## Title
Future 2, Sensitivity 7: Federal Carbon with Low Gas Prices
"The results presented herein use modeling assumptions developed by EIPC, EIPC stakeholders and CRA for purposes of EIPC capacity expansion modeling. As such, these results do not necessarily reflect the opinions or views of CRA or any individual EIPC stakeholder."

## Build Summary
EI New Build Summary
EI New Builds by Type
|  | Additions |  |  | Retirements
| 2010 | 2015 | 2020 | 2030 | 2015 | 2020 | 2030 | Total
Coal | 271.9155 | 8.4766 | 0 | 0 | 174.1081 | 52.7093 | 31.6297 | 21.945
Nuclear | 99.849 | 2.7406 | 4.53 | 0 | 0 | 0.6145 | 1.4882 | 105.0169
CC | 132.682 | 110.1915 | 35.0317 | 1.684 | 7.101 | 3.0183 | 4.0094 | 265.4606
CT | 120.329 | 4.6917 | 0.41903 | 0 | 3.8512 | 0 | 1.0976 | 120.491
Steam Oil/Gas | 74.547 | 0 | 0 | 0 | 42.808 | 0 | 4.6884 | 27.0506
Hydro | 44.6048 | 0 | 1.198 | 3.5931 | 0 | 0 | 0 | 49.3958
On-Shore Wind | 18.707 | 22.1949 | 75.8 | 125.9162 | 0 | 0 | 0 | 242.6181
Off-Shore Wind | 0 | 0.469 | 0 | 1.1 | 0 | 0 | 0 | 1.569
Other Renewable | 3.613 | 2.3484 | 2.7398 | 4.2005 | 0 | 0 | 0 | 12.9017
New HQ/Maritimes | 0 | 0 | 0 | 2.5 | 0 | 0 | 0 | 2.5
Other | 17.054 | 0 | 0 | 0 | 0 | 0 | 0 | 17.054
Total w/o DR | 783.3012 | 151.1127 | 119.7185 | 138.9938 | 227.8683 | 56.3421 | 42.9132 | 866.0027
DR | 33.1 | -1.344 | 16.8375 | 22.1146 | 0 | 0 | 0 | 70.7081
Total w/DR | 816.4013 | 149.7686 | 136.556 | 161.1085 | 227.8683 | 56.3421 | 42.9132 | 936.7108
EI New Builds by Region
| EI Cumulative New Builds |  |  |  | EI Cumulative New CCs |  |  |  | EI Cumulative New On-Shore Wind |  |  |  | EI Cumulative Coal Retirements
| 2015 | 2020 | 2030 |  |  | 2015 | 2020 | 2030 |  | 2015 | 2020 | 2030 |  | 2015 | 2020 | 2030
ENT | 3591.74 | 6766 | 6902.79 |  | ENT | 2701.45 | 5814.18 | 5814.18 | ENT | 0 | 0 | 0 | ENT | 1127.92 | 6531.22 | 8308.9
FRCC | 16066.1 | 16506.15 | 18388.15 |  | FRCC | 13356.77 | 13796.82 | 15480.82 | FRCC | 0 | 0 | 0 | FRCC | 7733.38 | 9277.41 | 9277.41
IESO | 5144.99 | 5144.99 | 5145.49 |  | IESO | 1263 | 1263 | 1263 | IESO | 2105.9 | 2105.9 | 2105.9 | IESO | 6416 | 6416 | 6416
MAPP_CA | 584.16 | 1279.16 | 3858.6 |  | MAPP_CA | 281.76 | 281.76 | 281.76 | MAPP_CA | 302.4 | 302.4 | 302.4 | MAPP_CA | 1076.84 | 1637.17 | 1745.9
MAPP_US | 729.61 | 2889.77 | 6825.17 |  | MAPP_US | 0.01 | 425.3 | 425.3 | MAPP_US | 421.3 | 2037.16 | 5900.88 | MAPP_US | 1927.1 | 2446.22 | 3096.49
MISO_IN | 8771.66 | 19634.44 | 19829.7 |  | MISO_IN | 8153.66 | 18790.61 | 18790.61 | MISO_IN | 0 | 0 | 0 | MISO_IN | 9647.97 | 12084.96 | 13957.33
MISO_MI | 4410.83 | 4807.53 | 4994.91 |  | MISO_MI | 2410.83 | 2410.85 | 2410.85 | MISO_MI | 2000 | 2396.68 | 2423.81 | MISO_MI | 7552.61 | 10791.99 | 10791.99
MISO_MO-IL | 2090.01 | 4992.8 | 11096.13 |  | MISO_MO-IL | 0.01 | 2902.8 | 2902.8 | MISO_MO-IL | 300 | 300 | 5900 | MISO_MO-IL | 6418.68 | 12733.67 | 12733.68
MISO_W | 2894.84 | 3425.88 | 57891.02 |  | MISO_W | 0.01 | 531.05 | 531.05 | MISO_W | 2800.5 | 2800.5 | 57193.97 | MISO_W | 4076.18 | 8502.08 | 9967.68
MISO_WUMS | 6967.27 | 9931.45 | 10186.58 |  | MISO_WUMS | 5148.37 | 8112.55 | 8112.55 | MISO_WUMS | 968.9 | 968.9 | 999.7 | MISO_WUMS | 4191.09 | 6060.09 | 6060.09
NE | 434.1 | 13252.83 | 17826.19 |  | NE | 0 | 0 | 0 | NE | 202 | 13020.73 | 17522.42 | NE | 0 | 3195.8 | 3195.8
NEISO | 3384.16 | 6175.98 | 8674.85 |  | NEISO | 2049.5 | 2049.5 | 2049.5 | NEISO | 231.2 | 2734.68 | 5163.81 | NEISO | 2250.13 | 2570.13 | 2570.13
NonRTO_Midwest | 4491.24 | 6935.91 | 7150.76 |  | NonRTO_Midwest | 4491.24 | 6935.91 | 6935.91 | NonRTO_Midwest | 0 | 0 | 0 | NonRTO_Midwest | 5807.89 | 8362.27 | 9522.94
NYISO_A-F | 3289.7 | 3999.5 | 4067.43 |  | NYISO_A-F | 639 | 639 | 639 | NYISO_A-F | 2476.3 | 3186.1 | 3186.1 | NYISO_A-F | 2251.9 | 2251.9 | 2251.9
NYISO_G-I | 0 | 60 | 134.33 |  | NYISO_G-I | 0 | 0 | 0 | NYISO_G-I | 0 | 60 | 60 | NYISO_G-I | 368.2 | 368.2 | 368.2
NYISO_J-K | 1207.4 | 1207.4 | 1281.73 |  | NYISO_J-K | 1175.4 | 1175.4 | 1175.4 | NYISO_J-K | 0 | 0 | 0 | NYISO_J-K | 0 | 0 | 0
PJM_E | 5940.05 | 6072.95 | 7172.95 |  | PJM_E | 4634.3 | 4634.3 | 4634.3 | PJM_E | 1150 | 1150 | 1150 | PJM_E | 2804 | 2804 | 3852.99
PJM_ROM | 2243.7 | 4614.2 | 6220.77 |  | PJM_ROM | 1678.5 | 1678.5 | 1678.5 | PJM_ROM | 479.8 | 1230 | 1230 | PJM_ROM | 13982.48 | 15216.48 | 16380.49
PJM_ROR | 38837.14 | 42504.76 | 50669.83 |  | PJM_ROR | 27838.04 | 30810.96 | 30810.96 | PJM_ROR | 8325.7 | 8517.4 | 16168.76 | PJM_ROR | 44296.06 | 52391.08 | 58568.14
SOCO | 9314.54 | 15688.18 | 15795.58 |  | SOCO | 9189.54 | 13363.18 | 13363.18 | SOCO | 0 | 0 | 0 | SOCO | 19237.98 | 22591.95 | 24643.68
SPP_N | 465.04 | 17116.4 | 58376.98 |  | SPP_N | 0 | 0.01 | 0.01 | SPP_N | 0 | 16651.35 | 57816.93 | SPP_N | 1036.83 | 3433.45 | 7882.49
SPP_S | 1831.02 | 39677.43 | 46025.78 |  | SPP_S | 0.03 | 943.33 | 943.34 | SPP_S | 430 | 37033.11 | 43286.45 | SPP_S | 4085.12 | 6732.08 | 13139.92
TVA | 8028.47 | 11512.56 | 11619.96 |  | TVA | 6330.58 | 9814.67 | 9814.67 | TVA | 0 | 0 | 0 | TVA | 12122.04 | 12879.04 | 15158.99
VACAR | 20394.9 | 26634.88 | 27189.31 |  | VACAR | 18849.5 | 18849.5 | 18849.5 | VACAR | 0.9 | 3500 | 3500 | VACAR | 15697.73 | 17540.21 | 18555.97
| 151112.67 | 270831.15 | 407324.99 |  |  | 110191.5 | 145223.18 | 146907.19 |  | 22194.9 | 97994.91 | 223911.13 |  | 174108.13 | 226817.4 | 258447.11

## Generation
#1 | Total Generation (GWh)
Total Generation by Reporting Type: Entergy
ReportingType | 2015 | 2020 | 2025 | 2030 | 2035 | 2040
BM | 0 | 0 | 0 | 0 | 0 | 1643.43
CC | 76322.46 | 104042.17 | 67440.1 | 39556.48 | 19013.31 | 15240.05
CSP | 0 | 0 | 0 | 0 | 0 | 0
CT | 0 | 0 | 0 | 0 | 0 | 0
Coal | 57008.45 | 5248.85 | 493 | 0 | 0 | 0
Geo | 0 | 0 | 0 | 0 | 0 | 0
H | 153 | 153 | 153 | 153 | 153 | 3824.34
LFG | 63.07 | 63.07 | 388.12 | 909.81 | 909.81 | 909.81
Nuc | 42234.08 | 42234.08 | 42234.08 | 42234.08 | 35554.75 | 27909.39
PS | 25.67 | 24.19 | 43.37 | 56.05 | 135.91 | 150.45
PV | 0.57 | 119.14 | 175.77 | 175.77 | 175.77 | 178.45
PeakG | 0 | 0 | 0 | 0 | 0 | 0
PeakO | 0 | 0 | 0 | 0 | 0 | 0
ST | 0 | 0 | 0 | 0 | 0 | 0
STOG | 622.99 | 652.96 | 950.8 | 0 | 0 | 0
STWD | 0 | 38.93 | 18.54 | 129.78 | 776.04 | 887.43
WT | 315.27 | 315.27 | 315.27 | 315.28 | 315.28 | 609.93
IGCC | 0 | 0 | 0 | 0 | 0 | 0
DemandResponse | 0 | 0 | 0 | 0 | 0 | 0
IGCC-CCS | 0 | 0 | 0 | 0 | 0 | 0
WT_off | 0 | 0 | 0 | 0 | 0 | 0
PseudoUnit | 0 | 0 | 0 | 0 | 0 | 0
FixedInterchange | 0 | 0 | 0 | 0 | 0 | 0
Total Generation by Reporting Type: FRCC
ReportingType | 2015 | 2020 | 2025 | 2030 | 2035 | 2040
BM | 0 | 0 | 0 | 0 | 0 | 0.05
CC | 199263.01 | 208098.45 | 220812.37 | 220582 | 59155.94 | 50696.12
CSP | 0 | 0 | 0 | 0 | 0 | 0
CT | 486.48 | 806.28 | 967.86 | 964.11 | 0 | 0
Coal | 12800.35 | 200.9 | 130.72 | 74.84 | 74.85 | 515.68
Geo | 0 | 0 | 0 | 0 | 0 | 0
H | 27.85 | 27.85 | 27.85 | 27.85 | 27.85 | 27.87
LFG | 3831.62 | 3831.62 | 5392.66 | 5392.66 | 5392.66 | 5392.66
Nuc | 32180.57 | 32180.57 | 32180.58 | 32180.58 | 187605.21 | 215839.47
PS | 0 | 0 | 0 | 0 | 0 | 0
PV | 134.03 | 134.03 | 134.03 | 134.03 | 134.03 | 134.03
PeakG | 386.09 | 613.85 | 1129.88 | 1246.78 | 265.95 | 230
PeakO | 0 | 0 | 0 | 0 | 0 | 0
ST | 0 | 0 | 0 | 0 | 0 | 0
STOG | 0 | 0 | 0 | 0 | 0 | 0
STWD | 131.4 | 202.12 | 202.12 | 1366.56 | 1366.56 | 1366.56
WT | 0 | 0 | 0 | 0 | 0 | 0
IGCC | 0 | 0 | 0 | 0 | 0 | 0
DemandResponse | 0 | 0 | 0 | 0 | 0 | 0
IGCC-CCS | 0 | 0 | 0 | 0 | 0 | 0
WT_off | 0 | 0 | 0 | 0 | 0 | 0
PseudoUnit | 0 | 0 | 0 | 0 | 0 | 0
FixedInterchange | 0 | 0 | 0 | 0 | 0 | 0
Total Generation by Reporting Type: MAPP_US
ReportingType | 2015 | 2020 | 2025 | 2030 | 2035 | 2040
BM | 0 | 0 | 0 | 0 | 0 | 0
CC | 2157.14 | 5252.65 | 1650 | 725.83 | 563.22 | 499.62
CSP | 0 | 0 | 0 | 0 | 0 | 0
CT | 0 | 0 | 0 | 0 | 0 | 0
Coal | 10159.66 | 3138.64 | 0 | 0 | 0 | 0
Geo | 354.6 | 354.6 | 354.6 | 354.6 | 354.6 | 354.6
H | 10150.02 | 10150.02 | 10150.02 | 10150.02 | 10150.02 | 10150.02
LFG | 15.77 | 15.77 | 15.77 | 580.79 | 580.79 | 580.79
Nuc | 0 | 0.01 | 0 | 0.04 | 0.16 | 0.4
PS | 0 | 0 | 0 | 0 | 0 | 0
PV | 0 | 0 | 0 | 0 | 0 | 0
PeakG | 90.12 | 68.21 | 47.2 | 68.26 | 47.21 | 47.21
PeakO | 0 | 0 | 0 | 0 | 0 | 0
ST | 0 | 0 | 0 | 0 | 0 | 0
STOG | 0 | 0 | 0 | 0 | 0 | 0
STWD | 0 | 0 | 0 | 0 | 0 | 0
WT | 5908.78 | 11560.7 | 21461.75 | 25075.1 | 25032.81 | 24961.66
IGCC | 0 | 0 | 0 | 0 | 0 | 0
DemandResponse | 0 | 0 | 0 | 0 | 0 | 0
IGCC-CCS | 0 | 0 | 0 | 0 | 0 | 0
WT_off | 0 | 0 | 0 | 0 | 0 | 0
PseudoUnit | 0 | 0 | 0 | 0 | 0 | 0
FixedInterchange | 0 | 0 | 0 | 0 | 0 | 0
Total Generation by Reporting Type: MISO_IN
ReportingType | 2015 | 2020 | 2025 | 2030 | 2035 | 2040
BM | 0 | 0 | 0 | 0 | 0 | 0.01
CC | 67120.69 | 149037.48 | 148042.24 | 137294.48 | 41563.85 | 34680.23
CSP | 0 | 0 | 0 | 0 | 0 | 0
CT | 0 | 0 | 0 | 0 | 0 | 0
Coal | 32730.67 | 7253.74 | 1091.68 | 420.8 | 420.81 | 902.1
Geo | 0 | 0 | 0 | 0 | 0 | 0
H | 417.2 | 417.2 | 417.2 | 417.2 | 417.2 | 417.2
LFG | 291.71 | 291.71 | 923.41 | 923.41 | 923.41 | 923.41
Nuc | 0.01 | 0.02 | 0 | 0.04 | 0.78 | 0.72
PS | 0 | 0 | 0 | 0 | 0 | 0
PV | 0 | 375.88 | 560.63 | 567.49 | 567.49 | 567.49
PeakG | 0 | 0 | 0 | 0 | 0 | 0
PeakO | 0 | 0 | 0 | 0 | 0 | 0
ST | 0 | 0 | 0 | 0 | 0 | 0
STOG | 54.67 | 28.64 | 54.68 | 28.64 | 0 | 0
STWD | 0 | 0 | 0 | 0 | 0 | 0
WT | 1553.06 | 1553.06 | 1553.06 | 1553.06 | 115576.57 | 115576.58
IGCC | 4427.31 | 2794.15 | 394.9 | 0 | 0 | 0
DemandResponse | 0 | 0 | 0 | 0 | 0 | 0
IGCC-CCS | 0 | 0 | 0 | 0 | 0 | 0
WT_off | 0 | 0 | 0 | 0 | 0 | 0
PseudoUnit | 0 | 0 | 0 | 0 | 0 | 0
FixedInterchange | 0 | 0 | 0 | 0 | 0 | 0
Total Generation by Reporting Type: MISO_MI
ReportingType | 2015 | 2020 | 2025 | 2030 | 2035 | 2040
BM | 0 | 0 | 0 | 0 | 0 | 9712.79
CC | 32420.65 | 32840.48 | 28090.52 | 20049.51 | 11992.57 | 3679.45
CSP | 0 | 0 | 0 | 0 | 0 | 0
CT | 0 | 0 | 0 | 0 | 0 | 0
Coal | 14732.35 | 0.03 | 0.01 | 0 | 0.01 | 0.01
Geo | 0 | 0 | 0 | 0 | 0 | 0
H | 410 | 410 | 410 | 410 | 410 | 410
LFG | 1285.09 | 1285.09 | 2548.5 | 2548.5 | 2548.5 | 2548.5
Nuc | 14714.16 | 14714.16 | 14714.16 | 14714.16 | 8654.02 | 15498.51
PS | 855.67 | 785.42 | 1838.78 | 1329.12 | 393.12 | 997.35
PV | 0 | 0 | 0 | 0 | 0 | 0
PeakG | 15.44 | 29.96 | 0 | 7.4 | 0 | 0
PeakO | 0 | 0 | 0 | 0 | 0 | 0
ST | 0 | 0 | 0 | 0 | 0 | 0
STOG | 368.87 | 162.5 | 283.12 | 283.11 | 0 | 0
STWD | 1142.3 | 792.54 | 110.27 | 124.94 | 1142.3 | 1142.3
WT | 5161.16 | 6227.11 | 6227.11 | 6300.01 | 6773.47 | 6773.47
IGCC | 0 | 0 | 0 | 0 | 0 | 0
DemandResponse | 0 | 0 | 0 | 0 | 0 | 0
IGCC-CCS | 0 | 0 | 0 | 0 | 0 | 0
WT_off | 0 | 0 | 0 | 0 | 0 | 0
PseudoUnit | 0 | 0 | 0 | 0 | 0 | 0
FixedInterchange | 0 | 0 | 0 | 0 | 0 | 0
Total Generation by Reporting Type: MISO_MO-IL
ReportingType | 2015 | 2020 | 2025 | 2030 | 2035 | 2040
BM | 0 | 0 | 0 | 0 | 0 | 0
CC | 3742.62 | 26066.88 | 21356.61 | 14683.23 | 5248.96 | 3629.58
CSP | 0 | 0 | 0 | 0 | 0 | 0
CT | 0 | 0 | 0 | 0 | 0 | 0
Coal | 56489.47 | 13854.34 | 1748.93 | 158.87 | 408.61 | 569.77
Geo | 0 | 0 | 0 | 0 | 0 | 0
H | 1317.1 | 1317.1 | 2690.42 | 2690.42 | 2690.42 | 2690.42
LFG | 141.91 | 141.91 | 1902.67 | 1902.67 | 1902.67 | 1902.67
Nuc | 17393.71 | 17393.71 | 17393.71 | 17393.71 | 17393.71 | 17393.71
PS | 202.4 | 329.15 | 433.18 | 323.4 | 180.4 | 1122
PV | 0 | 0 | 0 | 0 | 0 | 0
PeakG | 127.66 | 422.66 | 236 | 91.37 | 0 | 0
PeakO | 0 | 0 | 0 | 0 | 0 | 0
ST | 0 | 0 | 0 | 0 | 0 | 0
STOG | 5.27 | 13.84 | 5.26 | 5.26 | 0 | 0
STWD | 0 | 0 | 0 | 0 | 0 | 0
WT | 2075.16 | 2075.16 | 2075.16 | 19215.14 | 30110.33 | 30110.33
IGCC | 0 | 0 | 0 | 0 | 0 | 0
DemandResponse | 0 | 0 | 0 | 0 | 0 | 0
IGCC-CCS | 0 | 0 | 0 | 0 | 0 | 0
WT_off | 0 | 0 | 0 | 0 | 0 | 0
PseudoUnit | 0 | 0 | 0 | 0 | 0 | 0
FixedInterchange | 0 | 0 | 0 | 0 | 0 | 0
Total Generation by Reporting Type: MISO_W
ReportingType | 2015 | 2020 | 2025 | 2030 | 2035 | 2040
BM | 0 | 0 | 0 | 0 | 0 | 0
CC | 10081.65 | 26234.41 | 9521.87 | 4915.61 | 2777.4 | 1821.86
CSP | 0 | 0 | 0 | 0 | 0 | 0
CT | 0 | 0 | 0 | 0 | 0 | 0
Coal | 67462.92 | 17510.52 | 2801.67 | 1654.48 | 2313.11 | 2313.11
Geo | 0 | 0 | 0 | 0 | 0 | 0
H | 1643.74 | 1643.74 | 1643.74 | 1643.74 | 1643.74 | 1643.74
LFG | 1616.22 | 1616.22 | 2181.24 | 2181.24 | 2181.24 | 2181.24
Nuc | 18393.35 | 18393.35 | 18393.35 | 18393.35 | 0.78 | 0.78
PS | 0 | 0 | 0 | 0 | 0 | 0
PV | 0 | 0 | 0 | 0 | 0 | 0
PeakG | 254.35 | 271.35 | 22.2 | 36.84 | 0 | 0
PeakO | 0 | 0 | 0 | 0 | 0 | 0
ST | 0 | 0 | 0 | 0 | 0 | 0
STOG | 0.18 | 0.62 | 0 | 0 | 0 | 0
STWD | 59.16 | 127.24 | 200.01 | 207.05 | 1499.42 | 1822.39
WT | 27590.66 | 27590.66 | 125707.1 | 207138.61 | 207123.01 | 209684.71
IGCC | 0 | 0 | 0 | 0 | 0 | 0
DemandResponse | 0 | 0 | 0 | 0 | 0 | 0
IGCC-CCS | 0 | 0 | 0 | 0 | 0 | 0
WT_off | 0 | 0 | 0 | 0 | 0 | 0
PseudoUnit | 0 | 0 | 0 | 0 | 0 | 0
FixedInterchange | 0 | 0 | 0 | 0 | 0 | 0
Total Generation by Reporting Type: MISO_WUMS
ReportingType | 2015 | 2020 | 2025 | 2030 | 2035 | 2040
BM | 0 | 0 | 0 | 0 | 0 | 7438.86
CC | 53858.93 | 74183.38 | 71836.19 | 53963.82 | 33579.63 | 12278.09
CSP | 0 | 0 | 0 | 0 | 0 | 0
CT | 0 | 0 | 0 | 0 | 0 | 0
Coal | 7184.25 | 897.12 | 323.81 | 406.79 | 1835.93 | 2453.51
Geo | 0 | 0 | 0 | 0 | 0 | 0
H | 1018.41 | 1018.41 | 1023.31 | 1023.31 | 1023.31 | 1023.31
LFG | 559.76 | 559.76 | 2320.52 | 2320.52 | 2320.52 | 2320.52
Nuc | 14153.33 | 14153.33 | 14153.33 | 14153.33 | 0.78 | 0.78
PS | 0 | 0 | 0 | 0 | 0 | 0
PV | 0 | 0 | 0 | 0 | 0 | 0
PeakG | 0 | 2.48 | 0 | 0 | 0 | 0
PeakO | 0 | 0 | 0 | 0 | 0 | 0
ST | 0 | 0 | 0 | 0 | 0 | 0
STOG | 0 | 0 | 0 | 0 | 0 | 0
STWD | 10.4 | 10.4 | 38.74 | 67.1 | 735.84 | 734.54
WT | 4109.61 | 4109.61 | 4109.61 | 4197.83 | 34670.17 | 43557.73
IGCC | 0 | 0 | 0 | 0 | 0 | 0
DemandResponse | 0 | 0 | 0 | 0 | 0 | 0
IGCC-CCS | 0 | 0 | 0 | 0 | 0 | 0
WT_off | 0 | 0 | 0 | 0 | 0 | 0
PseudoUnit | 0 | 0 | 0 | 0 | 0 | 0
FixedInterchange | 0 | 0 | 0 | 0 | 0 | 0
Total Generation by Reporting Type: Nebraska
ReportingType | 2015 | 2020 | 2025 | 2030 | 2035 | 2040
BM | 0 | 0 | 0 | 0 | 0 | 0
CC | 848.28 | 387.5 | 381.55 | 238.68 | 137.83 | 36.98
CSP | 0 | 0 | 0 | 0 | 0 | 0
CT | 0 | 0 | 0 | 0 | 0 | 0
Coal | 30719.51 | 2591.28 | 1090.2 | 931.28 | 1470.19 | 1324.13
Geo | 0 | 0 | 0 | 0 | 0 | 0
H | 591 | 591 | 591 | 591 | 591 | 591
LFG | 47.3 | 47.3 | 47.3 | 594.44 | 612.32 | 612.32
Nuc | 9752.32 | 9752.32 | 9752.32 | 8648.24 | 1.04 | 0.93
PS | 0 | 0 | 0 | 0 | 0 | 0
PV | 0 | 0 | 0 | 0 | 0 | 0
PeakG | 44.3 | 0 | 0 | 0 | 0 | 0
PeakO | 0 | 0 | 0 | 0 | 0 | 0
ST | 0 | 0 | 0 | 0 | 0 | 0
STOG | 52.91 | 0 | 0 | 0 | 0 | 0
STWD | 0 | 0 | 0 | 0 | 0 | 0
WT | 1220.72 | 46709.4 | 57048.37 | 62684.14 | 80427.77 | 80398.18
IGCC | 0 | 0 | 0 | 0 | 0 | 0
DemandResponse | 0 | 0 | 0 | 0 | 0 | 0
IGCC-CCS | 0 | 0 | 0 | 0 | 0 | 0
WT_off | 0 | 0 | 0 | 0 | 0 | 0
PseudoUnit | 0 | 0 | 0 | 0 | 0 | 0
FixedInterchange | 0 | 0 | 0 | 0 | 0 | 0
Total Generation by Reporting Type: NEISO
ReportingType | 2015 | 2020 | 2025 | 2030 | 2035 | 2040
BM | 1882.96 | 1223.25 | 414.19 | 479.34 | 1882.96 | 1882.96
CC | 43275.11 | 29860.22 | 26243.19 | 20399.47 | 6468.02 | 6276.38
CSP | 0 | 0 | 0 | 0 | 0 | 0
CT | 0.63 | 10.66 | 10.92 | 10.61 | 0 | 0
Coal | 10.27 | 0 | 0 | 0 | 0 | 0
Geo | 0 | 0 | 0 | 0 | 0 | 0
H | 12289.94 | 12289.94 | 12289.94 | 12289.94 | 12303.66 | 12303.66
LFG | 4582.65 | 4582.65 | 5132.48 | 5132.48 | 5132.48 | 5132.48
Nuc | 36181.73 | 36181.73 | 36181.73 | 36181.73 | 26141.23 | 19310.53
PS | 154.17 | 184.14 | 203.85 | 134.01 | 46.74 | 70.09
PV | 5.26 | 510.43 | 510.43 | 510.43 | 510.43 | 510.43
PeakG | 8.52 | 32.3 | 38.51 | 36.56 | 1.23 | 2.57
PeakO | 0 | 0 | 0 | 0 | 0 | 0
ST | 0 | 0 | 0 | 0 | 0 | 0
STOG | 0 | 0 | 0 | 0 | 0 | 0
STWD | 4274.88 | 1224.49 | 127.99 | 116.65 | 2730.63 | 4274.84
WT | 1283.3 | 8682.44 | 12608.05 | 15861.81 | 43958.03 | 44275.44
IGCC | 0 | 0 | 0 | 0 | 0 | 0
DemandResponse | 0 | 0 | 0 | 0 | 0 | 0
IGCC-CCS | 0 | 0 | 0 | 0 | 0 | 0
WT_off | 1870.13 | 1870.13 | 1870.13 | 1870.13 | 1870.13 | 1870.13
PseudoUnit | 0 | 0 | 0 | 0 | 0 | 0
FixedInterchange | 0 | 0 | 0 | 0 | 0 | 0
Total Generation by Reporting Type: NonRTO_Midwest
ReportingType | 2015 | 2020 | 2025 | 2030 | 2035 | 2040
BM | 0 | 0 | 0 | 0 | 0 | 39699.36
CC | 34275.87 | 52374 | 52188.89 | 51562.74 | 45903.19 | 9833.37
CSP | 0 | 0 | 0 | 0 | 0 | 0
CT | 0 | 0 | 0 | 0 | 0 | 0
Coal | 25983.85 | 8504.82 | 1720.54 | 1046.8 | 1976.93 | 3049.14
Geo | 0 | 0 | 0 | 0 | 0 | 0
H | 457.8 | 457.8 | 457.82 | 687.29 | 3593.25 | 3593.25
LFG | 110.38 | 110.38 | 1373.79 | 1373.79 | 1373.79 | 1373.79
Nuc | 0.02 | 0.02 | 0.04 | 0.07 | 0.8 | 0.82
PS | 0 | 0 | 0 | 0 | 0 | 0
PV | 0 | 0 | 0 | 0 | 0 | 0
PeakG | 141.59 | 69.77 | 111.63 | 206.34 | 0 | 0
PeakO | 0 | 0 | 0 | 0 | 0 | 0
ST | 0 | 0 | 0 | 0 | 0 | 0
STOG | 0 | 0 | 0 | 0 | 0 | 0
STWD | 0 | 0 | 0 | 0 | 0 | 0
WT | 151.43 | 151.43 | 151.43 | 151.43 | 151.43 | 151.43
IGCC | 0 | 0 | 0 | 0 | 0 | 0
DemandResponse | 0 | 0 | 0 | 0 | 0 | 0
IGCC-CCS | 0 | 0 | 0 | 0 | 0 | 0
WT_off | 0 | 0 | 0 | 0 | 0 | 0
PseudoUnit | 0 | 0 | 0 | 0 | 0 | 0
FixedInterchange | 0 | 0 | 0 | 0 | 0 | 0
Total Generation by Reporting Type: NYISO_A-F
ReportingType | 2015 | 2020 | 2025 | 2030 | 2035 | 2040
BM | 0 | 0 | 0 | 0 | 0 | 0
CC | 8361.46 | 10552.97 | 10371.89 | 6345.87 | 1013.13 | 1433.98
CSP | 0 | 0 | 0 | 0 | 0 | 0
CT | 0 | 0 | 0 | 0 | 0 | 0
Coal | 0 | 0 | 0 | 0 | 0 | 0
Geo | 0 | 0 | 0 | 0 | 0 | 0
H | 27149.99 | 27149.99 | 27149.99 | 27149.99 | 27149.99 | 27149.99
LFG | 1359.2 | 1359.2 | 1359.2 | 1894.79 | 1894.79 | 1894.79
Nuc | 26211.3 | 26211.3 | 26211.3 | 21372.53 | 16850.79 | 10212.67
PS | 155.32 | 155.32 | 155.32 | 96.02 | 0 | 126.81
PV | 0 | 0 | 0 | 0 | 0 | 0
PeakG | 0 | 6.58 | 6.58 | 0.75 | 0 | 0
PeakO | 0 | 0 | 0 | 0 | 0 | 0
ST | 0 | 0 | 0 | 0 | 0 | 0
STOG | 0 | 0 | 0 | 0 | 0 | 0
STWD | 0 | 0.77 | 0.77 | 8.51 | 284.21 | 602.69
WT | 10101.82 | 11933.66 | 11933.66 | 11933.66 | 37306.4 | 37306.4
IGCC | 0 | 0 | 0 | 0 | 0 | 0
DemandResponse | 0 | 0 | 0 | 0 | 0 | 0
IGCC-CCS | 0 | 0 | 0 | 0 | 0 | 0
WT_off | 0 | 0 | 0 | 0 | 0 | 0
PseudoUnit | 0 | 0 | 0 | 0 | 0 | 0
FixedInterchange | 0 | 0 | 0 | 0 | 0 | 0
Total Generation by Reporting Type: NYISO_G-I
ReportingType | 2015 | 2020 | 2025 | 2030 | 2035 | 2040
BM | 0 | 0 | 0 | 0 | 0 | 0.21
CC | 3811.99 | 6617.73 | 6841.33 | 2104.05 | 1441.7 | 841.47
CSP | 0 | 0 | 0 | 0 | 0 | 0
CT | 0 | 0 | 0 | 0 | 0 | 0
Coal | 0 | 0 | 0 | 0 | 0 | 0
Geo | 0 | 0 | 0 | 0 | 0 | 0
H | 266.56 | 266.56 | 266.56 | 266.56 | 266.56 | 266.56
LFG | 504.58 | 504.58 | 504.59 | 1090.62 | 1090.62 | 1090.62
Nuc | 15929.31 | 15929.31 | 15929.31 | 15929.31 | 12233.11 | 17935.38
PS | 0 | 0 | 0 | 0 | 0 | 0
PV | 0 | 0 | 0 | 0 | 0 | 0
PeakG | 0 | 0.03 | 0.04 | 0.04 | 0.03 | 0.04
PeakO | 0 | 0 | 0 | 0 | 0 | 0
ST | 0 | 0 | 0 | 0 | 0 | 0
STOG | 0 | 0 | 0 | 0 | 0 | 0
STWD | 0 | 0 | 0 | 0 | 0 | 0
WT | 0 | 178.23 | 178.23 | 178.23 | 909.97 | 909.97
IGCC | 0 | 0 | 0 | 0 | 0 | 0
DemandResponse | 0 | 0 | 0 | 0 | 0 | 0
IGCC-CCS | 0 | 0 | 0 | 0 | 0 | 0
WT_off | 0 | 0 | 0 | 0 | 0 | 0
PseudoUnit | 0 | 0 | 0 | 0 | 0 | 0
FixedInterchange | 0 | 0 | 0 | 0 | 0 | 0
Total Generation by Reporting Type: NYISO_J-K
ReportingType | 2015 | 2020 | 2025 | 2030 | 2035 | 2040
BM | 0 | 0 | 0 | 0 | 0 | 0
CC | 24101.81 | 26029.56 | 25202.54 | 22164.53 | 13223.98 | 11542.06
CSP | 0 | 0 | 0 | 0 | 0 | 0
CT | 0 | 0 | 0 | 0 | 0 | 0
Coal | 0 | 0 | 0 | 0 | 0 | 0
Geo | 0 | 0 | 0 | 0 | 0 | 0
H | 0 | 0 | 0 | 0 | 0 | 0
LFG | 977.62 | 977.62 | 977.62 | 1563.66 | 1563.66 | 1563.66
Nuc | 0 | 0 | 0 | 0.04 | 0.69 | 0.78
PS | 0 | 0 | 0 | 0 | 0 | 0
PV | 53.26 | 53.26 | 53.26 | 53.26 | 53.26 | 53.26
PeakG | 53.24 | 100.71 | 143.28 | 115.73 | 336.17 | 272.81
PeakO | 0 | 0 | 0 | 0 | 0 | 0
ST | 0 | 0 | 0 | 0 | 0 | 0
STOG | 349.19 | 683.48 | 1084.86 | 1011.61 | 446.44 | 269.33
STWD | 0 | 0 | 0 | 0 | 0 | 0
WT | 0 | 0 | 0 | 0 | 861.26 | 861.26
IGCC | 0 | 0 | 0 | 0 | 0 | 0
DemandResponse | 0 | 0 | 0 | 0 | 0 | 0
IGCC-CCS | 0 | 0 | 0 | 0 | 0 | 0
WT_off | 0 | 0 | 0 | 0 | 0 | 0
PseudoUnit | 0 | 0 | 0 | 0 | 0 | 0
FixedInterchange | 0 | 0 | 0 | 0 | 0 | 0
Total Generation by Reporting Type: PJM_E
ReportingType | 2015 | 2020 | 2025 | 2030 | 2035 | 2040
BM | 6.5 | 223.98 | 223.98 | 223.98 | 223.98 | 223.99
CC | 50037.63 | 58815.75 | 54613.15 | 48218.53 | 38762.12 | 23874.15
CSP | 0 | 0 | 0 | 0 | 0 | 0
CT | 0.24 | 2.69 | 5.14 | 10.03 | 2.69 | 0
Coal | 467.28 | 343.47 | 10.68 | 0.26 | 0.01 | 0.02
Geo | 0 | 0 | 0 | 0 | 0 | 0
H | 1839.28 | 1839.28 | 1839.28 | 1839.28 | 1839.27 | 1839.27
LFG | 3714.15 | 4761.94 | 4761.94 | 4761.94 | 4761.94 | 4761.94
Nuc | 66287.73 | 61501.14 | 61501.14 | 61501.14 | 44177.54 | 35032.81
PS | 174.01 | 167.61 | 334.61 | 284 | 164 | 224.25
PV | 102.4 | 102.4 | 102.4 | 102.4 | 102.4 | 102.4
PeakG | 39.3 | 481.53 | 607.07 | 940.13 | 252.23 | 252.23
PeakO | 0 | 0 | 0 | 0 | 0 | 0
ST | 0 | 0 | 0 | 0 | 0 | 0
STOG | 268.49 | 512.56 | 0 | 0 | 0 | 0
STWD | 0 | 0 | 0 | 0 | 0 | 0
WT | 2143.36 | 2143.36 | 2143.36 | 2143.36 | 2143.36 | 2143.36
IGCC | 0 | 0 | 0 | 0 | 0 | 0
DemandResponse | 0 | 0 | 0 | 0 | 0 | 0
IGCC-CCS | 0 | 0 | 0 | 0 | 0 | 0
WT_off | 0 | 0 | 3990.53 | 3990.53 | 3990.53 | 3990.53
PseudoUnit | 0 | 0 | 0 | 0 | 0 | 0
FixedInterchange | 0 | 0 | 0 | 0 | 0 | 0
Total Generation by Reporting Type: PJM_ROM
ReportingType | 2015 | 2020 | 2025 | 2030 | 2035 | 2040
BM | 3.9 | 134.39 | 134.39 | 134.39 | 134.39 | 17603.63
CC | 21980.61 | 27603.02 | 26778.05 | 22275.74 | 17489.94 | 10105.4
CSP | 0 | 0 | 0 | 0 | 0 | 0
CT | 0.15 | 1.64 | 3.14 | 6.13 | 1.64 | 1.64
Coal | 10324.48 | 1159.9 | 12.86 | 0.32 | 0.02 | 0.03
Geo | 0 | 0 | 0 | 0 | 0 | 0
H | 3645.46 | 3645.46 | 3645.46 | 6490.47 | 6490.47 | 6490.47
LFG | 2813.8 | 4903.85 | 4903.85 | 4903.85 | 4903.85 | 4903.85
Nuc | 39227.38 | 39227.38 | 39227.38 | 39227.38 | 80079.27 | 92120.6
PS | 658.21 | 620.38 | 1094.5 | 1074.23 | 620.33 | 1233.21
PV | 10.51 | 2384.82 | 3714.14 | 4011.67 | 4034.1 | 4141.11
PeakG | 0 | 48.51 | 48.51 | 293.81 | 152.46 | 153.72
PeakO | 0 | 0 | 0 | 0 | 0 | 0
ST | 0 | 0 | 0 | 0 | 0 | 0
STOG | 691.59 | 1350.24 | 1332.33 | 1332.32 | 435.32 | 0
STWD | 14.8 | 490.56 | 490.56 | 490.56 | 490.56 | 490.56
WT | 3032.09 | 4910.74 | 4910.74 | 4910.74 | 4910.74 | 4910.74
IGCC | 0 | 0 | 0 | 0 | 0 | 0
DemandResponse | 0 | 0 | 0 | 0 | 0 | 0
IGCC-CCS | 0 | 0 | 0 | 0 | 0 | 0
WT_off | 0 | 0 | 0 | 0 | 0 | 0
PseudoUnit | 0 | 0 | 0 | 0 | 0 | 0
FixedInterchange | 0 | 0 | 0 | 0 | 0 | 0
Total Generation by Reporting Type: PJM_ROR
ReportingType | 2015 | 2020 | 2025 | 2030 | 2035 | 2040
BM | 83.43 | 2874.47 | 2426.45 | 2096.09 | 2874.47 | 47403.46
CC | 250754.77 | 287696.41 | 273558.7 | 238569.78 | 199097.74 | 85567.33
CSP | 0 | 0 | 0 | 0 | 0 | 0
CT | 2.98 | 5.69 | 5.69 | 11.11 | 2.98 | 2.98
Coal | 116608.8 | 38306.93 | 2322.28 | 981.93 | 2518.99 | 3521.72
Geo | 0 | 0 | 0 | 0 | 0 | 0
H | 4602.26 | 6925.78 | 6925.78 | 6925.78 | 6925.78 | 6925.78
LFG | 4252.63 | 4252.63 | 8302.71 | 8302.71 | 8302.71 | 8302.71
Nuc | 156083.84 | 156083.84 | 156083.84 | 149330.43 | 121530.18 | 219497.54
PS | 1345.4 | 1269.25 | 2858.34 | 2187.51 | 1263.21 | 3931.69
PV | 63.07 | 63.07 | 63.07 | 63.07 | 63.07 | 63.07
PeakG | 866.91 | 1159.44 | 1857.84 | 2035.51 | 284.23 | 127.81
PeakO | 0 | 0 | 0 | 0 | 0 | 0
ST | 0 | 0 | 0 | 0 | 0 | 0
STOG | 791.09 | 798.51 | 1382.79 | 798.51 | 214.23 | 0
STWD | 36.67 | 1359.55 | 1359.55 | 1139.21 | 1359.55 | 1359.55
WT | 28147.97 | 28682.04 | 28682.04 | 46714.53 | 52676.97 | 52676.97
IGCC | 0 | 0 | 0 | 0 | 0 | 0
DemandResponse | 0 | 0 | 0 | 0 | 0 | 0
IGCC-CCS | 0 | 0 | 0 | 0 | 0 | 0
WT_off | 0 | 0 | 0 | 0 | 0 | 0
PseudoUnit | 0 | 0 | 0 | 0 | 0 | 0
FixedInterchange | 0 | 0 | 0 | 0 | 0 | 0
Total Generation by Reporting Type: SOCO
ReportingType | 2015 | 2020 | 2025 | 2030 | 2035 | 2040
BM | 38.15 | 58.54 | 58.54 | 410.64 | 410.64 | 48942.4
CC | 166918.78 | 188500.26 | 179526.53 | 158323.86 | 56555.76 | 24737.87
CSP | 0 | 0 | 0 | 0 | 0 | 0
CT | 0 | 0 | 0 | 0 | 0 | 0
Coal | 19805.62 | 3398.6 | 1371.03 | 1371.03 | 2492.36 | 2492.36
Geo | 0 | 0 | 0 | 0 | 0 | 0
H | 10893.11 | 10893.11 | 10893.11 | 10893.11 | 10893.11 | 10893.11
LFG | 291.71 | 291.71 | 291.72 | 1138.45 | 1138.45 | 1138.45
Nuc | 45497.84 | 62634.5 | 62634.5 | 62634.5 | 168627.02 | 148023.69
PS | 906.31 | 1241.49 | 1621.4 | 1231.13 | 351.75 | 4271.25
PV | 0 | 0 | 0 | 0 | 0 | 0
PeakG | 632.21 | 722.58 | 1594.19 | 1508.61 | 52.97 | 62.13
PeakO | 0 | 0 | 0 | 0 | 0 | 0
ST | 0 | 0 | 0 | 0 | 0 | 0
STOG | 0 | 0 | 0 | 0 | 0 | 0
STWD | 246.51 | 246.49 | 445.33 | 692.4 | 4681.34 | 4681.34
WT | 0 | 0 | 0 | 0 | 209.15 | 209.15
IGCC | 0 | 0 | 0 | 0 | 0 | 0
DemandResponse | 0 | 0 | 0 | 0 | 0 | 0
IGCC-CCS | 0 | 0 | 0 | 0 | 0 | 0
WT_off | 0 | 0 | 0 | 0 | 0 | 0
PseudoUnit | 0 | 0 | 0 | 0 | 0 | 0
FixedInterchange | 0 | 0 | 0 | 0 | 0 | 0
Total Generation by Reporting Type: SPP_N
ReportingType | 2015 | 2020 | 2025 | 2030 | 2035 | 2040
BM | 0 | 0 | 0 | 0 | 0 | 0
CC | 8275.21 | 3338.66 | 1477.18 | 911.04 | 520.59 | 260.3
CSP | 0 | 0 | 0 | 0 | 0 | 0
CT | 0 | 0 | 0 | 0 | 0 | 0
Coal | 52587.08 | 7758.79 | 318.42 | 0 | 0 | 0
Geo | 0 | 0 | 0 | 0 | 0 | 0
H | 60 | 60 | 60 | 60 | 60 | 60
LFG | 55.19 | 55.19 | 55.19 | 712.71 | 804.16 | 804.17
Nuc | 9035.69 | 9035.69 | 9035.69 | 8012.75 | 6046.47 | 6007.61
PS | 0 | 0 | 0 | 0 | 0 | 0
PV | 0 | 0 | 0 | 0 | 0 | 0
PeakG | 74.03 | 0 | 0 | 0 | 0 | 0
PeakO | 0 | 0 | 0 | 0 | 0 | 0
ST | 0 | 0 | 0 | 0 | 0 | 0
STOG | 329.08 | 262.54 | 0 | 0 | 0 | 0
STWD | 0 | 0 | 0 | 0 | 0 | 0
WT | 4213.48 | 61393.73 | 150470.36 | 202755.08 | 236060.35 | 242176.72
IGCC | 0 | 0 | 0 | 0 | 0 | 0
DemandResponse | 0 | 0 | 0 | 0 | 0 | 0
IGCC-CCS | 0 | 0 | 0 | 0 | 0 | 0
WT_off | 0 | 0 | 0 | 0 | 0 | 0
PseudoUnit | 0 | 0 | 0 | 0 | 0 | 0
FixedInterchange | 0 | 0 | 0 | 0 | 0 | 0
Total Generation by Reporting Type: SPP_S
ReportingType | 2015 | 2020 | 2025 | 2030 | 2035 | 2040
BM | 0 | 0 | 0 | 0 | 0 | 0
CC | 56564.31 | 32806.53 | 19285.97 | 14101.23 | 7562 | 6976.01
CSP | 0 | 0 | 0 | 0 | 0 | 0
CT | 0 | 0 | 0 | 0 | 0 | 0
Coal | 74193.74 | 5404.4 | 71.47 | 0 | 0 | 0
Geo | 0 | 0 | 0 | 0 | 0 | 0
H | 10050.79 | 10050.79 | 10050.79 | 10050.79 | 10050.79 | 10050.79
LFG | 149.8 | 149.8 | 149.8 | 789.2 | 898.77 | 898.78
Nuc | 0 | 0 | 0 | 0.04 | 0.26 | 0.33
PS | 338.96 | 178.4 | 411.47 | 806.1 | 1148 | 971.83
PV | 0 | 0 | 0 | 0 | 0 | 0
PeakG | 0 | 0 | 0 | 0 | 0 | 0
PeakO | 0 | 0 | 0 | 0 | 0 | 0
ST | 0 | 0 | 0 | 0 | 0 | 0
STOG | 2864.05 | 599.8 | 1996.02 | 1372.43 | 442.1 | 433.87
STWD | 56.83 | 0 | 0 | 30.24 | 253.32 | 253.32
WT | 9404.55 | 135636.97 | 145923.2 | 155602 | 173295.42 | 177231.35
IGCC | 0 | 0 | 0 | 0 | 0 | 0
DemandResponse | 0 | 0 | 0 | 0 | 0 | 0
IGCC-CCS | 0 | 0 | 0 | 0 | 0 | 0
WT_off | 0 | 0 | 0 | 0 | 0 | 0
PseudoUnit | 0 | 0 | 0 | 0 | 0 | 0
FixedInterchange | 0 | 0 | 0 | 0 | 0 | 0
Total Generation by Reporting Type: TVA
ReportingType | 2015 | 2020 | 2025 | 2030 | 2035 | 2040
BM | 0 | 0 | 0 | 0 | 0 | 55206.82
CC | 64390.55 | 87818.61 | 82794.32 | 77712.1 | 50003.04 | 9005.87
CSP | 0 | 0 | 0 | 0 | 0 | 0
CT | 0 | 0 | 0 | 0 | 0 | 0
Coal | 22331.78 | 4180.96 | 4.15 | 0.01 | 0.01 | 0.01
Geo | 0 | 0 | 0 | 0 | 0 | 0
H | 17444.81 | 17444.81 | 17444.81 | 17444.81 | 17545.57 | 17545.57
LFG | 102.49 | 102.49 | 949.23 | 949.23 | 949.23 | 949.23
Nuc | 65391.09 | 65391.09 | 65391.09 | 65391.09 | 85963.52 | 76003.49
PS | 731.79 | 714.63 | 931.76 | 714.63 | 366.03 | 4444.65
PV | 0 | 0 | 0 | 0 | 0 | 0
PeakG | 0 | 0 | 0 | 0 | 0 | 0
PeakO | 0 | 0 | 0 | 0 | 0 | 0
ST | 0 | 0 | 0 | 0 | 0 | 0
STOG | 0 | 0 | 0 | 0 | 0 | 0
STWD | 1.06 | 1.06 | 1.85 | 3.38 | 35.04 | 35.04
WT | 73.94 | 73.94 | 73.94 | 73.94 | 283.09 | 283.09
IGCC | 0 | 0 | 0 | 0 | 0 | 0
DemandResponse | 0 | 0 | 0 | 0 | 0 | 0
IGCC-CCS | 0 | 0 | 0 | 0 | 0 | 0
WT_off | 0 | 0 | 0 | 0 | 0 | 0
PseudoUnit | 0 | 0 | 0 | 0 | 0 | 0
FixedInterchange | 0 | 0 | 0 | 0 | 0 | 0
Total Generation by Reporting Type: TVA_Transmission
ReportingType | 2015 | 2020 | 2025 | 2030 | 2035 | 2040
BM | 0 | 0 | 0 | 0 | 0 | 0
CC | 0 | 0 | 0 | 0 | 0 | 0
CSP | 0 | 0 | 0 | 0 | 0 | 0
CT | 0 | 0 | 0 | 0 | 0 | 0
Coal | 0 | 0 | 0 | 0 | 0 | 0
Geo | 0 | 0 | 0 | 0 | 0 | 0
H | 0 | 0 | 0 | 0 | 0 | 0
LFG | 0 | 0 | 0 | 0 | 0 | 0
Nuc | 0 | 0 | 0 | 0 | 0 | 0
PS | 0 | 0 | 0 | 0 | 0 | 0
PV | 0 | 0 | 0 | 0 | 0 | 0
PeakG | 0 | 0 | 0 | 0 | 0 | 0
PeakO | 0 | 0 | 0 | 0 | 0 | 0
ST | 0 | 0 | 0 | 0 | 0 | 0
STOG | 0 | 0 | 0 | 0 | 0 | 0
STWD | 0 | 0 | 0 | 0 | 0 | 0
WT | 0 | 0 | 0 | 0 | 0 | 0
IGCC | 0 | 0 | 0 | 0 | 0 | 0
DemandResponse | 0 | 0 | 0 | 0 | 0 | 0
IGCC-CCS | 0 | 0 | 0 | 0 | 0 | 0
WT_off | 0 | 0 | 0 | 0 | 0 | 0
PseudoUnit | 0 | 0 | 0 | 0 | 0 | 0
FixedInterchange | 0 | 0 | 0 | 0 | 0 | 0
Total Generation by Reporting Type: VACAR
ReportingType | 2015 | 2020 | 2025 | 2030 | 2035 | 2040
BM | 6.84 | 1277.68 | 5393.72 | 5393.72 | 5393.72 | 52160.85
CC | 145692.78 | 139414.41 | 138871.4 | 132320.83 | 74580.08 | 12619.64
CSP | 0 | 0 | 0 | 0 | 0 | 0
CT | 73.7 | 73.7 | 140.69 | 274.69 | 73.7 | 0
Coal | 9730.66 | 4020.72 | 1393.03 | 1182.58 | 2319.03 | 3151.63
Geo | 0 | 0 | 0 | 0 | 0 | 0
H | 4325 | 4325 | 4325 | 4325 | 4325 | 4325
LFG | 499.37 | 1343.43 | 1343.43 | 1343.43 | 1343.43 | 1343.43
Nuc | 89032.75 | 107182.03 | 107182.03 | 107182.03 | 167363.83 | 209515.57
PS | 1277.05 | 1988.16 | 1988.16 | 1922.76 | 549.36 | 6480.74
PV | 42.05 | 299.54 | 304.04 | 305.59 | 305.59 | 311.37
PeakG | 99.75 | 197.85 | 393.85 | 685.73 | 35.9 | 37.21
PeakO | 0 | 0 | 0 | 0 | 0 | 0
ST | 0 | 0 | 0 | 0 | 0 | 0
STOG | 0 | 0 | 0 | 0 | 0 | 0
STWD | 1969.25 | 1969.25 | 1802.42 | 1969.25 | 1969.25 | 1969.25
WT | 2.34 | 7866.99 | 7866.99 | 7866.99 | 7866.99 | 7866.99
IGCC | 0 | 0 | 0 | 0 | 0 | 0
DemandResponse | 0 | 0 | 0 | 0 | 0 | 0
IGCC-CCS | 0 | 0 | 0 | 0 | 0 | 0
WT_off | 3.46 | 3.46 | 3.46 | 3.46 | 3.46 | 3.46
PseudoUnit | 0 | 0 | 0 | 0 | 0 | 0
FixedInterchange | 0 | 0 | 0 | 0 | 0 | 0
Total Generation by Reporting Type: IESO
ReportingType | 2015 | 2020 | 2025 | 2030 | 2035 | 2040
BM | 0 | 0 | 0 | 10.53 | 54.27 | 2436.46
CC | 9638.85 | 6751.45 | 474.5 | 200.81 | 28.51 | 202.49
CSP | 0 | 0 | 0 | 0 | 0 | 0
CT | 12.03 | 12.03 | 0 | 0 | 0 | 0
Coal | 0 | 0 | 0 | 0 | 0 | 0
Geo | 0 | 0 | 0 | 0 | 0 | 0
H | 46189.03 | 46189.03 | 46189.03 | 46189.03 | 47737.94 | 47737.94
LFG | 926.37 | 926.37 | 926.37 | 930.31 | 930.31 | 930.31
Nuc | 101402.3 | 101402.3 | 101402.3 | 101402.3 | 93379.23 | 81383.57
PS | 25.83 | 13.53 | 25.83 | 13.53 | 13.09 | 26.08
PV | 78.84 | 78.84 | 78.84 | 78.84 | 78.84 | 78.84
PeakG | 0 | 0 | 0 | 0 | 0 | 0
PeakO | 0 | 0 | 0 | 0 | 0 | 0
ST | 0 | 0 | 0 | 0 | 0 | 0
STOG | 0 | 0 | 0 | 0 | 0 | 0
STWD | 4.38 | 4.38 | 4.38 | 26.27 | 974.11 | 974.11
WT | 8479.75 | 8479.75 | 8479.75 | 8479.75 | 8479.75 | 8479.75
IGCC | 0 | 0 | 0 | 0 | 0 | 0
DemandResponse | 0 | 0 | 0 | 0 | 0 | 0
IGCC-CCS | 0 | 0 | 0 | 0 | 0 | 0
WT_off | 0 | 0 | 0 | 0 | 0 | 0
PseudoUnit | 0 | 0 | 0 | 0 | 0 | 0
FixedInterchange | 0 | 0 | 0 | 0 | 0 | 0
Total Generation by Reporting Type: MAPP_CA
ReportingType | 2015 | 2020 | 2025 | 2030 | 2035 | 2040
BM | 0 | 0 | 0 | 0 | 0 | 0
CC | 7729.06 | 7729.06 | 2012.79 | 0 | 0 | 0
CSP | 0 | 0 | 0 | 0 | 0 | 0
CT | 0 | 0 | 0 | 0 | 0 | 0
Coal | 251.37 | 0 | 0 | 0 | 0 | 0
Geo | 0 | 0 | 0 | 0 | 0 | 0
H | 41520.42 | 45597.02 | 52748.56 | 60727.04 | 65520.29 | 65520.29
LFG | 0 | 0 | 0 | 0 | 0 | 0
Nuc | 0 | 0 | 0 | 0 | 0 | 0.46
PS | 0 | 0 | 0 | 0 | 0 | 0
PV | 0 | 0 | 0 | 0 | 0 | 0
PeakG | 90.89 | 59.7 | 0 | 0 | 0 | 0
PeakO | 0 | 0 | 0 | 0 | 0 | 0
ST | 0 | 0 | 0 | 0 | 0 | 0
STOG | 12.94 | 0 | 0 | 0 | 0 | 0
STWD | 0 | 0 | 0 | 0 | 0 | 0
WT | 1446.06 | 1446.06 | 1446.06 | 1446.06 | 688.72 | 688.72
IGCC | 0 | 0 | 0 | 0 | 0 | 0
DemandResponse | 0 | 0 | 0 | 0 | 0 | 0
IGCC-CCS | 0 | 0 | 0 | 0 | 0 | 0
WT_off | 0 | 0 | 0 | 0 | 0 | 0
PseudoUnit | 0 | 0 | 0 | 0 | 0 | 0
FixedInterchange | 0 | 0 | 0 | 0 | 0 | 0
Total Generation by Reporting Type: AZ_NM_SNV_Coal
ReportingType | 2015 | 2020 | 2025 | 2030 | 2035 | 2040
BM | 0 | 0 | 0 | 0 | 0 | 0
CC | 0 | 0 | 0 | 0 | 0 | 0
CSP | 0 | 0 | 0 | 0 | 0 | 0
CT | 0 | 0 | 0 | 0 | 0 | 0
Coal | 43548.15 | 16909.23 | 186.35 | 0 | 96.41 | 777.33
Geo | 0 | 0 | 0 | 0 | 0 | 0
H | 0 | 0 | 0 | 0 | 0 | 0
LFG | 0 | 0 | 0 | 0 | 0 | 0
Nuc | 0 | 0 | 0 | 0 | 0 | 0
PS | 0 | 0 | 0 | 0 | 0 | 0
PV | 0 | 0 | 0 | 0 | 0 | 0
PeakG | 0 | 0 | 0 | 0 | 0 | 0
PeakO | 0 | 0 | 0 | 0 | 0 | 0
ST | 0 | 0 | 0 | 0 | 0 | 0
STOG | 0 | 0 | 0 | 0 | 0 | 0
STWD | 0 | 0 | 0 | 0 | 0 | 0
WT | 0 | 0 | 0 | 0 | 0 | 0
IGCC | 0 | 0 | 0 | 0 | 0 | 0
DemandResponse | 0 | 0 | 0 | 0 | 0 | 0
IGCC-CCS | 0 | 0 | 0 | 0 | 0 | 0
WT_off | 0 | 0 | 0 | 0 | 0 | 0
PseudoUnit | 0 | 0 | 0 | 0 | 0 | 0
FixedInterchange | 0 | 0 | 0 | 0 | 0 | 0
Total Generation by Reporting Type: AZ_NM_SNV_Gas
ReportingType | 2015 | 2020 | 2025 | 2030 | 2035 | 2040
BM | 0 | 0 | 0 | 0 | 0 | 0
CC | 78513.47 | 83173.88 | 92298.72 | 86705.94 | 30361.32 | 16603.71
CSP | 0 | 0 | 0 | 0 | 0 | 0
CT | 0 | 0 | 0 | 1.57 | 0 | 0
Coal | 0 | 0 | 0 | 0 | 0 | 0
Geo | 0 | 0 | 0 | 0 | 0 | 0
H | 0 | 0 | 0 | 0 | 0 | 0
LFG | 0 | 0 | 0 | 0 | 0 | 0
Nuc | 0 | 0 | 0 | 0 | 0 | 0
PS | 0 | 0 | 0 | 0 | 0 | 0
PV | 0 | 0 | 0 | 0 | 0 | 0
PeakG | 0 | 0 | 0 | 0 | 0 | 0
PeakO | 0 | 0 | 0 | 0 | 0 | 0
ST | 0 | 0 | 0 | 0 | 0 | 0
STOG | 0 | 0 | 0 | 0 | 0 | 0
STWD | 0 | 0 | 0 | 0 | 0 | 0
WT | 0 | 0 | 0 | 0 | 0 | 0
IGCC | 0 | 0 | 0 | 0 | 0 | 0
DemandResponse | 0 | 0 | 0 | 0 | 0 | 0
IGCC-CCS | 0 | 0 | 0 | 0 | 0 | 0
WT_off | 0 | 0 | 0 | 0 | 0 | 0
PseudoUnit | 0 | 0 | 0 | 0 | 0 | 0
FixedInterchange | 0 | 0 | 0 | 0 | 0 | 0
Total Generation by Reporting Type: AZ_NM_SNV_NucRenew
ReportingType | 2015 | 2020 | 2025 | 2030 | 2035 | 2040
BM | 0 | 0 | 0 | 0 | 0 | 0.65
CC | 0 | 0 | 0 | 0 | 0 | 0
CSP | 0 | 0 | 0 | 0 | 0 | 0
CT | 0 | 0 | 0 | 0 | 0 | 0
Coal | 0 | 0 | 0 | 0 | 0 | 0
Geo | 0 | 0 | 12066.9 | 12066.9 | 12066.9 | 12066.9
H | 8952 | 8952 | 8952 | 8952 | 8952 | 8952
LFG | 55.19 | 478.61 | 533.48 | 533.48 | 533.48 | 533.48
Nuc | 30183.89 | 30183.89 | 30183.89 | 32065.4 | 96957.68 | 109397.74
PS | 2.16 | 2.16 | 16.87 | 23.76 | 23.76 | 12.96
PV | 365.63 | 365.63 | 365.63 | 365.63 | 365.63 | 365.63
PeakG | 0 | 0 | 0 | 0 | 0 | 0
PeakO | 0 | 0 | 0 | 0 | 0 | 0
ST | 981.12 | 2542.54 | 3340.66 | 3374.79 | 5630.65 | 5630.78
STOG | 0 | 0 | 0 | 0 | 0 | 0
STWD | 182.21 | 182.21 | 25.98 | 182.21 | 182.21 | 182.21
WT | 1407.73 | 33014.92 | 33014.92 | 33014.92 | 33014.92 | 33014.92
IGCC | 0 | 0 | 0 | 0 | 0 | 0
DemandResponse | 0 | 0 | 0 | 0 | 0 | 0
IGCC-CCS | 0 | 0 | 0 | 0 | 0 | 0
WT_off | 0 | 0 | 0 | 0 | 0 | 0
PseudoUnit | 0 | 0 | 0 | 0 | 0 | 0
FixedInterchange | 0 | 0 | 0 | 0 | 0 | 0
Total Generation by Reporting Type: ERCOT
ReportingType | 2015 | 2020 | 2025 | 2030 | 2035 | 2040
BM | 98.27 | 98.27 | 154.34 | 490.58 | 1082.59 | 23411.7
CC | 228998.08 | 257619.94 | 254737.64 | 198712 | 96217.89 | 62361.15
CSP | 0 | 0 | 0 | 0 | 0 | 0
CT | 0 | 2.34 | 25.69 | 8.17 | 0 | 0
Coal | 31923.93 | 7425.27 | 3243.04 | 1471.39 | 2176.58 | 2176.58
Geo | 0 | 0 | 0 | 0 | 0 | 0
H | 607.38 | 607.38 | 607.38 | 607.38 | 607.39 | 607.39
LFG | 591.3 | 591.3 | 3382.24 | 3382.24 | 3382.24 | 3382.24
Nuc | 39655.79 | 39655.79 | 39655.79 | 39655.79 | 142976.19 | 156344.88
PS | 0 | 0 | 0 | 0 | 0 | 0
PV | 30.84 | 30.84 | 30.84 | 30.84 | 2.63 | 2.5
PeakG | 0 | 6.37 | 96.61 | 43.32 | 35.89 | 39.91
PeakO | 0 | 0 | 0 | 0 | 0 | 0
ST | 0 | 0 | 0 | 0 | 0 | 0
STOG | 3054.76 | 4140.38 | 4485.66 | 1900.72 | 0 | 0
STWD | 0 | 0 | 0 | 0 | 0 | 0
WT | 27080.39 | 27080.39 | 27080.39 | 83850.23 | 83850.38 | 84590.46
IGCC | 0 | 0 | 0 | 0 | 0 | 0
DemandResponse | 0 | 0 | 0 | 0 | 0 | 0
IGCC-CCS | 0 | 0 | 0 | 0 | 0 | 0
WT_off | 0 | 0 | 0 | 0 | 0 | 0
PseudoUnit | 0 | 0 | 0 | 0 | 0 | 0
FixedInterchange | 0 | 0 | 0 | 0 | 0 | 0
Total Generation by Reporting Type: NP15
ReportingType | 2015 | 2020 | 2025 | 2030 | 2035 | 2040
BM | 0 | 0 | 0 | 0 | 0 | 0.01
CC | 77985.19 | 75375.6 | 78570.24 | 70706.7 | 31938.33 | 1246.04
CSP | 0 | 0 | 0 | 0 | 0 | 0
CT | 0 | 0 | 0 | 0 | 0 | 0
Coal | 213.44 | 0 | 0 | 0 | 0 | 0
Geo | 9050.48 | 9050.48 | 14043.68 | 14043.68 | 14043.68 | 14043.68
H | 24182 | 24182 | 24182 | 24182 | 24182 | 24182
LFG | 670.14 | 5124.6 | 5124.6 | 5124.6 | 5124.6 | 5124.6
Nuc | 17915.6 | 17915.6 | 17915.6 | 17915.6 | 47814.92 | 83144.12
PS | 0 | 0 | 0 | 62.79 | 0 | 15.06
PV | 153.52 | 153.52 | 153.52 | 153.52 | 153.52 | 153.52
PeakG | 0 | 0 | 0 | 0 | 0 | 0
PeakO | 0 | 0 | 0 | 0 | 0 | 0
ST | 99.08 | 99.08 | 99.08 | 99.08 | 99.08 | 99.08
STOG | 5.95 | 15 | 80.94 | 94.28 | 0 | 0
STWD | 3097.54 | 3097.54 | 13.92 | 2276.04 | 3097.54 | 3097.54
WT | 3102.31 | 9962.98 | 9962.98 | 11679.16 | 33576.2 | 35449.31
IGCC | 0 | 0 | 0 | 0 | 0 | 0
DemandResponse | 0 | 0 | 0 | 0 | 0 | 0
IGCC-CCS | 0 | 0 | 0 | 0 | 0 | 0
WT_off | 0 | 0 | 0 | 0 | 0 | 0
PseudoUnit | 0 | 0 | 0 | 0 | 0 | 0
FixedInterchange | 0 | 0 | 0 | 0 | 0 | 0
Total Generation by Reporting Type: NWPP_Coal
ReportingType | 2015 | 2020 | 2025 | 2030 | 2035 | 2040
BM | 0 | 0 | 0 | 0 | 0 | 0
CC | 0 | 0 | 0 | 0 | 0 | 0
CSP | 0 | 0 | 0 | 0 | 0 | 0
CT | 0 | 0 | 0 | 0 | 0 | 0
Coal | 41813.41 | 7263.73 | 1290.17 | 1282.61 | 1282.61 | 1282.61
Geo | 0 | 0 | 0 | 0 | 0 | 0
H | 0 | 0 | 0 | 0 | 0 | 0
LFG | 0 | 0 | 0 | 0 | 0 | 0
Nuc | 0 | 0 | 0 | 0 | 0 | 0
PS | 0 | 0 | 0 | 0 | 0 | 0
PV | 0 | 0 | 0 | 0 | 0 | 0
PeakG | 0 | 0 | 0 | 0 | 0 | 0
PeakO | 0 | 0 | 0 | 0 | 0 | 0
ST | 0 | 0 | 0 | 0 | 0 | 0
STOG | 0 | 0 | 0 | 0 | 0 | 0
STWD | 0 | 0 | 0 | 0 | 0 | 0
WT | 0 | 0 | 0 | 0 | 0 | 0
IGCC | 0 | 0 | 0 | 0 | 0 | 0
DemandResponse | 0 | 0 | 0 | 0 | 0 | 0
IGCC-CCS | 0 | 0 | 0 | 0 | 0 | 0
WT_off | 0 | 0 | 0 | 0 | 0 | 0
PseudoUnit | 0 | 0 | 0 | 0 | 0 | 0
FixedInterchange | 0 | 0 | 0 | 0 | 0 | 0
Total Generation by Reporting Type: NWPP_Gas
ReportingType | 2015 | 2020 | 2025 | 2030 | 2035 | 2040
BM | 0 | 0 | 0 | 0 | 0 | 0
CC | 50575.35 | 75434.49 | 75434.5 | 75434.5 | 18346.62 | 11231.36
CSP | 0 | 0 | 0 | 0 | 0 | 0
CT | 0 | 0 | 0 | 0 | 0 | 0
Coal | 0 | 0 | 0 | 0 | 0 | 0
Geo | 0 | 0 | 0 | 0 | 0 | 0
H | 0 | 0 | 0 | 0 | 0 | 0
LFG | 0 | 0 | 0 | 0 | 0 | 0
Nuc | 0 | 0 | 0 | 0 | 0 | 0
PS | 0 | 0 | 0 | 0 | 0 | 0
PV | 0 | 0 | 0 | 0 | 0 | 0
PeakG | 0 | 0 | 0 | 0 | 0 | 0
PeakO | 0 | 0 | 0 | 0 | 0 | 0
ST | 0 | 0 | 0 | 0 | 0 | 0
STOG | 0 | 0 | 0 | 0 | 0 | 0
STWD | 0 | 0 | 0 | 0 | 0 | 0
WT | 0 | 0 | 0 | 0 | 0 | 0
IGCC | 0 | 0 | 0 | 0 | 0 | 0
DemandResponse | 0 | 0 | 0 | 0 | 0 | 0
IGCC-CCS | 0 | 0 | 0 | 0 | 0 | 0
WT_off | 0 | 0 | 0 | 0 | 0 | 0
PseudoUnit | 0 | 0 | 0 | 0 | 0 | 0
FixedInterchange | 0 | 0 | 0 | 0 | 0 | 0
Total Generation by Reporting Type: NWPP_NucRenew
ReportingType | 2015 | 2020 | 2025 | 2030 | 2035 | 2040
BM | 0 | 0.3 | 65.88 | 243.02 | 243.02 | 5605
CC | 0 | 0 | 0 | 0 | 0 | 0
CSP | 0 | 0 | 0 | 0 | 0 | 0
CT | 0 | 0 | 0 | 0 | 0 | 0
Coal | 0 | 0 | 0 | 0 | 0 | 0
Geo | 3280.13 | 3280.13 | 6891.88 | 6891.88 | 6891.88 | 6891.88
H | 133486 | 133486 | 133486 | 133486 | 134577.8 | 134577.8
LFG | 1013.09 | 2940.73 | 2940.73 | 2940.73 | 2940.73 | 2940.73
Nuc | 8809.8 | 8809.8 | 8809.8 | 8809.8 | 27998.47 | 45793.72
PS | 0 | 0 | 0 | 0 | 0 | 0
PV | 7.88 | 7.88 | 7.88 | 7.88 | 7.88 | 7.88
PeakG | 0 | 0 | 0 | 0 | 0 | 0
PeakO | 0 | 0 | 0 | 0 | 0 | 0
ST | 0 | 0 | 0 | 0 | 0 | 0
STOG | 0 | 0 | 0 | 0 | 0 | 0
STWD | 0 | 0 | 5.05 | 3931.49 | 3931.49 | 3931.49
WT | 15874.4 | 15874.4 | 15874.4 | 15874.41 | 65216.01 | 70575.94
IGCC | 0 | 0 | 0 | 0 | 0 | 0
DemandResponse | 0 | 0 | 0 | 0 | 0 | 0
IGCC-CCS | 0 | 0 | 0 | 0 | 0 | 0
WT_off | 0 | 0 | 0 | 0 | 0 | 0
PseudoUnit | 0 | 0 | 0 | 0 | 0 | 0
FixedInterchange | 0 | 0 | 0 | 0 | 0 | 0
Total Generation by Reporting Type: RMPA
ReportingType | 2015 | 2020 | 2025 | 2030 | 2035 | 2040
BM | 0 | 0 | 0 | 0 | 0 | 8666.79
CC | 14891.98 | 20526.89 | 24674.35 | 17667.53 | 10318.16 | 5471.36
CSP | 0 | 0 | 0 | 0 | 0 | 0
CT | 0 | 0 | 0 | 0 | 0 | 0
Coal | 45957 | 28034.52 | 1753.76 | 2155.21 | 2155.21 | 2155.21
Geo | 0 | 5201.25 | 21387.54 | 21387.54 | 21387.54 | 21387.54
H | 4353 | 4353 | 4353 | 4353 | 4353 | 4353
LFG | 58.34 | 286.45 | 286.45 | 286.45 | 286.45 | 286.45
Nuc | 0 | 0 | 0 | 9360.02 | 15828.79 | 15828.79
PS | 113.73 | 59.22 | 81.07 | 61.93 | 61.93 | 108.63
PV | 54.93 | 54.93 | 54.93 | 54.93 | 54.93 | 54.93
PeakG | 6.15 | 0 | 2.37 | 7.27 | 0 | 0.86
PeakO | 0 | 0 | 0 | 0 | 0 | 0
ST | 9.83 | 1213.6 | 1213.6 | 1231.5 | 1231.5 | 1231.51
STOG | 0 | 0 | 0 | 0 | 0 | 0
STWD | 0 | 0 | 0 | 0 | 0 | 0
WT | 6354.34 | 17013.67 | 17013.67 | 18626.98 | 18626.98 | 19035.13
IGCC | 0 | 0 | 0 | 0 | 0 | 0
DemandResponse | 0 | 0 | 0 | 0 | 0 | 0
IGCC-CCS | 0 | 0 | 0 | 0 | 0 | 0
WT_off | 0 | 0 | 0 | 0 | 0 | 0
PseudoUnit | 0 | 0 | 0 | 0 | 0 | 0
FixedInterchange | 0 | 0 | 0 | 0 | 0 | 0
Total Generation by Reporting Type: SP15
ReportingType | 2015 | 2020 | 2025 | 2030 | 2035 | 2040
BM | 44.8 | 44.8 | 6.27 | 44.8 | 44.8 | 44.8
CC | 67285.36 | 86875.53 | 91267.58 | 81110.14 | 43256.24 | 19759.16
CSP | 0 | 0 | 0 | 0 | 0 | 0
CT | 0 | 0 | 0 | 0 | 0 | 0
Coal | 1392.49 | 0.09 | 0.01 | 0 | 0 | 0
Geo | 7774.15 | 19841.05 | 19841.05 | 19841.05 | 19841.05 | 19841.05
H | 5920 | 5920 | 5920 | 5920 | 5920 | 5920
LFG | 1759.71 | 6141.64 | 6141.64 | 6141.64 | 6141.64 | 6141.64
Nuc | 17526.13 | 17526.13 | 17526.13 | 17526.13 | 25426.6 | 53067.94
PS | 14.4 | 7 | 8.61 | 184.49 | 69.47 | 50.4
PV | 331.57 | 331.57 | 331.57 | 331.57 | 331.57 | 331.57
PeakG | 0 | 0 | 0 | 0 | 0 | 0
PeakO | 0 | 0 | 0 | 0 | 0 | 0
ST | 1569.79 | 1569.79 | 1569.79 | 1569.79 | 10012.5 | 12942.33
STOG | 1039.99 | 481.16 | 1141.43 | 328.75 | 29.78 | 15.31
STWD | 833.95 | 833.95 | 111.88 | 698.79 | 833.95 | 833.95
WT | 5740.26 | 5740.26 | 5740.26 | 42569.13 | 42569.14 | 42569.14
IGCC | 0 | 0 | 0 | 0 | 0 | 0
DemandResponse | 0 | 0 | 0 | 0 | 0 | 0
IGCC-CCS | 0 | 0 | 0 | 0 | 0 | 0
WT_off | 0 | 0 | 0 | 0 | 0 | 0
PseudoUnit | 0 | 0 | 0 | 0 | 0 | 0
FixedInterchange | 0 | 0 | 0 | 0 | 0 | 0
Total Generation by Reporting Type: ALB
ReportingType | 2015 | 2020 | 2025 | 2030 | 2035 | 2040
BM | 0 | 0 | 0 | 0 | 0 | 0
CC | 15500.63 | 20156.69 | 20812.6 | 5201.21 | 1199.24 | 0
CSP | 0 | 0 | 0 | 0 | 0 | 0
CT | 0 | 0 | 0 | 0 | 0 | 0
Coal | 45744.03 | 43949.25 | 41535.33 | 0 | 0 | 0
Geo | 0 | 0 | 0 | 0 | 0 | 0
H | 1979.87 | 1979.87 | 1979.87 | 1979.87 | 1979.87 | 1979.87
LFG | 78.84 | 78.84 | 78.84 | 78.84 | 78.84 | 78.84
Nuc | 0 | 0 | 0 | 63003.99 | 67711.14 | 72373.36
PS | 0 | 0 | 0 | 0 | 0 | 0
PV | 0 | 0 | 0 | 0 | 0 | 0
PeakG | 0 | 0 | 0 | 0 | 0 | 0
PeakO | 0 | 0 | 0 | 0 | 0 | 0
ST | 0 | 0 | 0 | 0 | 0 | 0
STOG | 0 | 0 | 0 | 0 | 0 | 0
STWD | 0 | 2.48 | 1219.39 | 1219.39 | 1219.39 | 1219.39
WT | 1553.84 | 1553.84 | 1553.84 | 1553.84 | 1764.26 | 1764.26
IGCC | 0 | 0 | 0 | 0 | 0 | 0
DemandResponse | 0 | 0 | 0 | 0 | 0 | 0
IGCC-CCS | 0 | 0 | 0 | 0 | 0 | 0
WT_off | 0 | 0 | 0 | 0 | 0 | 0
PseudoUnit | 0 | 0 | 0 | 0 | 0 | 0
FixedInterchange | 0 | 0 | 0 | 0 | 0 | 0
Total Generation by Reporting Type: BC
ReportingType | 2015 | 2020 | 2025 | 2030 | 2035 | 2040
BM | 0 | 0 | 0 | 0 | 0 | 0
CC | 6866.77 | 6866.78 | 6866.78 | 6866.78 | 0 | 0
CSP | 0 | 0 | 0 | 0 | 0 | 0
CT | 0 | 0 | 0 | 0 | 0 | 0
Coal | 0 | 0 | 0 | 0 | 0 | 0
Geo | 0 | 0 | 0 | 0 | 0 | 0
H | 54411.22 | 54411.22 | 54411.22 | 54411.22 | 54411.22 | 54411.22
LFG | 189.22 | 189.22 | 189.22 | 189.22 | 189.22 | 189.22
Nuc | 0 | 0 | 0 | 55.62 | 4608.05 | 9340.26
PS | 0 | 0 | 0 | 0 | 0 | 0
PV | 0 | 0 | 0 | 0 | 0 | 0
PeakG | 0 | 0 | 0 | 0 | 0 | 0
PeakO | 0 | 0 | 0 | 0 | 0 | 0
ST | 0 | 0 | 0 | 0 | 0 | 0
STOG | 0 | 0 | 0 | 0 | 0 | 0
STWD | 0 | 0 | 1555.81 | 3574.08 | 3574.08 | 3574.08
WT | 568.82 | 568.82 | 568.82 | 568.82 | 929.53 | 929.53
IGCC | 0 | 0 | 0 | 0 | 0 | 0
DemandResponse | 0 | 0 | 0 | 0 | 0 | 0
IGCC-CCS | 0 | 0 | 0 | 0 | 0 | 0
WT_off | 0 | 0 | 0 | 0 | 0 | 0
PseudoUnit | 0 | 0 | 0 | 0 | 0 | 0
FixedInterchange | 0 | 0 | 0 | 0 | 0 | 0
Total Generation by Reporting Type: HQ_IESO
ReportingType | 2015 | 2020 | 2025 | 2030 | 2035 | 2040
BM | 0 | 0 | 0 | 0 | 0 | 0
CC | 0 | 0 | 0 | 0 | 0 | 0
CSP | 0 | 0 | 0 | 0 | 0 | 0
CT | 0 | 0 | 0 | 0 | 0 | 0
Coal | 0 | 0 | 0 | 0 | 0 | 0
Geo | 0 | 0 | 0 | 0 | 0 | 0
H | 0 | 0 | 0 | 0 | 0 | 0
LFG | 0 | 0 | 0 | 0 | 0 | 0
Nuc | 0 | 0 | 0 | 0 | 0.01 | 0.78
PS | 0 | 0 | 0 | 0 | 0 | 0
PV | 0 | 0 | 0 | 0 | 0 | 0
PeakG | 0 | 0 | 0 | 0 | 0 | 0
PeakO | 0 | 0 | 0 | 0 | 0 | 0
ST | 0 | 0 | 0 | 0 | 0 | 0
STOG | 0 | 0 | 0 | 0 | 0 | 0
STWD | 0 | 0 | 0 | 0 | 0 | 0
WT | 0 | 0 | 0 | 0 | 0 | 0
IGCC | 0 | 0 | 0 | 0 | 0 | 0
DemandResponse | 0 | 0 | 0 | 0 | 0 | 0
IGCC-CCS | 0 | 0 | 0 | 0 | 0 | 0
WT_off | 0 | 0 | 0 | 0 | 0 | 0
PseudoUnit | 0 | 0 | 0 | 0 | 0 | 0
FixedInterchange | 2336 | 2336 | 2336 | 2336 | 2336 | 2336
Total Generation by Reporting Type: HQ_NEISO
ReportingType | 2015 | 2020 | 2025 | 2030 | 2035 | 2040
BM | 0 | 0 | 0 | 0 | 0 | 0
CC | 0 | 0 | 0 | 0 | 0 | 0
CSP | 0 | 0 | 0 | 0 | 0 | 0
CT | 0 | 0 | 0 | 0 | 0 | 0
Coal | 0 | 0 | 0 | 0 | 0 | 0
Geo | 0 | 0 | 0 | 0 | 0 | 0
H | 0 | 0 | 0 | 0 | 0 | 0
LFG | 0 | 0 | 0 | 0 | 0 | 0
Nuc | 0 | 0 | 0 | 0 | 0.16 | 0.36
PS | 0 | 0 | 0 | 0 | 0 | 0
PV | 0 | 0 | 0 | 0 | 0 | 0
PeakG | 0 | 0 | 0 | 0 | 0 | 0
PeakO | 0 | 0 | 0 | 0 | 0 | 0
ST | 0 | 0 | 0 | 0 | 0 | 0
STOG | 0 | 0 | 0 | 0 | 0 | 0
STWD | 0 | 0 | 0 | 0 | 0 | 0
WT | 0 | 0 | 0 | 0 | 0 | 0
IGCC | 0 | 0 | 0 | 0 | 0 | 0
DemandResponse | 0 | 0 | 0 | 0 | 0 | 0
IGCC-CCS | 0 | 0 | 0 | 0 | 0 | 0
WT_off | 0 | 0 | 0 | 0 | 0 | 0
PseudoUnit | 0 | 0 | 0 | 0 | 1488.43 | 1488.43
FixedInterchange | 19184.4 | 19184.4 | 19184.4 | 19184.4 | 19184.4 | 19184.4
Total Generation by Reporting Type: HQ_NY
ReportingType | 2015 | 2020 | 2025 | 2030 | 2035 | 2040
BM | 0 | 0 | 0 | 0 | 0 | 0
CC | 0 | 0 | 0 | 0 | 0 | 0
CSP | 0 | 0 | 0 | 0 | 0 | 0
CT | 0 | 0 | 0 | 0 | 0 | 0
Coal | 0 | 0 | 0 | 0 | 0 | 0
Geo | 0 | 0 | 0 | 0 | 0 | 0
H | 0 | 0 | 0 | 0 | 0 | 0
LFG | 0 | 0 | 0 | 0 | 0 | 0
Nuc | 0 | 0 | 0 | 0 | 0.35 | 0.78
PS | 0 | 0 | 0 | 0 | 0 | 0
PV | 0 | 0 | 0 | 0 | 0 | 0
PeakG | 0 | 0 | 0 | 0 | 0 | 0
PeakO | 0 | 0 | 0 | 0 | 0 | 0
ST | 0 | 0 | 0 | 0 | 0 | 0
STOG | 0 | 0 | 0 | 0 | 0 | 0
STWD | 0 | 0 | 0 | 0 | 0 | 0
WT | 0 | 0 | 0 | 0 | 0 | 0
IGCC | 0 | 0 | 0 | 0 | 0 | 0
DemandResponse | 0 | 0 | 0 | 0 | 0 | 0
IGCC-CCS | 0 | 0 | 0 | 0 | 0 | 0
WT_off | 0 | 0 | 0 | 0 | 0 | 0
PseudoUnit | 0 | 0 | 1393.73 | 14570.11 | 14570.11 | 14570.11
FixedInterchange | 5840 | 5840 | 5840 | 5840 | 5840 | 5840
Total Generation by Reporting Type: MARITIMES
ReportingType | 2015 | 2020 | 2025 | 2030 | 2035 | 2040
BM | 0 | 0 | 0 | 0 | 0 | 0
CC | 0 | 0 | 0 | 0 | 0 | 0
CSP | 0 | 0 | 0 | 0 | 0 | 0
CT | 0 | 0 | 0 | 0 | 0 | 0
Coal | 0 | 0 | 0 | 0 | 0 | 0
Geo | 0 | 0 | 0 | 0 | 0 | 0
H | 0 | 0 | 0 | 0 | 0 | 0
LFG | 0 | 0 | 0 | 0 | 0 | 0
Nuc | 0 | 0 | 0 | 0 | 0.16 | 0.36
PS | 0 | 0 | 0 | 0 | 0 | 0
PV | 0 | 0 | 0 | 0 | 0 | 0
PeakG | 0 | 0 | 0 | 0 | 0 | 0
PeakO | 0 | 0 | 0 | 0 | 0 | 0
ST | 0 | 0 | 0 | 0 | 0 | 0
STOG | 0 | 0 | 0 | 0 | 0 | 0
STWD | 0 | 0 | 0 | 0 | 0 | 0
WT | 0 | 0 | 0 | 0 | 0 | 0
IGCC | 0 | 0 | 0 | 0 | 0 | 0
DemandResponse | 0 | 0 | 0 | 0 | 0 | 0
IGCC-CCS | 0 | 0 | 0 | 0 | 0 | 0
WT_off | 0 | 0 | 0 | 0 | 0 | 0
PseudoUnit | 0 | 0 | 0 | 0 | 2480.72 | 2480.72
FixedInterchange | 8760 | 8760 | 8760 | 8760 | 8760 | 8760
Total Generation by Reporting Type: All
ReportingType | 2015 | 2020 | 2025 | 2030 | 2035 | 2040
BM | 2164.85 | 5935.68 | 8877.77 | 9527.09 | 12344.84 | 322084.23
CC | 1882241.04 | 2218081.84 | 2114034.29 | 1829625.02 | 918320.32 | 442511.09
CSP | 0 | 0 | 0 | 0 | 0 | 0
CT | 576.21 | 915.03 | 1159.13 | 1286.42 | 81.01 | 4.63
Coal | 832175.01 | 227356.08 | 62913.13 | 13139.21 | 21541.67 | 26684.97
Geo | 20459.37 | 37727.52 | 74585.65 | 74585.65 | 74585.65 | 74585.65
H | 430354.22 | 436754.34 | 445284.13 | 456337.1 | 466791.5 | 470462.87
LFG | 32608.23 | 48005.68 | 65429.32 | 70918.41 | 71137.32 | 71137.33
Nuc | 913193.74 | 943693.13 | 943693.12 | 1004275.25 | 1500927.72 | 1736983.65
PS | 6981.08 | 7740.06 | 12047.13 | 10505.47 | 5387.11 | 24237.46
PV | 1434.35 | 5065.78 | 6640.98 | 6946.92 | 6941.15 | 7056.48
PeakG | 2930.56 | 4293.88 | 6335.76 | 7324.44 | 1464.27 | 1226.5
PeakO | 0 | 0 | 0 | 0 | 0 | 0
ST | 2659.82 | 5425.01 | 6223.13 | 6275.16 | 16973.72 | 19903.69
STOG | 10512 | 9702.24 | 12797.88 | 7155.64 | 1567.87 | 718.51
STWD | 12061.33 | 10583.95 | 7734.56 | 18253.89 | 31136.83 | 33432.59
WT | 178096.59 | 482529.59 | 704174.52 | 992334.25 | 1349378.45 | 1379772.61
IGCC | 4427.31 | 2794.15 | 394.9 | 0 | 0 | 0
DemandResponse | 0 | 0 | 0 | 0 | 0 | 0
IGCC-CCS | 0 | 0 | 0 | 0 | 0.01 | 0.02
WT_off | 1873.58 | 1873.58 | 5864.11 | 5864.11 | 5864.11 | 5864.12
PseudoUnit | 0 | 0 | 1393.73 | 14570.11 | 18539.26 | 18539.26
FixedInterchange | 36120.4 | 36120.4 | 36120.4 | 36120.4 | 36120.4 | 36120.4
Total Generation by Reporting Type: EI_US
ReportingType | 2015 | 2020 | 2025 | 2030 | 2035 | 2040
BM | 2021.79 | 5792.31 | 8651.28 | 8738.17 | 10920.17 | 281918.83
CC | 1324256.3 | 1577571.53 | 1466884.58 | 1287019.4 | 686654 | 325635.81
CSP | 0 | 0 | 0 | 0 | 0 | 0
CT | 564.18 | 900.67 | 1133.45 | 1276.67 | 81.01 | 4.63
Coal | 621331.2 | 123773.98 | 14904.47 | 8229.99 | 15830.86 | 20293.25
Geo | 354.6 | 354.6 | 354.6 | 354.6 | 354.6 | 354.6
H | 108753.3 | 111076.82 | 112455.07 | 115529.55 | 118550 | 122221.36
LFG | 27266.03 | 31247.92 | 45825.75 | 51310.91 | 51529.81 | 51529.82
Nuc | 697700.21 | 728199.6 | 728199.59 | 714480.59 | 978226.63 | 1110308.03
PS | 6824.95 | 7658.15 | 11914.75 | 10158.96 | 5218.86 | 24024.32
PV | 411.15 | 4042.58 | 5617.78 | 5923.71 | 5946.15 | 6061.61
PeakG | 2833.52 | 4227.81 | 6236.78 | 7273.85 | 1428.38 | 1185.73
PeakO | 0 | 0 | 0 | 0 | 0 | 0
ST | 0 | 0 | 0 | 0 | 0 | 0
STOG | 6398.37 | 5065.7 | 7089.85 | 4831.89 | 1538.09 | 703.2
STWD | 7943.25 | 6463.4 | 4798.16 | 6345.62 | 17324.07 | 19619.82
WT | 106488.69 | 361794.5 | 583439.44 | 774670.96 | 1060662.58 | 1082675.45
IGCC | 4427.31 | 2794.15 | 394.9 | 0 | 0 | 0
DemandResponse | 0 | 0 | 0 | 0 | 0 | 0
IGCC-CCS | 0 | 0 | 0 | 0 | 0.01 | 0.01
WT_off | 1873.58 | 1873.58 | 5864.11 | 5864.11 | 5864.11 | 5864.12
PseudoUnit | 0 | 0 | 1393.73 | 14570.11 | 18539.26 | 18539.26
FixedInterchange | 33784.4 | 33784.4 | 33784.4 | 33784.4 | 33784.4 | 33784.4
Total Generation by Reporting Type: EI_Canada
ReportingType | 2015 | 2020 | 2025 | 2030 | 2035 | 2040
BM | 0 | 0 | 0 | 10.53 | 54.27 | 2436.46
CC | 17367.91 | 14480.51 | 2487.29 | 200.81 | 28.51 | 202.49
CSP | 0 | 0 | 0 | 0 | 0 | 0
CT | 12.03 | 12.03 | 0 | 0 | 0 | 0
Coal | 251.37 | 0 | 0 | 0 | 0 | 0
Geo | 0 | 0 | 0 | 0 | 0 | 0
H | 87709.45 | 91786.05 | 98937.59 | 106916.07 | 113258.23 | 113258.23
LFG | 926.37 | 926.37 | 926.37 | 930.31 | 930.31 | 930.31
Nuc | 101402.3 | 101402.3 | 101402.3 | 101402.31 | 93379.24 | 81384.81
PS | 25.83 | 13.53 | 25.83 | 13.53 | 13.09 | 26.08
PV | 78.84 | 78.84 | 78.84 | 78.84 | 78.84 | 78.84
PeakG | 90.89 | 59.7 | 0 | 0 | 0 | 0
PeakO | 0 | 0 | 0 | 0 | 0 | 0
ST | 0 | 0 | 0 | 0 | 0 | 0
STOG | 12.94 | 0 | 0 | 0 | 0 | 0
STWD | 4.38 | 4.38 | 4.38 | 26.27 | 974.11 | 974.11
WT | 9925.81 | 9925.81 | 9925.81 | 9925.81 | 9168.47 | 9168.47
IGCC | 0 | 0 | 0 | 0 | 0 | 0
DemandResponse | 0 | 0 | 0 | 0 | 0 | 0
IGCC-CCS | 0 | 0 | 0 | 0 | 0 | 0
WT_off | 0 | 0 | 0 | 0 | 0 | 0
PseudoUnit | 0 | 0 | 0 | 0 | 0 | 0
FixedInterchange | 2336 | 2336 | 2336 | 2336 | 2336 | 2336
Total Generation by Reporting Type: EI
ReportingType | 2015 | 2020 | 2025 | 2030 | 2035 | 2040
BM | 2021.79 | 5792.31 | 8651.28 | 8748.7 | 10974.43 | 284355.29
CC | 1341624.21 | 1592052.04 | 1469371.87 | 1287220.22 | 686682.51 | 325838.3
CSP | 0 | 0 | 0 | 0 | 0 | 0
CT | 576.21 | 912.7 | 1133.45 | 1276.67 | 81.01 | 4.63
Coal | 621582.57 | 123773.99 | 14904.47 | 8229.99 | 15830.86 | 20293.25
Geo | 354.6 | 354.6 | 354.6 | 354.6 | 354.6 | 354.6
H | 196462.75 | 202862.87 | 211392.66 | 222445.63 | 231808.22 | 235479.59
LFG | 28192.4 | 32174.29 | 46752.12 | 52241.22 | 52460.12 | 52460.14
Nuc | 799102.51 | 829601.9 | 829601.89 | 815882.9 | 1071605.88 | 1191692.83
PS | 6850.78 | 7671.68 | 11940.58 | 10172.49 | 5231.95 | 24050.41
PV | 489.99 | 4121.42 | 5696.62 | 6002.55 | 6024.99 | 6140.45
PeakG | 2924.42 | 4287.51 | 6236.78 | 7273.85 | 1428.38 | 1185.73
PeakO | 0 | 0 | 0 | 0 | 0 | 0
ST | 0 | 0 | 0 | 0 | 0 | 0
STOG | 6411.3 | 5065.7 | 7089.85 | 4831.89 | 1538.09 | 703.2
STWD | 7947.63 | 6467.78 | 4802.53 | 6371.89 | 18298.18 | 20593.93
WT | 116414.5 | 371720.31 | 593365.24 | 784596.76 | 1069831.05 | 1091843.92
IGCC | 4427.31 | 2794.15 | 394.9 | 0 | 0 | 0
DemandResponse | 0 | 0 | 0 | 0 | 0 | 0
IGCC-CCS | 0 | 0 | 0 | 0 | 0.01 | 0.01
WT_off | 1873.58 | 1873.58 | 5864.11 | 5864.11 | 5864.11 | 5864.12
PseudoUnit | 0 | 0 | 1393.73 | 14570.11 | 18539.26 | 18539.26
FixedInterchange | 36120.4 | 36120.4 | 36120.4 | 36120.4 | 36120.4 | 36120.4
Total Generation by Reporting Type: Outside_EI
ReportingType | 2015 | 2020 | 2025 | 2030 | 2035 | 2040
BM | 143.07 | 143.37 | 226.49 | 778.4 | 1370.41 | 37728.94
CC | 540616.83 | 626029.8 | 644662.42 | 542404.8 | 231637.81 | 116672.79
CSP | 0 | 0 | 0 | 0 | 0 | 0
CT | 0 | 2.34 | 25.69 | 9.74 | 0 | 0
Coal | 210592.44 | 103582.09 | 48008.65 | 4909.21 | 5710.81 | 6391.73
Geo | 20104.76 | 37372.91 | 74231.05 | 74231.05 | 74231.05 | 74231.05
H | 233891.47 | 233891.47 | 233891.47 | 233891.47 | 234983.28 | 234983.28
LFG | 4415.83 | 15831.39 | 18677.2 | 18677.2 | 18677.2 | 18677.2
Nuc | 114091.23 | 114091.23 | 114091.23 | 188392.36 | 429321.84 | 545290.81
PS | 130.29 | 68.37 | 106.55 | 332.98 | 155.16 | 187.05
PV | 944.36 | 944.36 | 944.36 | 944.36 | 916.16 | 916.03
PeakG | 6.15 | 6.37 | 98.98 | 50.59 | 35.89 | 40.77
PeakO | 0 | 0 | 0 | 0 | 0 | 0
ST | 2659.82 | 5425.01 | 6223.13 | 6275.16 | 16973.72 | 19903.69
STOG | 4100.69 | 4636.54 | 5708.04 | 2323.74 | 29.78 | 15.31
STWD | 4113.7 | 4116.18 | 2932.03 | 11882 | 12838.66 | 12838.66
WT | 61682.09 | 110809.28 | 110809.28 | 207737.49 | 279547.4 | 287928.68
IGCC | 0 | 0 | 0 | 0 | 0 | 0
DemandResponse | 0 | 0 | 0 | 0 | 0 | 0
IGCC-CCS | 0 | 0 | 0 | 0 | 0 | 0
WT_off | 0 | 0 | 0 | 0 | 0 | 0
PseudoUnit | 0 | 0 | 0 | 0 | 0 | 0
FixedInterchange | 0 | 0 | 0 | 0 | 0 | 0
#2 | Energy Demand (TWh)
Energy Demand by Pool & Region:
Pool/Region | 2015 | 2020 | 2025 | 2030 | 2035 | 2040
ENT | 172.04 | 166.74 | 164.88 | 154.81 | 147.07 | 153.28
FRCC | 249.96 | 246.95 | 261.68 | 262.87 | 254.14 | 272.55
MAPP_US | 27.78 | 29.68 | 29.34 | 30.48 | 30.71 | 30.93
MISO_IN | 95.89 | 93.98 | 102.22 | 102.37 | 97.12 | 103.39
MISO_MI | 96.15 | 92.37 | 98.36 | 99.38 | 98.95 | 102.19
MISO_MO-IL | 91.24 | 95.37 | 100.15 | 101 | 97.44 | 102.52
MISO_W | 132.19 | 133.58 | 149.08 | 151.71 | 143.5 | 145.36
MISO_WUMS | 63.63 | 67.24 | 67.88 | 70.14 | 66.93 | 68.95
NE | 32.16 | 33.86 | 31.52 | 33.21 | 36.12 | 36.55
NEISO | 131.59 | 120.9 | 118.42 | 115.69 | 119.21 | 114.97
NonRTO_Midwest | 61.62 | 62.5 | 64.21 | 59.2 | 60.85 | 63.79
NYISO_A-F | 56.62 | 61.14 | 61.61 | 63.5 | 59.88 | 59.47
NYISO_G-I | 17.49 | 18.44 | 18.84 | 18.49 | 18.66 | 18.78
NYISO_J-K | 66.04 | 70.45 | 71.92 | 72.55 | 71.94 | 72.49
PJM_E | 126.8 | 116.78 | 115.88 | 117.67 | 118.39 | 120.37
PJM_ROM | 141.95 | 146.23 | 145.59 | 148.64 | 149.36 | 154.32
PJM_ROR | 504.4 | 506.61 | 479.54 | 485.04 | 480.97 | 484.96
SOCO | 249.18 | 271.67 | 273.18 | 275.14 | 272.37 | 268.11
SPP_N | 78.23 | 82.77 | 77.83 | 84.33 | 90.04 | 91.71
SPP_S | 164.81 | 179.45 | 178.88 | 177.98 | 177.8 | 179.27
TVA | 170.32 | 173.78 | 169.8 | 166.86 | 177.18 | 173.67
TVA_Transmission | 0 | 0 | 0 | 0 | 0 | 0
VACAR | 254.08 | 268.15 | 273.97 | 275.09 | 271.21 | 280.29
IESO | 130.96 | 124.35 | 122.73 | 128.04 | 123.12 | 123.05
MAPP_CA | 49.66 | 51.49 | 51.1 | 53.6 | 51.82 | 52.08
AZ_NM_SNV_Coal | 129.29 | 143.69 | 147.15 | 148.73 | 156.04 | 156.05
AZ_NM_SNV_Gas | 0 | 0 | 0 | 0 | 0 | 0
AZ_NM_SNV_NucRenew | 0 | 0 | 0 | 0 | 0 | 0
ERCOT | 332.03 | 338.01 | 338.59 | 335.52 | 335.41 | 338.37
NP15 | 114.42 | 120.12 | 123.34 | 132.01 | 135.32 | 142.81
NWPP_Coal | 234.02 | 249.71 | 256.35 | 260.9 | 260.9 | 282.34
NWPP_Gas | 0 | 0 | 0 | 0 | 0 | 0
NWPP_NucRenew | 0 | 0 | 0 | 0 | 0 | 0
RMPA | 71.95 | 78.55 | 73.13 | 79.65 | 79.65 | 81.29
SP15 | 189.17 | 200.62 | 201.73 | 206.48 | 211.65 | 223.37
ALB | 63.97 | 66.3 | 67.87 | 73.44 | 73.24 | 75.91
BC | 61.93 | 62.79 | 62.87 | 66.55 | 64.92 | 65.83
HQ_IESO | 0 | 0 | 0 | 0 | 0 | 0
HQ_NEISO | 0 | 0 | 0 | 0 | 0 | 0
HQ_NY | 0 | 0 | 0 | 0 | 0 | 0
MARITIMES | 0 | 0 | 0 | 0 | 0 | 0
All | 4361.56 | 4474.28 | 4499.64 | 4551.04 | 4531.92 | 4639.01
EI_US | 2984.17 | 3038.65 | 3054.77 | 3066.13 | 3039.84 | 3097.93
EI_Canada | 180.62 | 175.84 | 173.83 | 181.64 | 174.95 | 175.12
EI | 3164.79 | 3214.49 | 3228.6 | 3247.77 | 3214.78 | 3273.05
Outside_EI | 1196.77 | 1259.79 | 1271.04 | 1303.27 | 1317.14 | 1365.96
#3 | Generation Minus Energy (TWh)
Generation Minus Energy by Pool & Region:
Pool/Region | 2015 | 2020 | 2025 | 2030 | 2035 | 2040
ENT | 4.71 | -13.85 | -52.67 | -71.28 | -90.04 | -101.93
FRCC | -0.72 | -0.86 | -0.7 | -0.9 | -0.12 | 1.66
MAPP_US | 1.05 | 0.86 | 4.34 | 6.48 | 6.02 | 5.66
MISO_IN | 10.71 | 67.77 | 50.82 | 38.84 | 62.35 | 49.68
MISO_MI | -25.04 | -35.13 | -44.13 | -53.61 | -67.03 | -61.42
MISO_MO-IL | -9.74 | -33.76 | -52.31 | -44.54 | -39.5 | -45.1
MISO_W | -5.09 | -40.19 | 11.39 | 84.47 | 74.04 | 74.11
MISO_WUMS | 17.27 | 27.69 | 25.92 | 6 | 7.24 | 0.86
NE | 11.12 | 26.22 | 37.39 | 40.48 | 47.12 | 46.41
NEISO | -25.77 | -24.24 | -22.79 | -22.67 | -18.16 | -19.06
NonRTO_Midwest | -0.5 | -0.84 | -8.2 | -4.17 | -7.85 | -6.09
NYISO_A-F | 16.72 | 16.23 | 15.58 | 5.3 | 24.62 | 19.25
NYISO_G-I | 3.02 | 5.06 | 4.88 | 1.08 | -2.72 | 2.27
NYISO_J-K | -40.5 | -42.61 | -44.46 | -47.64 | -55.45 | -57.92
PJM_E | -1.72 | 14.11 | 14.25 | 6.35 | -21.97 | -47.92
PJM_ROM | -59.55 | -59.75 | -59.3 | -63.49 | -29.62 | -12.16
PJM_ROR | 59.24 | 22.87 | 6.29 | -25.88 | -83.85 | -55.58
SOCO | -3.95 | -3.68 | -14.74 | -36.93 | -26.96 | -22.66
SPP_N | -3.6 | -0.87 | 83.59 | 128.12 | 153.46 | 157.6
SPP_S | -11.19 | 5.38 | -1 | 4.77 | 15.85 | 17.54
TVA | 0.15 | 1.94 | -2.21 | -4.57 | -22.04 | -10.2
TVA_Transmission | 0 | 0 | 0 | 0 | 0 | 0
VACAR | -1.33 | 1.81 | -2.97 | -10.31 | -5.08 | 19.5
IESO | 35.8 | 39.51 | 34.85 | 29.29 | 28.55 | 19.2
MAPP_CA | 1.39 | 3.34 | 5.11 | 8.57 | 14.38 | 14.13
AZ_NM_SNV_Coal | -85.74 | -126.78 | -146.97 | -148.73 | -155.95 | -155.27
AZ_NM_SNV_Gas | 78.51 | 83.17 | 92.3 | 86.71 | 30.36 | 16.6
AZ_NM_SNV_NucRenew | 42.13 | 75.72 | 88.5 | 90.58 | 157.73 | 170.16
ERCOT | 0.02 | -0.75 | -5.09 | -5.37 | -5.08 | -5.46
NP15 | 22.05 | 24.86 | 26.81 | 14.33 | 24.71 | 23.75
NWPP_Coal | -192.2 | -242.44 | -255.06 | -259.61 | -259.61 | -281.05
NWPP_Gas | 50.58 | 75.43 | 75.43 | 75.43 | 18.35 | 11.23
NWPP_NucRenew | 162.47 | 164.4 | 168.08 | 172.19 | 241.81 | 270.32
RMPA | -0.15 | -1.8 | -2.31 | -4.46 | -5.35 | -2.71
SP15 | -77.93 | -55.31 | -52.13 | -30.21 | -57.18 | -61.85
ALB | 0.88 | 1.42 | -0.69 | -0.4 | 0.71 | 1.5
BC | 0.11 | -0.75 | 0.72 | -0.88 | -1.21 | 2.62
HQ_IESO | 2.34 | 2.34 | 2.34 | 2.34 | 2.34 | 2.34
HQ_NEISO | 19.18 | 19.18 | 19.18 | 19.18 | 20.67 | 20.67
HQ_NY | 5.84 | 5.84 | 7.23 | 20.41 | 20.41 | 20.41
MARITIMES | 8.76 | 8.76 | 8.76 | 8.76 | 11.24 | 11.24
All | 9.31 | 10.32 | 16.06 | 14.01 | 7.18 | 32.32
EI_US | -30.94 | -32.03 | -15.83 | -15.76 | -27.39 | 6.8
EI_Canada | 39.52 | 45.19 | 42.29 | 40.2 | 45.27 | 35.67
EI | 8.59 | 13.16 | 26.46 | 24.44 | 17.89 | 42.47
Outside_EI | 0.72 | -2.84 | -10.4 | -10.43 | -10.71 | -10.15
#4 | Fuel Use (TBtu)
Total Fuel Consumption by Reporting Type: Entergy
ReportingType | 2015 | 2020 | 2025 | 2030 | 2035 | 2040
BM | 0 | 0 | 0 | 0 | 0 | 21.36
CC | 530.51 | 706.46 | 452.04 | 262.5 | 128.05 | 100.3
CSP | 0 | 0 | 0 | 0 | 0 | 0
CT | 0 | 0 | 0 | 0 | 0 | 0
Coal | 570.84 | 49.75 | 4.54 | 0 | 0 | 0
Geo | 0 | 0 | 0 | 0 | 0 | 0
H | 0 | 0 | 0 | 0 | 0 | 0
LFG | 0 | 0 | 4.44 | 11.56 | 11.56 | 11.56
Nuc | 464.87 | 464.87 | 464.87 | 464.87 | 391.35 | 307.2
PS | 0 | 0 | 0 | 0 | 0 | 0
PV | 0 | 0 | 0 | 0 | 0 | 0
PeakG | 0 | 0 | 0 | 0 | 0 | 0
PeakO | 0 | 0 | 0 | 0 | 0 | 0
ST | 0 | 0 | 0 | 0 | 0 | 0
STOG | 6.71 | 7.03 | 10.23 | 0 | 0 | 0
STWD | 0 | 0.51 | 0.24 | 1.7 | 10.18 | 11.64
WT | 0 | 0 | 0 | 0 | 0 | 0
IGCC | 0 | 0 | 0 | 0 | 0 | 0
DemandResponse | 0 | 0 | 0 | 0 | 0 | 0
IGCC-CCS | 0 | 0 | 0 | 0 | 0 | 0
WT_off | 0 | 0 | 0 | 0 | 0 | 0
PseudoUnit | 0 | 0 | 0 | 0 | 0 | 0
FixedInterchange | 0 | 0 | 0 | 0 | 0 | 0
Total Fuel Consumption by Reporting Type: FRCC
ReportingType | 2015 | 2020 | 2025 | 2030 | 2035 | 2040
BM | 0 | 0 | 0 | 0 | 0 | 0
CC | 1327 | 1387.32 | 1465.47 | 1463.8 | 364.65 | 312.37
CSP | 0 | 0 | 0 | 0 | 0 | 0
CT | 5.26 | 8.72 | 10.46 | 10.42 | 0 | 0
Coal | 129.42 | 2.12 | 1.38 | 1.03 | 1.03 | 7.07
Geo | 0 | 0 | 0 | 0 | 0 | 0
H | 0 | 0 | 0 | 0 | 0 | 0
LFG | 0 | 0 | 21.31 | 21.31 | 21.31 | 21.31
Nuc | 352.09 | 352.09 | 352.09 | 352.09 | 1967.41 | 2255.38
PS | 0 | 0 | 0 | 0 | 0 | 0
PV | 0 | 0 | 0 | 0 | 0 | 0
PeakG | 4.35 | 6.91 | 12.72 | 14.03 | 2.99 | 2.59
PeakO | 0 | 0 | 0 | 0 | 0 | 0
ST | 0 | 0 | 0 | 0 | 0 | 0
STOG | 0 | 0 | 0 | 0 | 0 | 0
STWD | 1.49 | 2.28 | 2.28 | 15.45 | 15.45 | 15.45
WT | 0 | 0 | 0 | 0 | 0 | 0
IGCC | 0 | 0 | 0 | 0 | 0 | 0
DemandResponse | 0 | 0 | 0 | 0 | 0 | 0
IGCC-CCS | 0 | 0 | 0 | 0 | 0 | 0
WT_off | 0 | 0 | 0 | 0 | 0 | 0
PseudoUnit | 0 | 0 | 0 | 0 | 0 | 0
FixedInterchange | 0 | 0 | 0 | 0 | 0 | 0
Total Fuel Consumption by Reporting Type: MAPP_US
ReportingType | 2015 | 2020 | 2025 | 2030 | 2035 | 2040
BM | 0 | 0 | 0 | 0 | 0 | 0
CC | 15.53 | 34.31 | 10.43 | 4.65 | 3.57 | 3.12
CSP | 0 | 0 | 0 | 0 | 0 | 0
CT | 0 | 0 | 0 | 0 | 0 | 0
Coal | 107.93 | 32.42 | 0 | 0 | 0 | 0
Geo | 0 | 0 | 0 | 0 | 0 | 0
H | 0 | 0 | 0 | 0 | 0 | 0
LFG | 0 | 0 | 0 | 7.71 | 7.71 | 7.71
Nuc | 0 | 0 | 0 | 0 | 0.02 | 0.04
PS | 0 | 0 | 0 | 0 | 0 | 0
PV | 0 | 0 | 0 | 0 | 0 | 0
PeakG | 0.9 | 0.68 | 0.47 | 0.68 | 0.47 | 0.47
PeakO | 0 | 0 | 0 | 0 | 0 | 0
ST | 0 | 0 | 0 | 0 | 0 | 0
STOG | 0 | 0 | 0 | 0 | 0 | 0
STWD | 0 | 0 | 0 | 0 | 0 | 0
WT | 0.01 | 0.01 | 0.02 | 0.03 | 0.03 | 0.02
IGCC | 0 | 0 | 0 | 0 | 0 | 0
DemandResponse | 0 | 0 | 0 | 0 | 0 | 0
IGCC-CCS | 0 | 0 | 0 | 0 | 0 | 0
WT_off | 0 | 0 | 0 | 0 | 0 | 0
PseudoUnit | 0 | 0 | 0 | 0 | 0 | 0
FixedInterchange | 0 | 0 | 0 | 0 | 0 | 0
Total Fuel Consumption by Reporting Type: MISO_IN
ReportingType | 2015 | 2020 | 2025 | 2030 | 2035 | 2040
BM | 0 | 0 | 0 | 0 | 0 | 0
CC | 416.25 | 918.56 | 911.21 | 842.85 | 254.99 | 212.78
CSP | 0 | 0 | 0 | 0 | 0 | 0
CT | 0 | 0 | 0 | 0 | 0 | 0
Coal | 320.84 | 70.96 | 10.78 | 5.25 | 5.25 | 11.26
Geo | 0 | 0 | 0 | 0 | 0 | 0
H | 0 | 0 | 0 | 0 | 0 | 0
LFG | 0 | 0 | 8.62 | 8.62 | 8.62 | 8.62
Nuc | 0 | 0 | 0 | 0 | 0.08 | 0.07
PS | 0 | 0 | 0 | 0 | 0 | 0
PV | 0 | 0 | 0 | 0 | 0 | 0
PeakG | 0 | 0 | 0 | 0 | 0 | 0
PeakO | 0 | 0 | 0 | 0 | 0 | 0
ST | 0 | 0 | 0 | 0 | 0 | 0
STOG | 0.65 | 0.34 | 0.65 | 0.34 | 0 | 0
STWD | 0 | 0 | 0 | 0 | 0 | 0
WT | 0 | 0 | 0 | 0 | 0.12 | 0.12
IGCC | 40.45 | 25.53 | 3.61 | 0 | 0 | 0
DemandResponse | 0 | 0 | 0 | 0 | 0 | 0
IGCC-CCS | 0 | 0 | 0 | 0 | 0 | 0
WT_off | 0 | 0 | 0 | 0 | 0 | 0
PseudoUnit | 0 | 0 | 0 | 0 | 0 | 0
FixedInterchange | 0 | 0 | 0 | 0 | 0 | 0
Total Fuel Consumption by Reporting Type: MISO_MI
ReportingType | 2015 | 2020 | 2025 | 2030 | 2035 | 2040
BM | 0 | 0 | 0 | 0 | 0 | 126.27
CC | 216.79 | 220.29 | 185.86 | 130.03 | 76.62 | 24
CSP | 0 | 0 | 0 | 0 | 0 | 0
CT | 0 | 0 | 0 | 0 | 0 | 0
Coal | 144.61 | 0 | 0 | 0 | 0 | 0
Geo | 0 | 0 | 0 | 0 | 0 | 0
H | 0 | 0 | 0 | 0 | 0 | 0
LFG | 0 | 0 | 17.24 | 17.24 | 17.24 | 17.24
Nuc | 174.19 | 174.19 | 174.19 | 174.19 | 102.45 | 173.86
PS | 0 | 0 | 0 | 0 | 0 | 0
PV | 0 | 0 | 0 | 0 | 0 | 0
PeakG | 0.18 | 0.35 | 0 | 0.09 | 0 | 0
PeakO | 0 | 0 | 0 | 0 | 0 | 0
ST | 0 | 0 | 0 | 0 | 0 | 0
STOG | 4.4 | 1.94 | 3.38 | 3.38 | 0 | 0
STWD | 13.39 | 9.29 | 1.29 | 1.46 | 13.39 | 13.39
WT | 0.01 | 0.01 | 0.01 | 0.01 | 0.01 | 0.01
IGCC | 0 | 0 | 0 | 0 | 0 | 0
DemandResponse | 0 | 0 | 0 | 0 | 0 | 0
IGCC-CCS | 0 | 0 | 0 | 0 | 0 | 0
WT_off | 0 | 0 | 0 | 0 | 0 | 0
PseudoUnit | 0 | 0 | 0 | 0 | 0 | 0
FixedInterchange | 0 | 0 | 0 | 0 | 0 | 0
Total Fuel Consumption by Reporting Type: MISO_MO-IL
ReportingType | 2015 | 2020 | 2025 | 2030 | 2035 | 2040
BM | 0 | 0 | 0 | 0 | 0 | 0
CC | 27.23 | 164.33 | 133.85 | 91.18 | 33.06 | 22.83
CSP | 0 | 0 | 0 | 0 | 0 | 0
CT | 0 | 0 | 0 | 0 | 0 | 0
Coal | 554.41 | 128.87 | 16.65 | 2.04 | 5.24 | 7.3
Geo | 0 | 0 | 0 | 0 | 0 | 0
H | 0 | 0 | 0 | 0 | 0 | 0
LFG | 0 | 0 | 24.03 | 24.03 | 24.03 | 24.03
Nuc | 178.81 | 178.81 | 178.81 | 178.81 | 178.81 | 178.81
PS | 0 | 0 | 0 | 0 | 0 | 0
PV | 0 | 0 | 0 | 0 | 0 | 0
PeakG | 1.44 | 4.75 | 2.65 | 1.03 | 0 | 0
PeakO | 0 | 0 | 0 | 0 | 0 | 0
ST | 0 | 0 | 0 | 0 | 0 | 0
STOG | 0.06 | 0.17 | 0.06 | 0.06 | 0 | 0
STWD | 0 | 0 | 0 | 0 | 0 | 0
WT | 0 | 0 | 0 | 0.02 | 0.03 | 0.03
IGCC | 0 | 0 | 0 | 0 | 0 | 0
DemandResponse | 0 | 0 | 0 | 0 | 0 | 0
IGCC-CCS | 0 | 0 | 0 | 0 | 0 | 0
WT_off | 0 | 0 | 0 | 0 | 0 | 0
PseudoUnit | 0 | 0 | 0 | 0 | 0 | 0
FixedInterchange | 0 | 0 | 0 | 0 | 0 | 0
Total Fuel Consumption by Reporting Type: MISO_W
ReportingType | 2015 | 2020 | 2025 | 2030 | 2035 | 2040
BM | 0 | 0 | 0 | 0 | 0 | 0
CC | 72.78 | 184.93 | 66.08 | 33.65 | 19.18 | 12.54
CSP | 0 | 0 | 0 | 0 | 0 | 0
CT | 0 | 0 | 0 | 0 | 0 | 0
Coal | 692.42 | 175.19 | 32.1 | 20.65 | 28.87 | 28.87
Geo | 0 | 0 | 0 | 0 | 0 | 0
H | 0 | 0 | 0 | 0 | 0 | 0
LFG | 0 | 0 | 7.71 | 7.71 | 7.71 | 7.71
Nuc | 190.11 | 190.11 | 190.11 | 190.11 | 0.01 | 0.01
PS | 0 | 0 | 0 | 0 | 0 | 0
PV | 0 | 0 | 0 | 0 | 0 | 0
PeakG | 2.84 | 3.04 | 0.25 | 0.41 | 0 | 0
PeakO | 0 | 0 | 0 | 0 | 0 | 0
ST | 0 | 0 | 0 | 0 | 0 | 0
STOG | 0 | 0.01 | 0 | 0 | 0 | 0
STWD | 0.67 | 1.45 | 2.27 | 2.35 | 17.05 | 20.72
WT | 0.03 | 0.03 | 0.13 | 0.21 | 0.21 | 0.21
IGCC | 0 | 0 | 0 | 0 | 0 | 0
DemandResponse | 0 | 0 | 0 | 0 | 0 | 0
IGCC-CCS | 0 | 0 | 0 | 0 | 0 | 0
WT_off | 0 | 0 | 0 | 0 | 0 | 0
PseudoUnit | 0 | 0 | 0 | 0 | 0 | 0
FixedInterchange | 0 | 0 | 0 | 0 | 0 | 0
Total Fuel Consumption by Reporting Type: MISO_WUMS
ReportingType | 2015 | 2020 | 2025 | 2030 | 2035 | 2040
BM | 0 | 0 | 0 | 0 | 0 | 96.71
CC | 345.44 | 467.44 | 450.42 | 334.76 | 207.53 | 75.46
CSP | 0 | 0 | 0 | 0 | 0 | 0
CT | 0 | 0 | 0 | 0 | 0 | 0
Coal | 71.23 | 8.79 | 3.33 | 5.08 | 22.94 | 31.09
Geo | 0 | 0 | 0 | 0 | 0 | 0
H | 0 | 0 | 0 | 0 | 0 | 0
LFG | 0 | 0 | 24.03 | 24.03 | 24.03 | 24.03
Nuc | 150.68 | 150.68 | 150.68 | 150.68 | 0.01 | 0.01
PS | 0 | 0 | 0 | 0 | 0 | 0
PV | 0 | 0 | 0 | 0 | 0 | 0
PeakG | 0 | 0.03 | 0 | 0 | 0 | 0
PeakO | 0 | 0 | 0 | 0 | 0 | 0
ST | 0 | 0 | 0 | 0 | 0 | 0
STOG | 0 | 0 | 0 | 0 | 0 | 0
STWD | 0.14 | 0.14 | 0.51 | 0.88 | 9.7 | 9.68
WT | 0 | 0 | 0 | 0 | 0.03 | 0.04
IGCC | 0 | 0 | 0 | 0 | 0 | 0
DemandResponse | 0 | 0 | 0 | 0 | 0 | 0
IGCC-CCS | 0 | 0 | 0 | 0 | 0 | 0
WT_off | 0 | 0 | 0 | 0 | 0 | 0
PseudoUnit | 0 | 0 | 0 | 0 | 0 | 0
FixedInterchange | 0 | 0 | 0 | 0 | 0 | 0
Total Fuel Consumption by Reporting Type: Nebraska
ReportingType | 2015 | 2020 | 2025 | 2030 | 2035 | 2040
BM | 0 | 0 | 0 | 0 | 0 | 0
CC | 6.63 | 3.03 | 2.98 | 1.87 | 1.08 | 0.29
CSP | 0 | 0 | 0 | 0 | 0 | 0
CT | 0 | 0 | 0 | 0 | 0 | 0
Coal | 332.69 | 24.87 | 14.14 | 12.68 | 20.02 | 18.03
Geo | 0 | 0 | 0 | 0 | 0 | 0
H | 0 | 0 | 0 | 0 | 0 | 0
LFG | 0 | 0 | 0 | 7.47 | 7.71 | 7.71
Nuc | 104.28 | 104.28 | 104.28 | 92.48 | 0.01 | 0.01
PS | 0 | 0 | 0 | 0 | 0 | 0
PV | 0 | 0 | 0 | 0 | 0 | 0
PeakG | 0.51 | 0 | 0 | 0 | 0 | 0
PeakO | 0 | 0 | 0 | 0 | 0 | 0
ST | 0 | 0 | 0 | 0 | 0 | 0
STOG | 0.64 | 0 | 0 | 0 | 0 | 0
STWD | 0 | 0 | 0 | 0 | 0 | 0
WT | 0 | 0.05 | 0.06 | 0.06 | 0.08 | 0.08
IGCC | 0 | 0 | 0 | 0 | 0 | 0
DemandResponse | 0 | 0 | 0 | 0 | 0 | 0
IGCC-CCS | 0 | 0 | 0 | 0 | 0 | 0
WT_off | 0 | 0 | 0 | 0 | 0 | 0
PseudoUnit | 0 | 0 | 0 | 0 | 0 | 0
FixedInterchange | 0 | 0 | 0 | 0 | 0 | 0
Total Fuel Consumption by Reporting Type: NEISO
ReportingType | 2015 | 2020 | 2025 | 2030 | 2035 | 2040
BM | 24.48 | 15.9 | 5.38 | 6.23 | 24.48 | 24.48
CC | 294.77 | 198.04 | 172.02 | 129.96 | 41.4 | 40.55
CSP | 0 | 0 | 0 | 0 | 0 | 0
CT | 0.01 | 0.12 | 0.12 | 0.11 | 0 | 0
Coal | 0.11 | 0 | 0 | 0 | 0 | 0
Geo | 0 | 0 | 0 | 0 | 0 | 0
H | 0 | 0 | 0 | 0 | 0 | 0
LFG | 5.3 | 5.3 | 12.81 | 12.81 | 12.81 | 12.81
Nuc | 365.51 | 365.51 | 365.51 | 365.51 | 264.08 | 195.08
PS | 0 | 0 | 0 | 0 | 0 | 0
PV | 0 | 0 | 0 | 0 | 0 | 0
PeakG | 0.09 | 0.33 | 0.4 | 0.38 | 0.01 | 0.03
PeakO | 0 | 0 | 0 | 0 | 0 | 0
ST | 0 | 0 | 0 | 0 | 0 | 0
STOG | 0 | 0 | 0 | 0 | 0 | 0
STWD | 51.79 | 14.62 | 1.46 | 1.34 | 32.62 | 51.79
WT | 0 | 0.01 | 0.01 | 0.02 | 0.04 | 0.04
IGCC | 0 | 0 | 0 | 0 | 0 | 0
DemandResponse | 0 | 0 | 0 | 0 | 0 | 0
IGCC-CCS | 0 | 0 | 0 | 0 | 0 | 0
WT_off | 0 | 0 | 0 | 0 | 0 | 0
PseudoUnit | 0 | 0 | 0 | 0 | 0 | 0
FixedInterchange | 0 | 0 | 0 | 0 | 0 | 0
Total Fuel Consumption by Reporting Type: NonRTO_Midwest
ReportingType | 2015 | 2020 | 2025 | 2030 | 2035 | 2040
BM | 0 | 0 | 0 | 0 | 0 | 516.09
CC | 209.77 | 320.53 | 319.4 | 315.56 | 280.93 | 60.18
CSP | 0 | 0 | 0 | 0 | 0 | 0
CT | 0 | 0 | 0 | 0 | 0 | 0
Coal | 255.75 | 83.33 | 18.52 | 13.62 | 25.63 | 40
Geo | 0 | 0 | 0 | 0 | 0 | 0
H | 0 | 0 | 0 | 0 | 0 | 0
LFG | 0 | 0 | 17.24 | 17.24 | 17.24 | 17.24
Nuc | 0 | 0 | 0 | 0.01 | 0.08 | 0.08
PS | 0 | 0 | 0 | 0 | 0 | 0
PV | 0 | 0 | 0 | 0 | 0 | 0
PeakG | 1.61 | 0.8 | 1.27 | 2.35 | 0 | 0
PeakO | 0 | 0 | 0 | 0 | 0 | 0
ST | 0 | 0 | 0 | 0 | 0 | 0
STOG | 0 | 0 | 0 | 0 | 0 | 0
STWD | 0 | 0 | 0 | 0 | 0 | 0
WT | 0 | 0 | 0 | 0 | 0 | 0
IGCC | 0 | 0 | 0 | 0 | 0 | 0
DemandResponse | 0 | 0 | 0 | 0 | 0 | 0
IGCC-CCS | 0 | 0 | 0 | 0 | 0 | 0
WT_off | 0 | 0 | 0 | 0 | 0 | 0
PseudoUnit | 0 | 0 | 0 | 0 | 0 | 0
FixedInterchange | 0 | 0 | 0 | 0 | 0 | 0
Total Fuel Consumption by Reporting Type: NYISO_A-F
ReportingType | 2015 | 2020 | 2025 | 2030 | 2035 | 2040
BM | 0 | 0 | 0 | 0 | 0 | 0
CC | 55.58 | 71.7 | 70.32 | 40.65 | 6.31 | 9.16
CSP | 0 | 0 | 0 | 0 | 0 | 0
CT | 0 | 0 | 0 | 0 | 0 | 0
Coal | 0 | 0 | 0 | 0 | 0 | 0
Geo | 0 | 0 | 0 | 0 | 0 | 0
H | 0 | 0 | 0 | 0 | 0 | 0
LFG | 0.69 | 0.69 | 0.69 | 8 | 8 | 8
Nuc | 270.5 | 270.5 | 270.5 | 220.56 | 173.9 | 105.39
PS | 0 | 0 | 0 | 0 | 0 | 0
PV | 0 | 0 | 0 | 0 | 0 | 0
PeakG | 0 | 0.07 | 0.07 | 0.01 | 0 | 0
PeakO | 0 | 0 | 0 | 0 | 0 | 0
ST | 0 | 0 | 0 | 0 | 0 | 0
STOG | 0 | 0 | 0 | 0 | 0 | 0
STWD | 0 | 0.01 | 0.01 | 0.11 | 3.55 | 7.53
WT | 0.01 | 0.01 | 0.01 | 0.01 | 0.04 | 0.04
IGCC | 0 | 0 | 0 | 0 | 0 | 0
DemandResponse | 0 | 0 | 0 | 0 | 0 | 0
IGCC-CCS | 0 | 0 | 0 | 0 | 0 | 0
WT_off | 0 | 0 | 0 | 0 | 0 | 0
PseudoUnit | 0 | 0 | 0 | 0 | 0 | 0
FixedInterchange | 0 | 0 | 0 | 0 | 0 | 0
Total Fuel Consumption by Reporting Type: NYISO_G-I
ReportingType | 2015 | 2020 | 2025 | 2030 | 2035 | 2040
BM | 0 | 0 | 0 | 0 | 0 | 0
CC | 27.44 | 47.63 | 49.24 | 15.15 | 10.38 | 6.06
CSP | 0 | 0 | 0 | 0 | 0 | 0
CT | 0 | 0 | 0 | 0 | 0 | 0
Coal | 0 | 0 | 0 | 0 | 0 | 0
Geo | 0 | 0 | 0 | 0 | 0 | 0
H | 0 | 0 | 0 | 0 | 0 | 0
LFG | 0 | 0 | 0 | 8 | 8 | 8
Nuc | 162.83 | 162.83 | 162.83 | 162.83 | 125.95 | 187.14
PS | 0 | 0 | 0 | 0 | 0 | 0
PV | 0 | 0 | 0 | 0 | 0 | 0
PeakG | 0 | 0 | 0 | 0 | 0 | 0
PeakO | 0 | 0 | 0 | 0 | 0 | 0
ST | 0 | 0 | 0 | 0 | 0 | 0
STOG | 0 | 0 | 0 | 0 | 0 | 0
STWD | 0 | 0 | 0 | 0 | 0 | 0
WT | 0 | 0 | 0 | 0 | 0 | 0
IGCC | 0 | 0 | 0 | 0 | 0 | 0
DemandResponse | 0 | 0 | 0 | 0 | 0 | 0
IGCC-CCS | 0 | 0 | 0 | 0 | 0 | 0
WT_off | 0 | 0 | 0 | 0 | 0 | 0
PseudoUnit | 0 | 0 | 0 | 0 | 0 | 0
FixedInterchange | 0 | 0 | 0 | 0 | 0 | 0
Total Fuel Consumption by Reporting Type: NYISO_J-K
ReportingType | 2015 | 2020 | 2025 | 2030 | 2035 | 2040
BM | 0 | 0 | 0 | 0 | 0 | 0
CC | 164.26 | 178.51 | 172.45 | 150.54 | 88.19 | 76.22
CSP | 0 | 0 | 0 | 0 | 0 | 0
CT | 0 | 0 | 0 | 0 | 0 | 0
Coal | 0 | 0 | 0 | 0 | 0 | 0
Geo | 0 | 0 | 0 | 0 | 0 | 0
H | 0 | 0 | 0 | 0 | 0 | 0
LFG | 0 | 0 | 0 | 8 | 8 | 8
Nuc | 0 | 0 | 0 | 0 | 0.07 | 0.08
PS | 0 | 0 | 0 | 0 | 0 | 0
PV | 0 | 0 | 0 | 0 | 0 | 0
PeakG | 0.53 | 1 | 1.44 | 1.15 | 3.34 | 2.71
PeakO | 0 | 0 | 0 | 0 | 0 | 0
ST | 0 | 0 | 0 | 0 | 0 | 0
STOG | 3.62 | 7.08 | 11.24 | 10.48 | 4.63 | 2.79
STWD | 0 | 0 | 0 | 0 | 0 | 0
WT | 0 | 0 | 0 | 0 | 0 | 0
IGCC | 0 | 0 | 0 | 0 | 0 | 0
DemandResponse | 0 | 0 | 0 | 0 | 0 | 0
IGCC-CCS | 0 | 0 | 0 | 0 | 0 | 0
WT_off | 0 | 0 | 0 | 0 | 0 | 0
PseudoUnit | 0 | 0 | 0 | 0 | 0 | 0
FixedInterchange | 0 | 0 | 0 | 0 | 0 | 0
Total Fuel Consumption by Reporting Type: PJM_E
ReportingType | 2015 | 2020 | 2025 | 2030 | 2035 | 2040
BM | 0.08 | 2.91 | 2.91 | 2.91 | 2.91 | 2.91
CC | 329.24 | 395.39 | 366.04 | 317.99 | 247.55 | 152.3
CSP | 0 | 0 | 0 | 0 | 0 | 0
CT | 0 | 0.03 | 0.06 | 0.11 | 0.03 | 0
Coal | 4.77 | 3.56 | 0.1 | 0 | 0 | 0
Geo | 0 | 0 | 0 | 0 | 0 | 0
H | 0 | 0 | 0 | 0 | 0 | 0
LFG | 0.98 | 15.28 | 15.28 | 15.28 | 15.28 | 15.28
Nuc | 702.72 | 651.97 | 651.97 | 651.97 | 468.33 | 371.38
PS | 0 | 0 | 0 | 0 | 0 | 0
PV | 0 | 0 | 0 | 0 | 0 | 0
PeakG | 0.43 | 5.23 | 6.6 | 10.22 | 2.74 | 2.74
PeakO | 0 | 0 | 0 | 0 | 0 | 0
ST | 0 | 0 | 0 | 0 | 0 | 0
STOG | 3.02 | 5.76 | 0 | 0 | 0 | 0
STWD | 0 | 0 | 0 | 0 | 0 | 0
WT | 0 | 0 | 0 | 0 | 0 | 0
IGCC | 0 | 0 | 0 | 0 | 0 | 0
DemandResponse | 0 | 0 | 0 | 0 | 0 | 0
IGCC-CCS | 0 | 0 | 0 | 0 | 0 | 0
WT_off | 0 | 0 | 0 | 0 | 0 | 0
PseudoUnit | 0 | 0 | 0 | 0 | 0 | 0
FixedInterchange | 0 | 0 | 0 | 0 | 0 | 0
Total Fuel Consumption by Reporting Type: PJM_ROM
ReportingType | 2015 | 2020 | 2025 | 2030 | 2035 | 2040
BM | 0.05 | 1.75 | 1.75 | 1.75 | 1.75 | 228.85
CC | 145.33 | 186.77 | 180.25 | 147.55 | 112.71 | 64.55
CSP | 0 | 0 | 0 | 0 | 0 | 0
CT | 0 | 0.02 | 0.03 | 0.07 | 0.02 | 0.02
Coal | 100.47 | 11.32 | 0.12 | 0 | 0 | 0
Geo | 0 | 0 | 0 | 0 | 0 | 0
H | 0 | 0 | 0 | 0 | 0 | 0
LFG | 2.04 | 30.56 | 30.56 | 30.56 | 30.56 | 30.56
Nuc | 420.79 | 420.79 | 420.79 | 420.79 | 843.09 | 966.68
PS | 0 | 0 | 0 | 0 | 0 | 0
PV | 0 | 0 | 0 | 0 | 0 | 0
PeakG | 0 | 0.55 | 0.55 | 3.37 | 1.74 | 1.76
PeakO | 0 | 0 | 0 | 0 | 0 | 0
ST | 0 | 0 | 0 | 0 | 0 | 0
STOG | 7.33 | 14.3 | 14.11 | 14.11 | 4.61 | 0
STWD | 0.16 | 5.38 | 5.38 | 5.38 | 5.38 | 5.38
WT | 0 | 0 | 0 | 0 | 0 | 0
IGCC | 0 | 0 | 0 | 0 | 0 | 0
DemandResponse | 0 | 0 | 0 | 0 | 0 | 0
IGCC-CCS | 0 | 0 | 0 | 0 | 0 | 0
WT_off | 0 | 0 | 0 | 0 | 0 | 0
PseudoUnit | 0 | 0 | 0 | 0 | 0 | 0
FixedInterchange | 0 | 0 | 0 | 0 | 0 | 0
Total Fuel Consumption by Reporting Type: PJM_ROR
ReportingType | 2015 | 2020 | 2025 | 2030 | 2035 | 2040
BM | 1.08 | 37.37 | 31.54 | 27.25 | 37.37 | 616.25
CC | 1583.28 | 1825.9 | 1723.15 | 1483.26 | 1229.32 | 528.95
CSP | 0 | 0 | 0 | 0 | 0 | 0
CT | 0.03 | 0.06 | 0.06 | 0.12 | 0.03 | 0.03
Coal | 1122.44 | 362.42 | 23.38 | 12.57 | 32.24 | 45.07
Geo | 0 | 0 | 0 | 0 | 0 | 0
H | 0 | 0 | 0 | 0 | 0 | 0
LFG | 6.18 | 6.18 | 61.46 | 61.46 | 61.46 | 61.46
Nuc | 1644.81 | 1644.81 | 1644.81 | 1573.64 | 1280.11 | 2298.35
PS | 0 | 0 | 0 | 0 | 0 | 0
PV | 0 | 0 | 0 | 0 | 0 | 0
PeakG | 9.88 | 13.21 | 21.17 | 23.19 | 3.24 | 1.46
PeakO | 0 | 0 | 0 | 0 | 0 | 0
ST | 0 | 0 | 0 | 0 | 0 | 0
STOG | 8.29 | 8.36 | 14.48 | 8.36 | 2.24 | 0
STWD | 0.43 | 15.91 | 15.91 | 13.33 | 15.91 | 15.91
WT | 0.03 | 0.03 | 0.03 | 0.05 | 0.05 | 0.05
IGCC | 0 | 0 | 0 | 0 | 0 | 0
DemandResponse | 0 | 0 | 0 | 0 | 0 | 0
IGCC-CCS | 0 | 0 | 0 | 0 | 0 | 0
WT_off | 0 | 0 | 0 | 0 | 0 | 0
PseudoUnit | 0 | 0 | 0 | 0 | 0 | 0
FixedInterchange | 0 | 0 | 0 | 0 | 0 | 0
Total Fuel Consumption by Reporting Type: SOCO
ReportingType | 2015 | 2020 | 2025 | 2030 | 2035 | 2040
BM | 0.5 | 0.76 | 0.76 | 5.34 | 5.34 | 636.25
CC | 1128.19 | 1248.25 | 1183.88 | 1031.12 | 351.77 | 153.04
CSP | 0 | 0 | 0 | 0 | 0 | 0
CT | 0 | 0 | 0 | 0 | 0 | 0
Coal | 199.14 | 34.5 | 17.83 | 17.83 | 32.42 | 32.42
Geo | 0 | 0 | 0 | 0 | 0 | 0
H | 0 | 0 | 0 | 0 | 0 | 0
LFG | 0 | 0 | 0 | 11.56 | 11.56 | 11.56
Nuc | 494.38 | 673.18 | 673.18 | 673.18 | 1779.11 | 1555.23
PS | 0 | 0 | 0 | 0 | 0 | 0
PV | 0 | 0 | 0 | 0 | 0 | 0
PeakG | 7.25 | 8.29 | 18.29 | 17.31 | 0.61 | 0.71
PeakO | 0 | 0 | 0 | 0 | 0 | 0
ST | 0 | 0 | 0 | 0 | 0 | 0
STOG | 0 | 0 | 0 | 0 | 0 | 0
STWD | 3.17 | 3.17 | 5.72 | 8.89 | 60.13 | 60.13
WT | 0 | 0 | 0 | 0 | 0 | 0
IGCC | 0 | 0 | 0 | 0 | 0 | 0
DemandResponse | 0 | 0 | 0 | 0 | 0 | 0
IGCC-CCS | 0 | 0 | 0 | 0 | 0 | 0
WT_off | 0 | 0 | 0 | 0 | 0 | 0
PseudoUnit | 0 | 0 | 0 | 0 | 0 | 0
FixedInterchange | 0 | 0 | 0 | 0 | 0 | 0
Total Fuel Consumption by Reporting Type: SPP_N
ReportingType | 2015 | 2020 | 2025 | 2030 | 2035 | 2040
BM | 0 | 0 | 0 | 0 | 0 | 0
CC | 60.72 | 24.54 | 10.86 | 6.7 | 3.83 | 1.91
CSP | 0 | 0 | 0 | 0 | 0 | 0
CT | 0 | 0 | 0 | 0 | 0 | 0
Coal | 544.26 | 77.23 | 2.93 | 0 | 0 | 0
Geo | 0 | 0 | 0 | 0 | 0 | 0
H | 0 | 0 | 0 | 0 | 0 | 0
LFG | 0 | 0 | 0 | 8.97 | 10.22 | 10.22
Nuc | 93.19 | 93.19 | 93.19 | 82.64 | 62.36 | 61.96
PS | 0 | 0 | 0 | 0 | 0 | 0
PV | 0 | 0 | 0 | 0 | 0 | 0
PeakG | 0.85 | 0 | 0 | 0 | 0 | 0
PeakO | 0 | 0 | 0 | 0 | 0 | 0
ST | 0 | 0 | 0 | 0 | 0 | 0
STOG | 3.77 | 3 | 0 | 0 | 0 | 0
STWD | 0 | 0 | 0 | 0 | 0 | 0
WT | 0 | 0.06 | 0.15 | 0.2 | 0.24 | 0.24
IGCC | 0 | 0 | 0 | 0 | 0 | 0
DemandResponse | 0 | 0 | 0 | 0 | 0 | 0
IGCC-CCS | 0 | 0 | 0 | 0 | 0 | 0
WT_off | 0 | 0 | 0 | 0 | 0 | 0
PseudoUnit | 0 | 0 | 0 | 0 | 0 | 0
FixedInterchange | 0 | 0 | 0 | 0 | 0 | 0
Total Fuel Consumption by Reporting Type: SPP_S
ReportingType | 2015 | 2020 | 2025 | 2030 | 2035 | 2040
BM | 0 | 0 | 0 | 0 | 0 | 0
CC | 411.27 | 230.73 | 136.72 | 100.3 | 53.46 | 49.01
CSP | 0 | 0 | 0 | 0 | 0 | 0
CT | 0 | 0 | 0 | 0 | 0 | 0
Coal | 744.06 | 53.83 | 0.66 | 0 | 0 | 0
Geo | 0 | 0 | 0 | 0 | 0 | 0
H | 0 | 0 | 0 | 0 | 0 | 0
LFG | 0 | 0 | 0 | 8.97 | 10.22 | 10.22
Nuc | 0 | 0 | 0 | 0 | 0.03 | 0.03
PS | 0 | 0 | 0 | 0 | 0 | 0
PV | 0 | 0 | 0 | 0 | 0 | 0
PeakG | 0 | 0 | 0 | 0 | 0 | 0
PeakO | 0 | 0 | 0 | 0 | 0 | 0
ST | 0 | 0 | 0 | 0 | 0 | 0
STOG | 30.37 | 6.34 | 21.16 | 14.56 | 4.68 | 4.59
STWD | 0.74 | 0 | 0 | 0.39 | 3.3 | 3.3
WT | 0.01 | 0.14 | 0.15 | 0.16 | 0.17 | 0.18
IGCC | 0 | 0 | 0 | 0 | 0 | 0
DemandResponse | 0 | 0 | 0 | 0 | 0 | 0
IGCC-CCS | 0 | 0 | 0 | 0 | 0 | 0
WT_off | 0 | 0 | 0 | 0 | 0 | 0
PseudoUnit | 0 | 0 | 0 | 0 | 0 | 0
FixedInterchange | 0 | 0 | 0 | 0 | 0 | 0
Total Fuel Consumption by Reporting Type: TVA
ReportingType | 2015 | 2020 | 2025 | 2030 | 2035 | 2040
BM | 0 | 0 | 0 | 0 | 0 | 717.69
CC | 414.65 | 554.73 | 518.95 | 482.33 | 308.93 | 56.45
CSP | 0 | 0 | 0 | 0 | 0 | 0
CT | 0 | 0 | 0 | 0 | 0 | 0
Coal | 224.27 | 41.56 | 0.05 | 0 | 0 | 0
Geo | 0 | 0 | 0 | 0 | 0 | 0
H | 0 | 0 | 0 | 0 | 0 | 0
LFG | 0 | 0 | 11.56 | 11.56 | 11.56 | 11.56
Nuc | 676.63 | 676.63 | 676.63 | 676.63 | 893.26 | 790.35
PS | 0 | 0 | 0 | 0 | 0 | 0
PV | 0 | 0 | 0 | 0 | 0 | 0
PeakG | 0 | 0 | 0 | 0 | 0 | 0
PeakO | 0 | 0 | 0 | 0 | 0 | 0
ST | 0 | 0 | 0 | 0 | 0 | 0
STOG | 0 | 0 | 0 | 0 | 0 | 0
STWD | 0.01 | 0.01 | 0.02 | 0.04 | 0.42 | 0.42
WT | 0 | 0 | 0 | 0 | 0 | 0
IGCC | 0 | 0 | 0 | 0 | 0 | 0
DemandResponse | 0 | 0 | 0 | 0 | 0 | 0
IGCC-CCS | 0 | 0 | 0 | 0 | 0 | 0
WT_off | 0 | 0 | 0 | 0 | 0 | 0
PseudoUnit | 0 | 0 | 0 | 0 | 0 | 0
FixedInterchange | 0 | 0 | 0 | 0 | 0 | 0
Total Fuel Consumption by Reporting Type: TVA_Transmission
ReportingType | 2015 | 2020 | 2025 | 2030 | 2035 | 2040
BM | 0 | 0 | 0 | 0 | 0 | 0
CC | 0 | 0 | 0 | 0 | 0 | 0
CSP | 0 | 0 | 0 | 0 | 0 | 0
CT | 0 | 0 | 0 | 0 | 0 | 0
Coal | 0 | 0 | 0 | 0 | 0 | 0
Geo | 0 | 0 | 0 | 0 | 0 | 0
H | 0 | 0 | 0 | 0 | 0 | 0
LFG | 0 | 0 | 0 | 0 | 0 | 0
Nuc | 0 | 0 | 0 | 0 | 0 | 0
PS | 0 | 0 | 0 | 0 | 0 | 0
PV | 0 | 0 | 0 | 0 | 0 | 0
PeakG | 0 | 0 | 0 | 0 | 0 | 0
PeakO | 0 | 0 | 0 | 0 | 0 | 0
ST | 0 | 0 | 0 | 0 | 0 | 0
STOG | 0 | 0 | 0 | 0 | 0 | 0
STWD | 0 | 0 | 0 | 0 | 0 | 0
WT | 0 | 0 | 0 | 0 | 0 | 0
IGCC | 0 | 0 | 0 | 0 | 0 | 0
DemandResponse | 0 | 0 | 0 | 0 | 0 | 0
IGCC-CCS | 0 | 0 | 0 | 0 | 0 | 0
WT_off | 0 | 0 | 0 | 0 | 0 | 0
PseudoUnit | 0 | 0 | 0 | 0 | 0 | 0
FixedInterchange | 0 | 0 | 0 | 0 | 0 | 0
Total Fuel Consumption by Reporting Type: VACAR
ReportingType | 2015 | 2020 | 2025 | 2030 | 2035 | 2040
BM | 0.09 | 16.61 | 70.12 | 70.12 | 70.12 | 678.09
CC | 901.69 | 862.71 | 858.81 | 816.37 | 456.68 | 77.36
CSP | 0 | 0 | 0 | 0 | 0 | 0
CT | 0.8 | 0.8 | 1.52 | 2.97 | 0.8 | 0
Coal | 94.58 | 38.39 | 15.64 | 15.82 | 30.87 | 42.71
Geo | 0 | 0 | 0 | 0 | 0 | 0
H | 0 | 0 | 0 | 0 | 0 | 0
LFG | 0.04 | 11.56 | 11.56 | 11.56 | 11.56 | 11.56
Nuc | 910.72 | 1100.09 | 1100.09 | 1100.09 | 1733.21 | 2175.99
PS | 0 | 0 | 0 | 0 | 0 | 0
PV | 0 | 0 | 0 | 0 | 0 | 0
PeakG | 1.13 | 2.24 | 4.45 | 7.75 | 0.41 | 0.42
PeakO | 0 | 0 | 0 | 0 | 0 | 0
ST | 0 | 0 | 0 | 0 | 0 | 0
STOG | 0 | 0 | 0 | 0 | 0 | 0
STWD | 24.47 | 24.47 | 22.39 | 24.47 | 24.47 | 24.47
WT | 0 | 0.01 | 0.01 | 0.01 | 0.01 | 0.01
IGCC | 0 | 0 | 0 | 0 | 0 | 0
DemandResponse | 0 | 0 | 0 | 0 | 0 | 0
IGCC-CCS | 0 | 0 | 0 | 0 | 0 | 0
WT_off | 0 | 0 | 0 | 0 | 0 | 0
PseudoUnit | 0 | 0 | 0 | 0 | 0 | 0
FixedInterchange | 0 | 0 | 0 | 0 | 0 | 0
Total Fuel Consumption by Reporting Type: IESO
ReportingType | 2015 | 2020 | 2025 | 2030 | 2035 | 2040
BM | 0 | 0 | 0 | 0.14 | 0.71 | 31.67
CC | 58.99 | 41.32 | 2.9 | 1.23 | 0.17 | 1.24
CSP | 0 | 0 | 0 | 0 | 0 | 0
CT | 0.13 | 0.13 | 0 | 0 | 0 | 0
Coal | 0 | 0 | 0 | 0 | 0 | 0
Geo | 0 | 0 | 0 | 0 | 0 | 0
H | 0 | 0 | 0 | 0 | 0 | 0
LFG | 1.56 | 1.56 | 1.56 | 1.61 | 1.61 | 1.61
Nuc | 1064.72 | 1064.72 | 1064.72 | 1064.72 | 980.48 | 854.53
PS | 0 | 0 | 0 | 0 | 0 | 0
PV | 0 | 0 | 0 | 0 | 0 | 0
PeakG | 0 | 0 | 0 | 0 | 0 | 0
PeakO | 0 | 0 | 0 | 0 | 0 | 0
ST | 0 | 0 | 0 | 0 | 0 | 0
STOG | 0 | 0 | 0 | 0 | 0 | 0
STWD | 0.05 | 0.05 | 0.05 | 0.28 | 10.32 | 10.32
WT | 0.01 | 0.01 | 0.01 | 0.01 | 0.01 | 0.01
IGCC | 0 | 0 | 0 | 0 | 0 | 0
DemandResponse | 0 | 0 | 0 | 0 | 0 | 0
IGCC-CCS | 0 | 0 | 0 | 0 | 0 | 0
WT_off | 0 | 0 | 0 | 0 | 0 | 0
PseudoUnit | 0 | 0 | 0 | 0 | 0 | 0
FixedInterchange | 0 | 0 | 0 | 0 | 0 | 0
Total Fuel Consumption by Reporting Type: MAPP_CA
ReportingType | 2015 | 2020 | 2025 | 2030 | 2035 | 2040
BM | 0 | 0 | 0 | 0 | 0 | 0
CC | 55.51 | 55.51 | 12.32 | 0 | 0 | 0
CSP | 0 | 0 | 0 | 0 | 0 | 0
CT | 0 | 0 | 0 | 0 | 0 | 0
Coal | 2.51 | 0 | 0 | 0 | 0 | 0
Geo | 0 | 0 | 0 | 0 | 0 | 0
H | 0 | 0 | 0.01 | 0.02 | 0.02 | 0.02
LFG | 0 | 0 | 0 | 0 | 0 | 0
Nuc | 0 | 0 | 0 | 0 | 0 | 0.05
PS | 0 | 0 | 0 | 0 | 0 | 0
PV | 0 | 0 | 0 | 0 | 0 | 0
PeakG | 1.04 | 0.68 | 0 | 0 | 0 | 0
PeakO | 0 | 0 | 0 | 0 | 0 | 0
ST | 0 | 0 | 0 | 0 | 0 | 0
STOG | 0.16 | 0 | 0 | 0 | 0 | 0
STWD | 0 | 0 | 0 | 0 | 0 | 0
WT | 0 | 0 | 0 | 0 | 0 | 0
IGCC | 0 | 0 | 0 | 0 | 0 | 0
DemandResponse | 0 | 0 | 0 | 0 | 0 | 0
IGCC-CCS | 0 | 0 | 0 | 0 | 0 | 0
WT_off | 0 | 0 | 0 | 0 | 0 | 0
PseudoUnit | 0 | 0 | 0 | 0 | 0 | 0
FixedInterchange | 0 | 0 | 0 | 0 | 0 | 0
Total Fuel Consumption by Reporting Type: AZ_NM_SNV_Coal
ReportingType | 2015 | 2020 | 2025 | 2030 | 2035 | 2040
BM | 0 | 0 | 0 | 0 | 0 | 0
CC | 0 | 0 | 0 | 0 | 0 | 0
CSP | 0 | 0 | 0 | 0 | 0 | 0
CT | 0 | 0 | 0 | 0 | 0 | 0
Coal | 428.95 | 164.22 | 1.8 | 0 | 1.26 | 10.16
Geo | 0 | 0 | 0 | 0 | 0 | 0
H | 0 | 0 | 0 | 0 | 0 | 0
LFG | 0 | 0 | 0 | 0 | 0 | 0
Nuc | 0 | 0 | 0 | 0 | 0 | 0
PS | 0 | 0 | 0 | 0 | 0 | 0
PV | 0 | 0 | 0 | 0 | 0 | 0
PeakG | 0 | 0 | 0 | 0 | 0 | 0
PeakO | 0 | 0 | 0 | 0 | 0 | 0
ST | 0 | 0 | 0 | 0 | 0 | 0
STOG | 0 | 0 | 0 | 0 | 0 | 0
STWD | 0 | 0 | 0 | 0 | 0 | 0
WT | 0 | 0 | 0 | 0 | 0 | 0
IGCC | 0 | 0 | 0 | 0 | 0 | 0
DemandResponse | 0 | 0 | 0 | 0 | 0 | 0
IGCC-CCS | 0 | 0 | 0 | 0 | 0 | 0
WT_off | 0 | 0 | 0 | 0 | 0 | 0
PseudoUnit | 0 | 0 | 0 | 0 | 0 | 0
FixedInterchange | 0 | 0 | 0 | 0 | 0 | 0
Total Fuel Consumption by Reporting Type: AZ_NM_SNV_Gas
ReportingType | 2015 | 2020 | 2025 | 2030 | 2035 | 2040
BM | 0 | 0 | 0 | 0 | 0 | 0
CC | 561.45 | 567.36 | 634.69 | 592.17 | 199 | 106.31
CSP | 0 | 0 | 0 | 0 | 0 | 0
CT | 0 | 0 | 0 | 0.02 | 0 | 0
Coal | 0 | 0 | 0 | 0 | 0 | 0
Geo | 0 | 0 | 0 | 0 | 0 | 0
H | 0 | 0 | 0 | 0 | 0 | 0
LFG | 0 | 0 | 0 | 0 | 0 | 0
Nuc | 0 | 0 | 0 | 0 | 0 | 0
PS | 0 | 0 | 0 | 0 | 0 | 0
PV | 0 | 0 | 0 | 0 | 0 | 0
PeakG | 0 | 0 | 0 | 0 | 0 | 0
PeakO | 0 | 0 | 0 | 0 | 0 | 0
ST | 0 | 0 | 0 | 0 | 0 | 0
STOG | 0 | 0 | 0 | 0 | 0 | 0
STWD | 0 | 0 | 0 | 0 | 0 | 0
WT | 0 | 0 | 0 | 0 | 0 | 0
IGCC | 0 | 0 | 0 | 0 | 0 | 0
DemandResponse | 0 | 0 | 0 | 0 | 0 | 0
IGCC-CCS | 0 | 0 | 0 | 0 | 0 | 0
WT_off | 0 | 0 | 0 | 0 | 0 | 0
PseudoUnit | 0 | 0 | 0 | 0 | 0 | 0
FixedInterchange | 0 | 0 | 0 | 0 | 0 | 0
Total Fuel Consumption by Reporting Type: AZ_NM_SNV_NucRenew
ReportingType | 2015 | 2020 | 2025 | 2030 | 2035 | 2040
BM | 0 | 0 | 0 | 0 | 0 | 0.01
CC | 0 | 0 | 0 | 0 | 0 | 0
CSP | 0 | 0 | 0 | 0 | 0 | 0
CT | 0 | 0 | 0 | 0 | 0 | 0
Coal | 0 | 0 | 0 | 0 | 0 | 0
Geo | 0 | 0 | 0.01 | 0.01 | 0.01 | 0.01
H | 0 | 0 | 0 | 0 | 0 | 0
LFG | 0 | 5.78 | 6.53 | 6.53 | 6.53 | 6.53
Nuc | 317.72 | 317.72 | 317.72 | 337.35 | 1014.43 | 1144.23
PS | 0 | 0 | 0 | 0 | 0 | 0
PV | 0 | 0 | 0 | 0 | 0 | 0
PeakG | 0 | 0 | 0 | 0 | 0 | 0
PeakO | 0 | 0 | 0 | 0 | 0 | 0
ST | 0 | 0 | 0 | 0 | 0.01 | 0.01
STOG | 0 | 0 | 0 | 0 | 0 | 0
STWD | 1.77 | 1.77 | 0.25 | 1.77 | 1.77 | 1.77
WT | 0 | 0.03 | 0.03 | 0.03 | 0.03 | 0.03
IGCC | 0 | 0 | 0 | 0 | 0 | 0
DemandResponse | 0 | 0 | 0 | 0 | 0 | 0
IGCC-CCS | 0 | 0 | 0 | 0 | 0 | 0
WT_off | 0 | 0 | 0 | 0 | 0 | 0
PseudoUnit | 0 | 0 | 0 | 0 | 0 | 0
FixedInterchange | 0 | 0 | 0 | 0 | 0 | 0
Total Fuel Consumption by Reporting Type: ERCOT
ReportingType | 2015 | 2020 | 2025 | 2030 | 2035 | 2040
BM | 1.28 | 1.28 | 2.01 | 6.38 | 14.07 | 304.35
CC | 1515.82 | 1722.43 | 1703.12 | 1300 | 611.34 | 393.52
CSP | 0 | 0 | 0 | 0 | 0 | 0
CT | 0 | 0.03 | 0.28 | 0.09 | 0 | 0
Coal | 309.9 | 71.45 | 35.73 | 19.43 | 28.74 | 28.74
Geo | 0 | 0 | 0 | 0 | 0 | 0
H | 0 | 0 | 0 | 0 | 0 | 0
LFG | 0 | 0 | 38.09 | 38.09 | 38.09 | 38.09
Nuc | 422.69 | 422.69 | 422.69 | 422.69 | 1500.74 | 1640.23
PS | 0 | 0 | 0 | 0 | 0 | 0
PV | 0 | 0 | 0 | 0 | 0 | 0
PeakG | 0 | 0.07 | 1.12 | 0.5 | 0.42 | 0.46
PeakO | 0 | 0 | 0 | 0 | 0 | 0
ST | 0 | 0 | 0 | 0 | 0 | 0
STOG | 32.7 | 44.32 | 48.01 | 20.35 | 0 | 0
STWD | 0 | 0 | 0 | 0 | 0 | 0
WT | 0.03 | 0.03 | 0.03 | 0.08 | 0.08 | 0.08
IGCC | 0 | 0 | 0 | 0 | 0 | 0
DemandResponse | 0 | 0 | 0 | 0 | 0 | 0
IGCC-CCS | 0 | 0 | 0 | 0 | 0 | 0
WT_off | 0 | 0 | 0 | 0 | 0 | 0
PseudoUnit | 0 | 0 | 0 | 0 | 0 | 0
FixedInterchange | 0 | 0 | 0 | 0 | 0 | 0
Total Fuel Consumption by Reporting Type: NP15
ReportingType | 2015 | 2020 | 2025 | 2030 | 2035 | 2040
BM | 0 | 0 | 0 | 0 | 0 | 0
CC | 534.55 | 510.58 | 535.45 | 474.39 | 199.98 | 7.85
CSP | 0 | 0 | 0 | 0 | 0 | 0
CT | 0 | 0 | 0 | 0 | 0 | 0
Coal | 2.5 | 0 | 0 | 0 | 0 | 0
Geo | 0.01 | 0.01 | 0.01 | 0.01 | 0.01 | 0.01
H | 0 | 0 | 0 | 0 | 0 | 0
LFG | 0 | 60.8 | 60.8 | 60.8 | 60.8 | 60.8
Nuc | 187.74 | 187.74 | 187.74 | 187.74 | 499.71 | 868.33
PS | 0 | 0 | 0 | 0 | 0 | 0
PV | 0 | 0 | 0 | 0 | 0 | 0
PeakG | 0 | 0 | 0 | 0 | 0 | 0
PeakO | 0 | 0 | 0 | 0 | 0 | 0
ST | 0 | 0 | 0 | 0 | 0 | 0
STOG | 0.06 | 0.15 | 0.8 | 0.93 | 0 | 0
STWD | 37.44 | 37.44 | 0.17 | 27.51 | 37.44 | 37.44
WT | 0 | 0.01 | 0.01 | 0.01 | 0.03 | 0.04
IGCC | 0 | 0 | 0 | 0 | 0 | 0
DemandResponse | 0 | 0 | 0 | 0 | 0 | 0
IGCC-CCS | 0 | 0 | 0 | 0 | 0 | 0
WT_off | 0 | 0 | 0 | 0 | 0 | 0
PseudoUnit | 0 | 0 | 0 | 0 | 0 | 0
FixedInterchange | 0 | 0 | 0 | 0 | 0 | 0
Total Fuel Consumption by Reporting Type: NWPP_Coal
ReportingType | 2015 | 2020 | 2025 | 2030 | 2035 | 2040
BM | 0 | 0 | 0 | 0 | 0 | 0
CC | 0 | 0 | 0 | 0 | 0 | 0
CSP | 0 | 0 | 0 | 0 | 0 | 0
CT | 0 | 0 | 0 | 0 | 0 | 0
Coal | 443.3 | 75.21 | 16.4 | 16.32 | 16.32 | 16.32
Geo | 0 | 0 | 0 | 0 | 0 | 0
H | 0 | 0 | 0 | 0 | 0 | 0
LFG | 0 | 0 | 0 | 0 | 0 | 0
Nuc | 0 | 0 | 0 | 0 | 0 | 0
PS | 0 | 0 | 0 | 0 | 0 | 0
PV | 0 | 0 | 0 | 0 | 0 | 0
PeakG | 0 | 0 | 0 | 0 | 0 | 0
PeakO | 0 | 0 | 0 | 0 | 0 | 0
ST | 0 | 0 | 0 | 0 | 0 | 0
STOG | 0 | 0 | 0 | 0 | 0 | 0
STWD | 0 | 0 | 0 | 0 | 0 | 0
WT | 0 | 0 | 0 | 0 | 0 | 0
IGCC | 0 | 0 | 0 | 0 | 0 | 0
DemandResponse | 0 | 0 | 0 | 0 | 0 | 0
IGCC-CCS | 0 | 0 | 0 | 0 | 0 | 0
WT_off | 0 | 0 | 0 | 0 | 0 | 0
PseudoUnit | 0 | 0 | 0 | 0 | 0 | 0
FixedInterchange | 0 | 0 | 0 | 0 | 0 | 0
Total Fuel Consumption by Reporting Type: NWPP_Gas
ReportingType | 2015 | 2020 | 2025 | 2030 | 2035 | 2040
BM | 0 | 0 | 0 | 0 | 0 | 0
CC | 361.48 | 513.61 | 513.61 | 513.61 | 112.28 | 68.74
CSP | 0 | 0 | 0 | 0 | 0 | 0
CT | 0 | 0 | 0 | 0 | 0 | 0
Coal | 0 | 0 | 0 | 0 | 0 | 0
Geo | 0 | 0 | 0 | 0 | 0 | 0
H | 0 | 0 | 0 | 0 | 0 | 0
LFG | 0 | 0 | 0 | 0 | 0 | 0
Nuc | 0 | 0 | 0 | 0 | 0 | 0
PS | 0 | 0 | 0 | 0 | 0 | 0
PV | 0 | 0 | 0 | 0 | 0 | 0
PeakG | 0 | 0 | 0 | 0 | 0 | 0
PeakO | 0 | 0 | 0 | 0 | 0 | 0
ST | 0 | 0 | 0 | 0 | 0 | 0
STOG | 0 | 0 | 0 | 0 | 0 | 0
STWD | 0 | 0 | 0 | 0 | 0 | 0
WT | 0 | 0 | 0 | 0 | 0 | 0
IGCC | 0 | 0 | 0 | 0 | 0 | 0
DemandResponse | 0 | 0 | 0 | 0 | 0 | 0
IGCC-CCS | 0 | 0 | 0 | 0 | 0 | 0
WT_off | 0 | 0 | 0 | 0 | 0 | 0
PseudoUnit | 0 | 0 | 0 | 0 | 0 | 0
FixedInterchange | 0 | 0 | 0 | 0 | 0 | 0
Total Fuel Consumption by Reporting Type: NWPP_NucRenew
ReportingType | 2015 | 2020 | 2025 | 2030 | 2035 | 2040
BM | 0 | 0 | 0.86 | 3.16 | 3.16 | 72.86
CC | 0 | 0 | 0 | 0 | 0 | 0
CSP | 0 | 0 | 0 | 0 | 0 | 0
CT | 0 | 0 | 0 | 0 | 0 | 0
Coal | 0 | 0 | 0 | 0 | 0 | 0
Geo | 0 | 0 | 0.01 | 0.01 | 0.01 | 0.01
H | 0 | 0 | 0 | 0 | 0 | 0
LFG | 2.74 | 29.05 | 29.05 | 29.05 | 29.05 | 29.05
Nuc | 88.66 | 88.66 | 88.66 | 88.66 | 288.88 | 474.55
PS | 0 | 0 | 0 | 0 | 0 | 0
PV | 0 | 0 | 0 | 0 | 0 | 0
PeakG | 0 | 0 | 0 | 0 | 0 | 0
PeakO | 0 | 0 | 0 | 0 | 0 | 0
ST | 0 | 0 | 0 | 0 | 0 | 0
STOG | 0 | 0 | 0 | 0 | 0 | 0
STWD | 0 | 0 | 0.06 | 46.18 | 46.18 | 46.18
WT | 0.02 | 0.02 | 0.02 | 0.02 | 0.07 | 0.07
IGCC | 0 | 0 | 0 | 0 | 0 | 0
DemandResponse | 0 | 0 | 0 | 0 | 0 | 0
IGCC-CCS | 0 | 0 | 0 | 0 | 0 | 0
WT_off | 0 | 0 | 0 | 0 | 0 | 0
PseudoUnit | 0 | 0 | 0 | 0 | 0 | 0
FixedInterchange | 0 | 0 | 0 | 0 | 0 | 0
Total Fuel Consumption by Reporting Type: RMPA
ReportingType | 2015 | 2020 | 2025 | 2030 | 2035 | 2040
BM | 0 | 0 | 0 | 0 | 0 | 112.67
CC | 112.84 | 135.83 | 167.26 | 114.17 | 64.87 | 33.77
CSP | 0 | 0 | 0 | 0 | 0 | 0
CT | 0 | 0 | 0 | 0 | 0 | 0
Coal | 474.46 | 285.11 | 23.47 | 30.08 | 30.08 | 30.08
Geo | 0 | 0.01 | 0.02 | 0.02 | 0.02 | 0.02
H | 0 | 0 | 0 | 0 | 0 | 0
LFG | 0.15 | 3.26 | 3.26 | 3.26 | 3.26 | 3.26
Nuc | 0 | 0 | 0 | 97.67 | 165.23 | 165.23
PS | 0 | 0 | 0 | 0 | 0 | 0
PV | 0 | 0 | 0 | 0 | 0 | 0
PeakG | 0.07 | 0 | 0.03 | 0.08 | 0 | 0.01
PeakO | 0 | 0 | 0 | 0 | 0 | 0
ST | 0 | 0 | 0 | 0 | 0 | 0
STOG | 0 | 0 | 0 | 0 | 0 | 0
STWD | 0 | 0 | 0 | 0 | 0 | 0
WT | 0.01 | 0.02 | 0.02 | 0.02 | 0.02 | 0.02
IGCC | 0 | 0 | 0 | 0 | 0 | 0
DemandResponse | 0 | 0 | 0 | 0 | 0 | 0
IGCC-CCS | 0 | 0 | 0 | 0 | 0 | 0
WT_off | 0 | 0 | 0 | 0 | 0 | 0
PseudoUnit | 0 | 0 | 0 | 0 | 0 | 0
FixedInterchange | 0 | 0 | 0 | 0 | 0 | 0
Total Fuel Consumption by Reporting Type: SP15
ReportingType | 2015 | 2020 | 2025 | 2030 | 2035 | 2040
BM | 0.58 | 0.58 | 0.08 | 0.58 | 0.58 | 0.58
CC | 491.05 | 603.46 | 632.09 | 554.83 | 281.38 | 127.35
CSP | 0 | 0 | 0 | 0 | 0 | 0
CT | 0 | 0 | 0 | 0 | 0 | 0
Coal | 15.7 | 0 | 0 | 0 | 0 | 0
Geo | 0.01 | 0.02 | 0.02 | 0.02 | 0.02 | 0.02
H | 0 | 0 | 0 | 0 | 0 | 0
LFG | 0.99 | 60.8 | 60.8 | 60.8 | 60.8 | 60.8
Nuc | 173.28 | 173.28 | 173.28 | 173.28 | 255.71 | 544.12
PS | 0 | 0 | 0 | 0 | 0 | 0
PV | 0 | 0 | 0 | 0 | 0 | 0
PeakG | 0 | 0 | 0 | 0 | 0 | 0
PeakO | 0 | 0 | 0 | 0 | 0 | 0
ST | 0 | 0 | 0 | 0 | 0.01 | 0.01
STOG | 10.87 | 5.03 | 11.93 | 3.44 | 0.31 | 0.16
STWD | 9.59 | 9.59 | 1.29 | 8.04 | 9.59 | 9.59
WT | 0.01 | 0.01 | 0.01 | 0.04 | 0.04 | 0.04
IGCC | 0 | 0 | 0 | 0 | 0 | 0
DemandResponse | 0 | 0 | 0 | 0 | 0 | 0
IGCC-CCS | 0 | 0 | 0 | 0 | 0 | 0
WT_off | 0 | 0 | 0 | 0 | 0 | 0
PseudoUnit | 0 | 0 | 0 | 0 | 0 | 0
FixedInterchange | 0 | 0 | 0 | 0 | 0 | 0
Total Fuel Consumption by Reporting Type: ALB
ReportingType | 2015 | 2020 | 2025 | 2030 | 2035 | 2040
BM | 0 | 0 | 0 | 0 | 0 | 0
CC | 119.25 | 149.08 | 153.9 | 33.12 | 7.34 | 0
CSP | 0 | 0 | 0 | 0 | 0 | 0
CT | 0 | 0 | 0 | 0 | 0 | 0
Coal | 463.82 | 445.08 | 418.16 | 0 | 0 | 0
Geo | 0 | 0 | 0 | 0 | 0 | 0
H | 0 | 0 | 0 | 0 | 0 | 0
LFG | 0 | 0 | 0 | 0 | 0 | 0
Nuc | 0 | 0 | 0 | 657.43 | 706.57 | 755.21
PS | 0 | 0 | 0 | 0 | 0 | 0
PV | 0 | 0 | 0 | 0 | 0 | 0
PeakG | 0 | 0 | 0 | 0 | 0 | 0
PeakO | 0 | 0 | 0 | 0 | 0 | 0
ST | 0 | 0 | 0 | 0 | 0 | 0
STOG | 0 | 0 | 0 | 0 | 0 | 0
STWD | 0 | 0.03 | 13.02 | 13.02 | 13.02 | 13.02
WT | 0 | 0 | 0 | 0 | 0 | 0
IGCC | 0 | 0 | 0 | 0 | 0 | 0
DemandResponse | 0 | 0 | 0 | 0 | 0 | 0
IGCC-CCS | 0 | 0 | 0 | 0 | 0 | 0
WT_off | 0 | 0 | 0 | 0 | 0 | 0
PseudoUnit | 0 | 0 | 0 | 0 | 0 | 0
FixedInterchange | 0 | 0 | 0 | 0 | 0 | 0
Total Fuel Consumption by Reporting Type: BC
ReportingType | 2015 | 2020 | 2025 | 2030 | 2035 | 2040
BM | 0 | 0 | 0 | 0 | 0 | 0
CC | 43.71 | 43.71 | 43.71 | 43.71 | 0 | 0
CSP | 0 | 0 | 0 | 0 | 0 | 0
CT | 0 | 0 | 0 | 0 | 0 | 0
Coal | 0 | 0 | 0 | 0 | 0 | 0
Geo | 0 | 0 | 0 | 0 | 0 | 0
H | 0 | 0 | 0 | 0 | 0 | 0
LFG | 0 | 0 | 0 | 0 | 0 | 0
Nuc | 0 | 0 | 0 | 0.65 | 48.15 | 97.53
PS | 0 | 0 | 0 | 0 | 0 | 0
PV | 0 | 0 | 0 | 0 | 0 | 0
PeakG | 0 | 0 | 0 | 0 | 0 | 0
PeakO | 0 | 0 | 0 | 0 | 0 | 0
ST | 0 | 0 | 0 | 0 | 0 | 0
STOG | 0 | 0 | 0 | 0 | 0 | 0
STWD | 0 | 0 | 18.1 | 41.58 | 41.58 | 41.58
WT | 0 | 0 | 0 | 0 | 0 | 0
IGCC | 0 | 0 | 0 | 0 | 0 | 0
DemandResponse | 0 | 0 | 0 | 0 | 0 | 0
IGCC-CCS | 0 | 0 | 0 | 0 | 0 | 0
WT_off | 0 | 0 | 0 | 0 | 0 | 0
PseudoUnit | 0 | 0 | 0 | 0 | 0 | 0
FixedInterchange | 0 | 0 | 0 | 0 | 0 | 0
Total Fuel Consumption by Reporting Type: HQ_IESO
ReportingType | 2015 | 2020 | 2025 | 2030 | 2035 | 2040
BM | 0 | 0 | 0 | 0 | 0 | 0
CC | 0 | 0 | 0 | 0 | 0 | 0
CSP | 0 | 0 | 0 | 0 | 0 | 0
CT | 0 | 0 | 0 | 0 | 0 | 0
Coal | 0 | 0 | 0 | 0 | 0 | 0
Geo | 0 | 0 | 0 | 0 | 0 | 0
H | 0 | 0 | 0 | 0 | 0 | 0
LFG | 0 | 0 | 0 | 0 | 0 | 0
Nuc | 0 | 0 | 0 | 0 | 0 | 0.08
PS | 0 | 0 | 0 | 0 | 0 | 0
PV | 0 | 0 | 0 | 0 | 0 | 0
PeakG | 0 | 0 | 0 | 0 | 0 | 0
PeakO | 0 | 0 | 0 | 0 | 0 | 0
ST | 0 | 0 | 0 | 0 | 0 | 0
STOG | 0 | 0 | 0 | 0 | 0 | 0
STWD | 0 | 0 | 0 | 0 | 0 | 0
WT | 0 | 0 | 0 | 0 | 0 | 0
IGCC | 0 | 0 | 0 | 0 | 0 | 0
DemandResponse | 0 | 0 | 0 | 0 | 0 | 0
IGCC-CCS | 0 | 0 | 0 | 0 | 0 | 0
WT_off | 0 | 0 | 0 | 0 | 0 | 0
PseudoUnit | 0 | 0 | 0 | 0 | 0 | 0
FixedInterchange | 0 | 0 | 0 | 0 | 0 | 0
Total Fuel Consumption by Reporting Type: HQ_NEISO
ReportingType | 2015 | 2020 | 2025 | 2030 | 2035 | 2040
BM | 0 | 0 | 0 | 0 | 0 | 0
CC | 0 | 0 | 0 | 0 | 0 | 0
CSP | 0 | 0 | 0 | 0 | 0 | 0
CT | 0 | 0 | 0 | 0 | 0 | 0
Coal | 0 | 0 | 0 | 0 | 0 | 0
Geo | 0 | 0 | 0 | 0 | 0 | 0
H | 0 | 0 | 0 | 0 | 0 | 0
LFG | 0 | 0 | 0 | 0 | 0 | 0
Nuc | 0 | 0 | 0 | 0 | 0.02 | 0.04
PS | 0 | 0 | 0 | 0 | 0 | 0
PV | 0 | 0 | 0 | 0 | 0 | 0
PeakG | 0 | 0 | 0 | 0 | 0 | 0
PeakO | 0 | 0 | 0 | 0 | 0 | 0
ST | 0 | 0 | 0 | 0 | 0 | 0
STOG | 0 | 0 | 0 | 0 | 0 | 0
STWD | 0 | 0 | 0 | 0 | 0 | 0
WT | 0 | 0 | 0 | 0 | 0 | 0
IGCC | 0 | 0 | 0 | 0 | 0 | 0
DemandResponse | 0 | 0 | 0 | 0 | 0 | 0
IGCC-CCS | 0 | 0 | 0 | 0 | 0 | 0
WT_off | 0 | 0 | 0 | 0 | 0 | 0
PseudoUnit | 0 | 0 | 0 | 0 | 0 | 0
FixedInterchange | 0.02 | 0.02 | 0.02 | 0.02 | 0.02 | 0.02
Total Fuel Consumption by Reporting Type: HQ_NY
ReportingType | 2015 | 2020 | 2025 | 2030 | 2035 | 2040
BM | 0 | 0 | 0 | 0 | 0 | 0
CC | 0 | 0 | 0 | 0 | 0 | 0
CSP | 0 | 0 | 0 | 0 | 0 | 0
CT | 0 | 0 | 0 | 0 | 0 | 0
Coal | 0 | 0 | 0 | 0 | 0 | 0
Geo | 0 | 0 | 0 | 0 | 0 | 0
H | 0 | 0 | 0 | 0 | 0 | 0
LFG | 0 | 0 | 0 | 0 | 0 | 0
Nuc | 0 | 0 | 0 | 0 | 0.04 | 0.08
PS | 0 | 0 | 0 | 0 | 0 | 0
PV | 0 | 0 | 0 | 0 | 0 | 0
PeakG | 0 | 0 | 0 | 0 | 0 | 0
PeakO | 0 | 0 | 0 | 0 | 0 | 0
ST | 0 | 0 | 0 | 0 | 0 | 0
STOG | 0 | 0 | 0 | 0 | 0 | 0
STWD | 0 | 0 | 0 | 0 | 0 | 0
WT | 0 | 0 | 0 | 0 | 0 | 0
IGCC | 0 | 0 | 0 | 0 | 0 | 0
DemandResponse | 0 | 0 | 0 | 0 | 0 | 0
IGCC-CCS | 0 | 0 | 0 | 0 | 0 | 0
WT_off | 0 | 0 | 0 | 0 | 0 | 0
PseudoUnit | 0 | 0 | 0 | 0.01 | 0.01 | 0.01
FixedInterchange | 0.01 | 0.01 | 0.01 | 0.01 | 0.01 | 0.01
Total Fuel Consumption by Reporting Type: MARITIMES
ReportingType | 2015 | 2020 | 2025 | 2030 | 2035 | 2040
BM | 0 | 0 | 0 | 0 | 0 | 0
CC | 0 | 0 | 0 | 0 | 0 | 0
CSP | 0 | 0 | 0 | 0 | 0 | 0
CT | 0 | 0 | 0 | 0 | 0 | 0
Coal | 0 | 0 | 0 | 0 | 0 | 0
Geo | 0 | 0 | 0 | 0 | 0 | 0
H | 0 | 0 | 0 | 0 | 0 | 0
LFG | 0 | 0 | 0 | 0 | 0 | 0
Nuc | 0 | 0 | 0 | 0 | 0.02 | 0.04
PS | 0 | 0 | 0 | 0 | 0 | 0
PV | 0 | 0 | 0 | 0 | 0 | 0
PeakG | 0 | 0 | 0 | 0 | 0 | 0
PeakO | 0 | 0 | 0 | 0 | 0 | 0
ST | 0 | 0 | 0 | 0 | 0 | 0
STOG | 0 | 0 | 0 | 0 | 0 | 0
STWD | 0 | 0 | 0 | 0 | 0 | 0
WT | 0 | 0 | 0 | 0 | 0 | 0
IGCC | 0 | 0 | 0 | 0 | 0 | 0
DemandResponse | 0 | 0 | 0 | 0 | 0 | 0
IGCC-CCS | 0 | 0 | 0 | 0 | 0 | 0
WT_off | 0 | 0 | 0 | 0 | 0 | 0
PseudoUnit | 0 | 0 | 0 | 0 | 0 | 0
FixedInterchange | 0.01 | 0.01 | 0.01 | 0.01 | 0.01 | 0.01
Total Fuel Consumption by Reporting Type: All
ReportingType | 2015 | 2020 | 2025 | 2030 | 2035 | 2040
BM | 28.14 | 77.16 | 115.41 | 123.85 | 160.48 | 4187.09
CC | 12538.99 | 14574.99 | 13839.48 | 11830.01 | 5756.52 | 2778.22
CSP | 0 | 0 | 0 | 0 | 0 | 0
CT | 6.23 | 9.89 | 12.53 | 13.91 | 0.88 | 0.05
Coal | 8355.38 | 2240.17 | 657.69 | 172.4 | 280.9 | 349.12
Geo | 0.02 | 0.04 | 0.07 | 0.07 | 0.07 | 0.07
H | 0 | 0.01 | 0.01 | 0.03 | 0.04 | 0.04
LFG | 20.69 | 230.83 | 468.63 | 543.8 | 546.54 | 546.54
Nuc | 9611.91 | 9929.34 | 9929.34 | 10561.28 | 15723.66 | 18167.35
PS | 0 | 0 | 0 | 0 | 0 | 0
PV | 0 | 0.01 | 0.01 | 0.01 | 0.01 | 0.01
PeakG | 33.09 | 48.25 | 71.49 | 82.56 | 15.97 | 13.36
PeakO | 0 | 0 | 0 | 0 | 0 | 0
ST | 0 | 0.01 | 0.01 | 0.01 | 0.02 | 0.02
STOG | 112.63 | 103.83 | 136.06 | 76.01 | 16.48 | 7.55
STWD | 145.3 | 126.11 | 90.43 | 214.17 | 371.43 | 399.7
WT | 0.18 | 0.48 | 0.7 | 0.99 | 1.35 | 1.38
IGCC | 40.45 | 25.53 | 3.61 | 0 | 0 | 0
DemandResponse | 0 | 0 | 0 | 0 | 0 | 0
IGCC-CCS | 0 | 0 | 0 | 0 | 0 | 0
WT_off | 0 | 0 | 0.01 | 0.01 | 0.01 | 0.01
PseudoUnit | 0 | 0 | 0 | 0.01 | 0.02 | 0.02
FixedInterchange | 0.04 | 0.04 | 0.04 | 0.04 | 0.04 | 0.04
Total Fuel Consumption by Reporting Type: EI_US
ReportingType | 2015 | 2020 | 2025 | 2030 | 2035 | 2040
BM | 26.28 | 75.3 | 112.47 | 113.6 | 141.96 | 3664.94
CC | 8684.35 | 10232.11 | 9440.43 | 8202.79 | 4280.16 | 2039.44
CSP | 0 | 0 | 0 | 0 | 0 | 0
CT | 6.1 | 9.74 | 12.25 | 13.8 | 0.88 | 0.05
Coal | 6214.24 | 1199.1 | 162.14 | 106.57 | 204.5 | 263.82
Geo | 0 | 0 | 0 | 0 | 0 | 0
H | 0 | 0 | 0 | 0.01 | 0.01 | 0.01
LFG | 15.24 | 69.59 | 268.54 | 343.65 | 346.39 | 346.39
Nuc | 7357.1 | 7674.53 | 7674.53 | 7531.09 | 10263.77 | 11623.26
PS | 0 | 0 | 0 | 0 | 0 | 0
PV | 0 | 0 | 0.01 | 0.01 | 0.01 | 0.01
PeakG | 31.98 | 47.49 | 70.34 | 81.98 | 15.55 | 12.89
PeakO | 0 | 0 | 0 | 0 | 0 | 0
ST | 0 | 0 | 0 | 0 | 0 | 0
STOG | 68.84 | 54.34 | 75.32 | 51.3 | 16.16 | 7.39
STWD | 96.45 | 77.23 | 57.5 | 75.8 | 211.54 | 239.8
WT | 0.11 | 0.36 | 0.58 | 0.77 | 1.06 | 1.08
IGCC | 40.45 | 25.53 | 3.61 | 0 | 0 | 0
DemandResponse | 0 | 0 | 0 | 0 | 0 | 0
IGCC-CCS | 0 | 0 | 0 | 0 | 0 | 0
WT_off | 0 | 0 | 0.01 | 0.01 | 0.01 | 0.01
PseudoUnit | 0 | 0 | 0 | 0.01 | 0.02 | 0.02
FixedInterchange | 0.03 | 0.03 | 0.03 | 0.03 | 0.03 | 0.03
Total Fuel Consumption by Reporting Type: EI_Canada
ReportingType | 2015 | 2020 | 2025 | 2030 | 2035 | 2040
BM | 0 | 0 | 0 | 0.14 | 0.71 | 31.67
CC | 114.5 | 96.83 | 15.22 | 1.23 | 0.17 | 1.24
CSP | 0 | 0 | 0 | 0 | 0 | 0
CT | 0.13 | 0.13 | 0 | 0 | 0 | 0
Coal | 2.51 | 0 | 0 | 0 | 0 | 0
Geo | 0 | 0 | 0 | 0 | 0 | 0
H | 0 | 0 | 0.01 | 0.02 | 0.03 | 0.03
LFG | 1.56 | 1.56 | 1.56 | 1.61 | 1.61 | 1.61
Nuc | 1064.72 | 1064.72 | 1064.72 | 1064.72 | 980.48 | 854.65
PS | 0 | 0 | 0 | 0 | 0 | 0
PV | 0 | 0 | 0 | 0 | 0 | 0
PeakG | 1.04 | 0.68 | 0 | 0 | 0 | 0
PeakO | 0 | 0 | 0 | 0 | 0 | 0
ST | 0 | 0 | 0 | 0 | 0 | 0
STOG | 0.16 | 0 | 0 | 0 | 0 | 0
STWD | 0.05 | 0.05 | 0.05 | 0.28 | 10.32 | 10.32
WT | 0.01 | 0.01 | 0.01 | 0.01 | 0.01 | 0.01
IGCC | 0 | 0 | 0 | 0 | 0 | 0
DemandResponse | 0 | 0 | 0 | 0 | 0 | 0
IGCC-CCS | 0 | 0 | 0 | 0 | 0 | 0
WT_off | 0 | 0 | 0 | 0 | 0 | 0
PseudoUnit | 0 | 0 | 0 | 0 | 0 | 0
FixedInterchange | 0 | 0 | 0 | 0 | 0 | 0
Total Fuel Consumption by Reporting Type: EI
ReportingType | 2015 | 2020 | 2025 | 2030 | 2035 | 2040
BM | 26.28 | 75.3 | 112.47 | 113.73 | 142.67 | 3696.62
CC | 8798.85 | 10328.94 | 9455.65 | 8204.02 | 4280.34 | 2040.68
CSP | 0 | 0 | 0 | 0 | 0 | 0
CT | 6.23 | 9.87 | 12.25 | 13.8 | 0.88 | 0.05
Coal | 6216.75 | 1199.1 | 162.14 | 106.57 | 204.5 | 263.82
Geo | 0 | 0 | 0 | 0 | 0 | 0
H | 0 | 0.01 | 0.01 | 0.03 | 0.04 | 0.04
LFG | 16.8 | 71.15 | 270.11 | 345.27 | 348.01 | 348.01
Nuc | 8421.82 | 8739.26 | 8739.25 | 8595.82 | 11244.25 | 12477.91
PS | 0 | 0 | 0 | 0 | 0 | 0
PV | 0 | 0 | 0.01 | 0.01 | 0.01 | 0.01
PeakG | 33.02 | 48.17 | 70.34 | 81.98 | 15.55 | 12.89
PeakO | 0 | 0 | 0 | 0 | 0 | 0
ST | 0 | 0 | 0 | 0 | 0 | 0
STOG | 69 | 54.34 | 75.32 | 51.3 | 16.16 | 7.39
STWD | 96.5 | 77.28 | 57.55 | 76.08 | 221.86 | 250.12
WT | 0.12 | 0.37 | 0.59 | 0.78 | 1.07 | 1.09
IGCC | 40.45 | 25.53 | 3.61 | 0 | 0 | 0
DemandResponse | 0 | 0 | 0 | 0 | 0 | 0
IGCC-CCS | 0 | 0 | 0 | 0 | 0 | 0
WT_off | 0 | 0 | 0.01 | 0.01 | 0.01 | 0.01
PseudoUnit | 0 | 0 | 0 | 0.01 | 0.02 | 0.02
FixedInterchange | 0.04 | 0.04 | 0.04 | 0.04 | 0.04 | 0.04
Total Fuel Consumption by Reporting Type: Outside_EI
ReportingType | 2015 | 2020 | 2025 | 2030 | 2035 | 2040
BM | 1.86 | 1.86 | 2.94 | 10.12 | 17.82 | 490.48
CC | 3740.13 | 4246.05 | 4383.83 | 3625.99 | 1476.19 | 737.54
CSP | 0 | 0 | 0 | 0 | 0 | 0
CT | 0 | 0.03 | 0.28 | 0.11 | 0 | 0
Coal | 2138.63 | 1041.07 | 495.55 | 65.83 | 76.4 | 85.3
Geo | 0.02 | 0.04 | 0.07 | 0.07 | 0.07 | 0.07
H | 0 | 0 | 0 | 0 | 0 | 0
LFG | 3.89 | 159.69 | 198.53 | 198.53 | 198.53 | 198.53
Nuc | 1190.09 | 1190.09 | 1190.09 | 1965.46 | 4479.41 | 5689.43
PS | 0 | 0 | 0 | 0 | 0 | 0
PV | 0 | 0 | 0 | 0 | 0 | 0
PeakG | 0.07 | 0.07 | 1.15 | 0.58 | 0.42 | 0.47
PeakO | 0 | 0 | 0 | 0 | 0 | 0
ST | 0 | 0.01 | 0.01 | 0.01 | 0.02 | 0.02
STOG | 43.62 | 49.49 | 60.74 | 24.71 | 0.31 | 0.16
STWD | 48.8 | 48.83 | 32.88 | 138.09 | 149.58 | 149.58
WT | 0.06 | 0.11 | 0.11 | 0.21 | 0.28 | 0.29
IGCC | 0 | 0 | 0 | 0 | 0 | 0
DemandResponse | 0 | 0 | 0 | 0 | 0 | 0
IGCC-CCS | 0 | 0 | 0 | 0 | 0 | 0
WT_off | 0 | 0 | 0 | 0 | 0 | 0
PseudoUnit | 0 | 0 | 0 | 0 | 0 | 0
FixedInterchange | 0 | 0 | 0 | 0 | 0 | 0
#5 | 0.01: Annual Emmission Levels
SO2 Emissions (MMshortTons): Entergy
ReportingType | 2015 | 2020 | 2025 | 2030 | 2035 | 2040
BM | 0 | 0 | 0 | 0 | 0 | 0
CC | 0 | 0 | 0 | 0 | 0 | 0
CSP | 0 | 0 | 0 | 0 | 0 | 0
CT | 0 | 0 | 0 | 0 | 0 | 0
Coal | 0.33 | 0.01 | 0 | 0 | 0 | 0
Geo | 0 | 0 | 0 | 0 | 0 | 0
H | 0 | 0 | 0 | 0 | 0 | 0
LFG | 0 | 0 | 0 | 0 | 0 | 0
Nuc | 0 | 0 | 0 | 0 | 0 | 0
PS | 0 | 0 | 0 | 0 | 0 | 0
PV | 0 | 0 | 0 | 0 | 0 | 0
PeakG | 0 | 0 | 0 | 0 | 0 | 0
PeakO | 0 | 0 | 0 | 0 | 0 | 0
ST | 0 | 0 | 0 | 0 | 0 | 0
STOG | 0 | 0 | 0 | 0 | 0 | 0
STWD | 0 | 0 | 0 | 0 | 0 | 0
WT | 0 | 0 | 0 | 0 | 0 | 0
IGCC | 0 | 0 | 0 | 0 | 0 | 0
DemandResponse | 0 | 0 | 0 | 0 | 0 | 0
IGCC-CCS | 0 | 0 | 0 | 0 | 0 | 0
WT_off | 0 | 0 | 0 | 0 | 0 | 0
PseudoUnit | 0 | 0 | 0 | 0 | 0 | 0
FixedInterchange | 0 | 0 | 0 | 0 | 0 | 0
SO2 Emissions (MMshortTons): FRCC
ReportingType | 2015 | 2020 | 2025 | 2030 | 2035 | 2040
BM | 0 | 0 | 0 | 0 | 0 | 0
CC | 0 | 0 | 0 | 0 | 0 | 0
CSP | 0 | 0 | 0 | 0 | 0 | 0
CT | 0 | 0 | 0 | 0 | 0 | 0
Coal | 0.11 | 0 | 0 | 0 | 0 | 0
Geo | 0 | 0 | 0 | 0 | 0 | 0
H | 0 | 0 | 0 | 0 | 0 | 0
LFG | 0 | 0 | 0 | 0 | 0 | 0
Nuc | 0 | 0 | 0 | 0 | 0 | 0
PS | 0 | 0 | 0 | 0 | 0 | 0
PV | 0 | 0 | 0 | 0 | 0 | 0
PeakG | 0 | 0 | 0 | 0 | 0 | 0
PeakO | 0 | 0 | 0 | 0 | 0 | 0
ST | 0 | 0 | 0 | 0 | 0 | 0
STOG | 0 | 0 | 0 | 0 | 0 | 0
STWD | 0 | 0 | 0 | 0 | 0 | 0
WT | 0 | 0 | 0 | 0 | 0 | 0
IGCC | 0 | 0 | 0 | 0 | 0 | 0
DemandResponse | 0 | 0 | 0 | 0 | 0 | 0
IGCC-CCS | 0 | 0 | 0 | 0 | 0 | 0
WT_off | 0 | 0 | 0 | 0 | 0 | 0
PseudoUnit | 0 | 0 | 0 | 0 | 0 | 0
FixedInterchange | 0 | 0 | 0 | 0 | 0 | 0
SO2 Emissions (MMshortTons): MAPP_US
ReportingType | 2015 | 2020 | 2025 | 2030 | 2035 | 2040
BM | 0 | 0 | 0 | 0 | 0 | 0
CC | 0 | 0 | 0 | 0 | 0 | 0
CSP | 0 | 0 | 0 | 0 | 0 | 0
CT | 0 | 0 | 0 | 0 | 0 | 0
Coal | 0.03 | 0 | 0 | 0 | 0 | 0
Geo | 0 | 0 | 0 | 0 | 0 | 0
H | 0 | 0 | 0 | 0 | 0 | 0
LFG | 0 | 0 | 0 | 0 | 0 | 0
Nuc | 0 | 0 | 0 | 0 | 0 | 0
PS | 0 | 0 | 0 | 0 | 0 | 0
PV | 0 | 0 | 0 | 0 | 0 | 0
PeakG | 0 | 0 | 0 | 0 | 0 | 0
PeakO | 0 | 0 | 0 | 0 | 0 | 0
ST | 0 | 0 | 0 | 0 | 0 | 0
STOG | 0 | 0 | 0 | 0 | 0 | 0
STWD | 0 | 0 | 0 | 0 | 0 | 0
WT | 0 | 0 | 0 | 0 | 0 | 0
IGCC | 0 | 0 | 0 | 0 | 0 | 0
DemandResponse | 0 | 0 | 0 | 0 | 0 | 0
IGCC-CCS | 0 | 0 | 0 | 0 | 0 | 0
WT_off | 0 | 0 | 0 | 0 | 0 | 0
PseudoUnit | 0 | 0 | 0 | 0 | 0 | 0
FixedInterchange | 0 | 0 | 0 | 0 | 0 | 0
SO2 Emissions (MMshortTons): MISO_IN
ReportingType | 2015 | 2020 | 2025 | 2030 | 2035 | 2040
BM | 0 | 0 | 0 | 0 | 0 | 0
CC | 0 | 0 | 0 | 0 | 0 | 0
CSP | 0 | 0 | 0 | 0 | 0 | 0
CT | 0 | 0 | 0 | 0 | 0 | 0
Coal | 0.22 | 0.01 | 0 | 0 | 0 | 0
Geo | 0 | 0 | 0 | 0 | 0 | 0
H | 0 | 0 | 0 | 0 | 0 | 0
LFG | 0 | 0 | 0 | 0 | 0 | 0
Nuc | 0 | 0 | 0 | 0 | 0 | 0
PS | 0 | 0 | 0 | 0 | 0 | 0
PV | 0 | 0 | 0 | 0 | 0 | 0
PeakG | 0 | 0 | 0 | 0 | 0 | 0
PeakO | 0 | 0 | 0 | 0 | 0 | 0
ST | 0 | 0 | 0 | 0 | 0 | 0
STOG | 0 | 0 | 0 | 0 | 0 | 0
STWD | 0 | 0 | 0 | 0 | 0 | 0
WT | 0 | 0 | 0 | 0 | 0 | 0
IGCC | 0 | 0 | 0 | 0 | 0 | 0
DemandResponse | 0 | 0 | 0 | 0 | 0 | 0
IGCC-CCS | 0 | 0 | 0 | 0 | 0 | 0
WT_off | 0 | 0 | 0 | 0 | 0 | 0
PseudoUnit | 0 | 0 | 0 | 0 | 0 | 0
FixedInterchange | 0 | 0 | 0 | 0 | 0 | 0
SO2 Emissions (MMshortTons): MISO_MI
ReportingType | 2015 | 2020 | 2025 | 2030 | 2035 | 2040
BM | 0 | 0 | 0 | 0 | 0 | 0
CC | 0 | 0 | 0 | 0 | 0 | 0
CSP | 0 | 0 | 0 | 0 | 0 | 0
CT | 0 | 0 | 0 | 0 | 0 | 0
Coal | 0.12 | 0 | 0 | 0 | 0 | 0
Geo | 0 | 0 | 0 | 0 | 0 | 0
H | 0 | 0 | 0 | 0 | 0 | 0
LFG | 0 | 0 | 0 | 0 | 0 | 0
Nuc | 0 | 0 | 0 | 0 | 0 | 0
PS | 0 | 0 | 0 | 0 | 0 | 0
PV | 0 | 0 | 0 | 0 | 0 | 0
PeakG | 0 | 0 | 0 | 0 | 0 | 0
PeakO | 0 | 0 | 0 | 0 | 0 | 0
ST | 0 | 0 | 0 | 0 | 0 | 0
STOG | 0 | 0 | 0 | 0 | 0 | 0
STWD | 0 | 0 | 0 | 0 | 0 | 0
WT | 0 | 0 | 0 | 0 | 0 | 0
IGCC | 0 | 0 | 0 | 0 | 0 | 0
DemandResponse | 0 | 0 | 0 | 0 | 0 | 0
IGCC-CCS | 0 | 0 | 0 | 0 | 0 | 0
WT_off | 0 | 0 | 0 | 0 | 0 | 0
PseudoUnit | 0 | 0 | 0 | 0 | 0 | 0
FixedInterchange | 0 | 0 | 0 | 0 | 0 | 0
SO2 Emissions (MMshortTons): MISO_MO-IL
ReportingType | 2015 | 2020 | 2025 | 2030 | 2035 | 2040
BM | 0 | 0 | 0 | 0 | 0 | 0
CC | 0 | 0 | 0 | 0 | 0 | 0
CSP | 0 | 0 | 0 | 0 | 0 | 0
CT | 0 | 0 | 0 | 0 | 0 | 0
Coal | 0.37 | 0 | 0 | 0 | 0 | 0
Geo | 0 | 0 | 0 | 0 | 0 | 0
H | 0 | 0 | 0 | 0 | 0 | 0
LFG | 0 | 0 | 0 | 0 | 0 | 0
Nuc | 0 | 0 | 0 | 0 | 0 | 0
PS | 0 | 0 | 0 | 0 | 0 | 0
PV | 0 | 0 | 0 | 0 | 0 | 0
PeakG | 0 | 0 | 0 | 0 | 0 | 0
PeakO | 0 | 0 | 0 | 0 | 0 | 0
ST | 0 | 0 | 0 | 0 | 0 | 0
STOG | 0 | 0 | 0 | 0 | 0 | 0
STWD | 0 | 0 | 0 | 0 | 0 | 0
WT | 0 | 0 | 0 | 0 | 0 | 0
IGCC | 0 | 0 | 0 | 0 | 0 | 0
DemandResponse | 0 | 0 | 0 | 0 | 0 | 0
IGCC-CCS | 0 | 0 | 0 | 0 | 0 | 0
WT_off | 0 | 0 | 0 | 0 | 0 | 0
PseudoUnit | 0 | 0 | 0 | 0 | 0 | 0
FixedInterchange | 0 | 0 | 0 | 0 | 0 | 0
SO2 Emissions (MMshortTons): MISO_W
ReportingType | 2015 | 2020 | 2025 | 2030 | 2035 | 2040
BM | 0 | 0 | 0 | 0 | 0 | 0
CC | 0 | 0 | 0 | 0 | 0 | 0
CSP | 0 | 0 | 0 | 0 | 0 | 0
CT | 0 | 0 | 0 | 0 | 0 | 0
Coal | 0.19 | 0.01 | 0 | 0 | 0 | 0
Geo | 0 | 0 | 0 | 0 | 0 | 0
H | 0 | 0 | 0 | 0 | 0 | 0
LFG | 0 | 0 | 0 | 0 | 0 | 0
Nuc | 0 | 0 | 0 | 0 | 0 | 0
PS | 0 | 0 | 0 | 0 | 0 | 0
PV | 0 | 0 | 0 | 0 | 0 | 0
PeakG | 0 | 0 | 0 | 0 | 0 | 0
PeakO | 0 | 0 | 0 | 0 | 0 | 0
ST | 0 | 0 | 0 | 0 | 0 | 0
STOG | 0 | 0 | 0 | 0 | 0 | 0
STWD | 0 | 0 | 0 | 0 | 0 | 0
WT | 0 | 0 | 0 | 0 | 0 | 0
IGCC | 0 | 0 | 0 | 0 | 0 | 0
DemandResponse | 0 | 0 | 0 | 0 | 0 | 0
IGCC-CCS | 0 | 0 | 0 | 0 | 0 | 0
WT_off | 0 | 0 | 0 | 0 | 0 | 0
PseudoUnit | 0 | 0 | 0 | 0 | 0 | 0
FixedInterchange | 0 | 0 | 0 | 0 | 0 | 0
SO2 Emissions (MMshortTons): MISO_WUMS
ReportingType | 2015 | 2020 | 2025 | 2030 | 2035 | 2040
BM | 0 | 0 | 0 | 0 | 0 | 0
CC | 0 | 0 | 0 | 0 | 0 | 0
CSP | 0 | 0 | 0 | 0 | 0 | 0
CT | 0 | 0 | 0 | 0 | 0 | 0
Coal | 0.02 | 0 | 0 | 0 | 0 | 0
Geo | 0 | 0 | 0 | 0 | 0 | 0
H | 0 | 0 | 0 | 0 | 0 | 0
LFG | 0 | 0 | 0 | 0 | 0 | 0
Nuc | 0 | 0 | 0 | 0 | 0 | 0
PS | 0 | 0 | 0 | 0 | 0 | 0
PV | 0 | 0 | 0 | 0 | 0 | 0
PeakG | 0 | 0 | 0 | 0 | 0 | 0
PeakO | 0 | 0 | 0 | 0 | 0 | 0
ST | 0 | 0 | 0 | 0 | 0 | 0
STOG | 0 | 0 | 0 | 0 | 0 | 0
STWD | 0 | 0 | 0 | 0 | 0 | 0
WT | 0 | 0 | 0 | 0 | 0 | 0
IGCC | 0 | 0 | 0 | 0 | 0 | 0
DemandResponse | 0 | 0 | 0 | 0 | 0 | 0
IGCC-CCS | 0 | 0 | 0 | 0 | 0 | 0
WT_off | 0 | 0 | 0 | 0 | 0 | 0
PseudoUnit | 0 | 0 | 0 | 0 | 0 | 0
FixedInterchange | 0 | 0 | 0 | 0 | 0 | 0
SO2 Emissions (MMshortTons): Nebraska
ReportingType | 2015 | 2020 | 2025 | 2030 | 2035 | 2040
BM | 0 | 0 | 0 | 0 | 0 | 0
CC | 0 | 0 | 0 | 0 | 0 | 0
CSP | 0 | 0 | 0 | 0 | 0 | 0
CT | 0 | 0 | 0 | 0 | 0 | 0
Coal | 0.1 | 0 | 0 | 0 | 0 | 0
Geo | 0 | 0 | 0 | 0 | 0 | 0
H | 0 | 0 | 0 | 0 | 0 | 0
LFG | 0 | 0 | 0 | 0 | 0 | 0
Nuc | 0 | 0 | 0 | 0 | 0 | 0
PS | 0 | 0 | 0 | 0 | 0 | 0
PV | 0 | 0 | 0 | 0 | 0 | 0
PeakG | 0 | 0 | 0 | 0 | 0 | 0
PeakO | 0 | 0 | 0 | 0 | 0 | 0
ST | 0 | 0 | 0 | 0 | 0 | 0
STOG | 0 | 0 | 0 | 0 | 0 | 0
STWD | 0 | 0 | 0 | 0 | 0 | 0
WT | 0 | 0 | 0 | 0 | 0 | 0
IGCC | 0 | 0 | 0 | 0 | 0 | 0
DemandResponse | 0 | 0 | 0 | 0 | 0 | 0
IGCC-CCS | 0 | 0 | 0 | 0 | 0 | 0
WT_off | 0 | 0 | 0 | 0 | 0 | 0
PseudoUnit | 0 | 0 | 0 | 0 | 0 | 0
FixedInterchange | 0 | 0 | 0 | 0 | 0 | 0
SO2 Emissions (MMshortTons): NEISO
ReportingType | 2015 | 2020 | 2025 | 2030 | 2035 | 2040
BM | 0 | 0 | 0 | 0 | 0 | 0
CC | 0 | 0 | 0 | 0 | 0 | 0
CSP | 0 | 0 | 0 | 0 | 0 | 0
CT | 0 | 0 | 0 | 0 | 0 | 0
Coal | 0 | 0 | 0 | 0 | 0 | 0
Geo | 0 | 0 | 0 | 0 | 0 | 0
H | 0 | 0 | 0 | 0 | 0 | 0
LFG | 0 | 0 | 0 | 0 | 0 | 0
Nuc | 0 | 0 | 0 | 0 | 0 | 0
PS | 0 | 0 | 0 | 0 | 0 | 0
PV | 0 | 0 | 0 | 0 | 0 | 0
PeakG | 0 | 0 | 0 | 0 | 0 | 0
PeakO | 0 | 0 | 0 | 0 | 0 | 0
ST | 0 | 0 | 0 | 0 | 0 | 0
STOG | 0 | 0 | 0 | 0 | 0 | 0
STWD | 0 | 0 | 0 | 0 | 0 | 0
WT | 0 | 0 | 0 | 0 | 0 | 0
IGCC | 0 | 0 | 0 | 0 | 0 | 0
DemandResponse | 0 | 0 | 0 | 0 | 0 | 0
IGCC-CCS | 0 | 0 | 0 | 0 | 0 | 0
WT_off | 0 | 0 | 0 | 0 | 0 | 0
PseudoUnit | 0 | 0 | 0 | 0 | 0 | 0
FixedInterchange | 0 | 0 | 0 | 0 | 0 | 0
SO2 Emissions (MMshortTons): NonRTO_Midwest
ReportingType | 2015 | 2020 | 2025 | 2030 | 2035 | 2040
BM | 0 | 0 | 0 | 0 | 0 | 0
CC | 0 | 0 | 0 | 0 | 0 | 0
CSP | 0 | 0 | 0 | 0 | 0 | 0
CT | 0 | 0 | 0 | 0 | 0 | 0
Coal | 0.1 | 0.01 | 0 | 0 | 0 | 0
Geo | 0 | 0 | 0 | 0 | 0 | 0
H | 0 | 0 | 0 | 0 | 0 | 0
LFG | 0 | 0 | 0 | 0 | 0 | 0
Nuc | 0 | 0 | 0 | 0 | 0 | 0
PS | 0 | 0 | 0 | 0 | 0 | 0
PV | 0 | 0 | 0 | 0 | 0 | 0
PeakG | 0 | 0 | 0 | 0 | 0 | 0
PeakO | 0 | 0 | 0 | 0 | 0 | 0
ST | 0 | 0 | 0 | 0 | 0 | 0
STOG | 0 | 0 | 0 | 0 | 0 | 0
STWD | 0 | 0 | 0 | 0 | 0 | 0
WT | 0 | 0 | 0 | 0 | 0 | 0
IGCC | 0 | 0 | 0 | 0 | 0 | 0
DemandResponse | 0 | 0 | 0 | 0 | 0 | 0
IGCC-CCS | 0 | 0 | 0 | 0 | 0 | 0
WT_off | 0 | 0 | 0 | 0 | 0 | 0
PseudoUnit | 0 | 0 | 0 | 0 | 0 | 0
FixedInterchange | 0 | 0 | 0 | 0 | 0 | 0
SO2 Emissions (MMshortTons): NYISO_A-F
ReportingType | 2015 | 2020 | 2025 | 2030 | 2035 | 2040
BM | 0 | 0 | 0 | 0 | 0 | 0
CC | 0 | 0 | 0 | 0 | 0 | 0
CSP | 0 | 0 | 0 | 0 | 0 | 0
CT | 0 | 0 | 0 | 0 | 0 | 0
Coal | 0 | 0 | 0 | 0 | 0 | 0
Geo | 0 | 0 | 0 | 0 | 0 | 0
H | 0 | 0 | 0 | 0 | 0 | 0
LFG | 0 | 0 | 0 | 0 | 0 | 0
Nuc | 0 | 0 | 0 | 0 | 0 | 0
PS | 0 | 0 | 0 | 0 | 0 | 0
PV | 0 | 0 | 0 | 0 | 0 | 0
PeakG | 0 | 0 | 0 | 0 | 0 | 0
PeakO | 0 | 0 | 0 | 0 | 0 | 0
ST | 0 | 0 | 0 | 0 | 0 | 0
STOG | 0 | 0 | 0 | 0 | 0 | 0
STWD | 0 | 0 | 0 | 0 | 0 | 0
WT | 0 | 0 | 0 | 0 | 0 | 0
IGCC | 0 | 0 | 0 | 0 | 0 | 0
DemandResponse | 0 | 0 | 0 | 0 | 0 | 0
IGCC-CCS | 0 | 0 | 0 | 0 | 0 | 0
WT_off | 0 | 0 | 0 | 0 | 0 | 0
PseudoUnit | 0 | 0 | 0 | 0 | 0 | 0
FixedInterchange | 0 | 0 | 0 | 0 | 0 | 0
SO2 Emissions (MMshortTons): NYISO_G-I
ReportingType | 2015 | 2020 | 2025 | 2030 | 2035 | 2040
BM | 0 | 0 | 0 | 0 | 0 | 0
CC | 0 | 0 | 0 | 0 | 0 | 0
CSP | 0 | 0 | 0 | 0 | 0 | 0
CT | 0 | 0 | 0 | 0 | 0 | 0
Coal | 0 | 0 | 0 | 0 | 0 | 0
Geo | 0 | 0 | 0 | 0 | 0 | 0
H | 0 | 0 | 0 | 0 | 0 | 0
LFG | 0 | 0 | 0 | 0 | 0 | 0
Nuc | 0 | 0 | 0 | 0 | 0 | 0
PS | 0 | 0 | 0 | 0 | 0 | 0
PV | 0 | 0 | 0 | 0 | 0 | 0
PeakG | 0 | 0 | 0 | 0 | 0 | 0
PeakO | 0 | 0 | 0 | 0 | 0 | 0
ST | 0 | 0 | 0 | 0 | 0 | 0
STOG | 0 | 0 | 0 | 0 | 0 | 0
STWD | 0 | 0 | 0 | 0 | 0 | 0
WT | 0 | 0 | 0 | 0 | 0 | 0
IGCC | 0 | 0 | 0 | 0 | 0 | 0
DemandResponse | 0 | 0 | 0 | 0 | 0 | 0
IGCC-CCS | 0 | 0 | 0 | 0 | 0 | 0
WT_off | 0 | 0 | 0 | 0 | 0 | 0
PseudoUnit | 0 | 0 | 0 | 0 | 0 | 0
FixedInterchange | 0 | 0 | 0 | 0 | 0 | 0
SO2 Emissions (MMshortTons): NYISO_J-K
ReportingType | 2015 | 2020 | 2025 | 2030 | 2035 | 2040
BM | 0 | 0 | 0 | 0 | 0 | 0
CC | 0 | 0 | 0 | 0 | 0 | 0
CSP | 0 | 0 | 0 | 0 | 0 | 0
CT | 0 | 0 | 0 | 0 | 0 | 0
Coal | 0 | 0 | 0 | 0 | 0 | 0
Geo | 0 | 0 | 0 | 0 | 0 | 0
H | 0 | 0 | 0 | 0 | 0 | 0
LFG | 0 | 0 | 0 | 0 | 0 | 0
Nuc | 0 | 0 | 0 | 0 | 0 | 0
PS | 0 | 0 | 0 | 0 | 0 | 0
PV | 0 | 0 | 0 | 0 | 0 | 0
PeakG | 0 | 0 | 0 | 0 | 0 | 0
PeakO | 0 | 0 | 0 | 0 | 0 | 0
ST | 0 | 0 | 0 | 0 | 0 | 0
STOG | 0 | 0 | 0 | 0 | 0 | 0
STWD | 0 | 0 | 0 | 0 | 0 | 0
WT | 0 | 0 | 0 | 0 | 0 | 0
IGCC | 0 | 0 | 0 | 0 | 0 | 0
DemandResponse | 0 | 0 | 0 | 0 | 0 | 0
IGCC-CCS | 0 | 0 | 0 | 0 | 0 | 0
WT_off | 0 | 0 | 0 | 0 | 0 | 0
PseudoUnit | 0 | 0 | 0 | 0 | 0 | 0
FixedInterchange | 0 | 0 | 0 | 0 | 0 | 0
SO2 Emissions (MMshortTons): PJM_E
ReportingType | 2015 | 2020 | 2025 | 2030 | 2035 | 2040
BM | 0 | 0 | 0 | 0 | 0 | 0
CC | 0 | 0 | 0 | 0 | 0 | 0
CSP | 0 | 0 | 0 | 0 | 0 | 0
CT | 0 | 0 | 0 | 0 | 0 | 0
Coal | 0 | 0 | 0 | 0 | 0 | 0
Geo | 0 | 0 | 0 | 0 | 0 | 0
H | 0 | 0 | 0 | 0 | 0 | 0
LFG | 0 | 0 | 0 | 0 | 0 | 0
Nuc | 0 | 0 | 0 | 0 | 0 | 0
PS | 0 | 0 | 0 | 0 | 0 | 0
PV | 0 | 0 | 0 | 0 | 0 | 0
PeakG | 0 | 0 | 0 | 0 | 0 | 0
PeakO | 0 | 0 | 0 | 0 | 0 | 0
ST | 0 | 0 | 0 | 0 | 0 | 0
STOG | 0 | 0 | 0 | 0 | 0 | 0
STWD | 0 | 0 | 0 | 0 | 0 | 0
WT | 0 | 0 | 0 | 0 | 0 | 0
IGCC | 0 | 0 | 0 | 0 | 0 | 0
DemandResponse | 0 | 0 | 0 | 0 | 0 | 0
IGCC-CCS | 0 | 0 | 0 | 0 | 0 | 0
WT_off | 0 | 0 | 0 | 0 | 0 | 0
PseudoUnit | 0 | 0 | 0 | 0 | 0 | 0
FixedInterchange | 0 | 0 | 0 | 0 | 0 | 0
SO2 Emissions (MMshortTons): PJM_ROM
ReportingType | 2015 | 2020 | 2025 | 2030 | 2035 | 2040
BM | 0 | 0 | 0 | 0 | 0 | 0
CC | 0 | 0 | 0 | 0 | 0 | 0
CSP | 0 | 0 | 0 | 0 | 0 | 0
CT | 0 | 0 | 0 | 0 | 0 | 0
Coal | 0.15 | 0 | 0 | 0 | 0 | 0
Geo | 0 | 0 | 0 | 0 | 0 | 0
H | 0 | 0 | 0 | 0 | 0 | 0
LFG | 0 | 0 | 0 | 0 | 0 | 0
Nuc | 0 | 0 | 0 | 0 | 0 | 0
PS | 0 | 0 | 0 | 0 | 0 | 0
PV | 0 | 0 | 0 | 0 | 0 | 0
PeakG | 0 | 0 | 0 | 0 | 0 | 0
PeakO | 0 | 0 | 0 | 0 | 0 | 0
ST | 0 | 0 | 0 | 0 | 0 | 0
STOG | 0 | 0 | 0 | 0 | 0 | 0
STWD | 0 | 0 | 0 | 0 | 0 | 0
WT | 0 | 0 | 0 | 0 | 0 | 0
IGCC | 0 | 0 | 0 | 0 | 0 | 0
DemandResponse | 0 | 0 | 0 | 0 | 0 | 0
IGCC-CCS | 0 | 0 | 0 | 0 | 0 | 0
WT_off | 0 | 0 | 0 | 0 | 0 | 0
PseudoUnit | 0 | 0 | 0 | 0 | 0 | 0
FixedInterchange | 0 | 0 | 0 | 0 | 0 | 0
SO2 Emissions (MMshortTons): PJM_ROR
ReportingType | 2015 | 2020 | 2025 | 2030 | 2035 | 2040
BM | 0 | 0 | 0 | 0 | 0 | 0
CC | 0 | 0 | 0 | 0 | 0 | 0
CSP | 0 | 0 | 0 | 0 | 0 | 0
CT | 0 | 0 | 0 | 0 | 0 | 0
Coal | 0.9 | 0.03 | 0 | 0 | 0 | 0
Geo | 0 | 0 | 0 | 0 | 0 | 0
H | 0 | 0 | 0 | 0 | 0 | 0
LFG | 0 | 0 | 0 | 0 | 0 | 0
Nuc | 0 | 0 | 0 | 0 | 0 | 0
PS | 0 | 0 | 0 | 0 | 0 | 0
PV | 0 | 0 | 0 | 0 | 0 | 0
PeakG | 0 | 0 | 0 | 0 | 0 | 0
PeakO | 0 | 0 | 0 | 0 | 0 | 0
ST | 0 | 0 | 0 | 0 | 0 | 0
STOG | 0 | 0 | 0 | 0 | 0 | 0
STWD | 0 | 0 | 0 | 0 | 0 | 0
WT | 0 | 0 | 0 | 0 | 0 | 0
IGCC | 0 | 0 | 0 | 0 | 0 | 0
DemandResponse | 0 | 0 | 0 | 0 | 0 | 0
IGCC-CCS | 0 | 0 | 0 | 0 | 0 | 0
WT_off | 0 | 0 | 0 | 0 | 0 | 0
PseudoUnit | 0 | 0 | 0 | 0 | 0 | 0
FixedInterchange | 0 | 0 | 0 | 0 | 0 | 0
SO2 Emissions (MMshortTons): SOCO
ReportingType | 2015 | 2020 | 2025 | 2030 | 2035 | 2040
BM | 0 | 0 | 0 | 0 | 0 | 0
CC | 0 | 0 | 0 | 0 | 0 | 0
CSP | 0 | 0 | 0 | 0 | 0 | 0
CT | 0 | 0 | 0 | 0 | 0 | 0
Coal | 0.17 | 0 | 0 | 0 | 0 | 0
Geo | 0 | 0 | 0 | 0 | 0 | 0
H | 0 | 0 | 0 | 0 | 0 | 0
LFG | 0 | 0 | 0 | 0 | 0 | 0
Nuc | 0 | 0 | 0 | 0 | 0 | 0
PS | 0 | 0 | 0 | 0 | 0 | 0
PV | 0 | 0 | 0 | 0 | 0 | 0
PeakG | 0 | 0 | 0 | 0 | 0 | 0
PeakO | 0 | 0 | 0 | 0 | 0 | 0
ST | 0 | 0 | 0 | 0 | 0 | 0
STOG | 0 | 0 | 0 | 0 | 0 | 0
STWD | 0 | 0 | 0 | 0 | 0 | 0
WT | 0 | 0 | 0 | 0 | 0 | 0
IGCC | 0 | 0 | 0 | 0 | 0 | 0
DemandResponse | 0 | 0 | 0 | 0 | 0 | 0
IGCC-CCS | 0 | 0 | 0 | 0 | 0 | 0
WT_off | 0 | 0 | 0 | 0 | 0 | 0
PseudoUnit | 0 | 0 | 0 | 0 | 0 | 0
FixedInterchange | 0 | 0 | 0 | 0 | 0 | 0
SO2 Emissions (MMshortTons): SPP_N
ReportingType | 2015 | 2020 | 2025 | 2030 | 2035 | 2040
BM | 0 | 0 | 0 | 0 | 0 | 0
CC | 0 | 0 | 0 | 0 | 0 | 0
CSP | 0 | 0 | 0 | 0 | 0 | 0
CT | 0 | 0 | 0 | 0 | 0 | 0
Coal | 0.06 | 0 | 0 | 0 | 0 | 0
Geo | 0 | 0 | 0 | 0 | 0 | 0
H | 0 | 0 | 0 | 0 | 0 | 0
LFG | 0 | 0 | 0 | 0 | 0 | 0
Nuc | 0 | 0 | 0 | 0 | 0 | 0
PS | 0 | 0 | 0 | 0 | 0 | 0
PV | 0 | 0 | 0 | 0 | 0 | 0
PeakG | 0 | 0 | 0 | 0 | 0 | 0
PeakO | 0 | 0 | 0 | 0 | 0 | 0
ST | 0 | 0 | 0 | 0 | 0 | 0
STOG | 0 | 0 | 0 | 0 | 0 | 0
STWD | 0 | 0 | 0 | 0 | 0 | 0
WT | 0 | 0 | 0 | 0 | 0 | 0
IGCC | 0 | 0 | 0 | 0 | 0 | 0
DemandResponse | 0 | 0 | 0 | 0 | 0 | 0
IGCC-CCS | 0 | 0 | 0 | 0 | 0 | 0
WT_off | 0 | 0 | 0 | 0 | 0 | 0
PseudoUnit | 0 | 0 | 0 | 0 | 0 | 0
FixedInterchange | 0 | 0 | 0 | 0 | 0 | 0
SO2 Emissions (MMshortTons): SPP_S
ReportingType | 2015 | 2020 | 2025 | 2030 | 2035 | 2040
BM | 0 | 0 | 0 | 0 | 0 | 0
CC | 0 | 0 | 0 | 0 | 0 | 0
CSP | 0 | 0 | 0 | 0 | 0 | 0
CT | 0 | 0 | 0 | 0 | 0 | 0
Coal | 0.3 | 0.01 | 0 | 0 | 0 | 0
Geo | 0 | 0 | 0 | 0 | 0 | 0
H | 0 | 0 | 0 | 0 | 0 | 0
LFG | 0 | 0 | 0 | 0 | 0 | 0
Nuc | 0 | 0 | 0 | 0 | 0 | 0
PS | 0 | 0 | 0 | 0 | 0 | 0
PV | 0 | 0 | 0 | 0 | 0 | 0
PeakG | 0 | 0 | 0 | 0 | 0 | 0
PeakO | 0 | 0 | 0 | 0 | 0 | 0
ST | 0 | 0 | 0 | 0 | 0 | 0
STOG | 0 | 0 | 0 | 0 | 0 | 0
STWD | 0 | 0 | 0 | 0 | 0 | 0
WT | 0 | 0 | 0 | 0 | 0 | 0
IGCC | 0 | 0 | 0 | 0 | 0 | 0
DemandResponse | 0 | 0 | 0 | 0 | 0 | 0
IGCC-CCS | 0 | 0 | 0 | 0 | 0 | 0
WT_off | 0 | 0 | 0 | 0 | 0 | 0
PseudoUnit | 0 | 0 | 0 | 0 | 0 | 0
FixedInterchange | 0 | 0 | 0 | 0 | 0 | 0
SO2 Emissions (MMshortTons): TVA
ReportingType | 2015 | 2020 | 2025 | 2030 | 2035 | 2040
BM | 0 | 0 | 0 | 0 | 0 | 0
CC | 0 | 0 | 0 | 0 | 0 | 0
CSP | 0 | 0 | 0 | 0 | 0 | 0
CT | 0 | 0 | 0 | 0 | 0 | 0
Coal | 0.18 | 0.01 | 0 | 0 | 0 | 0
Geo | 0 | 0 | 0 | 0 | 0 | 0
H | 0 | 0 | 0 | 0 | 0 | 0
LFG | 0 | 0 | 0 | 0 | 0 | 0
Nuc | 0 | 0 | 0 | 0 | 0 | 0
PS | 0 | 0 | 0 | 0 | 0 | 0
PV | 0 | 0 | 0 | 0 | 0 | 0
PeakG | 0 | 0 | 0 | 0 | 0 | 0
PeakO | 0 | 0 | 0 | 0 | 0 | 0
ST | 0 | 0 | 0 | 0 | 0 | 0
STOG | 0 | 0 | 0 | 0 | 0 | 0
STWD | 0 | 0 | 0 | 0 | 0 | 0
WT | 0 | 0 | 0 | 0 | 0 | 0
IGCC | 0 | 0 | 0 | 0 | 0 | 0
DemandResponse | 0 | 0 | 0 | 0 | 0 | 0
IGCC-CCS | 0 | 0 | 0 | 0 | 0 | 0
WT_off | 0 | 0 | 0 | 0 | 0 | 0
PseudoUnit | 0 | 0 | 0 | 0 | 0 | 0
FixedInterchange | 0 | 0 | 0 | 0 | 0 | 0
SO2 Emissions (MMshortTons): TVA_Transmission
ReportingType | 2015 | 2020 | 2025 | 2030 | 2035 | 2040
BM | 0 | 0 | 0 | 0 | 0 | 0
CC | 0 | 0 | 0 | 0 | 0 | 0
CSP | 0 | 0 | 0 | 0 | 0 | 0
CT | 0 | 0 | 0 | 0 | 0 | 0
Coal | 0 | 0 | 0 | 0 | 0 | 0
Geo | 0 | 0 | 0 | 0 | 0 | 0
H | 0 | 0 | 0 | 0 | 0 | 0
LFG | 0 | 0 | 0 | 0 | 0 | 0
Nuc | 0 | 0 | 0 | 0 | 0 | 0
PS | 0 | 0 | 0 | 0 | 0 | 0
PV | 0 | 0 | 0 | 0 | 0 | 0
PeakG | 0 | 0 | 0 | 0 | 0 | 0
PeakO | 0 | 0 | 0 | 0 | 0 | 0
ST | 0 | 0 | 0 | 0 | 0 | 0
STOG | 0 | 0 | 0 | 0 | 0 | 0
STWD | 0 | 0 | 0 | 0 | 0 | 0
WT | 0 | 0 | 0 | 0 | 0 | 0
IGCC | 0 | 0 | 0 | 0 | 0 | 0
DemandResponse | 0 | 0 | 0 | 0 | 0 | 0
IGCC-CCS | 0 | 0 | 0 | 0 | 0 | 0
WT_off | 0 | 0 | 0 | 0 | 0 | 0
PseudoUnit | 0 | 0 | 0 | 0 | 0 | 0
FixedInterchange | 0 | 0 | 0 | 0 | 0 | 0
SO2 Emissions (MMshortTons): VACAR
ReportingType | 2015 | 2020 | 2025 | 2030 | 2035 | 2040
BM | 0 | 0 | 0 | 0 | 0 | 0
CC | 0 | 0 | 0 | 0 | 0 | 0
CSP | 0 | 0 | 0 | 0 | 0 | 0
CT | 0 | 0 | 0 | 0 | 0 | 0
Coal | 0.02 | 0 | 0 | 0 | 0 | 0
Geo | 0 | 0 | 0 | 0 | 0 | 0
H | 0 | 0 | 0 | 0 | 0 | 0
LFG | 0 | 0 | 0 | 0 | 0 | 0
Nuc | 0 | 0 | 0 | 0 | 0 | 0
PS | 0 | 0 | 0 | 0 | 0 | 0
PV | 0 | 0 | 0 | 0 | 0 | 0
PeakG | 0 | 0 | 0 | 0 | 0 | 0
PeakO | 0 | 0 | 0 | 0 | 0 | 0
ST | 0 | 0 | 0 | 0 | 0 | 0
STOG | 0 | 0 | 0 | 0 | 0 | 0
STWD | 0 | 0 | 0 | 0 | 0 | 0
WT | 0 | 0 | 0 | 0 | 0 | 0
IGCC | 0 | 0 | 0 | 0 | 0 | 0
DemandResponse | 0 | 0 | 0 | 0 | 0 | 0
IGCC-CCS | 0 | 0 | 0 | 0 | 0 | 0
WT_off | 0 | 0 | 0 | 0 | 0 | 0
PseudoUnit | 0 | 0 | 0 | 0 | 0 | 0
FixedInterchange | 0 | 0 | 0 | 0 | 0 | 0
SO2 Emissions (MMshortTons): IESO
ReportingType | 2015 | 2020 | 2025 | 2030 | 2035 | 2040
BM | 0 | 0 | 0 | 0 | 0 | 0
CC | 0 | 0 | 0 | 0 | 0 | 0
CSP | 0 | 0 | 0 | 0 | 0 | 0
CT | 0 | 0 | 0 | 0 | 0 | 0
Coal | 0 | 0 | 0 | 0 | 0 | 0
Geo | 0 | 0 | 0 | 0 | 0 | 0
H | 0 | 0 | 0 | 0 | 0 | 0
LFG | 0 | 0 | 0 | 0 | 0 | 0
Nuc | 0 | 0 | 0 | 0 | 0 | 0
PS | 0 | 0 | 0 | 0 | 0 | 0
PV | 0 | 0 | 0 | 0 | 0 | 0
PeakG | 0 | 0 | 0 | 0 | 0 | 0
PeakO | 0 | 0 | 0 | 0 | 0 | 0
ST | 0 | 0 | 0 | 0 | 0 | 0
STOG | 0 | 0 | 0 | 0 | 0 | 0
STWD | 0 | 0 | 0 | 0 | 0 | 0
WT | 0 | 0 | 0 | 0 | 0 | 0
IGCC | 0 | 0 | 0 | 0 | 0 | 0
DemandResponse | 0 | 0 | 0 | 0 | 0 | 0
IGCC-CCS | 0 | 0 | 0 | 0 | 0 | 0
WT_off | 0 | 0 | 0 | 0 | 0 | 0
PseudoUnit | 0 | 0 | 0 | 0 | 0 | 0
FixedInterchange | 0 | 0 | 0 | 0 | 0 | 0
SO2 Emissions (MMshortTons): MAPP_CA
ReportingType | 2015 | 2020 | 2025 | 2030 | 2035 | 2040
BM | 0 | 0 | 0 | 0 | 0 | 0
CC | 0 | 0 | 0 | 0 | 0 | 0
CSP | 0 | 0 | 0 | 0 | 0 | 0
CT | 0 | 0 | 0 | 0 | 0 | 0
Coal | 0.01 | 0 | 0 | 0 | 0 | 0
Geo | 0 | 0 | 0 | 0 | 0 | 0
H | 0 | 0 | 0 | 0 | 0 | 0
LFG | 0 | 0 | 0 | 0 | 0 | 0
Nuc | 0 | 0 | 0 | 0 | 0 | 0
PS | 0 | 0 | 0 | 0 | 0 | 0
PV | 0 | 0 | 0 | 0 | 0 | 0
PeakG | 0 | 0 | 0 | 0 | 0 | 0
PeakO | 0 | 0 | 0 | 0 | 0 | 0
ST | 0 | 0 | 0 | 0 | 0 | 0
STOG | 0 | 0 | 0 | 0 | 0 | 0
STWD | 0 | 0 | 0 | 0 | 0 | 0
WT | 0 | 0 | 0 | 0 | 0 | 0
IGCC | 0 | 0 | 0 | 0 | 0 | 0
DemandResponse | 0 | 0 | 0 | 0 | 0 | 0
IGCC-CCS | 0 | 0 | 0 | 0 | 0 | 0
WT_off | 0 | 0 | 0 | 0 | 0 | 0
PseudoUnit | 0 | 0 | 0 | 0 | 0 | 0
FixedInterchange | 0 | 0 | 0 | 0 | 0 | 0
SO2 Emissions (MMshortTons): AZ_NM_SNV_Coal
ReportingType | 2015 | 2020 | 2025 | 2030 | 2035 | 2040
BM | 0 | 0 | 0 | 0 | 0 | 0
CC | 0 | 0 | 0 | 0 | 0 | 0
CSP | 0 | 0 | 0 | 0 | 0 | 0
CT | 0 | 0 | 0 | 0 | 0 | 0
Coal | 0.02 | 0 | 0 | 0 | 0 | 0
Geo | 0 | 0 | 0 | 0 | 0 | 0
H | 0 | 0 | 0 | 0 | 0 | 0
LFG | 0 | 0 | 0 | 0 | 0 | 0
Nuc | 0 | 0 | 0 | 0 | 0 | 0
PS | 0 | 0 | 0 | 0 | 0 | 0
PV | 0 | 0 | 0 | 0 | 0 | 0
PeakG | 0 | 0 | 0 | 0 | 0 | 0
PeakO | 0 | 0 | 0 | 0 | 0 | 0
ST | 0 | 0 | 0 | 0 | 0 | 0
STOG | 0 | 0 | 0 | 0 | 0 | 0
STWD | 0 | 0 | 0 | 0 | 0 | 0
WT | 0 | 0 | 0 | 0 | 0 | 0
IGCC | 0 | 0 | 0 | 0 | 0 | 0
DemandResponse | 0 | 0 | 0 | 0 | 0 | 0
IGCC-CCS | 0 | 0 | 0 | 0 | 0 | 0
WT_off | 0 | 0 | 0 | 0 | 0 | 0
PseudoUnit | 0 | 0 | 0 | 0 | 0 | 0
FixedInterchange | 0 | 0 | 0 | 0 | 0 | 0
SO2 Emissions (MMshortTons): AZ_NM_SNV_Gas
ReportingType | 2015 | 2020 | 2025 | 2030 | 2035 | 2040
BM | 0 | 0 | 0 | 0 | 0 | 0
CC | 0 | 0 | 0 | 0 | 0 | 0
CSP | 0 | 0 | 0 | 0 | 0 | 0
CT | 0 | 0 | 0 | 0 | 0 | 0
Coal | 0 | 0 | 0 | 0 | 0 | 0
Geo | 0 | 0 | 0 | 0 | 0 | 0
H | 0 | 0 | 0 | 0 | 0 | 0
LFG | 0 | 0 | 0 | 0 | 0 | 0
Nuc | 0 | 0 | 0 | 0 | 0 | 0
PS | 0 | 0 | 0 | 0 | 0 | 0
PV | 0 | 0 | 0 | 0 | 0 | 0
PeakG | 0 | 0 | 0 | 0 | 0 | 0
PeakO | 0 | 0 | 0 | 0 | 0 | 0
ST | 0 | 0 | 0 | 0 | 0 | 0
STOG | 0 | 0 | 0 | 0 | 0 | 0
STWD | 0 | 0 | 0 | 0 | 0 | 0
WT | 0 | 0 | 0 | 0 | 0 | 0
IGCC | 0 | 0 | 0 | 0 | 0 | 0
DemandResponse | 0 | 0 | 0 | 0 | 0 | 0
IGCC-CCS | 0 | 0 | 0 | 0 | 0 | 0
WT_off | 0 | 0 | 0 | 0 | 0 | 0
PseudoUnit | 0 | 0 | 0 | 0 | 0 | 0
FixedInterchange | 0 | 0 | 0 | 0 | 0 | 0
SO2 Emissions (MMshortTons): AZ_NM_SNV_NucRenew
ReportingType | 2015 | 2020 | 2025 | 2030 | 2035 | 2040
BM | 0 | 0 | 0 | 0 | 0 | 0
CC | 0 | 0 | 0 | 0 | 0 | 0
CSP | 0 | 0 | 0 | 0 | 0 | 0
CT | 0 | 0 | 0 | 0 | 0 | 0
Coal | 0 | 0 | 0 | 0 | 0 | 0
Geo | 0 | 0 | 0 | 0 | 0 | 0
H | 0 | 0 | 0 | 0 | 0 | 0
LFG | 0 | 0 | 0 | 0 | 0 | 0
Nuc | 0 | 0 | 0 | 0 | 0 | 0
PS | 0 | 0 | 0 | 0 | 0 | 0
PV | 0 | 0 | 0 | 0 | 0 | 0
PeakG | 0 | 0 | 0 | 0 | 0 | 0
PeakO | 0 | 0 | 0 | 0 | 0 | 0
ST | 0 | 0 | 0 | 0 | 0 | 0
STOG | 0 | 0 | 0 | 0 | 0 | 0
STWD | 0 | 0 | 0 | 0 | 0 | 0
WT | 0 | 0 | 0 | 0 | 0 | 0
IGCC | 0 | 0 | 0 | 0 | 0 | 0
DemandResponse | 0 | 0 | 0 | 0 | 0 | 0
IGCC-CCS | 0 | 0 | 0 | 0 | 0 | 0
WT_off | 0 | 0 | 0 | 0 | 0 | 0
PseudoUnit | 0 | 0 | 0 | 0 | 0 | 0
FixedInterchange | 0 | 0 | 0 | 0 | 0 | 0
SO2 Emissions (MMshortTons): ERCOT
ReportingType | 2015 | 2020 | 2025 | 2030 | 2035 | 2040
BM | 0 | 0 | 0 | 0 | 0 | 0
CC | 0 | 0 | 0 | 0 | 0 | 0
CSP | 0 | 0 | 0 | 0 | 0 | 0
CT | 0 | 0 | 0 | 0 | 0 | 0
Coal | 0.03 | 0.01 | 0 | 0 | 0 | 0
Geo | 0 | 0 | 0 | 0 | 0 | 0
H | 0 | 0 | 0 | 0 | 0 | 0
LFG | 0 | 0 | 0 | 0 | 0 | 0
Nuc | 0 | 0 | 0 | 0 | 0 | 0
PS | 0 | 0 | 0 | 0 | 0 | 0
PV | 0 | 0 | 0 | 0 | 0 | 0
PeakG | 0 | 0 | 0 | 0 | 0 | 0
PeakO | 0 | 0 | 0 | 0 | 0 | 0
ST | 0 | 0 | 0 | 0 | 0 | 0
STOG | 0 | 0 | 0 | 0 | 0 | 0
STWD | 0 | 0 | 0 | 0 | 0 | 0
WT | 0 | 0 | 0 | 0 | 0 | 0
IGCC | 0 | 0 | 0 | 0 | 0 | 0
DemandResponse | 0 | 0 | 0 | 0 | 0 | 0
IGCC-CCS | 0 | 0 | 0 | 0 | 0 | 0
WT_off | 0 | 0 | 0 | 0 | 0 | 0
PseudoUnit | 0 | 0 | 0 | 0 | 0 | 0
FixedInterchange | 0 | 0 | 0 | 0 | 0 | 0
SO2 Emissions (MMshortTons): NP15
ReportingType | 2015 | 2020 | 2025 | 2030 | 2035 | 2040
BM | 0 | 0 | 0 | 0 | 0 | 0
CC | 0 | 0 | 0 | 0 | 0 | 0
CSP | 0 | 0 | 0 | 0 | 0 | 0
CT | 0 | 0 | 0 | 0 | 0 | 0
Coal | 0 | 0 | 0 | 0 | 0 | 0
Geo | 0 | 0 | 0 | 0 | 0 | 0
H | 0 | 0 | 0 | 0 | 0 | 0
LFG | 0 | 0 | 0 | 0 | 0 | 0
Nuc | 0 | 0 | 0 | 0 | 0 | 0
PS | 0 | 0 | 0 | 0 | 0 | 0
PV | 0 | 0 | 0 | 0 | 0 | 0
PeakG | 0 | 0 | 0 | 0 | 0 | 0
PeakO | 0 | 0 | 0 | 0 | 0 | 0
ST | 0 | 0 | 0 | 0 | 0 | 0
STOG | 0 | 0 | 0 | 0 | 0 | 0
STWD | 0 | 0 | 0 | 0 | 0 | 0
WT | 0 | 0 | 0 | 0 | 0 | 0
IGCC | 0 | 0 | 0 | 0 | 0 | 0
DemandResponse | 0 | 0 | 0 | 0 | 0 | 0
IGCC-CCS | 0 | 0 | 0 | 0 | 0 | 0
WT_off | 0 | 0 | 0 | 0 | 0 | 0
PseudoUnit | 0 | 0 | 0 | 0 | 0 | 0
FixedInterchange | 0 | 0 | 0 | 0 | 0 | 0
SO2 Emissions (MMshortTons): NWPP_Coal
ReportingType | 2015 | 2020 | 2025 | 2030 | 2035 | 2040
BM | 0 | 0 | 0 | 0 | 0 | 0
CC | 0 | 0 | 0 | 0 | 0 | 0
CSP | 0 | 0 | 0 | 0 | 0 | 0
CT | 0 | 0 | 0 | 0 | 0 | 0
Coal | 0.06 | 0 | 0 | 0 | 0 | 0
Geo | 0 | 0 | 0 | 0 | 0 | 0
H | 0 | 0 | 0 | 0 | 0 | 0
LFG | 0 | 0 | 0 | 0 | 0 | 0
Nuc | 0 | 0 | 0 | 0 | 0 | 0
PS | 0 | 0 | 0 | 0 | 0 | 0
PV | 0 | 0 | 0 | 0 | 0 | 0
PeakG | 0 | 0 | 0 | 0 | 0 | 0
PeakO | 0 | 0 | 0 | 0 | 0 | 0
ST | 0 | 0 | 0 | 0 | 0 | 0
STOG | 0 | 0 | 0 | 0 | 0 | 0
STWD | 0 | 0 | 0 | 0 | 0 | 0
WT | 0 | 0 | 0 | 0 | 0 | 0
IGCC | 0 | 0 | 0 | 0 | 0 | 0
DemandResponse | 0 | 0 | 0 | 0 | 0 | 0
IGCC-CCS | 0 | 0 | 0 | 0 | 0 | 0
WT_off | 0 | 0 | 0 | 0 | 0 | 0
PseudoUnit | 0 | 0 | 0 | 0 | 0 | 0
FixedInterchange | 0 | 0 | 0 | 0 | 0 | 0
SO2 Emissions (MMshortTons): NWPP_Gas
ReportingType | 2015 | 2020 | 2025 | 2030 | 2035 | 2040
BM | 0 | 0 | 0 | 0 | 0 | 0
CC | 0 | 0 | 0 | 0 | 0 | 0
CSP | 0 | 0 | 0 | 0 | 0 | 0
CT | 0 | 0 | 0 | 0 | 0 | 0
Coal | 0 | 0 | 0 | 0 | 0 | 0
Geo | 0 | 0 | 0 | 0 | 0 | 0
H | 0 | 0 | 0 | 0 | 0 | 0
LFG | 0 | 0 | 0 | 0 | 0 | 0
Nuc | 0 | 0 | 0 | 0 | 0 | 0
PS | 0 | 0 | 0 | 0 | 0 | 0
PV | 0 | 0 | 0 | 0 | 0 | 0
PeakG | 0 | 0 | 0 | 0 | 0 | 0
PeakO | 0 | 0 | 0 | 0 | 0 | 0
ST | 0 | 0 | 0 | 0 | 0 | 0
STOG | 0 | 0 | 0 | 0 | 0 | 0
STWD | 0 | 0 | 0 | 0 | 0 | 0
WT | 0 | 0 | 0 | 0 | 0 | 0
IGCC | 0 | 0 | 0 | 0 | 0 | 0
DemandResponse | 0 | 0 | 0 | 0 | 0 | 0
IGCC-CCS | 0 | 0 | 0 | 0 | 0 | 0
WT_off | 0 | 0 | 0 | 0 | 0 | 0
PseudoUnit | 0 | 0 | 0 | 0 | 0 | 0
FixedInterchange | 0 | 0 | 0 | 0 | 0 | 0
SO2 Emissions (MMshortTons): NWPP_NucRenew
ReportingType | 2015 | 2020 | 2025 | 2030 | 2035 | 2040
BM | 0 | 0 | 0 | 0 | 0 | 0
CC | 0 | 0 | 0 | 0 | 0 | 0
CSP | 0 | 0 | 0 | 0 | 0 | 0
CT | 0 | 0 | 0 | 0 | 0 | 0
Coal | 0 | 0 | 0 | 0 | 0 | 0
Geo | 0 | 0 | 0 | 0 | 0 | 0
H | 0 | 0 | 0 | 0 | 0 | 0
LFG | 0 | 0 | 0 | 0 | 0 | 0
Nuc | 0 | 0 | 0 | 0 | 0 | 0
PS | 0 | 0 | 0 | 0 | 0 | 0
PV | 0 | 0 | 0 | 0 | 0 | 0
PeakG | 0 | 0 | 0 | 0 | 0 | 0
PeakO | 0 | 0 | 0 | 0 | 0 | 0
ST | 0 | 0 | 0 | 0 | 0 | 0
STOG | 0 | 0 | 0 | 0 | 0 | 0
STWD | 0 | 0 | 0 | 0 | 0 | 0
WT | 0 | 0 | 0 | 0 | 0 | 0
IGCC | 0 | 0 | 0 | 0 | 0 | 0
DemandResponse | 0 | 0 | 0 | 0 | 0 | 0
IGCC-CCS | 0 | 0 | 0 | 0 | 0 | 0
WT_off | 0 | 0 | 0 | 0 | 0 | 0
PseudoUnit | 0 | 0 | 0 | 0 | 0 | 0
FixedInterchange | 0 | 0 | 0 | 0 | 0 | 0
SO2 Emissions (MMshortTons): RMPA
ReportingType | 2015 | 2020 | 2025 | 2030 | 2035 | 2040
BM | 0 | 0 | 0 | 0 | 0 | 0
CC | 0 | 0 | 0 | 0 | 0 | 0
CSP | 0 | 0 | 0 | 0 | 0 | 0
CT | 0 | 0 | 0 | 0 | 0 | 0
Coal | 0.05 | 0.01 | 0 | 0 | 0 | 0
Geo | 0 | 0 | 0 | 0 | 0 | 0
H | 0 | 0 | 0 | 0 | 0 | 0
LFG | 0 | 0 | 0 | 0 | 0 | 0
Nuc | 0 | 0 | 0 | 0 | 0 | 0
PS | 0 | 0 | 0 | 0 | 0 | 0
PV | 0 | 0 | 0 | 0 | 0 | 0
PeakG | 0 | 0 | 0 | 0 | 0 | 0
PeakO | 0 | 0 | 0 | 0 | 0 | 0
ST | 0 | 0 | 0 | 0 | 0 | 0
STOG | 0 | 0 | 0 | 0 | 0 | 0
STWD | 0 | 0 | 0 | 0 | 0 | 0
WT | 0 | 0 | 0 | 0 | 0 | 0
IGCC | 0 | 0 | 0 | 0 | 0 | 0
DemandResponse | 0 | 0 | 0 | 0 | 0 | 0
IGCC-CCS | 0 | 0 | 0 | 0 | 0 | 0
WT_off | 0 | 0 | 0 | 0 | 0 | 0
PseudoUnit | 0 | 0 | 0 | 0 | 0 | 0
FixedInterchange | 0 | 0 | 0 | 0 | 0 | 0
SO2 Emissions (MMshortTons): SP15
ReportingType | 2015 | 2020 | 2025 | 2030 | 2035 | 2040
BM | 0 | 0 | 0 | 0 | 0 | 0
CC | 0 | 0 | 0 | 0 | 0 | 0
CSP | 0 | 0 | 0 | 0 | 0 | 0
CT | 0 | 0 | 0 | 0 | 0 | 0
Coal | 0 | 0 | 0 | 0 | 0 | 0
Geo | 0 | 0 | 0 | 0 | 0 | 0
H | 0 | 0 | 0 | 0 | 0 | 0
LFG | 0 | 0 | 0 | 0 | 0 | 0
Nuc | 0 | 0 | 0 | 0 | 0 | 0
PS | 0 | 0 | 0 | 0 | 0 | 0
PV | 0 | 0 | 0 | 0 | 0 | 0
PeakG | 0 | 0 | 0 | 0 | 0 | 0
PeakO | 0 | 0 | 0 | 0 | 0 | 0
ST | 0 | 0 | 0 | 0 | 0 | 0
STOG | 0 | 0 | 0 | 0 | 0 | 0
STWD | 0 | 0 | 0 | 0 | 0 | 0
WT | 0 | 0 | 0 | 0 | 0 | 0
IGCC | 0 | 0 | 0 | 0 | 0 | 0
DemandResponse | 0 | 0 | 0 | 0 | 0 | 0
IGCC-CCS | 0 | 0 | 0 | 0 | 0 | 0
WT_off | 0 | 0 | 0 | 0 | 0 | 0
PseudoUnit | 0 | 0 | 0 | 0 | 0 | 0
FixedInterchange | 0 | 0 | 0 | 0 | 0 | 0
SO2 Emissions (MMshortTons): ALB
ReportingType | 2015 | 2020 | 2025 | 2030 | 2035 | 2040
BM | 0 | 0 | 0 | 0 | 0 | 0
CC | 0 | 0 | 0 | 0 | 0 | 0
CSP | 0 | 0 | 0 | 0 | 0 | 0
CT | 0 | 0 | 0 | 0 | 0 | 0
Coal | 0.14 | 0.14 | 0.13 | 0 | 0 | 0
Geo | 0 | 0 | 0 | 0 | 0 | 0
H | 0 | 0 | 0 | 0 | 0 | 0
LFG | 0 | 0 | 0 | 0 | 0 | 0
Nuc | 0 | 0 | 0 | 0 | 0 | 0
PS | 0 | 0 | 0 | 0 | 0 | 0
PV | 0 | 0 | 0 | 0 | 0 | 0
PeakG | 0 | 0 | 0 | 0 | 0 | 0
PeakO | 0 | 0 | 0 | 0 | 0 | 0
ST | 0 | 0 | 0 | 0 | 0 | 0
STOG | 0 | 0 | 0 | 0 | 0 | 0
STWD | 0 | 0 | 0 | 0 | 0 | 0
WT | 0 | 0 | 0 | 0 | 0 | 0
IGCC | 0 | 0 | 0 | 0 | 0 | 0
DemandResponse | 0 | 0 | 0 | 0 | 0 | 0
IGCC-CCS | 0 | 0 | 0 | 0 | 0 | 0
WT_off | 0 | 0 | 0 | 0 | 0 | 0
PseudoUnit | 0 | 0 | 0 | 0 | 0 | 0
FixedInterchange | 0 | 0 | 0 | 0 | 0 | 0
SO2 Emissions (MMshortTons): BC
ReportingType | 2015 | 2020 | 2025 | 2030 | 2035 | 2040
BM | 0 | 0 | 0 | 0 | 0 | 0
CC | 0 | 0 | 0 | 0 | 0 | 0
CSP | 0 | 0 | 0 | 0 | 0 | 0
CT | 0 | 0 | 0 | 0 | 0 | 0
Coal | 0 | 0 | 0 | 0 | 0 | 0
Geo | 0 | 0 | 0 | 0 | 0 | 0
H | 0 | 0 | 0 | 0 | 0 | 0
LFG | 0 | 0 | 0 | 0 | 0 | 0
Nuc | 0 | 0 | 0 | 0 | 0 | 0
PS | 0 | 0 | 0 | 0 | 0 | 0
PV | 0 | 0 | 0 | 0 | 0 | 0
PeakG | 0 | 0 | 0 | 0 | 0 | 0
PeakO | 0 | 0 | 0 | 0 | 0 | 0
ST | 0 | 0 | 0 | 0 | 0 | 0
STOG | 0 | 0 | 0 | 0 | 0 | 0
STWD | 0 | 0 | 0 | 0 | 0 | 0
WT | 0 | 0 | 0 | 0 | 0 | 0
IGCC | 0 | 0 | 0 | 0 | 0 | 0
DemandResponse | 0 | 0 | 0 | 0 | 0 | 0
IGCC-CCS | 0 | 0 | 0 | 0 | 0 | 0
WT_off | 0 | 0 | 0 | 0 | 0 | 0
PseudoUnit | 0 | 0 | 0 | 0 | 0 | 0
FixedInterchange | 0 | 0 | 0 | 0 | 0 | 0
SO2 Emissions (MMshortTons): HQ_IESO
ReportingType | 2015 | 2020 | 2025 | 2030 | 2035 | 2040
BM | 0 | 0 | 0 | 0 | 0 | 0
CC | 0 | 0 | 0 | 0 | 0 | 0
CSP | 0 | 0 | 0 | 0 | 0 | 0
CT | 0 | 0 | 0 | 0 | 0 | 0
Coal | 0 | 0 | 0 | 0 | 0 | 0
Geo | 0 | 0 | 0 | 0 | 0 | 0
H | 0 | 0 | 0 | 0 | 0 | 0
LFG | 0 | 0 | 0 | 0 | 0 | 0
Nuc | 0 | 0 | 0 | 0 | 0 | 0
PS | 0 | 0 | 0 | 0 | 0 | 0
PV | 0 | 0 | 0 | 0 | 0 | 0
PeakG | 0 | 0 | 0 | 0 | 0 | 0
PeakO | 0 | 0 | 0 | 0 | 0 | 0
ST | 0 | 0 | 0 | 0 | 0 | 0
STOG | 0 | 0 | 0 | 0 | 0 | 0
STWD | 0 | 0 | 0 | 0 | 0 | 0
WT | 0 | 0 | 0 | 0 | 0 | 0
IGCC | 0 | 0 | 0 | 0 | 0 | 0
DemandResponse | 0 | 0 | 0 | 0 | 0 | 0
IGCC-CCS | 0 | 0 | 0 | 0 | 0 | 0
WT_off | 0 | 0 | 0 | 0 | 0 | 0
PseudoUnit | 0 | 0 | 0 | 0 | 0 | 0
FixedInterchange | 0 | 0 | 0 | 0 | 0 | 0
SO2 Emissions (MMshortTons): HQ_NEISO
ReportingType | 2015 | 2020 | 2025 | 2030 | 2035 | 2040
BM | 0 | 0 | 0 | 0 | 0 | 0
CC | 0 | 0 | 0 | 0 | 0 | 0
CSP | 0 | 0 | 0 | 0 | 0 | 0
CT | 0 | 0 | 0 | 0 | 0 | 0
Coal | 0 | 0 | 0 | 0 | 0 | 0
Geo | 0 | 0 | 0 | 0 | 0 | 0
H | 0 | 0 | 0 | 0 | 0 | 0
LFG | 0 | 0 | 0 | 0 | 0 | 0
Nuc | 0 | 0 | 0 | 0 | 0 | 0
PS | 0 | 0 | 0 | 0 | 0 | 0
PV | 0 | 0 | 0 | 0 | 0 | 0
PeakG | 0 | 0 | 0 | 0 | 0 | 0
PeakO | 0 | 0 | 0 | 0 | 0 | 0
ST | 0 | 0 | 0 | 0 | 0 | 0
STOG | 0 | 0 | 0 | 0 | 0 | 0
STWD | 0 | 0 | 0 | 0 | 0 | 0
WT | 0 | 0 | 0 | 0 | 0 | 0
IGCC | 0 | 0 | 0 | 0 | 0 | 0
DemandResponse | 0 | 0 | 0 | 0 | 0 | 0
IGCC-CCS | 0 | 0 | 0 | 0 | 0 | 0
WT_off | 0 | 0 | 0 | 0 | 0 | 0
PseudoUnit | 0 | 0 | 0 | 0 | 0 | 0
FixedInterchange | 0 | 0 | 0 | 0 | 0 | 0
SO2 Emissions (MMshortTons): HQ_NY
ReportingType | 2015 | 2020 | 2025 | 2030 | 2035 | 2040
BM | 0 | 0 | 0 | 0 | 0 | 0
CC | 0 | 0 | 0 | 0 | 0 | 0
CSP | 0 | 0 | 0 | 0 | 0 | 0
CT | 0 | 0 | 0 | 0 | 0 | 0
Coal | 0 | 0 | 0 | 0 | 0 | 0
Geo | 0 | 0 | 0 | 0 | 0 | 0
H | 0 | 0 | 0 | 0 | 0 | 0
LFG | 0 | 0 | 0 | 0 | 0 | 0
Nuc | 0 | 0 | 0 | 0 | 0 | 0
PS | 0 | 0 | 0 | 0 | 0 | 0
PV | 0 | 0 | 0 | 0 | 0 | 0
PeakG | 0 | 0 | 0 | 0 | 0 | 0
PeakO | 0 | 0 | 0 | 0 | 0 | 0
ST | 0 | 0 | 0 | 0 | 0 | 0
STOG | 0 | 0 | 0 | 0 | 0 | 0
STWD | 0 | 0 | 0 | 0 | 0 | 0
WT | 0 | 0 | 0 | 0 | 0 | 0
IGCC | 0 | 0 | 0 | 0 | 0 | 0
DemandResponse | 0 | 0 | 0 | 0 | 0 | 0
IGCC-CCS | 0 | 0 | 0 | 0 | 0 | 0
WT_off | 0 | 0 | 0 | 0 | 0 | 0
PseudoUnit | 0 | 0 | 0 | 0 | 0 | 0
FixedInterchange | 0 | 0 | 0 | 0 | 0 | 0
SO2 Emissions (MMshortTons): MARITIMES
ReportingType | 2015 | 2020 | 2025 | 2030 | 2035 | 2040
BM | 0 | 0 | 0 | 0 | 0 | 0
CC | 0 | 0 | 0 | 0 | 0 | 0
CSP | 0 | 0 | 0 | 0 | 0 | 0
CT | 0 | 0 | 0 | 0 | 0 | 0
Coal | 0 | 0 | 0 | 0 | 0 | 0
Geo | 0 | 0 | 0 | 0 | 0 | 0
H | 0 | 0 | 0 | 0 | 0 | 0
LFG | 0 | 0 | 0 | 0 | 0 | 0
Nuc | 0 | 0 | 0 | 0 | 0 | 0
PS | 0 | 0 | 0 | 0 | 0 | 0
PV | 0 | 0 | 0 | 0 | 0 | 0
PeakG | 0 | 0 | 0 | 0 | 0 | 0
PeakO | 0 | 0 | 0 | 0 | 0 | 0
ST | 0 | 0 | 0 | 0 | 0 | 0
STOG | 0 | 0 | 0 | 0 | 0 | 0
STWD | 0 | 0 | 0 | 0 | 0 | 0
WT | 0 | 0 | 0 | 0 | 0 | 0
IGCC | 0 | 0 | 0 | 0 | 0 | 0
DemandResponse | 0 | 0 | 0 | 0 | 0 | 0
IGCC-CCS | 0 | 0 | 0 | 0 | 0 | 0
WT_off | 0 | 0 | 0 | 0 | 0 | 0
PseudoUnit | 0 | 0 | 0 | 0 | 0 | 0
FixedInterchange | 0 | 0 | 0 | 0 | 0 | 0
SO2 Emissions (MMshortTons): All
ReportingType | 2015 | 2020 | 2025 | 2030 | 2035 | 2040
BM | 0 | 0 | 0 | 0 | 0 | 0
CC | 0 | 0 | 0 | 0 | 0 | 0
CSP | 0 | 0 | 0 | 0 | 0 | 0
CT | 0 | 0 | 0 | 0 | 0 | 0
Coal | 3.7 | 0.26 | 0.15 | 0.01 | 0.02 | 0.03
Geo | 0 | 0 | 0 | 0 | 0 | 0
H | 0 | 0 | 0 | 0 | 0 | 0
LFG | 0 | 0 | 0 | 0 | 0 | 0
Nuc | 0 | 0 | 0 | 0 | 0 | 0
PS | 0 | 0 | 0 | 0 | 0 | 0
PV | 0 | 0 | 0 | 0 | 0 | 0
PeakG | 0 | 0 | 0 | 0 | 0 | 0
PeakO | 0 | 0 | 0 | 0 | 0 | 0
ST | 0 | 0 | 0 | 0 | 0 | 0
STOG | 0 | 0 | 0 | 0 | 0 | 0
STWD | 0 | 0 | 0 | 0 | 0 | 0
WT | 0 | 0 | 0 | 0 | 0 | 0
IGCC | 0 | 0 | 0 | 0 | 0 | 0
DemandResponse | 0 | 0 | 0 | 0 | 0 | 0
IGCC-CCS | 0 | 0 | 0 | 0 | 0 | 0
WT_off | 0 | 0 | 0 | 0 | 0 | 0
PseudoUnit | 0 | 0 | 0 | 0 | 0 | 0
FixedInterchange | 0 | 0 | 0 | 0 | 0 | 0
SO2 Emissions (MMshortTons): EI_US
ReportingType | 2015 | 2020 | 2025 | 2030 | 2035 | 2040
BM | 0 | 0 | 0 | 0 | 0 | 0
CC | 0 | 0 | 0 | 0 | 0 | 0
CSP | 0 | 0 | 0 | 0 | 0 | 0
CT | 0 | 0 | 0 | 0 | 0 | 0
Coal | 3.38 | 0.09 | 0.01 | 0.01 | 0.02 | 0.02
Geo | 0 | 0 | 0 | 0 | 0 | 0
H | 0 | 0 | 0 | 0 | 0 | 0
LFG | 0 | 0 | 0 | 0 | 0 | 0
Nuc | 0 | 0 | 0 | 0 | 0 | 0
PS | 0 | 0 | 0 | 0 | 0 | 0
PV | 0 | 0 | 0 | 0 | 0 | 0
PeakG | 0 | 0 | 0 | 0 | 0 | 0
PeakO | 0 | 0 | 0 | 0 | 0 | 0
ST | 0 | 0 | 0 | 0 | 0 | 0
STOG | 0 | 0 | 0 | 0 | 0 | 0
STWD | 0 | 0 | 0 | 0 | 0 | 0
WT | 0 | 0 | 0 | 0 | 0 | 0
IGCC | 0 | 0 | 0 | 0 | 0 | 0
DemandResponse | 0 | 0 | 0 | 0 | 0 | 0
IGCC-CCS | 0 | 0 | 0 | 0 | 0 | 0
WT_off | 0 | 0 | 0 | 0 | 0 | 0
PseudoUnit | 0 | 0 | 0 | 0 | 0 | 0
FixedInterchange | 0 | 0 | 0 | 0 | 0 | 0
SO2 Emissions (MMshortTons): EI_Canada
ReportingType | 2015 | 2020 | 2025 | 2030 | 2035 | 2040
BM | 0 | 0 | 0 | 0 | 0 | 0
CC | 0 | 0 | 0 | 0 | 0 | 0
CSP | 0 | 0 | 0 | 0 | 0 | 0
CT | 0 | 0 | 0 | 0 | 0 | 0
Coal | 0.01 | 0 | 0 | 0 | 0 | 0
Geo | 0 | 0 | 0 | 0 | 0 | 0
H | 0 | 0 | 0 | 0 | 0 | 0
LFG | 0 | 0 | 0 | 0 | 0 | 0
Nuc | 0 | 0 | 0 | 0 | 0 | 0
PS | 0 | 0 | 0 | 0 | 0 | 0
PV | 0 | 0 | 0 | 0 | 0 | 0
PeakG | 0 | 0 | 0 | 0 | 0 | 0
PeakO | 0 | 0 | 0 | 0 | 0 | 0
ST | 0 | 0 | 0 | 0 | 0 | 0
STOG | 0 | 0 | 0 | 0 | 0 | 0
STWD | 0 | 0 | 0 | 0 | 0 | 0
WT | 0 | 0 | 0 | 0 | 0 | 0
IGCC | 0 | 0 | 0 | 0 | 0 | 0
DemandResponse | 0 | 0 | 0 | 0 | 0 | 0
IGCC-CCS | 0 | 0 | 0 | 0 | 0 | 0
WT_off | 0 | 0 | 0 | 0 | 0 | 0
PseudoUnit | 0 | 0 | 0 | 0 | 0 | 0
FixedInterchange | 0 | 0 | 0 | 0 | 0 | 0
SO2 Emissions (MMshortTons): EI
ReportingType | 2015 | 2020 | 2025 | 2030 | 2035 | 2040
BM | 0 | 0 | 0 | 0 | 0 | 0
CC | 0 | 0 | 0 | 0 | 0 | 0
CSP | 0 | 0 | 0 | 0 | 0 | 0
CT | 0 | 0 | 0 | 0 | 0 | 0
Coal | 3.39 | 0.09 | 0.01 | 0.01 | 0.02 | 0.02
Geo | 0 | 0 | 0 | 0 | 0 | 0
H | 0 | 0 | 0 | 0 | 0 | 0
LFG | 0 | 0 | 0 | 0 | 0 | 0
Nuc | 0 | 0 | 0 | 0 | 0 | 0
PS | 0 | 0 | 0 | 0 | 0 | 0
PV | 0 | 0 | 0 | 0 | 0 | 0
PeakG | 0 | 0 | 0 | 0 | 0 | 0
PeakO | 0 | 0 | 0 | 0 | 0 | 0
ST | 0 | 0 | 0 | 0 | 0 | 0
STOG | 0 | 0 | 0 | 0 | 0 | 0
STWD | 0 | 0 | 0 | 0 | 0 | 0
WT | 0 | 0 | 0 | 0 | 0 | 0
IGCC | 0 | 0 | 0 | 0 | 0 | 0
DemandResponse | 0 | 0 | 0 | 0 | 0 | 0
IGCC-CCS | 0 | 0 | 0 | 0 | 0 | 0
WT_off | 0 | 0 | 0 | 0 | 0 | 0
PseudoUnit | 0 | 0 | 0 | 0 | 0 | 0
FixedInterchange | 0 | 0 | 0 | 0 | 0 | 0
SO2 Emissions (MMshortTons): Outside_EI
ReportingType | 2015 | 2020 | 2025 | 2030 | 2035 | 2040
BM | 0 | 0 | 0 | 0 | 0 | 0
CC | 0 | 0 | 0 | 0 | 0 | 0
CSP | 0 | 0 | 0 | 0 | 0 | 0
CT | 0 | 0 | 0 | 0 | 0 | 0
Coal | 0.31 | 0.16 | 0.14 | 0 | 0 | 0.01
Geo | 0 | 0 | 0 | 0 | 0 | 0
H | 0 | 0 | 0 | 0 | 0 | 0
LFG | 0 | 0 | 0 | 0 | 0 | 0
Nuc | 0 | 0 | 0 | 0 | 0 | 0
PS | 0 | 0 | 0 | 0 | 0 | 0
PV | 0 | 0 | 0 | 0 | 0 | 0
PeakG | 0 | 0 | 0 | 0 | 0 | 0
PeakO | 0 | 0 | 0 | 0 | 0 | 0
ST | 0 | 0 | 0 | 0 | 0 | 0
STOG | 0 | 0 | 0 | 0 | 0 | 0
STWD | 0 | 0 | 0 | 0 | 0 | 0
WT | 0 | 0 | 0 | 0 | 0 | 0
IGCC | 0 | 0 | 0 | 0 | 0 | 0
DemandResponse | 0 | 0 | 0 | 0 | 0 | 0
IGCC-CCS | 0 | 0 | 0 | 0 | 0 | 0
WT_off | 0 | 0 | 0 | 0 | 0 | 0
PseudoUnit | 0 | 0 | 0 | 0 | 0 | 0
FixedInterchange | 0 | 0 | 0 | 0 | 0 | 0
NOx Emissions (MMshortTons): Entergy
ReportingType | 2015 | 2020 | 2025 | 2030 | 2035 | 2040
BM | 0 | 0 | 0 | 0 | 0 | 0
CC | 0.01 | 0.01 | 0 | 0 | 0 | 0
CSP | 0 | 0 | 0 | 0 | 0 | 0
CT | 0 | 0 | 0 | 0 | 0 | 0
Coal | 0.05 | 0 | 0 | 0 | 0 | 0
Geo | 0 | 0 | 0 | 0 | 0 | 0
H | 0 | 0 | 0 | 0 | 0 | 0
LFG | 0 | 0 | 0 | 0 | 0 | 0
Nuc | 0 | 0 | 0 | 0 | 0 | 0
PS | 0 | 0 | 0 | 0 | 0 | 0
PV | 0 | 0 | 0 | 0 | 0 | 0
PeakG | 0 | 0 | 0 | 0 | 0 | 0
PeakO | 0 | 0 | 0 | 0 | 0 | 0
ST | 0 | 0 | 0 | 0 | 0 | 0
STOG | 0 | 0 | 0 | 0 | 0 | 0
STWD | 0 | 0 | 0 | 0 | 0 | 0
WT | 0 | 0 | 0 | 0 | 0 | 0
IGCC | 0 | 0 | 0 | 0 | 0 | 0
DemandResponse | 0 | 0 | 0 | 0 | 0 | 0
IGCC-CCS | 0 | 0 | 0 | 0 | 0 | 0
WT_off | 0 | 0 | 0 | 0 | 0 | 0
PseudoUnit | 0 | 0 | 0 | 0 | 0 | 0
FixedInterchange | 0 | 0 | 0 | 0 | 0 | 0
NOx Emissions (MMshortTons): FRCC
ReportingType | 2015 | 2020 | 2025 | 2030 | 2035 | 2040
BM | 0 | 0 | 0 | 0 | 0 | 0
CC | 0.01 | 0.01 | 0.01 | 0.01 | 0 | 0
CSP | 0 | 0 | 0 | 0 | 0 | 0
CT | 0 | 0 | 0 | 0 | 0 | 0
Coal | 0.02 | 0 | 0 | 0 | 0 | 0
Geo | 0 | 0 | 0 | 0 | 0 | 0
H | 0 | 0 | 0 | 0 | 0 | 0
LFG | 0 | 0 | 0 | 0 | 0 | 0
Nuc | 0 | 0 | 0 | 0 | 0 | 0
PS | 0 | 0 | 0 | 0 | 0 | 0
PV | 0 | 0 | 0 | 0 | 0 | 0
PeakG | 0 | 0 | 0 | 0 | 0 | 0
PeakO | 0 | 0 | 0 | 0 | 0 | 0
ST | 0 | 0 | 0 | 0 | 0 | 0
STOG | 0 | 0 | 0 | 0 | 0 | 0
STWD | 0 | 0 | 0 | 0 | 0 | 0
WT | 0 | 0 | 0 | 0 | 0 | 0
IGCC | 0 | 0 | 0 | 0 | 0 | 0
DemandResponse | 0 | 0 | 0 | 0 | 0 | 0
IGCC-CCS | 0 | 0 | 0 | 0 | 0 | 0
WT_off | 0 | 0 | 0 | 0 | 0 | 0
PseudoUnit | 0 | 0 | 0 | 0 | 0 | 0
FixedInterchange | 0 | 0 | 0 | 0 | 0 | 0
NOx Emissions (MMshortTons): MAPP_US
ReportingType | 2015 | 2020 | 2025 | 2030 | 2035 | 2040
BM | 0 | 0 | 0 | 0 | 0 | 0
CC | 0 | 0 | 0 | 0 | 0 | 0
CSP | 0 | 0 | 0 | 0 | 0 | 0
CT | 0 | 0 | 0 | 0 | 0 | 0
Coal | 0.02 | 0 | 0 | 0 | 0 | 0
Geo | 0 | 0 | 0 | 0 | 0 | 0
H | 0 | 0 | 0 | 0 | 0 | 0
LFG | 0 | 0 | 0 | 0 | 0 | 0
Nuc | 0 | 0 | 0 | 0 | 0 | 0
PS | 0 | 0 | 0 | 0 | 0 | 0
PV | 0 | 0 | 0 | 0 | 0 | 0
PeakG | 0 | 0 | 0 | 0 | 0 | 0
PeakO | 0 | 0 | 0 | 0 | 0 | 0
ST | 0 | 0 | 0 | 0 | 0 | 0
STOG | 0 | 0 | 0 | 0 | 0 | 0
STWD | 0 | 0 | 0 | 0 | 0 | 0
WT | 0 | 0 | 0 | 0 | 0 | 0
IGCC | 0 | 0 | 0 | 0 | 0 | 0
DemandResponse | 0 | 0 | 0 | 0 | 0 | 0
IGCC-CCS | 0 | 0 | 0 | 0 | 0 | 0
WT_off | 0 | 0 | 0 | 0 | 0 | 0
PseudoUnit | 0 | 0 | 0 | 0 | 0 | 0
FixedInterchange | 0 | 0 | 0 | 0 | 0 | 0
NOx Emissions (MMshortTons): MISO_IN
ReportingType | 2015 | 2020 | 2025 | 2030 | 2035 | 2040
BM | 0 | 0 | 0 | 0 | 0 | 0
CC | 0 | 0.01 | 0.01 | 0.01 | 0 | 0
CSP | 0 | 0 | 0 | 0 | 0 | 0
CT | 0 | 0 | 0 | 0 | 0 | 0
Coal | 0.03 | 0 | 0 | 0 | 0 | 0
Geo | 0 | 0 | 0 | 0 | 0 | 0
H | 0 | 0 | 0 | 0 | 0 | 0
LFG | 0 | 0 | 0 | 0 | 0 | 0
Nuc | 0 | 0 | 0 | 0 | 0 | 0
PS | 0 | 0 | 0 | 0 | 0 | 0
PV | 0 | 0 | 0 | 0 | 0 | 0
PeakG | 0 | 0 | 0 | 0 | 0 | 0
PeakO | 0 | 0 | 0 | 0 | 0 | 0
ST | 0 | 0 | 0 | 0 | 0 | 0
STOG | 0 | 0 | 0 | 0 | 0 | 0
STWD | 0 | 0 | 0 | 0 | 0 | 0
WT | 0 | 0 | 0 | 0 | 0 | 0
IGCC | 0 | 0 | 0 | 0 | 0 | 0
DemandResponse | 0 | 0 | 0 | 0 | 0 | 0
IGCC-CCS | 0 | 0 | 0 | 0 | 0 | 0
WT_off | 0 | 0 | 0 | 0 | 0 | 0
PseudoUnit | 0 | 0 | 0 | 0 | 0 | 0
FixedInterchange | 0 | 0 | 0 | 0 | 0 | 0
NOx Emissions (MMshortTons): MISO_MI
ReportingType | 2015 | 2020 | 2025 | 2030 | 2035 | 2040
BM | 0 | 0 | 0 | 0 | 0 | 0
CC | 0 | 0 | 0 | 0 | 0 | 0
CSP | 0 | 0 | 0 | 0 | 0 | 0
CT | 0 | 0 | 0 | 0 | 0 | 0
Coal | 0.01 | 0 | 0 | 0 | 0 | 0
Geo | 0 | 0 | 0 | 0 | 0 | 0
H | 0 | 0 | 0 | 0 | 0 | 0
LFG | 0 | 0 | 0 | 0 | 0 | 0
Nuc | 0 | 0 | 0 | 0 | 0 | 0
PS | 0 | 0 | 0 | 0 | 0 | 0
PV | 0 | 0 | 0 | 0 | 0 | 0
PeakG | 0 | 0 | 0 | 0 | 0 | 0
PeakO | 0 | 0 | 0 | 0 | 0 | 0
ST | 0 | 0 | 0 | 0 | 0 | 0
STOG | 0 | 0 | 0 | 0 | 0 | 0
STWD | 0 | 0 | 0 | 0 | 0 | 0
WT | 0 | 0 | 0 | 0 | 0 | 0
IGCC | 0 | 0 | 0 | 0 | 0 | 0
DemandResponse | 0 | 0 | 0 | 0 | 0 | 0
IGCC-CCS | 0 | 0 | 0 | 0 | 0 | 0
WT_off | 0 | 0 | 0 | 0 | 0 | 0
PseudoUnit | 0 | 0 | 0 | 0 | 0 | 0
FixedInterchange | 0 | 0 | 0 | 0 | 0 | 0
NOx Emissions (MMshortTons): MISO_MO-IL
ReportingType | 2015 | 2020 | 2025 | 2030 | 2035 | 2040
BM | 0 | 0 | 0 | 0 | 0 | 0
CC | 0 | 0 | 0 | 0 | 0 | 0
CSP | 0 | 0 | 0 | 0 | 0 | 0
CT | 0 | 0 | 0 | 0 | 0 | 0
Coal | 0.03 | 0 | 0 | 0 | 0 | 0
Geo | 0 | 0 | 0 | 0 | 0 | 0
H | 0 | 0 | 0 | 0 | 0 | 0
LFG | 0 | 0 | 0 | 0 | 0 | 0
Nuc | 0 | 0 | 0 | 0 | 0 | 0
PS | 0 | 0 | 0 | 0 | 0 | 0
PV | 0 | 0 | 0 | 0 | 0 | 0
PeakG | 0 | 0 | 0 | 0 | 0 | 0
PeakO | 0 | 0 | 0 | 0 | 0 | 0
ST | 0 | 0 | 0 | 0 | 0 | 0
STOG | 0 | 0 | 0 | 0 | 0 | 0
STWD | 0 | 0 | 0 | 0 | 0 | 0
WT | 0 | 0 | 0 | 0 | 0 | 0
IGCC | 0 | 0 | 0 | 0 | 0 | 0
DemandResponse | 0 | 0 | 0 | 0 | 0 | 0
IGCC-CCS | 0 | 0 | 0 | 0 | 0 | 0
WT_off | 0 | 0 | 0 | 0 | 0 | 0
PseudoUnit | 0 | 0 | 0 | 0 | 0 | 0
FixedInterchange | 0 | 0 | 0 | 0 | 0 | 0
NOx Emissions (MMshortTons): MISO_W
ReportingType | 2015 | 2020 | 2025 | 2030 | 2035 | 2040
BM | 0 | 0 | 0 | 0 | 0 | 0
CC | 0 | 0 | 0 | 0 | 0 | 0
CSP | 0 | 0 | 0 | 0 | 0 | 0
CT | 0 | 0 | 0 | 0 | 0 | 0
Coal | 0.08 | 0.01 | 0 | 0 | 0 | 0
Geo | 0 | 0 | 0 | 0 | 0 | 0
H | 0 | 0 | 0 | 0 | 0 | 0
LFG | 0 | 0 | 0 | 0 | 0 | 0
Nuc | 0 | 0 | 0 | 0 | 0 | 0
PS | 0 | 0 | 0 | 0 | 0 | 0
PV | 0 | 0 | 0 | 0 | 0 | 0
PeakG | 0 | 0 | 0 | 0 | 0 | 0
PeakO | 0 | 0 | 0 | 0 | 0 | 0
ST | 0 | 0 | 0 | 0 | 0 | 0
STOG | 0 | 0 | 0 | 0 | 0 | 0
STWD | 0 | 0 | 0 | 0 | 0 | 0
WT | 0 | 0 | 0 | 0 | 0 | 0
IGCC | 0 | 0 | 0 | 0 | 0 | 0
DemandResponse | 0 | 0 | 0 | 0 | 0 | 0
IGCC-CCS | 0 | 0 | 0 | 0 | 0 | 0
WT_off | 0 | 0 | 0 | 0 | 0 | 0
PseudoUnit | 0 | 0 | 0 | 0 | 0 | 0
FixedInterchange | 0 | 0 | 0 | 0 | 0 | 0
NOx Emissions (MMshortTons): MISO_WUMS
ReportingType | 2015 | 2020 | 2025 | 2030 | 2035 | 2040
BM | 0 | 0 | 0 | 0 | 0 | 0
CC | 0 | 0 | 0 | 0 | 0 | 0
CSP | 0 | 0 | 0 | 0 | 0 | 0
CT | 0 | 0 | 0 | 0 | 0 | 0
Coal | 0 | 0 | 0 | 0 | 0 | 0
Geo | 0 | 0 | 0 | 0 | 0 | 0
H | 0 | 0 | 0 | 0 | 0 | 0
LFG | 0 | 0 | 0 | 0 | 0 | 0
Nuc | 0 | 0 | 0 | 0 | 0 | 0
PS | 0 | 0 | 0 | 0 | 0 | 0
PV | 0 | 0 | 0 | 0 | 0 | 0
PeakG | 0 | 0 | 0 | 0 | 0 | 0
PeakO | 0 | 0 | 0 | 0 | 0 | 0
ST | 0 | 0 | 0 | 0 | 0 | 0
STOG | 0 | 0 | 0 | 0 | 0 | 0
STWD | 0 | 0 | 0 | 0 | 0 | 0
WT | 0 | 0 | 0 | 0 | 0 | 0
IGCC | 0 | 0 | 0 | 0 | 0 | 0
DemandResponse | 0 | 0 | 0 | 0 | 0 | 0
IGCC-CCS | 0 | 0 | 0 | 0 | 0 | 0
WT_off | 0 | 0 | 0 | 0 | 0 | 0
PseudoUnit | 0 | 0 | 0 | 0 | 0 | 0
FixedInterchange | 0 | 0 | 0 | 0 | 0 | 0
NOx Emissions (MMshortTons): Nebraska
ReportingType | 2015 | 2020 | 2025 | 2030 | 2035 | 2040
BM | 0 | 0 | 0 | 0 | 0 | 0
CC | 0 | 0 | 0 | 0 | 0 | 0
CSP | 0 | 0 | 0 | 0 | 0 | 0
CT | 0 | 0 | 0 | 0 | 0 | 0
Coal | 0.04 | 0 | 0 | 0 | 0 | 0
Geo | 0 | 0 | 0 | 0 | 0 | 0
H | 0 | 0 | 0 | 0 | 0 | 0
LFG | 0 | 0 | 0 | 0 | 0 | 0
Nuc | 0 | 0 | 0 | 0 | 0 | 0
PS | 0 | 0 | 0 | 0 | 0 | 0
PV | 0 | 0 | 0 | 0 | 0 | 0
PeakG | 0 | 0 | 0 | 0 | 0 | 0
PeakO | 0 | 0 | 0 | 0 | 0 | 0
ST | 0 | 0 | 0 | 0 | 0 | 0
STOG | 0 | 0 | 0 | 0 | 0 | 0
STWD | 0 | 0 | 0 | 0 | 0 | 0
WT | 0 | 0 | 0 | 0 | 0 | 0
IGCC | 0 | 0 | 0 | 0 | 0 | 0
DemandResponse | 0 | 0 | 0 | 0 | 0 | 0
IGCC-CCS | 0 | 0 | 0 | 0 | 0 | 0
WT_off | 0 | 0 | 0 | 0 | 0 | 0
PseudoUnit | 0 | 0 | 0 | 0 | 0 | 0
FixedInterchange | 0 | 0 | 0 | 0 | 0 | 0
NOx Emissions (MMshortTons): NEISO
ReportingType | 2015 | 2020 | 2025 | 2030 | 2035 | 2040
BM | 0 | 0 | 0 | 0 | 0 | 0
CC | 0 | 0 | 0 | 0 | 0 | 0
CSP | 0 | 0 | 0 | 0 | 0 | 0
CT | 0 | 0 | 0 | 0 | 0 | 0
Coal | 0 | 0 | 0 | 0 | 0 | 0
Geo | 0 | 0 | 0 | 0 | 0 | 0
H | 0 | 0 | 0 | 0 | 0 | 0
LFG | 0 | 0 | 0 | 0 | 0 | 0
Nuc | 0 | 0 | 0 | 0 | 0 | 0
PS | 0 | 0 | 0 | 0 | 0 | 0
PV | 0 | 0 | 0 | 0 | 0 | 0
PeakG | 0 | 0 | 0 | 0 | 0 | 0
PeakO | 0 | 0 | 0 | 0 | 0 | 0
ST | 0 | 0 | 0 | 0 | 0 | 0
STOG | 0 | 0 | 0 | 0 | 0 | 0
STWD | 0 | 0 | 0 | 0 | 0 | 0
WT | 0 | 0 | 0 | 0 | 0 | 0
IGCC | 0 | 0 | 0 | 0 | 0 | 0
DemandResponse | 0 | 0 | 0 | 0 | 0 | 0
IGCC-CCS | 0 | 0 | 0 | 0 | 0 | 0
WT_off | 0 | 0 | 0 | 0 | 0 | 0
PseudoUnit | 0 | 0 | 0 | 0 | 0 | 0
FixedInterchange | 0 | 0 | 0 | 0 | 0 | 0
NOx Emissions (MMshortTons): NonRTO_Midwest
ReportingType | 2015 | 2020 | 2025 | 2030 | 2035 | 2040
BM | 0 | 0 | 0 | 0 | 0 | 0
CC | 0 | 0 | 0 | 0 | 0 | 0
CSP | 0 | 0 | 0 | 0 | 0 | 0
CT | 0 | 0 | 0 | 0 | 0 | 0
Coal | 0.02 | 0 | 0 | 0 | 0 | 0
Geo | 0 | 0 | 0 | 0 | 0 | 0
H | 0 | 0 | 0 | 0 | 0 | 0
LFG | 0 | 0 | 0 | 0 | 0 | 0
Nuc | 0 | 0 | 0 | 0 | 0 | 0
PS | 0 | 0 | 0 | 0 | 0 | 0
PV | 0 | 0 | 0 | 0 | 0 | 0
PeakG | 0 | 0 | 0 | 0 | 0 | 0
PeakO | 0 | 0 | 0 | 0 | 0 | 0
ST | 0 | 0 | 0 | 0 | 0 | 0
STOG | 0 | 0 | 0 | 0 | 0 | 0
STWD | 0 | 0 | 0 | 0 | 0 | 0
WT | 0 | 0 | 0 | 0 | 0 | 0
IGCC | 0 | 0 | 0 | 0 | 0 | 0
DemandResponse | 0 | 0 | 0 | 0 | 0 | 0
IGCC-CCS | 0 | 0 | 0 | 0 | 0 | 0
WT_off | 0 | 0 | 0 | 0 | 0 | 0
PseudoUnit | 0 | 0 | 0 | 0 | 0 | 0
FixedInterchange | 0 | 0 | 0 | 0 | 0 | 0
NOx Emissions (MMshortTons): NYISO_A-F
ReportingType | 2015 | 2020 | 2025 | 2030 | 2035 | 2040
BM | 0 | 0 | 0 | 0 | 0 | 0
CC | 0 | 0 | 0 | 0 | 0 | 0
CSP | 0 | 0 | 0 | 0 | 0 | 0
CT | 0 | 0 | 0 | 0 | 0 | 0
Coal | 0 | 0 | 0 | 0 | 0 | 0
Geo | 0 | 0 | 0 | 0 | 0 | 0
H | 0 | 0 | 0 | 0 | 0 | 0
LFG | 0 | 0 | 0 | 0 | 0 | 0
Nuc | 0 | 0 | 0 | 0 | 0 | 0
PS | 0 | 0 | 0 | 0 | 0 | 0
PV | 0 | 0 | 0 | 0 | 0 | 0
PeakG | 0 | 0 | 0 | 0 | 0 | 0
PeakO | 0 | 0 | 0 | 0 | 0 | 0
ST | 0 | 0 | 0 | 0 | 0 | 0
STOG | 0 | 0 | 0 | 0 | 0 | 0
STWD | 0 | 0 | 0 | 0 | 0 | 0
WT | 0 | 0 | 0 | 0 | 0 | 0
IGCC | 0 | 0 | 0 | 0 | 0 | 0
DemandResponse | 0 | 0 | 0 | 0 | 0 | 0
IGCC-CCS | 0 | 0 | 0 | 0 | 0 | 0
WT_off | 0 | 0 | 0 | 0 | 0 | 0
PseudoUnit | 0 | 0 | 0 | 0 | 0 | 0
FixedInterchange | 0 | 0 | 0 | 0 | 0 | 0
NOx Emissions (MMshortTons): NYISO_G-I
ReportingType | 2015 | 2020 | 2025 | 2030 | 2035 | 2040
BM | 0 | 0 | 0 | 0 | 0 | 0
CC | 0 | 0 | 0 | 0 | 0 | 0
CSP | 0 | 0 | 0 | 0 | 0 | 0
CT | 0 | 0 | 0 | 0 | 0 | 0
Coal | 0 | 0 | 0 | 0 | 0 | 0
Geo | 0 | 0 | 0 | 0 | 0 | 0
H | 0 | 0 | 0 | 0 | 0 | 0
LFG | 0 | 0 | 0 | 0 | 0 | 0
Nuc | 0 | 0 | 0 | 0 | 0 | 0
PS | 0 | 0 | 0 | 0 | 0 | 0
PV | 0 | 0 | 0 | 0 | 0 | 0
PeakG | 0 | 0 | 0 | 0 | 0 | 0
PeakO | 0 | 0 | 0 | 0 | 0 | 0
ST | 0 | 0 | 0 | 0 | 0 | 0
STOG | 0 | 0 | 0 | 0 | 0 | 0
STWD | 0 | 0 | 0 | 0 | 0 | 0
WT | 0 | 0 | 0 | 0 | 0 | 0
IGCC | 0 | 0 | 0 | 0 | 0 | 0
DemandResponse | 0 | 0 | 0 | 0 | 0 | 0
IGCC-CCS | 0 | 0 | 0 | 0 | 0 | 0
WT_off | 0 | 0 | 0 | 0 | 0 | 0
PseudoUnit | 0 | 0 | 0 | 0 | 0 | 0
FixedInterchange | 0 | 0 | 0 | 0 | 0 | 0
NOx Emissions (MMshortTons): NYISO_J-K
ReportingType | 2015 | 2020 | 2025 | 2030 | 2035 | 2040
BM | 0 | 0 | 0 | 0 | 0 | 0
CC | 0 | 0 | 0 | 0 | 0 | 0
CSP | 0 | 0 | 0 | 0 | 0 | 0
CT | 0 | 0 | 0 | 0 | 0 | 0
Coal | 0 | 0 | 0 | 0 | 0 | 0
Geo | 0 | 0 | 0 | 0 | 0 | 0
H | 0 | 0 | 0 | 0 | 0 | 0
LFG | 0 | 0 | 0 | 0 | 0 | 0
Nuc | 0 | 0 | 0 | 0 | 0 | 0
PS | 0 | 0 | 0 | 0 | 0 | 0
PV | 0 | 0 | 0 | 0 | 0 | 0
PeakG | 0 | 0 | 0 | 0 | 0 | 0
PeakO | 0 | 0 | 0 | 0 | 0 | 0
ST | 0 | 0 | 0 | 0 | 0 | 0
STOG | 0 | 0 | 0 | 0 | 0 | 0
STWD | 0 | 0 | 0 | 0 | 0 | 0
WT | 0 | 0 | 0 | 0 | 0 | 0
IGCC | 0 | 0 | 0 | 0 | 0 | 0
DemandResponse | 0 | 0 | 0 | 0 | 0 | 0
IGCC-CCS | 0 | 0 | 0 | 0 | 0 | 0
WT_off | 0 | 0 | 0 | 0 | 0 | 0
PseudoUnit | 0 | 0 | 0 | 0 | 0 | 0
FixedInterchange | 0 | 0 | 0 | 0 | 0 | 0
NOx Emissions (MMshortTons): PJM_E
ReportingType | 2015 | 2020 | 2025 | 2030 | 2035 | 2040
BM | 0 | 0 | 0 | 0 | 0 | 0
CC | 0 | 0 | 0 | 0 | 0 | 0
CSP | 0 | 0 | 0 | 0 | 0 | 0
CT | 0 | 0 | 0 | 0 | 0 | 0
Coal | 0 | 0 | 0 | 0 | 0 | 0
Geo | 0 | 0 | 0 | 0 | 0 | 0
H | 0 | 0 | 0 | 0 | 0 | 0
LFG | 0 | 0 | 0 | 0 | 0 | 0
Nuc | 0 | 0 | 0 | 0 | 0 | 0
PS | 0 | 0 | 0 | 0 | 0 | 0
PV | 0 | 0 | 0 | 0 | 0 | 0
PeakG | 0 | 0 | 0 | 0 | 0 | 0
PeakO | 0 | 0 | 0 | 0 | 0 | 0
ST | 0 | 0 | 0 | 0 | 0 | 0
STOG | 0 | 0 | 0 | 0 | 0 | 0
STWD | 0 | 0 | 0 | 0 | 0 | 0
WT | 0 | 0 | 0 | 0 | 0 | 0
IGCC | 0 | 0 | 0 | 0 | 0 | 0
DemandResponse | 0 | 0 | 0 | 0 | 0 | 0
IGCC-CCS | 0 | 0 | 0 | 0 | 0 | 0
WT_off | 0 | 0 | 0 | 0 | 0 | 0
PseudoUnit | 0 | 0 | 0 | 0 | 0 | 0
FixedInterchange | 0 | 0 | 0 | 0 | 0 | 0
NOx Emissions (MMshortTons): PJM_ROM
ReportingType | 2015 | 2020 | 2025 | 2030 | 2035 | 2040
BM | 0 | 0 | 0 | 0 | 0 | 0
CC | 0 | 0 | 0 | 0 | 0 | 0
CSP | 0 | 0 | 0 | 0 | 0 | 0
CT | 0 | 0 | 0 | 0 | 0 | 0
Coal | 0.01 | 0 | 0 | 0 | 0 | 0
Geo | 0 | 0 | 0 | 0 | 0 | 0
H | 0 | 0 | 0 | 0 | 0 | 0
LFG | 0 | 0 | 0 | 0 | 0 | 0
Nuc | 0 | 0 | 0 | 0 | 0 | 0
PS | 0 | 0 | 0 | 0 | 0 | 0
PV | 0 | 0 | 0 | 0 | 0 | 0
PeakG | 0 | 0 | 0 | 0 | 0 | 0
PeakO | 0 | 0 | 0 | 0 | 0 | 0
ST | 0 | 0 | 0 | 0 | 0 | 0
STOG | 0 | 0 | 0 | 0 | 0 | 0
STWD | 0 | 0 | 0 | 0 | 0 | 0
WT | 0 | 0 | 0 | 0 | 0 | 0
IGCC | 0 | 0 | 0 | 0 | 0 | 0
DemandResponse | 0 | 0 | 0 | 0 | 0 | 0
IGCC-CCS | 0 | 0 | 0 | 0 | 0 | 0
WT_off | 0 | 0 | 0 | 0 | 0 | 0
PseudoUnit | 0 | 0 | 0 | 0 | 0 | 0
FixedInterchange | 0 | 0 | 0 | 0 | 0 | 0
NOx Emissions (MMshortTons): PJM_ROR
ReportingType | 2015 | 2020 | 2025 | 2030 | 2035 | 2040
BM | 0 | 0 | 0 | 0 | 0 | 0
CC | 0.02 | 0.02 | 0.02 | 0.01 | 0.01 | 0.01
CSP | 0 | 0 | 0 | 0 | 0 | 0
CT | 0 | 0 | 0 | 0 | 0 | 0
Coal | 0.09 | 0.02 | 0 | 0 | 0 | 0
Geo | 0 | 0 | 0 | 0 | 0 | 0
H | 0 | 0 | 0 | 0 | 0 | 0
LFG | 0 | 0 | 0 | 0 | 0 | 0
Nuc | 0 | 0 | 0 | 0 | 0 | 0
PS | 0 | 0 | 0 | 0 | 0 | 0
PV | 0 | 0 | 0 | 0 | 0 | 0
PeakG | 0 | 0 | 0 | 0 | 0 | 0
PeakO | 0 | 0 | 0 | 0 | 0 | 0
ST | 0 | 0 | 0 | 0 | 0 | 0
STOG | 0 | 0 | 0 | 0 | 0 | 0
STWD | 0 | 0 | 0 | 0 | 0 | 0
WT | 0 | 0 | 0 | 0 | 0 | 0
IGCC | 0 | 0 | 0 | 0 | 0 | 0
DemandResponse | 0 | 0 | 0 | 0 | 0 | 0
IGCC-CCS | 0 | 0 | 0 | 0 | 0 | 0
WT_off | 0 | 0 | 0 | 0 | 0 | 0
PseudoUnit | 0 | 0 | 0 | 0 | 0 | 0
FixedInterchange | 0 | 0 | 0 | 0 | 0 | 0
NOx Emissions (MMshortTons): SOCO
ReportingType | 2015 | 2020 | 2025 | 2030 | 2035 | 2040
BM | 0 | 0 | 0 | 0 | 0 | 0
CC | 0.01 | 0.01 | 0.01 | 0.01 | 0 | 0
CSP | 0 | 0 | 0 | 0 | 0 | 0
CT | 0 | 0 | 0 | 0 | 0 | 0
Coal | 0.02 | 0 | 0 | 0 | 0 | 0
Geo | 0 | 0 | 0 | 0 | 0 | 0
H | 0 | 0 | 0 | 0 | 0 | 0
LFG | 0 | 0 | 0 | 0 | 0 | 0
Nuc | 0 | 0 | 0 | 0 | 0 | 0
PS | 0 | 0 | 0 | 0 | 0 | 0
PV | 0 | 0 | 0 | 0 | 0 | 0
PeakG | 0 | 0 | 0 | 0 | 0 | 0
PeakO | 0 | 0 | 0 | 0 | 0 | 0
ST | 0 | 0 | 0 | 0 | 0 | 0
STOG | 0 | 0 | 0 | 0 | 0 | 0
STWD | 0 | 0 | 0 | 0 | 0 | 0
WT | 0 | 0 | 0 | 0 | 0 | 0
IGCC | 0 | 0 | 0 | 0 | 0 | 0
DemandResponse | 0 | 0 | 0 | 0 | 0 | 0
IGCC-CCS | 0 | 0 | 0 | 0 | 0 | 0
WT_off | 0 | 0 | 0 | 0 | 0 | 0
PseudoUnit | 0 | 0 | 0 | 0 | 0 | 0
FixedInterchange | 0 | 0 | 0 | 0 | 0 | 0
NOx Emissions (MMshortTons): SPP_N
ReportingType | 2015 | 2020 | 2025 | 2030 | 2035 | 2040
BM | 0 | 0 | 0 | 0 | 0 | 0
CC | 0 | 0 | 0 | 0 | 0 | 0
CSP | 0 | 0 | 0 | 0 | 0 | 0
CT | 0 | 0 | 0 | 0 | 0 | 0
Coal | 0.05 | 0.01 | 0 | 0 | 0 | 0
Geo | 0 | 0 | 0 | 0 | 0 | 0
H | 0 | 0 | 0 | 0 | 0 | 0
LFG | 0 | 0 | 0 | 0 | 0 | 0
Nuc | 0 | 0 | 0 | 0 | 0 | 0
PS | 0 | 0 | 0 | 0 | 0 | 0
PV | 0 | 0 | 0 | 0 | 0 | 0
PeakG | 0 | 0 | 0 | 0 | 0 | 0
PeakO | 0 | 0 | 0 | 0 | 0 | 0
ST | 0 | 0 | 0 | 0 | 0 | 0
STOG | 0 | 0 | 0 | 0 | 0 | 0
STWD | 0 | 0 | 0 | 0 | 0 | 0
WT | 0 | 0 | 0 | 0 | 0 | 0
IGCC | 0 | 0 | 0 | 0 | 0 | 0
DemandResponse | 0 | 0 | 0 | 0 | 0 | 0
IGCC-CCS | 0 | 0 | 0 | 0 | 0 | 0
WT_off | 0 | 0 | 0 | 0 | 0 | 0
PseudoUnit | 0 | 0 | 0 | 0 | 0 | 0
FixedInterchange | 0 | 0 | 0 | 0 | 0 | 0
NOx Emissions (MMshortTons): SPP_S
ReportingType | 2015 | 2020 | 2025 | 2030 | 2035 | 2040
BM | 0 | 0 | 0 | 0 | 0 | 0
CC | 0 | 0 | 0 | 0 | 0 | 0
CSP | 0 | 0 | 0 | 0 | 0 | 0
CT | 0 | 0 | 0 | 0 | 0 | 0
Coal | 0.09 | 0.01 | 0 | 0 | 0 | 0
Geo | 0 | 0 | 0 | 0 | 0 | 0
H | 0 | 0 | 0 | 0 | 0 | 0
LFG | 0 | 0 | 0 | 0 | 0 | 0
Nuc | 0 | 0 | 0 | 0 | 0 | 0
PS | 0 | 0 | 0 | 0 | 0 | 0
PV | 0 | 0 | 0 | 0 | 0 | 0
PeakG | 0 | 0 | 0 | 0 | 0 | 0
PeakO | 0 | 0 | 0 | 0 | 0 | 0
ST | 0 | 0 | 0 | 0 | 0 | 0
STOG | 0 | 0 | 0 | 0 | 0 | 0
STWD | 0 | 0 | 0 | 0 | 0 | 0
WT | 0 | 0 | 0 | 0 | 0 | 0
IGCC | 0 | 0 | 0 | 0 | 0 | 0
DemandResponse | 0 | 0 | 0 | 0 | 0 | 0
IGCC-CCS | 0 | 0 | 0 | 0 | 0 | 0
WT_off | 0 | 0 | 0 | 0 | 0 | 0
PseudoUnit | 0 | 0 | 0 | 0 | 0 | 0
FixedInterchange | 0 | 0 | 0 | 0 | 0 | 0
NOx Emissions (MMshortTons): TVA
ReportingType | 2015 | 2020 | 2025 | 2030 | 2035 | 2040
BM | 0 | 0 | 0 | 0 | 0 | 0
CC | 0 | 0.01 | 0.01 | 0 | 0 | 0
CSP | 0 | 0 | 0 | 0 | 0 | 0
CT | 0 | 0 | 0 | 0 | 0 | 0
Coal | 0.01 | 0 | 0 | 0 | 0 | 0
Geo | 0 | 0 | 0 | 0 | 0 | 0
H | 0 | 0 | 0 | 0 | 0 | 0
LFG | 0 | 0 | 0 | 0 | 0 | 0
Nuc | 0 | 0 | 0 | 0 | 0 | 0
PS | 0 | 0 | 0 | 0 | 0 | 0
PV | 0 | 0 | 0 | 0 | 0 | 0
PeakG | 0 | 0 | 0 | 0 | 0 | 0
PeakO | 0 | 0 | 0 | 0 | 0 | 0
ST | 0 | 0 | 0 | 0 | 0 | 0
STOG | 0 | 0 | 0 | 0 | 0 | 0
STWD | 0 | 0 | 0 | 0 | 0 | 0
WT | 0 | 0 | 0 | 0 | 0 | 0
IGCC | 0 | 0 | 0 | 0 | 0 | 0
DemandResponse | 0 | 0 | 0 | 0 | 0 | 0
IGCC-CCS | 0 | 0 | 0 | 0 | 0 | 0
WT_off | 0 | 0 | 0 | 0 | 0 | 0
PseudoUnit | 0 | 0 | 0 | 0 | 0 | 0
FixedInterchange | 0 | 0 | 0 | 0 | 0 | 0
NOx Emissions (MMshortTons): TVA_Transmission
ReportingType | 2015 | 2020 | 2025 | 2030 | 2035 | 2040
BM | 0 | 0 | 0 | 0 | 0 | 0
CC | 0 | 0 | 0 | 0 | 0 | 0
CSP | 0 | 0 | 0 | 0 | 0 | 0
CT | 0 | 0 | 0 | 0 | 0 | 0
Coal | 0 | 0 | 0 | 0 | 0 | 0
Geo | 0 | 0 | 0 | 0 | 0 | 0
H | 0 | 0 | 0 | 0 | 0 | 0
LFG | 0 | 0 | 0 | 0 | 0 | 0
Nuc | 0 | 0 | 0 | 0 | 0 | 0
PS | 0 | 0 | 0 | 0 | 0 | 0
PV | 0 | 0 | 0 | 0 | 0 | 0
PeakG | 0 | 0 | 0 | 0 | 0 | 0
PeakO | 0 | 0 | 0 | 0 | 0 | 0
ST | 0 | 0 | 0 | 0 | 0 | 0
STOG | 0 | 0 | 0 | 0 | 0 | 0
STWD | 0 | 0 | 0 | 0 | 0 | 0
WT | 0 | 0 | 0 | 0 | 0 | 0
IGCC | 0 | 0 | 0 | 0 | 0 | 0
DemandResponse | 0 | 0 | 0 | 0 | 0 | 0
IGCC-CCS | 0 | 0 | 0 | 0 | 0 | 0
WT_off | 0 | 0 | 0 | 0 | 0 | 0
PseudoUnit | 0 | 0 | 0 | 0 | 0 | 0
FixedInterchange | 0 | 0 | 0 | 0 | 0 | 0
NOx Emissions (MMshortTons): VACAR
ReportingType | 2015 | 2020 | 2025 | 2030 | 2035 | 2040
BM | 0 | 0 | 0 | 0 | 0 | 0
CC | 0.01 | 0.01 | 0.01 | 0.01 | 0 | 0
CSP | 0 | 0 | 0 | 0 | 0 | 0
CT | 0 | 0 | 0 | 0 | 0 | 0
Coal | 0 | 0 | 0 | 0 | 0 | 0
Geo | 0 | 0 | 0 | 0 | 0 | 0
H | 0 | 0 | 0 | 0 | 0 | 0
LFG | 0 | 0 | 0 | 0 | 0 | 0
Nuc | 0 | 0 | 0 | 0 | 0 | 0
PS | 0 | 0 | 0 | 0 | 0 | 0
PV | 0 | 0 | 0 | 0 | 0 | 0
PeakG | 0 | 0 | 0 | 0 | 0 | 0
PeakO | 0 | 0 | 0 | 0 | 0 | 0
ST | 0 | 0 | 0 | 0 | 0 | 0
STOG | 0 | 0 | 0 | 0 | 0 | 0
STWD | 0 | 0 | 0 | 0 | 0 | 0
WT | 0 | 0 | 0 | 0 | 0 | 0
IGCC | 0 | 0 | 0 | 0 | 0 | 0
DemandResponse | 0 | 0 | 0 | 0 | 0 | 0
IGCC-CCS | 0 | 0 | 0 | 0 | 0 | 0
WT_off | 0 | 0 | 0 | 0 | 0 | 0
PseudoUnit | 0 | 0 | 0 | 0 | 0 | 0
FixedInterchange | 0 | 0 | 0 | 0 | 0 | 0
NOx Emissions (MMshortTons): IESO
ReportingType | 2015 | 2020 | 2025 | 2030 | 2035 | 2040
BM | 0 | 0 | 0 | 0 | 0 | 0
CC | 0 | 0 | 0 | 0 | 0 | 0
CSP | 0 | 0 | 0 | 0 | 0 | 0
CT | 0 | 0 | 0 | 0 | 0 | 0
Coal | 0 | 0 | 0 | 0 | 0 | 0
Geo | 0 | 0 | 0 | 0 | 0 | 0
H | 0 | 0 | 0 | 0 | 0 | 0
LFG | 0 | 0 | 0 | 0 | 0 | 0
Nuc | 0 | 0 | 0 | 0 | 0 | 0
PS | 0 | 0 | 0 | 0 | 0 | 0
PV | 0 | 0 | 0 | 0 | 0 | 0
PeakG | 0 | 0 | 0 | 0 | 0 | 0
PeakO | 0 | 0 | 0 | 0 | 0 | 0
ST | 0 | 0 | 0 | 0 | 0 | 0
STOG | 0 | 0 | 0 | 0 | 0 | 0
STWD | 0 | 0 | 0 | 0 | 0 | 0
WT | 0 | 0 | 0 | 0 | 0 | 0
IGCC | 0 | 0 | 0 | 0 | 0 | 0
DemandResponse | 0 | 0 | 0 | 0 | 0 | 0
IGCC-CCS | 0 | 0 | 0 | 0 | 0 | 0
WT_off | 0 | 0 | 0 | 0 | 0 | 0
PseudoUnit | 0 | 0 | 0 | 0 | 0 | 0
FixedInterchange | 0 | 0 | 0 | 0 | 0 | 0
NOx Emissions (MMshortTons): MAPP_CA
ReportingType | 2015 | 2020 | 2025 | 2030 | 2035 | 2040
BM | 0 | 0 | 0 | 0 | 0 | 0
CC | 0 | 0 | 0 | 0 | 0 | 0
CSP | 0 | 0 | 0 | 0 | 0 | 0
CT | 0 | 0 | 0 | 0 | 0 | 0
Coal | 0 | 0 | 0 | 0 | 0 | 0
Geo | 0 | 0 | 0 | 0 | 0 | 0
H | 0 | 0 | 0 | 0 | 0 | 0
LFG | 0 | 0 | 0 | 0 | 0 | 0
Nuc | 0 | 0 | 0 | 0 | 0 | 0
PS | 0 | 0 | 0 | 0 | 0 | 0
PV | 0 | 0 | 0 | 0 | 0 | 0
PeakG | 0 | 0 | 0 | 0 | 0 | 0
PeakO | 0 | 0 | 0 | 0 | 0 | 0
ST | 0 | 0 | 0 | 0 | 0 | 0
STOG | 0 | 0 | 0 | 0 | 0 | 0
STWD | 0 | 0 | 0 | 0 | 0 | 0
WT | 0 | 0 | 0 | 0 | 0 | 0
IGCC | 0 | 0 | 0 | 0 | 0 | 0
DemandResponse | 0 | 0 | 0 | 0 | 0 | 0
IGCC-CCS | 0 | 0 | 0 | 0 | 0 | 0
WT_off | 0 | 0 | 0 | 0 | 0 | 0
PseudoUnit | 0 | 0 | 0 | 0 | 0 | 0
FixedInterchange | 0 | 0 | 0 | 0 | 0 | 0
NOx Emissions (MMshortTons): AZ_NM_SNV_Coal
ReportingType | 2015 | 2020 | 2025 | 2030 | 2035 | 2040
BM | 0 | 0 | 0 | 0 | 0 | 0
CC | 0 | 0 | 0 | 0 | 0 | 0
CSP | 0 | 0 | 0 | 0 | 0 | 0
CT | 0 | 0 | 0 | 0 | 0 | 0
Coal | 0.08 | 0.03 | 0 | 0 | 0 | 0
Geo | 0 | 0 | 0 | 0 | 0 | 0
H | 0 | 0 | 0 | 0 | 0 | 0
LFG | 0 | 0 | 0 | 0 | 0 | 0
Nuc | 0 | 0 | 0 | 0 | 0 | 0
PS | 0 | 0 | 0 | 0 | 0 | 0
PV | 0 | 0 | 0 | 0 | 0 | 0
PeakG | 0 | 0 | 0 | 0 | 0 | 0
PeakO | 0 | 0 | 0 | 0 | 0 | 0
ST | 0 | 0 | 0 | 0 | 0 | 0
STOG | 0 | 0 | 0 | 0 | 0 | 0
STWD | 0 | 0 | 0 | 0 | 0 | 0
WT | 0 | 0 | 0 | 0 | 0 | 0
IGCC | 0 | 0 | 0 | 0 | 0 | 0
DemandResponse | 0 | 0 | 0 | 0 | 0 | 0
IGCC-CCS | 0 | 0 | 0 | 0 | 0 | 0
WT_off | 0 | 0 | 0 | 0 | 0 | 0
PseudoUnit | 0 | 0 | 0 | 0 | 0 | 0
FixedInterchange | 0 | 0 | 0 | 0 | 0 | 0
NOx Emissions (MMshortTons): AZ_NM_SNV_Gas
ReportingType | 2015 | 2020 | 2025 | 2030 | 2035 | 2040
BM | 0 | 0 | 0 | 0 | 0 | 0
CC | 0.01 | 0.01 | 0.01 | 0.01 | 0 | 0
CSP | 0 | 0 | 0 | 0 | 0 | 0
CT | 0 | 0 | 0 | 0 | 0 | 0
Coal | 0 | 0 | 0 | 0 | 0 | 0
Geo | 0 | 0 | 0 | 0 | 0 | 0
H | 0 | 0 | 0 | 0 | 0 | 0
LFG | 0 | 0 | 0 | 0 | 0 | 0
Nuc | 0 | 0 | 0 | 0 | 0 | 0
PS | 0 | 0 | 0 | 0 | 0 | 0
PV | 0 | 0 | 0 | 0 | 0 | 0
PeakG | 0 | 0 | 0 | 0 | 0 | 0
PeakO | 0 | 0 | 0 | 0 | 0 | 0
ST | 0 | 0 | 0 | 0 | 0 | 0
STOG | 0 | 0 | 0 | 0 | 0 | 0
STWD | 0 | 0 | 0 | 0 | 0 | 0
WT | 0 | 0 | 0 | 0 | 0 | 0
IGCC | 0 | 0 | 0 | 0 | 0 | 0
DemandResponse | 0 | 0 | 0 | 0 | 0 | 0
IGCC-CCS | 0 | 0 | 0 | 0 | 0 | 0
WT_off | 0 | 0 | 0 | 0 | 0 | 0
PseudoUnit | 0 | 0 | 0 | 0 | 0 | 0
FixedInterchange | 0 | 0 | 0 | 0 | 0 | 0
NOx Emissions (MMshortTons): AZ_NM_SNV_NucRenew
ReportingType | 2015 | 2020 | 2025 | 2030 | 2035 | 2040
BM | 0 | 0 | 0 | 0 | 0 | 0
CC | 0 | 0 | 0 | 0 | 0 | 0
CSP | 0 | 0 | 0 | 0 | 0 | 0
CT | 0 | 0 | 0 | 0 | 0 | 0
Coal | 0 | 0 | 0 | 0 | 0 | 0
Geo | 0 | 0 | 0 | 0 | 0 | 0
H | 0 | 0 | 0 | 0 | 0 | 0
LFG | 0 | 0 | 0 | 0 | 0 | 0
Nuc | 0 | 0 | 0 | 0 | 0 | 0
PS | 0 | 0 | 0 | 0 | 0 | 0
PV | 0 | 0 | 0 | 0 | 0 | 0
PeakG | 0 | 0 | 0 | 0 | 0 | 0
PeakO | 0 | 0 | 0 | 0 | 0 | 0
ST | 0 | 0 | 0 | 0 | 0 | 0
STOG | 0 | 0 | 0 | 0 | 0 | 0
STWD | 0 | 0 | 0 | 0 | 0 | 0
WT | 0 | 0 | 0 | 0 | 0 | 0
IGCC | 0 | 0 | 0 | 0 | 0 | 0
DemandResponse | 0 | 0 | 0 | 0 | 0 | 0
IGCC-CCS | 0 | 0 | 0 | 0 | 0 | 0
WT_off | 0 | 0 | 0 | 0 | 0 | 0
PseudoUnit | 0 | 0 | 0 | 0 | 0 | 0
FixedInterchange | 0 | 0 | 0 | 0 | 0 | 0
NOx Emissions (MMshortTons): ERCOT
ReportingType | 2015 | 2020 | 2025 | 2030 | 2035 | 2040
BM | 0 | 0 | 0 | 0 | 0 | 0
CC | 0.02 | 0.02 | 0.02 | 0.01 | 0.01 | 0
CSP | 0 | 0 | 0 | 0 | 0 | 0
CT | 0 | 0 | 0 | 0 | 0 | 0
Coal | 0.01 | 0 | 0 | 0 | 0 | 0
Geo | 0 | 0 | 0 | 0 | 0 | 0
H | 0 | 0 | 0 | 0 | 0 | 0
LFG | 0 | 0 | 0 | 0 | 0 | 0
Nuc | 0 | 0 | 0 | 0 | 0 | 0
PS | 0 | 0 | 0 | 0 | 0 | 0
PV | 0 | 0 | 0 | 0 | 0 | 0
PeakG | 0 | 0 | 0 | 0 | 0 | 0
PeakO | 0 | 0 | 0 | 0 | 0 | 0
ST | 0 | 0 | 0 | 0 | 0 | 0
STOG | 0 | 0 | 0 | 0 | 0 | 0
STWD | 0 | 0 | 0 | 0 | 0 | 0
WT | 0 | 0 | 0 | 0 | 0 | 0
IGCC | 0 | 0 | 0 | 0 | 0 | 0
DemandResponse | 0 | 0 | 0 | 0 | 0 | 0
IGCC-CCS | 0 | 0 | 0 | 0 | 0 | 0
WT_off | 0 | 0 | 0 | 0 | 0 | 0
PseudoUnit | 0 | 0 | 0 | 0 | 0 | 0
FixedInterchange | 0 | 0 | 0 | 0 | 0 | 0
NOx Emissions (MMshortTons): NP15
ReportingType | 2015 | 2020 | 2025 | 2030 | 2035 | 2040
BM | 0 | 0 | 0 | 0 | 0 | 0
CC | 0.01 | 0.01 | 0.01 | 0 | 0 | 0
CSP | 0 | 0 | 0 | 0 | 0 | 0
CT | 0 | 0 | 0 | 0 | 0 | 0
Coal | 0 | 0 | 0 | 0 | 0 | 0
Geo | 0 | 0 | 0 | 0 | 0 | 0
H | 0 | 0 | 0 | 0 | 0 | 0
LFG | 0 | 0 | 0 | 0 | 0 | 0
Nuc | 0 | 0 | 0 | 0 | 0 | 0
PS | 0 | 0 | 0 | 0 | 0 | 0
PV | 0 | 0 | 0 | 0 | 0 | 0
PeakG | 0 | 0 | 0 | 0 | 0 | 0
PeakO | 0 | 0 | 0 | 0 | 0 | 0
ST | 0 | 0 | 0 | 0 | 0 | 0
STOG | 0 | 0 | 0 | 0 | 0 | 0
STWD | 0 | 0 | 0 | 0 | 0 | 0
WT | 0 | 0 | 0 | 0 | 0 | 0
IGCC | 0 | 0 | 0 | 0 | 0 | 0
DemandResponse | 0 | 0 | 0 | 0 | 0 | 0
IGCC-CCS | 0 | 0 | 0 | 0 | 0 | 0
WT_off | 0 | 0 | 0 | 0 | 0 | 0
PseudoUnit | 0 | 0 | 0 | 0 | 0 | 0
FixedInterchange | 0 | 0 | 0 | 0 | 0 | 0
NOx Emissions (MMshortTons): NWPP_Coal
ReportingType | 2015 | 2020 | 2025 | 2030 | 2035 | 2040
BM | 0 | 0 | 0 | 0 | 0 | 0
CC | 0 | 0 | 0 | 0 | 0 | 0
CSP | 0 | 0 | 0 | 0 | 0 | 0
CT | 0 | 0 | 0 | 0 | 0 | 0
Coal | 0.06 | 0.01 | 0 | 0 | 0 | 0
Geo | 0 | 0 | 0 | 0 | 0 | 0
H | 0 | 0 | 0 | 0 | 0 | 0
LFG | 0 | 0 | 0 | 0 | 0 | 0
Nuc | 0 | 0 | 0 | 0 | 0 | 0
PS | 0 | 0 | 0 | 0 | 0 | 0
PV | 0 | 0 | 0 | 0 | 0 | 0
PeakG | 0 | 0 | 0 | 0 | 0 | 0
PeakO | 0 | 0 | 0 | 0 | 0 | 0
ST | 0 | 0 | 0 | 0 | 0 | 0
STOG | 0 | 0 | 0 | 0 | 0 | 0
STWD | 0 | 0 | 0 | 0 | 0 | 0
WT | 0 | 0 | 0 | 0 | 0 | 0
IGCC | 0 | 0 | 0 | 0 | 0 | 0
DemandResponse | 0 | 0 | 0 | 0 | 0 | 0
IGCC-CCS | 0 | 0 | 0 | 0 | 0 | 0
WT_off | 0 | 0 | 0 | 0 | 0 | 0
PseudoUnit | 0 | 0 | 0 | 0 | 0 | 0
FixedInterchange | 0 | 0 | 0 | 0 | 0 | 0
NOx Emissions (MMshortTons): NWPP_Gas
ReportingType | 2015 | 2020 | 2025 | 2030 | 2035 | 2040
BM | 0 | 0 | 0 | 0 | 0 | 0
CC | 0 | 0.01 | 0.01 | 0.01 | 0 | 0
CSP | 0 | 0 | 0 | 0 | 0 | 0
CT | 0 | 0 | 0 | 0 | 0 | 0
Coal | 0 | 0 | 0 | 0 | 0 | 0
Geo | 0 | 0 | 0 | 0 | 0 | 0
H | 0 | 0 | 0 | 0 | 0 | 0
LFG | 0 | 0 | 0 | 0 | 0 | 0
Nuc | 0 | 0 | 0 | 0 | 0 | 0
PS | 0 | 0 | 0 | 0 | 0 | 0
PV | 0 | 0 | 0 | 0 | 0 | 0
PeakG | 0 | 0 | 0 | 0 | 0 | 0
PeakO | 0 | 0 | 0 | 0 | 0 | 0
ST | 0 | 0 | 0 | 0 | 0 | 0
STOG | 0 | 0 | 0 | 0 | 0 | 0
STWD | 0 | 0 | 0 | 0 | 0 | 0
WT | 0 | 0 | 0 | 0 | 0 | 0
IGCC | 0 | 0 | 0 | 0 | 0 | 0
DemandResponse | 0 | 0 | 0 | 0 | 0 | 0
IGCC-CCS | 0 | 0 | 0 | 0 | 0 | 0
WT_off | 0 | 0 | 0 | 0 | 0 | 0
PseudoUnit | 0 | 0 | 0 | 0 | 0 | 0
FixedInterchange | 0 | 0 | 0 | 0 | 0 | 0
NOx Emissions (MMshortTons): NWPP_NucRenew
ReportingType | 2015 | 2020 | 2025 | 2030 | 2035 | 2040
BM | 0 | 0 | 0 | 0 | 0 | 0
CC | 0 | 0 | 0 | 0 | 0 | 0
CSP | 0 | 0 | 0 | 0 | 0 | 0
CT | 0 | 0 | 0 | 0 | 0 | 0
Coal | 0 | 0 | 0 | 0 | 0 | 0
Geo | 0 | 0 | 0 | 0 | 0 | 0
H | 0 | 0 | 0 | 0 | 0 | 0
LFG | 0 | 0 | 0 | 0 | 0 | 0
Nuc | 0 | 0 | 0 | 0 | 0 | 0
PS | 0 | 0 | 0 | 0 | 0 | 0
PV | 0 | 0 | 0 | 0 | 0 | 0
PeakG | 0 | 0 | 0 | 0 | 0 | 0
PeakO | 0 | 0 | 0 | 0 | 0 | 0
ST | 0 | 0 | 0 | 0 | 0 | 0
STOG | 0 | 0 | 0 | 0 | 0 | 0
STWD | 0 | 0 | 0 | 0 | 0 | 0
WT | 0 | 0 | 0 | 0 | 0 | 0
IGCC | 0 | 0 | 0 | 0 | 0 | 0
DemandResponse | 0 | 0 | 0 | 0 | 0 | 0
IGCC-CCS | 0 | 0 | 0 | 0 | 0 | 0
WT_off | 0 | 0 | 0 | 0 | 0 | 0
PseudoUnit | 0 | 0 | 0 | 0 | 0 | 0
FixedInterchange | 0 | 0 | 0 | 0 | 0 | 0
NOx Emissions (MMshortTons): RMPA
ReportingType | 2015 | 2020 | 2025 | 2030 | 2035 | 2040
BM | 0 | 0 | 0 | 0 | 0 | 0
CC | 0 | 0 | 0 | 0 | 0 | 0
CSP | 0 | 0 | 0 | 0 | 0 | 0
CT | 0 | 0 | 0 | 0 | 0 | 0
Coal | 0.05 | 0.03 | 0 | 0 | 0 | 0
Geo | 0 | 0 | 0 | 0 | 0 | 0
H | 0 | 0 | 0 | 0 | 0 | 0
LFG | 0 | 0 | 0 | 0 | 0 | 0
Nuc | 0 | 0 | 0 | 0 | 0 | 0
PS | 0 | 0 | 0 | 0 | 0 | 0
PV | 0 | 0 | 0 | 0 | 0 | 0
PeakG | 0 | 0 | 0 | 0 | 0 | 0
PeakO | 0 | 0 | 0 | 0 | 0 | 0
ST | 0 | 0 | 0 | 0 | 0 | 0
STOG | 0 | 0 | 0 | 0 | 0 | 0
STWD | 0 | 0 | 0 | 0 | 0 | 0
WT | 0 | 0 | 0 | 0 | 0 | 0
IGCC | 0 | 0 | 0 | 0 | 0 | 0
DemandResponse | 0 | 0 | 0 | 0 | 0 | 0
IGCC-CCS | 0 | 0 | 0 | 0 | 0 | 0
WT_off | 0 | 0 | 0 | 0 | 0 | 0
PseudoUnit | 0 | 0 | 0 | 0 | 0 | 0
FixedInterchange | 0 | 0 | 0 | 0 | 0 | 0
NOx Emissions (MMshortTons): SP15
ReportingType | 2015 | 2020 | 2025 | 2030 | 2035 | 2040
BM | 0 | 0 | 0 | 0 | 0 | 0
CC | 0 | 0.01 | 0.01 | 0.01 | 0 | 0
CSP | 0 | 0 | 0 | 0 | 0 | 0
CT | 0 | 0 | 0 | 0 | 0 | 0
Coal | 0 | 0 | 0 | 0 | 0 | 0
Geo | 0 | 0 | 0 | 0 | 0 | 0
H | 0 | 0 | 0 | 0 | 0 | 0
LFG | 0 | 0 | 0 | 0 | 0 | 0
Nuc | 0 | 0 | 0 | 0 | 0 | 0
PS | 0 | 0 | 0 | 0 | 0 | 0
PV | 0 | 0 | 0 | 0 | 0 | 0
PeakG | 0 | 0 | 0 | 0 | 0 | 0
PeakO | 0 | 0 | 0 | 0 | 0 | 0
ST | 0 | 0 | 0 | 0 | 0 | 0
STOG | 0 | 0 | 0 | 0 | 0 | 0
STWD | 0 | 0 | 0 | 0 | 0 | 0
WT | 0 | 0 | 0 | 0 | 0 | 0
IGCC | 0 | 0 | 0 | 0 | 0 | 0
DemandResponse | 0 | 0 | 0 | 0 | 0 | 0
IGCC-CCS | 0 | 0 | 0 | 0 | 0 | 0
WT_off | 0 | 0 | 0 | 0 | 0 | 0
PseudoUnit | 0 | 0 | 0 | 0 | 0 | 0
FixedInterchange | 0 | 0 | 0 | 0 | 0 | 0
NOx Emissions (MMshortTons): ALB
ReportingType | 2015 | 2020 | 2025 | 2030 | 2035 | 2040
BM | 0 | 0 | 0 | 0 | 0 | 0
CC | 0 | 0 | 0 | 0 | 0 | 0
CSP | 0 | 0 | 0 | 0 | 0 | 0
CT | 0 | 0 | 0 | 0 | 0 | 0
Coal | 0.01 | 0.01 | 0.01 | 0 | 0 | 0
Geo | 0 | 0 | 0 | 0 | 0 | 0
H | 0 | 0 | 0 | 0 | 0 | 0
LFG | 0 | 0 | 0 | 0 | 0 | 0
Nuc | 0 | 0 | 0 | 0 | 0 | 0
PS | 0 | 0 | 0 | 0 | 0 | 0
PV | 0 | 0 | 0 | 0 | 0 | 0
PeakG | 0 | 0 | 0 | 0 | 0 | 0
PeakO | 0 | 0 | 0 | 0 | 0 | 0
ST | 0 | 0 | 0 | 0 | 0 | 0
STOG | 0 | 0 | 0 | 0 | 0 | 0
STWD | 0 | 0 | 0 | 0 | 0 | 0
WT | 0 | 0 | 0 | 0 | 0 | 0
IGCC | 0 | 0 | 0 | 0 | 0 | 0
DemandResponse | 0 | 0 | 0 | 0 | 0 | 0
IGCC-CCS | 0 | 0 | 0 | 0 | 0 | 0
WT_off | 0 | 0 | 0 | 0 | 0 | 0
PseudoUnit | 0 | 0 | 0 | 0 | 0 | 0
FixedInterchange | 0 | 0 | 0 | 0 | 0 | 0
NOx Emissions (MMshortTons): BC
ReportingType | 2015 | 2020 | 2025 | 2030 | 2035 | 2040
BM | 0 | 0 | 0 | 0 | 0 | 0
CC | 0 | 0 | 0 | 0 | 0 | 0
CSP | 0 | 0 | 0 | 0 | 0 | 0
CT | 0 | 0 | 0 | 0 | 0 | 0
Coal | 0 | 0 | 0 | 0 | 0 | 0
Geo | 0 | 0 | 0 | 0 | 0 | 0
H | 0 | 0 | 0 | 0 | 0 | 0
LFG | 0 | 0 | 0 | 0 | 0 | 0
Nuc | 0 | 0 | 0 | 0 | 0 | 0
PS | 0 | 0 | 0 | 0 | 0 | 0
PV | 0 | 0 | 0 | 0 | 0 | 0
PeakG | 0 | 0 | 0 | 0 | 0 | 0
PeakO | 0 | 0 | 0 | 0 | 0 | 0
ST | 0 | 0 | 0 | 0 | 0 | 0
STOG | 0 | 0 | 0 | 0 | 0 | 0
STWD | 0 | 0 | 0 | 0 | 0 | 0
WT | 0 | 0 | 0 | 0 | 0 | 0
IGCC | 0 | 0 | 0 | 0 | 0 | 0
DemandResponse | 0 | 0 | 0 | 0 | 0 | 0
IGCC-CCS | 0 | 0 | 0 | 0 | 0 | 0
WT_off | 0 | 0 | 0 | 0 | 0 | 0
PseudoUnit | 0 | 0 | 0 | 0 | 0 | 0
FixedInterchange | 0 | 0 | 0 | 0 | 0 | 0
NOx Emissions (MMshortTons): HQ_IESO
ReportingType | 2015 | 2020 | 2025 | 2030 | 2035 | 2040
BM | 0 | 0 | 0 | 0 | 0 | 0
CC | 0 | 0 | 0 | 0 | 0 | 0
CSP | 0 | 0 | 0 | 0 | 0 | 0
CT | 0 | 0 | 0 | 0 | 0 | 0
Coal | 0 | 0 | 0 | 0 | 0 | 0
Geo | 0 | 0 | 0 | 0 | 0 | 0
H | 0 | 0 | 0 | 0 | 0 | 0
LFG | 0 | 0 | 0 | 0 | 0 | 0
Nuc | 0 | 0 | 0 | 0 | 0 | 0
PS | 0 | 0 | 0 | 0 | 0 | 0
PV | 0 | 0 | 0 | 0 | 0 | 0
PeakG | 0 | 0 | 0 | 0 | 0 | 0
PeakO | 0 | 0 | 0 | 0 | 0 | 0
ST | 0 | 0 | 0 | 0 | 0 | 0
STOG | 0 | 0 | 0 | 0 | 0 | 0
STWD | 0 | 0 | 0 | 0 | 0 | 0
WT | 0 | 0 | 0 | 0 | 0 | 0
IGCC | 0 | 0 | 0 | 0 | 0 | 0
DemandResponse | 0 | 0 | 0 | 0 | 0 | 0
IGCC-CCS | 0 | 0 | 0 | 0 | 0 | 0
WT_off | 0 | 0 | 0 | 0 | 0 | 0
PseudoUnit | 0 | 0 | 0 | 0 | 0 | 0
FixedInterchange | 0 | 0 | 0 | 0 | 0 | 0
NOx Emissions (MMshortTons): HQ_NEISO
ReportingType | 2015 | 2020 | 2025 | 2030 | 2035 | 2040
BM | 0 | 0 | 0 | 0 | 0 | 0
CC | 0 | 0 | 0 | 0 | 0 | 0
CSP | 0 | 0 | 0 | 0 | 0 | 0
CT | 0 | 0 | 0 | 0 | 0 | 0
Coal | 0 | 0 | 0 | 0 | 0 | 0
Geo | 0 | 0 | 0 | 0 | 0 | 0
H | 0 | 0 | 0 | 0 | 0 | 0
LFG | 0 | 0 | 0 | 0 | 0 | 0
Nuc | 0 | 0 | 0 | 0 | 0 | 0
PS | 0 | 0 | 0 | 0 | 0 | 0
PV | 0 | 0 | 0 | 0 | 0 | 0
PeakG | 0 | 0 | 0 | 0 | 0 | 0
PeakO | 0 | 0 | 0 | 0 | 0 | 0
ST | 0 | 0 | 0 | 0 | 0 | 0
STOG | 0 | 0 | 0 | 0 | 0 | 0
STWD | 0 | 0 | 0 | 0 | 0 | 0
WT | 0 | 0 | 0 | 0 | 0 | 0
IGCC | 0 | 0 | 0 | 0 | 0 | 0
DemandResponse | 0 | 0 | 0 | 0 | 0 | 0
IGCC-CCS | 0 | 0 | 0 | 0 | 0 | 0
WT_off | 0 | 0 | 0 | 0 | 0 | 0
PseudoUnit | 0 | 0 | 0 | 0 | 0 | 0
FixedInterchange | 0 | 0 | 0 | 0 | 0 | 0
NOx Emissions (MMshortTons): HQ_NY
ReportingType | 2015 | 2020 | 2025 | 2030 | 2035 | 2040
BM | 0 | 0 | 0 | 0 | 0 | 0
CC | 0 | 0 | 0 | 0 | 0 | 0
CSP | 0 | 0 | 0 | 0 | 0 | 0
CT | 0 | 0 | 0 | 0 | 0 | 0
Coal | 0 | 0 | 0 | 0 | 0 | 0
Geo | 0 | 0 | 0 | 0 | 0 | 0
H | 0 | 0 | 0 | 0 | 0 | 0
LFG | 0 | 0 | 0 | 0 | 0 | 0
Nuc | 0 | 0 | 0 | 0 | 0 | 0
PS | 0 | 0 | 0 | 0 | 0 | 0
PV | 0 | 0 | 0 | 0 | 0 | 0
PeakG | 0 | 0 | 0 | 0 | 0 | 0
PeakO | 0 | 0 | 0 | 0 | 0 | 0
ST | 0 | 0 | 0 | 0 | 0 | 0
STOG | 0 | 0 | 0 | 0 | 0 | 0
STWD | 0 | 0 | 0 | 0 | 0 | 0
WT | 0 | 0 | 0 | 0 | 0 | 0
IGCC | 0 | 0 | 0 | 0 | 0 | 0
DemandResponse | 0 | 0 | 0 | 0 | 0 | 0
IGCC-CCS | 0 | 0 | 0 | 0 | 0 | 0
WT_off | 0 | 0 | 0 | 0 | 0 | 0
PseudoUnit | 0 | 0 | 0 | 0 | 0 | 0
FixedInterchange | 0 | 0 | 0 | 0 | 0 | 0
NOx Emissions (MMshortTons): MARITIMES
ReportingType | 2015 | 2020 | 2025 | 2030 | 2035 | 2040
BM | 0 | 0 | 0 | 0 | 0 | 0
CC | 0 | 0 | 0 | 0 | 0 | 0
CSP | 0 | 0 | 0 | 0 | 0 | 0
CT | 0 | 0 | 0 | 0 | 0 | 0
Coal | 0 | 0 | 0 | 0 | 0 | 0
Geo | 0 | 0 | 0 | 0 | 0 | 0
H | 0 | 0 | 0 | 0 | 0 | 0
LFG | 0 | 0 | 0 | 0 | 0 | 0
Nuc | 0 | 0 | 0 | 0 | 0 | 0
PS | 0 | 0 | 0 | 0 | 0 | 0
PV | 0 | 0 | 0 | 0 | 0 | 0
PeakG | 0 | 0 | 0 | 0 | 0 | 0
PeakO | 0 | 0 | 0 | 0 | 0 | 0
ST | 0 | 0 | 0 | 0 | 0 | 0
STOG | 0 | 0 | 0 | 0 | 0 | 0
STWD | 0 | 0 | 0 | 0 | 0 | 0
WT | 0 | 0 | 0 | 0 | 0 | 0
IGCC | 0 | 0 | 0 | 0 | 0 | 0
DemandResponse | 0 | 0 | 0 | 0 | 0 | 0
IGCC-CCS | 0 | 0 | 0 | 0 | 0 | 0
WT_off | 0 | 0 | 0 | 0 | 0 | 0
PseudoUnit | 0 | 0 | 0 | 0 | 0 | 0
FixedInterchange | 0 | 0 | 0 | 0 | 0 | 0
NOx Emissions (MMshortTons): All
ReportingType | 2015 | 2020 | 2025 | 2030 | 2035 | 2040
BM | 0 | 0 | 0 | 0 | 0 | 0
CC | 0.13 | 0.15 | 0.14 | 0.12 | 0.06 | 0.03
CSP | 0 | 0 | 0 | 0 | 0 | 0
CT | 0 | 0 | 0 | 0 | 0 | 0
Coal | 0.77 | 0.13 | 0.01 | 0 | 0.01 | 0.01
Geo | 0 | 0 | 0 | 0 | 0 | 0
H | 0 | 0 | 0 | 0 | 0 | 0
LFG | 0 | 0 | 0 | 0 | 0 | 0
Nuc | 0 | 0 | 0 | 0 | 0 | 0
PS | 0 | 0 | 0 | 0 | 0 | 0
PV | 0 | 0 | 0 | 0 | 0 | 0
PeakG | 0 | 0 | 0 | 0 | 0 | 0
PeakO | 0 | 0 | 0 | 0 | 0 | 0
ST | 0 | 0 | 0 | 0 | 0 | 0
STOG | 0.01 | 0.01 | 0.01 | 0.01 | 0 | 0
STWD | 0 | 0 | 0 | 0 | 0 | 0
WT | 0 | 0 | 0 | 0 | 0 | 0
IGCC | 0 | 0 | 0 | 0 | 0 | 0
DemandResponse | 0 | 0 | 0 | 0 | 0 | 0
IGCC-CCS | 0 | 0 | 0 | 0 | 0 | 0
WT_off | 0 | 0 | 0 | 0 | 0 | 0
PseudoUnit | 0 | 0 | 0 | 0 | 0 | 0
FixedInterchange | 0 | 0 | 0 | 0 | 0 | 0
NOx Emissions (MMshortTons): EI_US
ReportingType | 2015 | 2020 | 2025 | 2030 | 2035 | 2040
BM | 0 | 0 | 0 | 0 | 0 | 0
CC | 0.09 | 0.1 | 0.09 | 0.08 | 0.04 | 0.02
CSP | 0 | 0 | 0 | 0 | 0 | 0
CT | 0 | 0 | 0 | 0 | 0 | 0
Coal | 0.57 | 0.06 | 0.01 | 0 | 0.01 | 0.01
Geo | 0 | 0 | 0 | 0 | 0 | 0
H | 0 | 0 | 0 | 0 | 0 | 0
LFG | 0 | 0 | 0 | 0 | 0 | 0
Nuc | 0 | 0 | 0 | 0 | 0 | 0
PS | 0 | 0 | 0 | 0 | 0 | 0
PV | 0 | 0 | 0 | 0 | 0 | 0
PeakG | 0 | 0 | 0 | 0 | 0 | 0
PeakO | 0 | 0 | 0 | 0 | 0 | 0
ST | 0 | 0 | 0 | 0 | 0 | 0
STOG | 0.01 | 0 | 0.01 | 0 | 0 | 0
STWD | 0 | 0 | 0 | 0 | 0 | 0
WT | 0 | 0 | 0 | 0 | 0 | 0
IGCC | 0 | 0 | 0 | 0 | 0 | 0
DemandResponse | 0 | 0 | 0 | 0 | 0 | 0
IGCC-CCS | 0 | 0 | 0 | 0 | 0 | 0
WT_off | 0 | 0 | 0 | 0 | 0 | 0
PseudoUnit | 0 | 0 | 0 | 0 | 0 | 0
FixedInterchange | 0 | 0 | 0 | 0 | 0 | 0
NOx Emissions (MMshortTons): EI_Canada
ReportingType | 2015 | 2020 | 2025 | 2030 | 2035 | 2040
BM | 0 | 0 | 0 | 0 | 0 | 0
CC | 0 | 0 | 0 | 0 | 0 | 0
CSP | 0 | 0 | 0 | 0 | 0 | 0
CT | 0 | 0 | 0 | 0 | 0 | 0
Coal | 0 | 0 | 0 | 0 | 0 | 0
Geo | 0 | 0 | 0 | 0 | 0 | 0
H | 0 | 0 | 0 | 0 | 0 | 0
LFG | 0 | 0 | 0 | 0 | 0 | 0
Nuc | 0 | 0 | 0 | 0 | 0 | 0
PS | 0 | 0 | 0 | 0 | 0 | 0
PV | 0 | 0 | 0 | 0 | 0 | 0
PeakG | 0 | 0 | 0 | 0 | 0 | 0
PeakO | 0 | 0 | 0 | 0 | 0 | 0
ST | 0 | 0 | 0 | 0 | 0 | 0
STOG | 0 | 0 | 0 | 0 | 0 | 0
STWD | 0 | 0 | 0 | 0 | 0 | 0
WT | 0 | 0 | 0 | 0 | 0 | 0
IGCC | 0 | 0 | 0 | 0 | 0 | 0
DemandResponse | 0 | 0 | 0 | 0 | 0 | 0
IGCC-CCS | 0 | 0 | 0 | 0 | 0 | 0
WT_off | 0 | 0 | 0 | 0 | 0 | 0
PseudoUnit | 0 | 0 | 0 | 0 | 0 | 0
FixedInterchange | 0 | 0 | 0 | 0 | 0 | 0
NOx Emissions (MMshortTons): EI
ReportingType | 2015 | 2020 | 2025 | 2030 | 2035 | 2040
BM | 0 | 0 | 0 | 0 | 0 | 0
CC | 0.09 | 0.1 | 0.09 | 0.08 | 0.04 | 0.02
CSP | 0 | 0 | 0 | 0 | 0 | 0
CT | 0 | 0 | 0 | 0 | 0 | 0
Coal | 0.57 | 0.06 | 0.01 | 0 | 0.01 | 0.01
Geo | 0 | 0 | 0 | 0 | 0 | 0
H | 0 | 0 | 0 | 0 | 0 | 0
LFG | 0 | 0 | 0 | 0 | 0 | 0
Nuc | 0 | 0 | 0 | 0 | 0 | 0
PS | 0 | 0 | 0 | 0 | 0 | 0
PV | 0 | 0 | 0 | 0 | 0 | 0
PeakG | 0 | 0 | 0 | 0 | 0 | 0
PeakO | 0 | 0 | 0 | 0 | 0 | 0
ST | 0 | 0 | 0 | 0 | 0 | 0
STOG | 0.01 | 0 | 0.01 | 0 | 0 | 0
STWD | 0 | 0 | 0 | 0 | 0 | 0
WT | 0 | 0 | 0 | 0 | 0 | 0
IGCC | 0 | 0 | 0 | 0 | 0 | 0
DemandResponse | 0 | 0 | 0 | 0 | 0 | 0
IGCC-CCS | 0 | 0 | 0 | 0 | 0 | 0
WT_off | 0 | 0 | 0 | 0 | 0 | 0
PseudoUnit | 0 | 0 | 0 | 0 | 0 | 0
FixedInterchange | 0 | 0 | 0 | 0 | 0 | 0
NOx Emissions (MMshortTons): Outside_EI
ReportingType | 2015 | 2020 | 2025 | 2030 | 2035 | 2040
BM | 0 | 0 | 0 | 0 | 0 | 0
CC | 0.04 | 0.04 | 0.04 | 0.04 | 0.01 | 0.01
CSP | 0 | 0 | 0 | 0 | 0 | 0
CT | 0 | 0 | 0 | 0 | 0 | 0
Coal | 0.2 | 0.07 | 0.01 | 0 | 0 | 0
Geo | 0 | 0 | 0 | 0 | 0 | 0
H | 0 | 0 | 0 | 0 | 0 | 0
LFG | 0 | 0 | 0 | 0 | 0 | 0
Nuc | 0 | 0 | 0 | 0 | 0 | 0
PS | 0 | 0 | 0 | 0 | 0 | 0
PV | 0 | 0 | 0 | 0 | 0 | 0
PeakG | 0 | 0 | 0 | 0 | 0 | 0
PeakO | 0 | 0 | 0 | 0 | 0 | 0
ST | 0 | 0 | 0 | 0 | 0 | 0
STOG | 0 | 0 | 0.01 | 0 | 0 | 0
STWD | 0 | 0 | 0 | 0 | 0 | 0
WT | 0 | 0 | 0 | 0 | 0 | 0
IGCC | 0 | 0 | 0 | 0 | 0 | 0
DemandResponse | 0 | 0 | 0 | 0 | 0 | 0
IGCC-CCS | 0 | 0 | 0 | 0 | 0 | 0
WT_off | 0 | 0 | 0 | 0 | 0 | 0
PseudoUnit | 0 | 0 | 0 | 0 | 0 | 0
FixedInterchange | 0 | 0 | 0 | 0 | 0 | 0
CO2 Emissions (MMshortTons): Entergy
ReportingType | 2015 | 2020 | 2025 | 2030 | 2035 | 2040
BM | 0 | 0 | 0 | 0 | 0 | 0
CC | 30.95 | 41.22 | 26.38 | 15.32 | 7.47 | 5.85
CSP | 0 | 0 | 0 | 0 | 0 | 0
CT | 0 | 0 | 0 | 0 | 0 | 0
Coal | 60.31 | 5.24 | 0.48 | 0 | 0 | 0
Geo | 0 | 0 | 0 | 0 | 0 | 0
H | 0 | 0 | 0 | 0 | 0 | 0
LFG | 0 | 0 | 0 | 0 | 0 | 0
Nuc | 0 | 0 | 0 | 0 | 0 | 0
PS | 0 | 0 | 0 | 0 | 0 | 0
PV | 0 | 0 | 0 | 0 | 0 | 0
PeakG | 0 | 0 | 0 | 0 | 0 | 0
PeakO | 0 | 0 | 0 | 0 | 0 | 0
ST | 0 | 0 | 0 | 0 | 0 | 0
STOG | 0.39 | 0.41 | 0.6 | 0 | 0 | 0
STWD | 0 | 0 | 0 | 0 | 0 | 0
WT | 0 | 0 | 0 | 0 | 0 | 0
IGCC | 0 | 0 | 0 | 0 | 0 | 0
DemandResponse | 0 | 0 | 0 | 0 | 0 | 0
IGCC-CCS | 0 | 0 | 0 | 0 | 0 | 0
WT_off | 0 | 0 | 0 | 0 | 0 | 0
PseudoUnit | 0 | 0 | 0 | 0 | 0 | 0
FixedInterchange | 0 | 0 | 0 | 0 | 0 | 0
CO2 Emissions (MMshortTons): FRCC
ReportingType | 2015 | 2020 | 2025 | 2030 | 2035 | 2040
BM | 0 | 0 | 0 | 0 | 0 | 0
CC | 77.43 | 80.95 | 85.51 | 85.41 | 21.28 | 18.23
CSP | 0 | 0 | 0 | 0 | 0 | 0
CT | 0.31 | 0.51 | 0.61 | 0.61 | 0 | 0
Coal | 13.28 | 0.22 | 0.14 | 0.01 | 0.01 | 0.07
Geo | 0 | 0 | 0 | 0 | 0 | 0
H | 0 | 0 | 0 | 0 | 0 | 0
LFG | 0 | 0 | 0 | 0 | 0 | 0
Nuc | 0 | 0 | 0 | 0 | 0 | 0
PS | 0 | 0 | 0 | 0 | 0 | 0
PV | 0 | 0 | 0 | 0 | 0 | 0
PeakG | 0.25 | 0.4 | 0.74 | 0.82 | 0.17 | 0.15
PeakO | 0 | 0 | 0 | 0 | 0 | 0
ST | 0 | 0 | 0 | 0 | 0 | 0
STOG | 0 | 0 | 0 | 0 | 0 | 0
STWD | 0 | 0 | 0 | 0 | 0 | 0
WT | 0 | 0 | 0 | 0 | 0 | 0
IGCC | 0 | 0 | 0 | 0 | 0 | 0
DemandResponse | 0 | 0 | 0 | 0 | 0 | 0
IGCC-CCS | 0 | 0 | 0 | 0 | 0 | 0
WT_off | 0 | 0 | 0 | 0 | 0 | 0
PseudoUnit | 0 | 0 | 0 | 0 | 0 | 0
FixedInterchange | 0 | 0 | 0 | 0 | 0 | 0
CO2 Emissions (MMshortTons): MAPP_US
ReportingType | 2015 | 2020 | 2025 | 2030 | 2035 | 2040
BM | 0 | 0 | 0 | 0 | 0 | 0
CC | 0.91 | 2 | 0.61 | 0.27 | 0.21 | 0.18
CSP | 0 | 0 | 0 | 0 | 0 | 0
CT | 0 | 0 | 0 | 0 | 0 | 0
Coal | 11.54 | 3.45 | 0 | 0 | 0 | 0
Geo | 0 | 0 | 0 | 0 | 0 | 0
H | 0 | 0 | 0 | 0 | 0 | 0
LFG | 0 | 0 | 0 | 0 | 0 | 0
Nuc | 0 | 0 | 0 | 0 | 0 | 0
PS | 0 | 0 | 0 | 0 | 0 | 0
PV | 0 | 0 | 0 | 0 | 0 | 0
PeakG | 0.05 | 0.04 | 0.03 | 0.04 | 0.03 | 0.03
PeakO | 0 | 0 | 0 | 0 | 0 | 0
ST | 0 | 0 | 0 | 0 | 0 | 0
STOG | 0 | 0 | 0 | 0 | 0 | 0
STWD | 0 | 0 | 0 | 0 | 0 | 0
WT | 0 | 0 | 0 | 0 | 0 | 0
IGCC | 0 | 0 | 0 | 0 | 0 | 0
DemandResponse | 0 | 0 | 0 | 0 | 0 | 0
IGCC-CCS | 0 | 0 | 0 | 0 | 0 | 0
WT_off | 0 | 0 | 0 | 0 | 0 | 0
PseudoUnit | 0 | 0 | 0 | 0 | 0 | 0
FixedInterchange | 0 | 0 | 0 | 0 | 0 | 0
CO2 Emissions (MMshortTons): MISO_IN
ReportingType | 2015 | 2020 | 2025 | 2030 | 2035 | 2040
BM | 0 | 0 | 0 | 0 | 0 | 0
CC | 24.29 | 53.6 | 53.17 | 49.18 | 14.88 | 12.42
CSP | 0 | 0 | 0 | 0 | 0 | 0
CT | 0 | 0 | 0 | 0 | 0 | 0
Coal | 33.04 | 7.28 | 1.11 | 0.05 | 0.05 | 0.12
Geo | 0 | 0 | 0 | 0 | 0 | 0
H | 0 | 0 | 0 | 0 | 0 | 0
LFG | 0 | 0 | 0 | 0 | 0 | 0
Nuc | 0 | 0 | 0 | 0 | 0 | 0
PS | 0 | 0 | 0 | 0 | 0 | 0
PV | 0 | 0 | 0 | 0 | 0 | 0
PeakG | 0 | 0 | 0 | 0 | 0 | 0
PeakO | 0 | 0 | 0 | 0 | 0 | 0
ST | 0 | 0 | 0 | 0 | 0 | 0
STOG | 0.04 | 0.02 | 0.04 | 0.02 | 0 | 0
STWD | 0 | 0 | 0 | 0 | 0 | 0
WT | 0 | 0 | 0 | 0 | 0 | 0
IGCC | 4.15 | 2.62 | 0.37 | 0 | 0 | 0
DemandResponse | 0 | 0 | 0 | 0 | 0 | 0
IGCC-CCS | 0 | 0 | 0 | 0 | 0 | 0
WT_off | 0 | 0 | 0 | 0 | 0 | 0
PseudoUnit | 0 | 0 | 0 | 0 | 0 | 0
FixedInterchange | 0 | 0 | 0 | 0 | 0 | 0
CO2 Emissions (MMshortTons): MISO_MI
ReportingType | 2015 | 2020 | 2025 | 2030 | 2035 | 2040
BM | 0 | 0 | 0 | 0 | 0 | 0
CC | 12.65 | 12.85 | 10.84 | 7.59 | 4.47 | 1.4
CSP | 0 | 0 | 0 | 0 | 0 | 0
CT | 0 | 0 | 0 | 0 | 0 | 0
Coal | 15.23 | 0 | 0 | 0 | 0 | 0
Geo | 0 | 0 | 0 | 0 | 0 | 0
H | 0 | 0 | 0 | 0 | 0 | 0
LFG | 0 | 0 | 0 | 0 | 0 | 0
Nuc | 0 | 0 | 0 | 0 | 0 | 0
PS | 0 | 0 | 0 | 0 | 0 | 0
PV | 0 | 0 | 0 | 0 | 0 | 0
PeakG | 0.01 | 0.02 | 0 | 0.01 | 0 | 0
PeakO | 0 | 0 | 0 | 0 | 0 | 0
ST | 0 | 0 | 0 | 0 | 0 | 0
STOG | 0.26 | 0.11 | 0.2 | 0.2 | 0 | 0
STWD | 0 | 0 | 0 | 0 | 0 | 0
WT | 0 | 0 | 0 | 0 | 0 | 0
IGCC | 0 | 0 | 0 | 0 | 0 | 0
DemandResponse | 0 | 0 | 0 | 0 | 0 | 0
IGCC-CCS | 0 | 0 | 0 | 0 | 0 | 0
WT_off | 0 | 0 | 0 | 0 | 0 | 0
PseudoUnit | 0 | 0 | 0 | 0 | 0 | 0
FixedInterchange | 0 | 0 | 0 | 0 | 0 | 0
CO2 Emissions (MMshortTons): MISO_MO-IL
ReportingType | 2015 | 2020 | 2025 | 2030 | 2035 | 2040
BM | 0 | 0 | 0 | 0 | 0 | 0
CC | 1.59 | 9.59 | 7.81 | 5.32 | 1.93 | 1.33
CSP | 0 | 0 | 0 | 0 | 0 | 0
CT | 0 | 0 | 0 | 0 | 0 | 0
Coal | 58.24 | 13.64 | 1.71 | 0.02 | 0.05 | 0.07
Geo | 0 | 0 | 0 | 0 | 0 | 0
H | 0 | 0 | 0 | 0 | 0 | 0
LFG | 0 | 0 | 0 | 0 | 0 | 0
Nuc | 0 | 0 | 0 | 0 | 0 | 0
PS | 0 | 0 | 0 | 0 | 0 | 0
PV | 0 | 0 | 0 | 0 | 0 | 0
PeakG | 0.08 | 0.28 | 0.15 | 0.06 | 0 | 0
PeakO | 0 | 0 | 0 | 0 | 0 | 0
ST | 0 | 0 | 0 | 0 | 0 | 0
STOG | 0 | 0.01 | 0 | 0 | 0 | 0
STWD | 0 | 0 | 0 | 0 | 0 | 0
WT | 0 | 0 | 0 | 0 | 0 | 0
IGCC | 0 | 0 | 0 | 0 | 0 | 0
DemandResponse | 0 | 0 | 0 | 0 | 0 | 0
IGCC-CCS | 0 | 0 | 0 | 0 | 0 | 0
WT_off | 0 | 0 | 0 | 0 | 0 | 0
PseudoUnit | 0 | 0 | 0 | 0 | 0 | 0
FixedInterchange | 0 | 0 | 0 | 0 | 0 | 0
CO2 Emissions (MMshortTons): MISO_W
ReportingType | 2015 | 2020 | 2025 | 2030 | 2035 | 2040
BM | 0 | 0 | 0 | 0 | 0 | 0
CC | 4.25 | 10.79 | 3.86 | 1.96 | 1.12 | 0.73
CSP | 0 | 0 | 0 | 0 | 0 | 0
CT | 0 | 0 | 0 | 0 | 0 | 0
Coal | 73.75 | 18.65 | 1.43 | 0.22 | 0.31 | 0.31
Geo | 0 | 0 | 0 | 0 | 0 | 0
H | 0 | 0 | 0 | 0 | 0 | 0
LFG | 0 | 0 | 0 | 0 | 0 | 0
Nuc | 0 | 0 | 0 | 0 | 0 | 0
PS | 0 | 0 | 0 | 0 | 0 | 0
PV | 0 | 0 | 0 | 0 | 0 | 0
PeakG | 0.17 | 0.18 | 0.01 | 0.02 | 0 | 0
PeakO | 0 | 0 | 0 | 0 | 0 | 0
ST | 0 | 0 | 0 | 0 | 0 | 0
STOG | 0 | 0 | 0 | 0 | 0 | 0
STWD | 0 | 0 | 0 | 0 | 0 | 0
WT | 0 | 0 | 0 | 0 | 0 | 0
IGCC | 0 | 0 | 0 | 0 | 0 | 0
DemandResponse | 0 | 0 | 0 | 0 | 0 | 0
IGCC-CCS | 0 | 0 | 0 | 0 | 0 | 0
WT_off | 0 | 0 | 0 | 0 | 0 | 0
PseudoUnit | 0 | 0 | 0 | 0 | 0 | 0
FixedInterchange | 0 | 0 | 0 | 0 | 0 | 0
CO2 Emissions (MMshortTons): MISO_WUMS
ReportingType | 2015 | 2020 | 2025 | 2030 | 2035 | 2040
BM | 0 | 0 | 0 | 0 | 0 | 0
CC | 20.16 | 27.27 | 26.28 | 19.53 | 12.11 | 4.4
CSP | 0 | 0 | 0 | 0 | 0 | 0
CT | 0 | 0 | 0 | 0 | 0 | 0
Coal | 7.56 | 0.92 | 0.26 | 0.05 | 0.24 | 0.32
Geo | 0 | 0 | 0 | 0 | 0 | 0
H | 0 | 0 | 0 | 0 | 0 | 0
LFG | 0 | 0 | 0 | 0 | 0 | 0
Nuc | 0 | 0 | 0 | 0 | 0 | 0
PS | 0 | 0 | 0 | 0 | 0 | 0
PV | 0 | 0 | 0 | 0 | 0 | 0
PeakG | 0 | 0 | 0 | 0 | 0 | 0
PeakO | 0 | 0 | 0 | 0 | 0 | 0
ST | 0 | 0 | 0 | 0 | 0 | 0
STOG | 0 | 0 | 0 | 0 | 0 | 0
STWD | 0 | 0 | 0 | 0 | 0 | 0
WT | 0 | 0 | 0 | 0 | 0 | 0
IGCC | 0 | 0 | 0 | 0 | 0 | 0
DemandResponse | 0 | 0 | 0 | 0 | 0 | 0
IGCC-CCS | 0 | 0 | 0 | 0 | 0 | 0
WT_off | 0 | 0 | 0 | 0 | 0 | 0
PseudoUnit | 0 | 0 | 0 | 0 | 0 | 0
FixedInterchange | 0 | 0 | 0 | 0 | 0 | 0
CO2 Emissions (MMshortTons): Nebraska
ReportingType | 2015 | 2020 | 2025 | 2030 | 2035 | 2040
BM | 0 | 0 | 0 | 0 | 0 | 0
CC | 0.39 | 0.18 | 0.17 | 0.11 | 0.06 | 0.02
CSP | 0 | 0 | 0 | 0 | 0 | 0
CT | 0 | 0 | 0 | 0 | 0 | 0
Coal | 35.38 | 2.64 | 0.29 | 0.13 | 0.21 | 0.19
Geo | 0 | 0 | 0 | 0 | 0 | 0
H | 0 | 0 | 0 | 0 | 0 | 0
LFG | 0 | 0 | 0 | 0 | 0 | 0
Nuc | 0 | 0 | 0 | 0 | 0 | 0
PS | 0 | 0 | 0 | 0 | 0 | 0
PV | 0 | 0 | 0 | 0 | 0 | 0
PeakG | 0.03 | 0 | 0 | 0 | 0 | 0
PeakO | 0 | 0 | 0 | 0 | 0 | 0
ST | 0 | 0 | 0 | 0 | 0 | 0
STOG | 0.04 | 0 | 0 | 0 | 0 | 0
STWD | 0 | 0 | 0 | 0 | 0 | 0
WT | 0 | 0 | 0 | 0 | 0 | 0
IGCC | 0 | 0 | 0 | 0 | 0 | 0
DemandResponse | 0 | 0 | 0 | 0 | 0 | 0
IGCC-CCS | 0 | 0 | 0 | 0 | 0 | 0
WT_off | 0 | 0 | 0 | 0 | 0 | 0
PseudoUnit | 0 | 0 | 0 | 0 | 0 | 0
FixedInterchange | 0 | 0 | 0 | 0 | 0 | 0
CO2 Emissions (MMshortTons): NEISO
ReportingType | 2015 | 2020 | 2025 | 2030 | 2035 | 2040
BM | 0 | 0 | 0 | 0 | 0 | 0
CC | 17.2 | 11.56 | 10.04 | 7.58 | 2.42 | 2.37
CSP | 0 | 0 | 0 | 0 | 0 | 0
CT | 0 | 0.01 | 0.01 | 0.01 | 0 | 0
Coal | 0.01 | 0 | 0 | 0 | 0 | 0
Geo | 0 | 0 | 0 | 0 | 0 | 0
H | 0 | 0 | 0 | 0 | 0 | 0
LFG | 0 | 0 | 0 | 0 | 0 | 0
Nuc | 0 | 0 | 0 | 0 | 0 | 0
PS | 0 | 0 | 0 | 0 | 0 | 0
PV | 0 | 0 | 0 | 0 | 0 | 0
PeakG | 0.01 | 0.02 | 0.02 | 0.02 | 0 | 0
PeakO | 0 | 0 | 0 | 0 | 0 | 0
ST | 0 | 0 | 0 | 0 | 0 | 0
STOG | 0 | 0 | 0 | 0 | 0 | 0
STWD | 0 | 0 | 0 | 0 | 0 | 0
WT | 0 | 0 | 0 | 0 | 0 | 0
IGCC | 0 | 0 | 0 | 0 | 0 | 0
DemandResponse | 0 | 0 | 0 | 0 | 0 | 0
IGCC-CCS | 0 | 0 | 0 | 0 | 0 | 0
WT_off | 0 | 0 | 0 | 0 | 0 | 0
PseudoUnit | 0 | 0 | 0 | 0 | 0 | 0
FixedInterchange | 0 | 0 | 0 | 0 | 0 | 0
CO2 Emissions (MMshortTons): NonRTO_Midwest
ReportingType | 2015 | 2020 | 2025 | 2030 | 2035 | 2040
BM | 0 | 0 | 0 | 0 | 0 | 0
CC | 12.24 | 18.7 | 18.64 | 18.41 | 16.39 | 3.51
CSP | 0 | 0 | 0 | 0 | 0 | 0
CT | 0 | 0 | 0 | 0 | 0 | 0
Coal | 26.25 | 8.55 | 1.3 | 0.14 | 0.26 | 0.41
Geo | 0 | 0 | 0 | 0 | 0 | 0
H | 0 | 0 | 0 | 0 | 0 | 0
LFG | 0 | 0 | 0 | 0 | 0 | 0
Nuc | 0 | 0 | 0 | 0 | 0 | 0
PS | 0 | 0 | 0 | 0 | 0 | 0
PV | 0 | 0 | 0 | 0 | 0 | 0
PeakG | 0.09 | 0.05 | 0.07 | 0.14 | 0 | 0
PeakO | 0 | 0 | 0 | 0 | 0 | 0
ST | 0 | 0 | 0 | 0 | 0 | 0
STOG | 0 | 0 | 0 | 0 | 0 | 0
STWD | 0 | 0 | 0 | 0 | 0 | 0
WT | 0 | 0 | 0 | 0 | 0 | 0
IGCC | 0 | 0 | 0 | 0 | 0 | 0
DemandResponse | 0 | 0 | 0 | 0 | 0 | 0
IGCC-CCS | 0 | 0 | 0 | 0 | 0 | 0
WT_off | 0 | 0 | 0 | 0 | 0 | 0
PseudoUnit | 0 | 0 | 0 | 0 | 0 | 0
FixedInterchange | 0 | 0 | 0 | 0 | 0 | 0
CO2 Emissions (MMshortTons): NYISO_A-F
ReportingType | 2015 | 2020 | 2025 | 2030 | 2035 | 2040
BM | 0 | 0 | 0 | 0 | 0 | 0
CC | 3.24 | 4.18 | 4.1 | 2.37 | 0.37 | 0.53
CSP | 0 | 0 | 0 | 0 | 0 | 0
CT | 0 | 0 | 0 | 0 | 0 | 0
Coal | 0 | 0 | 0 | 0 | 0 | 0
Geo | 0 | 0 | 0 | 0 | 0 | 0
H | 0 | 0 | 0 | 0 | 0 | 0
LFG | 0 | 0 | 0 | 0 | 0 | 0
Nuc | 0 | 0 | 0 | 0 | 0 | 0
PS | 0 | 0 | 0 | 0 | 0 | 0
PV | 0 | 0 | 0 | 0 | 0 | 0
PeakG | 0 | 0 | 0 | 0 | 0 | 0
PeakO | 0 | 0 | 0 | 0 | 0 | 0
ST | 0 | 0 | 0 | 0 | 0 | 0
STOG | 0 | 0 | 0 | 0 | 0 | 0
STWD | 0 | 0 | 0 | 0 | 0 | 0
WT | 0 | 0 | 0 | 0 | 0 | 0
IGCC | 0 | 0 | 0 | 0 | 0 | 0
DemandResponse | 0 | 0 | 0 | 0 | 0 | 0
IGCC-CCS | 0 | 0 | 0 | 0 | 0 | 0
WT_off | 0 | 0 | 0 | 0 | 0 | 0
PseudoUnit | 0 | 0 | 0 | 0 | 0 | 0
FixedInterchange | 0 | 0 | 0 | 0 | 0 | 0
CO2 Emissions (MMshortTons): NYISO_G-I
ReportingType | 2015 | 2020 | 2025 | 2030 | 2035 | 2040
BM | 0 | 0 | 0 | 0 | 0 | 0
CC | 1.6 | 2.78 | 2.87 | 0.88 | 0.61 | 0.35
CSP | 0 | 0 | 0 | 0 | 0 | 0
CT | 0 | 0 | 0 | 0 | 0 | 0
Coal | 0 | 0 | 0 | 0 | 0 | 0
Geo | 0 | 0 | 0 | 0 | 0 | 0
H | 0 | 0 | 0 | 0 | 0 | 0
LFG | 0 | 0 | 0 | 0 | 0 | 0
Nuc | 0 | 0 | 0 | 0 | 0 | 0
PS | 0 | 0 | 0 | 0 | 0 | 0
PV | 0 | 0 | 0 | 0 | 0 | 0
PeakG | 0 | 0 | 0 | 0 | 0 | 0
PeakO | 0 | 0 | 0 | 0 | 0 | 0
ST | 0 | 0 | 0 | 0 | 0 | 0
STOG | 0 | 0 | 0 | 0 | 0 | 0
STWD | 0 | 0 | 0 | 0 | 0 | 0
WT | 0 | 0 | 0 | 0 | 0 | 0
IGCC | 0 | 0 | 0 | 0 | 0 | 0
DemandResponse | 0 | 0 | 0 | 0 | 0 | 0
IGCC-CCS | 0 | 0 | 0 | 0 | 0 | 0
WT_off | 0 | 0 | 0 | 0 | 0 | 0
PseudoUnit | 0 | 0 | 0 | 0 | 0 | 0
FixedInterchange | 0 | 0 | 0 | 0 | 0 | 0
CO2 Emissions (MMshortTons): NYISO_J-K
ReportingType | 2015 | 2020 | 2025 | 2030 | 2035 | 2040
BM | 0 | 0 | 0 | 0 | 0 | 0
CC | 9.58 | 10.42 | 10.06 | 8.78 | 5.15 | 4.45
CSP | 0 | 0 | 0 | 0 | 0 | 0
CT | 0 | 0 | 0 | 0 | 0 | 0
Coal | 0 | 0 | 0 | 0 | 0 | 0
Geo | 0 | 0 | 0 | 0 | 0 | 0
H | 0 | 0 | 0 | 0 | 0 | 0
LFG | 0 | 0 | 0 | 0 | 0 | 0
Nuc | 0 | 0 | 0 | 0 | 0 | 0
PS | 0 | 0 | 0 | 0 | 0 | 0
PV | 0 | 0 | 0 | 0 | 0 | 0
PeakG | 0.03 | 0.06 | 0.08 | 0.07 | 0.19 | 0.16
PeakO | 0 | 0 | 0 | 0 | 0 | 0
ST | 0 | 0 | 0 | 0 | 0 | 0
STOG | 0.21 | 0.41 | 0.66 | 0.61 | 0.27 | 0.16
STWD | 0 | 0 | 0 | 0 | 0 | 0
WT | 0 | 0 | 0 | 0 | 0 | 0
IGCC | 0 | 0 | 0 | 0 | 0 | 0
DemandResponse | 0 | 0 | 0 | 0 | 0 | 0
IGCC-CCS | 0 | 0 | 0 | 0 | 0 | 0
WT_off | 0 | 0 | 0 | 0 | 0 | 0
PseudoUnit | 0 | 0 | 0 | 0 | 0 | 0
FixedInterchange | 0 | 0 | 0 | 0 | 0 | 0
CO2 Emissions (MMshortTons): PJM_E
ReportingType | 2015 | 2020 | 2025 | 2030 | 2035 | 2040
BM | 0 | 0 | 0 | 0 | 0 | 0
CC | 19.21 | 23.07 | 21.36 | 18.55 | 14.44 | 8.89
CSP | 0 | 0 | 0 | 0 | 0 | 0
CT | 0 | 0 | 0 | 0.01 | 0 | 0
Coal | 0.49 | 0.37 | 0.01 | 0 | 0 | 0
Geo | 0 | 0 | 0 | 0 | 0 | 0
H | 0 | 0 | 0 | 0 | 0 | 0
LFG | 0 | 0 | 0 | 0 | 0 | 0
Nuc | 0 | 0 | 0 | 0 | 0 | 0
PS | 0 | 0 | 0 | 0 | 0 | 0
PV | 0 | 0 | 0 | 0 | 0 | 0
PeakG | 0.02 | 0.31 | 0.38 | 0.6 | 0.16 | 0.16
PeakO | 0 | 0 | 0 | 0 | 0 | 0
ST | 0 | 0 | 0 | 0 | 0 | 0
STOG | 0.18 | 0.34 | 0 | 0 | 0 | 0
STWD | 0 | 0 | 0 | 0 | 0 | 0
WT | 0 | 0 | 0 | 0 | 0 | 0
IGCC | 0 | 0 | 0 | 0 | 0 | 0
DemandResponse | 0 | 0 | 0 | 0 | 0 | 0
IGCC-CCS | 0 | 0 | 0 | 0 | 0 | 0
WT_off | 0 | 0 | 0 | 0 | 0 | 0
PseudoUnit | 0 | 0 | 0 | 0 | 0 | 0
FixedInterchange | 0 | 0 | 0 | 0 | 0 | 0
CO2 Emissions (MMshortTons): PJM_ROM
ReportingType | 2015 | 2020 | 2025 | 2030 | 2035 | 2040
BM | 0 | 0 | 0 | 0 | 0 | 0
CC | 8.48 | 10.9 | 10.52 | 8.61 | 6.58 | 3.77
CSP | 0 | 0 | 0 | 0 | 0 | 0
CT | 0 | 0 | 0 | 0 | 0 | 0
Coal | 10.31 | 1.16 | 0.01 | 0 | 0 | 0
Geo | 0 | 0 | 0 | 0 | 0 | 0
H | 0 | 0 | 0 | 0 | 0 | 0
LFG | 0 | 0 | 0 | 0 | 0 | 0
Nuc | 0 | 0 | 0 | 0 | 0 | 0
PS | 0 | 0 | 0 | 0 | 0 | 0
PV | 0 | 0 | 0 | 0 | 0 | 0
PeakG | 0 | 0.03 | 0.03 | 0.2 | 0.1 | 0.1
PeakO | 0 | 0 | 0 | 0 | 0 | 0
ST | 0 | 0 | 0 | 0 | 0 | 0
STOG | 0.43 | 0.83 | 0.82 | 0.82 | 0.27 | 0
STWD | 0 | 0 | 0 | 0 | 0 | 0
WT | 0 | 0 | 0 | 0 | 0 | 0
IGCC | 0 | 0 | 0 | 0 | 0 | 0
DemandResponse | 0 | 0 | 0 | 0 | 0 | 0
IGCC-CCS | 0 | 0 | 0 | 0 | 0 | 0
WT_off | 0 | 0 | 0 | 0 | 0 | 0
PseudoUnit | 0 | 0 | 0 | 0 | 0 | 0
FixedInterchange | 0 | 0 | 0 | 0 | 0 | 0
CO2 Emissions (MMshortTons): PJM_ROR
ReportingType | 2015 | 2020 | 2025 | 2030 | 2035 | 2040
BM | 0 | 0 | 0 | 0 | 0 | 0
CC | 92.38 | 106.54 | 100.54 | 86.55 | 71.73 | 30.86
CSP | 0 | 0 | 0 | 0 | 0 | 0
CT | 0 | 0 | 0 | 0.01 | 0 | 0
Coal | 115.28 | 37.19 | 1.79 | 0.13 | 0.33 | 0.46
Geo | 0 | 0 | 0 | 0 | 0 | 0
H | 0 | 0 | 0 | 0 | 0 | 0
LFG | 0 | 0 | 0 | 0 | 0 | 0
Nuc | 0 | 0 | 0 | 0 | 0 | 0
PS | 0 | 0 | 0 | 0 | 0 | 0
PV | 0 | 0 | 0 | 0 | 0 | 0
PeakG | 0.58 | 0.77 | 1.24 | 1.35 | 0.19 | 0.08
PeakO | 0 | 0 | 0 | 0 | 0 | 0
ST | 0 | 0 | 0 | 0 | 0 | 0
STOG | 0.48 | 0.49 | 0.85 | 0.49 | 0.13 | 0
STWD | 0 | 0 | 0 | 0 | 0 | 0
WT | 0 | 0 | 0 | 0 | 0 | 0
IGCC | 0 | 0 | 0 | 0 | 0 | 0
DemandResponse | 0 | 0 | 0 | 0 | 0 | 0
IGCC-CCS | 0 | 0 | 0 | 0 | 0 | 0
WT_off | 0 | 0 | 0 | 0 | 0 | 0
PseudoUnit | 0 | 0 | 0 | 0 | 0 | 0
FixedInterchange | 0 | 0 | 0 | 0 | 0 | 0
CO2 Emissions (MMshortTons): SOCO
ReportingType | 2015 | 2020 | 2025 | 2030 | 2035 | 2040
BM | 0 | 0 | 0 | 0 | 0 | 0
CC | 65.83 | 72.83 | 69.08 | 60.17 | 20.53 | 8.93
CSP | 0 | 0 | 0 | 0 | 0 | 0
CT | 0 | 0 | 0 | 0 | 0 | 0
Coal | 20.44 | 3.54 | 0.18 | 0.18 | 0.33 | 0.33
Geo | 0 | 0 | 0 | 0 | 0 | 0
H | 0 | 0 | 0 | 0 | 0 | 0
LFG | 0 | 0 | 0 | 0 | 0 | 0
Nuc | 0 | 0 | 0 | 0 | 0 | 0
PS | 0 | 0 | 0 | 0 | 0 | 0
PV | 0 | 0 | 0 | 0 | 0 | 0
PeakG | 0.42 | 0.48 | 1.07 | 1.01 | 0.04 | 0.04
PeakO | 0 | 0 | 0 | 0 | 0 | 0
ST | 0 | 0 | 0 | 0 | 0 | 0
STOG | 0 | 0 | 0 | 0 | 0 | 0
STWD | 0 | 0 | 0 | 0 | 0 | 0
WT | 0 | 0 | 0 | 0 | 0 | 0
IGCC | 0 | 0 | 0 | 0 | 0 | 0
DemandResponse | 0 | 0 | 0 | 0 | 0 | 0
IGCC-CCS | 0 | 0 | 0 | 0 | 0 | 0
WT_off | 0 | 0 | 0 | 0 | 0 | 0
PseudoUnit | 0 | 0 | 0 | 0 | 0 | 0
FixedInterchange | 0 | 0 | 0 | 0 | 0 | 0
CO2 Emissions (MMshortTons): SPP_N
ReportingType | 2015 | 2020 | 2025 | 2030 | 2035 | 2040
BM | 0 | 0 | 0 | 0 | 0 | 0
CC | 3.54 | 1.43 | 0.63 | 0.39 | 0.22 | 0.11
CSP | 0 | 0 | 0 | 0 | 0 | 0
CT | 0 | 0 | 0 | 0 | 0 | 0
Coal | 57.88 | 8.21 | 0.31 | 0 | 0 | 0
Geo | 0 | 0 | 0 | 0 | 0 | 0
H | 0 | 0 | 0 | 0 | 0 | 0
LFG | 0 | 0 | 0 | 0 | 0 | 0
Nuc | 0 | 0 | 0 | 0 | 0 | 0
PS | 0 | 0 | 0 | 0 | 0 | 0
PV | 0 | 0 | 0 | 0 | 0 | 0
PeakG | 0.05 | 0 | 0 | 0 | 0 | 0
PeakO | 0 | 0 | 0 | 0 | 0 | 0
ST | 0 | 0 | 0 | 0 | 0 | 0
STOG | 0.22 | 0.18 | 0 | 0 | 0 | 0
STWD | 0 | 0 | 0 | 0 | 0 | 0
WT | 0 | 0 | 0 | 0 | 0 | 0
IGCC | 0 | 0 | 0 | 0 | 0 | 0
DemandResponse | 0 | 0 | 0 | 0 | 0 | 0
IGCC-CCS | 0 | 0 | 0 | 0 | 0 | 0
WT_off | 0 | 0 | 0 | 0 | 0 | 0
PseudoUnit | 0 | 0 | 0 | 0 | 0 | 0
FixedInterchange | 0 | 0 | 0 | 0 | 0 | 0
CO2 Emissions (MMshortTons): SPP_S
ReportingType | 2015 | 2020 | 2025 | 2030 | 2035 | 2040
BM | 0 | 0 | 0 | 0 | 0 | 0
CC | 24 | 13.46 | 7.98 | 5.85 | 3.12 | 2.86
CSP | 0 | 0 | 0 | 0 | 0 | 0
CT | 0 | 0 | 0 | 0 | 0 | 0
Coal | 79.14 | 5.74 | 0.07 | 0 | 0 | 0
Geo | 0 | 0 | 0 | 0 | 0 | 0
H | 0 | 0 | 0 | 0 | 0 | 0
LFG | 0 | 0 | 0 | 0 | 0 | 0
Nuc | 0 | 0 | 0 | 0 | 0 | 0
PS | 0 | 0 | 0 | 0 | 0 | 0
PV | 0 | 0 | 0 | 0 | 0 | 0
PeakG | 0 | 0 | 0 | 0 | 0 | 0
PeakO | 0 | 0 | 0 | 0 | 0 | 0
ST | 0 | 0 | 0 | 0 | 0 | 0
STOG | 1.77 | 0.37 | 1.23 | 0.85 | 0.27 | 0.27
STWD | 0 | 0 | 0 | 0 | 0 | 0
WT | 0 | 0 | 0 | 0 | 0 | 0
IGCC | 0 | 0 | 0 | 0 | 0 | 0
DemandResponse | 0 | 0 | 0 | 0 | 0 | 0
IGCC-CCS | 0 | 0 | 0 | 0 | 0 | 0
WT_off | 0 | 0 | 0 | 0 | 0 | 0
PseudoUnit | 0 | 0 | 0 | 0 | 0 | 0
FixedInterchange | 0 | 0 | 0 | 0 | 0 | 0
CO2 Emissions (MMshortTons): TVA
ReportingType | 2015 | 2020 | 2025 | 2030 | 2035 | 2040
BM | 0 | 0 | 0 | 0 | 0 | 0
CC | 24.19 | 32.37 | 30.28 | 28.14 | 18.03 | 3.29
CSP | 0 | 0 | 0 | 0 | 0 | 0
CT | 0 | 0 | 0 | 0 | 0 | 0
Coal | 23.19 | 4.28 | 0.01 | 0 | 0 | 0
Geo | 0 | 0 | 0 | 0 | 0 | 0
H | 0 | 0 | 0 | 0 | 0 | 0
LFG | 0 | 0 | 0 | 0 | 0 | 0
Nuc | 0 | 0 | 0 | 0 | 0 | 0
PS | 0 | 0 | 0 | 0 | 0 | 0
PV | 0 | 0 | 0 | 0 | 0 | 0
PeakG | 0 | 0 | 0 | 0 | 0 | 0
PeakO | 0 | 0 | 0 | 0 | 0 | 0
ST | 0 | 0 | 0 | 0 | 0 | 0
STOG | 0 | 0 | 0 | 0 | 0 | 0
STWD | 0 | 0 | 0 | 0 | 0 | 0
WT | 0 | 0 | 0 | 0 | 0 | 0
IGCC | 0 | 0 | 0 | 0 | 0 | 0
DemandResponse | 0 | 0 | 0 | 0 | 0 | 0
IGCC-CCS | 0 | 0 | 0 | 0 | 0 | 0
WT_off | 0 | 0 | 0 | 0 | 0 | 0
PseudoUnit | 0 | 0 | 0 | 0 | 0 | 0
FixedInterchange | 0 | 0 | 0 | 0 | 0 | 0
CO2 Emissions (MMshortTons): TVA_Transmission
ReportingType | 2015 | 2020 | 2025 | 2030 | 2035 | 2040
BM | 0 | 0 | 0 | 0 | 0 | 0
CC | 0 | 0 | 0 | 0 | 0 | 0
CSP | 0 | 0 | 0 | 0 | 0 | 0
CT | 0 | 0 | 0 | 0 | 0 | 0
Coal | 0 | 0 | 0 | 0 | 0 | 0
Geo | 0 | 0 | 0 | 0 | 0 | 0
H | 0 | 0 | 0 | 0 | 0 | 0
LFG | 0 | 0 | 0 | 0 | 0 | 0
Nuc | 0 | 0 | 0 | 0 | 0 | 0
PS | 0 | 0 | 0 | 0 | 0 | 0
PV | 0 | 0 | 0 | 0 | 0 | 0
PeakG | 0 | 0 | 0 | 0 | 0 | 0
PeakO | 0 | 0 | 0 | 0 | 0 | 0
ST | 0 | 0 | 0 | 0 | 0 | 0
STOG | 0 | 0 | 0 | 0 | 0 | 0
STWD | 0 | 0 | 0 | 0 | 0 | 0
WT | 0 | 0 | 0 | 0 | 0 | 0
IGCC | 0 | 0 | 0 | 0 | 0 | 0
DemandResponse | 0 | 0 | 0 | 0 | 0 | 0
IGCC-CCS | 0 | 0 | 0 | 0 | 0 | 0
WT_off | 0 | 0 | 0 | 0 | 0 | 0
PseudoUnit | 0 | 0 | 0 | 0 | 0 | 0
FixedInterchange | 0 | 0 | 0 | 0 | 0 | 0
CO2 Emissions (MMshortTons): VACAR
ReportingType | 2015 | 2020 | 2025 | 2030 | 2035 | 2040
BM | 0 | 0 | 0 | 0 | 0 | 0
CC | 52.61 | 50.34 | 50.11 | 47.63 | 26.65 | 4.51
CSP | 0 | 0 | 0 | 0 | 0 | 0
CT | 0.05 | 0.05 | 0.09 | 0.17 | 0.05 | 0
Coal | 9.71 | 3.94 | 0.78 | 0.16 | 0.32 | 0.44
Geo | 0 | 0 | 0 | 0 | 0 | 0
H | 0 | 0 | 0 | 0 | 0 | 0
LFG | 0 | 0 | 0 | 0 | 0 | 0
Nuc | 0 | 0 | 0 | 0 | 0 | 0
PS | 0 | 0 | 0 | 0 | 0 | 0
PV | 0 | 0 | 0 | 0 | 0 | 0
PeakG | 0.07 | 0.13 | 0.26 | 0.45 | 0.02 | 0.02
PeakO | 0 | 0 | 0 | 0 | 0 | 0
ST | 0 | 0 | 0 | 0 | 0 | 0
STOG | 0 | 0 | 0 | 0 | 0 | 0
STWD | 0 | 0 | 0 | 0 | 0 | 0
WT | 0 | 0 | 0 | 0 | 0 | 0
IGCC | 0 | 0 | 0 | 0 | 0 | 0
DemandResponse | 0 | 0 | 0 | 0 | 0 | 0
IGCC-CCS | 0 | 0 | 0 | 0 | 0 | 0
WT_off | 0 | 0 | 0 | 0 | 0 | 0
PseudoUnit | 0 | 0 | 0 | 0 | 0 | 0
FixedInterchange | 0 | 0 | 0 | 0 | 0 | 0
CO2 Emissions (MMshortTons): IESO
ReportingType | 2015 | 2020 | 2025 | 2030 | 2035 | 2040
BM | 0 | 0 | 0 | 0 | 0 | 0
CC | 3.44 | 2.41 | 0.17 | 0.07 | 0.01 | 0.07
CSP | 0 | 0 | 0 | 0 | 0 | 0
CT | 0.01 | 0.01 | 0 | 0 | 0 | 0
Coal | 0 | 0 | 0 | 0 | 0 | 0
Geo | 0 | 0 | 0 | 0 | 0 | 0
H | 0 | 0 | 0 | 0 | 0 | 0
LFG | 0 | 0 | 0 | 0 | 0 | 0
Nuc | 0 | 0 | 0 | 0 | 0 | 0
PS | 0 | 0 | 0 | 0 | 0 | 0
PV | 0 | 0 | 0 | 0 | 0 | 0
PeakG | 0 | 0 | 0 | 0 | 0 | 0
PeakO | 0 | 0 | 0 | 0 | 0 | 0
ST | 0 | 0 | 0 | 0 | 0 | 0
STOG | 0 | 0 | 0 | 0 | 0 | 0
STWD | 0 | 0 | 0 | 0 | 0 | 0
WT | 0 | 0 | 0 | 0 | 0 | 0
IGCC | 0 | 0 | 0 | 0 | 0 | 0
DemandResponse | 0 | 0 | 0 | 0 | 0 | 0
IGCC-CCS | 0 | 0 | 0 | 0 | 0 | 0
WT_off | 0 | 0 | 0 | 0 | 0 | 0
PseudoUnit | 0 | 0 | 0 | 0 | 0 | 0
FixedInterchange | 0 | 0 | 0 | 0 | 0 | 0
CO2 Emissions (MMshortTons): MAPP_CA
ReportingType | 2015 | 2020 | 2025 | 2030 | 2035 | 2040
BM | 0 | 0 | 0 | 0 | 0 | 0
CC | 3.24 | 3.24 | 0.72 | 0 | 0 | 0
CSP | 0 | 0 | 0 | 0 | 0 | 0
CT | 0 | 0 | 0 | 0 | 0 | 0
Coal | 0.26 | 0 | 0 | 0 | 0 | 0
Geo | 0 | 0 | 0 | 0 | 0 | 0
H | 0 | 0 | 0 | 0 | 0 | 0
LFG | 0 | 0 | 0 | 0 | 0 | 0
Nuc | 0 | 0 | 0 | 0 | 0 | 0
PS | 0 | 0 | 0 | 0 | 0 | 0
PV | 0 | 0 | 0 | 0 | 0 | 0
PeakG | 0.06 | 0.04 | 0 | 0 | 0 | 0
PeakO | 0 | 0 | 0 | 0 | 0 | 0
ST | 0 | 0 | 0 | 0 | 0 | 0
STOG | 0.01 | 0 | 0 | 0 | 0 | 0
STWD | 0 | 0 | 0 | 0 | 0 | 0
WT | 0 | 0 | 0 | 0 | 0 | 0
IGCC | 0 | 0 | 0 | 0 | 0 | 0
DemandResponse | 0 | 0 | 0 | 0 | 0 | 0
IGCC-CCS | 0 | 0 | 0 | 0 | 0 | 0
WT_off | 0 | 0 | 0 | 0 | 0 | 0
PseudoUnit | 0 | 0 | 0 | 0 | 0 | 0
FixedInterchange | 0 | 0 | 0 | 0 | 0 | 0
CO2 Emissions (MMshortTons): AZ_NM_SNV_Coal
ReportingType | 2015 | 2020 | 2025 | 2030 | 2035 | 2040
BM | 0 | 0 | 0 | 0 | 0 | 0
CC | 0 | 0 | 0 | 0 | 0 | 0
CSP | 0 | 0 | 0 | 0 | 0 | 0
CT | 0 | 0 | 0 | 0 | 0 | 0
Coal | 44.03 | 16.86 | 0.18 | 0 | 0.01 | 0.1
Geo | 0 | 0 | 0 | 0 | 0 | 0
H | 0 | 0 | 0 | 0 | 0 | 0
LFG | 0 | 0 | 0 | 0 | 0 | 0
Nuc | 0 | 0 | 0 | 0 | 0 | 0
PS | 0 | 0 | 0 | 0 | 0 | 0
PV | 0 | 0 | 0 | 0 | 0 | 0
PeakG | 0 | 0 | 0 | 0 | 0 | 0
PeakO | 0 | 0 | 0 | 0 | 0 | 0
ST | 0 | 0 | 0 | 0 | 0 | 0
STOG | 0 | 0 | 0 | 0 | 0 | 0
STWD | 0 | 0 | 0 | 0 | 0 | 0
WT | 0 | 0 | 0 | 0 | 0 | 0
IGCC | 0 | 0 | 0 | 0 | 0 | 0
DemandResponse | 0 | 0 | 0 | 0 | 0 | 0
IGCC-CCS | 0 | 0 | 0 | 0 | 0 | 0
WT_off | 0 | 0 | 0 | 0 | 0 | 0
PseudoUnit | 0 | 0 | 0 | 0 | 0 | 0
FixedInterchange | 0 | 0 | 0 | 0 | 0 | 0
CO2 Emissions (MMshortTons): AZ_NM_SNV_Gas
ReportingType | 2015 | 2020 | 2025 | 2030 | 2035 | 2040
BM | 0 | 0 | 0 | 0 | 0 | 0
CC | 32.76 | 33.1 | 37.03 | 34.55 | 11.61 | 6.2
CSP | 0 | 0 | 0 | 0 | 0 | 0
CT | 0 | 0 | 0 | 0 | 0 | 0
Coal | 0 | 0 | 0 | 0 | 0 | 0
Geo | 0 | 0 | 0 | 0 | 0 | 0
H | 0 | 0 | 0 | 0 | 0 | 0
LFG | 0 | 0 | 0 | 0 | 0 | 0
Nuc | 0 | 0 | 0 | 0 | 0 | 0
PS | 0 | 0 | 0 | 0 | 0 | 0
PV | 0 | 0 | 0 | 0 | 0 | 0
PeakG | 0 | 0 | 0 | 0 | 0 | 0
PeakO | 0 | 0 | 0 | 0 | 0 | 0
ST | 0 | 0 | 0 | 0 | 0 | 0
STOG | 0 | 0 | 0 | 0 | 0 | 0
STWD | 0 | 0 | 0 | 0 | 0 | 0
WT | 0 | 0 | 0 | 0 | 0 | 0
IGCC | 0 | 0 | 0 | 0 | 0 | 0
DemandResponse | 0 | 0 | 0 | 0 | 0 | 0
IGCC-CCS | 0 | 0 | 0 | 0 | 0 | 0
WT_off | 0 | 0 | 0 | 0 | 0 | 0
PseudoUnit | 0 | 0 | 0 | 0 | 0 | 0
FixedInterchange | 0 | 0 | 0 | 0 | 0 | 0
CO2 Emissions (MMshortTons): AZ_NM_SNV_NucRenew
ReportingType | 2015 | 2020 | 2025 | 2030 | 2035 | 2040
BM | 0 | 0 | 0 | 0 | 0 | 0
CC | 0 | 0 | 0 | 0 | 0 | 0
CSP | 0 | 0 | 0 | 0 | 0 | 0
CT | 0 | 0 | 0 | 0 | 0 | 0
Coal | 0 | 0 | 0 | 0 | 0 | 0
Geo | 0 | 0 | 0 | 0 | 0 | 0
H | 0 | 0 | 0 | 0 | 0 | 0
LFG | 0 | 0 | 0 | 0 | 0 | 0
Nuc | 0 | 0 | 0 | 0 | 0 | 0
PS | 0 | 0 | 0 | 0 | 0 | 0
PV | 0 | 0 | 0 | 0 | 0 | 0
PeakG | 0 | 0 | 0 | 0 | 0 | 0
PeakO | 0 | 0 | 0 | 0 | 0 | 0
ST | 0 | 0 | 0 | 0 | 0 | 0
STOG | 0 | 0 | 0 | 0 | 0 | 0
STWD | 0 | 0 | 0 | 0 | 0 | 0
WT | 0 | 0 | 0 | 0 | 0 | 0
IGCC | 0 | 0 | 0 | 0 | 0 | 0
DemandResponse | 0 | 0 | 0 | 0 | 0 | 0
IGCC-CCS | 0 | 0 | 0 | 0 | 0 | 0
WT_off | 0 | 0 | 0 | 0 | 0 | 0
PseudoUnit | 0 | 0 | 0 | 0 | 0 | 0
FixedInterchange | 0 | 0 | 0 | 0 | 0 | 0
CO2 Emissions (MMshortTons): ERCOT
ReportingType | 2015 | 2020 | 2025 | 2030 | 2035 | 2040
BM | 0 | 0 | 0 | 0 | 0 | 0
CC | 88.45 | 100.5 | 99.38 | 75.85 | 35.67 | 22.96
CSP | 0 | 0 | 0 | 0 | 0 | 0
CT | 0 | 0 | 0.02 | 0.01 | 0 | 0
Coal | 33.17 | 7.65 | 1.94 | 0.21 | 0.31 | 0.31
Geo | 0 | 0 | 0 | 0 | 0 | 0
H | 0 | 0 | 0 | 0 | 0 | 0
LFG | 0 | 0 | 0 | 0 | 0 | 0
Nuc | 0 | 0 | 0 | 0 | 0 | 0
PS | 0 | 0 | 0 | 0 | 0 | 0
PV | 0 | 0 | 0 | 0 | 0 | 0
PeakG | 0 | 0 | 0.07 | 0.03 | 0.02 | 0.03
PeakO | 0 | 0 | 0 | 0 | 0 | 0
ST | 0 | 0 | 0 | 0 | 0 | 0
STOG | 1.91 | 2.59 | 2.8 | 1.19 | 0 | 0
STWD | 0 | 0 | 0 | 0 | 0 | 0
WT | 0 | 0 | 0 | 0 | 0 | 0
IGCC | 0 | 0 | 0 | 0 | 0 | 0
DemandResponse | 0 | 0 | 0 | 0 | 0 | 0
IGCC-CCS | 0 | 0 | 0 | 0 | 0 | 0
WT_off | 0 | 0 | 0 | 0 | 0 | 0
PseudoUnit | 0 | 0 | 0 | 0 | 0 | 0
FixedInterchange | 0 | 0 | 0 | 0 | 0 | 0
CO2 Emissions (MMshortTons): NP15
ReportingType | 2015 | 2020 | 2025 | 2030 | 2035 | 2040
BM | 0 | 0 | 0 | 0 | 0 | 0
CC | 31.19 | 29.79 | 31.24 | 27.68 | 11.67 | 0.46
CSP | 0 | 0 | 0 | 0 | 0 | 0
CT | 0 | 0 | 0 | 0 | 0 | 0
Coal | 0.27 | 0 | 0 | 0 | 0 | 0
Geo | 0 | 0 | 0 | 0 | 0 | 0
H | 0 | 0 | 0 | 0 | 0 | 0
LFG | 0 | 0 | 0 | 0 | 0 | 0
Nuc | 0 | 0 | 0 | 0 | 0 | 0
PS | 0 | 0 | 0 | 0 | 0 | 0
PV | 0 | 0 | 0 | 0 | 0 | 0
PeakG | 0 | 0 | 0 | 0 | 0 | 0
PeakO | 0 | 0 | 0 | 0 | 0 | 0
ST | 0 | 0 | 0 | 0 | 0 | 0
STOG | 0 | 0.01 | 0.05 | 0.05 | 0 | 0
STWD | 0 | 0 | 0 | 0 | 0 | 0
WT | 0 | 0 | 0 | 0 | 0 | 0
IGCC | 0 | 0 | 0 | 0 | 0 | 0
DemandResponse | 0 | 0 | 0 | 0 | 0 | 0
IGCC-CCS | 0 | 0 | 0 | 0 | 0 | 0
WT_off | 0 | 0 | 0 | 0 | 0 | 0
PseudoUnit | 0 | 0 | 0 | 0 | 0 | 0
FixedInterchange | 0 | 0 | 0 | 0 | 0 | 0
CO2 Emissions (MMshortTons): NWPP_Coal
ReportingType | 2015 | 2020 | 2025 | 2030 | 2035 | 2040
BM | 0 | 0 | 0 | 0 | 0 | 0
CC | 0 | 0 | 0 | 0 | 0 | 0
CSP | 0 | 0 | 0 | 0 | 0 | 0
CT | 0 | 0 | 0 | 0 | 0 | 0
Coal | 47.15 | 6.44 | 0.18 | 0.17 | 0.17 | 0.17
Geo | 0 | 0 | 0 | 0 | 0 | 0
H | 0 | 0 | 0 | 0 | 0 | 0
LFG | 0 | 0 | 0 | 0 | 0 | 0
Nuc | 0 | 0 | 0 | 0 | 0 | 0
PS | 0 | 0 | 0 | 0 | 0 | 0
PV | 0 | 0 | 0 | 0 | 0 | 0
PeakG | 0 | 0 | 0 | 0 | 0 | 0
PeakO | 0 | 0 | 0 | 0 | 0 | 0
ST | 0 | 0 | 0 | 0 | 0 | 0
STOG | 0 | 0 | 0 | 0 | 0 | 0
STWD | 0 | 0 | 0 | 0 | 0 | 0
WT | 0 | 0 | 0 | 0 | 0 | 0
IGCC | 0 | 0 | 0 | 0 | 0 | 0
DemandResponse | 0 | 0 | 0 | 0 | 0 | 0
IGCC-CCS | 0 | 0 | 0 | 0 | 0 | 0
WT_off | 0 | 0 | 0 | 0 | 0 | 0
PseudoUnit | 0 | 0 | 0 | 0 | 0 | 0
FixedInterchange | 0 | 0 | 0 | 0 | 0 | 0
CO2 Emissions (MMshortTons): NWPP_Gas
ReportingType | 2015 | 2020 | 2025 | 2030 | 2035 | 2040
BM | 0 | 0 | 0 | 0 | 0 | 0
CC | 21.09 | 29.97 | 29.97 | 29.97 | 6.55 | 4.01
CSP | 0 | 0 | 0 | 0 | 0 | 0
CT | 0 | 0 | 0 | 0 | 0 | 0
Coal | 0 | 0 | 0 | 0 | 0 | 0
Geo | 0 | 0 | 0 | 0 | 0 | 0
H | 0 | 0 | 0 | 0 | 0 | 0
LFG | 0 | 0 | 0 | 0 | 0 | 0
Nuc | 0 | 0 | 0 | 0 | 0 | 0
PS | 0 | 0 | 0 | 0 | 0 | 0
PV | 0 | 0 | 0 | 0 | 0 | 0
PeakG | 0 | 0 | 0 | 0 | 0 | 0
PeakO | 0 | 0 | 0 | 0 | 0 | 0
ST | 0 | 0 | 0 | 0 | 0 | 0
STOG | 0 | 0 | 0 | 0 | 0 | 0
STWD | 0 | 0 | 0 | 0 | 0 | 0
WT | 0 | 0 | 0 | 0 | 0 | 0
IGCC | 0 | 0 | 0 | 0 | 0 | 0
DemandResponse | 0 | 0 | 0 | 0 | 0 | 0
IGCC-CCS | 0 | 0 | 0 | 0 | 0 | 0
WT_off | 0 | 0 | 0 | 0 | 0 | 0
PseudoUnit | 0 | 0 | 0 | 0 | 0 | 0
FixedInterchange | 0 | 0 | 0 | 0 | 0 | 0
CO2 Emissions (MMshortTons): NWPP_NucRenew
ReportingType | 2015 | 2020 | 2025 | 2030 | 2035 | 2040
BM | 0 | 0 | 0 | 0 | 0 | 0
CC | 0 | 0 | 0 | 0 | 0 | 0
CSP | 0 | 0 | 0 | 0 | 0 | 0
CT | 0 | 0 | 0 | 0 | 0 | 0
Coal | 0 | 0 | 0 | 0 | 0 | 0
Geo | 0 | 0 | 0 | 0 | 0 | 0
H | 0 | 0 | 0 | 0 | 0 | 0
LFG | 0 | 0 | 0 | 0 | 0 | 0
Nuc | 0 | 0 | 0 | 0 | 0 | 0
PS | 0 | 0 | 0 | 0 | 0 | 0
PV | 0 | 0 | 0 | 0 | 0 | 0
PeakG | 0 | 0 | 0 | 0 | 0 | 0
PeakO | 0 | 0 | 0 | 0 | 0 | 0
ST | 0 | 0 | 0 | 0 | 0 | 0
STOG | 0 | 0 | 0 | 0 | 0 | 0
STWD | 0 | 0 | 0 | 0 | 0 | 0
WT | 0 | 0 | 0 | 0 | 0 | 0
IGCC | 0 | 0 | 0 | 0 | 0 | 0
DemandResponse | 0 | 0 | 0 | 0 | 0 | 0
IGCC-CCS | 0 | 0 | 0 | 0 | 0 | 0
WT_off | 0 | 0 | 0 | 0 | 0 | 0
PseudoUnit | 0 | 0 | 0 | 0 | 0 | 0
FixedInterchange | 0 | 0 | 0 | 0 | 0 | 0
CO2 Emissions (MMshortTons): RMPA
ReportingType | 2015 | 2020 | 2025 | 2030 | 2035 | 2040
BM | 0 | 0 | 0 | 0 | 0 | 0
CC | 6.58 | 7.93 | 9.76 | 6.66 | 3.78 | 1.97
CSP | 0 | 0 | 0 | 0 | 0 | 0
CT | 0 | 0 | 0 | 0 | 0 | 0
Coal | 50.38 | 30.32 | 0.44 | 0.32 | 0.32 | 0.32
Geo | 0 | 0 | 0 | 0 | 0 | 0
H | 0 | 0 | 0 | 0 | 0 | 0
LFG | 0 | 0 | 0 | 0 | 0 | 0
Nuc | 0 | 0 | 0 | 0 | 0 | 0
PS | 0 | 0 | 0 | 0 | 0 | 0
PV | 0 | 0 | 0 | 0 | 0 | 0
PeakG | 0 | 0 | 0 | 0 | 0 | 0
PeakO | 0 | 0 | 0 | 0 | 0 | 0
ST | 0 | 0 | 0 | 0 | 0 | 0
STOG | 0 | 0 | 0 | 0 | 0 | 0
STWD | 0 | 0 | 0 | 0 | 0 | 0
WT | 0 | 0 | 0 | 0 | 0 | 0
IGCC | 0 | 0 | 0 | 0 | 0 | 0
DemandResponse | 0 | 0 | 0 | 0 | 0 | 0
IGCC-CCS | 0 | 0 | 0 | 0 | 0 | 0
WT_off | 0 | 0 | 0 | 0 | 0 | 0
PseudoUnit | 0 | 0 | 0 | 0 | 0 | 0
FixedInterchange | 0 | 0 | 0 | 0 | 0 | 0
CO2 Emissions (MMshortTons): SP15
ReportingType | 2015 | 2020 | 2025 | 2030 | 2035 | 2040
BM | 0 | 0 | 0 | 0 | 0 | 0
CC | 28.65 | 35.21 | 36.88 | 32.37 | 16.42 | 7.43
CSP | 0 | 0 | 0 | 0 | 0 | 0
CT | 0 | 0 | 0 | 0 | 0 | 0
Coal | 1.64 | 0 | 0 | 0 | 0 | 0
Geo | 0 | 0 | 0 | 0 | 0 | 0
H | 0 | 0 | 0 | 0 | 0 | 0
LFG | 0 | 0 | 0 | 0 | 0 | 0
Nuc | 0 | 0 | 0 | 0 | 0 | 0
PS | 0 | 0 | 0 | 0 | 0 | 0
PV | 0 | 0 | 0 | 0 | 0 | 0
PeakG | 0 | 0 | 0 | 0 | 0 | 0
PeakO | 0 | 0 | 0 | 0 | 0 | 0
ST | 0 | 0 | 0 | 0 | 0 | 0
STOG | 0.63 | 0.29 | 0.7 | 0.2 | 0.02 | 0.01
STWD | 0 | 0 | 0 | 0 | 0 | 0
WT | 0 | 0 | 0 | 0 | 0 | 0
IGCC | 0 | 0 | 0 | 0 | 0 | 0
DemandResponse | 0 | 0 | 0 | 0 | 0 | 0
IGCC-CCS | 0 | 0 | 0 | 0 | 0 | 0
WT_off | 0 | 0 | 0 | 0 | 0 | 0
PseudoUnit | 0 | 0 | 0 | 0 | 0 | 0
FixedInterchange | 0 | 0 | 0 | 0 | 0 | 0
CO2 Emissions (MMshortTons): ALB
ReportingType | 2015 | 2020 | 2025 | 2030 | 2035 | 2040
BM | 0 | 0 | 0 | 0 | 0 | 0
CC | 6.96 | 8.7 | 8.98 | 1.93 | 0.43 | 0
CSP | 0 | 0 | 0 | 0 | 0 | 0
CT | 0 | 0 | 0 | 0 | 0 | 0
Coal | 49.32 | 47.33 | 44.47 | 0 | 0 | 0
Geo | 0 | 0 | 0 | 0 | 0 | 0
H | 0 | 0 | 0 | 0 | 0 | 0
LFG | 0 | 0 | 0 | 0 | 0 | 0
Nuc | 0 | 0 | 0 | 0 | 0 | 0
PS | 0 | 0 | 0 | 0 | 0 | 0
PV | 0 | 0 | 0 | 0 | 0 | 0
PeakG | 0 | 0 | 0 | 0 | 0 | 0
PeakO | 0 | 0 | 0 | 0 | 0 | 0
ST | 0 | 0 | 0 | 0 | 0 | 0
STOG | 0 | 0 | 0 | 0 | 0 | 0
STWD | 0 | 0 | 0 | 0 | 0 | 0
WT | 0 | 0 | 0 | 0 | 0 | 0
IGCC | 0 | 0 | 0 | 0 | 0 | 0
DemandResponse | 0 | 0 | 0 | 0 | 0 | 0
IGCC-CCS | 0 | 0 | 0 | 0 | 0 | 0
WT_off | 0 | 0 | 0 | 0 | 0 | 0
PseudoUnit | 0 | 0 | 0 | 0 | 0 | 0
FixedInterchange | 0 | 0 | 0 | 0 | 0 | 0
CO2 Emissions (MMshortTons): BC
ReportingType | 2015 | 2020 | 2025 | 2030 | 2035 | 2040
BM | 0 | 0 | 0 | 0 | 0 | 0
CC | 2.55 | 2.55 | 2.55 | 2.55 | 0 | 0
CSP | 0 | 0 | 0 | 0 | 0 | 0
CT | 0 | 0 | 0 | 0 | 0 | 0
Coal | 0 | 0 | 0 | 0 | 0 | 0
Geo | 0 | 0 | 0 | 0 | 0 | 0
H | 0 | 0 | 0 | 0 | 0 | 0
LFG | 0 | 0 | 0 | 0 | 0 | 0
Nuc | 0 | 0 | 0 | 0 | 0 | 0
PS | 0 | 0 | 0 | 0 | 0 | 0
PV | 0 | 0 | 0 | 0 | 0 | 0
PeakG | 0 | 0 | 0 | 0 | 0 | 0
PeakO | 0 | 0 | 0 | 0 | 0 | 0
ST | 0 | 0 | 0 | 0 | 0 | 0
STOG | 0 | 0 | 0 | 0 | 0 | 0
STWD | 0 | 0 | 0 | 0 | 0 | 0
WT | 0 | 0 | 0 | 0 | 0 | 0
IGCC | 0 | 0 | 0 | 0 | 0 | 0
DemandResponse | 0 | 0 | 0 | 0 | 0 | 0
IGCC-CCS | 0 | 0 | 0 | 0 | 0 | 0
WT_off | 0 | 0 | 0 | 0 | 0 | 0
PseudoUnit | 0 | 0 | 0 | 0 | 0 | 0
FixedInterchange | 0 | 0 | 0 | 0 | 0 | 0
CO2 Emissions (MMshortTons): HQ_IESO
ReportingType | 2015 | 2020 | 2025 | 2030 | 2035 | 2040
BM | 0 | 0 | 0 | 0 | 0 | 0
CC | 0 | 0 | 0 | 0 | 0 | 0
CSP | 0 | 0 | 0 | 0 | 0 | 0
CT | 0 | 0 | 0 | 0 | 0 | 0
Coal | 0 | 0 | 0 | 0 | 0 | 0
Geo | 0 | 0 | 0 | 0 | 0 | 0
H | 0 | 0 | 0 | 0 | 0 | 0
LFG | 0 | 0 | 0 | 0 | 0 | 0
Nuc | 0 | 0 | 0 | 0 | 0 | 0
PS | 0 | 0 | 0 | 0 | 0 | 0
PV | 0 | 0 | 0 | 0 | 0 | 0
PeakG | 0 | 0 | 0 | 0 | 0 | 0
PeakO | 0 | 0 | 0 | 0 | 0 | 0
ST | 0 | 0 | 0 | 0 | 0 | 0
STOG | 0 | 0 | 0 | 0 | 0 | 0
STWD | 0 | 0 | 0 | 0 | 0 | 0
WT | 0 | 0 | 0 | 0 | 0 | 0
IGCC | 0 | 0 | 0 | 0 | 0 | 0
DemandResponse | 0 | 0 | 0 | 0 | 0 | 0
IGCC-CCS | 0 | 0 | 0 | 0 | 0 | 0
WT_off | 0 | 0 | 0 | 0 | 0 | 0
PseudoUnit | 0 | 0 | 0 | 0 | 0 | 0
FixedInterchange | 0 | 0 | 0 | 0 | 0 | 0
CO2 Emissions (MMshortTons): HQ_NEISO
ReportingType | 2015 | 2020 | 2025 | 2030 | 2035 | 2040
BM | 0 | 0 | 0 | 0 | 0 | 0
CC | 0 | 0 | 0 | 0 | 0 | 0
CSP | 0 | 0 | 0 | 0 | 0 | 0
CT | 0 | 0 | 0 | 0 | 0 | 0
Coal | 0 | 0 | 0 | 0 | 0 | 0
Geo | 0 | 0 | 0 | 0 | 0 | 0
H | 0 | 0 | 0 | 0 | 0 | 0
LFG | 0 | 0 | 0 | 0 | 0 | 0
Nuc | 0 | 0 | 0 | 0 | 0 | 0
PS | 0 | 0 | 0 | 0 | 0 | 0
PV | 0 | 0 | 0 | 0 | 0 | 0
PeakG | 0 | 0 | 0 | 0 | 0 | 0
PeakO | 0 | 0 | 0 | 0 | 0 | 0
ST | 0 | 0 | 0 | 0 | 0 | 0
STOG | 0 | 0 | 0 | 0 | 0 | 0
STWD | 0 | 0 | 0 | 0 | 0 | 0
WT | 0 | 0 | 0 | 0 | 0 | 0
IGCC | 0 | 0 | 0 | 0 | 0 | 0
DemandResponse | 0 | 0 | 0 | 0 | 0 | 0
IGCC-CCS | 0 | 0 | 0 | 0 | 0 | 0
WT_off | 0 | 0 | 0 | 0 | 0 | 0
PseudoUnit | 0 | 0 | 0 | 0 | 0 | 0
FixedInterchange | 0 | 0 | 0 | 0 | 0 | 0
CO2 Emissions (MMshortTons): HQ_NY
ReportingType | 2015 | 2020 | 2025 | 2030 | 2035 | 2040
BM | 0 | 0 | 0 | 0 | 0 | 0
CC | 0 | 0 | 0 | 0 | 0 | 0
CSP | 0 | 0 | 0 | 0 | 0 | 0
CT | 0 | 0 | 0 | 0 | 0 | 0
Coal | 0 | 0 | 0 | 0 | 0 | 0
Geo | 0 | 0 | 0 | 0 | 0 | 0
H | 0 | 0 | 0 | 0 | 0 | 0
LFG | 0 | 0 | 0 | 0 | 0 | 0
Nuc | 0 | 0 | 0 | 0 | 0 | 0
PS | 0 | 0 | 0 | 0 | 0 | 0
PV | 0 | 0 | 0 | 0 | 0 | 0
PeakG | 0 | 0 | 0 | 0 | 0 | 0
PeakO | 0 | 0 | 0 | 0 | 0 | 0
ST | 0 | 0 | 0 | 0 | 0 | 0
STOG | 0 | 0 | 0 | 0 | 0 | 0
STWD | 0 | 0 | 0 | 0 | 0 | 0
WT | 0 | 0 | 0 | 0 | 0 | 0
IGCC | 0 | 0 | 0 | 0 | 0 | 0
DemandResponse | 0 | 0 | 0 | 0 | 0 | 0
IGCC-CCS | 0 | 0 | 0 | 0 | 0 | 0
WT_off | 0 | 0 | 0 | 0 | 0 | 0
PseudoUnit | 0 | 0 | 0 | 0 | 0 | 0
FixedInterchange | 0 | 0 | 0 | 0 | 0 | 0
CO2 Emissions (MMshortTons): MARITIMES
ReportingType | 2015 | 2020 | 2025 | 2030 | 2035 | 2040
BM | 0 | 0 | 0 | 0 | 0 | 0
CC | 0 | 0 | 0 | 0 | 0 | 0
CSP | 0 | 0 | 0 | 0 | 0 | 0
CT | 0 | 0 | 0 | 0 | 0 | 0
Coal | 0 | 0 | 0 | 0 | 0 | 0
Geo | 0 | 0 | 0 | 0 | 0 | 0
H | 0 | 0 | 0 | 0 | 0 | 0
LFG | 0 | 0 | 0 | 0 | 0 | 0
Nuc | 0 | 0 | 0 | 0 | 0 | 0
PS | 0 | 0 | 0 | 0 | 0 | 0
PV | 0 | 0 | 0 | 0 | 0 | 0
PeakG | 0 | 0 | 0 | 0 | 0 | 0
PeakO | 0 | 0 | 0 | 0 | 0 | 0
ST | 0 | 0 | 0 | 0 | 0 | 0
STOG | 0 | 0 | 0 | 0 | 0 | 0
STWD | 0 | 0 | 0 | 0 | 0 | 0
WT | 0 | 0 | 0 | 0 | 0 | 0
IGCC | 0 | 0 | 0 | 0 | 0 | 0
DemandResponse | 0 | 0 | 0 | 0 | 0 | 0
IGCC-CCS | 0 | 0 | 0 | 0 | 0 | 0
WT_off | 0 | 0 | 0 | 0 | 0 | 0
PseudoUnit | 0 | 0 | 0 | 0 | 0 | 0
FixedInterchange | 0 | 0 | 0 | 0 | 0 | 0
CO2 Emissions (MMshortTons): All
ReportingType | 2015 | 2020 | 2025 | 2030 | 2035 | 2040
BM | 0 | 0 | 0 | 0 | 0 | 0
CC | 731.64 | 850.44 | 807.52 | 690.27 | 335.89 | 162.11
CSP | 0 | 0 | 0 | 0 | 0 | 0
CT | 0.36 | 0.58 | 0.73 | 0.81 | 0.05 | 0
Coal | 877.25 | 233.61 | 57.09 | 1.81 | 2.93 | 3.63
Geo | 0 | 0 | 0 | 0 | 0 | 0
H | 0 | 0 | 0 | 0 | 0 | 0
LFG | 0 | 0 | 0 | 0 | 0 | 0
Nuc | 0 | 0 | 0 | 0 | 0 | 0
PS | 0 | 0 | 0 | 0 | 0 | 0
PV | 0 | 0 | 0 | 0 | 0 | 0
PeakG | 1.93 | 2.82 | 4.17 | 4.82 | 0.93 | 0.78
PeakO | 0 | 0 | 0 | 0 | 0 | 0
ST | 0 | 0 | 0 | 0 | 0 | 0
STOG | 6.57 | 6.06 | 7.94 | 4.44 | 0.96 | 0.44
STWD | 0 | 0 | 0 | 0 | 0 | 0
WT | 0 | 0 | 0 | 0 | 0 | 0
IGCC | 4.15 | 2.62 | 0.37 | 0 | 0 | 0
DemandResponse | 0 | 0 | 0 | 0 | 0 | 0
IGCC-CCS | 0 | 0 | 0 | 0 | 0 | 0
WT_off | 0 | 0 | 0 | 0 | 0 | 0
PseudoUnit | 0 | 0 | 0 | 0 | 0 | 0
FixedInterchange | 0 | 0 | 0 | 0 | 0 | 0
CO2 Emissions (MMshortTons): EI_US
ReportingType | 2015 | 2020 | 2025 | 2030 | 2035 | 2040
BM | 0 | 0 | 0 | 0 | 0 | 0
CC | 506.72 | 597.04 | 550.84 | 478.63 | 249.74 | 119
CSP | 0 | 0 | 0 | 0 | 0 | 0
CT | 0.36 | 0.57 | 0.71 | 0.81 | 0.05 | 0
Coal | 651.03 | 125.02 | 9.88 | 1.11 | 2.12 | 2.73
Geo | 0 | 0 | 0 | 0 | 0 | 0
H | 0 | 0 | 0 | 0 | 0 | 0
LFG | 0 | 0 | 0 | 0 | 0 | 0
Nuc | 0 | 0 | 0 | 0 | 0 | 0
PS | 0 | 0 | 0 | 0 | 0 | 0
PV | 0 | 0 | 0 | 0 | 0 | 0
PeakG | 1.87 | 2.77 | 4.1 | 4.78 | 0.91 | 0.75
PeakO | 0 | 0 | 0 | 0 | 0 | 0
ST | 0 | 0 | 0 | 0 | 0 | 0
STOG | 4.02 | 3.17 | 4.39 | 2.99 | 0.94 | 0.43
STWD | 0 | 0 | 0 | 0 | 0 | 0
WT | 0 | 0 | 0 | 0 | 0 | 0
IGCC | 4.15 | 2.62 | 0.37 | 0 | 0 | 0
DemandResponse | 0 | 0 | 0 | 0 | 0 | 0
IGCC-CCS | 0 | 0 | 0 | 0 | 0 | 0
WT_off | 0 | 0 | 0 | 0 | 0 | 0
PseudoUnit | 0 | 0 | 0 | 0 | 0 | 0
FixedInterchange | 0 | 0 | 0 | 0 | 0 | 0
CO2 Emissions (MMshortTons): EI_Canada
ReportingType | 2015 | 2020 | 2025 | 2030 | 2035 | 2040
BM | 0 | 0 | 0 | 0 | 0 | 0
CC | 6.68 | 5.65 | 0.89 | 0.07 | 0.01 | 0.07
CSP | 0 | 0 | 0 | 0 | 0 | 0
CT | 0.01 | 0.01 | 0 | 0 | 0 | 0
Coal | 0.26 | 0 | 0 | 0 | 0 | 0
Geo | 0 | 0 | 0 | 0 | 0 | 0
H | 0 | 0 | 0 | 0 | 0 | 0
LFG | 0 | 0 | 0 | 0 | 0 | 0
Nuc | 0 | 0 | 0 | 0 | 0 | 0
PS | 0 | 0 | 0 | 0 | 0 | 0
PV | 0 | 0 | 0 | 0 | 0 | 0
PeakG | 0.06 | 0.04 | 0 | 0 | 0 | 0
PeakO | 0 | 0 | 0 | 0 | 0 | 0
ST | 0 | 0 | 0 | 0 | 0 | 0
STOG | 0.01 | 0 | 0 | 0 | 0 | 0
STWD | 0 | 0 | 0 | 0 | 0 | 0
WT | 0 | 0 | 0 | 0 | 0 | 0
IGCC | 0 | 0 | 0 | 0 | 0 | 0
DemandResponse | 0 | 0 | 0 | 0 | 0 | 0
IGCC-CCS | 0 | 0 | 0 | 0 | 0 | 0
WT_off | 0 | 0 | 0 | 0 | 0 | 0
PseudoUnit | 0 | 0 | 0 | 0 | 0 | 0
FixedInterchange | 0 | 0 | 0 | 0 | 0 | 0
CO2 Emissions (MMshortTons): EI
ReportingType | 2015 | 2020 | 2025 | 2030 | 2035 | 2040
BM | 0 | 0 | 0 | 0 | 0 | 0
CC | 513.41 | 602.69 | 551.73 | 478.7 | 249.75 | 119.07
CSP | 0 | 0 | 0 | 0 | 0 | 0
CT | 0.36 | 0.58 | 0.71 | 0.81 | 0.05 | 0
Coal | 651.29 | 125.02 | 9.88 | 1.11 | 2.12 | 2.73
Geo | 0 | 0 | 0 | 0 | 0 | 0
H | 0 | 0 | 0 | 0 | 0 | 0
LFG | 0 | 0 | 0 | 0 | 0 | 0
Nuc | 0 | 0 | 0 | 0 | 0 | 0
PS | 0 | 0 | 0 | 0 | 0 | 0
PV | 0 | 0 | 0 | 0 | 0 | 0
PeakG | 1.93 | 2.81 | 4.1 | 4.78 | 0.91 | 0.75
PeakO | 0 | 0 | 0 | 0 | 0 | 0
ST | 0 | 0 | 0 | 0 | 0 | 0
STOG | 4.03 | 3.17 | 4.39 | 2.99 | 0.94 | 0.43
STWD | 0 | 0 | 0 | 0 | 0 | 0
WT | 0 | 0 | 0 | 0 | 0 | 0
IGCC | 4.15 | 2.62 | 0.37 | 0 | 0 | 0
DemandResponse | 0 | 0 | 0 | 0 | 0 | 0
IGCC-CCS | 0 | 0 | 0 | 0 | 0 | 0
WT_off | 0 | 0 | 0 | 0 | 0 | 0
PseudoUnit | 0 | 0 | 0 | 0 | 0 | 0
FixedInterchange | 0 | 0 | 0 | 0 | 0 | 0
CO2 Emissions (MMshortTons): Outside_EI
ReportingType | 2015 | 2020 | 2025 | 2030 | 2035 | 2040
BM | 0 | 0 | 0 | 0 | 0 | 0
CC | 218.23 | 247.75 | 255.79 | 211.57 | 86.13 | 43.03
CSP | 0 | 0 | 0 | 0 | 0 | 0
CT | 0 | 0 | 0.02 | 0.01 | 0 | 0
Coal | 225.96 | 108.59 | 47.21 | 0.7 | 0.82 | 0.91
Geo | 0 | 0 | 0 | 0 | 0 | 0
H | 0 | 0 | 0 | 0 | 0 | 0
LFG | 0 | 0 | 0 | 0 | 0 | 0
Nuc | 0 | 0 | 0 | 0 | 0 | 0
PS | 0 | 0 | 0 | 0 | 0 | 0
PV | 0 | 0 | 0 | 0 | 0 | 0
PeakG | 0 | 0 | 0.07 | 0.03 | 0.02 | 0.03
PeakO | 0 | 0 | 0 | 0 | 0 | 0
ST | 0 | 0 | 0 | 0 | 0 | 0
STOG | 2.55 | 2.89 | 3.54 | 1.44 | 0.02 | 0.01
STWD | 0 | 0 | 0 | 0 | 0 | 0
WT | 0 | 0 | 0 | 0 | 0 | 0
IGCC | 0 | 0 | 0 | 0 | 0 | 0
DemandResponse | 0 | 0 | 0 | 0 | 0 | 0
IGCC-CCS | 0 | 0 | 0 | 0 | 0 | 0
WT_off | 0 | 0 | 0 | 0 | 0 | 0
PseudoUnit | 0 | 0 | 0 | 0 | 0 | 0
FixedInterchange | 0 | 0 | 0 | 0 | 0 | 0
CO2 Emissions (MMmetricTons): Entergy
ReportingType | 2015 | 2020 | 2025 | 2030 | 2035 | 2040
BM | 0 | 0 | 0 | 0 | 0 | 0
CC | 28.08 | 37.4 | 23.93 | 13.9 | 6.78 | 5.31
CSP | 0 | 0 | 0 | 0 | 0 | 0
CT | 0 | 0 | 0 | 0 | 0 | 0
Coal | 54.71 | 4.75 | 0.44 | 0 | 0 | 0
Geo | 0 | 0 | 0 | 0 | 0 | 0
H | 0 | 0 | 0 | 0 | 0 | 0
LFG | 0 | 0 | 0 | 0 | 0 | 0
Nuc | 0 | 0 | 0 | 0 | 0 | 0
PS | 0 | 0 | 0 | 0 | 0 | 0
PV | 0 | 0 | 0 | 0 | 0 | 0
PeakG | 0 | 0 | 0 | 0 | 0 | 0
PeakO | 0 | 0 | 0 | 0 | 0 | 0
ST | 0 | 0 | 0 | 0 | 0 | 0
STOG | 0.35 | 0.37 | 0.54 | 0 | 0 | 0
STWD | 0 | 0 | 0 | 0 | 0 | 0
WT | 0 | 0 | 0 | 0 | 0 | 0
IGCC | 0 | 0 | 0 | 0 | 0 | 0
DemandResponse | 0 | 0 | 0 | 0 | 0 | 0
IGCC-CCS | 0 | 0 | 0 | 0 | 0 | 0
WT_off | 0 | 0 | 0 | 0 | 0 | 0
PseudoUnit | 0 | 0 | 0 | 0 | 0 | 0
FixedInterchange | 0 | 0 | 0 | 0 | 0 | 0
CO2 Emissions (MMmetricTons): FRCC
ReportingType | 2015 | 2020 | 2025 | 2030 | 2035 | 2040
BM | 0 | 0 | 0 | 0 | 0 | 0
CC | 70.24 | 73.44 | 77.57 | 77.48 | 19.3 | 16.54
CSP | 0 | 0 | 0 | 0 | 0 | 0
CT | 0.28 | 0.46 | 0.55 | 0.55 | 0 | 0
Coal | 12.05 | 0.2 | 0.13 | 0.01 | 0.01 | 0.07
Geo | 0 | 0 | 0 | 0 | 0 | 0
H | 0 | 0 | 0 | 0 | 0 | 0
LFG | 0 | 0 | 0 | 0 | 0 | 0
Nuc | 0 | 0 | 0 | 0 | 0 | 0
PS | 0 | 0 | 0 | 0 | 0 | 0
PV | 0 | 0 | 0 | 0 | 0 | 0
PeakG | 0.23 | 0.37 | 0.67 | 0.74 | 0.16 | 0.14
PeakO | 0 | 0 | 0 | 0 | 0 | 0
ST | 0 | 0 | 0 | 0 | 0 | 0
STOG | 0 | 0 | 0 | 0 | 0 | 0
STWD | 0 | 0 | 0 | 0 | 0 | 0
WT | 0 | 0 | 0 | 0 | 0 | 0
IGCC | 0 | 0 | 0 | 0 | 0 | 0
DemandResponse | 0 | 0 | 0 | 0 | 0 | 0
IGCC-CCS | 0 | 0 | 0 | 0 | 0 | 0
WT_off | 0 | 0 | 0 | 0 | 0 | 0
PseudoUnit | 0 | 0 | 0 | 0 | 0 | 0
FixedInterchange | 0 | 0 | 0 | 0 | 0 | 0
CO2 Emissions (MMmetricTons): MAPP_US
ReportingType | 2015 | 2020 | 2025 | 2030 | 2035 | 2040
BM | 0 | 0 | 0 | 0 | 0 | 0
CC | 0.82 | 1.82 | 0.55 | 0.25 | 0.19 | 0.17
CSP | 0 | 0 | 0 | 0 | 0 | 0
CT | 0 | 0 | 0 | 0 | 0 | 0
Coal | 10.47 | 3.13 | 0 | 0 | 0 | 0
Geo | 0 | 0 | 0 | 0 | 0 | 0
H | 0 | 0 | 0 | 0 | 0 | 0
LFG | 0 | 0 | 0 | 0 | 0 | 0
Nuc | 0 | 0 | 0 | 0 | 0 | 0
PS | 0 | 0 | 0 | 0 | 0 | 0
PV | 0 | 0 | 0 | 0 | 0 | 0
PeakG | 0.05 | 0.04 | 0.02 | 0.04 | 0.02 | 0.02
PeakO | 0 | 0 | 0 | 0 | 0 | 0
ST | 0 | 0 | 0 | 0 | 0 | 0
STOG | 0 | 0 | 0 | 0 | 0 | 0
STWD | 0 | 0 | 0 | 0 | 0 | 0
WT | 0 | 0 | 0 | 0 | 0 | 0
IGCC | 0 | 0 | 0 | 0 | 0 | 0
DemandResponse | 0 | 0 | 0 | 0 | 0 | 0
IGCC-CCS | 0 | 0 | 0 | 0 | 0 | 0
WT_off | 0 | 0 | 0 | 0 | 0 | 0
PseudoUnit | 0 | 0 | 0 | 0 | 0 | 0
FixedInterchange | 0 | 0 | 0 | 0 | 0 | 0
CO2 Emissions (MMmetricTons): MISO_IN
ReportingType | 2015 | 2020 | 2025 | 2030 | 2035 | 2040
BM | 0 | 0 | 0 | 0 | 0 | 0
CC | 22.03 | 48.62 | 48.23 | 44.62 | 13.5 | 11.26
CSP | 0 | 0 | 0 | 0 | 0 | 0
CT | 0 | 0 | 0 | 0 | 0 | 0
Coal | 29.97 | 6.61 | 1 | 0.05 | 0.05 | 0.1
Geo | 0 | 0 | 0 | 0 | 0 | 0
H | 0 | 0 | 0 | 0 | 0 | 0
LFG | 0 | 0 | 0 | 0 | 0 | 0
Nuc | 0 | 0 | 0 | 0 | 0 | 0
PS | 0 | 0 | 0 | 0 | 0 | 0
PV | 0 | 0 | 0 | 0 | 0 | 0
PeakG | 0 | 0 | 0 | 0 | 0 | 0
PeakO | 0 | 0 | 0 | 0 | 0 | 0
ST | 0 | 0 | 0 | 0 | 0 | 0
STOG | 0.03 | 0.02 | 0.03 | 0.02 | 0 | 0
STWD | 0 | 0 | 0 | 0 | 0 | 0
WT | 0 | 0 | 0 | 0 | 0 | 0
IGCC | 3.76 | 2.38 | 0.34 | 0 | 0 | 0
DemandResponse | 0 | 0 | 0 | 0 | 0 | 0
IGCC-CCS | 0 | 0 | 0 | 0 | 0 | 0
WT_off | 0 | 0 | 0 | 0 | 0 | 0
PseudoUnit | 0 | 0 | 0 | 0 | 0 | 0
FixedInterchange | 0 | 0 | 0 | 0 | 0 | 0
CO2 Emissions (MMmetricTons): MISO_MI
ReportingType | 2015 | 2020 | 2025 | 2030 | 2035 | 2040
BM | 0 | 0 | 0 | 0 | 0 | 0
CC | 11.48 | 11.66 | 9.84 | 6.88 | 4.06 | 1.27
CSP | 0 | 0 | 0 | 0 | 0 | 0
CT | 0 | 0 | 0 | 0 | 0 | 0
Coal | 13.81 | 0 | 0 | 0 | 0 | 0
Geo | 0 | 0 | 0 | 0 | 0 | 0
H | 0 | 0 | 0 | 0 | 0 | 0
LFG | 0 | 0 | 0 | 0 | 0 | 0
Nuc | 0 | 0 | 0 | 0 | 0 | 0
PS | 0 | 0 | 0 | 0 | 0 | 0
PV | 0 | 0 | 0 | 0 | 0 | 0
PeakG | 0.01 | 0.02 | 0 | 0 | 0 | 0
PeakO | 0 | 0 | 0 | 0 | 0 | 0
ST | 0 | 0 | 0 | 0 | 0 | 0
STOG | 0.23 | 0.1 | 0.18 | 0.18 | 0 | 0
STWD | 0 | 0 | 0 | 0 | 0 | 0
WT | 0 | 0 | 0 | 0 | 0 | 0
IGCC | 0 | 0 | 0 | 0 | 0 | 0
DemandResponse | 0 | 0 | 0 | 0 | 0 | 0
IGCC-CCS | 0 | 0 | 0 | 0 | 0 | 0
WT_off | 0 | 0 | 0 | 0 | 0 | 0
PseudoUnit | 0 | 0 | 0 | 0 | 0 | 0
FixedInterchange | 0 | 0 | 0 | 0 | 0 | 0
CO2 Emissions (MMmetricTons): MISO_MO-IL
ReportingType | 2015 | 2020 | 2025 | 2030 | 2035 | 2040
BM | 0 | 0 | 0 | 0 | 0 | 0
CC | 1.44 | 8.7 | 7.09 | 4.83 | 1.75 | 1.21
CSP | 0 | 0 | 0 | 0 | 0 | 0
CT | 0 | 0 | 0 | 0 | 0 | 0
Coal | 52.83 | 12.37 | 1.55 | 0.02 | 0.05 | 0.07
Geo | 0 | 0 | 0 | 0 | 0 | 0
H | 0 | 0 | 0 | 0 | 0 | 0
LFG | 0 | 0 | 0 | 0 | 0 | 0
Nuc | 0 | 0 | 0 | 0 | 0 | 0
PS | 0 | 0 | 0 | 0 | 0 | 0
PV | 0 | 0 | 0 | 0 | 0 | 0
PeakG | 0.08 | 0.25 | 0.14 | 0.05 | 0 | 0
PeakO | 0 | 0 | 0 | 0 | 0 | 0
ST | 0 | 0 | 0 | 0 | 0 | 0
STOG | 0 | 0.01 | 0 | 0 | 0 | 0
STWD | 0 | 0 | 0 | 0 | 0 | 0
WT | 0 | 0 | 0 | 0 | 0 | 0
IGCC | 0 | 0 | 0 | 0 | 0 | 0
DemandResponse | 0 | 0 | 0 | 0 | 0 | 0
IGCC-CCS | 0 | 0 | 0 | 0 | 0 | 0
WT_off | 0 | 0 | 0 | 0 | 0 | 0
PseudoUnit | 0 | 0 | 0 | 0 | 0 | 0
FixedInterchange | 0 | 0 | 0 | 0 | 0 | 0
CO2 Emissions (MMmetricTons): MISO_W
ReportingType | 2015 | 2020 | 2025 | 2030 | 2035 | 2040
BM | 0 | 0 | 0 | 0 | 0 | 0
CC | 3.85 | 9.79 | 3.5 | 1.78 | 1.02 | 0.66
CSP | 0 | 0 | 0 | 0 | 0 | 0
CT | 0 | 0 | 0 | 0 | 0 | 0
Coal | 66.91 | 16.92 | 1.3 | 0.2 | 0.28 | 0.28
Geo | 0 | 0 | 0 | 0 | 0 | 0
H | 0 | 0 | 0 | 0 | 0 | 0
LFG | 0 | 0 | 0 | 0 | 0 | 0
Nuc | 0 | 0 | 0 | 0 | 0 | 0
PS | 0 | 0 | 0 | 0 | 0 | 0
PV | 0 | 0 | 0 | 0 | 0 | 0
PeakG | 0.15 | 0.16 | 0.01 | 0.02 | 0 | 0
PeakO | 0 | 0 | 0 | 0 | 0 | 0
ST | 0 | 0 | 0 | 0 | 0 | 0
STOG | 0 | 0 | 0 | 0 | 0 | 0
STWD | 0 | 0 | 0 | 0 | 0 | 0
WT | 0 | 0 | 0 | 0 | 0 | 0
IGCC | 0 | 0 | 0 | 0 | 0 | 0
DemandResponse | 0 | 0 | 0 | 0 | 0 | 0
IGCC-CCS | 0 | 0 | 0 | 0 | 0 | 0
WT_off | 0 | 0 | 0 | 0 | 0 | 0
PseudoUnit | 0 | 0 | 0 | 0 | 0 | 0
FixedInterchange | 0 | 0 | 0 | 0 | 0 | 0
CO2 Emissions (MMmetricTons): MISO_WUMS
ReportingType | 2015 | 2020 | 2025 | 2030 | 2035 | 2040
BM | 0 | 0 | 0 | 0 | 0 | 0
CC | 18.29 | 24.74 | 23.84 | 17.72 | 10.99 | 3.99
CSP | 0 | 0 | 0 | 0 | 0 | 0
CT | 0 | 0 | 0 | 0 | 0 | 0
Coal | 6.86 | 0.83 | 0.24 | 0.05 | 0.21 | 0.29
Geo | 0 | 0 | 0 | 0 | 0 | 0
H | 0 | 0 | 0 | 0 | 0 | 0
LFG | 0 | 0 | 0 | 0 | 0 | 0
Nuc | 0 | 0 | 0 | 0 | 0 | 0
PS | 0 | 0 | 0 | 0 | 0 | 0
PV | 0 | 0 | 0 | 0 | 0 | 0
PeakG | 0 | 0 | 0 | 0 | 0 | 0
PeakO | 0 | 0 | 0 | 0 | 0 | 0
ST | 0 | 0 | 0 | 0 | 0 | 0
STOG | 0 | 0 | 0 | 0 | 0 | 0
STWD | 0 | 0 | 0 | 0 | 0 | 0
WT | 0 | 0 | 0 | 0 | 0 | 0
IGCC | 0 | 0 | 0 | 0 | 0 | 0
DemandResponse | 0 | 0 | 0 | 0 | 0 | 0
IGCC-CCS | 0 | 0 | 0 | 0 | 0 | 0
WT_off | 0 | 0 | 0 | 0 | 0 | 0
PseudoUnit | 0 | 0 | 0 | 0 | 0 | 0
FixedInterchange | 0 | 0 | 0 | 0 | 0 | 0
CO2 Emissions (MMmetricTons): Nebraska
ReportingType | 2015 | 2020 | 2025 | 2030 | 2035 | 2040
BM | 0 | 0 | 0 | 0 | 0 | 0
CC | 0.35 | 0.16 | 0.16 | 0.1 | 0.06 | 0.02
CSP | 0 | 0 | 0 | 0 | 0 | 0
CT | 0 | 0 | 0 | 0 | 0 | 0
Coal | 32.1 | 2.4 | 0.26 | 0.12 | 0.19 | 0.17
Geo | 0 | 0 | 0 | 0 | 0 | 0
H | 0 | 0 | 0 | 0 | 0 | 0
LFG | 0 | 0 | 0 | 0 | 0 | 0
Nuc | 0 | 0 | 0 | 0 | 0 | 0
PS | 0 | 0 | 0 | 0 | 0 | 0
PV | 0 | 0 | 0 | 0 | 0 | 0
PeakG | 0.03 | 0 | 0 | 0 | 0 | 0
PeakO | 0 | 0 | 0 | 0 | 0 | 0
ST | 0 | 0 | 0 | 0 | 0 | 0
STOG | 0.03 | 0 | 0 | 0 | 0 | 0
STWD | 0 | 0 | 0 | 0 | 0 | 0
WT | 0 | 0 | 0 | 0 | 0 | 0
IGCC | 0 | 0 | 0 | 0 | 0 | 0
DemandResponse | 0 | 0 | 0 | 0 | 0 | 0
IGCC-CCS | 0 | 0 | 0 | 0 | 0 | 0
WT_off | 0 | 0 | 0 | 0 | 0 | 0
PseudoUnit | 0 | 0 | 0 | 0 | 0 | 0
FixedInterchange | 0 | 0 | 0 | 0 | 0 | 0
CO2 Emissions (MMmetricTons): NEISO
ReportingType | 2015 | 2020 | 2025 | 2030 | 2035 | 2040
BM | 0 | 0 | 0 | 0 | 0 | 0
CC | 15.6 | 10.48 | 9.11 | 6.88 | 2.19 | 2.15
CSP | 0 | 0 | 0 | 0 | 0 | 0
CT | 0 | 0.01 | 0.01 | 0.01 | 0 | 0
Coal | 0.01 | 0 | 0 | 0 | 0 | 0
Geo | 0 | 0 | 0 | 0 | 0 | 0
H | 0 | 0 | 0 | 0 | 0 | 0
LFG | 0 | 0 | 0 | 0 | 0 | 0
Nuc | 0 | 0 | 0 | 0 | 0 | 0
PS | 0 | 0 | 0 | 0 | 0 | 0
PV | 0 | 0 | 0 | 0 | 0 | 0
PeakG | 0 | 0.02 | 0.02 | 0.02 | 0 | 0
PeakO | 0 | 0 | 0 | 0 | 0 | 0
ST | 0 | 0 | 0 | 0 | 0 | 0
STOG | 0 | 0 | 0 | 0 | 0 | 0
STWD | 0 | 0 | 0 | 0 | 0 | 0
WT | 0 | 0 | 0 | 0 | 0 | 0
IGCC | 0 | 0 | 0 | 0 | 0 | 0
DemandResponse | 0 | 0 | 0 | 0 | 0 | 0
IGCC-CCS | 0 | 0 | 0 | 0 | 0 | 0
WT_off | 0 | 0 | 0 | 0 | 0 | 0
PseudoUnit | 0 | 0 | 0 | 0 | 0 | 0
FixedInterchange | 0 | 0 | 0 | 0 | 0 | 0
CO2 Emissions (MMmetricTons): NonRTO_Midwest
ReportingType | 2015 | 2020 | 2025 | 2030 | 2035 | 2040
BM | 0 | 0 | 0 | 0 | 0 | 0
CC | 11.1 | 16.97 | 16.91 | 16.7 | 14.87 | 3.19
CSP | 0 | 0 | 0 | 0 | 0 | 0
CT | 0 | 0 | 0 | 0 | 0 | 0
Coal | 23.82 | 7.76 | 1.18 | 0.13 | 0.24 | 0.37
Geo | 0 | 0 | 0 | 0 | 0 | 0
H | 0 | 0 | 0 | 0 | 0 | 0
LFG | 0 | 0 | 0 | 0 | 0 | 0
Nuc | 0 | 0 | 0 | 0 | 0 | 0
PS | 0 | 0 | 0 | 0 | 0 | 0
PV | 0 | 0 | 0 | 0 | 0 | 0
PeakG | 0.09 | 0.04 | 0.07 | 0.12 | 0 | 0
PeakO | 0 | 0 | 0 | 0 | 0 | 0
ST | 0 | 0 | 0 | 0 | 0 | 0
STOG | 0 | 0 | 0 | 0 | 0 | 0
STWD | 0 | 0 | 0 | 0 | 0 | 0
WT | 0 | 0 | 0 | 0 | 0 | 0
IGCC | 0 | 0 | 0 | 0 | 0 | 0
DemandResponse | 0 | 0 | 0 | 0 | 0 | 0
IGCC-CCS | 0 | 0 | 0 | 0 | 0 | 0
WT_off | 0 | 0 | 0 | 0 | 0 | 0
PseudoUnit | 0 | 0 | 0 | 0 | 0 | 0
FixedInterchange | 0 | 0 | 0 | 0 | 0 | 0
CO2 Emissions (MMmetricTons): NYISO_A-F
ReportingType | 2015 | 2020 | 2025 | 2030 | 2035 | 2040
BM | 0 | 0 | 0 | 0 | 0 | 0
CC | 2.94 | 3.8 | 3.72 | 2.15 | 0.33 | 0.49
CSP | 0 | 0 | 0 | 0 | 0 | 0
CT | 0 | 0 | 0 | 0 | 0 | 0
Coal | 0 | 0 | 0 | 0 | 0 | 0
Geo | 0 | 0 | 0 | 0 | 0 | 0
H | 0 | 0 | 0 | 0 | 0 | 0
LFG | 0 | 0 | 0 | 0 | 0 | 0
Nuc | 0 | 0 | 0 | 0 | 0 | 0
PS | 0 | 0 | 0 | 0 | 0 | 0
PV | 0 | 0 | 0 | 0 | 0 | 0
PeakG | 0 | 0 | 0 | 0 | 0 | 0
PeakO | 0 | 0 | 0 | 0 | 0 | 0
ST | 0 | 0 | 0 | 0 | 0 | 0
STOG | 0 | 0 | 0 | 0 | 0 | 0
STWD | 0 | 0 | 0 | 0 | 0 | 0
WT | 0 | 0 | 0 | 0 | 0 | 0
IGCC | 0 | 0 | 0 | 0 | 0 | 0
DemandResponse | 0 | 0 | 0 | 0 | 0 | 0
IGCC-CCS | 0 | 0 | 0 | 0 | 0 | 0
WT_off | 0 | 0 | 0 | 0 | 0 | 0
PseudoUnit | 0 | 0 | 0 | 0 | 0 | 0
FixedInterchange | 0 | 0 | 0 | 0 | 0 | 0
CO2 Emissions (MMmetricTons): NYISO_G-I
ReportingType | 2015 | 2020 | 2025 | 2030 | 2035 | 2040
BM | 0 | 0 | 0 | 0 | 0 | 0
CC | 1.45 | 2.52 | 2.61 | 0.8 | 0.55 | 0.32
CSP | 0 | 0 | 0 | 0 | 0 | 0
CT | 0 | 0 | 0 | 0 | 0 | 0
Coal | 0 | 0 | 0 | 0 | 0 | 0
Geo | 0 | 0 | 0 | 0 | 0 | 0
H | 0 | 0 | 0 | 0 | 0 | 0
LFG | 0 | 0 | 0 | 0 | 0 | 0
Nuc | 0 | 0 | 0 | 0 | 0 | 0
PS | 0 | 0 | 0 | 0 | 0 | 0
PV | 0 | 0 | 0 | 0 | 0 | 0
PeakG | 0 | 0 | 0 | 0 | 0 | 0
PeakO | 0 | 0 | 0 | 0 | 0 | 0
ST | 0 | 0 | 0 | 0 | 0 | 0
STOG | 0 | 0 | 0 | 0 | 0 | 0
STWD | 0 | 0 | 0 | 0 | 0 | 0
WT | 0 | 0 | 0 | 0 | 0 | 0
IGCC | 0 | 0 | 0 | 0 | 0 | 0
DemandResponse | 0 | 0 | 0 | 0 | 0 | 0
IGCC-CCS | 0 | 0 | 0 | 0 | 0 | 0
WT_off | 0 | 0 | 0 | 0 | 0 | 0
PseudoUnit | 0 | 0 | 0 | 0 | 0 | 0
FixedInterchange | 0 | 0 | 0 | 0 | 0 | 0
CO2 Emissions (MMmetricTons): NYISO_J-K
ReportingType | 2015 | 2020 | 2025 | 2030 | 2035 | 2040
BM | 0 | 0 | 0 | 0 | 0 | 0
CC | 8.69 | 9.45 | 9.13 | 7.97 | 4.67 | 4.03
CSP | 0 | 0 | 0 | 0 | 0 | 0
CT | 0 | 0 | 0 | 0 | 0 | 0
Coal | 0 | 0 | 0 | 0 | 0 | 0
Geo | 0 | 0 | 0 | 0 | 0 | 0
H | 0 | 0 | 0 | 0 | 0 | 0
LFG | 0 | 0 | 0 | 0 | 0 | 0
Nuc | 0 | 0 | 0 | 0 | 0 | 0
PS | 0 | 0 | 0 | 0 | 0 | 0
PV | 0 | 0 | 0 | 0 | 0 | 0
PeakG | 0.03 | 0.05 | 0.08 | 0.06 | 0.18 | 0.14
PeakO | 0 | 0 | 0 | 0 | 0 | 0
ST | 0 | 0 | 0 | 0 | 0 | 0
STOG | 0.19 | 0.37 | 0.6 | 0.55 | 0.24 | 0.15
STWD | 0 | 0 | 0 | 0 | 0 | 0
WT | 0 | 0 | 0 | 0 | 0 | 0
IGCC | 0 | 0 | 0 | 0 | 0 | 0
DemandResponse | 0 | 0 | 0 | 0 | 0 | 0
IGCC-CCS | 0 | 0 | 0 | 0 | 0 | 0
WT_off | 0 | 0 | 0 | 0 | 0 | 0
PseudoUnit | 0 | 0 | 0 | 0 | 0 | 0
FixedInterchange | 0 | 0 | 0 | 0 | 0 | 0
CO2 Emissions (MMmetricTons): PJM_E
ReportingType | 2015 | 2020 | 2025 | 2030 | 2035 | 2040
BM | 0 | 0 | 0 | 0 | 0 | 0
CC | 17.43 | 20.93 | 19.38 | 16.83 | 13.1 | 8.06
CSP | 0 | 0 | 0 | 0 | 0 | 0
CT | 0 | 0 | 0 | 0.01 | 0 | 0
Coal | 0.44 | 0.33 | 0.01 | 0 | 0 | 0
Geo | 0 | 0 | 0 | 0 | 0 | 0
H | 0 | 0 | 0 | 0 | 0 | 0
LFG | 0 | 0 | 0 | 0 | 0 | 0
Nuc | 0 | 0 | 0 | 0 | 0 | 0
PS | 0 | 0 | 0 | 0 | 0 | 0
PV | 0 | 0 | 0 | 0 | 0 | 0
PeakG | 0.02 | 0.28 | 0.35 | 0.54 | 0.15 | 0.15
PeakO | 0 | 0 | 0 | 0 | 0 | 0
ST | 0 | 0 | 0 | 0 | 0 | 0
STOG | 0.16 | 0.3 | 0 | 0 | 0 | 0
STWD | 0 | 0 | 0 | 0 | 0 | 0
WT | 0 | 0 | 0 | 0 | 0 | 0
IGCC | 0 | 0 | 0 | 0 | 0 | 0
DemandResponse | 0 | 0 | 0 | 0 | 0 | 0
IGCC-CCS | 0 | 0 | 0 | 0 | 0 | 0
WT_off | 0 | 0 | 0 | 0 | 0 | 0
PseudoUnit | 0 | 0 | 0 | 0 | 0 | 0
FixedInterchange | 0 | 0 | 0 | 0 | 0 | 0
CO2 Emissions (MMmetricTons): PJM_ROM
ReportingType | 2015 | 2020 | 2025 | 2030 | 2035 | 2040
BM | 0 | 0 | 0 | 0 | 0 | 0
CC | 7.69 | 9.89 | 9.54 | 7.81 | 5.97 | 3.42
CSP | 0 | 0 | 0 | 0 | 0 | 0
CT | 0 | 0 | 0 | 0 | 0 | 0
Coal | 9.36 | 1.05 | 0.01 | 0 | 0 | 0
Geo | 0 | 0 | 0 | 0 | 0 | 0
H | 0 | 0 | 0 | 0 | 0 | 0
LFG | 0 | 0 | 0 | 0 | 0 | 0
Nuc | 0 | 0 | 0 | 0 | 0 | 0
PS | 0 | 0 | 0 | 0 | 0 | 0
PV | 0 | 0 | 0 | 0 | 0 | 0
PeakG | 0 | 0.03 | 0.03 | 0.18 | 0.09 | 0.09
PeakO | 0 | 0 | 0 | 0 | 0 | 0
ST | 0 | 0 | 0 | 0 | 0 | 0
STOG | 0.39 | 0.76 | 0.75 | 0.75 | 0.24 | 0
STWD | 0 | 0 | 0 | 0 | 0 | 0
WT | 0 | 0 | 0 | 0 | 0 | 0
IGCC | 0 | 0 | 0 | 0 | 0 | 0
DemandResponse | 0 | 0 | 0 | 0 | 0 | 0
IGCC-CCS | 0 | 0 | 0 | 0 | 0 | 0
WT_off | 0 | 0 | 0 | 0 | 0 | 0
PseudoUnit | 0 | 0 | 0 | 0 | 0 | 0
FixedInterchange | 0 | 0 | 0 | 0 | 0 | 0
CO2 Emissions (MMmetricTons): PJM_ROR
ReportingType | 2015 | 2020 | 2025 | 2030 | 2035 | 2040
BM | 0 | 0 | 0 | 0 | 0 | 0
CC | 83.81 | 96.65 | 91.21 | 78.51 | 65.07 | 28
CSP | 0 | 0 | 0 | 0 | 0 | 0
CT | 0 | 0 | 0 | 0.01 | 0 | 0
Coal | 104.58 | 33.74 | 1.62 | 0.12 | 0.3 | 0.42
Geo | 0 | 0 | 0 | 0 | 0 | 0
H | 0 | 0 | 0 | 0 | 0 | 0
LFG | 0 | 0 | 0 | 0 | 0 | 0
Nuc | 0 | 0 | 0 | 0 | 0 | 0
PS | 0 | 0 | 0 | 0 | 0 | 0
PV | 0 | 0 | 0 | 0 | 0 | 0
PeakG | 0.52 | 0.7 | 1.12 | 1.23 | 0.17 | 0.08
PeakO | 0 | 0 | 0 | 0 | 0 | 0
ST | 0 | 0 | 0 | 0 | 0 | 0
STOG | 0.44 | 0.44 | 0.77 | 0.44 | 0.12 | 0
STWD | 0 | 0 | 0 | 0 | 0 | 0
WT | 0 | 0 | 0 | 0 | 0 | 0
IGCC | 0 | 0 | 0 | 0 | 0 | 0
DemandResponse | 0 | 0 | 0 | 0 | 0 | 0
IGCC-CCS | 0 | 0 | 0 | 0 | 0 | 0
WT_off | 0 | 0 | 0 | 0 | 0 | 0
PseudoUnit | 0 | 0 | 0 | 0 | 0 | 0
FixedInterchange | 0 | 0 | 0 | 0 | 0 | 0
CO2 Emissions (MMmetricTons): SOCO
ReportingType | 2015 | 2020 | 2025 | 2030 | 2035 | 2040
BM | 0 | 0 | 0 | 0 | 0 | 0
CC | 59.72 | 66.07 | 62.67 | 54.58 | 18.62 | 8.1
CSP | 0 | 0 | 0 | 0 | 0 | 0
CT | 0 | 0 | 0 | 0 | 0 | 0
Coal | 18.54 | 3.21 | 0.17 | 0.17 | 0.3 | 0.3
Geo | 0 | 0 | 0 | 0 | 0 | 0
H | 0 | 0 | 0 | 0 | 0 | 0
LFG | 0 | 0 | 0 | 0 | 0 | 0
Nuc | 0 | 0 | 0 | 0 | 0 | 0
PS | 0 | 0 | 0 | 0 | 0 | 0
PV | 0 | 0 | 0 | 0 | 0 | 0
PeakG | 0.38 | 0.44 | 0.97 | 0.92 | 0.03 | 0.04
PeakO | 0 | 0 | 0 | 0 | 0 | 0
ST | 0 | 0 | 0 | 0 | 0 | 0
STOG | 0 | 0 | 0 | 0 | 0 | 0
STWD | 0 | 0 | 0 | 0 | 0 | 0
WT | 0 | 0 | 0 | 0 | 0 | 0
IGCC | 0 | 0 | 0 | 0 | 0 | 0
DemandResponse | 0 | 0 | 0 | 0 | 0 | 0
IGCC-CCS | 0 | 0 | 0 | 0 | 0 | 0
WT_off | 0 | 0 | 0 | 0 | 0 | 0
PseudoUnit | 0 | 0 | 0 | 0 | 0 | 0
FixedInterchange | 0 | 0 | 0 | 0 | 0 | 0
CO2 Emissions (MMmetricTons): SPP_N
ReportingType | 2015 | 2020 | 2025 | 2030 | 2035 | 2040
BM | 0 | 0 | 0 | 0 | 0 | 0
CC | 3.21 | 1.3 | 0.57 | 0.35 | 0.2 | 0.1
CSP | 0 | 0 | 0 | 0 | 0 | 0
CT | 0 | 0 | 0 | 0 | 0 | 0
Coal | 52.51 | 7.45 | 0.28 | 0 | 0 | 0
Geo | 0 | 0 | 0 | 0 | 0 | 0
H | 0 | 0 | 0 | 0 | 0 | 0
LFG | 0 | 0 | 0 | 0 | 0 | 0
Nuc | 0 | 0 | 0 | 0 | 0 | 0
PS | 0 | 0 | 0 | 0 | 0 | 0
PV | 0 | 0 | 0 | 0 | 0 | 0
PeakG | 0.04 | 0 | 0 | 0 | 0 | 0
PeakO | 0 | 0 | 0 | 0 | 0 | 0
ST | 0 | 0 | 0 | 0 | 0 | 0
STOG | 0.2 | 0.16 | 0 | 0 | 0 | 0
STWD | 0 | 0 | 0 | 0 | 0 | 0
WT | 0 | 0 | 0 | 0 | 0 | 0
IGCC | 0 | 0 | 0 | 0 | 0 | 0
DemandResponse | 0 | 0 | 0 | 0 | 0 | 0
IGCC-CCS | 0 | 0 | 0 | 0 | 0 | 0
WT_off | 0 | 0 | 0 | 0 | 0 | 0
PseudoUnit | 0 | 0 | 0 | 0 | 0 | 0
FixedInterchange | 0 | 0 | 0 | 0 | 0 | 0
CO2 Emissions (MMmetricTons): SPP_S
ReportingType | 2015 | 2020 | 2025 | 2030 | 2035 | 2040
BM | 0 | 0 | 0 | 0 | 0 | 0
CC | 21.77 | 12.21 | 7.24 | 5.31 | 2.83 | 2.59
CSP | 0 | 0 | 0 | 0 | 0 | 0
CT | 0 | 0 | 0 | 0 | 0 | 0
Coal | 71.79 | 5.21 | 0.06 | 0 | 0 | 0
Geo | 0 | 0 | 0 | 0 | 0 | 0
H | 0 | 0 | 0 | 0 | 0 | 0
LFG | 0 | 0 | 0 | 0 | 0 | 0
Nuc | 0 | 0 | 0 | 0 | 0 | 0
PS | 0 | 0 | 0 | 0 | 0 | 0
PV | 0 | 0 | 0 | 0 | 0 | 0
PeakG | 0 | 0 | 0 | 0 | 0 | 0
PeakO | 0 | 0 | 0 | 0 | 0 | 0
ST | 0 | 0 | 0 | 0 | 0 | 0
STOG | 1.61 | 0.34 | 1.12 | 0.77 | 0.25 | 0.24
STWD | 0 | 0 | 0 | 0 | 0 | 0
WT | 0 | 0 | 0 | 0 | 0 | 0
IGCC | 0 | 0 | 0 | 0 | 0 | 0
DemandResponse | 0 | 0 | 0 | 0 | 0 | 0
IGCC-CCS | 0 | 0 | 0 | 0 | 0 | 0
WT_off | 0 | 0 | 0 | 0 | 0 | 0
PseudoUnit | 0 | 0 | 0 | 0 | 0 | 0
FixedInterchange | 0 | 0 | 0 | 0 | 0 | 0
CO2 Emissions (MMmetricTons): TVA
ReportingType | 2015 | 2020 | 2025 | 2030 | 2035 | 2040
BM | 0 | 0 | 0 | 0 | 0 | 0
CC | 21.95 | 29.36 | 27.47 | 25.53 | 16.35 | 2.99
CSP | 0 | 0 | 0 | 0 | 0 | 0
CT | 0 | 0 | 0 | 0 | 0 | 0
Coal | 21.03 | 3.88 | 0 | 0 | 0 | 0
Geo | 0 | 0 | 0 | 0 | 0 | 0
H | 0 | 0 | 0 | 0 | 0 | 0
LFG | 0 | 0 | 0 | 0 | 0 | 0
Nuc | 0 | 0 | 0 | 0 | 0 | 0
PS | 0 | 0 | 0 | 0 | 0 | 0
PV | 0 | 0 | 0 | 0 | 0 | 0
PeakG | 0 | 0 | 0 | 0 | 0 | 0
PeakO | 0 | 0 | 0 | 0 | 0 | 0
ST | 0 | 0 | 0 | 0 | 0 | 0
STOG | 0 | 0 | 0 | 0 | 0 | 0
STWD | 0 | 0 | 0 | 0 | 0 | 0
WT | 0 | 0 | 0 | 0 | 0 | 0
IGCC | 0 | 0 | 0 | 0 | 0 | 0
DemandResponse | 0 | 0 | 0 | 0 | 0 | 0
IGCC-CCS | 0 | 0 | 0 | 0 | 0 | 0
WT_off | 0 | 0 | 0 | 0 | 0 | 0
PseudoUnit | 0 | 0 | 0 | 0 | 0 | 0
FixedInterchange | 0 | 0 | 0 | 0 | 0 | 0
CO2 Emissions (MMmetricTons): TVA_Transmission
ReportingType | 2015 | 2020 | 2025 | 2030 | 2035 | 2040
BM | 0 | 0 | 0 | 0 | 0 | 0
CC | 0 | 0 | 0 | 0 | 0 | 0
CSP | 0 | 0 | 0 | 0 | 0 | 0
CT | 0 | 0 | 0 | 0 | 0 | 0
Coal | 0 | 0 | 0 | 0 | 0 | 0
Geo | 0 | 0 | 0 | 0 | 0 | 0
H | 0 | 0 | 0 | 0 | 0 | 0
LFG | 0 | 0 | 0 | 0 | 0 | 0
Nuc | 0 | 0 | 0 | 0 | 0 | 0
PS | 0 | 0 | 0 | 0 | 0 | 0
PV | 0 | 0 | 0 | 0 | 0 | 0
PeakG | 0 | 0 | 0 | 0 | 0 | 0
PeakO | 0 | 0 | 0 | 0 | 0 | 0
ST | 0 | 0 | 0 | 0 | 0 | 0
STOG | 0 | 0 | 0 | 0 | 0 | 0
STWD | 0 | 0 | 0 | 0 | 0 | 0
WT | 0 | 0 | 0 | 0 | 0 | 0
IGCC | 0 | 0 | 0 | 0 | 0 | 0
DemandResponse | 0 | 0 | 0 | 0 | 0 | 0
IGCC-CCS | 0 | 0 | 0 | 0 | 0 | 0
WT_off | 0 | 0 | 0 | 0 | 0 | 0
PseudoUnit | 0 | 0 | 0 | 0 | 0 | 0
FixedInterchange | 0 | 0 | 0 | 0 | 0 | 0
CO2 Emissions (MMmetricTons): VACAR
ReportingType | 2015 | 2020 | 2025 | 2030 | 2035 | 2040
BM | 0 | 0 | 0 | 0 | 0 | 0
CC | 47.73 | 45.67 | 45.46 | 43.21 | 24.17 | 4.09
CSP | 0 | 0 | 0 | 0 | 0 | 0
CT | 0.04 | 0.04 | 0.08 | 0.16 | 0.04 | 0
Coal | 8.8 | 3.57 | 0.71 | 0.15 | 0.29 | 0.4
Geo | 0 | 0 | 0 | 0 | 0 | 0
H | 0 | 0 | 0 | 0 | 0 | 0
LFG | 0 | 0 | 0 | 0 | 0 | 0
Nuc | 0 | 0 | 0 | 0 | 0 | 0
PS | 0 | 0 | 0 | 0 | 0 | 0
PV | 0 | 0 | 0 | 0 | 0 | 0
PeakG | 0.06 | 0.12 | 0.24 | 0.41 | 0.02 | 0.02
PeakO | 0 | 0 | 0 | 0 | 0 | 0
ST | 0 | 0 | 0 | 0 | 0 | 0
STOG | 0 | 0 | 0 | 0 | 0 | 0
STWD | 0 | 0 | 0 | 0 | 0 | 0
WT | 0 | 0 | 0 | 0 | 0 | 0
IGCC | 0 | 0 | 0 | 0 | 0 | 0
DemandResponse | 0 | 0 | 0 | 0 | 0 | 0
IGCC-CCS | 0 | 0 | 0 | 0 | 0 | 0
WT_off | 0 | 0 | 0 | 0 | 0 | 0
PseudoUnit | 0 | 0 | 0 | 0 | 0 | 0
FixedInterchange | 0 | 0 | 0 | 0 | 0 | 0
CO2 Emissions (MMmetricTons): IESO
ReportingType | 2015 | 2020 | 2025 | 2030 | 2035 | 2040
BM | 0 | 0 | 0 | 0 | 0 | 0
CC | 3.12 | 2.19 | 0.15 | 0.07 | 0.01 | 0.07
CSP | 0 | 0 | 0 | 0 | 0 | 0
CT | 0.01 | 0.01 | 0 | 0 | 0 | 0
Coal | 0 | 0 | 0 | 0 | 0 | 0
Geo | 0 | 0 | 0 | 0 | 0 | 0
H | 0 | 0 | 0 | 0 | 0 | 0
LFG | 0 | 0 | 0 | 0 | 0 | 0
Nuc | 0 | 0 | 0 | 0 | 0 | 0
PS | 0 | 0 | 0 | 0 | 0 | 0
PV | 0 | 0 | 0 | 0 | 0 | 0
PeakG | 0 | 0 | 0 | 0 | 0 | 0
PeakO | 0 | 0 | 0 | 0 | 0 | 0
ST | 0 | 0 | 0 | 0 | 0 | 0
STOG | 0 | 0 | 0 | 0 | 0 | 0
STWD | 0 | 0 | 0 | 0 | 0 | 0
WT | 0 | 0 | 0 | 0 | 0 | 0
IGCC | 0 | 0 | 0 | 0 | 0 | 0
DemandResponse | 0 | 0 | 0 | 0 | 0 | 0
IGCC-CCS | 0 | 0 | 0 | 0 | 0 | 0
WT_off | 0 | 0 | 0 | 0 | 0 | 0
PseudoUnit | 0 | 0 | 0 | 0 | 0 | 0
FixedInterchange | 0 | 0 | 0 | 0 | 0 | 0
CO2 Emissions (MMmetricTons): MAPP_CA
ReportingType | 2015 | 2020 | 2025 | 2030 | 2035 | 2040
BM | 0 | 0 | 0 | 0 | 0 | 0
CC | 2.94 | 2.94 | 0.65 | 0 | 0 | 0
CSP | 0 | 0 | 0 | 0 | 0 | 0
CT | 0 | 0 | 0 | 0 | 0 | 0
Coal | 0.23 | 0 | 0 | 0 | 0 | 0
Geo | 0 | 0 | 0 | 0 | 0 | 0
H | 0 | 0 | 0 | 0 | 0 | 0
LFG | 0 | 0 | 0 | 0 | 0 | 0
Nuc | 0 | 0 | 0 | 0 | 0 | 0
PS | 0 | 0 | 0 | 0 | 0 | 0
PV | 0 | 0 | 0 | 0 | 0 | 0
PeakG | 0.06 | 0.04 | 0 | 0 | 0 | 0
PeakO | 0 | 0 | 0 | 0 | 0 | 0
ST | 0 | 0 | 0 | 0 | 0 | 0
STOG | 0.01 | 0 | 0 | 0 | 0 | 0
STWD | 0 | 0 | 0 | 0 | 0 | 0
WT | 0 | 0 | 0 | 0 | 0 | 0
IGCC | 0 | 0 | 0 | 0 | 0 | 0
DemandResponse | 0 | 0 | 0 | 0 | 0 | 0
IGCC-CCS | 0 | 0 | 0 | 0 | 0 | 0
WT_off | 0 | 0 | 0 | 0 | 0 | 0
PseudoUnit | 0 | 0 | 0 | 0 | 0 | 0
FixedInterchange | 0 | 0 | 0 | 0 | 0 | 0
CO2 Emissions (MMmetricTons): AZ_NM_SNV_Coal
ReportingType | 2015 | 2020 | 2025 | 2030 | 2035 | 2040
BM | 0 | 0 | 0 | 0 | 0 | 0
CC | 0 | 0 | 0 | 0 | 0 | 0
CSP | 0 | 0 | 0 | 0 | 0 | 0
CT | 0 | 0 | 0 | 0 | 0 | 0
Coal | 39.95 | 15.29 | 0.17 | 0 | 0.01 | 0.09
Geo | 0 | 0 | 0 | 0 | 0 | 0
H | 0 | 0 | 0 | 0 | 0 | 0
LFG | 0 | 0 | 0 | 0 | 0 | 0
Nuc | 0 | 0 | 0 | 0 | 0 | 0
PS | 0 | 0 | 0 | 0 | 0 | 0
PV | 0 | 0 | 0 | 0 | 0 | 0
PeakG | 0 | 0 | 0 | 0 | 0 | 0
PeakO | 0 | 0 | 0 | 0 | 0 | 0
ST | 0 | 0 | 0 | 0 | 0 | 0
STOG | 0 | 0 | 0 | 0 | 0 | 0
STWD | 0 | 0 | 0 | 0 | 0 | 0
WT | 0 | 0 | 0 | 0 | 0 | 0
IGCC | 0 | 0 | 0 | 0 | 0 | 0
DemandResponse | 0 | 0 | 0 | 0 | 0 | 0
IGCC-CCS | 0 | 0 | 0 | 0 | 0 | 0
WT_off | 0 | 0 | 0 | 0 | 0 | 0
PseudoUnit | 0 | 0 | 0 | 0 | 0 | 0
FixedInterchange | 0 | 0 | 0 | 0 | 0 | 0
CO2 Emissions (MMmetricTons): AZ_NM_SNV_Gas
ReportingType | 2015 | 2020 | 2025 | 2030 | 2035 | 2040
BM | 0 | 0 | 0 | 0 | 0 | 0
CC | 29.72 | 30.03 | 33.6 | 31.35 | 10.53 | 5.63
CSP | 0 | 0 | 0 | 0 | 0 | 0
CT | 0 | 0 | 0 | 0 | 0 | 0
Coal | 0 | 0 | 0 | 0 | 0 | 0
Geo | 0 | 0 | 0 | 0 | 0 | 0
H | 0 | 0 | 0 | 0 | 0 | 0
LFG | 0 | 0 | 0 | 0 | 0 | 0
Nuc | 0 | 0 | 0 | 0 | 0 | 0
PS | 0 | 0 | 0 | 0 | 0 | 0
PV | 0 | 0 | 0 | 0 | 0 | 0
PeakG | 0 | 0 | 0 | 0 | 0 | 0
PeakO | 0 | 0 | 0 | 0 | 0 | 0
ST | 0 | 0 | 0 | 0 | 0 | 0
STOG | 0 | 0 | 0 | 0 | 0 | 0
STWD | 0 | 0 | 0 | 0 | 0 | 0
WT | 0 | 0 | 0 | 0 | 0 | 0
IGCC | 0 | 0 | 0 | 0 | 0 | 0
DemandResponse | 0 | 0 | 0 | 0 | 0 | 0
IGCC-CCS | 0 | 0 | 0 | 0 | 0 | 0
WT_off | 0 | 0 | 0 | 0 | 0 | 0
PseudoUnit | 0 | 0 | 0 | 0 | 0 | 0
FixedInterchange | 0 | 0 | 0 | 0 | 0 | 0
CO2 Emissions (MMmetricTons): AZ_NM_SNV_NucRenew
ReportingType | 2015 | 2020 | 2025 | 2030 | 2035 | 2040
BM | 0 | 0 | 0 | 0 | 0 | 0
CC | 0 | 0 | 0 | 0 | 0 | 0
CSP | 0 | 0 | 0 | 0 | 0 | 0
CT | 0 | 0 | 0 | 0 | 0 | 0
Coal | 0 | 0 | 0 | 0 | 0 | 0
Geo | 0 | 0 | 0 | 0 | 0 | 0
H | 0 | 0 | 0 | 0 | 0 | 0
LFG | 0 | 0 | 0 | 0 | 0 | 0
Nuc | 0 | 0 | 0 | 0 | 0 | 0
PS | 0 | 0 | 0 | 0 | 0 | 0
PV | 0 | 0 | 0 | 0 | 0 | 0
PeakG | 0 | 0 | 0 | 0 | 0 | 0
PeakO | 0 | 0 | 0 | 0 | 0 | 0
ST | 0 | 0 | 0 | 0 | 0 | 0
STOG | 0 | 0 | 0 | 0 | 0 | 0
STWD | 0 | 0 | 0 | 0 | 0 | 0
WT | 0 | 0 | 0 | 0 | 0 | 0
IGCC | 0 | 0 | 0 | 0 | 0 | 0
DemandResponse | 0 | 0 | 0 | 0 | 0 | 0
IGCC-CCS | 0 | 0 | 0 | 0 | 0 | 0
WT_off | 0 | 0 | 0 | 0 | 0 | 0
PseudoUnit | 0 | 0 | 0 | 0 | 0 | 0
FixedInterchange | 0 | 0 | 0 | 0 | 0 | 0
CO2 Emissions (MMmetricTons): ERCOT
ReportingType | 2015 | 2020 | 2025 | 2030 | 2035 | 2040
BM | 0 | 0 | 0 | 0 | 0 | 0
CC | 80.24 | 91.17 | 90.15 | 68.81 | 32.36 | 20.83
CSP | 0 | 0 | 0 | 0 | 0 | 0
CT | 0 | 0 | 0.01 | 0 | 0 | 0
Coal | 30.09 | 6.94 | 1.76 | 0.19 | 0.28 | 0.28
Geo | 0 | 0 | 0 | 0 | 0 | 0
H | 0 | 0 | 0 | 0 | 0 | 0
LFG | 0 | 0 | 0 | 0 | 0 | 0
Nuc | 0 | 0 | 0 | 0 | 0 | 0
PS | 0 | 0 | 0 | 0 | 0 | 0
PV | 0 | 0 | 0 | 0 | 0 | 0
PeakG | 0 | 0 | 0.06 | 0.03 | 0.02 | 0.02
PeakO | 0 | 0 | 0 | 0 | 0 | 0
ST | 0 | 0 | 0 | 0 | 0 | 0
STOG | 1.73 | 2.35 | 2.54 | 1.08 | 0 | 0
STWD | 0 | 0 | 0 | 0 | 0 | 0
WT | 0 | 0 | 0 | 0 | 0 | 0
IGCC | 0 | 0 | 0 | 0 | 0 | 0
DemandResponse | 0 | 0 | 0 | 0 | 0 | 0
IGCC-CCS | 0 | 0 | 0 | 0 | 0 | 0
WT_off | 0 | 0 | 0 | 0 | 0 | 0
PseudoUnit | 0 | 0 | 0 | 0 | 0 | 0
FixedInterchange | 0 | 0 | 0 | 0 | 0 | 0
CO2 Emissions (MMmetricTons): NP15
ReportingType | 2015 | 2020 | 2025 | 2030 | 2035 | 2040
BM | 0 | 0 | 0 | 0 | 0 | 0
CC | 28.3 | 27.03 | 28.34 | 25.11 | 10.59 | 0.42
CSP | 0 | 0 | 0 | 0 | 0 | 0
CT | 0 | 0 | 0 | 0 | 0 | 0
Coal | 0.24 | 0 | 0 | 0 | 0 | 0
Geo | 0 | 0 | 0 | 0 | 0 | 0
H | 0 | 0 | 0 | 0 | 0 | 0
LFG | 0 | 0 | 0 | 0 | 0 | 0
Nuc | 0 | 0 | 0 | 0 | 0 | 0
PS | 0 | 0 | 0 | 0 | 0 | 0
PV | 0 | 0 | 0 | 0 | 0 | 0
PeakG | 0 | 0 | 0 | 0 | 0 | 0
PeakO | 0 | 0 | 0 | 0 | 0 | 0
ST | 0 | 0 | 0 | 0 | 0 | 0
STOG | 0 | 0.01 | 0.04 | 0.05 | 0 | 0
STWD | 0 | 0 | 0 | 0 | 0 | 0
WT | 0 | 0 | 0 | 0 | 0 | 0
IGCC | 0 | 0 | 0 | 0 | 0 | 0
DemandResponse | 0 | 0 | 0 | 0 | 0 | 0
IGCC-CCS | 0 | 0 | 0 | 0 | 0 | 0
WT_off | 0 | 0 | 0 | 0 | 0 | 0
PseudoUnit | 0 | 0 | 0 | 0 | 0 | 0
FixedInterchange | 0 | 0 | 0 | 0 | 0 | 0
CO2 Emissions (MMmetricTons): NWPP_Coal
ReportingType | 2015 | 2020 | 2025 | 2030 | 2035 | 2040
BM | 0 | 0 | 0 | 0 | 0 | 0
CC | 0 | 0 | 0 | 0 | 0 | 0
CSP | 0 | 0 | 0 | 0 | 0 | 0
CT | 0 | 0 | 0 | 0 | 0 | 0
Coal | 42.77 | 5.84 | 0.16 | 0.16 | 0.16 | 0.16
Geo | 0 | 0 | 0 | 0 | 0 | 0
H | 0 | 0 | 0 | 0 | 0 | 0
LFG | 0 | 0 | 0 | 0 | 0 | 0
Nuc | 0 | 0 | 0 | 0 | 0 | 0
PS | 0 | 0 | 0 | 0 | 0 | 0
PV | 0 | 0 | 0 | 0 | 0 | 0
PeakG | 0 | 0 | 0 | 0 | 0 | 0
PeakO | 0 | 0 | 0 | 0 | 0 | 0
ST | 0 | 0 | 0 | 0 | 0 | 0
STOG | 0 | 0 | 0 | 0 | 0 | 0
STWD | 0 | 0 | 0 | 0 | 0 | 0
WT | 0 | 0 | 0 | 0 | 0 | 0
IGCC | 0 | 0 | 0 | 0 | 0 | 0
DemandResponse | 0 | 0 | 0 | 0 | 0 | 0
IGCC-CCS | 0 | 0 | 0 | 0 | 0 | 0
WT_off | 0 | 0 | 0 | 0 | 0 | 0
PseudoUnit | 0 | 0 | 0 | 0 | 0 | 0
FixedInterchange | 0 | 0 | 0 | 0 | 0 | 0
CO2 Emissions (MMmetricTons): NWPP_Gas
ReportingType | 2015 | 2020 | 2025 | 2030 | 2035 | 2040
BM | 0 | 0 | 0 | 0 | 0 | 0
CC | 19.13 | 27.19 | 27.19 | 27.19 | 5.94 | 3.64
CSP | 0 | 0 | 0 | 0 | 0 | 0
CT | 0 | 0 | 0 | 0 | 0 | 0
Coal | 0 | 0 | 0 | 0 | 0 | 0
Geo | 0 | 0 | 0 | 0 | 0 | 0
H | 0 | 0 | 0 | 0 | 0 | 0
LFG | 0 | 0 | 0 | 0 | 0 | 0
Nuc | 0 | 0 | 0 | 0 | 0 | 0
PS | 0 | 0 | 0 | 0 | 0 | 0
PV | 0 | 0 | 0 | 0 | 0 | 0
PeakG | 0 | 0 | 0 | 0 | 0 | 0
PeakO | 0 | 0 | 0 | 0 | 0 | 0
ST | 0 | 0 | 0 | 0 | 0 | 0
STOG | 0 | 0 | 0 | 0 | 0 | 0
STWD | 0 | 0 | 0 | 0 | 0 | 0
WT | 0 | 0 | 0 | 0 | 0 | 0
IGCC | 0 | 0 | 0 | 0 | 0 | 0
DemandResponse | 0 | 0 | 0 | 0 | 0 | 0
IGCC-CCS | 0 | 0 | 0 | 0 | 0 | 0
WT_off | 0 | 0 | 0 | 0 | 0 | 0
PseudoUnit | 0 | 0 | 0 | 0 | 0 | 0
FixedInterchange | 0 | 0 | 0 | 0 | 0 | 0
CO2 Emissions (MMmetricTons): NWPP_NucRenew
ReportingType | 2015 | 2020 | 2025 | 2030 | 2035 | 2040
BM | 0 | 0 | 0 | 0 | 0 | 0
CC | 0 | 0 | 0 | 0 | 0 | 0
CSP | 0 | 0 | 0 | 0 | 0 | 0
CT | 0 | 0 | 0 | 0 | 0 | 0
Coal | 0 | 0 | 0 | 0 | 0 | 0
Geo | 0 | 0 | 0 | 0 | 0 | 0
H | 0 | 0 | 0 | 0 | 0 | 0
LFG | 0 | 0 | 0 | 0 | 0 | 0
Nuc | 0 | 0 | 0 | 0 | 0 | 0
PS | 0 | 0 | 0 | 0 | 0 | 0
PV | 0 | 0 | 0 | 0 | 0 | 0
PeakG | 0 | 0 | 0 | 0 | 0 | 0
PeakO | 0 | 0 | 0 | 0 | 0 | 0
ST | 0 | 0 | 0 | 0 | 0 | 0
STOG | 0 | 0 | 0 | 0 | 0 | 0
STWD | 0 | 0 | 0 | 0 | 0 | 0
WT | 0 | 0 | 0 | 0 | 0 | 0
IGCC | 0 | 0 | 0 | 0 | 0 | 0
DemandResponse | 0 | 0 | 0 | 0 | 0 | 0
IGCC-CCS | 0 | 0 | 0 | 0 | 0 | 0
WT_off | 0 | 0 | 0 | 0 | 0 | 0
PseudoUnit | 0 | 0 | 0 | 0 | 0 | 0
FixedInterchange | 0 | 0 | 0 | 0 | 0 | 0
CO2 Emissions (MMmetricTons): RMPA
ReportingType | 2015 | 2020 | 2025 | 2030 | 2035 | 2040
BM | 0 | 0 | 0 | 0 | 0 | 0
CC | 5.97 | 7.19 | 8.85 | 6.04 | 3.43 | 1.79
CSP | 0 | 0 | 0 | 0 | 0 | 0
CT | 0 | 0 | 0 | 0 | 0 | 0
Coal | 45.7 | 27.5 | 0.4 | 0.29 | 0.29 | 0.29
Geo | 0 | 0 | 0 | 0 | 0 | 0
H | 0 | 0 | 0 | 0 | 0 | 0
LFG | 0 | 0 | 0 | 0 | 0 | 0
Nuc | 0 | 0 | 0 | 0 | 0 | 0
PS | 0 | 0 | 0 | 0 | 0 | 0
PV | 0 | 0 | 0 | 0 | 0 | 0
PeakG | 0 | 0 | 0 | 0 | 0 | 0
PeakO | 0 | 0 | 0 | 0 | 0 | 0
ST | 0 | 0 | 0 | 0 | 0 | 0
STOG | 0 | 0 | 0 | 0 | 0 | 0
STWD | 0 | 0 | 0 | 0 | 0 | 0
WT | 0 | 0 | 0 | 0 | 0 | 0
IGCC | 0 | 0 | 0 | 0 | 0 | 0
DemandResponse | 0 | 0 | 0 | 0 | 0 | 0
IGCC-CCS | 0 | 0 | 0 | 0 | 0 | 0
WT_off | 0 | 0 | 0 | 0 | 0 | 0
PseudoUnit | 0 | 0 | 0 | 0 | 0 | 0
FixedInterchange | 0 | 0 | 0 | 0 | 0 | 0
CO2 Emissions (MMmetricTons): SP15
ReportingType | 2015 | 2020 | 2025 | 2030 | 2035 | 2040
BM | 0 | 0 | 0 | 0 | 0 | 0
CC | 25.99 | 31.94 | 33.46 | 29.37 | 14.89 | 6.74
CSP | 0 | 0 | 0 | 0 | 0 | 0
CT | 0 | 0 | 0 | 0 | 0 | 0
Coal | 1.49 | 0 | 0 | 0 | 0 | 0
Geo | 0 | 0 | 0 | 0 | 0 | 0
H | 0 | 0 | 0 | 0 | 0 | 0
LFG | 0 | 0 | 0 | 0 | 0 | 0
Nuc | 0 | 0 | 0 | 0 | 0 | 0
PS | 0 | 0 | 0 | 0 | 0 | 0
PV | 0 | 0 | 0 | 0 | 0 | 0
PeakG | 0 | 0 | 0 | 0 | 0 | 0
PeakO | 0 | 0 | 0 | 0 | 0 | 0
ST | 0 | 0 | 0 | 0 | 0 | 0
STOG | 0.58 | 0.27 | 0.63 | 0.18 | 0.02 | 0.01
STWD | 0 | 0 | 0 | 0 | 0 | 0
WT | 0 | 0 | 0 | 0 | 0 | 0
IGCC | 0 | 0 | 0 | 0 | 0 | 0
DemandResponse | 0 | 0 | 0 | 0 | 0 | 0
IGCC-CCS | 0 | 0 | 0 | 0 | 0 | 0
WT_off | 0 | 0 | 0 | 0 | 0 | 0
PseudoUnit | 0 | 0 | 0 | 0 | 0 | 0
FixedInterchange | 0 | 0 | 0 | 0 | 0 | 0
CO2 Emissions (MMmetricTons): ALB
ReportingType | 2015 | 2020 | 2025 | 2030 | 2035 | 2040
BM | 0 | 0 | 0 | 0 | 0 | 0
CC | 6.31 | 7.89 | 8.15 | 1.75 | 0.39 | 0
CSP | 0 | 0 | 0 | 0 | 0 | 0
CT | 0 | 0 | 0 | 0 | 0 | 0
Coal | 44.75 | 42.94 | 40.34 | 0 | 0 | 0
Geo | 0 | 0 | 0 | 0 | 0 | 0
H | 0 | 0 | 0 | 0 | 0 | 0
LFG | 0 | 0 | 0 | 0 | 0 | 0
Nuc | 0 | 0 | 0 | 0 | 0 | 0
PS | 0 | 0 | 0 | 0 | 0 | 0
PV | 0 | 0 | 0 | 0 | 0 | 0
PeakG | 0 | 0 | 0 | 0 | 0 | 0
PeakO | 0 | 0 | 0 | 0 | 0 | 0
ST | 0 | 0 | 0 | 0 | 0 | 0
STOG | 0 | 0 | 0 | 0 | 0 | 0
STWD | 0 | 0 | 0 | 0 | 0 | 0
WT | 0 | 0 | 0 | 0 | 0 | 0
IGCC | 0 | 0 | 0 | 0 | 0 | 0
DemandResponse | 0 | 0 | 0 | 0 | 0 | 0
IGCC-CCS | 0 | 0 | 0 | 0 | 0 | 0
WT_off | 0 | 0 | 0 | 0 | 0 | 0
PseudoUnit | 0 | 0 | 0 | 0 | 0 | 0
FixedInterchange | 0 | 0 | 0 | 0 | 0 | 0
CO2 Emissions (MMmetricTons): BC
ReportingType | 2015 | 2020 | 2025 | 2030 | 2035 | 2040
BM | 0 | 0 | 0 | 0 | 0 | 0
CC | 2.31 | 2.31 | 2.31 | 2.31 | 0 | 0
CSP | 0 | 0 | 0 | 0 | 0 | 0
CT | 0 | 0 | 0 | 0 | 0 | 0
Coal | 0 | 0 | 0 | 0 | 0 | 0
Geo | 0 | 0 | 0 | 0 | 0 | 0
H | 0 | 0 | 0 | 0 | 0 | 0
LFG | 0 | 0 | 0 | 0 | 0 | 0
Nuc | 0 | 0 | 0 | 0 | 0 | 0
PS | 0 | 0 | 0 | 0 | 0 | 0
PV | 0 | 0 | 0 | 0 | 0 | 0
PeakG | 0 | 0 | 0 | 0 | 0 | 0
PeakO | 0 | 0 | 0 | 0 | 0 | 0
ST | 0 | 0 | 0 | 0 | 0 | 0
STOG | 0 | 0 | 0 | 0 | 0 | 0
STWD | 0 | 0 | 0 | 0 | 0 | 0
WT | 0 | 0 | 0 | 0 | 0 | 0
IGCC | 0 | 0 | 0 | 0 | 0 | 0
DemandResponse | 0 | 0 | 0 | 0 | 0 | 0
IGCC-CCS | 0 | 0 | 0 | 0 | 0 | 0
WT_off | 0 | 0 | 0 | 0 | 0 | 0
PseudoUnit | 0 | 0 | 0 | 0 | 0 | 0
FixedInterchange | 0 | 0 | 0 | 0 | 0 | 0
CO2 Emissions (MMmetricTons): HQ_IESO
ReportingType | 2015 | 2020 | 2025 | 2030 | 2035 | 2040
BM | 0 | 0 | 0 | 0 | 0 | 0
CC | 0 | 0 | 0 | 0 | 0 | 0
CSP | 0 | 0 | 0 | 0 | 0 | 0
CT | 0 | 0 | 0 | 0 | 0 | 0
Coal | 0 | 0 | 0 | 0 | 0 | 0
Geo | 0 | 0 | 0 | 0 | 0 | 0
H | 0 | 0 | 0 | 0 | 0 | 0
LFG | 0 | 0 | 0 | 0 | 0 | 0
Nuc | 0 | 0 | 0 | 0 | 0 | 0
PS | 0 | 0 | 0 | 0 | 0 | 0
PV | 0 | 0 | 0 | 0 | 0 | 0
PeakG | 0 | 0 | 0 | 0 | 0 | 0
PeakO | 0 | 0 | 0 | 0 | 0 | 0
ST | 0 | 0 | 0 | 0 | 0 | 0
STOG | 0 | 0 | 0 | 0 | 0 | 0
STWD | 0 | 0 | 0 | 0 | 0 | 0
WT | 0 | 0 | 0 | 0 | 0 | 0
IGCC | 0 | 0 | 0 | 0 | 0 | 0
DemandResponse | 0 | 0 | 0 | 0 | 0 | 0
IGCC-CCS | 0 | 0 | 0 | 0 | 0 | 0
WT_off | 0 | 0 | 0 | 0 | 0 | 0
PseudoUnit | 0 | 0 | 0 | 0 | 0 | 0
FixedInterchange | 0 | 0 | 0 | 0 | 0 | 0
CO2 Emissions (MMmetricTons): HQ_NEISO
ReportingType | 2015 | 2020 | 2025 | 2030 | 2035 | 2040
BM | 0 | 0 | 0 | 0 | 0 | 0
CC | 0 | 0 | 0 | 0 | 0 | 0
CSP | 0 | 0 | 0 | 0 | 0 | 0
CT | 0 | 0 | 0 | 0 | 0 | 0
Coal | 0 | 0 | 0 | 0 | 0 | 0
Geo | 0 | 0 | 0 | 0 | 0 | 0
H | 0 | 0 | 0 | 0 | 0 | 0
LFG | 0 | 0 | 0 | 0 | 0 | 0
Nuc | 0 | 0 | 0 | 0 | 0 | 0
PS | 0 | 0 | 0 | 0 | 0 | 0
PV | 0 | 0 | 0 | 0 | 0 | 0
PeakG | 0 | 0 | 0 | 0 | 0 | 0
PeakO | 0 | 0 | 0 | 0 | 0 | 0
ST | 0 | 0 | 0 | 0 | 0 | 0
STOG | 0 | 0 | 0 | 0 | 0 | 0
STWD | 0 | 0 | 0 | 0 | 0 | 0
WT | 0 | 0 | 0 | 0 | 0 | 0
IGCC | 0 | 0 | 0 | 0 | 0 | 0
DemandResponse | 0 | 0 | 0 | 0 | 0 | 0
IGCC-CCS | 0 | 0 | 0 | 0 | 0 | 0
WT_off | 0 | 0 | 0 | 0 | 0 | 0
PseudoUnit | 0 | 0 | 0 | 0 | 0 | 0
FixedInterchange | 0 | 0 | 0 | 0 | 0 | 0
CO2 Emissions (MMmetricTons): HQ_NY
ReportingType | 2015 | 2020 | 2025 | 2030 | 2035 | 2040
BM | 0 | 0 | 0 | 0 | 0 | 0
CC | 0 | 0 | 0 | 0 | 0 | 0
CSP | 0 | 0 | 0 | 0 | 0 | 0
CT | 0 | 0 | 0 | 0 | 0 | 0
Coal | 0 | 0 | 0 | 0 | 0 | 0
Geo | 0 | 0 | 0 | 0 | 0 | 0
H | 0 | 0 | 0 | 0 | 0 | 0
LFG | 0 | 0 | 0 | 0 | 0 | 0
Nuc | 0 | 0 | 0 | 0 | 0 | 0
PS | 0 | 0 | 0 | 0 | 0 | 0
PV | 0 | 0 | 0 | 0 | 0 | 0
PeakG | 0 | 0 | 0 | 0 | 0 | 0
PeakO | 0 | 0 | 0 | 0 | 0 | 0
ST | 0 | 0 | 0 | 0 | 0 | 0
STOG | 0 | 0 | 0 | 0 | 0 | 0
STWD | 0 | 0 | 0 | 0 | 0 | 0
WT | 0 | 0 | 0 | 0 | 0 | 0
IGCC | 0 | 0 | 0 | 0 | 0 | 0
DemandResponse | 0 | 0 | 0 | 0 | 0 | 0
IGCC-CCS | 0 | 0 | 0 | 0 | 0 | 0
WT_off | 0 | 0 | 0 | 0 | 0 | 0
PseudoUnit | 0 | 0 | 0 | 0 | 0 | 0
FixedInterchange | 0 | 0 | 0 | 0 | 0 | 0
CO2 Emissions (MMmetricTons): MARITIMES
ReportingType | 2015 | 2020 | 2025 | 2030 | 2035 | 2040
BM | 0 | 0 | 0 | 0 | 0 | 0
CC | 0 | 0 | 0 | 0 | 0 | 0
CSP | 0 | 0 | 0 | 0 | 0 | 0
CT | 0 | 0 | 0 | 0 | 0 | 0
Coal | 0 | 0 | 0 | 0 | 0 | 0
Geo | 0 | 0 | 0 | 0 | 0 | 0
H | 0 | 0 | 0 | 0 | 0 | 0
LFG | 0 | 0 | 0 | 0 | 0 | 0
Nuc | 0 | 0 | 0 | 0 | 0 | 0
PS | 0 | 0 | 0 | 0 | 0 | 0
PV | 0 | 0 | 0 | 0 | 0 | 0
PeakG | 0 | 0 | 0 | 0 | 0 | 0
PeakO | 0 | 0 | 0 | 0 | 0 | 0
ST | 0 | 0 | 0 | 0 | 0 | 0
STOG | 0 | 0 | 0 | 0 | 0 | 0
STWD | 0 | 0 | 0 | 0 | 0 | 0
WT | 0 | 0 | 0 | 0 | 0 | 0
IGCC | 0 | 0 | 0 | 0 | 0 | 0
DemandResponse | 0 | 0 | 0 | 0 | 0 | 0
IGCC-CCS | 0 | 0 | 0 | 0 | 0 | 0
WT_off | 0 | 0 | 0 | 0 | 0 | 0
PseudoUnit | 0 | 0 | 0 | 0 | 0 | 0
FixedInterchange | 0 | 0 | 0 | 0 | 0 | 0
CO2 Emissions (MMmetricTons): All
ReportingType | 2015 | 2020 | 2025 | 2030 | 2035 | 2040
BM | 0 | 0 | 0 | 0 | 0 | 0
CC | 663.74 | 771.51 | 732.58 | 626.21 | 304.71 | 147.06
CSP | 0 | 0 | 0 | 0 | 0 | 0
CT | 0.33 | 0.52 | 0.66 | 0.74 | 0.05 | 0
Coal | 795.83 | 211.93 | 51.79 | 1.64 | 2.66 | 3.3
Geo | 0 | 0 | 0 | 0 | 0 | 0
H | 0 | 0 | 0 | 0 | 0 | 0
LFG | 0 | 0 | 0 | 0 | 0 | 0
Nuc | 0 | 0 | 0 | 0 | 0 | 0
PS | 0 | 0 | 0 | 0 | 0 | 0
PV | 0 | 0 | 0 | 0 | 0 | 0
PeakG | 1.75 | 2.55 | 3.78 | 4.37 | 0.85 | 0.71
PeakO | 0 | 0 | 0 | 0 | 0 | 0
ST | 0 | 0 | 0 | 0 | 0 | 0
STOG | 5.96 | 5.5 | 7.2 | 4.02 | 0.87 | 0.4
STWD | 0 | 0 | 0 | 0 | 0 | 0
WT | 0 | 0 | 0 | 0 | 0 | 0
IGCC | 3.76 | 2.38 | 0.34 | 0 | 0 | 0
DemandResponse | 0 | 0 | 0 | 0 | 0 | 0
IGCC-CCS | 0 | 0 | 0 | 0 | 0 | 0
WT_off | 0 | 0 | 0 | 0 | 0 | 0
PseudoUnit | 0 | 0 | 0 | 0 | 0 | 0
FixedInterchange | 0 | 0 | 0 | 0 | 0 | 0
CO2 Emissions (MMmetricTons): EI_US
ReportingType | 2015 | 2020 | 2025 | 2030 | 2035 | 2040
BM | 0 | 0 | 0 | 0 | 0 | 0
CC | 459.7 | 541.62 | 499.72 | 434.2 | 226.57 | 107.96
CSP | 0 | 0 | 0 | 0 | 0 | 0
CT | 0.32 | 0.52 | 0.65 | 0.73 | 0.05 | 0
Coal | 590.61 | 113.42 | 8.96 | 1 | 1.92 | 2.47
Geo | 0 | 0 | 0 | 0 | 0 | 0
H | 0 | 0 | 0 | 0 | 0 | 0
LFG | 0 | 0 | 0 | 0 | 0 | 0
Nuc | 0 | 0 | 0 | 0 | 0 | 0
PS | 0 | 0 | 0 | 0 | 0 | 0
PV | 0 | 0 | 0 | 0 | 0 | 0
PeakG | 1.69 | 2.51 | 3.72 | 4.34 | 0.82 | 0.68
PeakO | 0 | 0 | 0 | 0 | 0 | 0
ST | 0 | 0 | 0 | 0 | 0 | 0
STOG | 3.64 | 2.88 | 3.99 | 2.72 | 0.86 | 0.39
STWD | 0 | 0 | 0 | 0 | 0 | 0
WT | 0 | 0 | 0 | 0 | 0 | 0
IGCC | 3.76 | 2.38 | 0.34 | 0 | 0 | 0
DemandResponse | 0 | 0 | 0 | 0 | 0 | 0
IGCC-CCS | 0 | 0 | 0 | 0 | 0 | 0
WT_off | 0 | 0 | 0 | 0 | 0 | 0
PseudoUnit | 0 | 0 | 0 | 0 | 0 | 0
FixedInterchange | 0 | 0 | 0 | 0 | 0 | 0
CO2 Emissions (MMmetricTons): EI_Canada
ReportingType | 2015 | 2020 | 2025 | 2030 | 2035 | 2040
BM | 0 | 0 | 0 | 0 | 0 | 0
CC | 6.06 | 5.13 | 0.81 | 0.07 | 0.01 | 0.07
CSP | 0 | 0 | 0 | 0 | 0 | 0
CT | 0.01 | 0.01 | 0 | 0 | 0 | 0
Coal | 0.23 | 0 | 0 | 0 | 0 | 0
Geo | 0 | 0 | 0 | 0 | 0 | 0
H | 0 | 0 | 0 | 0 | 0 | 0
LFG | 0 | 0 | 0 | 0 | 0 | 0
Nuc | 0 | 0 | 0 | 0 | 0 | 0
PS | 0 | 0 | 0 | 0 | 0 | 0
PV | 0 | 0 | 0 | 0 | 0 | 0
PeakG | 0.06 | 0.04 | 0 | 0 | 0 | 0
PeakO | 0 | 0 | 0 | 0 | 0 | 0
ST | 0 | 0 | 0 | 0 | 0 | 0
STOG | 0.01 | 0 | 0 | 0 | 0 | 0
STWD | 0 | 0 | 0 | 0 | 0 | 0
WT | 0 | 0 | 0 | 0 | 0 | 0
IGCC | 0 | 0 | 0 | 0 | 0 | 0
DemandResponse | 0 | 0 | 0 | 0 | 0 | 0
IGCC-CCS | 0 | 0 | 0 | 0 | 0 | 0
WT_off | 0 | 0 | 0 | 0 | 0 | 0
PseudoUnit | 0 | 0 | 0 | 0 | 0 | 0
FixedInterchange | 0 | 0 | 0 | 0 | 0 | 0
CO2 Emissions (MMmetricTons): EI
ReportingType | 2015 | 2020 | 2025 | 2030 | 2035 | 2040
BM | 0 | 0 | 0 | 0 | 0 | 0
CC | 465.76 | 546.75 | 500.52 | 434.27 | 226.57 | 108.02
CSP | 0 | 0 | 0 | 0 | 0 | 0
CT | 0.33 | 0.52 | 0.65 | 0.73 | 0.05 | 0
Coal | 590.84 | 113.42 | 8.96 | 1 | 1.92 | 2.47
Geo | 0 | 0 | 0 | 0 | 0 | 0
H | 0 | 0 | 0 | 0 | 0 | 0
LFG | 0 | 0 | 0 | 0 | 0 | 0
Nuc | 0 | 0 | 0 | 0 | 0 | 0
PS | 0 | 0 | 0 | 0 | 0 | 0
PV | 0 | 0 | 0 | 0 | 0 | 0
PeakG | 1.75 | 2.55 | 3.72 | 4.34 | 0.82 | 0.68
PeakO | 0 | 0 | 0 | 0 | 0 | 0
ST | 0 | 0 | 0 | 0 | 0 | 0
STOG | 3.65 | 2.88 | 3.99 | 2.72 | 0.86 | 0.39
STWD | 0 | 0 | 0 | 0 | 0 | 0
WT | 0 | 0 | 0 | 0 | 0 | 0
IGCC | 3.76 | 2.38 | 0.34 | 0 | 0 | 0
DemandResponse | 0 | 0 | 0 | 0 | 0 | 0
IGCC-CCS | 0 | 0 | 0 | 0 | 0 | 0
WT_off | 0 | 0 | 0 | 0 | 0 | 0
PseudoUnit | 0 | 0 | 0 | 0 | 0 | 0
FixedInterchange | 0 | 0 | 0 | 0 | 0 | 0
CO2 Emissions (MMmetricTons): Outside_EI
ReportingType | 2015 | 2020 | 2025 | 2030 | 2035 | 2040
BM | 0 | 0 | 0 | 0 | 0 | 0
CC | 197.98 | 224.76 | 232.05 | 191.94 | 78.14 | 39.04
CSP | 0 | 0 | 0 | 0 | 0 | 0
CT | 0 | 0 | 0.01 | 0.01 | 0 | 0
Coal | 204.99 | 98.51 | 42.83 | 0.64 | 0.74 | 0.82
Geo | 0 | 0 | 0 | 0 | 0 | 0
H | 0 | 0 | 0 | 0 | 0 | 0
LFG | 0 | 0 | 0 | 0 | 0 | 0
Nuc | 0 | 0 | 0 | 0 | 0 | 0
PS | 0 | 0 | 0 | 0 | 0 | 0
PV | 0 | 0 | 0 | 0 | 0 | 0
PeakG | 0 | 0 | 0.06 | 0.03 | 0.02 | 0.03
PeakO | 0 | 0 | 0 | 0 | 0 | 0
ST | 0 | 0 | 0 | 0 | 0 | 0
STOG | 2.31 | 2.62 | 3.22 | 1.31 | 0.02 | 0.01
STWD | 0 | 0 | 0 | 0 | 0 | 0
WT | 0 | 0 | 0 | 0 | 0 | 0
IGCC | 0 | 0 | 0 | 0 | 0 | 0
DemandResponse | 0 | 0 | 0 | 0 | 0 | 0
IGCC-CCS | 0 | 0 | 0 | 0 | 0 | 0
WT_off | 0 | 0 | 0 | 0 | 0 | 0
PseudoUnit | 0 | 0 | 0 | 0 | 0 | 0
FixedInterchange | 0 | 0 | 0 | 0 | 0 | 0
#6 | 0.01: Fuel Cost [includes coal shadow price] ($million)
Fuel Cost by Reporting Type: Entergy
ReportingType | 2015 | 2020 | 2025 | 2030 | 2035 | 2040
BM | 0 | 0 | 0 | 0 | 0 | 112.57
CC | 3056.66 | 4023.08 | 1949.15 | 631.95 | 246.08 | 246.07
CSP | 0 | 0 | 0 | 0 | 0 | 0
CT | 0 | 0 | 0 | 0 | 0 | 0
Coal | 1226.11 | 108.8 | 10.24 | 0 | 0 | 0
Geo | 0 | 0 | 0 | 0 | 0 | 0
H | 0 | 0 | 0 | 0 | 0 | 0
LFG | 0 | 0 | 0.05 | 0.14 | 0.14 | 0.14
Nuc | 372.97 | 380.57 | 404.36 | 412.26 | 347.06 | 272.43
PS | 0 | 0 | 0 | 0 | 0 | 0
PV | 0 | 0 | 0 | 0 | 0 | 0
PeakG | 0 | 0 | 0 | 0 | 0 | 0
PeakO | 0 | 0 | 0 | 0 | 0 | 0
ST | 0 | 0 | 0 | 0 | 0 | 0
STOG | 37.79 | 38.94 | 42.96 | 0 | 0 | 0
STWD | 0 | 3.33 | 1.59 | 11.11 | 66.46 | 76
WT | 0 | 0 | 0 | 0 | 0 | 0
IGCC | 0 | 0 | 0 | 0 | 0 | 0
DemandResponse | 0 | 0 | 0 | 0 | 0 | 0
IGCC-CCS | 0 | 0 | 0 | 0 | 0 | 0
WT_off | 0 | 0 | 0 | 0 | 0 | 0
PseudoUnit | 0 | 0 | 0 | 0 | 0 | 0
FixedInterchange | 0 | 0 | 0 | 0 | 0 | 0
Fuel Cost by Reporting Type: FRCC
ReportingType | 2015 | 2020 | 2025 | 2030 | 2035 | 2040
BM | 0 | 0 | 0 | 0 | 0 | 0
CC | 8932.5 | 9271.05 | 7928.28 | 5200.96 | 1152.98 | 1159.85
CSP | 0 | 0 | 0 | 0 | 0 | 0
CT | 34.85 | 57.23 | 55.28 | 35.57 | 0 | 0
Coal | 345.71 | 5.3 | 3.17 | 2.36 | 2.57 | 17.68
Geo | 0 | 0 | 0 | 0 | 0 | 0
H | 0 | 0 | 0 | 0 | 0 | 0
LFG | 0 | 0 | 0.25 | 0.25 | 0.25 | 0.25
Nuc | 282.48 | 288.24 | 306.26 | 312.24 | 1744.74 | 2000.12
PS | 0 | 0 | 0 | 0 | 0 | 0
PV | 0 | 0 | 0 | 0 | 0 | 0
PeakG | 28.8 | 45.37 | 67.18 | 47.88 | 9.12 | 9.27
PeakO | 0 | 0 | 0 | 0 | 0 | 0
ST | 0 | 0 | 0 | 0 | 0 | 0
STOG | 0 | 0 | 0 | 0 | 0 | 0
STWD | 9.7 | 14.91 | 14.91 | 100.84 | 100.84 | 100.84
WT | 0 | 0 | 0 | 0 | 0 | 0
IGCC | 0 | 0 | 0 | 0 | 0 | 0
DemandResponse | 0 | 0 | 0 | 0 | 0 | 0
IGCC-CCS | 0 | 0 | 0 | 0 | 0 | 0
WT_off | 0 | 0 | 0 | 0 | 0 | 0
PseudoUnit | 0 | 0 | 0 | 0 | 0 | 0
FixedInterchange | 0 | 0 | 0 | 0 | 0 | 0
Fuel Cost by Reporting Type: MAPP_US
ReportingType | 2015 | 2020 | 2025 | 2030 | 2035 | 2040
BM | 0 | 0 | 0 | 0 | 0 | 0
CC | 85.39 | 190.53 | 44.95 | 10.48 | 6.68 | 7.58
CSP | 0 | 0 | 0 | 0 | 0 | 0
CT | 0 | 0 | 0 | 0 | 0 | 0
Coal | 123.2 | 30.25 | 0 | 0 | 0 | 0
Geo | 0 | 0 | 0 | 0 | 0 | 0
H | 0 | 0 | 0 | 0 | 0 | 0
LFG | 0 | 0 | 0 | 0.09 | 0.09 | 0.09
Nuc | 0 | 0 | 0 | 0 | 0.01 | 0.04
PS | 0 | 0 | 0 | 0 | 0 | 0
PV | 0 | 0 | 0 | 0 | 0 | 0
PeakG | 4.77 | 3.6 | 1.9 | 1.5 | 0.88 | 1.14
PeakO | 0 | 0 | 0 | 0 | 0 | 0
ST | 0 | 0 | 0 | 0 | 0 | 0
STOG | 0 | 0 | 0 | 0 | 0 | 0
STWD | 0 | 0 | 0 | 0 | 0 | 0
WT | 0 | 0 | 0 | 0 | 0 | 0
IGCC | 0 | 0 | 0 | 0 | 0 | 0
DemandResponse | 0 | 0 | 0 | 0 | 0 | 0
IGCC-CCS | 0 | 0 | 0 | 0 | 0 | 0
WT_off | 0 | 0 | 0 | 0 | 0 | 0
PseudoUnit | 0 | 0 | 0 | 0 | 0 | 0
FixedInterchange | 0 | 0 | 0 | 0 | 0 | 0
Fuel Cost by Reporting Type: MISO_IN
ReportingType | 2015 | 2020 | 2025 | 2030 | 2035 | 2040
BM | 0 | 0 | 0 | 0 | 0 | 0
CC | 2266.01 | 4880.1 | 3658.75 | 1805.25 | 395.22 | 431.22
CSP | 0 | 0 | 0 | 0 | 0 | 0
CT | 0 | 0 | 0 | 0 | 0 | 0
Coal | 597.83 | 108.47 | 12.38 | 6.3 | 7.39 | 15.87
Geo | 0 | 0 | 0 | 0 | 0 | 0
H | 0 | 0 | 0 | 0 | 0 | 0
LFG | 0 | 0 | 0.1 | 0.1 | 0.1 | 0.1
Nuc | 0 | 0 | 0 | 0 | 0.07 | 0.06
PS | 0 | 0 | 0 | 0 | 0 | 0
PV | 0 | 0 | 0 | 0 | 0 | 0
PeakG | 0 | 0 | 0 | 0 | 0 | 0
PeakO | 0 | 0 | 0 | 0 | 0 | 0
ST | 0 | 0 | 0 | 0 | 0 | 0
STOG | 3.42 | 1.74 | 2.46 | 0.65 | 0 | 0
STWD | 0 | 0 | 0 | 0 | 0 | 0
WT | 0 | 0 | 0 | 0 | 0 | 0
IGCC | 82.08 | 48.26 | 4.62 | 0 | 0 | 0
DemandResponse | 0 | 0 | 0 | 0 | 0 | 0
IGCC-CCS | 0 | 0 | 0 | 0 | 0 | 0
WT_off | 0 | 0 | 0 | 0 | 0 | 0
PseudoUnit | 0 | 0 | 0 | 0 | 0 | 0
FixedInterchange | 0 | 0 | 0 | 0 | 0 | 0
Fuel Cost by Reporting Type: MISO_MI
ReportingType | 2015 | 2020 | 2025 | 2030 | 2035 | 2040
BM | 0 | 0 | 0 | 0 | 0 | 665.32
CC | 1152.84 | 1159.65 | 734.67 | 275.49 | 132.76 | 51.27
CSP | 0 | 0 | 0 | 0 | 0 | 0
CT | 0 | 0 | 0 | 0 | 0 | 0
Coal | 323.56 | 0 | 0 | 0 | 0 | 0
Geo | 0 | 0 | 0 | 0 | 0 | 0
H | 0 | 0 | 0 | 0 | 0 | 0
LFG | 0 | 0 | 0.2 | 0.2 | 0.2 | 0.2
Nuc | 139.75 | 142.6 | 151.51 | 154.47 | 90.85 | 154.18
PS | 0 | 0 | 0 | 0 | 0 | 0
PV | 0 | 0 | 0 | 0 | 0 | 0
PeakG | 0.95 | 1.81 | 0 | 0.17 | 0 | 0
PeakO | 0 | 0 | 0 | 0 | 0 | 0
ST | 0 | 0 | 0 | 0 | 0 | 0
STOG | 22.92 | 9.93 | 12.84 | 6.61 | 0 | 0
STWD | 87.42 | 60.66 | 8.44 | 9.56 | 87.42 | 87.42
WT | 0 | 0 | 0 | 0 | 0 | 0
IGCC | 0 | 0 | 0 | 0 | 0 | 0
DemandResponse | 0 | 0 | 0 | 0 | 0 | 0
IGCC-CCS | 0 | 0 | 0 | 0 | 0 | 0
WT_off | 0 | 0 | 0 | 0 | 0 | 0
PseudoUnit | 0 | 0 | 0 | 0 | 0 | 0
FixedInterchange | 0 | 0 | 0 | 0 | 0 | 0
Fuel Cost by Reporting Type: MISO_MO-IL
ReportingType | 2015 | 2020 | 2025 | 2030 | 2035 | 2040
BM | 0 | 0 | 0 | 0 | 0 | 0
CC | 148.17 | 879.29 | 556.82 | 209.8 | 56.06 | 50.7
CSP | 0 | 0 | 0 | 0 | 0 | 0
CT | 0 | 0 | 0 | 0 | 0 | 0
Coal | 1050.11 | 216.17 | 24.26 | 2.31 | 7.04 | 9.81
Geo | 0 | 0 | 0 | 0 | 0 | 0
H | 0 | 0 | 0 | 0 | 0 | 0
LFG | 0 | 0 | 0.29 | 0.29 | 0.29 | 0.29
Nuc | 143.46 | 146.38 | 155.53 | 158.57 | 158.57 | 158.57
PS | 0 | 0 | 0 | 0 | 0 | 0
PV | 0 | 0 | 0 | 0 | 0 | 0
PeakG | 7.59 | 24.58 | 10.36 | 2.14 | 0 | 0
PeakO | 0 | 0 | 0 | 0 | 0 | 0
ST | 0 | 0 | 0 | 0 | 0 | 0
STOG | 0.34 | 0.87 | 0.25 | 0.13 | 0 | 0
STWD | 0 | 0 | 0 | 0 | 0 | 0
WT | 0 | 0 | 0 | 0 | 0 | 0
IGCC | 0 | 0 | 0 | 0 | 0 | 0
DemandResponse | 0 | 0 | 0 | 0 | 0 | 0
IGCC-CCS | 0 | 0 | 0 | 0 | 0 | 0
WT_off | 0 | 0 | 0 | 0 | 0 | 0
PseudoUnit | 0 | 0 | 0 | 0 | 0 | 0
FixedInterchange | 0 | 0 | 0 | 0 | 0 | 0
Fuel Cost by Reporting Type: MISO_W
ReportingType | 2015 | 2020 | 2025 | 2030 | 2035 | 2040
BM | 0 | 0 | 0 | 0 | 0 | 0
CC | 402.92 | 1022.03 | 280.27 | 76.59 | 35.88 | 30.33
CSP | 0 | 0 | 0 | 0 | 0 | 0
CT | 0 | 0 | 0 | 0 | 0 | 0
Coal | 1089.58 | 260.66 | 46.51 | 27.89 | 38.99 | 38.99
Geo | 0 | 0 | 0 | 0 | 0 | 0
H | 0 | 0 | 0 | 0 | 0 | 0
LFG | 0 | 0 | 0.09 | 0.09 | 0.09 | 0.09
Nuc | 152.53 | 155.64 | 165.37 | 168.6 | 0.01 | 0.01
PS | 0 | 0 | 0 | 0 | 0 | 0
PV | 0 | 0 | 0 | 0 | 0 | 0
PeakG | 15.16 | 16.19 | 1 | 0.93 | 0 | 0
PeakO | 0 | 0 | 0 | 0 | 0 | 0
ST | 0 | 0 | 0 | 0 | 0 | 0
STOG | 0.01 | 0.04 | 0 | 0 | 0 | 0
STWD | 4.39 | 9.45 | 14.85 | 15.37 | 111.31 | 135.29
WT | 0 | 0 | 0 | 0 | 0 | 0
IGCC | 0 | 0 | 0 | 0 | 0 | 0
DemandResponse | 0 | 0 | 0 | 0 | 0 | 0
IGCC-CCS | 0 | 0 | 0 | 0 | 0 | 0
WT_off | 0 | 0 | 0 | 0 | 0 | 0
PseudoUnit | 0 | 0 | 0 | 0 | 0 | 0
FixedInterchange | 0 | 0 | 0 | 0 | 0 | 0
Fuel Cost by Reporting Type: MISO_WUMS
ReportingType | 2015 | 2020 | 2025 | 2030 | 2035 | 2040
BM | 0 | 0 | 0 | 0 | 0 | 509.56
CC | 1832.61 | 2454.15 | 1779.74 | 700.23 | 337.32 | 150.95
CSP | 0 | 0 | 0 | 0 | 0 | 0
CT | 0 | 0 | 0 | 0 | 0 | 0
Coal | 156.75 | 22.02 | 7.53 | 10.08 | 49.94 | 66.28
Geo | 0 | 0 | 0 | 0 | 0 | 0
H | 0 | 0 | 0 | 0 | 0 | 0
LFG | 0 | 0 | 0.29 | 0.29 | 0.29 | 0.29
Nuc | 120.89 | 123.35 | 131.06 | 133.62 | 0.01 | 0.01
PS | 0 | 0 | 0 | 0 | 0 | 0
PV | 0 | 0 | 0 | 0 | 0 | 0
PeakG | 0 | 0.15 | 0 | 0 | 0 | 0
PeakO | 0 | 0 | 0 | 0 | 0 | 0
ST | 0 | 0 | 0 | 0 | 0 | 0
STOG | 0 | 0 | 0 | 0 | 0 | 0
STWD | 0.89 | 0.89 | 3.33 | 5.77 | 63.33 | 63.22
WT | 0 | 0 | 0 | 0 | 0 | 0
IGCC | 0 | 0 | 0 | 0 | 0 | 0
DemandResponse | 0 | 0 | 0 | 0 | 0 | 0
IGCC-CCS | 0 | 0 | 0 | 0 | 0 | 0
WT_off | 0 | 0 | 0 | 0 | 0 | 0
PseudoUnit | 0 | 0 | 0 | 0 | 0 | 0
FixedInterchange | 0 | 0 | 0 | 0 | 0 | 0
Fuel Cost by Reporting Type: Nebraska
ReportingType | 2015 | 2020 | 2025 | 2030 | 2035 | 2040
BM | 0 | 0 | 0 | 0 | 0 | 0
CC | 35.92 | 16.22 | 12.14 | 4.21 | 2.07 | 0.72
CSP | 0 | 0 | 0 | 0 | 0 | 0
CT | 0 | 0 | 0 | 0 | 0 | 0
Coal | 414.89 | 33.94 | 19.79 | 17.82 | 28.13 | 25.34
Geo | 0 | 0 | 0 | 0 | 0 | 0
H | 0 | 0 | 0 | 0 | 0 | 0
LFG | 0 | 0 | 0 | 0.09 | 0.09 | 0.09
Nuc | 83.67 | 85.37 | 90.71 | 82.01 | 0.01 | 0.01
PS | 0 | 0 | 0 | 0 | 0 | 0
PV | 0 | 0 | 0 | 0 | 0 | 0
PeakG | 2.73 | 0 | 0 | 0 | 0 | 0
PeakO | 0 | 0 | 0 | 0 | 0 | 0
ST | 0 | 0 | 0 | 0 | 0 | 0
STOG | 3.43 | 0 | 0 | 0 | 0 | 0
STWD | 0 | 0 | 0 | 0 | 0 | 0
WT | 0 | 0 | 0 | 0 | 0 | 0
IGCC | 0 | 0 | 0 | 0 | 0 | 0
DemandResponse | 0 | 0 | 0 | 0 | 0 | 0
IGCC-CCS | 0 | 0 | 0 | 0 | 0 | 0
WT_off | 0 | 0 | 0 | 0 | 0 | 0
PseudoUnit | 0 | 0 | 0 | 0 | 0 | 0
FixedInterchange | 0 | 0 | 0 | 0 | 0 | 0
Fuel Cost by Reporting Type: NEISO
ReportingType | 2015 | 2020 | 2025 | 2030 | 2035 | 2040
BM | 128.98 | 83.79 | 28.37 | 32.83 | 128.98 | 128.98
CC | 1652.35 | 999.16 | 622.23 | 209.4 | 15.23 | 16.97
CSP | 0 | 0 | 0 | 0 | 0 | 0
CT | 0.04 | 0.55 | 0.39 | 0.14 | 0 | 0
Coal | 0.35 | 0 | 0 | 0 | 0 | 0
Geo | 0 | 0 | 0 | 0 | 0 | 0
H | 0 | 0 | 0 | 0 | 0 | 0
LFG | 0.06 | 0.06 | 0.15 | 0.15 | 0.15 | 0.15
Nuc | 293.25 | 299.23 | 317.93 | 324.14 | 234.19 | 173
PS | 0 | 0 | 0 | 0 | 0 | 0
PV | 0 | 0 | 0 | 0 | 0 | 0
PeakG | 0.46 | 1.59 | 1.32 | 0.46 | 0 | 0.01
PeakO | 0 | 0 | 0 | 0 | 0 | 0
ST | 0 | 0 | 0 | 0 | 0 | 0
STOG | 0 | 0 | 0 | 0 | 0 | 0
STWD | 338.09 | 95.44 | 9.56 | 8.77 | 212.93 | 338.09
WT | 0 | 0 | 0 | 0 | 0 | 0
IGCC | 0 | 0 | 0 | 0 | 0 | 0
DemandResponse | 0 | 0 | 0 | 0 | 0 | 0
IGCC-CCS | 0 | 0 | 0 | 0 | 0 | 0
WT_off | 0 | 0 | 0 | 0 | 0 | 0
PseudoUnit | 0 | 0 | 0 | 0 | 0 | 0
FixedInterchange | 0 | 0 | 0 | 0 | 0 | 0
Fuel Cost by Reporting Type: NonRTO_Midwest
ReportingType | 2015 | 2020 | 2025 | 2030 | 2035 | 2040
BM | 0 | 0 | 0 | 0 | 0 | 2719.39
CC | 1264.42 | 1903.59 | 1474.93 | 866.04 | 654.88 | 177.21
CSP | 0 | 0 | 0 | 0 | 0 | 0
CT | 0 | 0 | 0 | 0 | 0 | 0
Coal | 515.07 | 158.98 | 21.98 | 16.33 | 30.72 | 60.63
Geo | 0 | 0 | 0 | 0 | 0 | 0
H | 0 | 0 | 0 | 0 | 0 | 0
LFG | 0 | 0 | 0.2 | 0.2 | 0.2 | 0.2
Nuc | 0 | 0 | 0 | 0.01 | 0.07 | 0.07
PS | 0 | 0 | 0 | 0 | 0 | 0
PV | 0 | 0 | 0 | 0 | 0 | 0
PeakG | 9.45 | 4.56 | 5.58 | 5.86 | 0 | 0
PeakO | 0 | 0 | 0 | 0 | 0 | 0
ST | 0 | 0 | 0 | 0 | 0 | 0
STOG | 0 | 0 | 0 | 0 | 0 | 0
STWD | 0 | 0 | 0 | 0 | 0 | 0
WT | 0 | 0 | 0 | 0 | 0 | 0
IGCC | 0 | 0 | 0 | 0 | 0 | 0
DemandResponse | 0 | 0 | 0 | 0 | 0 | 0
IGCC-CCS | 0 | 0 | 0 | 0 | 0 | 0
WT_off | 0 | 0 | 0 | 0 | 0 | 0
PseudoUnit | 0 | 0 | 0 | 0 | 0 | 0
FixedInterchange | 0 | 0 | 0 | 0 | 0 | 0
Fuel Cost by Reporting Type: NYISO_A-F
ReportingType | 2015 | 2020 | 2025 | 2030 | 2035 | 2040
BM | 0 | 0 | 0 | 0 | 0 | 0
CC | 334.75 | 397.02 | 290.26 | 84.07 | 7.17 | 11.76
CSP | 0 | 0 | 0 | 0 | 0 | 0
CT | 0 | 0 | 0 | 0 | 0 | 0
Coal | 0 | 0 | 0 | 0 | 0 | 0
Geo | 0 | 0 | 0 | 0 | 0 | 0
H | 0 | 0 | 0 | 0 | 0 | 0
LFG | 0.01 | 0.01 | 0.01 | 0.09 | 0.09 | 0.09
Nuc | 217.02 | 221.45 | 235.29 | 195.6 | 154.22 | 93.47
PS | 0 | 0 | 0 | 0 | 0 | 0
PV | 0 | 0 | 0 | 0 | 0 | 0
PeakG | 0 | 0.35 | 0.26 | 0.01 | 0 | 0
PeakO | 0 | 0 | 0 | 0 | 0 | 0
ST | 0 | 0 | 0 | 0 | 0 | 0
STOG | 0 | 0 | 0 | 0 | 0 | 0
STWD | 0 | 0.06 | 0.06 | 0.69 | 23.18 | 49.16
WT | 0 | 0 | 0 | 0 | 0 | 0
IGCC | 0 | 0 | 0 | 0 | 0 | 0
DemandResponse | 0 | 0 | 0 | 0 | 0 | 0
IGCC-CCS | 0 | 0 | 0 | 0 | 0 | 0
WT_off | 0 | 0 | 0 | 0 | 0 | 0
PseudoUnit | 0 | 0 | 0 | 0 | 0 | 0
FixedInterchange | 0 | 0 | 0 | 0 | 0 | 0
Fuel Cost by Reporting Type: NYISO_G-I
ReportingType | 2015 | 2020 | 2025 | 2030 | 2035 | 2040
BM | 0 | 0 | 0 | 0 | 0 | 0.01
CC | 159.04 | 249.04 | 188.58 | 25.06 | 10.25 | 4.97
CSP | 0 | 0 | 0 | 0 | 0 | 0
CT | 0 | 0 | 0 | 0 | 0 | 0
Coal | 0 | 0 | 0 | 0 | 0 | 0
Geo | 0 | 0 | 0 | 0 | 0 | 0
H | 0 | 0 | 0 | 0 | 0 | 0
LFG | 0 | 0 | 0 | 0.09 | 0.09 | 0.09
Nuc | 130.64 | 133.3 | 141.63 | 144.4 | 111.69 | 165.96
PS | 0 | 0 | 0 | 0 | 0 | 0
PV | 0 | 0 | 0 | 0 | 0 | 0
PeakG | 0 | 0 | 0 | 0 | 0 | 0
PeakO | 0 | 0 | 0 | 0 | 0 | 0
ST | 0 | 0 | 0 | 0 | 0 | 0
STOG | 0 | 0 | 0 | 0 | 0 | 0
STWD | 0 | 0 | 0 | 0 | 0 | 0
WT | 0 | 0 | 0 | 0 | 0 | 0
IGCC | 0 | 0 | 0 | 0 | 0 | 0
DemandResponse | 0 | 0 | 0 | 0 | 0 | 0
IGCC-CCS | 0 | 0 | 0 | 0 | 0 | 0
WT_off | 0 | 0 | 0 | 0 | 0 | 0
PseudoUnit | 0 | 0 | 0 | 0 | 0 | 0
FixedInterchange | 0 | 0 | 0 | 0 | 0 | 0
Fuel Cost by Reporting Type: NYISO_J-K
ReportingType | 2015 | 2020 | 2025 | 2030 | 2035 | 2040
BM | 0 | 0 | 0 | 0 | 0 | 0
CC | 928.87 | 921.08 | 637.38 | 251.57 | 71.4 | 71.06
CSP | 0 | 0 | 0 | 0 | 0 | 0
CT | 0 | 0 | 0 | 0 | 0 | 0
Coal | 0 | 0 | 0 | 0 | 0 | 0
Geo | 0 | 0 | 0 | 0 | 0 | 0
H | 0 | 0 | 0 | 0 | 0 | 0
LFG | 0 | 0 | 0 | 0.09 | 0.09 | 0.09
Nuc | 0 | 0 | 0 | 0 | 0.06 | 0.07
PS | 0 | 0 | 0 | 0 | 0 | 0
PV | 0 | 0 | 0 | 0 | 0 | 0
PeakG | 2.81 | 4.78 | 4.79 | 1.47 | 1.52 | 1.44
PeakO | 0 | 0 | 0 | 0 | 0 | 0
ST | 0 | 0 | 0 | 0 | 0 | 0
STOG | 19.24 | 33.88 | 37.37 | 13.42 | 2.11 | 1.48
STWD | 0 | 0 | 0 | 0 | 0 | 0
WT | 0 | 0 | 0 | 0 | 0 | 0
IGCC | 0 | 0 | 0 | 0 | 0 | 0
DemandResponse | 0 | 0 | 0 | 0 | 0 | 0
IGCC-CCS | 0 | 0 | 0 | 0 | 0 | 0
WT_off | 0 | 0 | 0 | 0 | 0 | 0
PseudoUnit | 0 | 0 | 0 | 0 | 0 | 0
FixedInterchange | 0 | 0 | 0 | 0 | 0 | 0
Fuel Cost by Reporting Type: PJM_E
ReportingType | 2015 | 2020 | 2025 | 2030 | 2035 | 2040
BM | 0.45 | 15.34 | 15.34 | 15.34 | 15.34 | 15.34
CC | 1960.23 | 2177.96 | 1492.84 | 659.49 | 324.4 | 210.94
CSP | 0 | 0 | 0 | 0 | 0 | 0
CT | 0.02 | 0.15 | 0.21 | 0.19 | 0.03 | 0
Coal | 13.99 | 10.23 | 0.21 | 0.01 | 0 | 0
Geo | 0 | 0 | 0 | 0 | 0 | 0
H | 0 | 0 | 0 | 0 | 0 | 0
LFG | 0.01 | 0.18 | 0.18 | 0.18 | 0.18 | 0.18
Nuc | 563.79 | 533.75 | 567.11 | 578.18 | 415.32 | 329.35
PS | 0 | 0 | 0 | 0 | 0 | 0
PV | 0 | 0 | 0 | 0 | 0 | 0
PeakG | 2.43 | 27.32 | 25.13 | 18.32 | 2.74 | 3.04
PeakO | 0 | 0 | 0 | 0 | 0 | 0
ST | 0 | 0 | 0 | 0 | 0 | 0
STOG | 17.13 | 30.05 | 0 | 0 | 0 | 0
STWD | 0 | 0 | 0 | 0 | 0 | 0
WT | 0 | 0 | 0 | 0 | 0 | 0
IGCC | 0 | 0 | 0 | 0 | 0 | 0
DemandResponse | 0 | 0 | 0 | 0 | 0 | 0
IGCC-CCS | 0 | 0 | 0 | 0 | 0 | 0
WT_off | 0 | 0 | 0 | 0 | 0 | 0
PseudoUnit | 0 | 0 | 0 | 0 | 0 | 0
FixedInterchange | 0 | 0 | 0 | 0 | 0 | 0
Fuel Cost by Reporting Type: PJM_ROM
ReportingType | 2015 | 2020 | 2025 | 2030 | 2035 | 2040
BM | 0.27 | 9.21 | 9.21 | 9.21 | 9.21 | 1205.84
CC | 876.19 | 1031.82 | 746.09 | 329.38 | 151.93 | 90.39
CSP | 0 | 0 | 0 | 0 | 0 | 0
CT | 0.01 | 0.09 | 0.13 | 0.12 | 0.02 | 0.02
Coal | 222.26 | 26.63 | 0.25 | 0.01 | 0 | 0
Geo | 0 | 0 | 0 | 0 | 0 | 0
H | 0 | 0 | 0 | 0 | 0 | 0
LFG | 0.02 | 0.36 | 0.36 | 0.36 | 0.36 | 0.36
Nuc | 337.6 | 344.49 | 366.02 | 373.17 | 747.67 | 857.27
PS | 0 | 0 | 0 | 0 | 0 | 0
PV | 0 | 0 | 0 | 0 | 0 | 0
PeakG | 0 | 2.92 | 2.14 | 6.18 | 1.8 | 1.99
PeakO | 0 | 0 | 0 | 0 | 0 | 0
ST | 0 | 0 | 0 | 0 | 0 | 0
STOG | 41.9 | 75.2 | 54.35 | 25.89 | 4.75 | 0
STWD | 1.06 | 35.1 | 35.1 | 35.1 | 35.1 | 35.1
WT | 0 | 0 | 0 | 0 | 0 | 0
IGCC | 0 | 0 | 0 | 0 | 0 | 0
DemandResponse | 0 | 0 | 0 | 0 | 0 | 0
IGCC-CCS | 0 | 0 | 0 | 0 | 0 | 0
WT_off | 0 | 0 | 0 | 0 | 0 | 0
PseudoUnit | 0 | 0 | 0 | 0 | 0 | 0
FixedInterchange | 0 | 0 | 0 | 0 | 0 | 0
Fuel Cost by Reporting Type: PJM_ROR
ReportingType | 2015 | 2020 | 2025 | 2030 | 2035 | 2040
BM | 5.71 | 196.9 | 166.21 | 143.58 | 196.9 | 3247.12
CC | 8610.37 | 9679.49 | 6876.13 | 3153.99 | 2125.67 | 1150.19
CSP | 0 | 0 | 0 | 0 | 0 | 0
CT | 0.17 | 0.31 | 0.23 | 0.23 | 0.05 | 0.06
Coal | 2220.04 | 659.78 | 25.85 | 14.51 | 37.22 | 57.89
Geo | 0 | 0 | 0 | 0 | 0 | 0
H | 0 | 0 | 0 | 0 | 0 | 0
LFG | 0.07 | 0.07 | 0.73 | 0.73 | 0.73 | 0.73
Nuc | 1319.64 | 1346.55 | 1430.71 | 1395.54 | 1135.23 | 2038.23
PS | 0 | 0 | 0 | 0 | 0 | 0
PV | 0 | 0 | 0 | 0 | 0 | 0
PeakG | 52.01 | 67.35 | 79.73 | 43.94 | 4.78 | 2.87
PeakO | 0 | 0 | 0 | 0 | 0 | 0
ST | 0 | 0 | 0 | 0 | 0 | 0
STOG | 43.63 | 42.63 | 54.55 | 15.84 | 3.31 | 0
STWD | 2.8 | 103.87 | 103.87 | 87.03 | 103.87 | 103.87
WT | 0 | 0 | 0 | 0 | 0 | 0
IGCC | 0 | 0 | 0 | 0 | 0 | 0
DemandResponse | 0 | 0 | 0 | 0 | 0 | 0
IGCC-CCS | 0 | 0 | 0 | 0 | 0 | 0
WT_off | 0 | 0 | 0 | 0 | 0 | 0
PseudoUnit | 0 | 0 | 0 | 0 | 0 | 0
FixedInterchange | 0 | 0 | 0 | 0 | 0 | 0
Fuel Cost by Reporting Type: SOCO
ReportingType | 2015 | 2020 | 2025 | 2030 | 2035 | 2040
BM | 2.61 | 4.01 | 4.01 | 28.13 | 28.13 | 3352.53
CC | 6886.19 | 7466.2 | 5513.73 | 2883.49 | 831.08 | 439.79
CSP | 0 | 0 | 0 | 0 | 0 | 0
CT | 0 | 0 | 0 | 0 | 0 | 0
Coal | 494.78 | 92.05 | 28.7 | 28.7 | 58.39 | 58.95
Geo | 0 | 0 | 0 | 0 | 0 | 0
H | 0 | 0 | 0 | 0 | 0 | 0
LFG | 0 | 0 | 0 | 0.14 | 0.14 | 0.14
Nuc | 396.64 | 551.11 | 585.56 | 596.99 | 1577.75 | 1379.22
PS | 0 | 0 | 0 | 0 | 0 | 0
PV | 0 | 0 | 0 | 0 | 0 | 0
PeakG | 43.12 | 48.16 | 81.82 | 45.04 | 1.37 | 2.02
PeakO | 0 | 0 | 0 | 0 | 0 | 0
ST | 0 | 0 | 0 | 0 | 0 | 0
STOG | 0 | 0 | 0 | 0 | 0 | 0
STWD | 20.67 | 20.67 | 37.34 | 58.06 | 392.54 | 392.54
WT | 0 | 0 | 0 | 0 | 0 | 0
IGCC | 0 | 0 | 0 | 0 | 0 | 0
DemandResponse | 0 | 0 | 0 | 0 | 0 | 0
IGCC-CCS | 0 | 0 | 0 | 0 | 0 | 0
WT_off | 0 | 0 | 0 | 0 | 0 | 0
PseudoUnit | 0 | 0 | 0 | 0 | 0 | 0
FixedInterchange | 0 | 0 | 0 | 0 | 0 | 0
Fuel Cost by Reporting Type: SPP_N
ReportingType | 2015 | 2020 | 2025 | 2030 | 2035 | 2040
BM | 0 | 0 | 0 | 0 | 0 | 0
CC | 342.26 | 135.95 | 45.76 | 16 | 7.8 | 4.97
CSP | 0 | 0 | 0 | 0 | 0 | 0
CT | 0 | 0 | 0 | 0 | 0 | 0
Coal | 847.47 | 125.22 | 5.73 | 0 | 0 | 0
Geo | 0 | 0 | 0 | 0 | 0 | 0
H | 0 | 0 | 0 | 0 | 0 | 0
LFG | 0 | 0 | 0 | 0.11 | 0.12 | 0.12
Nuc | 74.76 | 76.29 | 81.06 | 73.28 | 55.3 | 54.94
PS | 0 | 0 | 0 | 0 | 0 | 0
PV | 0 | 0 | 0 | 0 | 0 | 0
PeakG | 4.66 | 0 | 0 | 0 | 0 | 0
PeakO | 0 | 0 | 0 | 0 | 0 | 0
ST | 0 | 0 | 0 | 0 | 0 | 0
STOG | 20.74 | 16.54 | 0 | 0 | 0 | 0
STWD | 0 | 0 | 0 | 0 | 0 | 0
WT | 0 | 0 | 0 | 0 | 0 | 0
IGCC | 0 | 0 | 0 | 0 | 0 | 0
DemandResponse | 0 | 0 | 0 | 0 | 0 | 0
IGCC-CCS | 0 | 0 | 0 | 0 | 0 | 0
WT_off | 0 | 0 | 0 | 0 | 0 | 0
PseudoUnit | 0 | 0 | 0 | 0 | 0 | 0
FixedInterchange | 0 | 0 | 0 | 0 | 0 | 0
Fuel Cost by Reporting Type: SPP_S
ReportingType | 2015 | 2020 | 2025 | 2030 | 2035 | 2040
BM | 0 | 0 | 0 | 0 | 0 | 0
CC | 2354.9 | 1288.22 | 574.06 | 228.19 | 100.51 | 118.19
CSP | 0 | 0 | 0 | 0 | 0 | 0
CT | 0 | 0 | 0 | 0 | 0 | 0
Coal | 1366.14 | 94.96 | 1.63 | 0 | 0 | 0
Geo | 0 | 0 | 0 | 0 | 0 | 0
H | 0 | 0 | 0 | 0 | 0 | 0
LFG | 0 | 0 | 0 | 0.11 | 0.12 | 0.12
Nuc | 0 | 0 | 0 | 0 | 0.02 | 0.03
PS | 0 | 0 | 0 | 0 | 0 | 0
PV | 0 | 0 | 0 | 0 | 0 | 0
PeakG | 0 | 0 | 0 | 0 | 0 | 0
PeakO | 0 | 0 | 0 | 0 | 0 | 0
ST | 0 | 0 | 0 | 0 | 0 | 0
STOG | 169.97 | 34.93 | 87.96 | 33.04 | 8.8 | 11.08
STWD | 4.83 | 0 | 0 | 2.57 | 21.54 | 21.54
WT | 0 | 0 | 0 | 0 | 0 | 0
IGCC | 0 | 0 | 0 | 0 | 0 | 0
DemandResponse | 0 | 0 | 0 | 0 | 0 | 0
IGCC-CCS | 0 | 0 | 0 | 0 | 0 | 0
WT_off | 0 | 0 | 0 | 0 | 0 | 0
PseudoUnit | 0 | 0 | 0 | 0 | 0 | 0
FixedInterchange | 0 | 0 | 0 | 0 | 0 | 0
Fuel Cost by Reporting Type: TVA
ReportingType | 2015 | 2020 | 2025 | 2030 | 2035 | 2040
BM | 0 | 0 | 0 | 0 | 0 | 3781.64
CC | 2499.55 | 3285.8 | 2389.41 | 1314.28 | 717.31 | 153.78
CSP | 0 | 0 | 0 | 0 | 0 | 0
CT | 0 | 0 | 0 | 0 | 0 | 0
Coal | 448.56 | 75.79 | 0.05 | 0 | 0 | 0
Geo | 0 | 0 | 0 | 0 | 0 | 0
H | 0 | 0 | 0 | 0 | 0 | 0
LFG | 0 | 0 | 0.14 | 0.14 | 0.14 | 0.14
Nuc | 542.87 | 553.94 | 588.56 | 600.05 | 792.16 | 700.9
PS | 0 | 0 | 0 | 0 | 0 | 0
PV | 0 | 0 | 0 | 0 | 0 | 0
PeakG | 0 | 0 | 0 | 0 | 0 | 0
PeakO | 0 | 0 | 0 | 0 | 0 | 0
ST | 0 | 0 | 0 | 0 | 0 | 0
STOG | 0 | 0 | 0 | 0 | 0 | 0
STWD | 0.08 | 0.08 | 0.14 | 0.27 | 2.75 | 2.75
WT | 0 | 0 | 0 | 0 | 0 | 0
IGCC | 0 | 0 | 0 | 0 | 0 | 0
DemandResponse | 0 | 0 | 0 | 0 | 0 | 0
IGCC-CCS | 0 | 0 | 0 | 0 | 0 | 0
WT_off | 0 | 0 | 0 | 0 | 0 | 0
PseudoUnit | 0 | 0 | 0 | 0 | 0 | 0
FixedInterchange | 0 | 0 | 0 | 0 | 0 | 0
Fuel Cost by Reporting Type: TVA_Transmission
ReportingType | 2015 | 2020 | 2025 | 2030 | 2035 | 2040
BM | 0 | 0 | 0 | 0 | 0 | 0
CC | 0 | 0 | 0 | 0 | 0 | 0
CSP | 0 | 0 | 0 | 0 | 0 | 0
CT | 0 | 0 | 0 | 0 | 0 | 0
Coal | 0 | 0 | 0 | 0 | 0 | 0
Geo | 0 | 0 | 0 | 0 | 0 | 0
H | 0 | 0 | 0 | 0 | 0 | 0
LFG | 0 | 0 | 0 | 0 | 0 | 0
Nuc | 0 | 0 | 0 | 0 | 0 | 0
PS | 0 | 0 | 0 | 0 | 0 | 0
PV | 0 | 0 | 0 | 0 | 0 | 0
PeakG | 0 | 0 | 0 | 0 | 0 | 0
PeakO | 0 | 0 | 0 | 0 | 0 | 0
ST | 0 | 0 | 0 | 0 | 0 | 0
STOG | 0 | 0 | 0 | 0 | 0 | 0
STWD | 0 | 0 | 0 | 0 | 0 | 0
WT | 0 | 0 | 0 | 0 | 0 | 0
IGCC | 0 | 0 | 0 | 0 | 0 | 0
DemandResponse | 0 | 0 | 0 | 0 | 0 | 0
IGCC-CCS | 0 | 0 | 0 | 0 | 0 | 0
WT_off | 0 | 0 | 0 | 0 | 0 | 0
PseudoUnit | 0 | 0 | 0 | 0 | 0 | 0
FixedInterchange | 0 | 0 | 0 | 0 | 0 | 0
Fuel Cost by Reporting Type: VACAR
ReportingType | 2015 | 2020 | 2025 | 2030 | 2035 | 2040
BM | 0.47 | 87.52 | 369.47 | 369.47 | 369.47 | 3572.99
CC | 5920.41 | 5576.63 | 4449.52 | 2661.27 | 1229.53 | 220.33
CSP | 0 | 0 | 0 | 0 | 0 | 0
CT | 5.03 | 4.93 | 7.42 | 8.78 | 1.93 | 0
Coal | 287.96 | 116.14 | 40.07 | 40.83 | 85.83 | 119.19
Geo | 0 | 0 | 0 | 0 | 0 | 0
H | 0 | 0 | 0 | 0 | 0 | 0
LFG | 0 | 0.14 | 0.14 | 0.14 | 0.14 | 0.14
Nuc | 730.67 | 900.6 | 956.89 | 975.58 | 1537.05 | 1929.71
PS | 0 | 0 | 0 | 0 | 0 | 0
PV | 0 | 0 | 0 | 0 | 0 | 0
PeakG | 7.12 | 13.85 | 21.72 | 22.92 | 0.98 | 1.17
PeakO | 0 | 0 | 0 | 0 | 0 | 0
ST | 0 | 0 | 0 | 0 | 0 | 0
STOG | 0 | 0 | 0 | 0 | 0 | 0
STWD | 159.73 | 159.73 | 146.19 | 159.73 | 159.73 | 159.73
WT | 0 | 0 | 0 | 0 | 0 | 0
IGCC | 0 | 0 | 0 | 0 | 0 | 0
DemandResponse | 0 | 0 | 0 | 0 | 0 | 0
IGCC-CCS | 0 | 0 | 0 | 0 | 0 | 0
WT_off | 0 | 0 | 0 | 0 | 0 | 0
PseudoUnit | 0 | 0 | 0 | 0 | 0 | 0
FixedInterchange | 0 | 0 | 0 | 0 | 0 | 0
Fuel Cost by Reporting Type: IESO
ReportingType | 2015 | 2020 | 2025 | 2030 | 2035 | 2040
BM | 0 | 0 | 0 | 0.89 | 4.61 | 206.78
CC | 275.62 | 176.98 | 11.13 | 4.64 | 0.65 | 5.13
CSP | 0 | 0 | 0 | 0 | 0 | 0
CT | 0.59 | 0.53 | 0 | 0 | 0 | 0
Coal | 0 | 0 | 0 | 0 | 0 | 0
Geo | 0 | 0 | 0 | 0 | 0 | 0
H | 0 | 0 | 0 | 0 | 0 | 0
LFG | 0.02 | 0.02 | 0.02 | 0.02 | 0.02 | 0.02
Nuc | 854.23 | 871.65 | 926.13 | 944.22 | 869.51 | 757.81
PS | 0 | 0 | 0 | 0 | 0 | 0
PV | 0 | 0 | 0 | 0 | 0 | 0
PeakG | 0 | 0 | 0 | 0 | 0 | 0
PeakO | 0 | 0 | 0 | 0 | 0 | 0
ST | 0 | 0 | 0 | 0 | 0 | 0
STOG | 0 | 0 | 0 | 0 | 0 | 0
STWD | 0.3 | 0.3 | 0.3 | 1.82 | 67.38 | 67.38
WT | 0 | 0 | 0 | 0 | 0 | 0
IGCC | 0 | 0 | 0 | 0 | 0 | 0
DemandResponse | 0 | 0 | 0 | 0 | 0 | 0
IGCC-CCS | 0 | 0 | 0 | 0 | 0 | 0
WT_off | 0 | 0 | 0 | 0 | 0 | 0
PseudoUnit | 0 | 0 | 0 | 0 | 0 | 0
FixedInterchange | 0 | 0 | 0 | 0 | 0 | 0
Fuel Cost by Reporting Type: MAPP_CA
ReportingType | 2015 | 2020 | 2025 | 2030 | 2035 | 2040
BM | 0 | 0 | 0 | 0 | 0 | 0
CC | 234.1 | 238.34 | 52.24 | 0 | 0 | 0
CSP | 0 | 0 | 0 | 0 | 0 | 0
CT | 0 | 0 | 0 | 0 | 0 | 0
Coal | 10.28 | 0 | 0 | 0 | 0 | 0
Geo | 0 | 0 | 0 | 0 | 0 | 0
H | 0 | 0 | 0 | 0 | 0 | 0
LFG | 0 | 0 | 0 | 0 | 0 | 0
Nuc | 0 | 0 | 0 | 0 | 0 | 0.04
PS | 0 | 0 | 0 | 0 | 0 | 0
PV | 0 | 0 | 0 | 0 | 0 | 0
PeakG | 4.19 | 2.78 | 0 | 0 | 0 | 0
PeakO | 0 | 0 | 0 | 0 | 0 | 0
ST | 0 | 0 | 0 | 0 | 0 | 0
STOG | 0.66 | 0 | 0 | 0 | 0 | 0
STWD | 0 | 0 | 0 | 0 | 0 | 0
WT | 0 | 0 | 0 | 0 | 0 | 0
IGCC | 0 | 0 | 0 | 0 | 0 | 0
DemandResponse | 0 | 0 | 0 | 0 | 0 | 0
IGCC-CCS | 0 | 0 | 0 | 0 | 0 | 0
WT_off | 0 | 0 | 0 | 0 | 0 | 0
PseudoUnit | 0 | 0 | 0 | 0 | 0 | 0
FixedInterchange | 0 | 0 | 0 | 0 | 0 | 0
Fuel Cost by Reporting Type: AZ_NM_SNV_Coal
ReportingType | 2015 | 2020 | 2025 | 2030 | 2035 | 2040
BM | 0 | 0 | 0 | 0 | 0 | 0
CC | 0 | 0 | 0 | 0 | 0 | 0
CSP | 0 | 0 | 0 | 0 | 0 | 0
CT | 0 | 0 | 0 | 0 | 0 | 0
Coal | 574.32 | 157.87 | 1.4 | 0 | 2.47 | 19.94
Geo | 0 | 0 | 0 | 0 | 0 | 0
H | 0 | 0 | 0 | 0 | 0 | 0
LFG | 0 | 0 | 0 | 0 | 0 | 0
Nuc | 0 | 0 | 0 | 0 | 0 | 0
PS | 0 | 0 | 0 | 0 | 0 | 0
PV | 0 | 0 | 0 | 0 | 0 | 0
PeakG | 0 | 0 | 0 | 0 | 0 | 0
PeakO | 0 | 0 | 0 | 0 | 0 | 0
ST | 0 | 0 | 0 | 0 | 0 | 0
STOG | 0 | 0 | 0 | 0 | 0 | 0
STWD | 0 | 0 | 0 | 0 | 0 | 0
WT | 0 | 0 | 0 | 0 | 0 | 0
IGCC | 0 | 0 | 0 | 0 | 0 | 0
DemandResponse | 0 | 0 | 0 | 0 | 0 | 0
IGCC-CCS | 0 | 0 | 0 | 0 | 0 | 0
WT_off | 0 | 0 | 0 | 0 | 0 | 0
PseudoUnit | 0 | 0 | 0 | 0 | 0 | 0
FixedInterchange | 0 | 0 | 0 | 0 | 0 | 0
Fuel Cost by Reporting Type: AZ_NM_SNV_Gas
ReportingType | 2015 | 2020 | 2025 | 2030 | 2035 | 2040
BM | 0 | 0 | 0 | 0 | 0 | 0
CC | 3247.33 | 3302.32 | 2896.72 | 1630.36 | 438.17 | 280.59
CSP | 0 | 0 | 0 | 0 | 0 | 0
CT | 0 | 0 | 0 | 0.04 | 0 | 0
Coal | 0 | 0 | 0 | 0 | 0 | 0
Geo | 0 | 0 | 0 | 0 | 0 | 0
H | 0 | 0 | 0 | 0 | 0 | 0
LFG | 0 | 0 | 0 | 0 | 0 | 0
Nuc | 0 | 0 | 0 | 0 | 0 | 0
PS | 0 | 0 | 0 | 0 | 0 | 0
PV | 0 | 0 | 0 | 0 | 0 | 0
PeakG | 0 | 0 | 0 | 0 | 0 | 0
PeakO | 0 | 0 | 0 | 0 | 0 | 0
ST | 0 | 0 | 0 | 0 | 0 | 0
STOG | 0 | 0 | 0 | 0 | 0 | 0
STWD | 0 | 0 | 0 | 0 | 0 | 0
WT | 0 | 0 | 0 | 0 | 0 | 0
IGCC | 0 | 0 | 0 | 0 | 0 | 0
DemandResponse | 0 | 0 | 0 | 0 | 0 | 0
IGCC-CCS | 0 | 0 | 0 | 0 | 0 | 0
WT_off | 0 | 0 | 0 | 0 | 0 | 0
PseudoUnit | 0 | 0 | 0 | 0 | 0 | 0
FixedInterchange | 0 | 0 | 0 | 0 | 0 | 0
Fuel Cost by Reporting Type: AZ_NM_SNV_NucRenew
ReportingType | 2015 | 2020 | 2025 | 2030 | 2035 | 2040
BM | 0 | 0 | 0 | 0 | 0 | 0.04
CC | 0 | 0 | 0 | 0 | 0 | 0
CSP | 0 | 0 | 0 | 0 | 0 | 0
CT | 0 | 0 | 0 | 0 | 0 | 0
Coal | 0 | 0 | 0 | 0 | 0 | 0
Geo | 0 | 0 | 0 | 0 | 0 | 0
H | 0 | 0 | 0 | 0 | 0 | 0
LFG | 0 | 0.07 | 0.08 | 0.08 | 0.08 | 0.08
Nuc | 254.91 | 260.1 | 276.36 | 299.17 | 899.62 | 1014.73
PS | 0 | 0 | 0 | 0 | 0 | 0
PV | 0 | 0 | 0 | 0 | 0 | 0
PeakG | 0 | 0 | 0 | 0 | 0 | 0
PeakO | 0 | 0 | 0 | 0 | 0 | 0
ST | 0 | 0 | 0 | 0 | 0 | 0
STOG | 0 | 0 | 0 | 0 | 0 | 0
STWD | 11.54 | 11.54 | 1.65 | 11.54 | 11.54 | 11.54
WT | 0 | 0 | 0 | 0 | 0 | 0
IGCC | 0 | 0 | 0 | 0 | 0 | 0
DemandResponse | 0 | 0 | 0 | 0 | 0 | 0
IGCC-CCS | 0 | 0 | 0 | 0 | 0 | 0
WT_off | 0 | 0 | 0 | 0 | 0 | 0
PseudoUnit | 0 | 0 | 0 | 0 | 0 | 0
FixedInterchange | 0 | 0 | 0 | 0 | 0 | 0
Fuel Cost by Reporting Type: ERCOT
ReportingType | 2015 | 2020 | 2025 | 2030 | 2035 | 2040
BM | 6.73 | 6.73 | 10.57 | 33.6 | 74.16 | 1603.69
CC | 8714.56 | 9786.27 | 7408.5 | 3201.08 | 1242.5 | 1009.99
CSP | 0 | 0 | 0 | 0 | 0 | 0
CT | 0 | 0.14 | 1.16 | 0.2 | 0 | 0
Coal | 527.34 | 122.8 | 60.22 | 20.54 | 30.38 | 49.39
Geo | 0 | 0 | 0 | 0 | 0 | 0
H | 0 | 0 | 0 | 0 | 0 | 0
LFG | 0 | 0 | 0.45 | 0.45 | 0.45 | 0.45
Nuc | 339.13 | 346.04 | 367.67 | 374.85 | 1330.89 | 1454.59
PS | 0 | 0 | 0 | 0 | 0 | 0
PV | 0 | 0 | 0 | 0 | 0 | 0
PeakG | 0 | 0.41 | 4.71 | 1.16 | 0.8 | 1.13
PeakO | 0 | 0 | 0 | 0 | 0 | 0
ST | 0 | 0 | 0 | 0 | 0 | 0
STOG | 183.86 | 245.41 | 201.29 | 46.75 | 0 | 0
STWD | 0 | 0 | 0 | 0 | 0 | 0
WT | 0 | 0 | 0 | 0 | 0 | 0
IGCC | 0 | 0 | 0 | 0 | 0 | 0
DemandResponse | 0 | 0 | 0 | 0 | 0 | 0
IGCC-CCS | 0 | 0 | 0 | 0 | 0 | 0
WT_off | 0 | 0 | 0 | 0 | 0 | 0
PseudoUnit | 0 | 0 | 0 | 0 | 0 | 0
FixedInterchange | 0 | 0 | 0 | 0 | 0 | 0
Fuel Cost by Reporting Type: NP15
ReportingType | 2015 | 2020 | 2025 | 2030 | 2035 | 2040
BM | 0 | 0 | 0 | 0 | 0 | 0
CC | 3264.28 | 3182.67 | 2678.46 | 1530.59 | 562.66 | 25.16
CSP | 0 | 0 | 0 | 0 | 0 | 0
CT | 0 | 0 | 0 | 0 | 0 | 0
Coal | 1.16 | 0 | 0 | 0 | 0 | 0
Geo | 0 | 0 | 0 | 0 | 0 | 0
H | 0 | 0 | 0 | 0 | 0 | 0
LFG | 0 | 0.72 | 0.72 | 0.72 | 0.72 | 0.72
Nuc | 150.62 | 153.69 | 163.3 | 166.49 | 443.15 | 770.06
PS | 0 | 0 | 0 | 0 | 0 | 0
PV | 0 | 0 | 0 | 0 | 0 | 0
PeakG | 0 | 0 | 0 | 0 | 0 | 0
PeakO | 0 | 0 | 0 | 0 | 0 | 0
ST | 0 | 0 | 0 | 0 | 0 | 0
STOG | 0.35 | 0.9 | 3.84 | 2.8 | 0 | 0
STWD | 244.45 | 244.45 | 1.1 | 179.62 | 244.45 | 244.45
WT | 0 | 0 | 0 | 0 | 0 | 0
IGCC | 0 | 0 | 0 | 0 | 0 | 0
DemandResponse | 0 | 0 | 0 | 0 | 0 | 0
IGCC-CCS | 0 | 0 | 0 | 0 | 0 | 0
WT_off | 0 | 0 | 0 | 0 | 0 | 0
PseudoUnit | 0 | 0 | 0 | 0 | 0 | 0
FixedInterchange | 0 | 0 | 0 | 0 | 0 | 0
Fuel Cost by Reporting Type: NWPP_Coal
ReportingType | 2015 | 2020 | 2025 | 2030 | 2035 | 2040
BM | 0 | 0 | 0 | 0 | 0 | 0
CC | 0 | 0 | 0 | 0 | 0 | 0
CSP | 0 | 0 | 0 | 0 | 0 | 0
CT | 0 | 0 | 0 | 0 | 0 | 0
Coal | 396.31 | 88.64 | 21.77 | 21.69 | 21.69 | 21.69
Geo | 0 | 0 | 0 | 0 | 0 | 0
H | 0 | 0 | 0 | 0 | 0 | 0
LFG | 0 | 0 | 0 | 0 | 0 | 0
Nuc | 0 | 0 | 0 | 0 | 0 | 0
PS | 0 | 0 | 0 | 0 | 0 | 0
PV | 0 | 0 | 0 | 0 | 0 | 0
PeakG | 0 | 0 | 0 | 0 | 0 | 0
PeakO | 0 | 0 | 0 | 0 | 0 | 0
ST | 0 | 0 | 0 | 0 | 0 | 0
STOG | 0 | 0 | 0 | 0 | 0 | 0
STWD | 0 | 0 | 0 | 0 | 0 | 0
WT | 0 | 0 | 0 | 0 | 0 | 0
IGCC | 0 | 0 | 0 | 0 | 0 | 0
DemandResponse | 0 | 0 | 0 | 0 | 0 | 0
IGCC-CCS | 0 | 0 | 0 | 0 | 0 | 0
WT_off | 0 | 0 | 0 | 0 | 0 | 0
PseudoUnit | 0 | 0 | 0 | 0 | 0 | 0
FixedInterchange | 0 | 0 | 0 | 0 | 0 | 0
Fuel Cost by Reporting Type: NWPP_Gas
ReportingType | 2015 | 2020 | 2025 | 2030 | 2035 | 2040
BM | 0 | 0 | 0 | 0 | 0 | 0
CC | 2048.43 | 2972.55 | 2336.95 | 1450.29 | 264.45 | 194.51
CSP | 0 | 0 | 0 | 0 | 0 | 0
CT | 0 | 0 | 0 | 0 | 0 | 0
Coal | 0 | 0 | 0 | 0 | 0 | 0
Geo | 0 | 0 | 0 | 0 | 0 | 0
H | 0 | 0 | 0 | 0 | 0 | 0
LFG | 0 | 0 | 0 | 0 | 0 | 0
Nuc | 0 | 0 | 0 | 0 | 0 | 0
PS | 0 | 0 | 0 | 0 | 0 | 0
PV | 0 | 0 | 0 | 0 | 0 | 0
PeakG | 0 | 0 | 0 | 0 | 0 | 0
PeakO | 0 | 0 | 0 | 0 | 0 | 0
ST | 0 | 0 | 0 | 0 | 0 | 0
STOG | 0 | 0 | 0 | 0 | 0 | 0
STWD | 0 | 0 | 0 | 0 | 0 | 0
WT | 0 | 0 | 0 | 0 | 0 | 0
IGCC | 0 | 0 | 0 | 0 | 0 | 0
DemandResponse | 0 | 0 | 0 | 0 | 0 | 0
IGCC-CCS | 0 | 0 | 0 | 0 | 0 | 0
WT_off | 0 | 0 | 0 | 0 | 0 | 0
PseudoUnit | 0 | 0 | 0 | 0 | 0 | 0
FixedInterchange | 0 | 0 | 0 | 0 | 0 | 0
Fuel Cost by Reporting Type: NWPP_NucRenew
ReportingType | 2015 | 2020 | 2025 | 2030 | 2035 | 2040
BM | 0 | 0.02 | 4.51 | 16.65 | 16.65 | 383.94
CC | 0 | 0 | 0 | 0 | 0 | 0
CSP | 0 | 0 | 0 | 0 | 0 | 0
CT | 0 | 0 | 0 | 0 | 0 | 0
Coal | 0 | 0 | 0 | 0 | 0 | 0
Geo | 0 | 0 | 0 | 0 | 0 | 0
H | 0 | 0 | 0 | 0 | 0 | 0
LFG | 0.03 | 0.34 | 0.34 | 0.34 | 0.34 | 0.34
Nuc | 71.13 | 72.58 | 77.12 | 78.63 | 256.18 | 420.84
PS | 0 | 0 | 0 | 0 | 0 | 0
PV | 0 | 0 | 0 | 0 | 0 | 0
PeakG | 0 | 0 | 0 | 0 | 0 | 0
PeakO | 0 | 0 | 0 | 0 | 0 | 0
ST | 0 | 0 | 0 | 0 | 0 | 0
STOG | 0 | 0 | 0 | 0 | 0 | 0
STWD | 0 | 0 | 0.39 | 301.46 | 301.46 | 301.46
WT | 0 | 0 | 0 | 0 | 0 | 0
IGCC | 0 | 0 | 0 | 0 | 0 | 0
DemandResponse | 0 | 0 | 0 | 0 | 0 | 0
IGCC-CCS | 0 | 0 | 0 | 0 | 0 | 0
WT_off | 0 | 0 | 0 | 0 | 0 | 0
PseudoUnit | 0 | 0 | 0 | 0 | 0 | 0
FixedInterchange | 0 | 0 | 0 | 0 | 0 | 0
Fuel Cost by Reporting Type: RMPA
ReportingType | 2015 | 2020 | 2025 | 2030 | 2035 | 2040
BM | 0 | 0 | 0 | 0 | 0 | 593.67
CC | 658.66 | 792.37 | 774.73 | 322.58 | 153.37 | 92.51
CSP | 0 | 0 | 0 | 0 | 0 | 0
CT | 0 | 0 | 0 | 0 | 0 | 0
Coal | 520.66 | 323.67 | 28.71 | 36.97 | 36.97 | 36.97
Geo | 0 | 0 | 0 | 0 | 0 | 0
H | 0 | 0 | 0 | 0 | 0 | 0
LFG | 0 | 0.04 | 0.04 | 0.04 | 0.04 | 0.04
Nuc | 0 | 0 | 0 | 86.61 | 146.53 | 146.53
PS | 0 | 0 | 0 | 0 | 0 | 0
PV | 0 | 0 | 0 | 0 | 0 | 0
PeakG | 0.38 | 0 | 0.11 | 0.21 | 0 | 0.03
PeakO | 0 | 0 | 0 | 0 | 0 | 0
ST | 0 | 0 | 0 | 0 | 0 | 0
STOG | 0 | 0 | 0 | 0 | 0 | 0
STWD | 0 | 0 | 0 | 0 | 0 | 0
WT | 0 | 0 | 0 | 0 | 0 | 0
IGCC | 0 | 0 | 0 | 0 | 0 | 0
DemandResponse | 0 | 0 | 0 | 0 | 0 | 0
IGCC-CCS | 0 | 0 | 0 | 0 | 0 | 0
WT_off | 0 | 0 | 0 | 0 | 0 | 0
PseudoUnit | 0 | 0 | 0 | 0 | 0 | 0
FixedInterchange | 0 | 0 | 0 | 0 | 0 | 0
Fuel Cost by Reporting Type: SP15
ReportingType | 2015 | 2020 | 2025 | 2030 | 2035 | 2040
BM | 3.07 | 3.07 | 0.43 | 3.07 | 3.07 | 3.07
CC | 2986.4 | 3755.9 | 3153.24 | 1770.2 | 772.76 | 404.47
CSP | 0 | 0 | 0 | 0 | 0 | 0
CT | 0 | 0 | 0 | 0 | 0 | 0
Coal | 20.36 | 0 | 0 | 0 | 0 | 0
Geo | 0 | 0 | 0 | 0 | 0 | 0
H | 0 | 0 | 0 | 0 | 0 | 0
LFG | 0.01 | 0.72 | 0.72 | 0.72 | 0.72 | 0.72
Nuc | 139.02 | 141.86 | 150.73 | 153.67 | 226.77 | 482.54
PS | 0 | 0 | 0 | 0 | 0 | 0
PV | 0 | 0 | 0 | 0 | 0 | 0
PeakG | 0 | 0 | 0 | 0 | 0 | 0
PeakO | 0 | 0 | 0 | 0 | 0 | 0
ST | 0 | 0 | 0 | 0 | 0 | 0
STOG | 64.43 | 30.36 | 57.02 | 10.25 | 0.82 | 0.51
STWD | 62.63 | 62.63 | 8.4 | 52.48 | 62.63 | 62.63
WT | 0 | 0 | 0 | 0 | 0 | 0
IGCC | 0 | 0 | 0 | 0 | 0 | 0
DemandResponse | 0 | 0 | 0 | 0 | 0 | 0
IGCC-CCS | 0 | 0 | 0 | 0 | 0 | 0
WT_off | 0 | 0 | 0 | 0 | 0 | 0
PseudoUnit | 0 | 0 | 0 | 0 | 0 | 0
FixedInterchange | 0 | 0 | 0 | 0 | 0 | 0
Fuel Cost by Reporting Type: ALB
ReportingType | 2015 | 2020 | 2025 | 2030 | 2035 | 2040
BM | 0 | 0 | 0 | 0 | 0 | 0
CC | 524.23 | 680.99 | 686.93 | 153.73 | 35.67 | 0
CSP | 0 | 0 | 0 | 0 | 0 | 0
CT | 0 | 0 | 0 | 0 | 0 | 0
Coal | 214.77 | 206.09 | 193.63 | 0 | 0 | 0
Geo | 0 | 0 | 0 | 0 | 0 | 0
H | 0 | 0 | 0 | 0 | 0 | 0
LFG | 0 | 0 | 0 | 0 | 0 | 0
Nuc | 0 | 0 | 0 | 583.02 | 626.6 | 669.74
PS | 0 | 0 | 0 | 0 | 0 | 0
PV | 0 | 0 | 0 | 0 | 0 | 0
PeakG | 0 | 0 | 0 | 0 | 0 | 0
PeakO | 0 | 0 | 0 | 0 | 0 | 0
ST | 0 | 0 | 0 | 0 | 0 | 0
STOG | 0 | 0 | 0 | 0 | 0 | 0
STWD | 0 | 0.17 | 85 | 85 | 85 | 85
WT | 0 | 0 | 0 | 0 | 0 | 0
IGCC | 0 | 0 | 0 | 0 | 0 | 0
DemandResponse | 0 | 0 | 0 | 0 | 0 | 0
IGCC-CCS | 0 | 0 | 0 | 0 | 0 | 0
WT_off | 0 | 0 | 0 | 0 | 0 | 0
PseudoUnit | 0 | 0 | 0 | 0 | 0 | 0
FixedInterchange | 0 | 0 | 0 | 0 | 0 | 0
Fuel Cost by Reporting Type: BC
ReportingType | 2015 | 2020 | 2025 | 2030 | 2035 | 2040
BM | 0 | 0 | 0 | 0 | 0 | 0
CC | 193.09 | 200.47 | 195.84 | 203.69 | 0 | 0
CSP | 0 | 0 | 0 | 0 | 0 | 0
CT | 0 | 0 | 0 | 0 | 0 | 0
Coal | 0 | 0 | 0 | 0 | 0 | 0
Geo | 0 | 0 | 0 | 0 | 0 | 0
H | 0 | 0 | 0 | 0 | 0 | 0
LFG | 0 | 0 | 0 | 0 | 0 | 0
Nuc | 0 | 0 | 0 | 0.58 | 42.7 | 86.49
PS | 0 | 0 | 0 | 0 | 0 | 0
PV | 0 | 0 | 0 | 0 | 0 | 0
PeakG | 0 | 0 | 0 | 0 | 0 | 0
PeakO | 0 | 0 | 0 | 0 | 0 | 0
ST | 0 | 0 | 0 | 0 | 0 | 0
STOG | 0 | 0 | 0 | 0 | 0 | 0
STWD | 0 | 0 | 118.16 | 271.44 | 271.44 | 271.44
WT | 0 | 0 | 0 | 0 | 0 | 0
IGCC | 0 | 0 | 0 | 0 | 0 | 0
DemandResponse | 0 | 0 | 0 | 0 | 0 | 0
IGCC-CCS | 0 | 0 | 0 | 0 | 0 | 0
WT_off | 0 | 0 | 0 | 0 | 0 | 0
PseudoUnit | 0 | 0 | 0 | 0 | 0 | 0
FixedInterchange | 0 | 0 | 0 | 0 | 0 | 0
Fuel Cost by Reporting Type: HQ_IESO
ReportingType | 2015 | 2020 | 2025 | 2030 | 2035 | 2040
BM | 0 | 0 | 0 | 0 | 0 | 0
CC | 0 | 0 | 0 | 0 | 0 | 0
CSP | 0 | 0 | 0 | 0 | 0 | 0
CT | 0 | 0 | 0 | 0 | 0 | 0
Coal | 0 | 0 | 0 | 0 | 0 | 0
Geo | 0 | 0 | 0 | 0 | 0 | 0
H | 0 | 0 | 0 | 0 | 0 | 0
LFG | 0 | 0 | 0 | 0 | 0 | 0
Nuc | 0 | 0 | 0 | 0 | 0 | 0.07
PS | 0 | 0 | 0 | 0 | 0 | 0
PV | 0 | 0 | 0 | 0 | 0 | 0
PeakG | 0 | 0 | 0 | 0 | 0 | 0
PeakO | 0 | 0 | 0 | 0 | 0 | 0
ST | 0 | 0 | 0 | 0 | 0 | 0
STOG | 0 | 0 | 0 | 0 | 0 | 0
STWD | 0 | 0 | 0 | 0 | 0 | 0
WT | 0 | 0 | 0 | 0 | 0 | 0
IGCC | 0 | 0 | 0 | 0 | 0 | 0
DemandResponse | 0 | 0 | 0 | 0 | 0 | 0
IGCC-CCS | 0 | 0 | 0 | 0 | 0 | 0
WT_off | 0 | 0 | 0 | 0 | 0 | 0
PseudoUnit | 0 | 0 | 0 | 0 | 0 | 0
FixedInterchange | 0 | 0 | 0 | 0 | 0 | 0
Fuel Cost by Reporting Type: HQ_NEISO
ReportingType | 2015 | 2020 | 2025 | 2030 | 2035 | 2040
BM | 0 | 0 | 0 | 0 | 0 | 0
CC | 0 | 0 | 0 | 0 | 0 | 0
CSP | 0 | 0 | 0 | 0 | 0 | 0
CT | 0 | 0 | 0 | 0 | 0 | 0
Coal | 0 | 0 | 0 | 0 | 0 | 0
Geo | 0 | 0 | 0 | 0 | 0 | 0
H | 0 | 0 | 0 | 0 | 0 | 0
LFG | 0 | 0 | 0 | 0 | 0 | 0
Nuc | 0 | 0 | 0 | 0 | 0.01 | 0.03
PS | 0 | 0 | 0 | 0 | 0 | 0
PV | 0 | 0 | 0 | 0 | 0 | 0
PeakG | 0 | 0 | 0 | 0 | 0 | 0
PeakO | 0 | 0 | 0 | 0 | 0 | 0
ST | 0 | 0 | 0 | 0 | 0 | 0
STOG | 0 | 0 | 0 | 0 | 0 | 0
STWD | 0 | 0 | 0 | 0 | 0 | 0
WT | 0 | 0 | 0 | 0 | 0 | 0
IGCC | 0 | 0 | 0 | 0 | 0 | 0
DemandResponse | 0 | 0 | 0 | 0 | 0 | 0
IGCC-CCS | 0 | 0 | 0 | 0 | 0 | 0
WT_off | 0 | 0 | 0 | 0 | 0 | 0
PseudoUnit | 0 | 0 | 0 | 0 | 0 | 0
FixedInterchange | 0 | 0 | 0 | 0 | 0 | 0
Fuel Cost by Reporting Type: HQ_NY
ReportingType | 2015 | 2020 | 2025 | 2030 | 2035 | 2040
BM | 0 | 0 | 0 | 0 | 0 | 0
CC | 0 | 0 | 0 | 0 | 0 | 0
CSP | 0 | 0 | 0 | 0 | 0 | 0
CT | 0 | 0 | 0 | 0 | 0 | 0
Coal | 0 | 0 | 0 | 0 | 0 | 0
Geo | 0 | 0 | 0 | 0 | 0 | 0
H | 0 | 0 | 0 | 0 | 0 | 0
LFG | 0 | 0 | 0 | 0 | 0 | 0
Nuc | 0 | 0 | 0 | 0 | 0.03 | 0.07
PS | 0 | 0 | 0 | 0 | 0 | 0
PV | 0 | 0 | 0 | 0 | 0 | 0
PeakG | 0 | 0 | 0 | 0 | 0 | 0
PeakO | 0 | 0 | 0 | 0 | 0 | 0
ST | 0 | 0 | 0 | 0 | 0 | 0
STOG | 0 | 0 | 0 | 0 | 0 | 0
STWD | 0 | 0 | 0 | 0 | 0 | 0
WT | 0 | 0 | 0 | 0 | 0 | 0
IGCC | 0 | 0 | 0 | 0 | 0 | 0
DemandResponse | 0 | 0 | 0 | 0 | 0 | 0
IGCC-CCS | 0 | 0 | 0 | 0 | 0 | 0
WT_off | 0 | 0 | 0 | 0 | 0 | 0
PseudoUnit | 0 | 0 | 0 | 0 | 0 | 0
FixedInterchange | 0 | 0 | 0 | 0 | 0 | 0
Fuel Cost by Reporting Type: MARITIMES
ReportingType | 2015 | 2020 | 2025 | 2030 | 2035 | 2040
BM | 0 | 0 | 0 | 0 | 0 | 0
CC | 0 | 0 | 0 | 0 | 0 | 0
CSP | 0 | 0 | 0 | 0 | 0 | 0
CT | 0 | 0 | 0 | 0 | 0 | 0
Coal | 0 | 0 | 0 | 0 | 0 | 0
Geo | 0 | 0 | 0 | 0 | 0 | 0
H | 0 | 0 | 0 | 0 | 0 | 0
LFG | 0 | 0 | 0 | 0 | 0 | 0
Nuc | 0 | 0 | 0 | 0 | 0.01 | 0.03
PS | 0 | 0 | 0 | 0 | 0 | 0
PV | 0 | 0 | 0 | 0 | 0 | 0
PeakG | 0 | 0 | 0 | 0 | 0 | 0
PeakO | 0 | 0 | 0 | 0 | 0 | 0
ST | 0 | 0 | 0 | 0 | 0 | 0
STOG | 0 | 0 | 0 | 0 | 0 | 0
STWD | 0 | 0 | 0 | 0 | 0 | 0
WT | 0 | 0 | 0 | 0 | 0 | 0
IGCC | 0 | 0 | 0 | 0 | 0 | 0
DemandResponse | 0 | 0 | 0 | 0 | 0 | 0
IGCC-CCS | 0 | 0 | 0 | 0 | 0 | 0
WT_off | 0 | 0 | 0 | 0 | 0 | 0
PseudoUnit | 0 | 0 | 0 | 0 | 0 | 0
FixedInterchange | 0 | 0 | 0 | 0 | 0 | 0
Fuel Cost by Reporting Type: All
ReportingType | 2015 | 2020 | 2025 | 2030 | 2035 | 2040
BM | 148.29 | 406.59 | 608.12 | 652.77 | 846.5 | 22102.51
CC | 73849.24 | 84096.93 | 62440.43 | 31864.36 | 12082.45 | 6811.61
CSP | 0 | 0 | 0 | 0 | 0 | 0
CT | 40.7 | 63.94 | 64.82 | 45.28 | 2.02 | 0.08
Coal | 14009.56 | 3044.45 | 554.09 | 246.34 | 437.72 | 598.63
Geo | 0 | 0 | 0 | 0 | 0 | 0
H | 0 | 0 | 0 | 0 | 0 | 0
LFG | 0.25 | 2.74 | 5.56 | 6.45 | 6.49 | 6.49
Nuc | 7711.69 | 8128.83 | 8636.85 | 9365.97 | 13944.09 | 16111.2
PS | 0 | 0 | 0 | 0 | 0 | 0
PV | 0 | 0 | 0 | 0 | 0 | 0
PeakG | 186.64 | 265.77 | 307.76 | 198.2 | 23.99 | 24.11
PeakO | 0 | 0 | 0 | 0 | 0 | 0
ST | 0 | 0 | 0 | 0 | 0 | 0
STOG | 629.8 | 561.41 | 554.89 | 155.4 | 19.79 | 13.07
STWD | 948.6 | 823.29 | 590.38 | 1398.23 | 2424.9 | 2609.44
WT | 0 | 0.01 | 0.01 | 0.01 | 0.02 | 0.02
IGCC | 82.08 | 48.26 | 4.62 | 0 | 0 | 0
DemandResponse | 0 | 0 | 0 | 0 | 0 | 0
IGCC-CCS | 0 | 0 | 0 | 0 | 0 | 0
WT_off | 0 | 0 | 0 | 0 | 0 | 0
PseudoUnit | 0 | 0 | 0 | 0 | 0 | 0
FixedInterchange | 0 | 0 | 0 | 0 | 0 | 0
Fuel Cost by Reporting Type: EI_US
ReportingType | 2015 | 2020 | 2025 | 2030 | 2035 | 2040
BM | 138.49 | 396.77 | 592.61 | 598.56 | 748.03 | 19311.31
CC | 51702.54 | 59008.06 | 42245.69 | 21597.19 | 8612.21 | 4799.25
CSP | 0 | 0 | 0 | 0 | 0 | 0
CT | 40.11 | 63.27 | 63.66 | 45.03 | 2.02 | 0.08
Coal | 11744.37 | 2145.38 | 248.36 | 167.15 | 346.22 | 470.64
Geo | 0 | 0 | 0 | 0 | 0 | 0
H | 0 | 0 | 0 | 0 | 0 | 0
LFG | 0.18 | 0.83 | 3.19 | 4.08 | 4.11 | 4.11
Nuc | 5902.64 | 6282.89 | 6675.55 | 6678.74 | 9102.13 | 10307.76
PS | 0 | 0 | 0 | 0 | 0 | 0
PV | 0 | 0 | 0 | 0 | 0 | 0
PeakG | 182.07 | 262.58 | 302.93 | 196.83 | 23.19 | 22.95
PeakO | 0 | 0 | 0 | 0 | 0 | 0
ST | 0 | 0 | 0 | 0 | 0 | 0
STOG | 380.51 | 284.75 | 292.73 | 95.6 | 18.97 | 12.56
STWD | 629.67 | 504.19 | 375.39 | 494.88 | 1381.01 | 1565.55
WT | 0 | 0 | 0.01 | 0.01 | 0.01 | 0.01
IGCC | 82.08 | 48.26 | 4.62 | 0 | 0 | 0
DemandResponse | 0 | 0 | 0 | 0 | 0 | 0
IGCC-CCS | 0 | 0 | 0 | 0 | 0 | 0
WT_off | 0 | 0 | 0 | 0 | 0 | 0
PseudoUnit | 0 | 0 | 0 | 0 | 0 | 0
FixedInterchange | 0 | 0 | 0 | 0 | 0 | 0
Fuel Cost by Reporting Type: EI_Canada
ReportingType | 2015 | 2020 | 2025 | 2030 | 2035 | 2040
BM | 0 | 0 | 0 | 0.89 | 4.61 | 206.78
CC | 509.72 | 415.32 | 63.37 | 4.64 | 0.65 | 5.13
CSP | 0 | 0 | 0 | 0 | 0 | 0
CT | 0.59 | 0.53 | 0 | 0 | 0 | 0
Coal | 10.28 | 0 | 0 | 0 | 0 | 0
Geo | 0 | 0 | 0 | 0 | 0 | 0
H | 0 | 0 | 0 | 0 | 0 | 0
LFG | 0.02 | 0.02 | 0.02 | 0.02 | 0.02 | 0.02
Nuc | 854.23 | 871.65 | 926.13 | 944.22 | 869.51 | 757.92
PS | 0 | 0 | 0 | 0 | 0 | 0
PV | 0 | 0 | 0 | 0 | 0 | 0
PeakG | 4.19 | 2.78 | 0 | 0 | 0 | 0
PeakO | 0 | 0 | 0 | 0 | 0 | 0
ST | 0 | 0 | 0 | 0 | 0 | 0
STOG | 0.66 | 0 | 0 | 0 | 0 | 0
STWD | 0.3 | 0.3 | 0.3 | 1.82 | 67.38 | 67.38
WT | 0 | 0 | 0 | 0 | 0 | 0
IGCC | 0 | 0 | 0 | 0 | 0 | 0
DemandResponse | 0 | 0 | 0 | 0 | 0 | 0
IGCC-CCS | 0 | 0 | 0 | 0 | 0 | 0
WT_off | 0 | 0 | 0 | 0 | 0 | 0
PseudoUnit | 0 | 0 | 0 | 0 | 0 | 0
FixedInterchange | 0 | 0 | 0 | 0 | 0 | 0
Fuel Cost by Reporting Type: EI
ReportingType | 2015 | 2020 | 2025 | 2030 | 2035 | 2040
BM | 138.49 | 396.77 | 592.61 | 599.45 | 752.63 | 19518.1
CC | 52212.26 | 59423.38 | 42309.06 | 21601.83 | 8612.86 | 4804.38
CSP | 0 | 0 | 0 | 0 | 0 | 0
CT | 40.7 | 63.8 | 63.66 | 45.03 | 2.02 | 0.08
Coal | 11754.65 | 2145.38 | 248.36 | 167.15 | 346.22 | 470.64
Geo | 0 | 0 | 0 | 0 | 0 | 0
H | 0 | 0 | 0 | 0 | 0 | 0
LFG | 0.2 | 0.84 | 3.21 | 4.1 | 4.13 | 4.13
Nuc | 6756.88 | 7154.54 | 7601.68 | 7622.96 | 9971.65 | 11065.69
PS | 0 | 0 | 0 | 0 | 0 | 0
PV | 0 | 0 | 0 | 0 | 0 | 0
PeakG | 186.26 | 265.36 | 302.93 | 196.83 | 23.19 | 22.95
PeakO | 0 | 0 | 0 | 0 | 0 | 0
ST | 0 | 0 | 0 | 0 | 0 | 0
STOG | 381.16 | 284.75 | 292.73 | 95.6 | 18.97 | 12.56
STWD | 629.98 | 504.5 | 375.69 | 496.7 | 1448.39 | 1632.93
WT | 0 | 0 | 0.01 | 0.01 | 0.01 | 0.01
IGCC | 82.08 | 48.26 | 4.62 | 0 | 0 | 0
DemandResponse | 0 | 0 | 0 | 0 | 0 | 0
IGCC-CCS | 0 | 0 | 0 | 0 | 0 | 0
WT_off | 0 | 0 | 0 | 0 | 0 | 0
PseudoUnit | 0 | 0 | 0 | 0 | 0 | 0
FixedInterchange | 0 | 0 | 0 | 0 | 0 | 0
Fuel Cost by Reporting Type: Outside_EI
ReportingType | 2015 | 2020 | 2025 | 2030 | 2035 | 2040
BM | 9.8 | 9.82 | 15.51 | 53.32 | 93.87 | 2584.42
CC | 21636.98 | 24673.54 | 20131.37 | 10262.53 | 3469.59 | 2007.23
CSP | 0 | 0 | 0 | 0 | 0 | 0
CT | 0 | 0.14 | 1.16 | 0.25 | 0 | 0
Coal | 2254.92 | 899.07 | 305.73 | 79.19 | 91.51 | 127.98
Geo | 0 | 0 | 0 | 0 | 0 | 0
H | 0 | 0 | 0 | 0 | 0 | 0
LFG | 0.05 | 1.9 | 2.36 | 2.36 | 2.36 | 2.36
Nuc | 954.81 | 974.29 | 1035.18 | 1743.01 | 3972.44 | 5045.51
PS | 0 | 0 | 0 | 0 | 0 | 0
PV | 0 | 0 | 0 | 0 | 0 | 0
PeakG | 0.38 | 0.41 | 4.82 | 1.37 | 0.8 | 1.16
PeakO | 0 | 0 | 0 | 0 | 0 | 0
ST | 0 | 0 | 0 | 0 | 0 | 0
STOG | 248.64 | 276.67 | 262.15 | 59.81 | 0.82 | 0.51
STWD | 318.62 | 318.79 | 214.69 | 901.53 | 976.51 | 976.51
WT | 0 | 0 | 0 | 0 | 0 | 0
IGCC | 0 | 0 | 0 | 0 | 0 | 0
DemandResponse | 0 | 0 | 0 | 0 | 0 | 0
IGCC-CCS | 0 | 0 | 0 | 0 | 0 | 0
WT_off | 0 | 0 | 0 | 0 | 0 | 0
PseudoUnit | 0 | 0 | 0 | 0 | 0 | 0
FixedInterchange | 0 | 0 | 0 | 0 | 0 | 0
#7 | 0.01: Emission Cost ($million)
==== Emission Program: TitleIV_CAIRSO2 : (SO2) ====
Emission Cost by Reporting Type: Entergy
ReportingType | 2015 | 2020 | 2025 | 2030 | 2035 | 2040
BM | 0 | 0 | 0 | 0 | 0 | 0
CC | 0 | 0 | 0 | 0 | 0 | 0
CSP | 0 | 0 | 0 | 0 | 0 | 0
CT | 0 | 0 | 0 | 0 | 0 | 0
Coal | 7.31 | 0 | 0 | 0 | 0 | 0
Geo | 0 | 0 | 0 | 0 | 0 | 0
H | 0 | 0 | 0 | 0 | 0 | 0
LFG | 0 | 0 | 0 | 0 | 0 | 0
Nuc | 0 | 0 | 0 | 0 | 0 | 0
PS | 0 | 0 | 0 | 0 | 0 | 0
PV | 0 | 0 | 0 | 0 | 0 | 0
PeakG | 0 | 0 | 0 | 0 | 0 | 0
PeakO | 0 | 0 | 0 | 0 | 0 | 0
ST | 0 | 0 | 0 | 0 | 0 | 0
STOG | 0 | 0 | 0 | 0 | 0 | 0
STWD | 0 | 0 | 0 | 0 | 0 | 0
WT | 0 | 0 | 0 | 0 | 0 | 0
IGCC | 0 | 0 | 0 | 0 | 0 | 0
DemandResponse | 0 | 0 | 0 | 0 | 0 | 0
IGCC-CCS | 0 | 0 | 0 | 0 | 0 | 0
WT_off | 0 | 0 | 0 | 0 | 0 | 0
PseudoUnit | 0 | 0 | 0 | 0 | 0 | 0
FixedInterchange | 0 | 0 | 0 | 0 | 0 | 0
Emission Cost by Reporting Type: FRCC
ReportingType | 2015 | 2020 | 2025 | 2030 | 2035 | 2040
BM | 0 | 0 | 0 | 0 | 0 | 0
CC | 0 | 0 | 0 | 0 | 0 | 0
CSP | 0 | 0 | 0 | 0 | 0 | 0
CT | 0 | 0 | 0 | 0 | 0 | 0
Coal | 3.09 | 0 | 0 | 0 | 0 | 0
Geo | 0 | 0 | 0 | 0 | 0 | 0
H | 0 | 0 | 0 | 0 | 0 | 0
LFG | 0 | 0 | 0 | 0 | 0 | 0
Nuc | 0 | 0 | 0 | 0 | 0 | 0
PS | 0 | 0 | 0 | 0 | 0 | 0
PV | 0 | 0 | 0 | 0 | 0 | 0
PeakG | 0 | 0 | 0 | 0 | 0 | 0
PeakO | 0 | 0 | 0 | 0 | 0 | 0
ST | 0 | 0 | 0 | 0 | 0 | 0
STOG | 0 | 0 | 0 | 0 | 0 | 0
STWD | 0 | 0 | 0 | 0 | 0 | 0
WT | 0 | 0 | 0 | 0 | 0 | 0
IGCC | 0 | 0 | 0 | 0 | 0 | 0
DemandResponse | 0 | 0 | 0 | 0 | 0 | 0
IGCC-CCS | 0 | 0 | 0 | 0 | 0 | 0
WT_off | 0 | 0 | 0 | 0 | 0 | 0
PseudoUnit | 0 | 0 | 0 | 0 | 0 | 0
FixedInterchange | 0 | 0 | 0 | 0 | 0 | 0
Emission Cost by Reporting Type: MAPP_US
ReportingType | 2015 | 2020 | 2025 | 2030 | 2035 | 2040
BM | 0 | 0 | 0 | 0 | 0 | 0
CC | 0 | 0 | 0 | 0 | 0 | 0
CSP | 0 | 0 | 0 | 0 | 0 | 0
CT | 0 | 0 | 0 | 0 | 0 | 0
Coal | 0.29 | 0 | 0 | 0 | 0 | 0
Geo | 0 | 0 | 0 | 0 | 0 | 0
H | 0 | 0 | 0 | 0 | 0 | 0
LFG | 0 | 0 | 0 | 0 | 0 | 0
Nuc | 0 | 0 | 0 | 0 | 0 | 0
PS | 0 | 0 | 0 | 0 | 0 | 0
PV | 0 | 0 | 0 | 0 | 0 | 0
PeakG | 0 | 0 | 0 | 0 | 0 | 0
PeakO | 0 | 0 | 0 | 0 | 0 | 0
ST | 0 | 0 | 0 | 0 | 0 | 0
STOG | 0 | 0 | 0 | 0 | 0 | 0
STWD | 0 | 0 | 0 | 0 | 0 | 0
WT | 0 | 0 | 0 | 0 | 0 | 0
IGCC | 0 | 0 | 0 | 0 | 0 | 0
DemandResponse | 0 | 0 | 0 | 0 | 0 | 0
IGCC-CCS | 0 | 0 | 0 | 0 | 0 | 0
WT_off | 0 | 0 | 0 | 0 | 0 | 0
PseudoUnit | 0 | 0 | 0 | 0 | 0 | 0
FixedInterchange | 0 | 0 | 0 | 0 | 0 | 0
Emission Cost by Reporting Type: MISO_IN
ReportingType | 2015 | 2020 | 2025 | 2030 | 2035 | 2040
BM | 0 | 0 | 0 | 0 | 0 | 0
CC | 0 | 0 | 0 | 0 | 0 | 0
CSP | 0 | 0 | 0 | 0 | 0 | 0
CT | 0 | 0 | 0 | 0 | 0 | 0
Coal | 6.19 | 0 | 0 | 0 | 0 | 0
Geo | 0 | 0 | 0 | 0 | 0 | 0
H | 0 | 0 | 0 | 0 | 0 | 0
LFG | 0 | 0 | 0 | 0 | 0 | 0
Nuc | 0 | 0 | 0 | 0 | 0 | 0
PS | 0 | 0 | 0 | 0 | 0 | 0
PV | 0 | 0 | 0 | 0 | 0 | 0
PeakG | 0 | 0 | 0 | 0 | 0 | 0
PeakO | 0 | 0 | 0 | 0 | 0 | 0
ST | 0 | 0 | 0 | 0 | 0 | 0
STOG | 0 | 0 | 0 | 0 | 0 | 0
STWD | 0 | 0 | 0 | 0 | 0 | 0
WT | 0 | 0 | 0 | 0 | 0 | 0
IGCC | 0.05 | 0 | 0 | 0 | 0 | 0
DemandResponse | 0 | 0 | 0 | 0 | 0 | 0
IGCC-CCS | 0 | 0 | 0 | 0 | 0 | 0
WT_off | 0 | 0 | 0 | 0 | 0 | 0
PseudoUnit | 0 | 0 | 0 | 0 | 0 | 0
FixedInterchange | 0 | 0 | 0 | 0 | 0 | 0
Emission Cost by Reporting Type: MISO_MI
ReportingType | 2015 | 2020 | 2025 | 2030 | 2035 | 2040
BM | 0 | 0 | 0 | 0 | 0 | 0
CC | 0 | 0 | 0 | 0 | 0 | 0
CSP | 0 | 0 | 0 | 0 | 0 | 0
CT | 0 | 0 | 0 | 0 | 0 | 0
Coal | 3.42 | 0 | 0 | 0 | 0 | 0
Geo | 0 | 0 | 0 | 0 | 0 | 0
H | 0 | 0 | 0 | 0 | 0 | 0
LFG | 0 | 0 | 0 | 0 | 0 | 0
Nuc | 0 | 0 | 0 | 0 | 0 | 0
PS | 0 | 0 | 0 | 0 | 0 | 0
PV | 0 | 0 | 0 | 0 | 0 | 0
PeakG | 0 | 0 | 0 | 0 | 0 | 0
PeakO | 0 | 0 | 0 | 0 | 0 | 0
ST | 0 | 0 | 0 | 0 | 0 | 0
STOG | 0 | 0 | 0 | 0 | 0 | 0
STWD | 0 | 0 | 0 | 0 | 0 | 0
WT | 0 | 0 | 0 | 0 | 0 | 0
IGCC | 0 | 0 | 0 | 0 | 0 | 0
DemandResponse | 0 | 0 | 0 | 0 | 0 | 0
IGCC-CCS | 0 | 0 | 0 | 0 | 0 | 0
WT_off | 0 | 0 | 0 | 0 | 0 | 0
PseudoUnit | 0 | 0 | 0 | 0 | 0 | 0
FixedInterchange | 0 | 0 | 0 | 0 | 0 | 0
Emission Cost by Reporting Type: MISO_MO-IL
ReportingType | 2015 | 2020 | 2025 | 2030 | 2035 | 2040
BM | 0 | 0 | 0 | 0 | 0 | 0
CC | 0 | 0 | 0 | 0 | 0 | 0
CSP | 0 | 0 | 0 | 0 | 0 | 0
CT | 0 | 0 | 0 | 0 | 0 | 0
Coal | 10.24 | 0 | 0 | 0 | 0 | 0
Geo | 0 | 0 | 0 | 0 | 0 | 0
H | 0 | 0 | 0 | 0 | 0 | 0
LFG | 0 | 0 | 0 | 0 | 0 | 0
Nuc | 0 | 0 | 0 | 0 | 0 | 0
PS | 0 | 0 | 0 | 0 | 0 | 0
PV | 0 | 0 | 0 | 0 | 0 | 0
PeakG | 0 | 0 | 0 | 0 | 0 | 0
PeakO | 0 | 0 | 0 | 0 | 0 | 0
ST | 0 | 0 | 0 | 0 | 0 | 0
STOG | 0 | 0 | 0 | 0 | 0 | 0
STWD | 0 | 0 | 0 | 0 | 0 | 0
WT | 0 | 0 | 0 | 0 | 0 | 0
IGCC | 0 | 0 | 0 | 0 | 0 | 0
DemandResponse | 0 | 0 | 0 | 0 | 0 | 0
IGCC-CCS | 0 | 0 | 0 | 0 | 0 | 0
WT_off | 0 | 0 | 0 | 0 | 0 | 0
PseudoUnit | 0 | 0 | 0 | 0 | 0 | 0
FixedInterchange | 0 | 0 | 0 | 0 | 0 | 0
Emission Cost by Reporting Type: MISO_W
ReportingType | 2015 | 2020 | 2025 | 2030 | 2035 | 2040
BM | 0 | 0 | 0 | 0 | 0 | 0
CC | 0 | 0 | 0 | 0 | 0 | 0
CSP | 0 | 0 | 0 | 0 | 0 | 0
CT | 0 | 0 | 0 | 0 | 0 | 0
Coal | 5.26 | 0 | 0 | 0 | 0 | 0
Geo | 0 | 0 | 0 | 0 | 0 | 0
H | 0 | 0 | 0 | 0 | 0 | 0
LFG | 0 | 0 | 0 | 0 | 0 | 0
Nuc | 0 | 0 | 0 | 0 | 0 | 0
PS | 0 | 0 | 0 | 0 | 0 | 0
PV | 0 | 0 | 0 | 0 | 0 | 0
PeakG | 0 | 0 | 0 | 0 | 0 | 0
PeakO | 0 | 0 | 0 | 0 | 0 | 0
ST | 0 | 0 | 0 | 0 | 0 | 0
STOG | 0 | 0 | 0 | 0 | 0 | 0
STWD | 0 | 0 | 0 | 0 | 0 | 0
WT | 0 | 0 | 0 | 0 | 0 | 0
IGCC | 0 | 0 | 0 | 0 | 0 | 0
DemandResponse | 0 | 0 | 0 | 0 | 0 | 0
IGCC-CCS | 0 | 0 | 0 | 0 | 0 | 0
WT_off | 0 | 0 | 0 | 0 | 0 | 0
PseudoUnit | 0 | 0 | 0 | 0 | 0 | 0
FixedInterchange | 0 | 0 | 0 | 0 | 0 | 0
Emission Cost by Reporting Type: MISO_WUMS
ReportingType | 2015 | 2020 | 2025 | 2030 | 2035 | 2040
BM | 0 | 0 | 0 | 0 | 0 | 0
CC | 0 | 0 | 0 | 0 | 0 | 0
CSP | 0 | 0 | 0 | 0 | 0 | 0
CT | 0 | 0 | 0 | 0 | 0 | 0
Coal | 0.44 | 0 | 0 | 0 | 0 | 0
Geo | 0 | 0 | 0 | 0 | 0 | 0
H | 0 | 0 | 0 | 0 | 0 | 0
LFG | 0 | 0 | 0 | 0 | 0 | 0
Nuc | 0 | 0 | 0 | 0 | 0 | 0
PS | 0 | 0 | 0 | 0 | 0 | 0
PV | 0 | 0 | 0 | 0 | 0 | 0
PeakG | 0 | 0 | 0 | 0 | 0 | 0
PeakO | 0 | 0 | 0 | 0 | 0 | 0
ST | 0 | 0 | 0 | 0 | 0 | 0
STOG | 0 | 0 | 0 | 0 | 0 | 0
STWD | 0 | 0 | 0 | 0 | 0 | 0
WT | 0 | 0 | 0 | 0 | 0 | 0
IGCC | 0 | 0 | 0 | 0 | 0 | 0
DemandResponse | 0 | 0 | 0 | 0 | 0 | 0
IGCC-CCS | 0 | 0 | 0 | 0 | 0 | 0
WT_off | 0 | 0 | 0 | 0 | 0 | 0
PseudoUnit | 0 | 0 | 0 | 0 | 0 | 0
FixedInterchange | 0 | 0 | 0 | 0 | 0 | 0
Emission Cost by Reporting Type: Nebraska
ReportingType | 2015 | 2020 | 2025 | 2030 | 2035 | 2040
BM | 0 | 0 | 0 | 0 | 0 | 0
CC | 0 | 0 | 0 | 0 | 0 | 0
CSP | 0 | 0 | 0 | 0 | 0 | 0
CT | 0 | 0 | 0 | 0 | 0 | 0
Coal | 1 | 0 | 0 | 0 | 0 | 0
Geo | 0 | 0 | 0 | 0 | 0 | 0
H | 0 | 0 | 0 | 0 | 0 | 0
LFG | 0 | 0 | 0 | 0 | 0 | 0
Nuc | 0 | 0 | 0 | 0 | 0 | 0
PS | 0 | 0 | 0 | 0 | 0 | 0
PV | 0 | 0 | 0 | 0 | 0 | 0
PeakG | 0 | 0 | 0 | 0 | 0 | 0
PeakO | 0 | 0 | 0 | 0 | 0 | 0
ST | 0 | 0 | 0 | 0 | 0 | 0
STOG | 0 | 0 | 0 | 0 | 0 | 0
STWD | 0 | 0 | 0 | 0 | 0 | 0
WT | 0 | 0 | 0 | 0 | 0 | 0
IGCC | 0 | 0 | 0 | 0 | 0 | 0
DemandResponse | 0 | 0 | 0 | 0 | 0 | 0
IGCC-CCS | 0 | 0 | 0 | 0 | 0 | 0
WT_off | 0 | 0 | 0 | 0 | 0 | 0
PseudoUnit | 0 | 0 | 0 | 0 | 0 | 0
FixedInterchange | 0 | 0 | 0 | 0 | 0 | 0
Emission Cost by Reporting Type: NEISO
ReportingType | 2015 | 2020 | 2025 | 2030 | 2035 | 2040
BM | 0 | 0 | 0 | 0 | 0 | 0
CC | 0 | 0 | 0 | 0 | 0 | 0
CSP | 0 | 0 | 0 | 0 | 0 | 0
CT | 0 | 0 | 0 | 0 | 0 | 0
Coal | 0 | 0 | 0 | 0 | 0 | 0
Geo | 0 | 0 | 0 | 0 | 0 | 0
H | 0 | 0 | 0 | 0 | 0 | 0
LFG | 0 | 0 | 0 | 0 | 0 | 0
Nuc | 0 | 0 | 0 | 0 | 0 | 0
PS | 0 | 0 | 0 | 0 | 0 | 0
PV | 0 | 0 | 0 | 0 | 0 | 0
PeakG | 0 | 0 | 0 | 0 | 0 | 0
PeakO | 0 | 0 | 0 | 0 | 0 | 0
ST | 0 | 0 | 0 | 0 | 0 | 0
STOG | 0 | 0 | 0 | 0 | 0 | 0
STWD | 0 | 0 | 0 | 0 | 0 | 0
WT | 0 | 0 | 0 | 0 | 0 | 0
IGCC | 0 | 0 | 0 | 0 | 0 | 0
DemandResponse | 0 | 0 | 0 | 0 | 0 | 0
IGCC-CCS | 0 | 0 | 0 | 0 | 0 | 0
WT_off | 0 | 0 | 0 | 0 | 0 | 0
PseudoUnit | 0 | 0 | 0 | 0 | 0 | 0
FixedInterchange | 0 | 0 | 0 | 0 | 0 | 0
Emission Cost by Reporting Type: NonRTO_Midwest
ReportingType | 2015 | 2020 | 2025 | 2030 | 2035 | 2040
BM | 0 | 0 | 0 | 0 | 0 | 0
CC | 0 | 0 | 0 | 0 | 0 | 0
CSP | 0 | 0 | 0 | 0 | 0 | 0
CT | 0 | 0 | 0 | 0 | 0 | 0
Coal | 2.8 | 0 | 0 | 0 | 0 | 0
Geo | 0 | 0 | 0 | 0 | 0 | 0
H | 0 | 0 | 0 | 0 | 0 | 0
LFG | 0 | 0 | 0 | 0 | 0 | 0
Nuc | 0 | 0 | 0 | 0 | 0 | 0
PS | 0 | 0 | 0 | 0 | 0 | 0
PV | 0 | 0 | 0 | 0 | 0 | 0
PeakG | 0 | 0 | 0 | 0 | 0 | 0
PeakO | 0 | 0 | 0 | 0 | 0 | 0
ST | 0 | 0 | 0 | 0 | 0 | 0
STOG | 0 | 0 | 0 | 0 | 0 | 0
STWD | 0 | 0 | 0 | 0 | 0 | 0
WT | 0 | 0 | 0 | 0 | 0 | 0
IGCC | 0 | 0 | 0 | 0 | 0 | 0
DemandResponse | 0 | 0 | 0 | 0 | 0 | 0
IGCC-CCS | 0 | 0 | 0 | 0 | 0 | 0
WT_off | 0 | 0 | 0 | 0 | 0 | 0
PseudoUnit | 0 | 0 | 0 | 0 | 0 | 0
FixedInterchange | 0 | 0 | 0 | 0 | 0 | 0
Emission Cost by Reporting Type: NYISO_A-F
ReportingType | 2015 | 2020 | 2025 | 2030 | 2035 | 2040
BM | 0 | 0 | 0 | 0 | 0 | 0
CC | 0 | 0 | 0 | 0 | 0 | 0
CSP | 0 | 0 | 0 | 0 | 0 | 0
CT | 0 | 0 | 0 | 0 | 0 | 0
Coal | 0 | 0 | 0 | 0 | 0 | 0
Geo | 0 | 0 | 0 | 0 | 0 | 0
H | 0 | 0 | 0 | 0 | 0 | 0
LFG | 0 | 0 | 0 | 0 | 0 | 0
Nuc | 0 | 0 | 0 | 0 | 0 | 0
PS | 0 | 0 | 0 | 0 | 0 | 0
PV | 0 | 0 | 0 | 0 | 0 | 0
PeakG | 0 | 0 | 0 | 0 | 0 | 0
PeakO | 0 | 0 | 0 | 0 | 0 | 0
ST | 0 | 0 | 0 | 0 | 0 | 0
STOG | 0 | 0 | 0 | 0 | 0 | 0
STWD | 0 | 0 | 0 | 0 | 0 | 0
WT | 0 | 0 | 0 | 0 | 0 | 0
IGCC | 0 | 0 | 0 | 0 | 0 | 0
DemandResponse | 0 | 0 | 0 | 0 | 0 | 0
IGCC-CCS | 0 | 0 | 0 | 0 | 0 | 0
WT_off | 0 | 0 | 0 | 0 | 0 | 0
PseudoUnit | 0 | 0 | 0 | 0 | 0 | 0
FixedInterchange | 0 | 0 | 0 | 0 | 0 | 0
Emission Cost by Reporting Type: NYISO_G-I
ReportingType | 2015 | 2020 | 2025 | 2030 | 2035 | 2040
BM | 0 | 0 | 0 | 0 | 0 | 0
CC | 0 | 0 | 0 | 0 | 0 | 0
CSP | 0 | 0 | 0 | 0 | 0 | 0
CT | 0 | 0 | 0 | 0 | 0 | 0
Coal | 0 | 0 | 0 | 0 | 0 | 0
Geo | 0 | 0 | 0 | 0 | 0 | 0
H | 0 | 0 | 0 | 0 | 0 | 0
LFG | 0 | 0 | 0 | 0 | 0 | 0
Nuc | 0 | 0 | 0 | 0 | 0 | 0
PS | 0 | 0 | 0 | 0 | 0 | 0
PV | 0 | 0 | 0 | 0 | 0 | 0
PeakG | 0 | 0 | 0 | 0 | 0 | 0
PeakO | 0 | 0 | 0 | 0 | 0 | 0
ST | 0 | 0 | 0 | 0 | 0 | 0
STOG | 0 | 0 | 0 | 0 | 0 | 0
STWD | 0 | 0 | 0 | 0 | 0 | 0
WT | 0 | 0 | 0 | 0 | 0 | 0
IGCC | 0 | 0 | 0 | 0 | 0 | 0
DemandResponse | 0 | 0 | 0 | 0 | 0 | 0
IGCC-CCS | 0 | 0 | 0 | 0 | 0 | 0
WT_off | 0 | 0 | 0 | 0 | 0 | 0
PseudoUnit | 0 | 0 | 0 | 0 | 0 | 0
FixedInterchange | 0 | 0 | 0 | 0 | 0 | 0
Emission Cost by Reporting Type: NYISO_J-K
ReportingType | 2015 | 2020 | 2025 | 2030 | 2035 | 2040
BM | 0 | 0 | 0 | 0 | 0 | 0
CC | 0 | 0 | 0 | 0 | 0 | 0
CSP | 0 | 0 | 0 | 0 | 0 | 0
CT | 0 | 0 | 0 | 0 | 0 | 0
Coal | 0 | 0 | 0 | 0 | 0 | 0
Geo | 0 | 0 | 0 | 0 | 0 | 0
H | 0 | 0 | 0 | 0 | 0 | 0
LFG | 0 | 0 | 0 | 0 | 0 | 0
Nuc | 0 | 0 | 0 | 0 | 0 | 0
PS | 0 | 0 | 0 | 0 | 0 | 0
PV | 0 | 0 | 0 | 0 | 0 | 0
PeakG | 0 | 0 | 0 | 0 | 0 | 0
PeakO | 0 | 0 | 0 | 0 | 0 | 0
ST | 0 | 0 | 0 | 0 | 0 | 0
STOG | 0 | 0 | 0 | 0 | 0 | 0
STWD | 0 | 0 | 0 | 0 | 0 | 0
WT | 0 | 0 | 0 | 0 | 0 | 0
IGCC | 0 | 0 | 0 | 0 | 0 | 0
DemandResponse | 0 | 0 | 0 | 0 | 0 | 0
IGCC-CCS | 0 | 0 | 0 | 0 | 0 | 0
WT_off | 0 | 0 | 0 | 0 | 0 | 0
PseudoUnit | 0 | 0 | 0 | 0 | 0 | 0
FixedInterchange | 0 | 0 | 0 | 0 | 0 | 0
Emission Cost by Reporting Type: PJM_E
ReportingType | 2015 | 2020 | 2025 | 2030 | 2035 | 2040
BM | 0 | 0 | 0 | 0 | 0 | 0
CC | 0 | 0 | 0 | 0 | 0 | 0
CSP | 0 | 0 | 0 | 0 | 0 | 0
CT | 0 | 0 | 0 | 0 | 0 | 0
Coal | 0.02 | 0 | 0 | 0 | 0 | 0
Geo | 0 | 0 | 0 | 0 | 0 | 0
H | 0 | 0 | 0 | 0 | 0 | 0
LFG | 0 | 0 | 0 | 0 | 0 | 0
Nuc | 0 | 0 | 0 | 0 | 0 | 0
PS | 0 | 0 | 0 | 0 | 0 | 0
PV | 0 | 0 | 0 | 0 | 0 | 0
PeakG | 0 | 0 | 0 | 0 | 0 | 0
PeakO | 0 | 0 | 0 | 0 | 0 | 0
ST | 0 | 0 | 0 | 0 | 0 | 0
STOG | 0 | 0 | 0 | 0 | 0 | 0
STWD | 0 | 0 | 0 | 0 | 0 | 0
WT | 0 | 0 | 0 | 0 | 0 | 0
IGCC | 0 | 0 | 0 | 0 | 0 | 0
DemandResponse | 0 | 0 | 0 | 0 | 0 | 0
IGCC-CCS | 0 | 0 | 0 | 0 | 0 | 0
WT_off | 0 | 0 | 0 | 0 | 0 | 0
PseudoUnit | 0 | 0 | 0 | 0 | 0 | 0
FixedInterchange | 0 | 0 | 0 | 0 | 0 | 0
Emission Cost by Reporting Type: PJM_ROM
ReportingType | 2015 | 2020 | 2025 | 2030 | 2035 | 2040
BM | 0 | 0 | 0 | 0 | 0 | 0
CC | 0 | 0 | 0 | 0 | 0 | 0
CSP | 0 | 0 | 0 | 0 | 0 | 0
CT | 0 | 0 | 0 | 0 | 0 | 0
Coal | 4.07 | 0 | 0 | 0 | 0 | 0
Geo | 0 | 0 | 0 | 0 | 0 | 0
H | 0 | 0 | 0 | 0 | 0 | 0
LFG | 0 | 0 | 0 | 0 | 0 | 0
Nuc | 0 | 0 | 0 | 0 | 0 | 0
PS | 0 | 0 | 0 | 0 | 0 | 0
PV | 0 | 0 | 0 | 0 | 0 | 0
PeakG | 0 | 0 | 0 | 0 | 0 | 0
PeakO | 0 | 0 | 0 | 0 | 0 | 0
ST | 0 | 0 | 0 | 0 | 0 | 0
STOG | 0 | 0 | 0 | 0 | 0 | 0
STWD | 0 | 0 | 0 | 0 | 0 | 0
WT | 0 | 0 | 0 | 0 | 0 | 0
IGCC | 0 | 0 | 0 | 0 | 0 | 0
DemandResponse | 0 | 0 | 0 | 0 | 0 | 0
IGCC-CCS | 0 | 0 | 0 | 0 | 0 | 0
WT_off | 0 | 0 | 0 | 0 | 0 | 0
PseudoUnit | 0 | 0 | 0 | 0 | 0 | 0
FixedInterchange | 0 | 0 | 0 | 0 | 0 | 0
Emission Cost by Reporting Type: PJM_ROR
ReportingType | 2015 | 2020 | 2025 | 2030 | 2035 | 2040
BM | 0 | 0 | 0 | 0 | 0 | 0
CC | 0 | 0 | 0 | 0 | 0 | 0
CSP | 0 | 0 | 0 | 0 | 0 | 0
CT | 0 | 0 | 0 | 0 | 0 | 0
Coal | 24.82 | 0 | 0 | 0 | 0 | 0
Geo | 0 | 0 | 0 | 0 | 0 | 0
H | 0 | 0 | 0 | 0 | 0 | 0
LFG | 0 | 0 | 0 | 0 | 0 | 0
Nuc | 0 | 0 | 0 | 0 | 0 | 0
PS | 0 | 0 | 0 | 0 | 0 | 0
PV | 0 | 0 | 0 | 0 | 0 | 0
PeakG | 0 | 0 | 0 | 0 | 0 | 0
PeakO | 0 | 0 | 0 | 0 | 0 | 0
ST | 0 | 0 | 0 | 0 | 0 | 0
STOG | 0 | 0 | 0 | 0 | 0 | 0
STWD | 0 | 0 | 0 | 0 | 0 | 0
WT | 0 | 0 | 0 | 0 | 0 | 0
IGCC | 0 | 0 | 0 | 0 | 0 | 0
DemandResponse | 0 | 0 | 0 | 0 | 0 | 0
IGCC-CCS | 0 | 0 | 0 | 0 | 0 | 0
WT_off | 0 | 0 | 0 | 0 | 0 | 0
PseudoUnit | 0 | 0 | 0 | 0 | 0 | 0
FixedInterchange | 0 | 0 | 0 | 0 | 0 | 0
Emission Cost by Reporting Type: SOCO
ReportingType | 2015 | 2020 | 2025 | 2030 | 2035 | 2040
BM | 0 | 0 | 0 | 0 | 0 | 0
CC | 0 | 0 | 0 | 0 | 0 | 0
CSP | 0 | 0 | 0 | 0 | 0 | 0
CT | 0 | 0 | 0 | 0 | 0 | 0
Coal | 4.67 | 0 | 0 | 0 | 0 | 0
Geo | 0 | 0 | 0 | 0 | 0 | 0
H | 0 | 0 | 0 | 0 | 0 | 0
LFG | 0 | 0 | 0 | 0 | 0 | 0
Nuc | 0 | 0 | 0 | 0 | 0 | 0
PS | 0 | 0 | 0 | 0 | 0 | 0
PV | 0 | 0 | 0 | 0 | 0 | 0
PeakG | 0 | 0 | 0 | 0 | 0 | 0
PeakO | 0 | 0 | 0 | 0 | 0 | 0
ST | 0 | 0 | 0 | 0 | 0 | 0
STOG | 0 | 0 | 0 | 0 | 0 | 0
STWD | 0 | 0 | 0 | 0 | 0 | 0
WT | 0 | 0 | 0 | 0 | 0 | 0
IGCC | 0 | 0 | 0 | 0 | 0 | 0
DemandResponse | 0 | 0 | 0 | 0 | 0 | 0
IGCC-CCS | 0 | 0 | 0 | 0 | 0 | 0
WT_off | 0 | 0 | 0 | 0 | 0 | 0
PseudoUnit | 0 | 0 | 0 | 0 | 0 | 0
FixedInterchange | 0 | 0 | 0 | 0 | 0 | 0
Emission Cost by Reporting Type: SPP_N
ReportingType | 2015 | 2020 | 2025 | 2030 | 2035 | 2040
BM | 0 | 0 | 0 | 0 | 0 | 0
CC | 0 | 0 | 0 | 0 | 0 | 0
CSP | 0 | 0 | 0 | 0 | 0 | 0
CT | 0 | 0 | 0 | 0 | 0 | 0
Coal | 0.99 | 0 | 0 | 0 | 0 | 0
Geo | 0 | 0 | 0 | 0 | 0 | 0
H | 0 | 0 | 0 | 0 | 0 | 0
LFG | 0 | 0 | 0 | 0 | 0 | 0
Nuc | 0 | 0 | 0 | 0 | 0 | 0
PS | 0 | 0 | 0 | 0 | 0 | 0
PV | 0 | 0 | 0 | 0 | 0 | 0
PeakG | 0 | 0 | 0 | 0 | 0 | 0
PeakO | 0 | 0 | 0 | 0 | 0 | 0
ST | 0 | 0 | 0 | 0 | 0 | 0
STOG | 0 | 0 | 0 | 0 | 0 | 0
STWD | 0 | 0 | 0 | 0 | 0 | 0
WT | 0 | 0 | 0 | 0 | 0 | 0
IGCC | 0 | 0 | 0 | 0 | 0 | 0
DemandResponse | 0 | 0 | 0 | 0 | 0 | 0
IGCC-CCS | 0 | 0 | 0 | 0 | 0 | 0
WT_off | 0 | 0 | 0 | 0 | 0 | 0
PseudoUnit | 0 | 0 | 0 | 0 | 0 | 0
FixedInterchange | 0 | 0 | 0 | 0 | 0 | 0
Emission Cost by Reporting Type: SPP_S
ReportingType | 2015 | 2020 | 2025 | 2030 | 2035 | 2040
BM | 0 | 0 | 0 | 0 | 0 | 0
CC | 0 | 0 | 0 | 0 | 0 | 0
CSP | 0 | 0 | 0 | 0 | 0 | 0
CT | 0 | 0 | 0 | 0 | 0 | 0
Coal | 3.9 | 0 | 0 | 0 | 0 | 0
Geo | 0 | 0 | 0 | 0 | 0 | 0
H | 0 | 0 | 0 | 0 | 0 | 0
LFG | 0 | 0 | 0 | 0 | 0 | 0
Nuc | 0 | 0 | 0 | 0 | 0 | 0
PS | 0 | 0 | 0 | 0 | 0 | 0
PV | 0 | 0 | 0 | 0 | 0 | 0
PeakG | 0 | 0 | 0 | 0 | 0 | 0
PeakO | 0 | 0 | 0 | 0 | 0 | 0
ST | 0 | 0 | 0 | 0 | 0 | 0
STOG | 0 | 0 | 0 | 0 | 0 | 0
STWD | 0 | 0 | 0 | 0 | 0 | 0
WT | 0 | 0 | 0 | 0 | 0 | 0
IGCC | 0 | 0 | 0 | 0 | 0 | 0
DemandResponse | 0 | 0 | 0 | 0 | 0 | 0
IGCC-CCS | 0 | 0 | 0 | 0 | 0 | 0
WT_off | 0 | 0 | 0 | 0 | 0 | 0
PseudoUnit | 0 | 0 | 0 | 0 | 0 | 0
FixedInterchange | 0 | 0 | 0 | 0 | 0 | 0
Emission Cost by Reporting Type: TVA
ReportingType | 2015 | 2020 | 2025 | 2030 | 2035 | 2040
BM | 0 | 0 | 0 | 0 | 0 | 0
CC | 0 | 0 | 0 | 0 | 0 | 0
CSP | 0 | 0 | 0 | 0 | 0 | 0
CT | 0 | 0 | 0 | 0 | 0 | 0
Coal | 4.85 | 0 | 0 | 0 | 0 | 0
Geo | 0 | 0 | 0 | 0 | 0 | 0
H | 0 | 0 | 0 | 0 | 0 | 0
LFG | 0 | 0 | 0 | 0 | 0 | 0
Nuc | 0 | 0 | 0 | 0 | 0 | 0
PS | 0 | 0 | 0 | 0 | 0 | 0
PV | 0 | 0 | 0 | 0 | 0 | 0
PeakG | 0 | 0 | 0 | 0 | 0 | 0
PeakO | 0 | 0 | 0 | 0 | 0 | 0
ST | 0 | 0 | 0 | 0 | 0 | 0
STOG | 0 | 0 | 0 | 0 | 0 | 0
STWD | 0 | 0 | 0 | 0 | 0 | 0
WT | 0 | 0 | 0 | 0 | 0 | 0
IGCC | 0 | 0 | 0 | 0 | 0 | 0
DemandResponse | 0 | 0 | 0 | 0 | 0 | 0
IGCC-CCS | 0 | 0 | 0 | 0 | 0 | 0
WT_off | 0 | 0 | 0 | 0 | 0 | 0
PseudoUnit | 0 | 0 | 0 | 0 | 0 | 0
FixedInterchange | 0 | 0 | 0 | 0 | 0 | 0
Emission Cost by Reporting Type: TVA_Transmission
ReportingType | 2015 | 2020 | 2025 | 2030 | 2035 | 2040
BM | 0 | 0 | 0 | 0 | 0 | 0
CC | 0 | 0 | 0 | 0 | 0 | 0
CSP | 0 | 0 | 0 | 0 | 0 | 0
CT | 0 | 0 | 0 | 0 | 0 | 0
Coal | 0 | 0 | 0 | 0 | 0 | 0
Geo | 0 | 0 | 0 | 0 | 0 | 0
H | 0 | 0 | 0 | 0 | 0 | 0
LFG | 0 | 0 | 0 | 0 | 0 | 0
Nuc | 0 | 0 | 0 | 0 | 0 | 0
PS | 0 | 0 | 0 | 0 | 0 | 0
PV | 0 | 0 | 0 | 0 | 0 | 0
PeakG | 0 | 0 | 0 | 0 | 0 | 0
PeakO | 0 | 0 | 0 | 0 | 0 | 0
ST | 0 | 0 | 0 | 0 | 0 | 0
STOG | 0 | 0 | 0 | 0 | 0 | 0
STWD | 0 | 0 | 0 | 0 | 0 | 0
WT | 0 | 0 | 0 | 0 | 0 | 0
IGCC | 0 | 0 | 0 | 0 | 0 | 0
DemandResponse | 0 | 0 | 0 | 0 | 0 | 0
IGCC-CCS | 0 | 0 | 0 | 0 | 0 | 0
WT_off | 0 | 0 | 0 | 0 | 0 | 0
PseudoUnit | 0 | 0 | 0 | 0 | 0 | 0
FixedInterchange | 0 | 0 | 0 | 0 | 0 | 0
Emission Cost by Reporting Type: VACAR
ReportingType | 2015 | 2020 | 2025 | 2030 | 2035 | 2040
BM | 0 | 0 | 0 | 0 | 0 | 0
CC | 0 | 0 | 0 | 0 | 0 | 0
CSP | 0 | 0 | 0 | 0 | 0 | 0
CT | 0 | 0 | 0 | 0 | 0 | 0
Coal | 0.55 | 0 | 0 | 0 | 0 | 0
Geo | 0 | 0 | 0 | 0 | 0 | 0
H | 0 | 0 | 0 | 0 | 0 | 0
LFG | 0 | 0 | 0 | 0 | 0 | 0
Nuc | 0 | 0 | 0 | 0 | 0 | 0
PS | 0 | 0 | 0 | 0 | 0 | 0
PV | 0 | 0 | 0 | 0 | 0 | 0
PeakG | 0 | 0 | 0 | 0 | 0 | 0
PeakO | 0 | 0 | 0 | 0 | 0 | 0
ST | 0 | 0 | 0 | 0 | 0 | 0
STOG | 0 | 0 | 0 | 0 | 0 | 0
STWD | 0 | 0 | 0 | 0 | 0 | 0
WT | 0 | 0 | 0 | 0 | 0 | 0
IGCC | 0 | 0 | 0 | 0 | 0 | 0
DemandResponse | 0 | 0 | 0 | 0 | 0 | 0
IGCC-CCS | 0 | 0 | 0 | 0 | 0 | 0
WT_off | 0 | 0 | 0 | 0 | 0 | 0
PseudoUnit | 0 | 0 | 0 | 0 | 0 | 0
FixedInterchange | 0 | 0 | 0 | 0 | 0 | 0
Emission Cost by Reporting Type: IESO
ReportingType | 2015 | 2020 | 2025 | 2030 | 2035 | 2040
BM | 0 | 0 | 0 | 0 | 0 | 0
CC | 0 | 0 | 0 | 0 | 0 | 0
CSP | 0 | 0 | 0 | 0 | 0 | 0
CT | 0 | 0 | 0 | 0 | 0 | 0
Coal | 0 | 0 | 0 | 0 | 0 | 0
Geo | 0 | 0 | 0 | 0 | 0 | 0
H | 0 | 0 | 0 | 0 | 0 | 0
LFG | 0 | 0 | 0 | 0 | 0 | 0
Nuc | 0 | 0 | 0 | 0 | 0 | 0
PS | 0 | 0 | 0 | 0 | 0 | 0
PV | 0 | 0 | 0 | 0 | 0 | 0
PeakG | 0 | 0 | 0 | 0 | 0 | 0
PeakO | 0 | 0 | 0 | 0 | 0 | 0
ST | 0 | 0 | 0 | 0 | 0 | 0
STOG | 0 | 0 | 0 | 0 | 0 | 0
STWD | 0 | 0 | 0 | 0 | 0 | 0
WT | 0 | 0 | 0 | 0 | 0 | 0
IGCC | 0 | 0 | 0 | 0 | 0 | 0
DemandResponse | 0 | 0 | 0 | 0 | 0 | 0
IGCC-CCS | 0 | 0 | 0 | 0 | 0 | 0
WT_off | 0 | 0 | 0 | 0 | 0 | 0
PseudoUnit | 0 | 0 | 0 | 0 | 0 | 0
FixedInterchange | 0 | 0 | 0 | 0 | 0 | 0
Emission Cost by Reporting Type: MAPP_CA
ReportingType | 2015 | 2020 | 2025 | 2030 | 2035 | 2040
BM | 0 | 0 | 0 | 0 | 0 | 0
CC | 0 | 0 | 0 | 0 | 0 | 0
CSP | 0 | 0 | 0 | 0 | 0 | 0
CT | 0 | 0 | 0 | 0 | 0 | 0
Coal | 0 | 0 | 0 | 0 | 0 | 0
Geo | 0 | 0 | 0 | 0 | 0 | 0
H | 0 | 0 | 0 | 0 | 0 | 0
LFG | 0 | 0 | 0 | 0 | 0 | 0
Nuc | 0 | 0 | 0 | 0 | 0 | 0
PS | 0 | 0 | 0 | 0 | 0 | 0
PV | 0 | 0 | 0 | 0 | 0 | 0
PeakG | 0 | 0 | 0 | 0 | 0 | 0
PeakO | 0 | 0 | 0 | 0 | 0 | 0
ST | 0 | 0 | 0 | 0 | 0 | 0
STOG | 0 | 0 | 0 | 0 | 0 | 0
STWD | 0 | 0 | 0 | 0 | 0 | 0
WT | 0 | 0 | 0 | 0 | 0 | 0
IGCC | 0 | 0 | 0 | 0 | 0 | 0
DemandResponse | 0 | 0 | 0 | 0 | 0 | 0
IGCC-CCS | 0 | 0 | 0 | 0 | 0 | 0
WT_off | 0 | 0 | 0 | 0 | 0 | 0
PseudoUnit | 0 | 0 | 0 | 0 | 0 | 0
FixedInterchange | 0 | 0 | 0 | 0 | 0 | 0
Emission Cost by Reporting Type: AZ_NM_SNV_Coal
ReportingType | 2015 | 2020 | 2025 | 2030 | 2035 | 2040
BM | 0 | 0 | 0 | 0 | 0 | 0
CC | 0 | 0 | 0 | 0 | 0 | 0
CSP | 0 | 0 | 0 | 0 | 0 | 0
CT | 0 | 0 | 0 | 0 | 0 | 0
Coal | 0.19 | 0 | 0 | 0 | 0 | 0
Geo | 0 | 0 | 0 | 0 | 0 | 0
H | 0 | 0 | 0 | 0 | 0 | 0
LFG | 0 | 0 | 0 | 0 | 0 | 0
Nuc | 0 | 0 | 0 | 0 | 0 | 0
PS | 0 | 0 | 0 | 0 | 0 | 0
PV | 0 | 0 | 0 | 0 | 0 | 0
PeakG | 0 | 0 | 0 | 0 | 0 | 0
PeakO | 0 | 0 | 0 | 0 | 0 | 0
ST | 0 | 0 | 0 | 0 | 0 | 0
STOG | 0 | 0 | 0 | 0 | 0 | 0
STWD | 0 | 0 | 0 | 0 | 0 | 0
WT | 0 | 0 | 0 | 0 | 0 | 0
IGCC | 0 | 0 | 0 | 0 | 0 | 0
DemandResponse | 0 | 0 | 0 | 0 | 0 | 0
IGCC-CCS | 0 | 0 | 0 | 0 | 0 | 0
WT_off | 0 | 0 | 0 | 0 | 0 | 0
PseudoUnit | 0 | 0 | 0 | 0 | 0 | 0
FixedInterchange | 0 | 0 | 0 | 0 | 0 | 0
Emission Cost by Reporting Type: AZ_NM_SNV_Gas
ReportingType | 2015 | 2020 | 2025 | 2030 | 2035 | 2040
BM | 0 | 0 | 0 | 0 | 0 | 0
CC | 0 | 0 | 0 | 0 | 0 | 0
CSP | 0 | 0 | 0 | 0 | 0 | 0
CT | 0 | 0 | 0 | 0 | 0 | 0
Coal | 0 | 0 | 0 | 0 | 0 | 0
Geo | 0 | 0 | 0 | 0 | 0 | 0
H | 0 | 0 | 0 | 0 | 0 | 0
LFG | 0 | 0 | 0 | 0 | 0 | 0
Nuc | 0 | 0 | 0 | 0 | 0 | 0
PS | 0 | 0 | 0 | 0 | 0 | 0
PV | 0 | 0 | 0 | 0 | 0 | 0
PeakG | 0 | 0 | 0 | 0 | 0 | 0
PeakO | 0 | 0 | 0 | 0 | 0 | 0
ST | 0 | 0 | 0 | 0 | 0 | 0
STOG | 0 | 0 | 0 | 0 | 0 | 0
STWD | 0 | 0 | 0 | 0 | 0 | 0
WT | 0 | 0 | 0 | 0 | 0 | 0
IGCC | 0 | 0 | 0 | 0 | 0 | 0
DemandResponse | 0 | 0 | 0 | 0 | 0 | 0
IGCC-CCS | 0 | 0 | 0 | 0 | 0 | 0
WT_off | 0 | 0 | 0 | 0 | 0 | 0
PseudoUnit | 0 | 0 | 0 | 0 | 0 | 0
FixedInterchange | 0 | 0 | 0 | 0 | 0 | 0
Emission Cost by Reporting Type: AZ_NM_SNV_NucRenew
ReportingType | 2015 | 2020 | 2025 | 2030 | 2035 | 2040
BM | 0 | 0 | 0 | 0 | 0 | 0
CC | 0 | 0 | 0 | 0 | 0 | 0
CSP | 0 | 0 | 0 | 0 | 0 | 0
CT | 0 | 0 | 0 | 0 | 0 | 0
Coal | 0 | 0 | 0 | 0 | 0 | 0
Geo | 0 | 0 | 0 | 0 | 0 | 0
H | 0 | 0 | 0 | 0 | 0 | 0
LFG | 0 | 0 | 0 | 0 | 0 | 0
Nuc | 0 | 0 | 0 | 0 | 0 | 0
PS | 0 | 0 | 0 | 0 | 0 | 0
PV | 0 | 0 | 0 | 0 | 0 | 0
PeakG | 0 | 0 | 0 | 0 | 0 | 0
PeakO | 0 | 0 | 0 | 0 | 0 | 0
ST | 0 | 0 | 0 | 0 | 0 | 0
STOG | 0 | 0 | 0 | 0 | 0 | 0
STWD | 0 | 0 | 0 | 0 | 0 | 0
WT | 0 | 0 | 0 | 0 | 0 | 0
IGCC | 0 | 0 | 0 | 0 | 0 | 0
DemandResponse | 0 | 0 | 0 | 0 | 0 | 0
IGCC-CCS | 0 | 0 | 0 | 0 | 0 | 0
WT_off | 0 | 0 | 0 | 0 | 0 | 0
PseudoUnit | 0 | 0 | 0 | 0 | 0 | 0
FixedInterchange | 0 | 0 | 0 | 0 | 0 | 0
Emission Cost by Reporting Type: ERCOT
ReportingType | 2015 | 2020 | 2025 | 2030 | 2035 | 2040
BM | 0 | 0 | 0 | 0 | 0 | 0
CC | 0 | 0 | 0 | 0 | 0 | 0
CSP | 0 | 0 | 0 | 0 | 0 | 0
CT | 0 | 0 | 0 | 0 | 0 | 0
Coal | 0.84 | 0 | 0 | 0 | 0 | 0
Geo | 0 | 0 | 0 | 0 | 0 | 0
H | 0 | 0 | 0 | 0 | 0 | 0
LFG | 0 | 0 | 0 | 0 | 0 | 0
Nuc | 0 | 0 | 0 | 0 | 0 | 0
PS | 0 | 0 | 0 | 0 | 0 | 0
PV | 0 | 0 | 0 | 0 | 0 | 0
PeakG | 0 | 0 | 0 | 0 | 0 | 0
PeakO | 0 | 0 | 0 | 0 | 0 | 0
ST | 0 | 0 | 0 | 0 | 0 | 0
STOG | 0 | 0 | 0 | 0 | 0 | 0
STWD | 0 | 0 | 0 | 0 | 0 | 0
WT | 0 | 0 | 0 | 0 | 0 | 0
IGCC | 0 | 0 | 0 | 0 | 0 | 0
DemandResponse | 0 | 0 | 0 | 0 | 0 | 0
IGCC-CCS | 0 | 0 | 0 | 0 | 0 | 0
WT_off | 0 | 0 | 0 | 0 | 0 | 0
PseudoUnit | 0 | 0 | 0 | 0 | 0 | 0
FixedInterchange | 0 | 0 | 0 | 0 | 0 | 0
Emission Cost by Reporting Type: NP15
ReportingType | 2015 | 2020 | 2025 | 2030 | 2035 | 2040
BM | 0 | 0 | 0 | 0 | 0 | 0
CC | 0 | 0 | 0 | 0 | 0 | 0
CSP | 0 | 0 | 0 | 0 | 0 | 0
CT | 0 | 0 | 0 | 0 | 0 | 0
Coal | 0 | 0 | 0 | 0 | 0 | 0
Geo | 0 | 0 | 0 | 0 | 0 | 0
H | 0 | 0 | 0 | 0 | 0 | 0
LFG | 0 | 0 | 0 | 0 | 0 | 0
Nuc | 0 | 0 | 0 | 0 | 0 | 0
PS | 0 | 0 | 0 | 0 | 0 | 0
PV | 0 | 0 | 0 | 0 | 0 | 0
PeakG | 0 | 0 | 0 | 0 | 0 | 0
PeakO | 0 | 0 | 0 | 0 | 0 | 0
ST | 0 | 0 | 0 | 0 | 0 | 0
STOG | 0 | 0 | 0 | 0 | 0 | 0
STWD | 0 | 0 | 0 | 0 | 0 | 0
WT | 0 | 0 | 0 | 0 | 0 | 0
IGCC | 0 | 0 | 0 | 0 | 0 | 0
DemandResponse | 0 | 0 | 0 | 0 | 0 | 0
IGCC-CCS | 0 | 0 | 0 | 0 | 0 | 0
WT_off | 0 | 0 | 0 | 0 | 0 | 0
PseudoUnit | 0 | 0 | 0 | 0 | 0 | 0
FixedInterchange | 0 | 0 | 0 | 0 | 0 | 0
Emission Cost by Reporting Type: NWPP_Coal
ReportingType | 2015 | 2020 | 2025 | 2030 | 2035 | 2040
BM | 0 | 0 | 0 | 0 | 0 | 0
CC | 0 | 0 | 0 | 0 | 0 | 0
CSP | 0 | 0 | 0 | 0 | 0 | 0
CT | 0 | 0 | 0 | 0 | 0 | 0
Coal | 0.55 | 0 | 0 | 0 | 0 | 0
Geo | 0 | 0 | 0 | 0 | 0 | 0
H | 0 | 0 | 0 | 0 | 0 | 0
LFG | 0 | 0 | 0 | 0 | 0 | 0
Nuc | 0 | 0 | 0 | 0 | 0 | 0
PS | 0 | 0 | 0 | 0 | 0 | 0
PV | 0 | 0 | 0 | 0 | 0 | 0
PeakG | 0 | 0 | 0 | 0 | 0 | 0
PeakO | 0 | 0 | 0 | 0 | 0 | 0
ST | 0 | 0 | 0 | 0 | 0 | 0
STOG | 0 | 0 | 0 | 0 | 0 | 0
STWD | 0 | 0 | 0 | 0 | 0 | 0
WT | 0 | 0 | 0 | 0 | 0 | 0
IGCC | 0 | 0 | 0 | 0 | 0 | 0
DemandResponse | 0 | 0 | 0 | 0 | 0 | 0
IGCC-CCS | 0 | 0 | 0 | 0 | 0 | 0
WT_off | 0 | 0 | 0 | 0 | 0 | 0
PseudoUnit | 0 | 0 | 0 | 0 | 0 | 0
FixedInterchange | 0 | 0 | 0 | 0 | 0 | 0
Emission Cost by Reporting Type: NWPP_Gas
ReportingType | 2015 | 2020 | 2025 | 2030 | 2035 | 2040
BM | 0 | 0 | 0 | 0 | 0 | 0
CC | 0 | 0 | 0 | 0 | 0 | 0
CSP | 0 | 0 | 0 | 0 | 0 | 0
CT | 0 | 0 | 0 | 0 | 0 | 0
Coal | 0 | 0 | 0 | 0 | 0 | 0
Geo | 0 | 0 | 0 | 0 | 0 | 0
H | 0 | 0 | 0 | 0 | 0 | 0
LFG | 0 | 0 | 0 | 0 | 0 | 0
Nuc | 0 | 0 | 0 | 0 | 0 | 0
PS | 0 | 0 | 0 | 0 | 0 | 0
PV | 0 | 0 | 0 | 0 | 0 | 0
PeakG | 0 | 0 | 0 | 0 | 0 | 0
PeakO | 0 | 0 | 0 | 0 | 0 | 0
ST | 0 | 0 | 0 | 0 | 0 | 0
STOG | 0 | 0 | 0 | 0 | 0 | 0
STWD | 0 | 0 | 0 | 0 | 0 | 0
WT | 0 | 0 | 0 | 0 | 0 | 0
IGCC | 0 | 0 | 0 | 0 | 0 | 0
DemandResponse | 0 | 0 | 0 | 0 | 0 | 0
IGCC-CCS | 0 | 0 | 0 | 0 | 0 | 0
WT_off | 0 | 0 | 0 | 0 | 0 | 0
PseudoUnit | 0 | 0 | 0 | 0 | 0 | 0
FixedInterchange | 0 | 0 | 0 | 0 | 0 | 0
Emission Cost by Reporting Type: NWPP_NucRenew
ReportingType | 2015 | 2020 | 2025 | 2030 | 2035 | 2040
BM | 0 | 0 | 0 | 0 | 0 | 0
CC | 0 | 0 | 0 | 0 | 0 | 0
CSP | 0 | 0 | 0 | 0 | 0 | 0
CT | 0 | 0 | 0 | 0 | 0 | 0
Coal | 0 | 0 | 0 | 0 | 0 | 0
Geo | 0 | 0 | 0 | 0 | 0 | 0
H | 0 | 0 | 0 | 0 | 0 | 0
LFG | 0 | 0 | 0 | 0 | 0 | 0
Nuc | 0 | 0 | 0 | 0 | 0 | 0
PS | 0 | 0 | 0 | 0 | 0 | 0
PV | 0 | 0 | 0 | 0 | 0 | 0
PeakG | 0 | 0 | 0 | 0 | 0 | 0
PeakO | 0 | 0 | 0 | 0 | 0 | 0
ST | 0 | 0 | 0 | 0 | 0 | 0
STOG | 0 | 0 | 0 | 0 | 0 | 0
STWD | 0 | 0 | 0 | 0 | 0 | 0
WT | 0 | 0 | 0 | 0 | 0 | 0
IGCC | 0 | 0 | 0 | 0 | 0 | 0
DemandResponse | 0 | 0 | 0 | 0 | 0 | 0
IGCC-CCS | 0 | 0 | 0 | 0 | 0 | 0
WT_off | 0 | 0 | 0 | 0 | 0 | 0
PseudoUnit | 0 | 0 | 0 | 0 | 0 | 0
FixedInterchange | 0 | 0 | 0 | 0 | 0 | 0
Emission Cost by Reporting Type: RMPA
ReportingType | 2015 | 2020 | 2025 | 2030 | 2035 | 2040
BM | 0 | 0 | 0 | 0 | 0 | 0
CC | 0 | 0 | 0 | 0 | 0 | 0
CSP | 0 | 0 | 0 | 0 | 0 | 0
CT | 0 | 0 | 0 | 0 | 0 | 0
Coal | 0.52 | 0 | 0 | 0 | 0 | 0
Geo | 0 | 0 | 0 | 0 | 0 | 0
H | 0 | 0 | 0 | 0 | 0 | 0
LFG | 0 | 0 | 0 | 0 | 0 | 0
Nuc | 0 | 0 | 0 | 0 | 0 | 0
PS | 0 | 0 | 0 | 0 | 0 | 0
PV | 0 | 0 | 0 | 0 | 0 | 0
PeakG | 0 | 0 | 0 | 0 | 0 | 0
PeakO | 0 | 0 | 0 | 0 | 0 | 0
ST | 0 | 0 | 0 | 0 | 0 | 0
STOG | 0 | 0 | 0 | 0 | 0 | 0
STWD | 0 | 0 | 0 | 0 | 0 | 0
WT | 0 | 0 | 0 | 0 | 0 | 0
IGCC | 0 | 0 | 0 | 0 | 0 | 0
DemandResponse | 0 | 0 | 0 | 0 | 0 | 0
IGCC-CCS | 0 | 0 | 0 | 0 | 0 | 0
WT_off | 0 | 0 | 0 | 0 | 0 | 0
PseudoUnit | 0 | 0 | 0 | 0 | 0 | 0
FixedInterchange | 0 | 0 | 0 | 0 | 0 | 0
Emission Cost by Reporting Type: SP15
ReportingType | 2015 | 2020 | 2025 | 2030 | 2035 | 2040
BM | 0 | 0 | 0 | 0 | 0 | 0
CC | 0 | 0 | 0 | 0 | 0 | 0
CSP | 0 | 0 | 0 | 0 | 0 | 0
CT | 0 | 0 | 0 | 0 | 0 | 0
Coal | 0.05 | 0 | 0 | 0 | 0 | 0
Geo | 0 | 0 | 0 | 0 | 0 | 0
H | 0 | 0 | 0 | 0 | 0 | 0
LFG | 0 | 0 | 0 | 0 | 0 | 0
Nuc | 0 | 0 | 0 | 0 | 0 | 0
PS | 0 | 0 | 0 | 0 | 0 | 0
PV | 0 | 0 | 0 | 0 | 0 | 0
PeakG | 0 | 0 | 0 | 0 | 0 | 0
PeakO | 0 | 0 | 0 | 0 | 0 | 0
ST | 0 | 0 | 0 | 0 | 0 | 0
STOG | 0 | 0 | 0 | 0 | 0 | 0
STWD | 0 | 0 | 0 | 0 | 0 | 0
WT | 0 | 0 | 0 | 0 | 0 | 0
IGCC | 0 | 0 | 0 | 0 | 0 | 0
DemandResponse | 0 | 0 | 0 | 0 | 0 | 0
IGCC-CCS | 0 | 0 | 0 | 0 | 0 | 0
WT_off | 0 | 0 | 0 | 0 | 0 | 0
PseudoUnit | 0 | 0 | 0 | 0 | 0 | 0
FixedInterchange | 0 | 0 | 0 | 0 | 0 | 0
Emission Cost by Reporting Type: ALB
ReportingType | 2015 | 2020 | 2025 | 2030 | 2035 | 2040
BM | 0 | 0 | 0 | 0 | 0 | 0
CC | 0 | 0 | 0 | 0 | 0 | 0
CSP | 0 | 0 | 0 | 0 | 0 | 0
CT | 0 | 0 | 0 | 0 | 0 | 0
Coal | 0 | 0 | 0 | 0 | 0 | 0
Geo | 0 | 0 | 0 | 0 | 0 | 0
H | 0 | 0 | 0 | 0 | 0 | 0
LFG | 0 | 0 | 0 | 0 | 0 | 0
Nuc | 0 | 0 | 0 | 0 | 0 | 0
PS | 0 | 0 | 0 | 0 | 0 | 0
PV | 0 | 0 | 0 | 0 | 0 | 0
PeakG | 0 | 0 | 0 | 0 | 0 | 0
PeakO | 0 | 0 | 0 | 0 | 0 | 0
ST | 0 | 0 | 0 | 0 | 0 | 0
STOG | 0 | 0 | 0 | 0 | 0 | 0
STWD | 0 | 0 | 0 | 0 | 0 | 0
WT | 0 | 0 | 0 | 0 | 0 | 0
IGCC | 0 | 0 | 0 | 0 | 0 | 0
DemandResponse | 0 | 0 | 0 | 0 | 0 | 0
IGCC-CCS | 0 | 0 | 0 | 0 | 0 | 0
WT_off | 0 | 0 | 0 | 0 | 0 | 0
PseudoUnit | 0 | 0 | 0 | 0 | 0 | 0
FixedInterchange | 0 | 0 | 0 | 0 | 0 | 0
Emission Cost by Reporting Type: BC
ReportingType | 2015 | 2020 | 2025 | 2030 | 2035 | 2040
BM | 0 | 0 | 0 | 0 | 0 | 0
CC | 0 | 0 | 0 | 0 | 0 | 0
CSP | 0 | 0 | 0 | 0 | 0 | 0
CT | 0 | 0 | 0 | 0 | 0 | 0
Coal | 0 | 0 | 0 | 0 | 0 | 0
Geo | 0 | 0 | 0 | 0 | 0 | 0
H | 0 | 0 | 0 | 0 | 0 | 0
LFG | 0 | 0 | 0 | 0 | 0 | 0
Nuc | 0 | 0 | 0 | 0 | 0 | 0
PS | 0 | 0 | 0 | 0 | 0 | 0
PV | 0 | 0 | 0 | 0 | 0 | 0
PeakG | 0 | 0 | 0 | 0 | 0 | 0
PeakO | 0 | 0 | 0 | 0 | 0 | 0
ST | 0 | 0 | 0 | 0 | 0 | 0
STOG | 0 | 0 | 0 | 0 | 0 | 0
STWD | 0 | 0 | 0 | 0 | 0 | 0
WT | 0 | 0 | 0 | 0 | 0 | 0
IGCC | 0 | 0 | 0 | 0 | 0 | 0
DemandResponse | 0 | 0 | 0 | 0 | 0 | 0
IGCC-CCS | 0 | 0 | 0 | 0 | 0 | 0
WT_off | 0 | 0 | 0 | 0 | 0 | 0
PseudoUnit | 0 | 0 | 0 | 0 | 0 | 0
FixedInterchange | 0 | 0 | 0 | 0 | 0 | 0
Emission Cost by Reporting Type: HQ_IESO
ReportingType | 2015 | 2020 | 2025 | 2030 | 2035 | 2040
BM | 0 | 0 | 0 | 0 | 0 | 0
CC | 0 | 0 | 0 | 0 | 0 | 0
CSP | 0 | 0 | 0 | 0 | 0 | 0
CT | 0 | 0 | 0 | 0 | 0 | 0
Coal | 0 | 0 | 0 | 0 | 0 | 0
Geo | 0 | 0 | 0 | 0 | 0 | 0
H | 0 | 0 | 0 | 0 | 0 | 0
LFG | 0 | 0 | 0 | 0 | 0 | 0
Nuc | 0 | 0 | 0 | 0 | 0 | 0
PS | 0 | 0 | 0 | 0 | 0 | 0
PV | 0 | 0 | 0 | 0 | 0 | 0
PeakG | 0 | 0 | 0 | 0 | 0 | 0
PeakO | 0 | 0 | 0 | 0 | 0 | 0
ST | 0 | 0 | 0 | 0 | 0 | 0
STOG | 0 | 0 | 0 | 0 | 0 | 0
STWD | 0 | 0 | 0 | 0 | 0 | 0
WT | 0 | 0 | 0 | 0 | 0 | 0
IGCC | 0 | 0 | 0 | 0 | 0 | 0
DemandResponse | 0 | 0 | 0 | 0 | 0 | 0
IGCC-CCS | 0 | 0 | 0 | 0 | 0 | 0
WT_off | 0 | 0 | 0 | 0 | 0 | 0
PseudoUnit | 0 | 0 | 0 | 0 | 0 | 0
FixedInterchange | 0 | 0 | 0 | 0 | 0 | 0
Emission Cost by Reporting Type: HQ_NEISO
ReportingType | 2015 | 2020 | 2025 | 2030 | 2035 | 2040
BM | 0 | 0 | 0 | 0 | 0 | 0
CC | 0 | 0 | 0 | 0 | 0 | 0
CSP | 0 | 0 | 0 | 0 | 0 | 0
CT | 0 | 0 | 0 | 0 | 0 | 0
Coal | 0 | 0 | 0 | 0 | 0 | 0
Geo | 0 | 0 | 0 | 0 | 0 | 0
H | 0 | 0 | 0 | 0 | 0 | 0
LFG | 0 | 0 | 0 | 0 | 0 | 0
Nuc | 0 | 0 | 0 | 0 | 0 | 0
PS | 0 | 0 | 0 | 0 | 0 | 0
PV | 0 | 0 | 0 | 0 | 0 | 0
PeakG | 0 | 0 | 0 | 0 | 0 | 0
PeakO | 0 | 0 | 0 | 0 | 0 | 0
ST | 0 | 0 | 0 | 0 | 0 | 0
STOG | 0 | 0 | 0 | 0 | 0 | 0
STWD | 0 | 0 | 0 | 0 | 0 | 0
WT | 0 | 0 | 0 | 0 | 0 | 0
IGCC | 0 | 0 | 0 | 0 | 0 | 0
DemandResponse | 0 | 0 | 0 | 0 | 0 | 0
IGCC-CCS | 0 | 0 | 0 | 0 | 0 | 0
WT_off | 0 | 0 | 0 | 0 | 0 | 0
PseudoUnit | 0 | 0 | 0 | 0 | 0 | 0
FixedInterchange | 0 | 0 | 0 | 0 | 0 | 0
Emission Cost by Reporting Type: HQ_NY
ReportingType | 2015 | 2020 | 2025 | 2030 | 2035 | 2040
BM | 0 | 0 | 0 | 0 | 0 | 0
CC | 0 | 0 | 0 | 0 | 0 | 0
CSP | 0 | 0 | 0 | 0 | 0 | 0
CT | 0 | 0 | 0 | 0 | 0 | 0
Coal | 0 | 0 | 0 | 0 | 0 | 0
Geo | 0 | 0 | 0 | 0 | 0 | 0
H | 0 | 0 | 0 | 0 | 0 | 0
LFG | 0 | 0 | 0 | 0 | 0 | 0
Nuc | 0 | 0 | 0 | 0 | 0 | 0
PS | 0 | 0 | 0 | 0 | 0 | 0
PV | 0 | 0 | 0 | 0 | 0 | 0
PeakG | 0 | 0 | 0 | 0 | 0 | 0
PeakO | 0 | 0 | 0 | 0 | 0 | 0
ST | 0 | 0 | 0 | 0 | 0 | 0
STOG | 0 | 0 | 0 | 0 | 0 | 0
STWD | 0 | 0 | 0 | 0 | 0 | 0
WT | 0 | 0 | 0 | 0 | 0 | 0
IGCC | 0 | 0 | 0 | 0 | 0 | 0
DemandResponse | 0 | 0 | 0 | 0 | 0 | 0
IGCC-CCS | 0 | 0 | 0 | 0 | 0 | 0
WT_off | 0 | 0 | 0 | 0 | 0 | 0
PseudoUnit | 0 | 0 | 0 | 0 | 0 | 0
FixedInterchange | 0 | 0 | 0 | 0 | 0 | 0
Emission Cost by Reporting Type: MARITIMES
ReportingType | 2015 | 2020 | 2025 | 2030 | 2035 | 2040
BM | 0 | 0 | 0 | 0 | 0 | 0
CC | 0 | 0 | 0 | 0 | 0 | 0
CSP | 0 | 0 | 0 | 0 | 0 | 0
CT | 0 | 0 | 0 | 0 | 0 | 0
Coal | 0 | 0 | 0 | 0 | 0 | 0
Geo | 0 | 0 | 0 | 0 | 0 | 0
H | 0 | 0 | 0 | 0 | 0 | 0
LFG | 0 | 0 | 0 | 0 | 0 | 0
Nuc | 0 | 0 | 0 | 0 | 0 | 0
PS | 0 | 0 | 0 | 0 | 0 | 0
PV | 0 | 0 | 0 | 0 | 0 | 0
PeakG | 0 | 0 | 0 | 0 | 0 | 0
PeakO | 0 | 0 | 0 | 0 | 0 | 0
ST | 0 | 0 | 0 | 0 | 0 | 0
STOG | 0 | 0 | 0 | 0 | 0 | 0
STWD | 0 | 0 | 0 | 0 | 0 | 0
WT | 0 | 0 | 0 | 0 | 0 | 0
IGCC | 0 | 0 | 0 | 0 | 0 | 0
DemandResponse | 0 | 0 | 0 | 0 | 0 | 0
IGCC-CCS | 0 | 0 | 0 | 0 | 0 | 0
WT_off | 0 | 0 | 0 | 0 | 0 | 0
PseudoUnit | 0 | 0 | 0 | 0 | 0 | 0
FixedInterchange | 0 | 0 | 0 | 0 | 0 | 0
Emission Cost by Reporting Type: All
ReportingType | 2015 | 2020 | 2025 | 2030 | 2035 | 2040
BM | 0 | 0 | 0 | 0 | 0 | 0
CC | 0 | 0 | 0 | 0 | 0 | 0
CSP | 0 | 0 | 0 | 0 | 0 | 0
CT | 0 | 0 | 0 | 0 | 0 | 0
Coal | 86.05 | 0 | 0 | 0 | 0 | 0
Geo | 0 | 0 | 0 | 0 | 0 | 0
H | 0 | 0 | 0 | 0 | 0 | 0
LFG | 0 | 0 | 0 | 0 | 0 | 0
Nuc | 0 | 0 | 0 | 0 | 0 | 0
PS | 0 | 0 | 0 | 0 | 0 | 0
PV | 0 | 0 | 0 | 0 | 0 | 0
PeakG | 0 | 0 | 0 | 0 | 0 | 0
PeakO | 0 | 0 | 0 | 0 | 0 | 0
ST | 0 | 0 | 0 | 0 | 0 | 0
STOG | 0 | 0 | 0 | 0 | 0 | 0
STWD | 0 | 0 | 0 | 0 | 0 | 0
WT | 0 | 0 | 0 | 0 | 0 | 0
IGCC | 0.05 | 0 | 0 | 0 | 0 | 0
DemandResponse | 0 | 0 | 0 | 0 | 0 | 0
IGCC-CCS | 0 | 0 | 0 | 0 | 0 | 0
WT_off | 0 | 0 | 0 | 0 | 0 | 0
PseudoUnit | 0 | 0 | 0 | 0 | 0 | 0
FixedInterchange | 0 | 0 | 0 | 0 | 0 | 0
Emission Cost by Reporting Type: EI_US
ReportingType | 2015 | 2020 | 2025 | 2030 | 2035 | 2040
BM | 0 | 0 | 0 | 0 | 0 | 0
CC | 0 | 0 | 0 | 0 | 0 | 0
CSP | 0 | 0 | 0 | 0 | 0 | 0
CT | 0 | 0 | 0 | 0 | 0 | 0
Coal | 83.9 | 0 | 0 | 0 | 0 | 0
Geo | 0 | 0 | 0 | 0 | 0 | 0
H | 0 | 0 | 0 | 0 | 0 | 0
LFG | 0 | 0 | 0 | 0 | 0 | 0
Nuc | 0 | 0 | 0 | 0 | 0 | 0
PS | 0 | 0 | 0 | 0 | 0 | 0
PV | 0 | 0 | 0 | 0 | 0 | 0
PeakG | 0 | 0 | 0 | 0 | 0 | 0
PeakO | 0 | 0 | 0 | 0 | 0 | 0
ST | 0 | 0 | 0 | 0 | 0 | 0
STOG | 0 | 0 | 0 | 0 | 0 | 0
STWD | 0 | 0 | 0 | 0 | 0 | 0
WT | 0 | 0 | 0 | 0 | 0 | 0
IGCC | 0.05 | 0 | 0 | 0 | 0 | 0
DemandResponse | 0 | 0 | 0 | 0 | 0 | 0
IGCC-CCS | 0 | 0 | 0 | 0 | 0 | 0
WT_off | 0 | 0 | 0 | 0 | 0 | 0
PseudoUnit | 0 | 0 | 0 | 0 | 0 | 0
FixedInterchange | 0 | 0 | 0 | 0 | 0 | 0
Emission Cost by Reporting Type: EI_Canada
ReportingType | 2015 | 2020 | 2025 | 2030 | 2035 | 2040
BM | 0 | 0 | 0 | 0 | 0 | 0
CC | 0 | 0 | 0 | 0 | 0 | 0
CSP | 0 | 0 | 0 | 0 | 0 | 0
CT | 0 | 0 | 0 | 0 | 0 | 0
Coal | 0 | 0 | 0 | 0 | 0 | 0
Geo | 0 | 0 | 0 | 0 | 0 | 0
H | 0 | 0 | 0 | 0 | 0 | 0
LFG | 0 | 0 | 0 | 0 | 0 | 0
Nuc | 0 | 0 | 0 | 0 | 0 | 0
PS | 0 | 0 | 0 | 0 | 0 | 0
PV | 0 | 0 | 0 | 0 | 0 | 0
PeakG | 0 | 0 | 0 | 0 | 0 | 0
PeakO | 0 | 0 | 0 | 0 | 0 | 0
ST | 0 | 0 | 0 | 0 | 0 | 0
STOG | 0 | 0 | 0 | 0 | 0 | 0
STWD | 0 | 0 | 0 | 0 | 0 | 0
WT | 0 | 0 | 0 | 0 | 0 | 0
IGCC | 0 | 0 | 0 | 0 | 0 | 0
DemandResponse | 0 | 0 | 0 | 0 | 0 | 0
IGCC-CCS | 0 | 0 | 0 | 0 | 0 | 0
WT_off | 0 | 0 | 0 | 0 | 0 | 0
PseudoUnit | 0 | 0 | 0 | 0 | 0 | 0
FixedInterchange | 0 | 0 | 0 | 0 | 0 | 0
Emission Cost by Reporting Type: EI
ReportingType | 2015 | 2020 | 2025 | 2030 | 2035 | 2040
BM | 0 | 0 | 0 | 0 | 0 | 0
CC | 0 | 0 | 0 | 0 | 0 | 0
CSP | 0 | 0 | 0 | 0 | 0 | 0
CT | 0 | 0 | 0 | 0 | 0 | 0
Coal | 83.9 | 0 | 0 | 0 | 0 | 0
Geo | 0 | 0 | 0 | 0 | 0 | 0
H | 0 | 0 | 0 | 0 | 0 | 0
LFG | 0 | 0 | 0 | 0 | 0 | 0
Nuc | 0 | 0 | 0 | 0 | 0 | 0
PS | 0 | 0 | 0 | 0 | 0 | 0
PV | 0 | 0 | 0 | 0 | 0 | 0
PeakG | 0 | 0 | 0 | 0 | 0 | 0
PeakO | 0 | 0 | 0 | 0 | 0 | 0
ST | 0 | 0 | 0 | 0 | 0 | 0
STOG | 0 | 0 | 0 | 0 | 0 | 0
STWD | 0 | 0 | 0 | 0 | 0 | 0
WT | 0 | 0 | 0 | 0 | 0 | 0
IGCC | 0.05 | 0 | 0 | 0 | 0 | 0
DemandResponse | 0 | 0 | 0 | 0 | 0 | 0
IGCC-CCS | 0 | 0 | 0 | 0 | 0 | 0
WT_off | 0 | 0 | 0 | 0 | 0 | 0
PseudoUnit | 0 | 0 | 0 | 0 | 0 | 0
FixedInterchange | 0 | 0 | 0 | 0 | 0 | 0
Emission Cost by Reporting Type: Outside_EI
ReportingType | 2015 | 2020 | 2025 | 2030 | 2035 | 2040
BM | 0 | 0 | 0 | 0 | 0 | 0
CC | 0 | 0 | 0 | 0 | 0 | 0
CSP | 0 | 0 | 0 | 0 | 0 | 0
CT | 0 | 0 | 0 | 0 | 0 | 0
Coal | 2.15 | 0 | 0 | 0 | 0 | 0
Geo | 0 | 0 | 0 | 0 | 0 | 0
H | 0 | 0 | 0 | 0 | 0 | 0
LFG | 0 | 0 | 0 | 0 | 0 | 0
Nuc | 0 | 0 | 0 | 0 | 0 | 0
PS | 0 | 0 | 0 | 0 | 0 | 0
PV | 0 | 0 | 0 | 0 | 0 | 0
PeakG | 0 | 0 | 0 | 0 | 0 | 0
PeakO | 0 | 0 | 0 | 0 | 0 | 0
ST | 0 | 0 | 0 | 0 | 0 | 0
STOG | 0 | 0 | 0 | 0 | 0 | 0
STWD | 0 | 0 | 0 | 0 | 0 | 0
WT | 0 | 0 | 0 | 0 | 0 | 0
IGCC | 0 | 0 | 0 | 0 | 0 | 0
DemandResponse | 0 | 0 | 0 | 0 | 0 | 0
IGCC-CCS | 0 | 0 | 0 | 0 | 0 | 0
WT_off | 0 | 0 | 0 | 0 | 0 | 0
PseudoUnit | 0 | 0 | 0 | 0 | 0 | 0
FixedInterchange | 0 | 0 | 0 | 0 | 0 | 0
==== Emission Program: CAIRNoxSeasonal : (NOx) ====
Emission Cost by Reporting Type: Entergy
ReportingType | 2015 | 2020 | 2025 | 2030 | 2035 | 2040
BM | 0 | 0 | 0 | 0 | 0 | 0
CC | 0 | 0 | 0 | 0 | 0 | 0
CSP | 0 | 0 | 0 | 0 | 0 | 0
CT | 0 | 0 | 0 | 0 | 0 | 0
Coal | 0 | 0 | 0 | 0 | 0 | 0
Geo | 0 | 0 | 0 | 0 | 0 | 0
H | 0 | 0 | 0 | 0 | 0 | 0
LFG | 0 | 0 | 0 | 0 | 0 | 0
Nuc | 0 | 0 | 0 | 0 | 0 | 0
PS | 0 | 0 | 0 | 0 | 0 | 0
PV | 0 | 0 | 0 | 0 | 0 | 0
PeakG | 0 | 0 | 0 | 0 | 0 | 0
PeakO | 0 | 0 | 0 | 0 | 0 | 0
ST | 0 | 0 | 0 | 0 | 0 | 0
STOG | 0 | 0 | 0 | 0 | 0 | 0
STWD | 0 | 0 | 0 | 0 | 0 | 0
WT | 0 | 0 | 0 | 0 | 0 | 0
IGCC | 0 | 0 | 0 | 0 | 0 | 0
DemandResponse | 0 | 0 | 0 | 0 | 0 | 0
IGCC-CCS | 0 | 0 | 0 | 0 | 0 | 0
WT_off | 0 | 0 | 0 | 0 | 0 | 0
PseudoUnit | 0 | 0 | 0 | 0 | 0 | 0
FixedInterchange | 0 | 0 | 0 | 0 | 0 | 0
Emission Cost by Reporting Type: FRCC
ReportingType | 2015 | 2020 | 2025 | 2030 | 2035 | 2040
BM | 0 | 0 | 0 | 0 | 0 | 0
CC | 0 | 0 | 0 | 0 | 0 | 0
CSP | 0 | 0 | 0 | 0 | 0 | 0
CT | 0 | 0 | 0 | 0 | 0 | 0
Coal | 0 | 0 | 0 | 0 | 0 | 0
Geo | 0 | 0 | 0 | 0 | 0 | 0
H | 0 | 0 | 0 | 0 | 0 | 0
LFG | 0 | 0 | 0 | 0 | 0 | 0
Nuc | 0 | 0 | 0 | 0 | 0 | 0
PS | 0 | 0 | 0 | 0 | 0 | 0
PV | 0 | 0 | 0 | 0 | 0 | 0
PeakG | 0 | 0 | 0 | 0 | 0 | 0
PeakO | 0 | 0 | 0 | 0 | 0 | 0
ST | 0 | 0 | 0 | 0 | 0 | 0
STOG | 0 | 0 | 0 | 0 | 0 | 0
STWD | 0 | 0 | 0 | 0 | 0 | 0
WT | 0 | 0 | 0 | 0 | 0 | 0
IGCC | 0 | 0 | 0 | 0 | 0 | 0
DemandResponse | 0 | 0 | 0 | 0 | 0 | 0
IGCC-CCS | 0 | 0 | 0 | 0 | 0 | 0
WT_off | 0 | 0 | 0 | 0 | 0 | 0
PseudoUnit | 0 | 0 | 0 | 0 | 0 | 0
FixedInterchange | 0 | 0 | 0 | 0 | 0 | 0
Emission Cost by Reporting Type: MAPP_US
ReportingType | 2015 | 2020 | 2025 | 2030 | 2035 | 2040
BM | 0 | 0 | 0 | 0 | 0 | 0
CC | 0 | 0 | 0 | 0 | 0 | 0
CSP | 0 | 0 | 0 | 0 | 0 | 0
CT | 0 | 0 | 0 | 0 | 0 | 0
Coal | 0 | 0 | 0 | 0 | 0 | 0
Geo | 0 | 0 | 0 | 0 | 0 | 0
H | 0 | 0 | 0 | 0 | 0 | 0
LFG | 0 | 0 | 0 | 0 | 0 | 0
Nuc | 0 | 0 | 0 | 0 | 0 | 0
PS | 0 | 0 | 0 | 0 | 0 | 0
PV | 0 | 0 | 0 | 0 | 0 | 0
PeakG | 0 | 0 | 0 | 0 | 0 | 0
PeakO | 0 | 0 | 0 | 0 | 0 | 0
ST | 0 | 0 | 0 | 0 | 0 | 0
STOG | 0 | 0 | 0 | 0 | 0 | 0
STWD | 0 | 0 | 0 | 0 | 0 | 0
WT | 0 | 0 | 0 | 0 | 0 | 0
IGCC | 0 | 0 | 0 | 0 | 0 | 0
DemandResponse | 0 | 0 | 0 | 0 | 0 | 0
IGCC-CCS | 0 | 0 | 0 | 0 | 0 | 0
WT_off | 0 | 0 | 0 | 0 | 0 | 0
PseudoUnit | 0 | 0 | 0 | 0 | 0 | 0
FixedInterchange | 0 | 0 | 0 | 0 | 0 | 0
Emission Cost by Reporting Type: MISO_IN
ReportingType | 2015 | 2020 | 2025 | 2030 | 2035 | 2040
BM | 0 | 0 | 0 | 0 | 0 | 0
CC | 0 | 0 | 0 | 0 | 0 | 0
CSP | 0 | 0 | 0 | 0 | 0 | 0
CT | 0 | 0 | 0 | 0 | 0 | 0
Coal | 0 | 0 | 0 | 0 | 0 | 0
Geo | 0 | 0 | 0 | 0 | 0 | 0
H | 0 | 0 | 0 | 0 | 0 | 0
LFG | 0 | 0 | 0 | 0 | 0 | 0
Nuc | 0 | 0 | 0 | 0 | 0 | 0
PS | 0 | 0 | 0 | 0 | 0 | 0
PV | 0 | 0 | 0 | 0 | 0 | 0
PeakG | 0 | 0 | 0 | 0 | 0 | 0
PeakO | 0 | 0 | 0 | 0 | 0 | 0
ST | 0 | 0 | 0 | 0 | 0 | 0
STOG | 0 | 0 | 0 | 0 | 0 | 0
STWD | 0 | 0 | 0 | 0 | 0 | 0
WT | 0 | 0 | 0 | 0 | 0 | 0
IGCC | 0 | 0 | 0 | 0 | 0 | 0
DemandResponse | 0 | 0 | 0 | 0 | 0 | 0
IGCC-CCS | 0 | 0 | 0 | 0 | 0 | 0
WT_off | 0 | 0 | 0 | 0 | 0 | 0
PseudoUnit | 0 | 0 | 0 | 0 | 0 | 0
FixedInterchange | 0 | 0 | 0 | 0 | 0 | 0
Emission Cost by Reporting Type: MISO_MI
ReportingType | 2015 | 2020 | 2025 | 2030 | 2035 | 2040
BM | 0 | 0 | 0 | 0 | 0 | 0
CC | 0 | 0 | 0 | 0 | 0 | 0
CSP | 0 | 0 | 0 | 0 | 0 | 0
CT | 0 | 0 | 0 | 0 | 0 | 0
Coal | 0 | 0 | 0 | 0 | 0 | 0
Geo | 0 | 0 | 0 | 0 | 0 | 0
H | 0 | 0 | 0 | 0 | 0 | 0
LFG | 0 | 0 | 0 | 0 | 0 | 0
Nuc | 0 | 0 | 0 | 0 | 0 | 0
PS | 0 | 0 | 0 | 0 | 0 | 0
PV | 0 | 0 | 0 | 0 | 0 | 0
PeakG | 0 | 0 | 0 | 0 | 0 | 0
PeakO | 0 | 0 | 0 | 0 | 0 | 0
ST | 0 | 0 | 0 | 0 | 0 | 0
STOG | 0 | 0 | 0 | 0 | 0 | 0
STWD | 0 | 0 | 0 | 0 | 0 | 0
WT | 0 | 0 | 0 | 0 | 0 | 0
IGCC | 0 | 0 | 0 | 0 | 0 | 0
DemandResponse | 0 | 0 | 0 | 0 | 0 | 0
IGCC-CCS | 0 | 0 | 0 | 0 | 0 | 0
WT_off | 0 | 0 | 0 | 0 | 0 | 0
PseudoUnit | 0 | 0 | 0 | 0 | 0 | 0
FixedInterchange | 0 | 0 | 0 | 0 | 0 | 0
Emission Cost by Reporting Type: MISO_MO-IL
ReportingType | 2015 | 2020 | 2025 | 2030 | 2035 | 2040
BM | 0 | 0 | 0 | 0 | 0 | 0
CC | 0 | 0 | 0 | 0 | 0 | 0
CSP | 0 | 0 | 0 | 0 | 0 | 0
CT | 0 | 0 | 0 | 0 | 0 | 0
Coal | 0 | 0 | 0 | 0 | 0 | 0
Geo | 0 | 0 | 0 | 0 | 0 | 0
H | 0 | 0 | 0 | 0 | 0 | 0
LFG | 0 | 0 | 0 | 0 | 0 | 0
Nuc | 0 | 0 | 0 | 0 | 0 | 0
PS | 0 | 0 | 0 | 0 | 0 | 0
PV | 0 | 0 | 0 | 0 | 0 | 0
PeakG | 0 | 0 | 0 | 0 | 0 | 0
PeakO | 0 | 0 | 0 | 0 | 0 | 0
ST | 0 | 0 | 0 | 0 | 0 | 0
STOG | 0 | 0 | 0 | 0 | 0 | 0
STWD | 0 | 0 | 0 | 0 | 0 | 0
WT | 0 | 0 | 0 | 0 | 0 | 0
IGCC | 0 | 0 | 0 | 0 | 0 | 0
DemandResponse | 0 | 0 | 0 | 0 | 0 | 0
IGCC-CCS | 0 | 0 | 0 | 0 | 0 | 0
WT_off | 0 | 0 | 0 | 0 | 0 | 0
PseudoUnit | 0 | 0 | 0 | 0 | 0 | 0
FixedInterchange | 0 | 0 | 0 | 0 | 0 | 0
Emission Cost by Reporting Type: MISO_W
ReportingType | 2015 | 2020 | 2025 | 2030 | 2035 | 2040
BM | 0 | 0 | 0 | 0 | 0 | 0
CC | 0 | 0 | 0 | 0 | 0 | 0
CSP | 0 | 0 | 0 | 0 | 0 | 0
CT | 0 | 0 | 0 | 0 | 0 | 0
Coal | 0 | 0 | 0 | 0 | 0 | 0
Geo | 0 | 0 | 0 | 0 | 0 | 0
H | 0 | 0 | 0 | 0 | 0 | 0
LFG | 0 | 0 | 0 | 0 | 0 | 0
Nuc | 0 | 0 | 0 | 0 | 0 | 0
PS | 0 | 0 | 0 | 0 | 0 | 0
PV | 0 | 0 | 0 | 0 | 0 | 0
PeakG | 0 | 0 | 0 | 0 | 0 | 0
PeakO | 0 | 0 | 0 | 0 | 0 | 0
ST | 0 | 0 | 0 | 0 | 0 | 0
STOG | 0 | 0 | 0 | 0 | 0 | 0
STWD | 0 | 0 | 0 | 0 | 0 | 0
WT | 0 | 0 | 0 | 0 | 0 | 0
IGCC | 0 | 0 | 0 | 0 | 0 | 0
DemandResponse | 0 | 0 | 0 | 0 | 0 | 0
IGCC-CCS | 0 | 0 | 0 | 0 | 0 | 0
WT_off | 0 | 0 | 0 | 0 | 0 | 0
PseudoUnit | 0 | 0 | 0 | 0 | 0 | 0
FixedInterchange | 0 | 0 | 0 | 0 | 0 | 0
Emission Cost by Reporting Type: MISO_WUMS
ReportingType | 2015 | 2020 | 2025 | 2030 | 2035 | 2040
BM | 0 | 0 | 0 | 0 | 0 | 0
CC | 0 | 0 | 0 | 0 | 0 | 0
CSP | 0 | 0 | 0 | 0 | 0 | 0
CT | 0 | 0 | 0 | 0 | 0 | 0
Coal | 0 | 0 | 0 | 0 | 0 | 0
Geo | 0 | 0 | 0 | 0 | 0 | 0
H | 0 | 0 | 0 | 0 | 0 | 0
LFG | 0 | 0 | 0 | 0 | 0 | 0
Nuc | 0 | 0 | 0 | 0 | 0 | 0
PS | 0 | 0 | 0 | 0 | 0 | 0
PV | 0 | 0 | 0 | 0 | 0 | 0
PeakG | 0 | 0 | 0 | 0 | 0 | 0
PeakO | 0 | 0 | 0 | 0 | 0 | 0
ST | 0 | 0 | 0 | 0 | 0 | 0
STOG | 0 | 0 | 0 | 0 | 0 | 0
STWD | 0 | 0 | 0 | 0 | 0 | 0
WT | 0 | 0 | 0 | 0 | 0 | 0
IGCC | 0 | 0 | 0 | 0 | 0 | 0
DemandResponse | 0 | 0 | 0 | 0 | 0 | 0
IGCC-CCS | 0 | 0 | 0 | 0 | 0 | 0
WT_off | 0 | 0 | 0 | 0 | 0 | 0
PseudoUnit | 0 | 0 | 0 | 0 | 0 | 0
FixedInterchange | 0 | 0 | 0 | 0 | 0 | 0
Emission Cost by Reporting Type: Nebraska
ReportingType | 2015 | 2020 | 2025 | 2030 | 2035 | 2040
BM | 0 | 0 | 0 | 0 | 0 | 0
CC | 0 | 0 | 0 | 0 | 0 | 0
CSP | 0 | 0 | 0 | 0 | 0 | 0
CT | 0 | 0 | 0 | 0 | 0 | 0
Coal | 0 | 0 | 0 | 0 | 0 | 0
Geo | 0 | 0 | 0 | 0 | 0 | 0
H | 0 | 0 | 0 | 0 | 0 | 0
LFG | 0 | 0 | 0 | 0 | 0 | 0
Nuc | 0 | 0 | 0 | 0 | 0 | 0
PS | 0 | 0 | 0 | 0 | 0 | 0
PV | 0 | 0 | 0 | 0 | 0 | 0
PeakG | 0 | 0 | 0 | 0 | 0 | 0
PeakO | 0 | 0 | 0 | 0 | 0 | 0
ST | 0 | 0 | 0 | 0 | 0 | 0
STOG | 0 | 0 | 0 | 0 | 0 | 0
STWD | 0 | 0 | 0 | 0 | 0 | 0
WT | 0 | 0 | 0 | 0 | 0 | 0
IGCC | 0 | 0 | 0 | 0 | 0 | 0
DemandResponse | 0 | 0 | 0 | 0 | 0 | 0
IGCC-CCS | 0 | 0 | 0 | 0 | 0 | 0
WT_off | 0 | 0 | 0 | 0 | 0 | 0
PseudoUnit | 0 | 0 | 0 | 0 | 0 | 0
FixedInterchange | 0 | 0 | 0 | 0 | 0 | 0
Emission Cost by Reporting Type: NEISO
ReportingType | 2015 | 2020 | 2025 | 2030 | 2035 | 2040
BM | 0 | 0 | 0 | 0 | 0 | 0
CC | 0 | 0 | 0 | 0 | 0 | 0
CSP | 0 | 0 | 0 | 0 | 0 | 0
CT | 0 | 0 | 0 | 0 | 0 | 0
Coal | 0 | 0 | 0 | 0 | 0 | 0
Geo | 0 | 0 | 0 | 0 | 0 | 0
H | 0 | 0 | 0 | 0 | 0 | 0
LFG | 0 | 0 | 0 | 0 | 0 | 0
Nuc | 0 | 0 | 0 | 0 | 0 | 0
PS | 0 | 0 | 0 | 0 | 0 | 0
PV | 0 | 0 | 0 | 0 | 0 | 0
PeakG | 0 | 0 | 0 | 0 | 0 | 0
PeakO | 0 | 0 | 0 | 0 | 0 | 0
ST | 0 | 0 | 0 | 0 | 0 | 0
STOG | 0 | 0 | 0 | 0 | 0 | 0
STWD | 0 | 0 | 0 | 0 | 0 | 0
WT | 0 | 0 | 0 | 0 | 0 | 0
IGCC | 0 | 0 | 0 | 0 | 0 | 0
DemandResponse | 0 | 0 | 0 | 0 | 0 | 0
IGCC-CCS | 0 | 0 | 0 | 0 | 0 | 0
WT_off | 0 | 0 | 0 | 0 | 0 | 0
PseudoUnit | 0 | 0 | 0 | 0 | 0 | 0
FixedInterchange | 0 | 0 | 0 | 0 | 0 | 0
Emission Cost by Reporting Type: NonRTO_Midwest
ReportingType | 2015 | 2020 | 2025 | 2030 | 2035 | 2040
BM | 0 | 0 | 0 | 0 | 0 | 0
CC | 0 | 0 | 0 | 0 | 0 | 0
CSP | 0 | 0 | 0 | 0 | 0 | 0
CT | 0 | 0 | 0 | 0 | 0 | 0
Coal | 0 | 0 | 0 | 0 | 0 | 0
Geo | 0 | 0 | 0 | 0 | 0 | 0
H | 0 | 0 | 0 | 0 | 0 | 0
LFG | 0 | 0 | 0 | 0 | 0 | 0
Nuc | 0 | 0 | 0 | 0 | 0 | 0
PS | 0 | 0 | 0 | 0 | 0 | 0
PV | 0 | 0 | 0 | 0 | 0 | 0
PeakG | 0 | 0 | 0 | 0 | 0 | 0
PeakO | 0 | 0 | 0 | 0 | 0 | 0
ST | 0 | 0 | 0 | 0 | 0 | 0
STOG | 0 | 0 | 0 | 0 | 0 | 0
STWD | 0 | 0 | 0 | 0 | 0 | 0
WT | 0 | 0 | 0 | 0 | 0 | 0
IGCC | 0 | 0 | 0 | 0 | 0 | 0
DemandResponse | 0 | 0 | 0 | 0 | 0 | 0
IGCC-CCS | 0 | 0 | 0 | 0 | 0 | 0
WT_off | 0 | 0 | 0 | 0 | 0 | 0
PseudoUnit | 0 | 0 | 0 | 0 | 0 | 0
FixedInterchange | 0 | 0 | 0 | 0 | 0 | 0
Emission Cost by Reporting Type: NYISO_A-F
ReportingType | 2015 | 2020 | 2025 | 2030 | 2035 | 2040
BM | 0 | 0 | 0 | 0 | 0 | 0
CC | 0 | 0 | 0 | 0 | 0 | 0
CSP | 0 | 0 | 0 | 0 | 0 | 0
CT | 0 | 0 | 0 | 0 | 0 | 0
Coal | 0 | 0 | 0 | 0 | 0 | 0
Geo | 0 | 0 | 0 | 0 | 0 | 0
H | 0 | 0 | 0 | 0 | 0 | 0
LFG | 0 | 0 | 0 | 0 | 0 | 0
Nuc | 0 | 0 | 0 | 0 | 0 | 0
PS | 0 | 0 | 0 | 0 | 0 | 0
PV | 0 | 0 | 0 | 0 | 0 | 0
PeakG | 0 | 0 | 0 | 0 | 0 | 0
PeakO | 0 | 0 | 0 | 0 | 0 | 0
ST | 0 | 0 | 0 | 0 | 0 | 0
STOG | 0 | 0 | 0 | 0 | 0 | 0
STWD | 0 | 0 | 0 | 0 | 0 | 0
WT | 0 | 0 | 0 | 0 | 0 | 0
IGCC | 0 | 0 | 0 | 0 | 0 | 0
DemandResponse | 0 | 0 | 0 | 0 | 0 | 0
IGCC-CCS | 0 | 0 | 0 | 0 | 0 | 0
WT_off | 0 | 0 | 0 | 0 | 0 | 0
PseudoUnit | 0 | 0 | 0 | 0 | 0 | 0
FixedInterchange | 0 | 0 | 0 | 0 | 0 | 0
Emission Cost by Reporting Type: NYISO_G-I
ReportingType | 2015 | 2020 | 2025 | 2030 | 2035 | 2040
BM | 0 | 0 | 0 | 0 | 0 | 0
CC | 0 | 0 | 0 | 0 | 0 | 0
CSP | 0 | 0 | 0 | 0 | 0 | 0
CT | 0 | 0 | 0 | 0 | 0 | 0
Coal | 0 | 0 | 0 | 0 | 0 | 0
Geo | 0 | 0 | 0 | 0 | 0 | 0
H | 0 | 0 | 0 | 0 | 0 | 0
LFG | 0 | 0 | 0 | 0 | 0 | 0
Nuc | 0 | 0 | 0 | 0 | 0 | 0
PS | 0 | 0 | 0 | 0 | 0 | 0
PV | 0 | 0 | 0 | 0 | 0 | 0
PeakG | 0 | 0 | 0 | 0 | 0 | 0
PeakO | 0 | 0 | 0 | 0 | 0 | 0
ST | 0 | 0 | 0 | 0 | 0 | 0
STOG | 0 | 0 | 0 | 0 | 0 | 0
STWD | 0 | 0 | 0 | 0 | 0 | 0
WT | 0 | 0 | 0 | 0 | 0 | 0
IGCC | 0 | 0 | 0 | 0 | 0 | 0
DemandResponse | 0 | 0 | 0 | 0 | 0 | 0
IGCC-CCS | 0 | 0 | 0 | 0 | 0 | 0
WT_off | 0 | 0 | 0 | 0 | 0 | 0
PseudoUnit | 0 | 0 | 0 | 0 | 0 | 0
FixedInterchange | 0 | 0 | 0 | 0 | 0 | 0
Emission Cost by Reporting Type: NYISO_J-K
ReportingType | 2015 | 2020 | 2025 | 2030 | 2035 | 2040
BM | 0 | 0 | 0 | 0 | 0 | 0
CC | 0 | 0 | 0 | 0 | 0 | 0
CSP | 0 | 0 | 0 | 0 | 0 | 0
CT | 0 | 0 | 0 | 0 | 0 | 0
Coal | 0 | 0 | 0 | 0 | 0 | 0
Geo | 0 | 0 | 0 | 0 | 0 | 0
H | 0 | 0 | 0 | 0 | 0 | 0
LFG | 0 | 0 | 0 | 0 | 0 | 0
Nuc | 0 | 0 | 0 | 0 | 0 | 0
PS | 0 | 0 | 0 | 0 | 0 | 0
PV | 0 | 0 | 0 | 0 | 0 | 0
PeakG | 0 | 0 | 0 | 0 | 0 | 0
PeakO | 0 | 0 | 0 | 0 | 0 | 0
ST | 0 | 0 | 0 | 0 | 0 | 0
STOG | 0 | 0 | 0 | 0 | 0 | 0
STWD | 0 | 0 | 0 | 0 | 0 | 0
WT | 0 | 0 | 0 | 0 | 0 | 0
IGCC | 0 | 0 | 0 | 0 | 0 | 0
DemandResponse | 0 | 0 | 0 | 0 | 0 | 0
IGCC-CCS | 0 | 0 | 0 | 0 | 0 | 0
WT_off | 0 | 0 | 0 | 0 | 0 | 0
PseudoUnit | 0 | 0 | 0 | 0 | 0 | 0
FixedInterchange | 0 | 0 | 0 | 0 | 0 | 0
Emission Cost by Reporting Type: PJM_E
ReportingType | 2015 | 2020 | 2025 | 2030 | 2035 | 2040
BM | 0 | 0 | 0 | 0 | 0 | 0
CC | 0 | 0 | 0 | 0 | 0 | 0
CSP | 0 | 0 | 0 | 0 | 0 | 0
CT | 0 | 0 | 0 | 0 | 0 | 0
Coal | 0 | 0 | 0 | 0 | 0 | 0
Geo | 0 | 0 | 0 | 0 | 0 | 0
H | 0 | 0 | 0 | 0 | 0 | 0
LFG | 0 | 0 | 0 | 0 | 0 | 0
Nuc | 0 | 0 | 0 | 0 | 0 | 0
PS | 0 | 0 | 0 | 0 | 0 | 0
PV | 0 | 0 | 0 | 0 | 0 | 0
PeakG | 0 | 0 | 0 | 0 | 0 | 0
PeakO | 0 | 0 | 0 | 0 | 0 | 0
ST | 0 | 0 | 0 | 0 | 0 | 0
STOG | 0 | 0 | 0 | 0 | 0 | 0
STWD | 0 | 0 | 0 | 0 | 0 | 0
WT | 0 | 0 | 0 | 0 | 0 | 0
IGCC | 0 | 0 | 0 | 0 | 0 | 0
DemandResponse | 0 | 0 | 0 | 0 | 0 | 0
IGCC-CCS | 0 | 0 | 0 | 0 | 0 | 0
WT_off | 0 | 0 | 0 | 0 | 0 | 0
PseudoUnit | 0 | 0 | 0 | 0 | 0 | 0
FixedInterchange | 0 | 0 | 0 | 0 | 0 | 0
Emission Cost by Reporting Type: PJM_ROM
ReportingType | 2015 | 2020 | 2025 | 2030 | 2035 | 2040
BM | 0 | 0 | 0 | 0 | 0 | 0
CC | 0 | 0 | 0 | 0 | 0 | 0
CSP | 0 | 0 | 0 | 0 | 0 | 0
CT | 0 | 0 | 0 | 0 | 0 | 0
Coal | 0 | 0 | 0 | 0 | 0 | 0
Geo | 0 | 0 | 0 | 0 | 0 | 0
H | 0 | 0 | 0 | 0 | 0 | 0
LFG | 0 | 0 | 0 | 0 | 0 | 0
Nuc | 0 | 0 | 0 | 0 | 0 | 0
PS | 0 | 0 | 0 | 0 | 0 | 0
PV | 0 | 0 | 0 | 0 | 0 | 0
PeakG | 0 | 0 | 0 | 0 | 0 | 0
PeakO | 0 | 0 | 0 | 0 | 0 | 0
ST | 0 | 0 | 0 | 0 | 0 | 0
STOG | 0 | 0 | 0 | 0 | 0 | 0
STWD | 0 | 0 | 0 | 0 | 0 | 0
WT | 0 | 0 | 0 | 0 | 0 | 0
IGCC | 0 | 0 | 0 | 0 | 0 | 0
DemandResponse | 0 | 0 | 0 | 0 | 0 | 0
IGCC-CCS | 0 | 0 | 0 | 0 | 0 | 0
WT_off | 0 | 0 | 0 | 0 | 0 | 0
PseudoUnit | 0 | 0 | 0 | 0 | 0 | 0
FixedInterchange | 0 | 0 | 0 | 0 | 0 | 0
Emission Cost by Reporting Type: PJM_ROR
ReportingType | 2015 | 2020 | 2025 | 2030 | 2035 | 2040
BM | 0 | 0 | 0 | 0 | 0 | 0
CC | 0 | 0 | 0 | 0 | 0 | 0
CSP | 0 | 0 | 0 | 0 | 0 | 0
CT | 0 | 0 | 0 | 0 | 0 | 0
Coal | 0 | 0 | 0 | 0 | 0 | 0
Geo | 0 | 0 | 0 | 0 | 0 | 0
H | 0 | 0 | 0 | 0 | 0 | 0
LFG | 0 | 0 | 0 | 0 | 0 | 0
Nuc | 0 | 0 | 0 | 0 | 0 | 0
PS | 0 | 0 | 0 | 0 | 0 | 0
PV | 0 | 0 | 0 | 0 | 0 | 0
PeakG | 0 | 0 | 0 | 0 | 0 | 0
PeakO | 0 | 0 | 0 | 0 | 0 | 0
ST | 0 | 0 | 0 | 0 | 0 | 0
STOG | 0 | 0 | 0 | 0 | 0 | 0
STWD | 0 | 0 | 0 | 0 | 0 | 0
WT | 0 | 0 | 0 | 0 | 0 | 0
IGCC | 0 | 0 | 0 | 0 | 0 | 0
DemandResponse | 0 | 0 | 0 | 0 | 0 | 0
IGCC-CCS | 0 | 0 | 0 | 0 | 0 | 0
WT_off | 0 | 0 | 0 | 0 | 0 | 0
PseudoUnit | 0 | 0 | 0 | 0 | 0 | 0
FixedInterchange | 0 | 0 | 0 | 0 | 0 | 0
Emission Cost by Reporting Type: SOCO
ReportingType | 2015 | 2020 | 2025 | 2030 | 2035 | 2040
BM | 0 | 0 | 0 | 0 | 0 | 0
CC | 0 | 0 | 0 | 0 | 0 | 0
CSP | 0 | 0 | 0 | 0 | 0 | 0
CT | 0 | 0 | 0 | 0 | 0 | 0
Coal | 0 | 0 | 0 | 0 | 0 | 0
Geo | 0 | 0 | 0 | 0 | 0 | 0
H | 0 | 0 | 0 | 0 | 0 | 0
LFG | 0 | 0 | 0 | 0 | 0 | 0
Nuc | 0 | 0 | 0 | 0 | 0 | 0
PS | 0 | 0 | 0 | 0 | 0 | 0
PV | 0 | 0 | 0 | 0 | 0 | 0
PeakG | 0 | 0 | 0 | 0 | 0 | 0
PeakO | 0 | 0 | 0 | 0 | 0 | 0
ST | 0 | 0 | 0 | 0 | 0 | 0
STOG | 0 | 0 | 0 | 0 | 0 | 0
STWD | 0 | 0 | 0 | 0 | 0 | 0
WT | 0 | 0 | 0 | 0 | 0 | 0
IGCC | 0 | 0 | 0 | 0 | 0 | 0
DemandResponse | 0 | 0 | 0 | 0 | 0 | 0
IGCC-CCS | 0 | 0 | 0 | 0 | 0 | 0
WT_off | 0 | 0 | 0 | 0 | 0 | 0
PseudoUnit | 0 | 0 | 0 | 0 | 0 | 0
FixedInterchange | 0 | 0 | 0 | 0 | 0 | 0
Emission Cost by Reporting Type: SPP_N
ReportingType | 2015 | 2020 | 2025 | 2030 | 2035 | 2040
BM | 0 | 0 | 0 | 0 | 0 | 0
CC | 0 | 0 | 0 | 0 | 0 | 0
CSP | 0 | 0 | 0 | 0 | 0 | 0
CT | 0 | 0 | 0 | 0 | 0 | 0
Coal | 0 | 0 | 0 | 0 | 0 | 0
Geo | 0 | 0 | 0 | 0 | 0 | 0
H | 0 | 0 | 0 | 0 | 0 | 0
LFG | 0 | 0 | 0 | 0 | 0 | 0
Nuc | 0 | 0 | 0 | 0 | 0 | 0
PS | 0 | 0 | 0 | 0 | 0 | 0
PV | 0 | 0 | 0 | 0 | 0 | 0
PeakG | 0 | 0 | 0 | 0 | 0 | 0
PeakO | 0 | 0 | 0 | 0 | 0 | 0
ST | 0 | 0 | 0 | 0 | 0 | 0
STOG | 0 | 0 | 0 | 0 | 0 | 0
STWD | 0 | 0 | 0 | 0 | 0 | 0
WT | 0 | 0 | 0 | 0 | 0 | 0
IGCC | 0 | 0 | 0 | 0 | 0 | 0
DemandResponse | 0 | 0 | 0 | 0 | 0 | 0
IGCC-CCS | 0 | 0 | 0 | 0 | 0 | 0
WT_off | 0 | 0 | 0 | 0 | 0 | 0
PseudoUnit | 0 | 0 | 0 | 0 | 0 | 0
FixedInterchange | 0 | 0 | 0 | 0 | 0 | 0
Emission Cost by Reporting Type: SPP_S
ReportingType | 2015 | 2020 | 2025 | 2030 | 2035 | 2040
BM | 0 | 0 | 0 | 0 | 0 | 0
CC | 0 | 0 | 0 | 0 | 0 | 0
CSP | 0 | 0 | 0 | 0 | 0 | 0
CT | 0 | 0 | 0 | 0 | 0 | 0
Coal | 0 | 0 | 0 | 0 | 0 | 0
Geo | 0 | 0 | 0 | 0 | 0 | 0
H | 0 | 0 | 0 | 0 | 0 | 0
LFG | 0 | 0 | 0 | 0 | 0 | 0
Nuc | 0 | 0 | 0 | 0 | 0 | 0
PS | 0 | 0 | 0 | 0 | 0 | 0
PV | 0 | 0 | 0 | 0 | 0 | 0
PeakG | 0 | 0 | 0 | 0 | 0 | 0
PeakO | 0 | 0 | 0 | 0 | 0 | 0
ST | 0 | 0 | 0 | 0 | 0 | 0
STOG | 0 | 0 | 0 | 0 | 0 | 0
STWD | 0 | 0 | 0 | 0 | 0 | 0
WT | 0 | 0 | 0 | 0 | 0 | 0
IGCC | 0 | 0 | 0 | 0 | 0 | 0
DemandResponse | 0 | 0 | 0 | 0 | 0 | 0
IGCC-CCS | 0 | 0 | 0 | 0 | 0 | 0
WT_off | 0 | 0 | 0 | 0 | 0 | 0
PseudoUnit | 0 | 0 | 0 | 0 | 0 | 0
FixedInterchange | 0 | 0 | 0 | 0 | 0 | 0
Emission Cost by Reporting Type: TVA
ReportingType | 2015 | 2020 | 2025 | 2030 | 2035 | 2040
BM | 0 | 0 | 0 | 0 | 0 | 0
CC | 0 | 0 | 0 | 0 | 0 | 0
CSP | 0 | 0 | 0 | 0 | 0 | 0
CT | 0 | 0 | 0 | 0 | 0 | 0
Coal | 0 | 0 | 0 | 0 | 0 | 0
Geo | 0 | 0 | 0 | 0 | 0 | 0
H | 0 | 0 | 0 | 0 | 0 | 0
LFG | 0 | 0 | 0 | 0 | 0 | 0
Nuc | 0 | 0 | 0 | 0 | 0 | 0
PS | 0 | 0 | 0 | 0 | 0 | 0
PV | 0 | 0 | 0 | 0 | 0 | 0
PeakG | 0 | 0 | 0 | 0 | 0 | 0
PeakO | 0 | 0 | 0 | 0 | 0 | 0
ST | 0 | 0 | 0 | 0 | 0 | 0
STOG | 0 | 0 | 0 | 0 | 0 | 0
STWD | 0 | 0 | 0 | 0 | 0 | 0
WT | 0 | 0 | 0 | 0 | 0 | 0
IGCC | 0 | 0 | 0 | 0 | 0 | 0
DemandResponse | 0 | 0 | 0 | 0 | 0 | 0
IGCC-CCS | 0 | 0 | 0 | 0 | 0 | 0
WT_off | 0 | 0 | 0 | 0 | 0 | 0
PseudoUnit | 0 | 0 | 0 | 0 | 0 | 0
FixedInterchange | 0 | 0 | 0 | 0 | 0 | 0
Emission Cost by Reporting Type: TVA_Transmission
ReportingType | 2015 | 2020 | 2025 | 2030 | 2035 | 2040
BM | 0 | 0 | 0 | 0 | 0 | 0
CC | 0 | 0 | 0 | 0 | 0 | 0
CSP | 0 | 0 | 0 | 0 | 0 | 0
CT | 0 | 0 | 0 | 0 | 0 | 0
Coal | 0 | 0 | 0 | 0 | 0 | 0
Geo | 0 | 0 | 0 | 0 | 0 | 0
H | 0 | 0 | 0 | 0 | 0 | 0
LFG | 0 | 0 | 0 | 0 | 0 | 0
Nuc | 0 | 0 | 0 | 0 | 0 | 0
PS | 0 | 0 | 0 | 0 | 0 | 0
PV | 0 | 0 | 0 | 0 | 0 | 0
PeakG | 0 | 0 | 0 | 0 | 0 | 0
PeakO | 0 | 0 | 0 | 0 | 0 | 0
ST | 0 | 0 | 0 | 0 | 0 | 0
STOG | 0 | 0 | 0 | 0 | 0 | 0
STWD | 0 | 0 | 0 | 0 | 0 | 0
WT | 0 | 0 | 0 | 0 | 0 | 0
IGCC | 0 | 0 | 0 | 0 | 0 | 0
DemandResponse | 0 | 0 | 0 | 0 | 0 | 0
IGCC-CCS | 0 | 0 | 0 | 0 | 0 | 0
WT_off | 0 | 0 | 0 | 0 | 0 | 0
PseudoUnit | 0 | 0 | 0 | 0 | 0 | 0
FixedInterchange | 0 | 0 | 0 | 0 | 0 | 0
Emission Cost by Reporting Type: VACAR
ReportingType | 2015 | 2020 | 2025 | 2030 | 2035 | 2040
BM | 0 | 0 | 0 | 0 | 0 | 0
CC | 0 | 0 | 0 | 0 | 0 | 0
CSP | 0 | 0 | 0 | 0 | 0 | 0
CT | 0 | 0 | 0 | 0 | 0 | 0
Coal | 0 | 0 | 0 | 0 | 0 | 0
Geo | 0 | 0 | 0 | 0 | 0 | 0
H | 0 | 0 | 0 | 0 | 0 | 0
LFG | 0 | 0 | 0 | 0 | 0 | 0
Nuc | 0 | 0 | 0 | 0 | 0 | 0
PS | 0 | 0 | 0 | 0 | 0 | 0
PV | 0 | 0 | 0 | 0 | 0 | 0
PeakG | 0 | 0 | 0 | 0 | 0 | 0
PeakO | 0 | 0 | 0 | 0 | 0 | 0
ST | 0 | 0 | 0 | 0 | 0 | 0
STOG | 0 | 0 | 0 | 0 | 0 | 0
STWD | 0 | 0 | 0 | 0 | 0 | 0
WT | 0 | 0 | 0 | 0 | 0 | 0
IGCC | 0 | 0 | 0 | 0 | 0 | 0
DemandResponse | 0 | 0 | 0 | 0 | 0 | 0
IGCC-CCS | 0 | 0 | 0 | 0 | 0 | 0
WT_off | 0 | 0 | 0 | 0 | 0 | 0
PseudoUnit | 0 | 0 | 0 | 0 | 0 | 0
FixedInterchange | 0 | 0 | 0 | 0 | 0 | 0
Emission Cost by Reporting Type: IESO
ReportingType | 2015 | 2020 | 2025 | 2030 | 2035 | 2040
BM | 0 | 0 | 0 | 0 | 0 | 0
CC | 0 | 0 | 0 | 0 | 0 | 0
CSP | 0 | 0 | 0 | 0 | 0 | 0
CT | 0 | 0 | 0 | 0 | 0 | 0
Coal | 0 | 0 | 0 | 0 | 0 | 0
Geo | 0 | 0 | 0 | 0 | 0 | 0
H | 0 | 0 | 0 | 0 | 0 | 0
LFG | 0 | 0 | 0 | 0 | 0 | 0
Nuc | 0 | 0 | 0 | 0 | 0 | 0
PS | 0 | 0 | 0 | 0 | 0 | 0
PV | 0 | 0 | 0 | 0 | 0 | 0
PeakG | 0 | 0 | 0 | 0 | 0 | 0
PeakO | 0 | 0 | 0 | 0 | 0 | 0
ST | 0 | 0 | 0 | 0 | 0 | 0
STOG | 0 | 0 | 0 | 0 | 0 | 0
STWD | 0 | 0 | 0 | 0 | 0 | 0
WT | 0 | 0 | 0 | 0 | 0 | 0
IGCC | 0 | 0 | 0 | 0 | 0 | 0
DemandResponse | 0 | 0 | 0 | 0 | 0 | 0
IGCC-CCS | 0 | 0 | 0 | 0 | 0 | 0
WT_off | 0 | 0 | 0 | 0 | 0 | 0
PseudoUnit | 0 | 0 | 0 | 0 | 0 | 0
FixedInterchange | 0 | 0 | 0 | 0 | 0 | 0
Emission Cost by Reporting Type: MAPP_CA
ReportingType | 2015 | 2020 | 2025 | 2030 | 2035 | 2040
BM | 0 | 0 | 0 | 0 | 0 | 0
CC | 0 | 0 | 0 | 0 | 0 | 0
CSP | 0 | 0 | 0 | 0 | 0 | 0
CT | 0 | 0 | 0 | 0 | 0 | 0
Coal | 0 | 0 | 0 | 0 | 0 | 0
Geo | 0 | 0 | 0 | 0 | 0 | 0
H | 0 | 0 | 0 | 0 | 0 | 0
LFG | 0 | 0 | 0 | 0 | 0 | 0
Nuc | 0 | 0 | 0 | 0 | 0 | 0
PS | 0 | 0 | 0 | 0 | 0 | 0
PV | 0 | 0 | 0 | 0 | 0 | 0
PeakG | 0 | 0 | 0 | 0 | 0 | 0
PeakO | 0 | 0 | 0 | 0 | 0 | 0
ST | 0 | 0 | 0 | 0 | 0 | 0
STOG | 0 | 0 | 0 | 0 | 0 | 0
STWD | 0 | 0 | 0 | 0 | 0 | 0
WT | 0 | 0 | 0 | 0 | 0 | 0
IGCC | 0 | 0 | 0 | 0 | 0 | 0
DemandResponse | 0 | 0 | 0 | 0 | 0 | 0
IGCC-CCS | 0 | 0 | 0 | 0 | 0 | 0
WT_off | 0 | 0 | 0 | 0 | 0 | 0
PseudoUnit | 0 | 0 | 0 | 0 | 0 | 0
FixedInterchange | 0 | 0 | 0 | 0 | 0 | 0
Emission Cost by Reporting Type: AZ_NM_SNV_Coal
ReportingType | 2015 | 2020 | 2025 | 2030 | 2035 | 2040
BM | 0 | 0 | 0 | 0 | 0 | 0
CC | 0 | 0 | 0 | 0 | 0 | 0
CSP | 0 | 0 | 0 | 0 | 0 | 0
CT | 0 | 0 | 0 | 0 | 0 | 0
Coal | 0 | 0 | 0 | 0 | 0 | 0
Geo | 0 | 0 | 0 | 0 | 0 | 0
H | 0 | 0 | 0 | 0 | 0 | 0
LFG | 0 | 0 | 0 | 0 | 0 | 0
Nuc | 0 | 0 | 0 | 0 | 0 | 0
PS | 0 | 0 | 0 | 0 | 0 | 0
PV | 0 | 0 | 0 | 0 | 0 | 0
PeakG | 0 | 0 | 0 | 0 | 0 | 0
PeakO | 0 | 0 | 0 | 0 | 0 | 0
ST | 0 | 0 | 0 | 0 | 0 | 0
STOG | 0 | 0 | 0 | 0 | 0 | 0
STWD | 0 | 0 | 0 | 0 | 0 | 0
WT | 0 | 0 | 0 | 0 | 0 | 0
IGCC | 0 | 0 | 0 | 0 | 0 | 0
DemandResponse | 0 | 0 | 0 | 0 | 0 | 0
IGCC-CCS | 0 | 0 | 0 | 0 | 0 | 0
WT_off | 0 | 0 | 0 | 0 | 0 | 0
PseudoUnit | 0 | 0 | 0 | 0 | 0 | 0
FixedInterchange | 0 | 0 | 0 | 0 | 0 | 0
Emission Cost by Reporting Type: AZ_NM_SNV_Gas
ReportingType | 2015 | 2020 | 2025 | 2030 | 2035 | 2040
BM | 0 | 0 | 0 | 0 | 0 | 0
CC | 0 | 0 | 0 | 0 | 0 | 0
CSP | 0 | 0 | 0 | 0 | 0 | 0
CT | 0 | 0 | 0 | 0 | 0 | 0
Coal | 0 | 0 | 0 | 0 | 0 | 0
Geo | 0 | 0 | 0 | 0 | 0 | 0
H | 0 | 0 | 0 | 0 | 0 | 0
LFG | 0 | 0 | 0 | 0 | 0 | 0
Nuc | 0 | 0 | 0 | 0 | 0 | 0
PS | 0 | 0 | 0 | 0 | 0 | 0
PV | 0 | 0 | 0 | 0 | 0 | 0
PeakG | 0 | 0 | 0 | 0 | 0 | 0
PeakO | 0 | 0 | 0 | 0 | 0 | 0
ST | 0 | 0 | 0 | 0 | 0 | 0
STOG | 0 | 0 | 0 | 0 | 0 | 0
STWD | 0 | 0 | 0 | 0 | 0 | 0
WT | 0 | 0 | 0 | 0 | 0 | 0
IGCC | 0 | 0 | 0 | 0 | 0 | 0
DemandResponse | 0 | 0 | 0 | 0 | 0 | 0
IGCC-CCS | 0 | 0 | 0 | 0 | 0 | 0
WT_off | 0 | 0 | 0 | 0 | 0 | 0
PseudoUnit | 0 | 0 | 0 | 0 | 0 | 0
FixedInterchange | 0 | 0 | 0 | 0 | 0 | 0
Emission Cost by Reporting Type: AZ_NM_SNV_NucRenew
ReportingType | 2015 | 2020 | 2025 | 2030 | 2035 | 2040
BM | 0 | 0 | 0 | 0 | 0 | 0
CC | 0 | 0 | 0 | 0 | 0 | 0
CSP | 0 | 0 | 0 | 0 | 0 | 0
CT | 0 | 0 | 0 | 0 | 0 | 0
Coal | 0 | 0 | 0 | 0 | 0 | 0
Geo | 0 | 0 | 0 | 0 | 0 | 0
H | 0 | 0 | 0 | 0 | 0 | 0
LFG | 0 | 0 | 0 | 0 | 0 | 0
Nuc | 0 | 0 | 0 | 0 | 0 | 0
PS | 0 | 0 | 0 | 0 | 0 | 0
PV | 0 | 0 | 0 | 0 | 0 | 0
PeakG | 0 | 0 | 0 | 0 | 0 | 0
PeakO | 0 | 0 | 0 | 0 | 0 | 0
ST | 0 | 0 | 0 | 0 | 0 | 0
STOG | 0 | 0 | 0 | 0 | 0 | 0
STWD | 0 | 0 | 0 | 0 | 0 | 0
WT | 0 | 0 | 0 | 0 | 0 | 0
IGCC | 0 | 0 | 0 | 0 | 0 | 0
DemandResponse | 0 | 0 | 0 | 0 | 0 | 0
IGCC-CCS | 0 | 0 | 0 | 0 | 0 | 0
WT_off | 0 | 0 | 0 | 0 | 0 | 0
PseudoUnit | 0 | 0 | 0 | 0 | 0 | 0
FixedInterchange | 0 | 0 | 0 | 0 | 0 | 0
Emission Cost by Reporting Type: ERCOT
ReportingType | 2015 | 2020 | 2025 | 2030 | 2035 | 2040
BM | 0 | 0 | 0 | 0 | 0 | 0
CC | 0 | 0 | 0 | 0 | 0 | 0
CSP | 0 | 0 | 0 | 0 | 0 | 0
CT | 0 | 0 | 0 | 0 | 0 | 0
Coal | 0 | 0 | 0 | 0 | 0 | 0
Geo | 0 | 0 | 0 | 0 | 0 | 0
H | 0 | 0 | 0 | 0 | 0 | 0
LFG | 0 | 0 | 0 | 0 | 0 | 0
Nuc | 0 | 0 | 0 | 0 | 0 | 0
PS | 0 | 0 | 0 | 0 | 0 | 0
PV | 0 | 0 | 0 | 0 | 0 | 0
PeakG | 0 | 0 | 0 | 0 | 0 | 0
PeakO | 0 | 0 | 0 | 0 | 0 | 0
ST | 0 | 0 | 0 | 0 | 0 | 0
STOG | 0 | 0 | 0 | 0 | 0 | 0
STWD | 0 | 0 | 0 | 0 | 0 | 0
WT | 0 | 0 | 0 | 0 | 0 | 0
IGCC | 0 | 0 | 0 | 0 | 0 | 0
DemandResponse | 0 | 0 | 0 | 0 | 0 | 0
IGCC-CCS | 0 | 0 | 0 | 0 | 0 | 0
WT_off | 0 | 0 | 0 | 0 | 0 | 0
PseudoUnit | 0 | 0 | 0 | 0 | 0 | 0
FixedInterchange | 0 | 0 | 0 | 0 | 0 | 0
Emission Cost by Reporting Type: NP15
ReportingType | 2015 | 2020 | 2025 | 2030 | 2035 | 2040
BM | 0 | 0 | 0 | 0 | 0 | 0
CC | 0 | 0 | 0 | 0 | 0 | 0
CSP | 0 | 0 | 0 | 0 | 0 | 0
CT | 0 | 0 | 0 | 0 | 0 | 0
Coal | 0 | 0 | 0 | 0 | 0 | 0
Geo | 0 | 0 | 0 | 0 | 0 | 0
H | 0 | 0 | 0 | 0 | 0 | 0
LFG | 0 | 0 | 0 | 0 | 0 | 0
Nuc | 0 | 0 | 0 | 0 | 0 | 0
PS | 0 | 0 | 0 | 0 | 0 | 0
PV | 0 | 0 | 0 | 0 | 0 | 0
PeakG | 0 | 0 | 0 | 0 | 0 | 0
PeakO | 0 | 0 | 0 | 0 | 0 | 0
ST | 0 | 0 | 0 | 0 | 0 | 0
STOG | 0 | 0 | 0 | 0 | 0 | 0
STWD | 0 | 0 | 0 | 0 | 0 | 0
WT | 0 | 0 | 0 | 0 | 0 | 0
IGCC | 0 | 0 | 0 | 0 | 0 | 0
DemandResponse | 0 | 0 | 0 | 0 | 0 | 0
IGCC-CCS | 0 | 0 | 0 | 0 | 0 | 0
WT_off | 0 | 0 | 0 | 0 | 0 | 0
PseudoUnit | 0 | 0 | 0 | 0 | 0 | 0
FixedInterchange | 0 | 0 | 0 | 0 | 0 | 0
Emission Cost by Reporting Type: NWPP_Coal
ReportingType | 2015 | 2020 | 2025 | 2030 | 2035 | 2040
BM | 0 | 0 | 0 | 0 | 0 | 0
CC | 0 | 0 | 0 | 0 | 0 | 0
CSP | 0 | 0 | 0 | 0 | 0 | 0
CT | 0 | 0 | 0 | 0 | 0 | 0
Coal | 0 | 0 | 0 | 0 | 0 | 0
Geo | 0 | 0 | 0 | 0 | 0 | 0
H | 0 | 0 | 0 | 0 | 0 | 0
LFG | 0 | 0 | 0 | 0 | 0 | 0
Nuc | 0 | 0 | 0 | 0 | 0 | 0
PS | 0 | 0 | 0 | 0 | 0 | 0
PV | 0 | 0 | 0 | 0 | 0 | 0
PeakG | 0 | 0 | 0 | 0 | 0 | 0
PeakO | 0 | 0 | 0 | 0 | 0 | 0
ST | 0 | 0 | 0 | 0 | 0 | 0
STOG | 0 | 0 | 0 | 0 | 0 | 0
STWD | 0 | 0 | 0 | 0 | 0 | 0
WT | 0 | 0 | 0 | 0 | 0 | 0
IGCC | 0 | 0 | 0 | 0 | 0 | 0
DemandResponse | 0 | 0 | 0 | 0 | 0 | 0
IGCC-CCS | 0 | 0 | 0 | 0 | 0 | 0
WT_off | 0 | 0 | 0 | 0 | 0 | 0
PseudoUnit | 0 | 0 | 0 | 0 | 0 | 0
FixedInterchange | 0 | 0 | 0 | 0 | 0 | 0
Emission Cost by Reporting Type: NWPP_Gas
ReportingType | 2015 | 2020 | 2025 | 2030 | 2035 | 2040
BM | 0 | 0 | 0 | 0 | 0 | 0
CC | 0 | 0 | 0 | 0 | 0 | 0
CSP | 0 | 0 | 0 | 0 | 0 | 0
CT | 0 | 0 | 0 | 0 | 0 | 0
Coal | 0 | 0 | 0 | 0 | 0 | 0
Geo | 0 | 0 | 0 | 0 | 0 | 0
H | 0 | 0 | 0 | 0 | 0 | 0
LFG | 0 | 0 | 0 | 0 | 0 | 0
Nuc | 0 | 0 | 0 | 0 | 0 | 0
PS | 0 | 0 | 0 | 0 | 0 | 0
PV | 0 | 0 | 0 | 0 | 0 | 0
PeakG | 0 | 0 | 0 | 0 | 0 | 0
PeakO | 0 | 0 | 0 | 0 | 0 | 0
ST | 0 | 0 | 0 | 0 | 0 | 0
STOG | 0 | 0 | 0 | 0 | 0 | 0
STWD | 0 | 0 | 0 | 0 | 0 | 0
WT | 0 | 0 | 0 | 0 | 0 | 0
IGCC | 0 | 0 | 0 | 0 | 0 | 0
DemandResponse | 0 | 0 | 0 | 0 | 0 | 0
IGCC-CCS | 0 | 0 | 0 | 0 | 0 | 0
WT_off | 0 | 0 | 0 | 0 | 0 | 0
PseudoUnit | 0 | 0 | 0 | 0 | 0 | 0
FixedInterchange | 0 | 0 | 0 | 0 | 0 | 0
Emission Cost by Reporting Type: NWPP_NucRenew
ReportingType | 2015 | 2020 | 2025 | 2030 | 2035 | 2040
BM | 0 | 0 | 0 | 0 | 0 | 0
CC | 0 | 0 | 0 | 0 | 0 | 0
CSP | 0 | 0 | 0 | 0 | 0 | 0
CT | 0 | 0 | 0 | 0 | 0 | 0
Coal | 0 | 0 | 0 | 0 | 0 | 0
Geo | 0 | 0 | 0 | 0 | 0 | 0
H | 0 | 0 | 0 | 0 | 0 | 0
LFG | 0 | 0 | 0 | 0 | 0 | 0
Nuc | 0 | 0 | 0 | 0 | 0 | 0
PS | 0 | 0 | 0 | 0 | 0 | 0
PV | 0 | 0 | 0 | 0 | 0 | 0
PeakG | 0 | 0 | 0 | 0 | 0 | 0
PeakO | 0 | 0 | 0 | 0 | 0 | 0
ST | 0 | 0 | 0 | 0 | 0 | 0
STOG | 0 | 0 | 0 | 0 | 0 | 0
STWD | 0 | 0 | 0 | 0 | 0 | 0
WT | 0 | 0 | 0 | 0 | 0 | 0
IGCC | 0 | 0 | 0 | 0 | 0 | 0
DemandResponse | 0 | 0 | 0 | 0 | 0 | 0
IGCC-CCS | 0 | 0 | 0 | 0 | 0 | 0
WT_off | 0 | 0 | 0 | 0 | 0 | 0
PseudoUnit | 0 | 0 | 0 | 0 | 0 | 0
FixedInterchange | 0 | 0 | 0 | 0 | 0 | 0
Emission Cost by Reporting Type: RMPA
ReportingType | 2015 | 2020 | 2025 | 2030 | 2035 | 2040
BM | 0 | 0 | 0 | 0 | 0 | 0
CC | 0 | 0 | 0 | 0 | 0 | 0
CSP | 0 | 0 | 0 | 0 | 0 | 0
CT | 0 | 0 | 0 | 0 | 0 | 0
Coal | 0 | 0 | 0 | 0 | 0 | 0
Geo | 0 | 0 | 0 | 0 | 0 | 0
H | 0 | 0 | 0 | 0 | 0 | 0
LFG | 0 | 0 | 0 | 0 | 0 | 0
Nuc | 0 | 0 | 0 | 0 | 0 | 0
PS | 0 | 0 | 0 | 0 | 0 | 0
PV | 0 | 0 | 0 | 0 | 0 | 0
PeakG | 0 | 0 | 0 | 0 | 0 | 0
PeakO | 0 | 0 | 0 | 0 | 0 | 0
ST | 0 | 0 | 0 | 0 | 0 | 0
STOG | 0 | 0 | 0 | 0 | 0 | 0
STWD | 0 | 0 | 0 | 0 | 0 | 0
WT | 0 | 0 | 0 | 0 | 0 | 0
IGCC | 0 | 0 | 0 | 0 | 0 | 0
DemandResponse | 0 | 0 | 0 | 0 | 0 | 0
IGCC-CCS | 0 | 0 | 0 | 0 | 0 | 0
WT_off | 0 | 0 | 0 | 0 | 0 | 0
PseudoUnit | 0 | 0 | 0 | 0 | 0 | 0
FixedInterchange | 0 | 0 | 0 | 0 | 0 | 0
Emission Cost by Reporting Type: SP15
ReportingType | 2015 | 2020 | 2025 | 2030 | 2035 | 2040
BM | 0 | 0 | 0 | 0 | 0 | 0
CC | 0 | 0 | 0 | 0 | 0 | 0
CSP | 0 | 0 | 0 | 0 | 0 | 0
CT | 0 | 0 | 0 | 0 | 0 | 0
Coal | 0 | 0 | 0 | 0 | 0 | 0
Geo | 0 | 0 | 0 | 0 | 0 | 0
H | 0 | 0 | 0 | 0 | 0 | 0
LFG | 0 | 0 | 0 | 0 | 0 | 0
Nuc | 0 | 0 | 0 | 0 | 0 | 0
PS | 0 | 0 | 0 | 0 | 0 | 0
PV | 0 | 0 | 0 | 0 | 0 | 0
PeakG | 0 | 0 | 0 | 0 | 0 | 0
PeakO | 0 | 0 | 0 | 0 | 0 | 0
ST | 0 | 0 | 0 | 0 | 0 | 0
STOG | 0 | 0 | 0 | 0 | 0 | 0
STWD | 0 | 0 | 0 | 0 | 0 | 0
WT | 0 | 0 | 0 | 0 | 0 | 0
IGCC | 0 | 0 | 0 | 0 | 0 | 0
DemandResponse | 0 | 0 | 0 | 0 | 0 | 0
IGCC-CCS | 0 | 0 | 0 | 0 | 0 | 0
WT_off | 0 | 0 | 0 | 0 | 0 | 0
PseudoUnit | 0 | 0 | 0 | 0 | 0 | 0
FixedInterchange | 0 | 0 | 0 | 0 | 0 | 0
Emission Cost by Reporting Type: ALB
ReportingType | 2015 | 2020 | 2025 | 2030 | 2035 | 2040
BM | 0 | 0 | 0 | 0 | 0 | 0
CC | 0 | 0 | 0 | 0 | 0 | 0
CSP | 0 | 0 | 0 | 0 | 0 | 0
CT | 0 | 0 | 0 | 0 | 0 | 0
Coal | 0 | 0 | 0 | 0 | 0 | 0
Geo | 0 | 0 | 0 | 0 | 0 | 0
H | 0 | 0 | 0 | 0 | 0 | 0
LFG | 0 | 0 | 0 | 0 | 0 | 0
Nuc | 0 | 0 | 0 | 0 | 0 | 0
PS | 0 | 0 | 0 | 0 | 0 | 0
PV | 0 | 0 | 0 | 0 | 0 | 0
PeakG | 0 | 0 | 0 | 0 | 0 | 0
PeakO | 0 | 0 | 0 | 0 | 0 | 0
ST | 0 | 0 | 0 | 0 | 0 | 0
STOG | 0 | 0 | 0 | 0 | 0 | 0
STWD | 0 | 0 | 0 | 0 | 0 | 0
WT | 0 | 0 | 0 | 0 | 0 | 0
IGCC | 0 | 0 | 0 | 0 | 0 | 0
DemandResponse | 0 | 0 | 0 | 0 | 0 | 0
IGCC-CCS | 0 | 0 | 0 | 0 | 0 | 0
WT_off | 0 | 0 | 0 | 0 | 0 | 0
PseudoUnit | 0 | 0 | 0 | 0 | 0 | 0
FixedInterchange | 0 | 0 | 0 | 0 | 0 | 0
Emission Cost by Reporting Type: BC
ReportingType | 2015 | 2020 | 2025 | 2030 | 2035 | 2040
BM | 0 | 0 | 0 | 0 | 0 | 0
CC | 0 | 0 | 0 | 0 | 0 | 0
CSP | 0 | 0 | 0 | 0 | 0 | 0
CT | 0 | 0 | 0 | 0 | 0 | 0
Coal | 0 | 0 | 0 | 0 | 0 | 0
Geo | 0 | 0 | 0 | 0 | 0 | 0
H | 0 | 0 | 0 | 0 | 0 | 0
LFG | 0 | 0 | 0 | 0 | 0 | 0
Nuc | 0 | 0 | 0 | 0 | 0 | 0
PS | 0 | 0 | 0 | 0 | 0 | 0
PV | 0 | 0 | 0 | 0 | 0 | 0
PeakG | 0 | 0 | 0 | 0 | 0 | 0
PeakO | 0 | 0 | 0 | 0 | 0 | 0
ST | 0 | 0 | 0 | 0 | 0 | 0
STOG | 0 | 0 | 0 | 0 | 0 | 0
STWD | 0 | 0 | 0 | 0 | 0 | 0
WT | 0 | 0 | 0 | 0 | 0 | 0
IGCC | 0 | 0 | 0 | 0 | 0 | 0
DemandResponse | 0 | 0 | 0 | 0 | 0 | 0
IGCC-CCS | 0 | 0 | 0 | 0 | 0 | 0
WT_off | 0 | 0 | 0 | 0 | 0 | 0
PseudoUnit | 0 | 0 | 0 | 0 | 0 | 0
FixedInterchange | 0 | 0 | 0 | 0 | 0 | 0
Emission Cost by Reporting Type: HQ_IESO
ReportingType | 2015 | 2020 | 2025 | 2030 | 2035 | 2040
BM | 0 | 0 | 0 | 0 | 0 | 0
CC | 0 | 0 | 0 | 0 | 0 | 0
CSP | 0 | 0 | 0 | 0 | 0 | 0
CT | 0 | 0 | 0 | 0 | 0 | 0
Coal | 0 | 0 | 0 | 0 | 0 | 0
Geo | 0 | 0 | 0 | 0 | 0 | 0
H | 0 | 0 | 0 | 0 | 0 | 0
LFG | 0 | 0 | 0 | 0 | 0 | 0
Nuc | 0 | 0 | 0 | 0 | 0 | 0
PS | 0 | 0 | 0 | 0 | 0 | 0
PV | 0 | 0 | 0 | 0 | 0 | 0
PeakG | 0 | 0 | 0 | 0 | 0 | 0
PeakO | 0 | 0 | 0 | 0 | 0 | 0
ST | 0 | 0 | 0 | 0 | 0 | 0
STOG | 0 | 0 | 0 | 0 | 0 | 0
STWD | 0 | 0 | 0 | 0 | 0 | 0
WT | 0 | 0 | 0 | 0 | 0 | 0
IGCC | 0 | 0 | 0 | 0 | 0 | 0
DemandResponse | 0 | 0 | 0 | 0 | 0 | 0
IGCC-CCS | 0 | 0 | 0 | 0 | 0 | 0
WT_off | 0 | 0 | 0 | 0 | 0 | 0
PseudoUnit | 0 | 0 | 0 | 0 | 0 | 0
FixedInterchange | 0 | 0 | 0 | 0 | 0 | 0
Emission Cost by Reporting Type: HQ_NEISO
ReportingType | 2015 | 2020 | 2025 | 2030 | 2035 | 2040
BM | 0 | 0 | 0 | 0 | 0 | 0
CC | 0 | 0 | 0 | 0 | 0 | 0
CSP | 0 | 0 | 0 | 0 | 0 | 0
CT | 0 | 0 | 0 | 0 | 0 | 0
Coal | 0 | 0 | 0 | 0 | 0 | 0
Geo | 0 | 0 | 0 | 0 | 0 | 0
H | 0 | 0 | 0 | 0 | 0 | 0
LFG | 0 | 0 | 0 | 0 | 0 | 0
Nuc | 0 | 0 | 0 | 0 | 0 | 0
PS | 0 | 0 | 0 | 0 | 0 | 0
PV | 0 | 0 | 0 | 0 | 0 | 0
PeakG | 0 | 0 | 0 | 0 | 0 | 0
PeakO | 0 | 0 | 0 | 0 | 0 | 0
ST | 0 | 0 | 0 | 0 | 0 | 0
STOG | 0 | 0 | 0 | 0 | 0 | 0
STWD | 0 | 0 | 0 | 0 | 0 | 0
WT | 0 | 0 | 0 | 0 | 0 | 0
IGCC | 0 | 0 | 0 | 0 | 0 | 0
DemandResponse | 0 | 0 | 0 | 0 | 0 | 0
IGCC-CCS | 0 | 0 | 0 | 0 | 0 | 0
WT_off | 0 | 0 | 0 | 0 | 0 | 0
PseudoUnit | 0 | 0 | 0 | 0 | 0 | 0
FixedInterchange | 0 | 0 | 0 | 0 | 0 | 0
Emission Cost by Reporting Type: HQ_NY
ReportingType | 2015 | 2020 | 2025 | 2030 | 2035 | 2040
BM | 0 | 0 | 0 | 0 | 0 | 0
CC | 0 | 0 | 0 | 0 | 0 | 0
CSP | 0 | 0 | 0 | 0 | 0 | 0
CT | 0 | 0 | 0 | 0 | 0 | 0
Coal | 0 | 0 | 0 | 0 | 0 | 0
Geo | 0 | 0 | 0 | 0 | 0 | 0
H | 0 | 0 | 0 | 0 | 0 | 0
LFG | 0 | 0 | 0 | 0 | 0 | 0
Nuc | 0 | 0 | 0 | 0 | 0 | 0
PS | 0 | 0 | 0 | 0 | 0 | 0
PV | 0 | 0 | 0 | 0 | 0 | 0
PeakG | 0 | 0 | 0 | 0 | 0 | 0
PeakO | 0 | 0 | 0 | 0 | 0 | 0
ST | 0 | 0 | 0 | 0 | 0 | 0
STOG | 0 | 0 | 0 | 0 | 0 | 0
STWD | 0 | 0 | 0 | 0 | 0 | 0
WT | 0 | 0 | 0 | 0 | 0 | 0
IGCC | 0 | 0 | 0 | 0 | 0 | 0
DemandResponse | 0 | 0 | 0 | 0 | 0 | 0
IGCC-CCS | 0 | 0 | 0 | 0 | 0 | 0
WT_off | 0 | 0 | 0 | 0 | 0 | 0
PseudoUnit | 0 | 0 | 0 | 0 | 0 | 0
FixedInterchange | 0 | 0 | 0 | 0 | 0 | 0
Emission Cost by Reporting Type: MARITIMES
ReportingType | 2015 | 2020 | 2025 | 2030 | 2035 | 2040
BM | 0 | 0 | 0 | 0 | 0 | 0
CC | 0 | 0 | 0 | 0 | 0 | 0
CSP | 0 | 0 | 0 | 0 | 0 | 0
CT | 0 | 0 | 0 | 0 | 0 | 0
Coal | 0 | 0 | 0 | 0 | 0 | 0
Geo | 0 | 0 | 0 | 0 | 0 | 0
H | 0 | 0 | 0 | 0 | 0 | 0
LFG | 0 | 0 | 0 | 0 | 0 | 0
Nuc | 0 | 0 | 0 | 0 | 0 | 0
PS | 0 | 0 | 0 | 0 | 0 | 0
PV | 0 | 0 | 0 | 0 | 0 | 0
PeakG | 0 | 0 | 0 | 0 | 0 | 0
PeakO | 0 | 0 | 0 | 0 | 0 | 0
ST | 0 | 0 | 0 | 0 | 0 | 0
STOG | 0 | 0 | 0 | 0 | 0 | 0
STWD | 0 | 0 | 0 | 0 | 0 | 0
WT | 0 | 0 | 0 | 0 | 0 | 0
IGCC | 0 | 0 | 0 | 0 | 0 | 0
DemandResponse | 0 | 0 | 0 | 0 | 0 | 0
IGCC-CCS | 0 | 0 | 0 | 0 | 0 | 0
WT_off | 0 | 0 | 0 | 0 | 0 | 0
PseudoUnit | 0 | 0 | 0 | 0 | 0 | 0
FixedInterchange | 0 | 0 | 0 | 0 | 0 | 0
Emission Cost by Reporting Type: All
ReportingType | 2015 | 2020 | 2025 | 2030 | 2035 | 2040
BM | 0 | 0 | 0 | 0 | 0 | 0
CC | 0 | 0 | 0 | 0 | 0 | 0
CSP | 0 | 0 | 0 | 0 | 0 | 0
CT | 0 | 0 | 0 | 0 | 0 | 0
Coal | 0 | 0 | 0 | 0 | 0 | 0
Geo | 0 | 0 | 0 | 0 | 0 | 0
H | 0 | 0 | 0 | 0 | 0 | 0
LFG | 0 | 0 | 0 | 0 | 0 | 0
Nuc | 0 | 0 | 0 | 0 | 0 | 0
PS | 0 | 0 | 0 | 0 | 0 | 0
PV | 0 | 0 | 0 | 0 | 0 | 0
PeakG | 0 | 0 | 0 | 0 | 0 | 0
PeakO | 0 | 0 | 0 | 0 | 0 | 0
ST | 0 | 0 | 0 | 0 | 0 | 0
STOG | 0 | 0 | 0 | 0 | 0 | 0
STWD | 0 | 0 | 0 | 0 | 0 | 0
WT | 0 | 0 | 0 | 0 | 0 | 0
IGCC | 0 | 0 | 0 | 0 | 0 | 0
DemandResponse | 0 | 0 | 0 | 0 | 0 | 0
IGCC-CCS | 0 | 0 | 0 | 0 | 0 | 0
WT_off | 0 | 0 | 0 | 0 | 0 | 0
PseudoUnit | 0 | 0 | 0 | 0 | 0 | 0
FixedInterchange | 0 | 0 | 0 | 0 | 0 | 0
Emission Cost by Reporting Type: EI_US
ReportingType | 2015 | 2020 | 2025 | 2030 | 2035 | 2040
BM | 0 | 0 | 0 | 0 | 0 | 0
CC | 0 | 0 | 0 | 0 | 0 | 0
CSP | 0 | 0 | 0 | 0 | 0 | 0
CT | 0 | 0 | 0 | 0 | 0 | 0
Coal | 0 | 0 | 0 | 0 | 0 | 0
Geo | 0 | 0 | 0 | 0 | 0 | 0
H | 0 | 0 | 0 | 0 | 0 | 0
LFG | 0 | 0 | 0 | 0 | 0 | 0
Nuc | 0 | 0 | 0 | 0 | 0 | 0
PS | 0 | 0 | 0 | 0 | 0 | 0
PV | 0 | 0 | 0 | 0 | 0 | 0
PeakG | 0 | 0 | 0 | 0 | 0 | 0
PeakO | 0 | 0 | 0 | 0 | 0 | 0
ST | 0 | 0 | 0 | 0 | 0 | 0
STOG | 0 | 0 | 0 | 0 | 0 | 0
STWD | 0 | 0 | 0 | 0 | 0 | 0
WT | 0 | 0 | 0 | 0 | 0 | 0
IGCC | 0 | 0 | 0 | 0 | 0 | 0
DemandResponse | 0 | 0 | 0 | 0 | 0 | 0
IGCC-CCS | 0 | 0 | 0 | 0 | 0 | 0
WT_off | 0 | 0 | 0 | 0 | 0 | 0
PseudoUnit | 0 | 0 | 0 | 0 | 0 | 0
FixedInterchange | 0 | 0 | 0 | 0 | 0 | 0
Emission Cost by Reporting Type: EI_Canada
ReportingType | 2015 | 2020 | 2025 | 2030 | 2035 | 2040
BM | 0 | 0 | 0 | 0 | 0 | 0
CC | 0 | 0 | 0 | 0 | 0 | 0
CSP | 0 | 0 | 0 | 0 | 0 | 0
CT | 0 | 0 | 0 | 0 | 0 | 0
Coal | 0 | 0 | 0 | 0 | 0 | 0
Geo | 0 | 0 | 0 | 0 | 0 | 0
H | 0 | 0 | 0 | 0 | 0 | 0
LFG | 0 | 0 | 0 | 0 | 0 | 0
Nuc | 0 | 0 | 0 | 0 | 0 | 0
PS | 0 | 0 | 0 | 0 | 0 | 0
PV | 0 | 0 | 0 | 0 | 0 | 0
PeakG | 0 | 0 | 0 | 0 | 0 | 0
PeakO | 0 | 0 | 0 | 0 | 0 | 0
ST | 0 | 0 | 0 | 0 | 0 | 0
STOG | 0 | 0 | 0 | 0 | 0 | 0
STWD | 0 | 0 | 0 | 0 | 0 | 0
WT | 0 | 0 | 0 | 0 | 0 | 0
IGCC | 0 | 0 | 0 | 0 | 0 | 0
DemandResponse | 0 | 0 | 0 | 0 | 0 | 0
IGCC-CCS | 0 | 0 | 0 | 0 | 0 | 0
WT_off | 0 | 0 | 0 | 0 | 0 | 0
PseudoUnit | 0 | 0 | 0 | 0 | 0 | 0
FixedInterchange | 0 | 0 | 0 | 0 | 0 | 0
Emission Cost by Reporting Type: EI
ReportingType | 2015 | 2020 | 2025 | 2030 | 2035 | 2040
BM | 0 | 0 | 0 | 0 | 0 | 0
CC | 0 | 0 | 0 | 0 | 0 | 0
CSP | 0 | 0 | 0 | 0 | 0 | 0
CT | 0 | 0 | 0 | 0 | 0 | 0
Coal | 0 | 0 | 0 | 0 | 0 | 0
Geo | 0 | 0 | 0 | 0 | 0 | 0
H | 0 | 0 | 0 | 0 | 0 | 0
LFG | 0 | 0 | 0 | 0 | 0 | 0
Nuc | 0 | 0 | 0 | 0 | 0 | 0
PS | 0 | 0 | 0 | 0 | 0 | 0
PV | 0 | 0 | 0 | 0 | 0 | 0
PeakG | 0 | 0 | 0 | 0 | 0 | 0
PeakO | 0 | 0 | 0 | 0 | 0 | 0
ST | 0 | 0 | 0 | 0 | 0 | 0
STOG | 0 | 0 | 0 | 0 | 0 | 0
STWD | 0 | 0 | 0 | 0 | 0 | 0
WT | 0 | 0 | 0 | 0 | 0 | 0
IGCC | 0 | 0 | 0 | 0 | 0 | 0
DemandResponse | 0 | 0 | 0 | 0 | 0 | 0
IGCC-CCS | 0 | 0 | 0 | 0 | 0 | 0
WT_off | 0 | 0 | 0 | 0 | 0 | 0
PseudoUnit | 0 | 0 | 0 | 0 | 0 | 0
FixedInterchange | 0 | 0 | 0 | 0 | 0 | 0
Emission Cost by Reporting Type: Outside_EI
ReportingType | 2015 | 2020 | 2025 | 2030 | 2035 | 2040
BM | 0 | 0 | 0 | 0 | 0 | 0
CC | 0 | 0 | 0 | 0 | 0 | 0
CSP | 0 | 0 | 0 | 0 | 0 | 0
CT | 0 | 0 | 0 | 0 | 0 | 0
Coal | 0 | 0 | 0 | 0 | 0 | 0
Geo | 0 | 0 | 0 | 0 | 0 | 0
H | 0 | 0 | 0 | 0 | 0 | 0
LFG | 0 | 0 | 0 | 0 | 0 | 0
Nuc | 0 | 0 | 0 | 0 | 0 | 0
PS | 0 | 0 | 0 | 0 | 0 | 0
PV | 0 | 0 | 0 | 0 | 0 | 0
PeakG | 0 | 0 | 0 | 0 | 0 | 0
PeakO | 0 | 0 | 0 | 0 | 0 | 0
ST | 0 | 0 | 0 | 0 | 0 | 0
STOG | 0 | 0 | 0 | 0 | 0 | 0
STWD | 0 | 0 | 0 | 0 | 0 | 0
WT | 0 | 0 | 0 | 0 | 0 | 0
IGCC | 0 | 0 | 0 | 0 | 0 | 0
DemandResponse | 0 | 0 | 0 | 0 | 0 | 0
IGCC-CCS | 0 | 0 | 0 | 0 | 0 | 0
WT_off | 0 | 0 | 0 | 0 | 0 | 0
PseudoUnit | 0 | 0 | 0 | 0 | 0 | 0
FixedInterchange | 0 | 0 | 0 | 0 | 0 | 0
==== Emission Program: CAMR : (Hg) ====
Emission Cost by Reporting Type: Entergy
ReportingType | 2015 | 2020 | 2025 | 2030 | 2035 | 2040
BM | 0 | 0 | 0 | 0 | 0 | 0
CC | 0 | 0 | 0 | 0 | 0 | 0
CSP | 0 | 0 | 0 | 0 | 0 | 0
CT | 0 | 0 | 0 | 0 | 0 | 0
Coal | 0 | 0 | 0 | 0 | 0 | 0
Geo | 0 | 0 | 0 | 0 | 0 | 0
H | 0 | 0 | 0 | 0 | 0 | 0
LFG | 0 | 0 | 0 | 0 | 0 | 0
Nuc | 0 | 0 | 0 | 0 | 0 | 0
PS | 0 | 0 | 0 | 0 | 0 | 0
PV | 0 | 0 | 0 | 0 | 0 | 0
PeakG | 0 | 0 | 0 | 0 | 0 | 0
PeakO | 0 | 0 | 0 | 0 | 0 | 0
ST | 0 | 0 | 0 | 0 | 0 | 0
STOG | 0 | 0 | 0 | 0 | 0 | 0
STWD | 0 | 0 | 0 | 0 | 0 | 0
WT | 0 | 0 | 0 | 0 | 0 | 0
IGCC | 0 | 0 | 0 | 0 | 0 | 0
DemandResponse | 0 | 0 | 0 | 0 | 0 | 0
IGCC-CCS | 0 | 0 | 0 | 0 | 0 | 0
WT_off | 0 | 0 | 0 | 0 | 0 | 0
PseudoUnit | 0 | 0 | 0 | 0 | 0 | 0
FixedInterchange | 0 | 0 | 0 | 0 | 0 | 0
Emission Cost by Reporting Type: FRCC
ReportingType | 2015 | 2020 | 2025 | 2030 | 2035 | 2040
BM | 0 | 0 | 0 | 0 | 0 | 0
CC | 0 | 0 | 0 | 0 | 0 | 0
CSP | 0 | 0 | 0 | 0 | 0 | 0
CT | 0 | 0 | 0 | 0 | 0 | 0
Coal | 0 | 0 | 0 | 0 | 0 | 0
Geo | 0 | 0 | 0 | 0 | 0 | 0
H | 0 | 0 | 0 | 0 | 0 | 0
LFG | 0 | 0 | 0 | 0 | 0 | 0
Nuc | 0 | 0 | 0 | 0 | 0 | 0
PS | 0 | 0 | 0 | 0 | 0 | 0
PV | 0 | 0 | 0 | 0 | 0 | 0
PeakG | 0 | 0 | 0 | 0 | 0 | 0
PeakO | 0 | 0 | 0 | 0 | 0 | 0
ST | 0 | 0 | 0 | 0 | 0 | 0
STOG | 0 | 0 | 0 | 0 | 0 | 0
STWD | 0 | 0 | 0 | 0 | 0 | 0
WT | 0 | 0 | 0 | 0 | 0 | 0
IGCC | 0 | 0 | 0 | 0 | 0 | 0
DemandResponse | 0 | 0 | 0 | 0 | 0 | 0
IGCC-CCS | 0 | 0 | 0 | 0 | 0 | 0
WT_off | 0 | 0 | 0 | 0 | 0 | 0
PseudoUnit | 0 | 0 | 0 | 0 | 0 | 0
FixedInterchange | 0 | 0 | 0 | 0 | 0 | 0
Emission Cost by Reporting Type: MAPP_US
ReportingType | 2015 | 2020 | 2025 | 2030 | 2035 | 2040
BM | 0 | 0 | 0 | 0 | 0 | 0
CC | 0 | 0 | 0 | 0 | 0 | 0
CSP | 0 | 0 | 0 | 0 | 0 | 0
CT | 0 | 0 | 0 | 0 | 0 | 0
Coal | 0 | 0 | 0 | 0 | 0 | 0
Geo | 0 | 0 | 0 | 0 | 0 | 0
H | 0 | 0 | 0 | 0 | 0 | 0
LFG | 0 | 0 | 0 | 0 | 0 | 0
Nuc | 0 | 0 | 0 | 0 | 0 | 0
PS | 0 | 0 | 0 | 0 | 0 | 0
PV | 0 | 0 | 0 | 0 | 0 | 0
PeakG | 0 | 0 | 0 | 0 | 0 | 0
PeakO | 0 | 0 | 0 | 0 | 0 | 0
ST | 0 | 0 | 0 | 0 | 0 | 0
STOG | 0 | 0 | 0 | 0 | 0 | 0
STWD | 0 | 0 | 0 | 0 | 0 | 0
WT | 0 | 0 | 0 | 0 | 0 | 0
IGCC | 0 | 0 | 0 | 0 | 0 | 0
DemandResponse | 0 | 0 | 0 | 0 | 0 | 0
IGCC-CCS | 0 | 0 | 0 | 0 | 0 | 0
WT_off | 0 | 0 | 0 | 0 | 0 | 0
PseudoUnit | 0 | 0 | 0 | 0 | 0 | 0
FixedInterchange | 0 | 0 | 0 | 0 | 0 | 0
Emission Cost by Reporting Type: MISO_IN
ReportingType | 2015 | 2020 | 2025 | 2030 | 2035 | 2040
BM | 0 | 0 | 0 | 0 | 0 | 0
CC | 0 | 0 | 0 | 0 | 0 | 0
CSP | 0 | 0 | 0 | 0 | 0 | 0
CT | 0 | 0 | 0 | 0 | 0 | 0
Coal | 0 | 0 | 0 | 0 | 0 | 0
Geo | 0 | 0 | 0 | 0 | 0 | 0
H | 0 | 0 | 0 | 0 | 0 | 0
LFG | 0 | 0 | 0 | 0 | 0 | 0
Nuc | 0 | 0 | 0 | 0 | 0 | 0
PS | 0 | 0 | 0 | 0 | 0 | 0
PV | 0 | 0 | 0 | 0 | 0 | 0
PeakG | 0 | 0 | 0 | 0 | 0 | 0
PeakO | 0 | 0 | 0 | 0 | 0 | 0
ST | 0 | 0 | 0 | 0 | 0 | 0
STOG | 0 | 0 | 0 | 0 | 0 | 0
STWD | 0 | 0 | 0 | 0 | 0 | 0
WT | 0 | 0 | 0 | 0 | 0 | 0
IGCC | 0 | 0 | 0 | 0 | 0 | 0
DemandResponse | 0 | 0 | 0 | 0 | 0 | 0
IGCC-CCS | 0 | 0 | 0 | 0 | 0 | 0
WT_off | 0 | 0 | 0 | 0 | 0 | 0
PseudoUnit | 0 | 0 | 0 | 0 | 0 | 0
FixedInterchange | 0 | 0 | 0 | 0 | 0 | 0
Emission Cost by Reporting Type: MISO_MI
ReportingType | 2015 | 2020 | 2025 | 2030 | 2035 | 2040
BM | 0 | 0 | 0 | 0 | 0 | 0
CC | 0 | 0 | 0 | 0 | 0 | 0
CSP | 0 | 0 | 0 | 0 | 0 | 0
CT | 0 | 0 | 0 | 0 | 0 | 0
Coal | 0 | 0 | 0 | 0 | 0 | 0
Geo | 0 | 0 | 0 | 0 | 0 | 0
H | 0 | 0 | 0 | 0 | 0 | 0
LFG | 0 | 0 | 0 | 0 | 0 | 0
Nuc | 0 | 0 | 0 | 0 | 0 | 0
PS | 0 | 0 | 0 | 0 | 0 | 0
PV | 0 | 0 | 0 | 0 | 0 | 0
PeakG | 0 | 0 | 0 | 0 | 0 | 0
PeakO | 0 | 0 | 0 | 0 | 0 | 0
ST | 0 | 0 | 0 | 0 | 0 | 0
STOG | 0 | 0 | 0 | 0 | 0 | 0
STWD | 0 | 0 | 0 | 0 | 0 | 0
WT | 0 | 0 | 0 | 0 | 0 | 0
IGCC | 0 | 0 | 0 | 0 | 0 | 0
DemandResponse | 0 | 0 | 0 | 0 | 0 | 0
IGCC-CCS | 0 | 0 | 0 | 0 | 0 | 0
WT_off | 0 | 0 | 0 | 0 | 0 | 0
PseudoUnit | 0 | 0 | 0 | 0 | 0 | 0
FixedInterchange | 0 | 0 | 0 | 0 | 0 | 0
Emission Cost by Reporting Type: MISO_MO-IL
ReportingType | 2015 | 2020 | 2025 | 2030 | 2035 | 2040
BM | 0 | 0 | 0 | 0 | 0 | 0
CC | 0 | 0 | 0 | 0 | 0 | 0
CSP | 0 | 0 | 0 | 0 | 0 | 0
CT | 0 | 0 | 0 | 0 | 0 | 0
Coal | 0 | 0 | 0 | 0 | 0 | 0
Geo | 0 | 0 | 0 | 0 | 0 | 0
H | 0 | 0 | 0 | 0 | 0 | 0
LFG | 0 | 0 | 0 | 0 | 0 | 0
Nuc | 0 | 0 | 0 | 0 | 0 | 0
PS | 0 | 0 | 0 | 0 | 0 | 0
PV | 0 | 0 | 0 | 0 | 0 | 0
PeakG | 0 | 0 | 0 | 0 | 0 | 0
PeakO | 0 | 0 | 0 | 0 | 0 | 0
ST | 0 | 0 | 0 | 0 | 0 | 0
STOG | 0 | 0 | 0 | 0 | 0 | 0
STWD | 0 | 0 | 0 | 0 | 0 | 0
WT | 0 | 0 | 0 | 0 | 0 | 0
IGCC | 0 | 0 | 0 | 0 | 0 | 0
DemandResponse | 0 | 0 | 0 | 0 | 0 | 0
IGCC-CCS | 0 | 0 | 0 | 0 | 0 | 0
WT_off | 0 | 0 | 0 | 0 | 0 | 0
PseudoUnit | 0 | 0 | 0 | 0 | 0 | 0
FixedInterchange | 0 | 0 | 0 | 0 | 0 | 0
Emission Cost by Reporting Type: MISO_W
ReportingType | 2015 | 2020 | 2025 | 2030 | 2035 | 2040
BM | 0 | 0 | 0 | 0 | 0 | 0
CC | 0 | 0 | 0 | 0 | 0 | 0
CSP | 0 | 0 | 0 | 0 | 0 | 0
CT | 0 | 0 | 0 | 0 | 0 | 0
Coal | 0 | 0 | 0 | 0 | 0 | 0
Geo | 0 | 0 | 0 | 0 | 0 | 0
H | 0 | 0 | 0 | 0 | 0 | 0
LFG | 0 | 0 | 0 | 0 | 0 | 0
Nuc | 0 | 0 | 0 | 0 | 0 | 0
PS | 0 | 0 | 0 | 0 | 0 | 0
PV | 0 | 0 | 0 | 0 | 0 | 0
PeakG | 0 | 0 | 0 | 0 | 0 | 0
PeakO | 0 | 0 | 0 | 0 | 0 | 0
ST | 0 | 0 | 0 | 0 | 0 | 0
STOG | 0 | 0 | 0 | 0 | 0 | 0
STWD | 0 | 0 | 0 | 0 | 0 | 0
WT | 0 | 0 | 0 | 0 | 0 | 0
IGCC | 0 | 0 | 0 | 0 | 0 | 0
DemandResponse | 0 | 0 | 0 | 0 | 0 | 0
IGCC-CCS | 0 | 0 | 0 | 0 | 0 | 0
WT_off | 0 | 0 | 0 | 0 | 0 | 0
PseudoUnit | 0 | 0 | 0 | 0 | 0 | 0
FixedInterchange | 0 | 0 | 0 | 0 | 0 | 0
Emission Cost by Reporting Type: MISO_WUMS
ReportingType | 2015 | 2020 | 2025 | 2030 | 2035 | 2040
BM | 0 | 0 | 0 | 0 | 0 | 0
CC | 0 | 0 | 0 | 0 | 0 | 0
CSP | 0 | 0 | 0 | 0 | 0 | 0
CT | 0 | 0 | 0 | 0 | 0 | 0
Coal | 0 | 0 | 0 | 0 | 0 | 0
Geo | 0 | 0 | 0 | 0 | 0 | 0
H | 0 | 0 | 0 | 0 | 0 | 0
LFG | 0 | 0 | 0 | 0 | 0 | 0
Nuc | 0 | 0 | 0 | 0 | 0 | 0
PS | 0 | 0 | 0 | 0 | 0 | 0
PV | 0 | 0 | 0 | 0 | 0 | 0
PeakG | 0 | 0 | 0 | 0 | 0 | 0
PeakO | 0 | 0 | 0 | 0 | 0 | 0
ST | 0 | 0 | 0 | 0 | 0 | 0
STOG | 0 | 0 | 0 | 0 | 0 | 0
STWD | 0 | 0 | 0 | 0 | 0 | 0
WT | 0 | 0 | 0 | 0 | 0 | 0
IGCC | 0 | 0 | 0 | 0 | 0 | 0
DemandResponse | 0 | 0 | 0 | 0 | 0 | 0
IGCC-CCS | 0 | 0 | 0 | 0 | 0 | 0
WT_off | 0 | 0 | 0 | 0 | 0 | 0
PseudoUnit | 0 | 0 | 0 | 0 | 0 | 0
FixedInterchange | 0 | 0 | 0 | 0 | 0 | 0
Emission Cost by Reporting Type: Nebraska
ReportingType | 2015 | 2020 | 2025 | 2030 | 2035 | 2040
BM | 0 | 0 | 0 | 0 | 0 | 0
CC | 0 | 0 | 0 | 0 | 0 | 0
CSP | 0 | 0 | 0 | 0 | 0 | 0
CT | 0 | 0 | 0 | 0 | 0 | 0
Coal | 0 | 0 | 0 | 0 | 0 | 0
Geo | 0 | 0 | 0 | 0 | 0 | 0
H | 0 | 0 | 0 | 0 | 0 | 0
LFG | 0 | 0 | 0 | 0 | 0 | 0
Nuc | 0 | 0 | 0 | 0 | 0 | 0
PS | 0 | 0 | 0 | 0 | 0 | 0
PV | 0 | 0 | 0 | 0 | 0 | 0
PeakG | 0 | 0 | 0 | 0 | 0 | 0
PeakO | 0 | 0 | 0 | 0 | 0 | 0
ST | 0 | 0 | 0 | 0 | 0 | 0
STOG | 0 | 0 | 0 | 0 | 0 | 0
STWD | 0 | 0 | 0 | 0 | 0 | 0
WT | 0 | 0 | 0 | 0 | 0 | 0
IGCC | 0 | 0 | 0 | 0 | 0 | 0
DemandResponse | 0 | 0 | 0 | 0 | 0 | 0
IGCC-CCS | 0 | 0 | 0 | 0 | 0 | 0
WT_off | 0 | 0 | 0 | 0 | 0 | 0
PseudoUnit | 0 | 0 | 0 | 0 | 0 | 0
FixedInterchange | 0 | 0 | 0 | 0 | 0 | 0
Emission Cost by Reporting Type: NEISO
ReportingType | 2015 | 2020 | 2025 | 2030 | 2035 | 2040
BM | 0 | 0 | 0 | 0 | 0 | 0
CC | 0 | 0 | 0 | 0 | 0 | 0
CSP | 0 | 0 | 0 | 0 | 0 | 0
CT | 0 | 0 | 0 | 0 | 0 | 0
Coal | 0 | 0 | 0 | 0 | 0 | 0
Geo | 0 | 0 | 0 | 0 | 0 | 0
H | 0 | 0 | 0 | 0 | 0 | 0
LFG | 0 | 0 | 0 | 0 | 0 | 0
Nuc | 0 | 0 | 0 | 0 | 0 | 0
PS | 0 | 0 | 0 | 0 | 0 | 0
PV | 0 | 0 | 0 | 0 | 0 | 0
PeakG | 0 | 0 | 0 | 0 | 0 | 0
PeakO | 0 | 0 | 0 | 0 | 0 | 0
ST | 0 | 0 | 0 | 0 | 0 | 0
STOG | 0 | 0 | 0 | 0 | 0 | 0
STWD | 0 | 0 | 0 | 0 | 0 | 0
WT | 0 | 0 | 0 | 0 | 0 | 0
IGCC | 0 | 0 | 0 | 0 | 0 | 0
DemandResponse | 0 | 0 | 0 | 0 | 0 | 0
IGCC-CCS | 0 | 0 | 0 | 0 | 0 | 0
WT_off | 0 | 0 | 0 | 0 | 0 | 0
PseudoUnit | 0 | 0 | 0 | 0 | 0 | 0
FixedInterchange | 0 | 0 | 0 | 0 | 0 | 0
Emission Cost by Reporting Type: NonRTO_Midwest
ReportingType | 2015 | 2020 | 2025 | 2030 | 2035 | 2040
BM | 0 | 0 | 0 | 0 | 0 | 0
CC | 0 | 0 | 0 | 0 | 0 | 0
CSP | 0 | 0 | 0 | 0 | 0 | 0
CT | 0 | 0 | 0 | 0 | 0 | 0
Coal | 0 | 0 | 0 | 0 | 0 | 0
Geo | 0 | 0 | 0 | 0 | 0 | 0
H | 0 | 0 | 0 | 0 | 0 | 0
LFG | 0 | 0 | 0 | 0 | 0 | 0
Nuc | 0 | 0 | 0 | 0 | 0 | 0
PS | 0 | 0 | 0 | 0 | 0 | 0
PV | 0 | 0 | 0 | 0 | 0 | 0
PeakG | 0 | 0 | 0 | 0 | 0 | 0
PeakO | 0 | 0 | 0 | 0 | 0 | 0
ST | 0 | 0 | 0 | 0 | 0 | 0
STOG | 0 | 0 | 0 | 0 | 0 | 0
STWD | 0 | 0 | 0 | 0 | 0 | 0
WT | 0 | 0 | 0 | 0 | 0 | 0
IGCC | 0 | 0 | 0 | 0 | 0 | 0
DemandResponse | 0 | 0 | 0 | 0 | 0 | 0
IGCC-CCS | 0 | 0 | 0 | 0 | 0 | 0
WT_off | 0 | 0 | 0 | 0 | 0 | 0
PseudoUnit | 0 | 0 | 0 | 0 | 0 | 0
FixedInterchange | 0 | 0 | 0 | 0 | 0 | 0
Emission Cost by Reporting Type: NYISO_A-F
ReportingType | 2015 | 2020 | 2025 | 2030 | 2035 | 2040
BM | 0 | 0 | 0 | 0 | 0 | 0
CC | 0 | 0 | 0 | 0 | 0 | 0
CSP | 0 | 0 | 0 | 0 | 0 | 0
CT | 0 | 0 | 0 | 0 | 0 | 0
Coal | 0 | 0 | 0 | 0 | 0 | 0
Geo | 0 | 0 | 0 | 0 | 0 | 0
H | 0 | 0 | 0 | 0 | 0 | 0
LFG | 0 | 0 | 0 | 0 | 0 | 0
Nuc | 0 | 0 | 0 | 0 | 0 | 0
PS | 0 | 0 | 0 | 0 | 0 | 0
PV | 0 | 0 | 0 | 0 | 0 | 0
PeakG | 0 | 0 | 0 | 0 | 0 | 0
PeakO | 0 | 0 | 0 | 0 | 0 | 0
ST | 0 | 0 | 0 | 0 | 0 | 0
STOG | 0 | 0 | 0 | 0 | 0 | 0
STWD | 0 | 0 | 0 | 0 | 0 | 0
WT | 0 | 0 | 0 | 0 | 0 | 0
IGCC | 0 | 0 | 0 | 0 | 0 | 0
DemandResponse | 0 | 0 | 0 | 0 | 0 | 0
IGCC-CCS | 0 | 0 | 0 | 0 | 0 | 0
WT_off | 0 | 0 | 0 | 0 | 0 | 0
PseudoUnit | 0 | 0 | 0 | 0 | 0 | 0
FixedInterchange | 0 | 0 | 0 | 0 | 0 | 0
Emission Cost by Reporting Type: NYISO_G-I
ReportingType | 2015 | 2020 | 2025 | 2030 | 2035 | 2040
BM | 0 | 0 | 0 | 0 | 0 | 0
CC | 0 | 0 | 0 | 0 | 0 | 0
CSP | 0 | 0 | 0 | 0 | 0 | 0
CT | 0 | 0 | 0 | 0 | 0 | 0
Coal | 0 | 0 | 0 | 0 | 0 | 0
Geo | 0 | 0 | 0 | 0 | 0 | 0
H | 0 | 0 | 0 | 0 | 0 | 0
LFG | 0 | 0 | 0 | 0 | 0 | 0
Nuc | 0 | 0 | 0 | 0 | 0 | 0
PS | 0 | 0 | 0 | 0 | 0 | 0
PV | 0 | 0 | 0 | 0 | 0 | 0
PeakG | 0 | 0 | 0 | 0 | 0 | 0
PeakO | 0 | 0 | 0 | 0 | 0 | 0
ST | 0 | 0 | 0 | 0 | 0 | 0
STOG | 0 | 0 | 0 | 0 | 0 | 0
STWD | 0 | 0 | 0 | 0 | 0 | 0
WT | 0 | 0 | 0 | 0 | 0 | 0
IGCC | 0 | 0 | 0 | 0 | 0 | 0
DemandResponse | 0 | 0 | 0 | 0 | 0 | 0
IGCC-CCS | 0 | 0 | 0 | 0 | 0 | 0
WT_off | 0 | 0 | 0 | 0 | 0 | 0
PseudoUnit | 0 | 0 | 0 | 0 | 0 | 0
FixedInterchange | 0 | 0 | 0 | 0 | 0 | 0
Emission Cost by Reporting Type: NYISO_J-K
ReportingType | 2015 | 2020 | 2025 | 2030 | 2035 | 2040
BM | 0 | 0 | 0 | 0 | 0 | 0
CC | 0 | 0 | 0 | 0 | 0 | 0
CSP | 0 | 0 | 0 | 0 | 0 | 0
CT | 0 | 0 | 0 | 0 | 0 | 0
Coal | 0 | 0 | 0 | 0 | 0 | 0
Geo | 0 | 0 | 0 | 0 | 0 | 0
H | 0 | 0 | 0 | 0 | 0 | 0
LFG | 0 | 0 | 0 | 0 | 0 | 0
Nuc | 0 | 0 | 0 | 0 | 0 | 0
PS | 0 | 0 | 0 | 0 | 0 | 0
PV | 0 | 0 | 0 | 0 | 0 | 0
PeakG | 0 | 0 | 0 | 0 | 0 | 0
PeakO | 0 | 0 | 0 | 0 | 0 | 0
ST | 0 | 0 | 0 | 0 | 0 | 0
STOG | 0 | 0 | 0 | 0 | 0 | 0
STWD | 0 | 0 | 0 | 0 | 0 | 0
WT | 0 | 0 | 0 | 0 | 0 | 0
IGCC | 0 | 0 | 0 | 0 | 0 | 0
DemandResponse | 0 | 0 | 0 | 0 | 0 | 0
IGCC-CCS | 0 | 0 | 0 | 0 | 0 | 0
WT_off | 0 | 0 | 0 | 0 | 0 | 0
PseudoUnit | 0 | 0 | 0 | 0 | 0 | 0
FixedInterchange | 0 | 0 | 0 | 0 | 0 | 0
Emission Cost by Reporting Type: PJM_E
ReportingType | 2015 | 2020 | 2025 | 2030 | 2035 | 2040
BM | 0 | 0 | 0 | 0 | 0 | 0
CC | 0 | 0 | 0 | 0 | 0 | 0
CSP | 0 | 0 | 0 | 0 | 0 | 0
CT | 0 | 0 | 0 | 0 | 0 | 0
Coal | 0 | 0 | 0 | 0 | 0 | 0
Geo | 0 | 0 | 0 | 0 | 0 | 0
H | 0 | 0 | 0 | 0 | 0 | 0
LFG | 0 | 0 | 0 | 0 | 0 | 0
Nuc | 0 | 0 | 0 | 0 | 0 | 0
PS | 0 | 0 | 0 | 0 | 0 | 0
PV | 0 | 0 | 0 | 0 | 0 | 0
PeakG | 0 | 0 | 0 | 0 | 0 | 0
PeakO | 0 | 0 | 0 | 0 | 0 | 0
ST | 0 | 0 | 0 | 0 | 0 | 0
STOG | 0 | 0 | 0 | 0 | 0 | 0
STWD | 0 | 0 | 0 | 0 | 0 | 0
WT | 0 | 0 | 0 | 0 | 0 | 0
IGCC | 0 | 0 | 0 | 0 | 0 | 0
DemandResponse | 0 | 0 | 0 | 0 | 0 | 0
IGCC-CCS | 0 | 0 | 0 | 0 | 0 | 0
WT_off | 0 | 0 | 0 | 0 | 0 | 0
PseudoUnit | 0 | 0 | 0 | 0 | 0 | 0
FixedInterchange | 0 | 0 | 0 | 0 | 0 | 0
Emission Cost by Reporting Type: PJM_ROM
ReportingType | 2015 | 2020 | 2025 | 2030 | 2035 | 2040
BM | 0 | 0 | 0 | 0 | 0 | 0
CC | 0 | 0 | 0 | 0 | 0 | 0
CSP | 0 | 0 | 0 | 0 | 0 | 0
CT | 0 | 0 | 0 | 0 | 0 | 0
Coal | 0 | 0 | 0 | 0 | 0 | 0
Geo | 0 | 0 | 0 | 0 | 0 | 0
H | 0 | 0 | 0 | 0 | 0 | 0
LFG | 0 | 0 | 0 | 0 | 0 | 0
Nuc | 0 | 0 | 0 | 0 | 0 | 0
PS | 0 | 0 | 0 | 0 | 0 | 0
PV | 0 | 0 | 0 | 0 | 0 | 0
PeakG | 0 | 0 | 0 | 0 | 0 | 0
PeakO | 0 | 0 | 0 | 0 | 0 | 0
ST | 0 | 0 | 0 | 0 | 0 | 0
STOG | 0 | 0 | 0 | 0 | 0 | 0
STWD | 0 | 0 | 0 | 0 | 0 | 0
WT | 0 | 0 | 0 | 0 | 0 | 0
IGCC | 0 | 0 | 0 | 0 | 0 | 0
DemandResponse | 0 | 0 | 0 | 0 | 0 | 0
IGCC-CCS | 0 | 0 | 0 | 0 | 0 | 0
WT_off | 0 | 0 | 0 | 0 | 0 | 0
PseudoUnit | 0 | 0 | 0 | 0 | 0 | 0
FixedInterchange | 0 | 0 | 0 | 0 | 0 | 0
Emission Cost by Reporting Type: PJM_ROR
ReportingType | 2015 | 2020 | 2025 | 2030 | 2035 | 2040
BM | 0 | 0 | 0 | 0 | 0 | 0
CC | 0 | 0 | 0 | 0 | 0 | 0
CSP | 0 | 0 | 0 | 0 | 0 | 0
CT | 0 | 0 | 0 | 0 | 0 | 0
Coal | 0 | 0 | 0 | 0 | 0 | 0
Geo | 0 | 0 | 0 | 0 | 0 | 0
H | 0 | 0 | 0 | 0 | 0 | 0
LFG | 0 | 0 | 0 | 0 | 0 | 0
Nuc | 0 | 0 | 0 | 0 | 0 | 0
PS | 0 | 0 | 0 | 0 | 0 | 0
PV | 0 | 0 | 0 | 0 | 0 | 0
PeakG | 0 | 0 | 0 | 0 | 0 | 0
PeakO | 0 | 0 | 0 | 0 | 0 | 0
ST | 0 | 0 | 0 | 0 | 0 | 0
STOG | 0 | 0 | 0 | 0 | 0 | 0
STWD | 0 | 0 | 0 | 0 | 0 | 0
WT | 0 | 0 | 0 | 0 | 0 | 0
IGCC | 0 | 0 | 0 | 0 | 0 | 0
DemandResponse | 0 | 0 | 0 | 0 | 0 | 0
IGCC-CCS | 0 | 0 | 0 | 0 | 0 | 0
WT_off | 0 | 0 | 0 | 0 | 0 | 0
PseudoUnit | 0 | 0 | 0 | 0 | 0 | 0
FixedInterchange | 0 | 0 | 0 | 0 | 0 | 0
Emission Cost by Reporting Type: SOCO
ReportingType | 2015 | 2020 | 2025 | 2030 | 2035 | 2040
BM | 0 | 0 | 0 | 0 | 0 | 0
CC | 0 | 0 | 0 | 0 | 0 | 0
CSP | 0 | 0 | 0 | 0 | 0 | 0
CT | 0 | 0 | 0 | 0 | 0 | 0
Coal | 0 | 0 | 0 | 0 | 0 | 0
Geo | 0 | 0 | 0 | 0 | 0 | 0
H | 0 | 0 | 0 | 0 | 0 | 0
LFG | 0 | 0 | 0 | 0 | 0 | 0
Nuc | 0 | 0 | 0 | 0 | 0 | 0
PS | 0 | 0 | 0 | 0 | 0 | 0
PV | 0 | 0 | 0 | 0 | 0 | 0
PeakG | 0 | 0 | 0 | 0 | 0 | 0
PeakO | 0 | 0 | 0 | 0 | 0 | 0
ST | 0 | 0 | 0 | 0 | 0 | 0
STOG | 0 | 0 | 0 | 0 | 0 | 0
STWD | 0 | 0 | 0 | 0 | 0 | 0
WT | 0 | 0 | 0 | 0 | 0 | 0
IGCC | 0 | 0 | 0 | 0 | 0 | 0
DemandResponse | 0 | 0 | 0 | 0 | 0 | 0
IGCC-CCS | 0 | 0 | 0 | 0 | 0 | 0
WT_off | 0 | 0 | 0 | 0 | 0 | 0
PseudoUnit | 0 | 0 | 0 | 0 | 0 | 0
FixedInterchange | 0 | 0 | 0 | 0 | 0 | 0
Emission Cost by Reporting Type: SPP_N
ReportingType | 2015 | 2020 | 2025 | 2030 | 2035 | 2040
BM | 0 | 0 | 0 | 0 | 0 | 0
CC | 0 | 0 | 0 | 0 | 0 | 0
CSP | 0 | 0 | 0 | 0 | 0 | 0
CT | 0 | 0 | 0 | 0 | 0 | 0
Coal | 0 | 0 | 0 | 0 | 0 | 0
Geo | 0 | 0 | 0 | 0 | 0 | 0
H | 0 | 0 | 0 | 0 | 0 | 0
LFG | 0 | 0 | 0 | 0 | 0 | 0
Nuc | 0 | 0 | 0 | 0 | 0 | 0
PS | 0 | 0 | 0 | 0 | 0 | 0
PV | 0 | 0 | 0 | 0 | 0 | 0
PeakG | 0 | 0 | 0 | 0 | 0 | 0
PeakO | 0 | 0 | 0 | 0 | 0 | 0
ST | 0 | 0 | 0 | 0 | 0 | 0
STOG | 0 | 0 | 0 | 0 | 0 | 0
STWD | 0 | 0 | 0 | 0 | 0 | 0
WT | 0 | 0 | 0 | 0 | 0 | 0
IGCC | 0 | 0 | 0 | 0 | 0 | 0
DemandResponse | 0 | 0 | 0 | 0 | 0 | 0
IGCC-CCS | 0 | 0 | 0 | 0 | 0 | 0
WT_off | 0 | 0 | 0 | 0 | 0 | 0
PseudoUnit | 0 | 0 | 0 | 0 | 0 | 0
FixedInterchange | 0 | 0 | 0 | 0 | 0 | 0
Emission Cost by Reporting Type: SPP_S
ReportingType | 2015 | 2020 | 2025 | 2030 | 2035 | 2040
BM | 0 | 0 | 0 | 0 | 0 | 0
CC | 0 | 0 | 0 | 0 | 0 | 0
CSP | 0 | 0 | 0 | 0 | 0 | 0
CT | 0 | 0 | 0 | 0 | 0 | 0
Coal | 0 | 0 | 0 | 0 | 0 | 0
Geo | 0 | 0 | 0 | 0 | 0 | 0
H | 0 | 0 | 0 | 0 | 0 | 0
LFG | 0 | 0 | 0 | 0 | 0 | 0
Nuc | 0 | 0 | 0 | 0 | 0 | 0
PS | 0 | 0 | 0 | 0 | 0 | 0
PV | 0 | 0 | 0 | 0 | 0 | 0
PeakG | 0 | 0 | 0 | 0 | 0 | 0
PeakO | 0 | 0 | 0 | 0 | 0 | 0
ST | 0 | 0 | 0 | 0 | 0 | 0
STOG | 0 | 0 | 0 | 0 | 0 | 0
STWD | 0 | 0 | 0 | 0 | 0 | 0
WT | 0 | 0 | 0 | 0 | 0 | 0
IGCC | 0 | 0 | 0 | 0 | 0 | 0
DemandResponse | 0 | 0 | 0 | 0 | 0 | 0
IGCC-CCS | 0 | 0 | 0 | 0 | 0 | 0
WT_off | 0 | 0 | 0 | 0 | 0 | 0
PseudoUnit | 0 | 0 | 0 | 0 | 0 | 0
FixedInterchange | 0 | 0 | 0 | 0 | 0 | 0
Emission Cost by Reporting Type: TVA
ReportingType | 2015 | 2020 | 2025 | 2030 | 2035 | 2040
BM | 0 | 0 | 0 | 0 | 0 | 0
CC | 0 | 0 | 0 | 0 | 0 | 0
CSP | 0 | 0 | 0 | 0 | 0 | 0
CT | 0 | 0 | 0 | 0 | 0 | 0
Coal | 0 | 0 | 0 | 0 | 0 | 0
Geo | 0 | 0 | 0 | 0 | 0 | 0
H | 0 | 0 | 0 | 0 | 0 | 0
LFG | 0 | 0 | 0 | 0 | 0 | 0
Nuc | 0 | 0 | 0 | 0 | 0 | 0
PS | 0 | 0 | 0 | 0 | 0 | 0
PV | 0 | 0 | 0 | 0 | 0 | 0
PeakG | 0 | 0 | 0 | 0 | 0 | 0
PeakO | 0 | 0 | 0 | 0 | 0 | 0
ST | 0 | 0 | 0 | 0 | 0 | 0
STOG | 0 | 0 | 0 | 0 | 0 | 0
STWD | 0 | 0 | 0 | 0 | 0 | 0
WT | 0 | 0 | 0 | 0 | 0 | 0
IGCC | 0 | 0 | 0 | 0 | 0 | 0
DemandResponse | 0 | 0 | 0 | 0 | 0 | 0
IGCC-CCS | 0 | 0 | 0 | 0 | 0 | 0
WT_off | 0 | 0 | 0 | 0 | 0 | 0
PseudoUnit | 0 | 0 | 0 | 0 | 0 | 0
FixedInterchange | 0 | 0 | 0 | 0 | 0 | 0
Emission Cost by Reporting Type: TVA_Transmission
ReportingType | 2015 | 2020 | 2025 | 2030 | 2035 | 2040
BM | 0 | 0 | 0 | 0 | 0 | 0
CC | 0 | 0 | 0 | 0 | 0 | 0
CSP | 0 | 0 | 0 | 0 | 0 | 0
CT | 0 | 0 | 0 | 0 | 0 | 0
Coal | 0 | 0 | 0 | 0 | 0 | 0
Geo | 0 | 0 | 0 | 0 | 0 | 0
H | 0 | 0 | 0 | 0 | 0 | 0
LFG | 0 | 0 | 0 | 0 | 0 | 0
Nuc | 0 | 0 | 0 | 0 | 0 | 0
PS | 0 | 0 | 0 | 0 | 0 | 0
PV | 0 | 0 | 0 | 0 | 0 | 0
PeakG | 0 | 0 | 0 | 0 | 0 | 0
PeakO | 0 | 0 | 0 | 0 | 0 | 0
ST | 0 | 0 | 0 | 0 | 0 | 0
STOG | 0 | 0 | 0 | 0 | 0 | 0
STWD | 0 | 0 | 0 | 0 | 0 | 0
WT | 0 | 0 | 0 | 0 | 0 | 0
IGCC | 0 | 0 | 0 | 0 | 0 | 0
DemandResponse | 0 | 0 | 0 | 0 | 0 | 0
IGCC-CCS | 0 | 0 | 0 | 0 | 0 | 0
WT_off | 0 | 0 | 0 | 0 | 0 | 0
PseudoUnit | 0 | 0 | 0 | 0 | 0 | 0
FixedInterchange | 0 | 0 | 0 | 0 | 0 | 0
Emission Cost by Reporting Type: VACAR
ReportingType | 2015 | 2020 | 2025 | 2030 | 2035 | 2040
BM | 0 | 0 | 0 | 0 | 0 | 0
CC | 0 | 0 | 0 | 0 | 0 | 0
CSP | 0 | 0 | 0 | 0 | 0 | 0
CT | 0 | 0 | 0 | 0 | 0 | 0
Coal | 0 | 0 | 0 | 0 | 0 | 0
Geo | 0 | 0 | 0 | 0 | 0 | 0
H | 0 | 0 | 0 | 0 | 0 | 0
LFG | 0 | 0 | 0 | 0 | 0 | 0
Nuc | 0 | 0 | 0 | 0 | 0 | 0
PS | 0 | 0 | 0 | 0 | 0 | 0
PV | 0 | 0 | 0 | 0 | 0 | 0
PeakG | 0 | 0 | 0 | 0 | 0 | 0
PeakO | 0 | 0 | 0 | 0 | 0 | 0
ST | 0 | 0 | 0 | 0 | 0 | 0
STOG | 0 | 0 | 0 | 0 | 0 | 0
STWD | 0 | 0 | 0 | 0 | 0 | 0
WT | 0 | 0 | 0 | 0 | 0 | 0
IGCC | 0 | 0 | 0 | 0 | 0 | 0
DemandResponse | 0 | 0 | 0 | 0 | 0 | 0
IGCC-CCS | 0 | 0 | 0 | 0 | 0 | 0
WT_off | 0 | 0 | 0 | 0 | 0 | 0
PseudoUnit | 0 | 0 | 0 | 0 | 0 | 0
FixedInterchange | 0 | 0 | 0 | 0 | 0 | 0
Emission Cost by Reporting Type: IESO
ReportingType | 2015 | 2020 | 2025 | 2030 | 2035 | 2040
BM | 0 | 0 | 0 | 0 | 0 | 0
CC | 0 | 0 | 0 | 0 | 0 | 0
CSP | 0 | 0 | 0 | 0 | 0 | 0
CT | 0 | 0 | 0 | 0 | 0 | 0
Coal | 0 | 0 | 0 | 0 | 0 | 0
Geo | 0 | 0 | 0 | 0 | 0 | 0
H | 0 | 0 | 0 | 0 | 0 | 0
LFG | 0 | 0 | 0 | 0 | 0 | 0
Nuc | 0 | 0 | 0 | 0 | 0 | 0
PS | 0 | 0 | 0 | 0 | 0 | 0
PV | 0 | 0 | 0 | 0 | 0 | 0
PeakG | 0 | 0 | 0 | 0 | 0 | 0
PeakO | 0 | 0 | 0 | 0 | 0 | 0
ST | 0 | 0 | 0 | 0 | 0 | 0
STOG | 0 | 0 | 0 | 0 | 0 | 0
STWD | 0 | 0 | 0 | 0 | 0 | 0
WT | 0 | 0 | 0 | 0 | 0 | 0
IGCC | 0 | 0 | 0 | 0 | 0 | 0
DemandResponse | 0 | 0 | 0 | 0 | 0 | 0
IGCC-CCS | 0 | 0 | 0 | 0 | 0 | 0
WT_off | 0 | 0 | 0 | 0 | 0 | 0
PseudoUnit | 0 | 0 | 0 | 0 | 0 | 0
FixedInterchange | 0 | 0 | 0 | 0 | 0 | 0
Emission Cost by Reporting Type: MAPP_CA
ReportingType | 2015 | 2020 | 2025 | 2030 | 2035 | 2040
BM | 0 | 0 | 0 | 0 | 0 | 0
CC | 0 | 0 | 0 | 0 | 0 | 0
CSP | 0 | 0 | 0 | 0 | 0 | 0
CT | 0 | 0 | 0 | 0 | 0 | 0
Coal | 0 | 0 | 0 | 0 | 0 | 0
Geo | 0 | 0 | 0 | 0 | 0 | 0
H | 0 | 0 | 0 | 0 | 0 | 0
LFG | 0 | 0 | 0 | 0 | 0 | 0
Nuc | 0 | 0 | 0 | 0 | 0 | 0
PS | 0 | 0 | 0 | 0 | 0 | 0
PV | 0 | 0 | 0 | 0 | 0 | 0
PeakG | 0 | 0 | 0 | 0 | 0 | 0
PeakO | 0 | 0 | 0 | 0 | 0 | 0
ST | 0 | 0 | 0 | 0 | 0 | 0
STOG | 0 | 0 | 0 | 0 | 0 | 0
STWD | 0 | 0 | 0 | 0 | 0 | 0
WT | 0 | 0 | 0 | 0 | 0 | 0
IGCC | 0 | 0 | 0 | 0 | 0 | 0
DemandResponse | 0 | 0 | 0 | 0 | 0 | 0
IGCC-CCS | 0 | 0 | 0 | 0 | 0 | 0
WT_off | 0 | 0 | 0 | 0 | 0 | 0
PseudoUnit | 0 | 0 | 0 | 0 | 0 | 0
FixedInterchange | 0 | 0 | 0 | 0 | 0 | 0
Emission Cost by Reporting Type: AZ_NM_SNV_Coal
ReportingType | 2015 | 2020 | 2025 | 2030 | 2035 | 2040
BM | 0 | 0 | 0 | 0 | 0 | 0
CC | 0 | 0 | 0 | 0 | 0 | 0
CSP | 0 | 0 | 0 | 0 | 0 | 0
CT | 0 | 0 | 0 | 0 | 0 | 0
Coal | 0 | 0 | 0 | 0 | 0 | 0
Geo | 0 | 0 | 0 | 0 | 0 | 0
H | 0 | 0 | 0 | 0 | 0 | 0
LFG | 0 | 0 | 0 | 0 | 0 | 0
Nuc | 0 | 0 | 0 | 0 | 0 | 0
PS | 0 | 0 | 0 | 0 | 0 | 0
PV | 0 | 0 | 0 | 0 | 0 | 0
PeakG | 0 | 0 | 0 | 0 | 0 | 0
PeakO | 0 | 0 | 0 | 0 | 0 | 0
ST | 0 | 0 | 0 | 0 | 0 | 0
STOG | 0 | 0 | 0 | 0 | 0 | 0
STWD | 0 | 0 | 0 | 0 | 0 | 0
WT | 0 | 0 | 0 | 0 | 0 | 0
IGCC | 0 | 0 | 0 | 0 | 0 | 0
DemandResponse | 0 | 0 | 0 | 0 | 0 | 0
IGCC-CCS | 0 | 0 | 0 | 0 | 0 | 0
WT_off | 0 | 0 | 0 | 0 | 0 | 0
PseudoUnit | 0 | 0 | 0 | 0 | 0 | 0
FixedInterchange | 0 | 0 | 0 | 0 | 0 | 0
Emission Cost by Reporting Type: AZ_NM_SNV_Gas
ReportingType | 2015 | 2020 | 2025 | 2030 | 2035 | 2040
BM | 0 | 0 | 0 | 0 | 0 | 0
CC | 0 | 0 | 0 | 0 | 0 | 0
CSP | 0 | 0 | 0 | 0 | 0 | 0
CT | 0 | 0 | 0 | 0 | 0 | 0
Coal | 0 | 0 | 0 | 0 | 0 | 0
Geo | 0 | 0 | 0 | 0 | 0 | 0
H | 0 | 0 | 0 | 0 | 0 | 0
LFG | 0 | 0 | 0 | 0 | 0 | 0
Nuc | 0 | 0 | 0 | 0 | 0 | 0
PS | 0 | 0 | 0 | 0 | 0 | 0
PV | 0 | 0 | 0 | 0 | 0 | 0
PeakG | 0 | 0 | 0 | 0 | 0 | 0
PeakO | 0 | 0 | 0 | 0 | 0 | 0
ST | 0 | 0 | 0 | 0 | 0 | 0
STOG | 0 | 0 | 0 | 0 | 0 | 0
STWD | 0 | 0 | 0 | 0 | 0 | 0
WT | 0 | 0 | 0 | 0 | 0 | 0
IGCC | 0 | 0 | 0 | 0 | 0 | 0
DemandResponse | 0 | 0 | 0 | 0 | 0 | 0
IGCC-CCS | 0 | 0 | 0 | 0 | 0 | 0
WT_off | 0 | 0 | 0 | 0 | 0 | 0
PseudoUnit | 0 | 0 | 0 | 0 | 0 | 0
FixedInterchange | 0 | 0 | 0 | 0 | 0 | 0
Emission Cost by Reporting Type: AZ_NM_SNV_NucRenew
ReportingType | 2015 | 2020 | 2025 | 2030 | 2035 | 2040
BM | 0 | 0 | 0 | 0 | 0 | 0
CC | 0 | 0 | 0 | 0 | 0 | 0
CSP | 0 | 0 | 0 | 0 | 0 | 0
CT | 0 | 0 | 0 | 0 | 0 | 0
Coal | 0 | 0 | 0 | 0 | 0 | 0
Geo | 0 | 0 | 0 | 0 | 0 | 0
H | 0 | 0 | 0 | 0 | 0 | 0
LFG | 0 | 0 | 0 | 0 | 0 | 0
Nuc | 0 | 0 | 0 | 0 | 0 | 0
PS | 0 | 0 | 0 | 0 | 0 | 0
PV | 0 | 0 | 0 | 0 | 0 | 0
PeakG | 0 | 0 | 0 | 0 | 0 | 0
PeakO | 0 | 0 | 0 | 0 | 0 | 0
ST | 0 | 0 | 0 | 0 | 0 | 0
STOG | 0 | 0 | 0 | 0 | 0 | 0
STWD | 0 | 0 | 0 | 0 | 0 | 0
WT | 0 | 0 | 0 | 0 | 0 | 0
IGCC | 0 | 0 | 0 | 0 | 0 | 0
DemandResponse | 0 | 0 | 0 | 0 | 0 | 0
IGCC-CCS | 0 | 0 | 0 | 0 | 0 | 0
WT_off | 0 | 0 | 0 | 0 | 0 | 0
PseudoUnit | 0 | 0 | 0 | 0 | 0 | 0
FixedInterchange | 0 | 0 | 0 | 0 | 0 | 0
Emission Cost by Reporting Type: ERCOT
ReportingType | 2015 | 2020 | 2025 | 2030 | 2035 | 2040
BM | 0 | 0 | 0 | 0 | 0 | 0
CC | 0 | 0 | 0 | 0 | 0 | 0
CSP | 0 | 0 | 0 | 0 | 0 | 0
CT | 0 | 0 | 0 | 0 | 0 | 0
Coal | 0 | 0 | 0 | 0 | 0 | 0
Geo | 0 | 0 | 0 | 0 | 0 | 0
H | 0 | 0 | 0 | 0 | 0 | 0
LFG | 0 | 0 | 0 | 0 | 0 | 0
Nuc | 0 | 0 | 0 | 0 | 0 | 0
PS | 0 | 0 | 0 | 0 | 0 | 0
PV | 0 | 0 | 0 | 0 | 0 | 0
PeakG | 0 | 0 | 0 | 0 | 0 | 0
PeakO | 0 | 0 | 0 | 0 | 0 | 0
ST | 0 | 0 | 0 | 0 | 0 | 0
STOG | 0 | 0 | 0 | 0 | 0 | 0
STWD | 0 | 0 | 0 | 0 | 0 | 0
WT | 0 | 0 | 0 | 0 | 0 | 0
IGCC | 0 | 0 | 0 | 0 | 0 | 0
DemandResponse | 0 | 0 | 0 | 0 | 0 | 0
IGCC-CCS | 0 | 0 | 0 | 0 | 0 | 0
WT_off | 0 | 0 | 0 | 0 | 0 | 0
PseudoUnit | 0 | 0 | 0 | 0 | 0 | 0
FixedInterchange | 0 | 0 | 0 | 0 | 0 | 0
Emission Cost by Reporting Type: NP15
ReportingType | 2015 | 2020 | 2025 | 2030 | 2035 | 2040
BM | 0 | 0 | 0 | 0 | 0 | 0
CC | 0 | 0 | 0 | 0 | 0 | 0
CSP | 0 | 0 | 0 | 0 | 0 | 0
CT | 0 | 0 | 0 | 0 | 0 | 0
Coal | 0 | 0 | 0 | 0 | 0 | 0
Geo | 0 | 0 | 0 | 0 | 0 | 0
H | 0 | 0 | 0 | 0 | 0 | 0
LFG | 0 | 0 | 0 | 0 | 0 | 0
Nuc | 0 | 0 | 0 | 0 | 0 | 0
PS | 0 | 0 | 0 | 0 | 0 | 0
PV | 0 | 0 | 0 | 0 | 0 | 0
PeakG | 0 | 0 | 0 | 0 | 0 | 0
PeakO | 0 | 0 | 0 | 0 | 0 | 0
ST | 0 | 0 | 0 | 0 | 0 | 0
STOG | 0 | 0 | 0 | 0 | 0 | 0
STWD | 0 | 0 | 0 | 0 | 0 | 0
WT | 0 | 0 | 0 | 0 | 0 | 0
IGCC | 0 | 0 | 0 | 0 | 0 | 0
DemandResponse | 0 | 0 | 0 | 0 | 0 | 0
IGCC-CCS | 0 | 0 | 0 | 0 | 0 | 0
WT_off | 0 | 0 | 0 | 0 | 0 | 0
PseudoUnit | 0 | 0 | 0 | 0 | 0 | 0
FixedInterchange | 0 | 0 | 0 | 0 | 0 | 0
Emission Cost by Reporting Type: NWPP_Coal
ReportingType | 2015 | 2020 | 2025 | 2030 | 2035 | 2040
BM | 0 | 0 | 0 | 0 | 0 | 0
CC | 0 | 0 | 0 | 0 | 0 | 0
CSP | 0 | 0 | 0 | 0 | 0 | 0
CT | 0 | 0 | 0 | 0 | 0 | 0
Coal | 0 | 0 | 0 | 0 | 0 | 0
Geo | 0 | 0 | 0 | 0 | 0 | 0
H | 0 | 0 | 0 | 0 | 0 | 0
LFG | 0 | 0 | 0 | 0 | 0 | 0
Nuc | 0 | 0 | 0 | 0 | 0 | 0
PS | 0 | 0 | 0 | 0 | 0 | 0
PV | 0 | 0 | 0 | 0 | 0 | 0
PeakG | 0 | 0 | 0 | 0 | 0 | 0
PeakO | 0 | 0 | 0 | 0 | 0 | 0
ST | 0 | 0 | 0 | 0 | 0 | 0
STOG | 0 | 0 | 0 | 0 | 0 | 0
STWD | 0 | 0 | 0 | 0 | 0 | 0
WT | 0 | 0 | 0 | 0 | 0 | 0
IGCC | 0 | 0 | 0 | 0 | 0 | 0
DemandResponse | 0 | 0 | 0 | 0 | 0 | 0
IGCC-CCS | 0 | 0 | 0 | 0 | 0 | 0
WT_off | 0 | 0 | 0 | 0 | 0 | 0
PseudoUnit | 0 | 0 | 0 | 0 | 0 | 0
FixedInterchange | 0 | 0 | 0 | 0 | 0 | 0
Emission Cost by Reporting Type: NWPP_Gas
ReportingType | 2015 | 2020 | 2025 | 2030 | 2035 | 2040
BM | 0 | 0 | 0 | 0 | 0 | 0
CC | 0 | 0 | 0 | 0 | 0 | 0
CSP | 0 | 0 | 0 | 0 | 0 | 0
CT | 0 | 0 | 0 | 0 | 0 | 0
Coal | 0 | 0 | 0 | 0 | 0 | 0
Geo | 0 | 0 | 0 | 0 | 0 | 0
H | 0 | 0 | 0 | 0 | 0 | 0
LFG | 0 | 0 | 0 | 0 | 0 | 0
Nuc | 0 | 0 | 0 | 0 | 0 | 0
PS | 0 | 0 | 0 | 0 | 0 | 0
PV | 0 | 0 | 0 | 0 | 0 | 0
PeakG | 0 | 0 | 0 | 0 | 0 | 0
PeakO | 0 | 0 | 0 | 0 | 0 | 0
ST | 0 | 0 | 0 | 0 | 0 | 0
STOG | 0 | 0 | 0 | 0 | 0 | 0
STWD | 0 | 0 | 0 | 0 | 0 | 0
WT | 0 | 0 | 0 | 0 | 0 | 0
IGCC | 0 | 0 | 0 | 0 | 0 | 0
DemandResponse | 0 | 0 | 0 | 0 | 0 | 0
IGCC-CCS | 0 | 0 | 0 | 0 | 0 | 0
WT_off | 0 | 0 | 0 | 0 | 0 | 0
PseudoUnit | 0 | 0 | 0 | 0 | 0 | 0
FixedInterchange | 0 | 0 | 0 | 0 | 0 | 0
Emission Cost by Reporting Type: NWPP_NucRenew
ReportingType | 2015 | 2020 | 2025 | 2030 | 2035 | 2040
BM | 0 | 0 | 0 | 0 | 0 | 0
CC | 0 | 0 | 0 | 0 | 0 | 0
CSP | 0 | 0 | 0 | 0 | 0 | 0
CT | 0 | 0 | 0 | 0 | 0 | 0
Coal | 0 | 0 | 0 | 0 | 0 | 0
Geo | 0 | 0 | 0 | 0 | 0 | 0
H | 0 | 0 | 0 | 0 | 0 | 0
LFG | 0 | 0 | 0 | 0 | 0 | 0
Nuc | 0 | 0 | 0 | 0 | 0 | 0
PS | 0 | 0 | 0 | 0 | 0 | 0
PV | 0 | 0 | 0 | 0 | 0 | 0
PeakG | 0 | 0 | 0 | 0 | 0 | 0
PeakO | 0 | 0 | 0 | 0 | 0 | 0
ST | 0 | 0 | 0 | 0 | 0 | 0
STOG | 0 | 0 | 0 | 0 | 0 | 0
STWD | 0 | 0 | 0 | 0 | 0 | 0
WT | 0 | 0 | 0 | 0 | 0 | 0
IGCC | 0 | 0 | 0 | 0 | 0 | 0
DemandResponse | 0 | 0 | 0 | 0 | 0 | 0
IGCC-CCS | 0 | 0 | 0 | 0 | 0 | 0
WT_off | 0 | 0 | 0 | 0 | 0 | 0
PseudoUnit | 0 | 0 | 0 | 0 | 0 | 0
FixedInterchange | 0 | 0 | 0 | 0 | 0 | 0
Emission Cost by Reporting Type: RMPA
ReportingType | 2015 | 2020 | 2025 | 2030 | 2035 | 2040
BM | 0 | 0 | 0 | 0 | 0 | 0
CC | 0 | 0 | 0 | 0 | 0 | 0
CSP | 0 | 0 | 0 | 0 | 0 | 0
CT | 0 | 0 | 0 | 0 | 0 | 0
Coal | 0 | 0 | 0 | 0 | 0 | 0
Geo | 0 | 0 | 0 | 0 | 0 | 0
H | 0 | 0 | 0 | 0 | 0 | 0
LFG | 0 | 0 | 0 | 0 | 0 | 0
Nuc | 0 | 0 | 0 | 0 | 0 | 0
PS | 0 | 0 | 0 | 0 | 0 | 0
PV | 0 | 0 | 0 | 0 | 0 | 0
PeakG | 0 | 0 | 0 | 0 | 0 | 0
PeakO | 0 | 0 | 0 | 0 | 0 | 0
ST | 0 | 0 | 0 | 0 | 0 | 0
STOG | 0 | 0 | 0 | 0 | 0 | 0
STWD | 0 | 0 | 0 | 0 | 0 | 0
WT | 0 | 0 | 0 | 0 | 0 | 0
IGCC | 0 | 0 | 0 | 0 | 0 | 0
DemandResponse | 0 | 0 | 0 | 0 | 0 | 0
IGCC-CCS | 0 | 0 | 0 | 0 | 0 | 0
WT_off | 0 | 0 | 0 | 0 | 0 | 0
PseudoUnit | 0 | 0 | 0 | 0 | 0 | 0
FixedInterchange | 0 | 0 | 0 | 0 | 0 | 0
Emission Cost by Reporting Type: SP15
ReportingType | 2015 | 2020 | 2025 | 2030 | 2035 | 2040
BM | 0 | 0 | 0 | 0 | 0 | 0
CC | 0 | 0 | 0 | 0 | 0 | 0
CSP | 0 | 0 | 0 | 0 | 0 | 0
CT | 0 | 0 | 0 | 0 | 0 | 0
Coal | 0 | 0 | 0 | 0 | 0 | 0
Geo | 0 | 0 | 0 | 0 | 0 | 0
H | 0 | 0 | 0 | 0 | 0 | 0
LFG | 0 | 0 | 0 | 0 | 0 | 0
Nuc | 0 | 0 | 0 | 0 | 0 | 0
PS | 0 | 0 | 0 | 0 | 0 | 0
PV | 0 | 0 | 0 | 0 | 0 | 0
PeakG | 0 | 0 | 0 | 0 | 0 | 0
PeakO | 0 | 0 | 0 | 0 | 0 | 0
ST | 0 | 0 | 0 | 0 | 0 | 0
STOG | 0 | 0 | 0 | 0 | 0 | 0
STWD | 0 | 0 | 0 | 0 | 0 | 0
WT | 0 | 0 | 0 | 0 | 0 | 0
IGCC | 0 | 0 | 0 | 0 | 0 | 0
DemandResponse | 0 | 0 | 0 | 0 | 0 | 0
IGCC-CCS | 0 | 0 | 0 | 0 | 0 | 0
WT_off | 0 | 0 | 0 | 0 | 0 | 0
PseudoUnit | 0 | 0 | 0 | 0 | 0 | 0
FixedInterchange | 0 | 0 | 0 | 0 | 0 | 0
Emission Cost by Reporting Type: ALB
ReportingType | 2015 | 2020 | 2025 | 2030 | 2035 | 2040
BM | 0 | 0 | 0 | 0 | 0 | 0
CC | 0 | 0 | 0 | 0 | 0 | 0
CSP | 0 | 0 | 0 | 0 | 0 | 0
CT | 0 | 0 | 0 | 0 | 0 | 0
Coal | 0 | 0 | 0 | 0 | 0 | 0
Geo | 0 | 0 | 0 | 0 | 0 | 0
H | 0 | 0 | 0 | 0 | 0 | 0
LFG | 0 | 0 | 0 | 0 | 0 | 0
Nuc | 0 | 0 | 0 | 0 | 0 | 0
PS | 0 | 0 | 0 | 0 | 0 | 0
PV | 0 | 0 | 0 | 0 | 0 | 0
PeakG | 0 | 0 | 0 | 0 | 0 | 0
PeakO | 0 | 0 | 0 | 0 | 0 | 0
ST | 0 | 0 | 0 | 0 | 0 | 0
STOG | 0 | 0 | 0 | 0 | 0 | 0
STWD | 0 | 0 | 0 | 0 | 0 | 0
WT | 0 | 0 | 0 | 0 | 0 | 0
IGCC | 0 | 0 | 0 | 0 | 0 | 0
DemandResponse | 0 | 0 | 0 | 0 | 0 | 0
IGCC-CCS | 0 | 0 | 0 | 0 | 0 | 0
WT_off | 0 | 0 | 0 | 0 | 0 | 0
PseudoUnit | 0 | 0 | 0 | 0 | 0 | 0
FixedInterchange | 0 | 0 | 0 | 0 | 0 | 0
Emission Cost by Reporting Type: BC
ReportingType | 2015 | 2020 | 2025 | 2030 | 2035 | 2040
BM | 0 | 0 | 0 | 0 | 0 | 0
CC | 0 | 0 | 0 | 0 | 0 | 0
CSP | 0 | 0 | 0 | 0 | 0 | 0
CT | 0 | 0 | 0 | 0 | 0 | 0
Coal | 0 | 0 | 0 | 0 | 0 | 0
Geo | 0 | 0 | 0 | 0 | 0 | 0
H | 0 | 0 | 0 | 0 | 0 | 0
LFG | 0 | 0 | 0 | 0 | 0 | 0
Nuc | 0 | 0 | 0 | 0 | 0 | 0
PS | 0 | 0 | 0 | 0 | 0 | 0
PV | 0 | 0 | 0 | 0 | 0 | 0
PeakG | 0 | 0 | 0 | 0 | 0 | 0
PeakO | 0 | 0 | 0 | 0 | 0 | 0
ST | 0 | 0 | 0 | 0 | 0 | 0
STOG | 0 | 0 | 0 | 0 | 0 | 0
STWD | 0 | 0 | 0 | 0 | 0 | 0
WT | 0 | 0 | 0 | 0 | 0 | 0
IGCC | 0 | 0 | 0 | 0 | 0 | 0
DemandResponse | 0 | 0 | 0 | 0 | 0 | 0
IGCC-CCS | 0 | 0 | 0 | 0 | 0 | 0
WT_off | 0 | 0 | 0 | 0 | 0 | 0
PseudoUnit | 0 | 0 | 0 | 0 | 0 | 0
FixedInterchange | 0 | 0 | 0 | 0 | 0 | 0
Emission Cost by Reporting Type: HQ_IESO
ReportingType | 2015 | 2020 | 2025 | 2030 | 2035 | 2040
BM | 0 | 0 | 0 | 0 | 0 | 0
CC | 0 | 0 | 0 | 0 | 0 | 0
CSP | 0 | 0 | 0 | 0 | 0 | 0
CT | 0 | 0 | 0 | 0 | 0 | 0
Coal | 0 | 0 | 0 | 0 | 0 | 0
Geo | 0 | 0 | 0 | 0 | 0 | 0
H | 0 | 0 | 0 | 0 | 0 | 0
LFG | 0 | 0 | 0 | 0 | 0 | 0
Nuc | 0 | 0 | 0 | 0 | 0 | 0
PS | 0 | 0 | 0 | 0 | 0 | 0
PV | 0 | 0 | 0 | 0 | 0 | 0
PeakG | 0 | 0 | 0 | 0 | 0 | 0
PeakO | 0 | 0 | 0 | 0 | 0 | 0
ST | 0 | 0 | 0 | 0 | 0 | 0
STOG | 0 | 0 | 0 | 0 | 0 | 0
STWD | 0 | 0 | 0 | 0 | 0 | 0
WT | 0 | 0 | 0 | 0 | 0 | 0
IGCC | 0 | 0 | 0 | 0 | 0 | 0
DemandResponse | 0 | 0 | 0 | 0 | 0 | 0
IGCC-CCS | 0 | 0 | 0 | 0 | 0 | 0
WT_off | 0 | 0 | 0 | 0 | 0 | 0
PseudoUnit | 0 | 0 | 0 | 0 | 0 | 0
FixedInterchange | 0 | 0 | 0 | 0 | 0 | 0
Emission Cost by Reporting Type: HQ_NEISO
ReportingType | 2015 | 2020 | 2025 | 2030 | 2035 | 2040
BM | 0 | 0 | 0 | 0 | 0 | 0
CC | 0 | 0 | 0 | 0 | 0 | 0
CSP | 0 | 0 | 0 | 0 | 0 | 0
CT | 0 | 0 | 0 | 0 | 0 | 0
Coal | 0 | 0 | 0 | 0 | 0 | 0
Geo | 0 | 0 | 0 | 0 | 0 | 0
H | 0 | 0 | 0 | 0 | 0 | 0
LFG | 0 | 0 | 0 | 0 | 0 | 0
Nuc | 0 | 0 | 0 | 0 | 0 | 0
PS | 0 | 0 | 0 | 0 | 0 | 0
PV | 0 | 0 | 0 | 0 | 0 | 0
PeakG | 0 | 0 | 0 | 0 | 0 | 0
PeakO | 0 | 0 | 0 | 0 | 0 | 0
ST | 0 | 0 | 0 | 0 | 0 | 0
STOG | 0 | 0 | 0 | 0 | 0 | 0
STWD | 0 | 0 | 0 | 0 | 0 | 0
WT | 0 | 0 | 0 | 0 | 0 | 0
IGCC | 0 | 0 | 0 | 0 | 0 | 0
DemandResponse | 0 | 0 | 0 | 0 | 0 | 0
IGCC-CCS | 0 | 0 | 0 | 0 | 0 | 0
WT_off | 0 | 0 | 0 | 0 | 0 | 0
PseudoUnit | 0 | 0 | 0 | 0 | 0 | 0
FixedInterchange | 0 | 0 | 0 | 0 | 0 | 0
Emission Cost by Reporting Type: HQ_NY
ReportingType | 2015 | 2020 | 2025 | 2030 | 2035 | 2040
BM | 0 | 0 | 0 | 0 | 0 | 0
CC | 0 | 0 | 0 | 0 | 0 | 0
CSP | 0 | 0 | 0 | 0 | 0 | 0
CT | 0 | 0 | 0 | 0 | 0 | 0
Coal | 0 | 0 | 0 | 0 | 0 | 0
Geo | 0 | 0 | 0 | 0 | 0 | 0
H | 0 | 0 | 0 | 0 | 0 | 0
LFG | 0 | 0 | 0 | 0 | 0 | 0
Nuc | 0 | 0 | 0 | 0 | 0 | 0
PS | 0 | 0 | 0 | 0 | 0 | 0
PV | 0 | 0 | 0 | 0 | 0 | 0
PeakG | 0 | 0 | 0 | 0 | 0 | 0
PeakO | 0 | 0 | 0 | 0 | 0 | 0
ST | 0 | 0 | 0 | 0 | 0 | 0
STOG | 0 | 0 | 0 | 0 | 0 | 0
STWD | 0 | 0 | 0 | 0 | 0 | 0
WT | 0 | 0 | 0 | 0 | 0 | 0
IGCC | 0 | 0 | 0 | 0 | 0 | 0
DemandResponse | 0 | 0 | 0 | 0 | 0 | 0
IGCC-CCS | 0 | 0 | 0 | 0 | 0 | 0
WT_off | 0 | 0 | 0 | 0 | 0 | 0
PseudoUnit | 0 | 0 | 0 | 0 | 0 | 0
FixedInterchange | 0 | 0 | 0 | 0 | 0 | 0
Emission Cost by Reporting Type: MARITIMES
ReportingType | 2015 | 2020 | 2025 | 2030 | 2035 | 2040
BM | 0 | 0 | 0 | 0 | 0 | 0
CC | 0 | 0 | 0 | 0 | 0 | 0
CSP | 0 | 0 | 0 | 0 | 0 | 0
CT | 0 | 0 | 0 | 0 | 0 | 0
Coal | 0 | 0 | 0 | 0 | 0 | 0
Geo | 0 | 0 | 0 | 0 | 0 | 0
H | 0 | 0 | 0 | 0 | 0 | 0
LFG | 0 | 0 | 0 | 0 | 0 | 0
Nuc | 0 | 0 | 0 | 0 | 0 | 0
PS | 0 | 0 | 0 | 0 | 0 | 0
PV | 0 | 0 | 0 | 0 | 0 | 0
PeakG | 0 | 0 | 0 | 0 | 0 | 0
PeakO | 0 | 0 | 0 | 0 | 0 | 0
ST | 0 | 0 | 0 | 0 | 0 | 0
STOG | 0 | 0 | 0 | 0 | 0 | 0
STWD | 0 | 0 | 0 | 0 | 0 | 0
WT | 0 | 0 | 0 | 0 | 0 | 0
IGCC | 0 | 0 | 0 | 0 | 0 | 0
DemandResponse | 0 | 0 | 0 | 0 | 0 | 0
IGCC-CCS | 0 | 0 | 0 | 0 | 0 | 0
WT_off | 0 | 0 | 0 | 0 | 0 | 0
PseudoUnit | 0 | 0 | 0 | 0 | 0 | 0
FixedInterchange | 0 | 0 | 0 | 0 | 0 | 0
Emission Cost by Reporting Type: All
ReportingType | 2015 | 2020 | 2025 | 2030 | 2035 | 2040
BM | 0 | 0 | 0 | 0 | 0 | 0
CC | 0 | 0 | 0 | 0 | 0 | 0
CSP | 0 | 0 | 0 | 0 | 0 | 0
CT | 0 | 0 | 0 | 0 | 0 | 0
Coal | 0 | 0 | 0 | 0 | 0 | 0
Geo | 0 | 0 | 0 | 0 | 0 | 0
H | 0 | 0 | 0 | 0 | 0 | 0
LFG | 0 | 0 | 0 | 0 | 0 | 0
Nuc | 0 | 0 | 0 | 0 | 0 | 0
PS | 0 | 0 | 0 | 0 | 0 | 0
PV | 0 | 0 | 0 | 0 | 0 | 0
PeakG | 0 | 0 | 0 | 0 | 0 | 0
PeakO | 0 | 0 | 0 | 0 | 0 | 0
ST | 0 | 0 | 0 | 0 | 0 | 0
STOG | 0 | 0 | 0 | 0 | 0 | 0
STWD | 0 | 0 | 0 | 0 | 0 | 0
WT | 0 | 0 | 0 | 0 | 0 | 0
IGCC | 0 | 0 | 0 | 0 | 0 | 0
DemandResponse | 0 | 0 | 0 | 0 | 0 | 0
IGCC-CCS | 0 | 0 | 0 | 0 | 0 | 0
WT_off | 0 | 0 | 0 | 0 | 0 | 0
PseudoUnit | 0 | 0 | 0 | 0 | 0 | 0
FixedInterchange | 0 | 0 | 0 | 0 | 0 | 0
Emission Cost by Reporting Type: EI_US
ReportingType | 2015 | 2020 | 2025 | 2030 | 2035 | 2040
BM | 0 | 0 | 0 | 0 | 0 | 0
CC | 0 | 0 | 0 | 0 | 0 | 0
CSP | 0 | 0 | 0 | 0 | 0 | 0
CT | 0 | 0 | 0 | 0 | 0 | 0
Coal | 0 | 0 | 0 | 0 | 0 | 0
Geo | 0 | 0 | 0 | 0 | 0 | 0
H | 0 | 0 | 0 | 0 | 0 | 0
LFG | 0 | 0 | 0 | 0 | 0 | 0
Nuc | 0 | 0 | 0 | 0 | 0 | 0
PS | 0 | 0 | 0 | 0 | 0 | 0
PV | 0 | 0 | 0 | 0 | 0 | 0
PeakG | 0 | 0 | 0 | 0 | 0 | 0
PeakO | 0 | 0 | 0 | 0 | 0 | 0
ST | 0 | 0 | 0 | 0 | 0 | 0
STOG | 0 | 0 | 0 | 0 | 0 | 0
STWD | 0 | 0 | 0 | 0 | 0 | 0
WT | 0 | 0 | 0 | 0 | 0 | 0
IGCC | 0 | 0 | 0 | 0 | 0 | 0
DemandResponse | 0 | 0 | 0 | 0 | 0 | 0
IGCC-CCS | 0 | 0 | 0 | 0 | 0 | 0
WT_off | 0 | 0 | 0 | 0 | 0 | 0
PseudoUnit | 0 | 0 | 0 | 0 | 0 | 0
FixedInterchange | 0 | 0 | 0 | 0 | 0 | 0
Emission Cost by Reporting Type: EI_Canada
ReportingType | 2015 | 2020 | 2025 | 2030 | 2035 | 2040
BM | 0 | 0 | 0 | 0 | 0 | 0
CC | 0 | 0 | 0 | 0 | 0 | 0
CSP | 0 | 0 | 0 | 0 | 0 | 0
CT | 0 | 0 | 0 | 0 | 0 | 0
Coal | 0 | 0 | 0 | 0 | 0 | 0
Geo | 0 | 0 | 0 | 0 | 0 | 0
H | 0 | 0 | 0 | 0 | 0 | 0
LFG | 0 | 0 | 0 | 0 | 0 | 0
Nuc | 0 | 0 | 0 | 0 | 0 | 0
PS | 0 | 0 | 0 | 0 | 0 | 0
PV | 0 | 0 | 0 | 0 | 0 | 0
PeakG | 0 | 0 | 0 | 0 | 0 | 0
PeakO | 0 | 0 | 0 | 0 | 0 | 0
ST | 0 | 0 | 0 | 0 | 0 | 0
STOG | 0 | 0 | 0 | 0 | 0 | 0
STWD | 0 | 0 | 0 | 0 | 0 | 0
WT | 0 | 0 | 0 | 0 | 0 | 0
IGCC | 0 | 0 | 0 | 0 | 0 | 0
DemandResponse | 0 | 0 | 0 | 0 | 0 | 0
IGCC-CCS | 0 | 0 | 0 | 0 | 0 | 0
WT_off | 0 | 0 | 0 | 0 | 0 | 0
PseudoUnit | 0 | 0 | 0 | 0 | 0 | 0
FixedInterchange | 0 | 0 | 0 | 0 | 0 | 0
Emission Cost by Reporting Type: EI
ReportingType | 2015 | 2020 | 2025 | 2030 | 2035 | 2040
BM | 0 | 0 | 0 | 0 | 0 | 0
CC | 0 | 0 | 0 | 0 | 0 | 0
CSP | 0 | 0 | 0 | 0 | 0 | 0
CT | 0 | 0 | 0 | 0 | 0 | 0
Coal | 0 | 0 | 0 | 0 | 0 | 0
Geo | 0 | 0 | 0 | 0 | 0 | 0
H | 0 | 0 | 0 | 0 | 0 | 0
LFG | 0 | 0 | 0 | 0 | 0 | 0
Nuc | 0 | 0 | 0 | 0 | 0 | 0
PS | 0 | 0 | 0 | 0 | 0 | 0
PV | 0 | 0 | 0 | 0 | 0 | 0
PeakG | 0 | 0 | 0 | 0 | 0 | 0
PeakO | 0 | 0 | 0 | 0 | 0 | 0
ST | 0 | 0 | 0 | 0 | 0 | 0
STOG | 0 | 0 | 0 | 0 | 0 | 0
STWD | 0 | 0 | 0 | 0 | 0 | 0
WT | 0 | 0 | 0 | 0 | 0 | 0
IGCC | 0 | 0 | 0 | 0 | 0 | 0
DemandResponse | 0 | 0 | 0 | 0 | 0 | 0
IGCC-CCS | 0 | 0 | 0 | 0 | 0 | 0
WT_off | 0 | 0 | 0 | 0 | 0 | 0
PseudoUnit | 0 | 0 | 0 | 0 | 0 | 0
FixedInterchange | 0 | 0 | 0 | 0 | 0 | 0
Emission Cost by Reporting Type: Outside_EI
ReportingType | 2015 | 2020 | 2025 | 2030 | 2035 | 2040
BM | 0 | 0 | 0 | 0 | 0 | 0
CC | 0 | 0 | 0 | 0 | 0 | 0
CSP | 0 | 0 | 0 | 0 | 0 | 0
CT | 0 | 0 | 0 | 0 | 0 | 0
Coal | 0 | 0 | 0 | 0 | 0 | 0
Geo | 0 | 0 | 0 | 0 | 0 | 0
H | 0 | 0 | 0 | 0 | 0 | 0
LFG | 0 | 0 | 0 | 0 | 0 | 0
Nuc | 0 | 0 | 0 | 0 | 0 | 0
PS | 0 | 0 | 0 | 0 | 0 | 0
PV | 0 | 0 | 0 | 0 | 0 | 0
PeakG | 0 | 0 | 0 | 0 | 0 | 0
PeakO | 0 | 0 | 0 | 0 | 0 | 0
ST | 0 | 0 | 0 | 0 | 0 | 0
STOG | 0 | 0 | 0 | 0 | 0 | 0
STWD | 0 | 0 | 0 | 0 | 0 | 0
WT | 0 | 0 | 0 | 0 | 0 | 0
IGCC | 0 | 0 | 0 | 0 | 0 | 0
DemandResponse | 0 | 0 | 0 | 0 | 0 | 0
IGCC-CCS | 0 | 0 | 0 | 0 | 0 | 0
WT_off | 0 | 0 | 0 | 0 | 0 | 0
PseudoUnit | 0 | 0 | 0 | 0 | 0 | 0
FixedInterchange | 0 | 0 | 0 | 0 | 0 | 0
==== Emission Program: CAIRNOxAnnual : (NOx) ====
Emission Cost by Reporting Type: Entergy
ReportingType | 2015 | 2020 | 2025 | 2030 | 2035 | 2040
BM | 0 | 0 | 0 | 0 | 0 | 0
CC | 0 | 0 | 0 | 0 | 0 | 0
CSP | 0 | 0 | 0 | 0 | 0 | 0
CT | 0 | 0 | 0 | 0 | 0 | 0
Coal | 0 | 0 | 0 | 0 | 0 | 0
Geo | 0 | 0 | 0 | 0 | 0 | 0
H | 0 | 0 | 0 | 0 | 0 | 0
LFG | 0 | 0 | 0 | 0 | 0 | 0
Nuc | 0 | 0 | 0 | 0 | 0 | 0
PS | 0 | 0 | 0 | 0 | 0 | 0
PV | 0 | 0 | 0 | 0 | 0 | 0
PeakG | 0 | 0 | 0 | 0 | 0 | 0
PeakO | 0 | 0 | 0 | 0 | 0 | 0
ST | 0 | 0 | 0 | 0 | 0 | 0
STOG | 0 | 0 | 0 | 0 | 0 | 0
STWD | 0 | 0 | 0 | 0 | 0 | 0
WT | 0 | 0 | 0 | 0 | 0 | 0
IGCC | 0 | 0 | 0 | 0 | 0 | 0
DemandResponse | 0 | 0 | 0 | 0 | 0 | 0
IGCC-CCS | 0 | 0 | 0 | 0 | 0 | 0
WT_off | 0 | 0 | 0 | 0 | 0 | 0
PseudoUnit | 0 | 0 | 0 | 0 | 0 | 0
FixedInterchange | 0 | 0 | 0 | 0 | 0 | 0
Emission Cost by Reporting Type: FRCC
ReportingType | 2015 | 2020 | 2025 | 2030 | 2035 | 2040
BM | 0 | 0 | 0 | 0 | 0 | 0
CC | 0 | 0 | 0 | 0 | 0 | 0
CSP | 0 | 0 | 0 | 0 | 0 | 0
CT | 0 | 0 | 0 | 0 | 0 | 0
Coal | 0 | 0 | 0 | 0 | 0 | 0
Geo | 0 | 0 | 0 | 0 | 0 | 0
H | 0 | 0 | 0 | 0 | 0 | 0
LFG | 0 | 0 | 0 | 0 | 0 | 0
Nuc | 0 | 0 | 0 | 0 | 0 | 0
PS | 0 | 0 | 0 | 0 | 0 | 0
PV | 0 | 0 | 0 | 0 | 0 | 0
PeakG | 0 | 0 | 0 | 0 | 0 | 0
PeakO | 0 | 0 | 0 | 0 | 0 | 0
ST | 0 | 0 | 0 | 0 | 0 | 0
STOG | 0 | 0 | 0 | 0 | 0 | 0
STWD | 0 | 0 | 0 | 0 | 0 | 0
WT | 0 | 0 | 0 | 0 | 0 | 0
IGCC | 0 | 0 | 0 | 0 | 0 | 0
DemandResponse | 0 | 0 | 0 | 0 | 0 | 0
IGCC-CCS | 0 | 0 | 0 | 0 | 0 | 0
WT_off | 0 | 0 | 0 | 0 | 0 | 0
PseudoUnit | 0 | 0 | 0 | 0 | 0 | 0
FixedInterchange | 0 | 0 | 0 | 0 | 0 | 0
Emission Cost by Reporting Type: MAPP_US
ReportingType | 2015 | 2020 | 2025 | 2030 | 2035 | 2040
BM | 0 | 0 | 0 | 0 | 0 | 0
CC | 0 | 0 | 0 | 0 | 0 | 0
CSP | 0 | 0 | 0 | 0 | 0 | 0
CT | 0 | 0 | 0 | 0 | 0 | 0
Coal | 0 | 0 | 0 | 0 | 0 | 0
Geo | 0 | 0 | 0 | 0 | 0 | 0
H | 0 | 0 | 0 | 0 | 0 | 0
LFG | 0 | 0 | 0 | 0 | 0 | 0
Nuc | 0 | 0 | 0 | 0 | 0 | 0
PS | 0 | 0 | 0 | 0 | 0 | 0
PV | 0 | 0 | 0 | 0 | 0 | 0
PeakG | 0 | 0 | 0 | 0 | 0 | 0
PeakO | 0 | 0 | 0 | 0 | 0 | 0
ST | 0 | 0 | 0 | 0 | 0 | 0
STOG | 0 | 0 | 0 | 0 | 0 | 0
STWD | 0 | 0 | 0 | 0 | 0 | 0
WT | 0 | 0 | 0 | 0 | 0 | 0
IGCC | 0 | 0 | 0 | 0 | 0 | 0
DemandResponse | 0 | 0 | 0 | 0 | 0 | 0
IGCC-CCS | 0 | 0 | 0 | 0 | 0 | 0
WT_off | 0 | 0 | 0 | 0 | 0 | 0
PseudoUnit | 0 | 0 | 0 | 0 | 0 | 0
FixedInterchange | 0 | 0 | 0 | 0 | 0 | 0
Emission Cost by Reporting Type: MISO_IN
ReportingType | 2015 | 2020 | 2025 | 2030 | 2035 | 2040
BM | 0 | 0 | 0 | 0 | 0 | 0
CC | 0 | 0 | 0 | 0 | 0 | 0
CSP | 0 | 0 | 0 | 0 | 0 | 0
CT | 0 | 0 | 0 | 0 | 0 | 0
Coal | 0 | 0 | 0 | 0 | 0 | 0
Geo | 0 | 0 | 0 | 0 | 0 | 0
H | 0 | 0 | 0 | 0 | 0 | 0
LFG | 0 | 0 | 0 | 0 | 0 | 0
Nuc | 0 | 0 | 0 | 0 | 0 | 0
PS | 0 | 0 | 0 | 0 | 0 | 0
PV | 0 | 0 | 0 | 0 | 0 | 0
PeakG | 0 | 0 | 0 | 0 | 0 | 0
PeakO | 0 | 0 | 0 | 0 | 0 | 0
ST | 0 | 0 | 0 | 0 | 0 | 0
STOG | 0 | 0 | 0 | 0 | 0 | 0
STWD | 0 | 0 | 0 | 0 | 0 | 0
WT | 0 | 0 | 0 | 0 | 0 | 0
IGCC | 0 | 0 | 0 | 0 | 0 | 0
DemandResponse | 0 | 0 | 0 | 0 | 0 | 0
IGCC-CCS | 0 | 0 | 0 | 0 | 0 | 0
WT_off | 0 | 0 | 0 | 0 | 0 | 0
PseudoUnit | 0 | 0 | 0 | 0 | 0 | 0
FixedInterchange | 0 | 0 | 0 | 0 | 0 | 0
Emission Cost by Reporting Type: MISO_MI
ReportingType | 2015 | 2020 | 2025 | 2030 | 2035 | 2040
BM | 0 | 0 | 0 | 0 | 0 | 0
CC | 0 | 0 | 0 | 0 | 0 | 0
CSP | 0 | 0 | 0 | 0 | 0 | 0
CT | 0 | 0 | 0 | 0 | 0 | 0
Coal | 0 | 0 | 0 | 0 | 0 | 0
Geo | 0 | 0 | 0 | 0 | 0 | 0
H | 0 | 0 | 0 | 0 | 0 | 0
LFG | 0 | 0 | 0 | 0 | 0 | 0
Nuc | 0 | 0 | 0 | 0 | 0 | 0
PS | 0 | 0 | 0 | 0 | 0 | 0
PV | 0 | 0 | 0 | 0 | 0 | 0
PeakG | 0 | 0 | 0 | 0 | 0 | 0
PeakO | 0 | 0 | 0 | 0 | 0 | 0
ST | 0 | 0 | 0 | 0 | 0 | 0
STOG | 0 | 0 | 0 | 0 | 0 | 0
STWD | 0 | 0 | 0 | 0 | 0 | 0
WT | 0 | 0 | 0 | 0 | 0 | 0
IGCC | 0 | 0 | 0 | 0 | 0 | 0
DemandResponse | 0 | 0 | 0 | 0 | 0 | 0
IGCC-CCS | 0 | 0 | 0 | 0 | 0 | 0
WT_off | 0 | 0 | 0 | 0 | 0 | 0
PseudoUnit | 0 | 0 | 0 | 0 | 0 | 0
FixedInterchange | 0 | 0 | 0 | 0 | 0 | 0
Emission Cost by Reporting Type: MISO_MO-IL
ReportingType | 2015 | 2020 | 2025 | 2030 | 2035 | 2040
BM | 0 | 0 | 0 | 0 | 0 | 0
CC | 0 | 0 | 0 | 0 | 0 | 0
CSP | 0 | 0 | 0 | 0 | 0 | 0
CT | 0 | 0 | 0 | 0 | 0 | 0
Coal | 0 | 0 | 0 | 0 | 0 | 0
Geo | 0 | 0 | 0 | 0 | 0 | 0
H | 0 | 0 | 0 | 0 | 0 | 0
LFG | 0 | 0 | 0 | 0 | 0 | 0
Nuc | 0 | 0 | 0 | 0 | 0 | 0
PS | 0 | 0 | 0 | 0 | 0 | 0
PV | 0 | 0 | 0 | 0 | 0 | 0
PeakG | 0 | 0 | 0 | 0 | 0 | 0
PeakO | 0 | 0 | 0 | 0 | 0 | 0
ST | 0 | 0 | 0 | 0 | 0 | 0
STOG | 0 | 0 | 0 | 0 | 0 | 0
STWD | 0 | 0 | 0 | 0 | 0 | 0
WT | 0 | 0 | 0 | 0 | 0 | 0
IGCC | 0 | 0 | 0 | 0 | 0 | 0
DemandResponse | 0 | 0 | 0 | 0 | 0 | 0
IGCC-CCS | 0 | 0 | 0 | 0 | 0 | 0
WT_off | 0 | 0 | 0 | 0 | 0 | 0
PseudoUnit | 0 | 0 | 0 | 0 | 0 | 0
FixedInterchange | 0 | 0 | 0 | 0 | 0 | 0
Emission Cost by Reporting Type: MISO_W
ReportingType | 2015 | 2020 | 2025 | 2030 | 2035 | 2040
BM | 0 | 0 | 0 | 0 | 0 | 0
CC | 0 | 0 | 0 | 0 | 0 | 0
CSP | 0 | 0 | 0 | 0 | 0 | 0
CT | 0 | 0 | 0 | 0 | 0 | 0
Coal | 0 | 0 | 0 | 0 | 0 | 0
Geo | 0 | 0 | 0 | 0 | 0 | 0
H | 0 | 0 | 0 | 0 | 0 | 0
LFG | 0 | 0 | 0 | 0 | 0 | 0
Nuc | 0 | 0 | 0 | 0 | 0 | 0
PS | 0 | 0 | 0 | 0 | 0 | 0
PV | 0 | 0 | 0 | 0 | 0 | 0
PeakG | 0 | 0 | 0 | 0 | 0 | 0
PeakO | 0 | 0 | 0 | 0 | 0 | 0
ST | 0 | 0 | 0 | 0 | 0 | 0
STOG | 0 | 0 | 0 | 0 | 0 | 0
STWD | 0 | 0 | 0 | 0 | 0 | 0
WT | 0 | 0 | 0 | 0 | 0 | 0
IGCC | 0 | 0 | 0 | 0 | 0 | 0
DemandResponse | 0 | 0 | 0 | 0 | 0 | 0
IGCC-CCS | 0 | 0 | 0 | 0 | 0 | 0
WT_off | 0 | 0 | 0 | 0 | 0 | 0
PseudoUnit | 0 | 0 | 0 | 0 | 0 | 0
FixedInterchange | 0 | 0 | 0 | 0 | 0 | 0
Emission Cost by Reporting Type: MISO_WUMS
ReportingType | 2015 | 2020 | 2025 | 2030 | 2035 | 2040
BM | 0 | 0 | 0 | 0 | 0 | 0
CC | 0 | 0 | 0 | 0 | 0 | 0
CSP | 0 | 0 | 0 | 0 | 0 | 0
CT | 0 | 0 | 0 | 0 | 0 | 0
Coal | 0 | 0 | 0 | 0 | 0 | 0
Geo | 0 | 0 | 0 | 0 | 0 | 0
H | 0 | 0 | 0 | 0 | 0 | 0
LFG | 0 | 0 | 0 | 0 | 0 | 0
Nuc | 0 | 0 | 0 | 0 | 0 | 0
PS | 0 | 0 | 0 | 0 | 0 | 0
PV | 0 | 0 | 0 | 0 | 0 | 0
PeakG | 0 | 0 | 0 | 0 | 0 | 0
PeakO | 0 | 0 | 0 | 0 | 0 | 0
ST | 0 | 0 | 0 | 0 | 0 | 0
STOG | 0 | 0 | 0 | 0 | 0 | 0
STWD | 0 | 0 | 0 | 0 | 0 | 0
WT | 0 | 0 | 0 | 0 | 0 | 0
IGCC | 0 | 0 | 0 | 0 | 0 | 0
DemandResponse | 0 | 0 | 0 | 0 | 0 | 0
IGCC-CCS | 0 | 0 | 0 | 0 | 0 | 0
WT_off | 0 | 0 | 0 | 0 | 0 | 0
PseudoUnit | 0 | 0 | 0 | 0 | 0 | 0
FixedInterchange | 0 | 0 | 0 | 0 | 0 | 0
Emission Cost by Reporting Type: Nebraska
ReportingType | 2015 | 2020 | 2025 | 2030 | 2035 | 2040
BM | 0 | 0 | 0 | 0 | 0 | 0
CC | 0 | 0 | 0 | 0 | 0 | 0
CSP | 0 | 0 | 0 | 0 | 0 | 0
CT | 0 | 0 | 0 | 0 | 0 | 0
Coal | 0 | 0 | 0 | 0 | 0 | 0
Geo | 0 | 0 | 0 | 0 | 0 | 0
H | 0 | 0 | 0 | 0 | 0 | 0
LFG | 0 | 0 | 0 | 0 | 0 | 0
Nuc | 0 | 0 | 0 | 0 | 0 | 0
PS | 0 | 0 | 0 | 0 | 0 | 0
PV | 0 | 0 | 0 | 0 | 0 | 0
PeakG | 0 | 0 | 0 | 0 | 0 | 0
PeakO | 0 | 0 | 0 | 0 | 0 | 0
ST | 0 | 0 | 0 | 0 | 0 | 0
STOG | 0 | 0 | 0 | 0 | 0 | 0
STWD | 0 | 0 | 0 | 0 | 0 | 0
WT | 0 | 0 | 0 | 0 | 0 | 0
IGCC | 0 | 0 | 0 | 0 | 0 | 0
DemandResponse | 0 | 0 | 0 | 0 | 0 | 0
IGCC-CCS | 0 | 0 | 0 | 0 | 0 | 0
WT_off | 0 | 0 | 0 | 0 | 0 | 0
PseudoUnit | 0 | 0 | 0 | 0 | 0 | 0
FixedInterchange | 0 | 0 | 0 | 0 | 0 | 0
Emission Cost by Reporting Type: NEISO
ReportingType | 2015 | 2020 | 2025 | 2030 | 2035 | 2040
BM | 0 | 0 | 0 | 0 | 0 | 0
CC | 0 | 0 | 0 | 0 | 0 | 0
CSP | 0 | 0 | 0 | 0 | 0 | 0
CT | 0 | 0 | 0 | 0 | 0 | 0
Coal | 0 | 0 | 0 | 0 | 0 | 0
Geo | 0 | 0 | 0 | 0 | 0 | 0
H | 0 | 0 | 0 | 0 | 0 | 0
LFG | 0 | 0 | 0 | 0 | 0 | 0
Nuc | 0 | 0 | 0 | 0 | 0 | 0
PS | 0 | 0 | 0 | 0 | 0 | 0
PV | 0 | 0 | 0 | 0 | 0 | 0
PeakG | 0 | 0 | 0 | 0 | 0 | 0
PeakO | 0 | 0 | 0 | 0 | 0 | 0
ST | 0 | 0 | 0 | 0 | 0 | 0
STOG | 0 | 0 | 0 | 0 | 0 | 0
STWD | 0 | 0 | 0 | 0 | 0 | 0
WT | 0 | 0 | 0 | 0 | 0 | 0
IGCC | 0 | 0 | 0 | 0 | 0 | 0
DemandResponse | 0 | 0 | 0 | 0 | 0 | 0
IGCC-CCS | 0 | 0 | 0 | 0 | 0 | 0
WT_off | 0 | 0 | 0 | 0 | 0 | 0
PseudoUnit | 0 | 0 | 0 | 0 | 0 | 0
FixedInterchange | 0 | 0 | 0 | 0 | 0 | 0
Emission Cost by Reporting Type: NonRTO_Midwest
ReportingType | 2015 | 2020 | 2025 | 2030 | 2035 | 2040
BM | 0 | 0 | 0 | 0 | 0 | 0
CC | 0 | 0 | 0 | 0 | 0 | 0
CSP | 0 | 0 | 0 | 0 | 0 | 0
CT | 0 | 0 | 0 | 0 | 0 | 0
Coal | 0 | 0 | 0 | 0 | 0 | 0
Geo | 0 | 0 | 0 | 0 | 0 | 0
H | 0 | 0 | 0 | 0 | 0 | 0
LFG | 0 | 0 | 0 | 0 | 0 | 0
Nuc | 0 | 0 | 0 | 0 | 0 | 0
PS | 0 | 0 | 0 | 0 | 0 | 0
PV | 0 | 0 | 0 | 0 | 0 | 0
PeakG | 0 | 0 | 0 | 0 | 0 | 0
PeakO | 0 | 0 | 0 | 0 | 0 | 0
ST | 0 | 0 | 0 | 0 | 0 | 0
STOG | 0 | 0 | 0 | 0 | 0 | 0
STWD | 0 | 0 | 0 | 0 | 0 | 0
WT | 0 | 0 | 0 | 0 | 0 | 0
IGCC | 0 | 0 | 0 | 0 | 0 | 0
DemandResponse | 0 | 0 | 0 | 0 | 0 | 0
IGCC-CCS | 0 | 0 | 0 | 0 | 0 | 0
WT_off | 0 | 0 | 0 | 0 | 0 | 0
PseudoUnit | 0 | 0 | 0 | 0 | 0 | 0
FixedInterchange | 0 | 0 | 0 | 0 | 0 | 0
Emission Cost by Reporting Type: NYISO_A-F
ReportingType | 2015 | 2020 | 2025 | 2030 | 2035 | 2040
BM | 0 | 0 | 0 | 0 | 0 | 0
CC | 0 | 0 | 0 | 0 | 0 | 0
CSP | 0 | 0 | 0 | 0 | 0 | 0
CT | 0 | 0 | 0 | 0 | 0 | 0
Coal | 0 | 0 | 0 | 0 | 0 | 0
Geo | 0 | 0 | 0 | 0 | 0 | 0
H | 0 | 0 | 0 | 0 | 0 | 0
LFG | 0 | 0 | 0 | 0 | 0 | 0
Nuc | 0 | 0 | 0 | 0 | 0 | 0
PS | 0 | 0 | 0 | 0 | 0 | 0
PV | 0 | 0 | 0 | 0 | 0 | 0
PeakG | 0 | 0 | 0 | 0 | 0 | 0
PeakO | 0 | 0 | 0 | 0 | 0 | 0
ST | 0 | 0 | 0 | 0 | 0 | 0
STOG | 0 | 0 | 0 | 0 | 0 | 0
STWD | 0 | 0 | 0 | 0 | 0 | 0
WT | 0 | 0 | 0 | 0 | 0 | 0
IGCC | 0 | 0 | 0 | 0 | 0 | 0
DemandResponse | 0 | 0 | 0 | 0 | 0 | 0
IGCC-CCS | 0 | 0 | 0 | 0 | 0 | 0
WT_off | 0 | 0 | 0 | 0 | 0 | 0
PseudoUnit | 0 | 0 | 0 | 0 | 0 | 0
FixedInterchange | 0 | 0 | 0 | 0 | 0 | 0
Emission Cost by Reporting Type: NYISO_G-I
ReportingType | 2015 | 2020 | 2025 | 2030 | 2035 | 2040
BM | 0 | 0 | 0 | 0 | 0 | 0
CC | 0 | 0 | 0 | 0 | 0 | 0
CSP | 0 | 0 | 0 | 0 | 0 | 0
CT | 0 | 0 | 0 | 0 | 0 | 0
Coal | 0 | 0 | 0 | 0 | 0 | 0
Geo | 0 | 0 | 0 | 0 | 0 | 0
H | 0 | 0 | 0 | 0 | 0 | 0
LFG | 0 | 0 | 0 | 0 | 0 | 0
Nuc | 0 | 0 | 0 | 0 | 0 | 0
PS | 0 | 0 | 0 | 0 | 0 | 0
PV | 0 | 0 | 0 | 0 | 0 | 0
PeakG | 0 | 0 | 0 | 0 | 0 | 0
PeakO | 0 | 0 | 0 | 0 | 0 | 0
ST | 0 | 0 | 0 | 0 | 0 | 0
STOG | 0 | 0 | 0 | 0 | 0 | 0
STWD | 0 | 0 | 0 | 0 | 0 | 0
WT | 0 | 0 | 0 | 0 | 0 | 0
IGCC | 0 | 0 | 0 | 0 | 0 | 0
DemandResponse | 0 | 0 | 0 | 0 | 0 | 0
IGCC-CCS | 0 | 0 | 0 | 0 | 0 | 0
WT_off | 0 | 0 | 0 | 0 | 0 | 0
PseudoUnit | 0 | 0 | 0 | 0 | 0 | 0
FixedInterchange | 0 | 0 | 0 | 0 | 0 | 0
Emission Cost by Reporting Type: NYISO_J-K
ReportingType | 2015 | 2020 | 2025 | 2030 | 2035 | 2040
BM | 0 | 0 | 0 | 0 | 0 | 0
CC | 0 | 0 | 0 | 0 | 0 | 0
CSP | 0 | 0 | 0 | 0 | 0 | 0
CT | 0 | 0 | 0 | 0 | 0 | 0
Coal | 0 | 0 | 0 | 0 | 0 | 0
Geo | 0 | 0 | 0 | 0 | 0 | 0
H | 0 | 0 | 0 | 0 | 0 | 0
LFG | 0 | 0 | 0 | 0 | 0 | 0
Nuc | 0 | 0 | 0 | 0 | 0 | 0
PS | 0 | 0 | 0 | 0 | 0 | 0
PV | 0 | 0 | 0 | 0 | 0 | 0
PeakG | 0 | 0 | 0 | 0 | 0 | 0
PeakO | 0 | 0 | 0 | 0 | 0 | 0
ST | 0 | 0 | 0 | 0 | 0 | 0
STOG | 0 | 0 | 0 | 0 | 0 | 0
STWD | 0 | 0 | 0 | 0 | 0 | 0
WT | 0 | 0 | 0 | 0 | 0 | 0
IGCC | 0 | 0 | 0 | 0 | 0 | 0
DemandResponse | 0 | 0 | 0 | 0 | 0 | 0
IGCC-CCS | 0 | 0 | 0 | 0 | 0 | 0
WT_off | 0 | 0 | 0 | 0 | 0 | 0
PseudoUnit | 0 | 0 | 0 | 0 | 0 | 0
FixedInterchange | 0 | 0 | 0 | 0 | 0 | 0
Emission Cost by Reporting Type: PJM_E
ReportingType | 2015 | 2020 | 2025 | 2030 | 2035 | 2040
BM | 0 | 0 | 0 | 0 | 0 | 0
CC | 0 | 0 | 0 | 0 | 0 | 0
CSP | 0 | 0 | 0 | 0 | 0 | 0
CT | 0 | 0 | 0 | 0 | 0 | 0
Coal | 0 | 0 | 0 | 0 | 0 | 0
Geo | 0 | 0 | 0 | 0 | 0 | 0
H | 0 | 0 | 0 | 0 | 0 | 0
LFG | 0 | 0 | 0 | 0 | 0 | 0
Nuc | 0 | 0 | 0 | 0 | 0 | 0
PS | 0 | 0 | 0 | 0 | 0 | 0
PV | 0 | 0 | 0 | 0 | 0 | 0
PeakG | 0 | 0 | 0 | 0 | 0 | 0
PeakO | 0 | 0 | 0 | 0 | 0 | 0
ST | 0 | 0 | 0 | 0 | 0 | 0
STOG | 0 | 0 | 0 | 0 | 0 | 0
STWD | 0 | 0 | 0 | 0 | 0 | 0
WT | 0 | 0 | 0 | 0 | 0 | 0
IGCC | 0 | 0 | 0 | 0 | 0 | 0
DemandResponse | 0 | 0 | 0 | 0 | 0 | 0
IGCC-CCS | 0 | 0 | 0 | 0 | 0 | 0
WT_off | 0 | 0 | 0 | 0 | 0 | 0
PseudoUnit | 0 | 0 | 0 | 0 | 0 | 0
FixedInterchange | 0 | 0 | 0 | 0 | 0 | 0
Emission Cost by Reporting Type: PJM_ROM
ReportingType | 2015 | 2020 | 2025 | 2030 | 2035 | 2040
BM | 0 | 0 | 0 | 0 | 0 | 0
CC | 0 | 0 | 0 | 0 | 0 | 0
CSP | 0 | 0 | 0 | 0 | 0 | 0
CT | 0 | 0 | 0 | 0 | 0 | 0
Coal | 0 | 0 | 0 | 0 | 0 | 0
Geo | 0 | 0 | 0 | 0 | 0 | 0
H | 0 | 0 | 0 | 0 | 0 | 0
LFG | 0 | 0 | 0 | 0 | 0 | 0
Nuc | 0 | 0 | 0 | 0 | 0 | 0
PS | 0 | 0 | 0 | 0 | 0 | 0
PV | 0 | 0 | 0 | 0 | 0 | 0
PeakG | 0 | 0 | 0 | 0 | 0 | 0
PeakO | 0 | 0 | 0 | 0 | 0 | 0
ST | 0 | 0 | 0 | 0 | 0 | 0
STOG | 0 | 0 | 0 | 0 | 0 | 0
STWD | 0 | 0 | 0 | 0 | 0 | 0
WT | 0 | 0 | 0 | 0 | 0 | 0
IGCC | 0 | 0 | 0 | 0 | 0 | 0
DemandResponse | 0 | 0 | 0 | 0 | 0 | 0
IGCC-CCS | 0 | 0 | 0 | 0 | 0 | 0
WT_off | 0 | 0 | 0 | 0 | 0 | 0
PseudoUnit | 0 | 0 | 0 | 0 | 0 | 0
FixedInterchange | 0 | 0 | 0 | 0 | 0 | 0
Emission Cost by Reporting Type: PJM_ROR
ReportingType | 2015 | 2020 | 2025 | 2030 | 2035 | 2040
BM | 0 | 0 | 0 | 0 | 0 | 0
CC | 0 | 0 | 0 | 0 | 0 | 0
CSP | 0 | 0 | 0 | 0 | 0 | 0
CT | 0 | 0 | 0 | 0 | 0 | 0
Coal | 0 | 0 | 0 | 0 | 0 | 0
Geo | 0 | 0 | 0 | 0 | 0 | 0
H | 0 | 0 | 0 | 0 | 0 | 0
LFG | 0 | 0 | 0 | 0 | 0 | 0
Nuc | 0 | 0 | 0 | 0 | 0 | 0
PS | 0 | 0 | 0 | 0 | 0 | 0
PV | 0 | 0 | 0 | 0 | 0 | 0
PeakG | 0 | 0 | 0 | 0 | 0 | 0
PeakO | 0 | 0 | 0 | 0 | 0 | 0
ST | 0 | 0 | 0 | 0 | 0 | 0
STOG | 0 | 0 | 0 | 0 | 0 | 0
STWD | 0 | 0 | 0 | 0 | 0 | 0
WT | 0 | 0 | 0 | 0 | 0 | 0
IGCC | 0 | 0 | 0 | 0 | 0 | 0
DemandResponse | 0 | 0 | 0 | 0 | 0 | 0
IGCC-CCS | 0 | 0 | 0 | 0 | 0 | 0
WT_off | 0 | 0 | 0 | 0 | 0 | 0
PseudoUnit | 0 | 0 | 0 | 0 | 0 | 0
FixedInterchange | 0 | 0 | 0 | 0 | 0 | 0
Emission Cost by Reporting Type: SOCO
ReportingType | 2015 | 2020 | 2025 | 2030 | 2035 | 2040
BM | 0 | 0 | 0 | 0 | 0 | 0
CC | 0 | 0 | 0 | 0 | 0 | 0
CSP | 0 | 0 | 0 | 0 | 0 | 0
CT | 0 | 0 | 0 | 0 | 0 | 0
Coal | 0 | 0 | 0 | 0 | 0 | 0
Geo | 0 | 0 | 0 | 0 | 0 | 0
H | 0 | 0 | 0 | 0 | 0 | 0
LFG | 0 | 0 | 0 | 0 | 0 | 0
Nuc | 0 | 0 | 0 | 0 | 0 | 0
PS | 0 | 0 | 0 | 0 | 0 | 0
PV | 0 | 0 | 0 | 0 | 0 | 0
PeakG | 0 | 0 | 0 | 0 | 0 | 0
PeakO | 0 | 0 | 0 | 0 | 0 | 0
ST | 0 | 0 | 0 | 0 | 0 | 0
STOG | 0 | 0 | 0 | 0 | 0 | 0
STWD | 0 | 0 | 0 | 0 | 0 | 0
WT | 0 | 0 | 0 | 0 | 0 | 0
IGCC | 0 | 0 | 0 | 0 | 0 | 0
DemandResponse | 0 | 0 | 0 | 0 | 0 | 0
IGCC-CCS | 0 | 0 | 0 | 0 | 0 | 0
WT_off | 0 | 0 | 0 | 0 | 0 | 0
PseudoUnit | 0 | 0 | 0 | 0 | 0 | 0
FixedInterchange | 0 | 0 | 0 | 0 | 0 | 0
Emission Cost by Reporting Type: SPP_N
ReportingType | 2015 | 2020 | 2025 | 2030 | 2035 | 2040
BM | 0 | 0 | 0 | 0 | 0 | 0
CC | 0 | 0 | 0 | 0 | 0 | 0
CSP | 0 | 0 | 0 | 0 | 0 | 0
CT | 0 | 0 | 0 | 0 | 0 | 0
Coal | 0 | 0 | 0 | 0 | 0 | 0
Geo | 0 | 0 | 0 | 0 | 0 | 0
H | 0 | 0 | 0 | 0 | 0 | 0
LFG | 0 | 0 | 0 | 0 | 0 | 0
Nuc | 0 | 0 | 0 | 0 | 0 | 0
PS | 0 | 0 | 0 | 0 | 0 | 0
PV | 0 | 0 | 0 | 0 | 0 | 0
PeakG | 0 | 0 | 0 | 0 | 0 | 0
PeakO | 0 | 0 | 0 | 0 | 0 | 0
ST | 0 | 0 | 0 | 0 | 0 | 0
STOG | 0 | 0 | 0 | 0 | 0 | 0
STWD | 0 | 0 | 0 | 0 | 0 | 0
WT | 0 | 0 | 0 | 0 | 0 | 0
IGCC | 0 | 0 | 0 | 0 | 0 | 0
DemandResponse | 0 | 0 | 0 | 0 | 0 | 0
IGCC-CCS | 0 | 0 | 0 | 0 | 0 | 0
WT_off | 0 | 0 | 0 | 0 | 0 | 0
PseudoUnit | 0 | 0 | 0 | 0 | 0 | 0
FixedInterchange | 0 | 0 | 0 | 0 | 0 | 0
Emission Cost by Reporting Type: SPP_S
ReportingType | 2015 | 2020 | 2025 | 2030 | 2035 | 2040
BM | 0 | 0 | 0 | 0 | 0 | 0
CC | 0 | 0 | 0 | 0 | 0 | 0
CSP | 0 | 0 | 0 | 0 | 0 | 0
CT | 0 | 0 | 0 | 0 | 0 | 0
Coal | 0 | 0 | 0 | 0 | 0 | 0
Geo | 0 | 0 | 0 | 0 | 0 | 0
H | 0 | 0 | 0 | 0 | 0 | 0
LFG | 0 | 0 | 0 | 0 | 0 | 0
Nuc | 0 | 0 | 0 | 0 | 0 | 0
PS | 0 | 0 | 0 | 0 | 0 | 0
PV | 0 | 0 | 0 | 0 | 0 | 0
PeakG | 0 | 0 | 0 | 0 | 0 | 0
PeakO | 0 | 0 | 0 | 0 | 0 | 0
ST | 0 | 0 | 0 | 0 | 0 | 0
STOG | 0 | 0 | 0 | 0 | 0 | 0
STWD | 0 | 0 | 0 | 0 | 0 | 0
WT | 0 | 0 | 0 | 0 | 0 | 0
IGCC | 0 | 0 | 0 | 0 | 0 | 0
DemandResponse | 0 | 0 | 0 | 0 | 0 | 0
IGCC-CCS | 0 | 0 | 0 | 0 | 0 | 0
WT_off | 0 | 0 | 0 | 0 | 0 | 0
PseudoUnit | 0 | 0 | 0 | 0 | 0 | 0
FixedInterchange | 0 | 0 | 0 | 0 | 0 | 0
Emission Cost by Reporting Type: TVA
ReportingType | 2015 | 2020 | 2025 | 2030 | 2035 | 2040
BM | 0 | 0 | 0 | 0 | 0 | 0
CC | 0 | 0 | 0 | 0 | 0 | 0
CSP | 0 | 0 | 0 | 0 | 0 | 0
CT | 0 | 0 | 0 | 0 | 0 | 0
Coal | 0 | 0 | 0 | 0 | 0 | 0
Geo | 0 | 0 | 0 | 0 | 0 | 0
H | 0 | 0 | 0 | 0 | 0 | 0
LFG | 0 | 0 | 0 | 0 | 0 | 0
Nuc | 0 | 0 | 0 | 0 | 0 | 0
PS | 0 | 0 | 0 | 0 | 0 | 0
PV | 0 | 0 | 0 | 0 | 0 | 0
PeakG | 0 | 0 | 0 | 0 | 0 | 0
PeakO | 0 | 0 | 0 | 0 | 0 | 0
ST | 0 | 0 | 0 | 0 | 0 | 0
STOG | 0 | 0 | 0 | 0 | 0 | 0
STWD | 0 | 0 | 0 | 0 | 0 | 0
WT | 0 | 0 | 0 | 0 | 0 | 0
IGCC | 0 | 0 | 0 | 0 | 0 | 0
DemandResponse | 0 | 0 | 0 | 0 | 0 | 0
IGCC-CCS | 0 | 0 | 0 | 0 | 0 | 0
WT_off | 0 | 0 | 0 | 0 | 0 | 0
PseudoUnit | 0 | 0 | 0 | 0 | 0 | 0
FixedInterchange | 0 | 0 | 0 | 0 | 0 | 0
Emission Cost by Reporting Type: TVA_Transmission
ReportingType | 2015 | 2020 | 2025 | 2030 | 2035 | 2040
BM | 0 | 0 | 0 | 0 | 0 | 0
CC | 0 | 0 | 0 | 0 | 0 | 0
CSP | 0 | 0 | 0 | 0 | 0 | 0
CT | 0 | 0 | 0 | 0 | 0 | 0
Coal | 0 | 0 | 0 | 0 | 0 | 0
Geo | 0 | 0 | 0 | 0 | 0 | 0
H | 0 | 0 | 0 | 0 | 0 | 0
LFG | 0 | 0 | 0 | 0 | 0 | 0
Nuc | 0 | 0 | 0 | 0 | 0 | 0
PS | 0 | 0 | 0 | 0 | 0 | 0
PV | 0 | 0 | 0 | 0 | 0 | 0
PeakG | 0 | 0 | 0 | 0 | 0 | 0
PeakO | 0 | 0 | 0 | 0 | 0 | 0
ST | 0 | 0 | 0 | 0 | 0 | 0
STOG | 0 | 0 | 0 | 0 | 0 | 0
STWD | 0 | 0 | 0 | 0 | 0 | 0
WT | 0 | 0 | 0 | 0 | 0 | 0
IGCC | 0 | 0 | 0 | 0 | 0 | 0
DemandResponse | 0 | 0 | 0 | 0 | 0 | 0
IGCC-CCS | 0 | 0 | 0 | 0 | 0 | 0
WT_off | 0 | 0 | 0 | 0 | 0 | 0
PseudoUnit | 0 | 0 | 0 | 0 | 0 | 0
FixedInterchange | 0 | 0 | 0 | 0 | 0 | 0
Emission Cost by Reporting Type: VACAR
ReportingType | 2015 | 2020 | 2025 | 2030 | 2035 | 2040
BM | 0 | 0 | 0 | 0 | 0 | 0
CC | 0 | 0 | 0 | 0 | 0 | 0
CSP | 0 | 0 | 0 | 0 | 0 | 0
CT | 0 | 0 | 0 | 0 | 0 | 0
Coal | 0 | 0 | 0 | 0 | 0 | 0
Geo | 0 | 0 | 0 | 0 | 0 | 0
H | 0 | 0 | 0 | 0 | 0 | 0
LFG | 0 | 0 | 0 | 0 | 0 | 0
Nuc | 0 | 0 | 0 | 0 | 0 | 0
PS | 0 | 0 | 0 | 0 | 0 | 0
PV | 0 | 0 | 0 | 0 | 0 | 0
PeakG | 0 | 0 | 0 | 0 | 0 | 0
PeakO | 0 | 0 | 0 | 0 | 0 | 0
ST | 0 | 0 | 0 | 0 | 0 | 0
STOG | 0 | 0 | 0 | 0 | 0 | 0
STWD | 0 | 0 | 0 | 0 | 0 | 0
WT | 0 | 0 | 0 | 0 | 0 | 0
IGCC | 0 | 0 | 0 | 0 | 0 | 0
DemandResponse | 0 | 0 | 0 | 0 | 0 | 0
IGCC-CCS | 0 | 0 | 0 | 0 | 0 | 0
WT_off | 0 | 0 | 0 | 0 | 0 | 0
PseudoUnit | 0 | 0 | 0 | 0 | 0 | 0
FixedInterchange | 0 | 0 | 0 | 0 | 0 | 0
Emission Cost by Reporting Type: IESO
ReportingType | 2015 | 2020 | 2025 | 2030 | 2035 | 2040
BM | 0 | 0 | 0 | 0 | 0 | 0
CC | 0 | 0 | 0 | 0 | 0 | 0
CSP | 0 | 0 | 0 | 0 | 0 | 0
CT | 0 | 0 | 0 | 0 | 0 | 0
Coal | 0 | 0 | 0 | 0 | 0 | 0
Geo | 0 | 0 | 0 | 0 | 0 | 0
H | 0 | 0 | 0 | 0 | 0 | 0
LFG | 0 | 0 | 0 | 0 | 0 | 0
Nuc | 0 | 0 | 0 | 0 | 0 | 0
PS | 0 | 0 | 0 | 0 | 0 | 0
PV | 0 | 0 | 0 | 0 | 0 | 0
PeakG | 0 | 0 | 0 | 0 | 0 | 0
PeakO | 0 | 0 | 0 | 0 | 0 | 0
ST | 0 | 0 | 0 | 0 | 0 | 0
STOG | 0 | 0 | 0 | 0 | 0 | 0
STWD | 0 | 0 | 0 | 0 | 0 | 0
WT | 0 | 0 | 0 | 0 | 0 | 0
IGCC | 0 | 0 | 0 | 0 | 0 | 0
DemandResponse | 0 | 0 | 0 | 0 | 0 | 0
IGCC-CCS | 0 | 0 | 0 | 0 | 0 | 0
WT_off | 0 | 0 | 0 | 0 | 0 | 0
PseudoUnit | 0 | 0 | 0 | 0 | 0 | 0
FixedInterchange | 0 | 0 | 0 | 0 | 0 | 0
Emission Cost by Reporting Type: MAPP_CA
ReportingType | 2015 | 2020 | 2025 | 2030 | 2035 | 2040
BM | 0 | 0 | 0 | 0 | 0 | 0
CC | 0 | 0 | 0 | 0 | 0 | 0
CSP | 0 | 0 | 0 | 0 | 0 | 0
CT | 0 | 0 | 0 | 0 | 0 | 0
Coal | 0 | 0 | 0 | 0 | 0 | 0
Geo | 0 | 0 | 0 | 0 | 0 | 0
H | 0 | 0 | 0 | 0 | 0 | 0
LFG | 0 | 0 | 0 | 0 | 0 | 0
Nuc | 0 | 0 | 0 | 0 | 0 | 0
PS | 0 | 0 | 0 | 0 | 0 | 0
PV | 0 | 0 | 0 | 0 | 0 | 0
PeakG | 0 | 0 | 0 | 0 | 0 | 0
PeakO | 0 | 0 | 0 | 0 | 0 | 0
ST | 0 | 0 | 0 | 0 | 0 | 0
STOG | 0 | 0 | 0 | 0 | 0 | 0
STWD | 0 | 0 | 0 | 0 | 0 | 0
WT | 0 | 0 | 0 | 0 | 0 | 0
IGCC | 0 | 0 | 0 | 0 | 0 | 0
DemandResponse | 0 | 0 | 0 | 0 | 0 | 0
IGCC-CCS | 0 | 0 | 0 | 0 | 0 | 0
WT_off | 0 | 0 | 0 | 0 | 0 | 0
PseudoUnit | 0 | 0 | 0 | 0 | 0 | 0
FixedInterchange | 0 | 0 | 0 | 0 | 0 | 0
Emission Cost by Reporting Type: AZ_NM_SNV_Coal
ReportingType | 2015 | 2020 | 2025 | 2030 | 2035 | 2040
BM | 0 | 0 | 0 | 0 | 0 | 0
CC | 0 | 0 | 0 | 0 | 0 | 0
CSP | 0 | 0 | 0 | 0 | 0 | 0
CT | 0 | 0 | 0 | 0 | 0 | 0
Coal | 0 | 0 | 0 | 0 | 0 | 0
Geo | 0 | 0 | 0 | 0 | 0 | 0
H | 0 | 0 | 0 | 0 | 0 | 0
LFG | 0 | 0 | 0 | 0 | 0 | 0
Nuc | 0 | 0 | 0 | 0 | 0 | 0
PS | 0 | 0 | 0 | 0 | 0 | 0
PV | 0 | 0 | 0 | 0 | 0 | 0
PeakG | 0 | 0 | 0 | 0 | 0 | 0
PeakO | 0 | 0 | 0 | 0 | 0 | 0
ST | 0 | 0 | 0 | 0 | 0 | 0
STOG | 0 | 0 | 0 | 0 | 0 | 0
STWD | 0 | 0 | 0 | 0 | 0 | 0
WT | 0 | 0 | 0 | 0 | 0 | 0
IGCC | 0 | 0 | 0 | 0 | 0 | 0
DemandResponse | 0 | 0 | 0 | 0 | 0 | 0
IGCC-CCS | 0 | 0 | 0 | 0 | 0 | 0
WT_off | 0 | 0 | 0 | 0 | 0 | 0
PseudoUnit | 0 | 0 | 0 | 0 | 0 | 0
FixedInterchange | 0 | 0 | 0 | 0 | 0 | 0
Emission Cost by Reporting Type: AZ_NM_SNV_Gas
ReportingType | 2015 | 2020 | 2025 | 2030 | 2035 | 2040
BM | 0 | 0 | 0 | 0 | 0 | 0
CC | 0 | 0 | 0 | 0 | 0 | 0
CSP | 0 | 0 | 0 | 0 | 0 | 0
CT | 0 | 0 | 0 | 0 | 0 | 0
Coal | 0 | 0 | 0 | 0 | 0 | 0
Geo | 0 | 0 | 0 | 0 | 0 | 0
H | 0 | 0 | 0 | 0 | 0 | 0
LFG | 0 | 0 | 0 | 0 | 0 | 0
Nuc | 0 | 0 | 0 | 0 | 0 | 0
PS | 0 | 0 | 0 | 0 | 0 | 0
PV | 0 | 0 | 0 | 0 | 0 | 0
PeakG | 0 | 0 | 0 | 0 | 0 | 0
PeakO | 0 | 0 | 0 | 0 | 0 | 0
ST | 0 | 0 | 0 | 0 | 0 | 0
STOG | 0 | 0 | 0 | 0 | 0 | 0
STWD | 0 | 0 | 0 | 0 | 0 | 0
WT | 0 | 0 | 0 | 0 | 0 | 0
IGCC | 0 | 0 | 0 | 0 | 0 | 0
DemandResponse | 0 | 0 | 0 | 0 | 0 | 0
IGCC-CCS | 0 | 0 | 0 | 0 | 0 | 0
WT_off | 0 | 0 | 0 | 0 | 0 | 0
PseudoUnit | 0 | 0 | 0 | 0 | 0 | 0
FixedInterchange | 0 | 0 | 0 | 0 | 0 | 0
Emission Cost by Reporting Type: AZ_NM_SNV_NucRenew
ReportingType | 2015 | 2020 | 2025 | 2030 | 2035 | 2040
BM | 0 | 0 | 0 | 0 | 0 | 0
CC | 0 | 0 | 0 | 0 | 0 | 0
CSP | 0 | 0 | 0 | 0 | 0 | 0
CT | 0 | 0 | 0 | 0 | 0 | 0
Coal | 0 | 0 | 0 | 0 | 0 | 0
Geo | 0 | 0 | 0 | 0 | 0 | 0
H | 0 | 0 | 0 | 0 | 0 | 0
LFG | 0 | 0 | 0 | 0 | 0 | 0
Nuc | 0 | 0 | 0 | 0 | 0 | 0
PS | 0 | 0 | 0 | 0 | 0 | 0
PV | 0 | 0 | 0 | 0 | 0 | 0
PeakG | 0 | 0 | 0 | 0 | 0 | 0
PeakO | 0 | 0 | 0 | 0 | 0 | 0
ST | 0 | 0 | 0 | 0 | 0 | 0
STOG | 0 | 0 | 0 | 0 | 0 | 0
STWD | 0 | 0 | 0 | 0 | 0 | 0
WT | 0 | 0 | 0 | 0 | 0 | 0
IGCC | 0 | 0 | 0 | 0 | 0 | 0
DemandResponse | 0 | 0 | 0 | 0 | 0 | 0
IGCC-CCS | 0 | 0 | 0 | 0 | 0 | 0
WT_off | 0 | 0 | 0 | 0 | 0 | 0
PseudoUnit | 0 | 0 | 0 | 0 | 0 | 0
FixedInterchange | 0 | 0 | 0 | 0 | 0 | 0
Emission Cost by Reporting Type: ERCOT
ReportingType | 2015 | 2020 | 2025 | 2030 | 2035 | 2040
BM | 0 | 0 | 0 | 0 | 0 | 0
CC | 0 | 0 | 0 | 0 | 0 | 0
CSP | 0 | 0 | 0 | 0 | 0 | 0
CT | 0 | 0 | 0 | 0 | 0 | 0
Coal | 0 | 0 | 0 | 0 | 0 | 0
Geo | 0 | 0 | 0 | 0 | 0 | 0
H | 0 | 0 | 0 | 0 | 0 | 0
LFG | 0 | 0 | 0 | 0 | 0 | 0
Nuc | 0 | 0 | 0 | 0 | 0 | 0
PS | 0 | 0 | 0 | 0 | 0 | 0
PV | 0 | 0 | 0 | 0 | 0 | 0
PeakG | 0 | 0 | 0 | 0 | 0 | 0
PeakO | 0 | 0 | 0 | 0 | 0 | 0
ST | 0 | 0 | 0 | 0 | 0 | 0
STOG | 0 | 0 | 0 | 0 | 0 | 0
STWD | 0 | 0 | 0 | 0 | 0 | 0
WT | 0 | 0 | 0 | 0 | 0 | 0
IGCC | 0 | 0 | 0 | 0 | 0 | 0
DemandResponse | 0 | 0 | 0 | 0 | 0 | 0
IGCC-CCS | 0 | 0 | 0 | 0 | 0 | 0
WT_off | 0 | 0 | 0 | 0 | 0 | 0
PseudoUnit | 0 | 0 | 0 | 0 | 0 | 0
FixedInterchange | 0 | 0 | 0 | 0 | 0 | 0
Emission Cost by Reporting Type: NP15
ReportingType | 2015 | 2020 | 2025 | 2030 | 2035 | 2040
BM | 0 | 0 | 0 | 0 | 0 | 0
CC | 0 | 0 | 0 | 0 | 0 | 0
CSP | 0 | 0 | 0 | 0 | 0 | 0
CT | 0 | 0 | 0 | 0 | 0 | 0
Coal | 0 | 0 | 0 | 0 | 0 | 0
Geo | 0 | 0 | 0 | 0 | 0 | 0
H | 0 | 0 | 0 | 0 | 0 | 0
LFG | 0 | 0 | 0 | 0 | 0 | 0
Nuc | 0 | 0 | 0 | 0 | 0 | 0
PS | 0 | 0 | 0 | 0 | 0 | 0
PV | 0 | 0 | 0 | 0 | 0 | 0
PeakG | 0 | 0 | 0 | 0 | 0 | 0
PeakO | 0 | 0 | 0 | 0 | 0 | 0
ST | 0 | 0 | 0 | 0 | 0 | 0
STOG | 0 | 0 | 0 | 0 | 0 | 0
STWD | 0 | 0 | 0 | 0 | 0 | 0
WT | 0 | 0 | 0 | 0 | 0 | 0
IGCC | 0 | 0 | 0 | 0 | 0 | 0
DemandResponse | 0 | 0 | 0 | 0 | 0 | 0
IGCC-CCS | 0 | 0 | 0 | 0 | 0 | 0
WT_off | 0 | 0 | 0 | 0 | 0 | 0
PseudoUnit | 0 | 0 | 0 | 0 | 0 | 0
FixedInterchange | 0 | 0 | 0 | 0 | 0 | 0
Emission Cost by Reporting Type: NWPP_Coal
ReportingType | 2015 | 2020 | 2025 | 2030 | 2035 | 2040
BM | 0 | 0 | 0 | 0 | 0 | 0
CC | 0 | 0 | 0 | 0 | 0 | 0
CSP | 0 | 0 | 0 | 0 | 0 | 0
CT | 0 | 0 | 0 | 0 | 0 | 0
Coal | 0 | 0 | 0 | 0 | 0 | 0
Geo | 0 | 0 | 0 | 0 | 0 | 0
H | 0 | 0 | 0 | 0 | 0 | 0
LFG | 0 | 0 | 0 | 0 | 0 | 0
Nuc | 0 | 0 | 0 | 0 | 0 | 0
PS | 0 | 0 | 0 | 0 | 0 | 0
PV | 0 | 0 | 0 | 0 | 0 | 0
PeakG | 0 | 0 | 0 | 0 | 0 | 0
PeakO | 0 | 0 | 0 | 0 | 0 | 0
ST | 0 | 0 | 0 | 0 | 0 | 0
STOG | 0 | 0 | 0 | 0 | 0 | 0
STWD | 0 | 0 | 0 | 0 | 0 | 0
WT | 0 | 0 | 0 | 0 | 0 | 0
IGCC | 0 | 0 | 0 | 0 | 0 | 0
DemandResponse | 0 | 0 | 0 | 0 | 0 | 0
IGCC-CCS | 0 | 0 | 0 | 0 | 0 | 0
WT_off | 0 | 0 | 0 | 0 | 0 | 0
PseudoUnit | 0 | 0 | 0 | 0 | 0 | 0
FixedInterchange | 0 | 0 | 0 | 0 | 0 | 0
Emission Cost by Reporting Type: NWPP_Gas
ReportingType | 2015 | 2020 | 2025 | 2030 | 2035 | 2040
BM | 0 | 0 | 0 | 0 | 0 | 0
CC | 0 | 0 | 0 | 0 | 0 | 0
CSP | 0 | 0 | 0 | 0 | 0 | 0
CT | 0 | 0 | 0 | 0 | 0 | 0
Coal | 0 | 0 | 0 | 0 | 0 | 0
Geo | 0 | 0 | 0 | 0 | 0 | 0
H | 0 | 0 | 0 | 0 | 0 | 0
LFG | 0 | 0 | 0 | 0 | 0 | 0
Nuc | 0 | 0 | 0 | 0 | 0 | 0
PS | 0 | 0 | 0 | 0 | 0 | 0
PV | 0 | 0 | 0 | 0 | 0 | 0
PeakG | 0 | 0 | 0 | 0 | 0 | 0
PeakO | 0 | 0 | 0 | 0 | 0 | 0
ST | 0 | 0 | 0 | 0 | 0 | 0
STOG | 0 | 0 | 0 | 0 | 0 | 0
STWD | 0 | 0 | 0 | 0 | 0 | 0
WT | 0 | 0 | 0 | 0 | 0 | 0
IGCC | 0 | 0 | 0 | 0 | 0 | 0
DemandResponse | 0 | 0 | 0 | 0 | 0 | 0
IGCC-CCS | 0 | 0 | 0 | 0 | 0 | 0
WT_off | 0 | 0 | 0 | 0 | 0 | 0
PseudoUnit | 0 | 0 | 0 | 0 | 0 | 0
FixedInterchange | 0 | 0 | 0 | 0 | 0 | 0
Emission Cost by Reporting Type: NWPP_NucRenew
ReportingType | 2015 | 2020 | 2025 | 2030 | 2035 | 2040
BM | 0 | 0 | 0 | 0 | 0 | 0
CC | 0 | 0 | 0 | 0 | 0 | 0
CSP | 0 | 0 | 0 | 0 | 0 | 0
CT | 0 | 0 | 0 | 0 | 0 | 0
Coal | 0 | 0 | 0 | 0 | 0 | 0
Geo | 0 | 0 | 0 | 0 | 0 | 0
H | 0 | 0 | 0 | 0 | 0 | 0
LFG | 0 | 0 | 0 | 0 | 0 | 0
Nuc | 0 | 0 | 0 | 0 | 0 | 0
PS | 0 | 0 | 0 | 0 | 0 | 0
PV | 0 | 0 | 0 | 0 | 0 | 0
PeakG | 0 | 0 | 0 | 0 | 0 | 0
PeakO | 0 | 0 | 0 | 0 | 0 | 0
ST | 0 | 0 | 0 | 0 | 0 | 0
STOG | 0 | 0 | 0 | 0 | 0 | 0
STWD | 0 | 0 | 0 | 0 | 0 | 0
WT | 0 | 0 | 0 | 0 | 0 | 0
IGCC | 0 | 0 | 0 | 0 | 0 | 0
DemandResponse | 0 | 0 | 0 | 0 | 0 | 0
IGCC-CCS | 0 | 0 | 0 | 0 | 0 | 0
WT_off | 0 | 0 | 0 | 0 | 0 | 0
PseudoUnit | 0 | 0 | 0 | 0 | 0 | 0
FixedInterchange | 0 | 0 | 0 | 0 | 0 | 0
Emission Cost by Reporting Type: RMPA
ReportingType | 2015 | 2020 | 2025 | 2030 | 2035 | 2040
BM | 0 | 0 | 0 | 0 | 0 | 0
CC | 0 | 0 | 0 | 0 | 0 | 0
CSP | 0 | 0 | 0 | 0 | 0 | 0
CT | 0 | 0 | 0 | 0 | 0 | 0
Coal | 0 | 0 | 0 | 0 | 0 | 0
Geo | 0 | 0 | 0 | 0 | 0 | 0
H | 0 | 0 | 0 | 0 | 0 | 0
LFG | 0 | 0 | 0 | 0 | 0 | 0
Nuc | 0 | 0 | 0 | 0 | 0 | 0
PS | 0 | 0 | 0 | 0 | 0 | 0
PV | 0 | 0 | 0 | 0 | 0 | 0
PeakG | 0 | 0 | 0 | 0 | 0 | 0
PeakO | 0 | 0 | 0 | 0 | 0 | 0
ST | 0 | 0 | 0 | 0 | 0 | 0
STOG | 0 | 0 | 0 | 0 | 0 | 0
STWD | 0 | 0 | 0 | 0 | 0 | 0
WT | 0 | 0 | 0 | 0 | 0 | 0
IGCC | 0 | 0 | 0 | 0 | 0 | 0
DemandResponse | 0 | 0 | 0 | 0 | 0 | 0
IGCC-CCS | 0 | 0 | 0 | 0 | 0 | 0
WT_off | 0 | 0 | 0 | 0 | 0 | 0
PseudoUnit | 0 | 0 | 0 | 0 | 0 | 0
FixedInterchange | 0 | 0 | 0 | 0 | 0 | 0
Emission Cost by Reporting Type: SP15
ReportingType | 2015 | 2020 | 2025 | 2030 | 2035 | 2040
BM | 0 | 0 | 0 | 0 | 0 | 0
CC | 0 | 0 | 0 | 0 | 0 | 0
CSP | 0 | 0 | 0 | 0 | 0 | 0
CT | 0 | 0 | 0 | 0 | 0 | 0
Coal | 0 | 0 | 0 | 0 | 0 | 0
Geo | 0 | 0 | 0 | 0 | 0 | 0
H | 0 | 0 | 0 | 0 | 0 | 0
LFG | 0 | 0 | 0 | 0 | 0 | 0
Nuc | 0 | 0 | 0 | 0 | 0 | 0
PS | 0 | 0 | 0 | 0 | 0 | 0
PV | 0 | 0 | 0 | 0 | 0 | 0
PeakG | 0 | 0 | 0 | 0 | 0 | 0
PeakO | 0 | 0 | 0 | 0 | 0 | 0
ST | 0 | 0 | 0 | 0 | 0 | 0
STOG | 0 | 0 | 0 | 0 | 0 | 0
STWD | 0 | 0 | 0 | 0 | 0 | 0
WT | 0 | 0 | 0 | 0 | 0 | 0
IGCC | 0 | 0 | 0 | 0 | 0 | 0
DemandResponse | 0 | 0 | 0 | 0 | 0 | 0
IGCC-CCS | 0 | 0 | 0 | 0 | 0 | 0
WT_off | 0 | 0 | 0 | 0 | 0 | 0
PseudoUnit | 0 | 0 | 0 | 0 | 0 | 0
FixedInterchange | 0 | 0 | 0 | 0 | 0 | 0
Emission Cost by Reporting Type: ALB
ReportingType | 2015 | 2020 | 2025 | 2030 | 2035 | 2040
BM | 0 | 0 | 0 | 0 | 0 | 0
CC | 0 | 0 | 0 | 0 | 0 | 0
CSP | 0 | 0 | 0 | 0 | 0 | 0
CT | 0 | 0 | 0 | 0 | 0 | 0
Coal | 0 | 0 | 0 | 0 | 0 | 0
Geo | 0 | 0 | 0 | 0 | 0 | 0
H | 0 | 0 | 0 | 0 | 0 | 0
LFG | 0 | 0 | 0 | 0 | 0 | 0
Nuc | 0 | 0 | 0 | 0 | 0 | 0
PS | 0 | 0 | 0 | 0 | 0 | 0
PV | 0 | 0 | 0 | 0 | 0 | 0
PeakG | 0 | 0 | 0 | 0 | 0 | 0
PeakO | 0 | 0 | 0 | 0 | 0 | 0
ST | 0 | 0 | 0 | 0 | 0 | 0
STOG | 0 | 0 | 0 | 0 | 0 | 0
STWD | 0 | 0 | 0 | 0 | 0 | 0
WT | 0 | 0 | 0 | 0 | 0 | 0
IGCC | 0 | 0 | 0 | 0 | 0 | 0
DemandResponse | 0 | 0 | 0 | 0 | 0 | 0
IGCC-CCS | 0 | 0 | 0 | 0 | 0 | 0
WT_off | 0 | 0 | 0 | 0 | 0 | 0
PseudoUnit | 0 | 0 | 0 | 0 | 0 | 0
FixedInterchange | 0 | 0 | 0 | 0 | 0 | 0
Emission Cost by Reporting Type: BC
ReportingType | 2015 | 2020 | 2025 | 2030 | 2035 | 2040
BM | 0 | 0 | 0 | 0 | 0 | 0
CC | 0 | 0 | 0 | 0 | 0 | 0
CSP | 0 | 0 | 0 | 0 | 0 | 0
CT | 0 | 0 | 0 | 0 | 0 | 0
Coal | 0 | 0 | 0 | 0 | 0 | 0
Geo | 0 | 0 | 0 | 0 | 0 | 0
H | 0 | 0 | 0 | 0 | 0 | 0
LFG | 0 | 0 | 0 | 0 | 0 | 0
Nuc | 0 | 0 | 0 | 0 | 0 | 0
PS | 0 | 0 | 0 | 0 | 0 | 0
PV | 0 | 0 | 0 | 0 | 0 | 0
PeakG | 0 | 0 | 0 | 0 | 0 | 0
PeakO | 0 | 0 | 0 | 0 | 0 | 0
ST | 0 | 0 | 0 | 0 | 0 | 0
STOG | 0 | 0 | 0 | 0 | 0 | 0
STWD | 0 | 0 | 0 | 0 | 0 | 0
WT | 0 | 0 | 0 | 0 | 0 | 0
IGCC | 0 | 0 | 0 | 0 | 0 | 0
DemandResponse | 0 | 0 | 0 | 0 | 0 | 0
IGCC-CCS | 0 | 0 | 0 | 0 | 0 | 0
WT_off | 0 | 0 | 0 | 0 | 0 | 0
PseudoUnit | 0 | 0 | 0 | 0 | 0 | 0
FixedInterchange | 0 | 0 | 0 | 0 | 0 | 0
Emission Cost by Reporting Type: HQ_IESO
ReportingType | 2015 | 2020 | 2025 | 2030 | 2035 | 2040
BM | 0 | 0 | 0 | 0 | 0 | 0
CC | 0 | 0 | 0 | 0 | 0 | 0
CSP | 0 | 0 | 0 | 0 | 0 | 0
CT | 0 | 0 | 0 | 0 | 0 | 0
Coal | 0 | 0 | 0 | 0 | 0 | 0
Geo | 0 | 0 | 0 | 0 | 0 | 0
H | 0 | 0 | 0 | 0 | 0 | 0
LFG | 0 | 0 | 0 | 0 | 0 | 0
Nuc | 0 | 0 | 0 | 0 | 0 | 0
PS | 0 | 0 | 0 | 0 | 0 | 0
PV | 0 | 0 | 0 | 0 | 0 | 0
PeakG | 0 | 0 | 0 | 0 | 0 | 0
PeakO | 0 | 0 | 0 | 0 | 0 | 0
ST | 0 | 0 | 0 | 0 | 0 | 0
STOG | 0 | 0 | 0 | 0 | 0 | 0
STWD | 0 | 0 | 0 | 0 | 0 | 0
WT | 0 | 0 | 0 | 0 | 0 | 0
IGCC | 0 | 0 | 0 | 0 | 0 | 0
DemandResponse | 0 | 0 | 0 | 0 | 0 | 0
IGCC-CCS | 0 | 0 | 0 | 0 | 0 | 0
WT_off | 0 | 0 | 0 | 0 | 0 | 0
PseudoUnit | 0 | 0 | 0 | 0 | 0 | 0
FixedInterchange | 0 | 0 | 0 | 0 | 0 | 0
Emission Cost by Reporting Type: HQ_NEISO
ReportingType | 2015 | 2020 | 2025 | 2030 | 2035 | 2040
BM | 0 | 0 | 0 | 0 | 0 | 0
CC | 0 | 0 | 0 | 0 | 0 | 0
CSP | 0 | 0 | 0 | 0 | 0 | 0
CT | 0 | 0 | 0 | 0 | 0 | 0
Coal | 0 | 0 | 0 | 0 | 0 | 0
Geo | 0 | 0 | 0 | 0 | 0 | 0
H | 0 | 0 | 0 | 0 | 0 | 0
LFG | 0 | 0 | 0 | 0 | 0 | 0
Nuc | 0 | 0 | 0 | 0 | 0 | 0
PS | 0 | 0 | 0 | 0 | 0 | 0
PV | 0 | 0 | 0 | 0 | 0 | 0
PeakG | 0 | 0 | 0 | 0 | 0 | 0
PeakO | 0 | 0 | 0 | 0 | 0 | 0
ST | 0 | 0 | 0 | 0 | 0 | 0
STOG | 0 | 0 | 0 | 0 | 0 | 0
STWD | 0 | 0 | 0 | 0 | 0 | 0
WT | 0 | 0 | 0 | 0 | 0 | 0
IGCC | 0 | 0 | 0 | 0 | 0 | 0
DemandResponse | 0 | 0 | 0 | 0 | 0 | 0
IGCC-CCS | 0 | 0 | 0 | 0 | 0 | 0
WT_off | 0 | 0 | 0 | 0 | 0 | 0
PseudoUnit | 0 | 0 | 0 | 0 | 0 | 0
FixedInterchange | 0 | 0 | 0 | 0 | 0 | 0
Emission Cost by Reporting Type: HQ_NY
ReportingType | 2015 | 2020 | 2025 | 2030 | 2035 | 2040
BM | 0 | 0 | 0 | 0 | 0 | 0
CC | 0 | 0 | 0 | 0 | 0 | 0
CSP | 0 | 0 | 0 | 0 | 0 | 0
CT | 0 | 0 | 0 | 0 | 0 | 0
Coal | 0 | 0 | 0 | 0 | 0 | 0
Geo | 0 | 0 | 0 | 0 | 0 | 0
H | 0 | 0 | 0 | 0 | 0 | 0
LFG | 0 | 0 | 0 | 0 | 0 | 0
Nuc | 0 | 0 | 0 | 0 | 0 | 0
PS | 0 | 0 | 0 | 0 | 0 | 0
PV | 0 | 0 | 0 | 0 | 0 | 0
PeakG | 0 | 0 | 0 | 0 | 0 | 0
PeakO | 0 | 0 | 0 | 0 | 0 | 0
ST | 0 | 0 | 0 | 0 | 0 | 0
STOG | 0 | 0 | 0 | 0 | 0 | 0
STWD | 0 | 0 | 0 | 0 | 0 | 0
WT | 0 | 0 | 0 | 0 | 0 | 0
IGCC | 0 | 0 | 0 | 0 | 0 | 0
DemandResponse | 0 | 0 | 0 | 0 | 0 | 0
IGCC-CCS | 0 | 0 | 0 | 0 | 0 | 0
WT_off | 0 | 0 | 0 | 0 | 0 | 0
PseudoUnit | 0 | 0 | 0 | 0 | 0 | 0
FixedInterchange | 0 | 0 | 0 | 0 | 0 | 0
Emission Cost by Reporting Type: MARITIMES
ReportingType | 2015 | 2020 | 2025 | 2030 | 2035 | 2040
BM | 0 | 0 | 0 | 0 | 0 | 0
CC | 0 | 0 | 0 | 0 | 0 | 0
CSP | 0 | 0 | 0 | 0 | 0 | 0
CT | 0 | 0 | 0 | 0 | 0 | 0
Coal | 0 | 0 | 0 | 0 | 0 | 0
Geo | 0 | 0 | 0 | 0 | 0 | 0
H | 0 | 0 | 0 | 0 | 0 | 0
LFG | 0 | 0 | 0 | 0 | 0 | 0
Nuc | 0 | 0 | 0 | 0 | 0 | 0
PS | 0 | 0 | 0 | 0 | 0 | 0
PV | 0 | 0 | 0 | 0 | 0 | 0
PeakG | 0 | 0 | 0 | 0 | 0 | 0
PeakO | 0 | 0 | 0 | 0 | 0 | 0
ST | 0 | 0 | 0 | 0 | 0 | 0
STOG | 0 | 0 | 0 | 0 | 0 | 0
STWD | 0 | 0 | 0 | 0 | 0 | 0
WT | 0 | 0 | 0 | 0 | 0 | 0
IGCC | 0 | 0 | 0 | 0 | 0 | 0
DemandResponse | 0 | 0 | 0 | 0 | 0 | 0
IGCC-CCS | 0 | 0 | 0 | 0 | 0 | 0
WT_off | 0 | 0 | 0 | 0 | 0 | 0
PseudoUnit | 0 | 0 | 0 | 0 | 0 | 0
FixedInterchange | 0 | 0 | 0 | 0 | 0 | 0
Emission Cost by Reporting Type: All
ReportingType | 2015 | 2020 | 2025 | 2030 | 2035 | 2040
BM | 0 | 0 | 0 | 0 | 0 | 0
CC | 0 | 0 | 0 | 0 | 0 | 0
CSP | 0 | 0 | 0 | 0 | 0 | 0
CT | 0 | 0 | 0 | 0 | 0 | 0
Coal | 0 | 0 | 0 | 0 | 0 | 0
Geo | 0 | 0 | 0 | 0 | 0 | 0
H | 0 | 0 | 0 | 0 | 0 | 0
LFG | 0 | 0 | 0 | 0 | 0 | 0
Nuc | 0 | 0 | 0 | 0 | 0 | 0
PS | 0 | 0 | 0 | 0 | 0 | 0
PV | 0 | 0 | 0 | 0 | 0 | 0
PeakG | 0 | 0 | 0 | 0 | 0 | 0
PeakO | 0 | 0 | 0 | 0 | 0 | 0
ST | 0 | 0 | 0 | 0 | 0 | 0
STOG | 0 | 0 | 0 | 0 | 0 | 0
STWD | 0 | 0 | 0 | 0 | 0 | 0
WT | 0 | 0 | 0 | 0 | 0 | 0
IGCC | 0 | 0 | 0 | 0 | 0 | 0
DemandResponse | 0 | 0 | 0 | 0 | 0 | 0
IGCC-CCS | 0 | 0 | 0 | 0 | 0 | 0
WT_off | 0 | 0 | 0 | 0 | 0 | 0
PseudoUnit | 0 | 0 | 0 | 0 | 0 | 0
FixedInterchange | 0 | 0 | 0 | 0 | 0 | 0
Emission Cost by Reporting Type: EI_US
ReportingType | 2015 | 2020 | 2025 | 2030 | 2035 | 2040
BM | 0 | 0 | 0 | 0 | 0 | 0
CC | 0 | 0 | 0 | 0 | 0 | 0
CSP | 0 | 0 | 0 | 0 | 0 | 0
CT | 0 | 0 | 0 | 0 | 0 | 0
Coal | 0 | 0 | 0 | 0 | 0 | 0
Geo | 0 | 0 | 0 | 0 | 0 | 0
H | 0 | 0 | 0 | 0 | 0 | 0
LFG | 0 | 0 | 0 | 0 | 0 | 0
Nuc | 0 | 0 | 0 | 0 | 0 | 0
PS | 0 | 0 | 0 | 0 | 0 | 0
PV | 0 | 0 | 0 | 0 | 0 | 0
PeakG | 0 | 0 | 0 | 0 | 0 | 0
PeakO | 0 | 0 | 0 | 0 | 0 | 0
ST | 0 | 0 | 0 | 0 | 0 | 0
STOG | 0 | 0 | 0 | 0 | 0 | 0
STWD | 0 | 0 | 0 | 0 | 0 | 0
WT | 0 | 0 | 0 | 0 | 0 | 0
IGCC | 0 | 0 | 0 | 0 | 0 | 0
DemandResponse | 0 | 0 | 0 | 0 | 0 | 0
IGCC-CCS | 0 | 0 | 0 | 0 | 0 | 0
WT_off | 0 | 0 | 0 | 0 | 0 | 0
PseudoUnit | 0 | 0 | 0 | 0 | 0 | 0
FixedInterchange | 0 | 0 | 0 | 0 | 0 | 0
Emission Cost by Reporting Type: EI_Canada
ReportingType | 2015 | 2020 | 2025 | 2030 | 2035 | 2040
BM | 0 | 0 | 0 | 0 | 0 | 0
CC | 0 | 0 | 0 | 0 | 0 | 0
CSP | 0 | 0 | 0 | 0 | 0 | 0
CT | 0 | 0 | 0 | 0 | 0 | 0
Coal | 0 | 0 | 0 | 0 | 0 | 0
Geo | 0 | 0 | 0 | 0 | 0 | 0
H | 0 | 0 | 0 | 0 | 0 | 0
LFG | 0 | 0 | 0 | 0 | 0 | 0
Nuc | 0 | 0 | 0 | 0 | 0 | 0
PS | 0 | 0 | 0 | 0 | 0 | 0
PV | 0 | 0 | 0 | 0 | 0 | 0
PeakG | 0 | 0 | 0 | 0 | 0 | 0
PeakO | 0 | 0 | 0 | 0 | 0 | 0
ST | 0 | 0 | 0 | 0 | 0 | 0
STOG | 0 | 0 | 0 | 0 | 0 | 0
STWD | 0 | 0 | 0 | 0 | 0 | 0
WT | 0 | 0 | 0 | 0 | 0 | 0
IGCC | 0 | 0 | 0 | 0 | 0 | 0
DemandResponse | 0 | 0 | 0 | 0 | 0 | 0
IGCC-CCS | 0 | 0 | 0 | 0 | 0 | 0
WT_off | 0 | 0 | 0 | 0 | 0 | 0
PseudoUnit | 0 | 0 | 0 | 0 | 0 | 0
FixedInterchange | 0 | 0 | 0 | 0 | 0 | 0
Emission Cost by Reporting Type: EI
ReportingType | 2015 | 2020 | 2025 | 2030 | 2035 | 2040
BM | 0 | 0 | 0 | 0 | 0 | 0
CC | 0 | 0 | 0 | 0 | 0 | 0
CSP | 0 | 0 | 0 | 0 | 0 | 0
CT | 0 | 0 | 0 | 0 | 0 | 0
Coal | 0 | 0 | 0 | 0 | 0 | 0
Geo | 0 | 0 | 0 | 0 | 0 | 0
H | 0 | 0 | 0 | 0 | 0 | 0
LFG | 0 | 0 | 0 | 0 | 0 | 0
Nuc | 0 | 0 | 0 | 0 | 0 | 0
PS | 0 | 0 | 0 | 0 | 0 | 0
PV | 0 | 0 | 0 | 0 | 0 | 0
PeakG | 0 | 0 | 0 | 0 | 0 | 0
PeakO | 0 | 0 | 0 | 0 | 0 | 0
ST | 0 | 0 | 0 | 0 | 0 | 0
STOG | 0 | 0 | 0 | 0 | 0 | 0
STWD | 0 | 0 | 0 | 0 | 0 | 0
WT | 0 | 0 | 0 | 0 | 0 | 0
IGCC | 0 | 0 | 0 | 0 | 0 | 0
DemandResponse | 0 | 0 | 0 | 0 | 0 | 0
IGCC-CCS | 0 | 0 | 0 | 0 | 0 | 0
WT_off | 0 | 0 | 0 | 0 | 0 | 0
PseudoUnit | 0 | 0 | 0 | 0 | 0 | 0
FixedInterchange | 0 | 0 | 0 | 0 | 0 | 0
Emission Cost by Reporting Type: Outside_EI
ReportingType | 2015 | 2020 | 2025 | 2030 | 2035 | 2040
BM | 0 | 0 | 0 | 0 | 0 | 0
CC | 0 | 0 | 0 | 0 | 0 | 0
CSP | 0 | 0 | 0 | 0 | 0 | 0
CT | 0 | 0 | 0 | 0 | 0 | 0
Coal | 0 | 0 | 0 | 0 | 0 | 0
Geo | 0 | 0 | 0 | 0 | 0 | 0
H | 0 | 0 | 0 | 0 | 0 | 0
LFG | 0 | 0 | 0 | 0 | 0 | 0
Nuc | 0 | 0 | 0 | 0 | 0 | 0
PS | 0 | 0 | 0 | 0 | 0 | 0
PV | 0 | 0 | 0 | 0 | 0 | 0
PeakG | 0 | 0 | 0 | 0 | 0 | 0
PeakO | 0 | 0 | 0 | 0 | 0 | 0
ST | 0 | 0 | 0 | 0 | 0 | 0
STOG | 0 | 0 | 0 | 0 | 0 | 0
STWD | 0 | 0 | 0 | 0 | 0 | 0
WT | 0 | 0 | 0 | 0 | 0 | 0
IGCC | 0 | 0 | 0 | 0 | 0 | 0
DemandResponse | 0 | 0 | 0 | 0 | 0 | 0
IGCC-CCS | 0 | 0 | 0 | 0 | 0 | 0
WT_off | 0 | 0 | 0 | 0 | 0 | 0
PseudoUnit | 0 | 0 | 0 | 0 | 0 | 0
FixedInterchange | 0 | 0 | 0 | 0 | 0 | 0
==== Emission Program: Carbon : (CO2) ====
Emission Cost by Reporting Type: Entergy
ReportingType | 2015 | 2020 | 2025 | 2030 | 2035 | 2040
BM | 0 | 0 | 0 | 0 | 0 | 0
CC | 753.4 | 1424.66 | 1492.82 | 1941.69 | 1754.32 | 1961.67
CSP | 0 | 0 | 0 | 0 | 0 | 0
CT | 0 | 0 | 0 | 0 | 0 | 0
Coal | 1467.85 | 181.13 | 27.27 | 0 | 0 | 0
Geo | 0 | 0 | 0 | 0 | 0 | 0
H | 0 | 0 | 0 | 0 | 0 | 0
LFG | 0 | 0 | 0 | 0 | 0 | 0
Nuc | 0 | 0 | 0 | 0 | 0 | 0
PS | 0 | 0 | 0 | 0 | 0 | 0
PV | 0 | 0 | 0 | 0 | 0 | 0
PeakG | 0 | 0 | 0 | 0 | 0 | 0
PeakO | 0 | 0 | 0 | 0 | 0 | 0
ST | 0 | 0 | 0 | 0 | 0 | 0
STOG | 9.52 | 14.17 | 33.8 | 0 | 0 | 0
STWD | 0 | 0 | 0 | 0 | 0 | 0
WT | 0 | 0 | 0 | 0 | 0 | 0
IGCC | 0 | 0 | 0 | 0 | 0 | 0
DemandResponse | 0 | 0 | 0 | 0 | 0 | 0
IGCC-CCS | 0 | 0 | 0 | 0 | 0 | 0
WT_off | 0 | 0 | 0 | 0 | 0 | 0
PseudoUnit | 0 | 0 | 0 | 0 | 0 | 0
FixedInterchange | 0 | 0 | 0 | 0 | 0 | 0
Emission Cost by Reporting Type: FRCC
ReportingType | 2015 | 2020 | 2025 | 2030 | 2035 | 2040
BM | 0 | 0 | 0 | 0 | 0 | 0
CC | 1884.54 | 2797.7 | 4839.61 | 10827.48 | 4995.86 | 6109.33
CSP | 0 | 0 | 0 | 0 | 0 | 0
CT | 7.47 | 17.58 | 34.55 | 77.09 | 0 | 0
Coal | 323.34 | 7.51 | 8 | 1.33 | 2.47 | 24.31
Geo | 0 | 0 | 0 | 0 | 0 | 0
H | 0 | 0 | 0 | 0 | 0 | 0
LFG | 0 | 0 | 0 | 0 | 0 | 0
Nuc | 0 | 0 | 0 | 0 | 0 | 0
PS | 0 | 0 | 0 | 0 | 0 | 0
PV | 0 | 0 | 0 | 0 | 0 | 0
PeakG | 6.17 | 13.93 | 42 | 103.81 | 41.02 | 50.64
PeakO | 0 | 0 | 0 | 0 | 0 | 0
ST | 0 | 0 | 0 | 0 | 0 | 0
STOG | 0 | 0 | 0 | 0 | 0 | 0
STWD | 0 | 0 | 0 | 0 | 0 | 0
WT | 0 | 0 | 0 | 0 | 0 | 0
IGCC | 0 | 0 | 0 | 0 | 0 | 0
DemandResponse | 0 | 0 | 0 | 0 | 0 | 0
IGCC-CCS | 0 | 0 | 0 | 0 | 0 | 0
WT_off | 0 | 0 | 0 | 0 | 0 | 0
PseudoUnit | 0 | 0 | 0 | 0 | 0 | 0
FixedInterchange | 0 | 0 | 0 | 0 | 0 | 0
Emission Cost by Reporting Type: MAPP_US
ReportingType | 2015 | 2020 | 2025 | 2030 | 2035 | 2040
BM | 0 | 0 | 0 | 0 | 0 | 0
CC | 22.05 | 69.19 | 34.44 | 34.42 | 48.86 | 61
CSP | 0 | 0 | 0 | 0 | 0 | 0
CT | 0 | 0 | 0 | 0 | 0 | 0
Coal | 280.97 | 119.34 | 0 | 0 | 0 | 0
Geo | 0 | 0 | 0 | 0 | 0 | 0
H | 0 | 0 | 0 | 0 | 0 | 0
LFG | 0 | 0 | 0 | 0 | 0 | 0
Nuc | 0 | 0 | 0 | 0 | 0 | 0
PS | 0 | 0 | 0 | 0 | 0 | 0
PV | 0 | 0 | 0 | 0 | 0 | 0
PeakG | 1.27 | 1.36 | 1.55 | 5.01 | 6.44 | 9.19
PeakO | 0 | 0 | 0 | 0 | 0 | 0
ST | 0 | 0 | 0 | 0 | 0 | 0
STOG | 0 | 0 | 0 | 0 | 0 | 0
STWD | 0 | 0 | 0 | 0 | 0 | 0
WT | 0 | 0 | 0 | 0 | 0 | 0
IGCC | 0 | 0 | 0 | 0 | 0 | 0
DemandResponse | 0 | 0 | 0 | 0 | 0 | 0
IGCC-CCS | 0 | 0 | 0 | 0 | 0 | 0
WT_off | 0 | 0 | 0 | 0 | 0 | 0
PseudoUnit | 0 | 0 | 0 | 0 | 0 | 0
FixedInterchange | 0 | 0 | 0 | 0 | 0 | 0
Emission Cost by Reporting Type: MISO_IN
ReportingType | 2015 | 2020 | 2025 | 2030 | 2035 | 2040
BM | 0 | 0 | 0 | 0 | 0 | 0
CC | 591.14 | 1852.39 | 3009.2 | 6234.39 | 3493.47 | 4161.48
CSP | 0 | 0 | 0 | 0 | 0 | 0
CT | 0 | 0 | 0 | 0 | 0 | 0
Coal | 804.18 | 251.74 | 62.62 | 6.83 | 12.66 | 38.74
Geo | 0 | 0 | 0 | 0 | 0 | 0
H | 0 | 0 | 0 | 0 | 0 | 0
LFG | 0 | 0 | 0 | 0 | 0 | 0
Nuc | 0 | 0 | 0 | 0 | 0 | 0
PS | 0 | 0 | 0 | 0 | 0 | 0
PV | 0 | 0 | 0 | 0 | 0 | 0
PeakG | 0 | 0 | 0 | 0 | 0 | 0
PeakO | 0 | 0 | 0 | 0 | 0 | 0
ST | 0 | 0 | 0 | 0 | 0 | 0
STOG | 0.92 | 0.68 | 2.14 | 2.51 | 0 | 0
STWD | 0 | 0 | 0 | 0 | 0 | 0
WT | 0 | 0 | 0 | 0 | 0 | 0
IGCC | 100.97 | 90.49 | 20.94 | 0 | 0 | 0
DemandResponse | 0 | 0 | 0 | 0 | 0 | 0
IGCC-CCS | 0 | 0 | 0 | 0 | 0 | 0
WT_off | 0 | 0 | 0 | 0 | 0 | 0
PseudoUnit | 0 | 0 | 0 | 0 | 0 | 0
FixedInterchange | 0 | 0 | 0 | 0 | 0 | 0
Emission Cost by Reporting Type: MISO_MI
ReportingType | 2015 | 2020 | 2025 | 2030 | 2035 | 2040
BM | 0 | 0 | 0 | 0 | 0 | 0
CC | 307.88 | 444.23 | 613.78 | 961.83 | 1049.67 | 469.36
CSP | 0 | 0 | 0 | 0 | 0 | 0
CT | 0 | 0 | 0 | 0 | 0 | 0
Coal | 370.6 | 0 | 0 | 0 | 0 | 0
Geo | 0 | 0 | 0 | 0 | 0 | 0
H | 0 | 0 | 0 | 0 | 0 | 0
LFG | 0 | 0 | 0 | 0 | 0 | 0
Nuc | 0 | 0 | 0 | 0 | 0 | 0
PS | 0 | 0 | 0 | 0 | 0 | 0
PV | 0 | 0 | 0 | 0 | 0 | 0
PeakG | 0.26 | 0.71 | 0 | 0.65 | 0 | 0
PeakO | 0 | 0 | 0 | 0 | 0 | 0
ST | 0 | 0 | 0 | 0 | 0 | 0
STOG | 6.25 | 3.91 | 11.15 | 24.97 | 0 | 0
STWD | 0 | 0 | 0 | 0 | 0 | 0
WT | 0 | 0 | 0 | 0 | 0 | 0
IGCC | 0 | 0 | 0 | 0 | 0 | 0
DemandResponse | 0 | 0 | 0 | 0 | 0 | 0
IGCC-CCS | 0 | 0 | 0 | 0 | 0 | 0
WT_off | 0 | 0 | 0 | 0 | 0 | 0
PseudoUnit | 0 | 0 | 0 | 0 | 0 | 0
FixedInterchange | 0 | 0 | 0 | 0 | 0 | 0
Emission Cost by Reporting Type: MISO_MO-IL
ReportingType | 2015 | 2020 | 2025 | 2030 | 2035 | 2040
BM | 0 | 0 | 0 | 0 | 0 | 0
CC | 38.67 | 331.39 | 442.02 | 674.46 | 452.97 | 446.58
CSP | 0 | 0 | 0 | 0 | 0 | 0
CT | 0 | 0 | 0 | 0 | 0 | 0
Coal | 1417.46 | 471.35 | 96.66 | 2.65 | 12.63 | 25.13
Geo | 0 | 0 | 0 | 0 | 0 | 0
H | 0 | 0 | 0 | 0 | 0 | 0
LFG | 0 | 0 | 0 | 0 | 0 | 0
Nuc | 0 | 0 | 0 | 0 | 0 | 0
PS | 0 | 0 | 0 | 0 | 0 | 0
PV | 0 | 0 | 0 | 0 | 0 | 0
PeakG | 2.04 | 9.59 | 8.77 | 7.6 | 0 | 0
PeakO | 0 | 0 | 0 | 0 | 0 | 0
ST | 0 | 0 | 0 | 0 | 0 | 0
STOG | 0.09 | 0.34 | 0.21 | 0.47 | 0 | 0
STWD | 0 | 0 | 0 | 0 | 0 | 0
WT | 0 | 0 | 0 | 0 | 0 | 0
IGCC | 0 | 0 | 0 | 0 | 0 | 0
DemandResponse | 0 | 0 | 0 | 0 | 0 | 0
IGCC-CCS | 0 | 0 | 0 | 0 | 0 | 0
WT_off | 0 | 0 | 0 | 0 | 0 | 0
PseudoUnit | 0 | 0 | 0 | 0 | 0 | 0
FixedInterchange | 0 | 0 | 0 | 0 | 0 | 0
Emission Cost by Reporting Type: MISO_W
ReportingType | 2015 | 2020 | 2025 | 2030 | 2035 | 2040
BM | 0 | 0 | 0 | 0 | 0 | 0
CC | 103.36 | 372.93 | 218.21 | 248.88 | 262.81 | 245.18
CSP | 0 | 0 | 0 | 0 | 0 | 0
CT | 0 | 0 | 0 | 0 | 0 | 0
Coal | 1795.07 | 644.43 | 81.2 | 27.84 | 72.09 | 102.9
Geo | 0 | 0 | 0 | 0 | 0 | 0
H | 0 | 0 | 0 | 0 | 0 | 0
LFG | 0 | 0 | 0 | 0 | 0 | 0
Nuc | 0 | 0 | 0 | 0 | 0 | 0
PS | 0 | 0 | 0 | 0 | 0 | 0
PV | 0 | 0 | 0 | 0 | 0 | 0
PeakG | 4.04 | 6.12 | 0.82 | 3.07 | 0 | 0
PeakO | 0 | 0 | 0 | 0 | 0 | 0
ST | 0 | 0 | 0 | 0 | 0 | 0
STOG | 0 | 0.02 | 0 | 0 | 0 | 0
STWD | 0 | 0 | 0 | 0 | 0 | 0
WT | 0 | 0 | 0 | 0 | 0 | 0
IGCC | 0 | 0 | 0 | 0 | 0 | 0
DemandResponse | 0 | 0 | 0 | 0 | 0 | 0
IGCC-CCS | 0 | 0 | 0 | 0 | 0 | 0
WT_off | 0 | 0 | 0 | 0 | 0 | 0
PseudoUnit | 0 | 0 | 0 | 0 | 0 | 0
FixedInterchange | 0 | 0 | 0 | 0 | 0 | 0
Emission Cost by Reporting Type: MISO_WUMS
ReportingType | 2015 | 2020 | 2025 | 2030 | 2035 | 2040
BM | 0 | 0 | 0 | 0 | 0 | 0
CC | 490.58 | 942.66 | 1487.48 | 2476.13 | 2843.17 | 1475.89
CSP | 0 | 0 | 0 | 0 | 0 | 0
CT | 0 | 0 | 0 | 0 | 0 | 0
Coal | 184.12 | 31.8 | 14.78 | 6.61 | 55.3 | 106.97
Geo | 0 | 0 | 0 | 0 | 0 | 0
H | 0 | 0 | 0 | 0 | 0 | 0
LFG | 0 | 0 | 0 | 0 | 0 | 0
Nuc | 0 | 0 | 0 | 0 | 0 | 0
PS | 0 | 0 | 0 | 0 | 0 | 0
PV | 0 | 0 | 0 | 0 | 0 | 0
PeakG | 0 | 0.06 | 0 | 0 | 0 | 0
PeakO | 0 | 0 | 0 | 0 | 0 | 0
ST | 0 | 0 | 0 | 0 | 0 | 0
STOG | 0 | 0 | 0 | 0 | 0 | 0
STWD | 0 | 0 | 0 | 0 | 0 | 0
WT | 0 | 0 | 0 | 0 | 0 | 0
IGCC | 0 | 0 | 0 | 0 | 0 | 0
DemandResponse | 0 | 0 | 0 | 0 | 0 | 0
IGCC-CCS | 0 | 0 | 0 | 0 | 0 | 0
WT_off | 0 | 0 | 0 | 0 | 0 | 0
PseudoUnit | 0 | 0 | 0 | 0 | 0 | 0
FixedInterchange | 0 | 0 | 0 | 0 | 0 | 0
Emission Cost by Reporting Type: Nebraska
ReportingType | 2015 | 2020 | 2025 | 2030 | 2035 | 2040
BM | 0 | 0 | 0 | 0 | 0 | 0
CC | 9.42 | 6.11 | 9.85 | 13.8 | 14.76 | 5.66
CSP | 0 | 0 | 0 | 0 | 0 | 0
CT | 0 | 0 | 0 | 0 | 0 | 0
Coal | 861.1 | 91.34 | 16.43 | 17.1 | 49.99 | 64.28
Geo | 0 | 0 | 0 | 0 | 0 | 0
H | 0 | 0 | 0 | 0 | 0 | 0
LFG | 0 | 0 | 0 | 0 | 0 | 0
Nuc | 0 | 0 | 0 | 0 | 0 | 0
PS | 0 | 0 | 0 | 0 | 0 | 0
PV | 0 | 0 | 0 | 0 | 0 | 0
PeakG | 0.73 | 0 | 0 | 0 | 0 | 0
PeakO | 0 | 0 | 0 | 0 | 0 | 0
ST | 0 | 0 | 0 | 0 | 0 | 0
STOG | 0.91 | 0 | 0 | 0 | 0 | 0
STWD | 0 | 0 | 0 | 0 | 0 | 0
WT | 0 | 0 | 0 | 0 | 0 | 0
IGCC | 0 | 0 | 0 | 0 | 0 | 0
DemandResponse | 0 | 0 | 0 | 0 | 0 | 0
IGCC-CCS | 0 | 0 | 0 | 0 | 0 | 0
WT_off | 0 | 0 | 0 | 0 | 0 | 0
PseudoUnit | 0 | 0 | 0 | 0 | 0 | 0
FixedInterchange | 0 | 0 | 0 | 0 | 0 | 0
Emission Cost by Reporting Type: NEISO
ReportingType | 2015 | 2020 | 2025 | 2030 | 2035 | 2040
BM | 0 | 0 | 0 | 0 | 0 | 0
CC | 418.62 | 399.38 | 568.07 | 961.32 | 567.16 | 793.07
CSP | 0 | 0 | 0 | 0 | 0 | 0
CT | 0.01 | 0.23 | 0.39 | 0.85 | 0 | 0
Coal | 0.29 | 0 | 0 | 0 | 0 | 0
Geo | 0 | 0 | 0 | 0 | 0 | 0
H | 0 | 0 | 0 | 0 | 0 | 0
LFG | 0 | 0 | 0 | 0 | 0 | 0
Nuc | 0 | 0 | 0 | 0 | 0 | 0
PS | 0 | 0 | 0 | 0 | 0 | 0
PV | 0 | 0 | 0 | 0 | 0 | 0
PeakG | 0.12 | 0.67 | 1.33 | 2.82 | 0.17 | 0.52
PeakO | 0 | 0 | 0 | 0 | 0 | 0
ST | 0 | 0 | 0 | 0 | 0 | 0
STOG | 0 | 0 | 0 | 0 | 0 | 0
STWD | 0 | 0 | 0 | 0 | 0 | 0
WT | 0 | 0 | 0 | 0 | 0 | 0
IGCC | 0 | 0 | 0 | 0 | 0 | 0
DemandResponse | 0 | 0 | 0 | 0 | 0 | 0
IGCC-CCS | 0 | 0 | 0 | 0 | 0 | 0
WT_off | 0 | 0 | 0 | 0 | 0 | 0
PseudoUnit | 0 | 0 | 0 | 0 | 0 | 0
FixedInterchange | 0 | 0 | 0 | 0 | 0 | 0
Emission Cost by Reporting Type: NonRTO_Midwest
ReportingType | 2015 | 2020 | 2025 | 2030 | 2035 | 2040
BM | 0 | 0 | 0 | 0 | 0 | 0
CC | 297.9 | 646.38 | 1054.78 | 2334.16 | 3848.81 | 1176.99
CSP | 0 | 0 | 0 | 0 | 0 | 0
CT | 0 | 0 | 0 | 0 | 0 | 0
Coal | 638.97 | 295.65 | 73.37 | 17.72 | 61.76 | 137.62
Geo | 0 | 0 | 0 | 0 | 0 | 0
H | 0 | 0 | 0 | 0 | 0 | 0
LFG | 0 | 0 | 0 | 0 | 0 | 0
Nuc | 0 | 0 | 0 | 0 | 0 | 0
PS | 0 | 0 | 0 | 0 | 0 | 0
PV | 0 | 0 | 0 | 0 | 0 | 0
PeakG | 2.29 | 1.6 | 4.2 | 17.4 | 0 | 0
PeakO | 0 | 0 | 0 | 0 | 0 | 0
ST | 0 | 0 | 0 | 0 | 0 | 0
STOG | 0 | 0 | 0 | 0 | 0 | 0
STWD | 0 | 0 | 0 | 0 | 0 | 0
WT | 0 | 0 | 0 | 0 | 0 | 0
IGCC | 0 | 0 | 0 | 0 | 0 | 0
DemandResponse | 0 | 0 | 0 | 0 | 0 | 0
IGCC-CCS | 0 | 0 | 0 | 0 | 0 | 0
WT_off | 0 | 0 | 0 | 0 | 0 | 0
PseudoUnit | 0 | 0 | 0 | 0 | 0 | 0
FixedInterchange | 0 | 0 | 0 | 0 | 0 | 0
Emission Cost by Reporting Type: NYISO_A-F
ReportingType | 2015 | 2020 | 2025 | 2030 | 2035 | 2040
BM | 0 | 0 | 0 | 0 | 0 | 0
CC | 78.93 | 144.59 | 232.24 | 300.67 | 86.39 | 179.25
CSP | 0 | 0 | 0 | 0 | 0 | 0
CT | 0 | 0 | 0 | 0 | 0 | 0
Coal | 0 | 0 | 0 | 0 | 0 | 0
Geo | 0 | 0 | 0 | 0 | 0 | 0
H | 0 | 0 | 0 | 0 | 0 | 0
LFG | 0 | 0 | 0 | 0 | 0 | 0
Nuc | 0 | 0 | 0 | 0 | 0 | 0
PS | 0 | 0 | 0 | 0 | 0 | 0
PV | 0 | 0 | 0 | 0 | 0 | 0
PeakG | 0 | 0.13 | 0.22 | 0.06 | 0 | 0
PeakO | 0 | 0 | 0 | 0 | 0 | 0
ST | 0 | 0 | 0 | 0 | 0 | 0
STOG | 0 | 0 | 0 | 0 | 0 | 0
STWD | 0 | 0 | 0 | 0 | 0 | 0
WT | 0 | 0 | 0 | 0 | 0 | 0
IGCC | 0 | 0 | 0 | 0 | 0 | 0
DemandResponse | 0 | 0 | 0 | 0 | 0 | 0
IGCC-CCS | 0 | 0 | 0 | 0 | 0 | 0
WT_off | 0 | 0 | 0 | 0 | 0 | 0
PseudoUnit | 0 | 0 | 0 | 0 | 0 | 0
FixedInterchange | 0 | 0 | 0 | 0 | 0 | 0
Emission Cost by Reporting Type: NYISO_G-I
ReportingType | 2015 | 2020 | 2025 | 2030 | 2035 | 2040
BM | 0 | 0 | 0 | 0 | 0 | 0
CC | 38.96 | 96.05 | 162.62 | 112.06 | 142.2 | 118.48
CSP | 0 | 0 | 0 | 0 | 0 | 0
CT | 0 | 0 | 0 | 0 | 0 | 0
Coal | 0 | 0 | 0 | 0 | 0 | 0
Geo | 0 | 0 | 0 | 0 | 0 | 0
H | 0 | 0 | 0 | 0 | 0 | 0
LFG | 0 | 0 | 0 | 0 | 0 | 0
Nuc | 0 | 0 | 0 | 0 | 0 | 0
PS | 0 | 0 | 0 | 0 | 0 | 0
PV | 0 | 0 | 0 | 0 | 0 | 0
PeakG | 0 | 0 | 0 | 0 | 0.01 | 0.01
PeakO | 0 | 0 | 0 | 0 | 0 | 0
ST | 0 | 0 | 0 | 0 | 0 | 0
STOG | 0 | 0 | 0 | 0 | 0 | 0
STWD | 0 | 0 | 0 | 0 | 0 | 0
WT | 0 | 0 | 0 | 0 | 0 | 0
IGCC | 0 | 0 | 0 | 0 | 0 | 0
DemandResponse | 0 | 0 | 0 | 0 | 0 | 0
IGCC-CCS | 0 | 0 | 0 | 0 | 0 | 0
WT_off | 0 | 0 | 0 | 0 | 0 | 0
PseudoUnit | 0 | 0 | 0 | 0 | 0 | 0
FixedInterchange | 0 | 0 | 0 | 0 | 0 | 0
Emission Cost by Reporting Type: NYISO_J-K
ReportingType | 2015 | 2020 | 2025 | 2030 | 2035 | 2040
BM | 0 | 0 | 0 | 0 | 0 | 0
CC | 233.27 | 359.99 | 569.49 | 1113.5 | 1208.21 | 1490.7
CSP | 0 | 0 | 0 | 0 | 0 | 0
CT | 0 | 0 | 0 | 0 | 0 | 0
Coal | 0 | 0 | 0 | 0 | 0 | 0
Geo | 0 | 0 | 0 | 0 | 0 | 0
H | 0 | 0 | 0 | 0 | 0 | 0
LFG | 0 | 0 | 0 | 0 | 0 | 0
Nuc | 0 | 0 | 0 | 0 | 0 | 0
PS | 0 | 0 | 0 | 0 | 0 | 0
PV | 0 | 0 | 0 | 0 | 0 | 0
PeakG | 0.75 | 2.02 | 4.76 | 8.5 | 45.72 | 52.97
PeakO | 0 | 0 | 0 | 0 | 0 | 0
ST | 0 | 0 | 0 | 0 | 0 | 0
STOG | 5.14 | 14.28 | 37.13 | 77.55 | 63.39 | 54.59
STWD | 0 | 0 | 0 | 0 | 0 | 0
WT | 0 | 0 | 0 | 0 | 0 | 0
IGCC | 0 | 0 | 0 | 0 | 0 | 0
DemandResponse | 0 | 0 | 0 | 0 | 0 | 0
IGCC-CCS | 0 | 0 | 0 | 0 | 0 | 0
WT_off | 0 | 0 | 0 | 0 | 0 | 0
PseudoUnit | 0 | 0 | 0 | 0 | 0 | 0
FixedInterchange | 0 | 0 | 0 | 0 | 0 | 0
Emission Cost by Reporting Type: PJM_E
ReportingType | 2015 | 2020 | 2025 | 2030 | 2035 | 2040
BM | 0 | 0 | 0 | 0 | 0 | 0
CC | 467.57 | 797.36 | 1208.82 | 2352.11 | 3391.53 | 2978.62
CSP | 0 | 0 | 0 | 0 | 0 | 0
CT | 0 | 0.06 | 0.18 | 0.8 | 0.4 | 0
Coal | 11.91 | 12.63 | 0.57 | 0.03 | 0 | 0
Geo | 0 | 0 | 0 | 0 | 0 | 0
H | 0 | 0 | 0 | 0 | 0 | 0
LFG | 0 | 0 | 0 | 0 | 0 | 0
Nuc | 0 | 0 | 0 | 0 | 0 | 0
PS | 0 | 0 | 0 | 0 | 0 | 0
PV | 0 | 0 | 0 | 0 | 0 | 0
PeakG | 0.61 | 10.55 | 21.79 | 75.58 | 37.56 | 53.61
PeakO | 0 | 0 | 0 | 0 | 0 | 0
ST | 0 | 0 | 0 | 0 | 0 | 0
STOG | 4.28 | 11.61 | 0 | 0 | 0 | 0
STWD | 0 | 0 | 0 | 0 | 0 | 0
WT | 0 | 0 | 0 | 0 | 0 | 0
IGCC | 0 | 0 | 0 | 0 | 0 | 0
DemandResponse | 0 | 0 | 0 | 0 | 0 | 0
IGCC-CCS | 0 | 0 | 0 | 0 | 0 | 0
WT_off | 0 | 0 | 0 | 0 | 0 | 0
PseudoUnit | 0 | 0 | 0 | 0 | 0 | 0
FixedInterchange | 0 | 0 | 0 | 0 | 0 | 0
Emission Cost by Reporting Type: PJM_ROM
ReportingType | 2015 | 2020 | 2025 | 2030 | 2035 | 2040
BM | 0 | 0 | 0 | 0 | 0 | 0
CC | 206.39 | 376.65 | 595.26 | 1091.39 | 1544.11 | 1262.42
CSP | 0 | 0 | 0 | 0 | 0 | 0
CT | 0 | 0.04 | 0.11 | 0.49 | 0.24 | 0.35
Coal | 251 | 40.16 | 0.69 | 0.04 | 0 | 0
Geo | 0 | 0 | 0 | 0 | 0 | 0
H | 0 | 0 | 0 | 0 | 0 | 0
LFG | 0 | 0 | 0 | 0 | 0 | 0
Nuc | 0 | 0 | 0 | 0 | 0 | 0
PS | 0 | 0 | 0 | 0 | 0 | 0
PV | 0 | 0 | 0 | 0 | 0 | 0
PeakG | 0 | 1.12 | 1.83 | 24.93 | 23.9 | 34.48
PeakO | 0 | 0 | 0 | 0 | 0 | 0
ST | 0 | 0 | 0 | 0 | 0 | 0
STOG | 10.4 | 28.84 | 46.61 | 104.39 | 63.18 | 0
STWD | 0 | 0 | 0 | 0 | 0 | 0
WT | 0 | 0 | 0 | 0 | 0 | 0
IGCC | 0 | 0 | 0 | 0 | 0 | 0
DemandResponse | 0 | 0 | 0 | 0 | 0 | 0
IGCC-CCS | 0 | 0 | 0 | 0 | 0 | 0
WT_off | 0 | 0 | 0 | 0 | 0 | 0
PseudoUnit | 0 | 0 | 0 | 0 | 0 | 0
FixedInterchange | 0 | 0 | 0 | 0 | 0 | 0
Emission Cost by Reporting Type: PJM_ROR
ReportingType | 2015 | 2020 | 2025 | 2030 | 2035 | 2040
BM | 0 | 0 | 0 | 0 | 0 | 0
CC | 2248.51 | 3682.15 | 5690.57 | 10971.41 | 16842.19 | 10345.12
CSP | 0 | 0 | 0 | 0 | 0 | 0
CT | 0.05 | 0.12 | 0.2 | 0.89 | 0.44 | 0.63
Coal | 2805.7 | 1285.22 | 101.13 | 16.35 | 77.7 | 155.08
Geo | 0 | 0 | 0 | 0 | 0 | 0
H | 0 | 0 | 0 | 0 | 0 | 0
LFG | 0 | 0 | 0 | 0 | 0 | 0
Nuc | 0 | 0 | 0 | 0 | 0 | 0
PS | 0 | 0 | 0 | 0 | 0 | 0
PV | 0 | 0 | 0 | 0 | 0 | 0
PeakG | 14.03 | 26.64 | 69.91 | 171.55 | 44.37 | 28.48
PeakO | 0 | 0 | 0 | 0 | 0 | 0
ST | 0 | 0 | 0 | 0 | 0 | 0
STOG | 11.77 | 16.86 | 47.83 | 61.86 | 30.74 | 0
STWD | 0 | 0 | 0 | 0 | 0 | 0
WT | 0 | 0 | 0 | 0 | 0 | 0
IGCC | 0 | 0 | 0 | 0 | 0 | 0
DemandResponse | 0 | 0 | 0 | 0 | 0 | 0
IGCC-CCS | 0 | 0 | 0 | 0 | 0 | 0
WT_off | 0 | 0 | 0 | 0 | 0 | 0
PseudoUnit | 0 | 0 | 0 | 0 | 0 | 0
FixedInterchange | 0 | 0 | 0 | 0 | 0 | 0
Emission Cost by Reporting Type: SOCO
ReportingType | 2015 | 2020 | 2025 | 2030 | 2035 | 2040
BM | 0 | 0 | 0 | 0 | 0 | 0
CC | 1602.2 | 2517.24 | 3909.66 | 7627.02 | 4819.33 | 2993.17
CSP | 0 | 0 | 0 | 0 | 0 | 0
CT | 0 | 0 | 0 | 0 | 0 | 0
Coal | 497.53 | 122.38 | 10.36 | 23.2 | 78.13 | 111.53
Geo | 0 | 0 | 0 | 0 | 0 | 0
H | 0 | 0 | 0 | 0 | 0 | 0
LFG | 0 | 0 | 0 | 0 | 0 | 0
Nuc | 0 | 0 | 0 | 0 | 0 | 0
PS | 0 | 0 | 0 | 0 | 0 | 0
PV | 0 | 0 | 0 | 0 | 0 | 0
PeakG | 10.3 | 16.73 | 60.41 | 128.06 | 8.32 | 13.94
PeakO | 0 | 0 | 0 | 0 | 0 | 0
ST | 0 | 0 | 0 | 0 | 0 | 0
STOG | 0 | 0 | 0 | 0 | 0 | 0
STWD | 0 | 0 | 0 | 0 | 0 | 0
WT | 0 | 0 | 0 | 0 | 0 | 0
IGCC | 0 | 0 | 0 | 0 | 0 | 0
DemandResponse | 0 | 0 | 0 | 0 | 0 | 0
IGCC-CCS | 0 | 0 | 0 | 0 | 0 | 0
WT_off | 0 | 0 | 0 | 0 | 0 | 0
PseudoUnit | 0 | 0 | 0 | 0 | 0 | 0
FixedInterchange | 0 | 0 | 0 | 0 | 0 | 0
Emission Cost by Reporting Type: SPP_N
ReportingType | 2015 | 2020 | 2025 | 2030 | 2035 | 2040
BM | 0 | 0 | 0 | 0 | 0 | 0
CC | 86.23 | 49.48 | 35.87 | 49.55 | 52.45 | 37.44
CSP | 0 | 0 | 0 | 0 | 0 | 0
CT | 0 | 0 | 0 | 0 | 0 | 0
Coal | 1408.69 | 283.8 | 17.62 | 0 | 0 | 0
Geo | 0 | 0 | 0 | 0 | 0 | 0
H | 0 | 0 | 0 | 0 | 0 | 0
LFG | 0 | 0 | 0 | 0 | 0 | 0
Nuc | 0 | 0 | 0 | 0 | 0 | 0
PS | 0 | 0 | 0 | 0 | 0 | 0
PV | 0 | 0 | 0 | 0 | 0 | 0
PeakG | 1.2 | 0 | 0 | 0 | 0 | 0
PeakO | 0 | 0 | 0 | 0 | 0 | 0
ST | 0 | 0 | 0 | 0 | 0 | 0
STOG | 5.35 | 6.06 | 0 | 0 | 0 | 0
STWD | 0 | 0 | 0 | 0 | 0 | 0
WT | 0 | 0 | 0 | 0 | 0 | 0
IGCC | 0 | 0 | 0 | 0 | 0 | 0
DemandResponse | 0 | 0 | 0 | 0 | 0 | 0
IGCC-CCS | 0 | 0 | 0 | 0 | 0 | 0
WT_off | 0 | 0 | 0 | 0 | 0 | 0
PseudoUnit | 0 | 0 | 0 | 0 | 0 | 0
FixedInterchange | 0 | 0 | 0 | 0 | 0 | 0
Emission Cost by Reporting Type: SPP_S
ReportingType | 2015 | 2020 | 2025 | 2030 | 2035 | 2040
BM | 0 | 0 | 0 | 0 | 0 | 0
CC | 584.07 | 465.3 | 451.5 | 741.9 | 732.44 | 958.46
CSP | 0 | 0 | 0 | 0 | 0 | 0
CT | 0 | 0 | 0 | 0 | 0 | 0
Coal | 1926.07 | 198.37 | 3.95 | 0 | 0 | 0
Geo | 0 | 0 | 0 | 0 | 0 | 0
H | 0 | 0 | 0 | 0 | 0 | 0
LFG | 0 | 0 | 0 | 0 | 0 | 0
Nuc | 0 | 0 | 0 | 0 | 0 | 0
PS | 0 | 0 | 0 | 0 | 0 | 0
PV | 0 | 0 | 0 | 0 | 0 | 0
PeakG | 0 | 0 | 0 | 0 | 0 | 0
PeakO | 0 | 0 | 0 | 0 | 0 | 0
ST | 0 | 0 | 0 | 0 | 0 | 0
STOG | 43.13 | 12.79 | 69.87 | 107.7 | 64.16 | 89.86
STWD | 0 | 0 | 0 | 0 | 0 | 0
WT | 0 | 0 | 0 | 0 | 0 | 0
IGCC | 0 | 0 | 0 | 0 | 0 | 0
DemandResponse | 0 | 0 | 0 | 0 | 0 | 0
IGCC-CCS | 0 | 0 | 0 | 0 | 0 | 0
WT_off | 0 | 0 | 0 | 0 | 0 | 0
PseudoUnit | 0 | 0 | 0 | 0 | 0 | 0
FixedInterchange | 0 | 0 | 0 | 0 | 0 | 0
Emission Cost by Reporting Type: TVA
ReportingType | 2015 | 2020 | 2025 | 2030 | 2035 | 2040
BM | 0 | 0 | 0 | 0 | 0 | 0
CC | 588.87 | 1118.68 | 1713.8 | 3567.7 | 4232.44 | 1104.13
CSP | 0 | 0 | 0 | 0 | 0 | 0
CT | 0 | 0 | 0 | 0 | 0 | 0
Coal | 564.32 | 147.81 | 0.29 | 0 | 0 | 0
Geo | 0 | 0 | 0 | 0 | 0 | 0
H | 0 | 0 | 0 | 0 | 0 | 0
LFG | 0 | 0 | 0 | 0 | 0 | 0
Nuc | 0 | 0 | 0 | 0 | 0 | 0
PS | 0 | 0 | 0 | 0 | 0 | 0
PV | 0 | 0 | 0 | 0 | 0 | 0
PeakG | 0 | 0 | 0 | 0 | 0 | 0
PeakO | 0 | 0 | 0 | 0 | 0 | 0
ST | 0 | 0 | 0 | 0 | 0 | 0
STOG | 0 | 0 | 0 | 0 | 0 | 0
STWD | 0 | 0 | 0 | 0 | 0 | 0
WT | 0 | 0 | 0 | 0 | 0 | 0
IGCC | 0 | 0 | 0 | 0 | 0 | 0
DemandResponse | 0 | 0 | 0 | 0 | 0 | 0
IGCC-CCS | 0 | 0 | 0 | 0 | 0 | 0
WT_off | 0 | 0 | 0 | 0 | 0 | 0
PseudoUnit | 0 | 0 | 0 | 0 | 0 | 0
FixedInterchange | 0 | 0 | 0 | 0 | 0 | 0
Emission Cost by Reporting Type: TVA_Transmission
ReportingType | 2015 | 2020 | 2025 | 2030 | 2035 | 2040
BM | 0 | 0 | 0 | 0 | 0 | 0
CC | 0 | 0 | 0 | 0 | 0 | 0
CSP | 0 | 0 | 0 | 0 | 0 | 0
CT | 0 | 0 | 0 | 0 | 0 | 0
Coal | 0 | 0 | 0 | 0 | 0 | 0
Geo | 0 | 0 | 0 | 0 | 0 | 0
H | 0 | 0 | 0 | 0 | 0 | 0
LFG | 0 | 0 | 0 | 0 | 0 | 0
Nuc | 0 | 0 | 0 | 0 | 0 | 0
PS | 0 | 0 | 0 | 0 | 0 | 0
PV | 0 | 0 | 0 | 0 | 0 | 0
PeakG | 0 | 0 | 0 | 0 | 0 | 0
PeakO | 0 | 0 | 0 | 0 | 0 | 0
ST | 0 | 0 | 0 | 0 | 0 | 0
STOG | 0 | 0 | 0 | 0 | 0 | 0
STWD | 0 | 0 | 0 | 0 | 0 | 0
WT | 0 | 0 | 0 | 0 | 0 | 0
IGCC | 0 | 0 | 0 | 0 | 0 | 0
DemandResponse | 0 | 0 | 0 | 0 | 0 | 0
IGCC-CCS | 0 | 0 | 0 | 0 | 0 | 0
WT_off | 0 | 0 | 0 | 0 | 0 | 0
PseudoUnit | 0 | 0 | 0 | 0 | 0 | 0
FixedInterchange | 0 | 0 | 0 | 0 | 0 | 0
Emission Cost by Reporting Type: VACAR
ReportingType | 2015 | 2020 | 2025 | 2030 | 2035 | 2040
BM | 0 | 0 | 0 | 0 | 0 | 0
CC | 1280.54 | 1739.75 | 2836.15 | 6038.51 | 6256.66 | 1512.97
CSP | 0 | 0 | 0 | 0 | 0 | 0
CT | 1.13 | 1.61 | 5.02 | 21.96 | 10.91 | 0
Coal | 236.22 | 136.12 | 44.23 | 20.59 | 74.41 | 146.96
Geo | 0 | 0 | 0 | 0 | 0 | 0
H | 0 | 0 | 0 | 0 | 0 | 0
LFG | 0 | 0 | 0 | 0 | 0 | 0
Nuc | 0 | 0 | 0 | 0 | 0 | 0
PS | 0 | 0 | 0 | 0 | 0 | 0
PV | 0 | 0 | 0 | 0 | 0 | 0
PeakG | 1.6 | 4.51 | 14.71 | 57.36 | 5.56 | 8.23
PeakO | 0 | 0 | 0 | 0 | 0 | 0
ST | 0 | 0 | 0 | 0 | 0 | 0
STOG | 0 | 0 | 0 | 0 | 0 | 0
STWD | 0 | 0 | 0 | 0 | 0 | 0
WT | 0 | 0 | 0 | 0 | 0 | 0
IGCC | 0 | 0 | 0 | 0 | 0 | 0
DemandResponse | 0 | 0 | 0 | 0 | 0 | 0
IGCC-CCS | 0 | 0 | 0 | 0 | 0 | 0
WT_off | 0 | 0 | 0 | 0 | 0 | 0
PseudoUnit | 0 | 0 | 0 | 0 | 0 | 0
FixedInterchange | 0 | 0 | 0 | 0 | 0 | 0
Emission Cost by Reporting Type: IESO
ReportingType | 2015 | 2020 | 2025 | 2030 | 2035 | 2040
BM | 0 | 0 | 0 | 0 | 0 | 0
CC | 83.77 | 83.32 | 9.59 | 9.09 | 2.39 | 24.24
CSP | 0 | 0 | 0 | 0 | 0 | 0
CT | 0.18 | 0.26 | 0 | 0 | 0 | 0
Coal | 0 | 0 | 0 | 0 | 0 | 0
Geo | 0 | 0 | 0 | 0 | 0 | 0
H | 0 | 0 | 0 | 0 | 0 | 0
LFG | 0 | 0 | 0 | 0 | 0 | 0
Nuc | 0 | 0 | 0 | 0 | 0 | 0
PS | 0 | 0 | 0 | 0 | 0 | 0
PV | 0 | 0 | 0 | 0 | 0 | 0
PeakG | 0 | 0 | 0 | 0 | 0 | 0
PeakO | 0 | 0 | 0 | 0 | 0 | 0
ST | 0 | 0 | 0 | 0 | 0 | 0
STOG | 0 | 0 | 0 | 0 | 0 | 0
STWD | 0 | 0 | 0 | 0 | 0 | 0
WT | 0 | 0 | 0 | 0 | 0 | 0
IGCC | 0 | 0 | 0 | 0 | 0 | 0
DemandResponse | 0 | 0 | 0 | 0 | 0 | 0
IGCC-CCS | 0 | 0 | 0 | 0 | 0 | 0
WT_off | 0 | 0 | 0 | 0 | 0 | 0
PseudoUnit | 0 | 0 | 0 | 0 | 0 | 0
FixedInterchange | 0 | 0 | 0 | 0 | 0 | 0
Emission Cost by Reporting Type: MAPP_CA
ReportingType | 2015 | 2020 | 2025 | 2030 | 2035 | 2040
BM | 0 | 0 | 0 | 0 | 0 | 0
CC | 78.84 | 111.95 | 40.68 | 0 | 0 | 0
CSP | 0 | 0 | 0 | 0 | 0 | 0
CT | 0 | 0 | 0 | 0 | 0 | 0
Coal | 6.28 | 0 | 0 | 0 | 0 | 0
Geo | 0 | 0 | 0 | 0 | 0 | 0
H | 0 | 0 | 0 | 0 | 0 | 0
LFG | 0 | 0 | 0 | 0 | 0 | 0
Nuc | 0 | 0 | 0 | 0 | 0 | 0
PS | 0 | 0 | 0 | 0 | 0 | 0
PV | 0 | 0 | 0 | 0 | 0 | 0
PeakG | 1.48 | 1.38 | 0 | 0 | 0 | 0
PeakO | 0 | 0 | 0 | 0 | 0 | 0
ST | 0 | 0 | 0 | 0 | 0 | 0
STOG | 0.23 | 0 | 0 | 0 | 0 | 0
STWD | 0 | 0 | 0 | 0 | 0 | 0
WT | 0 | 0 | 0 | 0 | 0 | 0
IGCC | 0 | 0 | 0 | 0 | 0 | 0
DemandResponse | 0 | 0 | 0 | 0 | 0 | 0
IGCC-CCS | 0 | 0 | 0 | 0 | 0 | 0
WT_off | 0 | 0 | 0 | 0 | 0 | 0
PseudoUnit | 0 | 0 | 0 | 0 | 0 | 0
FixedInterchange | 0 | 0 | 0 | 0 | 0 | 0
Emission Cost by Reporting Type: AZ_NM_SNV_Coal
ReportingType | 2015 | 2020 | 2025 | 2030 | 2035 | 2040
BM | 0 | 0 | 0 | 0 | 0 | 0
CC | 0 | 0 | 0 | 0 | 0 | 0
CSP | 0 | 0 | 0 | 0 | 0 | 0
CT | 0 | 0 | 0 | 0 | 0 | 0
Coal | 1071.69 | 582.62 | 10.44 | 0 | 3.04 | 34.96
Geo | 0 | 0 | 0 | 0 | 0 | 0
H | 0 | 0 | 0 | 0 | 0 | 0
LFG | 0 | 0 | 0 | 0 | 0 | 0
Nuc | 0 | 0 | 0 | 0 | 0 | 0
PS | 0 | 0 | 0 | 0 | 0 | 0
PV | 0 | 0 | 0 | 0 | 0 | 0
PeakG | 0 | 0 | 0 | 0 | 0 | 0
PeakO | 0 | 0 | 0 | 0 | 0 | 0
ST | 0 | 0 | 0 | 0 | 0 | 0
STOG | 0 | 0 | 0 | 0 | 0 | 0
STWD | 0 | 0 | 0 | 0 | 0 | 0
WT | 0 | 0 | 0 | 0 | 0 | 0
IGCC | 0 | 0 | 0 | 0 | 0 | 0
DemandResponse | 0 | 0 | 0 | 0 | 0 | 0
IGCC-CCS | 0 | 0 | 0 | 0 | 0 | 0
WT_off | 0 | 0 | 0 | 0 | 0 | 0
PseudoUnit | 0 | 0 | 0 | 0 | 0 | 0
FixedInterchange | 0 | 0 | 0 | 0 | 0 | 0
Emission Cost by Reporting Type: AZ_NM_SNV_Gas
ReportingType | 2015 | 2020 | 2025 | 2030 | 2035 | 2040
BM | 0 | 0 | 0 | 0 | 0 | 0
CC | 797.34 | 1144.14 | 2096.02 | 4380.16 | 2726.43 | 2079.22
CSP | 0 | 0 | 0 | 0 | 0 | 0
CT | 0 | 0 | 0 | 0.13 | 0 | 0
Coal | 0 | 0 | 0 | 0 | 0 | 0
Geo | 0 | 0 | 0 | 0 | 0 | 0
H | 0 | 0 | 0 | 0 | 0 | 0
LFG | 0 | 0 | 0 | 0 | 0 | 0
Nuc | 0 | 0 | 0 | 0 | 0 | 0
PS | 0 | 0 | 0 | 0 | 0 | 0
PV | 0 | 0 | 0 | 0 | 0 | 0
PeakG | 0 | 0 | 0 | 0 | 0 | 0
PeakO | 0 | 0 | 0 | 0 | 0 | 0
ST | 0 | 0 | 0 | 0 | 0 | 0
STOG | 0 | 0 | 0 | 0 | 0 | 0
STWD | 0 | 0 | 0 | 0 | 0 | 0
WT | 0 | 0 | 0 | 0 | 0 | 0
IGCC | 0 | 0 | 0 | 0 | 0 | 0
DemandResponse | 0 | 0 | 0 | 0 | 0 | 0
IGCC-CCS | 0 | 0 | 0 | 0 | 0 | 0
WT_off | 0 | 0 | 0 | 0 | 0 | 0
PseudoUnit | 0 | 0 | 0 | 0 | 0 | 0
FixedInterchange | 0 | 0 | 0 | 0 | 0 | 0
Emission Cost by Reporting Type: AZ_NM_SNV_NucRenew
ReportingType | 2015 | 2020 | 2025 | 2030 | 2035 | 2040
BM | 0 | 0 | 0 | 0 | 0 | 0
CC | 0 | 0 | 0 | 0 | 0 | 0
CSP | 0 | 0 | 0 | 0 | 0 | 0
CT | 0 | 0 | 0 | 0 | 0 | 0
Coal | 0 | 0 | 0 | 0 | 0 | 0
Geo | 0 | 0 | 0 | 0 | 0 | 0
H | 0 | 0 | 0 | 0 | 0 | 0
LFG | 0 | 0 | 0 | 0 | 0 | 0
Nuc | 0 | 0 | 0 | 0 | 0 | 0
PS | 0 | 0 | 0 | 0 | 0 | 0
PV | 0 | 0 | 0 | 0 | 0 | 0
PeakG | 0 | 0 | 0 | 0 | 0 | 0
PeakO | 0 | 0 | 0 | 0 | 0 | 0
ST | 0 | 0 | 0 | 0 | 0 | 0
STOG | 0 | 0 | 0 | 0 | 0 | 0
STWD | 0 | 0 | 0 | 0 | 0 | 0
WT | 0 | 0 | 0 | 0 | 0 | 0
IGCC | 0 | 0 | 0 | 0 | 0 | 0
DemandResponse | 0 | 0 | 0 | 0 | 0 | 0
IGCC-CCS | 0 | 0 | 0 | 0 | 0 | 0
WT_off | 0 | 0 | 0 | 0 | 0 | 0
PseudoUnit | 0 | 0 | 0 | 0 | 0 | 0
FixedInterchange | 0 | 0 | 0 | 0 | 0 | 0
Emission Cost by Reporting Type: ERCOT
ReportingType | 2015 | 2020 | 2025 | 2030 | 2035 | 2040
BM | 0 | 0 | 0 | 0 | 0 | 0
CC | 2152.7 | 3473.48 | 5624.41 | 9615.82 | 8375.56 | 7696.42
CSP | 0 | 0 | 0 | 0 | 0 | 0
CT | 0 | 0.05 | 0.92 | 0.65 | 0 | 0
Coal | 807.27 | 264.24 | 109.85 | 26.52 | 72.67 | 103.74
Geo | 0 | 0 | 0 | 0 | 0 | 0
H | 0 | 0 | 0 | 0 | 0 | 0
LFG | 0 | 0 | 0 | 0 | 0 | 0
Nuc | 0 | 0 | 0 | 0 | 0 | 0
PS | 0 | 0 | 0 | 0 | 0 | 0
PV | 0 | 0 | 0 | 0 | 0 | 0
PeakG | 0 | 0.15 | 3.71 | 3.73 | 5.72 | 9.09
PeakO | 0 | 0 | 0 | 0 | 0 | 0
ST | 0 | 0 | 0 | 0 | 0 | 0
STOG | 46.44 | 89.37 | 158.56 | 150.49 | 0 | 0
STWD | 0 | 0 | 0 | 0 | 0 | 0
WT | 0 | 0 | 0 | 0 | 0 | 0
IGCC | 0 | 0 | 0 | 0 | 0 | 0
DemandResponse | 0 | 0 | 0 | 0 | 0 | 0
IGCC-CCS | 0 | 0 | 0 | 0 | 0 | 0
WT_off | 0 | 0 | 0 | 0 | 0 | 0
PseudoUnit | 0 | 0 | 0 | 0 | 0 | 0
FixedInterchange | 0 | 0 | 0 | 0 | 0 | 0
Emission Cost by Reporting Type: NP15
ReportingType | 2015 | 2020 | 2025 | 2030 | 2035 | 2040
BM | 0 | 0 | 0 | 0 | 0 | 0
CC | 759.15 | 1029.64 | 1768.28 | 3508.97 | 2739.75 | 153.58
CSP | 0 | 0 | 0 | 0 | 0 | 0
CT | 0 | 0 | 0 | 0 | 0 | 0
Coal | 6.46 | 0 | 0 | 0 | 0 | 0
Geo | 0 | 0 | 0 | 0 | 0 | 0
H | 0 | 0 | 0 | 0 | 0 | 0
LFG | 0 | 0 | 0 | 0 | 0 | 0
Nuc | 0 | 0 | 0 | 0 | 0 | 0
PS | 0 | 0 | 0 | 0 | 0 | 0
PV | 0 | 0 | 0 | 0 | 0 | 0
PeakG | 0 | 0 | 0 | 0 | 0 | 0
PeakO | 0 | 0 | 0 | 0 | 0 | 0
ST | 0 | 0 | 0 | 0 | 0 | 0
STOG | 0.08 | 0.3 | 2.64 | 6.88 | 0 | 0
STWD | 0 | 0 | 0 | 0 | 0 | 0
WT | 0 | 0 | 0 | 0 | 0 | 0
IGCC | 0 | 0 | 0 | 0 | 0 | 0
DemandResponse | 0 | 0 | 0 | 0 | 0 | 0
IGCC-CCS | 0 | 0 | 0 | 0 | 0 | 0
WT_off | 0 | 0 | 0 | 0 | 0 | 0
PseudoUnit | 0 | 0 | 0 | 0 | 0 | 0
FixedInterchange | 0 | 0 | 0 | 0 | 0 | 0
Emission Cost by Reporting Type: NWPP_Coal
ReportingType | 2015 | 2020 | 2025 | 2030 | 2035 | 2040
BM | 0 | 0 | 0 | 0 | 0 | 0
CC | 0 | 0 | 0 | 0 | 0 | 0
CSP | 0 | 0 | 0 | 0 | 0 | 0
CT | 0 | 0 | 0 | 0 | 0 | 0
Coal | 1147.46 | 222.46 | 10.27 | 22.01 | 40.76 | 58.18
Geo | 0 | 0 | 0 | 0 | 0 | 0
H | 0 | 0 | 0 | 0 | 0 | 0
LFG | 0 | 0 | 0 | 0 | 0 | 0
Nuc | 0 | 0 | 0 | 0 | 0 | 0
PS | 0 | 0 | 0 | 0 | 0 | 0
PV | 0 | 0 | 0 | 0 | 0 | 0
PeakG | 0 | 0 | 0 | 0 | 0 | 0
PeakO | 0 | 0 | 0 | 0 | 0 | 0
ST | 0 | 0 | 0 | 0 | 0 | 0
STOG | 0 | 0 | 0 | 0 | 0 | 0
STWD | 0 | 0 | 0 | 0 | 0 | 0
WT | 0 | 0 | 0 | 0 | 0 | 0
IGCC | 0 | 0 | 0 | 0 | 0 | 0
DemandResponse | 0 | 0 | 0 | 0 | 0 | 0
IGCC-CCS | 0 | 0 | 0 | 0 | 0 | 0
WT_off | 0 | 0 | 0 | 0 | 0 | 0
PseudoUnit | 0 | 0 | 0 | 0 | 0 | 0
FixedInterchange | 0 | 0 | 0 | 0 | 0 | 0
Emission Cost by Reporting Type: NWPP_Gas
ReportingType | 2015 | 2020 | 2025 | 2030 | 2035 | 2040
BM | 0 | 0 | 0 | 0 | 0 | 0
CC | 513.35 | 1035.77 | 1696.17 | 3799.11 | 1538.3 | 1344.32
CSP | 0 | 0 | 0 | 0 | 0 | 0
CT | 0 | 0 | 0 | 0 | 0 | 0
Coal | 0 | 0 | 0 | 0 | 0 | 0
Geo | 0 | 0 | 0 | 0 | 0 | 0
H | 0 | 0 | 0 | 0 | 0 | 0
LFG | 0 | 0 | 0 | 0 | 0 | 0
Nuc | 0 | 0 | 0 | 0 | 0 | 0
PS | 0 | 0 | 0 | 0 | 0 | 0
PV | 0 | 0 | 0 | 0 | 0 | 0
PeakG | 0 | 0 | 0 | 0 | 0 | 0
PeakO | 0 | 0 | 0 | 0 | 0 | 0
ST | 0 | 0 | 0 | 0 | 0 | 0
STOG | 0 | 0 | 0 | 0 | 0 | 0
STWD | 0 | 0 | 0 | 0 | 0 | 0
WT | 0 | 0 | 0 | 0 | 0 | 0
IGCC | 0 | 0 | 0 | 0 | 0 | 0
DemandResponse | 0 | 0 | 0 | 0 | 0 | 0
IGCC-CCS | 0 | 0 | 0 | 0 | 0 | 0
WT_off | 0 | 0 | 0 | 0 | 0 | 0
PseudoUnit | 0 | 0 | 0 | 0 | 0 | 0
FixedInterchange | 0 | 0 | 0 | 0 | 0 | 0
Emission Cost by Reporting Type: NWPP_NucRenew
ReportingType | 2015 | 2020 | 2025 | 2030 | 2035 | 2040
BM | 0 | 0 | 0 | 0 | 0 | 0
CC | 0 | 0 | 0 | 0 | 0 | 0
CSP | 0 | 0 | 0 | 0 | 0 | 0
CT | 0 | 0 | 0 | 0 | 0 | 0
Coal | 0 | 0 | 0 | 0 | 0 | 0
Geo | 0 | 0 | 0 | 0 | 0 | 0
H | 0 | 0 | 0 | 0 | 0 | 0
LFG | 0 | 0 | 0 | 0 | 0 | 0
Nuc | 0 | 0 | 0 | 0 | 0 | 0
PS | 0 | 0 | 0 | 0 | 0 | 0
PV | 0 | 0 | 0 | 0 | 0 | 0
PeakG | 0 | 0 | 0 | 0 | 0 | 0
PeakO | 0 | 0 | 0 | 0 | 0 | 0
ST | 0 | 0 | 0 | 0 | 0 | 0
STOG | 0 | 0 | 0 | 0 | 0 | 0
STWD | 0 | 0 | 0 | 0 | 0 | 0
WT | 0 | 0 | 0 | 0 | 0 | 0
IGCC | 0 | 0 | 0 | 0 | 0 | 0
DemandResponse | 0 | 0 | 0 | 0 | 0 | 0
IGCC-CCS | 0 | 0 | 0 | 0 | 0 | 0
WT_off | 0 | 0 | 0 | 0 | 0 | 0
PseudoUnit | 0 | 0 | 0 | 0 | 0 | 0
FixedInterchange | 0 | 0 | 0 | 0 | 0 | 0
Emission Cost by Reporting Type: RMPA
ReportingType | 2015 | 2020 | 2025 | 2030 | 2035 | 2040
BM | 0 | 0 | 0 | 0 | 0 | 0
CC | 160.25 | 273.93 | 552.36 | 844.49 | 888.7 | 660.46
CSP | 0 | 0 | 0 | 0 | 0 | 0
CT | 0 | 0 | 0 | 0 | 0 | 0
Coal | 1226.19 | 1047.84 | 24.69 | 40.56 | 75.12 | 107.24
Geo | 0 | 0 | 0 | 0 | 0 | 0
H | 0 | 0 | 0 | 0 | 0 | 0
LFG | 0 | 0 | 0 | 0 | 0 | 0
Nuc | 0 | 0 | 0 | 0 | 0 | 0
PS | 0 | 0 | 0 | 0 | 0 | 0
PV | 0 | 0 | 0 | 0 | 0 | 0
PeakG | 0.1 | 0 | 0.09 | 0.59 | 0 | 0.18
PeakO | 0 | 0 | 0 | 0 | 0 | 0
ST | 0 | 0 | 0 | 0 | 0 | 0
STOG | 0 | 0 | 0 | 0 | 0 | 0
STWD | 0 | 0 | 0 | 0 | 0 | 0
WT | 0 | 0 | 0 | 0 | 0 | 0
IGCC | 0 | 0 | 0 | 0 | 0 | 0
DemandResponse | 0 | 0 | 0 | 0 | 0 | 0
IGCC-CCS | 0 | 0 | 0 | 0 | 0 | 0
WT_off | 0 | 0 | 0 | 0 | 0 | 0
PseudoUnit | 0 | 0 | 0 | 0 | 0 | 0
FixedInterchange | 0 | 0 | 0 | 0 | 0 | 0
Emission Cost by Reporting Type: SP15
ReportingType | 2015 | 2020 | 2025 | 2030 | 2035 | 2040
BM | 0 | 0 | 0 | 0 | 0 | 0
CC | 697.36 | 1216.94 | 2087.43 | 4103.95 | 3854.99 | 2490.64
CSP | 0 | 0 | 0 | 0 | 0 | 0
CT | 0 | 0 | 0 | 0 | 0 | 0
Coal | 39.99 | 0 | 0 | 0 | 0 | 0
Geo | 0 | 0 | 0 | 0 | 0 | 0
H | 0 | 0 | 0 | 0 | 0 | 0
LFG | 0 | 0 | 0 | 0 | 0 | 0
Nuc | 0 | 0 | 0 | 0 | 0 | 0
PS | 0 | 0 | 0 | 0 | 0 | 0
PV | 0 | 0 | 0 | 0 | 0 | 0
PeakG | 0 | 0 | 0 | 0 | 0 | 0
PeakO | 0 | 0 | 0 | 0 | 0 | 0
ST | 0 | 0 | 0 | 0 | 0 | 0
STOG | 15.43 | 10.14 | 39.39 | 25.41 | 4.26 | 3.13
STWD | 0 | 0 | 0 | 0 | 0 | 0
WT | 0 | 0 | 0 | 0 | 0 | 0
IGCC | 0 | 0 | 0 | 0 | 0 | 0
DemandResponse | 0 | 0 | 0 | 0 | 0 | 0
IGCC-CCS | 0 | 0 | 0 | 0 | 0 | 0
WT_off | 0 | 0 | 0 | 0 | 0 | 0
PseudoUnit | 0 | 0 | 0 | 0 | 0 | 0
FixedInterchange | 0 | 0 | 0 | 0 | 0 | 0
Emission Cost by Reporting Type: ALB
ReportingType | 2015 | 2020 | 2025 | 2030 | 2035 | 2040
BM | 0 | 0 | 0 | 0 | 0 | 0
CC | 169.35 | 300.63 | 508.25 | 244.95 | 100.55 | 0
CSP | 0 | 0 | 0 | 0 | 0 | 0
CT | 0 | 0 | 0 | 0 | 0 | 0
Coal | 1200.48 | 1635.79 | 2516.77 | 0 | 0 | 0
Geo | 0 | 0 | 0 | 0 | 0 | 0
H | 0 | 0 | 0 | 0 | 0 | 0
LFG | 0 | 0 | 0 | 0 | 0 | 0
Nuc | 0 | 0 | 0 | 0 | 0 | 0
PS | 0 | 0 | 0 | 0 | 0 | 0
PV | 0 | 0 | 0 | 0 | 0 | 0
PeakG | 0 | 0 | 0 | 0 | 0 | 0
PeakO | 0 | 0 | 0 | 0 | 0 | 0
ST | 0 | 0 | 0 | 0 | 0 | 0
STOG | 0 | 0 | 0 | 0 | 0 | 0
STWD | 0 | 0 | 0 | 0 | 0 | 0
WT | 0 | 0 | 0 | 0 | 0 | 0
IGCC | 0 | 0 | 0 | 0 | 0 | 0
DemandResponse | 0 | 0 | 0 | 0 | 0 | 0
IGCC-CCS | 0 | 0 | 0 | 0 | 0 | 0
WT_off | 0 | 0 | 0 | 0 | 0 | 0
PseudoUnit | 0 | 0 | 0 | 0 | 0 | 0
FixedInterchange | 0 | 0 | 0 | 0 | 0 | 0
Emission Cost by Reporting Type: BC
ReportingType | 2015 | 2020 | 2025 | 2030 | 2035 | 2040
BM | 0 | 0 | 0 | 0 | 0 | 0
CC | 62.07 | 88.14 | 144.34 | 323.3 | 0 | 0
CSP | 0 | 0 | 0 | 0 | 0 | 0
CT | 0 | 0 | 0 | 0 | 0 | 0
Coal | 0 | 0 | 0 | 0 | 0 | 0
Geo | 0 | 0 | 0 | 0 | 0 | 0
H | 0 | 0 | 0 | 0 | 0 | 0
LFG | 0 | 0 | 0 | 0 | 0 | 0
Nuc | 0 | 0 | 0 | 0 | 0 | 0
PS | 0 | 0 | 0 | 0 | 0 | 0
PV | 0 | 0 | 0 | 0 | 0 | 0
PeakG | 0 | 0 | 0 | 0 | 0 | 0
PeakO | 0 | 0 | 0 | 0 | 0 | 0
ST | 0 | 0 | 0 | 0 | 0 | 0
STOG | 0 | 0 | 0 | 0 | 0 | 0
STWD | 0 | 0 | 0 | 0 | 0 | 0
WT | 0 | 0 | 0 | 0 | 0 | 0
IGCC | 0 | 0 | 0 | 0 | 0 | 0
DemandResponse | 0 | 0 | 0 | 0 | 0 | 0
IGCC-CCS | 0 | 0 | 0 | 0 | 0 | 0
WT_off | 0 | 0 | 0 | 0 | 0 | 0
PseudoUnit | 0 | 0 | 0 | 0 | 0 | 0
FixedInterchange | 0 | 0 | 0 | 0 | 0 | 0
Emission Cost by Reporting Type: HQ_IESO
ReportingType | 2015 | 2020 | 2025 | 2030 | 2035 | 2040
BM | 0 | 0 | 0 | 0 | 0 | 0
CC | 0 | 0 | 0 | 0 | 0 | 0
CSP | 0 | 0 | 0 | 0 | 0 | 0
CT | 0 | 0 | 0 | 0 | 0 | 0
Coal | 0 | 0 | 0 | 0 | 0 | 0
Geo | 0 | 0 | 0 | 0 | 0 | 0
H | 0 | 0 | 0 | 0 | 0 | 0
LFG | 0 | 0 | 0 | 0 | 0 | 0
Nuc | 0 | 0 | 0 | 0 | 0 | 0
PS | 0 | 0 | 0 | 0 | 0 | 0
PV | 0 | 0 | 0 | 0 | 0 | 0
PeakG | 0 | 0 | 0 | 0 | 0 | 0
PeakO | 0 | 0 | 0 | 0 | 0 | 0
ST | 0 | 0 | 0 | 0 | 0 | 0
STOG | 0 | 0 | 0 | 0 | 0 | 0
STWD | 0 | 0 | 0 | 0 | 0 | 0
WT | 0 | 0 | 0 | 0 | 0 | 0
IGCC | 0 | 0 | 0 | 0 | 0 | 0
DemandResponse | 0 | 0 | 0 | 0 | 0 | 0
IGCC-CCS | 0 | 0 | 0 | 0 | 0 | 0
WT_off | 0 | 0 | 0 | 0 | 0 | 0
PseudoUnit | 0 | 0 | 0 | 0 | 0 | 0
FixedInterchange | 0 | 0 | 0 | 0 | 0 | 0
Emission Cost by Reporting Type: HQ_NEISO
ReportingType | 2015 | 2020 | 2025 | 2030 | 2035 | 2040
BM | 0 | 0 | 0 | 0 | 0 | 0
CC | 0 | 0 | 0 | 0 | 0 | 0
CSP | 0 | 0 | 0 | 0 | 0 | 0
CT | 0 | 0 | 0 | 0 | 0 | 0
Coal | 0 | 0 | 0 | 0 | 0 | 0
Geo | 0 | 0 | 0 | 0 | 0 | 0
H | 0 | 0 | 0 | 0 | 0 | 0
LFG | 0 | 0 | 0 | 0 | 0 | 0
Nuc | 0 | 0 | 0 | 0 | 0 | 0
PS | 0 | 0 | 0 | 0 | 0 | 0
PV | 0 | 0 | 0 | 0 | 0 | 0
PeakG | 0 | 0 | 0 | 0 | 0 | 0
PeakO | 0 | 0 | 0 | 0 | 0 | 0
ST | 0 | 0 | 0 | 0 | 0 | 0
STOG | 0 | 0 | 0 | 0 | 0 | 0
STWD | 0 | 0 | 0 | 0 | 0 | 0
WT | 0 | 0 | 0 | 0 | 0 | 0
IGCC | 0 | 0 | 0 | 0 | 0 | 0
DemandResponse | 0 | 0 | 0 | 0 | 0 | 0
IGCC-CCS | 0 | 0 | 0 | 0 | 0 | 0
WT_off | 0 | 0 | 0 | 0 | 0 | 0
PseudoUnit | 0 | 0 | 0 | 0 | 0 | 0
FixedInterchange | 0 | 0 | 0 | 0 | 0 | 0
Emission Cost by Reporting Type: HQ_NY
ReportingType | 2015 | 2020 | 2025 | 2030 | 2035 | 2040
BM | 0 | 0 | 0 | 0 | 0 | 0
CC | 0 | 0 | 0 | 0 | 0 | 0
CSP | 0 | 0 | 0 | 0 | 0 | 0
CT | 0 | 0 | 0 | 0 | 0 | 0
Coal | 0 | 0 | 0 | 0 | 0 | 0
Geo | 0 | 0 | 0 | 0 | 0 | 0
H | 0 | 0 | 0 | 0 | 0 | 0
LFG | 0 | 0 | 0 | 0 | 0 | 0
Nuc | 0 | 0 | 0 | 0 | 0 | 0
PS | 0 | 0 | 0 | 0 | 0 | 0
PV | 0 | 0 | 0 | 0 | 0 | 0
PeakG | 0 | 0 | 0 | 0 | 0 | 0
PeakO | 0 | 0 | 0 | 0 | 0 | 0
ST | 0 | 0 | 0 | 0 | 0 | 0
STOG | 0 | 0 | 0 | 0 | 0 | 0
STWD | 0 | 0 | 0 | 0 | 0 | 0
WT | 0 | 0 | 0 | 0 | 0 | 0
IGCC | 0 | 0 | 0 | 0 | 0 | 0
DemandResponse | 0 | 0 | 0 | 0 | 0 | 0
IGCC-CCS | 0 | 0 | 0 | 0 | 0 | 0
WT_off | 0 | 0 | 0 | 0 | 0 | 0
PseudoUnit | 0 | 0 | 0 | 0 | 0 | 0
FixedInterchange | 0 | 0 | 0 | 0 | 0 | 0
Emission Cost by Reporting Type: MARITIMES
ReportingType | 2015 | 2020 | 2025 | 2030 | 2035 | 2040
BM | 0 | 0 | 0 | 0 | 0 | 0
CC | 0 | 0 | 0 | 0 | 0 | 0
CSP | 0 | 0 | 0 | 0 | 0 | 0
CT | 0 | 0 | 0 | 0 | 0 | 0
Coal | 0 | 0 | 0 | 0 | 0 | 0
Geo | 0 | 0 | 0 | 0 | 0 | 0
H | 0 | 0 | 0 | 0 | 0 | 0
LFG | 0 | 0 | 0 | 0 | 0 | 0
Nuc | 0 | 0 | 0 | 0 | 0 | 0
PS | 0 | 0 | 0 | 0 | 0 | 0
PV | 0 | 0 | 0 | 0 | 0 | 0
PeakG | 0 | 0 | 0 | 0 | 0 | 0
PeakO | 0 | 0 | 0 | 0 | 0 | 0
ST | 0 | 0 | 0 | 0 | 0 | 0
STOG | 0 | 0 | 0 | 0 | 0 | 0
STWD | 0 | 0 | 0 | 0 | 0 | 0
WT | 0 | 0 | 0 | 0 | 0 | 0
IGCC | 0 | 0 | 0 | 0 | 0 | 0
DemandResponse | 0 | 0 | 0 | 0 | 0 | 0
IGCC-CCS | 0 | 0 | 0 | 0 | 0 | 0
WT_off | 0 | 0 | 0 | 0 | 0 | 0
PseudoUnit | 0 | 0 | 0 | 0 | 0 | 0
FixedInterchange | 0 | 0 | 0 | 0 | 0 | 0
Emission Cost by Reporting Type: All
ReportingType | 2015 | 2020 | 2025 | 2030 | 2035 | 2040
BM | 0 | 0 | 0 | 0 | 0 | 0
CC | 17807.29 | 29392.22 | 45703.8 | 87504.23 | 78866.48 | 54335.84
CSP | 0 | 0 | 0 | 0 | 0 | 0
CT | 8.85 | 19.95 | 41.38 | 102.86 | 12 | 0.98
Coal | 21351.22 | 8073.73 | 3231.19 | 229.38 | 688.73 | 1217.65
Geo | 0 | 0 | 0 | 0 | 0 | 0
H | 0 | 0 | 0 | 0 | 0 | 0
LFG | 0 | 0 | 0 | 0 | 0 | 0
Nuc | 0 | 0 | 0 | 0 | 0 | 0
PS | 0 | 0 | 0 | 0 | 0 | 0
PV | 0 | 0 | 0 | 0 | 0 | 0
PeakG | 46.99 | 97.3 | 236.1 | 610.71 | 218.79 | 261.34
PeakO | 0 | 0 | 0 | 0 | 0 | 0
ST | 0 | 0 | 0 | 0 | 0 | 0
STOG | 159.95 | 209.39 | 449.32 | 562.24 | 225.73 | 147.58
STWD | 0 | 0 | 0 | 0 | 0 | 0
WT | 0 | 0 | 0 | 0 | 0 | 0
IGCC | 100.97 | 90.49 | 20.94 | 0 | 0 | 0
DemandResponse | 0 | 0 | 0 | 0 | 0 | 0
IGCC-CCS | 0 | 0 | 0 | 0 | 0 | 0
WT_off | 0 | 0 | 0 | 0 | 0 | 0
PseudoUnit | 0 | 0 | 0 | 0 | 0 | 0
FixedInterchange | 0 | 0 | 0 | 0 | 0 | 0
Emission Cost by Reporting Type: EI_US
ReportingType | 2015 | 2020 | 2025 | 2030 | 2035 | 2040
BM | 0 | 0 | 0 | 0 | 0 | 0
CC | 12333.11 | 20634.27 | 31176.26 | 60674.39 | 58639.81 | 39886.96
CSP | 0 | 0 | 0 | 0 | 0 | 0
CT | 8.66 | 19.63 | 40.46 | 102.08 | 12 | 0.98
Coal | 15845.4 | 4320.79 | 559.16 | 140.3 | 497.14 | 913.53
Geo | 0 | 0 | 0 | 0 | 0 | 0
H | 0 | 0 | 0 | 0 | 0 | 0
LFG | 0 | 0 | 0 | 0 | 0 | 0
Nuc | 0 | 0 | 0 | 0 | 0 | 0
PS | 0 | 0 | 0 | 0 | 0 | 0
PV | 0 | 0 | 0 | 0 | 0 | 0
PeakG | 45.42 | 95.77 | 232.3 | 606.4 | 213.07 | 252.07
PeakO | 0 | 0 | 0 | 0 | 0 | 0
ST | 0 | 0 | 0 | 0 | 0 | 0
STOG | 97.76 | 109.57 | 248.73 | 379.46 | 221.46 | 144.45
STWD | 0 | 0 | 0 | 0 | 0 | 0
WT | 0 | 0 | 0 | 0 | 0 | 0
IGCC | 100.97 | 90.49 | 20.94 | 0 | 0 | 0
DemandResponse | 0 | 0 | 0 | 0 | 0 | 0
IGCC-CCS | 0 | 0 | 0 | 0 | 0 | 0
WT_off | 0 | 0 | 0 | 0 | 0 | 0
PseudoUnit | 0 | 0 | 0 | 0 | 0 | 0
FixedInterchange | 0 | 0 | 0 | 0 | 0 | 0
Emission Cost by Reporting Type: EI_Canada
ReportingType | 2015 | 2020 | 2025 | 2030 | 2035 | 2040
BM | 0 | 0 | 0 | 0 | 0 | 0
CC | 162.61 | 195.27 | 50.27 | 9.09 | 2.39 | 24.24
CSP | 0 | 0 | 0 | 0 | 0 | 0
CT | 0.18 | 0.26 | 0 | 0 | 0 | 0
Coal | 6.28 | 0 | 0 | 0 | 0 | 0
Geo | 0 | 0 | 0 | 0 | 0 | 0
H | 0 | 0 | 0 | 0 | 0 | 0
LFG | 0 | 0 | 0 | 0 | 0 | 0
Nuc | 0 | 0 | 0 | 0 | 0 | 0
PS | 0 | 0 | 0 | 0 | 0 | 0
PV | 0 | 0 | 0 | 0 | 0 | 0
PeakG | 1.48 | 1.38 | 0 | 0 | 0 | 0
PeakO | 0 | 0 | 0 | 0 | 0 | 0
ST | 0 | 0 | 0 | 0 | 0 | 0
STOG | 0.23 | 0 | 0 | 0 | 0 | 0
STWD | 0 | 0 | 0 | 0 | 0 | 0
WT | 0 | 0 | 0 | 0 | 0 | 0
IGCC | 0 | 0 | 0 | 0 | 0 | 0
DemandResponse | 0 | 0 | 0 | 0 | 0 | 0
IGCC-CCS | 0 | 0 | 0 | 0 | 0 | 0
WT_off | 0 | 0 | 0 | 0 | 0 | 0
PseudoUnit | 0 | 0 | 0 | 0 | 0 | 0
FixedInterchange | 0 | 0 | 0 | 0 | 0 | 0
Emission Cost by Reporting Type: EI
ReportingType | 2015 | 2020 | 2025 | 2030 | 2035 | 2040
BM | 0 | 0 | 0 | 0 | 0 | 0
CC | 12495.73 | 20829.55 | 31226.53 | 60683.48 | 58642.2 | 39911.2
CSP | 0 | 0 | 0 | 0 | 0 | 0
CT | 8.85 | 19.9 | 40.46 | 102.08 | 12 | 0.98
Coal | 15851.68 | 4320.79 | 559.16 | 140.3 | 497.14 | 913.53
Geo | 0 | 0 | 0 | 0 | 0 | 0
H | 0 | 0 | 0 | 0 | 0 | 0
LFG | 0 | 0 | 0 | 0 | 0 | 0
Nuc | 0 | 0 | 0 | 0 | 0 | 0
PS | 0 | 0 | 0 | 0 | 0 | 0
PV | 0 | 0 | 0 | 0 | 0 | 0
PeakG | 46.9 | 97.15 | 232.3 | 606.4 | 213.07 | 252.07
PeakO | 0 | 0 | 0 | 0 | 0 | 0
ST | 0 | 0 | 0 | 0 | 0 | 0
STOG | 98 | 109.57 | 248.73 | 379.46 | 221.46 | 144.45
STWD | 0 | 0 | 0 | 0 | 0 | 0
WT | 0 | 0 | 0 | 0 | 0 | 0
IGCC | 100.97 | 90.49 | 20.94 | 0 | 0 | 0
DemandResponse | 0 | 0 | 0 | 0 | 0 | 0
IGCC-CCS | 0 | 0 | 0 | 0 | 0 | 0
WT_off | 0 | 0 | 0 | 0 | 0 | 0
PseudoUnit | 0 | 0 | 0 | 0 | 0 | 0
FixedInterchange | 0 | 0 | 0 | 0 | 0 | 0
Emission Cost by Reporting Type: Outside_EI
ReportingType | 2015 | 2020 | 2025 | 2030 | 2035 | 2040
BM | 0 | 0 | 0 | 0 | 0 | 0
CC | 5311.56 | 8562.67 | 14477.27 | 26820.74 | 20224.28 | 14424.64
CSP | 0 | 0 | 0 | 0 | 0 | 0
CT | 0 | 0.05 | 0.92 | 0.78 | 0 | 0
Coal | 5499.54 | 3752.94 | 2672.02 | 89.08 | 191.58 | 304.12
Geo | 0 | 0 | 0 | 0 | 0 | 0
H | 0 | 0 | 0 | 0 | 0 | 0
LFG | 0 | 0 | 0 | 0 | 0 | 0
Nuc | 0 | 0 | 0 | 0 | 0 | 0
PS | 0 | 0 | 0 | 0 | 0 | 0
PV | 0 | 0 | 0 | 0 | 0 | 0
PeakG | 0.1 | 0.15 | 3.8 | 4.32 | 5.72 | 9.27
PeakO | 0 | 0 | 0 | 0 | 0 | 0
ST | 0 | 0 | 0 | 0 | 0 | 0
STOG | 61.95 | 99.81 | 200.59 | 182.78 | 4.26 | 3.13
STWD | 0 | 0 | 0 | 0 | 0 | 0
WT | 0 | 0 | 0 | 0 | 0 | 0
IGCC | 0 | 0 | 0 | 0 | 0 | 0
DemandResponse | 0 | 0 | 0 | 0 | 0 | 0
IGCC-CCS | 0 | 0 | 0 | 0 | 0 | 0
WT_off | 0 | 0 | 0 | 0 | 0 | 0
PseudoUnit | 0 | 0 | 0 | 0 | 0 | 0
FixedInterchange | 0 | 0 | 0 | 0 | 0 | 0
#8 | 0.01: Base VOM Costs ($million)
Base VOM Costs by Reporting Type: Entergy
ReportingType | 2015 | 2020 | 2025 | 2030 | 2035 | 2040
BM | 0 | 0 | 0 | 0 | 0 | 8.21
CC | 202.97 | 293.87 | 196.15 | 117.56 | 54.82 | 45.81
CSP | 0 | 0 | 0 | 0 | 0 | 0
CT | 0 | 0 | 0 | 0 | 0 | 0
Coal | 218.85 | 22.23 | 2.1 | 0 | 0 | 0
Geo | 0 | 0 | 0 | 0 | 0 | 0
H | 0 | 0 | 0 | 0 | 0 | 0.04
LFG | 0 | 0 | 0 | 0.01 | 0.01 | 0.01
Nuc | 100.26 | 100.26 | 100.26 | 100.26 | 84.41 | 66.26
PS | 0 | 0 | 0 | 0 | 0 | 0
PV | 0 | 0 | 0 | 0 | 0 | 0
PeakG | 0 | 0 | 0 | 0 | 0 | 0
PeakO | 0 | 0 | 0 | 0 | 0 | 0
ST | 0 | 0 | 0 | 0 | 0 | 0
STOG | 1.48 | 1.55 | 2.26 | 0 | 0 | 0
STWD | 0 | 0.09 | 0.04 | 0.31 | 1.84 | 2.11
WT | 0 | 0 | 0 | 0 | 0 | 0.01
IGCC | 0 | 0 | 0 | 0 | 0 | 0
DemandResponse | 0 | 0 | 0 | 0 | 0 | 0
IGCC-CCS | 0 | 0 | 0 | 0 | 0 | 0
WT_off | 0 | 0 | 0 | 0 | 0 | 0
PseudoUnit | 0 | 0 | 0 | 0 | 0 | 0
FixedInterchange | 0 | 0 | 0 | 0 | 0 | 0
Base VOM Costs by Reporting Type: FRCC
ReportingType | 2015 | 2020 | 2025 | 2030 | 2035 | 2040
BM | 0 | 0 | 0 | 0 | 0 | 0
CC | 580.74 | 605.26 | 649.02 | 648.47 | 200.36 | 171.84
CSP | 0 | 0 | 0 | 0 | 0 | 0
CT | 4.8 | 7.96 | 9.56 | 9.52 | 0 | 0
Coal | 48.57 | 0.84 | 0.55 | 0.31 | 0.31 | 2.16
Geo | 0 | 0 | 0 | 0 | 0 | 0
H | 0 | 0 | 0 | 0 | 0 | 0
LFG | 0.04 | 0.04 | 0.06 | 0.06 | 0.06 | 0.06
Nuc | 76.4 | 76.4 | 76.4 | 76.4 | 389.54 | 442.84
PS | 0 | 0 | 0 | 0 | 0 | 0
PV | 0 | 0 | 0 | 0 | 0 | 0
PeakG | 3.21 | 5.1 | 9.39 | 10.36 | 2.21 | 1.91
PeakO | 0 | 0 | 0 | 0 | 0 | 0
ST | 0 | 0 | 0 | 0 | 0 | 0
STOG | 0 | 0 | 0 | 0 | 0 | 0
STWD | 0.31 | 0.48 | 0.48 | 3.24 | 3.24 | 3.24
WT | 0 | 0 | 0 | 0 | 0 | 0
IGCC | 0 | 0 | 0 | 0 | 0 | 0
DemandResponse | 0 | 0 | 0 | 0 | 0 | 0
IGCC-CCS | 0 | 0 | 0 | 0 | 0 | 0
WT_off | 0 | 0 | 0 | 0 | 0 | 0
PseudoUnit | 0 | 0 | 0 | 0 | 0 | 0
FixedInterchange | 0 | 0 | 0 | 0 | 0 | 0
Base VOM Costs by Reporting Type: MAPP_US
ReportingType | 2015 | 2020 | 2025 | 2030 | 2035 | 2040
BM | 0 | 0 | 0 | 0 | 0 | 0
CC | 5.12 | 15.9 | 5.34 | 2.29 | 1.82 | 1.65
CSP | 0 | 0 | 0 | 0 | 0 | 0
CT | 0 | 0 | 0 | 0 | 0 | 0
Coal | 38.55 | 13.15 | 0 | 0 | 0 | 0
Geo | 0 | 0 | 0 | 0 | 0 | 0
H | 0 | 0 | 0 | 0 | 0 | 0
LFG | 0 | 0 | 0 | 0.01 | 0.01 | 0.01
Nuc | 0 | 0 | 0 | 0 | 0 | 0
PS | 0 | 0 | 0 | 0 | 0 | 0
PV | 0 | 0 | 0 | 0 | 0 | 0
PeakG | 0.75 | 0.57 | 0.39 | 0.57 | 0.39 | 0.39
PeakO | 0 | 0 | 0 | 0 | 0 | 0
ST | 0 | 0 | 0 | 0 | 0 | 0
STOG | 0 | 0 | 0 | 0 | 0 | 0
STWD | 0 | 0 | 0 | 0 | 0 | 0
WT | 0.07 | 0.13 | 0.23 | 0.27 | 0.27 | 0.27
IGCC | 0 | 0 | 0 | 0 | 0 | 0
DemandResponse | 0 | 0 | 0 | 0 | 0 | 0
IGCC-CCS | 0 | 0 | 0 | 0 | 0 | 0
WT_off | 0 | 0 | 0 | 0 | 0 | 0
PseudoUnit | 0 | 0 | 0 | 0 | 0 | 0
FixedInterchange | 0 | 0 | 0 | 0 | 0 | 0
Base VOM Costs by Reporting Type: MISO_IN
ReportingType | 2015 | 2020 | 2025 | 2030 | 2035 | 2040
BM | 0 | 0 | 0 | 0 | 0 | 0
CC | 225.08 | 505.31 | 502.95 | 468.58 | 142.03 | 118.47
CSP | 0 | 0 | 0 | 0 | 0 | 0
CT | 0 | 0 | 0 | 0 | 0 | 0
Coal | 124.2 | 30.4 | 4.58 | 1.76 | 1.76 | 3.78
Geo | 0 | 0 | 0 | 0 | 0 | 0
H | 0 | 0 | 0 | 0 | 0 | 0
LFG | 0 | 0 | 0.01 | 0.01 | 0.01 | 0.01
Nuc | 0 | 0 | 0 | 0 | 0 | 0
PS | 0 | 0 | 0 | 0 | 0 | 0
PV | 0 | 0 | 0.01 | 0.01 | 0.01 | 0.01
PeakG | 0 | 0 | 0 | 0 | 0 | 0
PeakO | 0 | 0 | 0 | 0 | 0 | 0
ST | 0 | 0 | 0 | 0 | 0 | 0
STOG | 0.13 | 0.07 | 0.13 | 0.07 | 0 | 0
STWD | 0 | 0 | 0 | 0 | 0 | 0
WT | 0.02 | 0.02 | 0.02 | 0.02 | 1.23 | 1.23
IGCC | 30.43 | 19.2 | 2.71 | 0 | 0 | 0
DemandResponse | 0 | 0 | 0 | 0 | 0 | 0
IGCC-CCS | 0 | 0 | 0 | 0 | 0 | 0
WT_off | 0 | 0 | 0 | 0 | 0 | 0
PseudoUnit | 0 | 0 | 0 | 0 | 0 | 0
FixedInterchange | 0 | 0 | 0 | 0 | 0 | 0
Base VOM Costs by Reporting Type: MISO_MI
ReportingType | 2015 | 2020 | 2025 | 2030 | 2035 | 2040
BM | 0 | 0 | 0 | 0 | 0 | 48.54
CC | 96.4 | 97.4 | 86.12 | 64.02 | 38.73 | 11.56
CSP | 0 | 0 | 0 | 0 | 0 | 0
CT | 0 | 0 | 0 | 0 | 0 | 0
Coal | 55.91 | 0 | 0 | 0 | 0 | 0
Geo | 0 | 0 | 0 | 0 | 0 | 0
H | 0 | 0 | 0 | 0 | 0 | 0
LFG | 0.01 | 0.01 | 0.03 | 0.03 | 0.03 | 0.03
Nuc | 34.93 | 34.93 | 34.93 | 34.93 | 20.54 | 34.52
PS | 0 | 0 | 0 | 0 | 0 | 0
PV | 0 | 0 | 0 | 0 | 0 | 0
PeakG | 0.13 | 0.25 | 0 | 0.06 | 0 | 0
PeakO | 0 | 0 | 0 | 0 | 0 | 0
ST | 0 | 0 | 0 | 0 | 0 | 0
STOG | 0.88 | 0.39 | 0.67 | 0.67 | 0 | 0
STWD | 2.71 | 1.88 | 0.26 | 0.3 | 2.71 | 2.71
WT | 0.06 | 0.07 | 0.07 | 0.07 | 0.07 | 0.07
IGCC | 0 | 0 | 0 | 0 | 0 | 0
DemandResponse | 0 | 0 | 0 | 0 | 0 | 0
IGCC-CCS | 0 | 0 | 0 | 0 | 0 | 0
WT_off | 0 | 0 | 0 | 0 | 0 | 0
PseudoUnit | 0 | 0 | 0 | 0 | 0 | 0
FixedInterchange | 0 | 0 | 0 | 0 | 0 | 0
Base VOM Costs by Reporting Type: MISO_MO-IL
ReportingType | 2015 | 2020 | 2025 | 2030 | 2035 | 2040
BM | 0 | 0 | 0 | 0 | 0 | 0
CC | 8.89 | 85.29 | 70.47 | 49.23 | 17.17 | 11.88
CSP | 0 | 0 | 0 | 0 | 0 | 0
CT | 0 | 0 | 0 | 0 | 0 | 0
Coal | 220.62 | 58.79 | 7.4 | 0.67 | 1.71 | 2.39
Geo | 0 | 0 | 0 | 0 | 0 | 0
H | 0 | 0 | 0.02 | 0.02 | 0.02 | 0.02
LFG | 0 | 0 | 0.02 | 0.02 | 0.02 | 0.02
Nuc | 41.29 | 41.29 | 41.29 | 41.29 | 41.29 | 41.29
PS | 0 | 0 | 0 | 0 | 0 | 0
PV | 0 | 0 | 0 | 0 | 0 | 0
PeakG | 1.06 | 3.51 | 1.96 | 0.76 | 0 | 0
PeakO | 0 | 0 | 0 | 0 | 0 | 0
ST | 0 | 0 | 0 | 0 | 0 | 0
STOG | 0.01 | 0.03 | 0.01 | 0.01 | 0 | 0
STWD | 0 | 0 | 0 | 0 | 0 | 0
WT | 0.02 | 0.02 | 0.02 | 0.21 | 0.32 | 0.32
IGCC | 0 | 0 | 0 | 0 | 0 | 0
DemandResponse | 0 | 0 | 0 | 0 | 0 | 0
IGCC-CCS | 0 | 0 | 0 | 0 | 0 | 0
WT_off | 0 | 0 | 0 | 0 | 0 | 0
PseudoUnit | 0 | 0 | 0 | 0 | 0 | 0
FixedInterchange | 0 | 0 | 0 | 0 | 0 | 0
Base VOM Costs by Reporting Type: MISO_W
ReportingType | 2015 | 2020 | 2025 | 2030 | 2035 | 2040
BM | 0 | 0 | 0 | 0 | 0 | 0
CC | 23.93 | 66.56 | 25.23 | 13.52 | 7.45 | 4.92
CSP | 0 | 0 | 0 | 0 | 0 | 0
CT | 0 | 0 | 0 | 0 | 0 | 0
Coal | 256 | 73.39 | 11.74 | 6.93 | 9.69 | 9.69
Geo | 0 | 0 | 0 | 0 | 0 | 0
H | 0 | 0 | 0 | 0 | 0 | 0
LFG | 0.02 | 0.02 | 0.02 | 0.02 | 0.02 | 0.02
Nuc | 43.67 | 43.67 | 43.67 | 43.67 | 0 | 0
PS | 0 | 0 | 0 | 0 | 0 | 0
PV | 0 | 0 | 0 | 0 | 0 | 0
PeakG | 2.11 | 2.25 | 0.18 | 0.31 | 0 | 0
PeakO | 0 | 0 | 0 | 0 | 0 | 0
ST | 0 | 0 | 0 | 0 | 0 | 0
STOG | 0 | 0 | 0 | 0 | 0 | 0
STWD | 0.14 | 0.3 | 0.47 | 0.49 | 3.56 | 4.33
WT | 0.32 | 0.32 | 1.36 | 2.22 | 2.22 | 2.25
IGCC | 0 | 0 | 0 | 0 | 0 | 0
DemandResponse | 0 | 0 | 0 | 0 | 0 | 0
IGCC-CCS | 0 | 0 | 0 | 0 | 0 | 0
WT_off | 0 | 0 | 0 | 0 | 0 | 0
PseudoUnit | 0 | 0 | 0 | 0 | 0 | 0
FixedInterchange | 0 | 0 | 0 | 0 | 0 | 0
Base VOM Costs by Reporting Type: MISO_WUMS
ReportingType | 2015 | 2020 | 2025 | 2030 | 2035 | 2040
BM | 0 | 0 | 0 | 0 | 0 | 37.17
CC | 169.37 | 241.52 | 235.95 | 180.78 | 113.23 | 41.8
CSP | 0 | 0 | 0 | 0 | 0 | 0
CT | 0 | 0 | 0 | 0 | 0 | 0
Coal | 27.4 | 3.78 | 1.36 | 1.7 | 7.69 | 10.28
Geo | 0 | 0 | 0 | 0 | 0 | 0
H | 0 | 0 | 0 | 0 | 0 | 0
LFG | 0.01 | 0.01 | 0.03 | 0.03 | 0.03 | 0.03
Nuc | 33.6 | 33.6 | 33.6 | 33.6 | 0 | 0
PS | 0 | 0 | 0 | 0 | 0 | 0
PV | 0 | 0 | 0 | 0 | 0 | 0
PeakG | 0 | 0.02 | 0 | 0 | 0 | 0
PeakO | 0 | 0 | 0 | 0 | 0 | 0
ST | 0 | 0 | 0 | 0 | 0 | 0
STOG | 0 | 0 | 0 | 0 | 0 | 0
STWD | 0.02 | 0.02 | 0.09 | 0.16 | 1.75 | 1.74
WT | 0.05 | 0.05 | 0.05 | 0.05 | 0.37 | 0.46
IGCC | 0 | 0 | 0 | 0 | 0 | 0
DemandResponse | 0 | 0 | 0 | 0 | 0 | 0
IGCC-CCS | 0 | 0 | 0 | 0 | 0 | 0
WT_off | 0 | 0 | 0 | 0 | 0 | 0
PseudoUnit | 0 | 0 | 0 | 0 | 0 | 0
FixedInterchange | 0 | 0 | 0 | 0 | 0 | 0
Base VOM Costs by Reporting Type: Nebraska
ReportingType | 2015 | 2020 | 2025 | 2030 | 2035 | 2040
BM | 0 | 0 | 0 | 0 | 0 | 0
CC | 2.01 | 0.92 | 0.91 | 0.57 | 0.33 | 0.09
CSP | 0 | 0 | 0 | 0 | 0 | 0
CT | 0 | 0 | 0 | 0 | 0 | 0
Coal | 117.38 | 10.96 | 4.58 | 3.9 | 6.16 | 5.55
Geo | 0 | 0 | 0 | 0 | 0 | 0
H | 0 | 0 | 0 | 0 | 0 | 0
LFG | 0 | 0 | 0 | 0.01 | 0.01 | 0.01
Nuc | 23.15 | 23.15 | 23.15 | 20.53 | 0 | 0
PS | 0 | 0 | 0 | 0 | 0 | 0
PV | 0 | 0 | 0 | 0 | 0 | 0
PeakG | 0.37 | 0 | 0 | 0 | 0 | 0
PeakO | 0 | 0 | 0 | 0 | 0 | 0
ST | 0 | 0 | 0 | 0 | 0 | 0
STOG | 0.13 | 0 | 0 | 0 | 0 | 0
STWD | 0 | 0 | 0 | 0 | 0 | 0
WT | 0.01 | 0.5 | 0.61 | 0.67 | 0.85 | 0.85
IGCC | 0 | 0 | 0 | 0 | 0 | 0
DemandResponse | 0 | 0 | 0 | 0 | 0 | 0
IGCC-CCS | 0 | 0 | 0 | 0 | 0 | 0
WT_off | 0 | 0 | 0 | 0 | 0 | 0
PseudoUnit | 0 | 0 | 0 | 0 | 0 | 0
FixedInterchange | 0 | 0 | 0 | 0 | 0 | 0
Base VOM Costs by Reporting Type: NEISO
ReportingType | 2015 | 2020 | 2025 | 2030 | 2035 | 2040
BM | 9.41 | 6.11 | 2.07 | 2.4 | 9.41 | 9.41
CC | 119.26 | 87.41 | 78.83 | 64.95 | 20.41 | 19.43
CSP | 0 | 0 | 0 | 0 | 0 | 0
CT | 0.01 | 0.11 | 0.11 | 0.1 | 0 | 0
Coal | 0.04 | 0 | 0 | 0 | 0 | 0
Geo | 0 | 0 | 0 | 0 | 0 | 0
H | 0 | 0 | 0 | 0 | 0 | 0
LFG | 0.05 | 0.05 | 0.06 | 0.06 | 0.06 | 0.06
Nuc | 85.9 | 85.9 | 85.9 | 85.9 | 62.06 | 45.84
PS | 0 | 0 | 0 | 0 | 0 | 0
PV | 0 | 0.01 | 0.01 | 0.01 | 0.01 | 0.01
PeakG | 0.07 | 0.27 | 0.32 | 0.3 | 0.01 | 0.02
PeakO | 0 | 0 | 0 | 0 | 0 | 0
ST | 0 | 0 | 0 | 0 | 0 | 0
STOG | 0 | 0 | 0 | 0 | 0 | 0
STWD | 10.15 | 2.91 | 0.3 | 0.28 | 6.48 | 10.15
WT | 0.01 | 0.09 | 0.13 | 0.17 | 0.47 | 0.47
IGCC | 0 | 0 | 0 | 0 | 0 | 0
DemandResponse | 0 | 0 | 0 | 0 | 0 | 0
IGCC-CCS | 0 | 0 | 0 | 0 | 0 | 0
WT_off | 0.02 | 0.02 | 0.02 | 0.02 | 0.02 | 0.02
PseudoUnit | 0 | 0 | 0 | 0 | 0 | 0
FixedInterchange | 0 | 0 | 0 | 0 | 0 | 0
Base VOM Costs by Reporting Type: NonRTO_Midwest
ReportingType | 2015 | 2020 | 2025 | 2030 | 2035 | 2040
BM | 0 | 0 | 0 | 0 | 0 | 198.39
CC | 117.58 | 179.67 | 179.03 | 176.88 | 157.47 | 33.73
CSP | 0 | 0 | 0 | 0 | 0 | 0
CT | 0 | 0 | 0 | 0 | 0 | 0
Coal | 98.6 | 35.64 | 7.21 | 4.39 | 8.29 | 12.78
Geo | 0 | 0 | 0 | 0 | 0 | 0
H | 0 | 0 | 0 | 0 | 0.04 | 0.04
LFG | 0 | 0 | 0.01 | 0.01 | 0.01 | 0.01
Nuc | 0 | 0 | 0 | 0 | 0 | 0
PS | 0 | 0 | 0 | 0 | 0 | 0
PV | 0 | 0 | 0 | 0 | 0 | 0
PeakG | 1.18 | 0.58 | 0.93 | 1.71 | 0 | 0
PeakO | 0 | 0 | 0 | 0 | 0 | 0
ST | 0 | 0 | 0 | 0 | 0 | 0
STOG | 0 | 0 | 0 | 0 | 0 | 0
STWD | 0 | 0 | 0 | 0 | 0 | 0
WT | 0 | 0 | 0 | 0 | 0 | 0
IGCC | 0 | 0 | 0 | 0 | 0 | 0
DemandResponse | 0 | 0 | 0 | 0 | 0 | 0
IGCC-CCS | 0 | 0 | 0 | 0 | 0 | 0
WT_off | 0 | 0 | 0 | 0 | 0 | 0
PseudoUnit | 0 | 0 | 0 | 0 | 0 | 0
FixedInterchange | 0 | 0 | 0 | 0 | 0 | 0
Base VOM Costs by Reporting Type: NYISO_A-F
ReportingType | 2015 | 2020 | 2025 | 2030 | 2035 | 2040
BM | 0 | 0 | 0 | 0 | 0 | 0
CC | 25 | 30.2 | 29.77 | 20.22 | 3.38 | 4.55
CSP | 0 | 0 | 0 | 0 | 0 | 0
CT | 0 | 0 | 0 | 0 | 0 | 0
Coal | 0 | 0 | 0 | 0 | 0 | 0
Geo | 0 | 0 | 0 | 0 | 0 | 0
H | 0 | 0 | 0 | 0 | 0 | 0
LFG | 0.02 | 0.02 | 0.02 | 0.02 | 0.02 | 0.02
Nuc | 62.23 | 62.23 | 62.23 | 50.74 | 40 | 24.24
PS | 0 | 0 | 0 | 0 | 0 | 0
PV | 0 | 0 | 0 | 0 | 0 | 0
PeakG | 0 | 0.05 | 0.05 | 0.01 | 0 | 0
PeakO | 0 | 0 | 0 | 0 | 0 | 0
ST | 0 | 0 | 0 | 0 | 0 | 0
STOG | 0 | 0 | 0 | 0 | 0 | 0
STWD | 0 | 0 | 0 | 0.02 | 0.67 | 1.43
WT | 0.11 | 0.13 | 0.13 | 0.13 | 0.4 | 0.4
IGCC | 0 | 0 | 0 | 0 | 0 | 0
DemandResponse | 0 | 0 | 0 | 0 | 0 | 0
IGCC-CCS | 0 | 0 | 0 | 0 | 0 | 0
WT_off | 0 | 0 | 0 | 0 | 0 | 0
PseudoUnit | 0 | 0 | 0 | 0 | 0 | 0
FixedInterchange | 0 | 0 | 0 | 0 | 0 | 0
Base VOM Costs by Reporting Type: NYISO_G-I
ReportingType | 2015 | 2020 | 2025 | 2030 | 2035 | 2040
BM | 0 | 0 | 0 | 0 | 0 | 0
CC | 9.05 | 15.71 | 16.24 | 5 | 3.42 | 2
CSP | 0 | 0 | 0 | 0 | 0 | 0
CT | 0 | 0 | 0 | 0 | 0 | 0
Coal | 0 | 0 | 0 | 0 | 0 | 0
Geo | 0 | 0 | 0 | 0 | 0 | 0
H | 0 | 0 | 0 | 0 | 0 | 0
LFG | 0.01 | 0.01 | 0.01 | 0.01 | 0.01 | 0.01
Nuc | 37.82 | 37.82 | 37.82 | 37.82 | 27.63 | 36.62
PS | 0 | 0 | 0 | 0 | 0 | 0
PV | 0 | 0 | 0 | 0 | 0 | 0
PeakG | 0 | 0 | 0 | 0 | 0 | 0
PeakO | 0 | 0 | 0 | 0 | 0 | 0
ST | 0 | 0 | 0 | 0 | 0 | 0
STOG | 0 | 0 | 0 | 0 | 0 | 0
STWD | 0 | 0 | 0 | 0 | 0 | 0
WT | 0 | 0 | 0 | 0 | 0.01 | 0.01
IGCC | 0 | 0 | 0 | 0 | 0 | 0
DemandResponse | 0 | 0 | 0 | 0 | 0 | 0
IGCC-CCS | 0 | 0 | 0 | 0 | 0 | 0
WT_off | 0 | 0 | 0 | 0 | 0 | 0
PseudoUnit | 0 | 0 | 0 | 0 | 0 | 0
FixedInterchange | 0 | 0 | 0 | 0 | 0 | 0
Base VOM Costs by Reporting Type: NYISO_J-K
ReportingType | 2015 | 2020 | 2025 | 2030 | 2035 | 2040
BM | 0 | 0 | 0 | 0 | 0 | 0
CC | 66.69 | 71.27 | 69.31 | 62.1 | 38.69 | 34.53
CSP | 0 | 0 | 0 | 0 | 0 | 0
CT | 0 | 0 | 0 | 0 | 0 | 0
Coal | 0 | 0 | 0 | 0 | 0 | 0
Geo | 0 | 0 | 0 | 0 | 0 | 0
H | 0 | 0 | 0 | 0 | 0 | 0
LFG | 0.01 | 0.01 | 0.01 | 0.02 | 0.02 | 0.02
Nuc | 0 | 0 | 0 | 0 | 0 | 0
PS | 0 | 0 | 0 | 0 | 0 | 0
PV | 0 | 0 | 0 | 0 | 0 | 0
PeakG | 0.44 | 0.84 | 1.19 | 0.96 | 2.79 | 2.27
PeakO | 0 | 0 | 0 | 0 | 0 | 0
ST | 0 | 0 | 0 | 0 | 0 | 0
STOG | 0.83 | 1.62 | 2.58 | 2.4 | 1.06 | 0.64
STWD | 0 | 0 | 0 | 0 | 0 | 0
WT | 0 | 0 | 0 | 0 | 0.01 | 0.01
IGCC | 0 | 0 | 0 | 0 | 0 | 0
DemandResponse | 0 | 0 | 0 | 0 | 0 | 0
IGCC-CCS | 0 | 0 | 0 | 0 | 0 | 0
WT_off | 0 | 0 | 0 | 0 | 0 | 0
PseudoUnit | 0 | 0 | 0 | 0 | 0 | 0
FixedInterchange | 0 | 0 | 0 | 0 | 0 | 0
Base VOM Costs by Reporting Type: PJM_E
ReportingType | 2015 | 2020 | 2025 | 2030 | 2035 | 2040
BM | 0.03 | 1.12 | 1.12 | 1.12 | 1.12 | 1.12
CC | 152.41 | 174.77 | 163.08 | 146.82 | 124.4 | 76.6
CSP | 0 | 0 | 0 | 0 | 0 | 0
CT | 0 | 0.03 | 0.05 | 0.1 | 0.03 | 0
Coal | 1.82 | 1.44 | 0.05 | 0 | 0 | 0
Geo | 0 | 0 | 0 | 0 | 0 | 0
H | 0 | 0 | 0 | 0 | 0 | 0
LFG | 0.04 | 0.05 | 0.05 | 0.05 | 0.05 | 0.05
Nuc | 157.37 | 146 | 146 | 146 | 104.88 | 83.17
PS | 0 | 0 | 0 | 0 | 0 | 0
PV | 0 | 0 | 0 | 0 | 0 | 0
PeakG | 0.33 | 4 | 5.04 | 7.81 | 2.1 | 2.1
PeakO | 0 | 0 | 0 | 0 | 0 | 0
ST | 0 | 0 | 0 | 0 | 0 | 0
STOG | 0.64 | 1.22 | 0 | 0 | 0 | 0
STWD | 0 | 0 | 0 | 0 | 0 | 0
WT | 0.02 | 0.02 | 0.02 | 0.02 | 0.02 | 0.02
IGCC | 0 | 0 | 0 | 0 | 0 | 0
DemandResponse | 0 | 0 | 0 | 0 | 0 | 0
IGCC-CCS | 0 | 0 | 0 | 0 | 0 | 0
WT_off | 0 | 0 | 0.04 | 0.04 | 0.04 | 0.04
PseudoUnit | 0 | 0 | 0 | 0 | 0 | 0
FixedInterchange | 0 | 0 | 0 | 0 | 0 | 0
Base VOM Costs by Reporting Type: PJM_ROM
ReportingType | 2015 | 2020 | 2025 | 2030 | 2035 | 2040
BM | 0.02 | 0.67 | 0.67 | 0.67 | 0.67 | 87.97
CC | 65.71 | 79.06 | 77.1 | 66.42 | 55.05 | 32.32
CSP | 0 | 0 | 0 | 0 | 0 | 0
CT | 0 | 0.02 | 0.03 | 0.06 | 0.02 | 0.02
Coal | 39.23 | 4.86 | 0.05 | 0 | 0 | 0
Geo | 0 | 0 | 0 | 0 | 0 | 0
H | 0 | 0 | 0 | 0.03 | 0.03 | 0.03
LFG | 0.03 | 0.05 | 0.05 | 0.05 | 0.05 | 0.05
Nuc | 93.13 | 93.13 | 93.13 | 93.13 | 172.05 | 194.3
PS | 0 | 0 | 0 | 0 | 0 | 0
PV | 0 | 0.03 | 0.04 | 0.04 | 0.04 | 0.04
PeakG | 0 | 0.4 | 0.4 | 2.44 | 1.27 | 1.28
PeakO | 0 | 0 | 0 | 0 | 0 | 0
ST | 0 | 0 | 0 | 0 | 0 | 0
STOG | 1.64 | 3.21 | 3.16 | 3.16 | 1.03 | 0
STWD | 0.04 | 1.16 | 1.16 | 1.16 | 1.16 | 1.16
WT | 0.03 | 0.05 | 0.05 | 0.05 | 0.05 | 0.05
IGCC | 0 | 0 | 0 | 0 | 0 | 0
DemandResponse | 0 | 0 | 0 | 0 | 0 | 0
IGCC-CCS | 0 | 0 | 0 | 0 | 0 | 0
WT_off | 0 | 0 | 0 | 0 | 0 | 0
PseudoUnit | 0 | 0 | 0 | 0 | 0 | 0
FixedInterchange | 0 | 0 | 0 | 0 | 0 | 0
Base VOM Costs by Reporting Type: PJM_ROR
ReportingType | 2015 | 2020 | 2025 | 2030 | 2035 | 2040
BM | 0.42 | 14.36 | 12.13 | 10.47 | 14.36 | 236.89
CC | 819.05 | 931.07 | 897.3 | 798.57 | 673.68 | 288.68
CSP | 0 | 0 | 0 | 0 | 0 | 0
CT | 0.03 | 0.06 | 0.06 | 0.11 | 0.03 | 0.03
Coal | 450.06 | 161.52 | 9.82 | 4.12 | 10.56 | 14.76
Geo | 0 | 0 | 0 | 0 | 0 | 0
H | 0 | 0.03 | 0.03 | 0.03 | 0.03 | 0.03
LFG | 0.05 | 0.05 | 0.09 | 0.09 | 0.09 | 0.09
Nuc | 370.54 | 370.54 | 370.54 | 354.51 | 286.68 | 474.06
PS | 0 | 0 | 0 | 0 | 0 | 0
PV | 0 | 0 | 0 | 0 | 0 | 0
PeakG | 7.2 | 9.63 | 15.44 | 16.91 | 2.36 | 1.06
PeakO | 0 | 0 | 0 | 0 | 0 | 0
ST | 0 | 0 | 0 | 0 | 0 | 0
STOG | 1.88 | 1.9 | 3.28 | 1.9 | 0.51 | 0
STWD | 0.09 | 3.23 | 3.23 | 2.7 | 3.23 | 3.23
WT | 0.31 | 0.31 | 0.31 | 0.51 | 0.57 | 0.57
IGCC | 0 | 0 | 0 | 0 | 0 | 0
DemandResponse | 0 | 0 | 0 | 0 | 0 | 0
IGCC-CCS | 0 | 0 | 0 | 0 | 0 | 0
WT_off | 0 | 0 | 0 | 0 | 0 | 0
PseudoUnit | 0 | 0 | 0 | 0 | 0 | 0
FixedInterchange | 0 | 0 | 0 | 0 | 0 | 0
Base VOM Costs by Reporting Type: SOCO
ReportingType | 2015 | 2020 | 2025 | 2030 | 2035 | 2040
BM | 0.19 | 0.29 | 0.29 | 2.05 | 2.05 | 244.58
CC | 470.35 | 555.24 | 533.93 | 483.6 | 188.47 | 83.24
CSP | 0 | 0 | 0 | 0 | 0 | 0
CT | 0 | 0 | 0 | 0 | 0 | 0
Coal | 75.16 | 14.24 | 5.75 | 5.75 | 10.45 | 10.45
Geo | 0 | 0 | 0 | 0 | 0 | 0
H | 0 | 0 | 0 | 0 | 0 | 0
LFG | 0 | 0 | 0 | 0.01 | 0.01 | 0.01
Nuc | 108.01 | 143 | 143 | 143 | 359.4 | 310.49
PS | 0 | 0 | 0 | 0 | 0 | 0
PV | 0 | 0 | 0 | 0 | 0 | 0
PeakG | 5.25 | 6 | 13.25 | 12.54 | 0.44 | 0.52
PeakO | 0 | 0 | 0 | 0 | 0 | 0
ST | 0 | 0 | 0 | 0 | 0 | 0
STOG | 0 | 0 | 0 | 0 | 0 | 0
STWD | 0.59 | 0.59 | 1.06 | 1.64 | 11.11 | 11.11
WT | 0 | 0 | 0 | 0 | 0 | 0
IGCC | 0 | 0 | 0 | 0 | 0 | 0
DemandResponse | 0 | 0 | 0 | 0 | 0 | 0
IGCC-CCS | 0 | 0 | 0 | 0 | 0 | 0
WT_off | 0 | 0 | 0 | 0 | 0 | 0
PseudoUnit | 0 | 0 | 0 | 0 | 0 | 0
FixedInterchange | 0 | 0 | 0 | 0 | 0 | 0
Base VOM Costs by Reporting Type: SPP_N
ReportingType | 2015 | 2020 | 2025 | 2030 | 2035 | 2040
BM | 0 | 0 | 0 | 0 | 0 | 0
CC | 19.65 | 7.93 | 3.51 | 2.16 | 1.24 | 0.62
CSP | 0 | 0 | 0 | 0 | 0 | 0
CT | 0 | 0 | 0 | 0 | 0 | 0
Coal | 201.18 | 32.66 | 1.35 | 0 | 0 | 0
Geo | 0 | 0 | 0 | 0 | 0 | 0
H | 0 | 0 | 0 | 0 | 0 | 0
LFG | 0 | 0 | 0 | 0.01 | 0.01 | 0.01
Nuc | 21.45 | 21.45 | 21.45 | 19.02 | 14.35 | 14.26
PS | 0 | 0 | 0 | 0 | 0 | 0
PV | 0 | 0 | 0 | 0 | 0 | 0
PeakG | 0.62 | 0 | 0 | 0 | 0 | 0
PeakO | 0 | 0 | 0 | 0 | 0 | 0
ST | 0 | 0 | 0 | 0 | 0 | 0
STOG | 0.78 | 0.62 | 0 | 0 | 0 | 0
STWD | 0 | 0 | 0 | 0 | 0 | 0
WT | 0.05 | 0.66 | 1.6 | 2.16 | 2.51 | 2.58
IGCC | 0 | 0 | 0 | 0 | 0 | 0
DemandResponse | 0 | 0 | 0 | 0 | 0 | 0
IGCC-CCS | 0 | 0 | 0 | 0 | 0 | 0
WT_off | 0 | 0 | 0 | 0 | 0 | 0
PseudoUnit | 0 | 0 | 0 | 0 | 0 | 0
FixedInterchange | 0 | 0 | 0 | 0 | 0 | 0
Base VOM Costs by Reporting Type: SPP_S
ReportingType | 2015 | 2020 | 2025 | 2030 | 2035 | 2040
BM | 0 | 0 | 0 | 0 | 0 | 0
CC | 134.28 | 85.49 | 49.79 | 35.96 | 19.47 | 18.06
CSP | 0 | 0 | 0 | 0 | 0 | 0
CT | 0 | 0 | 0 | 0 | 0 | 0
Coal | 285 | 22.71 | 0.3 | 0 | 0 | 0
Geo | 0 | 0 | 0 | 0 | 0 | 0
H | 0 | 0 | 0 | 0 | 0 | 0
LFG | 0 | 0 | 0 | 0.01 | 0.01 | 0.01
Nuc | 0 | 0 | 0 | 0 | 0 | 0
PS | 0 | 0 | 0 | 0 | 0 | 0
PV | 0 | 0 | 0 | 0 | 0 | 0
PeakG | 0 | 0 | 0 | 0 | 0 | 0
PeakO | 0 | 0 | 0 | 0 | 0 | 0
ST | 0 | 0 | 0 | 0 | 0 | 0
STOG | 6.8 | 1.42 | 4.74 | 3.26 | 1.05 | 1.03
STWD | 0.13 | 0 | 0 | 0.07 | 0.6 | 0.6
WT | 0.11 | 1.45 | 1.56 | 1.66 | 1.85 | 1.89
IGCC | 0 | 0 | 0 | 0 | 0 | 0
DemandResponse | 0 | 0 | 0 | 0 | 0 | 0
IGCC-CCS | 0 | 0 | 0 | 0 | 0 | 0
WT_off | 0 | 0 | 0 | 0 | 0 | 0
PseudoUnit | 0 | 0 | 0 | 0 | 0 | 0
FixedInterchange | 0 | 0 | 0 | 0 | 0 | 0
Base VOM Costs by Reporting Type: TVA
ReportingType | 2015 | 2020 | 2025 | 2030 | 2035 | 2040
BM | 0 | 0 | 0 | 0 | 0 | 275.88
CC | 203.29 | 285.87 | 273.01 | 260.79 | 168.98 | 29.68
CSP | 0 | 0 | 0 | 0 | 0 | 0
CT | 0 | 0 | 0 | 0 | 0 | 0
Coal | 84.74 | 17.52 | 0.02 | 0 | 0 | 0
Geo | 0 | 0 | 0 | 0 | 0 | 0
H | 0 | 0 | 0 | 0 | 0 | 0
LFG | 0 | 0 | 0.01 | 0.01 | 0.01 | 0.01
Nuc | 152.12 | 152.12 | 152.12 | 152.12 | 187.62 | 163.97
PS | 0 | 0 | 0 | 0 | 0 | 0
PV | 0 | 0 | 0 | 0 | 0 | 0
PeakG | 0 | 0 | 0 | 0 | 0 | 0
PeakO | 0 | 0 | 0 | 0 | 0 | 0
ST | 0 | 0 | 0 | 0 | 0 | 0
STOG | 0 | 0 | 0 | 0 | 0 | 0
STWD | 0 | 0 | 0 | 0.01 | 0.08 | 0.08
WT | 0 | 0 | 0 | 0 | 0 | 0
IGCC | 0 | 0 | 0 | 0 | 0 | 0
DemandResponse | 0 | 0 | 0 | 0 | 0 | 0
IGCC-CCS | 0 | 0 | 0 | 0 | 0 | 0
WT_off | 0 | 0 | 0 | 0 | 0 | 0
PseudoUnit | 0 | 0 | 0 | 0 | 0 | 0
FixedInterchange | 0 | 0 | 0 | 0 | 0 | 0
Base VOM Costs by Reporting Type: TVA_Transmission
ReportingType | 2015 | 2020 | 2025 | 2030 | 2035 | 2040
BM | 0 | 0 | 0 | 0 | 0 | 0
CC | 0 | 0 | 0 | 0 | 0 | 0
CSP | 0 | 0 | 0 | 0 | 0 | 0
CT | 0 | 0 | 0 | 0 | 0 | 0
Coal | 0 | 0 | 0 | 0 | 0 | 0
Geo | 0 | 0 | 0 | 0 | 0 | 0
H | 0 | 0 | 0 | 0 | 0 | 0
LFG | 0 | 0 | 0 | 0 | 0 | 0
Nuc | 0 | 0 | 0 | 0 | 0 | 0
PS | 0 | 0 | 0 | 0 | 0 | 0
PV | 0 | 0 | 0 | 0 | 0 | 0
PeakG | 0 | 0 | 0 | 0 | 0 | 0
PeakO | 0 | 0 | 0 | 0 | 0 | 0
ST | 0 | 0 | 0 | 0 | 0 | 0
STOG | 0 | 0 | 0 | 0 | 0 | 0
STWD | 0 | 0 | 0 | 0 | 0 | 0
WT | 0 | 0 | 0 | 0 | 0 | 0
IGCC | 0 | 0 | 0 | 0 | 0 | 0
DemandResponse | 0 | 0 | 0 | 0 | 0 | 0
IGCC-CCS | 0 | 0 | 0 | 0 | 0 | 0
WT_off | 0 | 0 | 0 | 0 | 0 | 0
PseudoUnit | 0 | 0 | 0 | 0 | 0 | 0
FixedInterchange | 0 | 0 | 0 | 0 | 0 | 0
Base VOM Costs by Reporting Type: VACAR
ReportingType | 2015 | 2020 | 2025 | 2030 | 2035 | 2040
BM | 0.03 | 6.38 | 26.95 | 26.95 | 26.95 | 260.66
CC | 490.65 | 469.79 | 468.47 | 448.24 | 255.6 | 43.17
CSP | 0 | 0 | 0 | 0 | 0 | 0
CT | 0.73 | 0.73 | 1.39 | 2.71 | 0.73 | 0
Coal | 38.68 | 16.99 | 5.87 | 4.96 | 9.72 | 13.21
Geo | 0 | 0 | 0 | 0 | 0 | 0
H | 0 | 0 | 0 | 0 | 0 | 0
LFG | 0.01 | 0.01 | 0.01 | 0.01 | 0.01 | 0.01
Nuc | 211.36 | 248.42 | 248.42 | 248.42 | 362.88 | 444.13
PS | 0 | 0 | 0 | 0 | 0 | 0
PV | 0 | 0 | 0 | 0 | 0 | 0
PeakG | 0.83 | 1.64 | 3.27 | 5.7 | 0.3 | 0.31
PeakO | 0 | 0 | 0 | 0 | 0 | 0
ST | 0 | 0 | 0 | 0 | 0 | 0
STOG | 0 | 0 | 0 | 0 | 0 | 0
STWD | 4.67 | 4.67 | 4.28 | 4.67 | 4.67 | 4.67
WT | 0 | 0.08 | 0.08 | 0.08 | 0.08 | 0.08
IGCC | 0 | 0 | 0 | 0 | 0 | 0
DemandResponse | 0 | 0 | 0 | 0 | 0 | 0
IGCC-CCS | 0 | 0 | 0 | 0 | 0 | 0
WT_off | 0 | 0 | 0 | 0 | 0 | 0
PseudoUnit | 0 | 0 | 0 | 0 | 0 | 0
FixedInterchange | 0 | 0 | 0 | 0 | 0 | 0
Base VOM Costs by Reporting Type: IESO
ReportingType | 2015 | 2020 | 2025 | 2030 | 2035 | 2040
BM | 0 | 0 | 0 | 0.05 | 0.27 | 12.18
CC | 33.07 | 23.16 | 1.63 | 0.69 | 0.1 | 0.69
CSP | 0 | 0 | 0 | 0 | 0 | 0
CT | 0.12 | 0.12 | 0 | 0 | 0 | 0
Coal | 0 | 0 | 0 | 0 | 0 | 0
Geo | 0 | 0 | 0 | 0 | 0 | 0
H | 0 | 0 | 0 | 0 | 0.02 | 0.02
LFG | 0.01 | 0.01 | 0.01 | 0.01 | 0.01 | 0.01
Nuc | 240.73 | 240.73 | 240.73 | 240.73 | 221.68 | 193.2
PS | 0 | 0 | 0 | 0 | 0 | 0
PV | 0 | 0 | 0 | 0 | 0 | 0
PeakG | 0 | 0 | 0 | 0 | 0 | 0
PeakO | 0 | 0 | 0 | 0 | 0 | 0
ST | 0 | 0 | 0 | 0 | 0 | 0
STOG | 0 | 0 | 0 | 0 | 0 | 0
STWD | 0.01 | 0.01 | 0.01 | 0.06 | 2.31 | 2.31
WT | 0.09 | 0.09 | 0.09 | 0.09 | 0.09 | 0.09
IGCC | 0 | 0 | 0 | 0 | 0 | 0
DemandResponse | 0 | 0 | 0 | 0 | 0 | 0
IGCC-CCS | 0 | 0 | 0 | 0 | 0 | 0
WT_off | 0 | 0 | 0 | 0 | 0 | 0
PseudoUnit | 0 | 0 | 0 | 0 | 0 | 0
FixedInterchange | 0 | 0 | 0 | 0 | 0 | 0
Base VOM Costs by Reporting Type: MAPP_CA
ReportingType | 2015 | 2020 | 2025 | 2030 | 2035 | 2040
BM | 0 | 0 | 0 | 0 | 0 | 0
CC | 20.62 | 20.62 | 6.9 | 0 | 0 | 0
CSP | 0 | 0 | 0 | 0 | 0 | 0
CT | 0 | 0 | 0 | 0 | 0 | 0
Coal | 0.9 | 0 | 0 | 0 | 0 | 0
Geo | 0 | 0 | 0 | 0 | 0 | 0
H | 0 | 0.05 | 0.13 | 0.23 | 0.28 | 0.28
LFG | 0 | 0 | 0 | 0 | 0 | 0
Nuc | 0 | 0 | 0 | 0 | 0 | 0
PS | 0 | 0 | 0 | 0 | 0 | 0
PV | 0 | 0 | 0 | 0 | 0 | 0
PeakG | 0.76 | 0.5 | 0 | 0 | 0 | 0
PeakO | 0 | 0 | 0 | 0 | 0 | 0
ST | 0 | 0 | 0 | 0 | 0 | 0
STOG | 0.03 | 0 | 0 | 0 | 0 | 0
STWD | 0 | 0 | 0 | 0 | 0 | 0
WT | 0.02 | 0.02 | 0.02 | 0.02 | 0.01 | 0.01
IGCC | 0 | 0 | 0 | 0 | 0 | 0
DemandResponse | 0 | 0 | 0 | 0 | 0 | 0
IGCC-CCS | 0 | 0 | 0 | 0 | 0 | 0
WT_off | 0 | 0 | 0 | 0 | 0 | 0
PseudoUnit | 0 | 0 | 0 | 0 | 0 | 0
FixedInterchange | 0 | 0 | 0 | 0 | 0 | 0
Base VOM Costs by Reporting Type: AZ_NM_SNV_Coal
ReportingType | 2015 | 2020 | 2025 | 2030 | 2035 | 2040
BM | 0 | 0 | 0 | 0 | 0 | 0
CC | 0 | 0 | 0 | 0 | 0 | 0
CSP | 0 | 0 | 0 | 0 | 0 | 0
CT | 0 | 0 | 0 | 0 | 0 | 0
Coal | 165.25 | 70.87 | 0.78 | 0 | 0.4 | 3.26
Geo | 0 | 0 | 0 | 0 | 0 | 0
H | 0 | 0 | 0 | 0 | 0 | 0
LFG | 0 | 0 | 0 | 0 | 0 | 0
Nuc | 0 | 0 | 0 | 0 | 0 | 0
PS | 0 | 0 | 0 | 0 | 0 | 0
PV | 0 | 0 | 0 | 0 | 0 | 0
PeakG | 0 | 0 | 0 | 0 | 0 | 0
PeakO | 0 | 0 | 0 | 0 | 0 | 0
ST | 0 | 0 | 0 | 0 | 0 | 0
STOG | 0 | 0 | 0 | 0 | 0 | 0
STWD | 0 | 0 | 0 | 0 | 0 | 0
WT | 0 | 0 | 0 | 0 | 0 | 0
IGCC | 0 | 0 | 0 | 0 | 0 | 0
DemandResponse | 0 | 0 | 0 | 0 | 0 | 0
IGCC-CCS | 0 | 0 | 0 | 0 | 0 | 0
WT_off | 0 | 0 | 0 | 0 | 0 | 0
PseudoUnit | 0 | 0 | 0 | 0 | 0 | 0
FixedInterchange | 0 | 0 | 0 | 0 | 0 | 0
Base VOM Costs by Reporting Type: AZ_NM_SNV_Gas
ReportingType | 2015 | 2020 | 2025 | 2030 | 2035 | 2040
BM | 0 | 0 | 0 | 0 | 0 | 0
CC | 191.78 | 229.96 | 251.62 | 238.34 | 91.2 | 52.35
CSP | 0 | 0 | 0 | 0 | 0 | 0
CT | 0 | 0 | 0 | 0.02 | 0 | 0
Coal | 0 | 0 | 0 | 0 | 0 | 0
Geo | 0 | 0 | 0 | 0 | 0 | 0
H | 0 | 0 | 0 | 0 | 0 | 0
LFG | 0 | 0 | 0 | 0 | 0 | 0
Nuc | 0 | 0 | 0 | 0 | 0 | 0
PS | 0 | 0 | 0 | 0 | 0 | 0
PV | 0 | 0 | 0 | 0 | 0 | 0
PeakG | 0 | 0 | 0 | 0 | 0 | 0
PeakO | 0 | 0 | 0 | 0 | 0 | 0
ST | 0 | 0 | 0 | 0 | 0 | 0
STOG | 0 | 0 | 0 | 0 | 0 | 0
STWD | 0 | 0 | 0 | 0 | 0 | 0
WT | 0 | 0 | 0 | 0 | 0 | 0
IGCC | 0 | 0 | 0 | 0 | 0 | 0
DemandResponse | 0 | 0 | 0 | 0 | 0 | 0
IGCC-CCS | 0 | 0 | 0 | 0 | 0 | 0
WT_off | 0 | 0 | 0 | 0 | 0 | 0
PseudoUnit | 0 | 0 | 0 | 0 | 0 | 0
FixedInterchange | 0 | 0 | 0 | 0 | 0 | 0
Base VOM Costs by Reporting Type: AZ_NM_SNV_NucRenew
ReportingType | 2015 | 2020 | 2025 | 2030 | 2035 | 2040
BM | 0 | 0 | 0 | 0 | 0 | 0
CC | 0 | 0 | 0 | 0 | 0 | 0
CSP | 0 | 0 | 0 | 0 | 0 | 0
CT | 0 | 0 | 0 | 0 | 0 | 0
Coal | 0 | 0 | 0 | 0 | 0 | 0
Geo | 0 | 0 | 116.31 | 116.31 | 116.31 | 116.31
H | 0 | 0 | 0 | 0 | 0 | 0
LFG | 0 | 0.01 | 0.01 | 0.01 | 0.01 | 0.01
Nuc | 71.66 | 71.66 | 71.66 | 75.5 | 207.98 | 233.38
PS | 0 | 0 | 0 | 0 | 0 | 0
PV | 0 | 0 | 0 | 0 | 0 | 0
PeakG | 0 | 0 | 0 | 0 | 0 | 0
PeakO | 0 | 0 | 0 | 0 | 0 | 0
ST | 0.01 | 0.03 | 0.04 | 0.04 | 0.06 | 0.06
STOG | 0 | 0 | 0 | 0 | 0 | 0
STWD | 0.43 | 0.43 | 0.06 | 0.43 | 0.43 | 0.43
WT | 0.02 | 0.35 | 0.35 | 0.35 | 0.35 | 0.35
IGCC | 0 | 0 | 0 | 0 | 0 | 0
DemandResponse | 0 | 0 | 0 | 0 | 0 | 0
IGCC-CCS | 0 | 0 | 0 | 0 | 0 | 0
WT_off | 0 | 0 | 0 | 0 | 0 | 0
PseudoUnit | 0 | 0 | 0 | 0 | 0 | 0
FixedInterchange | 0 | 0 | 0 | 0 | 0 | 0
Base VOM Costs by Reporting Type: ERCOT
ReportingType | 2015 | 2020 | 2025 | 2030 | 2035 | 2040
BM | 0.49 | 0.49 | 0.77 | 2.45 | 5.41 | 116.99
CC | 676.83 | 744.78 | 737.94 | 601.79 | 308.01 | 202.27
CSP | 0 | 0 | 0 | 0 | 0 | 0
CT | 0 | 0.02 | 0.25 | 0.08 | 0 | 0
Coal | 128.21 | 31.34 | 13.7 | 6.17 | 9.12 | 9.12
Geo | 0 | 0 | 0 | 0 | 0 | 0
H | 0 | 0 | 0 | 0 | 0 | 0
LFG | 0.01 | 0.01 | 0.04 | 0.04 | 0.04 | 0.04
Nuc | 94.14 | 94.14 | 94.14 | 94.14 | 305.09 | 332.38
PS | 0 | 0 | 0 | 0 | 0 | 0
PV | 0 | 0 | 0 | 0 | 0 | 0
PeakG | 0 | 0.05 | 0.8 | 0.36 | 0.3 | 0.33
PeakO | 0 | 0 | 0 | 0 | 0 | 0
ST | 0 | 0 | 0 | 0 | 0 | 0
STOG | 7.25 | 9.83 | 10.65 | 4.51 | 0 | 0
STWD | 0 | 0 | 0 | 0 | 0 | 0
WT | 0.32 | 0.32 | 0.32 | 0.92 | 0.92 | 0.93
IGCC | 0 | 0 | 0 | 0 | 0 | 0
DemandResponse | 0 | 0 | 0 | 0 | 0 | 0
IGCC-CCS | 0 | 0 | 0 | 0 | 0 | 0
WT_off | 0 | 0 | 0 | 0 | 0 | 0
PseudoUnit | 0 | 0 | 0 | 0 | 0 | 0
FixedInterchange | 0 | 0 | 0 | 0 | 0 | 0
Base VOM Costs by Reporting Type: NP15
ReportingType | 2015 | 2020 | 2025 | 2030 | 2035 | 2040
BM | 0 | 0 | 0 | 0 | 0 | 0
CC | 218.77 | 215.02 | 222.6 | 203.93 | 105.15 | 4.06
CSP | 0 | 0 | 0 | 0 | 0 | 0
CT | 0 | 0 | 0 | 0 | 0 | 0
Coal | 0.81 | 0 | 0 | 0 | 0 | 0
Geo | 0.11 | 0.11 | 48.23 | 48.23 | 48.23 | 48.23
H | 0 | 0 | 0 | 0 | 0 | 0
LFG | 0.01 | 0.06 | 0.06 | 0.06 | 0.06 | 0.06
Nuc | 42.53 | 42.53 | 42.53 | 42.53 | 103.58 | 175.7
PS | 0 | 0 | 0 | 0 | 0 | 0
PV | 0 | 0 | 0 | 0 | 0 | 0
PeakG | 0 | 0 | 0 | 0 | 0 | 0
PeakO | 0 | 0 | 0 | 0 | 0 | 0
ST | 0 | 0 | 0 | 0 | 0 | 0
STOG | 0.01 | 0.04 | 0.19 | 0.22 | 0 | 0
STWD | 7.35 | 7.35 | 0.03 | 5.4 | 7.35 | 7.35
WT | 0.04 | 0.11 | 0.11 | 0.13 | 0.36 | 0.38
IGCC | 0 | 0 | 0 | 0 | 0 | 0
DemandResponse | 0 | 0 | 0 | 0 | 0 | 0
IGCC-CCS | 0 | 0 | 0 | 0 | 0 | 0
WT_off | 0 | 0 | 0 | 0 | 0 | 0
PseudoUnit | 0 | 0 | 0 | 0 | 0 | 0
FixedInterchange | 0 | 0 | 0 | 0 | 0 | 0
Base VOM Costs by Reporting Type: NWPP_Coal
ReportingType | 2015 | 2020 | 2025 | 2030 | 2035 | 2040
BM | 0 | 0 | 0 | 0 | 0 | 0
CC | 0 | 0 | 0 | 0 | 0 | 0
CSP | 0 | 0 | 0 | 0 | 0 | 0
CT | 0 | 0 | 0 | 0 | 0 | 0
Coal | 158.67 | 30.44 | 5.41 | 5.38 | 5.38 | 5.38
Geo | 0 | 0 | 0 | 0 | 0 | 0
H | 0 | 0 | 0 | 0 | 0 | 0
LFG | 0 | 0 | 0 | 0 | 0 | 0
Nuc | 0 | 0 | 0 | 0 | 0 | 0
PS | 0 | 0 | 0 | 0 | 0 | 0
PV | 0 | 0 | 0 | 0 | 0 | 0
PeakG | 0 | 0 | 0 | 0 | 0 | 0
PeakO | 0 | 0 | 0 | 0 | 0 | 0
ST | 0 | 0 | 0 | 0 | 0 | 0
STOG | 0 | 0 | 0 | 0 | 0 | 0
STWD | 0 | 0 | 0 | 0 | 0 | 0
WT | 0 | 0 | 0 | 0 | 0 | 0
IGCC | 0 | 0 | 0 | 0 | 0 | 0
DemandResponse | 0 | 0 | 0 | 0 | 0 | 0
IGCC-CCS | 0 | 0 | 0 | 0 | 0 | 0
WT_off | 0 | 0 | 0 | 0 | 0 | 0
PseudoUnit | 0 | 0 | 0 | 0 | 0 | 0
FixedInterchange | 0 | 0 | 0 | 0 | 0 | 0
Base VOM Costs by Reporting Type: NWPP_Gas
ReportingType | 2015 | 2020 | 2025 | 2030 | 2035 | 2040
BM | 0 | 0 | 0 | 0 | 0 | 0
CC | 122.48 | 207.76 | 207.76 | 207.76 | 62.94 | 38.53
CSP | 0 | 0 | 0 | 0 | 0 | 0
CT | 0 | 0 | 0 | 0 | 0 | 0
Coal | 0 | 0 | 0 | 0 | 0 | 0
Geo | 0 | 0 | 0 | 0 | 0 | 0
H | 0 | 0 | 0 | 0 | 0 | 0
LFG | 0 | 0 | 0 | 0 | 0 | 0
Nuc | 0 | 0 | 0 | 0 | 0 | 0
PS | 0 | 0 | 0 | 0 | 0 | 0
PV | 0 | 0 | 0 | 0 | 0 | 0
PeakG | 0 | 0 | 0 | 0 | 0 | 0
PeakO | 0 | 0 | 0 | 0 | 0 | 0
ST | 0 | 0 | 0 | 0 | 0 | 0
STOG | 0 | 0 | 0 | 0 | 0 | 0
STWD | 0 | 0 | 0 | 0 | 0 | 0
WT | 0 | 0 | 0 | 0 | 0 | 0
IGCC | 0 | 0 | 0 | 0 | 0 | 0
DemandResponse | 0 | 0 | 0 | 0 | 0 | 0
IGCC-CCS | 0 | 0 | 0 | 0 | 0 | 0
WT_off | 0 | 0 | 0 | 0 | 0 | 0
PseudoUnit | 0 | 0 | 0 | 0 | 0 | 0
FixedInterchange | 0 | 0 | 0 | 0 | 0 | 0
Base VOM Costs by Reporting Type: NWPP_NucRenew
ReportingType | 2015 | 2020 | 2025 | 2030 | 2035 | 2040
BM | 0 | 0 | 0.33 | 1.21 | 1.21 | 28.01
CC | 0 | 0 | 0 | 0 | 0 | 0
CSP | 0 | 0 | 0 | 0 | 0 | 0
CT | 0 | 0 | 0 | 0 | 0 | 0
Coal | 0 | 0 | 0 | 0 | 0 | 0
Geo | 6.93 | 6.93 | 41.74 | 41.74 | 41.74 | 41.74
H | 0 | 0 | 0 | 0 | 0.01 | 0.01
LFG | 0.01 | 0.03 | 0.03 | 0.03 | 0.03 | 0.03
Nuc | 20.91 | 20.91 | 20.91 | 20.91 | 60.09 | 96.42
PS | 0 | 0 | 0 | 0 | 0 | 0
PV | 0 | 0 | 0 | 0 | 0 | 0
PeakG | 0 | 0 | 0 | 0 | 0 | 0
PeakO | 0 | 0 | 0 | 0 | 0 | 0
ST | 0 | 0 | 0 | 0 | 0 | 0
STOG | 0 | 0 | 0 | 0 | 0 | 0
STWD | 0 | 0 | 0.01 | 9.33 | 9.33 | 9.33
WT | 0.19 | 0.19 | 0.19 | 0.19 | 0.71 | 0.77
IGCC | 0 | 0 | 0 | 0 | 0 | 0
DemandResponse | 0 | 0 | 0 | 0 | 0 | 0
IGCC-CCS | 0 | 0 | 0 | 0 | 0 | 0
WT_off | 0 | 0 | 0 | 0 | 0 | 0
PseudoUnit | 0 | 0 | 0 | 0 | 0 | 0
FixedInterchange | 0 | 0 | 0 | 0 | 0 | 0
Base VOM Costs by Reporting Type: RMPA
ReportingType | 2015 | 2020 | 2025 | 2030 | 2035 | 2040
BM | 0 | 0 | 0 | 0 | 0 | 43.31
CC | 35.35 | 63.01 | 72.86 | 56.22 | 34.15 | 18.56
CSP | 0 | 0 | 0 | 0 | 0 | 0
CT | 0 | 0 | 0 | 0 | 0 | 0
Coal | 175.76 | 117.67 | 7.36 | 9.03 | 9.03 | 9.03
Geo | 0 | 50.13 | 206.14 | 206.14 | 206.14 | 206.14
H | 0 | 0 | 0 | 0 | 0 | 0
LFG | 0 | 0 | 0 | 0 | 0 | 0
Nuc | 0 | 0 | 0 | 19.11 | 32.32 | 32.32
PS | 0 | 0 | 0 | 0 | 0 | 0
PV | 0 | 0 | 0 | 0 | 0 | 0
PeakG | 0.05 | 0 | 0.02 | 0.06 | 0 | 0.01
PeakO | 0 | 0 | 0 | 0 | 0 | 0
ST | 0 | 0.01 | 0.01 | 0.01 | 0.01 | 0.01
STOG | 0 | 0 | 0 | 0 | 0 | 0
STWD | 0 | 0 | 0 | 0 | 0 | 0
WT | 0.07 | 0.19 | 0.19 | 0.2 | 0.2 | 0.21
IGCC | 0 | 0 | 0 | 0 | 0 | 0
DemandResponse | 0 | 0 | 0 | 0 | 0 | 0
IGCC-CCS | 0 | 0 | 0 | 0 | 0 | 0
WT_off | 0 | 0 | 0 | 0 | 0 | 0
PseudoUnit | 0 | 0 | 0 | 0 | 0 | 0
FixedInterchange | 0 | 0 | 0 | 0 | 0 | 0
Base VOM Costs by Reporting Type: SP15
ReportingType | 2015 | 2020 | 2025 | 2030 | 2035 | 2040
BM | 0.22 | 0.22 | 0.03 | 0.22 | 0.22 | 0.22
CC | 163.04 | 234.88 | 249.09 | 224.98 | 132.48 | 61.63
CSP | 0 | 0 | 0 | 0 | 0 | 0
CT | 0 | 0 | 0 | 0 | 0 | 0
Coal | 5.28 | 0 | 0 | 0 | 0 | 0
Geo | 4.1 | 120.4 | 120.4 | 120.4 | 120.4 | 120.4
H | 0 | 0 | 0 | 0 | 0 | 0
LFG | 0.02 | 0.07 | 0.07 | 0.07 | 0.07 | 0.07
Nuc | 41.61 | 41.61 | 41.61 | 41.61 | 57.74 | 114.17
PS | 0 | 0 | 0 | 0 | 0 | 0
PV | 0 | 0 | 0 | 0 | 0 | 0
PeakG | 0 | 0 | 0 | 0 | 0 | 0
PeakO | 0 | 0 | 0 | 0 | 0 | 0
ST | 0.02 | 0.02 | 0.02 | 0.02 | 0.11 | 0.14
STOG | 2.47 | 1.14 | 2.71 | 0.78 | 0.07 | 0.04
STWD | 1.98 | 1.98 | 0.27 | 1.66 | 1.98 | 1.98
WT | 0.07 | 0.07 | 0.07 | 0.46 | 0.46 | 0.46
IGCC | 0 | 0 | 0 | 0 | 0 | 0
DemandResponse | 0 | 0 | 0 | 0 | 0 | 0
IGCC-CCS | 0 | 0 | 0 | 0 | 0 | 0
WT_off | 0 | 0 | 0 | 0 | 0 | 0
PseudoUnit | 0 | 0 | 0 | 0 | 0 | 0
FixedInterchange | 0 | 0 | 0 | 0 | 0 | 0
Base VOM Costs by Reporting Type: ALB
ReportingType | 2015 | 2020 | 2025 | 2030 | 2035 | 2040
BM | 0 | 0 | 0 | 0 | 0 | 0
CC | 36.8 | 51.92 | 53.64 | 16.58 | 4.11 | 0
CSP | 0 | 0 | 0 | 0 | 0 | 0
CT | 0 | 0 | 0 | 0 | 0 | 0
Coal | 165.51 | 159.12 | 150.53 | 0 | 0 | 0
Geo | 0 | 0 | 0 | 0 | 0 | 0
H | 0 | 0 | 0 | 0 | 0 | 0
LFG | 0 | 0 | 0 | 0 | 0 | 0
Nuc | 0 | 0 | 0 | 128.63 | 138.24 | 147.76
PS | 0 | 0 | 0 | 0 | 0 | 0
PV | 0 | 0 | 0 | 0 | 0 | 0
PeakG | 0 | 0 | 0 | 0 | 0 | 0
PeakO | 0 | 0 | 0 | 0 | 0 | 0
ST | 0 | 0 | 0 | 0 | 0 | 0
STOG | 0 | 0 | 0 | 0 | 0 | 0
STWD | 0 | 0.01 | 2.89 | 2.89 | 2.89 | 2.89
WT | 0.02 | 0.02 | 0.02 | 0.02 | 0.02 | 0.02
IGCC | 0 | 0 | 0 | 0 | 0 | 0
DemandResponse | 0 | 0 | 0 | 0 | 0 | 0
IGCC-CCS | 0 | 0 | 0 | 0 | 0 | 0
WT_off | 0 | 0 | 0 | 0 | 0 | 0
PseudoUnit | 0 | 0 | 0 | 0 | 0 | 0
FixedInterchange | 0 | 0 | 0 | 0 | 0 | 0
Base VOM Costs by Reporting Type: BC
ReportingType | 2015 | 2020 | 2025 | 2030 | 2035 | 2040
BM | 0 | 0 | 0 | 0 | 0 | 0
CC | 21.9 | 21.9 | 21.9 | 21.9 | 0 | 0
CSP | 0 | 0 | 0 | 0 | 0 | 0
CT | 0 | 0 | 0 | 0 | 0 | 0
Coal | 0 | 0 | 0 | 0 | 0 | 0
Geo | 0 | 0 | 0 | 0 | 0 | 0
H | 0 | 0 | 0 | 0 | 0 | 0
LFG | 0 | 0 | 0 | 0 | 0 | 0
Nuc | 0 | 0 | 0 | 0.11 | 9.41 | 19.07
PS | 0 | 0 | 0 | 0 | 0 | 0
PV | 0 | 0 | 0 | 0 | 0 | 0
PeakG | 0 | 0 | 0 | 0 | 0 | 0
PeakO | 0 | 0 | 0 | 0 | 0 | 0
ST | 0 | 0 | 0 | 0 | 0 | 0
STOG | 0 | 0 | 0 | 0 | 0 | 0
STWD | 0 | 0 | 3.69 | 8.48 | 8.48 | 8.48
WT | 0.01 | 0.01 | 0.01 | 0.01 | 0.01 | 0.01
IGCC | 0 | 0 | 0 | 0 | 0 | 0
DemandResponse | 0 | 0 | 0 | 0 | 0 | 0
IGCC-CCS | 0 | 0 | 0 | 0 | 0 | 0
WT_off | 0 | 0 | 0 | 0 | 0 | 0
PseudoUnit | 0 | 0 | 0 | 0 | 0 | 0
FixedInterchange | 0 | 0 | 0 | 0 | 0 | 0
Base VOM Costs by Reporting Type: HQ_IESO
ReportingType | 2015 | 2020 | 2025 | 2030 | 2035 | 2040
BM | 0 | 0 | 0 | 0 | 0 | 0
CC | 0 | 0 | 0 | 0 | 0 | 0
CSP | 0 | 0 | 0 | 0 | 0 | 0
CT | 0 | 0 | 0 | 0 | 0 | 0
Coal | 0 | 0 | 0 | 0 | 0 | 0
Geo | 0 | 0 | 0 | 0 | 0 | 0
H | 0 | 0 | 0 | 0 | 0 | 0
LFG | 0 | 0 | 0 | 0 | 0 | 0
Nuc | 0 | 0 | 0 | 0 | 0 | 0
PS | 0 | 0 | 0 | 0 | 0 | 0
PV | 0 | 0 | 0 | 0 | 0 | 0
PeakG | 0 | 0 | 0 | 0 | 0 | 0
PeakO | 0 | 0 | 0 | 0 | 0 | 0
ST | 0 | 0 | 0 | 0 | 0 | 0
STOG | 0 | 0 | 0 | 0 | 0 | 0
STWD | 0 | 0 | 0 | 0 | 0 | 0
WT | 0 | 0 | 0 | 0 | 0 | 0
IGCC | 0 | 0 | 0 | 0 | 0 | 0
DemandResponse | 0 | 0 | 0 | 0 | 0 | 0
IGCC-CCS | 0 | 0 | 0 | 0 | 0 | 0
WT_off | 0 | 0 | 0 | 0 | 0 | 0
PseudoUnit | 0 | 0 | 0 | 0 | 0 | 0
FixedInterchange | 0 | 0 | 0 | 0 | 0 | 0
Base VOM Costs by Reporting Type: HQ_NEISO
ReportingType | 2015 | 2020 | 2025 | 2030 | 2035 | 2040
BM | 0 | 0 | 0 | 0 | 0 | 0
CC | 0 | 0 | 0 | 0 | 0 | 0
CSP | 0 | 0 | 0 | 0 | 0 | 0
CT | 0 | 0 | 0 | 0 | 0 | 0
Coal | 0 | 0 | 0 | 0 | 0 | 0
Geo | 0 | 0 | 0 | 0 | 0 | 0
H | 0 | 0 | 0 | 0 | 0 | 0
LFG | 0 | 0 | 0 | 0 | 0 | 0
Nuc | 0 | 0 | 0 | 0 | 0 | 0
PS | 0 | 0 | 0 | 0 | 0 | 0
PV | 0 | 0 | 0 | 0 | 0 | 0
PeakG | 0 | 0 | 0 | 0 | 0 | 0
PeakO | 0 | 0 | 0 | 0 | 0 | 0
ST | 0 | 0 | 0 | 0 | 0 | 0
STOG | 0 | 0 | 0 | 0 | 0 | 0
STWD | 0 | 0 | 0 | 0 | 0 | 0
WT | 0 | 0 | 0 | 0 | 0 | 0
IGCC | 0 | 0 | 0 | 0 | 0 | 0
DemandResponse | 0 | 0 | 0 | 0 | 0 | 0
IGCC-CCS | 0 | 0 | 0 | 0 | 0 | 0
WT_off | 0 | 0 | 0 | 0 | 0 | 0
PseudoUnit | 0 | 0 | 0 | 0 | 10.42 | 10.42
FixedInterchange | 0 | 0 | 0 | 0 | 0 | 0
Base VOM Costs by Reporting Type: HQ_NY
ReportingType | 2015 | 2020 | 2025 | 2030 | 2035 | 2040
BM | 0 | 0 | 0 | 0 | 0 | 0
CC | 0 | 0 | 0 | 0 | 0 | 0
CSP | 0 | 0 | 0 | 0 | 0 | 0
CT | 0 | 0 | 0 | 0 | 0 | 0
Coal | 0 | 0 | 0 | 0 | 0 | 0
Geo | 0 | 0 | 0 | 0 | 0 | 0
H | 0 | 0 | 0 | 0 | 0 | 0
LFG | 0 | 0 | 0 | 0 | 0 | 0
Nuc | 0 | 0 | 0 | 0 | 0 | 0
PS | 0 | 0 | 0 | 0 | 0 | 0
PV | 0 | 0 | 0 | 0 | 0 | 0
PeakG | 0 | 0 | 0 | 0 | 0 | 0
PeakO | 0 | 0 | 0 | 0 | 0 | 0
ST | 0 | 0 | 0 | 0 | 0 | 0
STOG | 0 | 0 | 0 | 0 | 0 | 0
STWD | 0 | 0 | 0 | 0 | 0 | 0
WT | 0 | 0 | 0 | 0 | 0 | 0
IGCC | 0 | 0 | 0 | 0 | 0 | 0
DemandResponse | 0 | 0 | 0 | 0 | 0 | 0
IGCC-CCS | 0 | 0 | 0 | 0 | 0 | 0
WT_off | 0 | 0 | 0 | 0 | 0 | 0
PseudoUnit | 0 | 0 | 9.76 | 101.99 | 101.99 | 101.99
FixedInterchange | 0 | 0 | 0 | 0 | 0 | 0
Base VOM Costs by Reporting Type: MARITIMES
ReportingType | 2015 | 2020 | 2025 | 2030 | 2035 | 2040
BM | 0 | 0 | 0 | 0 | 0 | 0
CC | 0 | 0 | 0 | 0 | 0 | 0
CSP | 0 | 0 | 0 | 0 | 0 | 0
CT | 0 | 0 | 0 | 0 | 0 | 0
Coal | 0 | 0 | 0 | 0 | 0 | 0
Geo | 0 | 0 | 0 | 0 | 0 | 0
H | 0 | 0 | 0 | 0 | 0 | 0
LFG | 0 | 0 | 0 | 0 | 0 | 0
Nuc | 0 | 0 | 0 | 0 | 0 | 0
PS | 0 | 0 | 0 | 0 | 0 | 0
PV | 0 | 0 | 0 | 0 | 0 | 0
PeakG | 0 | 0 | 0 | 0 | 0 | 0
PeakO | 0 | 0 | 0 | 0 | 0 | 0
ST | 0 | 0 | 0 | 0 | 0 | 0
STOG | 0 | 0 | 0 | 0 | 0 | 0
STWD | 0 | 0 | 0 | 0 | 0 | 0
WT | 0 | 0 | 0 | 0 | 0 | 0
IGCC | 0 | 0 | 0 | 0 | 0 | 0
DemandResponse | 0 | 0 | 0 | 0 | 0 | 0
IGCC-CCS | 0 | 0 | 0 | 0 | 0 | 0
WT_off | 0 | 0 | 0 | 0 | 0 | 0
PseudoUnit | 0 | 0 | 0 | 0 | 17.37 | 17.37
FixedInterchange | 0 | 0 | 0 | 0 | 0 | 0
Base VOM Costs by Reporting Type: All
ReportingType | 2015 | 2020 | 2025 | 2030 | 2035 | 2040
BM | 10.82 | 29.66 | 44.36 | 47.61 | 61.69 | 1609.54
CC | 5528.14 | 6698.52 | 6437.46 | 5688.93 | 3024.33 | 1452.74
CSP | 0 | 0 | 0 | 0 | 0 | 0
CT | 5.69 | 9.04 | 11.45 | 12.7 | 0.8 | 0.05
Coal | 3182.4 | 930.58 | 240.51 | 55.07 | 90.28 | 111.84
Geo | 11.14 | 177.58 | 532.83 | 532.83 | 532.83 | 532.83
H | 0 | 0.08 | 0.18 | 0.31 | 0.43 | 0.48
LFG | 0.38 | 0.54 | 0.73 | 0.78 | 0.79 | 0.79
Nuc | 2164.81 | 2225.48 | 2225.48 | 2344.61 | 3289.47 | 3720.42
PS | 0 | 0 | 0 | 0 | 0 | 0
PV | 0.02 | 0.06 | 0.07 | 0.08 | 0.08 | 0.08
PeakG | 24.35 | 35.68 | 52.64 | 60.86 | 12.17 | 10.19
PeakO | 0 | 0 | 0 | 0 | 0 | 0
ST | 0.03 | 0.06 | 0.07 | 0.07 | 0.18 | 0.21
STOG | 24.96 | 23.03 | 30.38 | 16.99 | 3.72 | 1.71
STWD | 28.63 | 25.13 | 18.36 | 43.33 | 73.92 | 79.37
WT | 2.03 | 5.27 | 7.62 | 10.68 | 14.47 | 14.79
IGCC | 30.43 | 19.2 | 2.71 | 0 | 0 | 0
DemandResponse | 0 | 0 | 0 | 0 | 0 | 0
IGCC-CCS | 0 | 0 | 0 | 0 | 0 | 0
WT_off | 0.02 | 0.02 | 0.06 | 0.06 | 0.06 | 0.06
PseudoUnit | 0 | 0 | 9.76 | 101.99 | 129.77 | 129.77
FixedInterchange | 0 | 0 | 0 | 0 | 0 | 0
Base VOM Costs by Reporting Type: EI_US
ReportingType | 2015 | 2020 | 2025 | 2030 | 2035 | 2040
BM | 10.1 | 28.95 | 43.23 | 43.67 | 54.57 | 1408.82
CC | 4007.5 | 4885.51 | 4611.51 | 4116.71 | 2286.2 | 1074.64
CSP | 0 | 0 | 0 | 0 | 0 | 0
CT | 5.57 | 8.89 | 11.19 | 12.61 | 0.8 | 0.05
Coal | 2382.01 | 521.14 | 62.73 | 34.49 | 66.35 | 85.05
Geo | 0 | 0 | 0 | 0 | 0 | 0
H | 0 | 0.03 | 0.04 | 0.08 | 0.12 | 0.16
LFG | 0.32 | 0.36 | 0.51 | 0.57 | 0.57 | 0.57
Nuc | 1653.22 | 1713.9 | 1713.9 | 1681.33 | 2153.35 | 2376.01
PS | 0 | 0 | 0 | 0 | 0 | 0
PV | 0 | 0.04 | 0.06 | 0.06 | 0.06 | 0.06
PeakG | 23.54 | 35.13 | 51.82 | 60.44 | 11.87 | 9.85
PeakO | 0 | 0 | 0 | 0 | 0 | 0
ST | 0 | 0 | 0 | 0 | 0 | 0
STOG | 15.19 | 12.03 | 16.83 | 11.47 | 3.65 | 1.67
STWD | 18.86 | 15.34 | 11.39 | 15.06 | 41.13 | 46.58
WT | 1.2 | 3.91 | 6.27 | 8.3 | 11.33 | 11.56
IGCC | 30.43 | 19.2 | 2.71 | 0 | 0 | 0
DemandResponse | 0 | 0 | 0 | 0 | 0 | 0
IGCC-CCS | 0 | 0 | 0 | 0 | 0 | 0
WT_off | 0.02 | 0.02 | 0.06 | 0.06 | 0.06 | 0.06
PseudoUnit | 0 | 0 | 9.76 | 101.99 | 129.77 | 129.77
FixedInterchange | 0 | 0 | 0 | 0 | 0 | 0
Base VOM Costs by Reporting Type: EI_Canada
ReportingType | 2015 | 2020 | 2025 | 2030 | 2035 | 2040
BM | 0 | 0 | 0 | 0.05 | 0.27 | 12.18
CC | 53.69 | 43.78 | 8.53 | 0.69 | 0.1 | 0.69
CSP | 0 | 0 | 0 | 0 | 0 | 0
CT | 0.12 | 0.12 | 0 | 0 | 0 | 0
Coal | 0.9 | 0 | 0 | 0 | 0 | 0
Geo | 0 | 0 | 0 | 0 | 0 | 0
H | 0 | 0.05 | 0.13 | 0.23 | 0.3 | 0.3
LFG | 0.01 | 0.01 | 0.01 | 0.01 | 0.01 | 0.01
Nuc | 240.73 | 240.73 | 240.73 | 240.73 | 221.68 | 193.21
PS | 0 | 0 | 0 | 0 | 0 | 0
PV | 0 | 0 | 0 | 0 | 0 | 0
PeakG | 0.76 | 0.5 | 0 | 0 | 0 | 0
PeakO | 0 | 0 | 0 | 0 | 0 | 0
ST | 0 | 0 | 0 | 0 | 0 | 0
STOG | 0.03 | 0 | 0 | 0 | 0 | 0
STWD | 0.01 | 0.01 | 0.01 | 0.06 | 2.31 | 2.31
WT | 0.11 | 0.11 | 0.11 | 0.11 | 0.1 | 0.1
IGCC | 0 | 0 | 0 | 0 | 0 | 0
DemandResponse | 0 | 0 | 0 | 0 | 0 | 0
IGCC-CCS | 0 | 0 | 0 | 0 | 0 | 0
WT_off | 0 | 0 | 0 | 0 | 0 | 0
PseudoUnit | 0 | 0 | 0 | 0 | 0 | 0
FixedInterchange | 0 | 0 | 0 | 0 | 0 | 0
Base VOM Costs by Reporting Type: EI
ReportingType | 2015 | 2020 | 2025 | 2030 | 2035 | 2040
BM | 10.1 | 28.95 | 43.23 | 43.72 | 54.84 | 1421
CC | 4061.19 | 4929.29 | 4620.04 | 4117.4 | 2286.29 | 1075.34
CSP | 0 | 0 | 0 | 0 | 0 | 0
CT | 5.69 | 9.01 | 11.19 | 12.61 | 0.8 | 0.05
Coal | 2382.9 | 521.14 | 62.73 | 34.49 | 66.35 | 85.05
Geo | 0 | 0 | 0 | 0 | 0 | 0
H | 0 | 0.08 | 0.18 | 0.31 | 0.42 | 0.46
LFG | 0.33 | 0.37 | 0.52 | 0.58 | 0.58 | 0.58
Nuc | 1893.95 | 1954.63 | 1954.63 | 1922.06 | 2375.03 | 2569.21
PS | 0 | 0 | 0 | 0 | 0 | 0
PV | 0.01 | 0.04 | 0.06 | 0.06 | 0.06 | 0.07
PeakG | 24.3 | 35.62 | 51.82 | 60.44 | 11.87 | 9.85
PeakO | 0 | 0 | 0 | 0 | 0 | 0
ST | 0 | 0 | 0 | 0 | 0 | 0
STOG | 15.22 | 12.03 | 16.83 | 11.47 | 3.65 | 1.67
STWD | 18.87 | 15.35 | 11.4 | 15.13 | 43.44 | 48.89
WT | 1.31 | 4.02 | 6.38 | 8.41 | 11.43 | 11.66
IGCC | 30.43 | 19.2 | 2.71 | 0 | 0 | 0
DemandResponse | 0 | 0 | 0 | 0 | 0 | 0
IGCC-CCS | 0 | 0 | 0 | 0 | 0 | 0
WT_off | 0.02 | 0.02 | 0.06 | 0.06 | 0.06 | 0.06
PseudoUnit | 0 | 0 | 9.76 | 101.99 | 129.77 | 129.77
FixedInterchange | 0 | 0 | 0 | 0 | 0 | 0
Base VOM Costs by Reporting Type: Outside_EI
ReportingType | 2015 | 2020 | 2025 | 2030 | 2035 | 2040
BM | 0.71 | 0.72 | 1.13 | 3.89 | 6.85 | 188.54
CC | 1466.95 | 1769.23 | 1817.42 | 1571.52 | 738.03 | 377.4
CSP | 0 | 0 | 0 | 0 | 0 | 0
CT | 0 | 0.02 | 0.25 | 0.1 | 0 | 0
Coal | 799.5 | 409.44 | 177.77 | 20.57 | 23.93 | 26.79
Geo | 11.13 | 177.57 | 532.83 | 532.83 | 532.83 | 532.83
H | 0 | 0 | 0 | 0 | 0.01 | 0.01
LFG | 0.05 | 0.17 | 0.2 | 0.2 | 0.2 | 0.2
Nuc | 270.85 | 270.85 | 270.85 | 422.55 | 914.44 | 1151.21
PS | 0 | 0 | 0 | 0 | 0 | 0
PV | 0.01 | 0.01 | 0.01 | 0.01 | 0.01 | 0.01
PeakG | 0.05 | 0.05 | 0.82 | 0.42 | 0.3 | 0.34
PeakO | 0 | 0 | 0 | 0 | 0 | 0
ST | 0.03 | 0.06 | 0.07 | 0.07 | 0.18 | 0.21
STOG | 9.74 | 11.01 | 13.55 | 5.52 | 0.07 | 0.04
STWD | 9.77 | 9.77 | 6.96 | 28.21 | 30.48 | 30.48
WT | 0.72 | 1.24 | 1.24 | 2.27 | 3.04 | 3.12
IGCC | 0 | 0 | 0 | 0 | 0 | 0
DemandResponse | 0 | 0 | 0 | 0 | 0 | 0
IGCC-CCS | 0 | 0 | 0 | 0 | 0 | 0
WT_off | 0 | 0 | 0 | 0 | 0 | 0
PseudoUnit | 0 | 0 | 0 | 0 | 0 | 0
FixedInterchange | 0 | 0 | 0 | 0 | 0 | 0
#9 | 0.01: Retrofit VOM Costs ($million)
Retrofit VOM Costs by Reporting Type: Entergy
ReportingType | 2015 | 2020 | 2025 | 2030 | 2035 | 2040
BM | 0 | 0 | 0 | 0 | 0 | 0
CC | 0 | 0 | 0 | 0 | 0 | 0
CSP | 0 | 0 | 0 | 0 | 0 | 0
CT | 0 | 0 | 0 | 0 | 0 | 0
Coal | 12.06 | 15.94 | 0 | 0 | 0 | 0
Geo | 0 | 0 | 0 | 0 | 0 | 0
H | 0 | 0 | 0 | 0 | 0 | 0
LFG | 0 | 0 | 0 | 0 | 0 | 0
Nuc | 0 | 0 | 0 | 0 | 0 | 0
PS | 0 | 0 | 0 | 0 | 0 | 0
PV | 0 | 0 | 0 | 0 | 0 | 0
PeakG | 0 | 0 | 0 | 0 | 0 | 0
PeakO | 0 | 0 | 0 | 0 | 0 | 0
ST | 0 | 0 | 0 | 0 | 0 | 0
STOG | 0 | 0 | 0 | 0 | 0 | 0
STWD | 0 | 0 | 0 | 0 | 0 | 0
WT | 0 | 0 | 0 | 0 | 0 | 0
IGCC | 0 | 0 | 0 | 0 | 0 | 0
DemandResponse | 0 | 0 | 0 | 0 | 0 | 0
IGCC-CCS | 0 | 0 | 0 | 0 | 0 | 0
WT_off | 0 | 0 | 0 | 0 | 0 | 0
PseudoUnit | 0 | 0 | 0 | 0 | 0 | 0
FixedInterchange | 0 | 0 | 0 | 0 | 0 | 0
Retrofit VOM Costs by Reporting Type: FRCC
ReportingType | 2015 | 2020 | 2025 | 2030 | 2035 | 2040
BM | 0 | 0 | 0 | 0 | 0 | 0
CC | 0 | 0 | 0 | 0 | 0 | 0
CSP | 0 | 0 | 0 | 0 | 0 | 0
CT | 0 | 0 | 0 | 0 | 0 | 0
Coal | 14.7 | 0.76 | 0.5 | 0.49 | 0.49 | 3.4
Geo | 0 | 0 | 0 | 0 | 0 | 0
H | 0 | 0 | 0 | 0 | 0 | 0
LFG | 0 | 0 | 0 | 0 | 0 | 0
Nuc | 0 | 0 | 0 | 0 | 0 | 0
PS | 0 | 0 | 0 | 0 | 0 | 0
PV | 0 | 0 | 0 | 0 | 0 | 0
PeakG | 0 | 0 | 0 | 0 | 0 | 0
PeakO | 0 | 0 | 0 | 0 | 0 | 0
ST | 0 | 0 | 0 | 0 | 0 | 0
STOG | 0 | 0 | 0 | 0 | 0 | 0
STWD | 0 | 0 | 0 | 0 | 0 | 0
WT | 0 | 0 | 0 | 0 | 0 | 0
IGCC | 0 | 0 | 0 | 0 | 0 | 0
DemandResponse | 0 | 0 | 0 | 0 | 0 | 0
IGCC-CCS | 0 | 0 | 0 | 0 | 0 | 0
WT_off | 0 | 0 | 0 | 0 | 0 | 0
PseudoUnit | 0 | 0 | 0 | 0 | 0 | 0
FixedInterchange | 0 | 0 | 0 | 0 | 0 | 0
Retrofit VOM Costs by Reporting Type: MAPP_US
ReportingType | 2015 | 2020 | 2025 | 2030 | 2035 | 2040
BM | 0 | 0 | 0 | 0 | 0 | 0
CC | 0 | 0 | 0 | 0 | 0 | 0
CSP | 0 | 0 | 0 | 0 | 0 | 0
CT | 0 | 0 | 0 | 0 | 0 | 0
Coal | 38.3 | 15.09 | 0 | 0 | 0 | 0
Geo | 0 | 0 | 0 | 0 | 0 | 0
H | 0 | 0 | 0 | 0 | 0 | 0
LFG | 0 | 0 | 0 | 0 | 0 | 0
Nuc | 0 | 0 | 0 | 0 | 0 | 0
PS | 0 | 0 | 0 | 0 | 0 | 0
PV | 0 | 0 | 0 | 0 | 0 | 0
PeakG | 0 | 0 | 0 | 0 | 0 | 0
PeakO | 0 | 0 | 0 | 0 | 0 | 0
ST | 0 | 0 | 0 | 0 | 0 | 0
STOG | 0 | 0 | 0 | 0 | 0 | 0
STWD | 0 | 0 | 0 | 0 | 0 | 0
WT | 0 | 0 | 0 | 0 | 0 | 0
IGCC | 0 | 0 | 0 | 0 | 0 | 0
DemandResponse | 0 | 0 | 0 | 0 | 0 | 0
IGCC-CCS | 0 | 0 | 0 | 0 | 0 | 0
WT_off | 0 | 0 | 0 | 0 | 0 | 0
PseudoUnit | 0 | 0 | 0 | 0 | 0 | 0
FixedInterchange | 0 | 0 | 0 | 0 | 0 | 0
Retrofit VOM Costs by Reporting Type: MISO_IN
ReportingType | 2015 | 2020 | 2025 | 2030 | 2035 | 2040
BM | 0 | 0 | 0 | 0 | 0 | 0
CC | 0 | 0 | 0 | 0 | 0 | 0
CSP | 0 | 0 | 0 | 0 | 0 | 0
CT | 0 | 0 | 0 | 0 | 0 | 0
Coal | 87.59 | 32.68 | 5.02 | 3.02 | 3.02 | 6.46
Geo | 0 | 0 | 0 | 0 | 0 | 0
H | 0 | 0 | 0 | 0 | 0 | 0
LFG | 0 | 0 | 0 | 0 | 0 | 0
Nuc | 0 | 0 | 0 | 0 | 0 | 0
PS | 0 | 0 | 0 | 0 | 0 | 0
PV | 0 | 0 | 0 | 0 | 0 | 0
PeakG | 0 | 0 | 0 | 0 | 0 | 0
PeakO | 0 | 0 | 0 | 0 | 0 | 0
ST | 0 | 0 | 0 | 0 | 0 | 0
STOG | 0 | 0 | 0 | 0 | 0 | 0
STWD | 0 | 0 | 0 | 0 | 0 | 0
WT | 0 | 0 | 0 | 0 | 0 | 0
IGCC | 0 | 0 | 0 | 0 | 0 | 0
DemandResponse | 0 | 0 | 0 | 0 | 0 | 0
IGCC-CCS | 0 | 0 | 0 | 0 | 0 | 0
WT_off | 0 | 0 | 0 | 0 | 0 | 0
PseudoUnit | 0 | 0 | 0 | 0 | 0 | 0
FixedInterchange | 0 | 0 | 0 | 0 | 0 | 0
Retrofit VOM Costs by Reporting Type: MISO_MI
ReportingType | 2015 | 2020 | 2025 | 2030 | 2035 | 2040
BM | 0 | 0 | 0 | 0 | 0 | 0
CC | 0 | 0 | 0 | 0 | 0 | 0
CSP | 0 | 0 | 0 | 0 | 0 | 0
CT | 0 | 0 | 0 | 0 | 0 | 0
Coal | 2.32 | 0 | 0 | 0 | 0 | 0
Geo | 0 | 0 | 0 | 0 | 0 | 0
H | 0 | 0 | 0 | 0 | 0 | 0
LFG | 0 | 0 | 0 | 0 | 0 | 0
Nuc | 0 | 0 | 0 | 0 | 0 | 0
PS | 0 | 0 | 0 | 0 | 0 | 0
PV | 0 | 0 | 0 | 0 | 0 | 0
PeakG | 0 | 0 | 0 | 0 | 0 | 0
PeakO | 0 | 0 | 0 | 0 | 0 | 0
ST | 0 | 0 | 0 | 0 | 0 | 0
STOG | 0 | 0 | 0 | 0 | 0 | 0
STWD | 0 | 0 | 0 | 0 | 0 | 0
WT | 0 | 0 | 0 | 0 | 0 | 0
IGCC | 0 | 0 | 0 | 0 | 0 | 0
DemandResponse | 0 | 0 | 0 | 0 | 0 | 0
IGCC-CCS | 0 | 0 | 0 | 0 | 0 | 0
WT_off | 0 | 0 | 0 | 0 | 0 | 0
PseudoUnit | 0 | 0 | 0 | 0 | 0 | 0
FixedInterchange | 0 | 0 | 0 | 0 | 0 | 0
Retrofit VOM Costs by Reporting Type: MISO_MO-IL
ReportingType | 2015 | 2020 | 2025 | 2030 | 2035 | 2040
BM | 0 | 0 | 0 | 0 | 0 | 0
CC | 0 | 0 | 0 | 0 | 0 | 0
CSP | 0 | 0 | 0 | 0 | 0 | 0
CT | 0 | 0 | 0 | 0 | 0 | 0
Coal | 18.93 | 8.7 | 3.38 | 1.15 | 2.97 | 4.14
Geo | 0 | 0 | 0 | 0 | 0 | 0
H | 0 | 0 | 0 | 0 | 0 | 0
LFG | 0 | 0 | 0 | 0 | 0 | 0
Nuc | 0 | 0 | 0 | 0 | 0 | 0
PS | 0 | 0 | 0 | 0 | 0 | 0
PV | 0 | 0 | 0 | 0 | 0 | 0
PeakG | 0 | 0 | 0 | 0 | 0 | 0
PeakO | 0 | 0 | 0 | 0 | 0 | 0
ST | 0 | 0 | 0 | 0 | 0 | 0
STOG | 0 | 0 | 0 | 0 | 0 | 0
STWD | 0 | 0 | 0 | 0 | 0 | 0
WT | 0 | 0 | 0 | 0 | 0 | 0
IGCC | 0 | 0 | 0 | 0 | 0 | 0
DemandResponse | 0 | 0 | 0 | 0 | 0 | 0
IGCC-CCS | 0 | 0 | 0 | 0 | 0 | 0
WT_off | 0 | 0 | 0 | 0 | 0 | 0
PseudoUnit | 0 | 0 | 0 | 0 | 0 | 0
FixedInterchange | 0 | 0 | 0 | 0 | 0 | 0
Retrofit VOM Costs by Reporting Type: MISO_W
ReportingType | 2015 | 2020 | 2025 | 2030 | 2035 | 2040
BM | 0 | 0 | 0 | 0 | 0 | 0
CC | 0 | 0 | 0 | 0 | 0 | 0
CSP | 0 | 0 | 0 | 0 | 0 | 0
CT | 0 | 0 | 0 | 0 | 0 | 0
Coal | 94.93 | 62.35 | 14.06 | 9.88 | 13.82 | 13.82
Geo | 0 | 0 | 0 | 0 | 0 | 0
H | 0 | 0 | 0 | 0 | 0 | 0
LFG | 0 | 0 | 0 | 0 | 0 | 0
Nuc | 0 | 0 | 0 | 0 | 0 | 0
PS | 0 | 0 | 0 | 0 | 0 | 0
PV | 0 | 0 | 0 | 0 | 0 | 0
PeakG | 0 | 0 | 0 | 0 | 0 | 0
PeakO | 0 | 0 | 0 | 0 | 0 | 0
ST | 0 | 0 | 0 | 0 | 0 | 0
STOG | 0 | 0 | 0 | 0 | 0 | 0
STWD | 0 | 0 | 0 | 0 | 0 | 0
WT | 0 | 0 | 0 | 0 | 0 | 0
IGCC | 0 | 0 | 0 | 0 | 0 | 0
DemandResponse | 0 | 0 | 0 | 0 | 0 | 0
IGCC-CCS | 0 | 0 | 0 | 0 | 0 | 0
WT_off | 0 | 0 | 0 | 0 | 0 | 0
PseudoUnit | 0 | 0 | 0 | 0 | 0 | 0
FixedInterchange | 0 | 0 | 0 | 0 | 0 | 0
Retrofit VOM Costs by Reporting Type: MISO_WUMS
ReportingType | 2015 | 2020 | 2025 | 2030 | 2035 | 2040
BM | 0 | 0 | 0 | 0 | 0 | 0
CC | 0 | 0 | 0 | 0 | 0 | 0
CSP | 0 | 0 | 0 | 0 | 0 | 0
CT | 0 | 0 | 0 | 0 | 0 | 0
Coal | 15.94 | 3.3 | 1.34 | 4.23 | 18.96 | 23.51
Geo | 0 | 0 | 0 | 0 | 0 | 0
H | 0 | 0 | 0 | 0 | 0 | 0
LFG | 0 | 0 | 0 | 0 | 0 | 0
Nuc | 0 | 0 | 0 | 0 | 0 | 0
PS | 0 | 0 | 0 | 0 | 0 | 0
PV | 0 | 0 | 0 | 0 | 0 | 0
PeakG | 0 | 0 | 0 | 0 | 0 | 0
PeakO | 0 | 0 | 0 | 0 | 0 | 0
ST | 0 | 0 | 0 | 0 | 0 | 0
STOG | 0 | 0 | 0 | 0 | 0 | 0
STWD | 0 | 0 | 0 | 0 | 0 | 0
WT | 0 | 0 | 0 | 0 | 0 | 0
IGCC | 0 | 0 | 0 | 0 | 0 | 0
DemandResponse | 0 | 0 | 0 | 0 | 0 | 0
IGCC-CCS | 0 | 0 | 0 | 0 | 0 | 0
WT_off | 0 | 0 | 0 | 0 | 0 | 0
PseudoUnit | 0 | 0 | 0 | 0 | 0 | 0
FixedInterchange | 0 | 0 | 0 | 0 | 0 | 0
Retrofit VOM Costs by Reporting Type: Nebraska
ReportingType | 2015 | 2020 | 2025 | 2030 | 2035 | 2040
BM | 0 | 0 | 0 | 0 | 0 | 0
CC | 0 | 0 | 0 | 0 | 0 | 0
CSP | 0 | 0 | 0 | 0 | 0 | 0
CT | 0 | 0 | 0 | 0 | 0 | 0
Coal | 16.57 | 2.56 | 5.56 | 5.56 | 8.78 | 7.91
Geo | 0 | 0 | 0 | 0 | 0 | 0
H | 0 | 0 | 0 | 0 | 0 | 0
LFG | 0 | 0 | 0 | 0 | 0 | 0
Nuc | 0 | 0 | 0 | 0 | 0 | 0
PS | 0 | 0 | 0 | 0 | 0 | 0
PV | 0 | 0 | 0 | 0 | 0 | 0
PeakG | 0 | 0 | 0 | 0 | 0 | 0
PeakO | 0 | 0 | 0 | 0 | 0 | 0
ST | 0 | 0 | 0 | 0 | 0 | 0
STOG | 0 | 0 | 0 | 0 | 0 | 0
STWD | 0 | 0 | 0 | 0 | 0 | 0
WT | 0 | 0 | 0 | 0 | 0 | 0
IGCC | 0 | 0 | 0 | 0 | 0 | 0
DemandResponse | 0 | 0 | 0 | 0 | 0 | 0
IGCC-CCS | 0 | 0 | 0 | 0 | 0 | 0
WT_off | 0 | 0 | 0 | 0 | 0 | 0
PseudoUnit | 0 | 0 | 0 | 0 | 0 | 0
FixedInterchange | 0 | 0 | 0 | 0 | 0 | 0
Retrofit VOM Costs by Reporting Type: NEISO
ReportingType | 2015 | 2020 | 2025 | 2030 | 2035 | 2040
BM | 0 | 0 | 0 | 0 | 0 | 0
CC | 0 | 0 | 0 | 0 | 0 | 0
CSP | 0 | 0 | 0 | 0 | 0 | 0
CT | 0 | 0 | 0 | 0 | 0 | 0
Coal | 0.05 | 0 | 0 | 0 | 0 | 0
Geo | 0 | 0 | 0 | 0 | 0 | 0
H | 0 | 0 | 0 | 0 | 0 | 0
LFG | 0 | 0 | 0 | 0 | 0 | 0
Nuc | 0 | 0 | 0 | 0 | 0 | 0
PS | 0 | 0 | 0 | 0 | 0 | 0
PV | 0 | 0 | 0 | 0 | 0 | 0
PeakG | 0 | 0 | 0 | 0 | 0 | 0
PeakO | 0 | 0 | 0 | 0 | 0 | 0
ST | 0 | 0 | 0 | 0 | 0 | 0
STOG | 0 | 0 | 0 | 0 | 0 | 0
STWD | 0 | 0 | 0 | 0 | 0 | 0
WT | 0 | 0 | 0 | 0 | 0 | 0
IGCC | 0 | 0 | 0 | 0 | 0 | 0
DemandResponse | 0 | 0 | 0 | 0 | 0 | 0
IGCC-CCS | 0 | 0 | 0 | 0 | 0 | 0
WT_off | 0 | 0 | 0 | 0 | 0 | 0
PseudoUnit | 0 | 0 | 0 | 0 | 0 | 0
FixedInterchange | 0 | 0 | 0 | 0 | 0 | 0
Retrofit VOM Costs by Reporting Type: NonRTO_Midwest
ReportingType | 2015 | 2020 | 2025 | 2030 | 2035 | 2040
BM | 0 | 0 | 0 | 0 | 0 | 0
CC | 0 | 0 | 0 | 0 | 0 | 0
CSP | 0 | 0 | 0 | 0 | 0 | 0
CT | 0 | 0 | 0 | 0 | 0 | 0
Coal | 99.88 | 43.81 | 10.63 | 7.66 | 14.44 | 22.41
Geo | 0 | 0 | 0 | 0 | 0 | 0
H | 0 | 0 | 0 | 0 | 0 | 0
LFG | 0 | 0 | 0 | 0 | 0 | 0
Nuc | 0 | 0 | 0 | 0 | 0 | 0
PS | 0 | 0 | 0 | 0 | 0 | 0
PV | 0 | 0 | 0 | 0 | 0 | 0
PeakG | 0 | 0 | 0 | 0 | 0 | 0
PeakO | 0 | 0 | 0 | 0 | 0 | 0
ST | 0 | 0 | 0 | 0 | 0 | 0
STOG | 0 | 0 | 0 | 0 | 0 | 0
STWD | 0 | 0 | 0 | 0 | 0 | 0
WT | 0 | 0 | 0 | 0 | 0 | 0
IGCC | 0 | 0 | 0 | 0 | 0 | 0
DemandResponse | 0 | 0 | 0 | 0 | 0 | 0
IGCC-CCS | 0 | 0 | 0 | 0 | 0 | 0
WT_off | 0 | 0 | 0 | 0 | 0 | 0
PseudoUnit | 0 | 0 | 0 | 0 | 0 | 0
FixedInterchange | 0 | 0 | 0 | 0 | 0 | 0
Retrofit VOM Costs by Reporting Type: NYISO_A-F
ReportingType | 2015 | 2020 | 2025 | 2030 | 2035 | 2040
BM | 0 | 0 | 0 | 0 | 0 | 0
CC | 0 | 0 | 0 | 0 | 0 | 0
CSP | 0 | 0 | 0 | 0 | 0 | 0
CT | 0 | 0 | 0 | 0 | 0 | 0
Coal | 0 | 0 | 0 | 0 | 0 | 0
Geo | 0 | 0 | 0 | 0 | 0 | 0
H | 0 | 0 | 0 | 0 | 0 | 0
LFG | 0 | 0 | 0 | 0 | 0 | 0
Nuc | 0 | 0 | 0 | 0 | 0 | 0
PS | 0 | 0 | 0 | 0 | 0 | 0
PV | 0 | 0 | 0 | 0 | 0 | 0
PeakG | 0 | 0 | 0 | 0 | 0 | 0
PeakO | 0 | 0 | 0 | 0 | 0 | 0
ST | 0 | 0 | 0 | 0 | 0 | 0
STOG | 0 | 0 | 0 | 0 | 0 | 0
STWD | 0 | 0 | 0 | 0 | 0 | 0
WT | 0 | 0 | 0 | 0 | 0 | 0
IGCC | 0 | 0 | 0 | 0 | 0 | 0
DemandResponse | 0 | 0 | 0 | 0 | 0 | 0
IGCC-CCS | 0 | 0 | 0 | 0 | 0 | 0
WT_off | 0 | 0 | 0 | 0 | 0 | 0
PseudoUnit | 0 | 0 | 0 | 0 | 0 | 0
FixedInterchange | 0 | 0 | 0 | 0 | 0 | 0
Retrofit VOM Costs by Reporting Type: NYISO_G-I
ReportingType | 2015 | 2020 | 2025 | 2030 | 2035 | 2040
BM | 0 | 0 | 0 | 0 | 0 | 0
CC | 0 | 0 | 0 | 0 | 0 | 0
CSP | 0 | 0 | 0 | 0 | 0 | 0
CT | 0 | 0 | 0 | 0 | 0 | 0
Coal | 0 | 0 | 0 | 0 | 0 | 0
Geo | 0 | 0 | 0 | 0 | 0 | 0
H | 0 | 0 | 0 | 0 | 0 | 0
LFG | 0 | 0 | 0 | 0 | 0 | 0
Nuc | 0 | 0 | 0 | 0 | 0 | 0
PS | 0 | 0 | 0 | 0 | 0 | 0
PV | 0 | 0 | 0 | 0 | 0 | 0
PeakG | 0 | 0 | 0 | 0 | 0 | 0
PeakO | 0 | 0 | 0 | 0 | 0 | 0
ST | 0 | 0 | 0 | 0 | 0 | 0
STOG | 0 | 0 | 0 | 0 | 0 | 0
STWD | 0 | 0 | 0 | 0 | 0 | 0
WT | 0 | 0 | 0 | 0 | 0 | 0
IGCC | 0 | 0 | 0 | 0 | 0 | 0
DemandResponse | 0 | 0 | 0 | 0 | 0 | 0
IGCC-CCS | 0 | 0 | 0 | 0 | 0 | 0
WT_off | 0 | 0 | 0 | 0 | 0 | 0
PseudoUnit | 0 | 0 | 0 | 0 | 0 | 0
FixedInterchange | 0 | 0 | 0 | 0 | 0 | 0
Retrofit VOM Costs by Reporting Type: NYISO_J-K
ReportingType | 2015 | 2020 | 2025 | 2030 | 2035 | 2040
BM | 0 | 0 | 0 | 0 | 0 | 0
CC | 0 | 0 | 0 | 0 | 0 | 0
CSP | 0 | 0 | 0 | 0 | 0 | 0
CT | 0 | 0 | 0 | 0 | 0 | 0
Coal | 0 | 0 | 0 | 0 | 0 | 0
Geo | 0 | 0 | 0 | 0 | 0 | 0
H | 0 | 0 | 0 | 0 | 0 | 0
LFG | 0 | 0 | 0 | 0 | 0 | 0
Nuc | 0 | 0 | 0 | 0 | 0 | 0
PS | 0 | 0 | 0 | 0 | 0 | 0
PV | 0 | 0 | 0 | 0 | 0 | 0
PeakG | 0 | 0 | 0 | 0 | 0 | 0
PeakO | 0 | 0 | 0 | 0 | 0 | 0
ST | 0 | 0 | 0 | 0 | 0 | 0
STOG | 0 | 0 | 0 | 0 | 0 | 0
STWD | 0 | 0 | 0 | 0 | 0 | 0
WT | 0 | 0 | 0 | 0 | 0 | 0
IGCC | 0 | 0 | 0 | 0 | 0 | 0
DemandResponse | 0 | 0 | 0 | 0 | 0 | 0
IGCC-CCS | 0 | 0 | 0 | 0 | 0 | 0
WT_off | 0 | 0 | 0 | 0 | 0 | 0
PseudoUnit | 0 | 0 | 0 | 0 | 0 | 0
FixedInterchange | 0 | 0 | 0 | 0 | 0 | 0
Retrofit VOM Costs by Reporting Type: PJM_E
ReportingType | 2015 | 2020 | 2025 | 2030 | 2035 | 2040
BM | 0 | 0 | 0 | 0 | 0 | 0
CC | 0 | 0 | 0 | 0 | 0 | 0
CSP | 0 | 0 | 0 | 0 | 0 | 0
CT | 0 | 0 | 0 | 0 | 0 | 0
Coal | 2.84 | 2.33 | 0 | 0 | 0 | 0
Geo | 0 | 0 | 0 | 0 | 0 | 0
H | 0 | 0 | 0 | 0 | 0 | 0
LFG | 0 | 0 | 0 | 0 | 0 | 0
Nuc | 0 | 0 | 0 | 0 | 0 | 0
PS | 0 | 0 | 0 | 0 | 0 | 0
PV | 0 | 0 | 0 | 0 | 0 | 0
PeakG | 0 | 0 | 0 | 0 | 0 | 0
PeakO | 0 | 0 | 0 | 0 | 0 | 0
ST | 0 | 0 | 0 | 0 | 0 | 0
STOG | 0 | 0 | 0 | 0 | 0 | 0
STWD | 0 | 0 | 0 | 0 | 0 | 0
WT | 0 | 0 | 0 | 0 | 0 | 0
IGCC | 0 | 0 | 0 | 0 | 0 | 0
DemandResponse | 0 | 0 | 0 | 0 | 0 | 0
IGCC-CCS | 0 | 0 | 0 | 0 | 0 | 0
WT_off | 0 | 0 | 0 | 0 | 0 | 0
PseudoUnit | 0 | 0 | 0 | 0 | 0 | 0
FixedInterchange | 0 | 0 | 0 | 0 | 0 | 0
Retrofit VOM Costs by Reporting Type: PJM_ROM
ReportingType | 2015 | 2020 | 2025 | 2030 | 2035 | 2040
BM | 0 | 0 | 0 | 0 | 0 | 0
CC | 0 | 0 | 0 | 0 | 0 | 0
CSP | 0 | 0 | 0 | 0 | 0 | 0
CT | 0 | 0 | 0 | 0 | 0 | 0
Coal | 21.81 | 7.47 | 0 | 0 | 0 | 0
Geo | 0 | 0 | 0 | 0 | 0 | 0
H | 0 | 0 | 0 | 0 | 0 | 0
LFG | 0 | 0 | 0 | 0 | 0 | 0
Nuc | 0 | 0 | 0 | 0 | 0 | 0
PS | 0 | 0 | 0 | 0 | 0 | 0
PV | 0 | 0 | 0 | 0 | 0 | 0
PeakG | 0 | 0 | 0 | 0 | 0 | 0
PeakO | 0 | 0 | 0 | 0 | 0 | 0
ST | 0 | 0 | 0 | 0 | 0 | 0
STOG | 0 | 0 | 0 | 0 | 0 | 0
STWD | 0 | 0 | 0 | 0 | 0 | 0
WT | 0 | 0 | 0 | 0 | 0 | 0
IGCC | 0 | 0 | 0 | 0 | 0 | 0
DemandResponse | 0 | 0 | 0 | 0 | 0 | 0
IGCC-CCS | 0 | 0 | 0 | 0 | 0 | 0
WT_off | 0 | 0 | 0 | 0 | 0 | 0
PseudoUnit | 0 | 0 | 0 | 0 | 0 | 0
FixedInterchange | 0 | 0 | 0 | 0 | 0 | 0
Retrofit VOM Costs by Reporting Type: PJM_ROR
ReportingType | 2015 | 2020 | 2025 | 2030 | 2035 | 2040
BM | 0 | 0 | 0 | 0 | 0 | 0
CC | 0 | 0 | 0 | 0 | 0 | 0
CSP | 0 | 0 | 0 | 0 | 0 | 0
CT | 0 | 0 | 0 | 0 | 0 | 0
Coal | 194.89 | 95.14 | 4.79 | 7.13 | 18.28 | 25.56
Geo | 0 | 0 | 0 | 0 | 0 | 0
H | 0 | 0 | 0 | 0 | 0 | 0
LFG | 0 | 0 | 0 | 0 | 0 | 0
Nuc | 0 | 0 | 0 | 0 | 0 | 0
PS | 0 | 0 | 0 | 0 | 0 | 0
PV | 0 | 0 | 0 | 0 | 0 | 0
PeakG | 0 | 0 | 0 | 0 | 0 | 0
PeakO | 0 | 0 | 0 | 0 | 0 | 0
ST | 0 | 0 | 0 | 0 | 0 | 0
STOG | 0 | 0 | 0 | 0 | 0 | 0
STWD | 0 | 0 | 0 | 0 | 0 | 0
WT | 0 | 0 | 0 | 0 | 0 | 0
IGCC | 0 | 0 | 0 | 0 | 0 | 0
DemandResponse | 0 | 0 | 0 | 0 | 0 | 0
IGCC-CCS | 0 | 0 | 0 | 0 | 0 | 0
WT_off | 0 | 0 | 0 | 0 | 0 | 0
PseudoUnit | 0 | 0 | 0 | 0 | 0 | 0
FixedInterchange | 0 | 0 | 0 | 0 | 0 | 0
Retrofit VOM Costs by Reporting Type: SOCO
ReportingType | 2015 | 2020 | 2025 | 2030 | 2035 | 2040
BM | 0 | 0 | 0 | 0 | 0 | 0
CC | 0 | 0 | 0 | 0 | 0 | 0
CSP | 0 | 0 | 0 | 0 | 0 | 0
CT | 0 | 0 | 0 | 0 | 0 | 0
Coal | 50.72 | 15.36 | 10.03 | 10.03 | 18.24 | 18.24
Geo | 0 | 0 | 0 | 0 | 0 | 0
H | 0 | 0 | 0 | 0 | 0 | 0
LFG | 0 | 0 | 0 | 0 | 0 | 0
Nuc | 0 | 0 | 0 | 0 | 0 | 0
PS | 0 | 0 | 0 | 0 | 0 | 0
PV | 0 | 0 | 0 | 0 | 0 | 0
PeakG | 0 | 0 | 0 | 0 | 0 | 0
PeakO | 0 | 0 | 0 | 0 | 0 | 0
ST | 0 | 0 | 0 | 0 | 0 | 0
STOG | 0 | 0 | 0 | 0 | 0 | 0
STWD | 0 | 0 | 0 | 0 | 0 | 0
WT | 0 | 0 | 0 | 0 | 0 | 0
IGCC | 0 | 0 | 0 | 0 | 0 | 0
DemandResponse | 0 | 0 | 0 | 0 | 0 | 0
IGCC-CCS | 0 | 0 | 0 | 0 | 0 | 0
WT_off | 0 | 0 | 0 | 0 | 0 | 0
PseudoUnit | 0 | 0 | 0 | 0 | 0 | 0
FixedInterchange | 0 | 0 | 0 | 0 | 0 | 0
Retrofit VOM Costs by Reporting Type: SPP_N
ReportingType | 2015 | 2020 | 2025 | 2030 | 2035 | 2040
BM | 0 | 0 | 0 | 0 | 0 | 0
CC | 0 | 0 | 0 | 0 | 0 | 0
CSP | 0 | 0 | 0 | 0 | 0 | 0
CT | 0 | 0 | 0 | 0 | 0 | 0
Coal | 161.76 | 24.74 | 0 | 0 | 0 | 0
Geo | 0 | 0 | 0 | 0 | 0 | 0
H | 0 | 0 | 0 | 0 | 0 | 0
LFG | 0 | 0 | 0 | 0 | 0 | 0
Nuc | 0 | 0 | 0 | 0 | 0 | 0
PS | 0 | 0 | 0 | 0 | 0 | 0
PV | 0 | 0 | 0 | 0 | 0 | 0
PeakG | 0 | 0 | 0 | 0 | 0 | 0
PeakO | 0 | 0 | 0 | 0 | 0 | 0
ST | 0 | 0 | 0 | 0 | 0 | 0
STOG | 0 | 0 | 0 | 0 | 0 | 0
STWD | 0 | 0 | 0 | 0 | 0 | 0
WT | 0 | 0 | 0 | 0 | 0 | 0
IGCC | 0 | 0 | 0 | 0 | 0 | 0
DemandResponse | 0 | 0 | 0 | 0 | 0 | 0
IGCC-CCS | 0 | 0 | 0 | 0 | 0 | 0
WT_off | 0 | 0 | 0 | 0 | 0 | 0
PseudoUnit | 0 | 0 | 0 | 0 | 0 | 0
FixedInterchange | 0 | 0 | 0 | 0 | 0 | 0
Retrofit VOM Costs by Reporting Type: SPP_S
ReportingType | 2015 | 2020 | 2025 | 2030 | 2035 | 2040
BM | 0 | 0 | 0 | 0 | 0 | 0
CC | 0 | 0 | 0 | 0 | 0 | 0
CSP | 0 | 0 | 0 | 0 | 0 | 0
CT | 0 | 0 | 0 | 0 | 0 | 0
Coal | 40.23 | 37.63 | 0 | 0 | 0 | 0
Geo | 0 | 0 | 0 | 0 | 0 | 0
H | 0 | 0 | 0 | 0 | 0 | 0
LFG | 0 | 0 | 0 | 0 | 0 | 0
Nuc | 0 | 0 | 0 | 0 | 0 | 0
PS | 0 | 0 | 0 | 0 | 0 | 0
PV | 0 | 0 | 0 | 0 | 0 | 0
PeakG | 0 | 0 | 0 | 0 | 0 | 0
PeakO | 0 | 0 | 0 | 0 | 0 | 0
ST | 0 | 0 | 0 | 0 | 0 | 0
STOG | 0 | 0 | 0 | 0 | 0 | 0
STWD | 0 | 0 | 0 | 0 | 0 | 0
WT | 0 | 0 | 0 | 0 | 0 | 0
IGCC | 0 | 0 | 0 | 0 | 0 | 0
DemandResponse | 0 | 0 | 0 | 0 | 0 | 0
IGCC-CCS | 0 | 0 | 0 | 0 | 0 | 0
WT_off | 0 | 0 | 0 | 0 | 0 | 0
PseudoUnit | 0 | 0 | 0 | 0 | 0 | 0
FixedInterchange | 0 | 0 | 0 | 0 | 0 | 0
Retrofit VOM Costs by Reporting Type: TVA
ReportingType | 2015 | 2020 | 2025 | 2030 | 2035 | 2040
BM | 0 | 0 | 0 | 0 | 0 | 0
CC | 0 | 0 | 0 | 0 | 0 | 0
CSP | 0 | 0 | 0 | 0 | 0 | 0
CT | 0 | 0 | 0 | 0 | 0 | 0
Coal | 71.2 | 20.99 | 0.03 | 0 | 0 | 0
Geo | 0 | 0 | 0 | 0 | 0 | 0
H | 0 | 0 | 0 | 0 | 0 | 0
LFG | 0 | 0 | 0 | 0 | 0 | 0
Nuc | 0 | 0 | 0 | 0 | 0 | 0
PS | 0 | 0 | 0 | 0 | 0 | 0
PV | 0 | 0 | 0 | 0 | 0 | 0
PeakG | 0 | 0 | 0 | 0 | 0 | 0
PeakO | 0 | 0 | 0 | 0 | 0 | 0
ST | 0 | 0 | 0 | 0 | 0 | 0
STOG | 0 | 0 | 0 | 0 | 0 | 0
STWD | 0 | 0 | 0 | 0 | 0 | 0
WT | 0 | 0 | 0 | 0 | 0 | 0
IGCC | 0 | 0 | 0 | 0 | 0 | 0
DemandResponse | 0 | 0 | 0 | 0 | 0 | 0
IGCC-CCS | 0 | 0 | 0 | 0 | 0 | 0
WT_off | 0 | 0 | 0 | 0 | 0 | 0
PseudoUnit | 0 | 0 | 0 | 0 | 0 | 0
FixedInterchange | 0 | 0 | 0 | 0 | 0 | 0
Retrofit VOM Costs by Reporting Type: TVA_Transmission
ReportingType | 2015 | 2020 | 2025 | 2030 | 2035 | 2040
BM | 0 | 0 | 0 | 0 | 0 | 0
CC | 0 | 0 | 0 | 0 | 0 | 0
CSP | 0 | 0 | 0 | 0 | 0 | 0
CT | 0 | 0 | 0 | 0 | 0 | 0
Coal | 0 | 0 | 0 | 0 | 0 | 0
Geo | 0 | 0 | 0 | 0 | 0 | 0
H | 0 | 0 | 0 | 0 | 0 | 0
LFG | 0 | 0 | 0 | 0 | 0 | 0
Nuc | 0 | 0 | 0 | 0 | 0 | 0
PS | 0 | 0 | 0 | 0 | 0 | 0
PV | 0 | 0 | 0 | 0 | 0 | 0
PeakG | 0 | 0 | 0 | 0 | 0 | 0
PeakO | 0 | 0 | 0 | 0 | 0 | 0
ST | 0 | 0 | 0 | 0 | 0 | 0
STOG | 0 | 0 | 0 | 0 | 0 | 0
STWD | 0 | 0 | 0 | 0 | 0 | 0
WT | 0 | 0 | 0 | 0 | 0 | 0
IGCC | 0 | 0 | 0 | 0 | 0 | 0
DemandResponse | 0 | 0 | 0 | 0 | 0 | 0
IGCC-CCS | 0 | 0 | 0 | 0 | 0 | 0
WT_off | 0 | 0 | 0 | 0 | 0 | 0
PseudoUnit | 0 | 0 | 0 | 0 | 0 | 0
FixedInterchange | 0 | 0 | 0 | 0 | 0 | 0
Retrofit VOM Costs by Reporting Type: VACAR
ReportingType | 2015 | 2020 | 2025 | 2030 | 2035 | 2040
BM | 0 | 0 | 0 | 0 | 0 | 0
CC | 0 | 0 | 0 | 0 | 0 | 0
CSP | 0 | 0 | 0 | 0 | 0 | 0
CT | 0 | 0 | 0 | 0 | 0 | 0
Coal | 20.52 | 8.48 | 6.01 | 8.78 | 17.17 | 23.56
Geo | 0 | 0 | 0 | 0 | 0 | 0
H | 0 | 0 | 0 | 0 | 0 | 0
LFG | 0 | 0 | 0 | 0 | 0 | 0
Nuc | 0 | 0 | 0 | 0 | 0 | 0
PS | 0 | 0 | 0 | 0 | 0 | 0
PV | 0 | 0 | 0 | 0 | 0 | 0
PeakG | 0 | 0 | 0 | 0 | 0 | 0
PeakO | 0 | 0 | 0 | 0 | 0 | 0
ST | 0 | 0 | 0 | 0 | 0 | 0
STOG | 0 | 0 | 0 | 0 | 0 | 0
STWD | 0 | 0 | 0 | 0 | 0 | 0
WT | 0 | 0 | 0 | 0 | 0 | 0
IGCC | 0 | 0 | 0 | 0 | 0 | 0
DemandResponse | 0 | 0 | 0 | 0 | 0 | 0
IGCC-CCS | 0 | 0 | 0 | 0 | 0 | 0
WT_off | 0 | 0 | 0 | 0 | 0 | 0
PseudoUnit | 0 | 0 | 0 | 0 | 0 | 0
FixedInterchange | 0 | 0 | 0 | 0 | 0 | 0
Retrofit VOM Costs by Reporting Type: IESO
ReportingType | 2015 | 2020 | 2025 | 2030 | 2035 | 2040
BM | 0 | 0 | 0 | 0 | 0 | 0
CC | 0 | 0 | 0 | 0 | 0 | 0
CSP | 0 | 0 | 0 | 0 | 0 | 0
CT | 0 | 0 | 0 | 0 | 0 | 0
Coal | 0 | 0 | 0 | 0 | 0 | 0
Geo | 0 | 0 | 0 | 0 | 0 | 0
H | 0 | 0 | 0 | 0 | 0 | 0
LFG | 0 | 0 | 0 | 0 | 0 | 0
Nuc | 0 | 0 | 0 | 0 | 0 | 0
PS | 0 | 0 | 0 | 0 | 0 | 0
PV | 0 | 0 | 0 | 0 | 0 | 0
PeakG | 0 | 0 | 0 | 0 | 0 | 0
PeakO | 0 | 0 | 0 | 0 | 0 | 0
ST | 0 | 0 | 0 | 0 | 0 | 0
STOG | 0 | 0 | 0 | 0 | 0 | 0
STWD | 0 | 0 | 0 | 0 | 0 | 0
WT | 0 | 0 | 0 | 0 | 0 | 0
IGCC | 0 | 0 | 0 | 0 | 0 | 0
DemandResponse | 0 | 0 | 0 | 0 | 0 | 0
IGCC-CCS | 0 | 0 | 0 | 0 | 0 | 0
WT_off | 0 | 0 | 0 | 0 | 0 | 0
PseudoUnit | 0 | 0 | 0 | 0 | 0 | 0
FixedInterchange | 0 | 0 | 0 | 0 | 0 | 0
Retrofit VOM Costs by Reporting Type: MAPP_CA
ReportingType | 2015 | 2020 | 2025 | 2030 | 2035 | 2040
BM | 0 | 0 | 0 | 0 | 0 | 0
CC | 0 | 0 | 0 | 0 | 0 | 0
CSP | 0 | 0 | 0 | 0 | 0 | 0
CT | 0 | 0 | 0 | 0 | 0 | 0
Coal | 0 | 0 | 0 | 0 | 0 | 0
Geo | 0 | 0 | 0 | 0 | 0 | 0
H | 0 | 0 | 0 | 0 | 0 | 0
LFG | 0 | 0 | 0 | 0 | 0 | 0
Nuc | 0 | 0 | 0 | 0 | 0 | 0
PS | 0 | 0 | 0 | 0 | 0 | 0
PV | 0 | 0 | 0 | 0 | 0 | 0
PeakG | 0 | 0 | 0 | 0 | 0 | 0
PeakO | 0 | 0 | 0 | 0 | 0 | 0
ST | 0 | 0 | 0 | 0 | 0 | 0
STOG | 0 | 0 | 0 | 0 | 0 | 0
STWD | 0 | 0 | 0 | 0 | 0 | 0
WT | 0 | 0 | 0 | 0 | 0 | 0
IGCC | 0 | 0 | 0 | 0 | 0 | 0
DemandResponse | 0 | 0 | 0 | 0 | 0 | 0
IGCC-CCS | 0 | 0 | 0 | 0 | 0 | 0
WT_off | 0 | 0 | 0 | 0 | 0 | 0
PseudoUnit | 0 | 0 | 0 | 0 | 0 | 0
FixedInterchange | 0 | 0 | 0 | 0 | 0 | 0
Retrofit VOM Costs by Reporting Type: AZ_NM_SNV_Coal
ReportingType | 2015 | 2020 | 2025 | 2030 | 2035 | 2040
BM | 0 | 0 | 0 | 0 | 0 | 0
CC | 0 | 0 | 0 | 0 | 0 | 0
CSP | 0 | 0 | 0 | 0 | 0 | 0
CT | 0 | 0 | 0 | 0 | 0 | 0
Coal | 162.12 | 72.67 | 0.79 | 0 | 1 | 8.08
Geo | 0 | 0 | 0 | 0 | 0 | 0
H | 0 | 0 | 0 | 0 | 0 | 0
LFG | 0 | 0 | 0 | 0 | 0 | 0
Nuc | 0 | 0 | 0 | 0 | 0 | 0
PS | 0 | 0 | 0 | 0 | 0 | 0
PV | 0 | 0 | 0 | 0 | 0 | 0
PeakG | 0 | 0 | 0 | 0 | 0 | 0
PeakO | 0 | 0 | 0 | 0 | 0 | 0
ST | 0 | 0 | 0 | 0 | 0 | 0
STOG | 0 | 0 | 0 | 0 | 0 | 0
STWD | 0 | 0 | 0 | 0 | 0 | 0
WT | 0 | 0 | 0 | 0 | 0 | 0
IGCC | 0 | 0 | 0 | 0 | 0 | 0
DemandResponse | 0 | 0 | 0 | 0 | 0 | 0
IGCC-CCS | 0 | 0 | 0 | 0 | 0 | 0
WT_off | 0 | 0 | 0 | 0 | 0 | 0
PseudoUnit | 0 | 0 | 0 | 0 | 0 | 0
FixedInterchange | 0 | 0 | 0 | 0 | 0 | 0
Retrofit VOM Costs by Reporting Type: AZ_NM_SNV_Gas
ReportingType | 2015 | 2020 | 2025 | 2030 | 2035 | 2040
BM | 0 | 0 | 0 | 0 | 0 | 0
CC | 0 | 0 | 0 | 0 | 0 | 0
CSP | 0 | 0 | 0 | 0 | 0 | 0
CT | 0 | 0 | 0 | 0 | 0 | 0
Coal | 0 | 0 | 0 | 0 | 0 | 0
Geo | 0 | 0 | 0 | 0 | 0 | 0
H | 0 | 0 | 0 | 0 | 0 | 0
LFG | 0 | 0 | 0 | 0 | 0 | 0
Nuc | 0 | 0 | 0 | 0 | 0 | 0
PS | 0 | 0 | 0 | 0 | 0 | 0
PV | 0 | 0 | 0 | 0 | 0 | 0
PeakG | 0 | 0 | 0 | 0 | 0 | 0
PeakO | 0 | 0 | 0 | 0 | 0 | 0
ST | 0 | 0 | 0 | 0 | 0 | 0
STOG | 0 | 0 | 0 | 0 | 0 | 0
STWD | 0 | 0 | 0 | 0 | 0 | 0
WT | 0 | 0 | 0 | 0 | 0 | 0
IGCC | 0 | 0 | 0 | 0 | 0 | 0
DemandResponse | 0 | 0 | 0 | 0 | 0 | 0
IGCC-CCS | 0 | 0 | 0 | 0 | 0 | 0
WT_off | 0 | 0 | 0 | 0 | 0 | 0
PseudoUnit | 0 | 0 | 0 | 0 | 0 | 0
FixedInterchange | 0 | 0 | 0 | 0 | 0 | 0
Retrofit VOM Costs by Reporting Type: AZ_NM_SNV_NucRenew
ReportingType | 2015 | 2020 | 2025 | 2030 | 2035 | 2040
BM | 0 | 0 | 0 | 0 | 0 | 0
CC | 0 | 0 | 0 | 0 | 0 | 0
CSP | 0 | 0 | 0 | 0 | 0 | 0
CT | 0 | 0 | 0 | 0 | 0 | 0
Coal | 0 | 0 | 0 | 0 | 0 | 0
Geo | 0 | 0 | 0 | 0 | 0 | 0
H | 0 | 0 | 0 | 0 | 0 | 0
LFG | 0 | 0 | 0 | 0 | 0 | 0
Nuc | 0 | 0 | 0 | 0 | 0 | 0
PS | 0 | 0 | 0 | 0 | 0 | 0
PV | 0 | 0 | 0 | 0 | 0 | 0
PeakG | 0 | 0 | 0 | 0 | 0 | 0
PeakO | 0 | 0 | 0 | 0 | 0 | 0
ST | 0 | 0 | 0 | 0 | 0 | 0
STOG | 0 | 0 | 0 | 0 | 0 | 0
STWD | 0 | 0 | 0 | 0 | 0 | 0
WT | 0 | 0 | 0 | 0 | 0 | 0
IGCC | 0 | 0 | 0 | 0 | 0 | 0
DemandResponse | 0 | 0 | 0 | 0 | 0 | 0
IGCC-CCS | 0 | 0 | 0 | 0 | 0 | 0
WT_off | 0 | 0 | 0 | 0 | 0 | 0
PseudoUnit | 0 | 0 | 0 | 0 | 0 | 0
FixedInterchange | 0 | 0 | 0 | 0 | 0 | 0
Retrofit VOM Costs by Reporting Type: ERCOT
ReportingType | 2015 | 2020 | 2025 | 2030 | 2035 | 2040
BM | 0 | 0 | 0 | 0 | 0 | 0
CC | 0 | 0 | 0 | 0 | 0 | 0
CSP | 0 | 0 | 0 | 0 | 0 | 0
CT | 0 | 0 | 0 | 0 | 0 | 0
Coal | 94.92 | 19.64 | 10.85 | 10.85 | 16.05 | 16.05
Geo | 0 | 0 | 0 | 0 | 0 | 0
H | 0 | 0 | 0 | 0 | 0 | 0
LFG | 0 | 0 | 0 | 0 | 0 | 0
Nuc | 0 | 0 | 0 | 0 | 0 | 0
PS | 0 | 0 | 0 | 0 | 0 | 0
PV | 0 | 0 | 0 | 0 | 0 | 0
PeakG | 0 | 0 | 0 | 0 | 0 | 0
PeakO | 0 | 0 | 0 | 0 | 0 | 0
ST | 0 | 0 | 0 | 0 | 0 | 0
STOG | 0 | 0 | 0 | 0 | 0 | 0
STWD | 0 | 0 | 0 | 0 | 0 | 0
WT | 0 | 0 | 0 | 0 | 0 | 0
IGCC | 0 | 0 | 0 | 0 | 0 | 0
DemandResponse | 0 | 0 | 0 | 0 | 0 | 0
IGCC-CCS | 0 | 0 | 0 | 0 | 0 | 0
WT_off | 0 | 0 | 0 | 0 | 0 | 0
PseudoUnit | 0 | 0 | 0 | 0 | 0 | 0
FixedInterchange | 0 | 0 | 0 | 0 | 0 | 0
Retrofit VOM Costs by Reporting Type: NP15
ReportingType | 2015 | 2020 | 2025 | 2030 | 2035 | 2040
BM | 0 | 0 | 0 | 0 | 0 | 0
CC | 0 | 0 | 0 | 0 | 0 | 0
CSP | 0 | 0 | 0 | 0 | 0 | 0
CT | 0 | 0 | 0 | 0 | 0 | 0
Coal | 1.46 | 0 | 0 | 0 | 0 | 0
Geo | 0 | 0 | 0 | 0 | 0 | 0
H | 0 | 0 | 0 | 0 | 0 | 0
LFG | 0 | 0 | 0 | 0 | 0 | 0
Nuc | 0 | 0 | 0 | 0 | 0 | 0
PS | 0 | 0 | 0 | 0 | 0 | 0
PV | 0 | 0 | 0 | 0 | 0 | 0
PeakG | 0 | 0 | 0 | 0 | 0 | 0
PeakO | 0 | 0 | 0 | 0 | 0 | 0
ST | 0 | 0 | 0 | 0 | 0 | 0
STOG | 0 | 0 | 0 | 0 | 0 | 0
STWD | 0 | 0 | 0 | 0 | 0 | 0
WT | 0 | 0 | 0 | 0 | 0 | 0
IGCC | 0 | 0 | 0 | 0 | 0 | 0
DemandResponse | 0 | 0 | 0 | 0 | 0 | 0
IGCC-CCS | 0 | 0 | 0 | 0 | 0 | 0
WT_off | 0 | 0 | 0 | 0 | 0 | 0
PseudoUnit | 0 | 0 | 0 | 0 | 0 | 0
FixedInterchange | 0 | 0 | 0 | 0 | 0 | 0
Retrofit VOM Costs by Reporting Type: NWPP_Coal
ReportingType | 2015 | 2020 | 2025 | 2030 | 2035 | 2040
BM | 0 | 0 | 0 | 0 | 0 | 0
CC | 0 | 0 | 0 | 0 | 0 | 0
CSP | 0 | 0 | 0 | 0 | 0 | 0
CT | 0 | 0 | 0 | 0 | 0 | 0
Coal | 141.7 | 39.04 | 13.37 | 13.34 | 13.34 | 13.34
Geo | 0 | 0 | 0 | 0 | 0 | 0
H | 0 | 0 | 0 | 0 | 0 | 0
LFG | 0 | 0 | 0 | 0 | 0 | 0
Nuc | 0 | 0 | 0 | 0 | 0 | 0
PS | 0 | 0 | 0 | 0 | 0 | 0
PV | 0 | 0 | 0 | 0 | 0 | 0
PeakG | 0 | 0 | 0 | 0 | 0 | 0
PeakO | 0 | 0 | 0 | 0 | 0 | 0
ST | 0 | 0 | 0 | 0 | 0 | 0
STOG | 0 | 0 | 0 | 0 | 0 | 0
STWD | 0 | 0 | 0 | 0 | 0 | 0
WT | 0 | 0 | 0 | 0 | 0 | 0
IGCC | 0 | 0 | 0 | 0 | 0 | 0
DemandResponse | 0 | 0 | 0 | 0 | 0 | 0
IGCC-CCS | 0 | 0 | 0 | 0 | 0 | 0
WT_off | 0 | 0 | 0 | 0 | 0 | 0
PseudoUnit | 0 | 0 | 0 | 0 | 0 | 0
FixedInterchange | 0 | 0 | 0 | 0 | 0 | 0
Retrofit VOM Costs by Reporting Type: NWPP_Gas
ReportingType | 2015 | 2020 | 2025 | 2030 | 2035 | 2040
BM | 0 | 0 | 0 | 0 | 0 | 0
CC | 0 | 0 | 0 | 0 | 0 | 0
CSP | 0 | 0 | 0 | 0 | 0 | 0
CT | 0 | 0 | 0 | 0 | 0 | 0
Coal | 0 | 0 | 0 | 0 | 0 | 0
Geo | 0 | 0 | 0 | 0 | 0 | 0
H | 0 | 0 | 0 | 0 | 0 | 0
LFG | 0 | 0 | 0 | 0 | 0 | 0
Nuc | 0 | 0 | 0 | 0 | 0 | 0
PS | 0 | 0 | 0 | 0 | 0 | 0
PV | 0 | 0 | 0 | 0 | 0 | 0
PeakG | 0 | 0 | 0 | 0 | 0 | 0
PeakO | 0 | 0 | 0 | 0 | 0 | 0
ST | 0 | 0 | 0 | 0 | 0 | 0
STOG | 0 | 0 | 0 | 0 | 0 | 0
STWD | 0 | 0 | 0 | 0 | 0 | 0
WT | 0 | 0 | 0 | 0 | 0 | 0
IGCC | 0 | 0 | 0 | 0 | 0 | 0
DemandResponse | 0 | 0 | 0 | 0 | 0 | 0
IGCC-CCS | 0 | 0 | 0 | 0 | 0 | 0
WT_off | 0 | 0 | 0 | 0 | 0 | 0
PseudoUnit | 0 | 0 | 0 | 0 | 0 | 0
FixedInterchange | 0 | 0 | 0 | 0 | 0 | 0
Retrofit VOM Costs by Reporting Type: NWPP_NucRenew
ReportingType | 2015 | 2020 | 2025 | 2030 | 2035 | 2040
BM | 0 | 0 | 0 | 0 | 0 | 0
CC | 0 | 0 | 0 | 0 | 0 | 0
CSP | 0 | 0 | 0 | 0 | 0 | 0
CT | 0 | 0 | 0 | 0 | 0 | 0
Coal | 0 | 0 | 0 | 0 | 0 | 0
Geo | 0 | 0 | 0 | 0 | 0 | 0
H | 0 | 0 | 0 | 0 | 0 | 0
LFG | 0 | 0 | 0 | 0 | 0 | 0
Nuc | 0 | 0 | 0 | 0 | 0 | 0
PS | 0 | 0 | 0 | 0 | 0 | 0
PV | 0 | 0 | 0 | 0 | 0 | 0
PeakG | 0 | 0 | 0 | 0 | 0 | 0
PeakO | 0 | 0 | 0 | 0 | 0 | 0
ST | 0 | 0 | 0 | 0 | 0 | 0
STOG | 0 | 0 | 0 | 0 | 0 | 0
STWD | 0 | 0 | 0 | 0 | 0 | 0
WT | 0 | 0 | 0 | 0 | 0 | 0
IGCC | 0 | 0 | 0 | 0 | 0 | 0
DemandResponse | 0 | 0 | 0 | 0 | 0 | 0
IGCC-CCS | 0 | 0 | 0 | 0 | 0 | 0
WT_off | 0 | 0 | 0 | 0 | 0 | 0
PseudoUnit | 0 | 0 | 0 | 0 | 0 | 0
FixedInterchange | 0 | 0 | 0 | 0 | 0 | 0
Retrofit VOM Costs by Reporting Type: RMPA
ReportingType | 2015 | 2020 | 2025 | 2030 | 2035 | 2040
BM | 0 | 0 | 0 | 0 | 0 | 0
CC | 0 | 0 | 0 | 0 | 0 | 0
CSP | 0 | 0 | 0 | 0 | 0 | 0
CT | 0 | 0 | 0 | 0 | 0 | 0
Coal | 175.91 | 128.9 | 9.21 | 12.87 | 12.87 | 12.87
Geo | 0 | 0 | 0 | 0 | 0 | 0
H | 0 | 0 | 0 | 0 | 0 | 0
LFG | 0 | 0 | 0 | 0 | 0 | 0
Nuc | 0 | 0 | 0 | 0 | 0 | 0
PS | 0 | 0 | 0 | 0 | 0 | 0
PV | 0 | 0 | 0 | 0 | 0 | 0
PeakG | 0 | 0 | 0 | 0 | 0 | 0
PeakO | 0 | 0 | 0 | 0 | 0 | 0
ST | 0 | 0 | 0 | 0 | 0 | 0
STOG | 0 | 0 | 0 | 0 | 0 | 0
STWD | 0 | 0 | 0 | 0 | 0 | 0
WT | 0 | 0 | 0 | 0 | 0 | 0
IGCC | 0 | 0 | 0 | 0 | 0 | 0
DemandResponse | 0 | 0 | 0 | 0 | 0 | 0
IGCC-CCS | 0 | 0 | 0 | 0 | 0 | 0
WT_off | 0 | 0 | 0 | 0 | 0 | 0
PseudoUnit | 0 | 0 | 0 | 0 | 0 | 0
FixedInterchange | 0 | 0 | 0 | 0 | 0 | 0
Retrofit VOM Costs by Reporting Type: SP15
ReportingType | 2015 | 2020 | 2025 | 2030 | 2035 | 2040
BM | 0 | 0 | 0 | 0 | 0 | 0
CC | 0 | 0 | 0 | 0 | 0 | 0
CSP | 0 | 0 | 0 | 0 | 0 | 0
CT | 0 | 0 | 0 | 0 | 0 | 0
Coal | 5.19 | 0 | 0 | 0 | 0 | 0
Geo | 0 | 0 | 0 | 0 | 0 | 0
H | 0 | 0 | 0 | 0 | 0 | 0
LFG | 0 | 0 | 0 | 0 | 0 | 0
Nuc | 0 | 0 | 0 | 0 | 0 | 0
PS | 0 | 0 | 0 | 0 | 0 | 0
PV | 0 | 0 | 0 | 0 | 0 | 0
PeakG | 0 | 0 | 0 | 0 | 0 | 0
PeakO | 0 | 0 | 0 | 0 | 0 | 0
ST | 0 | 0 | 0 | 0 | 0 | 0
STOG | 0 | 0 | 0 | 0 | 0 | 0
STWD | 0 | 0 | 0 | 0 | 0 | 0
WT | 0 | 0 | 0 | 0 | 0 | 0
IGCC | 0 | 0 | 0 | 0 | 0 | 0
DemandResponse | 0 | 0 | 0 | 0 | 0 | 0
IGCC-CCS | 0 | 0 | 0 | 0 | 0 | 0
WT_off | 0 | 0 | 0 | 0 | 0 | 0
PseudoUnit | 0 | 0 | 0 | 0 | 0 | 0
FixedInterchange | 0 | 0 | 0 | 0 | 0 | 0
Retrofit VOM Costs by Reporting Type: ALB
ReportingType | 2015 | 2020 | 2025 | 2030 | 2035 | 2040
BM | 0 | 0 | 0 | 0 | 0 | 0
CC | 0 | 0 | 0 | 0 | 0 | 0
CSP | 0 | 0 | 0 | 0 | 0 | 0
CT | 0 | 0 | 0 | 0 | 0 | 0
Coal | 17.06 | 4.82 | 3.49 | 0 | 0 | 0
Geo | 0 | 0 | 0 | 0 | 0 | 0
H | 0 | 0 | 0 | 0 | 0 | 0
LFG | 0 | 0 | 0 | 0 | 0 | 0
Nuc | 0 | 0 | 0 | 0 | 0 | 0
PS | 0 | 0 | 0 | 0 | 0 | 0
PV | 0 | 0 | 0 | 0 | 0 | 0
PeakG | 0 | 0 | 0 | 0 | 0 | 0
PeakO | 0 | 0 | 0 | 0 | 0 | 0
ST | 0 | 0 | 0 | 0 | 0 | 0
STOG | 0 | 0 | 0 | 0 | 0 | 0
STWD | 0 | 0 | 0 | 0 | 0 | 0
WT | 0 | 0 | 0 | 0 | 0 | 0
IGCC | 0 | 0 | 0 | 0 | 0 | 0
DemandResponse | 0 | 0 | 0 | 0 | 0 | 0
IGCC-CCS | 0 | 0 | 0 | 0 | 0 | 0
WT_off | 0 | 0 | 0 | 0 | 0 | 0
PseudoUnit | 0 | 0 | 0 | 0 | 0 | 0
FixedInterchange | 0 | 0 | 0 | 0 | 0 | 0
Retrofit VOM Costs by Reporting Type: BC
ReportingType | 2015 | 2020 | 2025 | 2030 | 2035 | 2040
BM | 0 | 0 | 0 | 0 | 0 | 0
CC | 0 | 0 | 0 | 0 | 0 | 0
CSP | 0 | 0 | 0 | 0 | 0 | 0
CT | 0 | 0 | 0 | 0 | 0 | 0
Coal | 0 | 0 | 0 | 0 | 0 | 0
Geo | 0 | 0 | 0 | 0 | 0 | 0
H | 0 | 0 | 0 | 0 | 0 | 0
LFG | 0 | 0 | 0 | 0 | 0 | 0
Nuc | 0 | 0 | 0 | 0 | 0 | 0
PS | 0 | 0 | 0 | 0 | 0 | 0
PV | 0 | 0 | 0 | 0 | 0 | 0
PeakG | 0 | 0 | 0 | 0 | 0 | 0
PeakO | 0 | 0 | 0 | 0 | 0 | 0
ST | 0 | 0 | 0 | 0 | 0 | 0
STOG | 0 | 0 | 0 | 0 | 0 | 0
STWD | 0 | 0 | 0 | 0 | 0 | 0
WT | 0 | 0 | 0 | 0 | 0 | 0
IGCC | 0 | 0 | 0 | 0 | 0 | 0
DemandResponse | 0 | 0 | 0 | 0 | 0 | 0
IGCC-CCS | 0 | 0 | 0 | 0 | 0 | 0
WT_off | 0 | 0 | 0 | 0 | 0 | 0
PseudoUnit | 0 | 0 | 0 | 0 | 0 | 0
FixedInterchange | 0 | 0 | 0 | 0 | 0 | 0
Retrofit VOM Costs by Reporting Type: HQ_IESO
ReportingType | 2015 | 2020 | 2025 | 2030 | 2035 | 2040
BM | 0 | 0 | 0 | 0 | 0 | 0
CC | 0 | 0 | 0 | 0 | 0 | 0
CSP | 0 | 0 | 0 | 0 | 0 | 0
CT | 0 | 0 | 0 | 0 | 0 | 0
Coal | 0 | 0 | 0 | 0 | 0 | 0
Geo | 0 | 0 | 0 | 0 | 0 | 0
H | 0 | 0 | 0 | 0 | 0 | 0
LFG | 0 | 0 | 0 | 0 | 0 | 0
Nuc | 0 | 0 | 0 | 0 | 0 | 0
PS | 0 | 0 | 0 | 0 | 0 | 0
PV | 0 | 0 | 0 | 0 | 0 | 0
PeakG | 0 | 0 | 0 | 0 | 0 | 0
PeakO | 0 | 0 | 0 | 0 | 0 | 0
ST | 0 | 0 | 0 | 0 | 0 | 0
STOG | 0 | 0 | 0 | 0 | 0 | 0
STWD | 0 | 0 | 0 | 0 | 0 | 0
WT | 0 | 0 | 0 | 0 | 0 | 0
IGCC | 0 | 0 | 0 | 0 | 0 | 0
DemandResponse | 0 | 0 | 0 | 0 | 0 | 0
IGCC-CCS | 0 | 0 | 0 | 0 | 0 | 0
WT_off | 0 | 0 | 0 | 0 | 0 | 0
PseudoUnit | 0 | 0 | 0 | 0 | 0 | 0
FixedInterchange | 0 | 0 | 0 | 0 | 0 | 0
Retrofit VOM Costs by Reporting Type: HQ_NEISO
ReportingType | 2015 | 2020 | 2025 | 2030 | 2035 | 2040
BM | 0 | 0 | 0 | 0 | 0 | 0
CC | 0 | 0 | 0 | 0 | 0 | 0
CSP | 0 | 0 | 0 | 0 | 0 | 0
CT | 0 | 0 | 0 | 0 | 0 | 0
Coal | 0 | 0 | 0 | 0 | 0 | 0
Geo | 0 | 0 | 0 | 0 | 0 | 0
H | 0 | 0 | 0 | 0 | 0 | 0
LFG | 0 | 0 | 0 | 0 | 0 | 0
Nuc | 0 | 0 | 0 | 0 | 0 | 0
PS | 0 | 0 | 0 | 0 | 0 | 0
PV | 0 | 0 | 0 | 0 | 0 | 0
PeakG | 0 | 0 | 0 | 0 | 0 | 0
PeakO | 0 | 0 | 0 | 0 | 0 | 0
ST | 0 | 0 | 0 | 0 | 0 | 0
STOG | 0 | 0 | 0 | 0 | 0 | 0
STWD | 0 | 0 | 0 | 0 | 0 | 0
WT | 0 | 0 | 0 | 0 | 0 | 0
IGCC | 0 | 0 | 0 | 0 | 0 | 0
DemandResponse | 0 | 0 | 0 | 0 | 0 | 0
IGCC-CCS | 0 | 0 | 0 | 0 | 0 | 0
WT_off | 0 | 0 | 0 | 0 | 0 | 0
PseudoUnit | 0 | 0 | 0 | 0 | 0 | 0
FixedInterchange | 0 | 0 | 0 | 0 | 0 | 0
Retrofit VOM Costs by Reporting Type: HQ_NY
ReportingType | 2015 | 2020 | 2025 | 2030 | 2035 | 2040
BM | 0 | 0 | 0 | 0 | 0 | 0
CC | 0 | 0 | 0 | 0 | 0 | 0
CSP | 0 | 0 | 0 | 0 | 0 | 0
CT | 0 | 0 | 0 | 0 | 0 | 0
Coal | 0 | 0 | 0 | 0 | 0 | 0
Geo | 0 | 0 | 0 | 0 | 0 | 0
H | 0 | 0 | 0 | 0 | 0 | 0
LFG | 0 | 0 | 0 | 0 | 0 | 0
Nuc | 0 | 0 | 0 | 0 | 0 | 0
PS | 0 | 0 | 0 | 0 | 0 | 0
PV | 0 | 0 | 0 | 0 | 0 | 0
PeakG | 0 | 0 | 0 | 0 | 0 | 0
PeakO | 0 | 0 | 0 | 0 | 0 | 0
ST | 0 | 0 | 0 | 0 | 0 | 0
STOG | 0 | 0 | 0 | 0 | 0 | 0
STWD | 0 | 0 | 0 | 0 | 0 | 0
WT | 0 | 0 | 0 | 0 | 0 | 0
IGCC | 0 | 0 | 0 | 0 | 0 | 0
DemandResponse | 0 | 0 | 0 | 0 | 0 | 0
IGCC-CCS | 0 | 0 | 0 | 0 | 0 | 0
WT_off | 0 | 0 | 0 | 0 | 0 | 0
PseudoUnit | 0 | 0 | 0 | 0 | 0 | 0
FixedInterchange | 0 | 0 | 0 | 0 | 0 | 0
Retrofit VOM Costs by Reporting Type: MARITIMES
ReportingType | 2015 | 2020 | 2025 | 2030 | 2035 | 2040
BM | 0 | 0 | 0 | 0 | 0 | 0
CC | 0 | 0 | 0 | 0 | 0 | 0
CSP | 0 | 0 | 0 | 0 | 0 | 0
CT | 0 | 0 | 0 | 0 | 0 | 0
Coal | 0 | 0 | 0 | 0 | 0 | 0
Geo | 0 | 0 | 0 | 0 | 0 | 0
H | 0 | 0 | 0 | 0 | 0 | 0
LFG | 0 | 0 | 0 | 0 | 0 | 0
Nuc | 0 | 0 | 0 | 0 | 0 | 0
PS | 0 | 0 | 0 | 0 | 0 | 0
PV | 0 | 0 | 0 | 0 | 0 | 0
PeakG | 0 | 0 | 0 | 0 | 0 | 0
PeakO | 0 | 0 | 0 | 0 | 0 | 0
ST | 0 | 0 | 0 | 0 | 0 | 0
STOG | 0 | 0 | 0 | 0 | 0 | 0
STWD | 0 | 0 | 0 | 0 | 0 | 0
WT | 0 | 0 | 0 | 0 | 0 | 0
IGCC | 0 | 0 | 0 | 0 | 0 | 0
DemandResponse | 0 | 0 | 0 | 0 | 0 | 0
IGCC-CCS | 0 | 0 | 0 | 0 | 0 | 0
WT_off | 0 | 0 | 0 | 0 | 0 | 0
PseudoUnit | 0 | 0 | 0 | 0 | 0 | 0
FixedInterchange | 0 | 0 | 0 | 0 | 0 | 0
retrofit VOM Costs by Reporting Type: All
ReportingType | 2015 | 2020 | 2025 | 2030 | 2035 | 2040
BM | 0 | 0 | 0 | 0 | 0 | 0
CC | 0 | 0 | 0 | 0 | 0 | 0
CSP | 0 | 0 | 0 | 0 | 0 | 0
CT | 0 | 0 | 0 | 0 | 0 | 0
Coal | 1563.61 | 662.4 | 99.07 | 95 | 159.43 | 199.34
Geo | 0 | 0 | 0 | 0 | 0 | 0
H | 0 | 0 | 0 | 0 | 0 | 0
LFG | 0 | 0 | 0 | 0 | 0 | 0
Nuc | 0 | 0 | 0 | 0 | 0 | 0
PS | 0 | 0 | 0 | 0 | 0 | 0
PV | 0 | 0 | 0 | 0 | 0 | 0
PeakG | 0 | 0 | 0 | 0 | 0 | 0
PeakO | 0 | 0 | 0 | 0 | 0 | 0
ST | 0 | 0 | 0 | 0 | 0 | 0
STOG | 0 | 0 | 0 | 0 | 0 | 0
STWD | 0 | 0 | 0 | 0 | 0 | 0
WT | 0 | 0 | 0 | 0 | 0 | 0
IGCC | 0 | 0 | 0 | 0 | 0 | 0
DemandResponse | 0 | 0 | 0 | 0 | 0 | 0
IGCC-CCS | 0 | 0 | 0 | 0 | 0 | 0
WT_off | 0 | 0 | 0 | 0 | 0 | 0
PseudoUnit | 0 | 0 | 0 | 0 | 0 | 0
FixedInterchange | 0 | 0 | 0 | 0 | 0 | 0
retrofit VOM Costs by Reporting Type: EI_US
ReportingType | 2015 | 2020 | 2025 | 2030 | 2035 | 2040
BM | 0 | 0 | 0 | 0 | 0 | 0
CC | 0 | 0 | 0 | 0 | 0 | 0
CSP | 0 | 0 | 0 | 0 | 0 | 0
CT | 0 | 0 | 0 | 0 | 0 | 0
Coal | 965.25 | 397.32 | 61.37 | 57.94 | 116.17 | 149
Geo | 0 | 0 | 0 | 0 | 0 | 0
H | 0 | 0 | 0 | 0 | 0 | 0
LFG | 0 | 0 | 0 | 0 | 0 | 0
Nuc | 0 | 0 | 0 | 0 | 0 | 0
PS | 0 | 0 | 0 | 0 | 0 | 0
PV | 0 | 0 | 0 | 0 | 0 | 0
PeakG | 0 | 0 | 0 | 0 | 0 | 0
PeakO | 0 | 0 | 0 | 0 | 0 | 0
ST | 0 | 0 | 0 | 0 | 0 | 0
STOG | 0 | 0 | 0 | 0 | 0 | 0
STWD | 0 | 0 | 0 | 0 | 0 | 0
WT | 0 | 0 | 0 | 0 | 0 | 0
IGCC | 0 | 0 | 0 | 0 | 0 | 0
DemandResponse | 0 | 0 | 0 | 0 | 0 | 0
IGCC-CCS | 0 | 0 | 0 | 0 | 0 | 0
WT_off | 0 | 0 | 0 | 0 | 0 | 0
PseudoUnit | 0 | 0 | 0 | 0 | 0 | 0
FixedInterchange | 0 | 0 | 0 | 0 | 0 | 0
retrofit VOM Costs by Reporting Type: EI_Canada
ReportingType | 2015 | 2020 | 2025 | 2030 | 2035 | 2040
BM | 0 | 0 | 0 | 0 | 0 | 0
CC | 0 | 0 | 0 | 0 | 0 | 0
CSP | 0 | 0 | 0 | 0 | 0 | 0
CT | 0 | 0 | 0 | 0 | 0 | 0
Coal | 0 | 0 | 0 | 0 | 0 | 0
Geo | 0 | 0 | 0 | 0 | 0 | 0
H | 0 | 0 | 0 | 0 | 0 | 0
LFG | 0 | 0 | 0 | 0 | 0 | 0
Nuc | 0 | 0 | 0 | 0 | 0 | 0
PS | 0 | 0 | 0 | 0 | 0 | 0
PV | 0 | 0 | 0 | 0 | 0 | 0
PeakG | 0 | 0 | 0 | 0 | 0 | 0
PeakO | 0 | 0 | 0 | 0 | 0 | 0
ST | 0 | 0 | 0 | 0 | 0 | 0
STOG | 0 | 0 | 0 | 0 | 0 | 0
STWD | 0 | 0 | 0 | 0 | 0 | 0
WT | 0 | 0 | 0 | 0 | 0 | 0
IGCC | 0 | 0 | 0 | 0 | 0 | 0
DemandResponse | 0 | 0 | 0 | 0 | 0 | 0
IGCC-CCS | 0 | 0 | 0 | 0 | 0 | 0
WT_off | 0 | 0 | 0 | 0 | 0 | 0
PseudoUnit | 0 | 0 | 0 | 0 | 0 | 0
FixedInterchange | 0 | 0 | 0 | 0 | 0 | 0
retrofit VOM Costs by Reporting Type: EI
ReportingType | 2015 | 2020 | 2025 | 2030 | 2035 | 2040
BM | 0 | 0 | 0 | 0 | 0 | 0
CC | 0 | 0 | 0 | 0 | 0 | 0
CSP | 0 | 0 | 0 | 0 | 0 | 0
CT | 0 | 0 | 0 | 0 | 0 | 0
Coal | 965.25 | 397.32 | 61.37 | 57.94 | 116.17 | 149
Geo | 0 | 0 | 0 | 0 | 0 | 0
H | 0 | 0 | 0 | 0 | 0 | 0
LFG | 0 | 0 | 0 | 0 | 0 | 0
Nuc | 0 | 0 | 0 | 0 | 0 | 0
PS | 0 | 0 | 0 | 0 | 0 | 0
PV | 0 | 0 | 0 | 0 | 0 | 0
PeakG | 0 | 0 | 0 | 0 | 0 | 0
PeakO | 0 | 0 | 0 | 0 | 0 | 0
ST | 0 | 0 | 0 | 0 | 0 | 0
STOG | 0 | 0 | 0 | 0 | 0 | 0
STWD | 0 | 0 | 0 | 0 | 0 | 0
WT | 0 | 0 | 0 | 0 | 0 | 0
IGCC | 0 | 0 | 0 | 0 | 0 | 0
DemandResponse | 0 | 0 | 0 | 0 | 0 | 0
IGCC-CCS | 0 | 0 | 0 | 0 | 0 | 0
WT_off | 0 | 0 | 0 | 0 | 0 | 0
PseudoUnit | 0 | 0 | 0 | 0 | 0 | 0
FixedInterchange | 0 | 0 | 0 | 0 | 0 | 0
retrofit VOM Costs by Reporting Type: Outside_EI
ReportingType | 2015 | 2020 | 2025 | 2030 | 2035 | 2040
BM | 0 | 0 | 0 | 0 | 0 | 0
CC | 0 | 0 | 0 | 0 | 0 | 0
CSP | 0 | 0 | 0 | 0 | 0 | 0
CT | 0 | 0 | 0 | 0 | 0 | 0
Coal | 598.36 | 265.08 | 37.7 | 37.06 | 43.26 | 50.34
Geo | 0 | 0 | 0 | 0 | 0 | 0
H | 0 | 0 | 0 | 0 | 0 | 0
LFG | 0 | 0 | 0 | 0 | 0 | 0
Nuc | 0 | 0 | 0 | 0 | 0 | 0
PS | 0 | 0 | 0 | 0 | 0 | 0
PV | 0 | 0 | 0 | 0 | 0 | 0
PeakG | 0 | 0 | 0 | 0 | 0 | 0
PeakO | 0 | 0 | 0 | 0 | 0 | 0
ST | 0 | 0 | 0 | 0 | 0 | 0
STOG | 0 | 0 | 0 | 0 | 0 | 0
STWD | 0 | 0 | 0 | 0 | 0 | 0
WT | 0 | 0 | 0 | 0 | 0 | 0
IGCC | 0 | 0 | 0 | 0 | 0 | 0
DemandResponse | 0 | 0 | 0 | 0 | 0 | 0
IGCC-CCS | 0 | 0 | 0 | 0 | 0 | 0
WT_off | 0 | 0 | 0 | 0 | 0 | 0
PseudoUnit | 0 | 0 | 0 | 0 | 0 | 0
FixedInterchange | 0 | 0 | 0 | 0 | 0 | 0
#10 | 0.01: Base FOM Costs ($million)
Base FOM Costs by Reporting Type: Entergy
ReportingType | 2015 | 2020 | 2025 | 2030 | 2035 | 2040
BM | 0 | 0 | 0 | 0 | 0 | 22.12
CC | 452.32 | 608.93 | 505.85 | 526.1 | 590.98 | 590.98
CSP | 0 | 0 | 0 | 0 | 0 | 0
CT | 0 | 0 | 0 | 0 | 0 | 0
Coal | 501.29 | 143.43 | 21.37 | 21.37 | 21.37 | 21.37
Geo | 0 | 0 | 0 | 0 | 0 | 0
H | 10.6 | 10.6 | 10.6 | 10.6 | 10.6 | 26.39
LFG | 0.97 | 0.97 | 5.93 | 13.89 | 13.89 | 13.89
Nuc | 789.41 | 804.93 | 789.41 | 789.41 | 666.82 | 1125.48
PS | 1.4 | 1.4 | 1.4 | 1.4 | 1.4 | 1.4
PV | 0 | 1.03 | 1.52 | 1.52 | 1.52 | 1.55
PeakG | 47.54 | 69.98 | 49.29 | 63.1 | 67 | 67
PeakO | 4.42 | 5.87 | 5.08 | 0 | 0 | 0
ST | 0 | 0 | 0 | 0 | 0 | 0
STOG | 81.66 | 96.62 | 82.83 | 0 | 0 | 0
STWD | 6.6 | 8.26 | 6.73 | 6.73 | 6.73 | 6.73
WT | 3.66 | 3.66 | 3.66 | 3.66 | 3.66 | 6.47
IGCC | 0 | 0 | 0 | 0 | 0 | 0
DemandResponse | 0 | 0 | 0 | 0 | 0 | 0
IGCC-CCS | 0 | 0 | 0 | 0 | 0 | 0
WT_off | 0 | 0 | 0 | 0 | 0 | 0
PseudoUnit | 0 | 0 | 0 | 0 | 0 | 0
FixedInterchange | 0 | 0 | 0 | 0 | 0 | 0
Base FOM Costs by Reporting Type: FRCC
ReportingType | 2015 | 2020 | 2025 | 2030 | 2035 | 2040
BM | 0 | 0 | 0 | 0 | 0 | 0
CC | 845.27 | 1027.04 | 889.55 | 917.27 | 379.82 | 386.41
CSP | 0 | 0 | 0 | 0 | 0 | 0
CT | 16.6 | 16.6 | 16.6 | 16.6 | 0 | 0
Coal | 108.02 | 11.05 | 11.47 | 12.18 | 12.18 | 12.18
Geo | 0 | 0 | 0 | 0 | 0 | 0
H | 0.78 | 0.78 | 0.78 | 0.78 | 0.78 | 0.78
LFG | 58.63 | 58.63 | 82.46 | 82.46 | 82.46 | 82.46
Nuc | 601.49 | 635.55 | 601.49 | 601.49 | 2860.28 | 2754.78
PS | 0 | 0 | 0 | 0 | 0 | 0
PV | 0.75 | 0.75 | 0.75 | 0.75 | 0.75 | 0.75
PeakG | 149.81 | 217.71 | 155.12 | 202.68 | 202.68 | 202.68
PeakO | 64.61 | 83.43 | 68.43 | 66.34 | 0 | 0
ST | 0 | 0 | 0 | 0 | 0 | 0
STOG | 0 | 0 | 0 | 0 | 0 | 0
STWD | 6.25 | 7.82 | 6.37 | 6.37 | 6.37 | 6.37
WT | 0 | 0 | 0 | 0 | 0 | 0
IGCC | 0 | 0 | 0 | 0 | 0 | 0
DemandResponse | 0 | 0 | 0 | 0 | 0 | 0
IGCC-CCS | 0 | 0 | 0 | 0 | 0 | 0
WT_off | 0 | 0 | 0 | 0 | 0 | 0
PseudoUnit | 0 | 0 | 0 | 0 | 0 | 0
FixedInterchange | 0 | 0 | 0 | 0 | 0 | 0
Base FOM Costs by Reporting Type: MAPP_US
ReportingType | 2015 | 2020 | 2025 | 2030 | 2035 | 2040
BM | 0 | 0 | 0 | 0 | 0 | 0
CC | 8.58 | 17.02 | 14.9 | 14.92 | 15.63 | 16.84
CSP | 0 | 0 | 0 | 0 | 0 | 0
CT | 2.06 | 2.86 | 2.86 | 2.86 | 3.09 | 3.3
Coal | 108.93 | 75.66 | 31.23 | 32.39 | 32.39 | 32.39
Geo | 3.95 | 3.95 | 3.95 | 3.95 | 3.95 | 3.95
H | 31.14 | 31.14 | 31.14 | 31.14 | 31.14 | 31.14
LFG | 0.24 | 0.24 | 0.24 | 8.86 | 8.86 | 8.86
Nuc | 0.01 | 0.01 | 0.01 | 0.01 | 0.01 | 0.01
PS | 0 | 0 | 0 | 0 | 0 | 0
PV | 0 | 0 | 0 | 0 | 0 | 0
PeakG | 12.29 | 19.13 | 14.16 | 16.07 | 17.04 | 17.04
PeakO | 9.49 | 12.94 | 10.37 | 10.37 | 10.37 | 10.37
ST | 0 | 0 | 0 | 0 | 0 | 0
STOG | 1.58 | 1.87 | 1.6 | 1.6 | 1.6 | 1.6
STWD | 0 | 0 | 0 | 0 | 0 | 0
WT | 55.22 | 100.58 | 180.05 | 209.05 | 209.05 | 209.05
IGCC | 0 | 0 | 0 | 0 | 0 | 0
DemandResponse | 0 | 0 | 0 | 0 | 0 | 0
IGCC-CCS | 0 | 0 | 0 | 0 | 0 | 0
WT_off | 0 | 0 | 0 | 0 | 0 | 0
PseudoUnit | 0 | 0 | 0 | 0 | 0 | 0
FixedInterchange | 0 | 0 | 0 | 0 | 0 | 0
Base FOM Costs by Reporting Type: MISO_IN
ReportingType | 2015 | 2020 | 2025 | 2030 | 2035 | 2040
BM | 0 | 0 | 0 | 0 | 0 | 0
CC | 158.73 | 323 | 312.64 | 316.15 | 322.12 | 322.12
CSP | 0 | 0 | 0 | 0 | 0 | 0
CT | 0 | 0 | 0 | 0 | 0 | 0
Coal | 355.22 | 208.22 | 197.74 | 57.64 | 26.7 | 38.62
Geo | 0 | 0 | 0 | 0 | 0 | 0
H | 1.07 | 1.07 | 1.07 | 1.07 | 1.07 | 1.07
LFG | 4.46 | 4.46 | 14.11 | 14.11 | 14.11 | 14.11
Nuc | 0.01 | 0.01 | 0.01 | 0.01 | 0.01 | 0.01
PS | 0 | 0 | 0 | 0 | 0 | 0
PV | 0 | 3.77 | 5.63 | 5.69 | 5.69 | 5.69
PeakG | 52.35 | 76.94 | 54.27 | 73.39 | 73.39 | 73.39
PeakO | 10.59 | 13.5 | 10.82 | 10.82 | 10.82 | 10.82
ST | 0 | 0 | 0 | 0 | 0 | 0
STOG | 12.26 | 14.51 | 12.44 | 12.44 | 0 | 0
STWD | 0 | 0 | 0 | 0 | 0 | 0
WT | 18.31 | 18.31 | 18.31 | 18.31 | 1263.77 | 1263.77
IGCC | 30.22 | 30.22 | 30.22 | 30.22 | 30.22 | 30.22
DemandResponse | 0 | 0 | 0 | 0 | 0 | 0
IGCC-CCS | 0 | 0 | 0 | 0 | 0 | 0
WT_off | 0 | 0 | 0 | 0 | 0 | 0
PseudoUnit | 0 | 0 | 0 | 0 | 0 | 0
FixedInterchange | 0 | 0 | 0 | 0 | 0 | 0
Base FOM Costs by Reporting Type: MISO_MI
ReportingType | 2015 | 2020 | 2025 | 2030 | 2035 | 2040
BM | 0 | 0 | 0 | 0 | 0 | 130.75
CC | 163.56 | 206.86 | 177.01 | 183.4 | 195.61 | 195.61
CSP | 0 | 0 | 0 | 0 | 0 | 0
CT | 0 | 0 | 0 | 0 | 0 | 0
Coal | 225.82 | 0 | 0 | 0 | 0 | 0
Geo | 0 | 0 | 0 | 0 | 0 | 0
H | 2.01 | 2.01 | 2.01 | 2.01 | 2.01 | 2.01
LFG | 19.67 | 19.67 | 38.95 | 38.95 | 38.95 | 38.95
Nuc | 275.03 | 275.03 | 275.03 | 275.03 | 161.75 | 495.72
PS | 44.44 | 44.44 | 44.44 | 44.44 | 44.44 | 44.44
PV | 0 | 0 | 0 | 0 | 0 | 0
PeakG | 61.2 | 89.88 | 71.67 | 85.63 | 85.63 | 85.63
PeakO | 15.67 | 19.97 | 16.01 | 16.01 | 16.01 | 16.01
ST | 0 | 0 | 0 | 0 | 0 | 0
STOG | 125.33 | 148.3 | 127.13 | 127.13 | 0 | 0
STWD | 5.22 | 6.54 | 5.33 | 5.33 | 5.33 | 5.33
WT | 61.65 | 72.79 | 72.79 | 73.55 | 78.5 | 78.5
IGCC | 0 | 0 | 0 | 0 | 0 | 0
DemandResponse | 0 | 0 | 0 | 0 | 0 | 0
IGCC-CCS | 0 | 0 | 0 | 0 | 0 | 0
WT_off | 0 | 0 | 0 | 0 | 0 | 0
PseudoUnit | 0 | 0 | 0 | 0 | 0 | 0
FixedInterchange | 0 | 0 | 0 | 0 | 0 | 0
Base FOM Costs by Reporting Type: MISO_MO-IL
ReportingType | 2015 | 2020 | 2025 | 2030 | 2035 | 2040
BM | 0 | 0 | 0 | 0 | 0 | 0
CC | 31.4 | 81.68 | 73.82 | 76.98 | 81.01 | 81.01
CSP | 0 | 0 | 0 | 0 | 0 | 0
CT | 0 | 0 | 0 | 0 | 0 | 0
Coal | 583.53 | 143.64 | 136.88 | 137.3 | 63.42 | 65.7
Geo | 0 | 0 | 0 | 0 | 0 | 0
H | 5.01 | 5.01 | 9 | 9 | 9 | 9
LFG | 2.17 | 2.17 | 29.04 | 29.04 | 29.04 | 29.04
Nuc | 308.98 | 325.11 | 325.11 | 325.11 | 325.11 | 325.11
PS | 10.45 | 10.45 | 10.45 | 10.45 | 10.45 | 10.45
PV | 0 | 0 | 0 | 0 | 0 | 0
PeakG | 77.83 | 114.84 | 80.73 | 103.92 | 110.46 | 110.46
PeakO | 21.48 | 28.65 | 22.96 | 22.96 | 22.96 | 22.96
ST | 0 | 0 | 0 | 0 | 0 | 0
STOG | 26.02 | 30.78 | 26.39 | 26.39 | 0 | 0
STWD | 0 | 0 | 0 | 0 | 0 | 0
WT | 21.36 | 21.36 | 21.36 | 178.56 | 290.7 | 290.7
IGCC | 0 | 0 | 0 | 0 | 0 | 0
DemandResponse | 0 | 0 | 0 | 0 | 0 | 0
IGCC-CCS | 0 | 0 | 0 | 0 | 0 | 0
WT_off | 0 | 0 | 0 | 0 | 0 | 0
PseudoUnit | 0 | 0 | 0 | 0 | 0 | 0
FixedInterchange | 0 | 0 | 0 | 0 | 0 | 0
Base FOM Costs by Reporting Type: MISO_W
ReportingType | 2015 | 2020 | 2025 | 2030 | 2035 | 2040
BM | 0 | 0 | 0 | 0 | 0 | 0
CC | 90.43 | 122.44 | 100.32 | 100.32 | 117.12 | 119.86
CSP | 0 | 0 | 0 | 0 | 0 | 0
CT | 0 | 0 | 0 | 0 | 0 | 0
Coal | 639.01 | 362.2 | 362.96 | 256.68 | 42.57 | 48.3
Geo | 0 | 0 | 0 | 0 | 0 | 0
H | 7.08 | 7.08 | 7.08 | 7.08 | 7.08 | 7.08
LFG | 24.73 | 24.73 | 33.36 | 33.36 | 33.36 | 33.36
Nuc | 343.79 | 343.79 | 343.79 | 602.57 | 0.04 | 0.04
PS | 0 | 0 | 0 | 0 | 0 | 0
PV | 0 | 0 | 0 | 0 | 0 | 0
PeakG | 87.12 | 123.54 | 89.97 | 105.17 | 108.71 | 108.71
PeakO | 56.38 | 79.08 | 64.57 | 64.57 | 64.57 | 64.57
ST | 0 | 0 | 0 | 0 | 0 | 0
STOG | 7.56 | 8.94 | 7.67 | 7.67 | 0 | 0
STWD | 10.03 | 12.55 | 10.23 | 10.23 | 10.23 | 10.23
WT | 268.82 | 268.82 | 1103.25 | 1795.78 | 1795.78 | 1817.6
IGCC | 0 | 0 | 0 | 0 | 0 | 0
DemandResponse | 0 | 0 | 0 | 0 | 0 | 0
IGCC-CCS | 0 | 0 | 0 | 0 | 0 | 0
WT_off | 0 | 0 | 0 | 0 | 0 | 0
PseudoUnit | 0 | 0 | 0 | 0 | 0 | 0
FixedInterchange | 0 | 0 | 0 | 0 | 0 | 0
Base FOM Costs by Reporting Type: MISO_WUMS
ReportingType | 2015 | 2020 | 2025 | 2030 | 2035 | 2040
BM | 0 | 0 | 0 | 0 | 0 | 100.29
CC | 154.9 | 219.48 | 199.26 | 199.26 | 213.95 | 217.76
CSP | 0 | 0 | 0 | 0 | 0 | 0
CT | 0 | 0 | 0 | 0 | 0 | 0
Coal | 235.74 | 110.31 | 104.5 | 106.43 | 83.6 | 94.06
Geo | 0 | 0 | 0 | 0 | 0 | 0
H | 4.79 | 4.79 | 4.8 | 4.8 | 4.8 | 4.8
LFG | 8.57 | 8.57 | 35.44 | 35.44 | 35.44 | 35.44
Nuc | 264.54 | 287.77 | 264.54 | 570.75 | 0.04 | 0.04
PS | 0 | 0 | 0 | 0 | 0 | 0
PV | 0 | 0 | 0 | 0 | 0 | 0
PeakG | 55.64 | 81.65 | 65.08 | 77.65 | 77.65 | 77.65
PeakO | 13.52 | 17.78 | 14.69 | 14.69 | 14.69 | 14.69
ST | 0 | 0 | 0 | 0 | 0 | 0
STOG | 13.21 | 15.63 | 13.39 | 13.39 | 0 | 0
STWD | 3.37 | 4.21 | 3.43 | 3.43 | 3.43 | 3.43
WT | 46.36 | 46.36 | 46.36 | 47.23 | 390.84 | 491.06
IGCC | 0 | 0 | 0 | 0 | 0 | 0
DemandResponse | 0 | 0 | 0 | 0 | 0 | 0
IGCC-CCS | 0 | 0 | 0 | 0 | 0 | 0
WT_off | 0 | 0 | 0 | 0 | 0 | 0
PseudoUnit | 0 | 0 | 0 | 0 | 0 | 0
FixedInterchange | 0 | 0 | 0 | 0 | 0 | 0
Base FOM Costs by Reporting Type: Nebraska
ReportingType | 2015 | 2020 | 2025 | 2030 | 2035 | 2040
BM | 0 | 0 | 0 | 0 | 0 | 0
CC | 10.62 | 13.51 | 10.85 | 10.85 | 12.75 | 13.28
CSP | 0 | 0 | 0 | 0 | 0 | 0
CT | 0 | 0 | 0 | 0 | 0 | 0
Coal | 257.61 | 38.62 | 38.62 | 40.06 | 40.06 | 47.82
Geo | 0 | 0 | 0 | 0 | 0 | 0
H | 2.38 | 2.38 | 2.38 | 2.38 | 2.38 | 2.38
LFG | 0.72 | 0.72 | 0.72 | 9.35 | 9.35 | 9.35
Nuc | 182.28 | 198.29 | 182.28 | 249.21 | 0.09 | 0.09
PS | 0 | 0 | 0 | 0 | 0 | 0
PV | 0 | 0 | 0 | 0 | 0 | 0
PeakG | 21.82 | 37.31 | 31.37 | 31.37 | 31.37 | 31.37
PeakO | 9.57 | 12.19 | 9.77 | 9.77 | 9.77 | 9.77
ST | 0 | 0 | 0 | 0 | 0 | 0
STOG | 11.87 | 14.04 | 12.04 | 12.04 | 11.61 | 11.61
STWD | 0 | 0 | 0 | 0 | 0 | 0
WT | 10.53 | 370.38 | 452.17 | 496.76 | 675.61 | 675.61
IGCC | 0 | 0 | 0 | 0 | 0 | 0
DemandResponse | 0 | 0 | 0 | 0 | 0 | 0
IGCC-CCS | 0 | 0 | 0 | 0 | 0 | 0
WT_off | 0 | 0 | 0 | 0 | 0 | 0
PseudoUnit | 0 | 0 | 0 | 0 | 0 | 0
FixedInterchange | 0 | 0 | 0 | 0 | 0 | 0
Base FOM Costs by Reporting Type: NEISO
ReportingType | 2015 | 2020 | 2025 | 2030 | 2035 | 2040
BM | 25.35 | 25.35 | 25.35 | 25.35 | 25.35 | 25.35
CC | 338.91 | 309.01 | 213.69 | 205.62 | 228.54 | 227.21
CSP | 0 | 0 | 0 | 0 | 0 | 0
CT | 2.24 | 2.24 | 2.24 | 2.17 | 0.9 | 0.9
Coal | 22.84 | 0 | 0 | 0 | 0 | 0
Geo | 0 | 0 | 0 | 0 | 0 | 0
H | 46.4 | 46.4 | 46.4 | 46.4 | 46.45 | 46.45
LFG | 70.11 | 70.11 | 78.5 | 78.5 | 78.5 | 78.5
Nuc | 676.28 | 735.67 | 676.28 | 676.28 | 488.61 | 932.14
PS | 39.74 | 39.74 | 39.74 | 39.74 | 39.74 | 39.74
PV | 0.03 | 4.84 | 4.84 | 4.84 | 4.84 | 4.84
PeakG | 19.94 | 29.61 | 20.7 | 22.52 | 28.85 | 28.85
PeakO | 0 | 0 | 0 | 0 | 0 | 0
ST | 0 | 0 | 0 | 0 | 0 | 0
STOG | 0 | 0 | 0 | 0 | 0 | 0
STWD | 19.55 | 24.46 | 19.93 | 19.93 | 19.93 | 19.93
WT | 13.44 | 83.72 | 121 | 151.91 | 474.69 | 478.34
IGCC | 0 | 0 | 0 | 0 | 0 | 0
DemandResponse | 0 | 0 | 0 | 0 | 0 | 0
IGCC-CCS | 0 | 0 | 0 | 0 | 0 | 0
WT_off | 24.96 | 24.96 | 24.96 | 24.96 | 24.96 | 24.96
PseudoUnit | 0 | 0 | 0 | 0 | 0 | 0
FixedInterchange | 0 | 0 | 0 | 0 | 0 | 0
Base FOM Costs by Reporting Type: NonRTO_Midwest
ReportingType | 2015 | 2020 | 2025 | 2030 | 2035 | 2040
BM | 0 | 0 | 0 | 0 | 0 | 534.4
CC | 64.61 | 99.78 | 99.78 | 99.78 | 99.78 | 35.17
CSP | 0 | 0 | 0 | 0 | 0 | 0
CT | 0 | 0 | 0 | 0 | 0 | 0
Coal | 373.26 | 134.8 | 135.44 | 69.06 | 69.89 | 76.39
Geo | 0 | 0 | 0 | 0 | 0 | 0
H | 2.04 | 2.04 | 2.04 | 2.81 | 12.66 | 12.66
LFG | 1.69 | 1.69 | 20.97 | 20.97 | 20.97 | 20.97
Nuc | 0.01 | 0.01 | 0.01 | 0.01 | 0.01 | 0.01
PS | 0 | 0 | 0 | 0 | 0 | 0
PV | 0 | 0 | 0 | 0 | 0 | 0
PeakG | 56.39 | 83.4 | 58.5 | 71.11 | 73.14 | 69.59
PeakO | 0.35 | 0.45 | 0.36 | 0.36 | 0 | 0
ST | 0 | 0 | 0 | 0 | 0 | 0
STOG | 0 | 0 | 0 | 0 | 0 | 0
STWD | 0 | 0 | 0 | 0 | 0 | 0
WT | 2.26 | 2.26 | 2.26 | 2.26 | 2.26 | 2.26
IGCC | 0 | 0 | 0 | 0 | 0 | 0
DemandResponse | 0 | 0 | 0 | 0 | 0 | 0
IGCC-CCS | 0 | 0 | 0 | 0 | 0 | 0
WT_off | 0 | 0 | 0 | 0 | 0 | 0
PseudoUnit | 0 | 0 | 0 | 0 | 0 | 0
FixedInterchange | 0 | 0 | 0 | 0 | 0 | 0
Base FOM Costs by Reporting Type: NYISO_A-F
ReportingType | 2015 | 2020 | 2025 | 2030 | 2035 | 2040
BM | 0 | 0 | 0 | 0 | 0 | 0
CC | 112.22 | 143.17 | 126.58 | 101.56 | 43.51 | 43.51
CSP | 0 | 0 | 0 | 0 | 0 | 0
CT | 0 | 0 | 0 | 0 | 0 | 0
Coal | 0 | 0 | 0 | 0 | 0 | 0
Geo | 0 | 0 | 0 | 0 | 0 | 0
H | 62.6 | 62.6 | 62.6 | 62.6 | 62.6 | 62.6
LFG | 20.8 | 20.8 | 20.8 | 28.97 | 28.97 | 28.97
Nuc | 489.92 | 509.2 | 489.92 | 399.48 | 552.03 | 578.17
PS | 33.52 | 33.52 | 33.52 | 33.52 | 33.52 | 33.52
PV | 0 | 0 | 0 | 0 | 0 | 0
PeakG | 3.78 | 5.56 | 5.31 | 5.31 | 5.31 | 5.31
PeakO | 1.14 | 1.46 | 1.17 | 1.17 | 1.17 | 1.17
ST | 0 | 0 | 0 | 0 | 0 | 0
STOG | 0 | 0 | 0 | 0 | 0 | 0
STWD | 2.76 | 3.45 | 2.81 | 2.81 | 2.81 | 2.81
WT | 113.42 | 133.35 | 133.35 | 133.35 | 422.6 | 422.6
IGCC | 0 | 0 | 0 | 0 | 0 | 0
DemandResponse | 0 | 0 | 0 | 0 | 0 | 0
IGCC-CCS | 0 | 0 | 0 | 0 | 0 | 0
WT_off | 0 | 0 | 0 | 0 | 0 | 0
PseudoUnit | 0 | 0 | 0 | 0 | 0 | 0
FixedInterchange | 0 | 0 | 0 | 0 | 0 | 0
Base FOM Costs by Reporting Type: NYISO_G-I
ReportingType | 2015 | 2020 | 2025 | 2030 | 2035 | 2040
BM | 0 | 0 | 0 | 0 | 0 | 0
CC | 34.33 | 43.65 | 35.09 | 35.19 | 42.92 | 42.92
CSP | 0 | 0 | 0 | 0 | 0 | 0
CT | 0 | 0 | 0 | 0 | 0 | 0
Coal | 0 | 0 | 0 | 0 | 0 | 0
Geo | 0 | 0 | 0 | 0 | 0 | 0
H | 0.46 | 0.46 | 0.46 | 0.46 | 0.46 | 0.46
LFG | 7.72 | 7.72 | 7.72 | 16.67 | 16.67 | 16.67
Nuc | 297.74 | 323.88 | 297.74 | 297.74 | 500.56 | 204.5
PS | 0 | 0 | 0 | 0 | 0 | 0
PV | 0 | 0 | 0 | 0 | 0 | 0
PeakG | 1.51 | 2.04 | 1.56 | 1.56 | 1.56 | 1.56
PeakO | 2.55 | 3.25 | 2.61 | 2.61 | 2.61 | 2.61
ST | 0 | 0 | 0 | 0 | 0 | 0
STOG | 0 | 0 | 0 | 0 | 0 | 0
STWD | 0 | 0 | 0 | 0 | 0 | 0
WT | 0 | 1.68 | 1.68 | 1.68 | 10.11 | 10.11
IGCC | 0 | 0 | 0 | 0 | 0 | 0
DemandResponse | 0 | 0 | 0 | 0 | 0 | 0
IGCC-CCS | 0 | 0 | 0 | 0 | 0 | 0
WT_off | 0 | 0 | 0 | 0 | 0 | 0
PseudoUnit | 0 | 0 | 0 | 0 | 0 | 0
FixedInterchange | 0 | 0 | 0 | 0 | 0 | 0
Base FOM Costs by Reporting Type: NYISO_J-K
ReportingType | 2015 | 2020 | 2025 | 2030 | 2035 | 2040
BM | 0 | 0 | 0 | 0 | 0 | 0
CC | 125.46 | 154.92 | 127.77 | 138.94 | 152.61 | 152.61
CSP | 0 | 0 | 0 | 0 | 0 | 0
CT | 0 | 0 | 0 | 0 | 0 | 0
Coal | 0 | 0 | 0 | 0 | 0 | 0
Geo | 0 | 0 | 0 | 0 | 0 | 0
H | 0 | 0 | 0 | 0 | 0 | 0
LFG | 14.96 | 14.96 | 14.96 | 23.9 | 23.9 | 23.9
Nuc | 0.01 | 0.01 | 0.01 | 0.01 | 0.01 | 0.01
PS | 0 | 0 | 0 | 0 | 0 | 0
PV | 0.53 | 0.53 | 0.53 | 0.53 | 0.53 | 0.53
PeakG | 54.7 | 77.08 | 56.45 | 62.35 | 66.78 | 66.78
PeakO | 61.69 | 79.16 | 63.78 | 65.02 | 65.02 | 65.02
ST | 0 | 0 | 0 | 0 | 0 | 0
STOG | 150.36 | 177.91 | 152.51 | 152.51 | 152.51 | 152.51
STWD | 0 | 0 | 0 | 0 | 0 | 0
WT | 0 | 0 | 0 | 0 | 9.26 | 9.26
IGCC | 0 | 0 | 0 | 0 | 0 | 0
DemandResponse | 0 | 0 | 0 | 0 | 0 | 0
IGCC-CCS | 0 | 0 | 0 | 0 | 0 | 0
WT_off | 0 | 0 | 0 | 0 | 0 | 0
PseudoUnit | 0 | 0 | 0 | 0 | 0 | 0
FixedInterchange | 0 | 0 | 0 | 0 | 0 | 0
Base FOM Costs by Reporting Type: PJM_E
ReportingType | 2015 | 2020 | 2025 | 2030 | 2035 | 2040
BM | 3.02 | 3.02 | 3.02 | 3.02 | 3.02 | 3.02
CC | 297.21 | 359.4 | 312.87 | 330.19 | 341.53 | 338.49
CSP | 0 | 0 | 0 | 0 | 0 | 0
CT | 0.18 | 0.18 | 0.18 | 0.18 | 0.18 | 0
Coal | 67.42 | 74.6 | 0.8 | 0.8 | 0.8 | 0.8
Geo | 0 | 0 | 0 | 0 | 0 | 0
H | 3.85 | 3.85 | 3.85 | 3.85 | 3.85 | 3.85
LFG | 56.83 | 72.83 | 72.83 | 72.83 | 72.83 | 72.83
Nuc | 1239 | 1184.31 | 1149.53 | 1149.53 | 825.73 | 1983.3
PS | 9.5 | 9.5 | 9.5 | 9.5 | 9.5 | 9.5
PV | 0.75 | 0.75 | 0.75 | 0.75 | 0.75 | 0.75
PeakG | 75.2 | 106.43 | 77.64 | 89.79 | 93.22 | 93.22
PeakO | 75.92 | 100.78 | 82.41 | 82.41 | 82.41 | 82.41
ST | 0 | 0 | 0 | 0 | 0 | 0
STOG | 115.25 | 136.37 | 0 | 0 | 0 | 0
STWD | 0 | 0 | 0 | 0 | 0 | 0
WT | 32.63 | 32.63 | 32.63 | 32.63 | 32.63 | 32.63
IGCC | 0 | 0 | 0 | 0 | 0 | 0
DemandResponse | 0 | 0 | 0 | 0 | 0 | 0
IGCC-CCS | 0 | 0 | 0 | 0 | 0 | 0
WT_off | 0 | 0 | 58.67 | 58.67 | 58.67 | 58.67
PseudoUnit | 0 | 0 | 0 | 0 | 0 | 0
FixedInterchange | 0 | 0 | 0 | 0 | 0 | 0
Base FOM Costs by Reporting Type: PJM_ROM
ReportingType | 2015 | 2020 | 2025 | 2030 | 2035 | 2040
BM | 1.81 | 1.81 | 1.81 | 1.81 | 1.81 | 236.97
CC | 142.43 | 174.53 | 145.82 | 151.1 | 172.02 | 163.63
CSP | 0 | 0 | 0 | 0 | 0 | 0
CT | 0.11 | 0.11 | 0.11 | 0.11 | 0.11 | 0.11
Coal | 153.26 | 69.2 | 0.97 | 0.97 | 0.97 | 0.97
Geo | 0 | 0 | 0 | 0 | 0 | 0
H | 19.83 | 19.83 | 19.83 | 29.48 | 29.48 | 29.48
LFG | 43.05 | 74.95 | 74.95 | 74.95 | 74.95 | 74.95
Nuc | 733.21 | 756.8 | 733.21 | 733.21 | 1276.85 | 1896.72
PS | 35.92 | 35.92 | 35.92 | 35.92 | 35.92 | 35.92
PV | 0.06 | 22.69 | 35.36 | 38.2 | 38.41 | 39.43
PeakG | 30.83 | 44.67 | 41.32 | 41.32 | 41.32 | 41.32
PeakO | 45.95 | 58.57 | 46.94 | 46.94 | 46.94 | 0
ST | 0 | 0 | 0 | 0 | 0 | 0
STOG | 155.08 | 183.5 | 155.22 | 155.22 | 155.22 | 0
STWD | 2.24 | 2.81 | 2.29 | 2.29 | 2.29 | 2.29
WT | 38.48 | 59.54 | 59.54 | 59.54 | 59.54 | 59.54
IGCC | 0 | 0 | 0 | 0 | 0 | 0
DemandResponse | 0 | 0 | 0 | 0 | 0 | 0
IGCC-CCS | 0 | 0 | 0 | 0 | 0 | 0
WT_off | 0 | 0 | 0 | 0 | 0 | 0
PseudoUnit | 0 | 0 | 0 | 0 | 0 | 0
FixedInterchange | 0 | 0 | 0 | 0 | 0 | 0
Base FOM Costs by Reporting Type: PJM_ROR
ReportingType | 2015 | 2020 | 2025 | 2030 | 2035 | 2040
BM | 38.69 | 38.69 | 38.69 | 38.69 | 38.69 | 638.11
CC | 713.29 | 844.24 | 771.54 | 797.71 | 831.8 | 655.24
CSP | 0 | 0 | 0 | 0 | 0 | 0
CT | 0.19 | 0.19 | 0.19 | 0.19 | 0.19 | 0.19
Coal | 1141.76 | 606.25 | 156.21 | 160.67 | 164.02 | 164.02
Geo | 0 | 0 | 0 | 0 | 0 | 0
H | 26.17 | 33.33 | 33.33 | 33.33 | 33.33 | 33.33
LFG | 65.06 | 65.06 | 126.87 | 126.87 | 126.87 | 126.87
Nuc | 2917.4 | 3014.07 | 2917.4 | 2791.17 | 2231.42 | 6027.74
PS | 73.14 | 73.14 | 73.14 | 73.14 | 73.14 | 73.14
PV | 0.35 | 0.35 | 0.35 | 0.35 | 0.35 | 0.35
PeakG | 325.76 | 481.29 | 337.93 | 436.45 | 464.24 | 464.24
PeakO | 48.69 | 65.15 | 52.22 | 52.22 | 52.22 | 0
ST | 0 | 0 | 0 | 0 | 0 | 0
STOG | 93.25 | 110.34 | 93.03 | 93.03 | 93.03 | 0
STWD | 6.22 | 7.78 | 6.34 | 6.34 | 6.34 | 6.34
WT | 322.6 | 327.98 | 327.98 | 542.77 | 613.79 | 613.79
IGCC | 0 | 0 | 0 | 0 | 0 | 0
DemandResponse | 0 | 0 | 0 | 0 | 0 | 0
IGCC-CCS | 0 | 0 | 0 | 0 | 0 | 0
WT_off | 0 | 0 | 0 | 0 | 0 | 0
PseudoUnit | 0 | 0 | 0 | 0 | 0 | 0
FixedInterchange | 0 | 0 | 0 | 0 | 0 | 0
Base FOM Costs by Reporting Type: SOCO
ReportingType | 2015 | 2020 | 2025 | 2030 | 2035 | 2040
BM | 5.53 | 5.53 | 5.53 | 5.53 | 5.53 | 658.82
CC | 571.75 | 751.09 | 641.85 | 662.81 | 413.13 | 294.31
CSP | 0 | 0 | 0 | 0 | 0 | 0
CT | 0 | 0 | 0 | 0 | 0 | 0
Coal | 392.17 | 180.23 | 47.26 | 49.63 | 51.42 | 51.42
Geo | 0 | 0 | 0 | 0 | 0 | 0
H | 59.74 | 59.74 | 59.74 | 59.74 | 59.74 | 59.74
LFG | 4.46 | 4.46 | 4.46 | 17.39 | 17.39 | 17.39
Nuc | 850.41 | 1045.67 | 1045.67 | 1045.67 | 2253.34 | 2406.83
PS | 39.76 | 39.76 | 39.76 | 39.76 | 39.76 | 39.76
PV | 0 | 0 | 0 | 0 | 0 | 0
PeakG | 178.03 | 264.31 | 184.78 | 241.53 | 121.77 | 121.77
PeakO | 0 | 0 | 0 | 0 | 0 | 0
ST | 0 | 0 | 0 | 0 | 0 | 0
STOG | 0 | 0 | 0 | 0 | 0 | 0
STWD | 21.41 | 26.79 | 21.83 | 21.83 | 21.83 | 21.83
WT | 0 | 0 | 0 | 0 | 2.81 | 2.81
IGCC | 0 | 0 | 0 | 0 | 0 | 0
DemandResponse | 0 | 0 | 0 | 0 | 0 | 0
IGCC-CCS | 0 | 0 | 0 | 0 | 0 | 0
WT_off | 0 | 0 | 0 | 0 | 0 | 0
PseudoUnit | 0 | 0 | 0 | 0 | 0 | 0
FixedInterchange | 0 | 0 | 0 | 0 | 0 | 0
Base FOM Costs by Reporting Type: SPP_N
ReportingType | 2015 | 2020 | 2025 | 2030 | 2035 | 2040
BM | 0 | 0 | 0 | 0 | 0 | 0
CC | 41.13 | 52.29 | 42 | 46.53 | 51.42 | 51.42
CSP | 0 | 0 | 0 | 0 | 0 | 0
CT | 0 | 0 | 0 | 0 | 0 | 0
Coal | 490.33 | 345.17 | 85.06 | 13.8 | 13.8 | 13.8
Geo | 0 | 0 | 0 | 0 | 0 | 0
H | 0.3 | 0.3 | 0.3 | 0.3 | 0.3 | 0.3
LFG | 0.84 | 0.84 | 0.84 | 12.28 | 12.28 | 12.28
Nuc | 160.51 | 168.89 | 168.89 | 168.89 | 168.89 | 168.89
PS | 0 | 0 | 0 | 0 | 0 | 0
PV | 0 | 0 | 0 | 0 | 0 | 0
PeakG | 74.97 | 117.69 | 105.7 | 105.7 | 105.7 | 105.7
PeakO | 34.89 | 44.84 | 35.94 | 35.94 | 35.94 | 35.94
ST | 0 | 0 | 0 | 0 | 0 | 0
STOG | 74.5 | 88.15 | 75.57 | 75.57 | 64.18 | 64.18
STWD | 0 | 0 | 0 | 0 | 0 | 0
WT | 41.99 | 509.44 | 1237.63 | 1665.06 | 2019.69 | 2100.05
IGCC | 0 | 0 | 0 | 0 | 0 | 0
DemandResponse | 0 | 0 | 0 | 0 | 0 | 0
IGCC-CCS | 0 | 0 | 0 | 0 | 0 | 0
WT_off | 0 | 0 | 0 | 0 | 0 | 0
PseudoUnit | 0 | 0 | 0 | 0 | 0 | 0
FixedInterchange | 0 | 0 | 0 | 0 | 0 | 0
Base FOM Costs by Reporting Type: SPP_S
ReportingType | 2015 | 2020 | 2025 | 2030 | 2035 | 2040
BM | 0 | 0 | 0 | 0 | 0 | 0
CC | 327.42 | 428.91 | 350.33 | 378.86 | 414.92 | 418.56
CSP | 0 | 0 | 0 | 0 | 0 | 0
CT | 2.76 | 4.77 | 4.77 | 4.77 | 4.77 | 4.77
Coal | 627.78 | 484.39 | 83.68 | 29.32 | 29.32 | 29.32
Geo | 0 | 0 | 0 | 0 | 0 | 0
H | 30.03 | 30.03 | 30.03 | 30.03 | 30.03 | 30.03
LFG | 2.29 | 2.29 | 2.29 | 13.72 | 13.72 | 13.72
Nuc | 0.01 | 0.01 | 0.01 | 0.01 | 0.01 | 0.01
PS | 10.59 | 10.59 | 10.59 | 10.59 | 10.59 | 10.59
PV | 0 | 0 | 0 | 0 | 0 | 0
PeakG | 60.2 | 87.93 | 62.37 | 76.78 | 82.77 | 82.77
PeakO | 3.36 | 4.54 | 3.63 | 3.63 | 3.64 | 3.66
ST | 0 | 0 | 0 | 0 | 0 | 0
STOG | 380.22 | 449.9 | 385.67 | 385.67 | 341.85 | 341.85
STWD | 2.69 | 3.37 | 2.75 | 2.75 | 2.75 | 2.75
WT | 90.68 | 1118.22 | 1201.95 | 1293.77 | 1556.48 | 1614.9
IGCC | 0 | 0 | 0 | 0 | 0 | 0
DemandResponse | 0 | 0 | 0 | 0 | 0 | 0
IGCC-CCS | 0 | 0 | 0 | 0 | 0 | 0
WT_off | 0 | 0 | 0 | 0 | 0 | 0
PseudoUnit | 0 | 0 | 0 | 0 | 0 | 0
FixedInterchange | 0 | 0 | 0 | 0 | 0 | 0
Base FOM Costs by Reporting Type: TVA
ReportingType | 2015 | 2020 | 2025 | 2030 | 2035 | 2040
BM | 0 | 0 | 0 | 0 | 0 | 743.15
CC | 223.51 | 309.58 | 276.45 | 280.86 | 298.69 | 174.9
CSP | 0 | 0 | 0 | 0 | 0 | 0
CT | 0 | 0 | 0 | 0 | 0 | 0
Coal | 221.13 | 167.94 | 23.98 | 0 | 0 | 0
Geo | 0 | 0 | 0 | 0 | 0 | 0
H | 72.8 | 72.8 | 72.8 | 72.8 | 73.19 | 73.19
LFG | 1.57 | 1.57 | 14.49 | 14.49 | 14.49 | 14.49
Nuc | 1153.81 | 1199.07 | 1153.81 | 1153.81 | 1245.41 | 1842.63
PS | 41.38 | 41.38 | 41.38 | 41.38 | 41.38 | 41.38
PV | 0 | 0 | 0 | 0 | 0 | 0
PeakG | 99.24 | 153.37 | 140.99 | 136.23 | 136.23 | 136.23
PeakO | 1.87 | 2.54 | 1.92 | 0 | 0 | 0
ST | 0 | 0 | 0 | 0 | 0 | 0
STOG | 0 | 0 | 0 | 0 | 0 | 0
STWD | 0.16 | 0.2 | 0.16 | 0.16 | 0.16 | 0.16
WT | 0.99 | 0.99 | 0.99 | 0.99 | 3.8 | 3.8
IGCC | 0 | 0 | 0 | 0 | 0 | 0
DemandResponse | 0 | 0 | 0 | 0 | 0 | 0
IGCC-CCS | 0 | 0 | 0 | 0 | 0 | 0
WT_off | 0 | 0 | 0 | 0 | 0 | 0
PseudoUnit | 0 | 0 | 0 | 0 | 0 | 0
FixedInterchange | 0 | 0 | 0 | 0 | 0 | 0
Base FOM Costs by Reporting Type: TVA_Transmission
ReportingType | 2015 | 2020 | 2025 | 2030 | 2035 | 2040
BM | 0 | 0 | 0 | 0 | 0 | 0
CC | 0 | 0 | 0 | 0 | 0 | 0
CSP | 0 | 0 | 0 | 0 | 0 | 0
CT | 0 | 0 | 0 | 0 | 0 | 0
Coal | 0 | 0 | 0 | 0 | 0 | 0
Geo | 0 | 0 | 0 | 0 | 0 | 0
H | 0 | 0 | 0 | 0 | 0 | 0
LFG | 0 | 0 | 0 | 0 | 0 | 0
Nuc | 0 | 0 | 0 | 0 | 0 | 0
PS | 0 | 0 | 0 | 0 | 0 | 0
PV | 0 | 0 | 0 | 0 | 0 | 0
PeakG | 0 | 0 | 0 | 0 | 0 | 0
PeakO | 0 | 0 | 0 | 0 | 0 | 0
ST | 0 | 0 | 0 | 0 | 0 | 0
STOG | 0 | 0 | 0 | 0 | 0 | 0
STWD | 0 | 0 | 0 | 0 | 0 | 0
WT | 0 | 0 | 0 | 0 | 0 | 0
IGCC | 0 | 0 | 0 | 0 | 0 | 0
DemandResponse | 0 | 0 | 0 | 0 | 0 | 0
IGCC-CCS | 0 | 0 | 0 | 0 | 0 | 0
WT_off | 0 | 0 | 0 | 0 | 0 | 0
PseudoUnit | 0 | 0 | 0 | 0 | 0 | 0
FixedInterchange | 0 | 0 | 0 | 0 | 0 | 0
Base FOM Costs by Reporting Type: VACAR
ReportingType | 2015 | 2020 | 2025 | 2030 | 2035 | 2040
BM | 0.09 | 17.2 | 72.61 | 72.61 | 72.61 | 702.15
CC | 376.01 | 405.43 | 379.26 | 387.91 | 293.39 | 160.95
CSP | 0 | 0 | 0 | 0 | 0 | 0
CT | 4.8 | 4.8 | 4.8 | 4.8 | 4.8 | 0
Coal | 305.98 | 173.01 | 113.33 | 116.72 | 93.03 | 102.67
Geo | 0 | 0 | 0 | 0 | 0 | 0
H | 30.23 | 30.23 | 30.23 | 30.23 | 30.23 | 30.23
LFG | 7.64 | 20.52 | 20.52 | 20.52 | 20.52 | 20.52
Nuc | 1664.13 | 1955.26 | 1870.92 | 1870.92 | 2372.01 | 4614.69
PS | 62.1 | 62.1 | 62.1 | 62.1 | 62.1 | 62.1
PV | 0.23 | 2.47 | 2.51 | 2.52 | 2.52 | 2.57
PeakG | 142.93 | 209.84 | 148.17 | 188.38 | 100.56 | 100.56
PeakO | 36.13 | 46.34 | 37.33 | 38.01 | 0 | 0
ST | 0 | 0 | 0 | 0 | 0 | 0
STOG | 4.04 | 4.78 | 4.1 | 4.1 | 0 | 0
STWD | 9.01 | 11.27 | 9.18 | 9.18 | 9.18 | 9.18
WT | 0.03 | 98.25 | 98.25 | 98.25 | 98.25 | 98.25
IGCC | 0 | 0 | 0 | 0 | 0 | 0
DemandResponse | 0 | 0 | 0 | 0 | 0 | 0
IGCC-CCS | 0 | 0 | 0 | 0 | 0 | 0
WT_off | 0.05 | 0.05 | 0.05 | 0.05 | 0.05 | 0.05
PseudoUnit | 0 | 0 | 0 | 0 | 0 | 0
FixedInterchange | 0 | 0 | 0 | 0 | 0 | 0
Base FOM Costs by Reporting Type: IESO
ReportingType | 2015 | 2020 | 2025 | 2030 | 2035 | 2040
BM | 32.8 | 32.8 | 32.8 | 32.8 | 32.8 | 32.8
CC | 18.17 | 18.17 | 18.17 | 18.17 | 18.17 | 18.17
CSP | 0 | 0 | 0 | 0 | 0 | 0
CT | 2.46 | 2.46 | 2.46 | 2.46 | 0 | 0
Coal | 0 | 0 | 0 | 0 | 0 | 0
Geo | 0 | 0 | 0 | 0 | 0 | 0
H | 123.83 | 123.83 | 123.83 | 123.83 | 127.39 | 127.39
LFG | 14.17 | 14.17 | 14.17 | 14.23 | 14.23 | 14.23
Nuc | 1895.33 | 1895.33 | 1895.33 | 1895.33 | 1745.37 | 2079.68
PS | 2.92 | 2.92 | 2.92 | 2.92 | 2.92 | 2.92
PV | 18.26 | 18.26 | 18.26 | 18.26 | 0.44 | 0.44
PeakG | 0 | 0 | 0 | 0 | 0 | 0
PeakO | 0 | 0 | 0 | 0 | 0 | 0
ST | 0 | 0 | 0 | 0 | 0 | 0
STOG | 0 | 0 | 0 | 0 | 0 | 0
STWD | 4.45 | 4.45 | 4.45 | 4.45 | 4.45 | 4.45
WT | 102.92 | 102.92 | 102.92 | 102.92 | 102.92 | 102.92
IGCC | 0 | 0 | 0 | 0 | 0 | 0
DemandResponse | 0 | 0 | 0 | 0 | 0 | 0
IGCC-CCS | 0 | 0 | 0 | 0 | 0 | 0
WT_off | 0 | 0 | 0 | 0 | 0 | 0
PseudoUnit | 0 | 0 | 0 | 0 | 0 | 0
FixedInterchange | 0 | 0 | 0 | 0 | 0 | 0
Base FOM Costs by Reporting Type: MAPP_CA
ReportingType | 2015 | 2020 | 2025 | 2030 | 2035 | 2040
BM | 0 | 0 | 0 | 0 | 0 | 0
CC | 25.75 | 25.75 | 4.05 | 4.05 | 4.05 | 0
CSP | 0 | 0 | 0 | 0 | 0 | 0
CT | 0 | 0 | 0 | 0 | 0 | 0
Coal | 44.25 | 7.31 | 0 | 0 | 0 | 0
Geo | 0 | 0 | 0 | 0 | 0 | 0
H | 92.24 | 102.13 | 119.49 | 138.86 | 150.5 | 150.5
LFG | 0 | 0 | 0 | 0 | 0 | 0
Nuc | 0.01 | 0.01 | 0.01 | 0.01 | 0.01 | 0.01
PS | 0 | 0 | 0 | 0 | 0 | 0
PV | 0 | 0 | 0 | 0 | 0 | 0
PeakG | 9.88 | 9.88 | 0 | 0 | 0 | 0
PeakO | 0.09 | 0.09 | 0 | 0 | 0 | 0
ST | 0 | 0 | 0 | 0 | 0 | 0
STOG | 5.54 | 5.54 | 0 | 0 | 0 | 0
STWD | 0 | 0 | 0 | 0 | 0 | 0
WT | 17.9 | 17.9 | 17.9 | 17.9 | 9.41 | 9.41
IGCC | 0 | 0 | 0 | 0 | 0 | 0
DemandResponse | 0 | 0 | 0 | 0 | 0 | 0
IGCC-CCS | 0 | 0 | 0 | 0 | 0 | 0
WT_off | 0 | 0 | 0 | 0 | 0 | 0
PseudoUnit | 0 | 0 | 0 | 0 | 0 | 0
FixedInterchange | 0 | 0 | 0 | 0 | 0 | 0
Base FOM Costs by Reporting Type: AZ_NM_SNV_Coal
ReportingType | 2015 | 2020 | 2025 | 2030 | 2035 | 2040
BM | 0 | 0 | 0 | 0 | 0 | 0
CC | 0 | 0 | 0 | 0 | 0 | 0
CSP | 0 | 0 | 0 | 0 | 0 | 0
CT | 0 | 0 | 0 | 0 | 0 | 0
Coal | 444.98 | 190.75 | 42.09 | 42.93 | 21.79 | 26.38
Geo | 0 | 0 | 0 | 0 | 0 | 0
H | 0 | 0 | 0 | 0 | 0 | 0
LFG | 0 | 0 | 0 | 0 | 0 | 0
Nuc | 0 | 0 | 0 | 0 | 0 | 0
PS | 0 | 0 | 0 | 0 | 0 | 0
PV | 0 | 0 | 0 | 0 | 0 | 0
PeakG | 0 | 0 | 0 | 0 | 0 | 0
PeakO | 5.77 | 7.38 | 6 | 6 | 6 | 6
ST | 0 | 0 | 0 | 0 | 0 | 0
STOG | 0 | 0 | 0 | 0 | 0 | 0
STWD | 0 | 0 | 0 | 0 | 0 | 0
WT | 0 | 0 | 0 | 0 | 0 | 0
IGCC | 0 | 0 | 0 | 0 | 0 | 0
DemandResponse | 0 | 0 | 0 | 0 | 0 | 0
IGCC-CCS | 0 | 0 | 0 | 0 | 0 | 0
WT_off | 0 | 0 | 0 | 0 | 0 | 0
PseudoUnit | 0 | 0 | 0 | 0 | 0 | 0
FixedInterchange | 0 | 0 | 0 | 0 | 0 | 0
Base FOM Costs by Reporting Type: AZ_NM_SNV_Gas
ReportingType | 2015 | 2020 | 2025 | 2030 | 2035 | 2040
BM | 0 | 0 | 0 | 0 | 0 | 0
CC | 481.21 | 655.62 | 539.46 | 566.13 | 417.45 | 364.75
CSP | 0 | 0 | 0 | 0 | 0 | 0
CT | 4.93 | 4.93 | 4.93 | 4.93 | 0 | 0
Coal | 0 | 0 | 0 | 0 | 0 | 0
Geo | 0 | 0 | 0 | 0 | 0 | 0
H | 0 | 0 | 0 | 0 | 0 | 0
LFG | 0 | 0 | 0 | 0 | 0 | 0
Nuc | 0 | 0 | 0 | 0 | 0 | 0
PS | 0 | 0 | 0 | 0 | 0 | 0
PV | 0 | 0 | 0 | 0 | 0 | 0
PeakG | 63.97 | 93.45 | 74.33 | 87.99 | 87.99 | 87.99
PeakO | 0 | 0 | 0 | 0 | 0 | 0
ST | 0 | 0 | 0 | 0 | 0 | 0
STOG | 0 | 0 | 0 | 0 | 0 | 0
STWD | 0 | 0 | 0 | 0 | 0 | 0
WT | 0 | 0 | 0 | 0 | 0 | 0
IGCC | 0 | 0 | 0 | 0 | 0 | 0
DemandResponse | 0 | 0 | 0 | 0 | 0 | 0
IGCC-CCS | 0 | 0 | 0 | 0 | 0 | 0
WT_off | 0 | 0 | 0 | 0 | 0 | 0
PseudoUnit | 0 | 0 | 0 | 0 | 0 | 0
FixedInterchange | 0 | 0 | 0 | 0 | 0 | 0
Base FOM Costs by Reporting Type: AZ_NM_SNV_NucRenew
ReportingType | 2015 | 2020 | 2025 | 2030 | 2035 | 2040
BM | 0 | 0 | 0 | 0 | 0 | 0.01
CC | 0 | 0 | 0 | 0 | 0 | 0
CSP | 0 | 0 | 0 | 0 | 0 | 0
CT | 0 | 0 | 0 | 0 | 0 | 0
Coal | 0 | 0 | 0 | 0 | 0 | 0
Geo | 0 | 0 | 122.18 | 122.18 | 122.18 | 122.18
H | 44.6 | 44.6 | 44.6 | 44.6 | 44.6 | 44.6
LFG | 0.84 | 7.31 | 8.14 | 8.14 | 8.14 | 8.14
Nuc | 484.16 | 564.17 | 564.17 | 585.61 | 1324.99 | 1466.73
PS | 5.13 | 5.13 | 5.13 | 5.13 | 5.13 | 5.13
PV | 2.38 | 2.38 | 2.38 | 2.38 | 2.38 | 2.38
PeakG | 0 | 0 | 0 | 0 | 0 | 0
PeakO | 0 | 0 | 0 | 0 | 0 | 0
ST | 17.92 | 46.44 | 61.02 | 61.64 | 102.85 | 102.85
STOG | 0 | 0 | 0 | 0 | 0 | 0
STWD | 0.83 | 1.04 | 0.85 | 0.85 | 0.85 | 0.85
WT | 17.57 | 348.54 | 348.54 | 348.54 | 348.54 | 348.54
IGCC | 0 | 0 | 0 | 0 | 0 | 0
DemandResponse | 0 | 0 | 0 | 0 | 0 | 0
IGCC-CCS | 0 | 0 | 0 | 0 | 0 | 0
WT_off | 0 | 0 | 0 | 0 | 0 | 0
PseudoUnit | 0 | 0 | 0 | 0 | 0 | 0
FixedInterchange | 0 | 0 | 0 | 0 | 0 | 0
Base FOM Costs by Reporting Type: ERCOT
ReportingType | 2015 | 2020 | 2025 | 2030 | 2035 | 2040
BM | 14.57 | 14.57 | 14.57 | 14.57 | 14.57 | 408.54
CC | 1096.44 | 1335.83 | 1146.14 | 1175.74 | 1137 | 943.19
CSP | 0 | 0 | 0 | 0 | 0 | 0
CT | 1.67 | 1.67 | 1.67 | 1.67 | 0 | 0
Coal | 190.42 | 147.87 | 104.15 | 105.81 | 105.81 | 114.74
Geo | 0 | 0 | 0 | 0 | 0 | 0
H | 8.05 | 8.05 | 8.05 | 8.05 | 8.05 | 8.05
LFG | 9.05 | 9.05 | 51.64 | 51.64 | 51.64 | 51.64
Nuc | 574.09 | 734.71 | 741.22 | 741.22 | 1918.44 | 2070.77
PS | 0 | 0 | 0 | 0 | 0 | 0
PV | 0.25 | 0.25 | 0.25 | 0.25 | 0.01 | 0.01
PeakG | 80.63 | 119.03 | 114.62 | 114.62 | 114.62 | 114.62
PeakO | 1.29 | 1.86 | 1.53 | 1.53 | 1.53 | 1.53
ST | 0 | 0 | 0 | 0 | 0 | 0
STOG | 642.26 | 726.41 | 502.29 | 383.5 | 0 | 0
STWD | 0 | 0 | 0 | 0 | 0 | 0
WT | 315.42 | 315.42 | 315.42 | 861.56 | 861.56 | 872.98
IGCC | 0 | 0 | 0 | 0 | 0 | 0
DemandResponse | 0 | 0 | 0 | 0 | 0 | 0
IGCC-CCS | 0 | 0 | 0 | 0 | 0 | 0
WT_off | 0 | 0 | 0 | 0 | 0 | 0
PseudoUnit | 0 | 0 | 0 | 0 | 0 | 0
FixedInterchange | 0 | 0 | 0 | 0 | 0 | 0
Base FOM Costs by Reporting Type: NP15
ReportingType | 2015 | 2020 | 2025 | 2030 | 2035 | 2040
BM | 0 | 0 | 0 | 0 | 0 | 0
CC | 251.88 | 308.89 | 263.1 | 277.71 | 304.17 | 244.16
CSP | 0 | 0 | 0 | 0 | 0 | 0
CT | 1.42 | 1.42 | 1.42 | 1.42 | 0 | 0
Coal | 1.65 | 0 | 0 | 0 | 0 | 0
Geo | 100.8 | 100.8 | 151.36 | 151.36 | 151.36 | 151.36
H | 125.7 | 125.7 | 125.7 | 125.7 | 125.7 | 125.7
LFG | 10.26 | 78.24 | 78.24 | 78.24 | 78.24 | 78.24
Nuc | 302.44 | 364.27 | 334.86 | 334.86 | 675.54 | 1078.08
PS | 53.58 | 53.58 | 53.58 | 53.58 | 53.58 | 53.58
PV | 0.89 | 0.89 | 0.89 | 0.89 | 0.89 | 0.89
PeakG | 56.04 | 82.34 | 58.1 | 74.01 | 78.49 | 78.49
PeakO | 10.26 | 13.08 | 10.48 | 10.49 | 10.49 | 10.49
ST | 1.86 | 1.86 | 1.86 | 1.86 | 1.86 | 1.86
STOG | 117.8 | 139.39 | 119.49 | 119.49 | 86.8 | 86.8
STWD | 14.17 | 17.73 | 14.44 | 14.44 | 14.44 | 14.44
WT | 40.21 | 114.29 | 114.29 | 132.82 | 369.24 | 389.47
IGCC | 0 | 0 | 0 | 0 | 0 | 0
DemandResponse | 0 | 0 | 0 | 0 | 0 | 0
IGCC-CCS | 0 | 0 | 0 | 0 | 0 | 0
WT_off | 0 | 0 | 0 | 0 | 0 | 0
PseudoUnit | 0 | 0 | 0 | 0 | 0 | 0
FixedInterchange | 0 | 0 | 0 | 0 | 0 | 0
Base FOM Costs by Reporting Type: NWPP_Coal
ReportingType | 2015 | 2020 | 2025 | 2030 | 2035 | 2040
BM | 0 | 0 | 0 | 0 | 0 | 0
CC | 0 | 0 | 0 | 0 | 0 | 0
CSP | 0 | 0 | 0 | 0 | 0 | 0
CT | 0 | 0 | 0 | 0 | 0 | 0
Coal | 373.28 | 66.74 | 69.56 | 12.11 | 12.58 | 14.69
Geo | 0 | 0 | 0 | 0 | 0 | 0
H | 0 | 0 | 0 | 0 | 0 | 0
LFG | 0 | 0 | 0 | 0 | 0 | 0
Nuc | 0 | 0 | 0 | 0 | 0 | 0
PS | 0 | 0 | 0 | 0 | 0 | 0
PV | 0 | 0 | 0 | 0 | 0 | 0
PeakG | 0 | 0 | 0 | 0 | 0 | 0
PeakO | 0 | 0 | 0 | 0 | 0 | 0
ST | 0 | 0 | 0 | 0 | 0 | 0
STOG | 0 | 0 | 0 | 0 | 0 | 0
STWD | 0 | 0 | 0 | 0 | 0 | 0
WT | 0 | 0 | 0 | 0 | 0 | 0
IGCC | 0 | 0 | 0 | 0 | 0 | 0
DemandResponse | 0 | 0 | 0 | 0 | 0 | 0
IGCC-CCS | 0 | 0 | 0 | 0 | 0 | 0
WT_off | 0 | 0 | 0 | 0 | 0 | 0
PseudoUnit | 0 | 0 | 0 | 0 | 0 | 0
FixedInterchange | 0 | 0 | 0 | 0 | 0 | 0
Base FOM Costs by Reporting Type: NWPP_Gas
ReportingType | 2015 | 2020 | 2025 | 2030 | 2035 | 2040
BM | 0 | 0 | 0 | 0 | 0 | 0
CC | 192.07 | 289.89 | 242.92 | 242.92 | 51.18 | 46.86
CSP | 0 | 0 | 0 | 0 | 0 | 0
CT | 1 | 1 | 1 | 1 | 0 | 0
Coal | 0 | 0 | 0 | 0 | 0 | 0
Geo | 0 | 0 | 0 | 0 | 0 | 0
H | 0 | 0 | 0 | 0 | 0 | 0
LFG | 0 | 0 | 0 | 0 | 0 | 0
Nuc | 0 | 0 | 0 | 0 | 0 | 0
PS | 0 | 0 | 0 | 0 | 0 | 0
PV | 0 | 0 | 0 | 0 | 0 | 0
PeakG | 0 | 0 | 0 | 0 | 0 | 0
PeakO | 0 | 0 | 0 | 0 | 0 | 0
ST | 0 | 0 | 0 | 0 | 0 | 0
STOG | 0 | 0 | 0 | 0 | 0 | 0
STWD | 0 | 0 | 0 | 0 | 0 | 0
WT | 0 | 0 | 0 | 0 | 0 | 0
IGCC | 0 | 0 | 0 | 0 | 0 | 0
DemandResponse | 0 | 0 | 0 | 0 | 0 | 0
IGCC-CCS | 0 | 0 | 0 | 0 | 0 | 0
WT_off | 0 | 0 | 0 | 0 | 0 | 0
PseudoUnit | 0 | 0 | 0 | 0 | 0 | 0
FixedInterchange | 0 | 0 | 0 | 0 | 0 | 0
Base FOM Costs by Reporting Type: NWPP_NucRenew
ReportingType | 2015 | 2020 | 2025 | 2030 | 2035 | 2040
BM | 3.27 | 3.27 | 3.27 | 3.27 | 3.27 | 75.45
CC | 0 | 0 | 0 | 0 | 0 | 0
CSP | 0 | 0 | 0 | 0 | 0 | 0
CT | 0 | 0 | 0 | 0 | 0 | 0
Coal | 0 | 0 | 0 | 0 | 0 | 0
Geo | 35.81 | 35.81 | 72.38 | 72.38 | 72.38 | 72.38
H | 480.54 | 480.54 | 480.54 | 480.54 | 485.31 | 485.31
LFG | 15.5 | 44.91 | 44.91 | 44.91 | 44.91 | 44.91
Nuc | 164.67 | 164.67 | 164.67 | 164.67 | 383.3 | 646.52
PS | 6.12 | 6.12 | 6.12 | 6.12 | 6.12 | 6.12
PV | 0.04 | 0.04 | 0.04 | 0.04 | 0.04 | 0.04
PeakG | 0 | 0 | 0 | 0 | 0 | 0
PeakO | 0 | 0 | 0 | 0 | 0 | 0
ST | 0 | 0 | 0 | 0 | 0 | 0
STOG | 0 | 0 | 0 | 0 | 0 | 0
STWD | 17.98 | 22.5 | 18.33 | 18.33 | 18.33 | 18.33
WT | 228.93 | 228.93 | 228.93 | 228.93 | 827.97 | 893.05
IGCC | 0 | 0 | 0 | 0 | 0 | 0
DemandResponse | 0 | 0 | 0 | 0 | 0 | 0
IGCC-CCS | 0 | 0 | 0 | 0 | 0 | 0
WT_off | 0 | 0 | 0 | 0 | 0 | 0
PseudoUnit | 0 | 0 | 0 | 0 | 0 | 0
FixedInterchange | 0 | 0 | 0 | 0 | 0 | 0
Base FOM Costs by Reporting Type: RMPA
ReportingType | 2015 | 2020 | 2025 | 2030 | 2035 | 2040
BM | 0 | 0 | 0 | 0 | 0 | 116.67
CC | 79.71 | 126.82 | 106.88 | 125.13 | 97.9 | 64.04
CSP | 0 | 0 | 0 | 0 | 0 | 0
CT | 1.02 | 1.02 | 1.02 | 1.02 | 0 | 0
Coal | 401.83 | 274.01 | 48.4 | 49.68 | 50.04 | 57
Geo | 0 | 52.67 | 216.56 | 216.56 | 216.56 | 216.56
H | 13.99 | 13.99 | 13.99 | 13.99 | 13.99 | 13.99
LFG | 0.89 | 4.37 | 4.37 | 4.37 | 4.37 | 4.37
Nuc | 0.01 | 0.01 | 0.01 | 106.66 | 180.35 | 180.35
PS | 13.37 | 13.37 | 13.37 | 13.37 | 13.37 | 13.37
PV | 0.31 | 0.31 | 0.31 | 0.31 | 0.31 | 0.31
PeakG | 48.87 | 72.26 | 50.7 | 61.6 | 69.81 | 69.81
PeakO | 4.36 | 5.56 | 4.45 | 4.45 | 4.45 | 4.45
ST | 0.19 | 23.71 | 23.71 | 24.06 | 24.06 | 24.06
STOG | 0 | 0 | 0 | 0 | 0 | 0
STWD | 0 | 0 | 0 | 0 | 0 | 0
WT | 67.62 | 167.14 | 167.14 | 182.2 | 182.2 | 186.01
IGCC | 0 | 0 | 0 | 0 | 0 | 0
DemandResponse | 0 | 0 | 0 | 0 | 0 | 0
IGCC-CCS | 0 | 0 | 0 | 0 | 0 | 0
WT_off | 0 | 0 | 0 | 0 | 0 | 0
PseudoUnit | 0 | 0 | 0 | 0 | 0 | 0
FixedInterchange | 0 | 0 | 0 | 0 | 0 | 0
Base FOM Costs by Reporting Type: SP15
ReportingType | 2015 | 2020 | 2025 | 2030 | 2035 | 2040
BM | 0.6 | 0.6 | 0.6 | 0.6 | 0.6 | 0.6
CC | 299.75 | 422.85 | 363.47 | 373.06 | 407.04 | 416.62
CSP | 0 | 0 | 0 | 0 | 0 | 0
CT | 0 | 0 | 0 | 0 | 0 | 0
Coal | 11.02 | 0 | 0 | 0 | 0 | 0
Geo | 86.16 | 208.35 | 208.35 | 208.35 | 208.35 | 208.35
H | 16.57 | 16.57 | 16.57 | 16.57 | 16.57 | 16.57
LFG | 26.93 | 93.8 | 93.8 | 93.8 | 93.8 | 93.8
Nuc | 327.58 | 356.35 | 327.58 | 327.59 | 417.6 | 852.83
PS | 34.19 | 34.19 | 34.19 | 34.19 | 34.19 | 34.19
PV | 1.87 | 1.87 | 1.87 | 1.87 | 1.87 | 1.87
PeakG | 76.73 | 111.44 | 93.22 | 103.59 | 103.59 | 103.59
PeakO | 1.47 | 1.91 | 1.53 | 1.53 | 1.53 | 1.53
ST | 28.67 | 28.67 | 28.67 | 28.67 | 182.89 | 236.4
STOG | 360.15 | 426.15 | 365.31 | 365.31 | 146.64 | 146.64
STWD | 3.81 | 4.77 | 3.89 | 3.89 | 3.89 | 3.89
WT | 71.03 | 71.03 | 71.03 | 468.68 | 468.68 | 468.68
IGCC | 0 | 0 | 0 | 0 | 0 | 0
DemandResponse | 0 | 0 | 0 | 0 | 0 | 0
IGCC-CCS | 0 | 0 | 0 | 0 | 0 | 0
WT_off | 0 | 0 | 0 | 0 | 0 | 0
PseudoUnit | 0 | 0 | 0 | 0 | 0 | 0
FixedInterchange | 0 | 0 | 0 | 0 | 0 | 0
Base FOM Costs by Reporting Type: ALB
ReportingType | 2015 | 2020 | 2025 | 2030 | 2035 | 2040
BM | 0 | 0 | 0 | 0 | 0 | 0
CC | 65.34 | 72.59 | 75.3 | 15.28 | 7.55 | 7.55
CSP | 0 | 0 | 0 | 0 | 0 | 0
CT | 1.35 | 1.35 | 1.35 | 1.35 | 0 | 0
Coal | 376.53 | 382.87 | 382.16 | 14.69 | 14.69 | 14.69
Geo | 0 | 0 | 0 | 0 | 0 | 0
H | 12.99 | 12.99 | 12.99 | 12.99 | 12.99 | 12.99
LFG | 1.21 | 1.21 | 1.21 | 1.21 | 1.21 | 1.21
Nuc | 0.01 | 0.01 | 0.01 | 717.87 | 771.5 | 824.62
PS | 0 | 0 | 0 | 0 | 0 | 0
PV | 0 | 0 | 0 | 0 | 0 | 0
PeakG | 15.58 | 15.58 | 15.58 | 15.58 | 21.95 | 21.95
PeakO | 0 | 0 | 0 | 0 | 0 | 0
ST | 0 | 0 | 0 | 0 | 0 | 0
STOG | 0 | 0 | 0 | 0 | 0 | 0
STWD | 5.58 | 5.58 | 5.58 | 5.58 | 5.58 | 5.58
WT | 22.94 | 22.94 | 22.94 | 22.94 | 25.5 | 25.5
IGCC | 0 | 0 | 0 | 0 | 0 | 0
DemandResponse | 0 | 0 | 0 | 0 | 0 | 0
IGCC-CCS | 0 | 0 | 0 | 0 | 0 | 0
WT_off | 0 | 0 | 0 | 0 | 0 | 0
PseudoUnit | 0 | 0 | 0 | 0 | 0 | 0
FixedInterchange | 0 | 0 | 0 | 0 | 0 | 0
Base FOM Costs by Reporting Type: BC
ReportingType | 2015 | 2020 | 2025 | 2030 | 2035 | 2040
BM | 0 | 0 | 0 | 0 | 0 | 0
CC | 16.08 | 16.08 | 16.08 | 16.6 | 16.1 | 6.1
CSP | 0 | 0 | 0 | 0 | 0 | 0
CT | 0 | 0 | 0 | 0 | 0 | 0
Coal | 0 | 0 | 0 | 0 | 0 | 0
Geo | 0 | 0 | 0 | 0 | 0 | 0
H | 173.22 | 173.22 | 173.22 | 173.22 | 173.22 | 173.22
LFG | 2.9 | 2.9 | 2.9 | 2.9 | 2.9 | 2.9
Nuc | 0.01 | 0.01 | 0.01 | 0.64 | 52.51 | 106.42
PS | 0 | 0 | 0 | 0 | 0 | 0
PV | 0 | 0 | 0 | 0 | 0 | 0
PeakG | 0 | 0 | 0 | 0 | 0 | 0
PeakO | 0 | 0 | 0 | 0 | 0 | 0
ST | 0 | 0 | 0 | 0 | 0 | 0
STOG | 0 | 0 | 0 | 0 | 0 | 0
STWD | 16.34 | 16.34 | 16.34 | 16.34 | 16.34 | 16.34
WT | 7.53 | 7.53 | 7.53 | 7.53 | 11.91 | 11.91
IGCC | 0 | 0 | 0 | 0 | 0 | 0
DemandResponse | 0 | 0 | 0 | 0 | 0 | 0
IGCC-CCS | 0 | 0 | 0 | 0 | 0 | 0
WT_off | 0 | 0 | 0 | 0 | 0 | 0
PseudoUnit | 0 | 0 | 0 | 0 | 0 | 0
FixedInterchange | 0 | 0 | 0 | 0 | 0 | 0
Base FOM Costs by Reporting Type: HQ_IESO
ReportingType | 2015 | 2020 | 2025 | 2030 | 2035 | 2040
BM | 0 | 0 | 0 | 0 | 0 | 0
CC | 0 | 0 | 0 | 0 | 0 | 0
CSP | 0 | 0 | 0 | 0 | 0 | 0
CT | 0 | 0 | 0 | 0 | 0 | 0
Coal | 0 | 0 | 0 | 0 | 0 | 0
Geo | 0 | 0 | 0 | 0 | 0 | 0
H | 0 | 0 | 0 | 0 | 0 | 0
LFG | 0 | 0 | 0 | 0 | 0 | 0
Nuc | 0.01 | 0.01 | 0.01 | 0.01 | 0.01 | 0.01
PS | 0 | 0 | 0 | 0 | 0 | 0
PV | 0 | 0 | 0 | 0 | 0 | 0
PeakG | 0 | 0 | 0 | 0 | 0 | 0
PeakO | 0 | 0 | 0 | 0 | 0 | 0
ST | 0 | 0 | 0 | 0 | 0 | 0
STOG | 0 | 0 | 0 | 0 | 0 | 0
STWD | 0 | 0 | 0 | 0 | 0 | 0
WT | 0 | 0 | 0 | 0 | 0 | 0
IGCC | 0 | 0 | 0 | 0 | 0 | 0
DemandResponse | 0 | 0 | 0 | 0 | 0 | 0
IGCC-CCS | 0 | 0 | 0 | 0 | 0 | 0
WT_off | 0 | 0 | 0 | 0 | 0 | 0
PseudoUnit | 0 | 0 | 0 | 0 | 0 | 0
FixedInterchange | 0 | 0 | 0 | 0 | 0 | 0
Base FOM Costs by Reporting Type: HQ_NEISO
ReportingType | 2015 | 2020 | 2025 | 2030 | 2035 | 2040
BM | 0 | 0 | 0 | 0 | 0 | 0
CC | 0 | 0 | 0 | 0 | 0 | 0
CSP | 0 | 0 | 0 | 0 | 0 | 0
CT | 0 | 0 | 0 | 0 | 0 | 0
Coal | 0 | 0 | 0 | 0 | 0 | 0
Geo | 0 | 0 | 0 | 0 | 0 | 0
H | 0 | 0 | 0 | 0 | 0 | 0
LFG | 0 | 0 | 0 | 0 | 0 | 0
Nuc | 0.01 | 0.01 | 0.01 | 0.01 | 0.01 | 0.01
PS | 0 | 0 | 0 | 0 | 0 | 0
PV | 0 | 0 | 0 | 0 | 0 | 0
PeakG | 0 | 0 | 0 | 0 | 0 | 0
PeakO | 0 | 0 | 0 | 0 | 0 | 0
ST | 0 | 0 | 0 | 0 | 0 | 0
STOG | 0 | 0 | 0 | 0 | 0 | 0
STWD | 0 | 0 | 0 | 0 | 0 | 0
WT | 0 | 0 | 0 | 0 | 0 | 0
IGCC | 0 | 0 | 0 | 0 | 0 | 0
DemandResponse | 0 | 0 | 0 | 0 | 0 | 0
IGCC-CCS | 0 | 0 | 0 | 0 | 0 | 0
WT_off | 0 | 0 | 0 | 0 | 0 | 0
PseudoUnit | 0 | 0 | 0 | 0 | 4.27 | 4.27
FixedInterchange | 0 | 0 | 0 | 0 | 0 | 0
Base FOM Costs by Reporting Type: HQ_NY
ReportingType | 2015 | 2020 | 2025 | 2030 | 2035 | 2040
BM | 0 | 0 | 0 | 0 | 0 | 0
CC | 0 | 0 | 0 | 0 | 0 | 0
CSP | 0 | 0 | 0 | 0 | 0 | 0
CT | 0 | 0 | 0 | 0 | 0 | 0
Coal | 0 | 0 | 0 | 0 | 0 | 0
Geo | 0 | 0 | 0 | 0 | 0 | 0
H | 0 | 0 | 0 | 0 | 0 | 0
LFG | 0 | 0 | 0 | 0 | 0 | 0
Nuc | 0.01 | 0.01 | 0.01 | 0.01 | 0.01 | 0.01
PS | 0 | 0 | 0 | 0 | 0 | 0
PV | 0 | 0 | 0 | 0 | 0 | 0
PeakG | 0 | 0 | 0 | 0 | 0 | 0
PeakO | 0 | 0 | 0 | 0 | 0 | 0
ST | 0 | 0 | 0 | 0 | 0 | 0
STOG | 0 | 0 | 0 | 0 | 0 | 0
STWD | 0 | 0 | 0 | 0 | 0 | 0
WT | 0 | 0 | 0 | 0 | 0 | 0
IGCC | 0 | 0 | 0 | 0 | 0 | 0
DemandResponse | 0 | 0 | 0 | 0 | 0 | 0
IGCC-CCS | 0 | 0 | 0 | 0 | 0 | 0
WT_off | 0 | 0 | 0 | 0 | 0 | 0
PseudoUnit | 0 | 0 | 3.41 | 35.6 | 35.6 | 35.6
FixedInterchange | 0 | 0 | 0 | 0 | 0 | 0
Base FOM Costs by Reporting Type: MARITIMES
ReportingType | 2015 | 2020 | 2025 | 2030 | 2035 | 2040
BM | 0 | 0 | 0 | 0 | 0 | 0
CC | 0 | 0 | 0 | 0 | 0 | 0
CSP | 0 | 0 | 0 | 0 | 0 | 0
CT | 0 | 0 | 0 | 0 | 0 | 0
Coal | 0 | 0 | 0 | 0 | 0 | 0
Geo | 0 | 0 | 0 | 0 | 0 | 0
H | 0 | 0 | 0 | 0 | 0 | 0
LFG | 0 | 0 | 0 | 0 | 0 | 0
Nuc | 0.01 | 0.01 | 0.01 | 0.01 | 0.01 | 0.01
PS | 0 | 0 | 0 | 0 | 0 | 0
PV | 0 | 0 | 0 | 0 | 0 | 0
PeakG | 0 | 0 | 0 | 0 | 0 | 0
PeakO | 0 | 0 | 0 | 0 | 0 | 0
ST | 0 | 0 | 0 | 0 | 0 | 0
STOG | 0 | 0 | 0 | 0 | 0 | 0
STWD | 0 | 0 | 0 | 0 | 0 | 0
WT | 0 | 0 | 0 | 0 | 0 | 0
IGCC | 0 | 0 | 0 | 0 | 0 | 0
DemandResponse | 0 | 0 | 0 | 0 | 0 | 0
IGCC-CCS | 0 | 0 | 0 | 0 | 0 | 0
WT_off | 0 | 0 | 0 | 0 | 0 | 0
PseudoUnit | 0 | 0 | 0 | 0 | 7.12 | 7.12
FixedInterchange | 0 | 0 | 0 | 0 | 0 | 0
Base FOM Costs by Reporting Type: All
ReportingType | 2015 | 2020 | 2025 | 2030 | 2035 | 2040
BM | 125.73 | 142.84 | 198.24 | 198.24 | 198.24 | 4429.19
CC | 7810.51 | 9968.47 | 8582.8 | 8777.1 | 7773.86 | 6814.27
CSP | 0 | 0 | 0 | 0 | 0 | 0
CT | 42.8 | 45.61 | 45.61 | 45.55 | 14.05 | 9.28
Coal | 8655.06 | 4398.29 | 2197.85 | 1330.23 | 950.44 | 1027.3
Geo | 226.72 | 401.57 | 774.79 | 774.79 | 774.79 | 774.79
H | 1511 | 1528.06 | 1549.42 | 1579.23 | 1609.46 | 1625.26
LFG | 498.94 | 733.94 | 999.86 | 1086.97 | 1086.97 | 1086.97
Nuc | 16696.36 | 17842.96 | 17313.01 | 18574.82 | 23398.71 | 34662.99
PS | 517.25 | 517.25 | 517.25 | 517.25 | 517.25 | 517.25
PV | 26.7 | 61.18 | 76.24 | 79.16 | 61.31 | 62.41
PeakG | 2040.81 | 2998.19 | 2259.67 | 2695.42 | 2571.86 | 2568.3
PeakO | 541.51 | 710.35 | 574.99 | 567.83 | 463.13 | 363.99
ST | 48.64 | 100.68 | 115.26 | 116.23 | 311.65 | 365.17
STOG | 2377.93 | 2779.16 | 2136.67 | 1935.06 | 1053.44 | 805.19
STWD | 158.67 | 191.92 | 161.28 | 161.28 | 161.28 | 161.28
WT | 2034.5 | 4666.97 | 6511.87 | 9179.13 | 13221.77 | 13589.57
IGCC | 30.22 | 30.22 | 30.22 | 30.22 | 30.22 | 30.22
DemandResponse | 0 | 0 | 0 | 0 | 0 | 0
IGCC-CCS | 0 | 0 | 0 | 0 | 0 | 0
WT_off | 25.01 | 25.01 | 83.68 | 83.68 | 83.68 | 83.68
PseudoUnit | 0 | 0 | 3.41 | 35.6 | 46.99 | 46.99
FixedInterchange | 0 | 0 | 0 | 0 | 0 | 0
Base FOM Costs by Reporting Type: EI_US
ReportingType | 2015 | 2020 | 2025 | 2030 | 2035 | 2040
BM | 74.48 | 91.59 | 147 | 147 | 147 | 3795.12
CC | 5284.11 | 6695.97 | 5807.23 | 5962.33 | 5313.25 | 4702.8
CSP | 0 | 0 | 0 | 0 | 0 | 0
CT | 28.95 | 31.75 | 31.75 | 31.69 | 14.05 | 9.28
Coal | 6811.1 | 3328.73 | 1551.49 | 1105.01 | 745.54 | 799.81
Geo | 3.95 | 3.95 | 3.95 | 3.95 | 3.95 | 3.95
H | 419.29 | 426.45 | 430.45 | 440.88 | 451.16 | 466.95
LFG | 417.2 | 477.98 | 700.46 | 787.52 | 787.52 | 787.52
Nuc | 12948.03 | 13763.39 | 13285.11 | 13700.35 | 15929.08 | 25356.97
PS | 401.94 | 401.94 | 401.94 | 401.94 | 401.94 | 401.94
PV | 2.71 | 37.19 | 52.24 | 55.16 | 55.38 | 56.47
PeakG | 1689.1 | 2494.21 | 1853.11 | 2238.04 | 2095.41 | 2091.85
PeakO | 518.27 | 680.47 | 551 | 543.83 | 439.13 | 339.99
ST | 0 | 0 | 0 | 0 | 0 | 0
STOG | 1252.17 | 1481.66 | 1149.58 | 1066.75 | 820.01 | 571.76
STWD | 95.51 | 119.51 | 97.38 | 97.38 | 97.38 | 97.38
WT | 1142.42 | 3270.32 | 5115.22 | 6805.11 | 10013.83 | 10281.1
IGCC | 30.22 | 30.22 | 30.22 | 30.22 | 30.22 | 30.22
DemandResponse | 0 | 0 | 0 | 0 | 0 | 0
IGCC-CCS | 0 | 0 | 0 | 0 | 0 | 0
WT_off | 25.01 | 25.01 | 83.68 | 83.68 | 83.68 | 83.68
PseudoUnit | 0 | 0 | 3.41 | 35.6 | 46.99 | 46.99
FixedInterchange | 0 | 0 | 0 | 0 | 0 | 0
Base FOM Costs by Reporting Type: EI_Canada
ReportingType | 2015 | 2020 | 2025 | 2030 | 2035 | 2040
BM | 32.8 | 32.8 | 32.8 | 32.8 | 32.8 | 32.8
CC | 43.92 | 43.92 | 22.22 | 22.22 | 22.22 | 18.17
CSP | 0 | 0 | 0 | 0 | 0 | 0
CT | 2.46 | 2.46 | 2.46 | 2.46 | 0 | 0
Coal | 44.25 | 7.31 | 0 | 0 | 0 | 0
Geo | 0 | 0 | 0 | 0 | 0 | 0
H | 216.06 | 225.96 | 243.32 | 262.69 | 277.89 | 277.89
LFG | 14.17 | 14.17 | 14.17 | 14.23 | 14.23 | 14.23
Nuc | 1895.36 | 1895.36 | 1895.36 | 1895.36 | 1745.4 | 2079.7
PS | 2.92 | 2.92 | 2.92 | 2.92 | 2.92 | 2.92
PV | 18.26 | 18.26 | 18.26 | 18.26 | 0.44 | 0.44
PeakG | 9.88 | 9.88 | 0 | 0 | 0 | 0
PeakO | 0.09 | 0.09 | 0 | 0 | 0 | 0
ST | 0 | 0 | 0 | 0 | 0 | 0
STOG | 5.54 | 5.54 | 0 | 0 | 0 | 0
STWD | 4.45 | 4.45 | 4.45 | 4.45 | 4.45 | 4.45
WT | 120.82 | 120.82 | 120.82 | 120.82 | 112.33 | 112.33
IGCC | 0 | 0 | 0 | 0 | 0 | 0
DemandResponse | 0 | 0 | 0 | 0 | 0 | 0
IGCC-CCS | 0 | 0 | 0 | 0 | 0 | 0
WT_off | 0 | 0 | 0 | 0 | 0 | 0
PseudoUnit | 0 | 0 | 0 | 0 | 0 | 0
FixedInterchange | 0 | 0 | 0 | 0 | 0 | 0
Base FOM Costs by Reporting Type: EI
ReportingType | 2015 | 2020 | 2025 | 2030 | 2035 | 2040
BM | 107.28 | 124.39 | 179.8 | 179.8 | 179.8 | 3827.92
CC | 5328.02 | 6739.89 | 5829.46 | 5984.55 | 5335.48 | 4720.97
CSP | 0 | 0 | 0 | 0 | 0 | 0
CT | 31.41 | 34.21 | 34.21 | 34.15 | 14.05 | 9.28
Coal | 6855.35 | 3336.04 | 1551.49 | 1105.01 | 745.54 | 799.81
Geo | 3.95 | 3.95 | 3.95 | 3.95 | 3.95 | 3.95
H | 635.35 | 652.41 | 673.77 | 703.58 | 729.04 | 744.84
LFG | 431.38 | 492.15 | 714.64 | 801.75 | 801.75 | 801.75
Nuc | 14843.39 | 15658.74 | 15180.47 | 15595.71 | 17674.47 | 27436.67
PS | 404.86 | 404.86 | 404.86 | 404.86 | 404.86 | 404.86
PV | 20.97 | 55.45 | 70.51 | 73.43 | 55.82 | 56.91
PeakG | 1698.98 | 2504.09 | 1853.11 | 2238.04 | 2095.41 | 2091.85
PeakO | 518.36 | 680.56 | 551 | 543.83 | 439.13 | 339.99
ST | 0 | 0 | 0 | 0 | 0 | 0
STOG | 1257.71 | 1487.2 | 1149.58 | 1066.75 | 820.01 | 571.76
STWD | 99.96 | 123.96 | 101.84 | 101.84 | 101.84 | 101.84
WT | 1263.24 | 3391.14 | 5236.04 | 6925.93 | 10126.17 | 10393.44
IGCC | 30.22 | 30.22 | 30.22 | 30.22 | 30.22 | 30.22
DemandResponse | 0 | 0 | 0 | 0 | 0 | 0
IGCC-CCS | 0 | 0 | 0 | 0 | 0 | 0
WT_off | 25.01 | 25.01 | 83.68 | 83.68 | 83.68 | 83.68
PseudoUnit | 0 | 0 | 3.41 | 35.6 | 46.99 | 46.99
FixedInterchange | 0 | 0 | 0 | 0 | 0 | 0
Base FOM Costs by Reporting Type: Outside_EI
ReportingType | 2015 | 2020 | 2025 | 2030 | 2035 | 2040
BM | 18.45 | 18.45 | 18.45 | 18.45 | 18.45 | 601.27
CC | 2482.48 | 3228.58 | 2753.34 | 2792.55 | 2438.39 | 2093.29
CSP | 0 | 0 | 0 | 0 | 0 | 0
CT | 11.39 | 11.39 | 11.39 | 11.39 | 0 | 0
Coal | 1799.71 | 1062.25 | 646.36 | 225.21 | 204.9 | 227.49
Geo | 222.78 | 397.63 | 770.84 | 770.84 | 770.84 | 770.84
H | 875.65 | 875.65 | 875.65 | 875.65 | 880.42 | 880.42
LFG | 67.56 | 241.79 | 285.22 | 285.22 | 285.22 | 285.22
Nuc | 1852.97 | 2184.21 | 2132.54 | 2979.11 | 5724.24 | 7226.32
PS | 112.39 | 112.39 | 112.39 | 112.39 | 112.39 | 112.39
PV | 5.73 | 5.73 | 5.73 | 5.73 | 5.5 | 5.5
PeakG | 341.83 | 494.1 | 406.56 | 457.39 | 476.45 | 476.45
PeakO | 23.15 | 29.79 | 23.99 | 24 | 24 | 24
ST | 48.64 | 100.68 | 115.26 | 116.23 | 311.65 | 365.17
STOG | 1120.22 | 1291.96 | 987.1 | 868.31 | 233.43 | 233.43
STWD | 58.71 | 67.96 | 59.44 | 59.44 | 59.44 | 59.44
WT | 771.26 | 1275.83 | 1275.83 | 2253.2 | 3095.6 | 3196.14
IGCC | 0 | 0 | 0 | 0 | 0 | 0
DemandResponse | 0 | 0 | 0 | 0 | 0 | 0
IGCC-CCS | 0 | 0 | 0 | 0 | 0 | 0
WT_off | 0 | 0 | 0 | 0 | 0 | 0
PseudoUnit | 0 | 0 | 0 | 0 | 0 | 0
FixedInterchange | 0 | 0 | 0 | 0 | 0 | 0
#11 | 0.01: Retrofit FOM Costs ($million)
Retrofit FOM Costs by Reporting Type: Entergy
ReportingType | 2015 | 2020 | 2025 | 2030 | 2035 | 2040
BM | 0 | 0 | 0 | 0 | 0 | 0
CC | 0 | 0 | 0 | 0 | 0 | 0
CSP | 0 | 0 | 0 | 0 | 0 | 0
CT | 0 | 0 | 0 | 0 | 0 | 0
Coal | 2.88 | 2.03 | 0 | 0 | 0 | 0
Geo | 0 | 0 | 0 | 0 | 0 | 0
H | 0 | 0 | 0 | 0 | 0 | 0
LFG | 0 | 0 | 0 | 0 | 0 | 0
Nuc | 0 | 0 | 0 | 0 | 0 | 0
PS | 0 | 0 | 0 | 0 | 0 | 0
PV | 0 | 0 | 0 | 0 | 0 | 0
PeakG | 0 | 0 | 0 | 0 | 0 | 0
PeakO | 0 | 0 | 0 | 0 | 0 | 0
ST | 0 | 0 | 0 | 0 | 0 | 0
STOG | 0 | 0 | 0 | 0 | 0 | 0
STWD | 0 | 0 | 0 | 0 | 0 | 0
WT | 0 | 0 | 0 | 0 | 0 | 0
IGCC | 0 | 0 | 0 | 0 | 0 | 0
DemandResponse | 0 | 0 | 0 | 0 | 0 | 0
IGCC-CCS | 0 | 0 | 0 | 0 | 0 | 0
WT_off | 0 | 0 | 0 | 0 | 0 | 0
PseudoUnit | 0 | 0 | 0 | 0 | 0 | 0
FixedInterchange | 0 | 0 | 0 | 0 | 0 | 0
Retrofit FOM Costs by Reporting Type: FRCC
ReportingType | 2015 | 2020 | 2025 | 2030 | 2035 | 2040
BM | 0 | 0 | 0 | 0 | 0 | 0
CC | 0 | 0 | 0 | 0 | 0 | 0
CSP | 0 | 0 | 0 | 0 | 0 | 0
CT | 0 | 0 | 0 | 0 | 0 | 0
Coal | 4.62 | 1.46 | 1.46 | 1.48 | 1.48 | 1.6
Geo | 0 | 0 | 0 | 0 | 0 | 0
H | 0 | 0 | 0 | 0 | 0 | 0
LFG | 0 | 0 | 0 | 0 | 0 | 0
Nuc | 0 | 0 | 0 | 0 | 0 | 0
PS | 0 | 0 | 0 | 0 | 0 | 0
PV | 0 | 0 | 0 | 0 | 0 | 0
PeakG | 0 | 0 | 0 | 0 | 0 | 0
PeakO | 0 | 0 | 0 | 0 | 0 | 0
ST | 0 | 0 | 0 | 0 | 0 | 0
STOG | 0 | 0 | 0 | 0 | 0 | 0
STWD | 0 | 0 | 0 | 0 | 0 | 0
WT | 0 | 0 | 0 | 0 | 0 | 0
IGCC | 0 | 0 | 0 | 0 | 0 | 0
DemandResponse | 0 | 0 | 0 | 0 | 0 | 0
IGCC-CCS | 0 | 0 | 0 | 0 | 0 | 0
WT_off | 0 | 0 | 0 | 0 | 0 | 0
PseudoUnit | 0 | 0 | 0 | 0 | 0 | 0
FixedInterchange | 0 | 0 | 0 | 0 | 0 | 0
Retrofit FOM Costs by Reporting Type: MAPP_US
ReportingType | 2015 | 2020 | 2025 | 2030 | 2035 | 2040
BM | 0 | 0 | 0 | 0 | 0 | 0
CC | 0 | 0 | 0 | 0 | 0 | 0
CSP | 0 | 0 | 0 | 0 | 0 | 0
CT | 0 | 0 | 0 | 0 | 0 | 0
Coal | 8.53 | 5.84 | 0.43 | 0.43 | 0.43 | 0.43
Geo | 0 | 0 | 0 | 0 | 0 | 0
H | 0 | 0 | 0 | 0 | 0 | 0
LFG | 0 | 0 | 0 | 0 | 0 | 0
Nuc | 0 | 0 | 0 | 0 | 0 | 0
PS | 0 | 0 | 0 | 0 | 0 | 0
PV | 0 | 0 | 0 | 0 | 0 | 0
PeakG | 0 | 0 | 0 | 0 | 0 | 0
PeakO | 0 | 0 | 0 | 0 | 0 | 0
ST | 0 | 0 | 0 | 0 | 0 | 0
STOG | 0 | 0 | 0 | 0 | 0 | 0
STWD | 0 | 0 | 0 | 0 | 0 | 0
WT | 0 | 0 | 0 | 0 | 0 | 0
IGCC | 0 | 0 | 0 | 0 | 0 | 0
DemandResponse | 0 | 0 | 0 | 0 | 0 | 0
IGCC-CCS | 0 | 0 | 0 | 0 | 0 | 0
WT_off | 0 | 0 | 0 | 0 | 0 | 0
PseudoUnit | 0 | 0 | 0 | 0 | 0 | 0
FixedInterchange | 0 | 0 | 0 | 0 | 0 | 0
Retrofit FOM Costs by Reporting Type: MISO_IN
ReportingType | 2015 | 2020 | 2025 | 2030 | 2035 | 2040
BM | 0 | 0 | 0 | 0 | 0 | 0
CC | 0 | 0 | 0 | 0 | 0 | 0
CSP | 0 | 0 | 0 | 0 | 0 | 0
CT | 0 | 0 | 0 | 0 | 0 | 0
Coal | 30.17 | 24.91 | 24.91 | 6.27 | 3.33 | 3.47
Geo | 0 | 0 | 0 | 0 | 0 | 0
H | 0 | 0 | 0 | 0 | 0 | 0
LFG | 0 | 0 | 0 | 0 | 0 | 0
Nuc | 0 | 0 | 0 | 0 | 0 | 0
PS | 0 | 0 | 0 | 0 | 0 | 0
PV | 0 | 0 | 0 | 0 | 0 | 0
PeakG | 0 | 0 | 0 | 0 | 0 | 0
PeakO | 0 | 0 | 0 | 0 | 0 | 0
ST | 0 | 0 | 0 | 0 | 0 | 0
STOG | 0 | 0 | 0 | 0 | 0 | 0
STWD | 0 | 0 | 0 | 0 | 0 | 0
WT | 0 | 0 | 0 | 0 | 0 | 0
IGCC | 0 | 0 | 0 | 0 | 0 | 0
DemandResponse | 0 | 0 | 0 | 0 | 0 | 0
IGCC-CCS | 0 | 0 | 0 | 0 | 0 | 0
WT_off | 0 | 0 | 0 | 0 | 0 | 0
PseudoUnit | 0 | 0 | 0 | 0 | 0 | 0
FixedInterchange | 0 | 0 | 0 | 0 | 0 | 0
Retrofit FOM Costs by Reporting Type: MISO_MI
ReportingType | 2015 | 2020 | 2025 | 2030 | 2035 | 2040
BM | 0 | 0 | 0 | 0 | 0 | 0
CC | 0 | 0 | 0 | 0 | 0 | 0
CSP | 0 | 0 | 0 | 0 | 0 | 0
CT | 0 | 0 | 0 | 0 | 0 | 0
Coal | 0.92 | 0 | 0 | 0 | 0 | 0
Geo | 0 | 0 | 0 | 0 | 0 | 0
H | 0 | 0 | 0 | 0 | 0 | 0
LFG | 0 | 0 | 0 | 0 | 0 | 0
Nuc | 0 | 0 | 0 | 0 | 0 | 0
PS | 0 | 0 | 0 | 0 | 0 | 0
PV | 0 | 0 | 0 | 0 | 0 | 0
PeakG | 0 | 0 | 0 | 0 | 0 | 0
PeakO | 0 | 0 | 0 | 0 | 0 | 0
ST | 0 | 0 | 0 | 0 | 0 | 0
STOG | 0 | 0 | 0 | 0 | 0 | 0
STWD | 0 | 0 | 0 | 0 | 0 | 0
WT | 0 | 0 | 0 | 0 | 0 | 0
IGCC | 0 | 0 | 0 | 0 | 0 | 0
DemandResponse | 0 | 0 | 0 | 0 | 0 | 0
IGCC-CCS | 0 | 0 | 0 | 0 | 0 | 0
WT_off | 0 | 0 | 0 | 0 | 0 | 0
PseudoUnit | 0 | 0 | 0 | 0 | 0 | 0
FixedInterchange | 0 | 0 | 0 | 0 | 0 | 0
Retrofit FOM Costs by Reporting Type: MISO_MO-IL
ReportingType | 2015 | 2020 | 2025 | 2030 | 2035 | 2040
BM | 0 | 0 | 0 | 0 | 0 | 0
CC | 0 | 0 | 0 | 0 | 0 | 0
CSP | 0 | 0 | 0 | 0 | 0 | 0
CT | 0 | 0 | 0 | 0 | 0 | 0
Coal | 6.07 | 4.48 | 4.48 | 4.53 | 3.39 | 3.43
Geo | 0 | 0 | 0 | 0 | 0 | 0
H | 0 | 0 | 0 | 0 | 0 | 0
LFG | 0 | 0 | 0 | 0 | 0 | 0
Nuc | 0 | 0 | 0 | 0 | 0 | 0
PS | 0 | 0 | 0 | 0 | 0 | 0
PV | 0 | 0 | 0 | 0 | 0 | 0
PeakG | 0 | 0 | 0 | 0 | 0 | 0
PeakO | 0 | 0 | 0 | 0 | 0 | 0
ST | 0 | 0 | 0 | 0 | 0 | 0
STOG | 0 | 0 | 0 | 0 | 0 | 0
STWD | 0 | 0 | 0 | 0 | 0 | 0
WT | 0 | 0 | 0 | 0 | 0 | 0
IGCC | 0 | 0 | 0 | 0 | 0 | 0
DemandResponse | 0 | 0 | 0 | 0 | 0 | 0
IGCC-CCS | 0 | 0 | 0 | 0 | 0 | 0
WT_off | 0 | 0 | 0 | 0 | 0 | 0
PseudoUnit | 0 | 0 | 0 | 0 | 0 | 0
FixedInterchange | 0 | 0 | 0 | 0 | 0 | 0
Retrofit FOM Costs by Reporting Type: MISO_W
ReportingType | 2015 | 2020 | 2025 | 2030 | 2035 | 2040
BM | 0 | 0 | 0 | 0 | 0 | 0
CC | 0 | 0 | 0 | 0 | 0 | 0
CSP | 0 | 0 | 0 | 0 | 0 | 0
CT | 0 | 0 | 0 | 0 | 0 | 0
Coal | 28.63 | 30.6 | 31.06 | 20.05 | 6.03 | 6.03
Geo | 0 | 0 | 0 | 0 | 0 | 0
H | 0 | 0 | 0 | 0 | 0 | 0
LFG | 0 | 0 | 0 | 0 | 0 | 0
Nuc | 0 | 0 | 0 | 0 | 0 | 0
PS | 0 | 0 | 0 | 0 | 0 | 0
PV | 0 | 0 | 0 | 0 | 0 | 0
PeakG | 0 | 0 | 0 | 0 | 0 | 0
PeakO | 0 | 0 | 0 | 0 | 0 | 0
ST | 0 | 0 | 0 | 0 | 0 | 0
STOG | 0 | 0 | 0 | 0 | 0 | 0
STWD | 0 | 0 | 0 | 0 | 0 | 0
WT | 0 | 0 | 0 | 0 | 0 | 0
IGCC | 0 | 0 | 0 | 0 | 0 | 0
DemandResponse | 0 | 0 | 0 | 0 | 0 | 0
IGCC-CCS | 0 | 0 | 0 | 0 | 0 | 0
WT_off | 0 | 0 | 0 | 0 | 0 | 0
PseudoUnit | 0 | 0 | 0 | 0 | 0 | 0
FixedInterchange | 0 | 0 | 0 | 0 | 0 | 0
Retrofit FOM Costs by Reporting Type: MISO_WUMS
ReportingType | 2015 | 2020 | 2025 | 2030 | 2035 | 2040
BM | 0 | 0 | 0 | 0 | 0 | 0
CC | 0 | 0 | 0 | 0 | 0 | 0
CSP | 0 | 0 | 0 | 0 | 0 | 0
CT | 0 | 0 | 0 | 0 | 0 | 0
Coal | 23.13 | 7.37 | 7.39 | 7.49 | 7.64 | 7.81
Geo | 0 | 0 | 0 | 0 | 0 | 0
H | 0 | 0 | 0 | 0 | 0 | 0
LFG | 0 | 0 | 0 | 0 | 0 | 0
Nuc | 0 | 0 | 0 | 0 | 0 | 0
PS | 0 | 0 | 0 | 0 | 0 | 0
PV | 0 | 0 | 0 | 0 | 0 | 0
PeakG | 0 | 0 | 0 | 0 | 0 | 0
PeakO | 0 | 0 | 0 | 0 | 0 | 0
ST | 0 | 0 | 0 | 0 | 0 | 0
STOG | 0 | 0 | 0 | 0 | 0 | 0
STWD | 0 | 0 | 0 | 0 | 0 | 0
WT | 0 | 0 | 0 | 0 | 0 | 0
IGCC | 0 | 0 | 0 | 0 | 0 | 0
DemandResponse | 0 | 0 | 0 | 0 | 0 | 0
IGCC-CCS | 0 | 0 | 0 | 0 | 0 | 0
WT_off | 0 | 0 | 0 | 0 | 0 | 0
PseudoUnit | 0 | 0 | 0 | 0 | 0 | 0
FixedInterchange | 0 | 0 | 0 | 0 | 0 | 0
Retrofit FOM Costs by Reporting Type: Nebraska
ReportingType | 2015 | 2020 | 2025 | 2030 | 2035 | 2040
BM | 0 | 0 | 0 | 0 | 0 | 0
CC | 0 | 0 | 0 | 0 | 0 | 0
CSP | 0 | 0 | 0 | 0 | 0 | 0
CT | 0 | 0 | 0 | 0 | 0 | 0
Coal | 4.88 | 4.88 | 5.13 | 5.13 | 5.28 | 5.28
Geo | 0 | 0 | 0 | 0 | 0 | 0
H | 0 | 0 | 0 | 0 | 0 | 0
LFG | 0 | 0 | 0 | 0 | 0 | 0
Nuc | 0 | 0 | 0 | 0 | 0 | 0
PS | 0 | 0 | 0 | 0 | 0 | 0
PV | 0 | 0 | 0 | 0 | 0 | 0
PeakG | 0 | 0 | 0 | 0 | 0 | 0
PeakO | 0 | 0 | 0 | 0 | 0 | 0
ST | 0 | 0 | 0 | 0 | 0 | 0
STOG | 0 | 0 | 0 | 0 | 0 | 0
STWD | 0 | 0 | 0 | 0 | 0 | 0
WT | 0 | 0 | 0 | 0 | 0 | 0
IGCC | 0 | 0 | 0 | 0 | 0 | 0
DemandResponse | 0 | 0 | 0 | 0 | 0 | 0
IGCC-CCS | 0 | 0 | 0 | 0 | 0 | 0
WT_off | 0 | 0 | 0 | 0 | 0 | 0
PseudoUnit | 0 | 0 | 0 | 0 | 0 | 0
FixedInterchange | 0 | 0 | 0 | 0 | 0 | 0
Retrofit FOM Costs by Reporting Type: NEISO
ReportingType | 2015 | 2020 | 2025 | 2030 | 2035 | 2040
BM | 0 | 0 | 0 | 0 | 0 | 0
CC | 0 | 0 | 0 | 0 | 0 | 0
CSP | 0 | 0 | 0 | 0 | 0 | 0
CT | 0 | 0 | 0 | 0 | 0 | 0
Coal | 4.08 | 0 | 0 | 0 | 0 | 0
Geo | 0 | 0 | 0 | 0 | 0 | 0
H | 0 | 0 | 0 | 0 | 0 | 0
LFG | 0 | 0 | 0 | 0 | 0 | 0
Nuc | 0 | 0 | 0 | 0 | 0 | 0
PS | 0 | 0 | 0 | 0 | 0 | 0
PV | 0 | 0 | 0 | 0 | 0 | 0
PeakG | 0 | 0 | 0 | 0 | 0 | 0
PeakO | 0 | 0 | 0 | 0 | 0 | 0
ST | 0 | 0 | 0 | 0 | 0 | 0
STOG | 0 | 0 | 0 | 0 | 0 | 0
STWD | 0 | 0 | 0 | 0 | 0 | 0
WT | 0 | 0 | 0 | 0 | 0 | 0
IGCC | 0 | 0 | 0 | 0 | 0 | 0
DemandResponse | 0 | 0 | 0 | 0 | 0 | 0
IGCC-CCS | 0 | 0 | 0 | 0 | 0 | 0
WT_off | 0 | 0 | 0 | 0 | 0 | 0
PseudoUnit | 0 | 0 | 0 | 0 | 0 | 0
FixedInterchange | 0 | 0 | 0 | 0 | 0 | 0
Retrofit FOM Costs by Reporting Type: NonRTO_Midwest
ReportingType | 2015 | 2020 | 2025 | 2030 | 2035 | 2040
BM | 0 | 0 | 0 | 0 | 0 | 0
CC | 0 | 0 | 0 | 0 | 0 | 0
CSP | 0 | 0 | 0 | 0 | 0 | 0
CT | 0 | 0 | 0 | 0 | 0 | 0
Coal | 44.16 | 18.09 | 17.68 | 11.05 | 11.32 | 11.62
Geo | 0 | 0 | 0 | 0 | 0 | 0
H | 0 | 0 | 0 | 0 | 0 | 0
LFG | 0 | 0 | 0 | 0 | 0 | 0
Nuc | 0 | 0 | 0 | 0 | 0 | 0
PS | 0 | 0 | 0 | 0 | 0 | 0
PV | 0 | 0 | 0 | 0 | 0 | 0
PeakG | 0 | 0 | 0 | 0 | 0 | 0
PeakO | 0 | 0 | 0 | 0 | 0 | 0
ST | 0 | 0 | 0 | 0 | 0 | 0
STOG | 0 | 0 | 0 | 0 | 0 | 0
STWD | 0 | 0 | 0 | 0 | 0 | 0
WT | 0 | 0 | 0 | 0 | 0 | 0
IGCC | 0 | 0 | 0 | 0 | 0 | 0
DemandResponse | 0 | 0 | 0 | 0 | 0 | 0
IGCC-CCS | 0 | 0 | 0 | 0 | 0 | 0
WT_off | 0 | 0 | 0 | 0 | 0 | 0
PseudoUnit | 0 | 0 | 0 | 0 | 0 | 0
FixedInterchange | 0 | 0 | 0 | 0 | 0 | 0
Retrofit FOM Costs by Reporting Type: NYISO_A-F
ReportingType | 2015 | 2020 | 2025 | 2030 | 2035 | 2040
BM | 0 | 0 | 0 | 0 | 0 | 0
CC | 0 | 0 | 0 | 0 | 0 | 0
CSP | 0 | 0 | 0 | 0 | 0 | 0
CT | 0 | 0 | 0 | 0 | 0 | 0
Coal | 0 | 0 | 0 | 0 | 0 | 0
Geo | 0 | 0 | 0 | 0 | 0 | 0
H | 0 | 0 | 0 | 0 | 0 | 0
LFG | 0 | 0 | 0 | 0 | 0 | 0
Nuc | 0 | 0 | 0 | 0 | 0 | 0
PS | 0 | 0 | 0 | 0 | 0 | 0
PV | 0 | 0 | 0 | 0 | 0 | 0
PeakG | 0 | 0 | 0 | 0 | 0 | 0
PeakO | 0 | 0 | 0 | 0 | 0 | 0
ST | 0 | 0 | 0 | 0 | 0 | 0
STOG | 0 | 0 | 0 | 0 | 0 | 0
STWD | 0 | 0 | 0 | 0 | 0 | 0
WT | 0 | 0 | 0 | 0 | 0 | 0
IGCC | 0 | 0 | 0 | 0 | 0 | 0
DemandResponse | 0 | 0 | 0 | 0 | 0 | 0
IGCC-CCS | 0 | 0 | 0 | 0 | 0 | 0
WT_off | 0 | 0 | 0 | 0 | 0 | 0
PseudoUnit | 0 | 0 | 0 | 0 | 0 | 0
FixedInterchange | 0 | 0 | 0 | 0 | 0 | 0
Retrofit FOM Costs by Reporting Type: NYISO_G-I
ReportingType | 2015 | 2020 | 2025 | 2030 | 2035 | 2040
BM | 0 | 0 | 0 | 0 | 0 | 0
CC | 0 | 0 | 0 | 0 | 0 | 0
CSP | 0 | 0 | 0 | 0 | 0 | 0
CT | 0 | 0 | 0 | 0 | 0 | 0
Coal | 0 | 0 | 0 | 0 | 0 | 0
Geo | 0 | 0 | 0 | 0 | 0 | 0
H | 0 | 0 | 0 | 0 | 0 | 0
LFG | 0 | 0 | 0 | 0 | 0 | 0
Nuc | 0 | 0 | 0 | 0 | 0 | 0
PS | 0 | 0 | 0 | 0 | 0 | 0
PV | 0 | 0 | 0 | 0 | 0 | 0
PeakG | 0 | 0 | 0 | 0 | 0 | 0
PeakO | 0 | 0 | 0 | 0 | 0 | 0
ST | 0 | 0 | 0 | 0 | 0 | 0
STOG | 0 | 0 | 0 | 0 | 0 | 0
STWD | 0 | 0 | 0 | 0 | 0 | 0
WT | 0 | 0 | 0 | 0 | 0 | 0
IGCC | 0 | 0 | 0 | 0 | 0 | 0
DemandResponse | 0 | 0 | 0 | 0 | 0 | 0
IGCC-CCS | 0 | 0 | 0 | 0 | 0 | 0
WT_off | 0 | 0 | 0 | 0 | 0 | 0
PseudoUnit | 0 | 0 | 0 | 0 | 0 | 0
FixedInterchange | 0 | 0 | 0 | 0 | 0 | 0
Retrofit FOM Costs by Reporting Type: NYISO_J-K
ReportingType | 2015 | 2020 | 2025 | 2030 | 2035 | 2040
BM | 0 | 0 | 0 | 0 | 0 | 0
CC | 0 | 0 | 0 | 0 | 0 | 0
CSP | 0 | 0 | 0 | 0 | 0 | 0
CT | 0 | 0 | 0 | 0 | 0 | 0
Coal | 0 | 0 | 0 | 0 | 0 | 0
Geo | 0 | 0 | 0 | 0 | 0 | 0
H | 0 | 0 | 0 | 0 | 0 | 0
LFG | 0 | 0 | 0 | 0 | 0 | 0
Nuc | 0 | 0 | 0 | 0 | 0 | 0
PS | 0 | 0 | 0 | 0 | 0 | 0
PV | 0 | 0 | 0 | 0 | 0 | 0
PeakG | 0 | 0 | 0 | 0 | 0 | 0
PeakO | 0 | 0 | 0 | 0 | 0 | 0
ST | 0 | 0 | 0 | 0 | 0 | 0
STOG | 0 | 0 | 0 | 0 | 0 | 0
STWD | 0 | 0 | 0 | 0 | 0 | 0
WT | 0 | 0 | 0 | 0 | 0 | 0
IGCC | 0 | 0 | 0 | 0 | 0 | 0
DemandResponse | 0 | 0 | 0 | 0 | 0 | 0
IGCC-CCS | 0 | 0 | 0 | 0 | 0 | 0
WT_off | 0 | 0 | 0 | 0 | 0 | 0
PseudoUnit | 0 | 0 | 0 | 0 | 0 | 0
FixedInterchange | 0 | 0 | 0 | 0 | 0 | 0
Retrofit FOM Costs by Reporting Type: PJM_E
ReportingType | 2015 | 2020 | 2025 | 2030 | 2035 | 2040
BM | 0 | 0 | 0 | 0 | 0 | 0
CC | 0 | 0 | 0 | 0 | 0 | 0
CSP | 0 | 0 | 0 | 0 | 0 | 0
CT | 0 | 0 | 0 | 0 | 0 | 0
Coal | 2.35 | 2.35 | 0 | 0 | 0 | 0
Geo | 0 | 0 | 0 | 0 | 0 | 0
H | 0 | 0 | 0 | 0 | 0 | 0
LFG | 0 | 0 | 0 | 0 | 0 | 0
Nuc | 0 | 0 | 0 | 0 | 0 | 0
PS | 0 | 0 | 0 | 0 | 0 | 0
PV | 0 | 0 | 0 | 0 | 0 | 0
PeakG | 0 | 0 | 0 | 0 | 0 | 0
PeakO | 0 | 0 | 0 | 0 | 0 | 0
ST | 0 | 0 | 0 | 0 | 0 | 0
STOG | 0 | 0 | 0 | 0 | 0 | 0
STWD | 0 | 0 | 0 | 0 | 0 | 0
WT | 0 | 0 | 0 | 0 | 0 | 0
IGCC | 0 | 0 | 0 | 0 | 0 | 0
DemandResponse | 0 | 0 | 0 | 0 | 0 | 0
IGCC-CCS | 0 | 0 | 0 | 0 | 0 | 0
WT_off | 0 | 0 | 0 | 0 | 0 | 0
PseudoUnit | 0 | 0 | 0 | 0 | 0 | 0
FixedInterchange | 0 | 0 | 0 | 0 | 0 | 0
Retrofit FOM Costs by Reporting Type: PJM_ROM
ReportingType | 2015 | 2020 | 2025 | 2030 | 2035 | 2040
BM | 0 | 0 | 0 | 0 | 0 | 0
CC | 0 | 0 | 0 | 0 | 0 | 0
CSP | 0 | 0 | 0 | 0 | 0 | 0
CT | 0 | 0 | 0 | 0 | 0 | 0
Coal | 8.19 | 6.68 | 0 | 0 | 0 | 0
Geo | 0 | 0 | 0 | 0 | 0 | 0
H | 0 | 0 | 0 | 0 | 0 | 0
LFG | 0 | 0 | 0 | 0 | 0 | 0
Nuc | 0 | 0 | 0 | 0 | 0 | 0
PS | 0 | 0 | 0 | 0 | 0 | 0
PV | 0 | 0 | 0 | 0 | 0 | 0
PeakG | 0 | 0 | 0 | 0 | 0 | 0
PeakO | 0 | 0 | 0 | 0 | 0 | 0
ST | 0 | 0 | 0 | 0 | 0 | 0
STOG | 0 | 0 | 0 | 0 | 0 | 0
STWD | 0 | 0 | 0 | 0 | 0 | 0
WT | 0 | 0 | 0 | 0 | 0 | 0
IGCC | 0 | 0 | 0 | 0 | 0 | 0
DemandResponse | 0 | 0 | 0 | 0 | 0 | 0
IGCC-CCS | 0 | 0 | 0 | 0 | 0 | 0
WT_off | 0 | 0 | 0 | 0 | 0 | 0
PseudoUnit | 0 | 0 | 0 | 0 | 0 | 0
FixedInterchange | 0 | 0 | 0 | 0 | 0 | 0
Retrofit FOM Costs by Reporting Type: PJM_ROR
ReportingType | 2015 | 2020 | 2025 | 2030 | 2035 | 2040
BM | 0 | 0 | 0 | 0 | 0 | 0
CC | 0 | 0 | 0 | 0 | 0 | 0
CSP | 0 | 0 | 0 | 0 | 0 | 0
CT | 0 | 0 | 0 | 0 | 0 | 0
Coal | 61.33 | 59.73 | 9.23 | 9.37 | 9.82 | 10.11
Geo | 0 | 0 | 0 | 0 | 0 | 0
H | 0 | 0 | 0 | 0 | 0 | 0
LFG | 0 | 0 | 0 | 0 | 0 | 0
Nuc | 0 | 0 | 0 | 0 | 0 | 0
PS | 0 | 0 | 0 | 0 | 0 | 0
PV | 0 | 0 | 0 | 0 | 0 | 0
PeakG | 0 | 0 | 0 | 0 | 0 | 0
PeakO | 0 | 0 | 0 | 0 | 0 | 0
ST | 0 | 0 | 0 | 0 | 0 | 0
STOG | 0 | 0 | 0 | 0 | 0 | 0
STWD | 0 | 0 | 0 | 0 | 0 | 0
WT | 0 | 0 | 0 | 0 | 0 | 0
IGCC | 0 | 0 | 0 | 0 | 0 | 0
DemandResponse | 0 | 0 | 0 | 0 | 0 | 0
IGCC-CCS | 0 | 0 | 0 | 0 | 0 | 0
WT_off | 0 | 0 | 0 | 0 | 0 | 0
PseudoUnit | 0 | 0 | 0 | 0 | 0 | 0
FixedInterchange | 0 | 0 | 0 | 0 | 0 | 0
Retrofit FOM Costs by Reporting Type: SOCO
ReportingType | 2015 | 2020 | 2025 | 2030 | 2035 | 2040
BM | 0 | 0 | 0 | 0 | 0 | 0
CC | 0 | 0 | 0 | 0 | 0 | 0
CSP | 0 | 0 | 0 | 0 | 0 | 0
CT | 0 | 0 | 0 | 0 | 0 | 0
Coal | 41.36 | 23.67 | 6.92 | 6.92 | 7.24 | 7.24
Geo | 0 | 0 | 0 | 0 | 0 | 0
H | 0 | 0 | 0 | 0 | 0 | 0
LFG | 0 | 0 | 0 | 0 | 0 | 0
Nuc | 0 | 0 | 0 | 0 | 0 | 0
PS | 0 | 0 | 0 | 0 | 0 | 0
PV | 0 | 0 | 0 | 0 | 0 | 0
PeakG | 0 | 0 | 0 | 0 | 0 | 0
PeakO | 0 | 0 | 0 | 0 | 0 | 0
ST | 0 | 0 | 0 | 0 | 0 | 0
STOG | 0 | 0 | 0 | 0 | 0 | 0
STWD | 0 | 0 | 0 | 0 | 0 | 0
WT | 0 | 0 | 0 | 0 | 0 | 0
IGCC | 0 | 0 | 0 | 0 | 0 | 0
DemandResponse | 0 | 0 | 0 | 0 | 0 | 0
IGCC-CCS | 0 | 0 | 0 | 0 | 0 | 0
WT_off | 0 | 0 | 0 | 0 | 0 | 0
PseudoUnit | 0 | 0 | 0 | 0 | 0 | 0
FixedInterchange | 0 | 0 | 0 | 0 | 0 | 0
Retrofit FOM Costs by Reporting Type: SPP_N
ReportingType | 2015 | 2020 | 2025 | 2030 | 2035 | 2040
BM | 0 | 0 | 0 | 0 | 0 | 0
CC | 0 | 0 | 0 | 0 | 0 | 0
CSP | 0 | 0 | 0 | 0 | 0 | 0
CT | 0 | 0 | 0 | 0 | 0 | 0
Coal | 35.66 | 30.14 | 4.7 | 0 | 0 | 0
Geo | 0 | 0 | 0 | 0 | 0 | 0
H | 0 | 0 | 0 | 0 | 0 | 0
LFG | 0 | 0 | 0 | 0 | 0 | 0
Nuc | 0 | 0 | 0 | 0 | 0 | 0
PS | 0 | 0 | 0 | 0 | 0 | 0
PV | 0 | 0 | 0 | 0 | 0 | 0
PeakG | 0 | 0 | 0 | 0 | 0 | 0
PeakO | 0 | 0 | 0 | 0 | 0 | 0
ST | 0 | 0 | 0 | 0 | 0 | 0
STOG | 0 | 0 | 0 | 0 | 0 | 0
STWD | 0 | 0 | 0 | 0 | 0 | 0
WT | 0 | 0 | 0 | 0 | 0 | 0
IGCC | 0 | 0 | 0 | 0 | 0 | 0
DemandResponse | 0 | 0 | 0 | 0 | 0 | 0
IGCC-CCS | 0 | 0 | 0 | 0 | 0 | 0
WT_off | 0 | 0 | 0 | 0 | 0 | 0
PseudoUnit | 0 | 0 | 0 | 0 | 0 | 0
FixedInterchange | 0 | 0 | 0 | 0 | 0 | 0
Retrofit FOM Costs by Reporting Type: SPP_S
ReportingType | 2015 | 2020 | 2025 | 2030 | 2035 | 2040
BM | 0 | 0 | 0 | 0 | 0 | 0
CC | 0 | 0 | 0 | 0 | 0 | 0
CSP | 0 | 0 | 0 | 0 | 0 | 0
CT | 0 | 0 | 0 | 0 | 0 | 0
Coal | 10.97 | 17.57 | 0.62 | 0 | 0 | 0
Geo | 0 | 0 | 0 | 0 | 0 | 0
H | 0 | 0 | 0 | 0 | 0 | 0
LFG | 0 | 0 | 0 | 0 | 0 | 0
Nuc | 0 | 0 | 0 | 0 | 0 | 0
PS | 0 | 0 | 0 | 0 | 0 | 0
PV | 0 | 0 | 0 | 0 | 0 | 0
PeakG | 0 | 0 | 0 | 0 | 0 | 0
PeakO | 0 | 0 | 0 | 0 | 0 | 0
ST | 0 | 0 | 0 | 0 | 0 | 0
STOG | 0 | 0 | 0 | 0 | 0 | 0
STWD | 0 | 0 | 0 | 0 | 0 | 0
WT | 0 | 0 | 0 | 0 | 0 | 0
IGCC | 0 | 0 | 0 | 0 | 0 | 0
DemandResponse | 0 | 0 | 0 | 0 | 0 | 0
IGCC-CCS | 0 | 0 | 0 | 0 | 0 | 0
WT_off | 0 | 0 | 0 | 0 | 0 | 0
PseudoUnit | 0 | 0 | 0 | 0 | 0 | 0
FixedInterchange | 0 | 0 | 0 | 0 | 0 | 0
Retrofit FOM Costs by Reporting Type: TVA
ReportingType | 2015 | 2020 | 2025 | 2030 | 2035 | 2040
BM | 0 | 0 | 0 | 0 | 0 | 0
CC | 0 | 0 | 0 | 0 | 0 | 0
CSP | 0 | 0 | 0 | 0 | 0 | 0
CT | 0 | 0 | 0 | 0 | 0 | 0
Coal | 12.1 | 12.29 | 0.43 | 0 | 0 | 0
Geo | 0 | 0 | 0 | 0 | 0 | 0
H | 0 | 0 | 0 | 0 | 0 | 0
LFG | 0 | 0 | 0 | 0 | 0 | 0
Nuc | 0 | 0 | 0 | 0 | 0 | 0
PS | 0 | 0 | 0 | 0 | 0 | 0
PV | 0 | 0 | 0 | 0 | 0 | 0
PeakG | 0 | 0 | 0 | 0 | 0 | 0
PeakO | 0 | 0 | 0 | 0 | 0 | 0
ST | 0 | 0 | 0 | 0 | 0 | 0
STOG | 0 | 0 | 0 | 0 | 0 | 0
STWD | 0 | 0 | 0 | 0 | 0 | 0
WT | 0 | 0 | 0 | 0 | 0 | 0
IGCC | 0 | 0 | 0 | 0 | 0 | 0
DemandResponse | 0 | 0 | 0 | 0 | 0 | 0
IGCC-CCS | 0 | 0 | 0 | 0 | 0 | 0
WT_off | 0 | 0 | 0 | 0 | 0 | 0
PseudoUnit | 0 | 0 | 0 | 0 | 0 | 0
FixedInterchange | 0 | 0 | 0 | 0 | 0 | 0
Retrofit FOM Costs by Reporting Type: TVA_Transmission
ReportingType | 2015 | 2020 | 2025 | 2030 | 2035 | 2040
BM | 0 | 0 | 0 | 0 | 0 | 0
CC | 0 | 0 | 0 | 0 | 0 | 0
CSP | 0 | 0 | 0 | 0 | 0 | 0
CT | 0 | 0 | 0 | 0 | 0 | 0
Coal | 0 | 0 | 0 | 0 | 0 | 0
Geo | 0 | 0 | 0 | 0 | 0 | 0
H | 0 | 0 | 0 | 0 | 0 | 0
LFG | 0 | 0 | 0 | 0 | 0 | 0
Nuc | 0 | 0 | 0 | 0 | 0 | 0
PS | 0 | 0 | 0 | 0 | 0 | 0
PV | 0 | 0 | 0 | 0 | 0 | 0
PeakG | 0 | 0 | 0 | 0 | 0 | 0
PeakO | 0 | 0 | 0 | 0 | 0 | 0
ST | 0 | 0 | 0 | 0 | 0 | 0
STOG | 0 | 0 | 0 | 0 | 0 | 0
STWD | 0 | 0 | 0 | 0 | 0 | 0
WT | 0 | 0 | 0 | 0 | 0 | 0
IGCC | 0 | 0 | 0 | 0 | 0 | 0
DemandResponse | 0 | 0 | 0 | 0 | 0 | 0
IGCC-CCS | 0 | 0 | 0 | 0 | 0 | 0
WT_off | 0 | 0 | 0 | 0 | 0 | 0
PseudoUnit | 0 | 0 | 0 | 0 | 0 | 0
FixedInterchange | 0 | 0 | 0 | 0 | 0 | 0
Retrofit FOM Costs by Reporting Type: VACAR
ReportingType | 2015 | 2020 | 2025 | 2030 | 2035 | 2040
BM | 0 | 0 | 0 | 0 | 0 | 0
CC | 0 | 0 | 0 | 0 | 0 | 0
CSP | 0 | 0 | 0 | 0 | 0 | 0
CT | 0 | 0 | 0 | 0 | 0 | 0
Coal | 29.28 | 23.91 | 13.24 | 13.32 | 12.77 | 13.01
Geo | 0 | 0 | 0 | 0 | 0 | 0
H | 0 | 0 | 0 | 0 | 0 | 0
LFG | 0 | 0 | 0 | 0 | 0 | 0
Nuc | 0 | 0 | 0 | 0 | 0 | 0
PS | 0 | 0 | 0 | 0 | 0 | 0
PV | 0 | 0 | 0 | 0 | 0 | 0
PeakG | 0 | 0 | 0 | 0 | 0 | 0
PeakO | 0 | 0 | 0 | 0 | 0 | 0
ST | 0 | 0 | 0 | 0 | 0 | 0
STOG | 0 | 0 | 0 | 0 | 0 | 0
STWD | 0 | 0 | 0 | 0 | 0 | 0
WT | 0 | 0 | 0 | 0 | 0 | 0
IGCC | 0 | 0 | 0 | 0 | 0 | 0
DemandResponse | 0 | 0 | 0 | 0 | 0 | 0
IGCC-CCS | 0 | 0 | 0 | 0 | 0 | 0
WT_off | 0 | 0 | 0 | 0 | 0 | 0
PseudoUnit | 0 | 0 | 0 | 0 | 0 | 0
FixedInterchange | 0 | 0 | 0 | 0 | 0 | 0
Retrofit FOM Costs by Reporting Type: IESO
ReportingType | 2015 | 2020 | 2025 | 2030 | 2035 | 2040
BM | 0 | 0 | 0 | 0 | 0 | 0
CC | 0 | 0 | 0 | 0 | 0 | 0
CSP | 0 | 0 | 0 | 0 | 0 | 0
CT | 0 | 0 | 0 | 0 | 0 | 0
Coal | 0 | 0 | 0 | 0 | 0 | 0
Geo | 0 | 0 | 0 | 0 | 0 | 0
H | 0 | 0 | 0 | 0 | 0 | 0
LFG | 0 | 0 | 0 | 0 | 0 | 0
Nuc | 0 | 0 | 0 | 0 | 0 | 0
PS | 0 | 0 | 0 | 0 | 0 | 0
PV | 0 | 0 | 0 | 0 | 0 | 0
PeakG | 0 | 0 | 0 | 0 | 0 | 0
PeakO | 0 | 0 | 0 | 0 | 0 | 0
ST | 0 | 0 | 0 | 0 | 0 | 0
STOG | 0 | 0 | 0 | 0 | 0 | 0
STWD | 0 | 0 | 0 | 0 | 0 | 0
WT | 0 | 0 | 0 | 0 | 0 | 0
IGCC | 0 | 0 | 0 | 0 | 0 | 0
DemandResponse | 0 | 0 | 0 | 0 | 0 | 0
IGCC-CCS | 0 | 0 | 0 | 0 | 0 | 0
WT_off | 0 | 0 | 0 | 0 | 0 | 0
PseudoUnit | 0 | 0 | 0 | 0 | 0 | 0
FixedInterchange | 0 | 0 | 0 | 0 | 0 | 0
Retrofit FOM Costs by Reporting Type: MAPP_CA
ReportingType | 2015 | 2020 | 2025 | 2030 | 2035 | 2040
BM | 0 | 0 | 0 | 0 | 0 | 0
CC | 0 | 0 | 0 | 0 | 0 | 0
CSP | 0 | 0 | 0 | 0 | 0 | 0
CT | 0 | 0 | 0 | 0 | 0 | 0
Coal | 0 | 0 | 0 | 0 | 0 | 0
Geo | 0 | 0 | 0 | 0 | 0 | 0
H | 0 | 0 | 0 | 0 | 0 | 0
LFG | 0 | 0 | 0 | 0 | 0 | 0
Nuc | 0 | 0 | 0 | 0 | 0 | 0
PS | 0 | 0 | 0 | 0 | 0 | 0
PV | 0 | 0 | 0 | 0 | 0 | 0
PeakG | 0 | 0 | 0 | 0 | 0 | 0
PeakO | 0 | 0 | 0 | 0 | 0 | 0
ST | 0 | 0 | 0 | 0 | 0 | 0
STOG | 0 | 0 | 0 | 0 | 0 | 0
STWD | 0 | 0 | 0 | 0 | 0 | 0
WT | 0 | 0 | 0 | 0 | 0 | 0
IGCC | 0 | 0 | 0 | 0 | 0 | 0
DemandResponse | 0 | 0 | 0 | 0 | 0 | 0
IGCC-CCS | 0 | 0 | 0 | 0 | 0 | 0
WT_off | 0 | 0 | 0 | 0 | 0 | 0
PseudoUnit | 0 | 0 | 0 | 0 | 0 | 0
FixedInterchange | 0 | 0 | 0 | 0 | 0 | 0
Retrofit FOM Costs by Reporting Type: AZ_NM_SNV_Coal
ReportingType | 2015 | 2020 | 2025 | 2030 | 2035 | 2040
BM | 0 | 0 | 0 | 0 | 0 | 0
CC | 0 | 0 | 0 | 0 | 0 | 0
CSP | 0 | 0 | 0 | 0 | 0 | 0
CT | 0 | 0 | 0 | 0 | 0 | 0
Coal | 48.54 | 18.74 | 3.08 | 3.08 | 0.89 | 1.09
Geo | 0 | 0 | 0 | 0 | 0 | 0
H | 0 | 0 | 0 | 0 | 0 | 0
LFG | 0 | 0 | 0 | 0 | 0 | 0
Nuc | 0 | 0 | 0 | 0 | 0 | 0
PS | 0 | 0 | 0 | 0 | 0 | 0
PV | 0 | 0 | 0 | 0 | 0 | 0
PeakG | 0 | 0 | 0 | 0 | 0 | 0
PeakO | 0 | 0 | 0 | 0 | 0 | 0
ST | 0 | 0 | 0 | 0 | 0 | 0
STOG | 0 | 0 | 0 | 0 | 0 | 0
STWD | 0 | 0 | 0 | 0 | 0 | 0
WT | 0 | 0 | 0 | 0 | 0 | 0
IGCC | 0 | 0 | 0 | 0 | 0 | 0
DemandResponse | 0 | 0 | 0 | 0 | 0 | 0
IGCC-CCS | 0 | 0 | 0 | 0 | 0 | 0
WT_off | 0 | 0 | 0 | 0 | 0 | 0
PseudoUnit | 0 | 0 | 0 | 0 | 0 | 0
FixedInterchange | 0 | 0 | 0 | 0 | 0 | 0
Retrofit FOM Costs by Reporting Type: AZ_NM_SNV_Gas
ReportingType | 2015 | 2020 | 2025 | 2030 | 2035 | 2040
BM | 0 | 0 | 0 | 0 | 0 | 0
CC | 0 | 0 | 0 | 0 | 0 | 0
CSP | 0 | 0 | 0 | 0 | 0 | 0
CT | 0 | 0 | 0 | 0 | 0 | 0
Coal | 0 | 0 | 0 | 0 | 0 | 0
Geo | 0 | 0 | 0 | 0 | 0 | 0
H | 0 | 0 | 0 | 0 | 0 | 0
LFG | 0 | 0 | 0 | 0 | 0 | 0
Nuc | 0 | 0 | 0 | 0 | 0 | 0
PS | 0 | 0 | 0 | 0 | 0 | 0
PV | 0 | 0 | 0 | 0 | 0 | 0
PeakG | 0 | 0 | 0 | 0 | 0 | 0
PeakO | 0 | 0 | 0 | 0 | 0 | 0
ST | 0 | 0 | 0 | 0 | 0 | 0
STOG | 0 | 0 | 0 | 0 | 0 | 0
STWD | 0 | 0 | 0 | 0 | 0 | 0
WT | 0 | 0 | 0 | 0 | 0 | 0
IGCC | 0 | 0 | 0 | 0 | 0 | 0
DemandResponse | 0 | 0 | 0 | 0 | 0 | 0
IGCC-CCS | 0 | 0 | 0 | 0 | 0 | 0
WT_off | 0 | 0 | 0 | 0 | 0 | 0
PseudoUnit | 0 | 0 | 0 | 0 | 0 | 0
FixedInterchange | 0 | 0 | 0 | 0 | 0 | 0
Retrofit FOM Costs by Reporting Type: AZ_NM_SNV_NucRenew
ReportingType | 2015 | 2020 | 2025 | 2030 | 2035 | 2040
BM | 0 | 0 | 0 | 0 | 0 | 0
CC | 0 | 0 | 0 | 0 | 0 | 0
CSP | 0 | 0 | 0 | 0 | 0 | 0
CT | 0 | 0 | 0 | 0 | 0 | 0
Coal | 0 | 0 | 0 | 0 | 0 | 0
Geo | 0 | 0 | 0 | 0 | 0 | 0
H | 0 | 0 | 0 | 0 | 0 | 0
LFG | 0 | 0 | 0 | 0 | 0 | 0
Nuc | 0 | 0 | 0 | 0 | 0 | 0
PS | 0 | 0 | 0 | 0 | 0 | 0
PV | 0 | 0 | 0 | 0 | 0 | 0
PeakG | 0 | 0 | 0 | 0 | 0 | 0
PeakO | 0 | 0 | 0 | 0 | 0 | 0
ST | 0 | 0 | 0 | 0 | 0 | 0
STOG | 0 | 0 | 0 | 0 | 0 | 0
STWD | 0 | 0 | 0 | 0 | 0 | 0
WT | 0 | 0 | 0 | 0 | 0 | 0
IGCC | 0 | 0 | 0 | 0 | 0 | 0
DemandResponse | 0 | 0 | 0 | 0 | 0 | 0
IGCC-CCS | 0 | 0 | 0 | 0 | 0 | 0
WT_off | 0 | 0 | 0 | 0 | 0 | 0
PseudoUnit | 0 | 0 | 0 | 0 | 0 | 0
FixedInterchange | 0 | 0 | 0 | 0 | 0 | 0
Retrofit FOM Costs by Reporting Type: ERCOT
ReportingType | 2015 | 2020 | 2025 | 2030 | 2035 | 2040
BM | 0 | 0 | 0 | 0 | 0 | 0
CC | 0 | 0 | 0 | 0 | 0 | 0
CSP | 0 | 0 | 0 | 0 | 0 | 0
CT | 0 | 0 | 0 | 0 | 0 | 0
Coal | 13.51 | 7.23 | 7.27 | 7.27 | 7.47 | 7.47
Geo | 0 | 0 | 0 | 0 | 0 | 0
H | 0 | 0 | 0 | 0 | 0 | 0
LFG | 0 | 0 | 0 | 0 | 0 | 0
Nuc | 0 | 0 | 0 | 0 | 0 | 0
PS | 0 | 0 | 0 | 0 | 0 | 0
PV | 0 | 0 | 0 | 0 | 0 | 0
PeakG | 0 | 0 | 0 | 0 | 0 | 0
PeakO | 0 | 0 | 0 | 0 | 0 | 0
ST | 0 | 0 | 0 | 0 | 0 | 0
STOG | 0 | 0 | 0 | 0 | 0 | 0
STWD | 0 | 0 | 0 | 0 | 0 | 0
WT | 0 | 0 | 0 | 0 | 0 | 0
IGCC | 0 | 0 | 0 | 0 | 0 | 0
DemandResponse | 0 | 0 | 0 | 0 | 0 | 0
IGCC-CCS | 0 | 0 | 0 | 0 | 0 | 0
WT_off | 0 | 0 | 0 | 0 | 0 | 0
PseudoUnit | 0 | 0 | 0 | 0 | 0 | 0
FixedInterchange | 0 | 0 | 0 | 0 | 0 | 0
Retrofit FOM Costs by Reporting Type: NP15
ReportingType | 2015 | 2020 | 2025 | 2030 | 2035 | 2040
BM | 0 | 0 | 0 | 0 | 0 | 0
CC | 0 | 0 | 0 | 0 | 0 | 0
CSP | 0 | 0 | 0 | 0 | 0 | 0
CT | 0 | 0 | 0 | 0 | 0 | 0
Coal | 0.19 | 0 | 0 | 0 | 0 | 0
Geo | 0 | 0 | 0 | 0 | 0 | 0
H | 0 | 0 | 0 | 0 | 0 | 0
LFG | 0 | 0 | 0 | 0 | 0 | 0
Nuc | 0 | 0 | 0 | 0 | 0 | 0
PS | 0 | 0 | 0 | 0 | 0 | 0
PV | 0 | 0 | 0 | 0 | 0 | 0
PeakG | 0 | 0 | 0 | 0 | 0 | 0
PeakO | 0 | 0 | 0 | 0 | 0 | 0
ST | 0 | 0 | 0 | 0 | 0 | 0
STOG | 0 | 0 | 0 | 0 | 0 | 0
STWD | 0 | 0 | 0 | 0 | 0 | 0
WT | 0 | 0 | 0 | 0 | 0 | 0
IGCC | 0 | 0 | 0 | 0 | 0 | 0
DemandResponse | 0 | 0 | 0 | 0 | 0 | 0
IGCC-CCS | 0 | 0 | 0 | 0 | 0 | 0
WT_off | 0 | 0 | 0 | 0 | 0 | 0
PseudoUnit | 0 | 0 | 0 | 0 | 0 | 0
FixedInterchange | 0 | 0 | 0 | 0 | 0 | 0
Retrofit FOM Costs by Reporting Type: NWPP_Coal
ReportingType | 2015 | 2020 | 2025 | 2030 | 2035 | 2040
BM | 0 | 0 | 0 | 0 | 0 | 0
CC | 0 | 0 | 0 | 0 | 0 | 0
CSP | 0 | 0 | 0 | 0 | 0 | 0
CT | 0 | 0 | 0 | 0 | 0 | 0
Coal | 32.56 | 6.53 | 6.53 | 0.98 | 0.98 | 0.98
Geo | 0 | 0 | 0 | 0 | 0 | 0
H | 0 | 0 | 0 | 0 | 0 | 0
LFG | 0 | 0 | 0 | 0 | 0 | 0
Nuc | 0 | 0 | 0 | 0 | 0 | 0
PS | 0 | 0 | 0 | 0 | 0 | 0
PV | 0 | 0 | 0 | 0 | 0 | 0
PeakG | 0 | 0 | 0 | 0 | 0 | 0
PeakO | 0 | 0 | 0 | 0 | 0 | 0
ST | 0 | 0 | 0 | 0 | 0 | 0
STOG | 0 | 0 | 0 | 0 | 0 | 0
STWD | 0 | 0 | 0 | 0 | 0 | 0
WT | 0 | 0 | 0 | 0 | 0 | 0
IGCC | 0 | 0 | 0 | 0 | 0 | 0
DemandResponse | 0 | 0 | 0 | 0 | 0 | 0
IGCC-CCS | 0 | 0 | 0 | 0 | 0 | 0
WT_off | 0 | 0 | 0 | 0 | 0 | 0
PseudoUnit | 0 | 0 | 0 | 0 | 0 | 0
FixedInterchange | 0 | 0 | 0 | 0 | 0 | 0
Retrofit FOM Costs by Reporting Type: NWPP_Gas
ReportingType | 2015 | 2020 | 2025 | 2030 | 2035 | 2040
BM | 0 | 0 | 0 | 0 | 0 | 0
CC | 0 | 0 | 0 | 0 | 0 | 0
CSP | 0 | 0 | 0 | 0 | 0 | 0
CT | 0 | 0 | 0 | 0 | 0 | 0
Coal | 0 | 0 | 0 | 0 | 0 | 0
Geo | 0 | 0 | 0 | 0 | 0 | 0
H | 0 | 0 | 0 | 0 | 0 | 0
LFG | 0 | 0 | 0 | 0 | 0 | 0
Nuc | 0 | 0 | 0 | 0 | 0 | 0
PS | 0 | 0 | 0 | 0 | 0 | 0
PV | 0 | 0 | 0 | 0 | 0 | 0
PeakG | 0 | 0 | 0 | 0 | 0 | 0
PeakO | 0 | 0 | 0 | 0 | 0 | 0
ST | 0 | 0 | 0 | 0 | 0 | 0
STOG | 0 | 0 | 0 | 0 | 0 | 0
STWD | 0 | 0 | 0 | 0 | 0 | 0
WT | 0 | 0 | 0 | 0 | 0 | 0
IGCC | 0 | 0 | 0 | 0 | 0 | 0
DemandResponse | 0 | 0 | 0 | 0 | 0 | 0
IGCC-CCS | 0 | 0 | 0 | 0 | 0 | 0
WT_off | 0 | 0 | 0 | 0 | 0 | 0
PseudoUnit | 0 | 0 | 0 | 0 | 0 | 0
FixedInterchange | 0 | 0 | 0 | 0 | 0 | 0
Retrofit FOM Costs by Reporting Type: NWPP_NucRenew
ReportingType | 2015 | 2020 | 2025 | 2030 | 2035 | 2040
BM | 0 | 0 | 0 | 0 | 0 | 0
CC | 0 | 0 | 0 | 0 | 0 | 0
CSP | 0 | 0 | 0 | 0 | 0 | 0
CT | 0 | 0 | 0 | 0 | 0 | 0
Coal | 0 | 0 | 0 | 0 | 0 | 0
Geo | 0 | 0 | 0 | 0 | 0 | 0
H | 0 | 0 | 0 | 0 | 0 | 0
LFG | 0 | 0 | 0 | 0 | 0 | 0
Nuc | 0 | 0 | 0 | 0 | 0 | 0
PS | 0 | 0 | 0 | 0 | 0 | 0
PV | 0 | 0 | 0 | 0 | 0 | 0
PeakG | 0 | 0 | 0 | 0 | 0 | 0
PeakO | 0 | 0 | 0 | 0 | 0 | 0
ST | 0 | 0 | 0 | 0 | 0 | 0
STOG | 0 | 0 | 0 | 0 | 0 | 0
STWD | 0 | 0 | 0 | 0 | 0 | 0
WT | 0 | 0 | 0 | 0 | 0 | 0
IGCC | 0 | 0 | 0 | 0 | 0 | 0
DemandResponse | 0 | 0 | 0 | 0 | 0 | 0
IGCC-CCS | 0 | 0 | 0 | 0 | 0 | 0
WT_off | 0 | 0 | 0 | 0 | 0 | 0
PseudoUnit | 0 | 0 | 0 | 0 | 0 | 0
FixedInterchange | 0 | 0 | 0 | 0 | 0 | 0
Retrofit FOM Costs by Reporting Type: RMPA
ReportingType | 2015 | 2020 | 2025 | 2030 | 2035 | 2040
BM | 0 | 0 | 0 | 0 | 0 | 0
CC | 0 | 0 | 0 | 0 | 0 | 0
CSP | 0 | 0 | 0 | 0 | 0 | 0
CT | 0 | 0 | 0 | 0 | 0 | 0
Coal | 20.68 | 20.73 | 5.74 | 5.92 | 5.92 | 5.92
Geo | 0 | 0 | 0 | 0 | 0 | 0
H | 0 | 0 | 0 | 0 | 0 | 0
LFG | 0 | 0 | 0 | 0 | 0 | 0
Nuc | 0 | 0 | 0 | 0 | 0 | 0
PS | 0 | 0 | 0 | 0 | 0 | 0
PV | 0 | 0 | 0 | 0 | 0 | 0
PeakG | 0 | 0 | 0 | 0 | 0 | 0
PeakO | 0 | 0 | 0 | 0 | 0 | 0
ST | 0 | 0 | 0 | 0 | 0 | 0
STOG | 0 | 0 | 0 | 0 | 0 | 0
STWD | 0 | 0 | 0 | 0 | 0 | 0
WT | 0 | 0 | 0 | 0 | 0 | 0
IGCC | 0 | 0 | 0 | 0 | 0 | 0
DemandResponse | 0 | 0 | 0 | 0 | 0 | 0
IGCC-CCS | 0 | 0 | 0 | 0 | 0 | 0
WT_off | 0 | 0 | 0 | 0 | 0 | 0
PseudoUnit | 0 | 0 | 0 | 0 | 0 | 0
FixedInterchange | 0 | 0 | 0 | 0 | 0 | 0
Retrofit FOM Costs by Reporting Type: SP15
ReportingType | 2015 | 2020 | 2025 | 2030 | 2035 | 2040
BM | 0 | 0 | 0 | 0 | 0 | 0
CC | 0 | 0 | 0 | 0 | 0 | 0
CSP | 0 | 0 | 0 | 0 | 0 | 0
CT | 0 | 0 | 0 | 0 | 0 | 0
Coal | 0.23 | 0 | 0 | 0 | 0 | 0
Geo | 0 | 0 | 0 | 0 | 0 | 0
H | 0 | 0 | 0 | 0 | 0 | 0
LFG | 0 | 0 | 0 | 0 | 0 | 0
Nuc | 0 | 0 | 0 | 0 | 0 | 0
PS | 0 | 0 | 0 | 0 | 0 | 0
PV | 0 | 0 | 0 | 0 | 0 | 0
PeakG | 0 | 0 | 0 | 0 | 0 | 0
PeakO | 0 | 0 | 0 | 0 | 0 | 0
ST | 0 | 0 | 0 | 0 | 0 | 0
STOG | 0 | 0 | 0 | 0 | 0 | 0
STWD | 0 | 0 | 0 | 0 | 0 | 0
WT | 0 | 0 | 0 | 0 | 0 | 0
IGCC | 0 | 0 | 0 | 0 | 0 | 0
DemandResponse | 0 | 0 | 0 | 0 | 0 | 0
IGCC-CCS | 0 | 0 | 0 | 0 | 0 | 0
WT_off | 0 | 0 | 0 | 0 | 0 | 0
PseudoUnit | 0 | 0 | 0 | 0 | 0 | 0
FixedInterchange | 0 | 0 | 0 | 0 | 0 | 0
Retrofit FOM Costs by Reporting Type: ALB
ReportingType | 2015 | 2020 | 2025 | 2030 | 2035 | 2040
BM | 0 | 0 | 0 | 0 | 0 | 0
CC | 0 | 0 | 0 | 0 | 0 | 0
CSP | 0 | 0 | 0 | 0 | 0 | 0
CT | 0 | 0 | 0 | 0 | 0 | 0
Coal | 0.23 | 0.08 | 0.08 | 0 | 0 | 0
Geo | 0 | 0 | 0 | 0 | 0 | 0
H | 0 | 0 | 0 | 0 | 0 | 0
LFG | 0 | 0 | 0 | 0 | 0 | 0
Nuc | 0 | 0 | 0 | 0 | 0 | 0
PS | 0 | 0 | 0 | 0 | 0 | 0
PV | 0 | 0 | 0 | 0 | 0 | 0
PeakG | 0 | 0 | 0 | 0 | 0 | 0
PeakO | 0 | 0 | 0 | 0 | 0 | 0
ST | 0 | 0 | 0 | 0 | 0 | 0
STOG | 0 | 0 | 0 | 0 | 0 | 0
STWD | 0 | 0 | 0 | 0 | 0 | 0
WT | 0 | 0 | 0 | 0 | 0 | 0
IGCC | 0 | 0 | 0 | 0 | 0 | 0
DemandResponse | 0 | 0 | 0 | 0 | 0 | 0
IGCC-CCS | 0 | 0 | 0 | 0 | 0 | 0
WT_off | 0 | 0 | 0 | 0 | 0 | 0
PseudoUnit | 0 | 0 | 0 | 0 | 0 | 0
FixedInterchange | 0 | 0 | 0 | 0 | 0 | 0
Retrofit FOM Costs by Reporting Type: BC
ReportingType | 2015 | 2020 | 2025 | 2030 | 2035 | 2040
BM | 0 | 0 | 0 | 0 | 0 | 0
CC | 0 | 0 | 0 | 0 | 0 | 0
CSP | 0 | 0 | 0 | 0 | 0 | 0
CT | 0 | 0 | 0 | 0 | 0 | 0
Coal | 0 | 0 | 0 | 0 | 0 | 0
Geo | 0 | 0 | 0 | 0 | 0 | 0
H | 0 | 0 | 0 | 0 | 0 | 0
LFG | 0 | 0 | 0 | 0 | 0 | 0
Nuc | 0 | 0 | 0 | 0 | 0 | 0
PS | 0 | 0 | 0 | 0 | 0 | 0
PV | 0 | 0 | 0 | 0 | 0 | 0
PeakG | 0 | 0 | 0 | 0 | 0 | 0
PeakO | 0 | 0 | 0 | 0 | 0 | 0
ST | 0 | 0 | 0 | 0 | 0 | 0
STOG | 0 | 0 | 0 | 0 | 0 | 0
STWD | 0 | 0 | 0 | 0 | 0 | 0
WT | 0 | 0 | 0 | 0 | 0 | 0
IGCC | 0 | 0 | 0 | 0 | 0 | 0
DemandResponse | 0 | 0 | 0 | 0 | 0 | 0
IGCC-CCS | 0 | 0 | 0 | 0 | 0 | 0
WT_off | 0 | 0 | 0 | 0 | 0 | 0
PseudoUnit | 0 | 0 | 0 | 0 | 0 | 0
FixedInterchange | 0 | 0 | 0 | 0 | 0 | 0
Retrofit FOM Costs by Reporting Type: HQ_IESO
ReportingType | 2015 | 2020 | 2025 | 2030 | 2035 | 2040
BM | 0 | 0 | 0 | 0 | 0 | 0
CC | 0 | 0 | 0 | 0 | 0 | 0
CSP | 0 | 0 | 0 | 0 | 0 | 0
CT | 0 | 0 | 0 | 0 | 0 | 0
Coal | 0 | 0 | 0 | 0 | 0 | 0
Geo | 0 | 0 | 0 | 0 | 0 | 0
H | 0 | 0 | 0 | 0 | 0 | 0
LFG | 0 | 0 | 0 | 0 | 0 | 0
Nuc | 0 | 0 | 0 | 0 | 0 | 0
PS | 0 | 0 | 0 | 0 | 0 | 0
PV | 0 | 0 | 0 | 0 | 0 | 0
PeakG | 0 | 0 | 0 | 0 | 0 | 0
PeakO | 0 | 0 | 0 | 0 | 0 | 0
ST | 0 | 0 | 0 | 0 | 0 | 0
STOG | 0 | 0 | 0 | 0 | 0 | 0
STWD | 0 | 0 | 0 | 0 | 0 | 0
WT | 0 | 0 | 0 | 0 | 0 | 0
IGCC | 0 | 0 | 0 | 0 | 0 | 0
DemandResponse | 0 | 0 | 0 | 0 | 0 | 0
IGCC-CCS | 0 | 0 | 0 | 0 | 0 | 0
WT_off | 0 | 0 | 0 | 0 | 0 | 0
PseudoUnit | 0 | 0 | 0 | 0 | 0 | 0
FixedInterchange | 0 | 0 | 0 | 0 | 0 | 0
Retrofit FOM Costs by Reporting Type: HQ_NEISO
ReportingType | 2015 | 2020 | 2025 | 2030 | 2035 | 2040
BM | 0 | 0 | 0 | 0 | 0 | 0
CC | 0 | 0 | 0 | 0 | 0 | 0
CSP | 0 | 0 | 0 | 0 | 0 | 0
CT | 0 | 0 | 0 | 0 | 0 | 0
Coal | 0 | 0 | 0 | 0 | 0 | 0
Geo | 0 | 0 | 0 | 0 | 0 | 0
H | 0 | 0 | 0 | 0 | 0 | 0
LFG | 0 | 0 | 0 | 0 | 0 | 0
Nuc | 0 | 0 | 0 | 0 | 0 | 0
PS | 0 | 0 | 0 | 0 | 0 | 0
PV | 0 | 0 | 0 | 0 | 0 | 0
PeakG | 0 | 0 | 0 | 0 | 0 | 0
PeakO | 0 | 0 | 0 | 0 | 0 | 0
ST | 0 | 0 | 0 | 0 | 0 | 0
STOG | 0 | 0 | 0 | 0 | 0 | 0
STWD | 0 | 0 | 0 | 0 | 0 | 0
WT | 0 | 0 | 0 | 0 | 0 | 0
IGCC | 0 | 0 | 0 | 0 | 0 | 0
DemandResponse | 0 | 0 | 0 | 0 | 0 | 0
IGCC-CCS | 0 | 0 | 0 | 0 | 0 | 0
WT_off | 0 | 0 | 0 | 0 | 0 | 0
PseudoUnit | 0 | 0 | 0 | 0 | 0 | 0
FixedInterchange | 0 | 0 | 0 | 0 | 0 | 0
Retrofit FOM Costs by Reporting Type: HQ_NY
ReportingType | 2015 | 2020 | 2025 | 2030 | 2035 | 2040
BM | 0 | 0 | 0 | 0 | 0 | 0
CC | 0 | 0 | 0 | 0 | 0 | 0
CSP | 0 | 0 | 0 | 0 | 0 | 0
CT | 0 | 0 | 0 | 0 | 0 | 0
Coal | 0 | 0 | 0 | 0 | 0 | 0
Geo | 0 | 0 | 0 | 0 | 0 | 0
H | 0 | 0 | 0 | 0 | 0 | 0
LFG | 0 | 0 | 0 | 0 | 0 | 0
Nuc | 0 | 0 | 0 | 0 | 0 | 0
PS | 0 | 0 | 0 | 0 | 0 | 0
PV | 0 | 0 | 0 | 0 | 0 | 0
PeakG | 0 | 0 | 0 | 0 | 0 | 0
PeakO | 0 | 0 | 0 | 0 | 0 | 0
ST | 0 | 0 | 0 | 0 | 0 | 0
STOG | 0 | 0 | 0 | 0 | 0 | 0
STWD | 0 | 0 | 0 | 0 | 0 | 0
WT | 0 | 0 | 0 | 0 | 0 | 0
IGCC | 0 | 0 | 0 | 0 | 0 | 0
DemandResponse | 0 | 0 | 0 | 0 | 0 | 0
IGCC-CCS | 0 | 0 | 0 | 0 | 0 | 0
WT_off | 0 | 0 | 0 | 0 | 0 | 0
PseudoUnit | 0 | 0 | 0 | 0 | 0 | 0
FixedInterchange | 0 | 0 | 0 | 0 | 0 | 0
Retrofit FOM Costs by Reporting Type: MARITIMES
ReportingType | 2015 | 2020 | 2025 | 2030 | 2035 | 2040
BM | 0 | 0 | 0 | 0 | 0 | 0
CC | 0 | 0 | 0 | 0 | 0 | 0
CSP | 0 | 0 | 0 | 0 | 0 | 0
CT | 0 | 0 | 0 | 0 | 0 | 0
Coal | 0 | 0 | 0 | 0 | 0 | 0
Geo | 0 | 0 | 0 | 0 | 0 | 0
H | 0 | 0 | 0 | 0 | 0 | 0
LFG | 0 | 0 | 0 | 0 | 0 | 0
Nuc | 0 | 0 | 0 | 0 | 0 | 0
PS | 0 | 0 | 0 | 0 | 0 | 0
PV | 0 | 0 | 0 | 0 | 0 | 0
PeakG | 0 | 0 | 0 | 0 | 0 | 0
PeakO | 0 | 0 | 0 | 0 | 0 | 0
ST | 0 | 0 | 0 | 0 | 0 | 0
STOG | 0 | 0 | 0 | 0 | 0 | 0
STWD | 0 | 0 | 0 | 0 | 0 | 0
WT | 0 | 0 | 0 | 0 | 0 | 0
IGCC | 0 | 0 | 0 | 0 | 0 | 0
DemandResponse | 0 | 0 | 0 | 0 | 0 | 0
IGCC-CCS | 0 | 0 | 0 | 0 | 0 | 0
WT_off | 0 | 0 | 0 | 0 | 0 | 0
PseudoUnit | 0 | 0 | 0 | 0 | 0 | 0
FixedInterchange | 0 | 0 | 0 | 0 | 0 | 0
Retrofit FOM Costs by Reporting Type: All
ReportingType | 2015 | 2020 | 2025 | 2030 | 2035 | 2040
BM | 0 | 0 | 0 | 0 | 0 | 0
CC | 0 | 0 | 0 | 0 | 0 | 0
CSP | 0 | 0 | 0 | 0 | 0 | 0
CT | 0 | 0 | 0 | 0 | 0 | 0
Coal | 475.27 | 329.3 | 150.38 | 103.27 | 83.97 | 85.49
Geo | 0 | 0 | 0 | 0 | 0 | 0
H | 0 | 0 | 0 | 0 | 0 | 0
LFG | 0 | 0 | 0 | 0 | 0 | 0
Nuc | 0 | 0 | 0 | 0 | 0 | 0
PS | 0 | 0 | 0 | 0 | 0 | 0
PV | 0 | 0 | 0 | 0 | 0 | 0
PeakG | 0 | 0 | 0 | 0 | 0 | 0
PeakO | 0 | 0 | 0 | 0 | 0 | 0
ST | 0 | 0 | 0 | 0 | 0 | 0
STOG | 0 | 0 | 0 | 0 | 0 | 0
STWD | 0 | 0 | 0 | 0 | 0 | 0
WT | 0 | 0 | 0 | 0 | 0 | 0
IGCC | 0 | 0 | 0 | 0 | 0 | 0
DemandResponse | 0 | 0 | 0 | 0 | 0 | 0
IGCC-CCS | 0 | 0 | 0 | 0 | 0 | 0
WT_off | 0 | 0 | 0 | 0 | 0 | 0
PseudoUnit | 0 | 0 | 0 | 0 | 0 | 0
FixedInterchange | 0 | 0 | 0 | 0 | 0 | 0
Retrofit FOM Costs by Reporting Type: EI_US
ReportingType | 2015 | 2020 | 2025 | 2030 | 2035 | 2040
BM | 0 | 0 | 0 | 0 | 0 | 0
CC | 0 | 0 | 0 | 0 | 0 | 0
CSP | 0 | 0 | 0 | 0 | 0 | 0
CT | 0 | 0 | 0 | 0 | 0 | 0
Coal | 359.33 | 275.99 | 127.68 | 86.03 | 68.73 | 70.05
Geo | 0 | 0 | 0 | 0 | 0 | 0
H | 0 | 0 | 0 | 0 | 0 | 0
LFG | 0 | 0 | 0 | 0 | 0 | 0
Nuc | 0 | 0 | 0 | 0 | 0 | 0
PS | 0 | 0 | 0 | 0 | 0 | 0
PV | 0 | 0 | 0 | 0 | 0 | 0
PeakG | 0 | 0 | 0 | 0 | 0 | 0
PeakO | 0 | 0 | 0 | 0 | 0 | 0
ST | 0 | 0 | 0 | 0 | 0 | 0
STOG | 0 | 0 | 0 | 0 | 0 | 0
STWD | 0 | 0 | 0 | 0 | 0 | 0
WT | 0 | 0 | 0 | 0 | 0 | 0
IGCC | 0 | 0 | 0 | 0 | 0 | 0
DemandResponse | 0 | 0 | 0 | 0 | 0 | 0
IGCC-CCS | 0 | 0 | 0 | 0 | 0 | 0
WT_off | 0 | 0 | 0 | 0 | 0 | 0
PseudoUnit | 0 | 0 | 0 | 0 | 0 | 0
FixedInterchange | 0 | 0 | 0 | 0 | 0 | 0
Retrofit FOM Costs by Reporting Type: EI_Canada
ReportingType | 2015 | 2020 | 2025 | 2030 | 2035 | 2040
BM | 0 | 0 | 0 | 0 | 0 | 0
CC | 0 | 0 | 0 | 0 | 0 | 0
CSP | 0 | 0 | 0 | 0 | 0 | 0
CT | 0 | 0 | 0 | 0 | 0 | 0
Coal | 0 | 0 | 0 | 0 | 0 | 0
Geo | 0 | 0 | 0 | 0 | 0 | 0
H | 0 | 0 | 0 | 0 | 0 | 0
LFG | 0 | 0 | 0 | 0 | 0 | 0
Nuc | 0 | 0 | 0 | 0 | 0 | 0
PS | 0 | 0 | 0 | 0 | 0 | 0
PV | 0 | 0 | 0 | 0 | 0 | 0
PeakG | 0 | 0 | 0 | 0 | 0 | 0
PeakO | 0 | 0 | 0 | 0 | 0 | 0
ST | 0 | 0 | 0 | 0 | 0 | 0
STOG | 0 | 0 | 0 | 0 | 0 | 0
STWD | 0 | 0 | 0 | 0 | 0 | 0
WT | 0 | 0 | 0 | 0 | 0 | 0
IGCC | 0 | 0 | 0 | 0 | 0 | 0
DemandResponse | 0 | 0 | 0 | 0 | 0 | 0
IGCC-CCS | 0 | 0 | 0 | 0 | 0 | 0
WT_off | 0 | 0 | 0 | 0 | 0 | 0
PseudoUnit | 0 | 0 | 0 | 0 | 0 | 0
FixedInterchange | 0 | 0 | 0 | 0 | 0 | 0
Retrofit FOM Costs by Reporting Type: EI
ReportingType | 2015 | 2020 | 2025 | 2030 | 2035 | 2040
BM | 0 | 0 | 0 | 0 | 0 | 0
CC | 0 | 0 | 0 | 0 | 0 | 0
CSP | 0 | 0 | 0 | 0 | 0 | 0
CT | 0 | 0 | 0 | 0 | 0 | 0
Coal | 359.33 | 275.99 | 127.68 | 86.03 | 68.73 | 70.05
Geo | 0 | 0 | 0 | 0 | 0 | 0
H | 0 | 0 | 0 | 0 | 0 | 0
LFG | 0 | 0 | 0 | 0 | 0 | 0
Nuc | 0 | 0 | 0 | 0 | 0 | 0
PS | 0 | 0 | 0 | 0 | 0 | 0
PV | 0 | 0 | 0 | 0 | 0 | 0
PeakG | 0 | 0 | 0 | 0 | 0 | 0
PeakO | 0 | 0 | 0 | 0 | 0 | 0
ST | 0 | 0 | 0 | 0 | 0 | 0
STOG | 0 | 0 | 0 | 0 | 0 | 0
STWD | 0 | 0 | 0 | 0 | 0 | 0
WT | 0 | 0 | 0 | 0 | 0 | 0
IGCC | 0 | 0 | 0 | 0 | 0 | 0
DemandResponse | 0 | 0 | 0 | 0 | 0 | 0
IGCC-CCS | 0 | 0 | 0 | 0 | 0 | 0
WT_off | 0 | 0 | 0 | 0 | 0 | 0
PseudoUnit | 0 | 0 | 0 | 0 | 0 | 0
FixedInterchange | 0 | 0 | 0 | 0 | 0 | 0
Retrofit FOM Costs by Reporting Type: Outside_EI
ReportingType | 2015 | 2020 | 2025 | 2030 | 2035 | 2040
BM | 0 | 0 | 0 | 0 | 0 | 0
CC | 0 | 0 | 0 | 0 | 0 | 0
CSP | 0 | 0 | 0 | 0 | 0 | 0
CT | 0 | 0 | 0 | 0 | 0 | 0
Coal | 115.94 | 53.31 | 22.7 | 17.24 | 15.25 | 15.45
Geo | 0 | 0 | 0 | 0 | 0 | 0
H | 0 | 0 | 0 | 0 | 0 | 0
LFG | 0 | 0 | 0 | 0 | 0 | 0
Nuc | 0 | 0 | 0 | 0 | 0 | 0
PS | 0 | 0 | 0 | 0 | 0 | 0
PV | 0 | 0 | 0 | 0 | 0 | 0
PeakG | 0 | 0 | 0 | 0 | 0 | 0
PeakO | 0 | 0 | 0 | 0 | 0 | 0
ST | 0 | 0 | 0 | 0 | 0 | 0
STOG | 0 | 0 | 0 | 0 | 0 | 0
STWD | 0 | 0 | 0 | 0 | 0 | 0
WT | 0 | 0 | 0 | 0 | 0 | 0
IGCC | 0 | 0 | 0 | 0 | 0 | 0
DemandResponse | 0 | 0 | 0 | 0 | 0 | 0
IGCC-CCS | 0 | 0 | 0 | 0 | 0 | 0
WT_off | 0 | 0 | 0 | 0 | 0 | 0
PseudoUnit | 0 | 0 | 0 | 0 | 0 | 0
FixedInterchange | 0 | 0 | 0 | 0 | 0 | 0
#12 | 0.01: Levelized Capital Costs ($million)
Levelized Capital Costs by Reporting Type: Entergy
ReportingType | 2015 | 2020 | 2025 | 2030 | 2035 | 2040
BM | 0 | 0 | 0 | 0 | 0 | 73.37
CC | 291.71 | 621.97 | 621.97 | 621.97 | 621.97 | 330.26
CSP | 0 | 0 | 0 | 0 | 0 | 0
CT | 0 | 0 | 0 | 0 | 0 | 0
Coal | 202.06 | 202.06 | 202.06 | 202.06 | 202.06 | 202.06
Geo | 0 | 0 | 0 | 0 | 0 | 0
H | 0 | 0 | 0 | 0 | 0 | 365.55
LFG | 0 | 0 | 7.73 | 20.14 | 20.14 | 20.14
Nuc | 0 | 0 | 0 | 0 | 0 | 0
PS | 0 | 0 | 0 | 0 | 0 | 0
PV | 0.11 | 20.78 | 29.85 | 29.85 | 29.74 | 9.5
PeakG | 0 | 0 | 0 | 0 | 0 | 0
PeakO | 0 | 0 | 0 | 0 | 0 | 0
ST | 0 | 0 | 0 | 0 | 0 | 0
STOG | 0 | 0 | 0 | 0 | 0 | 0
STWD | 0 | 0 | 0 | 0 | 0 | 0
WT | 0 | 0 | 0 | 0 | 0 | 25.53
IGCC | 0 | 0 | 0 | 0 | 0 | 0
DemandResponse | 0 | 0 | 0 | 0 | 0 | 0
IGCC-CCS | 0 | 0 | 0 | 0 | 0 | 0
WT_off | 0 | 0 | 0 | 0 | 0 | 0
PseudoUnit | 0 | 0 | 0 | 0 | 0 | 0
FixedInterchange | 0 | 0 | 0 | 0 | 0 | 0
Levelized Capital Costs by Reporting Type: FRCC
ReportingType | 2015 | 2020 | 2025 | 2030 | 2035 | 2040
BM | 0 | 0 | 0 | 0 | 0 | 0
CC | 1456.21 | 1503.35 | 1680.46 | 1680.46 | 1680.46 | 224.25
CSP | 0 | 0 | 0 | 0 | 0 | 0
CT | 196.14 | 196.14 | 196.14 | 196.14 | 0 | 0
Coal | 0 | 0 | 0 | 0 | 0 | 0
Geo | 0 | 0 | 0 | 0 | 0 | 0
H | 0 | 0 | 0 | 0 | 0 | 0
LFG | 0 | 0 | 37.91 | 37.91 | 37.91 | 37.91
Nuc | 0 | 0 | 0 | 0 | 12023.83 | 14979.35
PS | 0 | 0 | 0 | 0 | 0 | 0
PV | 0 | 0 | 0 | 0 | 0 | 0
PeakG | 0 | 0 | 0 | 0 | 0 | 0
PeakO | 0 | 0 | 0 | 0 | 0 | 0
ST | 0 | 0 | 0 | 0 | 0 | 0
STOG | 0 | 0 | 0 | 0 | 0 | 0
STWD | 0 | 0 | 0 | 0 | 0 | 0
WT | 0 | 0 | 0 | 0 | 0 | 0
IGCC | 0 | 0 | 0 | 0 | 0 | 0
DemandResponse | 0 | 0 | 0 | 0 | 0 | 0
IGCC-CCS | 0 | 0 | 0 | 0 | 0 | 0
WT_off | 0 | 0 | 0 | 0 | 0 | 0
PseudoUnit | 0 | 0 | 0 | 0 | 0 | 0
FixedInterchange | 0 | 0 | 0 | 0 | 0 | 0
Levelized Capital Costs by Reporting Type: MAPP_US
ReportingType | 2015 | 2020 | 2025 | 2030 | 2035 | 2040
BM | 0 | 0 | 0 | 0 | 0 | 0
CC | 0 | 45.85 | 45.85 | 45.85 | 45.85 | 45.85
CSP | 0 | 0 | 0 | 0 | 0 | 0
CT | 25.9 | 35.73 | 35.73 | 35.02 | 12.66 | 5.35
Coal | 0 | 0 | 0 | 0 | 0 | 0
Geo | 0 | 0 | 0 | 0 | 0 | 0
H | 0 | 0 | 0 | 0 | 0 | 0
LFG | 0 | 0 | 0 | 13.26 | 13.26 | 13.26
Nuc | 0 | 0 | 0 | 0 | 0 | 0
PS | 0 | 0 | 0 | 0 | 0 | 0
PV | 0 | 0 | 0 | 0 | 0 | 0
PeakG | 0 | 0 | 0 | 0 | 0 | 0
PeakO | 0 | 0 | 0 | 0 | 0 | 0
ST | 0 | 0 | 0 | 0 | 0 | 0
STOG | 0 | 0 | 0 | 0 | 0 | 0
STWD | 0 | 0 | 0 | 0 | 0 | 0
WT | 91.97 | 422.23 | 971.2 | 1134.16 | 1079.58 | 749.31
IGCC | 0 | 0 | 0 | 0 | 0 | 0
DemandResponse | 0 | 0 | 0 | 0 | 0 | 0
IGCC-CCS | 0 | 0 | 0 | 0 | 0 | 0
WT_off | 0 | 0 | 0 | 0 | 0 | 0
PseudoUnit | 0 | 0 | 0 | 0 | 0 | 0
FixedInterchange | 0 | 0 | 0 | 0 | 0 | 0
Levelized Capital Costs by Reporting Type: MISO_IN
ReportingType | 2015 | 2020 | 2025 | 2030 | 2035 | 2040
BM | 0 | 0 | 0 | 0 | 0 | 0
CC | 952.17 | 2172.67 | 2172.67 | 2172.67 | 2172.67 | 1220.5
CSP | 0 | 0 | 0 | 0 | 0 | 0
CT | 0 | 0 | 0 | 0 | 0 | 0
Coal | 0 | 0 | 0 | 0 | 0 | 0
Geo | 0 | 0 | 0 | 0 | 0 | 0
H | 0 | 0 | 0 | 0 | 0 | 0
LFG | 0 | 0 | 15.89 | 15.89 | 15.89 | 15.89
Nuc | 0 | 0 | 0 | 0 | 0 | 0
PS | 0 | 0 | 0 | 0 | 0 | 0
PV | 0 | 80.17 | 116.37 | 117.71 | 117.71 | 37.54
PeakG | 0 | 0 | 0 | 0 | 0 | 0
PeakO | 0 | 0 | 0 | 0 | 0 | 0
ST | 0 | 0 | 0 | 0 | 0 | 0
STOG | 0 | 0 | 0 | 0 | 0 | 0
STWD | 0 | 0 | 0 | 0 | 0 | 0
WT | 0 | 0 | 0 | 0 | 9259.31 | 9259.31
IGCC | 215.26 | 215.26 | 215.26 | 215.26 | 215.26 | 215.26
DemandResponse | 0 | 0 | 0 | 0 | 0 | 0
IGCC-CCS | 0 | 0 | 0 | 0 | 0 | 0
WT_off | 0 | 0 | 0 | 0 | 0 | 0
PseudoUnit | 0 | 0 | 0 | 0 | 0 | 0
FixedInterchange | 0 | 0 | 0 | 0 | 0 | 0
Levelized Capital Costs by Reporting Type: MISO_MI
ReportingType | 2015 | 2020 | 2025 | 2030 | 2035 | 2040
BM | 0 | 0 | 0 | 0 | 0 | 490.22
CC | 293.53 | 293.53 | 293.53 | 293.53 | 293.53 | 0
CSP | 0 | 0 | 0 | 0 | 0 | 0
CT | 0 | 0 | 0 | 0 | 0 | 0
Coal | 0 | 0 | 0 | 0 | 0 | 0
Geo | 0 | 0 | 0 | 0 | 0 | 0
H | 0 | 0 | 0 | 0 | 0 | 0
LFG | 0 | 0 | 33.41 | 33.41 | 33.41 | 33.41
Nuc | 0 | 0 | 0 | 0 | 0 | 508.36
PS | 0 | 0 | 0 | 0 | 0 | 0
PV | 0 | 0 | 0 | 0 | 0 | 0
PeakG | 0 | 0 | 0 | 0 | 0 | 0
PeakO | 0 | 0 | 0 | 0 | 0 | 0
ST | 0 | 0 | 0 | 0 | 0 | 0
STOG | 0 | 0 | 0 | 0 | 0 | 0
STWD | 0 | 0 | 0 | 0 | 0 | 0
WT | 480.98 | 569.46 | 569.46 | 575.22 | 131.69 | 43.21
IGCC | 0 | 0 | 0 | 0 | 0 | 0
DemandResponse | 0 | 0 | 0 | 0 | 0 | 0
IGCC-CCS | 0 | 0 | 0 | 0 | 0 | 0
WT_off | 0 | 0 | 0 | 0 | 0 | 0
PseudoUnit | 0 | 0 | 0 | 0 | 0 | 0
FixedInterchange | 0 | 0 | 0 | 0 | 0 | 0
Levelized Capital Costs by Reporting Type: MISO_MO-IL
ReportingType | 2015 | 2020 | 2025 | 2030 | 2035 | 2040
BM | 0 | 0 | 0 | 0 | 0 | 0
CC | 0 | 347.93 | 347.93 | 347.93 | 347.93 | 347.93
CSP | 0 | 0 | 0 | 0 | 0 | 0
CT | 0 | 0 | 0 | 0 | 0 | 0
Coal | 574.94 | 574.94 | 574.94 | 574.94 | 574.94 | 574.94
Geo | 0 | 0 | 0 | 0 | 0 | 0
H | 0 | 0 | 92.29 | 92.29 | 92.29 | 92.29
LFG | 0 | 0 | 46.76 | 46.76 | 46.76 | 46.76
Nuc | 0 | 0 | 0 | 0 | 0 | 0
PS | 0 | 0 | 0 | 0 | 0 | 0
PV | 0 | 0 | 0 | 0 | 0 | 0
PeakG | 0 | 0 | 0 | 0 | 0 | 0
PeakO | 0 | 0 | 0 | 0 | 0 | 0
ST | 0 | 0 | 0 | 0 | 0 | 0
STOG | 0 | 0 | 0 | 0 | 0 | 0
STWD | 0 | 0 | 0 | 0 | 0 | 0
WT | 68.52 | 68.52 | 68.52 | 1227.96 | 2014.45 | 2014.45
IGCC | 0 | 0 | 0 | 0 | 0 | 0
DemandResponse | 0 | 0 | 0 | 0 | 0 | 0
IGCC-CCS | 0 | 0 | 0 | 0 | 0 | 0
WT_off | 0 | 0 | 0 | 0 | 0 | 0
PseudoUnit | 0 | 0 | 0 | 0 | 0 | 0
FixedInterchange | 0 | 0 | 0 | 0 | 0 | 0
Levelized Capital Costs by Reporting Type: MISO_W
ReportingType | 2015 | 2020 | 2025 | 2030 | 2035 | 2040
BM | 0 | 0 | 0 | 0 | 0 | 0
CC | 0 | 63.05 | 63.05 | 63.05 | 63.05 | 63.05
CSP | 0 | 0 | 0 | 0 | 0 | 0
CT | 0 | 0 | 0 | 0 | 0 | 0
Coal | 0 | 0 | 0 | 0 | 0 | 0
Geo | 0 | 0 | 0 | 0 | 0 | 0
H | 0 | 0 | 0 | 0 | 0 | 0
LFG | 0 | 0 | 14.86 | 14.86 | 14.86 | 14.86
Nuc | 0 | 0 | 0 | 0 | 0 | 0
PS | 0 | 0 | 0 | 0 | 0 | 0
PV | 0 | 0 | 0 | 0 | 0 | 0
PeakG | 0 | 0 | 0 | 0 | 0 | 0
PeakO | 0 | 0 | 0 | 0 | 0 | 0
ST | 0 | 0 | 0 | 0 | 0 | 0
STOG | 0 | 0 | 0 | 0 | 0 | 0
STWD | 0 | 0 | 0 | 0 | 0 | 0
WT | 658.73 | 658.73 | 6966.52 | 12136.33 | 11542.93 | 11707.89
IGCC | 0 | 0 | 0 | 0 | 0 | 0
DemandResponse | 0 | 0 | 0 | 0 | 0 | 0
IGCC-CCS | 0 | 0 | 0 | 0 | 0 | 0
WT_off | 0 | 0 | 0 | 0 | 0 | 0
PseudoUnit | 0 | 0 | 0 | 0 | 0 | 0
FixedInterchange | 0 | 0 | 0 | 0 | 0 | 0
Levelized Capital Costs by Reporting Type: MISO_WUMS
ReportingType | 2015 | 2020 | 2025 | 2030 | 2035 | 2040
BM | 0 | 0 | 0 | 0 | 0 | 358.29
CC | 588.11 | 920.81 | 920.81 | 920.81 | 920.81 | 332.7
CSP | 0 | 0 | 0 | 0 | 0 | 0
CT | 0 | 0 | 0 | 0 | 0 | 0
Coal | 184.51 | 184.51 | 184.51 | 184.51 | 184.51 | 184.51
Geo | 0 | 0 | 0 | 0 | 0 | 0
H | 0 | 0 | 0.33 | 0.33 | 0.33 | 0.33
LFG | 0 | 0 | 43.4 | 43.4 | 43.4 | 43.4
Nuc | 0 | 0 | 0 | 0 | 0 | 0
PS | 0 | 0 | 0 | 0 | 0 | 0
PV | 0 | 0 | 0 | 0 | 0 | 0
PeakG | 0 | 0 | 0 | 0 | 0 | 0
PeakO | 0 | 0 | 0 | 0 | 0 | 0
ST | 0 | 0 | 0 | 0 | 0 | 0
STOG | 0 | 0 | 0 | 0 | 0 | 0
STWD | 0 | 0 | 0 | 0 | 0 | 0
WT | 218.37 | 218.37 | 218.37 | 224.5 | 2539.77 | 3278.73
IGCC | 0 | 0 | 0 | 0 | 0 | 0
DemandResponse | 0 | 0 | 0 | 0 | 0 | 0
IGCC-CCS | 0 | 0 | 0 | 0 | 0 | 0
WT_off | 0 | 0 | 0 | 0 | 0 | 0
PseudoUnit | 0 | 0 | 0 | 0 | 0 | 0
FixedInterchange | 0 | 0 | 0 | 0 | 0 | 0
Levelized Capital Costs by Reporting Type: Nebraska
ReportingType | 2015 | 2020 | 2025 | 2030 | 2035 | 2040
BM | 0 | 0 | 0 | 0 | 0 | 0
CC | 0 | 0 | 0 | 0 | 0 | 0
CSP | 0 | 0 | 0 | 0 | 0 | 0
CT | 0 | 0 | 0 | 0 | 0 | 0
Coal | 66.52 | 66.52 | 66.52 | 66.52 | 66.52 | 66.52
Geo | 0 | 0 | 0 | 0 | 0 | 0
H | 0 | 0 | 0 | 0 | 0 | 0
LFG | 0 | 0 | 0 | 13.78 | 13.78 | 13.78
Nuc | 0 | 0 | 0 | 0 | 0 | 0
PS | 0 | 0 | 0 | 0 | 0 | 0
PV | 0 | 0 | 0 | 0 | 0 | 0
PeakG | 0 | 0 | 0 | 0 | 0 | 0
PeakO | 0 | 0 | 0 | 0 | 0 | 0
ST | 0 | 0 | 0 | 0 | 0 | 0
STOG | 0 | 0 | 0 | 0 | 0 | 0
STWD | 0 | 0 | 0 | 0 | 0 | 0
WT | 44.36 | 2699.54 | 3272.14 | 3574.76 | 4792.03 | 2136.86
IGCC | 0 | 0 | 0 | 0 | 0 | 0
DemandResponse | 0 | 0 | 0 | 0 | 0 | 0
IGCC-CCS | 0 | 0 | 0 | 0 | 0 | 0
WT_off | 0 | 0 | 0 | 0 | 0 | 0
PseudoUnit | 0 | 0 | 0 | 0 | 0 | 0
FixedInterchange | 0 | 0 | 0 | 0 | 0 | 0
Levelized Capital Costs by Reporting Type: NEISO
ReportingType | 2015 | 2020 | 2025 | 2030 | 2035 | 2040
BM | 115.57 | 115.57 | 115.57 | 115.57 | 115.57 | 115.57
CC | 273.49 | 273.49 | 273.49 | 273.49 | 273.49 | 0
CSP | 0 | 0 | 0 | 0 | 0 | 0
CT | 30 | 30 | 30 | 29.13 | 0 | 0
Coal | 0 | 0 | 0 | 0 | 0 | 0
Geo | 0 | 0 | 0 | 0 | 0 | 0
H | 0 | 0 | 0 | 0 | 0.99 | 0.99
LFG | 10.64 | 10.64 | 24.97 | 24.97 | 14.32 | 14.32
Nuc | 0 | 0 | 0 | 0 | 0 | 0
PS | 0 | 0 | 0 | 0 | 0 | 0
PV | 0 | 106.92 | 106.92 | 106.92 | 106.92 | 0
PeakG | 0 | 0 | 0 | 0 | 0 | 0
PeakO | 0 | 0 | 0 | 0 | 0 | 0
ST | 0 | 0 | 0 | 0 | 0 | 0
STOG | 0 | 0 | 0 | 0 | 0 | 0
STWD | 0 | 0 | 0 | 0 | 0 | 0
WT | 54.49 | 614.44 | 897.24 | 1124.35 | 3648.94 | 3118.12
IGCC | 0 | 0 | 0 | 0 | 0 | 0
DemandResponse | 0 | 0 | 0 | 0 | 0 | 0
IGCC-CCS | 0 | 0 | 0 | 0 | 0 | 0
WT_off | 283.24 | 283.24 | 283.24 | 283.24 | 0 | 0
PseudoUnit | 0 | 0 | 0 | 0 | 0 | 0
FixedInterchange | 0 | 0 | 0 | 0 | 0 | 0
Levelized Capital Costs by Reporting Type: NonRTO_Midwest
ReportingType | 2015 | 2020 | 2025 | 2030 | 2035 | 2040
BM | 0 | 0 | 0 | 0 | 0 | 1781.92
CC | 492.77 | 756.32 | 756.32 | 756.32 | 756.32 | 263.55
CSP | 0 | 0 | 0 | 0 | 0 | 0
CT | 0 | 0 | 0 | 0 | 0 | 0
Coal | 0 | 0 | 0 | 0 | 0 | 0
Geo | 0 | 0 | 0 | 0 | 0 | 0
H | 0 | 0 | 0 | 18 | 245.9 | 245.9
LFG | 0 | 0 | 30 | 30 | 30 | 30
Nuc | 0 | 0 | 0 | 0 | 0 | 0
PS | 0 | 0 | 0 | 0 | 0 | 0
PV | 0 | 0 | 0 | 0 | 0 | 0
PeakG | 0 | 0 | 0 | 0 | 0 | 0
PeakO | 0 | 0 | 0 | 0 | 0 | 0
ST | 0 | 0 | 0 | 0 | 0 | 0
STOG | 0 | 0 | 0 | 0 | 0 | 0
STWD | 0 | 0 | 0 | 0 | 0 | 0
WT | 0 | 0 | 0 | 0 | 0 | 0
IGCC | 0 | 0 | 0 | 0 | 0 | 0
DemandResponse | 0 | 0 | 0 | 0 | 0 | 0
IGCC-CCS | 0 | 0 | 0 | 0 | 0 | 0
WT_off | 0 | 0 | 0 | 0 | 0 | 0
PseudoUnit | 0 | 0 | 0 | 0 | 0 | 0
FixedInterchange | 0 | 0 | 0 | 0 | 0 | 0
Levelized Capital Costs by Reporting Type: NYISO_A-F
ReportingType | 2015 | 2020 | 2025 | 2030 | 2035 | 2040
BM | 0 | 0 | 0 | 0 | 0 | 0
CC | 85.71 | 85.71 | 85.71 | 85.71 | 85.71 | 0
CSP | 0 | 0 | 0 | 0 | 0 | 0
CT | 0 | 0 | 0 | 0 | 0 | 0
Coal | 0 | 0 | 0 | 0 | 0 | 0
Geo | 0 | 0 | 0 | 0 | 0 | 0
H | 0 | 0 | 0 | 0 | 0 | 0
LFG | 1.35 | 1.35 | 1.35 | 14.91 | 13.57 | 13.57
Nuc | 0 | 0 | 0 | 0 | 0 | 0
PS | 0 | 0 | 0 | 0 | 0 | 0
PV | 0 | 0 | 0 | 0 | 0 | 0
PeakG | 0 | 0 | 0 | 0 | 0 | 0
PeakO | 0 | 0 | 0 | 0 | 0 | 0
ST | 0 | 0 | 0 | 0 | 0 | 0
STOG | 0 | 0 | 0 | 0 | 0 | 0
STWD | 0 | 0 | 0 | 0 | 0 | 0
WT | 571.17 | 727.41 | 727.41 | 727.41 | 2343.49 | 2187.25
IGCC | 0 | 0 | 0 | 0 | 0 | 0
DemandResponse | 0 | 0 | 0 | 0 | 0 | 0
IGCC-CCS | 0 | 0 | 0 | 0 | 0 | 0
WT_off | 0 | 0 | 0 | 0 | 0 | 0
PseudoUnit | 0 | 0 | 0 | 0 | 0 | 0
FixedInterchange | 0 | 0 | 0 | 0 | 0 | 0
Levelized Capital Costs by Reporting Type: NYISO_G-I
ReportingType | 2015 | 2020 | 2025 | 2030 | 2035 | 2040
BM | 0 | 0 | 0 | 0 | 0 | 0.01
CC | 0 | 0 | 0 | 0 | 0 | 0
CSP | 0 | 0 | 0 | 0 | 0 | 0
CT | 0 | 0 | 0 | 0 | 0 | 0
Coal | 0 | 0 | 0 | 0 | 0 | 0
Geo | 0 | 0 | 0 | 0 | 0 | 0
H | 0 | 0 | 0 | 0 | 0 | 0
LFG | 0 | 0 | 0 | 14.85 | 14.85 | 14.85
Nuc | 0 | 0 | 0 | 0 | 330.87 | 1397.41
PS | 0 | 0 | 0 | 0 | 0 | 0
PV | 0 | 0 | 0 | 0 | 0 | 0
PeakG | 0 | 0 | 0 | 0 | 0 | 0
PeakO | 0 | 0 | 0 | 0 | 0 | 0
ST | 0 | 0 | 0 | 0 | 0 | 0
STOG | 0 | 0 | 0 | 0 | 0 | 0
STWD | 0 | 0 | 0 | 0 | 0 | 0
WT | 0 | 12.72 | 12.72 | 12.72 | 76.54 | 63.83
IGCC | 0 | 0 | 0 | 0 | 0 | 0
DemandResponse | 0 | 0 | 0 | 0 | 0 | 0
IGCC-CCS | 0 | 0 | 0 | 0 | 0 | 0
WT_off | 0 | 0 | 0 | 0 | 0 | 0
PseudoUnit | 0 | 0 | 0 | 0 | 0 | 0
FixedInterchange | 0 | 0 | 0 | 0 | 0 | 0
Levelized Capital Costs by Reporting Type: NYISO_J-K
ReportingType | 2015 | 2020 | 2025 | 2030 | 2035 | 2040
BM | 0 | 0 | 0 | 0 | 0 | 0
CC | 226.37 | 226.37 | 226.37 | 226.37 | 226.37 | 0
CSP | 0 | 0 | 0 | 0 | 0 | 0
CT | 0 | 0 | 0 | 0 | 0 | 0
Coal | 0 | 0 | 0 | 0 | 0 | 0
Geo | 0 | 0 | 0 | 0 | 0 | 0
H | 0 | 0 | 0 | 0 | 0 | 0
LFG | 0 | 0 | 0 | 20.47 | 20.47 | 20.47
Nuc | 0 | 0 | 0 | 0 | 0 | 0
PS | 0 | 0 | 0 | 0 | 0 | 0
PV | 16.99 | 16.99 | 16.99 | 16.99 | 0 | 0
PeakG | 0 | 0 | 0 | 0 | 0 | 0
PeakO | 0 | 0 | 0 | 0 | 0 | 0
ST | 0 | 0 | 0 | 0 | 0 | 0
STOG | 0 | 0 | 0 | 0 | 0 | 0
STWD | 0 | 0 | 0 | 0 | 0 | 0
WT | 0 | 0 | 0 | 0 | 89.6 | 89.6
IGCC | 0 | 0 | 0 | 0 | 0 | 0
DemandResponse | 0 | 0 | 0 | 0 | 0 | 0
IGCC-CCS | 0 | 0 | 0 | 0 | 0 | 0
WT_off | 0 | 0 | 0 | 0 | 0 | 0
PseudoUnit | 0 | 0 | 0 | 0 | 0 | 0
FixedInterchange | 0 | 0 | 0 | 0 | 0 | 0
Levelized Capital Costs by Reporting Type: PJM_E
ReportingType | 2015 | 2020 | 2025 | 2030 | 2035 | 2040
BM | 14.48 | 14.48 | 14.48 | 14.48 | 14.48 | 14.48
CC | 673.31 | 673.31 | 673.31 | 673.31 | 582.39 | 0
CSP | 0 | 0 | 0 | 0 | 0 | 0
CT | 2.28 | 2.28 | 2.28 | 0 | 0 | 0
Coal | 9.09 | 9.09 | 9.09 | 9.09 | 9.09 | 9.09
Geo | 0 | 0 | 0 | 0 | 0 | 0
H | 0 | 0 | 0 | 0 | 0 | 0
LFG | 2.19 | 32.86 | 32.86 | 30.67 | 30.67 | 0
Nuc | 0 | 0 | 0 | 0 | 0 | 0
PS | 0 | 0 | 0 | 0 | 0 | 0
PV | 11.04 | 11.04 | 11.04 | 11.04 | 0 | 0
PeakG | 0 | 0 | 0 | 0 | 0 | 0
PeakO | 0 | 0 | 0 | 0 | 0 | 0
ST | 0 | 0 | 0 | 0 | 0 | 0
STOG | 0 | 0 | 0 | 0 | 0 | 0
STWD | 0 | 0 | 0 | 0 | 0 | 0
WT | 300.12 | 300.12 | 300.12 | 300.12 | 0 | 0
IGCC | 0 | 0 | 0 | 0 | 0 | 0
DemandResponse | 0 | 0 | 0 | 0 | 0 | 0
IGCC-CCS | 0 | 0 | 0 | 0 | 0 | 0
WT_off | 0 | 0 | 540.35 | 540.35 | 540.35 | 540.35
PseudoUnit | 0 | 0 | 0 | 0 | 0 | 0
FixedInterchange | 0 | 0 | 0 | 0 | 0 | 0
Levelized Capital Costs by Reporting Type: PJM_ROM
ReportingType | 2015 | 2020 | 2025 | 2030 | 2035 | 2040
BM | 7.8 | 7.8 | 7.8 | 7.8 | 7.8 | 869.99
CC | 232.92 | 232.92 | 232.92 | 232.92 | 232.92 | 0
CSP | 0 | 0 | 0 | 0 | 0 | 0
CT | 1.4 | 1.4 | 1.4 | 1.4 | 0 | 0
Coal | 10.21 | 10.21 | 10.21 | 10.21 | 10.21 | 10.21
Geo | 0 | 0 | 0 | 0 | 0 | 0
H | 0 | 0 | 0 | 223.48 | 223.48 | 223.48
LFG | 3.93 | 57.29 | 57.29 | 55.71 | 53.36 | 0
Nuc | 0 | 0 | 0 | 0 | 4107.69 | 5547.19
PS | 0 | 0 | 0 | 0 | 0 | 0
PV | 0 | 474.3 | 718.2 | 772.8 | 776.91 | 322.25
PeakG | 0 | 0 | 0 | 0 | 0 | 0
PeakO | 0 | 0 | 0 | 0 | 0 | 0
ST | 0 | 0 | 0 | 0 | 0 | 0
STOG | 0 | 0 | 0 | 0 | 0 | 0
STWD | 0 | 0 | 0 | 0 | 0 | 0
WT | 113.55 | 281.73 | 281.73 | 254.32 | 168.17 | 0
IGCC | 0 | 0 | 0 | 0 | 0 | 0
DemandResponse | 0 | 0 | 0 | 0 | 0 | 0
IGCC-CCS | 0 | 0 | 0 | 0 | 0 | 0
WT_off | 0 | 0 | 0 | 0 | 0 | 0
PseudoUnit | 0 | 0 | 0 | 0 | 0 | 0
FixedInterchange | 0 | 0 | 0 | 0 | 0 | 0
Levelized Capital Costs by Reporting Type: PJM_ROR
ReportingType | 2015 | 2020 | 2025 | 2030 | 2035 | 2040
BM | 165.77 | 165.77 | 165.77 | 165.77 | 165.77 | 2200.53
CC | 3170.61 | 3503.27 | 3503.27 | 3503.28 | 3483.18 | 332.67
CSP | 0 | 0 | 0 | 0 | 0 | 0
CT | 2.4 | 2.4 | 2.4 | 2.4 | 0 | 0
Coal | 648.6 | 648.6 | 648.6 | 648.6 | 648.6 | 648.6
Geo | 0 | 0 | 0 | 0 | 0 | 0
H | 0 | 174.52 | 174.52 | 174.52 | 174.52 | 174.52
LFG | 11.72 | 11.72 | 110.38 | 104.73 | 98.66 | 98.66
Nuc | 0 | 0 | 0 | 0 | 405.24 | 10427.03
PS | 0 | 0 | 0 | 0 | 0 | 0
PV | 0 | 0 | 0 | 0 | 0 | 0
PeakG | 0 | 0 | 0 | 0 | 0 | 0
PeakO | 0 | 0 | 0 | 0 | 0 | 0
ST | 0 | 0 | 0 | 0 | 0 | 0
STOG | 0 | 0 | 0 | 0 | 0 | 0
STWD | 0 | 0 | 0 | 0 | 0 | 0
WT | 1894.89 | 1934.85 | 1934.85 | 2735.07 | 2151.79 | 2111.82
IGCC | 0 | 0 | 0 | 0 | 0 | 0
DemandResponse | 0 | 0 | 0 | 0 | 0 | 0
IGCC-CCS | 0 | 0 | 0 | 0 | 0 | 0
WT_off | 0 | 0 | 0 | 0 | 0 | 0
PseudoUnit | 0 | 0 | 0 | 0 | 0 | 0
FixedInterchange | 0 | 0 | 0 | 0 | 0 | 0
Levelized Capital Costs by Reporting Type: SOCO
ReportingType | 2015 | 2020 | 2025 | 2030 | 2035 | 2040
BM | 21 | 21 | 21 | 21 | 21 | 2130.99
CC | 996.56 | 1441.28 | 1441.28 | 1441.28 | 1441.28 | 444.72
CSP | 0 | 0 | 0 | 0 | 0 | 0
CT | 0 | 0 | 0 | 0 | 0 | 0
Coal | 0 | 0 | 0 | 0 | 0 | 0
Geo | 0 | 0 | 0 | 0 | 0 | 0
H | 0 | 0 | 0 | 0 | 0 | 0
LFG | 0 | 0 | 0 | 19.65 | 19.65 | 19.65
Nuc | 0 | 1254.21 | 1254.21 | 1254.21 | 8731.34 | 8731.34
PS | 0 | 0 | 0 | 0 | 0 | 0
PV | 0 | 0 | 0 | 0 | 0 | 0
PeakG | 0 | 0 | 0 | 0 | 0 | 0
PeakO | 0 | 0 | 0 | 0 | 0 | 0
ST | 0 | 0 | 0 | 0 | 0 | 0
STOG | 0 | 0 | 0 | 0 | 0 | 0
STWD | 0 | 0 | 0 | 0 | 0 | 0
WT | 0 | 0 | 0 | 0 | 20.78 | 20.78
IGCC | 0 | 0 | 0 | 0 | 0 | 0
DemandResponse | 0 | 0 | 0 | 0 | 0 | 0
IGCC-CCS | 0 | 0 | 0 | 0 | 0 | 0
WT_off | 0 | 0 | 0 | 0 | 0 | 0
PseudoUnit | 0 | 0 | 0 | 0 | 0 | 0
FixedInterchange | 0 | 0 | 0 | 0 | 0 | 0
Levelized Capital Costs by Reporting Type: SPP_N
ReportingType | 2015 | 2020 | 2025 | 2030 | 2035 | 2040
BM | 0 | 0 | 0 | 0 | 0 | 0
CC | 0 | 0 | 0 | 0 | 0 | 0
CSP | 0 | 0 | 0 | 0 | 0 | 0
CT | 0 | 0 | 0 | 0 | 0 | 0
Coal | 128.56 | 128.56 | 128.56 | 128.56 | 128.56 | 128.56
Geo | 0 | 0 | 0 | 0 | 0 | 0
H | 0 | 0 | 0 | 0 | 0 | 0
LFG | 0 | 0 | 0 | 17.63 | 17.63 | 17.63
Nuc | 0 | 0 | 0 | 0 | 0 | 0
PS | 0 | 0 | 0 | 0 | 0 | 0
PV | 0 | 0 | 0 | 0 | 0 | 0
PeakG | 0 | 0 | 0 | 0 | 0 | 0
PeakO | 0 | 0 | 0 | 0 | 0 | 0
ST | 0 | 0 | 0 | 0 | 0 | 0
STOG | 0 | 0 | 0 | 0 | 0 | 0
STWD | 0 | 0 | 0 | 0 | 0 | 0
WT | 0 | 3416.62 | 8468.43 | 11433.65 | 13893.9 | 11034.73
IGCC | 0 | 0 | 0 | 0 | 0 | 0
DemandResponse | 0 | 0 | 0 | 0 | 0 | 0
IGCC-CCS | 0 | 0 | 0 | 0 | 0 | 0
WT_off | 0 | 0 | 0 | 0 | 0 | 0
PseudoUnit | 0 | 0 | 0 | 0 | 0 | 0
FixedInterchange | 0 | 0 | 0 | 0 | 0 | 0
Levelized Capital Costs by Reporting Type: SPP_S
ReportingType | 2015 | 2020 | 2025 | 2030 | 2035 | 2040
BM | 0 | 0 | 0 | 0 | 0 | 0
CC | 0 | 102.66 | 102.66 | 102.66 | 102.66 | 102.66
CSP | 0 | 0 | 0 | 0 | 0 | 0
CT | 33.21 | 56.93 | 56.93 | 56.93 | 23.72 | 0
Coal | 273.14 | 273.14 | 273.14 | 273.14 | 273.14 | 273.14
Geo | 0 | 0 | 0 | 0 | 0 | 0
H | 0 | 0 | 0 | 0 | 0 | 0
LFG | 0 | 0 | 0 | 17.63 | 17.63 | 17.63
Nuc | 0 | 0 | 0 | 0 | 0 | 0
PS | 0 | 0 | 0 | 0 | 0 | 0
PV | 0 | 0 | 0 | 0 | 0 | 0
PeakG | 0 | 0 | 0 | 0 | 0 | 0
PeakO | 0 | 0 | 0 | 0 | 0 | 0
ST | 0 | 0 | 0 | 0 | 0 | 0
STOG | 0 | 0 | 0 | 0 | 0 | 0
STWD | 0 | 0 | 0 | 0 | 0 | 0
WT | 92.65 | 7591.77 | 8171.72 | 8807.68 | 10534.71 | 3440.18
IGCC | 0 | 0 | 0 | 0 | 0 | 0
DemandResponse | 0 | 0 | 0 | 0 | 0 | 0
IGCC-CCS | 0 | 0 | 0 | 0 | 0 | 0
WT_off | 0 | 0 | 0 | 0 | 0 | 0
PseudoUnit | 0 | 0 | 0 | 0 | 0 | 0
FixedInterchange | 0 | 0 | 0 | 0 | 0 | 0
Levelized Capital Costs by Reporting Type: TVA
ReportingType | 2015 | 2020 | 2025 | 2030 | 2035 | 2040
BM | 0 | 0 | 0 | 0 | 0 | 2368.02
CC | 673.07 | 1036.79 | 1036.79 | 1036.79 | 1002.32 | 363.72
CSP | 0 | 0 | 0 | 0 | 0 | 0
CT | 0 | 0 | 0 | 0 | 0 | 0
Coal | 0 | 0 | 0 | 0 | 0 | 0
Geo | 0 | 0 | 0 | 0 | 0 | 0
H | 0 | 0 | 0 | 0 | 8.9 | 8.9
LFG | 0 | 0 | 19.35 | 19.35 | 19.35 | 19.35
Nuc | 684.91 | 684.91 | 684.91 | 684.91 | 3510.81 | 3510.81
PS | 0 | 0 | 0 | 0 | 0 | 0
PV | 0 | 0 | 0 | 0 | 0 | 0
PeakG | 0 | 0 | 0 | 0 | 0 | 0
PeakO | 0 | 0 | 0 | 0 | 0 | 0
ST | 0 | 0 | 0 | 0 | 0 | 0
STOG | 0 | 0 | 0 | 0 | 0 | 0
STWD | 0 | 0 | 0 | 0 | 0 | 0
WT | 0 | 0 | 0 | 0 | 20.59 | 20.59
IGCC | 0 | 0 | 0 | 0 | 0 | 0
DemandResponse | 0 | 0 | 0 | 0 | 0 | 0
IGCC-CCS | 0 | 0 | 0 | 0 | 0 | 0
WT_off | 0 | 0 | 0 | 0 | 0 | 0
PseudoUnit | 0 | 0 | 0 | 0 | 0 | 0
FixedInterchange | 0 | 0 | 0 | 0 | 0 | 0
Levelized Capital Costs by Reporting Type: TVA_Transmission
ReportingType | 2015 | 2020 | 2025 | 2030 | 2035 | 2040
BM | 0 | 0 | 0 | 0 | 0 | 0
CC | 0 | 0 | 0 | 0 | 0 | 0
CSP | 0 | 0 | 0 | 0 | 0 | 0
CT | 0 | 0 | 0 | 0 | 0 | 0
Coal | 0 | 0 | 0 | 0 | 0 | 0
Geo | 0 | 0 | 0 | 0 | 0 | 0
H | 0 | 0 | 0 | 0 | 0 | 0
LFG | 0 | 0 | 0 | 0 | 0 | 0
Nuc | 0 | 0 | 0 | 0 | 0 | 0
PS | 0 | 0 | 0 | 0 | 0 | 0
PV | 0 | 0 | 0 | 0 | 0 | 0
PeakG | 0 | 0 | 0 | 0 | 0 | 0
PeakO | 0 | 0 | 0 | 0 | 0 | 0
ST | 0 | 0 | 0 | 0 | 0 | 0
STOG | 0 | 0 | 0 | 0 | 0 | 0
STWD | 0 | 0 | 0 | 0 | 0 | 0
WT | 0 | 0 | 0 | 0 | 0 | 0
IGCC | 0 | 0 | 0 | 0 | 0 | 0
DemandResponse | 0 | 0 | 0 | 0 | 0 | 0
IGCC-CCS | 0 | 0 | 0 | 0 | 0 | 0
WT_off | 0 | 0 | 0 | 0 | 0 | 0
PseudoUnit | 0 | 0 | 0 | 0 | 0 | 0
FixedInterchange | 0 | 0 | 0 | 0 | 0 | 0
Levelized Capital Costs by Reporting Type: VACAR
ReportingType | 2015 | 2020 | 2025 | 2030 | 2035 | 2040
BM | 0.34 | 58.51 | 231.66 | 231.66 | 231.66 | 2199.05
CC | 1983.06 | 1983.06 | 1983.06 | 1983.06 | 1983.06 | 0
CSP | 0 | 0 | 0 | 0 | 0 | 0
CT | 60.99 | 60.99 | 60.99 | 0 | 0 | 0
Coal | 220.45 | 220.45 | 220.45 | 220.45 | 220.45 | 220.45
Geo | 0 | 0 | 0 | 0 | 0 | 0
H | 0 | 0 | 0 | 0 | 0 | 0
LFG | 0.06 | 19.57 | 19.57 | 19.57 | 19.51 | 0
Nuc | 0 | 1320.06 | 1320.06 | 1320.06 | 7312.79 | 11282.46
PS | 0 | 0 | 0 | 0 | 0 | 0
PV | 0 | 42.44 | 43.12 | 43.36 | 43.36 | 1.79
PeakG | 0 | 0 | 0 | 0 | 0 | 0
PeakO | 0 | 0 | 0 | 0 | 0 | 0
ST | 0 | 0 | 0 | 0 | 0 | 0
STOG | 0 | 0 | 0 | 0 | 0 | 0
STWD | 0 | 0 | 0 | 0 | 0 | 0
WT | 0.19 | 740.59 | 740.59 | 740.59 | 740.4 | 0
IGCC | 0 | 0 | 0 | 0 | 0 | 0
DemandResponse | 0 | 0 | 0 | 0 | 0 | 0
IGCC-CCS | 0 | 0 | 0 | 0 | 0 | 0
WT_off | 0.53 | 0.53 | 0.53 | 0.53 | 0 | 0
PseudoUnit | 0 | 0 | 0 | 0 | 0 | 0
FixedInterchange | 0 | 0 | 0 | 0 | 0 | 0
Levelized Capital Costs by Reporting Type: IESO
ReportingType | 2015 | 2020 | 2025 | 2030 | 2035 | 2040
BM | 144.8 | 144.8 | 144.8 | 144.8 | 144.8 | 144.8
CC | 175.41 | 175.41 | 175.41 | 175.41 | 175.41 | 0
CSP | 0 | 0 | 0 | 0 | 0 | 0
CT | 41.8 | 41.8 | 41.8 | 41.8 | 0 | 0
Coal | 0 | 0 | 0 | 0 | 0 | 0
Geo | 0 | 0 | 0 | 0 | 0 | 0
H | 0 | 0 | 0 | 0 | 98.84 | 98.84
LFG | 5.12 | 5.12 | 5.12 | 5.29 | 0.17 | 0.17
Nuc | 0 | 0 | 0 | 0 | 0 | 0
PS | 0 | 0 | 0 | 0 | 0 | 0
PV | 539.74 | 539.74 | 539.74 | 539.74 | 0 | 0
PeakG | 0 | 0 | 0 | 0 | 0 | 0
PeakO | 0 | 0 | 0 | 0 | 0 | 0
ST | 0 | 0 | 0 | 0 | 0 | 0
STOG | 0 | 0 | 0 | 0 | 0 | 0
STWD | 0 | 0 | 0 | 0 | 0 | 0
WT | 660.4 | 660.4 | 660.4 | 660.4 | 0 | 0
IGCC | 0 | 0 | 0 | 0 | 0 | 0
DemandResponse | 0 | 0 | 0 | 0 | 0 | 0
IGCC-CCS | 0 | 0 | 0 | 0 | 0 | 0
WT_off | 0 | 0 | 0 | 0 | 0 | 0
PseudoUnit | 0 | 0 | 0 | 0 | 0 | 0
FixedInterchange | 0 | 0 | 0 | 0 | 0 | 0
Levelized Capital Costs by Reporting Type: MAPP_CA
ReportingType | 2015 | 2020 | 2025 | 2030 | 2035 | 2040
BM | 0 | 0 | 0 | 0 | 0 | 0
CC | 30.91 | 30.91 | 30.91 | 30.91 | 30.91 | 0
CSP | 0 | 0 | 0 | 0 | 0 | 0
CT | 0 | 0 | 0 | 0 | 0 | 0
Coal | 0 | 0 | 0 | 0 | 0 | 0
Geo | 0 | 0 | 0 | 0 | 0 | 0
H | 0 | 241.14 | 643.02 | 1091.38 | 1360.73 | 1360.73
LFG | 0 | 0 | 0 | 0 | 0 | 0
Nuc | 0 | 0 | 0 | 0 | 0 | 0
PS | 0 | 0 | 0 | 0 | 0 | 0
PV | 0 | 0 | 0 | 0 | 0 | 0
PeakG | 0 | 0 | 0 | 0 | 0 | 0
PeakO | 0 | 0 | 0 | 0 | 0 | 0
ST | 0 | 0 | 0 | 0 | 0 | 0
STOG | 0 | 0 | 0 | 0 | 0 | 0
STWD | 0 | 0 | 0 | 0 | 0 | 0
WT | 87.23 | 87.23 | 87.23 | 87.23 | 0 | 0
IGCC | 0 | 0 | 0 | 0 | 0 | 0
DemandResponse | 0 | 0 | 0 | 0 | 0 | 0
IGCC-CCS | 0 | 0 | 0 | 0 | 0 | 0
WT_off | 0 | 0 | 0 | 0 | 0 | 0
PseudoUnit | 0 | 0 | 0 | 0 | 0 | 0
FixedInterchange | 0 | 0 | 0 | 0 | 0 | 0
Levelized Capital Costs by Reporting Type: AZ_NM_SNV_Coal
ReportingType | 2015 | 2020 | 2025 | 2030 | 2035 | 2040
BM | 0 | 0 | 0 | 0 | 0 | 0
CC | 0 | 0 | 0 | 0 | 0 | 0
CSP | 0 | 0 | 0 | 0 | 0 | 0
CT | 0 | 0 | 0 | 0 | 0 | 0
Coal | 0 | 0 | 0 | 0 | 0 | 0
Geo | 0 | 0 | 0 | 0 | 0 | 0
H | 0 | 0 | 0 | 0 | 0 | 0
LFG | 0 | 0 | 0 | 0 | 0 | 0
Nuc | 0 | 0 | 0 | 0 | 0 | 0
PS | 0 | 0 | 0 | 0 | 0 | 0
PV | 0 | 0 | 0 | 0 | 0 | 0
PeakG | 0 | 0 | 0 | 0 | 0 | 0
PeakO | 0 | 0 | 0 | 0 | 0 | 0
ST | 0 | 0 | 0 | 0 | 0 | 0
STOG | 0 | 0 | 0 | 0 | 0 | 0
STWD | 0 | 0 | 0 | 0 | 0 | 0
WT | 0 | 0 | 0 | 0 | 0 | 0
IGCC | 0 | 0 | 0 | 0 | 0 | 0
DemandResponse | 0 | 0 | 0 | 0 | 0 | 0
IGCC-CCS | 0 | 0 | 0 | 0 | 0 | 0
WT_off | 0 | 0 | 0 | 0 | 0 | 0
PseudoUnit | 0 | 0 | 0 | 0 | 0 | 0
FixedInterchange | 0 | 0 | 0 | 0 | 0 | 0
Levelized Capital Costs by Reporting Type: AZ_NM_SNV_Gas
ReportingType | 2015 | 2020 | 2025 | 2030 | 2035 | 2040
BM | 0 | 0 | 0 | 0 | 0 | 0
CC | 79.32 | 471.78 | 471.78 | 471.78 | 471.78 | 392.45
CSP | 0 | 0 | 0 | 0 | 0 | 0
CT | 63.7 | 63.7 | 63.7 | 63.7 | 0 | 0
Coal | 0 | 0 | 0 | 0 | 0 | 0
Geo | 0 | 0 | 0 | 0 | 0 | 0
H | 0 | 0 | 0 | 0 | 0 | 0
LFG | 0 | 0 | 0 | 0 | 0 | 0
Nuc | 0 | 0 | 0 | 0 | 0 | 0
PS | 0 | 0 | 0 | 0 | 0 | 0
PV | 0 | 0 | 0 | 0 | 0 | 0
PeakG | 0 | 0 | 0 | 0 | 0 | 0
PeakO | 0 | 0 | 0 | 0 | 0 | 0
ST | 0 | 0 | 0 | 0 | 0 | 0
STOG | 0 | 0 | 0 | 0 | 0 | 0
STWD | 0 | 0 | 0 | 0 | 0 | 0
WT | 0 | 0 | 0 | 0 | 0 | 0
IGCC | 0 | 0 | 0 | 0 | 0 | 0
DemandResponse | 0 | 0 | 0 | 0 | 0 | 0
IGCC-CCS | 0 | 0 | 0 | 0 | 0 | 0
WT_off | 0 | 0 | 0 | 0 | 0 | 0
PseudoUnit | 0 | 0 | 0 | 0 | 0 | 0
FixedInterchange | 0 | 0 | 0 | 0 | 0 | 0
Levelized Capital Costs by Reporting Type: AZ_NM_SNV_NucRenew
ReportingType | 2015 | 2020 | 2025 | 2030 | 2035 | 2040
BM | 0 | 0 | 0 | 0 | 0 | 0.03
CC | 0 | 0 | 0 | 0 | 0 | 0
CSP | 0 | 0 | 0 | 0 | 0 | 0
CT | 0 | 0 | 0 | 0 | 0 | 0
Coal | 0 | 0 | 0 | 0 | 0 | 0
Geo | 0 | 0 | 369.64 | 369.64 | 369.64 | 369.64
H | 0 | 0 | 0 | 0 | 0 | 0
LFG | 0 | 10.37 | 11.68 | 11.68 | 11.68 | 1.31
Nuc | 0 | 0 | 0 | 134.24 | 4764.18 | 5651.76
PS | 0 | 0 | 0 | 0 | 0 | 0
PV | 34.88 | 34.88 | 34.88 | 34.88 | 0 | 0
PeakG | 0 | 0 | 0 | 0 | 0 | 0
PeakO | 0 | 0 | 0 | 0 | 0 | 0
ST | 101.35 | 245.31 | 312.9 | 253.71 | 405.48 | 261.54
STOG | 0 | 0 | 0 | 0 | 0 | 0
STWD | 0 | 0 | 0 | 0 | 0 | 0
WT | 14.29 | 2481.9 | 2481.9 | 2481.9 | 2467.61 | 0
IGCC | 0 | 0 | 0 | 0 | 0 | 0
DemandResponse | 0 | 0 | 0 | 0 | 0 | 0
IGCC-CCS | 0 | 0 | 0 | 0 | 0 | 0
WT_off | 0 | 0 | 0 | 0 | 0 | 0
PseudoUnit | 0 | 0 | 0 | 0 | 0 | 0
FixedInterchange | 0 | 0 | 0 | 0 | 0 | 0
Levelized Capital Costs by Reporting Type: ERCOT
ReportingType | 2015 | 2020 | 2025 | 2030 | 2035 | 2040
BM | 54.69 | 54.69 | 54.69 | 54.69 | 54.69 | 1311.48
CC | 1749.49 | 1749.49 | 1749.49 | 1749.49 | 1749.49 | 0
CSP | 0 | 0 | 0 | 0 | 0 | 0
CT | 20.97 | 20.97 | 20.97 | 20.97 | 0 | 0
Coal | 540.38 | 540.38 | 540.38 | 540.38 | 540.38 | 540.38
Geo | 0 | 0 | 0 | 0 | 0 | 0
H | 0 | 0 | 0 | 0 | 0 | 0
LFG | 0 | 0 | 63.77 | 63.77 | 63.77 | 63.77
Nuc | 0 | 0 | 0 | 0 | 7258.42 | 8197.59
PS | 0 | 0 | 0 | 0 | 0 | 0
PV | 4.89 | 4.89 | 4.89 | 4.89 | 0 | 0
PeakG | 0 | 0 | 0 | 0 | 0 | 0
PeakO | 0 | 0 | 0 | 0 | 0 | 0
ST | 0 | 0 | 0 | 0 | 0 | 0
STOG | 0 | 0 | 0 | 0 | 0 | 0
STWD | 0 | 0 | 0 | 0 | 0 | 0
WT | 72.7 | 72.7 | 72.71 | 3730.85 | 3658.16 | 3734.69
IGCC | 0 | 0 | 0 | 0 | 0 | 0
DemandResponse | 0 | 0 | 0 | 0 | 0 | 0
IGCC-CCS | 0 | 0 | 0 | 0 | 0 | 0
WT_off | 0 | 0 | 0 | 0 | 0 | 0
PseudoUnit | 0 | 0 | 0 | 0 | 0 | 0
FixedInterchange | 0 | 0 | 0 | 0 | 0 | 0
Levelized Capital Costs by Reporting Type: NP15
ReportingType | 2015 | 2020 | 2025 | 2030 | 2035 | 2040
BM | 0 | 0 | 0 | 0 | 0 | 0
CC | 578.81 | 620.21 | 620.22 | 620.22 | 620.22 | 41.41
CSP | 0 | 0 | 0 | 0 | 0 | 0
CT | 17.85 | 17.85 | 17.85 | 17.85 | 0 | 0
Coal | 0 | 0 | 0 | 0 | 0 | 0
Geo | 0 | 0 | 175.28 | 175.28 | 175.28 | 175.28
H | 0 | 0 | 0 | 0 | 0 | 0
LFG | 0 | 125.8 | 125.8 | 125.8 | 125.8 | 0
Nuc | 0 | 0 | 0 | 0 | 2327.79 | 5078.31
PS | 0 | 0 | 0 | 0 | 0 | 0
PV | 2.79 | 2.79 | 2.79 | 2.79 | 0 | 0
PeakG | 0 | 0 | 0 | 0 | 0 | 0
PeakO | 0 | 0 | 0 | 0 | 0 | 0
ST | 12.6 | 12.6 | 12.6 | 12.6 | 0 | 0
STOG | 0 | 0 | 0 | 0 | 0 | 0
STWD | 0 | 0 | 0 | 0 | 0 | 0
WT | 26.07 | 675.47 | 675.47 | 830.45 | 3241.65 | 2800.74
IGCC | 0 | 0 | 0 | 0 | 0 | 0
DemandResponse | 0 | 0 | 0 | 0 | 0 | 0
IGCC-CCS | 0 | 0 | 0 | 0 | 0 | 0
WT_off | 0 | 0 | 0 | 0 | 0 | 0
PseudoUnit | 0 | 0 | 0 | 0 | 0 | 0
FixedInterchange | 0 | 0 | 0 | 0 | 0 | 0
Levelized Capital Costs by Reporting Type: NWPP_Coal
ReportingType | 2015 | 2020 | 2025 | 2030 | 2035 | 2040
BM | 0 | 0 | 0 | 0 | 0 | 0
CC | 0 | 0 | 0 | 0 | 0 | 0
CSP | 0 | 0 | 0 | 0 | 0 | 0
CT | 0 | 0 | 0 | 0 | 0 | 0
Coal | 0 | 0 | 0 | 0 | 0 | 0
Geo | 0 | 0 | 0 | 0 | 0 | 0
H | 0 | 0 | 0 | 0 | 0 | 0
LFG | 0 | 0 | 0 | 0 | 0 | 0
Nuc | 0 | 0 | 0 | 0 | 0 | 0
PS | 0 | 0 | 0 | 0 | 0 | 0
PV | 0 | 0 | 0 | 0 | 0 | 0
PeakG | 0 | 0 | 0 | 0 | 0 | 0
PeakO | 0 | 0 | 0 | 0 | 0 | 0
ST | 0 | 0 | 0 | 0 | 0 | 0
STOG | 0 | 0 | 0 | 0 | 0 | 0
STWD | 0 | 0 | 0 | 0 | 0 | 0
WT | 0 | 0 | 0 | 0 | 0 | 0
IGCC | 0 | 0 | 0 | 0 | 0 | 0
DemandResponse | 0 | 0 | 0 | 0 | 0 | 0
IGCC-CCS | 0 | 0 | 0 | 0 | 0 | 0
WT_off | 0 | 0 | 0 | 0 | 0 | 0
PseudoUnit | 0 | 0 | 0 | 0 | 0 | 0
FixedInterchange | 0 | 0 | 0 | 0 | 0 | 0
Levelized Capital Costs by Reporting Type: NWPP_Gas
ReportingType | 2015 | 2020 | 2025 | 2030 | 2035 | 2040
BM | 0 | 0 | 0 | 0 | 0 | 0
CC | 33.4 | 389.74 | 389.74 | 389.74 | 389.74 | 356.34
CSP | 0 | 0 | 0 | 0 | 0 | 0
CT | 13.02 | 13.02 | 13.02 | 13.02 | 0 | 0
Coal | 0 | 0 | 0 | 0 | 0 | 0
Geo | 0 | 0 | 0 | 0 | 0 | 0
H | 0 | 0 | 0 | 0 | 0 | 0
LFG | 0 | 0 | 0 | 0 | 0 | 0
Nuc | 0 | 0 | 0 | 0 | 0 | 0
PS | 0 | 0 | 0 | 0 | 0 | 0
PV | 0 | 0 | 0 | 0 | 0 | 0
PeakG | 0 | 0 | 0 | 0 | 0 | 0
PeakO | 0 | 0 | 0 | 0 | 0 | 0
ST | 0 | 0 | 0 | 0 | 0 | 0
STOG | 0 | 0 | 0 | 0 | 0 | 0
STWD | 0 | 0 | 0 | 0 | 0 | 0
WT | 0 | 0 | 0 | 0 | 0 | 0
IGCC | 0 | 0 | 0 | 0 | 0 | 0
DemandResponse | 0 | 0 | 0 | 0 | 0 | 0
IGCC-CCS | 0 | 0 | 0 | 0 | 0 | 0
WT_off | 0 | 0 | 0 | 0 | 0 | 0
PseudoUnit | 0 | 0 | 0 | 0 | 0 | 0
FixedInterchange | 0 | 0 | 0 | 0 | 0 | 0
Levelized Capital Costs by Reporting Type: NWPP_NucRenew
ReportingType | 2015 | 2020 | 2025 | 2030 | 2035 | 2040
BM | 13.89 | 13.89 | 13.89 | 13.89 | 13.89 | 274.36
CC | 0 | 0 | 0 | 0 | 0 | 0
CSP | 0 | 0 | 0 | 0 | 0 | 0
CT | 0 | 0 | 0 | 0 | 0 | 0
Coal | 0 | 0 | 0 | 0 | 0 | 0
Geo | 24.88 | 24.88 | 135.71 | 135.71 | 110.83 | 110.83
H | 0 | 0 | 0 | 0 | 110.42 | 110.42
LFG | 5.02 | 51.97 | 51.97 | 51.97 | 46.95 | 0
Nuc | 0 | 0 | 0 | 0 | 1381.7 | 2663.06
PS | 0 | 0 | 0 | 0 | 0 | 0
PV | 0 | 0 | 0 | 0 | 0 | 0
PeakG | 0 | 0 | 0 | 0 | 0 | 0
PeakO | 0 | 0 | 0 | 0 | 0 | 0
ST | 0 | 0 | 0 | 0 | 0 | 0
STOG | 0 | 0 | 0 | 0 | 0 | 0
STWD | 0 | 0 | 0 | 0 | 0 | 0
WT | 238.86 | 238.86 | 238.86 | 238.86 | 4759.11 | 5276.08
IGCC | 0 | 0 | 0 | 0 | 0 | 0
DemandResponse | 0 | 0 | 0 | 0 | 0 | 0
IGCC-CCS | 0 | 0 | 0 | 0 | 0 | 0
WT_off | 0 | 0 | 0 | 0 | 0 | 0
PseudoUnit | 0 | 0 | 0 | 0 | 0 | 0
FixedInterchange | 0 | 0 | 0 | 0 | 0 | 0
Levelized Capital Costs by Reporting Type: RMPA
ReportingType | 2015 | 2020 | 2025 | 2030 | 2035 | 2040
BM | 0 | 0 | 0 | 0 | 0 | 386.49
CC | 0 | 205.68 | 205.68 | 205.68 | 205.68 | 205.68
CSP | 0 | 0 | 0 | 0 | 0 | 0
CT | 15.2 | 15.2 | 15.2 | 15.2 | 0 | 0
Coal | 108.63 | 108.63 | 108.63 | 108.63 | 108.63 | 108.63
Geo | 0 | 170.82 | 669.23 | 669.23 | 669.23 | 498.41
H | 0 | 0 | 0 | 0 | 0 | 0
LFG | 0.28 | 5.85 | 5.85 | 5.85 | 5.57 | 0
Nuc | 0 | 0 | 0 | 666.45 | 1126.98 | 1126.98
PS | 0 | 0 | 0 | 0 | 0 | 0
PV | 0.37 | 0.37 | 0.37 | 0.37 | 0 | 0
PeakG | 0 | 0 | 0 | 0 | 0 | 0
PeakO | 0 | 0 | 0 | 0 | 0 | 0
ST | 1.07 | 121.85 | 121.85 | 123.5 | 122.43 | 1.65
STOG | 0 | 0 | 0 | 0 | 0 | 0
STWD | 0 | 0 | 0 | 0 | 0 | 0
WT | 172.66 | 934.8 | 934.8 | 1044.53 | 871.87 | 137.5
IGCC | 0 | 0 | 0 | 0 | 0 | 0
DemandResponse | 0 | 0 | 0 | 0 | 0 | 0
IGCC-CCS | 0 | 0 | 0 | 0 | 0 | 0
WT_off | 0 | 0 | 0 | 0 | 0 | 0
PseudoUnit | 0 | 0 | 0 | 0 | 0 | 0
FixedInterchange | 0 | 0 | 0 | 0 | 0 | 0
Levelized Capital Costs by Reporting Type: SP15
ReportingType | 2015 | 2020 | 2025 | 2030 | 2035 | 2040
BM | 2.9 | 2.9 | 2.9 | 2.9 | 2.9 | 2.9
CC | 60.76 | 518.86 | 586.1 | 586.1 | 586.1 | 525.34
CSP | 0 | 0 | 0 | 0 | 0 | 0
CT | 0 | 0 | 0 | 0 | 0 | 0
Coal | 0 | 0 | 0 | 0 | 0 | 0
Geo | 14.26 | 385.19 | 385.19 | 370.93 | 370.93 | 0
H | 0 | 0 | 0 | 0 | 0 | 0
LFG | 2.09 | 125.04 | 125.04 | 124.8 | 122.95 | 0
Nuc | 0 | 0 | 0 | 0 | 632.41 | 2845.02
PS | 0 | 0 | 0 | 0 | 0 | 0
PV | 1.62 | 1.62 | 1.62 | 1.62 | 0 | 0
PeakG | 0 | 0 | 0 | 0 | 0 | 0
PeakO | 0 | 0 | 0 | 0 | 0 | 0
ST | 191.39 | 191.39 | 191.39 | 191.39 | 874.33 | 1177.74
STOG | 0 | 0 | 0 | 0 | 0 | 0
STWD | 0 | 0 | 0 | 0 | 0 | 0
WT | 193.26 | 193.26 | 193.26 | 3589.54 | 3396.28 | 3396.28
IGCC | 0 | 0 | 0 | 0 | 0 | 0
DemandResponse | 0 | 0 | 0 | 0 | 0 | 0
IGCC-CCS | 0 | 0 | 0 | 0 | 0 | 0
WT_off | 0 | 0 | 0 | 0 | 0 | 0
PseudoUnit | 0 | 0 | 0 | 0 | 0 | 0
FixedInterchange | 0 | 0 | 0 | 0 | 0 | 0
Levelized Capital Costs by Reporting Type: ALB
ReportingType | 2015 | 2020 | 2025 | 2030 | 2035 | 2040
BM | 0 | 0 | 0 | 0 | 0 | 0
CC | 0 | 57.31 | 59.67 | 59.67 | 59.67 | 59.67
CSP | 0 | 0 | 0 | 0 | 0 | 0
CT | 16.7 | 16.7 | 16.7 | 16.7 | 0 | 0
Coal | 147.62 | 147.62 | 147.62 | 147.62 | 147.62 | 147.62
Geo | 0 | 0 | 0 | 0 | 0 | 0
H | 0 | 0 | 0 | 0 | 0 | 0
LFG | 0 | 0 | 0 | 0 | 0 | 0
Nuc | 0 | 0 | 0 | 4605.72 | 4949.8 | 5290.62
PS | 0 | 0 | 0 | 0 | 0 | 0
PV | 0 | 0 | 0 | 0 | 0 | 0
PeakG | 0 | 0 | 0 | 0 | 0 | 0
PeakO | 0 | 0 | 0 | 0 | 0 | 0
ST | 0 | 0 | 0 | 0 | 0 | 0
STOG | 0 | 0 | 0 | 0 | 0 | 0
STWD | 0 | 0 | 0 | 0 | 0 | 0
WT | 2.54 | 2.54 | 2.54 | 2.54 | 23.83 | 23.83
IGCC | 0 | 0 | 0 | 0 | 0 | 0
DemandResponse | 0 | 0 | 0 | 0 | 0 | 0
IGCC-CCS | 0 | 0 | 0 | 0 | 0 | 0
WT_off | 0 | 0 | 0 | 0 | 0 | 0
PseudoUnit | 0 | 0 | 0 | 0 | 0 | 0
FixedInterchange | 0 | 0 | 0 | 0 | 0 | 0
Levelized Capital Costs by Reporting Type: BC
ReportingType | 2015 | 2020 | 2025 | 2030 | 2035 | 2040
BM | 0 | 0 | 0 | 0 | 0 | 0
CC | 80.41 | 80.41 | 80.41 | 80.41 | 80.41 | 0
CSP | 0 | 0 | 0 | 0 | 0 | 0
CT | 0 | 0 | 0 | 0 | 0 | 0
Coal | 0 | 0 | 0 | 0 | 0 | 0
Geo | 0 | 0 | 0 | 0 | 0 | 0
H | 0 | 0 | 0 | 0 | 0 | 0
LFG | 0 | 0 | 0 | 0 | 0 | 0
Nuc | 0 | 0 | 0 | 4.01 | 336.8 | 682.74
PS | 0 | 0 | 0 | 0 | 0 | 0
PV | 0 | 0 | 0 | 0 | 0 | 0
PeakG | 0 | 0 | 0 | 0 | 0 | 0
PeakO | 0 | 0 | 0 | 0 | 0 | 0
ST | 0 | 0 | 0 | 0 | 0 | 0
STOG | 0 | 0 | 0 | 0 | 0 | 0
STWD | 0 | 0 | 0 | 0 | 0 | 0
WT | 40.68 | 40.68 | 40.68 | 40.68 | 40.86 | 40.86
IGCC | 0 | 0 | 0 | 0 | 0 | 0
DemandResponse | 0 | 0 | 0 | 0 | 0 | 0
IGCC-CCS | 0 | 0 | 0 | 0 | 0 | 0
WT_off | 0 | 0 | 0 | 0 | 0 | 0
PseudoUnit | 0 | 0 | 0 | 0 | 0 | 0
FixedInterchange | 0 | 0 | 0 | 0 | 0 | 0
Levelized Capital Costs by Reporting Type: HQ_IESO
ReportingType | 2015 | 2020 | 2025 | 2030 | 2035 | 2040
BM | 0 | 0 | 0 | 0 | 0 | 0
CC | 0 | 0 | 0 | 0 | 0 | 0
CSP | 0 | 0 | 0 | 0 | 0 | 0
CT | 0 | 0 | 0 | 0 | 0 | 0
Coal | 0 | 0 | 0 | 0 | 0 | 0
Geo | 0 | 0 | 0 | 0 | 0 | 0
H | 0 | 0 | 0 | 0 | 0 | 0
LFG | 0 | 0 | 0 | 0 | 0 | 0
Nuc | 0 | 0 | 0 | 0 | 0 | 0
PS | 0 | 0 | 0 | 0 | 0 | 0
PV | 0 | 0 | 0 | 0 | 0 | 0
PeakG | 0 | 0 | 0 | 0 | 0 | 0
PeakO | 0 | 0 | 0 | 0 | 0 | 0
ST | 0 | 0 | 0 | 0 | 0 | 0
STOG | 0 | 0 | 0 | 0 | 0 | 0
STWD | 0 | 0 | 0 | 0 | 0 | 0
WT | 0 | 0 | 0 | 0 | 0 | 0
IGCC | 0 | 0 | 0 | 0 | 0 | 0
DemandResponse | 0 | 0 | 0 | 0 | 0 | 0
IGCC-CCS | 0 | 0 | 0 | 0 | 0 | 0
WT_off | 0 | 0 | 0 | 0 | 0 | 0
PseudoUnit | 0 | 0 | 0 | 0 | 0 | 0
FixedInterchange | 0 | 0 | 0 | 0 | 0 | 0
Levelized Capital Costs by Reporting Type: HQ_NEISO
ReportingType | 2015 | 2020 | 2025 | 2030 | 2035 | 2040
BM | 0 | 0 | 0 | 0 | 0 | 0
CC | 0 | 0 | 0 | 0 | 0 | 0
CSP | 0 | 0 | 0 | 0 | 0 | 0
CT | 0 | 0 | 0 | 0 | 0 | 0
Coal | 0 | 0 | 0 | 0 | 0 | 0
Geo | 0 | 0 | 0 | 0 | 0 | 0
H | 0 | 0 | 0 | 0 | 0 | 0
LFG | 0 | 0 | 0 | 0 | 0 | 0
Nuc | 0 | 0 | 0 | 0 | 0 | 0
PS | 0 | 0 | 0 | 0 | 0 | 0
PV | 0 | 0 | 0 | 0 | 0 | 0
PeakG | 0 | 0 | 0 | 0 | 0 | 0
PeakO | 0 | 0 | 0 | 0 | 0 | 0
ST | 0 | 0 | 0 | 0 | 0 | 0
STOG | 0 | 0 | 0 | 0 | 0 | 0
STWD | 0 | 0 | 0 | 0 | 0 | 0
WT | 0 | 0 | 0 | 0 | 0 | 0
IGCC | 0 | 0 | 0 | 0 | 0 | 0
DemandResponse | 0 | 0 | 0 | 0 | 0 | 0
IGCC-CCS | 0 | 0 | 0 | 0 | 0 | 0
WT_off | 0 | 0 | 0 | 0 | 0 | 0
PseudoUnit | 0 | 0 | 0 | 0 | 98.89 | 98.89
FixedInterchange | 0 | 0 | 0 | 0 | 0 | 0
Levelized Capital Costs by Reporting Type: HQ_NY
ReportingType | 2015 | 2020 | 2025 | 2030 | 2035 | 2040
BM | 0 | 0 | 0 | 0 | 0 | 0
CC | 0 | 0 | 0 | 0 | 0 | 0
CSP | 0 | 0 | 0 | 0 | 0 | 0
CT | 0 | 0 | 0 | 0 | 0 | 0
Coal | 0 | 0 | 0 | 0 | 0 | 0
Geo | 0 | 0 | 0 | 0 | 0 | 0
H | 0 | 0 | 0 | 0 | 0 | 0
LFG | 0 | 0 | 0 | 0 | 0 | 0
Nuc | 0 | 0 | 0 | 0 | 0 | 0
PS | 0 | 0 | 0 | 0 | 0 | 0
PV | 0 | 0 | 0 | 0 | 0 | 0
PeakG | 0 | 0 | 0 | 0 | 0 | 0
PeakO | 0 | 0 | 0 | 0 | 0 | 0
ST | 0 | 0 | 0 | 0 | 0 | 0
STOG | 0 | 0 | 0 | 0 | 0 | 0
STWD | 0 | 0 | 0 | 0 | 0 | 0
WT | 0 | 0 | 0 | 0 | 0 | 0
IGCC | 0 | 0 | 0 | 0 | 0 | 0
DemandResponse | 0 | 0 | 0 | 0 | 0 | 0
IGCC-CCS | 0 | 0 | 0 | 0 | 0 | 0
WT_off | 0 | 0 | 0 | 0 | 0 | 0
PseudoUnit | 0 | 0 | 78.83 | 824.05 | 824.05 | 824.05
FixedInterchange | 0 | 0 | 0 | 0 | 0 | 0
Levelized Capital Costs by Reporting Type: MARITIMES
ReportingType | 2015 | 2020 | 2025 | 2030 | 2035 | 2040
BM | 0 | 0 | 0 | 0 | 0 | 0
CC | 0 | 0 | 0 | 0 | 0 | 0
CSP | 0 | 0 | 0 | 0 | 0 | 0
CT | 0 | 0 | 0 | 0 | 0 | 0
Coal | 0 | 0 | 0 | 0 | 0 | 0
Geo | 0 | 0 | 0 | 0 | 0 | 0
H | 0 | 0 | 0 | 0 | 0 | 0
LFG | 0 | 0 | 0 | 0 | 0 | 0
Nuc | 0 | 0 | 0 | 0 | 0 | 0
PS | 0 | 0 | 0 | 0 | 0 | 0
PV | 0 | 0 | 0 | 0 | 0 | 0
PeakG | 0 | 0 | 0 | 0 | 0 | 0
PeakO | 0 | 0 | 0 | 0 | 0 | 0
ST | 0 | 0 | 0 | 0 | 0 | 0
STOG | 0 | 0 | 0 | 0 | 0 | 0
STWD | 0 | 0 | 0 | 0 | 0 | 0
WT | 0 | 0 | 0 | 0 | 0 | 0
IGCC | 0 | 0 | 0 | 0 | 0 | 0
DemandResponse | 0 | 0 | 0 | 0 | 0 | 0
IGCC-CCS | 0 | 0 | 0 | 0 | 0 | 0
WT_off | 0 | 0 | 0 | 0 | 0 | 0
PseudoUnit | 0 | 0 | 0 | 0 | 164.81 | 164.81
FixedInterchange | 0 | 0 | 0 | 0 | 0 | 0
Levelized Capital Costs by Reporting Type: All
ReportingType | 2015 | 2020 | 2025 | 2030 | 2035 | 2040
BM | 541.24 | 599.41 | 772.56 | 772.56 | 772.56 | 14722.49
CC | 15178.13 | 20584.14 | 20830.85 | 20830.85 | 20685.37 | 5652.72
CSP | 0 | 0 | 0 | 0 | 0 | 0
CT | 541.57 | 575.12 | 575.12 | 510.28 | 36.38 | 5.35
Coal | 3114.71 | 3114.71 | 3114.71 | 3114.71 | 3114.71 | 3114.71
Geo | 39.14 | 580.89 | 1735.04 | 1720.78 | 1695.9 | 1154.16
H | 0 | 415.67 | 910.17 | 1600 | 2316.4 | 2681.95
LFG | 42.41 | 457.57 | 884.95 | 1018.7 | 985.95 | 570.79
Nuc | 684.91 | 3259.17 | 3259.17 | 8669.59 | 59200.64 | 87920.04
PS | 0 | 0 | 0 | 0 | 0 | 0
PV | 612.43 | 1336.94 | 1626.79 | 1682.96 | 1074.64 | 371.07
PeakG | 0 | 0 | 0 | 0 | 0 | 0
PeakO | 0 | 0 | 0 | 0 | 0 | 0
ST | 306.41 | 571.15 | 638.75 | 581.2 | 1402.24 | 1440.93
STOG | 0 | 0 | 0 | 0 | 0 | 0
STWD | 0 | 0 | 0 | 0 | 0 | 0
WT | 6098.68 | 25644.92 | 38988.84 | 57715.81 | 83508.01 | 66712.17
IGCC | 215.26 | 215.26 | 215.26 | 215.26 | 215.26 | 215.26
DemandResponse | 0 | 0 | 0 | 0 | 0 | 0
IGCC-CCS | 0 | 0 | 0 | 0 | 0 | 0
WT_off | 283.77 | 283.77 | 824.12 | 824.12 | 540.35 | 540.35
PseudoUnit | 0 | 0 | 78.83 | 824.05 | 1087.74 | 1087.74
FixedInterchange | 0 | 0 | 0 | 0 | 0 | 0
Levelized Capital Costs by Reporting Type: EI_US
ReportingType | 2015 | 2020 | 2025 | 2030 | 2035 | 2040
BM | 324.96 | 383.12 | 556.28 | 556.28 | 556.28 | 12602.43
CC | 12389.61 | 16284.33 | 16461.45 | 16461.45 | 16315.97 | 4071.83
CSP | 0 | 0 | 0 | 0 | 0 | 0
CT | 352.33 | 385.87 | 385.87 | 321.03 | 36.38 | 5.35
Coal | 2318.08 | 2318.08 | 2318.08 | 2318.08 | 2318.08 | 2318.08
Geo | 0 | 0 | 0 | 0 | 0 | 0
H | 0 | 174.52 | 267.15 | 508.63 | 746.41 | 1111.96
LFG | 29.9 | 133.43 | 495.73 | 629.54 | 609.07 | 505.54
Nuc | 684.91 | 3259.17 | 3259.17 | 3259.17 | 36422.56 | 56383.95
PS | 0 | 0 | 0 | 0 | 0 | 0
PV | 28.13 | 752.64 | 1042.49 | 1098.66 | 1074.64 | 371.07
PeakG | 0 | 0 | 0 | 0 | 0 | 0
PeakO | 0 | 0 | 0 | 0 | 0 | 0
ST | 0 | 0 | 0 | 0 | 0 | 0
STOG | 0 | 0 | 0 | 0 | 0 | 0
STWD | 0 | 0 | 0 | 0 | 0 | 0
WT | 4589.99 | 20257.08 | 33601.01 | 45008.84 | 65048.66 | 51302.19
IGCC | 215.26 | 215.26 | 215.26 | 215.26 | 215.26 | 215.26
DemandResponse | 0 | 0 | 0 | 0 | 0 | 0
IGCC-CCS | 0 | 0 | 0 | 0 | 0 | 0
WT_off | 283.77 | 283.77 | 824.12 | 824.12 | 540.35 | 540.35
PseudoUnit | 0 | 0 | 78.83 | 824.05 | 1087.74 | 1087.74
FixedInterchange | 0 | 0 | 0 | 0 | 0 | 0
Levelized Capital Costs by Reporting Type: EI_Canada
ReportingType | 2015 | 2020 | 2025 | 2030 | 2035 | 2040
BM | 144.8 | 144.8 | 144.8 | 144.8 | 144.8 | 144.8
CC | 206.32 | 206.32 | 206.32 | 206.32 | 206.32 | 0
CSP | 0 | 0 | 0 | 0 | 0 | 0
CT | 41.8 | 41.8 | 41.8 | 41.8 | 0 | 0
Coal | 0 | 0 | 0 | 0 | 0 | 0
Geo | 0 | 0 | 0 | 0 | 0 | 0
H | 0 | 241.14 | 643.02 | 1091.38 | 1459.57 | 1459.57
LFG | 5.12 | 5.12 | 5.12 | 5.29 | 0.17 | 0.17
Nuc | 0 | 0 | 0 | 0 | 0 | 0
PS | 0 | 0 | 0 | 0 | 0 | 0
PV | 539.74 | 539.74 | 539.74 | 539.74 | 0 | 0
PeakG | 0 | 0 | 0 | 0 | 0 | 0
PeakO | 0 | 0 | 0 | 0 | 0 | 0
ST | 0 | 0 | 0 | 0 | 0 | 0
STOG | 0 | 0 | 0 | 0 | 0 | 0
STWD | 0 | 0 | 0 | 0 | 0 | 0
WT | 747.62 | 747.62 | 747.62 | 747.62 | 0 | 0
IGCC | 0 | 0 | 0 | 0 | 0 | 0
DemandResponse | 0 | 0 | 0 | 0 | 0 | 0
IGCC-CCS | 0 | 0 | 0 | 0 | 0 | 0
WT_off | 0 | 0 | 0 | 0 | 0 | 0
PseudoUnit | 0 | 0 | 0 | 0 | 0 | 0
FixedInterchange | 0 | 0 | 0 | 0 | 0 | 0
Levelized Capital Costs by Reporting Type: EI
ReportingType | 2015 | 2020 | 2025 | 2030 | 2035 | 2040
BM | 469.76 | 527.93 | 701.08 | 701.08 | 701.08 | 12747.23
CC | 12595.94 | 16490.66 | 16667.77 | 16667.77 | 16522.29 | 4071.83
CSP | 0 | 0 | 0 | 0 | 0 | 0
CT | 394.12 | 427.67 | 427.67 | 362.82 | 36.38 | 5.35
Coal | 2318.08 | 2318.08 | 2318.08 | 2318.08 | 2318.08 | 2318.08
Geo | 0 | 0 | 0 | 0 | 0 | 0
H | 0 | 415.67 | 910.17 | 1600 | 2205.98 | 2571.53
LFG | 35.02 | 138.55 | 500.85 | 634.83 | 609.24 | 505.71
Nuc | 684.91 | 3259.17 | 3259.17 | 3259.17 | 36422.56 | 56383.95
PS | 0 | 0 | 0 | 0 | 0 | 0
PV | 567.88 | 1292.39 | 1582.23 | 1638.4 | 1074.64 | 371.07
PeakG | 0 | 0 | 0 | 0 | 0 | 0
PeakO | 0 | 0 | 0 | 0 | 0 | 0
ST | 0 | 0 | 0 | 0 | 0 | 0
STOG | 0 | 0 | 0 | 0 | 0 | 0
STWD | 0 | 0 | 0 | 0 | 0 | 0
WT | 5337.61 | 21004.7 | 34348.63 | 45756.46 | 65048.66 | 51302.19
IGCC | 215.26 | 215.26 | 215.26 | 215.26 | 215.26 | 215.26
DemandResponse | 0 | 0 | 0 | 0 | 0 | 0
IGCC-CCS | 0 | 0 | 0 | 0 | 0 | 0
WT_off | 283.77 | 283.77 | 824.12 | 824.12 | 540.35 | 540.35
PseudoUnit | 0 | 0 | 78.83 | 824.05 | 1087.74 | 1087.74
FixedInterchange | 0 | 0 | 0 | 0 | 0 | 0
Levelized Capital Costs by Reporting Type: Outside_EI
ReportingType | 2015 | 2020 | 2025 | 2030 | 2035 | 2040
BM | 71.48 | 71.48 | 71.48 | 71.48 | 71.48 | 1975.26
CC | 2582.19 | 4093.48 | 4163.08 | 4163.08 | 4163.08 | 1580.89
CSP | 0 | 0 | 0 | 0 | 0 | 0
CT | 147.45 | 147.45 | 147.45 | 147.45 | 0 | 0
Coal | 796.63 | 796.63 | 796.63 | 796.63 | 796.63 | 796.63
Geo | 39.14 | 580.89 | 1735.04 | 1720.78 | 1695.9 | 1154.16
H | 0 | 0 | 0 | 0 | 110.42 | 110.42
LFG | 7.39 | 319.03 | 384.11 | 383.88 | 376.72 | 65.08
Nuc | 0 | 0 | 0 | 5410.42 | 22778.08 | 31536.09
PS | 0 | 0 | 0 | 0 | 0 | 0
PV | 44.56 | 44.56 | 44.56 | 44.56 | 0 | 0
PeakG | 0 | 0 | 0 | 0 | 0 | 0
PeakO | 0 | 0 | 0 | 0 | 0 | 0
ST | 306.41 | 571.15 | 638.75 | 581.2 | 1402.24 | 1440.93
STOG | 0 | 0 | 0 | 0 | 0 | 0
STWD | 0 | 0 | 0 | 0 | 0 | 0
WT | 761.07 | 4640.21 | 4640.21 | 11959.35 | 18459.36 | 15409.97
IGCC | 0 | 0 | 0 | 0 | 0 | 0
DemandResponse | 0 | 0 | 0 | 0 | 0 | 0
IGCC-CCS | 0 | 0 | 0 | 0 | 0 | 0
WT_off | 0 | 0 | 0 | 0 | 0 | 0
PseudoUnit | 0 | 0 | 0 | 0 | 0 | 0
FixedInterchange | 0 | 0 | 0 | 0 | 0 | 0
#13 | 0.01: Levelized Retrofit Capital Costs ($million)
Levelized Retrofit Capital Costs by Reporting Type: Entergy
ReportingType | 2015 | 2020 | 2025 | 2030 | 2035 | 2040
BM | 0 | 0 | 0 | 0 | 0 | 0
CC | 0 | 0 | 0 | 0 | 0 | 0
CSP | 0 | 0 | 0 | 0 | 0 | 0
CT | 0 | 0 | 0 | 0 | 0 | 0
Coal | 0 | 33.42 | 33.42 | 0 | 0 | 0
Geo | 0 | 0 | 0 | 0 | 0 | 0
H | 0 | 0 | 0 | 0 | 0 | 0
LFG | 0 | 0 | 0 | 0 | 0 | 0
Nuc | 0 | 0 | 0 | 0 | 0 | 0
PS | 0 | 0 | 0 | 0 | 0 | 0
PV | 0 | 0 | 0 | 0 | 0 | 0
PeakG | 0 | 0 | 0 | 0 | 0 | 0
PeakO | 0 | 0 | 0 | 0 | 0 | 0
ST | 0 | 0 | 0 | 0 | 0 | 0
STOG | 0 | 0 | 0 | 0 | 0 | 0
STWD | 0 | 0 | 0 | 0 | 0 | 0
WT | 0 | 0 | 0 | 0 | 0 | 0
IGCC | 0 | 0 | 0 | 0 | 0 | 0
DemandResponse | 0 | 0 | 0 | 0 | 0 | 0
IGCC-CCS | 0 | 0 | 0 | 0 | 0 | 0
WT_off | 0 | 0 | 0 | 0 | 0 | 0
PseudoUnit | 0 | 0 | 0 | 0 | 0 | 0
FixedInterchange | 0 | 0 | 0 | 0 | 0 | 0
Levelized Retrofit Capital Costs by Reporting Type: FRCC
ReportingType | 2015 | 2020 | 2025 | 2030 | 2035 | 2040
BM | 0 | 0 | 0 | 0 | 0 | 0
CC | 0 | 0 | 0 | 0 | 0 | 0
CSP | 0 | 0 | 0 | 0 | 0 | 0
CT | 0 | 0 | 0 | 0 | 0 | 0
Coal | 73.1 | 2.06 | 2.06 | 4.25 | 4.25 | 25.04
Geo | 0 | 0 | 0 | 0 | 0 | 0
H | 0 | 0 | 0 | 0 | 0 | 0
LFG | 0 | 0 | 0 | 0 | 0 | 0
Nuc | 0 | 0 | 0 | 0 | 0 | 0
PS | 0 | 0 | 0 | 0 | 0 | 0
PV | 0 | 0 | 0 | 0 | 0 | 0
PeakG | 0 | 0 | 0 | 0 | 0 | 0
PeakO | 0 | 0 | 0 | 0 | 0 | 0
ST | 0 | 0 | 0 | 0 | 0 | 0
STOG | 0 | 0 | 0 | 0 | 0 | 0
STWD | 0 | 0 | 0 | 0 | 0 | 0
WT | 0 | 0 | 0 | 0 | 0 | 0
IGCC | 0 | 0 | 0 | 0 | 0 | 0
DemandResponse | 0 | 0 | 0 | 0 | 0 | 0
IGCC-CCS | 0 | 0 | 0 | 0 | 0 | 0
WT_off | 0 | 0 | 0 | 0 | 0 | 0
PseudoUnit | 0 | 0 | 0 | 0 | 0 | 0
FixedInterchange | 0 | 0 | 0 | 0 | 0 | 0
Levelized Retrofit Capital Costs by Reporting Type: MAPP_US
ReportingType | 2015 | 2020 | 2025 | 2030 | 2035 | 2040
BM | 0 | 0 | 0 | 0 | 0 | 0
CC | 0 | 0 | 0 | 0 | 0 | 0
CSP | 0 | 0 | 0 | 0 | 0 | 0
CT | 0 | 0 | 0 | 0 | 0 | 0
Coal | 22.36 | 29.44 | 7.07 | 0 | 0 | 0
Geo | 0 | 0 | 0 | 0 | 0 | 0
H | 0 | 0 | 0 | 0 | 0 | 0
LFG | 0 | 0 | 0 | 0 | 0 | 0
Nuc | 0 | 0 | 0 | 0 | 0 | 0
PS | 0 | 0 | 0 | 0 | 0 | 0
PV | 0 | 0 | 0 | 0 | 0 | 0
PeakG | 0 | 0 | 0 | 0 | 0 | 0
PeakO | 0 | 0 | 0 | 0 | 0 | 0
ST | 0 | 0 | 0 | 0 | 0 | 0
STOG | 0 | 0 | 0 | 0 | 0 | 0
STWD | 0 | 0 | 0 | 0 | 0 | 0
WT | 0 | 0 | 0 | 0 | 0 | 0
IGCC | 0 | 0 | 0 | 0 | 0 | 0
DemandResponse | 0 | 0 | 0 | 0 | 0 | 0
IGCC-CCS | 0 | 0 | 0 | 0 | 0 | 0
WT_off | 0 | 0 | 0 | 0 | 0 | 0
PseudoUnit | 0 | 0 | 0 | 0 | 0 | 0
FixedInterchange | 0 | 0 | 0 | 0 | 0 | 0
Levelized Retrofit Capital Costs by Reporting Type: MISO_IN
ReportingType | 2015 | 2020 | 2025 | 2030 | 2035 | 2040
BM | 0 | 0 | 0 | 0 | 0 | 0
CC | 0 | 0 | 0 | 0 | 0 | 0
CSP | 0 | 0 | 0 | 0 | 0 | 0
CT | 0 | 0 | 0 | 0 | 0 | 0
Coal | 0 | 26.65 | 26.65 | 23.9 | 23.9 | 27.34
Geo | 0 | 0 | 0 | 0 | 0 | 0
H | 0 | 0 | 0 | 0 | 0 | 0
LFG | 0 | 0 | 0 | 0 | 0 | 0
Nuc | 0 | 0 | 0 | 0 | 0 | 0
PS | 0 | 0 | 0 | 0 | 0 | 0
PV | 0 | 0 | 0 | 0 | 0 | 0
PeakG | 0 | 0 | 0 | 0 | 0 | 0
PeakO | 0 | 0 | 0 | 0 | 0 | 0
ST | 0 | 0 | 0 | 0 | 0 | 0
STOG | 0 | 0 | 0 | 0 | 0 | 0
STWD | 0 | 0 | 0 | 0 | 0 | 0
WT | 0 | 0 | 0 | 0 | 0 | 0
IGCC | 0 | 0 | 0 | 0 | 0 | 0
DemandResponse | 0 | 0 | 0 | 0 | 0 | 0
IGCC-CCS | 0 | 0 | 0 | 0 | 0 | 0
WT_off | 0 | 0 | 0 | 0 | 0 | 0
PseudoUnit | 0 | 0 | 0 | 0 | 0 | 0
FixedInterchange | 0 | 0 | 0 | 0 | 0 | 0
Levelized Retrofit Capital Costs by Reporting Type: MISO_MI
ReportingType | 2015 | 2020 | 2025 | 2030 | 2035 | 2040
BM | 0 | 0 | 0 | 0 | 0 | 0
CC | 0 | 0 | 0 | 0 | 0 | 0
CSP | 0 | 0 | 0 | 0 | 0 | 0
CT | 0 | 0 | 0 | 0 | 0 | 0
Coal | 15.14 | 15.14 | 0 | 0 | 0 | 0
Geo | 0 | 0 | 0 | 0 | 0 | 0
H | 0 | 0 | 0 | 0 | 0 | 0
LFG | 0 | 0 | 0 | 0 | 0 | 0
Nuc | 0 | 0 | 0 | 0 | 0 | 0
PS | 0 | 0 | 0 | 0 | 0 | 0
PV | 0 | 0 | 0 | 0 | 0 | 0
PeakG | 0 | 0 | 0 | 0 | 0 | 0
PeakO | 0 | 0 | 0 | 0 | 0 | 0
ST | 0 | 0 | 0 | 0 | 0 | 0
STOG | 0 | 0 | 0 | 0 | 0 | 0
STWD | 0 | 0 | 0 | 0 | 0 | 0
WT | 0 | 0 | 0 | 0 | 0 | 0
IGCC | 0 | 0 | 0 | 0 | 0 | 0
DemandResponse | 0 | 0 | 0 | 0 | 0 | 0
IGCC-CCS | 0 | 0 | 0 | 0 | 0 | 0
WT_off | 0 | 0 | 0 | 0 | 0 | 0
PseudoUnit | 0 | 0 | 0 | 0 | 0 | 0
FixedInterchange | 0 | 0 | 0 | 0 | 0 | 0
Levelized Retrofit Capital Costs by Reporting Type: MISO_MO-IL
ReportingType | 2015 | 2020 | 2025 | 2030 | 2035 | 2040
BM | 0 | 0 | 0 | 0 | 0 | 0
CC | 0 | 0 | 0 | 0 | 0 | 0
CSP | 0 | 0 | 0 | 0 | 0 | 0
CT | 0 | 0 | 0 | 0 | 0 | 0
Coal | 9.29 | 0 | 0 | 8.78 | 22.59 | 22.71
Geo | 0 | 0 | 0 | 0 | 0 | 0
H | 0 | 0 | 0 | 0 | 0 | 0
LFG | 0 | 0 | 0 | 0 | 0 | 0
Nuc | 0 | 0 | 0 | 0 | 0 | 0
PS | 0 | 0 | 0 | 0 | 0 | 0
PV | 0 | 0 | 0 | 0 | 0 | 0
PeakG | 0 | 0 | 0 | 0 | 0 | 0
PeakO | 0 | 0 | 0 | 0 | 0 | 0
ST | 0 | 0 | 0 | 0 | 0 | 0
STOG | 0 | 0 | 0 | 0 | 0 | 0
STWD | 0 | 0 | 0 | 0 | 0 | 0
WT | 0 | 0 | 0 | 0 | 0 | 0
IGCC | 0 | 0 | 0 | 0 | 0 | 0
DemandResponse | 0 | 0 | 0 | 0 | 0 | 0
IGCC-CCS | 0 | 0 | 0 | 0 | 0 | 0
WT_off | 0 | 0 | 0 | 0 | 0 | 0
PseudoUnit | 0 | 0 | 0 | 0 | 0 | 0
FixedInterchange | 0 | 0 | 0 | 0 | 0 | 0
Levelized Retrofit Capital Costs by Reporting Type: MISO_W
ReportingType | 2015 | 2020 | 2025 | 2030 | 2035 | 2040
BM | 0 | 0 | 0 | 0 | 0 | 0
CC | 0 | 0 | 0 | 0 | 0 | 0
CSP | 0 | 0 | 0 | 0 | 0 | 0
CT | 0 | 0 | 0 | 0 | 0 | 0
Coal | 26.68 | 21.52 | 111.63 | 90.11 | 35.87 | 35.87
Geo | 0 | 0 | 0 | 0 | 0 | 0
H | 0 | 0 | 0 | 0 | 0 | 0
LFG | 0 | 0 | 0 | 0 | 0 | 0
Nuc | 0 | 0 | 0 | 0 | 0 | 0
PS | 0 | 0 | 0 | 0 | 0 | 0
PV | 0 | 0 | 0 | 0 | 0 | 0
PeakG | 0 | 0 | 0 | 0 | 0 | 0
PeakO | 0 | 0 | 0 | 0 | 0 | 0
ST | 0 | 0 | 0 | 0 | 0 | 0
STOG | 0 | 0 | 0 | 0 | 0 | 0
STWD | 0 | 0 | 0 | 0 | 0 | 0
WT | 0 | 0 | 0 | 0 | 0 | 0
IGCC | 0 | 0 | 0 | 0 | 0 | 0
DemandResponse | 0 | 0 | 0 | 0 | 0 | 0
IGCC-CCS | 0 | 0 | 0 | 0 | 0 | 0
WT_off | 0 | 0 | 0 | 0 | 0 | 0
PseudoUnit | 0 | 0 | 0 | 0 | 0 | 0
FixedInterchange | 0 | 0 | 0 | 0 | 0 | 0
Levelized Retrofit Capital Costs by Reporting Type: MISO_WUMS
ReportingType | 2015 | 2020 | 2025 | 2030 | 2035 | 2040
BM | 0 | 0 | 0 | 0 | 0 | 0
CC | 0 | 0 | 0 | 0 | 0 | 0
CSP | 0 | 0 | 0 | 0 | 0 | 0
CT | 0 | 0 | 0 | 0 | 0 | 0
Coal | 197.26 | 175.87 | 6.64 | 23.58 | 104.96 | 117.86
Geo | 0 | 0 | 0 | 0 | 0 | 0
H | 0 | 0 | 0 | 0 | 0 | 0
LFG | 0 | 0 | 0 | 0 | 0 | 0
Nuc | 0 | 0 | 0 | 0 | 0 | 0
PS | 0 | 0 | 0 | 0 | 0 | 0
PV | 0 | 0 | 0 | 0 | 0 | 0
PeakG | 0 | 0 | 0 | 0 | 0 | 0
PeakO | 0 | 0 | 0 | 0 | 0 | 0
ST | 0 | 0 | 0 | 0 | 0 | 0
STOG | 0 | 0 | 0 | 0 | 0 | 0
STWD | 0 | 0 | 0 | 0 | 0 | 0
WT | 0 | 0 | 0 | 0 | 0 | 0
IGCC | 0 | 0 | 0 | 0 | 0 | 0
DemandResponse | 0 | 0 | 0 | 0 | 0 | 0
IGCC-CCS | 0 | 0 | 0 | 0 | 0 | 0
WT_off | 0 | 0 | 0 | 0 | 0 | 0
PseudoUnit | 0 | 0 | 0 | 0 | 0 | 0
FixedInterchange | 0 | 0 | 0 | 0 | 0 | 0
Levelized Retrofit Capital Costs by Reporting Type: Nebraska
ReportingType | 2015 | 2020 | 2025 | 2030 | 2035 | 2040
BM | 0 | 0 | 0 | 0 | 0 | 0
CC | 0 | 0 | 0 | 0 | 0 | 0
CSP | 0 | 0 | 0 | 0 | 0 | 0
CT | 0 | 0 | 0 | 0 | 0 | 0
Coal | 0 | 0 | 50.67 | 50.67 | 29.32 | 29.32
Geo | 0 | 0 | 0 | 0 | 0 | 0
H | 0 | 0 | 0 | 0 | 0 | 0
LFG | 0 | 0 | 0 | 0 | 0 | 0
Nuc | 0 | 0 | 0 | 0 | 0 | 0
PS | 0 | 0 | 0 | 0 | 0 | 0
PV | 0 | 0 | 0 | 0 | 0 | 0
PeakG | 0 | 0 | 0 | 0 | 0 | 0
PeakO | 0 | 0 | 0 | 0 | 0 | 0
ST | 0 | 0 | 0 | 0 | 0 | 0
STOG | 0 | 0 | 0 | 0 | 0 | 0
STWD | 0 | 0 | 0 | 0 | 0 | 0
WT | 0 | 0 | 0 | 0 | 0 | 0
IGCC | 0 | 0 | 0 | 0 | 0 | 0
DemandResponse | 0 | 0 | 0 | 0 | 0 | 0
IGCC-CCS | 0 | 0 | 0 | 0 | 0 | 0
WT_off | 0 | 0 | 0 | 0 | 0 | 0
PseudoUnit | 0 | 0 | 0 | 0 | 0 | 0
FixedInterchange | 0 | 0 | 0 | 0 | 0 | 0
Levelized Retrofit Capital Costs by Reporting Type: NEISO
ReportingType | 2015 | 2020 | 2025 | 2030 | 2035 | 2040
BM | 0 | 0 | 0 | 0 | 0 | 0
CC | 0 | 0 | 0 | 0 | 0 | 0
CSP | 0 | 0 | 0 | 0 | 0 | 0
CT | 0 | 0 | 0 | 0 | 0 | 0
Coal | 29.15 | 29.15 | 0 | 0 | 0 | 0
Geo | 0 | 0 | 0 | 0 | 0 | 0
H | 0 | 0 | 0 | 0 | 0 | 0
LFG | 0 | 0 | 0 | 0 | 0 | 0
Nuc | 0 | 0 | 0 | 0 | 0 | 0
PS | 0 | 0 | 0 | 0 | 0 | 0
PV | 0 | 0 | 0 | 0 | 0 | 0
PeakG | 0 | 0 | 0 | 0 | 0 | 0
PeakO | 0 | 0 | 0 | 0 | 0 | 0
ST | 0 | 0 | 0 | 0 | 0 | 0
STOG | 0 | 0 | 0 | 0 | 0 | 0
STWD | 0 | 0 | 0 | 0 | 0 | 0
WT | 0 | 0 | 0 | 0 | 0 | 0
IGCC | 0 | 0 | 0 | 0 | 0 | 0
DemandResponse | 0 | 0 | 0 | 0 | 0 | 0
IGCC-CCS | 0 | 0 | 0 | 0 | 0 | 0
WT_off | 0 | 0 | 0 | 0 | 0 | 0
PseudoUnit | 0 | 0 | 0 | 0 | 0 | 0
FixedInterchange | 0 | 0 | 0 | 0 | 0 | 0
Levelized Retrofit Capital Costs by Reporting Type: NonRTO_Midwest
ReportingType | 2015 | 2020 | 2025 | 2030 | 2035 | 2040
BM | 0 | 0 | 0 | 0 | 0 | 0
CC | 0 | 0 | 0 | 0 | 0 | 0
CSP | 0 | 0 | 0 | 0 | 0 | 0
CT | 0 | 0 | 0 | 0 | 0 | 0
Coal | 165.72 | 150.07 | 40.78 | 60.01 | 84.73 | 114.35
Geo | 0 | 0 | 0 | 0 | 0 | 0
H | 0 | 0 | 0 | 0 | 0 | 0
LFG | 0 | 0 | 0 | 0 | 0 | 0
Nuc | 0 | 0 | 0 | 0 | 0 | 0
PS | 0 | 0 | 0 | 0 | 0 | 0
PV | 0 | 0 | 0 | 0 | 0 | 0
PeakG | 0 | 0 | 0 | 0 | 0 | 0
PeakO | 0 | 0 | 0 | 0 | 0 | 0
ST | 0 | 0 | 0 | 0 | 0 | 0
STOG | 0 | 0 | 0 | 0 | 0 | 0
STWD | 0 | 0 | 0 | 0 | 0 | 0
WT | 0 | 0 | 0 | 0 | 0 | 0
IGCC | 0 | 0 | 0 | 0 | 0 | 0
DemandResponse | 0 | 0 | 0 | 0 | 0 | 0
IGCC-CCS | 0 | 0 | 0 | 0 | 0 | 0
WT_off | 0 | 0 | 0 | 0 | 0 | 0
PseudoUnit | 0 | 0 | 0 | 0 | 0 | 0
FixedInterchange | 0 | 0 | 0 | 0 | 0 | 0
Levelized Retrofit Capital Costs by Reporting Type: NYISO_A-F
ReportingType | 2015 | 2020 | 2025 | 2030 | 2035 | 2040
BM | 0 | 0 | 0 | 0 | 0 | 0
CC | 0 | 0 | 0 | 0 | 0 | 0
CSP | 0 | 0 | 0 | 0 | 0 | 0
CT | 0 | 0 | 0 | 0 | 0 | 0
Coal | 0 | 0 | 0 | 0 | 0 | 0
Geo | 0 | 0 | 0 | 0 | 0 | 0
H | 0 | 0 | 0 | 0 | 0 | 0
LFG | 0 | 0 | 0 | 0 | 0 | 0
Nuc | 0 | 0 | 0 | 0 | 0 | 0
PS | 0 | 0 | 0 | 0 | 0 | 0
PV | 0 | 0 | 0 | 0 | 0 | 0
PeakG | 0 | 0 | 0 | 0 | 0 | 0
PeakO | 0 | 0 | 0 | 0 | 0 | 0
ST | 0 | 0 | 0 | 0 | 0 | 0
STOG | 0 | 0 | 0 | 0 | 0 | 0
STWD | 0 | 0 | 0 | 0 | 0 | 0
WT | 0 | 0 | 0 | 0 | 0 | 0
IGCC | 0 | 0 | 0 | 0 | 0 | 0
DemandResponse | 0 | 0 | 0 | 0 | 0 | 0
IGCC-CCS | 0 | 0 | 0 | 0 | 0 | 0
WT_off | 0 | 0 | 0 | 0 | 0 | 0
PseudoUnit | 0 | 0 | 0 | 0 | 0 | 0
FixedInterchange | 0 | 0 | 0 | 0 | 0 | 0
Levelized Retrofit Capital Costs by Reporting Type: NYISO_G-I
ReportingType | 2015 | 2020 | 2025 | 2030 | 2035 | 2040
BM | 0 | 0 | 0 | 0 | 0 | 0
CC | 0 | 0 | 0 | 0 | 0 | 0
CSP | 0 | 0 | 0 | 0 | 0 | 0
CT | 0 | 0 | 0 | 0 | 0 | 0
Coal | 0 | 0 | 0 | 0 | 0 | 0
Geo | 0 | 0 | 0 | 0 | 0 | 0
H | 0 | 0 | 0 | 0 | 0 | 0
LFG | 0 | 0 | 0 | 0 | 0 | 0
Nuc | 0 | 0 | 0 | 0 | 0 | 0
PS | 0 | 0 | 0 | 0 | 0 | 0
PV | 0 | 0 | 0 | 0 | 0 | 0
PeakG | 0 | 0 | 0 | 0 | 0 | 0
PeakO | 0 | 0 | 0 | 0 | 0 | 0
ST | 0 | 0 | 0 | 0 | 0 | 0
STOG | 0 | 0 | 0 | 0 | 0 | 0
STWD | 0 | 0 | 0 | 0 | 0 | 0
WT | 0 | 0 | 0 | 0 | 0 | 0
IGCC | 0 | 0 | 0 | 0 | 0 | 0
DemandResponse | 0 | 0 | 0 | 0 | 0 | 0
IGCC-CCS | 0 | 0 | 0 | 0 | 0 | 0
WT_off | 0 | 0 | 0 | 0 | 0 | 0
PseudoUnit | 0 | 0 | 0 | 0 | 0 | 0
FixedInterchange | 0 | 0 | 0 | 0 | 0 | 0
Levelized Retrofit Capital Costs by Reporting Type: NYISO_J-K
ReportingType | 2015 | 2020 | 2025 | 2030 | 2035 | 2040
BM | 0 | 0 | 0 | 0 | 0 | 0
CC | 0 | 0 | 0 | 0 | 0 | 0
CSP | 0 | 0 | 0 | 0 | 0 | 0
CT | 0 | 0 | 0 | 0 | 0 | 0
Coal | 0 | 0 | 0 | 0 | 0 | 0
Geo | 0 | 0 | 0 | 0 | 0 | 0
H | 0 | 0 | 0 | 0 | 0 | 0
LFG | 0 | 0 | 0 | 0 | 0 | 0
Nuc | 0 | 0 | 0 | 0 | 0 | 0
PS | 0 | 0 | 0 | 0 | 0 | 0
PV | 0 | 0 | 0 | 0 | 0 | 0
PeakG | 0 | 0 | 0 | 0 | 0 | 0
PeakO | 0 | 0 | 0 | 0 | 0 | 0
ST | 0 | 0 | 0 | 0 | 0 | 0
STOG | 0 | 0 | 0 | 0 | 0 | 0
STWD | 0 | 0 | 0 | 0 | 0 | 0
WT | 0 | 0 | 0 | 0 | 0 | 0
IGCC | 0 | 0 | 0 | 0 | 0 | 0
DemandResponse | 0 | 0 | 0 | 0 | 0 | 0
IGCC-CCS | 0 | 0 | 0 | 0 | 0 | 0
WT_off | 0 | 0 | 0 | 0 | 0 | 0
PseudoUnit | 0 | 0 | 0 | 0 | 0 | 0
FixedInterchange | 0 | 0 | 0 | 0 | 0 | 0
Levelized Retrofit Capital Costs by Reporting Type: PJM_E
ReportingType | 2015 | 2020 | 2025 | 2030 | 2035 | 2040
BM | 0 | 0 | 0 | 0 | 0 | 0
CC | 0 | 0 | 0 | 0 | 0 | 0
CSP | 0 | 0 | 0 | 0 | 0 | 0
CT | 0 | 0 | 0 | 0 | 0 | 0
Coal | 22.45 | 22.45 | 0 | 0 | 0 | 0
Geo | 0 | 0 | 0 | 0 | 0 | 0
H | 0 | 0 | 0 | 0 | 0 | 0
LFG | 0 | 0 | 0 | 0 | 0 | 0
Nuc | 0 | 0 | 0 | 0 | 0 | 0
PS | 0 | 0 | 0 | 0 | 0 | 0
PV | 0 | 0 | 0 | 0 | 0 | 0
PeakG | 0 | 0 | 0 | 0 | 0 | 0
PeakO | 0 | 0 | 0 | 0 | 0 | 0
ST | 0 | 0 | 0 | 0 | 0 | 0
STOG | 0 | 0 | 0 | 0 | 0 | 0
STWD | 0 | 0 | 0 | 0 | 0 | 0
WT | 0 | 0 | 0 | 0 | 0 | 0
IGCC | 0 | 0 | 0 | 0 | 0 | 0
DemandResponse | 0 | 0 | 0 | 0 | 0 | 0
IGCC-CCS | 0 | 0 | 0 | 0 | 0 | 0
WT_off | 0 | 0 | 0 | 0 | 0 | 0
PseudoUnit | 0 | 0 | 0 | 0 | 0 | 0
FixedInterchange | 0 | 0 | 0 | 0 | 0 | 0
Levelized Retrofit Capital Costs by Reporting Type: PJM_ROM
ReportingType | 2015 | 2020 | 2025 | 2030 | 2035 | 2040
BM | 0 | 0 | 0 | 0 | 0 | 0
CC | 0 | 0 | 0 | 0 | 0 | 0
CSP | 0 | 0 | 0 | 0 | 0 | 0
CT | 0 | 0 | 0 | 0 | 0 | 0
Coal | 14.63 | 0.53 | 0.53 | 0 | 0 | 0
Geo | 0 | 0 | 0 | 0 | 0 | 0
H | 0 | 0 | 0 | 0 | 0 | 0
LFG | 0 | 0 | 0 | 0 | 0 | 0
Nuc | 0 | 0 | 0 | 0 | 0 | 0
PS | 0 | 0 | 0 | 0 | 0 | 0
PV | 0 | 0 | 0 | 0 | 0 | 0
PeakG | 0 | 0 | 0 | 0 | 0 | 0
PeakO | 0 | 0 | 0 | 0 | 0 | 0
ST | 0 | 0 | 0 | 0 | 0 | 0
STOG | 0 | 0 | 0 | 0 | 0 | 0
STWD | 0 | 0 | 0 | 0 | 0 | 0
WT | 0 | 0 | 0 | 0 | 0 | 0
IGCC | 0 | 0 | 0 | 0 | 0 | 0
DemandResponse | 0 | 0 | 0 | 0 | 0 | 0
IGCC-CCS | 0 | 0 | 0 | 0 | 0 | 0
WT_off | 0 | 0 | 0 | 0 | 0 | 0
PseudoUnit | 0 | 0 | 0 | 0 | 0 | 0
FixedInterchange | 0 | 0 | 0 | 0 | 0 | 0
Levelized Retrofit Capital Costs by Reporting Type: PJM_ROR
ReportingType | 2015 | 2020 | 2025 | 2030 | 2035 | 2040
BM | 0 | 0 | 0 | 0 | 0 | 0
CC | 0 | 0 | 0 | 0 | 0 | 0
CSP | 0 | 0 | 0 | 0 | 0 | 0
CT | 0 | 0 | 0 | 0 | 0 | 0
Coal | 46.99 | 74.59 | 104.64 | 57.08 | 116.38 | 147.64
Geo | 0 | 0 | 0 | 0 | 0 | 0
H | 0 | 0 | 0 | 0 | 0 | 0
LFG | 0 | 0 | 0 | 0 | 0 | 0
Nuc | 0 | 0 | 0 | 0 | 0 | 0
PS | 0 | 0 | 0 | 0 | 0 | 0
PV | 0 | 0 | 0 | 0 | 0 | 0
PeakG | 0 | 0 | 0 | 0 | 0 | 0
PeakO | 0 | 0 | 0 | 0 | 0 | 0
ST | 0 | 0 | 0 | 0 | 0 | 0
STOG | 0 | 0 | 0 | 0 | 0 | 0
STWD | 0 | 0 | 0 | 0 | 0 | 0
WT | 0 | 0 | 0 | 0 | 0 | 0
IGCC | 0 | 0 | 0 | 0 | 0 | 0
DemandResponse | 0 | 0 | 0 | 0 | 0 | 0
IGCC-CCS | 0 | 0 | 0 | 0 | 0 | 0
WT_off | 0 | 0 | 0 | 0 | 0 | 0
PseudoUnit | 0 | 0 | 0 | 0 | 0 | 0
FixedInterchange | 0 | 0 | 0 | 0 | 0 | 0
Levelized Retrofit Capital Costs by Reporting Type: SOCO
ReportingType | 2015 | 2020 | 2025 | 2030 | 2035 | 2040
BM | 0 | 0 | 0 | 0 | 0 | 0
CC | 0 | 0 | 0 | 0 | 0 | 0
CSP | 0 | 0 | 0 | 0 | 0 | 0
CT | 0 | 0 | 0 | 0 | 0 | 0
Coal | 400.34 | 407.38 | 84.91 | 77.87 | 63.69 | 63.69
Geo | 0 | 0 | 0 | 0 | 0 | 0
H | 0 | 0 | 0 | 0 | 0 | 0
LFG | 0 | 0 | 0 | 0 | 0 | 0
Nuc | 0 | 0 | 0 | 0 | 0 | 0
PS | 0 | 0 | 0 | 0 | 0 | 0
PV | 0 | 0 | 0 | 0 | 0 | 0
PeakG | 0 | 0 | 0 | 0 | 0 | 0
PeakO | 0 | 0 | 0 | 0 | 0 | 0
ST | 0 | 0 | 0 | 0 | 0 | 0
STOG | 0 | 0 | 0 | 0 | 0 | 0
STWD | 0 | 0 | 0 | 0 | 0 | 0
WT | 0 | 0 | 0 | 0 | 0 | 0
IGCC | 0 | 0 | 0 | 0 | 0 | 0
DemandResponse | 0 | 0 | 0 | 0 | 0 | 0
IGCC-CCS | 0 | 0 | 0 | 0 | 0 | 0
WT_off | 0 | 0 | 0 | 0 | 0 | 0
PseudoUnit | 0 | 0 | 0 | 0 | 0 | 0
FixedInterchange | 0 | 0 | 0 | 0 | 0 | 0
Levelized Retrofit Capital Costs by Reporting Type: SPP_N
ReportingType | 2015 | 2020 | 2025 | 2030 | 2035 | 2040
BM | 0 | 0 | 0 | 0 | 0 | 0
CC | 0 | 0 | 0 | 0 | 0 | 0
CSP | 0 | 0 | 0 | 0 | 0 | 0
CT | 0 | 0 | 0 | 0 | 0 | 0
Coal | 0 | 32.52 | 32.52 | 0 | 0 | 0
Geo | 0 | 0 | 0 | 0 | 0 | 0
H | 0 | 0 | 0 | 0 | 0 | 0
LFG | 0 | 0 | 0 | 0 | 0 | 0
Nuc | 0 | 0 | 0 | 0 | 0 | 0
PS | 0 | 0 | 0 | 0 | 0 | 0
PV | 0 | 0 | 0 | 0 | 0 | 0
PeakG | 0 | 0 | 0 | 0 | 0 | 0
PeakO | 0 | 0 | 0 | 0 | 0 | 0
ST | 0 | 0 | 0 | 0 | 0 | 0
STOG | 0 | 0 | 0 | 0 | 0 | 0
STWD | 0 | 0 | 0 | 0 | 0 | 0
WT | 0 | 0 | 0 | 0 | 0 | 0
IGCC | 0 | 0 | 0 | 0 | 0 | 0
DemandResponse | 0 | 0 | 0 | 0 | 0 | 0
IGCC-CCS | 0 | 0 | 0 | 0 | 0 | 0
WT_off | 0 | 0 | 0 | 0 | 0 | 0
PseudoUnit | 0 | 0 | 0 | 0 | 0 | 0
FixedInterchange | 0 | 0 | 0 | 0 | 0 | 0
Levelized Retrofit Capital Costs by Reporting Type: SPP_S
ReportingType | 2015 | 2020 | 2025 | 2030 | 2035 | 2040
BM | 0 | 0 | 0 | 0 | 0 | 0
CC | 0 | 0 | 0 | 0 | 0 | 0
CSP | 0 | 0 | 0 | 0 | 0 | 0
CT | 0 | 0 | 0 | 0 | 0 | 0
Coal | 0 | 97.39 | 97.39 | 0 | 0 | 0
Geo | 0 | 0 | 0 | 0 | 0 | 0
H | 0 | 0 | 0 | 0 | 0 | 0
LFG | 0 | 0 | 0 | 0 | 0 | 0
Nuc | 0 | 0 | 0 | 0 | 0 | 0
PS | 0 | 0 | 0 | 0 | 0 | 0
PV | 0 | 0 | 0 | 0 | 0 | 0
PeakG | 0 | 0 | 0 | 0 | 0 | 0
PeakO | 0 | 0 | 0 | 0 | 0 | 0
ST | 0 | 0 | 0 | 0 | 0 | 0
STOG | 0 | 0 | 0 | 0 | 0 | 0
STWD | 0 | 0 | 0 | 0 | 0 | 0
WT | 0 | 0 | 0 | 0 | 0 | 0
IGCC | 0 | 0 | 0 | 0 | 0 | 0
DemandResponse | 0 | 0 | 0 | 0 | 0 | 0
IGCC-CCS | 0 | 0 | 0 | 0 | 0 | 0
WT_off | 0 | 0 | 0 | 0 | 0 | 0
PseudoUnit | 0 | 0 | 0 | 0 | 0 | 0
FixedInterchange | 0 | 0 | 0 | 0 | 0 | 0
Levelized Retrofit Capital Costs by Reporting Type: TVA
ReportingType | 2015 | 2020 | 2025 | 2030 | 2035 | 2040
BM | 0 | 0 | 0 | 0 | 0 | 0
CC | 0 | 0 | 0 | 0 | 0 | 0
CSP | 0 | 0 | 0 | 0 | 0 | 0
CT | 0 | 0 | 0 | 0 | 0 | 0
Coal | 0 | 24.37 | 24.37 | 0 | 0 | 0
Geo | 0 | 0 | 0 | 0 | 0 | 0
H | 0 | 0 | 0 | 0 | 0 | 0
LFG | 0 | 0 | 0 | 0 | 0 | 0
Nuc | 0 | 0 | 0 | 0 | 0 | 0
PS | 0 | 0 | 0 | 0 | 0 | 0
PV | 0 | 0 | 0 | 0 | 0 | 0
PeakG | 0 | 0 | 0 | 0 | 0 | 0
PeakO | 0 | 0 | 0 | 0 | 0 | 0
ST | 0 | 0 | 0 | 0 | 0 | 0
STOG | 0 | 0 | 0 | 0 | 0 | 0
STWD | 0 | 0 | 0 | 0 | 0 | 0
WT | 0 | 0 | 0 | 0 | 0 | 0
IGCC | 0 | 0 | 0 | 0 | 0 | 0
DemandResponse | 0 | 0 | 0 | 0 | 0 | 0
IGCC-CCS | 0 | 0 | 0 | 0 | 0 | 0
WT_off | 0 | 0 | 0 | 0 | 0 | 0
PseudoUnit | 0 | 0 | 0 | 0 | 0 | 0
FixedInterchange | 0 | 0 | 0 | 0 | 0 | 0
Levelized Retrofit Capital Costs by Reporting Type: TVA_Transmission
ReportingType | 2015 | 2020 | 2025 | 2030 | 2035 | 2040
BM | 0 | 0 | 0 | 0 | 0 | 0
CC | 0 | 0 | 0 | 0 | 0 | 0
CSP | 0 | 0 | 0 | 0 | 0 | 0
CT | 0 | 0 | 0 | 0 | 0 | 0
Coal | 0 | 0 | 0 | 0 | 0 | 0
Geo | 0 | 0 | 0 | 0 | 0 | 0
H | 0 | 0 | 0 | 0 | 0 | 0
LFG | 0 | 0 | 0 | 0 | 0 | 0
Nuc | 0 | 0 | 0 | 0 | 0 | 0
PS | 0 | 0 | 0 | 0 | 0 | 0
PV | 0 | 0 | 0 | 0 | 0 | 0
PeakG | 0 | 0 | 0 | 0 | 0 | 0
PeakO | 0 | 0 | 0 | 0 | 0 | 0
ST | 0 | 0 | 0 | 0 | 0 | 0
STOG | 0 | 0 | 0 | 0 | 0 | 0
STWD | 0 | 0 | 0 | 0 | 0 | 0
WT | 0 | 0 | 0 | 0 | 0 | 0
IGCC | 0 | 0 | 0 | 0 | 0 | 0
DemandResponse | 0 | 0 | 0 | 0 | 0 | 0
IGCC-CCS | 0 | 0 | 0 | 0 | 0 | 0
WT_off | 0 | 0 | 0 | 0 | 0 | 0
PseudoUnit | 0 | 0 | 0 | 0 | 0 | 0
FixedInterchange | 0 | 0 | 0 | 0 | 0 | 0
Levelized Retrofit Capital Costs by Reporting Type: VACAR
ReportingType | 2015 | 2020 | 2025 | 2030 | 2035 | 2040
BM | 0 | 0 | 0 | 0 | 0 | 0
CC | 0 | 0 | 0 | 0 | 0 | 0
CSP | 0 | 0 | 0 | 0 | 0 | 0
CT | 0 | 0 | 0 | 0 | 0 | 0
Coal | 0 | 18.33 | 57.05 | 68.54 | 95.7 | 114.13
Geo | 0 | 0 | 0 | 0 | 0 | 0
H | 0 | 0 | 0 | 0 | 0 | 0
LFG | 0 | 0 | 0 | 0 | 0 | 0
Nuc | 0 | 0 | 0 | 0 | 0 | 0
PS | 0 | 0 | 0 | 0 | 0 | 0
PV | 0 | 0 | 0 | 0 | 0 | 0
PeakG | 0 | 0 | 0 | 0 | 0 | 0
PeakO | 0 | 0 | 0 | 0 | 0 | 0
ST | 0 | 0 | 0 | 0 | 0 | 0
STOG | 0 | 0 | 0 | 0 | 0 | 0
STWD | 0 | 0 | 0 | 0 | 0 | 0
WT | 0 | 0 | 0 | 0 | 0 | 0
IGCC | 0 | 0 | 0 | 0 | 0 | 0
DemandResponse | 0 | 0 | 0 | 0 | 0 | 0
IGCC-CCS | 0 | 0 | 0 | 0 | 0 | 0
WT_off | 0 | 0 | 0 | 0 | 0 | 0
PseudoUnit | 0 | 0 | 0 | 0 | 0 | 0
FixedInterchange | 0 | 0 | 0 | 0 | 0 | 0
Levelized Retrofit Capital Costs by Reporting Type: IESO
ReportingType | 2015 | 2020 | 2025 | 2030 | 2035 | 2040
BM | 0 | 0 | 0 | 0 | 0 | 0
CC | 0 | 0 | 0 | 0 | 0 | 0
CSP | 0 | 0 | 0 | 0 | 0 | 0
CT | 0 | 0 | 0 | 0 | 0 | 0
Coal | 0 | 0 | 0 | 0 | 0 | 0
Geo | 0 | 0 | 0 | 0 | 0 | 0
H | 0 | 0 | 0 | 0 | 0 | 0
LFG | 0 | 0 | 0 | 0 | 0 | 0
Nuc | 0 | 0 | 0 | 0 | 0 | 0
PS | 0 | 0 | 0 | 0 | 0 | 0
PV | 0 | 0 | 0 | 0 | 0 | 0
PeakG | 0 | 0 | 0 | 0 | 0 | 0
PeakO | 0 | 0 | 0 | 0 | 0 | 0
ST | 0 | 0 | 0 | 0 | 0 | 0
STOG | 0 | 0 | 0 | 0 | 0 | 0
STWD | 0 | 0 | 0 | 0 | 0 | 0
WT | 0 | 0 | 0 | 0 | 0 | 0
IGCC | 0 | 0 | 0 | 0 | 0 | 0
DemandResponse | 0 | 0 | 0 | 0 | 0 | 0
IGCC-CCS | 0 | 0 | 0 | 0 | 0 | 0
WT_off | 0 | 0 | 0 | 0 | 0 | 0
PseudoUnit | 0 | 0 | 0 | 0 | 0 | 0
FixedInterchange | 0 | 0 | 0 | 0 | 0 | 0
Levelized Retrofit Capital Costs by Reporting Type: MAPP_CA
ReportingType | 2015 | 2020 | 2025 | 2030 | 2035 | 2040
BM | 0 | 0 | 0 | 0 | 0 | 0
CC | 0 | 0 | 0 | 0 | 0 | 0
CSP | 0 | 0 | 0 | 0 | 0 | 0
CT | 0 | 0 | 0 | 0 | 0 | 0
Coal | 0 | 0 | 0 | 0 | 0 | 0
Geo | 0 | 0 | 0 | 0 | 0 | 0
H | 0 | 0 | 0 | 0 | 0 | 0
LFG | 0 | 0 | 0 | 0 | 0 | 0
Nuc | 0 | 0 | 0 | 0 | 0 | 0
PS | 0 | 0 | 0 | 0 | 0 | 0
PV | 0 | 0 | 0 | 0 | 0 | 0
PeakG | 0 | 0 | 0 | 0 | 0 | 0
PeakO | 0 | 0 | 0 | 0 | 0 | 0
ST | 0 | 0 | 0 | 0 | 0 | 0
STOG | 0 | 0 | 0 | 0 | 0 | 0
STWD | 0 | 0 | 0 | 0 | 0 | 0
WT | 0 | 0 | 0 | 0 | 0 | 0
IGCC | 0 | 0 | 0 | 0 | 0 | 0
DemandResponse | 0 | 0 | 0 | 0 | 0 | 0
IGCC-CCS | 0 | 0 | 0 | 0 | 0 | 0
WT_off | 0 | 0 | 0 | 0 | 0 | 0
PseudoUnit | 0 | 0 | 0 | 0 | 0 | 0
FixedInterchange | 0 | 0 | 0 | 0 | 0 | 0
Levelized Retrofit Capital Costs by Reporting Type: AZ_NM_SNV_Coal
ReportingType | 2015 | 2020 | 2025 | 2030 | 2035 | 2040
BM | 0 | 0 | 0 | 0 | 0 | 0
CC | 0 | 0 | 0 | 0 | 0 | 0
CSP | 0 | 0 | 0 | 0 | 0 | 0
CT | 0 | 0 | 0 | 0 | 0 | 0
Coal | 49.67 | 57.86 | 24.93 | 0 | 5.59 | 45.05
Geo | 0 | 0 | 0 | 0 | 0 | 0
H | 0 | 0 | 0 | 0 | 0 | 0
LFG | 0 | 0 | 0 | 0 | 0 | 0
Nuc | 0 | 0 | 0 | 0 | 0 | 0
PS | 0 | 0 | 0 | 0 | 0 | 0
PV | 0 | 0 | 0 | 0 | 0 | 0
PeakG | 0 | 0 | 0 | 0 | 0 | 0
PeakO | 0 | 0 | 0 | 0 | 0 | 0
ST | 0 | 0 | 0 | 0 | 0 | 0
STOG | 0 | 0 | 0 | 0 | 0 | 0
STWD | 0 | 0 | 0 | 0 | 0 | 0
WT | 0 | 0 | 0 | 0 | 0 | 0
IGCC | 0 | 0 | 0 | 0 | 0 | 0
DemandResponse | 0 | 0 | 0 | 0 | 0 | 0
IGCC-CCS | 0 | 0 | 0 | 0 | 0 | 0
WT_off | 0 | 0 | 0 | 0 | 0 | 0
PseudoUnit | 0 | 0 | 0 | 0 | 0 | 0
FixedInterchange | 0 | 0 | 0 | 0 | 0 | 0
Levelized Retrofit Capital Costs by Reporting Type: AZ_NM_SNV_Gas
ReportingType | 2015 | 2020 | 2025 | 2030 | 2035 | 2040
BM | 0 | 0 | 0 | 0 | 0 | 0
CC | 0 | 0 | 0 | 0 | 0 | 0
CSP | 0 | 0 | 0 | 0 | 0 | 0
CT | 0 | 0 | 0 | 0 | 0 | 0
Coal | 0 | 0 | 0 | 0 | 0 | 0
Geo | 0 | 0 | 0 | 0 | 0 | 0
H | 0 | 0 | 0 | 0 | 0 | 0
LFG | 0 | 0 | 0 | 0 | 0 | 0
Nuc | 0 | 0 | 0 | 0 | 0 | 0
PS | 0 | 0 | 0 | 0 | 0 | 0
PV | 0 | 0 | 0 | 0 | 0 | 0
PeakG | 0 | 0 | 0 | 0 | 0 | 0
PeakO | 0 | 0 | 0 | 0 | 0 | 0
ST | 0 | 0 | 0 | 0 | 0 | 0
STOG | 0 | 0 | 0 | 0 | 0 | 0
STWD | 0 | 0 | 0 | 0 | 0 | 0
WT | 0 | 0 | 0 | 0 | 0 | 0
IGCC | 0 | 0 | 0 | 0 | 0 | 0
DemandResponse | 0 | 0 | 0 | 0 | 0 | 0
IGCC-CCS | 0 | 0 | 0 | 0 | 0 | 0
WT_off | 0 | 0 | 0 | 0 | 0 | 0
PseudoUnit | 0 | 0 | 0 | 0 | 0 | 0
FixedInterchange | 0 | 0 | 0 | 0 | 0 | 0
Levelized Retrofit Capital Costs by Reporting Type: AZ_NM_SNV_NucRenew
ReportingType | 2015 | 2020 | 2025 | 2030 | 2035 | 2040
BM | 0 | 0 | 0 | 0 | 0 | 0
CC | 0 | 0 | 0 | 0 | 0 | 0
CSP | 0 | 0 | 0 | 0 | 0 | 0
CT | 0 | 0 | 0 | 0 | 0 | 0
Coal | 0 | 0 | 0 | 0 | 0 | 0
Geo | 0 | 0 | 0 | 0 | 0 | 0
H | 0 | 0 | 0 | 0 | 0 | 0
LFG | 0 | 0 | 0 | 0 | 0 | 0
Nuc | 0 | 0 | 0 | 0 | 0 | 0
PS | 0 | 0 | 0 | 0 | 0 | 0
PV | 0 | 0 | 0 | 0 | 0 | 0
PeakG | 0 | 0 | 0 | 0 | 0 | 0
PeakO | 0 | 0 | 0 | 0 | 0 | 0
ST | 0 | 0 | 0 | 0 | 0 | 0
STOG | 0 | 0 | 0 | 0 | 0 | 0
STWD | 0 | 0 | 0 | 0 | 0 | 0
WT | 0 | 0 | 0 | 0 | 0 | 0
IGCC | 0 | 0 | 0 | 0 | 0 | 0
DemandResponse | 0 | 0 | 0 | 0 | 0 | 0
IGCC-CCS | 0 | 0 | 0 | 0 | 0 | 0
WT_off | 0 | 0 | 0 | 0 | 0 | 0
PseudoUnit | 0 | 0 | 0 | 0 | 0 | 0
FixedInterchange | 0 | 0 | 0 | 0 | 0 | 0
Levelized Retrofit Capital Costs by Reporting Type: ERCOT
ReportingType | 2015 | 2020 | 2025 | 2030 | 2035 | 2040
BM | 0 | 0 | 0 | 0 | 0 | 0
CC | 0 | 0 | 0 | 0 | 0 | 0
CSP | 0 | 0 | 0 | 0 | 0 | 0
CT | 0 | 0 | 0 | 0 | 0 | 0
Coal | 82.51 | 0 | 83.57 | 83.57 | 40.05 | 40.05
Geo | 0 | 0 | 0 | 0 | 0 | 0
H | 0 | 0 | 0 | 0 | 0 | 0
LFG | 0 | 0 | 0 | 0 | 0 | 0
Nuc | 0 | 0 | 0 | 0 | 0 | 0
PS | 0 | 0 | 0 | 0 | 0 | 0
PV | 0 | 0 | 0 | 0 | 0 | 0
PeakG | 0 | 0 | 0 | 0 | 0 | 0
PeakO | 0 | 0 | 0 | 0 | 0 | 0
ST | 0 | 0 | 0 | 0 | 0 | 0
STOG | 0 | 0 | 0 | 0 | 0 | 0
STWD | 0 | 0 | 0 | 0 | 0 | 0
WT | 0 | 0 | 0 | 0 | 0 | 0
IGCC | 0 | 0 | 0 | 0 | 0 | 0
DemandResponse | 0 | 0 | 0 | 0 | 0 | 0
IGCC-CCS | 0 | 0 | 0 | 0 | 0 | 0
WT_off | 0 | 0 | 0 | 0 | 0 | 0
PseudoUnit | 0 | 0 | 0 | 0 | 0 | 0
FixedInterchange | 0 | 0 | 0 | 0 | 0 | 0
Levelized Retrofit Capital Costs by Reporting Type: NP15
ReportingType | 2015 | 2020 | 2025 | 2030 | 2035 | 2040
BM | 0 | 0 | 0 | 0 | 0 | 0
CC | 0 | 0 | 0 | 0 | 0 | 0
CSP | 0 | 0 | 0 | 0 | 0 | 0
CT | 0 | 0 | 0 | 0 | 0 | 0
Coal | 0 | 0 | 0 | 0 | 0 | 0
Geo | 0 | 0 | 0 | 0 | 0 | 0
H | 0 | 0 | 0 | 0 | 0 | 0
LFG | 0 | 0 | 0 | 0 | 0 | 0
Nuc | 0 | 0 | 0 | 0 | 0 | 0
PS | 0 | 0 | 0 | 0 | 0 | 0
PV | 0 | 0 | 0 | 0 | 0 | 0
PeakG | 0 | 0 | 0 | 0 | 0 | 0
PeakO | 0 | 0 | 0 | 0 | 0 | 0
ST | 0 | 0 | 0 | 0 | 0 | 0
STOG | 0 | 0 | 0 | 0 | 0 | 0
STWD | 0 | 0 | 0 | 0 | 0 | 0
WT | 0 | 0 | 0 | 0 | 0 | 0
IGCC | 0 | 0 | 0 | 0 | 0 | 0
DemandResponse | 0 | 0 | 0 | 0 | 0 | 0
IGCC-CCS | 0 | 0 | 0 | 0 | 0 | 0
WT_off | 0 | 0 | 0 | 0 | 0 | 0
PseudoUnit | 0 | 0 | 0 | 0 | 0 | 0
FixedInterchange | 0 | 0 | 0 | 0 | 0 | 0
Levelized Retrofit Capital Costs by Reporting Type: NWPP_Coal
ReportingType | 2015 | 2020 | 2025 | 2030 | 2035 | 2040
BM | 0 | 0 | 0 | 0 | 0 | 0
CC | 0 | 0 | 0 | 0 | 0 | 0
CSP | 0 | 0 | 0 | 0 | 0 | 0
CT | 0 | 0 | 0 | 0 | 0 | 0
Coal | 0 | 71.6 | 71.6 | 0 | 0 | 0
Geo | 0 | 0 | 0 | 0 | 0 | 0
H | 0 | 0 | 0 | 0 | 0 | 0
LFG | 0 | 0 | 0 | 0 | 0 | 0
Nuc | 0 | 0 | 0 | 0 | 0 | 0
PS | 0 | 0 | 0 | 0 | 0 | 0
PV | 0 | 0 | 0 | 0 | 0 | 0
PeakG | 0 | 0 | 0 | 0 | 0 | 0
PeakO | 0 | 0 | 0 | 0 | 0 | 0
ST | 0 | 0 | 0 | 0 | 0 | 0
STOG | 0 | 0 | 0 | 0 | 0 | 0
STWD | 0 | 0 | 0 | 0 | 0 | 0
WT | 0 | 0 | 0 | 0 | 0 | 0
IGCC | 0 | 0 | 0 | 0 | 0 | 0
DemandResponse | 0 | 0 | 0 | 0 | 0 | 0
IGCC-CCS | 0 | 0 | 0 | 0 | 0 | 0
WT_off | 0 | 0 | 0 | 0 | 0 | 0
PseudoUnit | 0 | 0 | 0 | 0 | 0 | 0
FixedInterchange | 0 | 0 | 0 | 0 | 0 | 0
Levelized Retrofit Capital Costs by Reporting Type: NWPP_Gas
ReportingType | 2015 | 2020 | 2025 | 2030 | 2035 | 2040
BM | 0 | 0 | 0 | 0 | 0 | 0
CC | 0 | 0 | 0 | 0 | 0 | 0
CSP | 0 | 0 | 0 | 0 | 0 | 0
CT | 0 | 0 | 0 | 0 | 0 | 0
Coal | 0 | 0 | 0 | 0 | 0 | 0
Geo | 0 | 0 | 0 | 0 | 0 | 0
H | 0 | 0 | 0 | 0 | 0 | 0
LFG | 0 | 0 | 0 | 0 | 0 | 0
Nuc | 0 | 0 | 0 | 0 | 0 | 0
PS | 0 | 0 | 0 | 0 | 0 | 0
PV | 0 | 0 | 0 | 0 | 0 | 0
PeakG | 0 | 0 | 0 | 0 | 0 | 0
PeakO | 0 | 0 | 0 | 0 | 0 | 0
ST | 0 | 0 | 0 | 0 | 0 | 0
STOG | 0 | 0 | 0 | 0 | 0 | 0
STWD | 0 | 0 | 0 | 0 | 0 | 0
WT | 0 | 0 | 0 | 0 | 0 | 0
IGCC | 0 | 0 | 0 | 0 | 0 | 0
DemandResponse | 0 | 0 | 0 | 0 | 0 | 0
IGCC-CCS | 0 | 0 | 0 | 0 | 0 | 0
WT_off | 0 | 0 | 0 | 0 | 0 | 0
PseudoUnit | 0 | 0 | 0 | 0 | 0 | 0
FixedInterchange | 0 | 0 | 0 | 0 | 0 | 0
Levelized Retrofit Capital Costs by Reporting Type: NWPP_NucRenew
ReportingType | 2015 | 2020 | 2025 | 2030 | 2035 | 2040
BM | 0 | 0 | 0 | 0 | 0 | 0
CC | 0 | 0 | 0 | 0 | 0 | 0
CSP | 0 | 0 | 0 | 0 | 0 | 0
CT | 0 | 0 | 0 | 0 | 0 | 0
Coal | 0 | 0 | 0 | 0 | 0 | 0
Geo | 0 | 0 | 0 | 0 | 0 | 0
H | 0 | 0 | 0 | 0 | 0 | 0
LFG | 0 | 0 | 0 | 0 | 0 | 0
Nuc | 0 | 0 | 0 | 0 | 0 | 0
PS | 0 | 0 | 0 | 0 | 0 | 0
PV | 0 | 0 | 0 | 0 | 0 | 0
PeakG | 0 | 0 | 0 | 0 | 0 | 0
PeakO | 0 | 0 | 0 | 0 | 0 | 0
ST | 0 | 0 | 0 | 0 | 0 | 0
STOG | 0 | 0 | 0 | 0 | 0 | 0
STWD | 0 | 0 | 0 | 0 | 0 | 0
WT | 0 | 0 | 0 | 0 | 0 | 0
IGCC | 0 | 0 | 0 | 0 | 0 | 0
DemandResponse | 0 | 0 | 0 | 0 | 0 | 0
IGCC-CCS | 0 | 0 | 0 | 0 | 0 | 0
WT_off | 0 | 0 | 0 | 0 | 0 | 0
PseudoUnit | 0 | 0 | 0 | 0 | 0 | 0
FixedInterchange | 0 | 0 | 0 | 0 | 0 | 0
Levelized Retrofit Capital Costs by Reporting Type: RMPA
ReportingType | 2015 | 2020 | 2025 | 2030 | 2035 | 2040
BM | 0 | 0 | 0 | 0 | 0 | 0
CC | 0 | 0 | 0 | 0 | 0 | 0
CSP | 0 | 0 | 0 | 0 | 0 | 0
CT | 0 | 0 | 0 | 0 | 0 | 0
Coal | 29.11 | 9.1 | 96.65 | 122.4 | 34.85 | 0
Geo | 0 | 0 | 0 | 0 | 0 | 0
H | 0 | 0 | 0 | 0 | 0 | 0
LFG | 0 | 0 | 0 | 0 | 0 | 0
Nuc | 0 | 0 | 0 | 0 | 0 | 0
PS | 0 | 0 | 0 | 0 | 0 | 0
PV | 0 | 0 | 0 | 0 | 0 | 0
PeakG | 0 | 0 | 0 | 0 | 0 | 0
PeakO | 0 | 0 | 0 | 0 | 0 | 0
ST | 0 | 0 | 0 | 0 | 0 | 0
STOG | 0 | 0 | 0 | 0 | 0 | 0
STWD | 0 | 0 | 0 | 0 | 0 | 0
WT | 0 | 0 | 0 | 0 | 0 | 0
IGCC | 0 | 0 | 0 | 0 | 0 | 0
DemandResponse | 0 | 0 | 0 | 0 | 0 | 0
IGCC-CCS | 0 | 0 | 0 | 0 | 0 | 0
WT_off | 0 | 0 | 0 | 0 | 0 | 0
PseudoUnit | 0 | 0 | 0 | 0 | 0 | 0
FixedInterchange | 0 | 0 | 0 | 0 | 0 | 0
Levelized Retrofit Capital Costs by Reporting Type: SP15
ReportingType | 2015 | 2020 | 2025 | 2030 | 2035 | 2040
BM | 0 | 0 | 0 | 0 | 0 | 0
CC | 0 | 0 | 0 | 0 | 0 | 0
CSP | 0 | 0 | 0 | 0 | 0 | 0
CT | 0 | 0 | 0 | 0 | 0 | 0
Coal | 0 | 0 | 0 | 0 | 0 | 0
Geo | 0 | 0 | 0 | 0 | 0 | 0
H | 0 | 0 | 0 | 0 | 0 | 0
LFG | 0 | 0 | 0 | 0 | 0 | 0
Nuc | 0 | 0 | 0 | 0 | 0 | 0
PS | 0 | 0 | 0 | 0 | 0 | 0
PV | 0 | 0 | 0 | 0 | 0 | 0
PeakG | 0 | 0 | 0 | 0 | 0 | 0
PeakO | 0 | 0 | 0 | 0 | 0 | 0
ST | 0 | 0 | 0 | 0 | 0 | 0
STOG | 0 | 0 | 0 | 0 | 0 | 0
STWD | 0 | 0 | 0 | 0 | 0 | 0
WT | 0 | 0 | 0 | 0 | 0 | 0
IGCC | 0 | 0 | 0 | 0 | 0 | 0
DemandResponse | 0 | 0 | 0 | 0 | 0 | 0
IGCC-CCS | 0 | 0 | 0 | 0 | 0 | 0
WT_off | 0 | 0 | 0 | 0 | 0 | 0
PseudoUnit | 0 | 0 | 0 | 0 | 0 | 0
FixedInterchange | 0 | 0 | 0 | 0 | 0 | 0
Levelized Retrofit Capital Costs by Reporting Type: ALB
ReportingType | 2015 | 2020 | 2025 | 2030 | 2035 | 2040
BM | 0 | 0 | 0 | 0 | 0 | 0
CC | 0 | 0 | 0 | 0 | 0 | 0
CSP | 0 | 0 | 0 | 0 | 0 | 0
CT | 0 | 0 | 0 | 0 | 0 | 0
Coal | 0 | 0 | 0 | 0 | 0 | 0
Geo | 0 | 0 | 0 | 0 | 0 | 0
H | 0 | 0 | 0 | 0 | 0 | 0
LFG | 0 | 0 | 0 | 0 | 0 | 0
Nuc | 0 | 0 | 0 | 0 | 0 | 0
PS | 0 | 0 | 0 | 0 | 0 | 0
PV | 0 | 0 | 0 | 0 | 0 | 0
PeakG | 0 | 0 | 0 | 0 | 0 | 0
PeakO | 0 | 0 | 0 | 0 | 0 | 0
ST | 0 | 0 | 0 | 0 | 0 | 0
STOG | 0 | 0 | 0 | 0 | 0 | 0
STWD | 0 | 0 | 0 | 0 | 0 | 0
WT | 0 | 0 | 0 | 0 | 0 | 0
IGCC | 0 | 0 | 0 | 0 | 0 | 0
DemandResponse | 0 | 0 | 0 | 0 | 0 | 0
IGCC-CCS | 0 | 0 | 0 | 0 | 0 | 0
WT_off | 0 | 0 | 0 | 0 | 0 | 0
PseudoUnit | 0 | 0 | 0 | 0 | 0 | 0
FixedInterchange | 0 | 0 | 0 | 0 | 0 | 0
Levelized Retrofit Capital Costs by Reporting Type: BC
ReportingType | 2015 | 2020 | 2025 | 2030 | 2035 | 2040
BM | 0 | 0 | 0 | 0 | 0 | 0
CC | 0 | 0 | 0 | 0 | 0 | 0
CSP | 0 | 0 | 0 | 0 | 0 | 0
CT | 0 | 0 | 0 | 0 | 0 | 0
Coal | 0 | 0 | 0 | 0 | 0 | 0
Geo | 0 | 0 | 0 | 0 | 0 | 0
H | 0 | 0 | 0 | 0 | 0 | 0
LFG | 0 | 0 | 0 | 0 | 0 | 0
Nuc | 0 | 0 | 0 | 0 | 0 | 0
PS | 0 | 0 | 0 | 0 | 0 | 0
PV | 0 | 0 | 0 | 0 | 0 | 0
PeakG | 0 | 0 | 0 | 0 | 0 | 0
PeakO | 0 | 0 | 0 | 0 | 0 | 0
ST | 0 | 0 | 0 | 0 | 0 | 0
STOG | 0 | 0 | 0 | 0 | 0 | 0
STWD | 0 | 0 | 0 | 0 | 0 | 0
WT | 0 | 0 | 0 | 0 | 0 | 0
IGCC | 0 | 0 | 0 | 0 | 0 | 0
DemandResponse | 0 | 0 | 0 | 0 | 0 | 0
IGCC-CCS | 0 | 0 | 0 | 0 | 0 | 0
WT_off | 0 | 0 | 0 | 0 | 0 | 0
PseudoUnit | 0 | 0 | 0 | 0 | 0 | 0
FixedInterchange | 0 | 0 | 0 | 0 | 0 | 0
Levelized Retrofit Capital Costs by Reporting Type: HQ_IESO
ReportingType | 2015 | 2020 | 2025 | 2030 | 2035 | 2040
BM | 0 | 0 | 0 | 0 | 0 | 0
CC | 0 | 0 | 0 | 0 | 0 | 0
CSP | 0 | 0 | 0 | 0 | 0 | 0
CT | 0 | 0 | 0 | 0 | 0 | 0
Coal | 0 | 0 | 0 | 0 | 0 | 0
Geo | 0 | 0 | 0 | 0 | 0 | 0
H | 0 | 0 | 0 | 0 | 0 | 0
LFG | 0 | 0 | 0 | 0 | 0 | 0
Nuc | 0 | 0 | 0 | 0 | 0 | 0
PS | 0 | 0 | 0 | 0 | 0 | 0
PV | 0 | 0 | 0 | 0 | 0 | 0
PeakG | 0 | 0 | 0 | 0 | 0 | 0
PeakO | 0 | 0 | 0 | 0 | 0 | 0
ST | 0 | 0 | 0 | 0 | 0 | 0
STOG | 0 | 0 | 0 | 0 | 0 | 0
STWD | 0 | 0 | 0 | 0 | 0 | 0
WT | 0 | 0 | 0 | 0 | 0 | 0
IGCC | 0 | 0 | 0 | 0 | 0 | 0
DemandResponse | 0 | 0 | 0 | 0 | 0 | 0
IGCC-CCS | 0 | 0 | 0 | 0 | 0 | 0
WT_off | 0 | 0 | 0 | 0 | 0 | 0
PseudoUnit | 0 | 0 | 0 | 0 | 0 | 0
FixedInterchange | 0 | 0 | 0 | 0 | 0 | 0
Levelized Retrofit Capital Costs by Reporting Type: HQ_NEISO
ReportingType | 2015 | 2020 | 2025 | 2030 | 2035 | 2040
BM | 0 | 0 | 0 | 0 | 0 | 0
CC | 0 | 0 | 0 | 0 | 0 | 0
CSP | 0 | 0 | 0 | 0 | 0 | 0
CT | 0 | 0 | 0 | 0 | 0 | 0
Coal | 0 | 0 | 0 | 0 | 0 | 0
Geo | 0 | 0 | 0 | 0 | 0 | 0
H | 0 | 0 | 0 | 0 | 0 | 0
LFG | 0 | 0 | 0 | 0 | 0 | 0
Nuc | 0 | 0 | 0 | 0 | 0 | 0
PS | 0 | 0 | 0 | 0 | 0 | 0
PV | 0 | 0 | 0 | 0 | 0 | 0
PeakG | 0 | 0 | 0 | 0 | 0 | 0
PeakO | 0 | 0 | 0 | 0 | 0 | 0
ST | 0 | 0 | 0 | 0 | 0 | 0
STOG | 0 | 0 | 0 | 0 | 0 | 0
STWD | 0 | 0 | 0 | 0 | 0 | 0
WT | 0 | 0 | 0 | 0 | 0 | 0
IGCC | 0 | 0 | 0 | 0 | 0 | 0
DemandResponse | 0 | 0 | 0 | 0 | 0 | 0
IGCC-CCS | 0 | 0 | 0 | 0 | 0 | 0
WT_off | 0 | 0 | 0 | 0 | 0 | 0
PseudoUnit | 0 | 0 | 0 | 0 | 0 | 0
FixedInterchange | 0 | 0 | 0 | 0 | 0 | 0
Levelized Retrofit Capital Costs by Reporting Type: HQ_NY
ReportingType | 2015 | 2020 | 2025 | 2030 | 2035 | 2040
BM | 0 | 0 | 0 | 0 | 0 | 0
CC | 0 | 0 | 0 | 0 | 0 | 0
CSP | 0 | 0 | 0 | 0 | 0 | 0
CT | 0 | 0 | 0 | 0 | 0 | 0
Coal | 0 | 0 | 0 | 0 | 0 | 0
Geo | 0 | 0 | 0 | 0 | 0 | 0
H | 0 | 0 | 0 | 0 | 0 | 0
LFG | 0 | 0 | 0 | 0 | 0 | 0
Nuc | 0 | 0 | 0 | 0 | 0 | 0
PS | 0 | 0 | 0 | 0 | 0 | 0
PV | 0 | 0 | 0 | 0 | 0 | 0
PeakG | 0 | 0 | 0 | 0 | 0 | 0
PeakO | 0 | 0 | 0 | 0 | 0 | 0
ST | 0 | 0 | 0 | 0 | 0 | 0
STOG | 0 | 0 | 0 | 0 | 0 | 0
STWD | 0 | 0 | 0 | 0 | 0 | 0
WT | 0 | 0 | 0 | 0 | 0 | 0
IGCC | 0 | 0 | 0 | 0 | 0 | 0
DemandResponse | 0 | 0 | 0 | 0 | 0 | 0
IGCC-CCS | 0 | 0 | 0 | 0 | 0 | 0
WT_off | 0 | 0 | 0 | 0 | 0 | 0
PseudoUnit | 0 | 0 | 0 | 0 | 0 | 0
FixedInterchange | 0 | 0 | 0 | 0 | 0 | 0
Levelized Retrofit Capital Costs by Reporting Type: MARITIMES
ReportingType | 2015 | 2020 | 2025 | 2030 | 2035 | 2040
BM | 0 | 0 | 0 | 0 | 0 | 0
CC | 0 | 0 | 0 | 0 | 0 | 0
CSP | 0 | 0 | 0 | 0 | 0 | 0
CT | 0 | 0 | 0 | 0 | 0 | 0
Coal | 0 | 0 | 0 | 0 | 0 | 0
Geo | 0 | 0 | 0 | 0 | 0 | 0
H | 0 | 0 | 0 | 0 | 0 | 0
LFG | 0 | 0 | 0 | 0 | 0 | 0
Nuc | 0 | 0 | 0 | 0 | 0 | 0
PS | 0 | 0 | 0 | 0 | 0 | 0
PV | 0 | 0 | 0 | 0 | 0 | 0
PeakG | 0 | 0 | 0 | 0 | 0 | 0
PeakO | 0 | 0 | 0 | 0 | 0 | 0
ST | 0 | 0 | 0 | 0 | 0 | 0
STOG | 0 | 0 | 0 | 0 | 0 | 0
STWD | 0 | 0 | 0 | 0 | 0 | 0
WT | 0 | 0 | 0 | 0 | 0 | 0
IGCC | 0 | 0 | 0 | 0 | 0 | 0
DemandResponse | 0 | 0 | 0 | 0 | 0 | 0
IGCC-CCS | 0 | 0 | 0 | 0 | 0 | 0
WT_off | 0 | 0 | 0 | 0 | 0 | 0
PseudoUnit | 0 | 0 | 0 | 0 | 0 | 0
FixedInterchange | 0 | 0 | 0 | 0 | 0 | 0
Levelized Retrofit Capital Costs by Reporting Type: All
ReportingType | 2015 | 2020 | 2025 | 2030 | 2035 | 2040
BM | 0 | 0 | 0 | 0 | 0 | 0
CC | 0 | 0 | 0 | 0 | 0 | 0
CSP | 0 | 0 | 0 | 0 | 0 | 0
CT | 0 | 0 | 0 | 0 | 0 | 0
Coal | 1184.41 | 1299.44 | 957.07 | 670.76 | 661.88 | 783.05
Geo | 0 | 0 | 0 | 0 | 0 | 0
H | 0 | 0 | 0 | 0 | 0 | 0
LFG | 0 | 0 | 0 | 0 | 0 | 0
Nuc | 0 | 0 | 0 | 0 | 0 | 0
PS | 0 | 0 | 0 | 0 | 0 | 0
PV | 0 | 0 | 0 | 0 | 0 | 0
PeakG | 0 | 0 | 0 | 0 | 0 | 0
PeakO | 0 | 0 | 0 | 0 | 0 | 0
ST | 0 | 0 | 0 | 0 | 0 | 0
STOG | 0 | 0 | 0 | 0 | 0 | 0
STWD | 0 | 0 | 0 | 0 | 0 | 0
WT | 0 | 0 | 0 | 0 | 0 | 0
IGCC | 0 | 0 | 0 | 0 | 0 | 0
DemandResponse | 0 | 0 | 0 | 0 | 0 | 0
IGCC-CCS | 0 | 0 | 0 | 0 | 0 | 0
WT_off | 0 | 0 | 0 | 0 | 0 | 0
PseudoUnit | 0 | 0 | 0 | 0 | 0 | 0
FixedInterchange | 0 | 0 | 0 | 0 | 0 | 0
Levelized Retrofit Capital Costs by Reporting Type: EI_US
ReportingType | 2015 | 2020 | 2025 | 2030 | 2035 | 2040
BM | 0 | 0 | 0 | 0 | 0 | 0
CC | 0 | 0 | 0 | 0 | 0 | 0
CSP | 0 | 0 | 0 | 0 | 0 | 0
CT | 0 | 0 | 0 | 0 | 0 | 0
Coal | 1023.13 | 1160.88 | 680.32 | 464.79 | 581.38 | 697.95
Geo | 0 | 0 | 0 | 0 | 0 | 0
H | 0 | 0 | 0 | 0 | 0 | 0
LFG | 0 | 0 | 0 | 0 | 0 | 0
Nuc | 0 | 0 | 0 | 0 | 0 | 0
PS | 0 | 0 | 0 | 0 | 0 | 0
PV | 0 | 0 | 0 | 0 | 0 | 0
PeakG | 0 | 0 | 0 | 0 | 0 | 0
PeakO | 0 | 0 | 0 | 0 | 0 | 0
ST | 0 | 0 | 0 | 0 | 0 | 0
STOG | 0 | 0 | 0 | 0 | 0 | 0
STWD | 0 | 0 | 0 | 0 | 0 | 0
WT | 0 | 0 | 0 | 0 | 0 | 0
IGCC | 0 | 0 | 0 | 0 | 0 | 0
DemandResponse | 0 | 0 | 0 | 0 | 0 | 0
IGCC-CCS | 0 | 0 | 0 | 0 | 0 | 0
WT_off | 0 | 0 | 0 | 0 | 0 | 0
PseudoUnit | 0 | 0 | 0 | 0 | 0 | 0
FixedInterchange | 0 | 0 | 0 | 0 | 0 | 0
Levelized Retrofit Capital Costs by Reporting Type: EI_Canada
ReportingType | 2015 | 2020 | 2025 | 2030 | 2035 | 2040
BM | 0 | 0 | 0 | 0 | 0 | 0
CC | 0 | 0 | 0 | 0 | 0 | 0
CSP | 0 | 0 | 0 | 0 | 0 | 0
CT | 0 | 0 | 0 | 0 | 0 | 0
Coal | 0 | 0 | 0 | 0 | 0 | 0
Geo | 0 | 0 | 0 | 0 | 0 | 0
H | 0 | 0 | 0 | 0 | 0 | 0
LFG | 0 | 0 | 0 | 0 | 0 | 0
Nuc | 0 | 0 | 0 | 0 | 0 | 0
PS | 0 | 0 | 0 | 0 | 0 | 0
PV | 0 | 0 | 0 | 0 | 0 | 0
PeakG | 0 | 0 | 0 | 0 | 0 | 0
PeakO | 0 | 0 | 0 | 0 | 0 | 0
ST | 0 | 0 | 0 | 0 | 0 | 0
STOG | 0 | 0 | 0 | 0 | 0 | 0
STWD | 0 | 0 | 0 | 0 | 0 | 0
WT | 0 | 0 | 0 | 0 | 0 | 0
IGCC | 0 | 0 | 0 | 0 | 0 | 0
DemandResponse | 0 | 0 | 0 | 0 | 0 | 0
IGCC-CCS | 0 | 0 | 0 | 0 | 0 | 0
WT_off | 0 | 0 | 0 | 0 | 0 | 0
PseudoUnit | 0 | 0 | 0 | 0 | 0 | 0
FixedInterchange | 0 | 0 | 0 | 0 | 0 | 0
Levelized Retrofit Capital Costs by Reporting Type: EI
ReportingType | 2015 | 2020 | 2025 | 2030 | 2035 | 2040
BM | 0 | 0 | 0 | 0 | 0 | 0
CC | 0 | 0 | 0 | 0 | 0 | 0
CSP | 0 | 0 | 0 | 0 | 0 | 0
CT | 0 | 0 | 0 | 0 | 0 | 0
Coal | 1023.13 | 1160.88 | 680.32 | 464.79 | 581.38 | 697.95
Geo | 0 | 0 | 0 | 0 | 0 | 0
H | 0 | 0 | 0 | 0 | 0 | 0
LFG | 0 | 0 | 0 | 0 | 0 | 0
Nuc | 0 | 0 | 0 | 0 | 0 | 0
PS | 0 | 0 | 0 | 0 | 0 | 0
PV | 0 | 0 | 0 | 0 | 0 | 0
PeakG | 0 | 0 | 0 | 0 | 0 | 0
PeakO | 0 | 0 | 0 | 0 | 0 | 0
ST | 0 | 0 | 0 | 0 | 0 | 0
STOG | 0 | 0 | 0 | 0 | 0 | 0
STWD | 0 | 0 | 0 | 0 | 0 | 0
WT | 0 | 0 | 0 | 0 | 0 | 0
IGCC | 0 | 0 | 0 | 0 | 0 | 0
DemandResponse | 0 | 0 | 0 | 0 | 0 | 0
IGCC-CCS | 0 | 0 | 0 | 0 | 0 | 0
WT_off | 0 | 0 | 0 | 0 | 0 | 0
PseudoUnit | 0 | 0 | 0 | 0 | 0 | 0
FixedInterchange | 0 | 0 | 0 | 0 | 0 | 0
Levelized Retrofit Capital Costs by Reporting Type: Outside_EI
ReportingType | 2015 | 2020 | 2025 | 2030 | 2035 | 2040
BM | 0 | 0 | 0 | 0 | 0 | 0
CC | 0 | 0 | 0 | 0 | 0 | 0
CSP | 0 | 0 | 0 | 0 | 0 | 0
CT | 0 | 0 | 0 | 0 | 0 | 0
Coal | 161.28 | 138.56 | 276.75 | 205.97 | 80.49 | 85.11
Geo | 0 | 0 | 0 | 0 | 0 | 0
H | 0 | 0 | 0 | 0 | 0 | 0
LFG | 0 | 0 | 0 | 0 | 0 | 0
Nuc | 0 | 0 | 0 | 0 | 0 | 0
PS | 0 | 0 | 0 | 0 | 0 | 0
PV | 0 | 0 | 0 | 0 | 0 | 0
PeakG | 0 | 0 | 0 | 0 | 0 | 0
PeakO | 0 | 0 | 0 | 0 | 0 | 0
ST | 0 | 0 | 0 | 0 | 0 | 0
STOG | 0 | 0 | 0 | 0 | 0 | 0
STWD | 0 | 0 | 0 | 0 | 0 | 0
WT | 0 | 0 | 0 | 0 | 0 | 0
IGCC | 0 | 0 | 0 | 0 | 0 | 0
DemandResponse | 0 | 0 | 0 | 0 | 0 | 0
IGCC-CCS | 0 | 0 | 0 | 0 | 0 | 0
WT_off | 0 | 0 | 0 | 0 | 0 | 0
PseudoUnit | 0 | 0 | 0 | 0 | 0 | 0
FixedInterchange | 0 | 0 | 0 | 0 | 0 | 0
#14 | 0.01: Total Costs ($million)
Total Costs by Reporting Type: Entergy
ReportingType | 2015 | 2020 | 2025 | 2030 | 2035 | 2040
BM | 0 | 0 | 0 | 0 | 0 | 216.28
CC | 4757.06 | 6972.5 | 4765.94 | 3839.27 | 3268.17 | 3174.8
CSP | 0 | 0 | 0 | 0 | 0 | 0
CT | 0 | 0 | 0 | 0 | 0 | 0
Coal | 3638.41 | 709.03 | 296.45 | 223.42 | 223.42 | 223.42
Geo | 0 | 0 | 0 | 0 | 0 | 0
H | 10.6 | 10.6 | 10.6 | 10.6 | 10.6 | 391.98
LFG | 0.97 | 0.97 | 13.71 | 34.17 | 34.17 | 34.17
Nuc | 1262.64 | 1285.77 | 1294.03 | 1301.93 | 1098.28 | 1464.17
PS | 1.4 | 1.4 | 1.4 | 1.4 | 1.4 | 1.4
PV | 0.11 | 21.81 | 31.37 | 31.37 | 31.26 | 11.04
PeakG | 47.54 | 69.98 | 49.29 | 63.1 | 67 | 67
PeakO | 4.42 | 5.87 | 5.08 | 0 | 0 | 0
ST | 0 | 0 | 0 | 0 | 0 | 0
STOG | 130.45 | 151.28 | 161.84 | 0 | 0 | 0
STWD | 6.6 | 11.69 | 8.36 | 18.15 | 75.03 | 84.84
WT | 3.67 | 3.67 | 3.67 | 3.67 | 3.67 | 32.01
IGCC | 0 | 0 | 0 | 0 | 0 | 0
DemandResponse | 0 | 0 | 0 | 0 | 0 | 0
IGCC-CCS | 0 | 0 | 0 | 0 | 0 | 0
WT_off | 0 | 0 | 0 | 0 | 0 | 0
PseudoUnit | 0 | 0 | 0 | 0 | 0 | 0
FixedInterchange | 0 | 0 | 0 | 0 | 0 | 0
Total Costs by Reporting Type: FRCC
ReportingType | 2015 | 2020 | 2025 | 2030 | 2035 | 2040
BM | 0 | 0 | 0 | 0 | 0 | 0.01
CC | 13699.25 | 15204.4 | 15986.92 | 19274.64 | 8409.48 | 8051.67
CSP | 0 | 0 | 0 | 0 | 0 | 0
CT | 259.87 | 295.52 | 312.14 | 334.93 | 0 | 0
Coal | 921.17 | 28.98 | 27.2 | 22.41 | 23.76 | 86.38
Geo | 0 | 0 | 0 | 0 | 0 | 0
H | 0.78 | 0.78 | 0.78 | 0.78 | 0.78 | 0.79
LFG | 58.68 | 58.68 | 120.69 | 120.69 | 120.69 | 120.69
Nuc | 960.37 | 1000.19 | 984.15 | 990.13 | 17018.39 | 20177.1
PS | 0 | 0 | 0 | 0 | 0 | 0
PV | 0.75 | 0.75 | 0.75 | 0.75 | 0.75 | 0.75
PeakG | 188 | 282.12 | 273.69 | 364.73 | 255.03 | 264.51
PeakO | 64.61 | 83.43 | 68.43 | 66.34 | 0 | 0
ST | 0 | 0 | 0 | 0 | 0 | 0
STOG | 0 | 0 | 0 | 0 | 0 | 0
STWD | 16.26 | 23.21 | 21.77 | 110.46 | 110.46 | 110.46
WT | 0 | 0 | 0 | 0 | 0 | 0
IGCC | 0 | 0 | 0 | 0 | 0 | 0
DemandResponse | 0 | 0 | 0 | 0 | 0 | 0
IGCC-CCS | 0 | 0 | 0 | 0 | 0 | 0
WT_off | 0 | 0 | 0 | 0 | 0 | 0
PseudoUnit | 0 | 0 | 0 | 0 | 0 | 0
FixedInterchange | 0 | 0 | 0 | 0 | 0 | 0
Total Costs by Reporting Type: MAPP_US
ReportingType | 2015 | 2020 | 2025 | 2030 | 2035 | 2040
BM | 0 | 0 | 0 | 0 | 0 | 0
CC | 121.14 | 338.49 | 145.48 | 107.96 | 118.84 | 132.93
CSP | 0 | 0 | 0 | 0 | 0 | 0
CT | 27.96 | 38.59 | 38.59 | 37.88 | 15.76 | 8.66
Coal | 621.13 | 288.78 | 38.74 | 32.83 | 32.83 | 32.83
Geo | 3.95 | 3.95 | 3.95 | 3.95 | 3.95 | 3.95
H | 31.14 | 31.14 | 31.14 | 31.14 | 31.14 | 31.14
LFG | 0.24 | 0.24 | 0.24 | 22.22 | 22.22 | 22.22
Nuc | 0.01 | 0.01 | 0.01 | 0.01 | 0.03 | 0.05
PS | 0 | 0 | 0 | 0 | 0 | 0
PV | 0 | 0 | 0 | 0 | 0 | 0
PeakG | 19.09 | 24.66 | 18 | 23.14 | 24.75 | 27.77
PeakO | 9.49 | 12.94 | 10.37 | 10.37 | 10.37 | 10.37
ST | 0 | 0 | 0 | 0 | 0 | 0
STOG | 1.58 | 1.87 | 1.6 | 1.6 | 1.6 | 1.6
STWD | 0 | 0 | 0 | 0 | 0 | 0
WT | 147.25 | 522.94 | 1151.48 | 1343.48 | 1288.89 | 958.63
IGCC | 0 | 0 | 0 | 0 | 0 | 0
DemandResponse | 0 | 0 | 0 | 0 | 0 | 0
IGCC-CCS | 0 | 0 | 0 | 0 | 0 | 0
WT_off | 0 | 0 | 0 | 0 | 0 | 0
PseudoUnit | 0 | 0 | 0 | 0 | 0 | 0
FixedInterchange | 0 | 0 | 0 | 0 | 0 | 0
Total Costs by Reporting Type: MISO_IN
ReportingType | 2015 | 2020 | 2025 | 2030 | 2035 | 2040
BM | 0 | 0 | 0 | 0 | 0 | 0
CC | 4193.13 | 9733.47 | 9656.2 | 10997.04 | 6525.51 | 6253.79
CSP | 0 | 0 | 0 | 0 | 0 | 0
CT | 0 | 0 | 0 | 0 | 0 | 0
Coal | 2005.39 | 683.08 | 333.9 | 105.72 | 78.75 | 134.27
Geo | 0 | 0 | 0 | 0 | 0 | 0
H | 1.07 | 1.07 | 1.07 | 1.07 | 1.07 | 1.07
LFG | 4.47 | 4.47 | 30.11 | 30.11 | 30.11 | 30.11
Nuc | 0.01 | 0.01 | 0.01 | 0.01 | 0.08 | 0.08
PS | 0 | 0 | 0 | 0 | 0 | 0
PV | 0 | 83.95 | 122 | 123.41 | 123.41 | 43.24
PeakG | 52.35 | 76.94 | 54.27 | 73.39 | 73.39 | 73.39
PeakO | 10.59 | 13.5 | 10.82 | 10.82 | 10.82 | 10.82
ST | 0 | 0 | 0 | 0 | 0 | 0
STOG | 16.73 | 17 | 17.16 | 15.66 | 0 | 0
STWD | 0 | 0 | 0 | 0 | 0 | 0
WT | 18.33 | 18.33 | 18.33 | 18.33 | 10524.31 | 10524.31
IGCC | 459 | 403.44 | 273.76 | 245.48 | 245.48 | 245.48
DemandResponse | 0 | 0 | 0 | 0 | 0 | 0
IGCC-CCS | 0 | 0 | 0 | 0 | 0 | 0
WT_off | 0 | 0 | 0 | 0 | 0 | 0
PseudoUnit | 0 | 0 | 0 | 0 | 0 | 0
FixedInterchange | 0 | 0 | 0 | 0 | 0 | 0
Total Costs by Reporting Type: MISO_MI
ReportingType | 2015 | 2020 | 2025 | 2030 | 2035 | 2040
BM | 0 | 0 | 0 | 0 | 0 | 1334.83
CC | 2014.22 | 2201.67 | 1905.11 | 1778.28 | 1710.31 | 727.8
CSP | 0 | 0 | 0 | 0 | 0 | 0
CT | 0 | 0 | 0 | 0 | 0 | 0
Coal | 997.68 | 15.14 | 0 | 0 | 0 | 0
Geo | 0 | 0 | 0 | 0 | 0 | 0
H | 2.01 | 2.01 | 2.01 | 2.01 | 2.01 | 2.01
LFG | 19.68 | 19.68 | 72.59 | 72.59 | 72.59 | 72.59
Nuc | 449.71 | 452.56 | 461.47 | 464.43 | 273.15 | 1192.78
PS | 44.44 | 44.44 | 44.44 | 44.44 | 44.44 | 44.44
PV | 0 | 0 | 0 | 0 | 0 | 0
PeakG | 62.53 | 92.66 | 71.67 | 86.51 | 85.63 | 85.63
PeakO | 15.67 | 19.97 | 16.01 | 16.01 | 16.01 | 16.01
ST | 0 | 0 | 0 | 0 | 0 | 0
STOG | 155.37 | 162.53 | 151.79 | 159.39 | 0 | 0
STWD | 95.36 | 69.07 | 14.03 | 15.19 | 95.46 | 95.46
WT | 542.69 | 642.31 | 642.31 | 648.84 | 210.26 | 121.78
IGCC | 0 | 0 | 0 | 0 | 0 | 0
DemandResponse | 0 | 0 | 0 | 0 | 0 | 0
IGCC-CCS | 0 | 0 | 0 | 0 | 0 | 0
WT_off | 0 | 0 | 0 | 0 | 0 | 0
PseudoUnit | 0 | 0 | 0 | 0 | 0 | 0
FixedInterchange | 0 | 0 | 0 | 0 | 0 | 0
Total Costs by Reporting Type: MISO_MO-IL
ReportingType | 2015 | 2020 | 2025 | 2030 | 2035 | 2040
BM | 0 | 0 | 0 | 0 | 0 | 0
CC | 227.12 | 1725.57 | 1491.06 | 1358.39 | 955.14 | 938.11
CSP | 0 | 0 | 0 | 0 | 0 | 0
CT | 0 | 0 | 0 | 0 | 0 | 0
Coal | 3891.19 | 1478.06 | 848 | 732.33 | 688.68 | 708.25
Geo | 0 | 0 | 0 | 0 | 0 | 0
H | 5.01 | 5.01 | 101.31 | 101.31 | 101.31 | 101.31
LFG | 2.17 | 2.17 | 76.11 | 76.11 | 76.11 | 76.11
Nuc | 493.74 | 512.79 | 521.93 | 524.97 | 524.97 | 524.97
PS | 10.45 | 10.45 | 10.45 | 10.45 | 10.45 | 10.45
PV | 0 | 0 | 0 | 0 | 0 | 0
PeakG | 88.53 | 152.52 | 101.82 | 114.43 | 110.46 | 110.46
PeakO | 21.48 | 28.65 | 22.96 | 22.96 | 22.96 | 22.96
ST | 0 | 0 | 0 | 0 | 0 | 0
STOG | 26.46 | 32.02 | 26.86 | 27.01 | 0 | 0
STWD | 0 | 0 | 0 | 0 | 0 | 0
WT | 89.9 | 89.9 | 89.9 | 1406.73 | 2305.47 | 2305.47
IGCC | 0 | 0 | 0 | 0 | 0 | 0
DemandResponse | 0 | 0 | 0 | 0 | 0 | 0
IGCC-CCS | 0 | 0 | 0 | 0 | 0 | 0
WT_off | 0 | 0 | 0 | 0 | 0 | 0
PseudoUnit | 0 | 0 | 0 | 0 | 0 | 0
FixedInterchange | 0 | 0 | 0 | 0 | 0 | 0
Total Costs by Reporting Type: MISO_W
ReportingType | 2015 | 2020 | 2025 | 2030 | 2035 | 2040
BM | 0 | 0 | 0 | 0 | 0 | 0
CC | 620.65 | 1647.01 | 687.08 | 502.37 | 486.32 | 463.33
CSP | 0 | 0 | 0 | 0 | 0 | 0
CT | 0 | 0 | 0 | 0 | 0 | 0
Coal | 3935.16 | 1455.14 | 659.15 | 439.38 | 219.06 | 255.61
Geo | 0 | 0 | 0 | 0 | 0 | 0
H | 7.08 | 7.08 | 7.08 | 7.08 | 7.08 | 7.08
LFG | 24.75 | 24.75 | 48.33 | 48.33 | 48.33 | 48.33
Nuc | 539.99 | 543.1 | 552.83 | 814.83 | 0.05 | 0.05
PS | 0 | 0 | 0 | 0 | 0 | 0
PV | 0 | 0 | 0 | 0 | 0 | 0
PeakG | 108.43 | 148.11 | 91.98 | 109.46 | 108.71 | 108.71
PeakO | 56.38 | 79.08 | 64.57 | 64.57 | 64.57 | 64.57
ST | 0 | 0 | 0 | 0 | 0 | 0
STOG | 7.57 | 9 | 7.67 | 7.67 | 0 | 0
STWD | 14.56 | 22.3 | 25.55 | 26.09 | 125.1 | 149.84
WT | 927.86 | 927.86 | 8071.13 | 13934.33 | 13340.93 | 13527.75
IGCC | 0 | 0 | 0 | 0 | 0 | 0
DemandResponse | 0 | 0 | 0 | 0 | 0 | 0
IGCC-CCS | 0 | 0 | 0 | 0 | 0 | 0
WT_off | 0 | 0 | 0 | 0 | 0 | 0
PseudoUnit | 0 | 0 | 0 | 0 | 0 | 0
FixedInterchange | 0 | 0 | 0 | 0 | 0 | 0
Total Costs by Reporting Type: MISO_WUMS
ReportingType | 2015 | 2020 | 2025 | 2030 | 2035 | 2040
BM | 0 | 0 | 0 | 0 | 0 | 1005.31
CC | 3235.57 | 4778.62 | 4623.24 | 4477.2 | 4428.48 | 2219.11
CSP | 0 | 0 | 0 | 0 | 0 | 0
CT | 0 | 0 | 0 | 0 | 0 | 0
Coal | 1025.29 | 538.96 | 328.05 | 344.63 | 512.6 | 611.28
Geo | 0 | 0 | 0 | 0 | 0 | 0
H | 4.79 | 4.79 | 5.13 | 5.13 | 5.13 | 5.13
LFG | 8.57 | 8.57 | 79.15 | 79.15 | 79.15 | 79.15
Nuc | 419.03 | 444.73 | 429.21 | 737.97 | 0.05 | 0.05
PS | 0 | 0 | 0 | 0 | 0 | 0
PV | 0 | 0 | 0 | 0 | 0 | 0
PeakG | 55.64 | 81.88 | 65.08 | 77.65 | 77.65 | 77.65
PeakO | 13.52 | 17.78 | 14.69 | 14.69 | 14.69 | 14.69
ST | 0 | 0 | 0 | 0 | 0 | 0
STOG | 13.21 | 15.63 | 13.39 | 13.39 | 0 | 0
STWD | 4.28 | 5.13 | 6.86 | 9.37 | 68.51 | 68.4
WT | 264.78 | 264.78 | 264.78 | 271.78 | 2930.99 | 3770.26
IGCC | 0 | 0 | 0 | 0 | 0 | 0
DemandResponse | 0 | 0 | 0 | 0 | 0 | 0
IGCC-CCS | 0 | 0 | 0 | 0 | 0 | 0
WT_off | 0 | 0 | 0 | 0 | 0 | 0
PseudoUnit | 0 | 0 | 0 | 0 | 0 | 0
FixedInterchange | 0 | 0 | 0 | 0 | 0 | 0
Total Costs by Reporting Type: Nebraska
ReportingType | 2015 | 2020 | 2025 | 2030 | 2035 | 2040
BM | 0 | 0 | 0 | 0 | 0 | 0
CC | 57.97 | 36.76 | 33.75 | 29.43 | 29.91 | 19.75
CSP | 0 | 0 | 0 | 0 | 0 | 0
CT | 0 | 0 | 0 | 0 | 0 | 0
Coal | 1739.96 | 248.83 | 207.29 | 206.76 | 234.25 | 252.01
Geo | 0 | 0 | 0 | 0 | 0 | 0
H | 2.38 | 2.38 | 2.38 | 2.38 | 2.38 | 2.38
LFG | 0.72 | 0.72 | 0.72 | 23.23 | 23.23 | 23.23
Nuc | 289.1 | 306.81 | 296.14 | 351.75 | 0.1 | 0.1
PS | 0 | 0 | 0 | 0 | 0 | 0
PV | 0 | 0 | 0 | 0 | 0 | 0
PeakG | 25.64 | 37.31 | 31.37 | 31.37 | 31.37 | 31.37
PeakO | 9.57 | 12.19 | 9.77 | 9.77 | 9.77 | 9.77
ST | 0 | 0 | 0 | 0 | 0 | 0
STOG | 16.33 | 14.04 | 12.04 | 12.04 | 11.61 | 11.61
STWD | 0 | 0 | 0 | 0 | 0 | 0
WT | 54.91 | 3070.42 | 3724.92 | 4072.19 | 5468.49 | 2813.32
IGCC | 0 | 0 | 0 | 0 | 0 | 0
DemandResponse | 0 | 0 | 0 | 0 | 0 | 0
IGCC-CCS | 0 | 0 | 0 | 0 | 0 | 0
WT_off | 0 | 0 | 0 | 0 | 0 | 0
PseudoUnit | 0 | 0 | 0 | 0 | 0 | 0
FixedInterchange | 0 | 0 | 0 | 0 | 0 | 0
Total Costs by Reporting Type: NEISO
ReportingType | 2015 | 2020 | 2025 | 2030 | 2035 | 2040
BM | 279.31 | 230.82 | 171.36 | 176.14 | 279.31 | 279.31
CC | 2802.63 | 2068.46 | 1756.31 | 1714.79 | 1104.83 | 1056.68
CSP | 0 | 0 | 0 | 0 | 0 | 0
CT | 32.29 | 33.12 | 33.12 | 32.4 | 0.9 | 0.9
Coal | 56.79 | 29.15 | 0 | 0 | 0 | 0
Geo | 0 | 0 | 0 | 0 | 0 | 0
H | 46.4 | 46.4 | 46.4 | 46.4 | 47.43 | 47.43
LFG | 80.87 | 80.87 | 103.68 | 103.68 | 93.04 | 93.04
Nuc | 1055.43 | 1120.79 | 1080.11 | 1086.32 | 784.86 | 1150.98
PS | 39.74 | 39.74 | 39.74 | 39.74 | 39.74 | 39.74
PV | 0.03 | 111.77 | 111.77 | 111.77 | 111.77 | 4.85
PeakG | 20.59 | 32.14 | 23.67 | 26.11 | 29.04 | 29.4
PeakO | 0 | 0 | 0 | 0 | 0 | 0
ST | 0 | 0 | 0 | 0 | 0 | 0
STOG | 0 | 0 | 0 | 0 | 0 | 0
STWD | 367.79 | 122.81 | 29.8 | 28.98 | 239.35 | 368.17
WT | 67.94 | 698.25 | 1018.38 | 1276.43 | 4124.1 | 3596.93
IGCC | 0 | 0 | 0 | 0 | 0 | 0
DemandResponse | 0 | 0 | 0 | 0 | 0 | 0
IGCC-CCS | 0 | 0 | 0 | 0 | 0 | 0
WT_off | 308.22 | 308.22 | 308.22 | 308.22 | 24.98 | 24.98
PseudoUnit | 0 | 0 | 0 | 0 | 0 | 0
FixedInterchange | 0 | 0 | 0 | 0 | 0 | 0
Total Costs by Reporting Type: NonRTO_Midwest
ReportingType | 2015 | 2020 | 2025 | 2030 | 2035 | 2040
BM | 0 | 0 | 0 | 0 | 0 | 5234.09
CC | 2237.29 | 3585.74 | 3564.84 | 4233.19 | 5517.26 | 1686.65
CSP | 0 | 0 | 0 | 0 | 0 | 0
CT | 0 | 0 | 0 | 0 | 0 | 0
Coal | 1938.47 | 837.04 | 307.1 | 186.22 | 281.15 | 435.8
Geo | 0 | 0 | 0 | 0 | 0 | 0
H | 2.04 | 2.04 | 2.04 | 20.82 | 258.59 | 258.59
LFG | 1.69 | 1.69 | 51.19 | 51.19 | 51.19 | 51.19
Nuc | 0.01 | 0.01 | 0.01 | 0.02 | 0.08 | 0.09
PS | 0 | 0 | 0 | 0 | 0 | 0
PV | 0 | 0 | 0 | 0 | 0 | 0
PeakG | 69.31 | 90.14 | 69.22 | 96.09 | 73.14 | 69.59
PeakO | 0.35 | 0.45 | 0.36 | 0.36 | 0 | 0
ST | 0 | 0 | 0 | 0 | 0 | 0
STOG | 0 | 0 | 0 | 0 | 0 | 0
STWD | 0 | 0 | 0 | 0 | 0 | 0
WT | 2.26 | 2.26 | 2.26 | 2.26 | 2.26 | 2.26
IGCC | 0 | 0 | 0 | 0 | 0 | 0
DemandResponse | 0 | 0 | 0 | 0 | 0 | 0
IGCC-CCS | 0 | 0 | 0 | 0 | 0 | 0
WT_off | 0 | 0 | 0 | 0 | 0 | 0
PseudoUnit | 0 | 0 | 0 | 0 | 0 | 0
FixedInterchange | 0 | 0 | 0 | 0 | 0 | 0
Total Costs by Reporting Type: NYISO_A-F
ReportingType | 2015 | 2020 | 2025 | 2030 | 2035 | 2040
BM | 0 | 0 | 0 | 0 | 0 | 0
CC | 636.62 | 800.71 | 764.57 | 592.24 | 226.15 | 239.06
CSP | 0 | 0 | 0 | 0 | 0 | 0
CT | 0 | 0 | 0 | 0 | 0 | 0
Coal | 0 | 0 | 0 | 0 | 0 | 0
Geo | 0 | 0 | 0 | 0 | 0 | 0
H | 62.6 | 62.6 | 62.6 | 62.6 | 62.6 | 62.6
LFG | 22.17 | 22.17 | 22.17 | 44 | 42.66 | 42.66
Nuc | 769.17 | 792.88 | 787.44 | 645.82 | 746.25 | 695.88
PS | 33.52 | 33.52 | 33.52 | 33.52 | 33.52 | 33.52
PV | 0 | 0 | 0 | 0 | 0 | 0
PeakG | 3.78 | 6.1 | 5.84 | 5.39 | 5.31 | 5.31
PeakO | 1.14 | 1.46 | 1.17 | 1.17 | 1.17 | 1.17
ST | 0 | 0 | 0 | 0 | 0 | 0
STOG | 0 | 0 | 0 | 0 | 0 | 0
STWD | 2.76 | 3.51 | 2.88 | 3.53 | 26.67 | 53.4
WT | 684.71 | 860.89 | 860.89 | 860.89 | 2766.49 | 2610.26
IGCC | 0 | 0 | 0 | 0 | 0 | 0
DemandResponse | 0 | 0 | 0 | 0 | 0 | 0
IGCC-CCS | 0 | 0 | 0 | 0 | 0 | 0
WT_off | 0 | 0 | 0 | 0 | 0 | 0
PseudoUnit | 0 | 0 | 0 | 0 | 0 | 0
FixedInterchange | 0 | 0 | 0 | 0 | 0 | 0
Total Costs by Reporting Type: NYISO_G-I
ReportingType | 2015 | 2020 | 2025 | 2030 | 2035 | 2040
BM | 0 | 0 | 0 | 0 | 0 | 0.03
CC | 241.38 | 404.45 | 402.53 | 177.3 | 198.8 | 168.37
CSP | 0 | 0 | 0 | 0 | 0 | 0
CT | 0 | 0 | 0 | 0 | 0 | 0
Coal | 0 | 0 | 0 | 0 | 0 | 0
Geo | 0 | 0 | 0 | 0 | 0 | 0
H | 0.46 | 0.46 | 0.46 | 0.46 | 0.46 | 0.46
LFG | 7.73 | 7.73 | 7.73 | 31.62 | 31.62 | 31.62
Nuc | 466.19 | 495 | 477.19 | 479.96 | 970.75 | 1804.49
PS | 0 | 0 | 0 | 0 | 0 | 0
PV | 0 | 0 | 0 | 0 | 0 | 0
PeakG | 1.51 | 2.04 | 1.56 | 1.57 | 1.57 | 1.57
PeakO | 2.55 | 3.25 | 2.61 | 2.61 | 2.61 | 2.61
ST | 0 | 0 | 0 | 0 | 0 | 0
STOG | 0 | 0 | 0 | 0 | 0 | 0
STWD | 0 | 0 | 0 | 0 | 0 | 0
WT | 0 | 14.4 | 14.4 | 14.4 | 86.66 | 73.95
IGCC | 0 | 0 | 0 | 0 | 0 | 0
DemandResponse | 0 | 0 | 0 | 0 | 0 | 0
IGCC-CCS | 0 | 0 | 0 | 0 | 0 | 0
WT_off | 0 | 0 | 0 | 0 | 0 | 0
PseudoUnit | 0 | 0 | 0 | 0 | 0 | 0
FixedInterchange | 0 | 0 | 0 | 0 | 0 | 0
Total Costs by Reporting Type: NYISO_J-K
ReportingType | 2015 | 2020 | 2025 | 2030 | 2035 | 2040
BM | 0 | 0 | 0 | 0 | 0 | 0
CC | 1580.66 | 1733.63 | 1630.32 | 1792.47 | 1697.28 | 1748.9
CSP | 0 | 0 | 0 | 0 | 0 | 0
CT | 0 | 0 | 0 | 0 | 0 | 0
Coal | 0 | 0 | 0 | 0 | 0 | 0
Geo | 0 | 0 | 0 | 0 | 0 | 0
H | 0 | 0 | 0 | 0 | 0 | 0
LFG | 14.97 | 14.97 | 14.97 | 44.49 | 44.49 | 44.49
Nuc | 0.01 | 0.01 | 0.01 | 0.01 | 0.07 | 0.08
PS | 0 | 0 | 0 | 0 | 0 | 0
PV | 17.52 | 17.52 | 17.52 | 17.52 | 0.54 | 0.54
PeakG | 58.71 | 84.71 | 67.19 | 73.28 | 116.82 | 123.46
PeakO | 61.69 | 79.16 | 63.78 | 65.02 | 65.02 | 65.02
ST | 0 | 0 | 0 | 0 | 0 | 0
STOG | 175.57 | 227.7 | 229.59 | 245.89 | 219.07 | 209.22
STWD | 0 | 0 | 0 | 0 | 0 | 0
WT | 0 | 0 | 0 | 0 | 98.87 | 98.87
IGCC | 0 | 0 | 0 | 0 | 0 | 0
DemandResponse | 0 | 0 | 0 | 0 | 0 | 0
IGCC-CCS | 0 | 0 | 0 | 0 | 0 | 0
WT_off | 0 | 0 | 0 | 0 | 0 | 0
PseudoUnit | 0 | 0 | 0 | 0 | 0 | 0
FixedInterchange | 0 | 0 | 0 | 0 | 0 | 0
Total Costs by Reporting Type: PJM_E
ReportingType | 2015 | 2020 | 2025 | 2030 | 2035 | 2040
BM | 17.97 | 33.95 | 33.95 | 33.95 | 33.95 | 33.95
CC | 3550.73 | 4182.8 | 3850.91 | 4161.92 | 4764.25 | 3604.65
CSP | 0 | 0 | 0 | 0 | 0 | 0
CT | 2.48 | 2.7 | 2.9 | 1.27 | 0.63 | 0
Coal | 131.89 | 135.13 | 10.72 | 9.93 | 9.89 | 9.9
Geo | 0 | 0 | 0 | 0 | 0 | 0
H | 3.85 | 3.85 | 3.85 | 3.85 | 3.85 | 3.85
LFG | 59.08 | 105.92 | 105.92 | 103.73 | 103.73 | 73.06
Nuc | 1960.16 | 1864.06 | 1862.64 | 1873.72 | 1345.93 | 2395.82
PS | 9.5 | 9.5 | 9.5 | 9.5 | 9.5 | 9.5
PV | 11.79 | 11.79 | 11.79 | 11.79 | 0.75 | 0.75
PeakG | 78.56 | 148.3 | 129.6 | 191.5 | 135.61 | 151.96
PeakO | 75.92 | 100.78 | 82.41 | 82.41 | 82.41 | 82.41
ST | 0 | 0 | 0 | 0 | 0 | 0
STOG | 137.3 | 179.24 | 0 | 0 | 0 | 0
STWD | 0 | 0 | 0 | 0 | 0 | 0
WT | 332.76 | 332.76 | 332.76 | 332.76 | 32.65 | 32.65
IGCC | 0 | 0 | 0 | 0 | 0 | 0
DemandResponse | 0 | 0 | 0 | 0 | 0 | 0
IGCC-CCS | 0 | 0 | 0 | 0 | 0 | 0
WT_off | 0 | 0 | 599.06 | 599.06 | 599.06 | 599.06
PseudoUnit | 0 | 0 | 0 | 0 | 0 | 0
FixedInterchange | 0 | 0 | 0 | 0 | 0 | 0
Total Costs by Reporting Type: PJM_ROM
ReportingType | 2015 | 2020 | 2025 | 2030 | 2035 | 2040
BM | 9.9 | 19.49 | 19.49 | 19.49 | 19.49 | 2400.76
CC | 1523.65 | 1894.99 | 1797.2 | 1871.21 | 2156.03 | 1548.76
CSP | 0 | 0 | 0 | 0 | 0 | 0
CT | 1.52 | 1.65 | 1.78 | 2.18 | 0.39 | 0.49
Coal | 724.66 | 165.73 | 12.69 | 11.22 | 11.17 | 11.18
Geo | 0 | 0 | 0 | 0 | 0 | 0
H | 19.83 | 19.83 | 19.83 | 253 | 253 | 253
LFG | 47.04 | 132.66 | 132.66 | 131.08 | 128.72 | 75.37
Nuc | 1163.94 | 1194.41 | 1192.35 | 1199.5 | 6304.25 | 8495.48
PS | 35.92 | 35.92 | 35.92 | 35.92 | 35.92 | 35.92
PV | 0.06 | 497.02 | 753.61 | 811.04 | 815.37 | 361.72
PeakG | 30.83 | 49.11 | 45.7 | 74.88 | 68.28 | 79.07
PeakO | 45.95 | 58.57 | 46.94 | 46.94 | 46.94 | 0
ST | 0 | 0 | 0 | 0 | 0 | 0
STOG | 209.02 | 290.76 | 259.34 | 288.66 | 224.18 | 0
STWD | 3.34 | 39.07 | 38.55 | 38.55 | 38.55 | 38.55
WT | 152.07 | 341.33 | 341.33 | 313.92 | 227.77 | 59.6
IGCC | 0 | 0 | 0 | 0 | 0 | 0
DemandResponse | 0 | 0 | 0 | 0 | 0 | 0
IGCC-CCS | 0 | 0 | 0 | 0 | 0 | 0
WT_off | 0 | 0 | 0 | 0 | 0 | 0
PseudoUnit | 0 | 0 | 0 | 0 | 0 | 0
FixedInterchange | 0 | 0 | 0 | 0 | 0 | 0
Total Costs by Reporting Type: PJM_ROR
ReportingType | 2015 | 2020 | 2025 | 2030 | 2035 | 2040
BM | 210.59 | 415.73 | 382.8 | 358.52 | 415.73 | 6322.64
CC | 15561.83 | 18640.22 | 17738.82 | 19224.95 | 23956.52 | 12771.89
CSP | 0 | 0 | 0 | 0 | 0 | 0
CT | 2.84 | 3.09 | 3.08 | 3.82 | 0.71 | 0.92
Coal | 7594.2 | 3590.82 | 1060.28 | 917.81 | 1082.57 | 1223.66
Geo | 0 | 0 | 0 | 0 | 0 | 0
H | 26.17 | 207.89 | 207.89 | 207.89 | 207.89 | 207.89
LFG | 76.9 | 76.9 | 238.08 | 232.42 | 226.35 | 226.35
Nuc | 4607.58 | 4731.16 | 4718.65 | 4541.22 | 4058.57 | 18967.04
PS | 73.14 | 73.14 | 73.14 | 73.14 | 73.14 | 73.14
PV | 0.35 | 0.35 | 0.35 | 0.35 | 0.35 | 0.35
PeakG | 399 | 584.91 | 503 | 668.85 | 515.74 | 496.65
PeakO | 48.69 | 65.15 | 52.22 | 52.22 | 52.22 | 0
ST | 0 | 0 | 0 | 0 | 0 | 0
STOG | 150.52 | 171.73 | 198.68 | 172.62 | 127.58 | 0
STWD | 9.11 | 114.87 | 113.43 | 96.08 | 113.43 | 113.43
WT | 2217.8 | 2263.14 | 2263.14 | 3278.34 | 2766.15 | 2726.19
IGCC | 0 | 0 | 0 | 0 | 0 | 0
DemandResponse | 0 | 0 | 0 | 0 | 0 | 0
IGCC-CCS | 0 | 0 | 0 | 0 | 0 | 0
WT_off | 0 | 0 | 0 | 0 | 0 | 0
PseudoUnit | 0 | 0 | 0 | 0 | 0 | 0
FixedInterchange | 0 | 0 | 0 | 0 | 0 | 0
Total Costs by Reporting Type: SOCO
ReportingType | 2015 | 2020 | 2025 | 2030 | 2035 | 2040
BM | 29.33 | 30.83 | 30.83 | 56.71 | 56.71 | 6386.93
CC | 10527.06 | 12731.05 | 12040.45 | 13098.21 | 7693.28 | 4255.23
CSP | 0 | 0 | 0 | 0 | 0 | 0
CT | 0 | 0 | 0 | 0 | 0 | 0
Coal | 1956.74 | 855.32 | 193.93 | 202.1 | 287.54 | 321.51
Geo | 0 | 0 | 0 | 0 | 0 | 0
H | 59.74 | 59.74 | 59.74 | 59.74 | 59.74 | 59.74
LFG | 4.47 | 4.47 | 4.47 | 37.19 | 37.19 | 37.19
Nuc | 1355.07 | 2993.98 | 3028.43 | 3039.86 | 12921.83 | 12827.87
PS | 39.76 | 39.76 | 39.76 | 39.76 | 39.76 | 39.76
PV | 0 | 0 | 0 | 0 | 0 | 0
PeakG | 236.7 | 335.2 | 340.25 | 427.17 | 131.9 | 138.25
PeakO | 0 | 0 | 0 | 0 | 0 | 0
ST | 0 | 0 | 0 | 0 | 0 | 0
STOG | 0 | 0 | 0 | 0 | 0 | 0
STWD | 42.66 | 48.04 | 60.23 | 81.53 | 425.48 | 425.48
WT | 0 | 0 | 0 | 0 | 23.58 | 23.58
IGCC | 0 | 0 | 0 | 0 | 0 | 0
DemandResponse | 0 | 0 | 0 | 0 | 0 | 0
IGCC-CCS | 0 | 0 | 0 | 0 | 0 | 0
WT_off | 0 | 0 | 0 | 0 | 0 | 0
PseudoUnit | 0 | 0 | 0 | 0 | 0 | 0
FixedInterchange | 0 | 0 | 0 | 0 | 0 | 0
Total Costs by Reporting Type: SPP_N
ReportingType | 2015 | 2020 | 2025 | 2030 | 2035 | 2040
BM | 0 | 0 | 0 | 0 | 0 | 0
CC | 489.27 | 245.66 | 127.15 | 114.25 | 112.9 | 94.44
CSP | 0 | 0 | 0 | 0 | 0 | 0
CT | 0 | 0 | 0 | 0 | 0 | 0
Coal | 3274.64 | 1002.81 | 275.54 | 142.36 | 142.36 | 142.36
Geo | 0 | 0 | 0 | 0 | 0 | 0
H | 0.3 | 0.3 | 0.3 | 0.3 | 0.3 | 0.3
LFG | 0.85 | 0.85 | 0.85 | 30.02 | 30.03 | 30.03
Nuc | 256.73 | 266.63 | 271.39 | 261.19 | 238.54 | 238.09
PS | 0 | 0 | 0 | 0 | 0 | 0
PV | 0 | 0 | 0 | 0 | 0 | 0
PeakG | 81.45 | 117.69 | 105.7 | 105.7 | 105.7 | 105.7
PeakO | 34.89 | 44.84 | 35.94 | 35.94 | 35.94 | 35.94
ST | 0 | 0 | 0 | 0 | 0 | 0
STOG | 101.37 | 111.37 | 75.57 | 75.57 | 64.18 | 64.18
STWD | 0 | 0 | 0 | 0 | 0 | 0
WT | 42.04 | 3926.71 | 9707.66 | 13100.87 | 15916.11 | 13137.35
IGCC | 0 | 0 | 0 | 0 | 0 | 0
DemandResponse | 0 | 0 | 0 | 0 | 0 | 0
IGCC-CCS | 0 | 0 | 0 | 0 | 0 | 0
WT_off | 0 | 0 | 0 | 0 | 0 | 0
PseudoUnit | 0 | 0 | 0 | 0 | 0 | 0
FixedInterchange | 0 | 0 | 0 | 0 | 0 | 0
Total Costs by Reporting Type: SPP_S
ReportingType | 2015 | 2020 | 2025 | 2030 | 2035 | 2040
BM | 0 | 0 | 0 | 0 | 0 | 0
CC | 3400.68 | 2370.59 | 1528.35 | 1487.57 | 1370.01 | 1615.93
CSP | 0 | 0 | 0 | 0 | 0 | 0
CT | 35.98 | 61.7 | 61.7 | 61.7 | 28.49 | 4.77
Coal | 4533.24 | 1226.16 | 460.73 | 302.46 | 302.46 | 302.46
Geo | 0 | 0 | 0 | 0 | 0 | 0
H | 30.03 | 30.03 | 30.03 | 30.03 | 30.03 | 30.03
LFG | 2.29 | 2.29 | 2.29 | 31.46 | 31.48 | 31.48
Nuc | 0.01 | 0.01 | 0.01 | 0.01 | 0.04 | 0.04
PS | 10.59 | 10.59 | 10.59 | 10.59 | 10.59 | 10.59
PV | 0 | 0 | 0 | 0 | 0 | 0
PeakG | 60.2 | 87.93 | 62.37 | 76.78 | 82.77 | 82.77
PeakO | 3.36 | 4.54 | 3.63 | 3.63 | 3.64 | 3.66
ST | 0 | 0 | 0 | 0 | 0 | 0
STOG | 600.11 | 499.05 | 548.23 | 529.68 | 415.85 | 443.81
STWD | 7.66 | 3.37 | 2.75 | 5.39 | 24.89 | 24.89
WT | 183.43 | 8711.44 | 9375.24 | 10103.11 | 12093.04 | 5056.97
IGCC | 0 | 0 | 0 | 0 | 0 | 0
DemandResponse | 0 | 0 | 0 | 0 | 0 | 0
IGCC-CCS | 0 | 0 | 0 | 0 | 0 | 0
WT_off | 0 | 0 | 0 | 0 | 0 | 0
PseudoUnit | 0 | 0 | 0 | 0 | 0 | 0
FixedInterchange | 0 | 0 | 0 | 0 | 0 | 0
Total Costs by Reporting Type: TVA
ReportingType | 2015 | 2020 | 2025 | 2030 | 2035 | 2040
BM | 0 | 0 | 0 | 0 | 0 | 7168.7
CC | 4188.3 | 6036.72 | 5689.46 | 6460.42 | 6419.73 | 1826.2
CSP | 0 | 0 | 0 | 0 | 0 | 0
CT | 0 | 0 | 0 | 0 | 0 | 0
Coal | 1406.9 | 466.72 | 49.17 | 0 | 0 | 0
Geo | 0 | 0 | 0 | 0 | 0 | 0
H | 72.8 | 72.8 | 72.8 | 72.8 | 82.09 | 82.09
LFG | 1.57 | 1.57 | 33.99 | 33.99 | 33.99 | 33.99
Nuc | 2533.71 | 2590.04 | 2579.4 | 2590.89 | 5736 | 6218.31
PS | 41.38 | 41.38 | 41.38 | 41.38 | 41.38 | 41.38
PV | 0 | 0 | 0 | 0 | 0 | 0
PeakG | 99.24 | 153.37 | 140.99 | 136.23 | 136.23 | 136.23
PeakO | 1.87 | 2.54 | 1.92 | 0 | 0 | 0
ST | 0 | 0 | 0 | 0 | 0 | 0
STOG | 0 | 0 | 0 | 0 | 0 | 0
STWD | 0.25 | 0.29 | 0.31 | 0.44 | 3 | 3
WT | 0.99 | 0.99 | 0.99 | 0.99 | 24.39 | 24.39
IGCC | 0 | 0 | 0 | 0 | 0 | 0
DemandResponse | 0 | 0 | 0 | 0 | 0 | 0
IGCC-CCS | 0 | 0 | 0 | 0 | 0 | 0
WT_off | 0 | 0 | 0 | 0 | 0 | 0
PseudoUnit | 0 | 0 | 0 | 0 | 0 | 0
FixedInterchange | 0 | 0 | 0 | 0 | 0 | 0
Total Costs by Reporting Type: TVA_Transmission
ReportingType | 2015 | 2020 | 2025 | 2030 | 2035 | 2040
BM | 0 | 0 | 0 | 0 | 0 | 0
CC | 0 | 0 | 0 | 0 | 0 | 0
CSP | 0 | 0 | 0 | 0 | 0 | 0
CT | 0 | 0 | 0 | 0 | 0 | 0
Coal | 0 | 0 | 0 | 0 | 0 | 0
Geo | 0 | 0 | 0 | 0 | 0 | 0
H | 0 | 0 | 0 | 0 | 0 | 0
LFG | 0 | 0 | 0 | 0 | 0 | 0
Nuc | 0 | 0 | 0 | 0 | 0 | 0
PS | 0 | 0 | 0 | 0 | 0 | 0
PV | 0 | 0 | 0 | 0 | 0 | 0
PeakG | 0 | 0 | 0 | 0 | 0 | 0
PeakO | 0 | 0 | 0 | 0 | 0 | 0
ST | 0 | 0 | 0 | 0 | 0 | 0
STOG | 0 | 0 | 0 | 0 | 0 | 0
STWD | 0 | 0 | 0 | 0 | 0 | 0
WT | 0 | 0 | 0 | 0 | 0 | 0
IGCC | 0 | 0 | 0 | 0 | 0 | 0
DemandResponse | 0 | 0 | 0 | 0 | 0 | 0
IGCC-CCS | 0 | 0 | 0 | 0 | 0 | 0
WT_off | 0 | 0 | 0 | 0 | 0 | 0
PseudoUnit | 0 | 0 | 0 | 0 | 0 | 0
FixedInterchange | 0 | 0 | 0 | 0 | 0 | 0
Total Costs by Reporting Type: VACAR
ReportingType | 2015 | 2020 | 2025 | 2030 | 2035 | 2040
BM | 0.93 | 169.61 | 700.69 | 700.69 | 700.69 | 6734.85
CC | 10050.67 | 10174.66 | 10116.45 | 11518.99 | 10018.24 | 1937.43
CSP | 0 | 0 | 0 | 0 | 0 | 0
CT | 72.68 | 73.06 | 79.62 | 38.25 | 18.37 | 0
Coal | 1139.65 | 713.43 | 500.26 | 494.2 | 609.08 | 753.18
Geo | 0 | 0 | 0 | 0 | 0 | 0
H | 30.23 | 30.23 | 30.23 | 30.23 | 30.23 | 30.23
LFG | 7.71 | 40.25 | 40.25 | 40.25 | 40.18 | 20.68
Nuc | 2606.17 | 4424.34 | 4396.29 | 4414.98 | 11584.72 | 18270.99
PS | 62.1 | 62.1 | 62.1 | 62.1 | 62.1 | 62.1
PV | 0.24 | 44.91 | 45.63 | 45.88 | 45.88 | 4.36
PeakG | 152.48 | 229.85 | 187.87 | 274.35 | 107.41 | 110.27
PeakO | 36.13 | 46.34 | 37.33 | 38.01 | 0 | 0
ST | 0 | 0 | 0 | 0 | 0 | 0
STOG | 4.04 | 4.78 | 4.1 | 4.1 | 0 | 0
STWD | 173.41 | 175.67 | 159.66 | 173.58 | 173.58 | 173.58
WT | 0.22 | 838.93 | 838.93 | 838.93 | 838.73 | 98.34
IGCC | 0 | 0 | 0 | 0 | 0 | 0
DemandResponse | 0 | 0 | 0 | 0 | 0 | 0
IGCC-CCS | 0 | 0 | 0 | 0 | 0 | 0
WT_off | 0.59 | 0.59 | 0.59 | 0.59 | 0.05 | 0.05
PseudoUnit | 0 | 0 | 0 | 0 | 0 | 0
FixedInterchange | 0 | 0 | 0 | 0 | 0 | 0
Total Costs by Reporting Type: IESO
ReportingType | 2015 | 2020 | 2025 | 2030 | 2035 | 2040
BM | 177.6 | 177.6 | 177.6 | 178.55 | 182.48 | 396.56
CC | 586.05 | 477.05 | 215.93 | 208 | 196.72 | 48.24
CSP | 0 | 0 | 0 | 0 | 0 | 0
CT | 45.15 | 45.17 | 44.26 | 44.26 | 0 | 0
Coal | 0 | 0 | 0 | 0 | 0 | 0
Geo | 0 | 0 | 0 | 0 | 0 | 0
H | 123.83 | 123.83 | 123.83 | 123.83 | 226.24 | 226.24
LFG | 19.32 | 19.32 | 19.32 | 19.55 | 14.43 | 14.43
Nuc | 2990.3 | 3007.72 | 3062.19 | 3080.28 | 2836.57 | 3030.7
PS | 2.92 | 2.92 | 2.92 | 2.92 | 2.92 | 2.92
PV | 558.01 | 558.01 | 558.01 | 558.01 | 0.44 | 0.44
PeakG | 0 | 0 | 0 | 0 | 0 | 0
PeakO | 0 | 0 | 0 | 0 | 0 | 0
ST | 0 | 0 | 0 | 0 | 0 | 0
STOG | 0 | 0 | 0 | 0 | 0 | 0
STWD | 4.77 | 4.77 | 4.77 | 6.33 | 74.15 | 74.15
WT | 763.41 | 763.41 | 763.41 | 763.41 | 103.02 | 103.02
IGCC | 0 | 0 | 0 | 0 | 0 | 0
DemandResponse | 0 | 0 | 0 | 0 | 0 | 0
IGCC-CCS | 0 | 0 | 0 | 0 | 0 | 0
WT_off | 0 | 0 | 0 | 0 | 0 | 0
PseudoUnit | 0 | 0 | 0 | 0 | 0 | 0
FixedInterchange | 0 | 0 | 0 | 0 | 0 | 0
Total Costs by Reporting Type: MAPP_CA
ReportingType | 2015 | 2020 | 2025 | 2030 | 2035 | 2040
BM | 0 | 0 | 0 | 0 | 0 | 0
CC | 390.21 | 427.57 | 134.79 | 34.97 | 34.97 | 0
CSP | 0 | 0 | 0 | 0 | 0 | 0
CT | 0 | 0 | 0 | 0 | 0 | 0
Coal | 61.7 | 7.31 | 0 | 0 | 0 | 0
Geo | 0 | 0 | 0 | 0 | 0 | 0
H | 92.24 | 343.32 | 762.65 | 1230.47 | 1511.52 | 1511.52
LFG | 0 | 0 | 0 | 0 | 0 | 0
Nuc | 0.01 | 0.01 | 0.01 | 0.01 | 0.01 | 0.05
PS | 0 | 0 | 0 | 0 | 0 | 0
PV | 0 | 0 | 0 | 0 | 0 | 0
PeakG | 16.3 | 14.54 | 0 | 0 | 0 | 0
PeakO | 0.09 | 0.09 | 0 | 0 | 0 | 0
ST | 0 | 0 | 0 | 0 | 0 | 0
STOG | 6.46 | 5.54 | 0 | 0 | 0 | 0
STWD | 0 | 0 | 0 | 0 | 0 | 0
WT | 105.14 | 105.14 | 105.14 | 105.14 | 9.42 | 9.42
IGCC | 0 | 0 | 0 | 0 | 0 | 0
DemandResponse | 0 | 0 | 0 | 0 | 0 | 0
IGCC-CCS | 0 | 0 | 0 | 0 | 0 | 0
WT_off | 0 | 0 | 0 | 0 | 0 | 0
PseudoUnit | 0 | 0 | 0 | 0 | 0 | 0
FixedInterchange | 0 | 0 | 0 | 0 | 0 | 0
Total Costs by Reporting Type: AZ_NM_SNV_Coal
ReportingType | 2015 | 2020 | 2025 | 2030 | 2035 | 2040
BM | 0 | 0 | 0 | 0 | 0 | 0
CC | 0 | 0 | 0 | 0 | 0 | 0
CSP | 0 | 0 | 0 | 0 | 0 | 0
CT | 0 | 0 | 0 | 0 | 0 | 0
Coal | 2516.76 | 1151.38 | 83.5 | 46.01 | 35.18 | 138.77
Geo | 0 | 0 | 0 | 0 | 0 | 0
H | 0 | 0 | 0 | 0 | 0 | 0
LFG | 0 | 0 | 0 | 0 | 0 | 0
Nuc | 0 | 0 | 0 | 0 | 0 | 0
PS | 0 | 0 | 0 | 0 | 0 | 0
PV | 0 | 0 | 0 | 0 | 0 | 0
PeakG | 0 | 0 | 0 | 0 | 0 | 0
PeakO | 5.77 | 7.38 | 6 | 6 | 6 | 6
ST | 0 | 0 | 0 | 0 | 0 | 0
STOG | 0 | 0 | 0 | 0 | 0 | 0
STWD | 0 | 0 | 0 | 0 | 0 | 0
WT | 0 | 0 | 0 | 0 | 0 | 0
IGCC | 0 | 0 | 0 | 0 | 0 | 0
DemandResponse | 0 | 0 | 0 | 0 | 0 | 0
IGCC-CCS | 0 | 0 | 0 | 0 | 0 | 0
WT_off | 0 | 0 | 0 | 0 | 0 | 0
PseudoUnit | 0 | 0 | 0 | 0 | 0 | 0
FixedInterchange | 0 | 0 | 0 | 0 | 0 | 0
Total Costs by Reporting Type: AZ_NM_SNV_Gas
ReportingType | 2015 | 2020 | 2025 | 2030 | 2035 | 2040
BM | 0 | 0 | 0 | 0 | 0 | 0
CC | 4796.98 | 5803.82 | 6255.6 | 7286.77 | 4145.03 | 3169.36
CSP | 0 | 0 | 0 | 0 | 0 | 0
CT | 68.63 | 68.63 | 68.63 | 68.81 | 0 | 0
Coal | 0 | 0 | 0 | 0 | 0 | 0
Geo | 0 | 0 | 0 | 0 | 0 | 0
H | 0 | 0 | 0 | 0 | 0 | 0
LFG | 0 | 0 | 0 | 0 | 0 | 0
Nuc | 0 | 0 | 0 | 0 | 0 | 0
PS | 0 | 0 | 0 | 0 | 0 | 0
PV | 0 | 0 | 0 | 0 | 0 | 0
PeakG | 63.97 | 93.45 | 74.33 | 87.99 | 87.99 | 87.99
PeakO | 0 | 0 | 0 | 0 | 0 | 0
ST | 0 | 0 | 0 | 0 | 0 | 0
STOG | 0 | 0 | 0 | 0 | 0 | 0
STWD | 0 | 0 | 0 | 0 | 0 | 0
WT | 0 | 0 | 0 | 0 | 0 | 0
IGCC | 0 | 0 | 0 | 0 | 0 | 0
DemandResponse | 0 | 0 | 0 | 0 | 0 | 0
IGCC-CCS | 0 | 0 | 0 | 0 | 0 | 0
WT_off | 0 | 0 | 0 | 0 | 0 | 0
PseudoUnit | 0 | 0 | 0 | 0 | 0 | 0
FixedInterchange | 0 | 0 | 0 | 0 | 0 | 0
Total Costs by Reporting Type: AZ_NM_SNV_NucRenew
ReportingType | 2015 | 2020 | 2025 | 2030 | 2035 | 2040
BM | 0 | 0 | 0 | 0 | 0 | 0.09
CC | 0 | 0 | 0 | 0 | 0 | 0
CSP | 0 | 0 | 0 | 0 | 0 | 0
CT | 0 | 0 | 0 | 0 | 0 | 0
Coal | 0 | 0 | 0 | 0 | 0 | 0
Geo | 0 | 0 | 608.13 | 608.13 | 608.13 | 608.13
H | 44.6 | 44.6 | 44.6 | 44.6 | 44.6 | 44.6
LFG | 0.85 | 17.76 | 19.91 | 19.91 | 19.91 | 9.54
Nuc | 810.72 | 895.93 | 912.19 | 1094.52 | 7196.78 | 8366.6
PS | 5.13 | 5.13 | 5.13 | 5.13 | 5.13 | 5.13
PV | 37.26 | 37.26 | 37.26 | 37.26 | 2.38 | 2.38
PeakG | 0 | 0 | 0 | 0 | 0 | 0
PeakO | 0 | 0 | 0 | 0 | 0 | 0
ST | 119.29 | 291.78 | 373.96 | 315.39 | 508.39 | 364.45
STOG | 0 | 0 | 0 | 0 | 0 | 0
STWD | 12.81 | 13.02 | 2.56 | 12.82 | 12.82 | 12.82
WT | 31.87 | 2830.79 | 2830.79 | 2830.79 | 2816.5 | 348.89
IGCC | 0 | 0 | 0 | 0 | 0 | 0
DemandResponse | 0 | 0 | 0 | 0 | 0 | 0
IGCC-CCS | 0 | 0 | 0 | 0 | 0 | 0
WT_off | 0 | 0 | 0 | 0 | 0 | 0
PseudoUnit | 0 | 0 | 0 | 0 | 0 | 0
FixedInterchange | 0 | 0 | 0 | 0 | 0 | 0
Total Costs by Reporting Type: ERCOT
ReportingType | 2015 | 2020 | 2025 | 2030 | 2035 | 2040
BM | 76.49 | 76.49 | 80.61 | 105.32 | 148.83 | 3440.71
CC | 14390.02 | 17089.85 | 16666.47 | 16343.92 | 12812.56 | 9851.88
CSP | 0 | 0 | 0 | 0 | 0 | 0
CT | 22.65 | 22.86 | 24.98 | 23.59 | 0 | 0
Coal | 2385.39 | 1133.49 | 929.98 | 801.09 | 821.92 | 880.93
Geo | 0 | 0 | 0 | 0 | 0 | 0
H | 8.05 | 8.05 | 8.05 | 8.05 | 8.05 | 8.05
LFG | 9.06 | 9.06 | 115.9 | 115.9 | 115.9 | 115.9
Nuc | 1007.36 | 1174.9 | 1203.03 | 1210.21 | 10812.83 | 12055.32
PS | 0 | 0 | 0 | 0 | 0 | 0
PV | 5.14 | 5.14 | 5.14 | 5.14 | 0.01 | 0.01
PeakG | 80.63 | 119.64 | 123.85 | 119.87 | 121.44 | 125.18
PeakO | 1.29 | 1.86 | 1.53 | 1.53 | 1.53 | 1.53
ST | 0 | 0 | 0 | 0 | 0 | 0
STOG | 879.81 | 1071.03 | 872.79 | 585.26 | 0 | 0
STWD | 0 | 0 | 0 | 0 | 0 | 0
WT | 388.45 | 388.45 | 388.45 | 4593.33 | 4520.64 | 4608.6
IGCC | 0 | 0 | 0 | 0 | 0 | 0
DemandResponse | 0 | 0 | 0 | 0 | 0 | 0
IGCC-CCS | 0 | 0 | 0 | 0 | 0 | 0
WT_off | 0 | 0 | 0 | 0 | 0 | 0
PseudoUnit | 0 | 0 | 0 | 0 | 0 | 0
FixedInterchange | 0 | 0 | 0 | 0 | 0 | 0
Total Costs by Reporting Type: NP15
ReportingType | 2015 | 2020 | 2025 | 2030 | 2035 | 2040
BM | 0 | 0 | 0 | 0 | 0 | 0
CC | 5072.88 | 5356.43 | 5552.66 | 6141.42 | 4331.94 | 468.37
CSP | 0 | 0 | 0 | 0 | 0 | 0
CT | 19.28 | 19.28 | 19.28 | 19.28 | 0 | 0
Coal | 11.73 | 0 | 0 | 0 | 0 | 0
Geo | 100.91 | 100.91 | 374.88 | 374.88 | 374.88 | 374.88
H | 125.7 | 125.7 | 125.7 | 125.7 | 125.7 | 125.7
LFG | 10.26 | 204.81 | 204.81 | 204.81 | 204.81 | 79.02
Nuc | 495.59 | 560.5 | 540.7 | 543.89 | 3550.05 | 7102.15
PS | 53.58 | 53.58 | 53.58 | 53.58 | 53.58 | 53.58
PV | 3.68 | 3.68 | 3.68 | 3.68 | 0.89 | 0.89
PeakG | 56.04 | 82.34 | 58.1 | 74.01 | 78.49 | 78.49
PeakO | 10.26 | 13.08 | 10.48 | 10.49 | 10.49 | 10.49
ST | 14.46 | 14.46 | 14.46 | 14.46 | 1.86 | 1.86
STOG | 118.25 | 140.63 | 126.17 | 129.4 | 86.8 | 86.8
STWD | 265.97 | 269.53 | 15.58 | 199.46 | 266.24 | 266.24
WT | 66.31 | 789.87 | 789.87 | 963.39 | 3611.26 | 3190.59
IGCC | 0 | 0 | 0 | 0 | 0 | 0
DemandResponse | 0 | 0 | 0 | 0 | 0 | 0
IGCC-CCS | 0 | 0 | 0 | 0 | 0 | 0
WT_off | 0 | 0 | 0 | 0 | 0 | 0
PseudoUnit | 0 | 0 | 0 | 0 | 0 | 0
FixedInterchange | 0 | 0 | 0 | 0 | 0 | 0
Total Costs by Reporting Type: NWPP_Coal
ReportingType | 2015 | 2020 | 2025 | 2030 | 2035 | 2040
BM | 0 | 0 | 0 | 0 | 0 | 0
CC | 0 | 0 | 0 | 0 | 0 | 0
CSP | 0 | 0 | 0 | 0 | 0 | 0
CT | 0 | 0 | 0 | 0 | 0 | 0
Coal | 2250.53 | 525.46 | 198.51 | 75.49 | 94.71 | 114.25
Geo | 0 | 0 | 0 | 0 | 0 | 0
H | 0 | 0 | 0 | 0 | 0 | 0
LFG | 0 | 0 | 0 | 0 | 0 | 0
Nuc | 0 | 0 | 0 | 0 | 0 | 0
PS | 0 | 0 | 0 | 0 | 0 | 0
PV | 0 | 0 | 0 | 0 | 0 | 0
PeakG | 0 | 0 | 0 | 0 | 0 | 0
PeakO | 0 | 0 | 0 | 0 | 0 | 0
ST | 0 | 0 | 0 | 0 | 0 | 0
STOG | 0 | 0 | 0 | 0 | 0 | 0
STWD | 0 | 0 | 0 | 0 | 0 | 0
WT | 0 | 0 | 0 | 0 | 0 | 0
IGCC | 0 | 0 | 0 | 0 | 0 | 0
DemandResponse | 0 | 0 | 0 | 0 | 0 | 0
IGCC-CCS | 0 | 0 | 0 | 0 | 0 | 0
WT_off | 0 | 0 | 0 | 0 | 0 | 0
PseudoUnit | 0 | 0 | 0 | 0 | 0 | 0
FixedInterchange | 0 | 0 | 0 | 0 | 0 | 0
Total Costs by Reporting Type: NWPP_Gas
ReportingType | 2015 | 2020 | 2025 | 2030 | 2035 | 2040
BM | 0 | 0 | 0 | 0 | 0 | 0
CC | 2909.74 | 4895.71 | 4873.55 | 6089.82 | 2306.61 | 1980.56
CSP | 0 | 0 | 0 | 0 | 0 | 0
CT | 14.02 | 14.02 | 14.02 | 14.02 | 0 | 0
Coal | 0 | 0 | 0 | 0 | 0 | 0
Geo | 0 | 0 | 0 | 0 | 0 | 0
H | 0 | 0 | 0 | 0 | 0 | 0
LFG | 0 | 0 | 0 | 0 | 0 | 0
Nuc | 0 | 0 | 0 | 0 | 0 | 0
PS | 0 | 0 | 0 | 0 | 0 | 0
PV | 0 | 0 | 0 | 0 | 0 | 0
PeakG | 0 | 0 | 0 | 0 | 0 | 0
PeakO | 0 | 0 | 0 | 0 | 0 | 0
ST | 0 | 0 | 0 | 0 | 0 | 0
STOG | 0 | 0 | 0 | 0 | 0 | 0
STWD | 0 | 0 | 0 | 0 | 0 | 0
WT | 0 | 0 | 0 | 0 | 0 | 0
IGCC | 0 | 0 | 0 | 0 | 0 | 0
DemandResponse | 0 | 0 | 0 | 0 | 0 | 0
IGCC-CCS | 0 | 0 | 0 | 0 | 0 | 0
WT_off | 0 | 0 | 0 | 0 | 0 | 0
PseudoUnit | 0 | 0 | 0 | 0 | 0 | 0
FixedInterchange | 0 | 0 | 0 | 0 | 0 | 0
Total Costs by Reporting Type: NWPP_NucRenew
ReportingType | 2015 | 2020 | 2025 | 2030 | 2035 | 2040
BM | 17.16 | 17.18 | 22 | 35.02 | 35.02 | 761.76
CC | 0 | 0 | 0 | 0 | 0 | 0
CSP | 0 | 0 | 0 | 0 | 0 | 0
CT | 0 | 0 | 0 | 0 | 0 | 0
Coal | 0 | 0 | 0 | 0 | 0 | 0
Geo | 67.62 | 67.62 | 249.83 | 249.83 | 224.95 | 224.95
H | 480.54 | 480.54 | 480.54 | 480.54 | 595.74 | 595.74
LFG | 20.56 | 97.26 | 97.26 | 97.26 | 92.24 | 45.29
Nuc | 256.71 | 258.17 | 262.7 | 264.21 | 2081.27 | 3826.85
PS | 6.12 | 6.12 | 6.12 | 6.12 | 6.12 | 6.12
PV | 0.04 | 0.04 | 0.04 | 0.04 | 0.04 | 0.04
PeakG | 0 | 0 | 0 | 0 | 0 | 0
PeakO | 0 | 0 | 0 | 0 | 0 | 0
ST | 0 | 0 | 0 | 0 | 0 | 0
STOG | 0 | 0 | 0 | 0 | 0 | 0
STWD | 17.98 | 22.5 | 18.73 | 329.12 | 329.12 | 329.12
WT | 467.97 | 467.97 | 467.97 | 467.97 | 5587.79 | 6169.9
IGCC | 0 | 0 | 0 | 0 | 0 | 0
DemandResponse | 0 | 0 | 0 | 0 | 0 | 0
IGCC-CCS | 0 | 0 | 0 | 0 | 0 | 0
WT_off | 0 | 0 | 0 | 0 | 0 | 0
PseudoUnit | 0 | 0 | 0 | 0 | 0 | 0
FixedInterchange | 0 | 0 | 0 | 0 | 0 | 0
Total Costs by Reporting Type: RMPA
ReportingType | 2015 | 2020 | 2025 | 2030 | 2035 | 2040
BM | 0 | 0 | 0 | 0 | 0 | 1140.13
CC | 933.96 | 1461.81 | 1712.51 | 1554.1 | 1379.79 | 1041.25
CSP | 0 | 0 | 0 | 0 | 0 | 0
CT | 16.21 | 16.21 | 16.21 | 16.21 | 0 | 0
Coal | 2659.29 | 2030.55 | 329.39 | 386.06 | 333.43 | 337.65
Geo | 0 | 273.62 | 1091.93 | 1091.93 | 1091.93 | 921.11
H | 13.99 | 13.99 | 13.99 | 13.99 | 13.99 | 13.99
LFG | 1.17 | 10.26 | 10.26 | 10.26 | 9.99 | 4.42
Nuc | 0.01 | 0.01 | 0.01 | 878.83 | 1486.18 | 1486.18
PS | 13.37 | 13.37 | 13.37 | 13.37 | 13.37 | 13.37
PV | 0.68 | 0.68 | 0.68 | 0.68 | 0.31 | 0.31
PeakG | 49.39 | 72.26 | 50.92 | 62.46 | 69.81 | 70.03
PeakO | 4.36 | 5.56 | 4.45 | 4.45 | 4.45 | 4.45
ST | 1.26 | 145.57 | 145.57 | 147.57 | 146.5 | 25.72
STOG | 0 | 0 | 0 | 0 | 0 | 0
STWD | 0 | 0 | 0 | 0 | 0 | 0
WT | 240.35 | 1102.12 | 1102.12 | 1226.94 | 1054.27 | 323.72
IGCC | 0 | 0 | 0 | 0 | 0 | 0
DemandResponse | 0 | 0 | 0 | 0 | 0 | 0
IGCC-CCS | 0 | 0 | 0 | 0 | 0 | 0
WT_off | 0 | 0 | 0 | 0 | 0 | 0
PseudoUnit | 0 | 0 | 0 | 0 | 0 | 0
FixedInterchange | 0 | 0 | 0 | 0 | 0 | 0
Total Costs by Reporting Type: SP15
ReportingType | 2015 | 2020 | 2025 | 2030 | 2035 | 2040
BM | 6.8 | 6.8 | 3.97 | 6.8 | 6.8 | 6.8
CC | 4207.31 | 6149.44 | 6439.33 | 7058.28 | 5753.37 | 3898.71
CSP | 0 | 0 | 0 | 0 | 0 | 0
CT | 0 | 0 | 0 | 0 | 0 | 0
Coal | 82.12 | 0.01 | 0 | 0 | 0 | 0
Geo | 104.52 | 713.94 | 713.94 | 699.68 | 699.68 | 328.75
H | 16.57 | 16.57 | 16.57 | 16.57 | 16.57 | 16.57
LFG | 29.05 | 219.63 | 219.63 | 219.4 | 217.54 | 94.59
Nuc | 508.22 | 539.82 | 519.92 | 522.86 | 1334.52 | 4294.56
PS | 34.19 | 34.19 | 34.19 | 34.19 | 34.19 | 34.19
PV | 3.49 | 3.49 | 3.49 | 3.49 | 1.87 | 1.87
PeakG | 76.73 | 111.44 | 93.22 | 103.59 | 103.59 | 103.59
PeakO | 1.47 | 1.91 | 1.53 | 1.53 | 1.53 | 1.53
ST | 220.08 | 220.08 | 220.08 | 220.08 | 1057.32 | 1414.28
STOG | 442.48 | 467.79 | 464.43 | 401.75 | 151.79 | 150.31
STWD | 68.43 | 69.39 | 12.56 | 58.03 | 68.5 | 68.5
WT | 264.36 | 264.36 | 264.36 | 4058.68 | 3865.41 | 3865.41
IGCC | 0 | 0 | 0 | 0 | 0 | 0
DemandResponse | 0 | 0 | 0 | 0 | 0 | 0
IGCC-CCS | 0 | 0 | 0 | 0 | 0 | 0
WT_off | 0 | 0 | 0 | 0 | 0 | 0
PseudoUnit | 0 | 0 | 0 | 0 | 0 | 0
FixedInterchange | 0 | 0 | 0 | 0 | 0 | 0
Total Costs by Reporting Type: ALB
ReportingType | 2015 | 2020 | 2025 | 2030 | 2035 | 2040
BM | 0 | 0 | 0 | 0 | 0 | 0
CC | 795.73 | 1163.44 | 1383.8 | 490.22 | 207.56 | 67.23
CSP | 0 | 0 | 0 | 0 | 0 | 0
CT | 18.05 | 18.05 | 18.05 | 18.05 | 0 | 0
Coal | 2122.2 | 2536.4 | 3394.27 | 162.31 | 162.31 | 162.31
Geo | 0 | 0 | 0 | 0 | 0 | 0
H | 12.99 | 12.99 | 12.99 | 12.99 | 12.99 | 12.99
LFG | 1.21 | 1.21 | 1.21 | 1.21 | 1.21 | 1.21
Nuc | 0.01 | 0.01 | 0.01 | 6035.24 | 6486.14 | 6932.74
PS | 0 | 0 | 0 | 0 | 0 | 0
PV | 0 | 0 | 0 | 0 | 0 | 0
PeakG | 15.58 | 15.58 | 15.58 | 15.58 | 21.95 | 21.95
PeakO | 0 | 0 | 0 | 0 | 0 | 0
ST | 0 | 0 | 0 | 0 | 0 | 0
STOG | 0 | 0 | 0 | 0 | 0 | 0
STWD | 5.58 | 5.76 | 93.47 | 93.47 | 93.47 | 93.47
WT | 25.5 | 25.5 | 25.5 | 25.5 | 49.35 | 49.35
IGCC | 0 | 0 | 0 | 0 | 0 | 0
DemandResponse | 0 | 0 | 0 | 0 | 0 | 0
IGCC-CCS | 0 | 0 | 0 | 0 | 0 | 0
WT_off | 0 | 0 | 0 | 0 | 0 | 0
PseudoUnit | 0 | 0 | 0 | 0 | 0 | 0
FixedInterchange | 0 | 0 | 0 | 0 | 0 | 0
Total Costs by Reporting Type: BC
ReportingType | 2015 | 2020 | 2025 | 2030 | 2035 | 2040
BM | 0 | 0 | 0 | 0 | 0 | 0
CC | 373.56 | 407.01 | 458.57 | 645.9 | 96.51 | 6.1
CSP | 0 | 0 | 0 | 0 | 0 | 0
CT | 0 | 0 | 0 | 0 | 0 | 0
Coal | 0 | 0 | 0 | 0 | 0 | 0
Geo | 0 | 0 | 0 | 0 | 0 | 0
H | 173.22 | 173.22 | 173.22 | 173.22 | 173.22 | 173.22
LFG | 2.9 | 2.9 | 2.9 | 2.9 | 2.9 | 2.9
Nuc | 0.01 | 0.01 | 0.01 | 5.34 | 441.42 | 894.72
PS | 0 | 0 | 0 | 0 | 0 | 0
PV | 0 | 0 | 0 | 0 | 0 | 0
PeakG | 0 | 0 | 0 | 0 | 0 | 0
PeakO | 0 | 0 | 0 | 0 | 0 | 0
ST | 0 | 0 | 0 | 0 | 0 | 0
STOG | 0 | 0 | 0 | 0 | 0 | 0
STWD | 16.34 | 16.35 | 138.2 | 296.27 | 296.27 | 296.27
WT | 48.22 | 48.22 | 48.22 | 48.22 | 52.78 | 52.78
IGCC | 0 | 0 | 0 | 0 | 0 | 0
DemandResponse | 0 | 0 | 0 | 0 | 0 | 0
IGCC-CCS | 0 | 0 | 0 | 0 | 0 | 0
WT_off | 0 | 0 | 0 | 0 | 0 | 0
PseudoUnit | 0 | 0 | 0 | 0 | 0 | 0
FixedInterchange | 0 | 0 | 0 | 0 | 0 | 0
Total Costs by Reporting Type: HQ_IESO
ReportingType | 2015 | 2020 | 2025 | 2030 | 2035 | 2040
BM | 0 | 0 | 0 | 0 | 0 | 0
CC | 0 | 0 | 0 | 0 | 0 | 0
CSP | 0 | 0 | 0 | 0 | 0 | 0
CT | 0 | 0 | 0 | 0 | 0 | 0
Coal | 0 | 0 | 0 | 0 | 0 | 0
Geo | 0 | 0 | 0 | 0 | 0 | 0
H | 0 | 0 | 0 | 0 | 0 | 0
LFG | 0 | 0 | 0 | 0 | 0 | 0
Nuc | 0.01 | 0.01 | 0.01 | 0.01 | 0.01 | 0.08
PS | 0 | 0 | 0 | 0 | 0 | 0
PV | 0 | 0 | 0 | 0 | 0 | 0
PeakG | 0 | 0 | 0 | 0 | 0 | 0
PeakO | 0 | 0 | 0 | 0 | 0 | 0
ST | 0 | 0 | 0 | 0 | 0 | 0
STOG | 0 | 0 | 0 | 0 | 0 | 0
STWD | 0 | 0 | 0 | 0 | 0 | 0
WT | 0 | 0 | 0 | 0 | 0 | 0
IGCC | 0 | 0 | 0 | 0 | 0 | 0
DemandResponse | 0 | 0 | 0 | 0 | 0 | 0
IGCC-CCS | 0 | 0 | 0 | 0 | 0 | 0
WT_off | 0 | 0 | 0 | 0 | 0 | 0
PseudoUnit | 0 | 0 | 0 | 0 | 0 | 0
FixedInterchange | 0 | 0 | 0 | 0 | 0 | 0
Total Costs by Reporting Type: HQ_NEISO
ReportingType | 2015 | 2020 | 2025 | 2030 | 2035 | 2040
BM | 0 | 0 | 0 | 0 | 0 | 0
CC | 0 | 0 | 0 | 0 | 0 | 0
CSP | 0 | 0 | 0 | 0 | 0 | 0
CT | 0 | 0 | 0 | 0 | 0 | 0
Coal | 0 | 0 | 0 | 0 | 0 | 0
Geo | 0 | 0 | 0 | 0 | 0 | 0
H | 0 | 0 | 0 | 0 | 0 | 0
LFG | 0 | 0 | 0 | 0 | 0 | 0
Nuc | 0.01 | 0.01 | 0.01 | 0.01 | 0.03 | 0.04
PS | 0 | 0 | 0 | 0 | 0 | 0
PV | 0 | 0 | 0 | 0 | 0 | 0
PeakG | 0 | 0 | 0 | 0 | 0 | 0
PeakO | 0 | 0 | 0 | 0 | 0 | 0
ST | 0 | 0 | 0 | 0 | 0 | 0
STOG | 0 | 0 | 0 | 0 | 0 | 0
STWD | 0 | 0 | 0 | 0 | 0 | 0
WT | 0 | 0 | 0 | 0 | 0 | 0
IGCC | 0 | 0 | 0 | 0 | 0 | 0
DemandResponse | 0 | 0 | 0 | 0 | 0 | 0
IGCC-CCS | 0 | 0 | 0 | 0 | 0 | 0
WT_off | 0 | 0 | 0 | 0 | 0 | 0
PseudoUnit | 0 | 0 | 0 | 0 | 113.58 | 113.58
FixedInterchange | 0 | 0 | 0 | 0 | 0 | 0
Total Costs by Reporting Type: HQ_NY
ReportingType | 2015 | 2020 | 2025 | 2030 | 2035 | 2040
BM | 0 | 0 | 0 | 0 | 0 | 0
CC | 0 | 0 | 0 | 0 | 0 | 0
CSP | 0 | 0 | 0 | 0 | 0 | 0
CT | 0 | 0 | 0 | 0 | 0 | 0
Coal | 0 | 0 | 0 | 0 | 0 | 0
Geo | 0 | 0 | 0 | 0 | 0 | 0
H | 0 | 0 | 0 | 0 | 0 | 0
LFG | 0 | 0 | 0 | 0 | 0 | 0
Nuc | 0.01 | 0.01 | 0.01 | 0.01 | 0.04 | 0.08
PS | 0 | 0 | 0 | 0 | 0 | 0
PV | 0 | 0 | 0 | 0 | 0 | 0
PeakG | 0 | 0 | 0 | 0 | 0 | 0
PeakO | 0 | 0 | 0 | 0 | 0 | 0
ST | 0 | 0 | 0 | 0 | 0 | 0
STOG | 0 | 0 | 0 | 0 | 0 | 0
STWD | 0 | 0 | 0 | 0 | 0 | 0
WT | 0 | 0 | 0 | 0 | 0 | 0
IGCC | 0 | 0 | 0 | 0 | 0 | 0
DemandResponse | 0 | 0 | 0 | 0 | 0 | 0
IGCC-CCS | 0 | 0 | 0 | 0 | 0 | 0
WT_off | 0 | 0 | 0 | 0 | 0 | 0
PseudoUnit | 0 | 0 | 91.99 | 961.64 | 961.64 | 961.64
FixedInterchange | 0 | 0 | 0 | 0 | 0 | 0
Total Costs by Reporting Type: MARITIMES
ReportingType | 2015 | 2020 | 2025 | 2030 | 2035 | 2040
BM | 0 | 0 | 0 | 0 | 0 | 0
CC | 0 | 0 | 0 | 0 | 0 | 0
CSP | 0 | 0 | 0 | 0 | 0 | 0
CT | 0 | 0 | 0 | 0 | 0 | 0
Coal | 0 | 0 | 0 | 0 | 0 | 0
Geo | 0 | 0 | 0 | 0 | 0 | 0
H | 0 | 0 | 0 | 0 | 0 | 0
LFG | 0 | 0 | 0 | 0 | 0 | 0
Nuc | 0.01 | 0.01 | 0.01 | 0.01 | 0.03 | 0.04
PS | 0 | 0 | 0 | 0 | 0 | 0
PV | 0 | 0 | 0 | 0 | 0 | 0
PeakG | 0 | 0 | 0 | 0 | 0 | 0
PeakO | 0 | 0 | 0 | 0 | 0 | 0
ST | 0 | 0 | 0 | 0 | 0 | 0
STOG | 0 | 0 | 0 | 0 | 0 | 0
STWD | 0 | 0 | 0 | 0 | 0 | 0
WT | 0 | 0 | 0 | 0 | 0 | 0
IGCC | 0 | 0 | 0 | 0 | 0 | 0
DemandResponse | 0 | 0 | 0 | 0 | 0 | 0
IGCC-CCS | 0 | 0 | 0 | 0 | 0 | 0
WT_off | 0 | 0 | 0 | 0 | 0 | 0
PseudoUnit | 0 | 0 | 0 | 0 | 189.29 | 189.29
FixedInterchange | 0 | 0 | 0 | 0 | 0 | 0
Total Costs by Reporting Type: All
ReportingType | 2015 | 2020 | 2025 | 2030 | 2035 | 2040
BM | 826.08 | 1178.5 | 1623.29 | 1671.19 | 1879 | 42863.73
CC | 120173.3 | 150740.27 | 143995.33 | 154665.47 | 122432.49 | 75067.18
CSP | 0 | 0 | 0 | 0 | 0 | 0
CT | 639.61 | 713.65 | 738.38 | 716.67 | 65.25 | 15.74
Coal | 53622.29 | 21852.89 | 10544.86 | 5844.75 | 6187.16 | 7138.02
Geo | 277 | 1160.04 | 3042.66 | 3028.4 | 3003.52 | 2461.77
H | 1511 | 1943.8 | 2459.77 | 3179.54 | 3926.3 | 4307.69
LFG | 541.97 | 1194.79 | 1891.1 | 2112.91 | 2080.2 | 1665.03
Nuc | 27257.76 | 31456.44 | 31434.52 | 38954.99 | 99832.91 | 142414.66
PS | 517.25 | 517.25 | 517.25 | 517.25 | 517.25 | 517.25
PV | 639.15 | 1398.18 | 1703.1 | 1762.19 | 1136.03 | 433.55
PeakG | 2298.78 | 3396.93 | 2856.17 | 3565.2 | 2826.8 | 2863.94
PeakO | 541.51 | 710.35 | 574.99 | 567.83 | 463.13 | 363.99
ST | 355.08 | 671.89 | 754.07 | 697.5 | 1714.07 | 1806.3
STOG | 3192.64 | 3572.99 | 3171.26 | 2669.69 | 1302.67 | 967.54
STWD | 1135.91 | 1040.34 | 770.02 | 1602.84 | 2660.1 | 2850.09
WT | 8135.21 | 30317.16 | 45508.34 | 66905.63 | 96744.27 | 80316.54
IGCC | 459 | 403.44 | 273.76 | 245.48 | 245.48 | 245.48
DemandResponse | 0 | 0 | 0 | 0 | 0 | 0
IGCC-CCS | 0 | 0 | 0 | 0 | 0 | 0
WT_off | 308.81 | 308.81 | 907.86 | 907.86 | 624.09 | 624.09
PseudoUnit | 0 | 0 | 91.99 | 961.64 | 1264.51 | 1264.51
FixedInterchange | 0 | 0 | 0 | 0 | 0 | 0
Total Costs by Reporting Type: EI_US
ReportingType | 2015 | 2020 | 2025 | 2030 | 2035 | 2040
BM | 548.04 | 900.43 | 1339.12 | 1345.5 | 1505.87 | 37117.69
CC | 85716.87 | 107508.15 | 100302.14 | 108812.07 | 91167.44 | 54535.49
CSP | 0 | 0 | 0 | 0 | 0 | 0
CT | 435.61 | 509.42 | 532.94 | 512.44 | 65.25 | 15.74
Coal | 41532.56 | 14468.3 | 5609.19 | 4373.79 | 4739.6 | 5504.11
Geo | 3.95 | 3.95 | 3.95 | 3.95 | 3.95 | 3.95
H | 419.29 | 601 | 697.64 | 949.59 | 1197.69 | 1579.07
LFG | 447.6 | 612.59 | 1199.89 | 1421.71 | 1401.27 | 1297.74
Nuc | 21188.81 | 25019.35 | 24933.74 | 25319.59 | 63607.12 | 94424.69
PS | 401.94 | 401.94 | 401.94 | 401.94 | 401.94 | 401.94
PV | 30.85 | 789.87 | 1094.79 | 1153.89 | 1130.08 | 427.61
PeakG | 1940.12 | 2887.68 | 2440.17 | 3101.7 | 2343.53 | 2376.72
PeakO | 518.27 | 680.47 | 551 | 543.83 | 439.13 | 339.99
ST | 0 | 0 | 0 | 0 | 0 | 0
STOG | 1745.63 | 1888.01 | 1707.87 | 1553.28 | 1064.09 | 730.44
STWD | 744.04 | 639.05 | 484.17 | 607.33 | 1519.52 | 1709.51
WT | 5733.61 | 23531.32 | 38722.5 | 51822.25 | 75073.83 | 61594.87
IGCC | 459 | 403.44 | 273.76 | 245.48 | 245.48 | 245.48
DemandResponse | 0 | 0 | 0 | 0 | 0 | 0
IGCC-CCS | 0 | 0 | 0 | 0 | 0 | 0
WT_off | 308.81 | 308.81 | 907.86 | 907.86 | 624.09 | 624.09
PseudoUnit | 0 | 0 | 91.99 | 961.64 | 1264.51 | 1264.51
FixedInterchange | 0 | 0 | 0 | 0 | 0 | 0
Total Costs by Reporting Type: EI_Canada
ReportingType | 2015 | 2020 | 2025 | 2030 | 2035 | 2040
BM | 177.6 | 177.6 | 177.6 | 178.55 | 182.48 | 396.56
CC | 976.26 | 904.61 | 350.72 | 242.97 | 231.68 | 48.24
CSP | 0 | 0 | 0 | 0 | 0 | 0
CT | 45.15 | 45.17 | 44.26 | 44.26 | 0 | 0
Coal | 61.7 | 7.31 | 0 | 0 | 0 | 0
Geo | 0 | 0 | 0 | 0 | 0 | 0
H | 216.06 | 467.15 | 886.48 | 1354.29 | 1737.76 | 1737.76
LFG | 19.32 | 19.32 | 19.32 | 19.55 | 14.43 | 14.43
Nuc | 2990.32 | 3007.74 | 3062.22 | 3080.31 | 2836.59 | 3030.83
PS | 2.92 | 2.92 | 2.92 | 2.92 | 2.92 | 2.92
PV | 558.01 | 558.01 | 558.01 | 558.01 | 0.44 | 0.44
PeakG | 16.31 | 14.54 | 0 | 0 | 0 | 0
PeakO | 0.09 | 0.09 | 0 | 0 | 0 | 0
ST | 0 | 0 | 0 | 0 | 0 | 0
STOG | 6.46 | 5.54 | 0 | 0 | 0 | 0
STWD | 4.77 | 4.77 | 4.77 | 6.33 | 74.15 | 74.15
WT | 868.55 | 868.55 | 868.55 | 868.55 | 112.43 | 112.43
IGCC | 0 | 0 | 0 | 0 | 0 | 0
DemandResponse | 0 | 0 | 0 | 0 | 0 | 0
IGCC-CCS | 0 | 0 | 0 | 0 | 0 | 0
WT_off | 0 | 0 | 0 | 0 | 0 | 0
PseudoUnit | 0 | 0 | 0 | 0 | 0 | 0
FixedInterchange | 0 | 0 | 0 | 0 | 0 | 0
Total Costs by Reporting Type: EI
ReportingType | 2015 | 2020 | 2025 | 2030 | 2035 | 2040
BM | 725.64 | 1078.03 | 1516.72 | 1524.05 | 1688.35 | 37514.25
CC | 86693.13 | 108412.76 | 100652.86 | 109055.04 | 91399.12 | 54583.72
CSP | 0 | 0 | 0 | 0 | 0 | 0
CT | 480.77 | 554.59 | 577.2 | 556.7 | 65.25 | 15.74
Coal | 41594.26 | 14475.61 | 5609.19 | 4373.79 | 4739.6 | 5504.11
Geo | 3.95 | 3.95 | 3.95 | 3.95 | 3.95 | 3.95
H | 635.35 | 1068.15 | 1584.12 | 2303.89 | 2935.45 | 3316.83
LFG | 466.92 | 631.91 | 1219.21 | 1441.26 | 1415.7 | 1312.17
Nuc | 24179.13 | 28027.09 | 27995.95 | 28399.9 | 66443.71 | 97455.52
PS | 404.86 | 404.86 | 404.86 | 404.86 | 404.86 | 404.86
PV | 588.85 | 1347.88 | 1652.8 | 1711.89 | 1130.52 | 428.05
PeakG | 1956.43 | 2902.22 | 2440.17 | 3101.7 | 2343.53 | 2376.72
PeakO | 518.36 | 680.56 | 551 | 543.83 | 439.13 | 339.99
ST | 0 | 0 | 0 | 0 | 0 | 0
STOG | 1752.09 | 1893.54 | 1707.87 | 1553.28 | 1064.09 | 730.44
STWD | 748.8 | 643.81 | 488.93 | 613.66 | 1593.67 | 1783.66
WT | 6602.17 | 24399.87 | 39591.06 | 52690.81 | 75186.26 | 61707.31
IGCC | 459 | 403.44 | 273.76 | 245.48 | 245.48 | 245.48
DemandResponse | 0 | 0 | 0 | 0 | 0 | 0
IGCC-CCS | 0 | 0 | 0 | 0 | 0 | 0
WT_off | 308.81 | 308.81 | 907.86 | 907.86 | 624.09 | 624.09
PseudoUnit | 0 | 0 | 91.99 | 961.64 | 1264.51 | 1264.51
FixedInterchange | 0 | 0 | 0 | 0 | 0 | 0
Total Costs by Reporting Type: Outside_EI
ReportingType | 2015 | 2020 | 2025 | 2030 | 2035 | 2040
BM | 100.44 | 100.47 | 106.57 | 147.14 | 190.65 | 5349.49
CC | 33480.17 | 42327.51 | 43342.48 | 45610.43 | 31033.37 | 20483.46
CSP | 0 | 0 | 0 | 0 | 0 | 0
CT | 158.85 | 159.06 | 161.18 | 159.97 | 0 | 0
Coal | 12028.03 | 7377.28 | 4935.66 | 1470.96 | 1447.55 | 1633.91
Geo | 273.05 | 1156.08 | 3038.71 | 3024.45 | 2999.57 | 2457.82
H | 875.65 | 875.65 | 875.65 | 875.65 | 990.86 | 990.86
LFG | 75.05 | 562.88 | 671.89 | 671.66 | 664.5 | 352.86
Nuc | 3078.63 | 3429.35 | 3438.57 | 10555.09 | 33389.2 | 44959.13
PS | 112.39 | 112.39 | 112.39 | 112.39 | 112.39 | 112.39
PV | 50.3 | 50.3 | 50.3 | 50.3 | 5.51 | 5.51
PeakG | 342.35 | 494.71 | 416 | 463.49 | 483.27 | 487.22
PeakO | 23.15 | 29.79 | 23.99 | 24 | 24 | 24
ST | 355.08 | 671.89 | 754.07 | 697.5 | 1714.07 | 1806.3
STOG | 1440.55 | 1679.45 | 1463.39 | 1116.41 | 238.58 | 237.1
STWD | 387.1 | 396.53 | 281.09 | 989.18 | 1066.43 | 1066.43
WT | 1533.05 | 5917.29 | 5917.29 | 14214.82 | 21558 | 18609.24
IGCC | 0 | 0 | 0 | 0 | 0 | 0
DemandResponse | 0 | 0 | 0 | 0 | 0 | 0
IGCC-CCS | 0 | 0 | 0 | 0 | 0 | 0
WT_off | 0 | 0 | 0 | 0 | 0 | 0
PseudoUnit | 0 | 0 | 0 | 0 | 0 | 0
FixedInterchange | 0 | 0 | 0 | 0 | 0 | 0
#15 A | 0.01: RPS Generation Compliance Payments ($)
RPS Program | 2015 | 2020 | 2025 | 2030 | 2035 | 2040
NEISO | 2.16 | 0 | 0 | 0 | 0 | 0
CA | 1658.41 | 0 | 0 | 0 | 0 | 0
NWPP | 0 | 0 | 0 | 0 | 0 | 0
PJM | 0 | 303.09 | 341.71 | 0 | 0 | 0
US | 0 | 0 | 0 | 0 | 0 | 0
PJM_Solar | 361.86 | 0 | 0 | 0 | 0 | 0
MA_Solar | 160.47 | 2.19 | 0 | 0 | 0 | 0
NH_Solar | 10.81 | 0.14 | 0 | 0 | 0 | 0
MRETS_Solar | 0 | 0 | 0 | 0 | 0 | 0
AZNMSNV | 211.66 | 0 | 0 | 0 | 0 | 0
AZNMSNV_Solar | 52.24 | 0 | 0 | 0 | 0 | 0
MRETS | 0 | 0 | 0 | 0 | 0 | 0
MI | 37.42 | 0 | 0 | 0 | 0 | 0
Ohio | 0 | 0 | 0 | 0 | 0 | 0
Ohio_Solar | 52.28 | 0 | 0 | 0 | 0 | 0
MOKSOKNE | 162.14 | 0 | 0 | 0 | 0 | 0
MO_Solar | 28.72 | 0 | 0 | 0 | 0 | 0
NC | 785.41 | 0 | 0 | 0 | 0 | 0
NC_Solar | 26.33 | 0 | 0 | 0 | 0 | 0
CO | 21.39 | 0 | 0 | 0 | 0 | 0
CO_Solar | 183.92 | 0 | 0 | 0 | 0 | 0
NY | 0 | 0 | 0 | 0 | 0 | 0
TX | 0 | 0 | 0 | 0 | 0 | 0
#15 B | 0.01: RPS Capacity Compliance Payments ($)
RPS Program | 2015 | 2020 | 2025 | 2030 | 2035 | 2040
NEISO | 0 | 0 | 0 | 0 | 0 | 0
CA | 0 | 0 | 0 | 0 | 0 | 0
NWPP | 0 | 0 | 0 | 0 | 0 | 0
PJM | 0 | 0 | 0 | 0 | 0 | 0
US | 0 | 0 | 0 | 0 | 0 | 0
PJM_Solar | 0 | 0 | 0 | 0 | 0 | 0
MA_Solar | 0 | 0 | 0 | 0 | 0 | 0
NH_Solar | 0 | 0 | 0 | 0 | 0 | 0
MRETS_Solar | 0 | 0 | 0 | 0 | 0 | 0
AZNMSNV | 0 | 0 | 0 | 0 | 0 | 0
AZNMSNV_Solar | 0 | 0 | 0 | 0 | 0 | 0
MRETS | 0 | 0 | 0 | 0 | 0 | 0
MI | 0 | 0 | 0 | 0 | 0 | 0
Ohio | 0 | 0 | 0 | 0 | 0 | 0
Ohio_Solar | 0 | 0 | 0 | 0 | 0 | 0
MOKSOKNE | 0 | 0 | 0 | 0 | 0 | 0
MO_Solar | 0 | 0 | 0 | 0 | 0 | 0
NC | 0 | 0 | 0 | 0 | 0 | 0
NC_Solar | 0 | 0 | 0 | 0 | 0 | 0
CO | 0 | 0 | 0 | 0 | 0 | 0
CO_Solar | 0 | 0 | 0 | 0 | 0 | 0
NY | 0 | 0 | 0 | 0 | 0 | 0
TX | 0 | 0 | 0 | 0 | 0 | 0
#16a | 0.01: Transmission Costs ($million) [excludes shadow cost]
Transmission Costs: Entergy
Cost | 2015 | 2020 | 2025 | 2030 | 2035 | 2040
a. Wheel Share | 7.27 | 22.95 | 94.87 | 166.34 | 200.27 | 204.07
b. Friction Share | 12.1 | 35.2 | 146.43 | 259.02 | 311.4 | 313.47
Transmission Costs: FRCC
Cost | 2015 | 2020 | 2025 | 2030 | 2035 | 2040
a. Wheel Share | 1.8 | 2.14 | 1.75 | 2.24 | 0.3 | 3.41
b. Friction Share | 1.8 | 2.14 | 1.75 | 2.24 | 0.3 | 5.3
Transmission Costs: MAPP_US
Cost | 2015 | 2020 | 2025 | 2030 | 2035 | 2040
a. Wheel Share | 2.78 | 2.22 | 12.05 | 22.45 | 41.46 | 47.7
b. Friction Share | 2.24 | 1.8 | 8.77 | 17.78 | 35.68 | 42.3
Transmission Costs: MISO_IN
Cost | 2015 | 2020 | 2025 | 2030 | 2035 | 2040
a. Wheel Share | 1.26 | 1.86 | 20.26 | 10.36 | 20.28 | 13.47
b. Friction Share | 1.2 | 10.97 | 15.21 | 8.14 | 21.27 | 13.18
Transmission Costs: MISO_MI
Cost | 2015 | 2020 | 2025 | 2030 | 2035 | 2040
a. Wheel Share | 19.42 | 22.7 | 18.74 | 15.98 | 22.7 | 17.28
b. Friction Share | 49.49 | 62.54 | 47.1 | 40.33 | 63.61 | 47.16
Transmission Costs: MISO_MO-IL
Cost | 2015 | 2020 | 2025 | 2030 | 2035 | 2040
a. Wheel Share | 0.13 | 0.47 | 16.09 | 39.47 | 63.26 | 57.76
b. Friction Share | 0.59 | 2.07 | 24.51 | 55.82 | 82.36 | 75.29
Transmission Costs: MISO_W
Cost | 2015 | 2020 | 2025 | 2030 | 2035 | 2040
a. Wheel Share | 6.74 | 13.47 | 32.35 | 45.42 | 64.83 | 68.43
b. Friction Share | 10.87 | 26.33 | 81.34 | 152.96 | 183.62 | 172.73
Transmission Costs: MISO_WUMS
Cost | 2015 | 2020 | 2025 | 2030 | 2035 | 2040
a. Wheel Share | 0 | 0 | 0 | 0 | 0 | 0
b. Friction Share | 4.86 | 13.48 | 12.94 | 7.22 | 8.7 | 6.21
Transmission Costs: Nebraska
Cost | 2015 | 2020 | 2025 | 2030 | 2035 | 2040
a. Wheel Share | 2.65 | 12.05 | 26.08 | 30.46 | 39.71 | 40.72
b. Friction Share | 2.25 | 17.95 | 39.19 | 45.76 | 59.63 | 60.93
Transmission Costs: NEISO
Cost | 2015 | 2020 | 2025 | 2030 | 2035 | 2040
a. Wheel Share | 0 | 0 | 0 | 0 | 0 | 0
b. Friction Share | 3.11 | 5.63 | 7.52 | 7.85 | 21.28 | 20.15
Transmission Costs: NonRTO_Midwest
Cost | 2015 | 2020 | 2025 | 2030 | 2035 | 2040
a. Wheel Share | 1.35 | 2.04 | 20.46 | 10.56 | 20.68 | 15.73
b. Friction Share | 0.89 | 1.35 | 12.41 | 6.5 | 12.83 | 11.06
Transmission Costs: NYISO_A-F
Cost | 2015 | 2020 | 2025 | 2030 | 2035 | 2040
a. Wheel Share | 16.86 | 19.18 | 18.47 | 19.64 | 24.59 | 21.89
b. Friction Share | 39.16 | 41.52 | 40.74 | 42.08 | 34.7 | 32.68
Transmission Costs: NYISO_G-I
Cost | 2015 | 2020 | 2025 | 2030 | 2035 | 2040
a. Wheel Share | 2.03 | 2.61 | 3.54 | 4.69 | 6.02 | 4.29
b. Friction Share | 2.55 | 3.47 | 4.22 | 6.07 | 11.06 | 9.42
Transmission Costs: NYISO_J-K
Cost | 2015 | 2020 | 2025 | 2030 | 2035 | 2040
a. Wheel Share | 0.08 | 0.27 | 0.33 | 2.01 | 0.83 | 1.86
b. Friction Share | 1.72 | 3.22 | 5.3 | 6.93 | 10.77 | 10.52
Transmission Costs: PJM_E
Cost | 2015 | 2020 | 2025 | 2030 | 2035 | 2040
a. Wheel Share | 2.11 | 2.88 | 3.87 | 6.71 | 6.85 | 6.15
b. Friction Share | 1.3 | 1.82 | 2.42 | 5.51 | 4.63 | 4.91
Transmission Costs: PJM_ROM
Cost | 2015 | 2020 | 2025 | 2030 | 2035 | 2040
a. Wheel Share | 2.04 | 4.15 | 3.45 | 4.7 | 16.74 | 15.29
b. Friction Share | 1.62 | 2.85 | 2.44 | 3.89 | 10.43 | 10.9
Transmission Costs: PJM_ROR
Cost | 2015 | 2020 | 2025 | 2030 | 2035 | 2040
a. Wheel Share | 7.44 | 4.2 | 15.18 | 30.2 | 13.27 | 12.51
b. Friction Share | 17.09 | 39.6 | 67.81 | 139.25 | 151.83 | 135.67
Transmission Costs: SOCO
Cost | 2015 | 2020 | 2025 | 2030 | 2035 | 2040
a. Wheel Share | 10.54 | 10.8 | 28.07 | 62.2 | 40.53 | 42.37
b. Friction Share | 16.51 | 17.62 | 45.74 | 101.18 | 69.16 | 73.83
Transmission Costs: SPP_N
Cost | 2015 | 2020 | 2025 | 2030 | 2035 | 2040
a. Wheel Share | 5.44 | 11.05 | 81.77 | 128.34 | 153.8 | 157.74
b. Friction Share | 4.43 | 16.73 | 122.81 | 192.58 | 230.8 | 236.71
Transmission Costs: SPP_S
Cost | 2015 | 2020 | 2025 | 2030 | 2035 | 2040
a. Wheel Share | 0.52 | 8.61 | 11.58 | 14.25 | 22.21 | 22.99
b. Friction Share | 0.93 | 12.97 | 17.47 | 21.49 | 33.43 | 34.61
Transmission Costs: TVA
Cost | 2015 | 2020 | 2025 | 2030 | 2035 | 2040
a. Wheel Share | 1 | 2.41 | 1.51 | 2.76 | 0 | 2.4
b. Friction Share | 1.25 | 3.01 | 1.92 | 3.49 | 0.13 | 3.11
Transmission Costs: TVA_Transmission
Cost | 2015 | 2020 | 2025 | 2030 | 2035 | 2040
a. Wheel Share | 2.13 | 0.33 | 6.51 | 35.91 | 44.99 | 47.56
b. Friction Share | 2.2 | 0.36 | 6.63 | 41.61 | 47.33 | 56.37
Transmission Costs: VACAR
Cost | 2015 | 2020 | 2025 | 2030 | 2035 | 2040
a. Wheel Share | 6.18 | 6.27 | 9.84 | 34.36 | 15.23 | 12.88
b. Friction Share | 7.16 | 9.32 | 10.72 | 43.41 | 19.14 | 30.16
Transmission Costs: IESO
Cost | 2015 | 2020 | 2025 | 2030 | 2035 | 2040
a. Wheel Share | 38.11 | 41.83 | 37.15 | 32.75 | 36.22 | 32.94
b. Friction Share | 95.27 | 104.59 | 92.89 | 80.34 | 83.31 | 66.85
Transmission Costs: MAPP_CA
Cost | 2015 | 2020 | 2025 | 2030 | 2035 | 2040
a. Wheel Share | 2.38 | 2.3 | 3.64 | 2.89 | 8.21 | 11.08
b. Friction Share | 5.77 | 5.79 | 6.8 | 2.37 | 7.03 | 7.41
Transmission Costs: AZ_NM_SNV_Coal
Cost | 2015 | 2020 | 2025 | 2030 | 2035 | 2040
a. Wheel Share | 19.4 | 21.58 | 18.1 | 19.01 | 3.89 | 11.33
b. Friction Share | 32.91 | 36.8 | 31.1 | 32.64 | 7.42 | 19.83
Transmission Costs: AZ_NM_SNV_Gas
Cost | 2015 | 2020 | 2025 | 2030 | 2035 | 2040
a. Wheel Share | 13.71 | 8.54 | 11.13 | 6.62 | 7.34 | 2.5
b. Friction Share | 23.26 | 14.7 | 19.05 | 11.53 | 12.39 | 4.26
Transmission Costs: AZ_NM_SNV_NucRenew
Cost | 2015 | 2020 | 2025 | 2030 | 2035 | 2040
a. Wheel Share | 22.37 | 20.06 | 22.58 | 18.97 | 38.71 | 38.68
b. Friction Share | 37.45 | 33.81 | 38.07 | 32.08 | 65.3 | 65.33
Transmission Costs: ERCOT
Cost | 2015 | 2020 | 2025 | 2030 | 2035 | 2040
a. Wheel Share | 0.02 | 0.75 | 5.09 | 5.37 | 5.57 | 5.59
b. Friction Share | 0.04 | 1.13 | 7.63 | 8.06 | 8.41 | 8.39
Transmission Costs: NP15
Cost | 2015 | 2020 | 2025 | 2030 | 2035 | 2040
a. Wheel Share | 0.92 | 0.62 | 0.62 | 6.54 | 0.72 | 19.25
b. Friction Share | 1.67 | 1.19 | 1.19 | 10.98 | 1.35 | 32.19
Transmission Costs: NWPP_Coal
Cost | 2015 | 2020 | 2025 | 2030 | 2035 | 2040
a. Wheel Share | 34.94 | 30.74 | 28.24 | 33.95 | 10.82 | 74.05
b. Friction Share | 59.49 | 52.65 | 48.52 | 58.05 | 19.59 | 125.08
Transmission Costs: NWPP_Gas
Cost | 2015 | 2020 | 2025 | 2030 | 2035 | 2040
a. Wheel Share | 0 | 0 | 0 | 0 | 0 | 0
b. Friction Share | 0.3 | 0.45 | 0.45 | 0.45 | 0.11 | 0.07
Transmission Costs: NWPP_NucRenew
Cost | 2015 | 2020 | 2025 | 2030 | 2035 | 2040
a. Wheel Share | 0 | 0 | 0 | 0 | 0 | 0
b. Friction Share | 0.96 | 0.98 | 1 | 1.02 | 1.44 | 1.6
Transmission Costs: RMPA
Cost | 2015 | 2020 | 2025 | 2030 | 2035 | 2040
a. Wheel Share | 1.18 | 3.82 | 12.93 | 11.08 | 10.16 | 13.38
b. Friction Share | 1.93 | 5.95 | 16.89 | 13.49 | 11.76 | 18.1
Transmission Costs: SP15
Cost | 2015 | 2020 | 2025 | 2030 | 2035 | 2040
a. Wheel Share | 84.66 | 46.02 | 38.16 | 29.89 | 50.06 | 70.9
b. Friction Share | 141.24 | 76.84 | 63.77 | 49.88 | 83.58 | 118.27
Transmission Costs: ALB
Cost | 2015 | 2020 | 2025 | 2030 | 2035 | 2040
a. Wheel Share | 1.35 | 2.17 | 1.06 | 2.17 | 1.8 | 6.59
b. Friction Share | 2.26 | 3.62 | 1.77 | 3.62 | 3 | 10.98
Transmission Costs: BC
Cost | 2015 | 2020 | 2025 | 2030 | 2035 | 2040
a. Wheel Share | 2.87 | 3.19 | 1.1 | 4.23 | 2.84 | 18.36
b. Friction Share | 4.78 | 5.31 | 1.83 | 7.06 | 4.74 | 30.6
Transmission Costs: HQ_IESO
Cost | 2015 | 2020 | 2025 | 2030 | 2035 | 2040
a. Wheel Share | 0 | 0 | 0 | 0 | 0 | 0
b. Friction Share | 0.01 | 0.01 | 0.01 | 0.01 | 0.01 | 0.01
Transmission Costs: HQ_NEISO
Cost | 2015 | 2020 | 2025 | 2030 | 2035 | 2040
a. Wheel Share | 0 | 0 | 0 | 0 | 0 | 0
b. Friction Share | 0.11 | 0.11 | 0.11 | 0.11 | 0.12 | 0.12
Transmission Costs: HQ_NY
Cost | 2015 | 2020 | 2025 | 2030 | 2035 | 2040
a. Wheel Share | 0 | 0 | 0 | 0 | 0 | 0
b. Friction Share | 0.03 | 0.03 | 0.04 | 0.12 | 0.12 | 0.12
Transmission Costs: MARITIMES
Cost | 2015 | 2020 | 2025 | 2030 | 2035 | 2040
a. Wheel Share | 0 | 0 | 0 | 0 | 0 | 0
b. Friction Share | 0.05 | 0.05 | 0.05 | 0.05 | 0.07 | 0.07
Transmission Costs: All
Cost | 2015 | 2020 | 2025 | 2030 | 2035 | 2040
a. Wheel Share | 321.66 | 334.27 | 606.57 | 862.51 | 994.91 | 1121.15
b. Friction Share | 592.88 | 675.97 | 1056.59 | 1522.95 | 1733.84 | 1915.97
Transmission Costs: EI_US
Cost | 2015 | 2020 | 2025 | 2030 | 2035 | 2040
a. Wheel Share | 99.76 | 152.64 | 426.77 | 689.03 | 818.56 | 816.51
b. Friction Share | 185.53 | 332.15 | 725.61 | 1211.37 | 1424.4 | 1406.98
Transmission Costs: EI_Canada
Cost | 2015 | 2020 | 2025 | 2030 | 2035 | 2040
a. Wheel Share | 40.48 | 44.13 | 40.79 | 35.64 | 44.43 | 44.02
b. Friction Share | 101.06 | 110.39 | 99.71 | 82.72 | 90.35 | 74.27
Transmission Costs: EI
Cost | 2015 | 2020 | 2025 | 2030 | 2035 | 2040
a. Wheel Share | 140.24 | 196.77 | 467.56 | 724.67 | 862.99 | 860.53
b. Friction Share | 286.59 | 442.54 | 825.32 | 1294.1 | 1514.75 | 1481.25
Transmission Costs: Outside_EI
Cost | 2015 | 2020 | 2025 | 2030 | 2035 | 2040
a. Wheel Share | 181.42 | 137.5 | 139.01 | 137.84 | 131.92 | 260.62
b. Friction Share | 306.29 | 233.43 | 231.27 | 228.85 | 219.08 | 434.71

## Capacity
#1 | New Build Capacity (MW)
New Build Capacity by Reporting Type: Entergy
ReportingType | 2015 | 2020 | 2025 | 2030 | 2035 | 2040
BM | 0 | 0 | 0 | 0 | 0 | 220.12
CC | 2701.45 | 3112.73 | 0 | 0 | 0 | 0
CSP | 0 | 0 | 0 | 0 | 0 | 0
CT | 0 | 0 | 0 | 0 | 0 | 0
Coal | 720 | 0 | 0 | 0 | 0 | 0
Geo | 0 | 0 | 0 | 0 | 0 | 0
H | 0 | 0 | 0 | 0 | 0 | 1109
LFG | 0 | 0 | 41.23 | 66.17 | 0 | 0
Nuc | 170 | 0 | 0 | 0 | 0 | 0
PS | 0 | 0 | 0 | 0 | 0 | 0
PV | 0.29 | 61.53 | 29.38 | 0 | 0 | 1.39
PeakG | 0 | 0 | 0 | 0 | 0 | 0
PeakO | 0 | 0 | 0 | 0 | 0 | 0
ST | 0 | 0 | 0 | 0 | 0 | 0
STOG | 0 | 0 | 0 | 0 | 0 | 0
STWD | 0 | 0 | 0 | 0 | 0 | 0
WT | 0 | 0 | 0 | 0 | 0 | 100
IGCC | 0 | 0 | 0 | 0 | 0 | 0
DemandResponse | 0 | 0 | 0 | 0 | 0 | 0
IGCC-CCS | 0 | 0 | 0 | 0 | 0 | 0
WT_off | 0 | 0 | 0 | 0 | 0 | 0
PseudoUnit | 0 | 0 | 0 | 0 | 0 | 0
FixedInterchange | 0 | 0 | 0 | 0 | 0 | 0
New Build Capacity by Reporting Type: FRCC
ReportingType | 2015 | 2020 | 2025 | 2030 | 2035 | 2040
BM | 0 | 0 | 0 | 0 | 0 | 0.01
CC | 13356.77 | 440.05 | 1684 | 0 | 0 | 0
CSP | 0 | 0 | 0 | 0 | 0 | 0
CT | 2480 | 0 | 0 | 0 | 0 | 0
Coal | 0 | 0 | 0 | 0 | 0 | 0
Geo | 0 | 0 | 0 | 0 | 0 | 0
H | 0 | 0 | 0 | 0 | 0 | 0.01
LFG | 0 | 0 | 198 | 0 | 0 | 0
Nuc | 229.33 | 0 | 0 | 0 | 21568.71 | 5301.71
PS | 0 | 0 | 0 | 0 | 0 | 0
PV | 0 | 0 | 0 | 0 | 0 | 0
PeakG | 0 | 0 | 0 | 0 | 0 | 0
PeakO | 0 | 0 | 0 | 0 | 0 | 0
ST | 0 | 0 | 0 | 0 | 0 | 0
STOG | 0 | 0 | 0 | 0 | 0 | 0
STWD | 0 | 0 | 0 | 0 | 0 | 0
WT | 0 | 0 | 0 | 0 | 0 | 0
IGCC | 0 | 0 | 0 | 0 | 0 | 0
DemandResponse | 0 | 0 | 0 | 0 | 0 | 0
IGCC-CCS | 0 | 0 | 0 | 0 | 0 | 0
WT_off | 0 | 0 | 0 | 0 | 0 | 0
PseudoUnit | 0 | 0 | 0 | 0 | 0 | 0
FixedInterchange | 0 | 0 | 0 | 0 | 0 | 0
New Build Capacity by Reporting Type: MAPP_US
ReportingType | 2015 | 2020 | 2025 | 2030 | 2035 | 2040
BM | 0 | 0 | 0 | 0 | 0 | 0
CC | 0.01 | 425.29 | 0 | 0 | 0 | 0
CSP | 0 | 0 | 0 | 0 | 0 | 0
CT | 308.3 | 119.01 | 0 | 0 | 34.97 | 31.01
Coal | 0 | 0 | 0 | 0 | 0 | 0
Geo | 0 | 0 | 0 | 0 | 0 | 0
H | 0 | 0 | 0 | 0 | 0 | 0
LFG | 0 | 0 | 0 | 71.67 | 0 | 0
Nuc | 0 | 0 | 0 | 0 | 0 | 0
PS | 0 | 0 | 0 | 0 | 0 | 0
PV | 0 | 0 | 0 | 0 | 0 | 0
PeakG | 0 | 0 | 0 | 0 | 0 | 0
PeakO | 0 | 0 | 0 | 0 | 0 | 0
ST | 0 | 0 | 0 | 0 | 0 | 0
STOG | 0 | 0 | 0 | 0 | 0 | 0
STWD | 0 | 0 | 0 | 0 | 0 | 0
WT | 421.3 | 1615.86 | 2830.68 | 1033.04 | 0 | 0
IGCC | 0 | 0 | 0 | 0 | 0 | 0
DemandResponse | 0 | 0 | 0 | 0 | 0 | 0
IGCC-CCS | 0 | 0 | 0 | 0 | 0 | 0
WT_off | 0 | 0 | 0 | 0 | 0 | 0
PseudoUnit | 0 | 0 | 0 | 0 | 0 | 0
FixedInterchange | 0 | 0 | 0 | 0 | 0 | 0
New Build Capacity by Reporting Type: MISO_IN
ReportingType | 2015 | 2020 | 2025 | 2030 | 2035 | 2040
BM | 0 | 0 | 0 | 0 | 0 | 0
CC | 8153.66 | 10636.95 | 0 | 0 | 0 | 0
CSP | 0 | 0 | 0 | 0 | 0 | 0
CT | 0 | 0 | 0 | 0 | 0 | 0
Coal | 0 | 0 | 0 | 0 | 0 | 0
Geo | 0 | 0 | 0 | 0 | 0 | 0
H | 0 | 0 | 0 | 0 | 0 | 0
LFG | 0 | 0 | 80.12 | 0 | 0 | 0
Nuc | 0 | 0 | 0 | 0 | 0 | 0
PS | 0 | 0 | 0 | 0 | 0 | 0
PV | 0 | 225.83 | 111 | 4.12 | 0 | 0
PeakG | 0 | 0 | 0 | 0 | 0 | 0
PeakO | 0 | 0 | 0 | 0 | 0 | 0
ST | 0 | 0 | 0 | 0 | 0 | 0
STOG | 0 | 0 | 0 | 0 | 0 | 0
STWD | 0 | 0 | 0 | 0 | 0 | 0
WT | 0 | 0 | 0 | 0 | 44365.75 | 0
IGCC | 618 | 0 | 0 | 0 | 0 | 0
DemandResponse | 0 | 0 | 0 | 0 | 0 | 0
IGCC-CCS | 0 | 0 | 0 | 0 | 0 | 0
WT_off | 0 | 0 | 0 | 0 | 0 | 0
PseudoUnit | 0 | 0 | 0 | 0 | 0 | 0
FixedInterchange | 0 | 0 | 0 | 0 | 0 | 0
New Build Capacity by Reporting Type: MISO_MI
ReportingType | 2015 | 2020 | 2025 | 2030 | 2035 | 2040
BM | 0 | 0 | 0 | 0 | 0 | 1300.91
CC | 2410.83 | 0.01 | 0 | 0 | 0 | 0
CSP | 0 | 0 | 0 | 0 | 0 | 0
CT | 0 | 0 | 0 | 0 | 0 | 0
Coal | 0 | 0 | 0 | 0 | 0 | 0
Geo | 0 | 0 | 0 | 0 | 0 | 0
H | 0 | 0 | 0 | 0 | 0 | 0
LFG | 0 | 0 | 160.25 | 0 | 0 | 0
Nuc | 0 | 0 | 0 | 0 | 0 | 878.69
PS | 0 | 0 | 0 | 0 | 0 | 0
PV | 0 | 0 | 0 | 0 | 0 | 0
PeakG | 0 | 0 | 0 | 0 | 0 | 0
PeakO | 0 | 0 | 0 | 0 | 0 | 0
ST | 0 | 0 | 0 | 0 | 0 | 0
STOG | 0 | 0 | 0 | 0 | 0 | 0
STWD | 0 | 0 | 0 | 0 | 0 | 0
WT | 2000 | 396.68 | 0 | 27.13 | 176.19 | 0
IGCC | 0 | 0 | 0 | 0 | 0 | 0
DemandResponse | 0 | 0 | 0 | 0 | 0 | 0
IGCC-CCS | 0 | 0 | 0 | 0 | 0 | 0
WT_off | 0 | 0 | 0 | 0 | 0 | 0
PseudoUnit | 0 | 0 | 0 | 0 | 0 | 0
FixedInterchange | 0 | 0 | 0 | 0 | 0 | 0
New Build Capacity by Reporting Type: MISO_MO-IL
ReportingType | 2015 | 2020 | 2025 | 2030 | 2035 | 2040
BM | 0 | 0 | 0 | 0 | 0 | 0
CC | 0.01 | 2902.8 | 0 | 0 | 0 | 0
CSP | 0 | 0 | 0 | 0 | 0 | 0
CT | 0 | 0 | 0 | 0 | 0 | 0
Coal | 1790 | 0 | 0 | 0 | 0 | 0
Geo | 0 | 0 | 0 | 0 | 0 | 0
H | 0 | 0 | 280 | 0 | 0 | 0
LFG | 0 | 0 | 223.33 | 0 | 0 | 0
Nuc | 0 | 0 | 0 | 0 | 0 | 0
PS | 0 | 0 | 0 | 0 | 0 | 0
PV | 0 | 0 | 0 | 0 | 0 | 0
PeakG | 0 | 0 | 0 | 0 | 0 | 0
PeakO | 0 | 0 | 0 | 0 | 0 | 0
ST | 0 | 0 | 0 | 0 | 0 | 0
STOG | 0 | 0 | 0 | 0 | 0 | 0
STWD | 0 | 0 | 0 | 0 | 0 | 0
WT | 300 | 0 | 0 | 5600 | 3994.6 | 0
IGCC | 0 | 0 | 0 | 0 | 0 | 0
DemandResponse | 0 | 0 | 0 | 0 | 0 | 0
IGCC-CCS | 0 | 0 | 0 | 0 | 0 | 0
WT_off | 0 | 0 | 0 | 0 | 0 | 0
PseudoUnit | 0 | 0 | 0 | 0 | 0 | 0
FixedInterchange | 0 | 0 | 0 | 0 | 0 | 0
New Build Capacity by Reporting Type: MISO_W
ReportingType | 2015 | 2020 | 2025 | 2030 | 2035 | 2040
BM | 0 | 0 | 0 | 0 | 0 | 0
CC | 0.01 | 531.04 | 0 | 0 | 0 | 0
CSP | 0 | 0 | 0 | 0 | 0 | 0
CT | 0 | 0 | 0 | 0 | 0 | 0
Coal | 0 | 0 | 0 | 0 | 0 | 0
Geo | 0 | 0 | 0 | 0 | 0 | 0
H | 0 | 0 | 0 | 0 | 0 | 0
LFG | 0 | 0 | 71.67 | 0 | 0 | 0
Nuc | 94.33 | 0 | 0 | 0 | 0 | 0
PS | 0 | 0 | 0 | 0 | 0 | 0
PV | 0 | 0 | 0 | 0 | 0 | 0
PeakG | 0 | 0 | 0 | 0 | 0 | 0
PeakO | 0 | 0 | 0 | 0 | 0 | 0
ST | 0 | 0 | 0 | 0 | 0 | 0
STOG | 0 | 0 | 0 | 0 | 0 | 0
STWD | 0 | 0 | 0 | 0 | 0 | 0
WT | 2800.5 | 0 | 29724.06 | 24669.41 | 0 | 777.36
IGCC | 0 | 0 | 0 | 0 | 0 | 0
DemandResponse | 0 | 0 | 0 | 0 | 0 | 0
IGCC-CCS | 0 | 0 | 0 | 0 | 0 | 0
WT_off | 0 | 0 | 0 | 0 | 0 | 0
PseudoUnit | 0 | 0 | 0 | 0 | 0 | 0
FixedInterchange | 0 | 0 | 0 | 0 | 0 | 0
New Build Capacity by Reporting Type: MISO_WUMS
ReportingType | 2015 | 2020 | 2025 | 2030 | 2035 | 2040
BM | 0 | 0 | 0 | 0 | 0 | 997.87
CC | 5148.37 | 2964.18 | 0 | 0 | 0 | 0
CSP | 0 | 0 | 0 | 0 | 0 | 0
CT | 0 | 0 | 0 | 0 | 0 | 0
Coal | 615 | 0 | 0 | 0 | 0 | 0
Geo | 0 | 0 | 0 | 0 | 0 | 0
H | 0 | 0 | 1 | 0 | 0 | 0
LFG | 0 | 0 | 223.33 | 0 | 0 | 0
Nuc | 235 | 0 | 0 | 0 | 0 | 0
PS | 0 | 0 | 0 | 0 | 0 | 0
PV | 0 | 0 | 0 | 0 | 0 | 0
PeakG | 0 | 0 | 0 | 0 | 0 | 0
PeakO | 0 | 0 | 0 | 0 | 0 | 0
ST | 0 | 0 | 0 | 0 | 0 | 0
STOG | 0 | 0 | 0 | 0 | 0 | 0
STWD | 0 | 0 | 0 | 0 | 0 | 0
WT | 968.9 | 0 | 0 | 30.8 | 12240.3 | 3570
IGCC | 0 | 0 | 0 | 0 | 0 | 0
DemandResponse | 0 | 0 | 0 | 0 | 0 | 0
IGCC-CCS | 0 | 0 | 0 | 0 | 0 | 0
WT_off | 0 | 0 | 0 | 0 | 0 | 0
PseudoUnit | 0 | 0 | 0 | 0 | 0 | 0
FixedInterchange | 0 | 0 | 0 | 0 | 0 | 0
New Build Capacity by Reporting Type: Nebraska
ReportingType | 2015 | 2020 | 2025 | 2030 | 2035 | 2040
BM | 0 | 0 | 0 | 0 | 0 | 0
CC | 0 | 0 | 0 | 0 | 0 | 0
CSP | 0 | 0 | 0 | 0 | 0 | 0
CT | 0 | 0 | 0 | 0 | 0 | 0
Coal | 232.1 | 0 | 0 | 0 | 0 | 0
Geo | 0 | 0 | 0 | 0 | 0 | 0
H | 0 | 0 | 0 | 0 | 0 | 0
LFG | 0 | 0 | 0 | 71.67 | 0 | 0
Nuc | 0 | 0 | 0 | 0 | 0 | 0
PS | 0 | 0 | 0 | 0 | 0 | 0
PV | 0 | 0 | 0 | 0 | 0 | 0
PeakG | 0 | 0 | 0 | 0 | 0 | 0
PeakO | 0 | 0 | 0 | 0 | 0 | 0
ST | 0 | 0 | 0 | 0 | 0 | 0
STOG | 0 | 0 | 0 | 0 | 0 | 0
STWD | 0 | 0 | 0 | 0 | 0 | 0
WT | 202 | 12818.73 | 2913.52 | 1588.16 | 6371.04 | 0
IGCC | 0 | 0 | 0 | 0 | 0 | 0
DemandResponse | 0 | 0 | 0 | 0 | 0 | 0
IGCC-CCS | 0 | 0 | 0 | 0 | 0 | 0
WT_off | 0 | 0 | 0 | 0 | 0 | 0
PseudoUnit | 0 | 0 | 0 | 0 | 0 | 0
FixedInterchange | 0 | 0 | 0 | 0 | 0 | 0
New Build Capacity by Reporting Type: NEISO
ReportingType | 2015 | 2020 | 2025 | 2030 | 2035 | 2040
BM | 252.2 | 0 | 0 | 0 | 0 | 0
CC | 2049.5 | 0 | 0 | 0 | 0 | 0
CSP | 0 | 0 | 0 | 0 | 0 | 0
CT | 334 | 0 | 0 | 0 | 0 | 0
Coal | 0 | 0 | 0 | 0 | 0 | 0
Geo | 0 | 0 | 0 | 0 | 0 | 0
H | 0 | 0 | 0 | 0 | 3 | 0
LFG | 49.26 | 0 | 69.74 | 0 | 0 | 0
Nuc | 0 | 0 | 0 | 0 | 0 | 0
PS | 0 | 0 | 0 | 0 | 0 | 0
PV | 0 | 288.34 | 0 | 0 | 0 | 0
PeakG | 0 | 0 | 0 | 0 | 0 | 0
PeakO | 0 | 0 | 0 | 0 | 0 | 0
ST | 0 | 0 | 0 | 0 | 0 | 0
STOG | 0 | 0 | 0 | 0 | 0 | 0
STWD | 0 | 0 | 0 | 0 | 0 | 0
WT | 231.2 | 2503.48 | 1328.22 | 1100.9 | 11498.08 | 130.17
IGCC | 0 | 0 | 0 | 0 | 0 | 0
DemandResponse | 0 | 0 | 0 | 0 | 0 | 0
IGCC-CCS | 0 | 0 | 0 | 0 | 0 | 0
WT_off | 468 | 0 | 0 | 0 | 0 | 0
PseudoUnit | 0 | 0 | 0 | 0 | 0 | 0
FixedInterchange | 0 | 0 | 0 | 0 | 0 | 0
New Build Capacity by Reporting Type: NonRTO_Midwest
ReportingType | 2015 | 2020 | 2025 | 2030 | 2035 | 2040
BM | 0 | 0 | 0 | 0 | 0 | 5317.25
CC | 4491.24 | 2444.67 | 0 | 0 | 0 | 0
CSP | 0 | 0 | 0 | 0 | 0 | 0
CT | 0 | 0 | 0 | 0 | 0 | 0
Coal | 0 | 0 | 0 | 0 | 0 | 0
Geo | 0 | 0 | 0 | 0 | 0 | 0
H | 0 | 0 | 0 | 54.6 | 691.4 | 0
LFG | 0 | 0 | 160.25 | 0 | 0 | 0
Nuc | 0 | 0 | 0 | 0 | 0 | 0
PS | 0 | 0 | 0 | 0 | 0 | 0
PV | 0 | 0 | 0 | 0 | 0 | 0
PeakG | 0 | 0 | 0 | 0 | 0 | 0
PeakO | 0 | 0 | 0 | 0 | 0 | 0
ST | 0 | 0 | 0 | 0 | 0 | 0
STOG | 0 | 0 | 0 | 0 | 0 | 0
STWD | 0 | 0 | 0 | 0 | 0 | 0
WT | 0 | 0 | 0 | 0 | 0 | 0
IGCC | 0 | 0 | 0 | 0 | 0 | 0
DemandResponse | 0 | 0 | 0 | 0 | 0 | 0
IGCC-CCS | 0 | 0 | 0 | 0 | 0 | 0
WT_off | 0 | 0 | 0 | 0 | 0 | 0
PseudoUnit | 0 | 0 | 0 | 0 | 0 | 0
FixedInterchange | 0 | 0 | 0 | 0 | 0 | 0
New Build Capacity by Reporting Type: NYISO_A-F
ReportingType | 2015 | 2020 | 2025 | 2030 | 2035 | 2040
BM | 0 | 0 | 0 | 0 | 0 | 0
CC | 639 | 0 | 0 | 0 | 0 | 0
CSP | 0 | 0 | 0 | 0 | 0 | 0
CT | 0 | 0 | 0 | 0 | 0 | 0
Coal | 0 | 0 | 0 | 0 | 0 | 0
Geo | 0 | 0 | 0 | 0 | 0 | 0
H | 0 | 0 | 0 | 0 | 0 | 0
LFG | 6.4 | 0 | 0 | 67.93 | 0 | 0
Nuc | 168 | 0 | 0 | 0 | 0 | 0
PS | 0 | 0 | 0 | 0 | 0 | 0
PV | 0 | 0 | 0 | 0 | 0 | 0
PeakG | 0 | 0 | 0 | 0 | 0 | 0
PeakO | 0 | 0 | 0 | 0 | 0 | 0
ST | 0 | 0 | 0 | 0 | 0 | 0
STOG | 0 | 0 | 0 | 0 | 0 | 0
STWD | 0 | 0 | 0 | 0 | 0 | 0
WT | 2476.3 | 709.8 | 0 | 0 | 10303.9 | 0
IGCC | 0 | 0 | 0 | 0 | 0 | 0
DemandResponse | 0 | 0 | 0 | 0 | 0 | 0
IGCC-CCS | 0 | 0 | 0 | 0 | 0 | 0
WT_off | 0 | 0 | 0 | 0 | 0 | 0
PseudoUnit | 0 | 0 | 0 | 0 | 0 | 0
FixedInterchange | 0 | 0 | 0 | 0 | 0 | 0
New Build Capacity by Reporting Type: NYISO_G-I
ReportingType | 2015 | 2020 | 2025 | 2030 | 2035 | 2040
BM | 0 | 0 | 0 | 0 | 0 | 0.03
CC | 0 | 0 | 0 | 0 | 0 | 0
CSP | 0 | 0 | 0 | 0 | 0 | 0
CT | 0 | 0 | 0 | 0 | 0 | 0
Coal | 0 | 0 | 0 | 0 | 0 | 0
Geo | 0 | 0 | 0 | 0 | 0 | 0
H | 0 | 0 | 0 | 0 | 0 | 0
LFG | 0 | 0 | 0 | 74.33 | 0 | 0
Nuc | 0 | 0 | 0 | 0 | 545.08 | 1757.06
PS | 0 | 0 | 0 | 0 | 0 | 0
PV | 0 | 0 | 0 | 0 | 0 | 0
PeakG | 0 | 0 | 0 | 0 | 0 | 0
PeakO | 0 | 0 | 0 | 0 | 0 | 0
ST | 0 | 0 | 0 | 0 | 0 | 0
STOG | 0 | 0 | 0 | 0 | 0 | 0
STWD | 0 | 0 | 0 | 0 | 0 | 0
WT | 0 | 60 | 0 | 0 | 300 | 0
IGCC | 0 | 0 | 0 | 0 | 0 | 0
DemandResponse | 0 | 0 | 0 | 0 | 0 | 0
IGCC-CCS | 0 | 0 | 0 | 0 | 0 | 0
WT_off | 0 | 0 | 0 | 0 | 0 | 0
PseudoUnit | 0 | 0 | 0 | 0 | 0 | 0
FixedInterchange | 0 | 0 | 0 | 0 | 0 | 0
New Build Capacity by Reporting Type: NYISO_J-K
ReportingType | 2015 | 2020 | 2025 | 2030 | 2035 | 2040
BM | 0 | 0 | 0 | 0 | 0 | 0
CC | 1175.4 | 0 | 0 | 0 | 0 | 0
CSP | 0 | 0 | 0 | 0 | 0 | 0
CT | 0 | 0 | 0 | 0 | 0 | 0
Coal | 0 | 0 | 0 | 0 | 0 | 0
Geo | 0 | 0 | 0 | 0 | 0 | 0
H | 0 | 0 | 0 | 0 | 0 | 0
LFG | 0 | 0 | 0 | 74.33 | 0 | 0
Nuc | 0 | 0 | 0 | 0 | 0 | 0
PS | 0 | 0 | 0 | 0 | 0 | 0
PV | 32 | 0 | 0 | 0 | 0 | 0
PeakG | 0 | 0 | 0 | 0 | 0 | 0
PeakO | 0 | 0 | 0 | 0 | 0 | 0
ST | 0 | 0 | 0 | 0 | 0 | 0
STOG | 0 | 0 | 0 | 0 | 0 | 0
STWD | 0 | 0 | 0 | 0 | 0 | 0
WT | 0 | 0 | 0 | 0 | 330 | 0
IGCC | 0 | 0 | 0 | 0 | 0 | 0
DemandResponse | 0 | 0 | 0 | 0 | 0 | 0
IGCC-CCS | 0 | 0 | 0 | 0 | 0 | 0
WT_off | 0 | 0 | 0 | 0 | 0 | 0
PseudoUnit | 0 | 0 | 0 | 0 | 0 | 0
FixedInterchange | 0 | 0 | 0 | 0 | 0 | 0
New Build Capacity by Reporting Type: PJM_E
ReportingType | 2015 | 2020 | 2025 | 2030 | 2035 | 2040
BM | 30 | 0 | 0 | 0 | 0 | 0
CC | 4634.3 | 0 | 0 | 0 | 0 | 0
CSP | 0 | 0 | 0 | 0 | 0 | 0
CT | 26.2 | 0 | 0 | 0 | 0 | 0
Coal | 27 | 0 | 0 | 0 | 0 | 0
Geo | 0 | 0 | 0 | 0 | 0 | 0
H | 0 | 0 | 0 | 0 | 0 | 0
LFG | 9.1 | 132.9 | 0 | 0 | 0 | 0
Nuc | 38 | 0 | 0 | 0 | 0 | 0
PS | 0 | 0 | 0 | 0 | 0 | 0
PV | 25.45 | 0 | 0 | 0 | 0 | 0
PeakG | 0 | 0 | 0 | 0 | 0 | 0
PeakO | 0 | 0 | 0 | 0 | 0 | 0
ST | 0 | 0 | 0 | 0 | 0 | 0
STOG | 0 | 0 | 0 | 0 | 0 | 0
STWD | 0 | 0 | 0 | 0 | 0 | 0
WT | 1150 | 0 | 0 | 0 | 0 | 0
IGCC | 0 | 0 | 0 | 0 | 0 | 0
DemandResponse | 0 | 0 | 0 | 0 | 0 | 0
IGCC-CCS | 0 | 0 | 0 | 0 | 0 | 0
WT_off | 0 | 0 | 1100 | 0 | 0 | 0
PseudoUnit | 0 | 0 | 0 | 0 | 0 | 0
FixedInterchange | 0 | 0 | 0 | 0 | 0 | 0
New Build Capacity by Reporting Type: PJM_ROM
ReportingType | 2015 | 2020 | 2025 | 2030 | 2035 | 2040
BM | 18 | 0 | 0 | 0 | 0 | 2339.79
CC | 1678.5 | 0 | 0 | 0 | 0 | 0
CSP | 0 | 0 | 0 | 0 | 0 | 0
CT | 16 | 0 | 0 | 0 | 0 | 0
Coal | 32.5 | 0 | 0 | 0 | 0 | 0
Geo | 0 | 0 | 0 | 0 | 0 | 0
H | 0 | 0 | 0 | 678 | 0 | 0
LFG | 18.9 | 265.1 | 0 | 0 | 0 | 0
Nuc | 0 | 0 | 0 | 0 | 6976.55 | 2444.86
PS | 0 | 0 | 0 | 0 | 0 | 0
PV | 0 | 1355.2 | 758.74 | 169.83 | 12.8 | 61.08
PeakG | 0 | 0 | 0 | 0 | 0 | 0
PeakO | 0 | 0 | 0 | 0 | 0 | 0
ST | 0 | 0 | 0 | 0 | 0 | 0
STOG | 0 | 0 | 0 | 0 | 0 | 0
STWD | 0 | 0 | 0 | 0 | 0 | 0
WT | 479.8 | 750.2 | 0 | 0 | 0 | 0
IGCC | 0 | 0 | 0 | 0 | 0 | 0
DemandResponse | 0 | 0 | 0 | 0 | 0 | 0
IGCC-CCS | 0 | 0 | 0 | 0 | 0 | 0
WT_off | 0 | 0 | 0 | 0 | 0 | 0
PseudoUnit | 0 | 0 | 0 | 0 | 0 | 0
FixedInterchange | 0 | 0 | 0 | 0 | 0 | 0
New Build Capacity by Reporting Type: PJM_ROR
ReportingType | 2015 | 2020 | 2025 | 2030 | 2035 | 2040
BM | 385 | 0 | 0 | 0 | 0 | 5964.12
CC | 27838.04 | 2972.92 | 0 | 0 | 0 | 0
CSP | 0 | 0 | 0 | 0 | 0 | 0
CT | 29 | 0 | 0 | 0 | 0 | 0
Coal | 2164 | 0 | 0 | 0 | 0 | 0
Geo | 0 | 0 | 0 | 0 | 0 | 0
H | 0 | 503 | 0 | 0 | 0 | 0
LFG | 57.4 | 0 | 513.71 | 0 | 0 | 0
Nuc | 38 | 0 | 0 | 0 | 706.01 | 17460.18
PS | 0 | 0 | 0 | 0 | 0 | 0
PV | 0 | 0 | 0 | 0 | 0 | 0
PeakG | 0 | 0 | 0 | 0 | 0 | 0
PeakO | 0 | 0 | 0 | 0 | 0 | 0
ST | 0 | 0 | 0 | 0 | 0 | 0
STOG | 0 | 0 | 0 | 0 | 0 | 0
STWD | 0 | 0 | 0 | 0 | 0 | 0
WT | 8325.7 | 191.7 | 0 | 7651.36 | 2529.92 | 0
IGCC | 0 | 0 | 0 | 0 | 0 | 0
DemandResponse | 0 | 0 | 0 | 0 | 0 | 0
IGCC-CCS | 0 | 0 | 0 | 0 | 0 | 0
WT_off | 0 | 0 | 0 | 0 | 0 | 0
PseudoUnit | 0 | 0 | 0 | 0 | 0 | 0
FixedInterchange | 0 | 0 | 0 | 0 | 0 | 0
New Build Capacity by Reporting Type: SOCO
ReportingType | 2015 | 2020 | 2025 | 2030 | 2035 | 2040
BM | 55 | 0 | 0 | 0 | 0 | 6500.24
CC | 9189.54 | 4173.64 | 0 | 0 | 0 | 0
CSP | 0 | 0 | 0 | 0 | 0 | 0
CT | 0 | 0 | 0 | 0 | 0 | 0
Coal | 0 | 0 | 0 | 0 | 0 | 0
Geo | 0 | 0 | 0 | 0 | 0 | 0
H | 0 | 0 | 0 | 0 | 0 | 0
LFG | 0 | 0 | 0 | 107.4 | 0 | 0
Nuc | 70 | 2200 | 0 | 0 | 13607.29 | 0
PS | 0 | 0 | 0 | 0 | 0 | 0
PV | 0 | 0 | 0 | 0 | 0 | 0
PeakG | 0 | 0 | 0 | 0 | 0 | 0
PeakO | 0 | 0 | 0 | 0 | 0 | 0
ST | 0 | 0 | 0 | 0 | 0 | 0
STOG | 0 | 0 | 0 | 0 | 0 | 0
STWD | 0 | 0 | 0 | 0 | 0 | 0
WT | 0 | 0 | 0 | 0 | 100 | 0
IGCC | 0 | 0 | 0 | 0 | 0 | 0
DemandResponse | 0 | 0 | 0 | 0 | 0 | 0
IGCC-CCS | 0 | 0 | 0 | 0 | 0 | 0
WT_off | 0 | 0 | 0 | 0 | 0 | 0
PseudoUnit | 0 | 0 | 0 | 0 | 0 | 0
FixedInterchange | 0 | 0 | 0 | 0 | 0 | 0
New Build Capacity by Reporting Type: SPP_N
ReportingType | 2015 | 2020 | 2025 | 2030 | 2035 | 2040
BM | 0 | 0 | 0 | 0 | 0 | 0
CC | 0 | 0 | 0 | 0 | 0 | 0
CSP | 0 | 0 | 0 | 0 | 0 | 0
CT | 0 | 0 | 0 | 0 | 0 | 0
Coal | 465.04 | 0 | 0 | 0 | 0 | 0
Geo | 0 | 0 | 0 | 0 | 0 | 0
H | 0 | 0 | 0 | 0 | 0 | 0
LFG | 0 | 0 | 0 | 95 | 0 | 0
Nuc | 0 | 0 | 0 | 0 | 0 | 0
PS | 0 | 0 | 0 | 0 | 0 | 0
PV | 0 | 0 | 0 | 0 | 0 | 0
PeakG | 0 | 0 | 0 | 0 | 0 | 0
PeakO | 0 | 0 | 0 | 0 | 0 | 0
ST | 0 | 0 | 0 | 0 | 0 | 0
STOG | 0 | 0 | 0 | 0 | 0 | 0
STWD | 0 | 0 | 0 | 0 | 0 | 0
WT | 0 | 16651.35 | 25939.84 | 15225.74 | 12632.81 | 2862.34
IGCC | 0 | 0 | 0 | 0 | 0 | 0
DemandResponse | 0 | 0 | 0 | 0 | 0 | 0
IGCC-CCS | 0 | 0 | 0 | 0 | 0 | 0
WT_off | 0 | 0 | 0 | 0 | 0 | 0
PseudoUnit | 0 | 0 | 0 | 0 | 0 | 0
FixedInterchange | 0 | 0 | 0 | 0 | 0 | 0
New Build Capacity by Reporting Type: SPP_S
ReportingType | 2015 | 2020 | 2025 | 2030 | 2035 | 2040
BM | 0 | 0 | 0 | 0 | 0 | 0
CC | 0.03 | 943.31 | 0 | 0 | 0 | 0
CSP | 0 | 0 | 0 | 0 | 0 | 0
CT | 412.99 | 300 | 0 | 0 | 0 | 0
Coal | 988 | 0 | 0 | 0 | 0 | 0
Geo | 0 | 0 | 0 | 0 | 0 | 0
H | 0 | 0 | 0 | 0 | 0 | 0
LFG | 0 | 0 | 0 | 95 | 0 | 0
Nuc | 0 | 0 | 0 | 0 | 0 | 0
PS | 0 | 0 | 0 | 0 | 0 | 0
PV | 0 | 0 | 0 | 0 | 0 | 0
PeakG | 0 | 0 | 0 | 0 | 0 | 0
PeakO | 0 | 0 | 0 | 0 | 0 | 0
ST | 0 | 0 | 0 | 0 | 0 | 0
STOG | 0 | 0 | 0 | 0 | 0 | 0
STWD | 0 | 0 | 0 | 0 | 0 | 0
WT | 430 | 36603.11 | 2982.66 | 3270.68 | 9358.46 | 2080.81
IGCC | 0 | 0 | 0 | 0 | 0 | 0
DemandResponse | 0 | 0 | 0 | 0 | 0 | 0
IGCC-CCS | 0 | 0 | 0 | 0 | 0 | 0
WT_off | 0 | 0 | 0 | 0 | 0 | 0
PseudoUnit | 0 | 0 | 0 | 0 | 0 | 0
FixedInterchange | 0 | 0 | 0 | 0 | 0 | 0
New Build Capacity by Reporting Type: TVA
ReportingType | 2015 | 2020 | 2025 | 2030 | 2035 | 2040
BM | 0 | 0 | 0 | 0 | 0 | 7394.28
CC | 6330.58 | 3484.1 | 0 | 0 | 0 | 0
CSP | 0 | 0 | 0 | 0 | 0 | 0
CT | 0 | 0 | 0 | 0 | 0 | 0
Coal | 0 | 0 | 0 | 0 | 0 | 0
Geo | 0 | 0 | 0 | 0 | 0 | 0
H | 0 | 0 | 0 | 0 | 27 | 0
LFG | 0 | 0 | 107.4 | 0 | 0 | 0
Nuc | 1697.89 | 0 | 0 | 0 | 5153.42 | 0
PS | 0 | 0 | 0 | 0 | 0 | 0
PV | 0 | 0 | 0 | 0 | 0 | 0
PeakG | 0 | 0 | 0 | 0 | 0 | 0
PeakO | 0 | 0 | 0 | 0 | 0 | 0
ST | 0 | 0 | 0 | 0 | 0 | 0
STOG | 0 | 0 | 0 | 0 | 0 | 0
STWD | 0 | 0 | 0 | 0 | 0 | 0
WT | 0 | 0 | 0 | 0 | 100 | 0
IGCC | 0 | 0 | 0 | 0 | 0 | 0
DemandResponse | 0 | 0 | 0 | 0 | 0 | 0
IGCC-CCS | 0 | 0 | 0 | 0 | 0 | 0
WT_off | 0 | 0 | 0 | 0 | 0 | 0
PseudoUnit | 0 | 0 | 0 | 0 | 0 | 0
FixedInterchange | 0 | 0 | 0 | 0 | 0 | 0
New Build Capacity by Reporting Type: TVA_Transmission
ReportingType | 2015 | 2020 | 2025 | 2030 | 2035 | 2040
BM | 0 | 0 | 0 | 0 | 0 | 0
CC | 0 | 0 | 0 | 0 | 0 | 0
CSP | 0 | 0 | 0 | 0 | 0 | 0
CT | 0 | 0 | 0 | 0 | 0 | 0
Coal | 0 | 0 | 0 | 0 | 0 | 0
Geo | 0 | 0 | 0 | 0 | 0 | 0
H | 0 | 0 | 0 | 0 | 0 | 0
LFG | 0 | 0 | 0 | 0 | 0 | 0
Nuc | 0 | 0 | 0 | 0 | 0 | 0
PS | 0 | 0 | 0 | 0 | 0 | 0
PV | 0 | 0 | 0 | 0 | 0 | 0
PeakG | 0 | 0 | 0 | 0 | 0 | 0
PeakO | 0 | 0 | 0 | 0 | 0 | 0
ST | 0 | 0 | 0 | 0 | 0 | 0
STOG | 0 | 0 | 0 | 0 | 0 | 0
STWD | 0 | 0 | 0 | 0 | 0 | 0
WT | 0 | 0 | 0 | 0 | 0 | 0
IGCC | 0 | 0 | 0 | 0 | 0 | 0
DemandResponse | 0 | 0 | 0 | 0 | 0 | 0
IGCC-CCS | 0 | 0 | 0 | 0 | 0 | 0
WT_off | 0 | 0 | 0 | 0 | 0 | 0
PseudoUnit | 0 | 0 | 0 | 0 | 0 | 0
FixedInterchange | 0 | 0 | 0 | 0 | 0 | 0
New Build Capacity by Reporting Type: VACAR
ReportingType | 2015 | 2020 | 2025 | 2030 | 2035 | 2040
BM | 0.92 | 170.21 | 551.29 | 0 | 0 | 6263.89
CC | 18849.5 | 0 | 0 | 0 | 0 | 0
CSP | 0 | 0 | 0 | 0 | 0 | 0
CT | 717.24 | 0 | 0 | 0 | 0 | 0
Coal | 825 | 0 | 0 | 0 | 0 | 0
Geo | 0 | 0 | 0 | 0 | 0 | 0
H | 0 | 0 | 0 | 0 | 0 | 0
LFG | 0.34 | 107.06 | 0 | 0 | 0 | 0
Nuc | 0 | 2330 | 0 | 0 | 10974.12 | 7269.43
PS | 0 | 0 | 0 | 0 | 0 | 0
PV | 0 | 133.61 | 2.34 | 0.8 | 0 | 3
PeakG | 0 | 0 | 0 | 0 | 0 | 0
PeakO | 0 | 0 | 0 | 0 | 0 | 0
ST | 0 | 0 | 0 | 0 | 0 | 0
STOG | 0 | 0 | 0 | 0 | 0 | 0
STWD | 0 | 0 | 0 | 0 | 0 | 0
WT | 0.9 | 3499.1 | 0 | 0 | 0 | 0
IGCC | 0 | 0 | 0 | 0 | 0 | 0
DemandResponse | 0 | 0 | 0 | 0 | 0 | 0
IGCC-CCS | 0 | 0 | 0 | 0 | 0 | 0
WT_off | 1 | 0 | 0 | 0 | 0 | 0
PseudoUnit | 0 | 0 | 0 | 0 | 0 | 0
FixedInterchange | 0 | 0 | 0 | 0 | 0 | 0
New Build Capacity by Reporting Type: IESO
ReportingType | 2015 | 2020 | 2025 | 2030 | 2035 | 2040
BM | 326.33 | 0 | 0 | 0 | 0 | 0
CC | 1263 | 0 | 0 | 0 | 0 | 0
CSP | 0 | 0 | 0 | 0 | 0 | 0
CT | 368 | 0 | 0 | 0 | 0 | 0
Coal | 0 | 0 | 0 | 0 | 0 | 0
Geo | 0 | 0 | 0 | 0 | 0 | 0
H | 0 | 0 | 0 | 0 | 250 | 0
LFG | 14.5 | 0 | 0 | 0.5 | 0 | 0
Nuc | 0 | 0 | 0 | 0 | 0 | 0
PS | 0 | 0 | 0 | 0 | 0 | 0
PV | 1067.26 | 0 | 0 | 0 | 0 | 0
PeakG | 0 | 0 | 0 | 0 | 0 | 0
PeakO | 0 | 0 | 0 | 0 | 0 | 0
ST | 0 | 0 | 0 | 0 | 0 | 0
STOG | 0 | 0 | 0 | 0 | 0 | 0
STWD | 0 | 0 | 0 | 0 | 0 | 0
WT | 2105.9 | 0 | 0 | 0 | 0 | 0
IGCC | 0 | 0 | 0 | 0 | 0 | 0
DemandResponse | 0 | 0 | 0 | 0 | 0 | 0
IGCC-CCS | 0 | 0 | 0 | 0 | 0 | 0
WT_off | 0 | 0 | 0 | 0 | 0 | 0
PseudoUnit | 0 | 0 | 0 | 0 | 0 | 0
FixedInterchange | 0 | 0 | 0 | 0 | 0 | 0
New Build Capacity by Reporting Type: MAPP_CA
ReportingType | 2015 | 2020 | 2025 | 2030 | 2035 | 2040
BM | 0 | 0 | 0 | 0 | 0 | 0
CC | 281.76 | 0 | 0 | 0 | 0 | 0
CSP | 0 | 0 | 0 | 0 | 0 | 0
CT | 0 | 0 | 0 | 0 | 0 | 0
Coal | 0 | 0 | 0 | 0 | 0 | 0
Geo | 0 | 0 | 0 | 0 | 0 | 0
H | 0 | 695 | 1219.23 | 1360.21 | 817.18 | 0
LFG | 0 | 0 | 0 | 0 | 0 | 0
Nuc | 0 | 0 | 0 | 0 | 0 | 0
PS | 0 | 0 | 0 | 0 | 0 | 0
PV | 0 | 0 | 0 | 0 | 0 | 0
PeakG | 0 | 0 | 0 | 0 | 0 | 0
PeakO | 0 | 0 | 0 | 0 | 0 | 0
ST | 0 | 0 | 0 | 0 | 0 | 0
STOG | 0 | 0 | 0 | 0 | 0 | 0
STWD | 0 | 0 | 0 | 0 | 0 | 0
WT | 302.4 | 0 | 0 | 0 | 0 | 0
IGCC | 0 | 0 | 0 | 0 | 0 | 0
DemandResponse | 0 | 0 | 0 | 0 | 0 | 0
IGCC-CCS | 0 | 0 | 0 | 0 | 0 | 0
WT_off | 0 | 0 | 0 | 0 | 0 | 0
PseudoUnit | 0 | 0 | 0 | 0 | 0 | 0
FixedInterchange | 0 | 0 | 0 | 0 | 0 | 0
New Build Capacity by Reporting Type: AZ_NM_SNV_Coal
ReportingType | 2015 | 2020 | 2025 | 2030 | 2035 | 2040
BM | 0 | 0 | 0 | 0 | 0 | 0
CC | 0 | 0 | 0 | 0 | 0 | 0
CSP | 0 | 0 | 0 | 0 | 0 | 0
CT | 0 | 0 | 0 | 0 | 0 | 0
Coal | 0 | 0 | 0 | 0 | 0 | 0
Geo | 0 | 0 | 0 | 0 | 0 | 0
H | 0 | 0 | 0 | 0 | 0 | 0
LFG | 0 | 0 | 0 | 0 | 0 | 0
Nuc | 0 | 0 | 0 | 0 | 0 | 0
PS | 0 | 0 | 0 | 0 | 0 | 0
PV | 0 | 0 | 0 | 0 | 0 | 0
PeakG | 0 | 0 | 0 | 0 | 0 | 0
PeakO | 0 | 0 | 0 | 0 | 0 | 0
ST | 0 | 0 | 0 | 0 | 0 | 0
STOG | 0 | 0 | 0 | 0 | 0 | 0
STWD | 0 | 0 | 0 | 0 | 0 | 0
WT | 0 | 0 | 0 | 0 | 0 | 0
IGCC | 0 | 0 | 0 | 0 | 0 | 0
DemandResponse | 0 | 0 | 0 | 0 | 0 | 0
IGCC-CCS | 0 | 0 | 0 | 0 | 0 | 0
WT_off | 0 | 0 | 0 | 0 | 0 | 0
PseudoUnit | 0 | 0 | 0 | 0 | 0 | 0
FixedInterchange | 0 | 0 | 0 | 0 | 0 | 0
New Build Capacity by Reporting Type: AZ_NM_SNV_Gas
ReportingType | 2015 | 2020 | 2025 | 2030 | 2035 | 2040
BM | 0 | 0 | 0 | 0 | 0 | 0
CC | 668 | 3363.66 | 0 | 0 | 0 | 0
CSP | 0 | 0 | 0 | 0 | 0 | 0
CT | 736 | 0 | 0 | 0 | 0 | 0
Coal | 0 | 0 | 0 | 0 | 0 | 0
Geo | 0 | 0 | 0 | 0 | 0 | 0
H | 0 | 0 | 0 | 0 | 0 | 0
LFG | 0 | 0 | 0 | 0 | 0 | 0
Nuc | 0 | 0 | 0 | 0 | 0 | 0
PS | 0 | 0 | 0 | 0 | 0 | 0
PV | 0 | 0 | 0 | 0 | 0 | 0
PeakG | 0 | 0 | 0 | 0 | 0 | 0
PeakO | 0 | 0 | 0 | 0 | 0 | 0
ST | 0 | 0 | 0 | 0 | 0 | 0
STOG | 0 | 0 | 0 | 0 | 0 | 0
STWD | 0 | 0 | 0 | 0 | 0 | 0
WT | 0 | 0 | 0 | 0 | 0 | 0
IGCC | 0 | 0 | 0 | 0 | 0 | 0
DemandResponse | 0 | 0 | 0 | 0 | 0 | 0
IGCC-CCS | 0 | 0 | 0 | 0 | 0 | 0
WT_off | 0 | 0 | 0 | 0 | 0 | 0
PseudoUnit | 0 | 0 | 0 | 0 | 0 | 0
FixedInterchange | 0 | 0 | 0 | 0 | 0 | 0
New Build Capacity by Reporting Type: AZ_NM_SNV_NucRenew
ReportingType | 2015 | 2020 | 2025 | 2030 | 2035 | 2040
BM | 0 | 0 | 0 | 0 | 0 | 0.09
CC | 0 | 0 | 0 | 0 | 0 | 0
CSP | 0 | 0 | 0 | 0 | 0 | 0
CT | 0 | 0 | 0 | 0 | 0 | 0
Coal | 0 | 0 | 0 | 0 | 0 | 0
Geo | 0 | 0 | 1450 | 0 | 0 | 0
H | 0 | 0 | 0 | 0 | 0 | 0
LFG | 0 | 53.71 | 6.96 | 0 | 0 | 0
Nuc | 0 | 0 | 0 | 241.55 | 8330.85 | 1597.05
PS | 0 | 0 | 0 | 0 | 0 | 0
PV | 95.7 | 0 | 0 | 0 | 0 | 0
PeakG | 0 | 0 | 0 | 0 | 0 | 0
PeakO | 0 | 0 | 0 | 0 | 0 | 0
ST | 280 | 445.61 | 227.78 | 9.74 | 643.79 | 0.04
STOG | 0 | 0 | 0 | 0 | 0 | 0
STWD | 0 | 0 | 0 | 0 | 0 | 0
WT | 65.1 | 11789.82 | 0 | 0 | 0 | 0
IGCC | 0 | 0 | 0 | 0 | 0 | 0
DemandResponse | 0 | 0 | 0 | 0 | 0 | 0
IGCC-CCS | 0 | 0 | 0 | 0 | 0 | 0
WT_off | 0 | 0 | 0 | 0 | 0 | 0
PseudoUnit | 0 | 0 | 0 | 0 | 0 | 0
FixedInterchange | 0 | 0 | 0 | 0 | 0 | 0
New Build Capacity by Reporting Type: ERCOT
ReportingType | 2015 | 2020 | 2025 | 2030 | 2035 | 2040
BM | 145 | 0 | 0 | 0 | 0 | 3919.97
CC | 16520.3 | 0 | 0 | 0 | 0 | 0
CSP | 0 | 0 | 0 | 0 | 0 | 0
CT | 250 | 0 | 0 | 0 | 0 | 0
Coal | 2020 | 0 | 0 | 0 | 0 | 0
Geo | 0 | 0 | 0 | 0 | 0 | 0
H | 0 | 0 | 0 | 0 | 0 | 0
LFG | 0 | 0 | 354 | 0 | 0 | 0
Nuc | 0 | 0 | 0 | 0 | 13264.24 | 1716.27
PS | 0 | 0 | 0 | 0 | 0 | 0
PV | 14 | 0 | 0 | 0 | 0 | 0
PeakG | 0 | 0 | 0 | 0 | 0 | 0
PeakO | 0 | 0 | 0 | 0 | 0 | 0
ST | 0 | 0 | 0 | 0 | 0 | 0
STOG | 0 | 0 | 0 | 0 | 0 | 0
STWD | 0 | 0 | 0 | 0 | 0 | 0
WT | 350.1 | 0 | 0 | 19454.29 | 0.05 | 407.01
IGCC | 0 | 0 | 0 | 0 | 0 | 0
DemandResponse | 0 | 0 | 0 | 0 | 0 | 0
IGCC-CCS | 0 | 0 | 0 | 0 | 0 | 0
WT_off | 0 | 0 | 0 | 0 | 0 | 0
PseudoUnit | 0 | 0 | 0 | 0 | 0 | 0
FixedInterchange | 0 | 0 | 0 | 0 | 0 | 0
New Build Capacity by Reporting Type: NP15
ReportingType | 2015 | 2020 | 2025 | 2030 | 2035 | 2040
BM | 0 | 0 | 0 | 0 | 0 | 0
CC | 4171.06 | 303.66 | 0.03 | 0 | 0 | 0
CSP | 0 | 0 | 0 | 0 | 0 | 0
CT | 212.6 | 0 | 0 | 0 | 0 | 0
Coal | 0 | 0 | 0 | 0 | 0 | 0
Geo | 0 | 0 | 600 | 0 | 0 | 0
H | 0 | 0 | 0 | 0 | 0 | 0
LFG | 0 | 565 | 0 | 0 | 0 | 0
Nuc | 0 | 0 | 0 | 0 | 3838.47 | 4535.55
PS | 0 | 0 | 0 | 0 | 0 | 0
PV | 6.5 | 0 | 0 | 0 | 0 | 0
PeakG | 0 | 0 | 0 | 0 | 0 | 0
PeakO | 0 | 0 | 0 | 0 | 0 | 0
ST | 29 | 0 | 0 | 0 | 0 | 0
STOG | 0 | 0 | 0 | 0 | 0 | 0
STWD | 0 | 0 | 0 | 0 | 0 | 0
WT | 101.2 | 2638.73 | 0 | 660.07 | 8421.97 | 720.43
IGCC | 0 | 0 | 0 | 0 | 0 | 0
DemandResponse | 0 | 0 | 0 | 0 | 0 | 0
IGCC-CCS | 0 | 0 | 0 | 0 | 0 | 0
WT_off | 0 | 0 | 0 | 0 | 0 | 0
PseudoUnit | 0 | 0 | 0 | 0 | 0 | 0
FixedInterchange | 0 | 0 | 0 | 0 | 0 | 0
New Build Capacity by Reporting Type: NWPP_Coal
ReportingType | 2015 | 2020 | 2025 | 2030 | 2035 | 2040
BM | 0 | 0 | 0 | 0 | 0 | 0
CC | 0 | 0 | 0 | 0 | 0 | 0
CSP | 0 | 0 | 0 | 0 | 0 | 0
CT | 0 | 0 | 0 | 0 | 0 | 0
Coal | 0 | 0 | 0 | 0 | 0 | 0
Geo | 0 | 0 | 0 | 0 | 0 | 0
H | 0 | 0 | 0 | 0 | 0 | 0
LFG | 0 | 0 | 0 | 0 | 0 | 0
Nuc | 0 | 0 | 0 | 0 | 0 | 0
PS | 0 | 0 | 0 | 0 | 0 | 0
PV | 0 | 0 | 0 | 0 | 0 | 0
PeakG | 0 | 0 | 0 | 0 | 0 | 0
PeakO | 0 | 0 | 0 | 0 | 0 | 0
ST | 0 | 0 | 0 | 0 | 0 | 0
STOG | 0 | 0 | 0 | 0 | 0 | 0
STWD | 0 | 0 | 0 | 0 | 0 | 0
WT | 0 | 0 | 0 | 0 | 0 | 0
IGCC | 0 | 0 | 0 | 0 | 0 | 0
DemandResponse | 0 | 0 | 0 | 0 | 0 | 0
IGCC-CCS | 0 | 0 | 0 | 0 | 0 | 0
WT_off | 0 | 0 | 0 | 0 | 0 | 0
PseudoUnit | 0 | 0 | 0 | 0 | 0 | 0
FixedInterchange | 0 | 0 | 0 | 0 | 0 | 0
New Build Capacity by Reporting Type: NWPP_Gas
ReportingType | 2015 | 2020 | 2025 | 2030 | 2035 | 2040
BM | 0 | 0 | 0 | 0 | 0 | 0
CC | 300 | 3257.35 | 0 | 0 | 0 | 0
CSP | 0 | 0 | 0 | 0 | 0 | 0
CT | 150 | 0 | 0 | 0 | 0 | 0
Coal | 0 | 0 | 0 | 0 | 0 | 0
Geo | 0 | 0 | 0 | 0 | 0 | 0
H | 0 | 0 | 0 | 0 | 0 | 0
LFG | 0 | 0 | 0 | 0 | 0 | 0
Nuc | 0 | 0 | 0 | 0 | 0 | 0
PS | 0 | 0 | 0 | 0 | 0 | 0
PV | 0 | 0 | 0 | 0 | 0 | 0
PeakG | 0 | 0 | 0 | 0 | 0 | 0
PeakO | 0 | 0 | 0 | 0 | 0 | 0
ST | 0 | 0 | 0 | 0 | 0 | 0
STOG | 0 | 0 | 0 | 0 | 0 | 0
STWD | 0 | 0 | 0 | 0 | 0 | 0
WT | 0 | 0 | 0 | 0 | 0 | 0
IGCC | 0 | 0 | 0 | 0 | 0 | 0
DemandResponse | 0 | 0 | 0 | 0 | 0 | 0
IGCC-CCS | 0 | 0 | 0 | 0 | 0 | 0
WT_off | 0 | 0 | 0 | 0 | 0 | 0
PseudoUnit | 0 | 0 | 0 | 0 | 0 | 0
FixedInterchange | 0 | 0 | 0 | 0 | 0 | 0
New Build Capacity by Reporting Type: NWPP_NucRenew
ReportingType | 2015 | 2020 | 2025 | 2030 | 2035 | 2040
BM | 32.55 | 0 | 0 | 0 | 0 | 718.17
CC | 0 | 0 | 0 | 0 | 0 | 0
CSP | 0 | 0 | 0 | 0 | 0 | 0
CT | 0 | 0 | 0 | 0 | 0 | 0
Coal | 0 | 0 | 0 | 0 | 0 | 0
Geo | 86 | 0 | 434 | 0 | 0 | 0
H | 0 | 0 | 0 | 0 | 335 | 0
LFG | 25.5 | 244.5 | 0 | 0 | 0 | 0
Nuc | 0 | 0 | 0 | 0 | 2463.44 | 2284.55
PS | 0 | 0 | 0 | 0 | 0 | 0
PV | 0 | 0 | 0 | 0 | 0 | 0
PeakG | 0 | 0 | 0 | 0 | 0 | 0
PeakO | 0 | 0 | 0 | 0 | 0 | 0
ST | 0 | 0 | 0 | 0 | 0 | 0
STOG | 0 | 0 | 0 | 0 | 0 | 0
STWD | 0 | 0 | 0 | 0 | 0 | 0
WT | 977.3 | 0 | 0 | 0 | 21339.07 | 2318.04
IGCC | 0 | 0 | 0 | 0 | 0 | 0
DemandResponse | 0 | 0 | 0 | 0 | 0 | 0
IGCC-CCS | 0 | 0 | 0 | 0 | 0 | 0
WT_off | 0 | 0 | 0 | 0 | 0 | 0
PseudoUnit | 0 | 0 | 0 | 0 | 0 | 0
FixedInterchange | 0 | 0 | 0 | 0 | 0 | 0
New Build Capacity by Reporting Type: RMPA
ReportingType | 2015 | 2020 | 2025 | 2030 | 2035 | 2040
BM | 0 | 0 | 0 | 0 | 0 | 1160.81
CC | 0 | 1771.45 | 0 | 0 | 0 | 0
CSP | 0 | 0 | 0 | 0 | 0 | 0
CT | 152 | 0 | 0 | 0 | 0 | 0
Coal | 390 | 0 | 0 | 0 | 0 | 0
Geo | 0 | 625 | 1945 | 0 | 0 | 0
H | 0 | 0 | 0 | 0 | 0 | 0
LFG | 1.4 | 28.93 | 0 | 0 | 0 | 0
Nuc | 0 | 0 | 0 | 1201.63 | 830.36 | 0
PS | 0 | 0 | 0 | 0 | 0 | 0
PV | 1 | 0 | 0 | 0 | 0 | 0
PeakG | 0 | 0 | 0 | 0 | 0 | 0
PeakO | 0 | 0 | 0 | 0 | 0 | 0
ST | 3 | 367.43 | 0 | 5.46 | 0 | 0
STOG | 0 | 0 | 0 | 0 | 0 | 0
STWD | 0 | 0 | 0 | 0 | 0 | 0
WT | 765.4 | 3545.21 | 0 | 536.57 | 0 | 135.75
IGCC | 0 | 0 | 0 | 0 | 0 | 0
DemandResponse | 0 | 0 | 0 | 0 | 0 | 0
IGCC-CCS | 0 | 0 | 0 | 0 | 0 | 0
WT_off | 0 | 0 | 0 | 0 | 0 | 0
PseudoUnit | 0 | 0 | 0 | 0 | 0 | 0
FixedInterchange | 0 | 0 | 0 | 0 | 0 | 0
New Build Capacity by Reporting Type: SP15
ReportingType | 2015 | 2020 | 2025 | 2030 | 2035 | 2040
BM | 6 | 0 | 0 | 0 | 0 | 0
CC | 409.5 | 3142.29 | 469.73 | 0 | 0 | 0
CSP | 0 | 0 | 0 | 0 | 0 | 0
CT | 0 | 0 | 0 | 0 | 0 | 0
Coal | 0 | 0 | 0 | 0 | 0 | 0
Geo | 50 | 1450 | 0 | 0 | 0 | 0
H | 0 | 0 | 0 | 0 | 0 | 0
LFG | 9.2 | 555.8 | 0 | 0 | 0 | 0
Nuc | 0 | 0 | 0 | 0 | 1014.26 | 3548.59
PS | 0 | 0 | 0 | 0 | 0 | 0
PV | 3.8 | 0 | 0 | 0 | 0 | 0
PeakG | 0 | 0 | 0 | 0 | 0 | 0
PeakO | 0 | 0 | 0 | 0 | 0 | 0
ST | 448 | 0 | 0 | 0 | 2409.45 | 836.14
STOG | 0 | 0 | 0 | 0 | 0 | 0
STWD | 0 | 0 | 0 | 0 | 0 | 0
WT | 735 | 0 | 0 | 14165 | 0 | 0
IGCC | 0 | 0 | 0 | 0 | 0 | 0
DemandResponse | 0 | 0 | 0 | 0 | 0 | 0
IGCC-CCS | 0 | 0 | 0 | 0 | 0 | 0
WT_off | 0 | 0 | 0 | 0 | 0 | 0
PseudoUnit | 0 | 0 | 0 | 0 | 0 | 0
FixedInterchange | 0 | 0 | 0 | 0 | 0 | 0
New Build Capacity by Reporting Type: ALB
ReportingType | 2015 | 2020 | 2025 | 2030 | 2035 | 2040
BM | 0 | 0 | 0 | 0 | 0 | 0
CC | 0 | 503.98 | 21.14 | 0 | 0 | 0
CSP | 0 | 0 | 0 | 0 | 0 | 0
CT | 201.5 | 0 | 0 | 0 | 0 | 0
Coal | 495 | 0 | 0 | 0 | 0 | 0
Geo | 0 | 0 | 0 | 0 | 0 | 0
H | 0 | 0 | 0 | 0 | 0 | 0
LFG | 0 | 0 | 0 | 0 | 0 | 0
Nuc | 0 | 0 | 0 | 8088.37 | 604.26 | 598.54
PS | 0 | 0 | 0 | 0 | 0 | 0
PV | 0 | 0 | 0 | 0 | 0 | 0
PeakG | 0 | 0 | 0 | 0 | 0 | 0
PeakO | 0 | 0 | 0 | 0 | 0 | 0
ST | 0 | 0 | 0 | 0 | 0 | 0
STOG | 0 | 0 | 0 | 0 | 0 | 0
STWD | 0 | 0 | 0 | 0 | 0 | 0
WT | 9 | 0 | 0 | 0 | 91 | 0
IGCC | 0 | 0 | 0 | 0 | 0 | 0
DemandResponse | 0 | 0 | 0 | 0 | 0 | 0
IGCC-CCS | 0 | 0 | 0 | 0 | 0 | 0
WT_off | 0 | 0 | 0 | 0 | 0 | 0
PseudoUnit | 0 | 0 | 0 | 0 | 0 | 0
FixedInterchange | 0 | 0 | 0 | 0 | 0 | 0
New Build Capacity by Reporting Type: BC
ReportingType | 2015 | 2020 | 2025 | 2030 | 2035 | 2040
BM | 0 | 0 | 0 | 0 | 0 | 0
CC | 694.77 | 0 | 0 | 0 | 0 | 0
CSP | 0 | 0 | 0 | 0 | 0 | 0
CT | 0 | 0 | 0 | 0 | 0 | 0
Coal | 0 | 0 | 0 | 0 | 0 | 0
Geo | 0 | 0 | 0 | 0 | 0 | 0
H | 0 | 0 | 0 | 0 | 0 | 0
LFG | 0 | 0 | 0 | 0 | 0 | 0
Nuc | 0 | 0 | 0 | 7.04 | 584.44 | 607.52
PS | 0 | 0 | 0 | 0 | 0 | 0
PV | 0 | 0 | 0 | 0 | 0 | 0
PeakG | 0 | 0 | 0 | 0 | 0 | 0
PeakO | 0 | 0 | 0 | 0 | 0 | 0
ST | 0 | 0 | 0 | 0 | 0 | 0
STOG | 0 | 0 | 0 | 0 | 0 | 0
STWD | 0 | 0 | 0 | 0 | 0 | 0
WT | 144 | 0 | 0 | 0 | 156 | 0
IGCC | 0 | 0 | 0 | 0 | 0 | 0
DemandResponse | 0 | 0 | 0 | 0 | 0 | 0
IGCC-CCS | 0 | 0 | 0 | 0 | 0 | 0
WT_off | 0 | 0 | 0 | 0 | 0 | 0
PseudoUnit | 0 | 0 | 0 | 0 | 0 | 0
FixedInterchange | 0 | 0 | 0 | 0 | 0 | 0
New Build Capacity by Reporting Type: HQ_IESO
ReportingType | 2015 | 2020 | 2025 | 2030 | 2035 | 2040
BM | 0 | 0 | 0 | 0 | 0 | 0
CC | 0 | 0 | 0 | 0 | 0 | 0
CSP | 0 | 0 | 0 | 0 | 0 | 0
CT | 0 | 0 | 0 | 0 | 0 | 0
Coal | 0 | 0 | 0 | 0 | 0 | 0
Geo | 0 | 0 | 0 | 0 | 0 | 0
H | 0 | 0 | 0 | 0 | 0 | 0
LFG | 0 | 0 | 0 | 0 | 0 | 0
Nuc | 0 | 0 | 0 | 0 | 0 | 0
PS | 0 | 0 | 0 | 0 | 0 | 0
PV | 0 | 0 | 0 | 0 | 0 | 0
PeakG | 0 | 0 | 0 | 0 | 0 | 0
PeakO | 0 | 0 | 0 | 0 | 0 | 0
ST | 0 | 0 | 0 | 0 | 0 | 0
STOG | 0 | 0 | 0 | 0 | 0 | 0
STWD | 0 | 0 | 0 | 0 | 0 | 0
WT | 0 | 0 | 0 | 0 | 0 | 0
IGCC | 0 | 0 | 0 | 0 | 0 | 0
DemandResponse | 0 | 0 | 0 | 0 | 0 | 0
IGCC-CCS | 0 | 0 | 0 | 0 | 0 | 0
WT_off | 0 | 0 | 0 | 0 | 0 | 0
PseudoUnit | 0 | 0 | 0 | 0 | 0 | 0
FixedInterchange | 0 | 0 | 0 | 0 | 0 | 0
New Build Capacity by Reporting Type: HQ_NEISO
ReportingType | 2015 | 2020 | 2025 | 2030 | 2035 | 2040
BM | 0 | 0 | 0 | 0 | 0 | 0
CC | 0 | 0 | 0 | 0 | 0 | 0
CSP | 0 | 0 | 0 | 0 | 0 | 0
CT | 0 | 0 | 0 | 0 | 0 | 0
Coal | 0 | 0 | 0 | 0 | 0 | 0
Geo | 0 | 0 | 0 | 0 | 0 | 0
H | 0 | 0 | 0 | 0 | 0 | 0
LFG | 0 | 0 | 0 | 0 | 0 | 0
Nuc | 0 | 0 | 0 | 0 | 0 | 0
PS | 0 | 0 | 0 | 0 | 0 | 0
PV | 0 | 0 | 0 | 0 | 0 | 0
PeakG | 0 | 0 | 0 | 0 | 0 | 0
PeakO | 0 | 0 | 0 | 0 | 0 | 0
ST | 0 | 0 | 0 | 0 | 0 | 0
STOG | 0 | 0 | 0 | 0 | 0 | 0
STWD | 0 | 0 | 0 | 0 | 0 | 0
WT | 0 | 0 | 0 | 0 | 0 | 0
IGCC | 0 | 0 | 0 | 0 | 0 | 0
DemandResponse | 0 | 0 | 0 | 0 | 0 | 0
IGCC-CCS | 0 | 0 | 0 | 0 | 0 | 0
WT_off | 0 | 0 | 0 | 0 | 0 | 0
PseudoUnit | 0 | 0 | 0 | 0 | 300 | 0
FixedInterchange | 0 | 0 | 0 | 0 | 0 | 0
New Build Capacity by Reporting Type: HQ_NY
ReportingType | 2015 | 2020 | 2025 | 2030 | 2035 | 2040
BM | 0 | 0 | 0 | 0 | 0 | 0
CC | 0 | 0 | 0 | 0 | 0 | 0
CSP | 0 | 0 | 0 | 0 | 0 | 0
CT | 0 | 0 | 0 | 0 | 0 | 0
Coal | 0 | 0 | 0 | 0 | 0 | 0
Geo | 0 | 0 | 0 | 0 | 0 | 0
H | 0 | 0 | 0 | 0 | 0 | 0
LFG | 0 | 0 | 0 | 0 | 0 | 0
Nuc | 0 | 0 | 0 | 0 | 0 | 0
PS | 0 | 0 | 0 | 0 | 0 | 0
PV | 0 | 0 | 0 | 0 | 0 | 0
PeakG | 0 | 0 | 0 | 0 | 0 | 0
PeakO | 0 | 0 | 0 | 0 | 0 | 0
ST | 0 | 0 | 0 | 0 | 0 | 0
STOG | 0 | 0 | 0 | 0 | 0 | 0
STWD | 0 | 0 | 0 | 0 | 0 | 0
WT | 0 | 0 | 0 | 0 | 0 | 0
IGCC | 0 | 0 | 0 | 0 | 0 | 0
DemandResponse | 0 | 0 | 0 | 0 | 0 | 0
IGCC-CCS | 0 | 0 | 0 | 0 | 0 | 0
WT_off | 0 | 0 | 0 | 0 | 0 | 0
PseudoUnit | 0 | 0 | 239.14 | 2260.86 | 0 | 0
FixedInterchange | 0 | 0 | 0 | 0 | 0 | 0
New Build Capacity by Reporting Type: MARITIMES
ReportingType | 2015 | 2020 | 2025 | 2030 | 2035 | 2040
BM | 0 | 0 | 0 | 0 | 0 | 0
CC | 0 | 0 | 0 | 0 | 0 | 0
CSP | 0 | 0 | 0 | 0 | 0 | 0
CT | 0 | 0 | 0 | 0 | 0 | 0
Coal | 0 | 0 | 0 | 0 | 0 | 0
Geo | 0 | 0 | 0 | 0 | 0 | 0
H | 0 | 0 | 0 | 0 | 0 | 0
LFG | 0 | 0 | 0 | 0 | 0 | 0
Nuc | 0 | 0 | 0 | 0 | 0 | 0
PS | 0 | 0 | 0 | 0 | 0 | 0
PV | 0 | 0 | 0 | 0 | 0 | 0
PeakG | 0 | 0 | 0 | 0 | 0 | 0
PeakO | 0 | 0 | 0 | 0 | 0 | 0
ST | 0 | 0 | 0 | 0 | 0 | 0
STOG | 0 | 0 | 0 | 0 | 0 | 0
STWD | 0 | 0 | 0 | 0 | 0 | 0
WT | 0 | 0 | 0 | 0 | 0 | 0
IGCC | 0 | 0 | 0 | 0 | 0 | 0
DemandResponse | 0 | 0 | 0 | 0 | 0 | 0
IGCC-CCS | 0 | 0 | 0 | 0 | 0 | 0
WT_off | 0 | 0 | 0 | 0 | 0 | 0
PseudoUnit | 0 | 0 | 0 | 0 | 500 | 0
FixedInterchange | 0 | 0 | 0 | 0 | 0 | 0
New Build Capacity by Reporting Type: All
ReportingType | 2015 | 2020 | 2025 | 2030 | 2035 | 2040
BM | 1251 | 170.21 | 551.29 | 0 | 0 | 42097.55
CC | 132955.13 | 47374.08 | 2174.92 | 0.01 | 0 | 0
CSP | 0 | 0 | 0 | 0 | 0 | 0
CT | 6393.83 | 419.02 | 0 | 0 | 34.97 | 31.01
Coal | 10763.64 | 0 | 0 | 0 | 0 | 0
Geo | 136 | 2075 | 4429 | 0 | 0 | 0
H | 0 | 1198 | 1500.24 | 2092.81 | 2123.58 | 1109.01
LFG | 192 | 1953 | 2210 | 724 | 0 | 0
Nuc | 2740.56 | 4530 | 0 | 9538.59 | 90461.51 | 50000
PS | 0 | 0 | 0 | 0 | 0 | 0
PV | 1246 | 2064.51 | 901.47 | 174.75 | 12.8 | 65.47
PeakG | 0 | 0 | 0 | 0 | 0 | 0
PeakO | 0 | 0 | 0 | 0 | 0 | 0
ST | 760 | 813.04 | 227.78 | 15.2 | 3053.24 | 836.18
STOG | 0 | 0 | 0 | 0 | 0 | 0
STWD | 0 | 0 | 0 | 0 | 0 | 0
WT | 25342 | 93773.78 | 65718.98 | 95013.17 | 144309.12 | 13101.92
IGCC | 618 | 0 | 0 | 0 | 0 | 0
DemandResponse | 0 | 0 | 0 | 0 | 0 | 0
IGCC-CCS | 0 | 0 | 0 | 0 | 0 | 0
WT_off | 469 | 0 | 1100 | 0 | 0 | 0
PseudoUnit | 0 | 0 | 239.14 | 2260.86 | 800 | 0
FixedInterchange | 0 | 0 | 0 | 0 | 0 | 0
New Build Capacity by Reporting Type: EI_US
ReportingType | 2015 | 2020 | 2025 | 2030 | 2035 | 2040
BM | 741.12 | 170.21 | 551.29 | 0 | 0 | 36298.51
CC | 108646.74 | 35031.69 | 1684.02 | 0.01 | 0 | 0
CSP | 0 | 0 | 0 | 0 | 0 | 0
CT | 4323.73 | 419.02 | 0 | 0 | 34.97 | 31.01
Coal | 7858.64 | 0 | 0 | 0 | 0 | 0
Geo | 0 | 0 | 0 | 0 | 0 | 0
H | 0 | 503 | 281 | 732.6 | 721.4 | 1109.01
LFG | 141.4 | 505.06 | 1849.04 | 723.5 | 0 | 0
Nuc | 2740.56 | 4530 | 0 | 0 | 59531.19 | 35111.94
PS | 0 | 0 | 0 | 0 | 0 | 0
PV | 57.74 | 2064.51 | 901.47 | 174.75 | 12.8 | 65.47
PeakG | 0 | 0 | 0 | 0 | 0 | 0
PeakO | 0 | 0 | 0 | 0 | 0 | 0
ST | 0 | 0 | 0 | 0 | 0 | 0
STOG | 0 | 0 | 0 | 0 | 0 | 0
STWD | 0 | 0 | 0 | 0 | 0 | 0
WT | 19786.6 | 75800.03 | 65718.98 | 60197.23 | 114301.04 | 9520.68
IGCC | 618 | 0 | 0 | 0 | 0 | 0
DemandResponse | 0 | 0 | 0 | 0 | 0 | 0
IGCC-CCS | 0 | 0 | 0 | 0 | 0 | 0
WT_off | 469 | 0 | 1100 | 0 | 0 | 0
PseudoUnit | 0 | 0 | 239.14 | 2260.86 | 800 | 0
FixedInterchange | 0 | 0 | 0 | 0 | 0 | 0
New Build Capacity by Reporting Type: EI_Canada
ReportingType | 2015 | 2020 | 2025 | 2030 | 2035 | 2040
BM | 326.33 | 0 | 0 | 0 | 0 | 0
CC | 1544.76 | 0 | 0 | 0 | 0 | 0
CSP | 0 | 0 | 0 | 0 | 0 | 0
CT | 368 | 0 | 0 | 0 | 0 | 0
Coal | 0 | 0 | 0 | 0 | 0 | 0
Geo | 0 | 0 | 0 | 0 | 0 | 0
H | 0 | 695 | 1219.23 | 1360.21 | 1067.18 | 0
LFG | 14.5 | 0 | 0 | 0.5 | 0 | 0
Nuc | 0 | 0 | 0 | 0 | 0 | 0
PS | 0 | 0 | 0 | 0 | 0 | 0
PV | 1067.26 | 0 | 0 | 0 | 0 | 0
PeakG | 0 | 0 | 0 | 0 | 0 | 0
PeakO | 0 | 0 | 0 | 0 | 0 | 0
ST | 0 | 0 | 0 | 0 | 0 | 0
STOG | 0 | 0 | 0 | 0 | 0 | 0
STWD | 0 | 0 | 0 | 0 | 0 | 0
WT | 2408.3 | 0 | 0 | 0 | 0 | 0
IGCC | 0 | 0 | 0 | 0 | 0 | 0
DemandResponse | 0 | 0 | 0 | 0 | 0 | 0
IGCC-CCS | 0 | 0 | 0 | 0 | 0 | 0
WT_off | 0 | 0 | 0 | 0 | 0 | 0
PseudoUnit | 0 | 0 | 0 | 0 | 0 | 0
FixedInterchange | 0 | 0 | 0 | 0 | 0 | 0
New Build Capacity by Reporting Type: EI
ReportingType | 2015 | 2020 | 2025 | 2030 | 2035 | 2040
BM | 1067.45 | 170.21 | 551.29 | 0 | 0 | 36298.51
CC | 110191.49 | 35031.69 | 1684.02 | 0.01 | 0 | 0
CSP | 0 | 0 | 0 | 0 | 0 | 0
CT | 4691.73 | 419.02 | 0 | 0 | 34.97 | 31.01
Coal | 7858.64 | 0 | 0 | 0 | 0 | 0
Geo | 0 | 0 | 0 | 0 | 0 | 0
H | 0 | 1198 | 1500.24 | 2092.81 | 1788.58 | 1109.01
LFG | 155.9 | 505.06 | 1849.04 | 724 | 0 | 0
Nuc | 2740.56 | 4530 | 0 | 0 | 59531.19 | 35111.94
PS | 0 | 0 | 0 | 0 | 0 | 0
PV | 1125 | 2064.51 | 901.47 | 174.75 | 12.8 | 65.47
PeakG | 0 | 0 | 0 | 0 | 0 | 0
PeakO | 0 | 0 | 0 | 0 | 0 | 0
ST | 0 | 0 | 0 | 0 | 0 | 0
STOG | 0 | 0 | 0 | 0 | 0 | 0
STWD | 0 | 0 | 0 | 0 | 0 | 0
WT | 22194.9 | 75800.03 | 65718.98 | 60197.23 | 114301.04 | 9520.68
IGCC | 618 | 0 | 0 | 0 | 0 | 0
DemandResponse | 0 | 0 | 0 | 0 | 0 | 0
IGCC-CCS | 0 | 0 | 0 | 0 | 0 | 0
WT_off | 469 | 0 | 1100 | 0 | 0 | 0
PseudoUnit | 0 | 0 | 239.14 | 2260.86 | 800 | 0
FixedInterchange | 0 | 0 | 0 | 0 | 0 | 0
New Build Capacity by Reporting Type: Outside_EI
ReportingType | 2015 | 2020 | 2025 | 2030 | 2035 | 2040
BM | 183.55 | 0 | 0 | 0 | 0 | 5799.04
CC | 22763.63 | 12342.39 | 490.9 | 0 | 0 | 0
CSP | 0 | 0 | 0 | 0 | 0 | 0
CT | 1702.1 | 0 | 0 | 0 | 0 | 0
Coal | 2905 | 0 | 0 | 0 | 0 | 0
Geo | 136 | 2075 | 4429 | 0 | 0 | 0
H | 0 | 0 | 0 | 0 | 335 | 0
LFG | 36.1 | 1447.94 | 360.96 | 0 | 0 | 0
Nuc | 0 | 0 | 0 | 9538.59 | 30930.33 | 14888.06
PS | 0 | 0 | 0 | 0 | 0 | 0
PV | 121 | 0 | 0 | 0 | 0 | 0
PeakG | 0 | 0 | 0 | 0 | 0 | 0
PeakO | 0 | 0 | 0 | 0 | 0 | 0
ST | 760 | 813.04 | 227.78 | 15.2 | 3053.24 | 836.18
STOG | 0 | 0 | 0 | 0 | 0 | 0
STWD | 0 | 0 | 0 | 0 | 0 | 0
WT | 3147.1 | 17973.76 | 0 | 34815.94 | 30008.08 | 3581.23
IGCC | 0 | 0 | 0 | 0 | 0 | 0
DemandResponse | 0 | 0 | 0 | 0 | 0 | 0
IGCC-CCS | 0 | 0 | 0 | 0 | 0 | 0
WT_off | 0 | 0 | 0 | 0 | 0 | 0
PseudoUnit | 0 | 0 | 0 | 0 | 0 | 0
FixedInterchange | 0 | 0 | 0 | 0 | 0 | 0
#2 | Cumulative New Build Capacity (MW)
Cumulative New Build Capacity by Reporting Type: Entergy
ReportingType | 2015 | 2020 | 2025 | 2030 | 2035 | 2040
BM | 0 | 0 | 0 | 0 | 0 | 220.12
CC | 2701.45 | 5814.18 | 5814.18 | 5814.18 | 5814.18 | 5814.18
CSP | 0 | 0 | 0 | 0 | 0 | 0
CT | 0 | 0 | 0 | 0 | 0 | 0
Coal | 720 | 720 | 720 | 720 | 720 | 720
Geo | 0 | 0 | 0 | 0 | 0 | 0
H | 0 | 0 | 0 | 0 | 0 | 1109
LFG | 0 | 0 | 41.23 | 107.4 | 107.4 | 107.4
Nuc | 170 | 170 | 170 | 170 | 170 | 170
PS | 0 | 0 | 0 | 0 | 0 | 0
PV | 0.29 | 61.82 | 91.21 | 91.21 | 91.21 | 92.59
PeakG | 0 | 0 | 0 | 0 | 0 | 0
PeakO | 0 | 0 | 0 | 0 | 0 | 0
ST | 0 | 0 | 0 | 0 | 0 | 0
STOG | 0 | 0 | 0 | 0 | 0 | 0
STWD | 0 | 0 | 0 | 0 | 0 | 0
WT | 0 | 0 | 0 | 0 | 0 | 100
IGCC | 0 | 0 | 0 | 0 | 0 | 0
DemandResponse | 0 | 0 | 0 | 0 | 0 | 0
IGCC-CCS | 0 | 0 | 0 | 0 | 0 | 0
WT_off | 0 | 0 | 0 | 0 | 0 | 0
PseudoUnit | 0 | 0 | 0 | 0 | 0 | 0
FixedInterchange | 0 | 0 | 0 | 0 | 0 | 0
Cumulative New Build Capacity by Reporting Type: FRCC
ReportingType | 2015 | 2020 | 2025 | 2030 | 2035 | 2040
BM | 0 | 0 | 0 | 0 | 0 | 0.01
CC | 13356.77 | 13796.82 | 15480.82 | 15480.82 | 15480.82 | 15480.82
CSP | 0 | 0 | 0 | 0 | 0 | 0
CT | 2480 | 2480 | 2480 | 2480 | 2480 | 2480
Coal | 0 | 0 | 0 | 0 | 0 | 0
Geo | 0 | 0 | 0 | 0 | 0 | 0
H | 0 | 0 | 0 | 0 | 0 | 0.01
LFG | 0 | 0 | 198 | 198 | 198 | 198
Nuc | 229.33 | 229.33 | 229.33 | 229.33 | 21798.04 | 27099.74
PS | 0 | 0 | 0 | 0 | 0 | 0
PV | 0 | 0 | 0 | 0 | 0 | 0
PeakG | 0 | 0 | 0 | 0 | 0 | 0
PeakO | 0 | 0 | 0 | 0 | 0 | 0
ST | 0 | 0 | 0 | 0 | 0 | 0
STOG | 0 | 0 | 0 | 0 | 0 | 0
STWD | 0 | 0 | 0 | 0 | 0 | 0
WT | 0 | 0 | 0 | 0 | 0 | 0
IGCC | 0 | 0 | 0 | 0 | 0 | 0
DemandResponse | 0 | 0 | 0 | 0 | 0 | 0
IGCC-CCS | 0 | 0 | 0 | 0 | 0 | 0
WT_off | 0 | 0 | 0 | 0 | 0 | 0
PseudoUnit | 0 | 0 | 0 | 0 | 0 | 0
FixedInterchange | 0 | 0 | 0 | 0 | 0 | 0
Cumulative New Build Capacity by Reporting Type: MAPP_US
ReportingType | 2015 | 2020 | 2025 | 2030 | 2035 | 2040
BM | 0 | 0 | 0 | 0 | 0 | 0
CC | 0.01 | 425.3 | 425.3 | 425.3 | 425.3 | 425.3
CSP | 0 | 0 | 0 | 0 | 0 | 0
CT | 308.3 | 427.31 | 427.31 | 427.32 | 462.28 | 493.29
Coal | 0 | 0 | 0 | 0 | 0 | 0
Geo | 0 | 0 | 0 | 0 | 0 | 0
H | 0 | 0 | 0 | 0 | 0 | 0
LFG | 0 | 0 | 0 | 71.67 | 71.67 | 71.67
Nuc | 0 | 0 | 0 | 0 | 0 | 0
PS | 0 | 0 | 0 | 0 | 0 | 0
PV | 0 | 0 | 0 | 0 | 0 | 0
PeakG | 0 | 0 | 0 | 0 | 0 | 0
PeakO | 0 | 0 | 0 | 0 | 0 | 0
ST | 0 | 0 | 0 | 0 | 0 | 0
STOG | 0 | 0 | 0 | 0 | 0 | 0
STWD | 0 | 0 | 0 | 0 | 0 | 0
WT | 421.3 | 2037.16 | 4867.84 | 5900.88 | 5900.88 | 5900.88
IGCC | 0 | 0 | 0 | 0 | 0 | 0
DemandResponse | 0 | 0 | 0 | 0 | 0 | 0
IGCC-CCS | 0 | 0 | 0 | 0 | 0 | 0
WT_off | 0 | 0 | 0 | 0 | 0 | 0
PseudoUnit | 0 | 0 | 0 | 0 | 0 | 0
FixedInterchange | 0 | 0 | 0 | 0 | 0 | 0
Cumulative New Build Capacity by Reporting Type: MISO_IN
ReportingType | 2015 | 2020 | 2025 | 2030 | 2035 | 2040
BM | 0 | 0 | 0 | 0 | 0 | 0
CC | 8153.66 | 18790.61 | 18790.61 | 18790.61 | 18790.61 | 18790.61
CSP | 0 | 0 | 0 | 0 | 0 | 0
CT | 0 | 0 | 0 | 0 | 0 | 0
Coal | 0 | 0 | 0 | 0 | 0 | 0
Geo | 0 | 0 | 0 | 0 | 0 | 0
H | 0 | 0 | 0 | 0 | 0 | 0
LFG | 0 | 0 | 80.12 | 80.13 | 80.13 | 80.13
Nuc | 0 | 0 | 0 | 0 | 0 | 0
PS | 0 | 0 | 0 | 0 | 0 | 0
PV | 0 | 225.83 | 336.84 | 340.96 | 340.96 | 340.96
PeakG | 0 | 0 | 0 | 0 | 0 | 0
PeakO | 0 | 0 | 0 | 0 | 0 | 0
ST | 0 | 0 | 0 | 0 | 0 | 0
STOG | 0 | 0 | 0 | 0 | 0 | 0
STWD | 0 | 0 | 0 | 0 | 0 | 0
WT | 0 | 0 | 0 | 0 | 44365.75 | 44365.75
IGCC | 618 | 618 | 618 | 618 | 618 | 618
DemandResponse | 0 | 0 | 0 | 0 | 0 | 0
IGCC-CCS | 0 | 0 | 0 | 0 | 0 | 0
WT_off | 0 | 0 | 0 | 0 | 0 | 0
PseudoUnit | 0 | 0 | 0 | 0 | 0 | 0
FixedInterchange | 0 | 0 | 0 | 0 | 0 | 0
Cumulative New Build Capacity by Reporting Type: MISO_MI
ReportingType | 2015 | 2020 | 2025 | 2030 | 2035 | 2040
BM | 0 | 0 | 0 | 0 | 0 | 1300.91
CC | 2410.83 | 2410.85 | 2410.85 | 2410.85 | 2410.85 | 2410.85
CSP | 0 | 0 | 0 | 0 | 0 | 0
CT | 0 | 0 | 0 | 0 | 0 | 0
Coal | 0 | 0 | 0 | 0 | 0 | 0
Geo | 0 | 0 | 0 | 0 | 0 | 0
H | 0 | 0 | 0 | 0 | 0 | 0
LFG | 0 | 0 | 160.25 | 160.25 | 160.25 | 160.25
Nuc | 0 | 0 | 0 | 0 | 0 | 878.69
PS | 0 | 0 | 0 | 0 | 0 | 0
PV | 0 | 0 | 0 | 0 | 0 | 0
PeakG | 0 | 0 | 0 | 0 | 0 | 0
PeakO | 0 | 0 | 0 | 0 | 0 | 0
ST | 0 | 0 | 0 | 0 | 0 | 0
STOG | 0 | 0 | 0 | 0 | 0 | 0
STWD | 0 | 0 | 0 | 0 | 0 | 0
WT | 2000 | 2396.68 | 2396.68 | 2423.81 | 2600 | 2600
IGCC | 0 | 0 | 0 | 0 | 0 | 0
DemandResponse | 0 | 0 | 0 | 0 | 0 | 0
IGCC-CCS | 0 | 0 | 0 | 0 | 0 | 0
WT_off | 0 | 0 | 0 | 0 | 0 | 0
PseudoUnit | 0 | 0 | 0 | 0 | 0 | 0
FixedInterchange | 0 | 0 | 0 | 0 | 0 | 0
Cumulative New Build Capacity by Reporting Type: MISO_MO-IL
ReportingType | 2015 | 2020 | 2025 | 2030 | 2035 | 2040
BM | 0 | 0 | 0 | 0 | 0 | 0
CC | 0.01 | 2902.8 | 2902.8 | 2902.8 | 2902.8 | 2902.8
CSP | 0 | 0 | 0 | 0 | 0 | 0
CT | 0 | 0 | 0 | 0 | 0 | 0
Coal | 1790 | 1790 | 1790 | 1790 | 1790 | 1790
Geo | 0 | 0 | 0 | 0 | 0 | 0
H | 0 | 0 | 280 | 280 | 280 | 280
LFG | 0 | 0 | 223.33 | 223.33 | 223.33 | 223.33
Nuc | 0 | 0 | 0 | 0 | 0 | 0
PS | 0 | 0 | 0 | 0 | 0 | 0
PV | 0 | 0 | 0 | 0 | 0 | 0
PeakG | 0 | 0 | 0 | 0 | 0 | 0
PeakO | 0 | 0 | 0 | 0 | 0 | 0
ST | 0 | 0 | 0 | 0 | 0 | 0
STOG | 0 | 0 | 0 | 0 | 0 | 0
STWD | 0 | 0 | 0 | 0 | 0 | 0
WT | 300 | 300 | 300 | 5900 | 9894.6 | 9894.6
IGCC | 0 | 0 | 0 | 0 | 0 | 0
DemandResponse | 0 | 0 | 0 | 0 | 0 | 0
IGCC-CCS | 0 | 0 | 0 | 0 | 0 | 0
WT_off | 0 | 0 | 0 | 0 | 0 | 0
PseudoUnit | 0 | 0 | 0 | 0 | 0 | 0
FixedInterchange | 0 | 0 | 0 | 0 | 0 | 0
Cumulative New Build Capacity by Reporting Type: MISO_W
ReportingType | 2015 | 2020 | 2025 | 2030 | 2035 | 2040
BM | 0 | 0 | 0 | 0 | 0 | 0
CC | 0.01 | 531.05 | 531.05 | 531.05 | 531.05 | 531.05
CSP | 0 | 0 | 0 | 0 | 0 | 0
CT | 0 | 0 | 0 | 0 | 0 | 0
Coal | 0 | 0 | 0 | 0 | 0 | 0
Geo | 0 | 0 | 0 | 0 | 0 | 0
H | 0 | 0 | 0 | 0 | 0 | 0
LFG | 0 | 0 | 71.67 | 71.67 | 71.67 | 71.67
Nuc | 94.33 | 94.33 | 94.33 | 94.33 | 94.33 | 94.33
PS | 0 | 0 | 0 | 0 | 0 | 0
PV | 0 | 0 | 0 | 0 | 0 | 0
PeakG | 0 | 0 | 0 | 0 | 0 | 0
PeakO | 0 | 0 | 0 | 0 | 0 | 0
ST | 0 | 0 | 0 | 0 | 0 | 0
STOG | 0 | 0 | 0 | 0 | 0 | 0
STWD | 0 | 0 | 0 | 0 | 0 | 0
WT | 2800.5 | 2800.5 | 32524.56 | 57193.97 | 57193.97 | 57971.33
IGCC | 0 | 0 | 0 | 0 | 0 | 0
DemandResponse | 0 | 0 | 0 | 0 | 0 | 0
IGCC-CCS | 0 | 0 | 0 | 0 | 0 | 0
WT_off | 0 | 0 | 0 | 0 | 0 | 0
PseudoUnit | 0 | 0 | 0 | 0 | 0 | 0
FixedInterchange | 0 | 0 | 0 | 0 | 0 | 0
Cumulative New Build Capacity by Reporting Type: MISO_WUMS
ReportingType | 2015 | 2020 | 2025 | 2030 | 2035 | 2040
BM | 0 | 0 | 0 | 0 | 0 | 997.87
CC | 5148.37 | 8112.55 | 8112.55 | 8112.55 | 8112.55 | 8112.55
CSP | 0 | 0 | 0 | 0 | 0 | 0
CT | 0 | 0 | 0 | 0 | 0 | 0
Coal | 615 | 615 | 615 | 615 | 615 | 615
Geo | 0 | 0 | 0 | 0 | 0 | 0
H | 0 | 0 | 1 | 1 | 1 | 1
LFG | 0 | 0 | 223.33 | 223.33 | 223.33 | 223.33
Nuc | 235 | 235 | 235 | 235 | 235 | 235
PS | 0 | 0 | 0 | 0 | 0 | 0
PV | 0 | 0 | 0 | 0 | 0 | 0
PeakG | 0 | 0 | 0 | 0 | 0 | 0
PeakO | 0 | 0 | 0 | 0 | 0 | 0
ST | 0 | 0 | 0 | 0 | 0 | 0
STOG | 0 | 0 | 0 | 0 | 0 | 0
STWD | 0 | 0 | 0 | 0 | 0 | 0
WT | 968.9 | 968.9 | 968.9 | 999.7 | 13240 | 16810
IGCC | 0 | 0 | 0 | 0 | 0 | 0
DemandResponse | 0 | 0 | 0 | 0 | 0 | 0
IGCC-CCS | 0 | 0 | 0 | 0 | 0 | 0
WT_off | 0 | 0 | 0 | 0 | 0 | 0
PseudoUnit | 0 | 0 | 0 | 0 | 0 | 0
FixedInterchange | 0 | 0 | 0 | 0 | 0 | 0
Cumulative New Build Capacity by Reporting Type: Nebraska
ReportingType | 2015 | 2020 | 2025 | 2030 | 2035 | 2040
BM | 0 | 0 | 0 | 0 | 0 | 0
CC | 0 | 0 | 0 | 0 | 0 | 0
CSP | 0 | 0 | 0 | 0 | 0 | 0
CT | 0 | 0 | 0 | 0 | 0 | 0
Coal | 232.1 | 232.1 | 232.1 | 232.1 | 232.1 | 232.1
Geo | 0 | 0 | 0 | 0 | 0 | 0
H | 0 | 0 | 0 | 0 | 0 | 0
LFG | 0 | 0 | 0 | 71.67 | 71.67 | 71.67
Nuc | 0 | 0 | 0 | 0 | 0 | 0
PS | 0 | 0 | 0 | 0 | 0 | 0
PV | 0 | 0 | 0 | 0 | 0 | 0
PeakG | 0 | 0 | 0 | 0 | 0 | 0
PeakO | 0 | 0 | 0 | 0 | 0 | 0
ST | 0 | 0 | 0 | 0 | 0 | 0
STOG | 0 | 0 | 0 | 0 | 0 | 0
STWD | 0 | 0 | 0 | 0 | 0 | 0
WT | 202 | 13020.73 | 15934.26 | 17522.42 | 23893.46 | 23893.46
IGCC | 0 | 0 | 0 | 0 | 0 | 0
DemandResponse | 0 | 0 | 0 | 0 | 0 | 0
IGCC-CCS | 0 | 0 | 0 | 0 | 0 | 0
WT_off | 0 | 0 | 0 | 0 | 0 | 0
PseudoUnit | 0 | 0 | 0 | 0 | 0 | 0
FixedInterchange | 0 | 0 | 0 | 0 | 0 | 0
Cumulative New Build Capacity by Reporting Type: NEISO
ReportingType | 2015 | 2020 | 2025 | 2030 | 2035 | 2040
BM | 252.2 | 252.2 | 252.2 | 252.2 | 252.2 | 252.2
CC | 2049.5 | 2049.5 | 2049.5 | 2049.5 | 2049.5 | 2049.5
CSP | 0 | 0 | 0 | 0 | 0 | 0
CT | 334 | 334 | 334 | 334 | 334 | 334
Coal | 0 | 0 | 0 | 0 | 0 | 0
Geo | 0 | 0 | 0 | 0 | 0 | 0
H | 0 | 0 | 0 | 0 | 3 | 3
LFG | 49.26 | 49.26 | 119 | 119 | 119 | 119
Nuc | 0 | 0 | 0 | 0 | 0 | 0
PS | 0 | 0 | 0 | 0 | 0 | 0
PV | 0 | 288.34 | 288.34 | 288.34 | 288.34 | 288.34
PeakG | 0 | 0 | 0 | 0 | 0 | 0
PeakO | 0 | 0 | 0 | 0 | 0 | 0
ST | 0 | 0 | 0 | 0 | 0 | 0
STOG | 0 | 0 | 0 | 0 | 0 | 0
STWD | 0 | 0 | 0 | 0 | 0 | 0
WT | 231.2 | 2734.68 | 4062.9 | 5163.81 | 16661.89 | 16792.06
IGCC | 0 | 0 | 0 | 0 | 0 | 0
DemandResponse | 0 | 0 | 0 | 0 | 0 | 0
IGCC-CCS | 0 | 0 | 0 | 0 | 0 | 0
WT_off | 468 | 468 | 468 | 468 | 468 | 468
PseudoUnit | 0 | 0 | 0 | 0 | 0 | 0
FixedInterchange | 0 | 0 | 0 | 0 | 0 | 0
Cumulative New Build Capacity by Reporting Type: NonRTO_Midwest
ReportingType | 2015 | 2020 | 2025 | 2030 | 2035 | 2040
BM | 0 | 0 | 0 | 0 | 0 | 5317.25
CC | 4491.24 | 6935.91 | 6935.91 | 6935.91 | 6935.91 | 6935.91
CSP | 0 | 0 | 0 | 0 | 0 | 0
CT | 0 | 0 | 0 | 0 | 0 | 0
Coal | 0 | 0 | 0 | 0 | 0 | 0
Geo | 0 | 0 | 0 | 0 | 0 | 0
H | 0 | 0 | 0 | 54.6 | 746 | 746
LFG | 0 | 0 | 160.25 | 160.25 | 160.25 | 160.25
Nuc | 0 | 0 | 0 | 0 | 0 | 0.01
PS | 0 | 0 | 0 | 0 | 0 | 0
PV | 0 | 0 | 0 | 0 | 0 | 0
PeakG | 0 | 0 | 0 | 0 | 0 | 0
PeakO | 0 | 0 | 0 | 0 | 0 | 0
ST | 0 | 0 | 0 | 0 | 0 | 0
STOG | 0 | 0 | 0 | 0 | 0 | 0
STWD | 0 | 0 | 0 | 0 | 0 | 0
WT | 0 | 0 | 0 | 0 | 0 | 0
IGCC | 0 | 0 | 0 | 0 | 0 | 0
DemandResponse | 0 | 0 | 0 | 0 | 0 | 0
IGCC-CCS | 0 | 0 | 0 | 0 | 0 | 0
WT_off | 0 | 0 | 0 | 0 | 0 | 0
PseudoUnit | 0 | 0 | 0 | 0 | 0 | 0
FixedInterchange | 0 | 0 | 0 | 0 | 0 | 0
Cumulative New Build Capacity by Reporting Type: NYISO_A-F
ReportingType | 2015 | 2020 | 2025 | 2030 | 2035 | 2040
BM | 0 | 0 | 0 | 0 | 0 | 0
CC | 639 | 639 | 639 | 639 | 639 | 639
CSP | 0 | 0 | 0 | 0 | 0 | 0
CT | 0 | 0 | 0 | 0 | 0 | 0
Coal | 0 | 0 | 0 | 0 | 0 | 0
Geo | 0 | 0 | 0 | 0 | 0 | 0
H | 0 | 0 | 0 | 0 | 0 | 0
LFG | 6.4 | 6.4 | 6.4 | 74.33 | 74.33 | 74.33
Nuc | 168 | 168 | 168 | 168 | 168 | 168
PS | 0 | 0 | 0 | 0 | 0 | 0
PV | 0 | 0 | 0 | 0 | 0 | 0
PeakG | 0 | 0 | 0 | 0 | 0 | 0
PeakO | 0 | 0 | 0 | 0 | 0 | 0
ST | 0 | 0 | 0 | 0 | 0 | 0
STOG | 0 | 0 | 0 | 0 | 0 | 0
STWD | 0 | 0 | 0 | 0 | 0 | 0
WT | 2476.3 | 3186.1 | 3186.1 | 3186.1 | 13490 | 13490
IGCC | 0 | 0 | 0 | 0 | 0 | 0
DemandResponse | 0 | 0 | 0 | 0 | 0 | 0
IGCC-CCS | 0 | 0 | 0 | 0 | 0 | 0
WT_off | 0 | 0 | 0 | 0 | 0 | 0
PseudoUnit | 0 | 0 | 0 | 0 | 0 | 0
FixedInterchange | 0 | 0 | 0 | 0 | 0 | 0
Cumulative New Build Capacity by Reporting Type: NYISO_G-I
ReportingType | 2015 | 2020 | 2025 | 2030 | 2035 | 2040
BM | 0 | 0 | 0 | 0 | 0 | 0.03
CC | 0 | 0 | 0 | 0 | 0 | 0
CSP | 0 | 0 | 0 | 0 | 0 | 0
CT | 0 | 0 | 0 | 0 | 0 | 0
Coal | 0 | 0 | 0 | 0 | 0 | 0
Geo | 0 | 0 | 0 | 0 | 0 | 0
H | 0 | 0 | 0 | 0 | 0 | 0
LFG | 0 | 0 | 0 | 74.33 | 74.33 | 74.33
Nuc | 0 | 0 | 0 | 0 | 545.08 | 2302.14
PS | 0 | 0 | 0 | 0 | 0 | 0
PV | 0 | 0 | 0 | 0 | 0 | 0
PeakG | 0 | 0 | 0 | 0 | 0 | 0
PeakO | 0 | 0 | 0 | 0 | 0 | 0
ST | 0 | 0 | 0 | 0 | 0 | 0
STOG | 0 | 0 | 0 | 0 | 0 | 0
STWD | 0 | 0 | 0 | 0 | 0 | 0
WT | 0 | 60 | 60 | 60 | 360 | 360
IGCC | 0 | 0 | 0 | 0 | 0 | 0
DemandResponse | 0 | 0 | 0 | 0 | 0 | 0
IGCC-CCS | 0 | 0 | 0 | 0 | 0 | 0
WT_off | 0 | 0 | 0 | 0 | 0 | 0
PseudoUnit | 0 | 0 | 0 | 0 | 0 | 0
FixedInterchange | 0 | 0 | 0 | 0 | 0 | 0
Cumulative New Build Capacity by Reporting Type: NYISO_J-K
ReportingType | 2015 | 2020 | 2025 | 2030 | 2035 | 2040
BM | 0 | 0 | 0 | 0 | 0 | 0
CC | 1175.4 | 1175.4 | 1175.4 | 1175.4 | 1175.4 | 1175.4
CSP | 0 | 0 | 0 | 0 | 0 | 0
CT | 0 | 0 | 0 | 0 | 0 | 0
Coal | 0 | 0 | 0 | 0 | 0 | 0
Geo | 0 | 0 | 0 | 0 | 0 | 0
H | 0 | 0 | 0 | 0 | 0 | 0
LFG | 0 | 0 | 0 | 74.33 | 74.33 | 74.33
Nuc | 0 | 0 | 0 | 0 | 0 | 0
PS | 0 | 0 | 0 | 0 | 0 | 0
PV | 32 | 32 | 32 | 32 | 32 | 32
PeakG | 0 | 0 | 0 | 0 | 0 | 0
PeakO | 0 | 0 | 0 | 0 | 0 | 0
ST | 0 | 0 | 0 | 0 | 0 | 0
STOG | 0 | 0 | 0 | 0 | 0 | 0
STWD | 0 | 0 | 0 | 0 | 0 | 0
WT | 0 | 0 | 0 | 0 | 330 | 330
IGCC | 0 | 0 | 0 | 0 | 0 | 0
DemandResponse | 0 | 0 | 0 | 0 | 0 | 0
IGCC-CCS | 0 | 0 | 0 | 0 | 0 | 0
WT_off | 0 | 0 | 0 | 0 | 0 | 0
PseudoUnit | 0 | 0 | 0 | 0 | 0 | 0
FixedInterchange | 0 | 0 | 0 | 0 | 0 | 0
Cumulative New Build Capacity by Reporting Type: PJM_E
ReportingType | 2015 | 2020 | 2025 | 2030 | 2035 | 2040
BM | 30 | 30 | 30 | 30 | 30 | 30
CC | 4634.3 | 4634.3 | 4634.3 | 4634.3 | 4634.3 | 4634.3
CSP | 0 | 0 | 0 | 0 | 0 | 0
CT | 26.2 | 26.2 | 26.2 | 26.2 | 26.2 | 26.2
Coal | 27 | 27 | 27 | 27 | 27 | 27
Geo | 0 | 0 | 0 | 0 | 0 | 0
H | 0 | 0 | 0 | 0 | 0 | 0
LFG | 9.1 | 142 | 142 | 142 | 142 | 142
Nuc | 38 | 38 | 38 | 38 | 38 | 38
PS | 0 | 0 | 0 | 0 | 0 | 0
PV | 25.45 | 25.45 | 25.45 | 25.45 | 25.45 | 25.45
PeakG | 0 | 0 | 0 | 0 | 0 | 0
PeakO | 0 | 0 | 0 | 0 | 0 | 0
ST | 0 | 0 | 0 | 0 | 0 | 0
STOG | 0 | 0 | 0 | 0 | 0 | 0
STWD | 0 | 0 | 0 | 0 | 0 | 0
WT | 1150 | 1150 | 1150 | 1150 | 1150 | 1150
IGCC | 0 | 0 | 0 | 0 | 0 | 0
DemandResponse | 0 | 0 | 0 | 0 | 0 | 0
IGCC-CCS | 0 | 0 | 0 | 0 | 0 | 0
WT_off | 0 | 0 | 1100 | 1100 | 1100 | 1100
PseudoUnit | 0 | 0 | 0 | 0 | 0 | 0
FixedInterchange | 0 | 0 | 0 | 0 | 0 | 0
Cumulative New Build Capacity by Reporting Type: PJM_ROM
ReportingType | 2015 | 2020 | 2025 | 2030 | 2035 | 2040
BM | 18 | 18 | 18 | 18 | 18 | 2357.79
CC | 1678.5 | 1678.5 | 1678.5 | 1678.5 | 1678.5 | 1678.5
CSP | 0 | 0 | 0 | 0 | 0 | 0
CT | 16 | 16 | 16 | 16 | 16 | 16
Coal | 32.5 | 32.5 | 32.5 | 32.5 | 32.5 | 32.5
Geo | 0 | 0 | 0 | 0 | 0 | 0
H | 0 | 0 | 0 | 678 | 678 | 678
LFG | 18.9 | 284 | 284 | 284 | 284 | 284
Nuc | 0 | 0 | 0 | 0 | 6976.55 | 9421.42
PS | 0 | 0 | 0 | 0 | 0 | 0
PV | 0 | 1355.2 | 2113.94 | 2283.77 | 2296.57 | 2357.65
PeakG | 0 | 0 | 0 | 0 | 0 | 0
PeakO | 0 | 0 | 0 | 0 | 0 | 0
ST | 0 | 0 | 0 | 0 | 0 | 0
STOG | 0 | 0 | 0 | 0 | 0 | 0
STWD | 0 | 0 | 0 | 0 | 0 | 0
WT | 479.8 | 1230 | 1230 | 1230 | 1230 | 1230
IGCC | 0 | 0 | 0 | 0 | 0 | 0
DemandResponse | 0 | 0 | 0 | 0 | 0 | 0
IGCC-CCS | 0 | 0 | 0 | 0 | 0 | 0
WT_off | 0 | 0 | 0 | 0 | 0 | 0
PseudoUnit | 0 | 0 | 0 | 0 | 0 | 0
FixedInterchange | 0 | 0 | 0 | 0 | 0 | 0
Cumulative New Build Capacity by Reporting Type: PJM_ROR
ReportingType | 2015 | 2020 | 2025 | 2030 | 2035 | 2040
BM | 385 | 385 | 385 | 385 | 385 | 6349.12
CC | 27838.04 | 30810.96 | 30810.96 | 30810.96 | 30810.96 | 30810.96
CSP | 0 | 0 | 0 | 0 | 0 | 0
CT | 29 | 29 | 29 | 29 | 29 | 29
Coal | 2164 | 2164 | 2164 | 2164 | 2164 | 2164
Geo | 0 | 0 | 0 | 0 | 0 | 0
H | 0 | 503 | 503 | 503 | 503 | 503
LFG | 57.4 | 57.4 | 571.11 | 571.11 | 571.11 | 571.11
Nuc | 38 | 38 | 38 | 38 | 744.01 | 18204.19
PS | 0 | 0 | 0 | 0 | 0 | 0
PV | 0 | 0 | 0 | 0 | 0 | 0
PeakG | 0 | 0 | 0 | 0 | 0 | 0
PeakO | 0 | 0 | 0 | 0 | 0 | 0
ST | 0 | 0 | 0 | 0 | 0 | 0
STOG | 0 | 0 | 0 | 0 | 0 | 0
STWD | 0 | 0 | 0 | 0 | 0 | 0
WT | 8325.7 | 8517.4 | 8517.4 | 16168.76 | 18698.68 | 18698.68
IGCC | 0 | 0 | 0 | 0 | 0 | 0
DemandResponse | 0 | 0 | 0 | 0 | 0 | 0
IGCC-CCS | 0 | 0 | 0 | 0 | 0 | 0
WT_off | 0 | 0 | 0 | 0 | 0 | 0
PseudoUnit | 0 | 0 | 0 | 0 | 0 | 0
FixedInterchange | 0 | 0 | 0 | 0 | 0 | 0
Cumulative New Build Capacity by Reporting Type: SOCO
ReportingType | 2015 | 2020 | 2025 | 2030 | 2035 | 2040
BM | 55 | 55 | 55 | 55 | 55 | 6555.24
CC | 9189.54 | 13363.18 | 13363.18 | 13363.18 | 13363.18 | 13363.18
CSP | 0 | 0 | 0 | 0 | 0 | 0
CT | 0 | 0 | 0 | 0 | 0 | 0
Coal | 0 | 0 | 0 | 0 | 0 | 0
Geo | 0 | 0 | 0 | 0 | 0 | 0
H | 0 | 0 | 0 | 0 | 0 | 0
LFG | 0 | 0 | 0 | 107.4 | 107.4 | 107.4
Nuc | 70 | 2270 | 2270 | 2270 | 15877.29 | 15877.29
PS | 0 | 0 | 0 | 0 | 0 | 0
PV | 0 | 0 | 0 | 0 | 0 | 0
PeakG | 0 | 0 | 0 | 0 | 0 | 0
PeakO | 0 | 0 | 0 | 0 | 0 | 0
ST | 0 | 0 | 0 | 0 | 0 | 0
STOG | 0 | 0 | 0 | 0 | 0 | 0
STWD | 0 | 0 | 0 | 0 | 0 | 0
WT | 0 | 0 | 0 | 0 | 100 | 100
IGCC | 0 | 0 | 0 | 0 | 0 | 0
DemandResponse | 0 | 0 | 0 | 0 | 0 | 0
IGCC-CCS | 0 | 0 | 0 | 0 | 0 | 0
WT_off | 0 | 0 | 0 | 0 | 0 | 0
PseudoUnit | 0 | 0 | 0 | 0 | 0 | 0
FixedInterchange | 0 | 0 | 0 | 0 | 0 | 0
Cumulative New Build Capacity by Reporting Type: SPP_N
ReportingType | 2015 | 2020 | 2025 | 2030 | 2035 | 2040
BM | 0 | 0 | 0 | 0 | 0 | 0
CC | 0 | 0.01 | 0.01 | 0.01 | 0.01 | 0.01
CSP | 0 | 0 | 0 | 0 | 0 | 0
CT | 0 | 0 | 0 | 0 | 0 | 0
Coal | 465.04 | 465.04 | 465.04 | 465.04 | 465.04 | 465.04
Geo | 0 | 0 | 0 | 0 | 0 | 0
H | 0 | 0 | 0 | 0 | 0 | 0
LFG | 0 | 0 | 0 | 95 | 95 | 95
Nuc | 0 | 0 | 0 | 0 | 0 | 0
PS | 0 | 0 | 0 | 0 | 0 | 0
PV | 0 | 0 | 0 | 0 | 0 | 0
PeakG | 0 | 0 | 0 | 0 | 0 | 0
PeakO | 0 | 0 | 0 | 0 | 0 | 0
ST | 0 | 0 | 0 | 0 | 0 | 0
STOG | 0 | 0 | 0 | 0 | 0 | 0
STWD | 0 | 0 | 0 | 0 | 0 | 0
WT | 0 | 16651.35 | 42591.19 | 57816.93 | 70449.74 | 73312.08
IGCC | 0 | 0 | 0 | 0 | 0 | 0
DemandResponse | 0 | 0 | 0 | 0 | 0 | 0
IGCC-CCS | 0 | 0 | 0 | 0 | 0 | 0
WT_off | 0 | 0 | 0 | 0 | 0 | 0
PseudoUnit | 0 | 0 | 0 | 0 | 0 | 0
FixedInterchange | 0 | 0 | 0 | 0 | 0 | 0
Cumulative New Build Capacity by Reporting Type: SPP_S
ReportingType | 2015 | 2020 | 2025 | 2030 | 2035 | 2040
BM | 0 | 0 | 0 | 0 | 0 | 0
CC | 0.03 | 943.33 | 943.34 | 943.34 | 943.34 | 943.34
CSP | 0 | 0 | 0 | 0 | 0 | 0
CT | 412.99 | 712.99 | 712.99 | 712.99 | 712.99 | 712.99
Coal | 988 | 988 | 988 | 988 | 988 | 988
Geo | 0 | 0 | 0 | 0 | 0 | 0
H | 0 | 0 | 0 | 0 | 0 | 0
LFG | 0 | 0 | 0 | 95 | 95 | 95
Nuc | 0 | 0 | 0 | 0 | 0 | 0
PS | 0 | 0 | 0 | 0 | 0 | 0
PV | 0 | 0 | 0 | 0 | 0 | 0
PeakG | 0 | 0 | 0 | 0 | 0 | 0
PeakO | 0 | 0 | 0 | 0 | 0 | 0
ST | 0 | 0 | 0 | 0 | 0 | 0
STOG | 0 | 0 | 0 | 0 | 0 | 0
STWD | 0 | 0 | 0 | 0 | 0 | 0
WT | 430 | 37033.11 | 40015.77 | 43286.45 | 52644.91 | 54725.72
IGCC | 0 | 0 | 0 | 0 | 0 | 0
DemandResponse | 0 | 0 | 0 | 0 | 0 | 0
IGCC-CCS | 0 | 0 | 0 | 0 | 0 | 0
WT_off | 0 | 0 | 0 | 0 | 0 | 0
PseudoUnit | 0 | 0 | 0 | 0 | 0 | 0
FixedInterchange | 0 | 0 | 0 | 0 | 0 | 0
Cumulative New Build Capacity by Reporting Type: TVA
ReportingType | 2015 | 2020 | 2025 | 2030 | 2035 | 2040
BM | 0 | 0 | 0 | 0 | 0 | 7394.28
CC | 6330.58 | 9814.67 | 9814.67 | 9814.67 | 9814.67 | 9814.67
CSP | 0 | 0 | 0 | 0 | 0 | 0
CT | 0 | 0 | 0 | 0 | 0 | 0
Coal | 0 | 0 | 0 | 0 | 0 | 0
Geo | 0 | 0 | 0 | 0 | 0 | 0
H | 0 | 0 | 0 | 0 | 27 | 27
LFG | 0 | 0 | 107.4 | 107.4 | 107.4 | 107.4
Nuc | 1697.89 | 1697.89 | 1697.89 | 1697.89 | 6851.31 | 6851.31
PS | 0 | 0 | 0 | 0 | 0 | 0
PV | 0 | 0 | 0 | 0 | 0 | 0
PeakG | 0 | 0 | 0 | 0 | 0 | 0
PeakO | 0 | 0 | 0 | 0 | 0 | 0
ST | 0 | 0 | 0 | 0 | 0 | 0
STOG | 0 | 0 | 0 | 0 | 0 | 0
STWD | 0 | 0 | 0 | 0 | 0 | 0
WT | 0 | 0 | 0 | 0 | 100 | 100
IGCC | 0 | 0 | 0 | 0 | 0 | 0
DemandResponse | 0 | 0 | 0 | 0 | 0 | 0
IGCC-CCS | 0 | 0 | 0 | 0 | 0 | 0
WT_off | 0 | 0 | 0 | 0 | 0 | 0
PseudoUnit | 0 | 0 | 0 | 0 | 0 | 0
FixedInterchange | 0 | 0 | 0 | 0 | 0 | 0
Cumulative New Build Capacity by Reporting Type: TVA_Transmission
ReportingType | 2015 | 2020 | 2025 | 2030 | 2035 | 2040
BM | 0 | 0 | 0 | 0 | 0 | 0
CC | 0 | 0 | 0 | 0 | 0 | 0
CSP | 0 | 0 | 0 | 0 | 0 | 0
CT | 0 | 0 | 0 | 0 | 0 | 0
Coal | 0 | 0 | 0 | 0 | 0 | 0
Geo | 0 | 0 | 0 | 0 | 0 | 0
H | 0 | 0 | 0 | 0 | 0 | 0
LFG | 0 | 0 | 0 | 0 | 0 | 0
Nuc | 0 | 0 | 0 | 0 | 0 | 0
PS | 0 | 0 | 0 | 0 | 0 | 0
PV | 0 | 0 | 0 | 0 | 0 | 0
PeakG | 0 | 0 | 0 | 0 | 0 | 0
PeakO | 0 | 0 | 0 | 0 | 0 | 0
ST | 0 | 0 | 0 | 0 | 0 | 0
STOG | 0 | 0 | 0 | 0 | 0 | 0
STWD | 0 | 0 | 0 | 0 | 0 | 0
WT | 0 | 0 | 0 | 0 | 0 | 0
IGCC | 0 | 0 | 0 | 0 | 0 | 0
DemandResponse | 0 | 0 | 0 | 0 | 0 | 0
IGCC-CCS | 0 | 0 | 0 | 0 | 0 | 0
WT_off | 0 | 0 | 0 | 0 | 0 | 0
PseudoUnit | 0 | 0 | 0 | 0 | 0 | 0
FixedInterchange | 0 | 0 | 0 | 0 | 0 | 0
Cumulative New Build Capacity by Reporting Type: VACAR
ReportingType | 2015 | 2020 | 2025 | 2030 | 2035 | 2040
BM | 0.92 | 171.13 | 722.42 | 722.42 | 722.42 | 6986.31
CC | 18849.5 | 18849.5 | 18849.5 | 18849.5 | 18849.5 | 18849.5
CSP | 0 | 0 | 0 | 0 | 0 | 0
CT | 717.24 | 717.24 | 717.24 | 717.24 | 717.24 | 717.24
Coal | 825 | 825 | 825 | 825 | 825 | 825
Geo | 0 | 0 | 0 | 0 | 0 | 0
H | 0 | 0 | 0 | 0 | 0 | 0
LFG | 0.34 | 107.4 | 107.4 | 107.4 | 107.4 | 107.4
Nuc | 0 | 2330 | 2330 | 2330 | 13304.12 | 20573.55
PS | 0 | 0 | 0 | 0 | 0 | 0
PV | 0 | 133.61 | 135.95 | 136.75 | 136.75 | 139.75
PeakG | 0 | 0 | 0 | 0 | 0 | 0
PeakO | 0 | 0 | 0 | 0 | 0 | 0
ST | 0 | 0 | 0 | 0 | 0 | 0
STOG | 0 | 0 | 0 | 0 | 0 | 0
STWD | 0 | 0 | 0 | 0 | 0 | 0
WT | 0.9 | 3500 | 3500 | 3500 | 3500 | 3500
IGCC | 0 | 0 | 0 | 0 | 0 | 0
DemandResponse | 0 | 0 | 0 | 0 | 0 | 0
IGCC-CCS | 0 | 0 | 0 | 0 | 0 | 0
WT_off | 1 | 1 | 1 | 1 | 1 | 1
PseudoUnit | 0 | 0 | 0 | 0 | 0 | 0
FixedInterchange | 0 | 0 | 0 | 0 | 0 | 0
Cumulative New Build Capacity by Reporting Type: IESO
ReportingType | 2015 | 2020 | 2025 | 2030 | 2035 | 2040
BM | 326.33 | 326.33 | 326.33 | 326.33 | 326.33 | 326.33
CC | 1263 | 1263 | 1263 | 1263 | 1263 | 1263
CSP | 0 | 0 | 0 | 0 | 0 | 0
CT | 368 | 368 | 368 | 368 | 368 | 368
Coal | 0 | 0 | 0 | 0 | 0 | 0
Geo | 0 | 0 | 0 | 0 | 0 | 0
H | 0 | 0 | 0 | 0 | 250 | 250
LFG | 14.5 | 14.5 | 14.5 | 15 | 15 | 15
Nuc | 0 | 0 | 0 | 0 | 0 | 0
PS | 0 | 0 | 0 | 0 | 0 | 0
PV | 1067.26 | 1067.26 | 1067.26 | 1067.26 | 1067.26 | 1067.26
PeakG | 0 | 0 | 0 | 0 | 0 | 0
PeakO | 0 | 0 | 0 | 0 | 0 | 0
ST | 0 | 0 | 0 | 0 | 0 | 0
STOG | 0 | 0 | 0 | 0 | 0 | 0
STWD | 0 | 0 | 0 | 0 | 0 | 0
WT | 2105.9 | 2105.9 | 2105.9 | 2105.9 | 2105.9 | 2105.9
IGCC | 0 | 0 | 0 | 0 | 0 | 0
DemandResponse | 0 | 0 | 0 | 0 | 0 | 0
IGCC-CCS | 0 | 0 | 0 | 0 | 0 | 0
WT_off | 0 | 0 | 0 | 0 | 0 | 0
PseudoUnit | 0 | 0 | 0 | 0 | 0 | 0
FixedInterchange | 0 | 0 | 0 | 0 | 0 | 0
Cumulative New Build Capacity by Reporting Type: MAPP_CA
ReportingType | 2015 | 2020 | 2025 | 2030 | 2035 | 2040
BM | 0 | 0 | 0 | 0 | 0 | 0
CC | 281.76 | 281.76 | 281.76 | 281.76 | 281.76 | 281.76
CSP | 0 | 0 | 0 | 0 | 0 | 0
CT | 0 | 0 | 0 | 0 | 0 | 0
Coal | 0 | 0 | 0 | 0 | 0 | 0
Geo | 0 | 0 | 0 | 0 | 0 | 0
H | 0 | 695 | 1914.23 | 3274.44 | 4091.62 | 4091.62
LFG | 0 | 0 | 0 | 0 | 0 | 0
Nuc | 0 | 0 | 0 | 0 | 0 | 0
PS | 0 | 0 | 0 | 0 | 0 | 0
PV | 0 | 0 | 0 | 0 | 0 | 0
PeakG | 0 | 0 | 0 | 0 | 0 | 0
PeakO | 0 | 0 | 0 | 0 | 0 | 0
ST | 0 | 0 | 0 | 0 | 0 | 0
STOG | 0 | 0 | 0 | 0 | 0 | 0
STWD | 0 | 0 | 0 | 0 | 0 | 0
WT | 302.4 | 302.4 | 302.4 | 302.4 | 302.4 | 302.4
IGCC | 0 | 0 | 0 | 0 | 0 | 0
DemandResponse | 0 | 0 | 0 | 0 | 0 | 0
IGCC-CCS | 0 | 0 | 0 | 0 | 0 | 0
WT_off | 0 | 0 | 0 | 0 | 0 | 0
PseudoUnit | 0 | 0 | 0 | 0 | 0 | 0
FixedInterchange | 0 | 0 | 0 | 0 | 0 | 0
Cumulative New Build Capacity by Reporting Type: AZ_NM_SNV_Coal
ReportingType | 2015 | 2020 | 2025 | 2030 | 2035 | 2040
BM | 0 | 0 | 0 | 0 | 0 | 0
CC | 0 | 0 | 0 | 0 | 0 | 0
CSP | 0 | 0 | 0 | 0 | 0 | 0
CT | 0 | 0 | 0 | 0 | 0 | 0
Coal | 0 | 0 | 0 | 0 | 0 | 0
Geo | 0 | 0 | 0 | 0 | 0 | 0
H | 0 | 0 | 0 | 0 | 0 | 0
LFG | 0 | 0 | 0 | 0 | 0 | 0
Nuc | 0 | 0 | 0 | 0 | 0 | 0
PS | 0 | 0 | 0 | 0 | 0 | 0
PV | 0 | 0 | 0 | 0 | 0 | 0
PeakG | 0 | 0 | 0 | 0 | 0 | 0
PeakO | 0 | 0 | 0 | 0 | 0 | 0
ST | 0 | 0 | 0 | 0 | 0 | 0
STOG | 0 | 0 | 0 | 0 | 0 | 0
STWD | 0 | 0 | 0 | 0 | 0 | 0
WT | 0 | 0 | 0 | 0 | 0 | 0
IGCC | 0 | 0 | 0 | 0 | 0 | 0
DemandResponse | 0 | 0 | 0 | 0 | 0 | 0
IGCC-CCS | 0 | 0 | 0 | 0 | 0 | 0
WT_off | 0 | 0 | 0 | 0 | 0 | 0
PseudoUnit | 0 | 0 | 0 | 0 | 0 | 0
FixedInterchange | 0 | 0 | 0 | 0 | 0 | 0
Cumulative New Build Capacity by Reporting Type: AZ_NM_SNV_Gas
ReportingType | 2015 | 2020 | 2025 | 2030 | 2035 | 2040
BM | 0 | 0 | 0 | 0 | 0 | 0
CC | 668 | 4031.66 | 4031.66 | 4031.66 | 4031.66 | 4031.66
CSP | 0 | 0 | 0 | 0 | 0 | 0
CT | 736 | 736 | 736 | 736 | 736 | 736
Coal | 0 | 0 | 0 | 0 | 0 | 0
Geo | 0 | 0 | 0 | 0 | 0 | 0
H | 0 | 0 | 0 | 0 | 0 | 0
LFG | 0 | 0 | 0 | 0 | 0 | 0
Nuc | 0 | 0 | 0 | 0 | 0 | 0
PS | 0 | 0 | 0 | 0 | 0 | 0
PV | 0 | 0 | 0 | 0 | 0 | 0
PeakG | 0 | 0 | 0 | 0 | 0 | 0
PeakO | 0 | 0 | 0 | 0 | 0 | 0
ST | 0 | 0 | 0 | 0 | 0 | 0
STOG | 0 | 0 | 0 | 0 | 0 | 0
STWD | 0 | 0 | 0 | 0 | 0 | 0
WT | 0 | 0 | 0 | 0 | 0 | 0
IGCC | 0 | 0 | 0 | 0 | 0 | 0
DemandResponse | 0 | 0 | 0 | 0 | 0 | 0
IGCC-CCS | 0 | 0 | 0 | 0 | 0 | 0
WT_off | 0 | 0 | 0 | 0 | 0 | 0
PseudoUnit | 0 | 0 | 0 | 0 | 0 | 0
FixedInterchange | 0 | 0 | 0 | 0 | 0 | 0
Cumulative New Build Capacity by Reporting Type: AZ_NM_SNV_NucRenew
ReportingType | 2015 | 2020 | 2025 | 2030 | 2035 | 2040
BM | 0 | 0 | 0 | 0 | 0 | 0.09
CC | 0 | 0 | 0 | 0 | 0 | 0
CSP | 0 | 0 | 0 | 0 | 0 | 0
CT | 0 | 0 | 0 | 0 | 0 | 0
Coal | 0 | 0 | 0 | 0 | 0 | 0
Geo | 0 | 0 | 1450 | 1450 | 1450 | 1450
H | 0 | 0 | 0 | 0 | 0 | 0
LFG | 0 | 53.71 | 60.67 | 60.67 | 60.67 | 60.67
Nuc | 0 | 0 | 0 | 241.55 | 8572.4 | 10169.45
PS | 0 | 0 | 0 | 0 | 0 | 0
PV | 95.7 | 95.7 | 95.7 | 95.7 | 95.7 | 95.7
PeakG | 0 | 0 | 0 | 0 | 0 | 0
PeakO | 0 | 0 | 0 | 0 | 0 | 0
ST | 280 | 725.61 | 953.39 | 963.13 | 1606.92 | 1606.96
STOG | 0 | 0 | 0 | 0 | 0 | 0
STWD | 0 | 0 | 0 | 0 | 0 | 0
WT | 65.1 | 11854.92 | 11854.92 | 11854.92 | 11854.92 | 11854.92
IGCC | 0 | 0 | 0 | 0 | 0 | 0
DemandResponse | 0 | 0 | 0 | 0 | 0 | 0
IGCC-CCS | 0 | 0 | 0 | 0 | 0 | 0
WT_off | 0 | 0 | 0 | 0 | 0 | 0
PseudoUnit | 0 | 0 | 0 | 0 | 0 | 0
FixedInterchange | 0 | 0 | 0 | 0 | 0 | 0
Cumulative New Build Capacity by Reporting Type: ERCOT
ReportingType | 2015 | 2020 | 2025 | 2030 | 2035 | 2040
BM | 145 | 145 | 145 | 145 | 145 | 4064.97
CC | 16520.3 | 16520.31 | 16520.31 | 16520.31 | 16520.31 | 16520.31
CSP | 0 | 0 | 0 | 0 | 0 | 0
CT | 250 | 250 | 250 | 250 | 250 | 250
Coal | 2020 | 2020 | 2020 | 2020 | 2020 | 2020
Geo | 0 | 0 | 0 | 0 | 0 | 0
H | 0 | 0 | 0 | 0 | 0 | 0
LFG | 0 | 0 | 354 | 354 | 354 | 354
Nuc | 0 | 0 | 0 | 0 | 13264.24 | 14980.51
PS | 0 | 0 | 0 | 0 | 0 | 0
PV | 14 | 14 | 14 | 14 | 14 | 14
PeakG | 0 | 0 | 0 | 0 | 0 | 0
PeakO | 0 | 0 | 0 | 0 | 0 | 0
ST | 0 | 0 | 0 | 0 | 0 | 0
STOG | 0 | 0 | 0 | 0 | 0 | 0
STWD | 0 | 0 | 0 | 0 | 0 | 0
WT | 350.1 | 350.1 | 350.1 | 19804.39 | 19804.44 | 20211.45
IGCC | 0 | 0 | 0 | 0 | 0 | 0
DemandResponse | 0 | 0 | 0 | 0 | 0 | 0
IGCC-CCS | 0 | 0 | 0 | 0 | 0 | 0
WT_off | 0 | 0 | 0 | 0 | 0 | 0
PseudoUnit | 0 | 0 | 0 | 0 | 0 | 0
FixedInterchange | 0 | 0 | 0 | 0 | 0 | 0
Cumulative New Build Capacity by Reporting Type: NP15
ReportingType | 2015 | 2020 | 2025 | 2030 | 2035 | 2040
BM | 0 | 0 | 0 | 0 | 0 | 0
CC | 4171.06 | 4474.71 | 4474.75 | 4474.75 | 4474.75 | 4474.75
CSP | 0 | 0 | 0 | 0 | 0 | 0
CT | 212.6 | 212.6 | 212.6 | 212.6 | 212.6 | 212.6
Coal | 0 | 0 | 0 | 0 | 0 | 0
Geo | 0 | 0 | 600 | 600 | 600 | 600
H | 0 | 0 | 0 | 0 | 0 | 0
LFG | 0 | 565 | 565 | 565 | 565 | 565
Nuc | 0 | 0 | 0 | 0 | 3838.47 | 8374.02
PS | 0 | 0 | 0 | 0 | 0 | 0
PV | 6.5 | 6.5 | 6.5 | 6.5 | 6.5 | 6.5
PeakG | 0 | 0 | 0 | 0 | 0 | 0
PeakO | 0 | 0 | 0 | 0 | 0 | 0
ST | 29 | 29 | 29 | 29 | 29 | 29
STOG | 0 | 0 | 0 | 0 | 0 | 0
STWD | 0 | 0 | 0 | 0 | 0 | 0
WT | 101.2 | 2739.93 | 2739.93 | 3400 | 11821.97 | 12542.4
IGCC | 0 | 0 | 0 | 0 | 0 | 0
DemandResponse | 0 | 0 | 0 | 0 | 0 | 0
IGCC-CCS | 0 | 0 | 0 | 0 | 0 | 0
WT_off | 0 | 0 | 0 | 0 | 0 | 0
PseudoUnit | 0 | 0 | 0 | 0 | 0 | 0
FixedInterchange | 0 | 0 | 0 | 0 | 0 | 0
Cumulative New Build Capacity by Reporting Type: NWPP_Coal
ReportingType | 2015 | 2020 | 2025 | 2030 | 2035 | 2040
BM | 0 | 0 | 0 | 0 | 0 | 0
CC | 0 | 0 | 0 | 0 | 0 | 0
CSP | 0 | 0 | 0 | 0 | 0 | 0
CT | 0 | 0 | 0 | 0 | 0 | 0
Coal | 0 | 0 | 0 | 0 | 0 | 0
Geo | 0 | 0 | 0 | 0 | 0 | 0
H | 0 | 0 | 0 | 0 | 0 | 0
LFG | 0 | 0 | 0 | 0 | 0 | 0
Nuc | 0 | 0 | 0 | 0 | 0 | 0
PS | 0 | 0 | 0 | 0 | 0 | 0
PV | 0 | 0 | 0 | 0 | 0 | 0
PeakG | 0 | 0 | 0 | 0 | 0 | 0
PeakO | 0 | 0 | 0 | 0 | 0 | 0
ST | 0 | 0 | 0 | 0 | 0 | 0
STOG | 0 | 0 | 0 | 0 | 0 | 0
STWD | 0 | 0 | 0 | 0 | 0 | 0
WT | 0 | 0 | 0 | 0 | 0 | 0
IGCC | 0 | 0 | 0 | 0 | 0 | 0
DemandResponse | 0 | 0 | 0 | 0 | 0 | 0
IGCC-CCS | 0 | 0 | 0 | 0 | 0 | 0
WT_off | 0 | 0 | 0 | 0 | 0 | 0
PseudoUnit | 0 | 0 | 0 | 0 | 0 | 0
FixedInterchange | 0 | 0 | 0 | 0 | 0 | 0
Cumulative New Build Capacity by Reporting Type: NWPP_Gas
ReportingType | 2015 | 2020 | 2025 | 2030 | 2035 | 2040
BM | 0 | 0 | 0 | 0 | 0 | 0
CC | 300 | 3557.35 | 3557.35 | 3557.35 | 3557.35 | 3557.35
CSP | 0 | 0 | 0 | 0 | 0 | 0
CT | 150 | 150 | 150 | 150 | 150 | 150
Coal | 0 | 0 | 0 | 0 | 0 | 0
Geo | 0 | 0 | 0 | 0 | 0 | 0
H | 0 | 0 | 0 | 0 | 0 | 0
LFG | 0 | 0 | 0 | 0 | 0 | 0
Nuc | 0 | 0 | 0 | 0 | 0 | 0
PS | 0 | 0 | 0 | 0 | 0 | 0
PV | 0 | 0 | 0 | 0 | 0 | 0
PeakG | 0 | 0 | 0 | 0 | 0 | 0
PeakO | 0 | 0 | 0 | 0 | 0 | 0
ST | 0 | 0 | 0 | 0 | 0 | 0
STOG | 0 | 0 | 0 | 0 | 0 | 0
STWD | 0 | 0 | 0 | 0 | 0 | 0
WT | 0 | 0 | 0 | 0 | 0 | 0
IGCC | 0 | 0 | 0 | 0 | 0 | 0
DemandResponse | 0 | 0 | 0 | 0 | 0 | 0
IGCC-CCS | 0 | 0 | 0 | 0 | 0 | 0
WT_off | 0 | 0 | 0 | 0 | 0 | 0
PseudoUnit | 0 | 0 | 0 | 0 | 0 | 0
FixedInterchange | 0 | 0 | 0 | 0 | 0 | 0
Cumulative New Build Capacity by Reporting Type: NWPP_NucRenew
ReportingType | 2015 | 2020 | 2025 | 2030 | 2035 | 2040
BM | 32.55 | 32.55 | 32.55 | 32.55 | 32.55 | 750.72
CC | 0 | 0 | 0 | 0 | 0 | 0
CSP | 0 | 0 | 0 | 0 | 0 | 0
CT | 0 | 0 | 0 | 0 | 0 | 0
Coal | 0 | 0 | 0 | 0 | 0 | 0
Geo | 86 | 86 | 520 | 520 | 520 | 520
H | 0 | 0 | 0 | 0 | 335 | 335
LFG | 25.5 | 270 | 270 | 270 | 270 | 270
Nuc | 0 | 0 | 0 | 0 | 2463.44 | 4747.99
PS | 0 | 0 | 0 | 0 | 0 | 0
PV | 0 | 0 | 0 | 0 | 0 | 0
PeakG | 0 | 0 | 0 | 0 | 0 | 0
PeakO | 0 | 0 | 0 | 0 | 0 | 0
ST | 0 | 0 | 0 | 0 | 0 | 0
STOG | 0 | 0 | 0 | 0 | 0 | 0
STWD | 0 | 0 | 0 | 0 | 0 | 0
WT | 977.3 | 977.3 | 977.3 | 977.3 | 22316.37 | 24634.41
IGCC | 0 | 0 | 0 | 0 | 0 | 0
DemandResponse | 0 | 0 | 0 | 0 | 0 | 0
IGCC-CCS | 0 | 0 | 0 | 0 | 0 | 0
WT_off | 0 | 0 | 0 | 0 | 0 | 0
PseudoUnit | 0 | 0 | 0 | 0 | 0 | 0
FixedInterchange | 0 | 0 | 0 | 0 | 0 | 0
Cumulative New Build Capacity by Reporting Type: RMPA
ReportingType | 2015 | 2020 | 2025 | 2030 | 2035 | 2040
BM | 0 | 0 | 0 | 0 | 0 | 1160.81
CC | 0 | 1771.45 | 1771.46 | 1771.46 | 1771.46 | 1771.46
CSP | 0 | 0 | 0 | 0 | 0 | 0
CT | 152 | 152 | 152 | 152 | 152 | 152
Coal | 390 | 390 | 390 | 390 | 390 | 390
Geo | 0 | 625 | 2570 | 2570 | 2570 | 2570
H | 0 | 0 | 0 | 0 | 0 | 0
LFG | 1.4 | 30.33 | 30.33 | 30.33 | 30.33 | 30.33
Nuc | 0 | 0 | 0 | 1201.63 | 2032 | 2032
PS | 0 | 0 | 0 | 0 | 0 | 0
PV | 1 | 1 | 1 | 1 | 1 | 1
PeakG | 0 | 0 | 0 | 0 | 0 | 0
PeakO | 0 | 0 | 0 | 0 | 0 | 0
ST | 3 | 370.43 | 370.43 | 375.89 | 375.89 | 375.89
STOG | 0 | 0 | 0 | 0 | 0 | 0
STWD | 0 | 0 | 0 | 0 | 0 | 0
WT | 765.4 | 4310.61 | 4310.61 | 4847.18 | 4847.18 | 4982.92
IGCC | 0 | 0 | 0 | 0 | 0 | 0
DemandResponse | 0 | 0 | 0 | 0 | 0 | 0
IGCC-CCS | 0 | 0 | 0 | 0 | 0 | 0
WT_off | 0 | 0 | 0 | 0 | 0 | 0
PseudoUnit | 0 | 0 | 0 | 0 | 0 | 0
FixedInterchange | 0 | 0 | 0 | 0 | 0 | 0
Cumulative New Build Capacity by Reporting Type: SP15
ReportingType | 2015 | 2020 | 2025 | 2030 | 2035 | 2040
BM | 6 | 6 | 6 | 6 | 6 | 6
CC | 409.5 | 3551.79 | 4021.52 | 4021.52 | 4021.52 | 4021.52
CSP | 0 | 0 | 0 | 0 | 0 | 0
CT | 0 | 0 | 0 | 0 | 0 | 0
Coal | 0 | 0 | 0 | 0 | 0 | 0
Geo | 50 | 1500 | 1500 | 1500 | 1500 | 1500
H | 0 | 0 | 0 | 0 | 0 | 0
LFG | 9.2 | 565 | 565 | 565 | 565 | 565
Nuc | 0 | 0 | 0 | 0 | 1014.26 | 4562.85
PS | 0 | 0 | 0 | 0 | 0 | 0
PV | 3.8 | 3.8 | 3.8 | 3.8 | 3.8 | 3.8
PeakG | 0 | 0 | 0 | 0 | 0 | 0
PeakO | 0 | 0 | 0 | 0 | 0 | 0
ST | 448 | 448 | 448 | 448 | 2857.45 | 3693.59
STOG | 0 | 0 | 0 | 0 | 0 | 0
STWD | 0 | 0 | 0 | 0 | 0 | 0
WT | 735 | 735 | 735 | 14900 | 14900 | 14900
IGCC | 0 | 0 | 0 | 0 | 0 | 0
DemandResponse | 0 | 0 | 0 | 0 | 0 | 0
IGCC-CCS | 0 | 0 | 0 | 0 | 0 | 0
WT_off | 0 | 0 | 0 | 0 | 0 | 0
PseudoUnit | 0 | 0 | 0 | 0 | 0 | 0
FixedInterchange | 0 | 0 | 0 | 0 | 0 | 0
Cumulative New Build Capacity by Reporting Type: ALB
ReportingType | 2015 | 2020 | 2025 | 2030 | 2035 | 2040
BM | 0 | 0 | 0 | 0 | 0 | 0
CC | 0 | 503.98 | 525.12 | 525.12 | 525.12 | 525.12
CSP | 0 | 0 | 0 | 0 | 0 | 0
CT | 201.5 | 201.5 | 201.5 | 201.5 | 201.5 | 201.5
Coal | 495 | 495 | 495 | 495 | 495 | 495
Geo | 0 | 0 | 0 | 0 | 0 | 0
H | 0 | 0 | 0 | 0 | 0 | 0
LFG | 0 | 0 | 0 | 0 | 0 | 0
Nuc | 0 | 0 | 0 | 8088.37 | 8692.64 | 9291.17
PS | 0 | 0 | 0 | 0 | 0 | 0
PV | 0 | 0 | 0 | 0 | 0 | 0
PeakG | 0 | 0 | 0 | 0 | 0 | 0
PeakO | 0 | 0 | 0 | 0 | 0 | 0
ST | 0 | 0 | 0 | 0 | 0 | 0
STOG | 0 | 0 | 0 | 0 | 0 | 0
STWD | 0 | 0 | 0 | 0 | 0 | 0
WT | 9 | 9 | 9 | 9 | 100 | 100
IGCC | 0 | 0 | 0 | 0 | 0 | 0
DemandResponse | 0 | 0 | 0 | 0 | 0 | 0
IGCC-CCS | 0 | 0 | 0 | 0 | 0 | 0
WT_off | 0 | 0 | 0 | 0 | 0 | 0
PseudoUnit | 0 | 0 | 0 | 0 | 0 | 0
FixedInterchange | 0 | 0 | 0 | 0 | 0 | 0
Cumulative New Build Capacity by Reporting Type: BC
ReportingType | 2015 | 2020 | 2025 | 2030 | 2035 | 2040
BM | 0 | 0 | 0 | 0 | 0 | 0
CC | 694.77 | 694.77 | 694.77 | 694.77 | 694.77 | 694.77
CSP | 0 | 0 | 0 | 0 | 0 | 0
CT | 0 | 0 | 0 | 0 | 0 | 0
Coal | 0 | 0 | 0 | 0 | 0 | 0
Geo | 0 | 0 | 0 | 0 | 0 | 0
H | 0 | 0 | 0 | 0 | 0 | 0
LFG | 0 | 0 | 0 | 0 | 0 | 0
Nuc | 0 | 0 | 0 | 7.04 | 591.48 | 1199
PS | 0 | 0 | 0 | 0 | 0 | 0
PV | 0 | 0 | 0 | 0 | 0 | 0
PeakG | 0 | 0 | 0 | 0 | 0 | 0
PeakO | 0 | 0 | 0 | 0 | 0 | 0
ST | 0 | 0 | 0 | 0 | 0 | 0
STOG | 0 | 0 | 0 | 0 | 0 | 0
STWD | 0 | 0 | 0 | 0 | 0 | 0
WT | 144 | 144 | 144 | 144 | 300 | 300
IGCC | 0 | 0 | 0 | 0 | 0 | 0
DemandResponse | 0 | 0 | 0 | 0 | 0 | 0
IGCC-CCS | 0 | 0 | 0 | 0 | 0 | 0
WT_off | 0 | 0 | 0 | 0 | 0 | 0
PseudoUnit | 0 | 0 | 0 | 0 | 0 | 0
FixedInterchange | 0 | 0 | 0 | 0 | 0 | 0
Cumulative New Build Capacity by Reporting Type: HQ_IESO
ReportingType | 2015 | 2020 | 2025 | 2030 | 2035 | 2040
BM | 0 | 0 | 0 | 0 | 0 | 0
CC | 0 | 0 | 0 | 0 | 0 | 0
CSP | 0 | 0 | 0 | 0 | 0 | 0
CT | 0 | 0 | 0 | 0 | 0 | 0
Coal | 0 | 0 | 0 | 0 | 0 | 0
Geo | 0 | 0 | 0 | 0 | 0 | 0
H | 0 | 0 | 0 | 0 | 0 | 0
LFG | 0 | 0 | 0 | 0 | 0 | 0
Nuc | 0 | 0 | 0 | 0 | 0 | 0
PS | 0 | 0 | 0 | 0 | 0 | 0
PV | 0 | 0 | 0 | 0 | 0 | 0
PeakG | 0 | 0 | 0 | 0 | 0 | 0
PeakO | 0 | 0 | 0 | 0 | 0 | 0
ST | 0 | 0 | 0 | 0 | 0 | 0
STOG | 0 | 0 | 0 | 0 | 0 | 0
STWD | 0 | 0 | 0 | 0 | 0 | 0
WT | 0 | 0 | 0 | 0 | 0 | 0
IGCC | 0 | 0 | 0 | 0 | 0 | 0
DemandResponse | 0 | 0 | 0 | 0 | 0 | 0
IGCC-CCS | 0 | 0 | 0 | 0 | 0 | 0
WT_off | 0 | 0 | 0 | 0 | 0 | 0
PseudoUnit | 0 | 0 | 0 | 0 | 0 | 0
FixedInterchange | 0 | 0 | 0 | 0 | 0 | 0
Cumulative New Build Capacity by Reporting Type: HQ_NEISO
ReportingType | 2015 | 2020 | 2025 | 2030 | 2035 | 2040
BM | 0 | 0 | 0 | 0 | 0 | 0
CC | 0 | 0 | 0 | 0 | 0 | 0
CSP | 0 | 0 | 0 | 0 | 0 | 0
CT | 0 | 0 | 0 | 0 | 0 | 0
Coal | 0 | 0 | 0 | 0 | 0 | 0
Geo | 0 | 0 | 0 | 0 | 0 | 0
H | 0 | 0 | 0 | 0 | 0 | 0
LFG | 0 | 0 | 0 | 0 | 0 | 0
Nuc | 0 | 0 | 0 | 0 | 0 | 0
PS | 0 | 0 | 0 | 0 | 0 | 0
PV | 0 | 0 | 0 | 0 | 0 | 0
PeakG | 0 | 0 | 0 | 0 | 0 | 0
PeakO | 0 | 0 | 0 | 0 | 0 | 0
ST | 0 | 0 | 0 | 0 | 0 | 0
STOG | 0 | 0 | 0 | 0 | 0 | 0
STWD | 0 | 0 | 0 | 0 | 0 | 0
WT | 0 | 0 | 0 | 0 | 0 | 0
IGCC | 0 | 0 | 0 | 0 | 0 | 0
DemandResponse | 0 | 0 | 0 | 0 | 0 | 0
IGCC-CCS | 0 | 0 | 0 | 0 | 0 | 0
WT_off | 0 | 0 | 0 | 0 | 0 | 0
PseudoUnit | 0 | 0 | 0 | 0 | 300 | 300
FixedInterchange | 0 | 0 | 0 | 0 | 0 | 0
Cumulative New Build Capacity by Reporting Type: HQ_NY
ReportingType | 2015 | 2020 | 2025 | 2030 | 2035 | 2040
BM | 0 | 0 | 0 | 0 | 0 | 0
CC | 0 | 0 | 0 | 0 | 0 | 0
CSP | 0 | 0 | 0 | 0 | 0 | 0
CT | 0 | 0 | 0 | 0 | 0 | 0
Coal | 0 | 0 | 0 | 0 | 0 | 0
Geo | 0 | 0 | 0 | 0 | 0 | 0
H | 0 | 0 | 0 | 0 | 0 | 0
LFG | 0 | 0 | 0 | 0 | 0 | 0
Nuc | 0 | 0 | 0 | 0 | 0 | 0
PS | 0 | 0 | 0 | 0 | 0 | 0
PV | 0 | 0 | 0 | 0 | 0 | 0
PeakG | 0 | 0 | 0 | 0 | 0 | 0
PeakO | 0 | 0 | 0 | 0 | 0 | 0
ST | 0 | 0 | 0 | 0 | 0 | 0
STOG | 0 | 0 | 0 | 0 | 0 | 0
STWD | 0 | 0 | 0 | 0 | 0 | 0
WT | 0 | 0 | 0 | 0 | 0 | 0
IGCC | 0 | 0 | 0 | 0 | 0 | 0
DemandResponse | 0 | 0 | 0 | 0 | 0 | 0
IGCC-CCS | 0 | 0 | 0 | 0 | 0 | 0
WT_off | 0 | 0 | 0 | 0 | 0 | 0
PseudoUnit | 0 | 0 | 239.14 | 2500 | 2500 | 2500
FixedInterchange | 0 | 0 | 0 | 0 | 0 | 0
Cumulative New Build Capacity by Reporting Type: MARITIMES
ReportingType | 2015 | 2020 | 2025 | 2030 | 2035 | 2040
BM | 0 | 0 | 0 | 0 | 0 | 0
CC | 0 | 0 | 0 | 0 | 0 | 0
CSP | 0 | 0 | 0 | 0 | 0 | 0
CT | 0 | 0 | 0 | 0 | 0 | 0
Coal | 0 | 0 | 0 | 0 | 0 | 0
Geo | 0 | 0 | 0 | 0 | 0 | 0
H | 0 | 0 | 0 | 0 | 0 | 0
LFG | 0 | 0 | 0 | 0 | 0 | 0
Nuc | 0 | 0 | 0 | 0 | 0 | 0
PS | 0 | 0 | 0 | 0 | 0 | 0
PV | 0 | 0 | 0 | 0 | 0 | 0
PeakG | 0 | 0 | 0 | 0 | 0 | 0
PeakO | 0 | 0 | 0 | 0 | 0 | 0
ST | 0 | 0 | 0 | 0 | 0 | 0
STOG | 0 | 0 | 0 | 0 | 0 | 0
STWD | 0 | 0 | 0 | 0 | 0 | 0
WT | 0 | 0 | 0 | 0 | 0 | 0
IGCC | 0 | 0 | 0 | 0 | 0 | 0
DemandResponse | 0 | 0 | 0 | 0 | 0 | 0
IGCC-CCS | 0 | 0 | 0 | 0 | 0 | 0
WT_off | 0 | 0 | 0 | 0 | 0 | 0
PseudoUnit | 0 | 0 | 0 | 0 | 500 | 500
FixedInterchange | 0 | 0 | 0 | 0 | 0 | 0
Cumulative New Build Capacity by Reporting Type: All
ReportingType | 2015 | 2020 | 2025 | 2030 | 2035 | 2040
BM | 1251 | 1421.21 | 1972.51 | 1972.51 | 1972.51 | 44070.06
CC | 132955.13 | 180329.21 | 182504.12 | 182504.14 | 182504.14 | 182504.14
CSP | 0 | 0 | 0 | 0 | 0 | 0
CT | 6393.83 | 6812.85 | 6812.86 | 6812.86 | 6847.83 | 6878.84
Coal | 10763.64 | 10763.64 | 10763.64 | 10763.64 | 10763.64 | 10763.64
Geo | 136 | 2211 | 6640 | 6640 | 6640 | 6640
H | 0 | 1198 | 2698.24 | 4791.05 | 6914.62 | 8023.63
LFG | 192 | 2145 | 4355 | 5079 | 5079 | 5079
Nuc | 2740.56 | 7270.56 | 7270.56 | 16809.15 | 107270.67 | 157270.67
PS | 0 | 0 | 0 | 0 | 0 | 0
PV | 1246 | 3310.51 | 4211.98 | 4386.72 | 4399.53 | 4464.99
PeakG | 0 | 0 | 0 | 0 | 0 | 0
PeakO | 0 | 0 | 0 | 0 | 0 | 0
ST | 760 | 1573.04 | 1800.81 | 1816.01 | 4869.26 | 5705.43
STOG | 0 | 0 | 0 | 0 | 0 | 0
STWD | 0 | 0 | 0 | 0 | 0 | 0
WT | 25342 | 119115.78 | 184834.76 | 279847.93 | 424157.05 | 437258.97
IGCC | 618 | 618 | 618 | 618 | 618 | 618
DemandResponse | 0 | 0 | 0 | 0 | 0 | 0
IGCC-CCS | 0 | 0 | 0 | 0 | 0 | 0
WT_off | 469 | 469 | 1569 | 1569 | 1569 | 1569
PseudoUnit | 0 | 0 | 239.14 | 2500 | 3300 | 3300
FixedInterchange | 0 | 0 | 0 | 0 | 0 | 0
Cumulative New Build Capacity by Reporting Type: EI_US
ReportingType | 2015 | 2020 | 2025 | 2030 | 2035 | 2040
BM | 741.12 | 911.33 | 1462.62 | 1462.62 | 1462.62 | 37761.13
CC | 108646.74 | 143678.43 | 145362.44 | 145362.45 | 145362.46 | 145362.46
CSP | 0 | 0 | 0 | 0 | 0 | 0
CT | 4323.73 | 4742.76 | 4742.76 | 4742.76 | 4777.73 | 4808.74
Coal | 7858.64 | 7858.64 | 7858.64 | 7858.64 | 7858.64 | 7858.64
Geo | 0 | 0 | 0 | 0 | 0 | 0
H | 0 | 503 | 784.01 | 1516.6 | 2238 | 3347.01
LFG | 141.4 | 646.46 | 2495.5 | 3219 | 3219 | 3219
Nuc | 2740.56 | 7270.56 | 7270.56 | 7270.56 | 66801.75 | 101913.68
PS | 0 | 0 | 0 | 0 | 0 | 0
PV | 57.74 | 2122.26 | 3023.72 | 3198.47 | 3211.27 | 3276.74
PeakG | 0 | 0 | 0 | 0 | 0 | 0
PeakO | 0 | 0 | 0 | 0 | 0 | 0
ST | 0 | 0 | 0 | 0 | 0 | 0
STOG | 0 | 0 | 0 | 0 | 0 | 0
STWD | 0 | 0 | 0 | 0 | 0 | 0
WT | 19786.6 | 95586.63 | 161305.61 | 221502.84 | 335803.87 | 345324.56
IGCC | 618 | 618 | 618 | 618 | 618 | 618
DemandResponse | 0 | 0 | 0 | 0 | 0 | 0
IGCC-CCS | 0 | 0 | 0 | 0 | 0 | 0
WT_off | 469 | 469 | 1569 | 1569 | 1569 | 1569
PseudoUnit | 0 | 0 | 239.14 | 2500 | 3300 | 3300
FixedInterchange | 0 | 0 | 0 | 0 | 0 | 0
Cumulative New Build Capacity by Reporting Type: EI_Canada
ReportingType | 2015 | 2020 | 2025 | 2030 | 2035 | 2040
BM | 326.33 | 326.33 | 326.33 | 326.33 | 326.33 | 326.33
CC | 1544.76 | 1544.76 | 1544.76 | 1544.76 | 1544.76 | 1544.76
CSP | 0 | 0 | 0 | 0 | 0 | 0
CT | 368 | 368 | 368 | 368 | 368 | 368
Coal | 0 | 0 | 0 | 0 | 0 | 0
Geo | 0 | 0 | 0 | 0 | 0 | 0
H | 0 | 695 | 1914.23 | 3274.44 | 4341.62 | 4341.62
LFG | 14.5 | 14.5 | 14.5 | 15 | 15 | 15
Nuc | 0 | 0 | 0 | 0 | 0 | 0
PS | 0 | 0 | 0 | 0 | 0 | 0
PV | 1067.26 | 1067.26 | 1067.26 | 1067.26 | 1067.26 | 1067.26
PeakG | 0 | 0 | 0 | 0 | 0 | 0
PeakO | 0 | 0 | 0 | 0 | 0 | 0
ST | 0 | 0 | 0 | 0 | 0 | 0
STOG | 0 | 0 | 0 | 0 | 0 | 0
STWD | 0 | 0 | 0 | 0 | 0 | 0
WT | 2408.3 | 2408.3 | 2408.3 | 2408.3 | 2408.3 | 2408.3
IGCC | 0 | 0 | 0 | 0 | 0 | 0
DemandResponse | 0 | 0 | 0 | 0 | 0 | 0
IGCC-CCS | 0 | 0 | 0 | 0 | 0 | 0
WT_off | 0 | 0 | 0 | 0 | 0 | 0
PseudoUnit | 0 | 0 | 0 | 0 | 0 | 0
FixedInterchange | 0 | 0 | 0 | 0 | 0 | 0
Cumulative New Build Capacity by Reporting Type: EI
ReportingType | 2015 | 2020 | 2025 | 2030 | 2035 | 2040
BM | 1067.45 | 1237.66 | 1788.96 | 1788.96 | 1788.96 | 38087.47
CC | 110191.49 | 145223.18 | 146907.2 | 146907.21 | 146907.21 | 146907.21
CSP | 0 | 0 | 0 | 0 | 0 | 0
CT | 4691.73 | 5110.76 | 5110.76 | 5110.76 | 5145.73 | 5176.74
Coal | 7858.64 | 7858.64 | 7858.64 | 7858.64 | 7858.64 | 7858.64
Geo | 0 | 0 | 0 | 0 | 0 | 0
H | 0 | 1198 | 2698.24 | 4791.05 | 6579.62 | 7688.63
LFG | 155.9 | 660.96 | 2510 | 3234 | 3234 | 3234
Nuc | 2740.56 | 7270.56 | 7270.56 | 7270.56 | 66801.75 | 101913.68
PS | 0 | 0 | 0 | 0 | 0 | 0
PV | 1125 | 3189.51 | 4090.98 | 4265.72 | 4278.53 | 4343.99
PeakG | 0 | 0 | 0 | 0 | 0 | 0
PeakO | 0 | 0 | 0 | 0 | 0 | 0
ST | 0 | 0 | 0 | 0 | 0 | 0
STOG | 0 | 0 | 0 | 0 | 0 | 0
STWD | 0 | 0 | 0 | 0 | 0 | 0
WT | 22194.9 | 97994.93 | 163713.91 | 223911.14 | 338212.17 | 347732.86
IGCC | 618 | 618 | 618 | 618 | 618 | 618
DemandResponse | 0 | 0 | 0 | 0 | 0 | 0
IGCC-CCS | 0 | 0 | 0 | 0 | 0 | 0
WT_off | 469 | 469 | 1569 | 1569 | 1569 | 1569
PseudoUnit | 0 | 0 | 239.14 | 2500 | 3300 | 3300
FixedInterchange | 0 | 0 | 0 | 0 | 0 | 0
Cumulative New Build Capacity by Reporting Type: Outside_EI
ReportingType | 2015 | 2020 | 2025 | 2030 | 2035 | 2040
BM | 183.55 | 183.55 | 183.55 | 183.55 | 183.55 | 5982.59
CC | 22763.63 | 35106.02 | 35596.92 | 35596.93 | 35596.93 | 35596.93
CSP | 0 | 0 | 0 | 0 | 0 | 0
CT | 1702.1 | 1702.1 | 1702.1 | 1702.1 | 1702.1 | 1702.1
Coal | 2905 | 2905 | 2905 | 2905 | 2905 | 2905
Geo | 136 | 2211 | 6640 | 6640 | 6640 | 6640
H | 0 | 0 | 0 | 0 | 335 | 335
LFG | 36.1 | 1484.04 | 1845 | 1845 | 1845 | 1845
Nuc | 0 | 0 | 0 | 9538.59 | 40468.92 | 55356.98
PS | 0 | 0 | 0 | 0 | 0 | 0
PV | 121 | 121 | 121 | 121 | 121 | 121
PeakG | 0 | 0 | 0 | 0 | 0 | 0
PeakO | 0 | 0 | 0 | 0 | 0 | 0
ST | 760 | 1573.04 | 1800.81 | 1816.01 | 4869.26 | 5705.43
STOG | 0 | 0 | 0 | 0 | 0 | 0
STWD | 0 | 0 | 0 | 0 | 0 | 0
WT | 3147.1 | 21120.86 | 21120.86 | 55936.79 | 85944.88 | 89526.11
IGCC | 0 | 0 | 0 | 0 | 0 | 0
DemandResponse | 0 | 0 | 0 | 0 | 0 | 0
IGCC-CCS | 0 | 0 | 0 | 0 | 0 | 0
WT_off | 0 | 0 | 0 | 0 | 0 | 0
PseudoUnit | 0 | 0 | 0 | 0 | 0 | 0
FixedInterchange | 0 | 0 | 0 | 0 | 0 | 0
#3 | Retirements of Capacity (MW)
Retirements of Capacity by Reporting Type: Entergy
ReportingType | 2015 | 2020 | 2025 | 2030 | 2035 | 2040
BM | 0 | 0 | 0 | 0 | 0 | 0
CC | 0 | 0 | 0 | 209 | 0 | 0
CSP | 0 | 0 | 0 | 0 | 0 | 0
CT | 0 | 0 | 0 | 0 | 0 | 0
Coal | 1127.92 | 5403.3 | 1777.67 | 0 | 0 | 0
Geo | 0 | 0 | 0 | 0 | 0 | 0
H | 0 | 0 | 0 | 0 | 0 | 0
LFG | 0 | 0 | 0 | 0 | 0 | 0
Nuc | 0 | 0 | 0 | 0 | 842 | 997
PS | 0 | 0 | 0 | 0 | 0 | 0
PV | 0 | 0 | 0 | 0 | 0 | 0
PeakG | 0 | 0 | 0 | 0 | 0 | 0
PeakO | 0 | 0 | 0 | 173.99 | 0 | 0
ST | 0 | 0 | 0 | 0 | 0 | 0
STOG | 13006.89 | 0 | 0 | 1858.11 | 0 | 0
STWD | 0 | 0 | 0 | 0 | 0 | 0
WT | 0 | 0 | 0 | 0 | 0 | 0
IGCC | 0 | 0 | 0 | 0 | 0 | 0
DemandResponse | 0 | 0 | 0 | 0 | 0 | 0
IGCC-CCS | 0 | 0 | 0 | 0 | 0 | 0
WT_off | 0 | 0 | 0 | 0 | 0 | 0
PseudoUnit | 0 | 0 | 0 | 0 | 0 | 0
FixedInterchange | 0 | 0 | 0 | 0 | 0 | 0
Retirements of Capacity by Reporting Type: FRCC
ReportingType | 2015 | 2020 | 2025 | 2030 | 2035 | 2040
BM | 0 | 0 | 0 | 0 | 0 | 0
CC | 0 | 0 | 0 | 0 | 17371.26 | 0
CSP | 0 | 0 | 0 | 0 | 0 | 0
CT | 0 | 0 | 0 | 0 | 2480 | 0
Coal | 7733.38 | 1544.03 | 0 | 0 | 0 | 0
Geo | 0 | 0 | 0 | 0 | 0 | 0
H | 0 | 0 | 0 | 0 | 0 | 0
LFG | 0 | 0 | 0 | 0 | 0 | 0
Nuc | 0 | 0 | 0 | 0 | 1615.33 | 1677
PS | 0 | 0 | 0 | 0 | 0 | 0
PV | 0 | 0 | 0 | 0 | 0 | 0
PeakG | 0 | 0 | 0 | 0 | 0 | 0
PeakO | 0 | 0 | 0 | 69.69 | 2213.31 | 0
ST | 0 | 0 | 0 | 0 | 0 | 0
STOG | 9833 | 0 | 0 | 0 | 0 | 0
STWD | 0 | 0 | 0 | 0 | 0 | 0
WT | 0 | 0 | 0 | 0 | 0 | 0
IGCC | 0 | 0 | 0 | 0 | 0 | 0
DemandResponse | 0 | 0 | 0 | 0 | 0 | 0
IGCC-CCS | 0 | 0 | 0 | 0 | 0 | 0
WT_off | 0 | 0 | 0 | 0 | 0 | 0
PseudoUnit | 0 | 0 | 0 | 0 | 0 | 0
FixedInterchange | 0 | 0 | 0 | 0 | 0 | 0
Retirements of Capacity by Reporting Type: MAPP_US
ReportingType | 2015 | 2020 | 2025 | 2030 | 2035 | 2040
BM | 0 | 0 | 0 | 0 | 0 | 0
CC | 0 | 0 | 0 | 0 | 0 | 0
CSP | 0 | 0 | 0 | 0 | 0 | 0
CT | 0 | 0 | 0 | 0 | 0 | 0
Coal | 1927.1 | 519.12 | 650.27 | 0 | 0 | 0
Geo | 0 | 0 | 0 | 0 | 0 | 0
H | 0 | 0 | 0 | 0 | 0 | 0
LFG | 0 | 0 | 0 | 0 | 0 | 0
Nuc | 0 | 0 | 0 | 0 | 0 | 0
PS | 0 | 0 | 0 | 0 | 0 | 0
PV | 0 | 0 | 0 | 0 | 0 | 0
PeakG | 0 | 0 | 0 | 0 | 0 | 0
PeakO | 0 | 0 | 0 | 0 | 0 | 0
ST | 0 | 0 | 0 | 0 | 0 | 0
STOG | 0 | 0 | 0 | 0 | 0 | 0
STWD | 0 | 0 | 0 | 0 | 0 | 0
WT | 0 | 0 | 0 | 0 | 0 | 0
IGCC | 0 | 0 | 0 | 0 | 0 | 0
DemandResponse | 0 | 0 | 0 | 0 | 0 | 0
IGCC-CCS | 0 | 0 | 0 | 0 | 0 | 0
WT_off | 0 | 0 | 0 | 0 | 0 | 0
PseudoUnit | 0 | 0 | 0 | 0 | 0 | 0
FixedInterchange | 0 | 0 | 0 | 0 | 0 | 0
Retirements of Capacity by Reporting Type: MISO_IN
ReportingType | 2015 | 2020 | 2025 | 2030 | 2035 | 2040
BM | 0 | 0 | 0 | 0 | 0 | 0
CC | 0 | 0 | 0 | 0 | 0 | 0
CSP | 0 | 0 | 0 | 0 | 0 | 0
CT | 0 | 0 | 0 | 0 | 0 | 0
Coal | 9647.97 | 2436.99 | 0 | 1872.36 | 464.02 | 0
Geo | 0 | 0 | 0 | 0 | 0 | 0
H | 0 | 0 | 0 | 0 | 0 | 0
LFG | 0 | 0 | 0 | 0 | 0 | 0
Nuc | 0 | 0 | 0 | 0 | 0 | 0
PS | 0 | 0 | 0 | 0 | 0 | 0
PV | 0 | 0 | 0 | 0 | 0 | 0
PeakG | 0 | 0 | 0 | 0 | 0 | 0
PeakO | 0 | 0 | 0 | 0 | 0 | 0
ST | 0 | 0 | 0 | 0 | 0 | 0
STOG | 0 | 0 | 0 | 0 | 279 | 0
STWD | 0 | 0 | 0 | 0 | 0 | 0
WT | 0 | 0 | 0 | 0 | 0 | 0
IGCC | 0 | 0 | 0 | 0 | 0 | 0
DemandResponse | 0 | 0 | 0 | 0 | 0 | 0
IGCC-CCS | 0 | 0 | 0 | 0 | 0 | 0
WT_off | 0 | 0 | 0 | 0 | 0 | 0
PseudoUnit | 0 | 0 | 0 | 0 | 0 | 0
FixedInterchange | 0 | 0 | 0 | 0 | 0 | 0
Retirements of Capacity by Reporting Type: MISO_MI
ReportingType | 2015 | 2020 | 2025 | 2030 | 2035 | 2040
BM | 0 | 0 | 0 | 0 | 0 | 0
CC | 0 | 0 | 0 | 0 | 0 | 0
CSP | 0 | 0 | 0 | 0 | 0 | 0
CT | 0 | 0 | 0 | 0 | 0 | 0
Coal | 7552.61 | 3239.38 | 0 | 0 | 0 | 0
Geo | 0 | 0 | 0 | 0 | 0 | 0
H | 0 | 0 | 0 | 0 | 0 | 0
LFG | 0 | 0 | 0 | 0 | 0 | 0
Nuc | 0 | 0 | 0 | 0 | 778 | 0
PS | 0 | 0 | 0 | 0 | 0 | 0
PV | 0 | 0 | 0 | 0 | 0 | 0
PeakG | 0 | 0 | 0 | 0 | 0 | 0
PeakO | 0 | 0 | 0 | 0 | 0 | 0
ST | 0 | 0 | 0 | 0 | 0 | 0
STOG | 0 | 0 | 0 | 0 | 2851.99 | 0
STWD | 0 | 0 | 0 | 0 | 0 | 0
WT | 0 | 0 | 0 | 0 | 0 | 0
IGCC | 0 | 0 | 0 | 0 | 0 | 0
DemandResponse | 0 | 0 | 0 | 0 | 0 | 0
IGCC-CCS | 0 | 0 | 0 | 0 | 0 | 0
WT_off | 0 | 0 | 0 | 0 | 0 | 0
PseudoUnit | 0 | 0 | 0 | 0 | 0 | 0
FixedInterchange | 0 | 0 | 0 | 0 | 0 | 0
Retirements of Capacity by Reporting Type: MISO_MO-IL
ReportingType | 2015 | 2020 | 2025 | 2030 | 2035 | 2040
BM | 0 | 0 | 0 | 0 | 0 | 0
CC | 0 | 0 | 0 | 0 | 0 | 0
CSP | 0 | 0 | 0 | 0 | 0 | 0
CT | 0 | 0 | 0 | 0 | 0 | 0
Coal | 6418.68 | 6314.99 | 0 | 0.01 | 1030 | 0
Geo | 0 | 0 | 0 | 0 | 0 | 0
H | 0 | 0 | 0 | 0 | 0 | 0
LFG | 0 | 0 | 0 | 0 | 0 | 0
Nuc | 0 | 0 | 0 | 0 | 0 | 0
PS | 0 | 0 | 0 | 0 | 0 | 0
PV | 0 | 0 | 0 | 0 | 0 | 0
PeakG | 0 | 0 | 0 | 0 | 0 | 0
PeakO | 0 | 0 | 0 | 0 | 0 | 0
ST | 0 | 0 | 0 | 0 | 0 | 0
STOG | 0 | 0 | 0 | 0 | 591.99 | 0
STWD | 0 | 0 | 0 | 0 | 0 | 0
WT | 0 | 0 | 0 | 0 | 0 | 0
IGCC | 0 | 0 | 0 | 0 | 0 | 0
DemandResponse | 0 | 0 | 0 | 0 | 0 | 0
IGCC-CCS | 0 | 0 | 0 | 0 | 0 | 0
WT_off | 0 | 0 | 0 | 0 | 0 | 0
PseudoUnit | 0 | 0 | 0 | 0 | 0 | 0
FixedInterchange | 0 | 0 | 0 | 0 | 0 | 0
Retirements of Capacity by Reporting Type: MISO_W
ReportingType | 2015 | 2020 | 2025 | 2030 | 2035 | 2040
BM | 0 | 0 | 0 | 0 | 0 | 0
CC | 0 | 0 | 0 | 0 | 0 | 0
CSP | 0 | 0 | 0 | 0 | 0 | 0
CT | 0 | 0 | 0 | 0 | 0 | 0
Coal | 4076.18 | 4425.9 | 0 | 1465.6 | 3166.9 | 0
Geo | 0 | 0 | 0 | 0 | 0 | 0
H | 0 | 0 | 0 | 0 | 0 | 0
LFG | 0 | 0 | 0 | 0 | 0 | 0
Nuc | 0 | 0 | 0 | 0 | 2361.23 | 0
PS | 0 | 0 | 0 | 0 | 0 | 0
PV | 0 | 0 | 0 | 0 | 0 | 0
PeakG | 0 | 0 | 0 | 0 | 0 | 0
PeakO | 0 | 0 | 0 | 0 | 0 | 0
ST | 0 | 0 | 0 | 0 | 0 | 0
STOG | 0 | 0 | 0 | 0 | 171.99 | 0
STWD | 0 | 0 | 0 | 0 | 0 | 0
WT | 0 | 0 | 0 | 0 | 0 | 0
IGCC | 0 | 0 | 0 | 0 | 0 | 0
DemandResponse | 0 | 0 | 0 | 0 | 0 | 0
IGCC-CCS | 0 | 0 | 0 | 0 | 0 | 0
WT_off | 0 | 0 | 0 | 0 | 0 | 0
PseudoUnit | 0 | 0 | 0 | 0 | 0 | 0
FixedInterchange | 0 | 0 | 0 | 0 | 0 | 0
Retirements of Capacity by Reporting Type: MISO_WUMS
ReportingType | 2015 | 2020 | 2025 | 2030 | 2035 | 2040
BM | 0 | 0 | 0 | 0 | 0 | 0
CC | 0 | 0 | 0 | 0 | 0 | 0
CSP | 0 | 0 | 0 | 0 | 0 | 0
CT | 0 | 0 | 0 | 0 | 0 | 0
Coal | 4191.09 | 1869 | 0 | 0 | 333.1 | 0
Geo | 0 | 0 | 0 | 0 | 0 | 0
H | 0 | 0 | 0 | 0 | 0 | 0
LFG | 0 | 0 | 0 | 0 | 0 | 0
Nuc | 0 | 0 | 0 | 0 | 1816.9 | 0
PS | 0 | 0 | 0 | 0 | 0 | 0
PV | 0 | 0 | 0 | 0 | 0 | 0
PeakG | 0 | 0 | 0 | 0 | 0 | 0
PeakO | 0 | 0 | 0 | 0 | 0 | 0
ST | 0 | 0 | 0 | 0 | 0 | 0
STOG | 59.5 | 0 | 0 | 0 | 300.49 | 0
STWD | 0 | 0 | 0 | 0 | 0 | 0
WT | 0 | 0 | 0 | 0 | 0 | 0
IGCC | 0 | 0 | 0 | 0 | 0 | 0
DemandResponse | 0 | 0 | 0 | 0 | 0 | 0
IGCC-CCS | 0 | 0 | 0 | 0 | 0 | 0
WT_off | 0 | 0 | 0 | 0 | 0 | 0
PseudoUnit | 0 | 0 | 0 | 0 | 0 | 0
FixedInterchange | 0 | 0 | 0 | 0 | 0 | 0
Retirements of Capacity by Reporting Type: Nebraska
ReportingType | 2015 | 2020 | 2025 | 2030 | 2035 | 2040
BM | 0 | 0 | 0 | 0 | 0 | 0
CC | 0 | 0 | 0 | 0 | 0 | 0
CSP | 0 | 0 | 0 | 0 | 0 | 0
CT | 0 | 0 | 0 | 0 | 0 | 0
Coal | 0 | 3195.8 | 0 | 0 | 0 | 0
Geo | 0 | 0 | 0 | 0 | 0 | 0
H | 0 | 0 | 0 | 0 | 0 | 0
LFG | 0 | 0 | 0 | 0 | 0 | 0
Nuc | 0 | 0 | 0 | 0 | 1251.8 | 0
PS | 0 | 0 | 0 | 0 | 0 | 0
PV | 0 | 0 | 0 | 0 | 0 | 0
PeakG | 0 | 0 | 0 | 0 | 0 | 0
PeakO | 0 | 0 | 0 | 0 | 0 | 0
ST | 0 | 0 | 0 | 0 | 0 | 0
STOG | 0 | 0 | 0 | 0 | 9.61 | 0
STWD | 0 | 0 | 0 | 0 | 0 | 0
WT | 0 | 0 | 0 | 0 | 0 | 0
IGCC | 0 | 0 | 0 | 0 | 0 | 0
DemandResponse | 0 | 0 | 0 | 0 | 0 | 0
IGCC-CCS | 0 | 0 | 0 | 0 | 0 | 0
WT_off | 0 | 0 | 0 | 0 | 0 | 0
PseudoUnit | 0 | 0 | 0 | 0 | 0 | 0
FixedInterchange | 0 | 0 | 0 | 0 | 0 | 0
Retirements of Capacity by Reporting Type: NEISO
ReportingType | 2015 | 2020 | 2025 | 2030 | 2035 | 2040
BM | 0 | 0 | 0 | 0 | 0 | 0
CC | 1035.94 | 3018.29 | 1330.26 | 712.73 | 0 | 92.54
CSP | 0 | 0 | 0 | 0 | 0 | 0
CT | 0 | 0 | 0 | 9.5 | 189.92 | 0
Coal | 2250.13 | 320 | 0 | 0 | 0 | 0
Geo | 0 | 0 | 0 | 0 | 0 | 0
H | 0 | 0 | 0 | 0 | 0 | 0
LFG | 0 | 0 | 0 | 0 | 0 | 0
Nuc | 0 | 0 | 0 | 0 | 1289 | 876.92
PS | 0 | 0 | 0 | 0 | 0 | 0
PV | 0 | 0 | 0 | 0 | 0 | 0
PeakG | 0 | 0 | 0 | 0 | 0 | 0
PeakO | 1182.98 | 0 | 0 | 0 | 0 | 0
ST | 0 | 0 | 0 | 0 | 0 | 0
STOG | 6237 | 0 | 0 | 0 | 0 | 0
STWD | 0 | 0 | 0 | 0 | 0 | 0
WT | 0 | 0 | 0 | 0 | 0 | 0
IGCC | 0 | 0 | 0 | 0 | 0 | 0
DemandResponse | 0 | 0 | 0 | 0 | 0 | 0
IGCC-CCS | 0 | 0 | 0 | 0 | 0 | 0
WT_off | 0 | 0 | 0 | 0 | 0 | 0
PseudoUnit | 0 | 0 | 0 | 0 | 0 | 0
FixedInterchange | 0 | 0 | 0 | 0 | 0 | 0
Retirements of Capacity by Reporting Type: NonRTO_Midwest
ReportingType | 2015 | 2020 | 2025 | 2030 | 2035 | 2040
BM | 0 | 0 | 0 | 0 | 0 | 0
CC | 0 | 0 | 0 | 0 | 0 | 4491.24
CSP | 0 | 0 | 0 | 0 | 0 | 0
CT | 0 | 0 | 0 | 0 | 0 | 0
Coal | 5807.89 | 2554.38 | 53.99 | 1106.68 | 0 | 0
Geo | 0 | 0 | 0 | 0 | 0 | 0
H | 0 | 0 | 0 | 0 | 0 | 0
LFG | 0 | 0 | 0 | 0 | 0 | 0
Nuc | 0 | 0 | 0 | 0 | 0 | 0
PS | 0 | 0 | 0 | 0 | 0 | 0
PV | 0 | 0 | 0 | 0 | 0 | 0
PeakG | 0 | 0 | 0 | 0 | 310.38 | 148.06
PeakO | 0 | 0 | 0 | 0 | 12 | 0
ST | 0 | 0 | 0 | 0 | 0 | 0
STOG | 0 | 0 | 0 | 0 | 0 | 0
STWD | 0 | 0 | 0 | 0 | 0 | 0
WT | 0 | 0 | 0 | 0 | 0 | 0
IGCC | 0 | 0 | 0 | 0 | 0 | 0
DemandResponse | 0 | 0 | 0 | 0 | 0 | 0
IGCC-CCS | 0 | 0 | 0 | 0 | 0 | 0
WT_off | 0 | 0 | 0 | 0 | 0 | 0
PseudoUnit | 0 | 0 | 0 | 0 | 0 | 0
FixedInterchange | 0 | 0 | 0 | 0 | 0 | 0
Retirements of Capacity by Reporting Type: NYISO_A-F
ReportingType | 2015 | 2020 | 2025 | 2030 | 2035 | 2040
BM | 0 | 0 | 0 | 0 | 0 | 0
CC | 122.03 | 0 | 0 | 982.17 | 1564.77 | 0
CSP | 0 | 0 | 0 | 0 | 0 | 0
CT | 0 | 0 | 0 | 0 | 0 | 0
Coal | 2251.9 | 0 | 0 | 0 | 0 | 0
Geo | 0 | 0 | 0 | 0 | 0 | 0
H | 0 | 0 | 0 | 0 | 0 | 0
LFG | 0 | 0 | 0 | 0 | 0 | 0
Nuc | 0 | 0 | 0 | 621.2 | 580.5 | 852.2
PS | 0 | 0 | 0 | 0 | 0 | 0
PV | 0 | 0 | 0 | 0 | 0 | 0
PeakG | 0 | 0 | 0 | 0 | 0 | 0
PeakO | 0 | 0 | 0 | 0 | 0 | 0
ST | 0 | 0 | 0 | 0 | 0 | 0
STOG | 1701 | 0 | 0 | 0 | 0 | 0
STWD | 0 | 0 | 0 | 0 | 0 | 0
WT | 0 | 0 | 0 | 0 | 0 | 0
IGCC | 0 | 0 | 0 | 0 | 0 | 0
DemandResponse | 0 | 0 | 0 | 0 | 0 | 0
IGCC-CCS | 0 | 0 | 0 | 0 | 0 | 0
WT_off | 0 | 0 | 0 | 0 | 0 | 0
PseudoUnit | 0 | 0 | 0 | 0 | 0 | 0
FixedInterchange | 0 | 0 | 0 | 0 | 0 | 0
Retirements of Capacity by Reporting Type: NYISO_G-I
ReportingType | 2015 | 2020 | 2025 | 2030 | 2035 | 2040
BM | 0 | 0 | 0 | 0 | 0 | 0
CC | 0 | 0 | 0 | 0 | 0 | 0
CSP | 0 | 0 | 0 | 0 | 0 | 0
CT | 0 | 0 | 0 | 0 | 0 | 0
Coal | 368.2 | 0 | 0 | 0 | 0 | 0
Geo | 0 | 0 | 0 | 0 | 0 | 0
H | 0 | 0 | 0 | 0 | 0 | 0
LFG | 0 | 0 | 0 | 0 | 0 | 0
Nuc | 0 | 0 | 0 | 0 | 1019.6 | 1025
PS | 0 | 0 | 0 | 0 | 0 | 0
PV | 0 | 0 | 0 | 0 | 0 | 0
PeakG | 0 | 0 | 0 | 0 | 0 | 0
PeakO | 0 | 0 | 0 | 0 | 0 | 0
ST | 0 | 0 | 0 | 0 | 0 | 0
STOG | 2430.98 | 0 | 0 | 0 | 0 | 0
STWD | 0 | 0 | 0 | 0 | 0 | 0
WT | 0 | 0 | 0 | 0 | 0 | 0
IGCC | 0 | 0 | 0 | 0 | 0 | 0
DemandResponse | 0 | 0 | 0 | 0 | 0 | 0
IGCC-CCS | 0 | 0 | 0 | 0 | 0 | 0
WT_off | 0 | 0 | 0 | 0 | 0 | 0
PseudoUnit | 0 | 0 | 0 | 0 | 0 | 0
FixedInterchange | 0 | 0 | 0 | 0 | 0 | 0
Retirements of Capacity by Reporting Type: NYISO_J-K
ReportingType | 2015 | 2020 | 2025 | 2030 | 2035 | 2040
BM | 0 | 0 | 0 | 0 | 0 | 0
CC | 0 | 0 | 0 | 0 | 0 | 0
CSP | 0 | 0 | 0 | 0 | 0 | 0
CT | 0 | 0 | 0 | 0 | 0 | 0
Coal | 0 | 0 | 0 | 0 | 0 | 0
Geo | 0 | 0 | 0 | 0 | 0 | 0
H | 0 | 0 | 0 | 0 | 0 | 0
LFG | 0 | 0 | 0 | 0 | 0 | 0
Nuc | 0 | 0 | 0 | 0 | 0 | 0
PS | 0 | 0 | 0 | 0 | 0 | 0
PV | 0 | 0 | 0 | 0 | 0 | 0
PeakG | 0 | 0 | 0 | 0 | 0 | 0
PeakO | 0 | 0 | 0 | 0 | 0 | 0
ST | 0 | 0 | 0 | 0 | 0 | 0
STOG | 3377.53 | 0 | 0 | 0 | 0 | 0
STWD | 0 | 0 | 0 | 0 | 0 | 0
WT | 0 | 0 | 0 | 0 | 0 | 0
IGCC | 0 | 0 | 0 | 0 | 0 | 0
DemandResponse | 0 | 0 | 0 | 0 | 0 | 0
IGCC-CCS | 0 | 0 | 0 | 0 | 0 | 0
WT_off | 0 | 0 | 0 | 0 | 0 | 0
PseudoUnit | 0 | 0 | 0 | 0 | 0 | 0
FixedInterchange | 0 | 0 | 0 | 0 | 0 | 0
Retirements of Capacity by Reporting Type: PJM_E
ReportingType | 2015 | 2020 | 2025 | 2030 | 2035 | 2040
BM | 0 | 0 | 0 | 0 | 0 | 0
CC | 0 | 0 | 0 | 0 | 618.3 | 81.92
CSP | 0 | 0 | 0 | 0 | 0 | 0
CT | 0 | 0 | 0 | 0 | 0 | 26.2
Coal | 2804 | 0 | 1048.99 | 0 | 0 | 0
Geo | 0 | 0 | 0 | 0 | 0 | 0
H | 0 | 0 | 0 | 0 | 0 | 0
LFG | 0 | 0 | 0 | 0 | 0 | 0
Nuc | 0 | 614.5 | 0 | 0 | 2224 | 1174
PS | 0 | 0 | 0 | 0 | 0 | 0
PV | 0 | 0 | 0 | 0 | 0 | 0
PeakG | 268.5 | 0 | 0 | 0 | 0 | 0
PeakO | 2.7 | 0 | 0 | 0 | 0 | 0
ST | 0 | 0 | 0 | 0 | 0 | 0
STOG | 629.5 | 0 | 2622.49 | 0 | 0 | 0
STWD | 0 | 0 | 0 | 0 | 0 | 0
WT | 0 | 0 | 0 | 0 | 0 | 0
IGCC | 0 | 0 | 0 | 0 | 0 | 0
DemandResponse | 0 | 0 | 0 | 0 | 0 | 0
IGCC-CCS | 0 | 0 | 0 | 0 | 0 | 0
WT_off | 0 | 0 | 0 | 0 | 0 | 0
PseudoUnit | 0 | 0 | 0 | 0 | 0 | 0
FixedInterchange | 0 | 0 | 0 | 0 | 0 | 0
Retirements of Capacity by Reporting Type: PJM_ROM
ReportingType | 2015 | 2020 | 2025 | 2030 | 2035 | 2040
BM | 0 | 0 | 0 | 0 | 0 | 0
CC | 0 | 0 | 0 | 0 | 0 | 225.99
CSP | 0 | 0 | 0 | 0 | 0 | 0
CT | 0 | 0 | 0 | 0 | 0 | 0
Coal | 13982.48 | 1234 | 1164 | 0 | 0 | 0
Geo | 0 | 0 | 0 | 0 | 0 | 0
H | 0 | 0 | 0 | 0 | 0 | 0
LFG | 0 | 0 | 0 | 0 | 0 | 0
Nuc | 0 | 0 | 0 | 0 | 1732 | 899
PS | 0 | 0 | 0 | 0 | 0 | 0
PV | 0 | 0 | 0 | 0 | 0 | 0
PeakG | 0 | 0 | 0 | 0 | 0 | 0
PeakO | 270 | 0 | 0 | 0 | 0 | 1565.99
ST | 0 | 0 | 0 | 0 | 0 | 0
STOG | 580 | 0 | 46.82 | 0 | 0 | 3482.18
STWD | 0 | 0 | 0 | 0 | 0 | 0
WT | 0 | 0 | 0 | 0 | 0 | 0
IGCC | 0 | 0 | 0 | 0 | 0 | 0
DemandResponse | 0 | 0 | 0 | 0 | 0 | 0
IGCC-CCS | 0 | 0 | 0 | 0 | 0 | 0
WT_off | 0 | 0 | 0 | 0 | 0 | 0
PseudoUnit | 0 | 0 | 0 | 0 | 0 | 0
FixedInterchange | 0 | 0 | 0 | 0 | 0 | 0
Retirements of Capacity by Reporting Type: PJM_ROR
ReportingType | 2015 | 2020 | 2025 | 2030 | 2035 | 2040
BM | 0 | 0 | 0 | 0 | 0 | 0
CC | 0 | 0 | 0 | 0 | 173.99 | 10151.53
CSP | 0 | 0 | 0 | 0 | 0 | 0
CT | 0 | 0 | 0 | 0 | 0 | 0
Coal | 44296.06 | 8095.02 | 6177.06 | 0 | 0 | 0
Geo | 0 | 0 | 0 | 0 | 0 | 0
H | 0 | 0 | 0 | 0 | 0 | 0
LFG | 0 | 0 | 0 | 0 | 0 | 0
Nuc | 0 | 0 | 0 | 867 | 4275 | 4883.16
PS | 0 | 0 | 0 | 0 | 0 | 0
PV | 0 | 0 | 0 | 0 | 0 | 0
PeakG | 0 | 0 | 0 | 0 | 0 | 0
PeakO | 19 | 0 | 0 | 0 | 0 | 1741.99
ST | 0 | 0 | 0 | 0 | 0 | 0
STOG | 0 | 0 | 35 | 0 | 0 | 2087
STWD | 0 | 0 | 0 | 0 | 0 | 0
WT | 0 | 0 | 0 | 0 | 0 | 0
IGCC | 0 | 0 | 0 | 0 | 0 | 0
DemandResponse | 0 | 0 | 0 | 0 | 0 | 0
IGCC-CCS | 0 | 0 | 0 | 0 | 0 | 0
WT_off | 0 | 0 | 0 | 0 | 0 | 0
PseudoUnit | 0 | 0 | 0 | 0 | 0 | 0
FixedInterchange | 0 | 0 | 0 | 0 | 0 | 0
Retirements of Capacity by Reporting Type: SOCO
ReportingType | 2015 | 2020 | 2025 | 2030 | 2035 | 2040
BM | 0 | 0 | 0 | 0 | 0 | 0
CC | 0 | 0 | 0 | 0 | 8857.81 | 5135.28
CSP | 0 | 0 | 0 | 0 | 0 | 0
CT | 0 | 0 | 0 | 0 | 0 | 0
Coal | 19237.98 | 3353.98 | 2051.72 | 0 | 0 | 0
Geo | 0 | 0 | 0 | 0 | 0 | 0
H | 0 | 0 | 0 | 0 | 0 | 0
LFG | 0 | 0 | 0 | 0 | 0 | 0
Nuc | 0 | 0 | 0 | 0 | 0 | 2645.05
PS | 0 | 0 | 0 | 0 | 0 | 0
PV | 0 | 0 | 0 | 0 | 0 | 0
PeakG | 210 | 0 | 0 | 0 | 5647.78 | 0
PeakO | 1139 | 0 | 0 | 0 | 0 | 0
ST | 0 | 0 | 0 | 0 | 0 | 0
STOG | 854 | 0 | 0 | 0 | 0 | 0
STWD | 0 | 0 | 0 | 0 | 0 | 0
WT | 0 | 0 | 0 | 0 | 0 | 0
IGCC | 0 | 0 | 0 | 0 | 0 | 0
DemandResponse | 0 | 0 | 0 | 0 | 0 | 0
IGCC-CCS | 0 | 0 | 0 | 0 | 0 | 0
WT_off | 0 | 0 | 0 | 0 | 0 | 0
PseudoUnit | 0 | 0 | 0 | 0 | 0 | 0
FixedInterchange | 0 | 0 | 0 | 0 | 0 | 0
Retirements of Capacity by Reporting Type: SPP_N
ReportingType | 2015 | 2020 | 2025 | 2030 | 2035 | 2040
BM | 0 | 0 | 0 | 0 | 0 | 0
CC | 0 | 0 | 0 | 0 | 0 | 0
CSP | 0 | 0 | 0 | 0 | 0 | 0
CT | 0 | 0 | 0 | 0 | 0 | 0
Coal | 1036.83 | 2396.62 | 3405.05 | 1044 | 0 | 0
Geo | 0 | 0 | 0 | 0 | 0 | 0
H | 0 | 0 | 0 | 0 | 0 | 0
LFG | 0 | 0 | 0 | 0 | 0 | 0
Nuc | 0 | 0 | 0 | 0 | 0 | 0
PS | 0 | 0 | 0 | 0 | 0 | 0
PV | 0 | 0 | 0 | 0 | 0 | 0
PeakG | 0 | 0 | 0 | 0 | 0 | 0
PeakO | 0 | 0 | 0 | 0 | 0 | 0
ST | 0 | 0 | 0 | 0 | 0 | 0
STOG | 53.74 | 0 | 0 | 0 | 255.34 | 0
STWD | 0 | 0 | 0 | 0 | 0 | 0
WT | 0 | 0 | 0 | 0 | 0 | 0
IGCC | 0 | 0 | 0 | 0 | 0 | 0
DemandResponse | 0 | 0 | 0 | 0 | 0 | 0
IGCC-CCS | 0 | 0 | 0 | 0 | 0 | 0
WT_off | 0 | 0 | 0 | 0 | 0 | 0
PseudoUnit | 0 | 0 | 0 | 0 | 0 | 0
FixedInterchange | 0 | 0 | 0 | 0 | 0 | 0
Retirements of Capacity by Reporting Type: SPP_S
ReportingType | 2015 | 2020 | 2025 | 2030 | 2035 | 2040
BM | 0 | 0 | 0 | 0 | 0 | 0
CC | 0 | 0 | 0 | 0 | 0 | 0
CSP | 0 | 0 | 0 | 0 | 0 | 0
CT | 0 | 0 | 0 | 0 | 0 | 0
Coal | 4085.12 | 2646.96 | 5648.81 | 759.02 | 0 | 0
Geo | 0 | 0 | 0 | 0 | 0 | 0
H | 0 | 0 | 0 | 0 | 0 | 0
LFG | 0 | 0 | 0 | 0 | 0 | 0
Nuc | 0 | 0 | 0 | 0 | 0 | 0
PS | 0 | 0 | 0 | 0 | 0 | 0
PV | 0 | 0 | 0 | 0 | 0 | 0
PeakG | 0 | 0 | 0 | 0 | 0 | 0
PeakO | 0 | 0 | 0 | 0 | 0 | 0
ST | 0 | 0 | 0 | 0 | 0 | 0
STOG | 1918.88 | 0 | 0 | 0 | 983.07 | 0
STWD | 0 | 0 | 0 | 0 | 0 | 0
WT | 0 | 0 | 0 | 0 | 0 | 0
IGCC | 0 | 0 | 0 | 0 | 0 | 0
DemandResponse | 0 | 0 | 0 | 0 | 0 | 0
IGCC-CCS | 0 | 0 | 0 | 0 | 0 | 0
WT_off | 0 | 0 | 0 | 0 | 0 | 0
PseudoUnit | 0 | 0 | 0 | 0 | 0 | 0
FixedInterchange | 0 | 0 | 0 | 0 | 0 | 0
Retirements of Capacity by Reporting Type: TVA
ReportingType | 2015 | 2020 | 2025 | 2030 | 2035 | 2040
BM | 0 | 0 | 0 | 0 | 0 | 0
CC | 0 | 0 | 0 | 44.19 | 369.41 | 7016.48
CSP | 0 | 0 | 0 | 0 | 0 | 0
CT | 0 | 0 | 0 | 0 | 0 | 0
Coal | 12122.04 | 757.01 | 1839.95 | 440 | 0 | 0
Geo | 0 | 0 | 0 | 0 | 0 | 0
H | 0 | 0 | 0 | 0 | 0 | 0
LFG | 0 | 0 | 0 | 0 | 0 | 0
Nuc | 0 | 0 | 0 | 0 | 2512.33 | 1278.67
PS | 0 | 0 | 0 | 0 | 0 | 0
PV | 0 | 0 | 0 | 0 | 0 | 0
PeakG | 0 | 0 | 0 | 198.4 | 0 | 0
PeakO | 0 | 0 | 0 | 83 | 0 | 0
ST | 0 | 0 | 0 | 0 | 0 | 0
STOG | 0 | 0 | 0 | 0 | 0 | 0
STWD | 0 | 0 | 0 | 0 | 0 | 0
WT | 0 | 0 | 0 | 0 | 0 | 0
IGCC | 0 | 0 | 0 | 0 | 0 | 0
DemandResponse | 0 | 0 | 0 | 0 | 0 | 0
IGCC-CCS | 0 | 0 | 0 | 0 | 0 | 0
WT_off | 0 | 0 | 0 | 0 | 0 | 0
PseudoUnit | 0 | 0 | 0 | 0 | 0 | 0
FixedInterchange | 0 | 0 | 0 | 0 | 0 | 0
Retirements of Capacity by Reporting Type: TVA_Transmission
ReportingType | 2015 | 2020 | 2025 | 2030 | 2035 | 2040
BM | 0 | 0 | 0 | 0 | 0 | 0
CC | 0 | 0 | 0 | 0 | 0 | 0
CSP | 0 | 0 | 0 | 0 | 0 | 0
CT | 0 | 0 | 0 | 0 | 0 | 0
Coal | 0 | 0 | 0 | 0 | 0 | 0
Geo | 0 | 0 | 0 | 0 | 0 | 0
H | 0 | 0 | 0 | 0 | 0 | 0
LFG | 0 | 0 | 0 | 0 | 0 | 0
Nuc | 0 | 0 | 0 | 0 | 0 | 0
PS | 0 | 0 | 0 | 0 | 0 | 0
PV | 0 | 0 | 0 | 0 | 0 | 0
PeakG | 0 | 0 | 0 | 0 | 0 | 0
PeakO | 0 | 0 | 0 | 0 | 0 | 0
ST | 0 | 0 | 0 | 0 | 0 | 0
STOG | 0 | 0 | 0 | 0 | 0 | 0
STWD | 0 | 0 | 0 | 0 | 0 | 0
WT | 0 | 0 | 0 | 0 | 0 | 0
IGCC | 0 | 0 | 0 | 0 | 0 | 0
DemandResponse | 0 | 0 | 0 | 0 | 0 | 0
IGCC-CCS | 0 | 0 | 0 | 0 | 0 | 0
WT_off | 0 | 0 | 0 | 0 | 0 | 0
PseudoUnit | 0 | 0 | 0 | 0 | 0 | 0
FixedInterchange | 0 | 0 | 0 | 0 | 0 | 0
Retirements of Capacity by Reporting Type: VACAR
ReportingType | 2015 | 2020 | 2025 | 2030 | 2035 | 2040
BM | 0 | 0 | 0 | 0 | 0 | 0
CC | 0 | 0 | 0 | 0 | 2926.21 | 9205.73
CSP | 0 | 0 | 0 | 0 | 0 | 0
CT | 0 | 0 | 0 | 0 | 0 | 717.23
Coal | 15697.73 | 1842.48 | 1009.14 | 6.62 | 420 | 0
Geo | 0 | 0 | 0 | 0 | 0 | 0
H | 0 | 0 | 0 | 0 | 0 | 0
LFG | 0 | 0 | 0 | 0 | 0 | 0
Nuc | 0 | 0 | 0 | 0 | 3248 | 1858
PS | 0 | 0 | 0 | 0 | 0 | 0
PV | 0 | 0 | 0 | 0 | 0 | 0
PeakG | 0 | 0 | 0 | 0 | 4124.79 | 0
PeakO | 0 | 0 | 0 | 0 | 1268 | 0
ST | 0 | 0 | 0 | 0 | 0 | 0
STOG | 0 | 0 | 0 | 0 | 92 | 0
STWD | 0 | 0 | 0 | 0 | 0 | 0
WT | 0 | 0 | 0 | 0 | 0 | 0
IGCC | 0 | 0 | 0 | 0 | 0 | 0
DemandResponse | 0 | 0 | 0 | 0 | 0 | 0
IGCC-CCS | 0 | 0 | 0 | 0 | 0 | 0
WT_off | 0 | 0 | 0 | 0 | 0 | 0
PseudoUnit | 0 | 0 | 0 | 0 | 0 | 0
FixedInterchange | 0 | 0 | 0 | 0 | 0 | 0
Retirements of Capacity by Reporting Type: IESO
ReportingType | 2015 | 2020 | 2025 | 2030 | 2035 | 2040
BM | 0 | 0 | 0 | 0 | 0 | 0
CC | 5943 | 0 | 0 | 0 | 0 | 0
CSP | 0 | 0 | 0 | 0 | 0 | 0
CT | 0 | 0 | 0 | 0 | 368 | 0
Coal | 6416 | 0 | 0 | 0 | 0 | 0
Geo | 0 | 0 | 0 | 0 | 0 | 0
H | 0 | 0 | 0 | 0 | 0 | 0
LFG | 0 | 0 | 0 | 0 | 0 | 0
Nuc | 0 | 0 | 0 | 0 | 1030 | 1540
PS | 0 | 0 | 0 | 0 | 0 | 0
PV | 0 | 0 | 0 | 0 | 1067.26 | 0
PeakG | 583.98 | 0 | 0 | 0 | 0 | 0
PeakO | 175 | 0 | 0 | 0 | 0 | 0
ST | 0 | 0 | 0 | 0 | 0 | 0
STOG | 2126 | 0 | 0 | 0 | 0 | 0
STWD | 0 | 0 | 0 | 0 | 0 | 0
WT | 0 | 0 | 0 | 0 | 0 | 0
IGCC | 0 | 0 | 0 | 0 | 0 | 0
DemandResponse | 0 | 0 | 0 | 0 | 0 | 0
IGCC-CCS | 0 | 0 | 0 | 0 | 0 | 0
WT_off | 0 | 0 | 0 | 0 | 0 | 0
PseudoUnit | 0 | 0 | 0 | 0 | 0 | 0
FixedInterchange | 0 | 0 | 0 | 0 | 0 | 0
Retirements of Capacity by Reporting Type: MAPP_CA
ReportingType | 2015 | 2020 | 2025 | 2030 | 2035 | 2040
BM | 0 | 0 | 0 | 0 | 0 | 0
CC | 0 | 0 | 731 | 0 | 0 | 281.76
CSP | 0 | 0 | 0 | 0 | 0 | 0
CT | 0 | 0 | 0 | 0 | 0 | 0
Coal | 1076.84 | 560.33 | 108.73 | 0 | 0 | 0
Geo | 0 | 0 | 0 | 0 | 0 | 0
H | 0 | 0 | 0 | 0 | 0 | 0
LFG | 0 | 0 | 0 | 0 | 0 | 0
Nuc | 0 | 0 | 0 | 0 | 0 | 0
PS | 0 | 0 | 0 | 0 | 0 | 0
PV | 0 | 0 | 0 | 0 | 0 | 0
PeakG | 0 | 0 | 558.99 | 0.01 | 0 | 0
PeakO | 0 | 0 | 4 | 0 | 0 | 0
ST | 0 | 0 | 0 | 0 | 0 | 0
STOG | 0 | 0 | 126 | 0 | 0 | 0
STWD | 0 | 0 | 0 | 0 | 0 | 0
WT | 0 | 0 | 0 | 0 | 302.4 | 0
IGCC | 0 | 0 | 0 | 0 | 0 | 0
DemandResponse | 0 | 0 | 0 | 0 | 0 | 0
IGCC-CCS | 0 | 0 | 0 | 0 | 0 | 0
WT_off | 0 | 0 | 0 | 0 | 0 | 0
PseudoUnit | 0 | 0 | 0 | 0 | 0 | 0
FixedInterchange | 0 | 0 | 0 | 0 | 0 | 0
Retirements of Capacity by Reporting Type: AZ_NM_SNV_Coal
ReportingType | 2015 | 2020 | 2025 | 2030 | 2035 | 2040
BM | 0 | 0 | 0 | 0 | 0 | 0
CC | 0 | 0 | 0 | 0 | 0 | 0
CSP | 0 | 0 | 0 | 0 | 0 | 0
CT | 0 | 0 | 0 | 0 | 0 | 0
Coal | 4234.69 | 3581.29 | 1969.92 | 0 | 280.09 | 0
Geo | 0 | 0 | 0 | 0 | 0 | 0
H | 0 | 0 | 0 | 0 | 0 | 0
LFG | 0 | 0 | 0 | 0 | 0 | 0
Nuc | 0 | 0 | 0 | 0 | 0 | 0
PS | 0 | 0 | 0 | 0 | 0 | 0
PV | 0 | 0 | 0 | 0 | 0 | 0
PeakG | 0 | 0 | 0 | 0 | 0 | 0
PeakO | 0 | 0 | 0 | 0 | 0 | 0
ST | 0 | 0 | 0 | 0 | 0 | 0
STOG | 0 | 0 | 0 | 0 | 0 | 0
STWD | 0 | 0 | 0 | 0 | 0 | 0
WT | 0 | 0 | 0 | 0 | 0 | 0
IGCC | 0 | 0 | 0 | 0 | 0 | 0
DemandResponse | 0 | 0 | 0 | 0 | 0 | 0
IGCC-CCS | 0 | 0 | 0 | 0 | 0 | 0
WT_off | 0 | 0 | 0 | 0 | 0 | 0
PseudoUnit | 0 | 0 | 0 | 0 | 0 | 0
FixedInterchange | 0 | 0 | 0 | 0 | 0 | 0
Retirements of Capacity by Reporting Type: AZ_NM_SNV_Gas
ReportingType | 2015 | 2020 | 2025 | 2030 | 2035 | 2040
BM | 0 | 0 | 0 | 0 | 0 | 0
CC | 24.85 | 0 | 0 | 0 | 5957.76 | 1715.61
CSP | 0 | 0 | 0 | 0 | 0 | 0
CT | 0 | 0 | 0 | 0 | 736 | 0
Coal | 0 | 0 | 0 | 0 | 0 | 0
Geo | 0 | 0 | 0 | 0 | 0 | 0
H | 0 | 0 | 0 | 0 | 0 | 0
LFG | 0 | 0 | 0 | 0 | 0 | 0
Nuc | 0 | 0 | 0 | 0 | 0 | 0
PS | 0 | 0 | 0 | 0 | 0 | 0
PV | 0 | 0 | 0 | 0 | 0 | 0
PeakG | 0 | 0 | 0 | 0 | 0 | 0
PeakO | 0 | 0 | 0 | 0 | 0 | 0
ST | 0 | 0 | 0 | 0 | 0 | 0
STOG | 2064 | 0 | 0 | 0 | 0 | 0
STWD | 0 | 0 | 0 | 0 | 0 | 0
WT | 0 | 0 | 0 | 0 | 0 | 0
IGCC | 0 | 0 | 0 | 0 | 0 | 0
DemandResponse | 0 | 0 | 0 | 0 | 0 | 0
IGCC-CCS | 0 | 0 | 0 | 0 | 0 | 0
WT_off | 0 | 0 | 0 | 0 | 0 | 0
PseudoUnit | 0 | 0 | 0 | 0 | 0 | 0
FixedInterchange | 0 | 0 | 0 | 0 | 0 | 0
Retirements of Capacity by Reporting Type: AZ_NM_SNV_NucRenew
ReportingType | 2015 | 2020 | 2025 | 2030 | 2035 | 2040
BM | 0 | 0 | 0 | 0 | 0 | 0
CC | 0 | 0 | 0 | 0 | 0 | 0
CSP | 65 | 0 | 0 | 0 | 0 | 0
CT | 0 | 0 | 0 | 0 | 0 | 0
Coal | 0 | 0 | 0 | 0 | 0 | 0
Geo | 0 | 0 | 0 | 0 | 0 | 0
H | 0 | 0 | 0 | 0 | 0 | 0
LFG | 0 | 0 | 0 | 0 | 0 | 0
Nuc | 0 | 0 | 0 | 0 | 0 | 0
PS | 0 | 0 | 0 | 0 | 0 | 0
PV | 0 | 0 | 0 | 0 | 0 | 0
PeakG | 0 | 0 | 0 | 0 | 0 | 0
PeakO | 0 | 0 | 0 | 0 | 0 | 0
ST | 0 | 0 | 0 | 0 | 0 | 0
STOG | 0 | 0 | 0 | 0 | 0 | 0
STWD | 0 | 0 | 0 | 0 | 0 | 0
WT | 0 | 0 | 0 | 0 | 0 | 0
IGCC | 0 | 0 | 0 | 0 | 0 | 0
DemandResponse | 0 | 0 | 0 | 0 | 0 | 0
IGCC-CCS | 0 | 0 | 0 | 0 | 0 | 0
WT_off | 0 | 0 | 0 | 0 | 0 | 0
PseudoUnit | 0 | 0 | 0 | 0 | 0 | 0
FixedInterchange | 0 | 0 | 0 | 0 | 0 | 0
Retirements of Capacity by Reporting Type: ERCOT
ReportingType | 2015 | 2020 | 2025 | 2030 | 2035 | 2040
BM | 0 | 0 | 0 | 0 | 0 | 0
CC | 0 | 0 | 0 | 0 | 4632.32 | 5224.38
CSP | 0 | 0 | 0 | 0 | 0 | 0
CT | 0 | 0 | 0 | 0 | 250 | 0
Coal | 15789.86 | 857 | 560 | 0 | 0 | 0
Geo | 0 | 0 | 0 | 0 | 0 | 0
H | 0 | 0 | 0 | 0 | 0 | 0
LFG | 0 | 0 | 0 | 0 | 0 | 0
Nuc | 0 | 0 | 0 | 0 | 0 | 0
PS | 0 | 0 | 0 | 0 | 0 | 0
PV | 0 | 0 | 0 | 0 | 14 | 0
PeakG | 0 | 0 | 0 | 0 | 0 | 0
PeakO | 0 | 0 | 0 | 0 | 0 | 0
ST | 0 | 0 | 0 | 0 | 0 | 0
STOG | 4317.88 | 645.39 | 2701.32 | 2664.94 | 8603.47 | 0
STWD | 0 | 0 | 0 | 0 | 0 | 0
WT | 0 | 0 | 0 | 0 | 0 | 0
IGCC | 0 | 0 | 0 | 0 | 0 | 0
DemandResponse | 0 | 0 | 0 | 0 | 0 | 0
IGCC-CCS | 0 | 0 | 0 | 0 | 0 | 0
WT_off | 0 | 0 | 0 | 0 | 0 | 0
PseudoUnit | 0 | 0 | 0 | 0 | 0 | 0
FixedInterchange | 0 | 0 | 0 | 0 | 0 | 0
Retirements of Capacity by Reporting Type: NP15
ReportingType | 2015 | 2020 | 2025 | 2030 | 2035 | 2040
BM | 0 | 0 | 0 | 0 | 0 | 0
CC | 0 | 0 | 0 | 0 | 0 | 4171.04
CSP | 0 | 0 | 0 | 0 | 0 | 0
CT | 0 | 0 | 0 | 0 | 212.58 | 0
Coal | 163.7 | 28.2 | 0 | 0 | 0 | 0
Geo | 0 | 0 | 0 | 0 | 0 | 0
H | 0 | 0 | 0 | 0 | 0 | 0
LFG | 0 | 0 | 0 | 0 | 0 | 0
Nuc | 0 | 0 | 0 | 0 | 0 | 0
PS | 0 | 0 | 0 | 0 | 0 | 0
PV | 0 | 0 | 0 | 0 | 0 | 0
PeakG | 0 | 0 | 0 | 0 | 0 | 0
PeakO | 156 | 0 | 0 | 0 | 0 | 0
ST | 0 | 0 | 0 | 0 | 0 | 0
STOG | 2178.29 | 0 | 0 | 0 | 733.53 | 0
STWD | 0 | 0 | 0 | 0 | 0 | 0
WT | 0 | 0 | 0 | 0 | 0 | 0
IGCC | 0 | 0 | 0 | 0 | 0 | 0
DemandResponse | 0 | 0 | 0 | 0 | 0 | 0
IGCC-CCS | 0 | 0 | 0 | 0 | 0 | 0
WT_off | 0 | 0 | 0 | 0 | 0 | 0
PseudoUnit | 0 | 0 | 0 | 0 | 0 | 0
FixedInterchange | 0 | 0 | 0 | 0 | 0 | 0
Retirements of Capacity by Reporting Type: NWPP_Coal
ReportingType | 2015 | 2020 | 2025 | 2030 | 2035 | 2040
BM | 0 | 0 | 0 | 0 | 0 | 0
CC | 0 | 0 | 0 | 0 | 0 | 0
CSP | 0 | 0 | 0 | 0 | 0 | 0
CT | 0 | 0 | 0 | 0 | 0 | 0
Coal | 8237 | 4536.4 | 0 | 783.3 | 0 | 0
Geo | 0 | 0 | 0 | 0 | 0 | 0
H | 0 | 0 | 0 | 0 | 0 | 0
LFG | 0 | 0 | 0 | 0 | 0 | 0
Nuc | 0 | 0 | 0 | 0 | 0 | 0
PS | 0 | 0 | 0 | 0 | 0 | 0
PV | 0 | 0 | 0 | 0 | 0 | 0
PeakG | 0 | 0 | 0 | 0 | 0 | 0
PeakO | 183 | 0 | 0 | 0 | 0 | 0
ST | 0 | 0 | 0 | 0 | 0 | 0
STOG | 0 | 0 | 0 | 0 | 0 | 0
STWD | 0 | 0 | 0 | 0 | 0 | 0
WT | 0 | 0 | 0 | 0 | 0 | 0
IGCC | 0 | 0 | 0 | 0 | 0 | 0
DemandResponse | 0 | 0 | 0 | 0 | 0 | 0
IGCC-CCS | 0 | 0 | 0 | 0 | 0 | 0
WT_off | 0 | 0 | 0 | 0 | 0 | 0
PseudoUnit | 0 | 0 | 0 | 0 | 0 | 0
FixedInterchange | 0 | 0 | 0 | 0 | 0 | 0
Retirements of Capacity by Reporting Type: NWPP_Gas
ReportingType | 2015 | 2020 | 2025 | 2030 | 2035 | 2040
BM | 0 | 0 | 0 | 0 | 0 | 0
CC | 1678 | 0 | 0 | 0 | 6327 | 300
CSP | 0 | 0 | 0 | 0 | 0 | 0
CT | 0 | 0 | 0 | 0 | 150 | 0
Coal | 0 | 0 | 0 | 0 | 0 | 0
Geo | 0 | 0 | 0 | 0 | 0 | 0
H | 0 | 0 | 0 | 0 | 0 | 0
LFG | 0 | 0 | 0 | 0 | 0 | 0
Nuc | 0 | 0 | 0 | 0 | 0 | 0
PS | 0 | 0 | 0 | 0 | 0 | 0
PV | 0 | 0 | 0 | 0 | 0 | 0
PeakG | 2623 | 0 | 0 | 0 | 0 | 0
PeakO | 0 | 0 | 0 | 0 | 0 | 0
ST | 0 | 0 | 0 | 0 | 0 | 0
STOG | 786 | 0 | 0 | 0 | 0 | 0
STWD | 0 | 0 | 0 | 0 | 0 | 0
WT | 0 | 0 | 0 | 0 | 0 | 0
IGCC | 0 | 0 | 0 | 0 | 0 | 0
DemandResponse | 0 | 0 | 0 | 0 | 0 | 0
IGCC-CCS | 0 | 0 | 0 | 0 | 0 | 0
WT_off | 0 | 0 | 0 | 0 | 0 | 0
PseudoUnit | 0 | 0 | 0 | 0 | 0 | 0
FixedInterchange | 0 | 0 | 0 | 0 | 0 | 0
Retirements of Capacity by Reporting Type: NWPP_NucRenew
ReportingType | 2015 | 2020 | 2025 | 2030 | 2035 | 2040
BM | 0 | 0 | 0 | 0 | 0 | 0
CC | 0 | 0 | 0 | 0 | 0 | 0
CSP | 0 | 0 | 0 | 0 | 0 | 0
CT | 0 | 0 | 0 | 0 | 0 | 0
Coal | 0 | 0 | 0 | 0 | 0 | 0
Geo | 4.8 | 0 | 0 | 0 | 0 | 0
H | 0 | 0 | 0 | 0 | 0 | 0
LFG | 0 | 0 | 0 | 0 | 0 | 0
Nuc | 0 | 0 | 0 | 0 | 0 | 0
PS | 0 | 0 | 0 | 0 | 0 | 0
PV | 0 | 0 | 0 | 0 | 0 | 0
PeakG | 0 | 0 | 0 | 0 | 0 | 0
PeakO | 0 | 0 | 0 | 0 | 0 | 0
ST | 0 | 0 | 0 | 0 | 0 | 0
STOG | 0 | 0 | 0 | 0 | 0 | 0
STWD | 0 | 0 | 0 | 0 | 0 | 0
WT | 0 | 0 | 0 | 0 | 0 | 0
IGCC | 0 | 0 | 0 | 0 | 0 | 0
DemandResponse | 0 | 0 | 0 | 0 | 0 | 0
IGCC-CCS | 0 | 0 | 0 | 0 | 0 | 0
WT_off | 0 | 0 | 0 | 0 | 0 | 0
PseudoUnit | 0 | 0 | 0 | 0 | 0 | 0
FixedInterchange | 0 | 0 | 0 | 0 | 0 | 0
Retirements of Capacity by Reporting Type: RMPA
ReportingType | 2015 | 2020 | 2025 | 2030 | 2035 | 2040
BM | 0 | 0 | 0 | 0 | 0 | 0
CC | 0 | 0 | 0 | 0 | 734.05 | 912.62
CSP | 1 | 0 | 0 | 0 | 0 | 0
CT | 0 | 0 | 0 | 0 | 152 | 0
Coal | 1756 | 1882.05 | 3149.94 | 0 | 0 | 0
Geo | 0 | 0 | 0 | 0 | 0 | 0
H | 0 | 0 | 0 | 0 | 0 | 0
LFG | 0 | 0 | 0 | 0 | 0 | 0
Nuc | 0 | 0 | 0 | 0 | 0 | 0
PS | 0 | 0 | 0 | 0 | 0 | 0
PV | 0 | 0 | 0 | 0 | 0 | 0
PeakG | 0 | 0 | 0 | 0 | 0 | 0
PeakO | 38.42 | 0 | 0 | 0 | 0 | 0
ST | 0 | 0 | 0 | 0 | 0 | 0
STOG | 217 | 0 | 0 | 0 | 0 | 0
STWD | 0 | 0 | 0 | 0 | 0 | 0
WT | 0 | 0 | 0 | 0 | 0 | 0
IGCC | 0 | 0 | 0 | 0 | 0 | 0
DemandResponse | 0 | 0 | 0 | 0 | 0 | 0
IGCC-CCS | 0 | 0 | 0 | 0 | 0 | 0
WT_off | 0 | 0 | 0 | 0 | 0 | 0
PseudoUnit | 0 | 0 | 0 | 0 | 0 | 0
FixedInterchange | 0 | 0 | 0 | 0 | 0 | 0
Retirements of Capacity by Reporting Type: SP15
ReportingType | 2015 | 2020 | 2025 | 2030 | 2035 | 2040
BM | 0 | 0 | 0 | 0 | 0 | 0
CC | 0 | 0 | 0 | 0 | 0 | 0
CSP | 409 | 0 | 0 | 0 | 0 | 0
CT | 0 | 0 | 0 | 0 | 0 | 0
Coal | 57 | 185.69 | 0 | 0.01 | 0 | 0
Geo | 0 | 0 | 0 | 0 | 0 | 0
H | 0 | 0 | 0 | 0 | 0 | 0
LFG | 0 | 0 | 0 | 0 | 0 | 0
Nuc | 0 | 0 | 0 | 0 | 0 | 0
PS | 0 | 0 | 0 | 0 | 0 | 0
PV | 0 | 0 | 0 | 0 | 0 | 0
PeakG | 44 | 0 | 0 | 0 | 0 | 0
PeakO | 15 | 0 | 0 | 0 | 0 | 0
ST | 0 | 0 | 0 | 0 | 0 | 0
STOG | 3004.58 | 0 | 0 | 0 | 4905.79 | 0
STWD | 0 | 0 | 0 | 0 | 0 | 0
WT | 126.2 | 0 | 0 | 0 | 0 | 0
IGCC | 0 | 0 | 0 | 0 | 0 | 0
DemandResponse | 0 | 0 | 0 | 0 | 0 | 0
IGCC-CCS | 0 | 0 | 0 | 0 | 0 | 0
WT_off | 0 | 0 | 0 | 0 | 0 | 0
PseudoUnit | 0 | 0 | 0 | 0 | 0 | 0
FixedInterchange | 0 | 0 | 0 | 0 | 0 | 0
Retirements of Capacity by Reporting Type: ALB
ReportingType | 2015 | 2020 | 2025 | 2030 | 2035 | 2040
BM | 0 | 0 | 0 | 0 | 0 | 0
CC | 0 | 0 | 0 | 1952 | 250 | 0
CSP | 0 | 0 | 0 | 0 | 0 | 0
CT | 0 | 0 | 0 | 0 | 201.5 | 0
Coal | 83.55 | 228.61 | 191.78 | 5241.88 | 0 | 0
Geo | 0 | 0 | 0 | 0 | 0 | 0
H | 0 | 0 | 0 | 0 | 0 | 0
LFG | 0 | 0 | 0 | 0 | 0 | 0
Nuc | 0 | 0 | 0 | 0 | 0 | 0
PS | 0 | 0 | 0 | 0 | 0 | 0
PV | 0 | 0 | 0 | 0 | 0 | 0
PeakG | 1430.42 | 0 | 0 | 0 | 0 | 0
PeakO | 6 | 0 | 0 | 0 | 0 | 0
ST | 0 | 0 | 0 | 0 | 0 | 0
STOG | 186 | 0 | 0 | 0 | 0 | 0
STWD | 0 | 0 | 0 | 0 | 0 | 0
WT | 0 | 0 | 0 | 0 | 0 | 0
IGCC | 0 | 0 | 0 | 0 | 0 | 0
DemandResponse | 0 | 0 | 0 | 0 | 0 | 0
IGCC-CCS | 0 | 0 | 0 | 0 | 0 | 0
WT_off | 0 | 0 | 0 | 0 | 0 | 0
PseudoUnit | 0 | 0 | 0 | 0 | 0 | 0
FixedInterchange | 0 | 0 | 0 | 0 | 0 | 0
Retirements of Capacity by Reporting Type: BC
ReportingType | 2015 | 2020 | 2025 | 2030 | 2035 | 2040
BM | 0 | 0 | 0 | 0 | 0 | 0
CC | 0 | 0 | 0 | 0 | 37.62 | 694.77
CSP | 0 | 0 | 0 | 0 | 0 | 0
CT | 0 | 0 | 0 | 0 | 0 | 0
Coal | 0 | 0 | 0 | 0 | 0 | 0
Geo | 0 | 0 | 0 | 0 | 0 | 0
H | 0 | 0 | 0 | 0 | 0 | 0
LFG | 0 | 0 | 0 | 0 | 0 | 0
Nuc | 0 | 0 | 0 | 0 | 0 | 0
PS | 0 | 0 | 0 | 0 | 0 | 0
PV | 0 | 0 | 0 | 0 | 0 | 0
PeakG | 141 | 0 | 0 | 0 | 0 | 0
PeakO | 44 | 0 | 0 | 0 | 0 | 0
ST | 0 | 0 | 0 | 0 | 0 | 0
STOG | 938 | 0 | 0 | 0 | 0 | 0
STWD | 0 | 0 | 0 | 0 | 0 | 0
WT | 0 | 0 | 0 | 0 | 0 | 0
IGCC | 0 | 0 | 0 | 0 | 0 | 0
DemandResponse | 0 | 0 | 0 | 0 | 0 | 0
IGCC-CCS | 0 | 0 | 0 | 0 | 0 | 0
WT_off | 0 | 0 | 0 | 0 | 0 | 0
PseudoUnit | 0 | 0 | 0 | 0 | 0 | 0
FixedInterchange | 0 | 0 | 0 | 0 | 0 | 0
Retirements of Capacity by Reporting Type: HQ_IESO
ReportingType | 2015 | 2020 | 2025 | 2030 | 2035 | 2040
BM | 0 | 0 | 0 | 0 | 0 | 0
CC | 0 | 0 | 0 | 0 | 0 | 0
CSP | 0 | 0 | 0 | 0 | 0 | 0
CT | 0 | 0 | 0 | 0 | 0 | 0
Coal | 0 | 0 | 0 | 0 | 0 | 0
Geo | 0 | 0 | 0 | 0 | 0 | 0
H | 0 | 0 | 0 | 0 | 0 | 0
LFG | 0 | 0 | 0 | 0 | 0 | 0
Nuc | 0 | 0 | 0 | 0 | 0 | 0
PS | 0 | 0 | 0 | 0 | 0 | 0
PV | 0 | 0 | 0 | 0 | 0 | 0
PeakG | 0 | 0 | 0 | 0 | 0 | 0
PeakO | 0 | 0 | 0 | 0 | 0 | 0
ST | 0 | 0 | 0 | 0 | 0 | 0
STOG | 0 | 0 | 0 | 0 | 0 | 0
STWD | 0 | 0 | 0 | 0 | 0 | 0
WT | 0 | 0 | 0 | 0 | 0 | 0
IGCC | 0 | 0 | 0 | 0 | 0 | 0
DemandResponse | 0 | 0 | 0 | 0 | 0 | 0
IGCC-CCS | 0 | 0 | 0 | 0 | 0 | 0
WT_off | 0 | 0 | 0 | 0 | 0 | 0
PseudoUnit | 0 | 0 | 0 | 0 | 0 | 0
FixedInterchange | 0 | 0 | 0 | 0 | 0 | 0
Retirements of Capacity by Reporting Type: HQ_NEISO
ReportingType | 2015 | 2020 | 2025 | 2030 | 2035 | 2040
BM | 0 | 0 | 0 | 0 | 0 | 0
CC | 0 | 0 | 0 | 0 | 0 | 0
CSP | 0 | 0 | 0 | 0 | 0 | 0
CT | 0 | 0 | 0 | 0 | 0 | 0
Coal | 0 | 0 | 0 | 0 | 0 | 0
Geo | 0 | 0 | 0 | 0 | 0 | 0
H | 0 | 0 | 0 | 0 | 0 | 0
LFG | 0 | 0 | 0 | 0 | 0 | 0
Nuc | 0 | 0 | 0 | 0 | 0 | 0
PS | 0 | 0 | 0 | 0 | 0 | 0
PV | 0 | 0 | 0 | 0 | 0 | 0
PeakG | 0 | 0 | 0 | 0 | 0 | 0
PeakO | 0 | 0 | 0 | 0 | 0 | 0
ST | 0 | 0 | 0 | 0 | 0 | 0
STOG | 0 | 0 | 0 | 0 | 0 | 0
STWD | 0 | 0 | 0 | 0 | 0 | 0
WT | 0 | 0 | 0 | 0 | 0 | 0
IGCC | 0 | 0 | 0 | 0 | 0 | 0
DemandResponse | 0 | 0 | 0 | 0 | 0 | 0
IGCC-CCS | 0 | 0 | 0 | 0 | 0 | 0
WT_off | 0 | 0 | 0 | 0 | 0 | 0
PseudoUnit | 0 | 0 | 0 | 0 | 0 | 0
FixedInterchange | 0 | 0 | 0 | 0 | 0 | 0
Retirements of Capacity by Reporting Type: HQ_NY
ReportingType | 2015 | 2020 | 2025 | 2030 | 2035 | 2040
BM | 0 | 0 | 0 | 0 | 0 | 0
CC | 0 | 0 | 0 | 0 | 0 | 0
CSP | 0 | 0 | 0 | 0 | 0 | 0
CT | 0 | 0 | 0 | 0 | 0 | 0
Coal | 0 | 0 | 0 | 0 | 0 | 0
Geo | 0 | 0 | 0 | 0 | 0 | 0
H | 0 | 0 | 0 | 0 | 0 | 0
LFG | 0 | 0 | 0 | 0 | 0 | 0
Nuc | 0 | 0 | 0 | 0 | 0 | 0
PS | 0 | 0 | 0 | 0 | 0 | 0
PV | 0 | 0 | 0 | 0 | 0 | 0
PeakG | 0 | 0 | 0 | 0 | 0 | 0
PeakO | 0 | 0 | 0 | 0 | 0 | 0
ST | 0 | 0 | 0 | 0 | 0 | 0
STOG | 0 | 0 | 0 | 0 | 0 | 0
STWD | 0 | 0 | 0 | 0 | 0 | 0
WT | 0 | 0 | 0 | 0 | 0 | 0
IGCC | 0 | 0 | 0 | 0 | 0 | 0
DemandResponse | 0 | 0 | 0 | 0 | 0 | 0
IGCC-CCS | 0 | 0 | 0 | 0 | 0 | 0
WT_off | 0 | 0 | 0 | 0 | 0 | 0
PseudoUnit | 0 | 0 | 0 | 0 | 0 | 0
FixedInterchange | 0 | 0 | 0 | 0 | 0 | 0
Retirements of Capacity by Reporting Type: MARITIMES
ReportingType | 2015 | 2020 | 2025 | 2030 | 2035 | 2040
BM | 0 | 0 | 0 | 0 | 0 | 0
CC | 0 | 0 | 0 | 0 | 0 | 0
CSP | 0 | 0 | 0 | 0 | 0 | 0
CT | 0 | 0 | 0 | 0 | 0 | 0
Coal | 0 | 0 | 0 | 0 | 0 | 0
Geo | 0 | 0 | 0 | 0 | 0 | 0
H | 0 | 0 | 0 | 0 | 0 | 0
LFG | 0 | 0 | 0 | 0 | 0 | 0
Nuc | 0 | 0 | 0 | 0 | 0 | 0
PS | 0 | 0 | 0 | 0 | 0 | 0
PV | 0 | 0 | 0 | 0 | 0 | 0
PeakG | 0 | 0 | 0 | 0 | 0 | 0
PeakO | 0 | 0 | 0 | 0 | 0 | 0
ST | 0 | 0 | 0 | 0 | 0 | 0
STOG | 0 | 0 | 0 | 0 | 0 | 0
STWD | 0 | 0 | 0 | 0 | 0 | 0
WT | 0 | 0 | 0 | 0 | 0 | 0
IGCC | 0 | 0 | 0 | 0 | 0 | 0
DemandResponse | 0 | 0 | 0 | 0 | 0 | 0
IGCC-CCS | 0 | 0 | 0 | 0 | 0 | 0
WT_off | 0 | 0 | 0 | 0 | 0 | 0
PseudoUnit | 0 | 0 | 0 | 0 | 0 | 0
FixedInterchange | 0 | 0 | 0 | 0 | 0 | 0
Retirements of Capacity by Reporting Type: All
ReportingType | 2015 | 2020 | 2025 | 2030 | 2035 | 2040
BM | 0 | 0 | 0 | 0 | 0 | 0
CC | 8803.82 | 3018.29 | 2061.26 | 3900.1 | 49820.49 | 49700.89
CSP | 475 | 0 | 0 | 0 | 0 | 0
CT | 0 | 0 | 0 | 9.5 | 4739.99 | 743.43
Coal | 204429.93 | 64008.52 | 30807.01 | 12719.51 | 5694.13 | 0.01
Geo | 4.8 | 0 | 0 | 0 | 0 | 0
H | 0 | 0 | 0 | 0 | 0 | 0
LFG | 0 | 0 | 0 | 0 | 0 | 0
Nuc | 0 | 614.5 | 0 | 1488.2 | 26575.7 | 19706
PS | 0 | 0 | 0 | 0 | 0 | 0
PV | 0 | 0 | 0 | 0 | 1081.25 | 0
PeakG | 5300.9 | 0 | 558.99 | 198.41 | 10082.95 | 148.07
PeakO | 3231.09 | 0 | 4 | 326.68 | 3493.3 | 3307.98
ST | 0 | 0 | 0 | 0 | 0 | 0
STOG | 56499.76 | 645.39 | 5531.63 | 4523.05 | 19778.29 | 5569.18
STWD | 0 | 0 | 0 | 0 | 0 | 0
WT | 126.2 | 0 | 0 | 0 | 302.4 | 0
IGCC | 0 | 0 | 0 | 0 | 0 | 0
DemandResponse | 0 | 0 | 0 | 0 | 0 | 0
IGCC-CCS | 0 | 0 | 0 | 0 | 0 | 0
WT_off | 0 | 0 | 0 | 0 | 0 | 0
PseudoUnit | 0 | 0 | 0 | 0 | 0 | 0
FixedInterchange | 0 | 0 | 0 | 0 | 0 | 0
Retirements of Capacity by Reporting Type: EI_US
ReportingType | 2015 | 2020 | 2025 | 2030 | 2035 | 2040
BM | 0 | 0 | 0 | 0 | 0 | 0
CC | 1157.96 | 3018.29 | 1330.26 | 1948.09 | 31881.75 | 36400.71
CSP | 0 | 0 | 0 | 0 | 0 | 0
CT | 0 | 0 | 0 | 9.5 | 2669.92 | 743.43
Coal | 166615.3 | 52148.95 | 24826.64 | 6694.32 | 5414.04 | 0
Geo | 0 | 0 | 0 | 0 | 0 | 0
H | 0 | 0 | 0 | 0 | 0 | 0
LFG | 0 | 0 | 0 | 0 | 0 | 0
Nuc | 0 | 614.5 | 0 | 1488.2 | 25545.7 | 18166
PS | 0 | 0 | 0 | 0 | 0 | 0
PV | 0 | 0 | 0 | 0 | 0 | 0
PeakG | 478.5 | 0 | 0 | 198.4 | 10082.95 | 148.07
PeakO | 2613.67 | 0 | 0 | 326.68 | 3493.3 | 3307.98
ST | 0 | 0 | 0 | 0 | 0 | 0
STOG | 40682.01 | 0 | 2704.32 | 1858.11 | 5535.5 | 5569.18
STWD | 0 | 0 | 0 | 0 | 0 | 0
WT | 0 | 0 | 0 | 0 | 0 | 0
IGCC | 0 | 0 | 0 | 0 | 0 | 0
DemandResponse | 0 | 0 | 0 | 0 | 0 | 0
IGCC-CCS | 0 | 0 | 0 | 0 | 0 | 0
WT_off | 0 | 0 | 0 | 0 | 0 | 0
PseudoUnit | 0 | 0 | 0 | 0 | 0 | 0
FixedInterchange | 0 | 0 | 0 | 0 | 0 | 0
Retirements of Capacity by Reporting Type: EI_Canada
ReportingType | 2015 | 2020 | 2025 | 2030 | 2035 | 2040
BM | 0 | 0 | 0 | 0 | 0 | 0
CC | 5943 | 0 | 731 | 0 | 0 | 281.76
CSP | 0 | 0 | 0 | 0 | 0 | 0
CT | 0 | 0 | 0 | 0 | 368 | 0
Coal | 7492.84 | 560.33 | 108.73 | 0 | 0 | 0
Geo | 0 | 0 | 0 | 0 | 0 | 0
H | 0 | 0 | 0 | 0 | 0 | 0
LFG | 0 | 0 | 0 | 0 | 0 | 0
Nuc | 0 | 0 | 0 | 0 | 1030 | 1540
PS | 0 | 0 | 0 | 0 | 0 | 0
PV | 0 | 0 | 0 | 0 | 1067.26 | 0
PeakG | 583.98 | 0 | 558.99 | 0.01 | 0 | 0
PeakO | 175 | 0 | 4 | 0 | 0 | 0
ST | 0 | 0 | 0 | 0 | 0 | 0
STOG | 2126 | 0 | 126 | 0 | 0 | 0
STWD | 0 | 0 | 0 | 0 | 0 | 0
WT | 0 | 0 | 0 | 0 | 302.4 | 0
IGCC | 0 | 0 | 0 | 0 | 0 | 0
DemandResponse | 0 | 0 | 0 | 0 | 0 | 0
IGCC-CCS | 0 | 0 | 0 | 0 | 0 | 0
WT_off | 0 | 0 | 0 | 0 | 0 | 0
PseudoUnit | 0 | 0 | 0 | 0 | 0 | 0
FixedInterchange | 0 | 0 | 0 | 0 | 0 | 0
Retirements of Capacity by Reporting Type: EI
ReportingType | 2015 | 2020 | 2025 | 2030 | 2035 | 2040
BM | 0 | 0 | 0 | 0 | 0 | 0
CC | 7100.96 | 3018.29 | 2061.26 | 1948.1 | 31881.75 | 36682.46
CSP | 0 | 0 | 0 | 0 | 0 | 0
CT | 0 | 0 | 0 | 9.5 | 3037.91 | 743.43
Coal | 174108.14 | 52709.28 | 24935.37 | 6694.32 | 5414.04 | 0
Geo | 0 | 0 | 0 | 0 | 0 | 0
H | 0 | 0 | 0 | 0 | 0 | 0
LFG | 0 | 0 | 0 | 0 | 0 | 0
Nuc | 0 | 614.5 | 0 | 1488.2 | 26575.7 | 19706
PS | 0 | 0 | 0 | 0 | 0 | 0
PV | 0 | 0 | 0 | 0 | 1067.26 | 0
PeakG | 1062.48 | 0 | 558.99 | 198.41 | 10082.95 | 148.07
PeakO | 2788.67 | 0 | 4 | 326.68 | 3493.3 | 3307.98
ST | 0 | 0 | 0 | 0 | 0 | 0
STOG | 42808.01 | 0 | 2830.32 | 1858.11 | 5535.5 | 5569.18
STWD | 0 | 0 | 0 | 0 | 0 | 0
WT | 0 | 0 | 0 | 0 | 302.4 | 0
IGCC | 0 | 0 | 0 | 0 | 0 | 0
DemandResponse | 0 | 0 | 0 | 0 | 0 | 0
IGCC-CCS | 0 | 0 | 0 | 0 | 0 | 0
WT_off | 0 | 0 | 0 | 0 | 0 | 0
PseudoUnit | 0 | 0 | 0 | 0 | 0 | 0
FixedInterchange | 0 | 0 | 0 | 0 | 0 | 0
Retirements of Capacity by Reporting Type: Outside_EI
ReportingType | 2015 | 2020 | 2025 | 2030 | 2035 | 2040
BM | 0 | 0 | 0 | 0 | 0 | 0
CC | 1702.85 | 0 | 0 | 1952 | 17938.74 | 13018.43
CSP | 475 | 0 | 0 | 0 | 0 | 0
CT | 0 | 0 | 0 | 0 | 1702.08 | 0
Coal | 30321.79 | 11299.25 | 5871.64 | 6025.19 | 280.09 | 0
Geo | 4.8 | 0 | 0 | 0 | 0 | 0
H | 0 | 0 | 0 | 0 | 0 | 0
LFG | 0 | 0 | 0 | 0 | 0 | 0
Nuc | 0 | 0 | 0 | 0 | 0 | 0
PS | 0 | 0 | 0 | 0 | 0 | 0
PV | 0 | 0 | 0 | 0 | 14 | 0
PeakG | 4238.42 | 0 | 0 | 0 | 0 | 0
PeakO | 442.42 | 0 | 0 | 0 | 0 | 0
ST | 0 | 0 | 0 | 0 | 0 | 0
STOG | 13691.75 | 645.39 | 2701.32 | 2664.94 | 14242.8 | 0
STWD | 0 | 0 | 0 | 0 | 0 | 0
WT | 126.2 | 0 | 0 | 0 | 0 | 0
IGCC | 0 | 0 | 0 | 0 | 0 | 0
DemandResponse | 0 | 0 | 0 | 0 | 0 | 0
IGCC-CCS | 0 | 0 | 0 | 0 | 0 | 0
WT_off | 0 | 0 | 0 | 0 | 0 | 0
PseudoUnit | 0 | 0 | 0 | 0 | 0 | 0
FixedInterchange | 0 | 0 | 0 | 0 | 0 | 0
#4 | Cumulative Retirements of Capacity (MW)
Cumulative Retirements of Capacity by Reporting Type: Entergy
ReportingType | 2015 | 2020 | 2025 | 2030 | 2035 | 2040
BM | 0 | 0 | 0 | 0 | 0 | 0
CC | 0 | 0 | 0 | 209 | 209 | 209
CSP | 0 | 0 | 0 | 0 | 0 | 0
CT | 0 | 0 | 0 | 0 | 0 | 0
Coal | 1127.92 | 6531.22 | 8308.89 | 8308.9 | 8308.9 | 8308.9
Geo | 0 | 0 | 0 | 0 | 0 | 0
H | 0 | 0 | 0 | 0 | 0 | 0
LFG | 0 | 0 | 0 | 0 | 0 | 0
Nuc | 0 | 0 | 0 | 0 | 842 | 1839
PS | 0 | 0 | 0 | 0 | 0 | 0
PV | 0 | 0 | 0 | 0 | 0 | 0
PeakG | 0 | 0 | 0 | 0 | 0 | 0
PeakO | 0 | 0 | 0 | 173.99 | 173.99 | 173.99
ST | 0 | 0 | 0 | 0 | 0 | 0
STOG | 13006.89 | 13006.89 | 13006.89 | 14865 | 14865 | 14865
STWD | 0 | 0 | 0 | 0 | 0 | 0
WT | 0 | 0 | 0 | 0 | 0 | 0
IGCC | 0 | 0 | 0 | 0 | 0 | 0
DemandResponse | 0 | 0 | 0 | 0 | 0 | 0
IGCC-CCS | 0 | 0 | 0 | 0 | 0 | 0
WT_off | 0 | 0 | 0 | 0 | 0 | 0
PseudoUnit | 0 | 0 | 0 | 0 | 0 | 0
FixedInterchange | 0 | 0 | 0 | 0 | 0 | 0
Cumulative Retirements of Capacity by Reporting Type: FRCC
ReportingType | 2015 | 2020 | 2025 | 2030 | 2035 | 2040
BM | 0 | 0 | 0 | 0 | 0 | 0
CC | 0 | 0 | 0 | 0 | 17371.26 | 17371.26
CSP | 0 | 0 | 0 | 0 | 0 | 0
CT | 0 | 0 | 0 | 0 | 2480 | 2480
Coal | 7733.38 | 9277.41 | 9277.41 | 9277.41 | 9277.41 | 9277.41
Geo | 0 | 0 | 0 | 0 | 0 | 0
H | 0 | 0 | 0 | 0 | 0 | 0
LFG | 0 | 0 | 0 | 0 | 0 | 0
Nuc | 0 | 0 | 0 | 0 | 1615.33 | 3292.33
PS | 0 | 0 | 0 | 0 | 0 | 0
PV | 0 | 0 | 0 | 0 | 0 | 0
PeakG | 0 | 0 | 0 | 0 | 0 | 0
PeakO | 0 | 0 | 0 | 69.69 | 2283 | 2283
ST | 0 | 0 | 0 | 0 | 0 | 0
STOG | 9833 | 9833 | 9833 | 9833 | 9833 | 9833
STWD | 0 | 0 | 0 | 0 | 0 | 0
WT | 0 | 0 | 0 | 0 | 0 | 0
IGCC | 0 | 0 | 0 | 0 | 0 | 0
DemandResponse | 0 | 0 | 0 | 0 | 0 | 0
IGCC-CCS | 0 | 0 | 0 | 0 | 0 | 0
WT_off | 0 | 0 | 0 | 0 | 0 | 0
PseudoUnit | 0 | 0 | 0 | 0 | 0 | 0
FixedInterchange | 0 | 0 | 0 | 0 | 0 | 0
Cumulative Retirements of Capacity by Reporting Type: MAPP_US
ReportingType | 2015 | 2020 | 2025 | 2030 | 2035 | 2040
BM | 0 | 0 | 0 | 0 | 0 | 0
CC | 0 | 0 | 0 | 0 | 0 | 0
CSP | 0 | 0 | 0 | 0 | 0 | 0
CT | 0 | 0 | 0 | 0 | 0 | 0
Coal | 1927.1 | 2446.22 | 3096.49 | 3096.49 | 3096.49 | 3096.49
Geo | 0 | 0 | 0 | 0 | 0 | 0
H | 0 | 0 | 0 | 0 | 0 | 0
LFG | 0 | 0 | 0 | 0 | 0 | 0
Nuc | 0 | 0 | 0 | 0 | 0 | 0
PS | 0 | 0 | 0 | 0 | 0 | 0
PV | 0 | 0 | 0 | 0 | 0 | 0
PeakG | 0 | 0 | 0 | 0 | 0 | 0
PeakO | 0 | 0 | 0 | 0 | 0 | 0
ST | 0 | 0 | 0 | 0 | 0 | 0
STOG | 0 | 0 | 0 | 0 | 0 | 0
STWD | 0 | 0 | 0 | 0 | 0 | 0
WT | 0 | 0 | 0 | 0 | 0 | 0
IGCC | 0 | 0 | 0 | 0 | 0 | 0
DemandResponse | 0 | 0 | 0 | 0 | 0 | 0
IGCC-CCS | 0 | 0 | 0 | 0 | 0 | 0
WT_off | 0 | 0 | 0 | 0 | 0 | 0
PseudoUnit | 0 | 0 | 0 | 0 | 0 | 0
FixedInterchange | 0 | 0 | 0 | 0 | 0 | 0
Cumulative Retirements of Capacity by Reporting Type: MISO_IN
ReportingType | 2015 | 2020 | 2025 | 2030 | 2035 | 2040
BM | 0 | 0 | 0 | 0 | 0 | 0
CC | 0 | 0 | 0 | 0 | 0 | 0
CSP | 0 | 0 | 0 | 0 | 0 | 0
CT | 0 | 0 | 0 | 0 | 0 | 0
Coal | 9647.97 | 12084.96 | 12084.96 | 13957.33 | 14421.34 | 14421.34
Geo | 0 | 0 | 0 | 0 | 0 | 0
H | 0 | 0 | 0 | 0 | 0 | 0
LFG | 0 | 0 | 0 | 0 | 0 | 0
Nuc | 0 | 0 | 0 | 0 | 0 | 0
PS | 0 | 0 | 0 | 0 | 0 | 0
PV | 0 | 0 | 0 | 0 | 0 | 0
PeakG | 0 | 0 | 0 | 0 | 0 | 0
PeakO | 0 | 0 | 0 | 0 | 0 | 0
ST | 0 | 0 | 0 | 0 | 0 | 0
STOG | 0 | 0 | 0 | 0 | 279 | 279
STWD | 0 | 0 | 0 | 0 | 0 | 0
WT | 0 | 0 | 0 | 0 | 0 | 0
IGCC | 0 | 0 | 0 | 0 | 0 | 0
DemandResponse | 0 | 0 | 0 | 0 | 0 | 0
IGCC-CCS | 0 | 0 | 0 | 0 | 0 | 0
WT_off | 0 | 0 | 0 | 0 | 0 | 0
PseudoUnit | 0 | 0 | 0 | 0 | 0 | 0
FixedInterchange | 0 | 0 | 0 | 0 | 0 | 0
Cumulative Retirements of Capacity by Reporting Type: MISO_MI
ReportingType | 2015 | 2020 | 2025 | 2030 | 2035 | 2040
BM | 0 | 0 | 0 | 0 | 0 | 0
CC | 0 | 0 | 0 | 0 | 0 | 0
CSP | 0 | 0 | 0 | 0 | 0 | 0
CT | 0 | 0 | 0 | 0 | 0 | 0
Coal | 7552.61 | 10791.99 | 10791.99 | 10791.99 | 10791.99 | 10791.99
Geo | 0 | 0 | 0 | 0 | 0 | 0
H | 0 | 0 | 0 | 0 | 0 | 0
LFG | 0 | 0 | 0 | 0 | 0 | 0
Nuc | 0 | 0 | 0 | 0 | 778 | 778
PS | 0 | 0 | 0 | 0 | 0 | 0
PV | 0 | 0 | 0 | 0 | 0 | 0
PeakG | 0 | 0 | 0 | 0 | 0 | 0
PeakO | 0 | 0 | 0 | 0 | 0 | 0
ST | 0 | 0 | 0 | 0 | 0 | 0
STOG | 0 | 0 | 0 | 0 | 2851.99 | 2851.99
STWD | 0 | 0 | 0 | 0 | 0 | 0
WT | 0 | 0 | 0 | 0 | 0 | 0
IGCC | 0 | 0 | 0 | 0 | 0 | 0
DemandResponse | 0 | 0 | 0 | 0 | 0 | 0
IGCC-CCS | 0 | 0 | 0 | 0 | 0 | 0
WT_off | 0 | 0 | 0 | 0 | 0 | 0
PseudoUnit | 0 | 0 | 0 | 0 | 0 | 0
FixedInterchange | 0 | 0 | 0 | 0 | 0 | 0
Cumulative Retirements of Capacity by Reporting Type: MISO_MO-IL
ReportingType | 2015 | 2020 | 2025 | 2030 | 2035 | 2040
BM | 0 | 0 | 0 | 0 | 0 | 0
CC | 0 | 0 | 0 | 0 | 0 | 0
CSP | 0 | 0 | 0 | 0 | 0 | 0
CT | 0 | 0 | 0 | 0 | 0 | 0
Coal | 6418.68 | 12733.67 | 12733.67 | 12733.68 | 13763.68 | 13763.68
Geo | 0 | 0 | 0 | 0 | 0 | 0
H | 0 | 0 | 0 | 0 | 0 | 0
LFG | 0 | 0 | 0 | 0 | 0 | 0
Nuc | 0 | 0 | 0 | 0 | 0 | 0
PS | 0 | 0 | 0 | 0 | 0 | 0
PV | 0 | 0 | 0 | 0 | 0 | 0
PeakG | 0 | 0 | 0 | 0 | 0 | 0
PeakO | 0 | 0 | 0 | 0 | 0 | 0
ST | 0 | 0 | 0 | 0 | 0 | 0
STOG | 0 | 0 | 0 | 0 | 591.99 | 591.99
STWD | 0 | 0 | 0 | 0 | 0 | 0
WT | 0 | 0 | 0 | 0 | 0 | 0
IGCC | 0 | 0 | 0 | 0 | 0 | 0
DemandResponse | 0 | 0 | 0 | 0 | 0 | 0
IGCC-CCS | 0 | 0 | 0 | 0 | 0 | 0
WT_off | 0 | 0 | 0 | 0 | 0 | 0
PseudoUnit | 0 | 0 | 0 | 0 | 0 | 0
FixedInterchange | 0 | 0 | 0 | 0 | 0 | 0
Cumulative Retirements of Capacity by Reporting Type: MISO_W
ReportingType | 2015 | 2020 | 2025 | 2030 | 2035 | 2040
BM | 0 | 0 | 0 | 0 | 0 | 0
CC | 0 | 0 | 0 | 0 | 0 | 0
CSP | 0 | 0 | 0 | 0 | 0 | 0
CT | 0 | 0 | 0 | 0 | 0 | 0
Coal | 4076.18 | 8502.08 | 8502.08 | 9967.68 | 13134.58 | 13134.58
Geo | 0 | 0 | 0 | 0 | 0 | 0
H | 0 | 0 | 0 | 0 | 0 | 0
LFG | 0 | 0 | 0 | 0 | 0 | 0
Nuc | 0 | 0 | 0 | 0 | 2361.23 | 2361.23
PS | 0 | 0 | 0 | 0 | 0 | 0
PV | 0 | 0 | 0 | 0 | 0 | 0
PeakG | 0 | 0 | 0 | 0 | 0 | 0
PeakO | 0 | 0 | 0 | 0 | 0 | 0
ST | 0 | 0 | 0 | 0 | 0 | 0
STOG | 0 | 0 | 0 | 0 | 171.99 | 171.99
STWD | 0 | 0 | 0 | 0 | 0 | 0
WT | 0 | 0 | 0 | 0 | 0 | 0
IGCC | 0 | 0 | 0 | 0 | 0 | 0
DemandResponse | 0 | 0 | 0 | 0 | 0 | 0
IGCC-CCS | 0 | 0 | 0 | 0 | 0 | 0
WT_off | 0 | 0 | 0 | 0 | 0 | 0
PseudoUnit | 0 | 0 | 0 | 0 | 0 | 0
FixedInterchange | 0 | 0 | 0 | 0 | 0 | 0
Cumulative Retirements of Capacity by Reporting Type: MISO_WUMS
ReportingType | 2015 | 2020 | 2025 | 2030 | 2035 | 2040
BM | 0 | 0 | 0 | 0 | 0 | 0
CC | 0 | 0 | 0 | 0 | 0 | 0
CSP | 0 | 0 | 0 | 0 | 0 | 0
CT | 0 | 0 | 0 | 0 | 0 | 0
Coal | 4191.09 | 6060.09 | 6060.09 | 6060.09 | 6393.2 | 6393.2
Geo | 0 | 0 | 0 | 0 | 0 | 0
H | 0 | 0 | 0 | 0 | 0 | 0
LFG | 0 | 0 | 0 | 0 | 0 | 0
Nuc | 0 | 0 | 0 | 0 | 1816.9 | 1816.9
PS | 0 | 0 | 0 | 0 | 0 | 0
PV | 0 | 0 | 0 | 0 | 0 | 0
PeakG | 0 | 0 | 0 | 0 | 0 | 0
PeakO | 0 | 0 | 0 | 0 | 0 | 0
ST | 0 | 0 | 0 | 0 | 0 | 0
STOG | 59.5 | 59.5 | 59.5 | 59.5 | 359.99 | 359.99
STWD | 0 | 0 | 0 | 0 | 0 | 0
WT | 0 | 0 | 0 | 0 | 0 | 0
IGCC | 0 | 0 | 0 | 0 | 0 | 0
DemandResponse | 0 | 0 | 0 | 0 | 0 | 0
IGCC-CCS | 0 | 0 | 0 | 0 | 0 | 0
WT_off | 0 | 0 | 0 | 0 | 0 | 0
PseudoUnit | 0 | 0 | 0 | 0 | 0 | 0
FixedInterchange | 0 | 0 | 0 | 0 | 0 | 0
Cumulative Retirements of Capacity by Reporting Type: Nebraska
ReportingType | 2015 | 2020 | 2025 | 2030 | 2035 | 2040
BM | 0 | 0 | 0 | 0 | 0 | 0
CC | 0 | 0 | 0 | 0 | 0 | 0
CSP | 0 | 0 | 0 | 0 | 0 | 0
CT | 0 | 0 | 0 | 0 | 0 | 0
Coal | 0 | 3195.8 | 3195.8 | 3195.8 | 3195.8 | 3195.8
Geo | 0 | 0 | 0 | 0 | 0 | 0
H | 0 | 0 | 0 | 0 | 0 | 0
LFG | 0 | 0 | 0 | 0 | 0 | 0
Nuc | 0 | 0 | 0 | 0 | 1251.8 | 1251.8
PS | 0 | 0 | 0 | 0 | 0 | 0
PV | 0 | 0 | 0 | 0 | 0 | 0
PeakG | 0 | 0 | 0 | 0 | 0 | 0
PeakO | 0 | 0 | 0 | 0 | 0 | 0
ST | 0 | 0 | 0 | 0 | 0 | 0
STOG | 0 | 0 | 0 | 0 | 9.61 | 9.61
STWD | 0 | 0 | 0 | 0 | 0 | 0
WT | 0 | 0 | 0 | 0 | 0 | 0
IGCC | 0 | 0 | 0 | 0 | 0 | 0
DemandResponse | 0 | 0 | 0 | 0 | 0 | 0
IGCC-CCS | 0 | 0 | 0 | 0 | 0 | 0
WT_off | 0 | 0 | 0 | 0 | 0 | 0
PseudoUnit | 0 | 0 | 0 | 0 | 0 | 0
FixedInterchange | 0 | 0 | 0 | 0 | 0 | 0
Cumulative Retirements of Capacity by Reporting Type: NEISO
ReportingType | 2015 | 2020 | 2025 | 2030 | 2035 | 2040
BM | 0 | 0 | 0 | 0 | 0 | 0
CC | 1035.94 | 4054.23 | 5384.49 | 6097.22 | 6097.22 | 6189.75
CSP | 0 | 0 | 0 | 0 | 0 | 0
CT | 0 | 0 | 0 | 9.5 | 199.42 | 199.42
Coal | 2250.13 | 2570.13 | 2570.13 | 2570.13 | 2570.13 | 2570.13
Geo | 0 | 0 | 0 | 0 | 0 | 0
H | 0 | 0 | 0 | 0 | 0 | 0
LFG | 0 | 0 | 0 | 0 | 0 | 0
Nuc | 0 | 0 | 0 | 0 | 1289 | 2165.92
PS | 0 | 0 | 0 | 0 | 0 | 0
PV | 0 | 0 | 0 | 0 | 0 | 0
PeakG | 0 | 0 | 0 | 0 | 0 | 0
PeakO | 1182.98 | 1182.98 | 1182.98 | 1182.98 | 1182.98 | 1182.98
ST | 0 | 0 | 0 | 0 | 0 | 0
STOG | 6237 | 6237 | 6237 | 6237 | 6237 | 6237
STWD | 0 | 0 | 0 | 0 | 0 | 0
WT | 0 | 0 | 0 | 0 | 0 | 0
IGCC | 0 | 0 | 0 | 0 | 0 | 0
DemandResponse | 0 | 0 | 0 | 0 | 0 | 0
IGCC-CCS | 0 | 0 | 0 | 0 | 0 | 0
WT_off | 0 | 0 | 0 | 0 | 0 | 0
PseudoUnit | 0 | 0 | 0 | 0 | 0 | 0
FixedInterchange | 0 | 0 | 0 | 0 | 0 | 0
Cumulative Retirements of Capacity by Reporting Type: NonRTO_Midwest
ReportingType | 2015 | 2020 | 2025 | 2030 | 2035 | 2040
BM | 0 | 0 | 0 | 0 | 0 | 0
CC | 0 | 0 | 0 | 0 | 0 | 4491.24
CSP | 0 | 0 | 0 | 0 | 0 | 0
CT | 0 | 0 | 0 | 0 | 0 | 0
Coal | 5807.89 | 8362.27 | 8416.25 | 9522.94 | 9522.94 | 9522.94
Geo | 0 | 0 | 0 | 0 | 0 | 0
H | 0 | 0 | 0 | 0 | 0 | 0
LFG | 0 | 0 | 0 | 0 | 0 | 0
Nuc | 0 | 0 | 0 | 0 | 0 | 0
PS | 0 | 0 | 0 | 0 | 0 | 0
PV | 0 | 0 | 0 | 0 | 0 | 0
PeakG | 0 | 0 | 0 | 0 | 310.38 | 458.44
PeakO | 0 | 0 | 0 | 0 | 12 | 12
ST | 0 | 0 | 0 | 0 | 0 | 0
STOG | 0 | 0 | 0 | 0 | 0 | 0
STWD | 0 | 0 | 0 | 0 | 0 | 0
WT | 0 | 0 | 0 | 0 | 0 | 0
IGCC | 0 | 0 | 0 | 0 | 0 | 0
DemandResponse | 0 | 0 | 0 | 0 | 0 | 0
IGCC-CCS | 0 | 0 | 0 | 0 | 0 | 0
WT_off | 0 | 0 | 0 | 0 | 0 | 0
PseudoUnit | 0 | 0 | 0 | 0 | 0 | 0
FixedInterchange | 0 | 0 | 0 | 0 | 0 | 0
Cumulative Retirements of Capacity by Reporting Type: NYISO_A-F
ReportingType | 2015 | 2020 | 2025 | 2030 | 2035 | 2040
BM | 0 | 0 | 0 | 0 | 0 | 0
CC | 122.03 | 122.03 | 122.03 | 1104.2 | 2668.97 | 2668.97
CSP | 0 | 0 | 0 | 0 | 0 | 0
CT | 0 | 0 | 0 | 0 | 0 | 0
Coal | 2251.9 | 2251.9 | 2251.9 | 2251.9 | 2251.9 | 2251.9
Geo | 0 | 0 | 0 | 0 | 0 | 0
H | 0 | 0 | 0 | 0 | 0 | 0
LFG | 0 | 0 | 0 | 0 | 0 | 0
Nuc | 0 | 0 | 0 | 621.2 | 1201.7 | 2053.9
PS | 0 | 0 | 0 | 0 | 0 | 0
PV | 0 | 0 | 0 | 0 | 0 | 0
PeakG | 0 | 0 | 0 | 0 | 0 | 0
PeakO | 0 | 0 | 0 | 0 | 0 | 0
ST | 0 | 0 | 0 | 0 | 0 | 0
STOG | 1701 | 1701 | 1701 | 1701 | 1701 | 1701
STWD | 0 | 0 | 0 | 0 | 0 | 0
WT | 0 | 0 | 0 | 0 | 0 | 0
IGCC | 0 | 0 | 0 | 0 | 0 | 0
DemandResponse | 0 | 0 | 0 | 0 | 0 | 0
IGCC-CCS | 0 | 0 | 0 | 0 | 0 | 0
WT_off | 0 | 0 | 0 | 0 | 0 | 0
PseudoUnit | 0 | 0 | 0 | 0 | 0 | 0
FixedInterchange | 0 | 0 | 0 | 0 | 0 | 0
Cumulative Retirements of Capacity by Reporting Type: NYISO_G-I
ReportingType | 2015 | 2020 | 2025 | 2030 | 2035 | 2040
BM | 0 | 0 | 0 | 0 | 0 | 0
CC | 0 | 0 | 0 | 0 | 0 | 0
CSP | 0 | 0 | 0 | 0 | 0 | 0
CT | 0 | 0 | 0 | 0 | 0 | 0
Coal | 368.2 | 368.2 | 368.2 | 368.2 | 368.2 | 368.2
Geo | 0 | 0 | 0 | 0 | 0 | 0
H | 0 | 0 | 0 | 0 | 0 | 0
LFG | 0 | 0 | 0 | 0 | 0 | 0
Nuc | 0 | 0 | 0 | 0 | 1019.6 | 2044.6
PS | 0 | 0 | 0 | 0 | 0 | 0
PV | 0 | 0 | 0 | 0 | 0 | 0
PeakG | 0 | 0 | 0 | 0 | 0 | 0
PeakO | 0 | 0 | 0 | 0 | 0 | 0
ST | 0 | 0 | 0 | 0 | 0 | 0
STOG | 2430.98 | 2430.98 | 2430.98 | 2430.98 | 2430.98 | 2430.98
STWD | 0 | 0 | 0 | 0 | 0 | 0
WT | 0 | 0 | 0 | 0 | 0 | 0
IGCC | 0 | 0 | 0 | 0 | 0 | 0
DemandResponse | 0 | 0 | 0 | 0 | 0 | 0
IGCC-CCS | 0 | 0 | 0 | 0 | 0 | 0
WT_off | 0 | 0 | 0 | 0 | 0 | 0
PseudoUnit | 0 | 0 | 0 | 0 | 0 | 0
FixedInterchange | 0 | 0 | 0 | 0 | 0 | 0
Cumulative Retirements of Capacity by Reporting Type: NYISO_J-K
ReportingType | 2015 | 2020 | 2025 | 2030 | 2035 | 2040
BM | 0 | 0 | 0 | 0 | 0 | 0
CC | 0 | 0 | 0 | 0 | 0 | 0
CSP | 0 | 0 | 0 | 0 | 0 | 0
CT | 0 | 0 | 0 | 0 | 0 | 0
Coal | 0 | 0 | 0 | 0 | 0 | 0
Geo | 0 | 0 | 0 | 0 | 0 | 0
H | 0 | 0 | 0 | 0 | 0 | 0
LFG | 0 | 0 | 0 | 0 | 0 | 0
Nuc | 0 | 0 | 0 | 0 | 0 | 0
PS | 0 | 0 | 0 | 0 | 0 | 0
PV | 0 | 0 | 0 | 0 | 0 | 0
PeakG | 0 | 0 | 0 | 0 | 0 | 0
PeakO | 0 | 0 | 0 | 0 | 0 | 0
ST | 0 | 0 | 0 | 0 | 0 | 0
STOG | 3377.53 | 3377.53 | 3377.53 | 3377.53 | 3377.53 | 3377.53
STWD | 0 | 0 | 0 | 0 | 0 | 0
WT | 0 | 0 | 0 | 0 | 0 | 0
IGCC | 0 | 0 | 0 | 0 | 0 | 0
DemandResponse | 0 | 0 | 0 | 0 | 0 | 0
IGCC-CCS | 0 | 0 | 0 | 0 | 0 | 0
WT_off | 0 | 0 | 0 | 0 | 0 | 0
PseudoUnit | 0 | 0 | 0 | 0 | 0 | 0
FixedInterchange | 0 | 0 | 0 | 0 | 0 | 0
Cumulative Retirements of Capacity by Reporting Type: PJM_E
ReportingType | 2015 | 2020 | 2025 | 2030 | 2035 | 2040
BM | 0 | 0 | 0 | 0 | 0 | 0
CC | 0 | 0 | 0 | 0 | 618.3 | 700.22
CSP | 0 | 0 | 0 | 0 | 0 | 0
CT | 0 | 0 | 0 | 0 | 0 | 26.2
Coal | 2804 | 2804 | 3852.99 | 3852.99 | 3852.99 | 3852.99
Geo | 0 | 0 | 0 | 0 | 0 | 0
H | 0 | 0 | 0 | 0 | 0 | 0
LFG | 0 | 0 | 0 | 0 | 0 | 0
Nuc | 0 | 614.5 | 614.5 | 614.5 | 2838.5 | 4012.5
PS | 0 | 0 | 0 | 0 | 0 | 0
PV | 0 | 0 | 0 | 0 | 0 | 0
PeakG | 268.5 | 268.5 | 268.5 | 268.5 | 268.5 | 268.5
PeakO | 2.7 | 2.7 | 2.7 | 2.7 | 2.7 | 2.7
ST | 0 | 0 | 0 | 0 | 0 | 0
STOG | 629.5 | 629.5 | 3251.99 | 3251.99 | 3251.99 | 3252
STWD | 0 | 0 | 0 | 0 | 0 | 0
WT | 0 | 0 | 0 | 0 | 0 | 0
IGCC | 0 | 0 | 0 | 0 | 0 | 0
DemandResponse | 0 | 0 | 0 | 0 | 0 | 0
IGCC-CCS | 0 | 0 | 0 | 0 | 0 | 0
WT_off | 0 | 0 | 0 | 0 | 0 | 0
PseudoUnit | 0 | 0 | 0 | 0 | 0 | 0
FixedInterchange | 0 | 0 | 0 | 0 | 0 | 0
Cumulative Retirements of Capacity by Reporting Type: PJM_ROM
ReportingType | 2015 | 2020 | 2025 | 2030 | 2035 | 2040
BM | 0 | 0 | 0 | 0 | 0 | 0
CC | 0 | 0 | 0 | 0 | 0 | 225.99
CSP | 0 | 0 | 0 | 0 | 0 | 0
CT | 0 | 0 | 0 | 0 | 0 | 0
Coal | 13982.48 | 15216.48 | 16380.49 | 16380.49 | 16380.49 | 16380.49
Geo | 0 | 0 | 0 | 0 | 0 | 0
H | 0 | 0 | 0 | 0 | 0 | 0
LFG | 0 | 0 | 0 | 0 | 0 | 0
Nuc | 0 | 0 | 0 | 0 | 1732 | 2631
PS | 0 | 0 | 0 | 0 | 0 | 0
PV | 0 | 0 | 0 | 0 | 0 | 0
PeakG | 0 | 0 | 0 | 0 | 0 | 0
PeakO | 270 | 270 | 270 | 270 | 270 | 1835.99
ST | 0 | 0 | 0 | 0 | 0 | 0
STOG | 580 | 580 | 626.82 | 626.82 | 626.82 | 4109
STWD | 0 | 0 | 0 | 0 | 0 | 0
WT | 0 | 0 | 0 | 0 | 0 | 0
IGCC | 0 | 0 | 0 | 0 | 0 | 0
DemandResponse | 0 | 0 | 0 | 0 | 0 | 0
IGCC-CCS | 0 | 0 | 0 | 0 | 0 | 0
WT_off | 0 | 0 | 0 | 0 | 0 | 0
PseudoUnit | 0 | 0 | 0 | 0 | 0 | 0
FixedInterchange | 0 | 0 | 0 | 0 | 0 | 0
Cumulative Retirements of Capacity by Reporting Type: PJM_ROR
ReportingType | 2015 | 2020 | 2025 | 2030 | 2035 | 2040
BM | 0 | 0 | 0 | 0 | 0 | 0
CC | 0 | 0 | 0 | 0 | 173.99 | 10325.52
CSP | 0 | 0 | 0 | 0 | 0 | 0
CT | 0 | 0 | 0 | 0 | 0 | 0
Coal | 44296.06 | 52391.08 | 58568.14 | 58568.14 | 58568.14 | 58568.14
Geo | 0 | 0 | 0 | 0 | 0 | 0
H | 0 | 0 | 0 | 0 | 0 | 0
LFG | 0 | 0 | 0 | 0 | 0 | 0
Nuc | 0 | 0 | 0 | 867 | 5142 | 10025.16
PS | 0 | 0 | 0 | 0 | 0 | 0
PV | 0 | 0 | 0 | 0 | 0 | 0
PeakG | 0 | 0 | 0 | 0 | 0 | 0
PeakO | 19 | 19 | 19 | 19 | 19 | 1760.99
ST | 0 | 0 | 0 | 0 | 0 | 0
STOG | 0 | 0 | 35 | 35 | 35 | 2122
STWD | 0 | 0 | 0 | 0 | 0 | 0
WT | 0 | 0 | 0 | 0 | 0 | 0
IGCC | 0 | 0 | 0 | 0 | 0 | 0
DemandResponse | 0 | 0 | 0 | 0 | 0 | 0
IGCC-CCS | 0 | 0 | 0 | 0 | 0 | 0
WT_off | 0 | 0 | 0 | 0 | 0 | 0
PseudoUnit | 0 | 0 | 0 | 0 | 0 | 0
FixedInterchange | 0 | 0 | 0 | 0 | 0 | 0
Cumulative Retirements of Capacity by Reporting Type: SOCO
ReportingType | 2015 | 2020 | 2025 | 2030 | 2035 | 2040
BM | 0 | 0 | 0 | 0 | 0 | 0
CC | 0 | 0 | 0 | 0 | 8857.81 | 13993.09
CSP | 0 | 0 | 0 | 0 | 0 | 0
CT | 0 | 0 | 0 | 0 | 0 | 0
Coal | 19237.98 | 22591.95 | 24643.68 | 24643.68 | 24643.68 | 24643.68
Geo | 0 | 0 | 0 | 0 | 0 | 0
H | 0 | 0 | 0 | 0 | 0 | 0
LFG | 0 | 0 | 0 | 0 | 0 | 0
Nuc | 0 | 0 | 0 | 0 | 0 | 2645.05
PS | 0 | 0 | 0 | 0 | 0 | 0
PV | 0 | 0 | 0 | 0 | 0 | 0
PeakG | 210 | 210 | 210 | 210 | 5857.78 | 5857.78
PeakO | 1139 | 1139 | 1139 | 1139 | 1139 | 1139
ST | 0 | 0 | 0 | 0 | 0 | 0
STOG | 854 | 854 | 854 | 854 | 854 | 854
STWD | 0 | 0 | 0 | 0 | 0 | 0
WT | 0 | 0 | 0 | 0 | 0 | 0
IGCC | 0 | 0 | 0 | 0 | 0 | 0
DemandResponse | 0 | 0 | 0 | 0 | 0 | 0
IGCC-CCS | 0 | 0 | 0 | 0 | 0 | 0
WT_off | 0 | 0 | 0 | 0 | 0 | 0
PseudoUnit | 0 | 0 | 0 | 0 | 0 | 0
FixedInterchange | 0 | 0 | 0 | 0 | 0 | 0
Cumulative Retirements of Capacity by Reporting Type: SPP_N
ReportingType | 2015 | 2020 | 2025 | 2030 | 2035 | 2040
BM | 0 | 0 | 0 | 0 | 0 | 0
CC | 0 | 0 | 0 | 0 | 0 | 0
CSP | 0 | 0 | 0 | 0 | 0 | 0
CT | 0 | 0 | 0 | 0 | 0 | 0
Coal | 1036.83 | 3433.45 | 6838.49 | 7882.49 | 7882.5 | 7882.5
Geo | 0 | 0 | 0 | 0 | 0 | 0
H | 0 | 0 | 0 | 0 | 0 | 0
LFG | 0 | 0 | 0 | 0 | 0 | 0
Nuc | 0 | 0 | 0 | 0 | 0 | 0
PS | 0 | 0 | 0 | 0 | 0 | 0
PV | 0 | 0 | 0 | 0 | 0 | 0
PeakG | 0 | 0 | 0 | 0 | 0 | 0
PeakO | 0 | 0 | 0 | 0 | 0 | 0
ST | 0 | 0 | 0 | 0 | 0 | 0
STOG | 53.74 | 53.74 | 53.74 | 53.74 | 309.08 | 309.08
STWD | 0 | 0 | 0 | 0 | 0 | 0
WT | 0 | 0 | 0 | 0 | 0 | 0
IGCC | 0 | 0 | 0 | 0 | 0 | 0
DemandResponse | 0 | 0 | 0 | 0 | 0 | 0
IGCC-CCS | 0 | 0 | 0 | 0 | 0 | 0
WT_off | 0 | 0 | 0 | 0 | 0 | 0
PseudoUnit | 0 | 0 | 0 | 0 | 0 | 0
FixedInterchange | 0 | 0 | 0 | 0 | 0 | 0
Cumulative Retirements of Capacity by Reporting Type: SPP_S
ReportingType | 2015 | 2020 | 2025 | 2030 | 2035 | 2040
BM | 0 | 0 | 0 | 0 | 0 | 0
CC | 0 | 0 | 0 | 0 | 0 | 0
CSP | 0 | 0 | 0 | 0 | 0 | 0
CT | 0 | 0 | 0 | 0 | 0 | 0
Coal | 4085.12 | 6732.08 | 12380.89 | 13139.92 | 13139.92 | 13139.92
Geo | 0 | 0 | 0 | 0 | 0 | 0
H | 0 | 0 | 0 | 0 | 0 | 0
LFG | 0 | 0 | 0 | 0 | 0 | 0
Nuc | 0 | 0 | 0 | 0 | 0 | 0
PS | 0 | 0 | 0 | 0 | 0 | 0
PV | 0 | 0 | 0 | 0 | 0 | 0
PeakG | 0 | 0 | 0 | 0 | 0 | 0
PeakO | 0 | 0 | 0 | 0 | 0 | 0
ST | 0 | 0 | 0 | 0 | 0 | 0
STOG | 1918.88 | 1918.88 | 1918.88 | 1918.88 | 2901.95 | 2901.95
STWD | 0 | 0 | 0 | 0 | 0 | 0
WT | 0 | 0 | 0 | 0 | 0 | 0
IGCC | 0 | 0 | 0 | 0 | 0 | 0
DemandResponse | 0 | 0 | 0 | 0 | 0 | 0
IGCC-CCS | 0 | 0 | 0 | 0 | 0 | 0
WT_off | 0 | 0 | 0 | 0 | 0 | 0
PseudoUnit | 0 | 0 | 0 | 0 | 0 | 0
FixedInterchange | 0 | 0 | 0 | 0 | 0 | 0
Cumulative Retirements of Capacity by Reporting Type: TVA
ReportingType | 2015 | 2020 | 2025 | 2030 | 2035 | 2040
BM | 0 | 0 | 0 | 0 | 0 | 0
CC | 0 | 0 | 0 | 44.19 | 413.6 | 7430.08
CSP | 0 | 0 | 0 | 0 | 0 | 0
CT | 0 | 0 | 0 | 0 | 0 | 0
Coal | 12122.04 | 12879.04 | 14718.99 | 15158.99 | 15158.99 | 15158.99
Geo | 0 | 0 | 0 | 0 | 0 | 0
H | 0 | 0 | 0 | 0 | 0 | 0
LFG | 0 | 0 | 0 | 0 | 0 | 0
Nuc | 0 | 0 | 0 | 0 | 2512.33 | 3791
PS | 0 | 0 | 0 | 0 | 0 | 0
PV | 0 | 0 | 0 | 0 | 0 | 0
PeakG | 0 | 0 | 0 | 198.4 | 198.4 | 198.4
PeakO | 0 | 0 | 0 | 83 | 83 | 83
ST | 0 | 0 | 0 | 0 | 0 | 0
STOG | 0 | 0 | 0 | 0 | 0 | 0
STWD | 0 | 0 | 0 | 0 | 0 | 0
WT | 0 | 0 | 0 | 0 | 0 | 0
IGCC | 0 | 0 | 0 | 0 | 0 | 0
DemandResponse | 0 | 0 | 0 | 0 | 0 | 0
IGCC-CCS | 0 | 0 | 0 | 0 | 0 | 0
WT_off | 0 | 0 | 0 | 0 | 0 | 0
PseudoUnit | 0 | 0 | 0 | 0 | 0 | 0
FixedInterchange | 0 | 0 | 0 | 0 | 0 | 0
Cumulative Retirements of Capacity by Reporting Type: TVA_Transmission
ReportingType | 2015 | 2020 | 2025 | 2030 | 2035 | 2040
BM | 0 | 0 | 0 | 0 | 0 | 0
CC | 0 | 0 | 0 | 0 | 0 | 0
CSP | 0 | 0 | 0 | 0 | 0 | 0
CT | 0 | 0 | 0 | 0 | 0 | 0
Coal | 0 | 0 | 0 | 0 | 0 | 0
Geo | 0 | 0 | 0 | 0 | 0 | 0
H | 0 | 0 | 0 | 0 | 0 | 0
LFG | 0 | 0 | 0 | 0 | 0 | 0
Nuc | 0 | 0 | 0 | 0 | 0 | 0
PS | 0 | 0 | 0 | 0 | 0 | 0
PV | 0 | 0 | 0 | 0 | 0 | 0
PeakG | 0 | 0 | 0 | 0 | 0 | 0
PeakO | 0 | 0 | 0 | 0 | 0 | 0
ST | 0 | 0 | 0 | 0 | 0 | 0
STOG | 0 | 0 | 0 | 0 | 0 | 0
STWD | 0 | 0 | 0 | 0 | 0 | 0
WT | 0 | 0 | 0 | 0 | 0 | 0
IGCC | 0 | 0 | 0 | 0 | 0 | 0
DemandResponse | 0 | 0 | 0 | 0 | 0 | 0
IGCC-CCS | 0 | 0 | 0 | 0 | 0 | 0
WT_off | 0 | 0 | 0 | 0 | 0 | 0
PseudoUnit | 0 | 0 | 0 | 0 | 0 | 0
FixedInterchange | 0 | 0 | 0 | 0 | 0 | 0
Cumulative Retirements of Capacity by Reporting Type: VACAR
ReportingType | 2015 | 2020 | 2025 | 2030 | 2035 | 2040
BM | 0 | 0 | 0 | 0 | 0 | 0
CC | 0 | 0 | 0 | 0 | 2926.21 | 12131.93
CSP | 0 | 0 | 0 | 0 | 0 | 0
CT | 0 | 0 | 0 | 0 | 0 | 717.24
Coal | 15697.73 | 17540.21 | 18549.35 | 18555.97 | 18975.97 | 18975.97
Geo | 0 | 0 | 0 | 0 | 0 | 0
H | 0 | 0 | 0 | 0 | 0 | 0
LFG | 0 | 0 | 0 | 0 | 0 | 0
Nuc | 0 | 0 | 0 | 0 | 3248 | 5106
PS | 0 | 0 | 0 | 0 | 0 | 0
PV | 0 | 0 | 0 | 0 | 0 | 0
PeakG | 0 | 0 | 0 | 0 | 4124.79 | 4124.79
PeakO | 0 | 0 | 0 | 0 | 1268 | 1268
ST | 0 | 0 | 0 | 0 | 0 | 0
STOG | 0 | 0 | 0 | 0 | 92 | 92
STWD | 0 | 0 | 0 | 0 | 0 | 0
WT | 0 | 0 | 0 | 0 | 0 | 0
IGCC | 0 | 0 | 0 | 0 | 0 | 0
DemandResponse | 0 | 0 | 0 | 0 | 0 | 0
IGCC-CCS | 0 | 0 | 0 | 0 | 0 | 0
WT_off | 0 | 0 | 0 | 0 | 0 | 0
PseudoUnit | 0 | 0 | 0 | 0 | 0 | 0
FixedInterchange | 0 | 0 | 0 | 0 | 0 | 0
Cumulative Retirements of Capacity by Reporting Type: IESO
ReportingType | 2015 | 2020 | 2025 | 2030 | 2035 | 2040
BM | 0 | 0 | 0 | 0 | 0 | 0
CC | 5943 | 5943 | 5943 | 5943 | 5943 | 5943
CSP | 0 | 0 | 0 | 0 | 0 | 0
CT | 0 | 0 | 0 | 0 | 368 | 368
Coal | 6416 | 6416 | 6416 | 6416 | 6416 | 6416
Geo | 0 | 0 | 0 | 0 | 0 | 0
H | 0 | 0 | 0 | 0 | 0 | 0
LFG | 0 | 0 | 0 | 0 | 0 | 0
Nuc | 0 | 0 | 0 | 0 | 1030 | 2570
PS | 0 | 0 | 0 | 0 | 0 | 0
PV | 0 | 0 | 0 | 0 | 1067.26 | 1067.26
PeakG | 583.98 | 583.98 | 583.98 | 583.98 | 583.98 | 583.98
PeakO | 175 | 175 | 175 | 175 | 175 | 175
ST | 0 | 0 | 0 | 0 | 0 | 0
STOG | 2126 | 2126 | 2126 | 2126 | 2126 | 2126
STWD | 0 | 0 | 0 | 0 | 0 | 0
WT | 0 | 0 | 0 | 0 | 0 | 0
IGCC | 0 | 0 | 0 | 0 | 0 | 0
DemandResponse | 0 | 0 | 0 | 0 | 0 | 0
IGCC-CCS | 0 | 0 | 0 | 0 | 0 | 0
WT_off | 0 | 0 | 0 | 0 | 0 | 0
PseudoUnit | 0 | 0 | 0 | 0 | 0 | 0
FixedInterchange | 0 | 0 | 0 | 0 | 0 | 0
Cumulative Retirements of Capacity by Reporting Type: MAPP_CA
ReportingType | 2015 | 2020 | 2025 | 2030 | 2035 | 2040
BM | 0 | 0 | 0 | 0 | 0 | 0
CC | 0 | 0 | 731 | 731 | 731 | 1012.75
CSP | 0 | 0 | 0 | 0 | 0 | 0
CT | 0 | 0 | 0 | 0 | 0 | 0
Coal | 1076.84 | 1637.17 | 1745.9 | 1745.9 | 1745.9 | 1745.9
Geo | 0 | 0 | 0 | 0 | 0 | 0
H | 0 | 0 | 0 | 0 | 0 | 0
LFG | 0 | 0 | 0 | 0 | 0 | 0
Nuc | 0 | 0 | 0 | 0 | 0 | 0
PS | 0 | 0 | 0 | 0 | 0 | 0
PV | 0 | 0 | 0 | 0 | 0 | 0
PeakG | 0 | 0 | 558.99 | 559 | 559 | 559
PeakO | 0 | 0 | 4 | 4 | 4 | 4
ST | 0 | 0 | 0 | 0 | 0 | 0
STOG | 0 | 0 | 126 | 126 | 126 | 126
STWD | 0 | 0 | 0 | 0 | 0 | 0
WT | 0 | 0 | 0 | 0 | 302.4 | 302.4
IGCC | 0 | 0 | 0 | 0 | 0 | 0
DemandResponse | 0 | 0 | 0 | 0 | 0 | 0
IGCC-CCS | 0 | 0 | 0 | 0 | 0 | 0
WT_off | 0 | 0 | 0 | 0 | 0 | 0
PseudoUnit | 0 | 0 | 0 | 0 | 0 | 0
FixedInterchange | 0 | 0 | 0 | 0 | 0 | 0
Cumulative Retirements of Capacity by Reporting Type: AZ_NM_SNV_Coal
ReportingType | 2015 | 2020 | 2025 | 2030 | 2035 | 2040
BM | 0 | 0 | 0 | 0 | 0 | 0
CC | 0 | 0 | 0 | 0 | 0 | 0
CSP | 0 | 0 | 0 | 0 | 0 | 0
CT | 0 | 0 | 0 | 0 | 0 | 0
Coal | 4234.69 | 7815.98 | 9785.9 | 9785.9 | 10065.99 | 10065.99
Geo | 0 | 0 | 0 | 0 | 0 | 0
H | 0 | 0 | 0 | 0 | 0 | 0
LFG | 0 | 0 | 0 | 0 | 0 | 0
Nuc | 0 | 0 | 0 | 0 | 0 | 0
PS | 0 | 0 | 0 | 0 | 0 | 0
PV | 0 | 0 | 0 | 0 | 0 | 0
PeakG | 0 | 0 | 0 | 0 | 0 | 0
PeakO | 0 | 0 | 0 | 0 | 0 | 0
ST | 0 | 0 | 0 | 0 | 0 | 0
STOG | 0 | 0 | 0 | 0 | 0 | 0
STWD | 0 | 0 | 0 | 0 | 0 | 0
WT | 0 | 0 | 0 | 0 | 0 | 0
IGCC | 0 | 0 | 0 | 0 | 0 | 0
DemandResponse | 0 | 0 | 0 | 0 | 0 | 0
IGCC-CCS | 0 | 0 | 0 | 0 | 0 | 0
WT_off | 0 | 0 | 0 | 0 | 0 | 0
PseudoUnit | 0 | 0 | 0 | 0 | 0 | 0
FixedInterchange | 0 | 0 | 0 | 0 | 0 | 0
Cumulative Retirements of Capacity by Reporting Type: AZ_NM_SNV_Gas
ReportingType | 2015 | 2020 | 2025 | 2030 | 2035 | 2040
BM | 0 | 0 | 0 | 0 | 0 | 0
CC | 24.85 | 24.85 | 24.85 | 24.85 | 5982.61 | 7698.22
CSP | 0 | 0 | 0 | 0 | 0 | 0
CT | 0 | 0 | 0 | 0 | 736 | 736
Coal | 0 | 0 | 0 | 0 | 0 | 0
Geo | 0 | 0 | 0 | 0 | 0 | 0
H | 0 | 0 | 0 | 0 | 0 | 0
LFG | 0 | 0 | 0 | 0 | 0 | 0
Nuc | 0 | 0 | 0 | 0 | 0 | 0
PS | 0 | 0 | 0 | 0 | 0 | 0
PV | 0 | 0 | 0 | 0 | 0 | 0
PeakG | 0 | 0 | 0 | 0 | 0 | 0
PeakO | 0 | 0 | 0 | 0 | 0 | 0
ST | 0 | 0 | 0 | 0 | 0 | 0
STOG | 2064 | 2064 | 2064 | 2064 | 2064 | 2064
STWD | 0 | 0 | 0 | 0 | 0 | 0
WT | 0 | 0 | 0 | 0 | 0 | 0
IGCC | 0 | 0 | 0 | 0 | 0 | 0
DemandResponse | 0 | 0 | 0 | 0 | 0 | 0
IGCC-CCS | 0 | 0 | 0 | 0 | 0 | 0
WT_off | 0 | 0 | 0 | 0 | 0 | 0
PseudoUnit | 0 | 0 | 0 | 0 | 0 | 0
FixedInterchange | 0 | 0 | 0 | 0 | 0 | 0
Cumulative Retirements of Capacity by Reporting Type: AZ_NM_SNV_NucRenew
ReportingType | 2015 | 2020 | 2025 | 2030 | 2035 | 2040
BM | 0 | 0 | 0 | 0 | 0 | 0
CC | 0 | 0 | 0 | 0 | 0 | 0
CSP | 65 | 65 | 65 | 65 | 65 | 65
CT | 0 | 0 | 0 | 0 | 0 | 0
Coal | 0 | 0 | 0 | 0 | 0 | 0
Geo | 0 | 0 | 0 | 0 | 0 | 0
H | 0 | 0 | 0 | 0 | 0 | 0
LFG | 0 | 0 | 0 | 0 | 0 | 0
Nuc | 0 | 0 | 0 | 0 | 0 | 0
PS | 0 | 0 | 0 | 0 | 0 | 0
PV | 0 | 0 | 0 | 0 | 0 | 0
PeakG | 0 | 0 | 0 | 0 | 0 | 0
PeakO | 0 | 0 | 0 | 0 | 0 | 0
ST | 0 | 0 | 0 | 0 | 0 | 0
STOG | 0 | 0 | 0 | 0 | 0 | 0
STWD | 0 | 0 | 0 | 0 | 0 | 0
WT | 0 | 0 | 0 | 0 | 0 | 0
IGCC | 0 | 0 | 0 | 0 | 0 | 0
DemandResponse | 0 | 0 | 0 | 0 | 0 | 0
IGCC-CCS | 0 | 0 | 0 | 0 | 0 | 0
WT_off | 0 | 0 | 0 | 0 | 0 | 0
PseudoUnit | 0 | 0 | 0 | 0 | 0 | 0
FixedInterchange | 0 | 0 | 0 | 0 | 0 | 0
Cumulative Retirements of Capacity by Reporting Type: ERCOT
ReportingType | 2015 | 2020 | 2025 | 2030 | 2035 | 2040
BM | 0 | 0 | 0 | 0 | 0 | 0
CC | 0 | 0 | 0 | 0 | 4632.32 | 9856.7
CSP | 0 | 0 | 0 | 0 | 0 | 0
CT | 0 | 0 | 0 | 0 | 250 | 250
Coal | 15789.86 | 16646.86 | 17206.86 | 17206.86 | 17206.86 | 17206.86
Geo | 0 | 0 | 0 | 0 | 0 | 0
H | 0 | 0 | 0 | 0 | 0 | 0
LFG | 0 | 0 | 0 | 0 | 0 | 0
Nuc | 0 | 0 | 0 | 0 | 0 | 0
PS | 0 | 0 | 0 | 0 | 0 | 0
PV | 0 | 0 | 0 | 0 | 14 | 14
PeakG | 0 | 0 | 0 | 0 | 0 | 0
PeakO | 0 | 0 | 0 | 0 | 0 | 0
ST | 0 | 0 | 0 | 0 | 0 | 0
STOG | 4317.88 | 4963.27 | 7664.59 | 10329.53 | 18933 | 18933
STWD | 0 | 0 | 0 | 0 | 0 | 0
WT | 0 | 0 | 0 | 0 | 0 | 0
IGCC | 0 | 0 | 0 | 0 | 0 | 0
DemandResponse | 0 | 0 | 0 | 0 | 0 | 0
IGCC-CCS | 0 | 0 | 0 | 0 | 0 | 0
WT_off | 0 | 0 | 0 | 0 | 0 | 0
PseudoUnit | 0 | 0 | 0 | 0 | 0 | 0
FixedInterchange | 0 | 0 | 0 | 0 | 0 | 0
Cumulative Retirements of Capacity by Reporting Type: NP15
ReportingType | 2015 | 2020 | 2025 | 2030 | 2035 | 2040
BM | 0 | 0 | 0 | 0 | 0 | 0
CC | 0 | 0 | 0 | 0 | 0 | 4171.04
CSP | 0 | 0 | 0 | 0 | 0 | 0
CT | 0 | 0 | 0 | 0 | 212.58 | 212.58
Coal | 163.7 | 191.9 | 191.9 | 191.9 | 191.9 | 191.9
Geo | 0 | 0 | 0 | 0 | 0 | 0
H | 0 | 0 | 0 | 0 | 0 | 0
LFG | 0 | 0 | 0 | 0 | 0 | 0
Nuc | 0 | 0 | 0 | 0 | 0 | 0
PS | 0 | 0 | 0 | 0 | 0 | 0
PV | 0 | 0 | 0 | 0 | 0 | 0
PeakG | 0 | 0 | 0 | 0 | 0 | 0
PeakO | 156 | 156 | 156 | 156 | 156 | 156
ST | 0 | 0 | 0 | 0 | 0 | 0
STOG | 2178.29 | 2178.29 | 2178.29 | 2178.29 | 2911.82 | 2911.82
STWD | 0 | 0 | 0 | 0 | 0 | 0
WT | 0 | 0 | 0 | 0 | 0 | 0
IGCC | 0 | 0 | 0 | 0 | 0 | 0
DemandResponse | 0 | 0 | 0 | 0 | 0 | 0
IGCC-CCS | 0 | 0 | 0 | 0 | 0 | 0
WT_off | 0 | 0 | 0 | 0 | 0 | 0
PseudoUnit | 0 | 0 | 0 | 0 | 0 | 0
FixedInterchange | 0 | 0 | 0 | 0 | 0 | 0
Cumulative Retirements of Capacity by Reporting Type: NWPP_Coal
ReportingType | 2015 | 2020 | 2025 | 2030 | 2035 | 2040
BM | 0 | 0 | 0 | 0 | 0 | 0
CC | 0 | 0 | 0 | 0 | 0 | 0
CSP | 0 | 0 | 0 | 0 | 0 | 0
CT | 0 | 0 | 0 | 0 | 0 | 0
Coal | 8237 | 12773.4 | 12773.4 | 13556.7 | 13556.7 | 13556.7
Geo | 0 | 0 | 0 | 0 | 0 | 0
H | 0 | 0 | 0 | 0 | 0 | 0
LFG | 0 | 0 | 0 | 0 | 0 | 0
Nuc | 0 | 0 | 0 | 0 | 0 | 0
PS | 0 | 0 | 0 | 0 | 0 | 0
PV | 0 | 0 | 0 | 0 | 0 | 0
PeakG | 0 | 0 | 0 | 0 | 0 | 0
PeakO | 183 | 183 | 183 | 183 | 183 | 183
ST | 0 | 0 | 0 | 0 | 0 | 0
STOG | 0 | 0 | 0 | 0 | 0 | 0
STWD | 0 | 0 | 0 | 0 | 0 | 0
WT | 0 | 0 | 0 | 0 | 0 | 0
IGCC | 0 | 0 | 0 | 0 | 0 | 0
DemandResponse | 0 | 0 | 0 | 0 | 0 | 0
IGCC-CCS | 0 | 0 | 0 | 0 | 0 | 0
WT_off | 0 | 0 | 0 | 0 | 0 | 0
PseudoUnit | 0 | 0 | 0 | 0 | 0 | 0
FixedInterchange | 0 | 0 | 0 | 0 | 0 | 0
Cumulative Retirements of Capacity by Reporting Type: NWPP_Gas
ReportingType | 2015 | 2020 | 2025 | 2030 | 2035 | 2040
BM | 0 | 0 | 0 | 0 | 0 | 0
CC | 1678 | 1678 | 1678 | 1678 | 8005 | 8305
CSP | 0 | 0 | 0 | 0 | 0 | 0
CT | 0 | 0 | 0 | 0 | 150 | 150
Coal | 0 | 0 | 0 | 0 | 0 | 0
Geo | 0 | 0 | 0 | 0 | 0 | 0
H | 0 | 0 | 0 | 0 | 0 | 0
LFG | 0 | 0 | 0 | 0 | 0 | 0
Nuc | 0 | 0 | 0 | 0 | 0 | 0
PS | 0 | 0 | 0 | 0 | 0 | 0
PV | 0 | 0 | 0 | 0 | 0 | 0
PeakG | 2623 | 2623 | 2623 | 2623 | 2623 | 2623
PeakO | 0 | 0 | 0 | 0 | 0 | 0
ST | 0 | 0 | 0 | 0 | 0 | 0
STOG | 786 | 786 | 786 | 786 | 786 | 786
STWD | 0 | 0 | 0 | 0 | 0 | 0
WT | 0 | 0 | 0 | 0 | 0 | 0
IGCC | 0 | 0 | 0 | 0 | 0 | 0
DemandResponse | 0 | 0 | 0 | 0 | 0 | 0
IGCC-CCS | 0 | 0 | 0 | 0 | 0 | 0
WT_off | 0 | 0 | 0 | 0 | 0 | 0
PseudoUnit | 0 | 0 | 0 | 0 | 0 | 0
FixedInterchange | 0 | 0 | 0 | 0 | 0 | 0
Cumulative Retirements of Capacity by Reporting Type: NWPP_NucRenew
ReportingType | 2015 | 2020 | 2025 | 2030 | 2035 | 2040
BM | 0 | 0 | 0 | 0 | 0 | 0
CC | 0 | 0 | 0 | 0 | 0 | 0
CSP | 0 | 0 | 0 | 0 | 0 | 0
CT | 0 | 0 | 0 | 0 | 0 | 0
Coal | 0 | 0 | 0 | 0 | 0 | 0
Geo | 4.8 | 4.8 | 4.8 | 4.8 | 4.8 | 4.8
H | 0 | 0 | 0 | 0 | 0 | 0
LFG | 0 | 0 | 0 | 0 | 0 | 0
Nuc | 0 | 0 | 0 | 0 | 0 | 0
PS | 0 | 0 | 0 | 0 | 0 | 0
PV | 0 | 0 | 0 | 0 | 0 | 0
PeakG | 0 | 0 | 0 | 0 | 0 | 0
PeakO | 0 | 0 | 0 | 0 | 0 | 0
ST | 0 | 0 | 0 | 0 | 0 | 0
STOG | 0 | 0 | 0 | 0 | 0 | 0
STWD | 0 | 0 | 0 | 0 | 0 | 0
WT | 0 | 0 | 0 | 0 | 0 | 0
IGCC | 0 | 0 | 0 | 0 | 0 | 0
DemandResponse | 0 | 0 | 0 | 0 | 0 | 0
IGCC-CCS | 0 | 0 | 0 | 0 | 0 | 0
WT_off | 0 | 0 | 0 | 0 | 0 | 0
PseudoUnit | 0 | 0 | 0 | 0 | 0 | 0
FixedInterchange | 0 | 0 | 0 | 0 | 0 | 0
Cumulative Retirements of Capacity by Reporting Type: RMPA
ReportingType | 2015 | 2020 | 2025 | 2030 | 2035 | 2040
BM | 0 | 0 | 0 | 0 | 0 | 0
CC | 0 | 0 | 0 | 0 | 734.05 | 1646.67
CSP | 1 | 1 | 1 | 1 | 1 | 1
CT | 0 | 0 | 0 | 0 | 152 | 152
Coal | 1756 | 3638.05 | 6787.99 | 6787.99 | 6788 | 6788
Geo | 0 | 0 | 0 | 0 | 0 | 0
H | 0 | 0 | 0 | 0 | 0 | 0
LFG | 0 | 0 | 0 | 0 | 0 | 0
Nuc | 0 | 0 | 0 | 0 | 0 | 0
PS | 0 | 0 | 0 | 0 | 0 | 0
PV | 0 | 0 | 0 | 0 | 0 | 0
PeakG | 0 | 0 | 0 | 0 | 0 | 0
PeakO | 38.42 | 38.42 | 38.42 | 38.42 | 38.42 | 38.42
ST | 0 | 0 | 0 | 0 | 0 | 0
STOG | 217 | 217 | 217 | 217 | 217 | 217
STWD | 0 | 0 | 0 | 0 | 0 | 0
WT | 0 | 0 | 0 | 0 | 0 | 0
IGCC | 0 | 0 | 0 | 0 | 0 | 0
DemandResponse | 0 | 0 | 0 | 0 | 0 | 0
IGCC-CCS | 0 | 0 | 0 | 0 | 0 | 0
WT_off | 0 | 0 | 0 | 0 | 0 | 0
PseudoUnit | 0 | 0 | 0 | 0 | 0 | 0
FixedInterchange | 0 | 0 | 0 | 0 | 0 | 0
Cumulative Retirements of Capacity by Reporting Type: SP15
ReportingType | 2015 | 2020 | 2025 | 2030 | 2035 | 2040
BM | 0 | 0 | 0 | 0 | 0 | 0
CC | 0 | 0 | 0 | 0 | 0 | 0
CSP | 409 | 409 | 409 | 409 | 409 | 409
CT | 0 | 0 | 0 | 0 | 0 | 0
Coal | 57 | 242.69 | 242.69 | 242.7 | 242.7 | 242.7
Geo | 0 | 0 | 0 | 0 | 0 | 0
H | 0 | 0 | 0 | 0 | 0 | 0
LFG | 0 | 0 | 0 | 0 | 0 | 0
Nuc | 0 | 0 | 0 | 0 | 0 | 0
PS | 0 | 0 | 0 | 0 | 0 | 0
PV | 0 | 0 | 0 | 0 | 0 | 0
PeakG | 44 | 44 | 44 | 44 | 44 | 44
PeakO | 15 | 15 | 15 | 15 | 15 | 15
ST | 0 | 0 | 0 | 0 | 0 | 0
STOG | 3004.58 | 3004.58 | 3004.58 | 3004.58 | 7910.38 | 7910.38
STWD | 0 | 0 | 0 | 0 | 0 | 0
WT | 126.2 | 126.2 | 126.2 | 126.2 | 126.2 | 126.2
IGCC | 0 | 0 | 0 | 0 | 0 | 0
DemandResponse | 0 | 0 | 0 | 0 | 0 | 0
IGCC-CCS | 0 | 0 | 0 | 0 | 0 | 0
WT_off | 0 | 0 | 0 | 0 | 0 | 0
PseudoUnit | 0 | 0 | 0 | 0 | 0 | 0
FixedInterchange | 0 | 0 | 0 | 0 | 0 | 0
Cumulative Retirements of Capacity by Reporting Type: ALB
ReportingType | 2015 | 2020 | 2025 | 2030 | 2035 | 2040
BM | 0 | 0 | 0 | 0 | 0 | 0
CC | 0 | 0 | 0 | 1952 | 2202 | 2202
CSP | 0 | 0 | 0 | 0 | 0 | 0
CT | 0 | 0 | 0 | 0 | 201.5 | 201.5
Coal | 83.55 | 312.16 | 503.95 | 5745.83 | 5745.83 | 5745.83
Geo | 0 | 0 | 0 | 0 | 0 | 0
H | 0 | 0 | 0 | 0 | 0 | 0
LFG | 0 | 0 | 0 | 0 | 0 | 0
Nuc | 0 | 0 | 0 | 0 | 0 | 0
PS | 0 | 0 | 0 | 0 | 0 | 0
PV | 0 | 0 | 0 | 0 | 0 | 0
PeakG | 1430.42 | 1430.42 | 1430.42 | 1430.42 | 1430.42 | 1430.42
PeakO | 6 | 6 | 6 | 6 | 6 | 6
ST | 0 | 0 | 0 | 0 | 0 | 0
STOG | 186 | 186 | 186 | 186 | 186 | 186
STWD | 0 | 0 | 0 | 0 | 0 | 0
WT | 0 | 0 | 0 | 0 | 0 | 0
IGCC | 0 | 0 | 0 | 0 | 0 | 0
DemandResponse | 0 | 0 | 0 | 0 | 0 | 0
IGCC-CCS | 0 | 0 | 0 | 0 | 0 | 0
WT_off | 0 | 0 | 0 | 0 | 0 | 0
PseudoUnit | 0 | 0 | 0 | 0 | 0 | 0
FixedInterchange | 0 | 0 | 0 | 0 | 0 | 0
Cumulative Retirements of Capacity by Reporting Type: BC
ReportingType | 2015 | 2020 | 2025 | 2030 | 2035 | 2040
BM | 0 | 0 | 0 | 0 | 0 | 0
CC | 0 | 0 | 0 | 0 | 37.62 | 732.39
CSP | 0 | 0 | 0 | 0 | 0 | 0
CT | 0 | 0 | 0 | 0 | 0 | 0
Coal | 0 | 0 | 0 | 0 | 0 | 0
Geo | 0 | 0 | 0 | 0 | 0 | 0
H | 0 | 0 | 0 | 0 | 0 | 0
LFG | 0 | 0 | 0 | 0 | 0 | 0
Nuc | 0 | 0 | 0 | 0 | 0 | 0
PS | 0 | 0 | 0 | 0 | 0 | 0
PV | 0 | 0 | 0 | 0 | 0 | 0
PeakG | 141 | 141 | 141 | 141 | 141 | 141
PeakO | 44 | 44 | 44 | 44 | 44 | 44
ST | 0 | 0 | 0 | 0 | 0 | 0
STOG | 938 | 938 | 938 | 938 | 938 | 938
STWD | 0 | 0 | 0 | 0 | 0 | 0
WT | 0 | 0 | 0 | 0 | 0 | 0
IGCC | 0 | 0 | 0 | 0 | 0 | 0
DemandResponse | 0 | 0 | 0 | 0 | 0 | 0
IGCC-CCS | 0 | 0 | 0 | 0 | 0 | 0
WT_off | 0 | 0 | 0 | 0 | 0 | 0
PseudoUnit | 0 | 0 | 0 | 0 | 0 | 0
FixedInterchange | 0 | 0 | 0 | 0 | 0 | 0
Cumulative Retirements of Capacity by Reporting Type: HQ_IESO
ReportingType | 2015 | 2020 | 2025 | 2030 | 2035 | 2040
BM | 0 | 0 | 0 | 0 | 0 | 0
CC | 0 | 0 | 0 | 0 | 0 | 0
CSP | 0 | 0 | 0 | 0 | 0 | 0
CT | 0 | 0 | 0 | 0 | 0 | 0
Coal | 0 | 0 | 0 | 0 | 0 | 0
Geo | 0 | 0 | 0 | 0 | 0 | 0
H | 0 | 0 | 0 | 0 | 0 | 0
LFG | 0 | 0 | 0 | 0 | 0 | 0
Nuc | 0 | 0 | 0 | 0 | 0 | 0
PS | 0 | 0 | 0 | 0 | 0 | 0
PV | 0 | 0 | 0 | 0 | 0 | 0
PeakG | 0 | 0 | 0 | 0 | 0 | 0
PeakO | 0 | 0 | 0 | 0 | 0 | 0
ST | 0 | 0 | 0 | 0 | 0 | 0
STOG | 0 | 0 | 0 | 0 | 0 | 0
STWD | 0 | 0 | 0 | 0 | 0 | 0
WT | 0 | 0 | 0 | 0 | 0 | 0
IGCC | 0 | 0 | 0 | 0 | 0 | 0
DemandResponse | 0 | 0 | 0 | 0 | 0 | 0
IGCC-CCS | 0 | 0 | 0 | 0 | 0 | 0
WT_off | 0 | 0 | 0 | 0 | 0 | 0
PseudoUnit | 0 | 0 | 0 | 0 | 0 | 0
FixedInterchange | 0 | 0 | 0 | 0 | 0 | 0
Cumulative Retirements of Capacity by Reporting Type: HQ_NEISO
ReportingType | 2015 | 2020 | 2025 | 2030 | 2035 | 2040
BM | 0 | 0 | 0 | 0 | 0 | 0
CC | 0 | 0 | 0 | 0 | 0 | 0
CSP | 0 | 0 | 0 | 0 | 0 | 0
CT | 0 | 0 | 0 | 0 | 0 | 0
Coal | 0 | 0 | 0 | 0 | 0 | 0
Geo | 0 | 0 | 0 | 0 | 0 | 0
H | 0 | 0 | 0 | 0 | 0 | 0
LFG | 0 | 0 | 0 | 0 | 0 | 0
Nuc | 0 | 0 | 0 | 0 | 0 | 0
PS | 0 | 0 | 0 | 0 | 0 | 0
PV | 0 | 0 | 0 | 0 | 0 | 0
PeakG | 0 | 0 | 0 | 0 | 0 | 0
PeakO | 0 | 0 | 0 | 0 | 0 | 0
ST | 0 | 0 | 0 | 0 | 0 | 0
STOG | 0 | 0 | 0 | 0 | 0 | 0
STWD | 0 | 0 | 0 | 0 | 0 | 0
WT | 0 | 0 | 0 | 0 | 0 | 0
IGCC | 0 | 0 | 0 | 0 | 0 | 0
DemandResponse | 0 | 0 | 0 | 0 | 0 | 0
IGCC-CCS | 0 | 0 | 0 | 0 | 0 | 0
WT_off | 0 | 0 | 0 | 0 | 0 | 0
PseudoUnit | 0 | 0 | 0 | 0 | 0 | 0
FixedInterchange | 0 | 0 | 0 | 0 | 0 | 0
Cumulative Retirements of Capacity by Reporting Type: HQ_NY
ReportingType | 2015 | 2020 | 2025 | 2030 | 2035 | 2040
BM | 0 | 0 | 0 | 0 | 0 | 0
CC | 0 | 0 | 0 | 0 | 0 | 0
CSP | 0 | 0 | 0 | 0 | 0 | 0
CT | 0 | 0 | 0 | 0 | 0 | 0
Coal | 0 | 0 | 0 | 0 | 0 | 0
Geo | 0 | 0 | 0 | 0 | 0 | 0
H | 0 | 0 | 0 | 0 | 0 | 0
LFG | 0 | 0 | 0 | 0 | 0 | 0
Nuc | 0 | 0 | 0 | 0 | 0 | 0
PS | 0 | 0 | 0 | 0 | 0 | 0
PV | 0 | 0 | 0 | 0 | 0 | 0
PeakG | 0 | 0 | 0 | 0 | 0 | 0
PeakO | 0 | 0 | 0 | 0 | 0 | 0
ST | 0 | 0 | 0 | 0 | 0 | 0
STOG | 0 | 0 | 0 | 0 | 0 | 0
STWD | 0 | 0 | 0 | 0 | 0 | 0
WT | 0 | 0 | 0 | 0 | 0 | 0
IGCC | 0 | 0 | 0 | 0 | 0 | 0
DemandResponse | 0 | 0 | 0 | 0 | 0 | 0
IGCC-CCS | 0 | 0 | 0 | 0 | 0 | 0
WT_off | 0 | 0 | 0 | 0 | 0 | 0
PseudoUnit | 0 | 0 | 0 | 0 | 0 | 0
FixedInterchange | 0 | 0 | 0 | 0 | 0 | 0
Cumulative Retirements of Capacity by Reporting Type: MARITIMES
ReportingType | 2015 | 2020 | 2025 | 2030 | 2035 | 2040
BM | 0 | 0 | 0 | 0 | 0 | 0
CC | 0 | 0 | 0 | 0 | 0 | 0
CSP | 0 | 0 | 0 | 0 | 0 | 0
CT | 0 | 0 | 0 | 0 | 0 | 0
Coal | 0 | 0 | 0 | 0 | 0 | 0
Geo | 0 | 0 | 0 | 0 | 0 | 0
H | 0 | 0 | 0 | 0 | 0 | 0
LFG | 0 | 0 | 0 | 0 | 0 | 0
Nuc | 0 | 0 | 0 | 0 | 0 | 0
PS | 0 | 0 | 0 | 0 | 0 | 0
PV | 0 | 0 | 0 | 0 | 0 | 0
PeakG | 0 | 0 | 0 | 0 | 0 | 0
PeakO | 0 | 0 | 0 | 0 | 0 | 0
ST | 0 | 0 | 0 | 0 | 0 | 0
STOG | 0 | 0 | 0 | 0 | 0 | 0
STWD | 0 | 0 | 0 | 0 | 0 | 0
WT | 0 | 0 | 0 | 0 | 0 | 0
IGCC | 0 | 0 | 0 | 0 | 0 | 0
DemandResponse | 0 | 0 | 0 | 0 | 0 | 0
IGCC-CCS | 0 | 0 | 0 | 0 | 0 | 0
WT_off | 0 | 0 | 0 | 0 | 0 | 0
PseudoUnit | 0 | 0 | 0 | 0 | 0 | 0
FixedInterchange | 0 | 0 | 0 | 0 | 0 | 0
Cumulative Retirements of Capacity by Reporting Type: All
ReportingType | 2015 | 2020 | 2025 | 2030 | 2035 | 2040
BM | 0 | 0 | 0 | 0 | 0 | 0
CC | 8803.82 | 11822.11 | 13883.36 | 17783.46 | 67603.95 | 117304.85
CSP | 475 | 475 | 475 | 475 | 475 | 475
CT | 0 | 0 | 0 | 9.5 | 4749.49 | 5492.93
Coal | 204429.93 | 268438.46 | 299245.47 | 311964.98 | 317659.11 | 317659.11
Geo | 4.8 | 4.8 | 4.8 | 4.8 | 4.8 | 4.8
H | 0 | 0 | 0 | 0 | 0 | 0
LFG | 0 | 0 | 0 | 0 | 0 | 0
Nuc | 0 | 614.5 | 614.5 | 2102.7 | 28678.4 | 48384.39
PS | 0 | 0 | 0 | 0 | 0 | 0
PV | 0 | 0 | 0 | 0 | 1081.25 | 1081.25
PeakG | 5300.9 | 5300.9 | 5859.89 | 6058.3 | 16141.25 | 16289.31
PeakO | 3231.09 | 3231.1 | 3235.1 | 3561.77 | 7055.08 | 10363.05
ST | 0 | 0 | 0 | 0 | 0 | 0
STOG | 56499.76 | 57145.15 | 62676.78 | 67199.83 | 86978.13 | 92547.31
STWD | 0 | 0 | 0 | 0 | 0 | 0
WT | 126.2 | 126.2 | 126.2 | 126.2 | 428.6 | 428.6
IGCC | 0 | 0 | 0 | 0 | 0 | 0
DemandResponse | 0 | 0 | 0 | 0 | 0 | 0
IGCC-CCS | 0 | 0 | 0 | 0 | 0 | 0
WT_off | 0 | 0 | 0 | 0 | 0 | 0
PseudoUnit | 0 | 0 | 0 | 0 | 0 | 0
FixedInterchange | 0 | 0 | 0 | 0 | 0 | 0
Cumulative Retirements of Capacity by Reporting Type: EI_US
ReportingType | 2015 | 2020 | 2025 | 2030 | 2035 | 2040
BM | 0 | 0 | 0 | 0 | 0 | 0
CC | 1157.96 | 4176.25 | 5506.52 | 7454.61 | 39336.36 | 75737.07
CSP | 0 | 0 | 0 | 0 | 0 | 0
CT | 0 | 0 | 0 | 9.5 | 2679.42 | 3422.85
Coal | 166615.3 | 218764.25 | 243590.89 | 250285.2 | 255699.24 | 255699.24
Geo | 0 | 0 | 0 | 0 | 0 | 0
H | 0 | 0 | 0 | 0 | 0 | 0
LFG | 0 | 0 | 0 | 0 | 0 | 0
Nuc | 0 | 614.5 | 614.5 | 2102.7 | 27648.4 | 45814.39
PS | 0 | 0 | 0 | 0 | 0 | 0
PV | 0 | 0 | 0 | 0 | 0 | 0
PeakG | 478.5 | 478.5 | 478.5 | 676.9 | 10759.85 | 10907.91
PeakO | 2613.67 | 2613.68 | 2613.68 | 2940.35 | 6433.66 | 9741.63
ST | 0 | 0 | 0 | 0 | 0 | 0
STOG | 40682.01 | 40682.01 | 43386.33 | 45244.44 | 50779.94 | 56349.11
STWD | 0 | 0 | 0 | 0 | 0 | 0
WT | 0 | 0 | 0 | 0 | 0 | 0
IGCC | 0 | 0 | 0 | 0 | 0 | 0
DemandResponse | 0 | 0 | 0 | 0 | 0 | 0
IGCC-CCS | 0 | 0 | 0 | 0 | 0 | 0
WT_off | 0 | 0 | 0 | 0 | 0 | 0
PseudoUnit | 0 | 0 | 0 | 0 | 0 | 0
FixedInterchange | 0 | 0 | 0 | 0 | 0 | 0
Cumulative Retirements of Capacity by Reporting Type: EI_Canada
ReportingType | 2015 | 2020 | 2025 | 2030 | 2035 | 2040
BM | 0 | 0 | 0 | 0 | 0 | 0
CC | 5943 | 5943 | 6673.99 | 6674 | 6674 | 6955.75
CSP | 0 | 0 | 0 | 0 | 0 | 0
CT | 0 | 0 | 0 | 0 | 368 | 368
Coal | 7492.84 | 8053.17 | 8161.9 | 8161.9 | 8161.9 | 8161.9
Geo | 0 | 0 | 0 | 0 | 0 | 0
H | 0 | 0 | 0 | 0 | 0 | 0
LFG | 0 | 0 | 0 | 0 | 0 | 0
Nuc | 0 | 0 | 0 | 0 | 1030 | 2570
PS | 0 | 0 | 0 | 0 | 0 | 0
PV | 0 | 0 | 0 | 0 | 1067.26 | 1067.26
PeakG | 583.98 | 583.98 | 1142.97 | 1142.98 | 1142.98 | 1142.98
PeakO | 175 | 175 | 179 | 179 | 179 | 179
ST | 0 | 0 | 0 | 0 | 0 | 0
STOG | 2126 | 2126 | 2252 | 2252 | 2252 | 2252
STWD | 0 | 0 | 0 | 0 | 0 | 0
WT | 0 | 0 | 0 | 0 | 302.4 | 302.4
IGCC | 0 | 0 | 0 | 0 | 0 | 0
DemandResponse | 0 | 0 | 0 | 0 | 0 | 0
IGCC-CCS | 0 | 0 | 0 | 0 | 0 | 0
WT_off | 0 | 0 | 0 | 0 | 0 | 0
PseudoUnit | 0 | 0 | 0 | 0 | 0 | 0
FixedInterchange | 0 | 0 | 0 | 0 | 0 | 0
Cumulative Retirements of Capacity by Reporting Type: EI
ReportingType | 2015 | 2020 | 2025 | 2030 | 2035 | 2040
BM | 0 | 0 | 0 | 0 | 0 | 0
CC | 7100.96 | 10119.25 | 12180.51 | 14128.61 | 46010.36 | 82692.82
CSP | 0 | 0 | 0 | 0 | 0 | 0
CT | 0 | 0 | 0 | 9.5 | 3047.41 | 3790.85
Coal | 174108.14 | 226817.42 | 251752.79 | 258447.1 | 263861.14 | 263861.14
Geo | 0 | 0 | 0 | 0 | 0 | 0
H | 0 | 0 | 0 | 0 | 0 | 0
LFG | 0 | 0 | 0 | 0 | 0 | 0
Nuc | 0 | 614.5 | 614.5 | 2102.7 | 28678.4 | 48384.39
PS | 0 | 0 | 0 | 0 | 0 | 0
PV | 0 | 0 | 0 | 0 | 1067.26 | 1067.26
PeakG | 1062.48 | 1062.48 | 1621.47 | 1819.88 | 11902.83 | 12050.9
PeakO | 2788.67 | 2788.67 | 2792.67 | 3119.35 | 6612.65 | 9920.63
ST | 0 | 0 | 0 | 0 | 0 | 0
STOG | 42808.01 | 42808.01 | 45638.33 | 47496.44 | 53031.94 | 58601.11
STWD | 0 | 0 | 0 | 0 | 0 | 0
WT | 0 | 0 | 0 | 0 | 302.4 | 302.4
IGCC | 0 | 0 | 0 | 0 | 0 | 0
DemandResponse | 0 | 0 | 0 | 0 | 0 | 0
IGCC-CCS | 0 | 0 | 0 | 0 | 0 | 0
WT_off | 0 | 0 | 0 | 0 | 0 | 0
PseudoUnit | 0 | 0 | 0 | 0 | 0 | 0
FixedInterchange | 0 | 0 | 0 | 0 | 0 | 0
Cumulative Retirements of Capacity by Reporting Type: Outside_EI
ReportingType | 2015 | 2020 | 2025 | 2030 | 2035 | 2040
BM | 0 | 0 | 0 | 0 | 0 | 0
CC | 1702.85 | 1702.85 | 1702.85 | 3654.85 | 21593.59 | 34612.02
CSP | 475 | 475 | 475 | 475 | 475 | 475
CT | 0 | 0 | 0 | 0 | 1702.08 | 1702.08
Coal | 30321.79 | 41621.04 | 47492.68 | 53517.87 | 53797.97 | 53797.97
Geo | 4.8 | 4.8 | 4.8 | 4.8 | 4.8 | 4.8
H | 0 | 0 | 0 | 0 | 0 | 0
LFG | 0 | 0 | 0 | 0 | 0 | 0
Nuc | 0 | 0 | 0 | 0 | 0 | 0
PS | 0 | 0 | 0 | 0 | 0 | 0
PV | 0 | 0 | 0 | 0 | 14 | 14
PeakG | 4238.42 | 4238.42 | 4238.42 | 4238.42 | 4238.42 | 4238.42
PeakO | 442.42 | 442.42 | 442.42 | 442.42 | 442.42 | 442.42
ST | 0 | 0 | 0 | 0 | 0 | 0
STOG | 13691.75 | 14337.14 | 17038.45 | 19703.39 | 33946.19 | 33946.19
STWD | 0 | 0 | 0 | 0 | 0 | 0
WT | 126.2 | 126.2 | 126.2 | 126.2 | 126.2 | 126.2
IGCC | 0 | 0 | 0 | 0 | 0 | 0
DemandResponse | 0 | 0 | 0 | 0 | 0 | 0
IGCC-CCS | 0 | 0 | 0 | 0 | 0 | 0
WT_off | 0 | 0 | 0 | 0 | 0 | 0
PseudoUnit | 0 | 0 | 0 | 0 | 0 | 0
FixedInterchange | 0 | 0 | 0 | 0 | 0 | 0
#5 | Total Installed ACTIVE Capacity (MW)
Total Installed Capacity by Reporting Type: Entergy
ReportingType | 2015 | 2020 | 2025 | 2030 | 2035 | 2040
BM | 0 | 0 | 0 | 0 | 0 | 220.12
CC | 16586.45 | 19699.18 | 19699.18 | 19490.18 | 19490.18 | 19490.18
CSP | 0 | 0 | 0 | 0 | 0 | 0
CT | 0 | 0 | 0 | 0 | 0 | 0
Coal | 7900.98 | 2497.68 | 720.01 | 720 | 720 | 720
Geo | 0 | 0 | 0 | 0 | 0 | 0
H | 744 | 744 | 744 | 744 | 744 | 1853
LFG | 8 | 8 | 49.23 | 115.4 | 115.4 | 115.4
Nuc | 5422 | 5422 | 5422 | 5422 | 4580 | 3583
PS | 59 | 59 | 59 | 59 | 59 | 59
PV | 0.29 | 61.82 | 91.21 | 91.21 | 91.21 | 92.59
PeakG | 2787 | 2787 | 2787 | 2787 | 2787 | 2787
PeakO | 174 | 174 | 174 | 0.01 | 0.01 | 0.01
ST | 0 | 0 | 0 | 0 | 0 | 0
STOG | 1858.11 | 1858.11 | 1858.11 | 0 | 0 | 0
STWD | 206 | 206 | 206 | 206 | 206 | 206
WT | 107 | 107 | 107 | 107 | 107 | 207
IGCC | 0 | 0 | 0 | 0 | 0 | 0
DemandResponse | 301.55 | 1538.95 | 2854.33 | 2930.78 | 3009.27 | 3089.87
IGCC-CCS | 0 | 0 | 0 | 0 | 0 | 0
WT_off | 0 | 0 | 0 | 0 | 0 | 0
PseudoUnit | 0 | 0 | 0 | 0 | 0 | 0
FixedInterchange | 0 | 0 | 0 | 0 | 0 | 0
Total Installed Capacity by Reporting Type: FRCC
ReportingType | 2015 | 2020 | 2025 | 2030 | 2035 | 2040
BM | 0 | 0 | 0 | 0 | 0 | 0.01
CC | 35140.77 | 35580.82 | 37264.82 | 37264.82 | 19893.56 | 19893.56
CSP | 0 | 0 | 0 | 0 | 0 | 0
CT | 2480 | 2480 | 2480 | 2480 | 0 | 0
Coal | 1730.02 | 185.99 | 185.99 | 185.99 | 185.99 | 185.99
Geo | 0 | 0 | 0 | 0 | 0 | 0
H | 55 | 55 | 55 | 55 | 55 | 55.01
LFG | 486 | 486 | 684 | 684 | 684 | 684
Nuc | 4131.33 | 4131.33 | 4131.33 | 4131.33 | 24084.71 | 27709.41
PS | 0 | 0 | 0 | 0 | 0 | 0
PV | 51 | 51 | 51 | 51 | 51 | 51
PeakG | 8431 | 8431 | 8431 | 8431 | 8431 | 8431
PeakO | 2283 | 2283 | 2283 | 2213.31 | 0 | 0
ST | 0 | 0 | 0 | 0 | 0 | 0
STOG | 0 | 0 | 0 | 0 | 0 | 0
STWD | 195 | 195 | 195 | 195 | 195 | 195
WT | 0 | 0 | 0 | 0 | 0 | 0
IGCC | 0 | 0 | 0 | 0 | 0 | 0
DemandResponse | 2734.45 | 3962.85 | 5527.63 | 5878.95 | 6252.59 | 6649.99
IGCC-CCS | 0 | 0 | 0 | 0 | 0 | 0
WT_off | 0 | 0 | 0 | 0 | 0 | 0
PseudoUnit | 0 | 0 | 0 | 0 | 0 | 0
FixedInterchange | 0 | 0 | 0 | 0 | 0 | 0
Total Installed Capacity by Reporting Type: MAPP_US
ReportingType | 2015 | 2020 | 2025 | 2030 | 2035 | 2040
BM | 0 | 0 | 0 | 0 | 0 | 0
CC | 289.01 | 714.3 | 714.3 | 714.3 | 714.3 | 714.3
CSP | 0 | 0 | 0 | 0 | 0 | 0
CT | 308.3 | 427.31 | 427.31 | 427.32 | 462.28 | 493.29
Coal | 1619.4 | 1100.28 | 450.01 | 450.01 | 450.01 | 450.01
Geo | 44 | 44 | 44 | 44 | 44 | 44
H | 2186 | 2186 | 2186 | 2186 | 2186 | 2186
LFG | 2 | 2 | 2 | 73.67 | 73.67 | 73.67
Nuc | 0.1 | 0.1 | 0.1 | 0.1 | 0.1 | 0.1
PS | 0 | 0 | 0 | 0 | 0 | 0
PV | 0 | 0 | 0 | 0 | 0 | 0
PeakG | 709 | 709 | 709 | 709 | 709 | 709
PeakO | 346 | 346 | 346 | 346 | 346 | 346
ST | 0 | 0 | 0 | 0 | 0 | 0
STOG | 36 | 36 | 36 | 36 | 36 | 36
STWD | 0 | 0 | 0 | 0 | 0 | 0
WT | 1689.3 | 3305.16 | 6135.84 | 7168.88 | 7168.88 | 7168.88
IGCC | 0 | 0 | 0 | 0 | 0 | 0
DemandResponse | 59 | 199.4 | 353.8 | 367.81 | 382.38 | 397.53
IGCC-CCS | 0 | 0 | 0 | 0 | 0 | 0
WT_off | 0 | 0 | 0 | 0 | 0 | 0
PseudoUnit | 0 | 0 | 0 | 0 | 0 | 0
FixedInterchange | 0 | 0 | 0 | 0 | 0 | 0
Total Installed Capacity by Reporting Type: MISO_IN
ReportingType | 2015 | 2020 | 2025 | 2030 | 2035 | 2040
BM | 0 | 0 | 0 | 0 | 0 | 0
CC | 9549.66 | 20186.61 | 20186.61 | 20186.61 | 20186.61 | 20186.61
CSP | 0 | 0 | 0 | 0 | 0 | 0
CT | 0 | 0 | 0 | 0 | 0 | 0
Coal | 5098.73 | 2661.74 | 2661.74 | 789.37 | 325.36 | 325.36
Geo | 0 | 0 | 0 | 0 | 0 | 0
H | 75 | 75 | 75 | 75 | 75 | 75
LFG | 37 | 37 | 117.12 | 117.13 | 117.13 | 117.13
Nuc | 0.1 | 0.1 | 0.1 | 0.1 | 0.1 | 0.1
PS | 0 | 0 | 0 | 0 | 0 | 0
PV | 0 | 225.83 | 336.84 | 340.96 | 340.96 | 340.96
PeakG | 3053 | 3053 | 3053 | 3053 | 3053 | 3053
PeakO | 361 | 361 | 361 | 361 | 361 | 361
ST | 0 | 0 | 0 | 0 | 0 | 0
STOG | 279 | 279 | 279 | 279 | 0 | 0
STWD | 0 | 0 | 0 | 0 | 0 | 0
WT | 535 | 535 | 535 | 535 | 44900.75 | 44900.75
IGCC | 618 | 618 | 618 | 618 | 618 | 618
DemandResponse | 1068.55 | 1287.74 | 1545.09 | 1592.8 | 1641.97 | 1692.67
IGCC-CCS | 0 | 0 | 0 | 0 | 0 | 0
WT_off | 0 | 0 | 0 | 0 | 0 | 0
PseudoUnit | 0 | 0 | 0 | 0 | 0 | 0
FixedInterchange | 0 | 0 | 0 | 0 | 0 | 0
Total Installed Capacity by Reporting Type: MISO_MI
ReportingType | 2015 | 2020 | 2025 | 2030 | 2035 | 2040
BM | 0 | 0 | 0 | 0 | 0 | 1300.91
CC | 6748.83 | 6748.85 | 6748.85 | 6748.85 | 6748.85 | 6748.85
CSP | 0 | 0 | 0 | 0 | 0 | 0
CT | 0 | 0 | 0 | 0 | 0 | 0
Coal | 3239.39 | 0.01 | 0.01 | 0.01 | 0.01 | 0.01
Geo | 0 | 0 | 0 | 0 | 0 | 0
H | 141 | 141 | 141 | 141 | 141 | 141
LFG | 163 | 163 | 323.25 | 323.25 | 323.25 | 323.25
Nuc | 1889 | 1889 | 1889 | 1889 | 1111 | 1989.69
PS | 1872 | 1872 | 1872 | 1872 | 1872 | 1872
PV | 0 | 0 | 0 | 0 | 0 | 0
PeakG | 3562 | 3562 | 3562 | 3562 | 3562 | 3562
PeakO | 534 | 534 | 534 | 534 | 534 | 534
ST | 0 | 0 | 0 | 0 | 0 | 0
STOG | 2852 | 2852 | 2852 | 2852 | 0.01 | 0.01
STWD | 163 | 163 | 163 | 163 | 163 | 163
WT | 2161 | 2557.68 | 2557.68 | 2584.81 | 2761 | 2761
IGCC | 0 | 0 | 0 | 0 | 0 | 0
DemandResponse | 1838.88 | 2351.35 | 3000.3 | 3120.7 | 3245.93 | 3376.18
IGCC-CCS | 0 | 0 | 0 | 0 | 0 | 0
WT_off | 0 | 0 | 0 | 0 | 0 | 0
PseudoUnit | 0 | 0 | 0 | 0 | 0 | 0
FixedInterchange | 0 | 0 | 0 | 0 | 0 | 0
Total Installed Capacity by Reporting Type: MISO_MO-IL
ReportingType | 2015 | 2020 | 2025 | 2030 | 2035 | 2040
BM | 0 | 0 | 0 | 0 | 0 | 0
CC | 1058.01 | 3960.8 | 3960.8 | 3960.8 | 3960.8 | 3960.8
CSP | 0 | 0 | 0 | 0 | 0 | 0
CT | 0 | 0 | 0 | 0 | 0 | 0
Coal | 9335.02 | 3020.03 | 3020.03 | 3020.02 | 1990.02 | 1990.02
Geo | 0 | 0 | 0 | 0 | 0 | 0
H | 352 | 352 | 632 | 632 | 632 | 632
LFG | 18 | 18 | 241.33 | 241.33 | 241.33 | 241.33
Nuc | 2233 | 2233 | 2233 | 2233 | 2233 | 2233
PS | 440 | 440 | 440 | 440 | 440 | 440
PV | 0 | 0 | 0 | 0 | 0 | 0
PeakG | 4595 | 4595 | 4595 | 4595 | 4595 | 4595
PeakO | 766 | 766 | 766 | 766 | 766 | 766
ST | 0 | 0 | 0 | 0 | 0 | 0
STOG | 592 | 592 | 592 | 592 | 0.01 | 0.01
STWD | 0 | 0 | 0 | 0 | 0 | 0
WT | 678 | 678 | 678 | 6278 | 10272.6 | 10272.6
IGCC | 0 | 0 | 0 | 0 | 0 | 0
DemandResponse | 301.14 | 1139.8 | 2067.65 | 2153.82 | 2243.59 | 2337.1
IGCC-CCS | 0 | 0 | 0 | 0 | 0 | 0
WT_off | 0 | 0 | 0 | 0 | 0 | 0
PseudoUnit | 0 | 0 | 0 | 0 | 0 | 0
FixedInterchange | 0 | 0 | 0 | 0 | 0 | 0
Total Installed Capacity by Reporting Type: MISO_W
ReportingType | 2015 | 2020 | 2025 | 2030 | 2035 | 2040
BM | 0 | 0 | 0 | 0 | 0 | 0
CC | 3025.01 | 3556.05 | 3556.05 | 3556.05 | 3556.05 | 3556.05
CSP | 0 | 0 | 0 | 0 | 0 | 0
CT | 0 | 0 | 0 | 0 | 0 | 0
Coal | 9858.41 | 5432.51 | 5432.51 | 3966.91 | 800.01 | 800.01
Geo | 0 | 0 | 0 | 0 | 0 | 0
H | 497 | 497 | 497 | 497 | 497 | 497
LFG | 205 | 205 | 276.67 | 276.67 | 276.67 | 276.67
Nuc | 2361.33 | 2361.33 | 2361.33 | 2361.33 | 0.1 | 0.1
PS | 0 | 0 | 0 | 0 | 0 | 0
PV | 0 | 0 | 0 | 0 | 0 | 0
PeakG | 4522 | 4522 | 4522 | 4522 | 4522 | 4522
PeakO | 2154 | 2154 | 2154 | 2154 | 2154 | 2154
ST | 0 | 0 | 0 | 0 | 0 | 0
STOG | 172 | 172 | 172 | 172 | 0.01 | 0.01
STWD | 313 | 313 | 313 | 313 | 313 | 313
WT | 8358.5 | 8358.5 | 38082.56 | 62751.97 | 62751.97 | 63529.33
IGCC | 0 | 0 | 0 | 0 | 0 | 0
DemandResponse | 2622.87 | 2885.77 | 3318.4 | 3449.86 | 3586.51 | 3728.59
IGCC-CCS | 0 | 0 | 0 | 0 | 0 | 0
WT_off | 0 | 0 | 0 | 0 | 0 | 0
PseudoUnit | 0 | 0 | 0 | 0 | 0 | 0
FixedInterchange | 0 | 0 | 0 | 0 | 0 | 0
Total Installed Capacity by Reporting Type: MISO_WUMS
ReportingType | 2015 | 2020 | 2025 | 2030 | 2035 | 2040
BM | 0 | 0 | 0 | 0 | 0 | 997.87
CC | 7872.37 | 10836.55 | 10836.55 | 10836.55 | 10836.55 | 10836.55
CSP | 0 | 0 | 0 | 0 | 0 | 0
CT | 0 | 0 | 0 | 0 | 0 | 0
Coal | 3969.11 | 2100.11 | 2100.11 | 2100.11 | 1767.01 | 1767.01
Geo | 0 | 0 | 0 | 0 | 0 | 0
H | 336 | 336 | 337 | 337 | 337 | 337
LFG | 71 | 71 | 294.33 | 294.33 | 294.33 | 294.33
Nuc | 1817 | 1817 | 1817 | 1817 | 0.1 | 0.1
PS | 0 | 0 | 0 | 0 | 0 | 0
PV | 0 | 0 | 0 | 0 | 0 | 0
PeakG | 3230 | 3230 | 3230 | 3230 | 3230 | 3230
PeakO | 490 | 490 | 490 | 490 | 490 | 490
ST | 0 | 0 | 0 | 0 | 0 | 0
STOG | 300.5 | 300.5 | 300.5 | 300.5 | 0.01 | 0.01
STWD | 105 | 105 | 105 | 105 | 105 | 105
WT | 1528.9 | 1528.9 | 1528.9 | 1559.7 | 13800 | 17370
IGCC | 0 | 0 | 0 | 0 | 0 | 0
DemandResponse | 193.34 | 453.12 | 737.75 | 762.42 | 787.92 | 814.26
IGCC-CCS | 0 | 0 | 0 | 0 | 0 | 0
WT_off | 0 | 0 | 0 | 0 | 0 | 0
PseudoUnit | 0 | 0 | 0 | 0 | 0 | 0
FixedInterchange | 0 | 0 | 0 | 0 | 0 | 0
Total Installed Capacity by Reporting Type: Nebraska
ReportingType | 2015 | 2020 | 2025 | 2030 | 2035 | 2040
BM | 0 | 0 | 0 | 0 | 0 | 0
CC | 358 | 358 | 358 | 358 | 358 | 358
CSP | 0 | 0 | 0 | 0 | 0 | 0
CT | 0 | 0 | 0 | 0 | 0 | 0
Coal | 4110.1 | 914.3 | 914.3 | 914.3 | 914.3 | 914.3
Geo | 0 | 0 | 0 | 0 | 0 | 0
H | 167 | 167 | 167 | 167 | 167 | 167
LFG | 6 | 6 | 6 | 77.67 | 77.67 | 77.67
Nuc | 1252 | 1252 | 1252 | 1252 | 0.2 | 0.2
PS | 0 | 0 | 0 | 0 | 0 | 0
PV | 0 | 0 | 0 | 0 | 0 | 0
PeakG | 1305 | 1305 | 1305 | 1305 | 1305 | 1305
PeakO | 326 | 326 | 326 | 326 | 326 | 326
ST | 0 | 0 | 0 | 0 | 0 | 0
STOG | 270 | 270 | 270 | 270 | 260.39 | 260.39
STWD | 0 | 0 | 0 | 0 | 0 | 0
WT | 344 | 13162.73 | 16076.26 | 17664.42 | 24035.46 | 24035.46
IGCC | 0 | 0 | 0 | 0 | 0 | 0
DemandResponse | 624.42 | 756.13 | 918.4 | 954.78 | 992.6 | 1031.92
IGCC-CCS | 0 | 0 | 0 | 0 | 0 | 0
WT_off | 0 | 0 | 0 | 0 | 0 | 0
PseudoUnit | 0 | 0 | 0 | 0 | 0 | 0
FixedInterchange | 0 | 0 | 0 | 0 | 0 | 0
Total Installed Capacity by Reporting Type: NEISO
ReportingType | 2015 | 2020 | 2025 | 2030 | 2035 | 2040
BM | 252.2 | 252.2 | 252.2 | 252.2 | 252.2 | 252.2
CC | 12476.57 | 9458.28 | 8128.01 | 7415.28 | 7415.28 | 7322.75
CSP | 0 | 0 | 0 | 0 | 0 | 0
CT | 334 | 334 | 334 | 324.5 | 134.58 | 134.58
Coal | 320 | 0 | 0 | 0 | 0 | 0
Geo | 0 | 0 | 0 | 0 | 0 | 0
H | 3257.7 | 3257.7 | 3257.7 | 3257.7 | 3260.7 | 3260.7
LFG | 581.26 | 581.26 | 651 | 651 | 651 | 651
Nuc | 4645 | 4645 | 4645 | 4645 | 3356 | 2479.08
PS | 1674 | 1674 | 1674 | 1674 | 1674 | 1674
PV | 2 | 290.34 | 290.34 | 290.34 | 290.34 | 290.34
PeakG | 1200 | 1200 | 1200 | 1200 | 1200 | 1200
PeakO | 0.02 | 0.02 | 0.02 | 0.02 | 0.02 | 0.02
ST | 0 | 0 | 0 | 0 | 0 | 0
STOG | 0 | 0 | 0 | 0 | 0 | 0
STWD | 610 | 610 | 610 | 610 | 610 | 610
WT | 434.2 | 2937.68 | 4265.9 | 5366.81 | 16864.89 | 16995.06
IGCC | 0 | 0 | 0 | 0 | 0 | 0
DemandResponse | 3092.4 | 3627.72 | 4230.66 | 4257.78 | 4282.5 | 4307.35
IGCC-CCS | 0 | 0 | 0 | 0 | 0 | 0
WT_off | 468 | 468 | 468 | 468 | 468 | 468
PseudoUnit | 0 | 0 | 0 | 0 | 0 | 0
FixedInterchange | 0 | 0 | 0 | 0 | 0 | 0
Total Installed Capacity by Reporting Type: NonRTO_Midwest
ReportingType | 2015 | 2020 | 2025 | 2030 | 2035 | 2040
BM | 0 | 0 | 0 | 0 | 0 | 5317.25
CC | 4491.24 | 6935.91 | 6935.91 | 6935.91 | 6935.91 | 2444.67
CSP | 0 | 0 | 0 | 0 | 0 | 0
CT | 0 | 0 | 0 | 0 | 0 | 0
Coal | 4822.31 | 2267.93 | 2213.95 | 1107.26 | 1107.26 | 1107.26
Geo | 0 | 0 | 0 | 0 | 0 | 0
H | 143 | 143 | 143 | 197.6 | 889 | 889
LFG | 14 | 14 | 174.25 | 174.25 | 174.25 | 174.25
Nuc | 0.1 | 0.1 | 0.1 | 0.1 | 0.1 | 0.11
PS | 0 | 0 | 0 | 0 | 0 | 0
PV | 0 | 0 | 0 | 0 | 0 | 0
PeakG | 3353 | 3353 | 3353 | 3353 | 3042.62 | 2894.56
PeakO | 12 | 12 | 12 | 12 | 0 | 0
ST | 0 | 0 | 0 | 0 | 0 | 0
STOG | 0 | 0 | 0 | 0 | 0 | 0
STWD | 0 | 0 | 0 | 0 | 0 | 0
WT | 66 | 66 | 66 | 66 | 66 | 66
IGCC | 0 | 0 | 0 | 0 | 0 | 0
DemandResponse | 193.98 | 453.37 | 727.88 | 745.89 | 764.35 | 783.26
IGCC-CCS | 0 | 0 | 0 | 0 | 0 | 0
WT_off | 0 | 0 | 0 | 0 | 0 | 0
PseudoUnit | 0 | 0 | 0 | 0 | 0 | 0
FixedInterchange | 0 | 0 | 0 | 0 | 0 | 0
Total Installed Capacity by Reporting Type: NYISO_A-F
ReportingType | 2015 | 2020 | 2025 | 2030 | 2035 | 2040
BM | 0 | 0 | 0 | 0 | 0 | 0
CC | 4110.97 | 4110.97 | 4110.97 | 3128.8 | 1564.03 | 1564.03
CSP | 0 | 0 | 0 | 0 | 0 | 0
CT | 0 | 0 | 0 | 0 | 0 | 0
Coal | 0 | 0 | 0 | 0 | 0 | 0
Geo | 0 | 0 | 0 | 0 | 0 | 0
H | 4395 | 4395 | 4395 | 4395 | 4395 | 4395
LFG | 172.4 | 172.4 | 172.4 | 240.33 | 240.33 | 240.33
Nuc | 3365 | 3365 | 3365 | 2743.8 | 2163.3 | 1311.1
PS | 1412 | 1412 | 1412 | 1412 | 1412 | 1412
PV | 0 | 0 | 0 | 0 | 0 | 0
PeakG | 221 | 221 | 221 | 221 | 221 | 221
PeakO | 39 | 39 | 39 | 39 | 39 | 39
ST | 0 | 0 | 0 | 0 | 0 | 0
STOG | 0 | 0 | 0 | 0 | 0 | 0
STWD | 86 | 86 | 86 | 86 | 86 | 86
WT | 3759.3 | 4469.1 | 4469.1 | 4469.1 | 14773 | 14773
IGCC | 0 | 0 | 0 | 0 | 0 | 0
DemandResponse | 907.2 | 1018.15 | 1143.28 | 1172.73 | 1202.95 | 1233.94
IGCC-CCS | 0 | 0 | 0 | 0 | 0 | 0
WT_off | 0 | 0 | 0 | 0 | 0 | 0
PseudoUnit | 0 | 0 | 0 | 0 | 0 | 0
FixedInterchange | 0 | 0 | 0 | 0 | 0 | 0
Total Installed Capacity by Reporting Type: NYISO_G-I
ReportingType | 2015 | 2020 | 2025 | 2030 | 2035 | 2040
BM | 0 | 0 | 0 | 0 | 0 | 0.03
CC | 1157 | 1157 | 1157 | 1157 | 1157 | 1157
CSP | 0 | 0 | 0 | 0 | 0 | 0
CT | 0 | 0 | 0 | 0 | 0 | 0
Coal | 0 | 0 | 0 | 0 | 0 | 0
Geo | 0 | 0 | 0 | 0 | 0 | 0
H | 32 | 32 | 32 | 32 | 32 | 32
LFG | 64 | 64 | 64 | 138.33 | 138.33 | 138.33
Nuc | 2045 | 2045 | 2045 | 2045 | 1570.48 | 2302.54
PS | 0 | 0 | 0 | 0 | 0 | 0
PV | 0 | 0 | 0 | 0 | 0 | 0
PeakG | 65 | 65 | 65 | 65 | 65 | 65
PeakO | 87 | 87 | 87 | 87 | 87 | 87
ST | 0 | 0 | 0 | 0 | 0 | 0
STOG | 0.02 | 0.02 | 0.02 | 0.02 | 0.02 | 0.02
STWD | 0 | 0 | 0 | 0 | 0 | 0
WT | 0 | 60 | 60 | 60 | 360 | 360
IGCC | 0 | 0 | 0 | 0 | 0 | 0
DemandResponse | 339.56 | 380.32 | 434.34 | 453.11 | 472.7 | 493.13
IGCC-CCS | 0 | 0 | 0 | 0 | 0 | 0
WT_off | 0 | 0 | 0 | 0 | 0 | 0
PseudoUnit | 0 | 0 | 0 | 0 | 0 | 0
FixedInterchange | 0 | 0 | 0 | 0 | 0 | 0
Total Installed Capacity by Reporting Type: NYISO_J-K
ReportingType | 2015 | 2020 | 2025 | 2030 | 2035 | 2040
BM | 0 | 0 | 0 | 0 | 0 | 0
CC | 4833.4 | 4833.4 | 4833.4 | 4833.4 | 4833.4 | 4833.4
CSP | 0 | 0 | 0 | 0 | 0 | 0
CT | 0 | 0 | 0 | 0 | 0 | 0
Coal | 0 | 0 | 0 | 0 | 0 | 0
Geo | 0 | 0 | 0 | 0 | 0 | 0
H | 0 | 0 | 0 | 0 | 0 | 0
LFG | 124 | 124 | 124 | 198.33 | 198.33 | 198.33
Nuc | 0.1 | 0.1 | 0.1 | 0.1 | 0.1 | 0.1
PS | 0 | 0 | 0 | 0 | 0 | 0
PV | 32 | 32 | 32 | 32 | 32 | 32
PeakG | 2778 | 2778 | 2778 | 2778 | 2778 | 2778
PeakO | 2169 | 2169 | 2169 | 2169 | 2169 | 2169
ST | 0 | 0 | 0 | 0 | 0 | 0
STOG | 3421.47 | 3421.47 | 3421.47 | 3421.47 | 3421.47 | 3421.47
STWD | 0 | 0 | 0 | 0 | 0 | 0
WT | 0 | 0 | 0 | 0 | 330 | 330
IGCC | 0 | 0 | 0 | 0 | 0 | 0
DemandResponse | 1319.07 | 1502.66 | 1718.62 | 1795.58 | 1875.99 | 1960
IGCC-CCS | 0 | 0 | 0 | 0 | 0 | 0
WT_off | 0 | 0 | 0 | 0 | 0 | 0
PseudoUnit | 0 | 0 | 0 | 0 | 0 | 0
FixedInterchange | 0 | 0 | 0 | 0 | 0 | 0
Total Installed Capacity by Reporting Type: PJM_E
ReportingType | 2015 | 2020 | 2025 | 2030 | 2035 | 2040
BM | 30 | 30 | 30 | 30 | 30 | 30
CC | 12283.3 | 12283.3 | 12283.3 | 12283.3 | 11665 | 11583.08
CSP | 0 | 0 | 0 | 0 | 0 | 0
CT | 26.2 | 26.2 | 26.2 | 26.2 | 26.2 | 0
Coal | 1076 | 1076 | 27.01 | 27.01 | 27.01 | 27.01
Geo | 0 | 0 | 0 | 0 | 0 | 0
H | 269.99 | 269.99 | 269.99 | 269.99 | 269.99 | 269.99
LFG | 471.1 | 604 | 604 | 604 | 604 | 604
Nuc | 8510 | 7895.5 | 7895.5 | 7895.5 | 5671.5 | 4497.5
PS | 400 | 400 | 400 | 400 | 400 | 400
PV | 47.45 | 47.45 | 47.45 | 47.45 | 47.45 | 47.45
PeakG | 3877.5 | 3877.5 | 3877.5 | 3877.5 | 3877.5 | 3877.5
PeakO | 2749.3 | 2749.3 | 2749.3 | 2749.3 | 2749.3 | 2749.3
ST | 0 | 0 | 0 | 0 | 0 | 0
STOG | 2622.5 | 2622.5 | 0.01 | 0.01 | 0.01 | 0
STWD | 0 | 0 | 0 | 0 | 0 | 0
WT | 1160 | 1160 | 1160 | 1160 | 1160 | 1160
IGCC | 0 | 0 | 0 | 0 | 0 | 0
DemandResponse | 1256.73 | 1718.17 | 2388.62 | 2469.72 | 2553.57 | 2640.27
IGCC-CCS | 0 | 0 | 0 | 0 | 0 | 0
WT_off | 0 | 0 | 1100 | 1100 | 1100 | 1100
PseudoUnit | 0 | 0 | 0 | 0 | 0 | 0
FixedInterchange | 0 | 0 | 0 | 0 | 0 | 0
Total Installed Capacity by Reporting Type: PJM_ROM
ReportingType | 2015 | 2020 | 2025 | 2030 | 2035 | 2040
BM | 18 | 18 | 18 | 18 | 18 | 2357.79
CC | 5664.5 | 5664.5 | 5664.5 | 5664.5 | 5664.5 | 5438.51
CSP | 0 | 0 | 0 | 0 | 0 | 0
CT | 16 | 16 | 16 | 16 | 16 | 16
Coal | 2430.52 | 1196.52 | 32.51 | 32.51 | 32.51 | 32.51
Geo | 0 | 0 | 0 | 0 | 0 | 0
H | 1392 | 1392 | 1392 | 2070 | 2070 | 2070
LFG | 356.9 | 622 | 622 | 622 | 622 | 622
Nuc | 5036 | 5036 | 5036 | 5036 | 10280.55 | 11826.42
PS | 1513 | 1513 | 1513 | 1513 | 1513 | 1513
PV | 4 | 1359.2 | 2117.94 | 2287.77 | 2300.57 | 2361.65
PeakG | 1719 | 1719 | 1719 | 1719 | 1719 | 1719
PeakO | 1566 | 1566 | 1566 | 1566 | 1566 | 0.01
ST | 0 | 0 | 0 | 0 | 0 | 0
STOG | 3529 | 3529 | 3482.18 | 3482.18 | 3482.18 | 0
STWD | 70 | 70 | 70 | 70 | 70 | 70
WT | 1210.8 | 1961 | 1961 | 1961 | 1961 | 1961
IGCC | 0 | 0 | 0 | 0 | 0 | 0
DemandResponse | 2307.31 | 2787.75 | 3373.93 | 3488.48 | 3606.92 | 3729.38
IGCC-CCS | 0 | 0 | 0 | 0 | 0 | 0
WT_off | 0 | 0 | 0 | 0 | 0 | 0
PseudoUnit | 0 | 0 | 0 | 0 | 0 | 0
FixedInterchange | 0 | 0 | 0 | 0 | 0 | 0
Total Installed Capacity by Reporting Type: PJM_ROR
ReportingType | 2015 | 2020 | 2025 | 2030 | 2035 | 2040
BM | 385 | 385 | 385 | 385 | 385 | 6349.12
CC | 38379.04 | 41351.96 | 41351.96 | 41351.96 | 41177.97 | 31026.44
CSP | 0 | 0 | 0 | 0 | 0 | 0
CT | 29 | 29 | 29 | 29 | 29 | 29
Coal | 17736.14 | 9641.12 | 3464.06 | 3464.06 | 3464.06 | 3464.06
Geo | 0 | 0 | 0 | 0 | 0 | 0
H | 1837.4 | 2340.4 | 2340.4 | 2340.4 | 2340.4 | 2340.4
LFG | 539.4 | 539.4 | 1053.11 | 1053.11 | 1053.11 | 1053.11
Nuc | 20038 | 20038 | 20038 | 19171 | 15602.01 | 28179.03
PS | 3081 | 3081 | 3081 | 3081 | 3081 | 3081
PV | 24 | 24 | 24 | 24 | 24 | 24
PeakG | 19311 | 19311 | 19311 | 19311 | 19311 | 19311
PeakO | 1742 | 1742 | 1742 | 1742 | 1742 | 0.01
ST | 0 | 0 | 0 | 0 | 0 | 0
STOG | 2122 | 2122 | 2087 | 2087 | 2087 | 0
STWD | 194 | 194 | 194 | 194 | 194 | 194
WT | 10922.7 | 11114.4 | 11114.4 | 18765.76 | 21295.68 | 21295.68
IGCC | 0 | 0 | 0 | 0 | 0 | 0
DemandResponse | 3324.65 | 6282.21 | 9765.55 | 10067.05 | 10377.87 | 10698.28
IGCC-CCS | 0 | 0 | 0 | 0 | 0 | 0
WT_off | 0 | 0 | 0 | 0 | 0 | 0
PseudoUnit | 0 | 0 | 0 | 0 | 0 | 0
FixedInterchange | 0 | 0 | 0 | 0 | 0 | 0
Total Installed Capacity by Reporting Type: SOCO
ReportingType | 2015 | 2020 | 2025 | 2030 | 2035 | 2040
BM | 55 | 55 | 55 | 55 | 55 | 6555.24
CC | 24001.54 | 28175.18 | 28175.18 | 28175.18 | 19317.36 | 14182.09
CSP | 0 | 0 | 0 | 0 | 0 | 0
CT | 0 | 0 | 0 | 0 | 0 | 0
Coal | 6097.02 | 2743.05 | 691.32 | 691.33 | 691.33 | 691.33
Geo | 0 | 0 | 0 | 0 | 0 | 0
H | 4194 | 4194 | 4194 | 4194 | 4194 | 4194
LFG | 37 | 37 | 37 | 144.4 | 144.4 | 144.4
Nuc | 5841 | 8041 | 8041 | 8041 | 21648.29 | 19003.24
PS | 1675 | 1675 | 1675 | 1675 | 1675 | 1675
PV | 0 | 0 | 0 | 0 | 0 | 0
PeakG | 10713 | 10713 | 10713 | 10713 | 5065.22 | 5065.22
PeakO | 0 | 0 | 0 | 0 | 0 | 0
ST | 0 | 0 | 0 | 0 | 0 | 0
STOG | 0 | 0 | 0 | 0 | 0 | 0
STWD | 668 | 668 | 668 | 668 | 668 | 668
WT | 0 | 0 | 0 | 0 | 100 | 100
IGCC | 0 | 0 | 0 | 0 | 0 | 0
DemandResponse | 2570.49 | 4773.97 | 7215.46 | 7512.46 | 7821.68 | 8143.63
IGCC-CCS | 0 | 0 | 0 | 0 | 0 | 0
WT_off | 0 | 0 | 0 | 0 | 0 | 0
PseudoUnit | 0 | 0 | 0 | 0 | 0 | 0
FixedInterchange | 0 | 0 | 0 | 0 | 0 | 0
Total Installed Capacity by Reporting Type: SPP_N
ReportingType | 2015 | 2020 | 2025 | 2030 | 2035 | 2040
BM | 0 | 0 | 0 | 0 | 0 | 0
CC | 1386 | 1386.01 | 1386.01 | 1386.01 | 1386.01 | 1386.01
CSP | 0 | 0 | 0 | 0 | 0 | 0
CT | 0 | 0 | 0 | 0 | 0 | 0
Coal | 7310.71 | 4914.09 | 1509.04 | 465.04 | 465.04 | 465.04
Geo | 0 | 0 | 0 | 0 | 0 | 0
H | 21 | 21 | 21 | 21 | 21 | 21
LFG | 7 | 7 | 7 | 102 | 102 | 102
Nuc | 1160 | 1160 | 1160 | 1160 | 1160 | 1160
PS | 0 | 0 | 0 | 0 | 0 | 0
PV | 0 | 0 | 0 | 0 | 0 | 0
PeakG | 4397 | 4397 | 4397 | 4397 | 4397 | 4397
PeakO | 1199 | 1199 | 1199 | 1199 | 1199 | 1199
ST | 0 | 0 | 0 | 0 | 0 | 0
STOG | 1695.26 | 1695.26 | 1695.26 | 1695.26 | 1439.92 | 1439.92
STWD | 0 | 0 | 0 | 0 | 0 | 0
WT | 1227 | 17878.35 | 43818.19 | 59043.93 | 71676.74 | 74539.08
IGCC | 0 | 0 | 0 | 0 | 0 | 0
DemandResponse | 446.68 | 920.58 | 1432.75 | 1499.14 | 1568.6 | 1641.28
IGCC-CCS | 0 | 0 | 0 | 0 | 0 | 0
WT_off | 0 | 0 | 0 | 0 | 0 | 0
PseudoUnit | 0 | 0 | 0 | 0 | 0 | 0
FixedInterchange | 0 | 0 | 0 | 0 | 0 | 0
Total Installed Capacity by Reporting Type: SPP_S
ReportingType | 2015 | 2020 | 2025 | 2030 | 2035 | 2040
BM | 0 | 0 | 0 | 0 | 0 | 0
CC | 10917.03 | 11860.33 | 11860.34 | 11860.34 | 11860.34 | 11860.34
CSP | 0 | 0 | 0 | 0 | 0 | 0
CT | 412.99 | 712.99 | 712.99 | 712.99 | 712.99 | 712.99
Coal | 10042.81 | 7395.85 | 1747.04 | 988.01 | 988.01 | 988.01
Geo | 0 | 0 | 0 | 0 | 0 | 0
H | 2108 | 2108 | 2108 | 2108 | 2108 | 2108
LFG | 19 | 19 | 19 | 114 | 114 | 114
Nuc | 0.1 | 0.1 | 0.1 | 0.1 | 0.1 | 0.1
PS | 446 | 446 | 446 | 446 | 446 | 446
PV | 0 | 0 | 0 | 0 | 0 | 0
PeakG | 3443 | 3443 | 3443 | 3443 | 3443 | 3443
PeakO | 122 | 122 | 122 | 122 | 122 | 122
ST | 0 | 0 | 0 | 0 | 0 | 0
STOG | 8652.12 | 8652.12 | 8652.12 | 8652.12 | 7669.05 | 7669.05
STWD | 84 | 84 | 84 | 84 | 84 | 84
WT | 2727 | 39330.11 | 42312.77 | 45583.45 | 54941.91 | 57022.72
IGCC | 0 | 0 | 0 | 0 | 0 | 0
DemandResponse | 61.11 | 1754.28 | 3560.21 | 3675.61 | 3794.74 | 3917.74
IGCC-CCS | 0 | 0 | 0 | 0 | 0 | 0
WT_off | 0 | 0 | 0 | 0 | 0 | 0
PseudoUnit | 0 | 0 | 0 | 0 | 0 | 0
FixedInterchange | 0 | 0 | 0 | 0 | 0 | 0
Total Installed Capacity by Reporting Type: TVA
ReportingType | 2015 | 2020 | 2025 | 2030 | 2035 | 2040
BM | 0 | 0 | 0 | 0 | 0 | 7394.28
CC | 10793.58 | 14277.67 | 14277.67 | 14233.48 | 13864.07 | 6847.59
CSP | 0 | 0 | 0 | 0 | 0 | 0
CT | 0 | 0 | 0 | 0 | 0 | 0
Coal | 3036.96 | 2279.96 | 440.01 | 0.01 | 0.01 | 0.01
Geo | 0 | 0 | 0 | 0 | 0 | 0
H | 5111 | 5111 | 5111 | 5111 | 5138 | 5138
LFG | 13 | 13 | 120.4 | 120.4 | 120.4 | 120.4
Nuc | 8394.89 | 8394.89 | 8394.89 | 8394.89 | 11035.97 | 9757.31
PS | 1743 | 1743 | 1743 | 1743 | 1743 | 1743
PV | 0 | 0 | 0 | 0 | 0 | 0
PeakG | 5865 | 5865 | 5865 | 5666.6 | 5666.6 | 5666.6
PeakO | 83 | 83 | 83 | 0 | 0 | 0
ST | 0 | 0 | 0 | 0 | 0 | 0
STOG | 0 | 0 | 0 | 0 | 0 | 0
STWD | 5 | 5 | 5 | 5 | 5 | 5
WT | 29 | 29 | 29 | 29 | 129 | 129
IGCC | 0 | 0 | 0 | 0 | 0 | 0
DemandResponse | 1805 | 2555.95 | 3357.9 | 3440.97 | 3526.11 | 3613.35
IGCC-CCS | 0 | 0 | 0 | 0 | 0 | 0
WT_off | 0 | 0 | 0 | 0 | 0 | 0
PseudoUnit | 0 | 0 | 0 | 0 | 0 | 0
FixedInterchange | 0 | 0 | 0 | 0 | 0 | 0
Total Installed Capacity by Reporting Type: TVA_Transmission
ReportingType | 2015 | 2020 | 2025 | 2030 | 2035 | 2040
BM | 0 | 0 | 0 | 0 | 0 | 0
CC | 0 | 0 | 0 | 0 | 0 | 0
CSP | 0 | 0 | 0 | 0 | 0 | 0
CT | 0 | 0 | 0 | 0 | 0 | 0
Coal | 0 | 0 | 0 | 0 | 0 | 0
Geo | 0 | 0 | 0 | 0 | 0 | 0
H | 0 | 0 | 0 | 0 | 0 | 0
LFG | 0 | 0 | 0 | 0 | 0 | 0
Nuc | 0 | 0 | 0 | 0 | 0 | 0
PS | 0 | 0 | 0 | 0 | 0 | 0
PV | 0 | 0 | 0 | 0 | 0 | 0
PeakG | 0 | 0 | 0 | 0 | 0 | 0
PeakO | 0 | 0 | 0 | 0 | 0 | 0
ST | 0 | 0 | 0 | 0 | 0 | 0
STOG | 0 | 0 | 0 | 0 | 0 | 0
STWD | 0 | 0 | 0 | 0 | 0 | 0
WT | 0 | 0 | 0 | 0 | 0 | 0
IGCC | 0 | 0 | 0 | 0 | 0 | 0
DemandResponse | 0 | 0 | 0 | 0 | 0 | 0
IGCC-CCS | 0 | 0 | 0 | 0 | 0 | 0
WT_off | 0 | 0 | 0 | 0 | 0 | 0
PseudoUnit | 0 | 0 | 0 | 0 | 0 | 0
FixedInterchange | 0 | 0 | 0 | 0 | 0 | 0
Total Installed Capacity by Reporting Type: VACAR
ReportingType | 2015 | 2020 | 2025 | 2030 | 2035 | 2040
BM | 0.92 | 171.13 | 722.42 | 722.42 | 722.42 | 6986.31
CC | 22374.5 | 22374.5 | 22374.5 | 22374.5 | 19448.3 | 10242.57
CSP | 0 | 0 | 0 | 0 | 0 | 0
CT | 717.24 | 717.24 | 717.24 | 717.24 | 717.24 | 0
Coal | 5263.27 | 3420.79 | 2411.65 | 2405.03 | 1985.03 | 1985.03
Geo | 0 | 0 | 0 | 0 | 0 | 0
H | 2122 | 2122 | 2122 | 2122 | 2122 | 2122
LFG | 63.34 | 170.4 | 170.4 | 170.4 | 170.4 | 170.4
Nuc | 11430 | 13760 | 13760 | 13760 | 21486.12 | 26897.55
PS | 2616 | 2616 | 2616 | 2616 | 2616 | 2616
PV | 16 | 149.61 | 151.95 | 152.75 | 152.75 | 155.75
PeakG | 8308 | 8308 | 8308 | 8308 | 4183.21 | 4183.21
PeakO | 1268 | 1268 | 1268 | 1268 | 0 | 0
ST | 0 | 0 | 0 | 0 | 0 | 0
STOG | 92 | 92 | 92 | 92 | 0 | 0
STWD | 281 | 281 | 281 | 281 | 281 | 281
WT | 0.9 | 3500 | 3500 | 3500 | 3500 | 3500
IGCC | 0 | 0 | 0 | 0 | 0 | 0
DemandResponse | 2339.28 | 3868.22 | 5651.52 | 5928.05 | 6218.12 | 6522.37
IGCC-CCS | 0 | 0 | 0 | 0 | 0 | 0
WT_off | 1 | 1 | 1 | 1 | 1 | 1
PseudoUnit | 0 | 0 | 0 | 0 | 0 | 0
FixedInterchange | 0 | 0 | 0 | 0 | 0 | 0
Total Installed Capacity by Reporting Type: IESO
ReportingType | 2015 | 2020 | 2025 | 2030 | 2035 | 2040
BM | 326.33 | 326.33 | 326.33 | 326.33 | 326.33 | 326.33
CC | 1263 | 1263 | 1263 | 1263 | 1263 | 1263
CSP | 0 | 0 | 0 | 0 | 0 | 0
CT | 368 | 368 | 368 | 368 | 0 | 0
Coal | 0 | 0 | 0 | 0 | 0 | 0
Geo | 0 | 0 | 0 | 0 | 0 | 0
H | 8693.3 | 8693.3 | 8693.3 | 8693.3 | 8943.3 | 8943.3
LFG | 117.5 | 117.5 | 117.5 | 118 | 118 | 118
Nuc | 13018 | 13018 | 13018 | 13018 | 11988 | 10448
PS | 123 | 123 | 123 | 123 | 123 | 123
PV | 1097.26 | 1097.26 | 1097.26 | 1097.26 | 30 | 30
PeakG | 0.02 | 0.02 | 0.02 | 0.02 | 0.02 | 0.02
PeakO | 0 | 0 | 0 | 0 | 0 | 0
ST | 0 | 0 | 0 | 0 | 0 | 0
STOG | 0 | 0 | 0 | 0 | 0 | 0
STWD | 139 | 139 | 139 | 139 | 139 | 139
WT | 3385.9 | 3385.9 | 3385.9 | 3385.9 | 3385.9 | 3385.9
IGCC | 0 | 0 | 0 | 0 | 0 | 0
DemandResponse | 1958.79 | 2066.83 | 2340.54 | 2421.21 | 2504.65 | 2590.98
IGCC-CCS | 0 | 0 | 0 | 0 | 0 | 0
WT_off | 0 | 0 | 0 | 0 | 0 | 0
PseudoUnit | 0 | 0 | 0 | 0 | 0 | 0
FixedInterchange | 0 | 0 | 0 | 0 | 0 | 0
Total Installed Capacity by Reporting Type: MAPP_CA
ReportingType | 2015 | 2020 | 2025 | 2030 | 2035 | 2040
BM | 0 | 0 | 0 | 0 | 0 | 0
CC | 1012.76 | 1012.76 | 281.76 | 281.76 | 281.76 | 0
CSP | 0 | 0 | 0 | 0 | 0 | 0
CT | 0 | 0 | 0 | 0 | 0 | 0
Coal | 669.06 | 108.73 | 0 | 0 | 0 | 0
Geo | 0 | 0 | 0 | 0 | 0 | 0
H | 6475.4 | 7170.4 | 8389.63 | 9749.84 | 10567.02 | 10567.02
LFG | 0 | 0 | 0 | 0 | 0 | 0
Nuc | 0.1 | 0.1 | 0.1 | 0.1 | 0.1 | 0.1
PS | 0 | 0 | 0 | 0 | 0 | 0
PV | 0 | 0 | 0 | 0 | 0 | 0
PeakG | 559 | 559 | 0.01 | 0 | 0 | 0
PeakO | 4 | 4 | 0 | 0 | 0 | 0
ST | 0 | 0 | 0 | 0 | 0 | 0
STOG | 126 | 126 | 0 | 0 | 0 | 0
STWD | 0 | 0 | 0 | 0 | 0 | 0
WT | 577.4 | 577.4 | 577.4 | 577.4 | 275 | 275
IGCC | 0 | 0 | 0 | 0 | 0 | 0
DemandResponse | 89.5 | 308.14 | 546.73 | 568.39 | 590.9 | 614.31
IGCC-CCS | 0 | 0 | 0 | 0 | 0 | 0
WT_off | 0 | 0 | 0 | 0 | 0 | 0
PseudoUnit | 0 | 0 | 0 | 0 | 0 | 0
FixedInterchange | 0 | 0 | 0 | 0 | 0 | 0
Total Installed Capacity by Reporting Type: AZ_NM_SNV_Coal
ReportingType | 2015 | 2020 | 2025 | 2030 | 2035 | 2040
BM | 0 | 0 | 0 | 0 | 0 | 0
CC | 0 | 0 | 0 | 0 | 0 | 0
CSP | 0 | 0 | 0 | 0 | 0 | 0
CT | 0 | 0 | 0 | 0 | 0 | 0
Coal | 6231.31 | 2650.02 | 680.1 | 680.1 | 400.01 | 400.01
Geo | 0 | 0 | 0 | 0 | 0 | 0
H | 0 | 0 | 0 | 0 | 0 | 0
LFG | 0 | 0 | 0 | 0 | 0 | 0
Nuc | 0 | 0 | 0 | 0 | 0 | 0
PS | 0 | 0 | 0 | 0 | 0 | 0
PV | 0 | 0 | 0 | 0 | 0 | 0
PeakG | 0 | 0 | 0 | 0 | 0 | 0
PeakO | 200 | 200 | 200 | 200 | 200 | 200
ST | 0 | 0 | 0 | 0 | 0 | 0
STOG | 0 | 0 | 0 | 0 | 0 | 0
STWD | 0 | 0 | 0 | 0 | 0 | 0
WT | 0 | 0 | 0 | 0 | 0 | 0
IGCC | 0 | 0 | 0 | 0 | 0 | 0
DemandResponse | 0 | 0 | 0 | 0 | 0 | 0
IGCC-CCS | 0 | 0 | 0 | 0 | 0 | 0
WT_off | 0 | 0 | 0 | 0 | 0 | 0
PseudoUnit | 0 | 0 | 0 | 0 | 0 | 0
FixedInterchange | 0 | 0 | 0 | 0 | 0 | 0
Total Installed Capacity by Reporting Type: AZ_NM_SNV_Gas
ReportingType | 2015 | 2020 | 2025 | 2030 | 2035 | 2040
BM | 0 | 0 | 0 | 0 | 0 | 0
CC | 16315.15 | 19678.8 | 19678.8 | 19678.8 | 13721.05 | 12005.43
CSP | 0 | 0 | 0 | 0 | 0 | 0
CT | 736 | 736 | 736 | 736 | 0 | 0
Coal | 0 | 0 | 0 | 0 | 0 | 0
Geo | 0 | 0 | 0 | 0 | 0 | 0
H | 0 | 0 | 0 | 0 | 0 | 0
LFG | 0 | 0 | 0 | 0 | 0 | 0
Nuc | 0 | 0 | 0 | 0 | 0 | 0
PS | 0 | 0 | 0 | 0 | 0 | 0
PV | 0 | 0 | 0 | 0 | 0 | 0
PeakG | 3660 | 3660 | 3660 | 3660 | 3660 | 3660
PeakO | 0 | 0 | 0 | 0 | 0 | 0
ST | 0 | 0 | 0 | 0 | 0 | 0
STOG | 0 | 0 | 0 | 0 | 0 | 0
STWD | 0 | 0 | 0 | 0 | 0 | 0
WT | 0 | 0 | 0 | 0 | 0 | 0
IGCC | 0 | 0 | 0 | 0 | 0 | 0
DemandResponse | 334.55 | 1076.71 | 1928.33 | 2059.84 | 2196.64 | 2344.36
IGCC-CCS | 0 | 0 | 0 | 0 | 0 | 0
WT_off | 0 | 0 | 0 | 0 | 0 | 0
PseudoUnit | 0 | 0 | 0 | 0 | 0 | 0
FixedInterchange | 0 | 0 | 0 | 0 | 0 | 0
Total Installed Capacity by Reporting Type: AZ_NM_SNV_NucRenew
ReportingType | 2015 | 2020 | 2025 | 2030 | 2035 | 2040
BM | 0 | 0 | 0 | 0 | 0 | 0.09
CC | 0 | 0 | 0 | 0 | 0 | 0
CSP | 0 | 0 | 0 | 0 | 0 | 0
CT | 0 | 0 | 0 | 0 | 0 | 0
Coal | 0 | 0 | 0 | 0 | 0 | 0
Geo | 0 | 0 | 1450 | 1450 | 1450 | 1450
H | 3131 | 3131 | 3131 | 3131 | 3131 | 3131
LFG | 7 | 60.71 | 67.67 | 67.67 | 67.67 | 67.67
Nuc | 3875 | 3875 | 3875 | 4116.55 | 12447.4 | 14044.45
PS | 216 | 216 | 216 | 216 | 216 | 216
PV | 148.7 | 148.7 | 148.7 | 148.7 | 148.7 | 148.7
PeakG | 0 | 0 | 0 | 0 | 0 | 0
PeakO | 0 | 0 | 0 | 0 | 0 | 0
ST | 280 | 725.61 | 953.39 | 963.13 | 1606.92 | 1606.96
STOG | 0 | 0 | 0 | 0 | 0 | 0
STWD | 26 | 26 | 26 | 26 | 26 | 26
WT | 525.1 | 12314.92 | 12314.92 | 12314.92 | 12314.92 | 12314.92
IGCC | 0 | 0 | 0 | 0 | 0 | 0
DemandResponse | 0 | 0 | 0 | 0 | 0 | 0
IGCC-CCS | 0 | 0 | 0 | 0 | 0 | 0
WT_off | 0 | 0 | 0 | 0 | 0 | 0
PseudoUnit | 0 | 0 | 0 | 0 | 0 | 0
FixedInterchange | 0 | 0 | 0 | 0 | 0 | 0
Total Installed Capacity by Reporting Type: ERCOT
ReportingType | 2015 | 2020 | 2025 | 2030 | 2035 | 2040
BM | 145 | 145 | 145 | 145 | 145 | 4064.97
CC | 45395.3 | 45395.31 | 45395.31 | 45395.31 | 40762.99 | 35538.61
CSP | 0 | 0 | 0 | 0 | 0 | 0
CT | 250 | 250 | 250 | 250 | 0 | 0
Coal | 4222.01 | 3365.01 | 2805.01 | 2805.01 | 2805.01 | 2805.01
Geo | 0 | 0 | 0 | 0 | 0 | 0
H | 565 | 565 | 565 | 565 | 565 | 565
LFG | 75 | 75 | 429 | 429 | 429 | 429
Nuc | 5091 | 5091 | 5091 | 5091 | 18355.24 | 20071.51
PS | 0 | 0 | 0 | 0 | 0 | 0
PV | 15 | 15 | 15 | 15 | 1 | 1
PeakG | 4768 | 4768 | 4768 | 4768 | 4768 | 4768
PeakO | 51 | 51 | 51 | 51 | 51 | 51
ST | 0 | 0 | 0 | 0 | 0 | 0
STOG | 14615.12 | 13969.73 | 11268.41 | 8603.47 | 0 | 0
STWD | 0 | 0 | 0 | 0 | 0 | 0
WT | 9280.1 | 9280.1 | 9280.1 | 28734.39 | 28734.44 | 29141.45
IGCC | 0 | 0 | 0 | 0 | 0 | 0
DemandResponse | 740.81 | 3617.73 | 6720.3 | 6926.25 | 7155.61 | 7391.29
IGCC-CCS | 0 | 0 | 0 | 0 | 0 | 0
WT_off | 0 | 0 | 0 | 0 | 0 | 0
PseudoUnit | 0 | 0 | 0 | 0 | 0 | 0
FixedInterchange | 0 | 0 | 0 | 0 | 0 | 0
Total Installed Capacity by Reporting Type: NP15
ReportingType | 2015 | 2020 | 2025 | 2030 | 2035 | 2040
BM | 0 | 0 | 0 | 0 | 0 | 0
CC | 10635.06 | 10938.71 | 10938.75 | 10938.75 | 10938.75 | 6767.7
CSP | 0 | 0 | 0 | 0 | 0 | 0
CT | 212.6 | 212.6 | 212.6 | 212.6 | 0.01 | 0.01
Coal | 28.2 | 0 | 0 | 0 | 0 | 0
Geo | 1123 | 1123 | 1723 | 1723 | 1723 | 1723
H | 8825 | 8825 | 8825 | 8825 | 8825 | 8825
LFG | 85 | 650 | 650 | 650 | 650 | 650
Nuc | 2300 | 2300 | 2300 | 2300 | 6138.47 | 10674.02
PS | 2257 | 2257 | 2257 | 2257 | 2257 | 2257
PV | 59.5 | 59.5 | 59.5 | 59.5 | 59.5 | 59.5
PeakG | 3265 | 3265 | 3265 | 3265 | 3265 | 3265
PeakO | 350 | 350 | 350 | 350 | 350 | 350
ST | 29 | 29 | 29 | 29 | 29 | 29
STOG | 2680.71 | 2680.71 | 2680.71 | 2680.71 | 1947.18 | 1947.18
STWD | 442 | 442 | 442 | 442 | 442 | 442
WT | 1193.2 | 3831.93 | 3831.93 | 4492 | 12913.97 | 13634.4
IGCC | 0 | 0 | 0 | 0 | 0 | 0
DemandResponse | 1828.06 | 1875.2 | 2034.02 | 2149.8 | 2261.58 | 2376.93
IGCC-CCS | 0 | 0 | 0 | 0 | 0 | 0
WT_off | 0 | 0 | 0 | 0 | 0 | 0
PseudoUnit | 0 | 0 | 0 | 0 | 0 | 0
FixedInterchange | 0 | 0 | 0 | 0 | 0 | 0
Total Installed Capacity by Reporting Type: NWPP_Coal
ReportingType | 2015 | 2020 | 2025 | 2030 | 2035 | 2040
BM | 0 | 0 | 0 | 0 | 0 | 0
CC | 0 | 0 | 0 | 0 | 0 | 0
CSP | 0 | 0 | 0 | 0 | 0 | 0
CT | 0 | 0 | 0 | 0 | 0 | 0
Coal | 5546.5 | 1010.1 | 1010.1 | 226.8 | 226.8 | 226.8
Geo | 0 | 0 | 0 | 0 | 0 | 0
H | 0 | 0 | 0 | 0 | 0 | 0
LFG | 0 | 0 | 0 | 0 | 0 | 0
Nuc | 0 | 0 | 0 | 0 | 0 | 0
PS | 0 | 0 | 0 | 0 | 0 | 0
PV | 0 | 0 | 0 | 0 | 0 | 0
PeakG | 0 | 0 | 0 | 0 | 0 | 0
PeakO | 0 | 0 | 0 | 0 | 0 | 0
ST | 0 | 0 | 0 | 0 | 0 | 0
STOG | 0 | 0 | 0 | 0 | 0 | 0
STWD | 0 | 0 | 0 | 0 | 0 | 0
WT | 0 | 0 | 0 | 0 | 0 | 0
IGCC | 0 | 0 | 0 | 0 | 0 | 0
DemandResponse | 0 | 0 | 0 | 0 | 0 | 0
IGCC-CCS | 0 | 0 | 0 | 0 | 0 | 0
WT_off | 0 | 0 | 0 | 0 | 0 | 0
PseudoUnit | 0 | 0 | 0 | 0 | 0 | 0
FixedInterchange | 0 | 0 | 0 | 0 | 0 | 0
Total Installed Capacity by Reporting Type: NWPP_Gas
ReportingType | 2015 | 2020 | 2025 | 2030 | 2035 | 2040
BM | 0 | 0 | 0 | 0 | 0 | 0
CC | 6627 | 9884.35 | 9884.35 | 9884.35 | 3557.35 | 3257.35
CSP | 0 | 0 | 0 | 0 | 0 | 0
CT | 150 | 150 | 150 | 150 | 0 | 0
Coal | 0 | 0 | 0 | 0 | 0 | 0
Geo | 0 | 0 | 0 | 0 | 0 | 0
H | 0 | 0 | 0 | 0 | 0 | 0
LFG | 0 | 0 | 0 | 0 | 0 | 0
Nuc | 0 | 0 | 0 | 0 | 0 | 0
PS | 0 | 0 | 0 | 0 | 0 | 0
PV | 0 | 0 | 0 | 0 | 0 | 0
PeakG | 0 | 0 | 0 | 0 | 0 | 0
PeakO | 0 | 0 | 0 | 0 | 0 | 0
ST | 0 | 0 | 0 | 0 | 0 | 0
STOG | 0 | 0 | 0 | 0 | 0 | 0
STWD | 0 | 0 | 0 | 0 | 0 | 0
WT | 0 | 0 | 0 | 0 | 0 | 0
IGCC | 0 | 0 | 0 | 0 | 0 | 0
DemandResponse | 0.01 | 953.34 | 1988.72 | 2091.14 | 2193.74 | 2298.72
IGCC-CCS | 0 | 0 | 0 | 0 | 0 | 0
WT_off | 0 | 0 | 0 | 0 | 0 | 0
PseudoUnit | 0 | 0 | 0 | 0 | 0 | 0
FixedInterchange | 0 | 0 | 0 | 0 | 0 | 0
Total Installed Capacity by Reporting Type: NWPP_NucRenew
ReportingType | 2015 | 2020 | 2025 | 2030 | 2035 | 2040
BM | 32.55 | 32.55 | 32.55 | 32.55 | 32.55 | 750.72
CC | 0 | 0 | 0 | 0 | 0 | 0
CSP | 0 | 0 | 0 | 0 | 0 | 0
CT | 0 | 0 | 0 | 0 | 0 | 0
Coal | 0 | 0 | 0 | 0 | 0 | 0
Geo | 404.2 | 404.2 | 838.2 | 838.2 | 838.2 | 838.2
H | 33736 | 33736 | 33736 | 33736 | 34071 | 34071
LFG | 128.5 | 373 | 373 | 373 | 373 | 373
Nuc | 1131 | 1131 | 1131 | 1131 | 3594.44 | 5878.99
PS | 258 | 258 | 258 | 258 | 258 | 258
PV | 3 | 3 | 3 | 3 | 3 | 3
PeakG | 0 | 0 | 0 | 0 | 0 | 0
PeakO | 0 | 0 | 0 | 0 | 0 | 0
ST | 0 | 0 | 0 | 0 | 0 | 0
STOG | 0 | 0 | 0 | 0 | 0 | 0
STWD | 561 | 561 | 561 | 561 | 561 | 561
WT | 6865.3 | 6865.3 | 6865.3 | 6865.3 | 28204.37 | 30522.41
IGCC | 0 | 0 | 0 | 0 | 0 | 0
DemandResponse | 0 | 0 | 0 | 0 | 0 | 0
IGCC-CCS | 0 | 0 | 0 | 0 | 0 | 0
WT_off | 0 | 0 | 0 | 0 | 0 | 0
PseudoUnit | 0 | 0 | 0 | 0 | 0 | 0
FixedInterchange | 0 | 0 | 0 | 0 | 0 | 0
Total Installed Capacity by Reporting Type: RMPA
ReportingType | 2015 | 2020 | 2025 | 2030 | 2035 | 2040
BM | 0 | 0 | 0 | 0 | 0 | 1160.81
CC | 2686 | 4457.45 | 4457.46 | 4457.46 | 3723.41 | 2810.78
CSP | 0 | 0 | 0 | 0 | 0 | 0
CT | 152 | 152 | 152 | 152 | 0 | 0
Coal | 6199.3 | 4317.25 | 1167.31 | 1167.31 | 1167.3 | 1167.3
Geo | 0 | 625 | 2570 | 2570 | 2570 | 2570
H | 982 | 982 | 982 | 982 | 982 | 982
LFG | 7.4 | 36.33 | 36.33 | 36.33 | 36.33 | 36.33
Nuc | 0.1 | 0.1 | 0.1 | 1201.73 | 2032.1 | 2032.1
PS | 563 | 563 | 563 | 563 | 563 | 563
PV | 21 | 21 | 21 | 21 | 21 | 21
PeakG | 2904 | 2904 | 2904 | 2904 | 2904 | 2904
PeakO | 148.58 | 148.58 | 148.58 | 148.58 | 148.58 | 148.58
ST | 3 | 370.43 | 370.43 | 375.89 | 375.89 | 375.89
STOG | 0 | 0 | 0 | 0 | 0 | 0
STWD | 0 | 0 | 0 | 0 | 0 | 0
WT | 2113.4 | 5658.61 | 5658.61 | 6195.18 | 6195.18 | 6330.92
IGCC | 0 | 0 | 0 | 0 | 0 | 0
DemandResponse | 486.05 | 622.89 | 804.5 | 856.88 | 912.57 | 971.91
IGCC-CCS | 0 | 0 | 0 | 0 | 0 | 0
WT_off | 0 | 0 | 0 | 0 | 0 | 0
PseudoUnit | 0 | 0 | 0 | 0 | 0 | 0
FixedInterchange | 0 | 0 | 0 | 0 | 0 | 0
Total Installed Capacity by Reporting Type: SP15
ReportingType | 2015 | 2020 | 2025 | 2030 | 2035 | 2040
BM | 6 | 6 | 6 | 6 | 6 | 6
CC | 10080.5 | 13222.79 | 13692.52 | 13692.52 | 13692.52 | 13692.52
CSP | 0 | 0 | 0 | 0 | 0 | 0
CT | 0 | 0 | 0 | 0 | 0 | 0
Coal | 185.7 | 0.01 | 0.01 | 0 | 0 | 0
Geo | 963 | 2413 | 2413 | 2413 | 2413 | 2413
H | 1163 | 1163 | 1163 | 1163 | 1163 | 1163
LFG | 223.2 | 779 | 779 | 779 | 779 | 779
Nuc | 2250 | 2250 | 2250 | 2250 | 3264.26 | 6812.85
PS | 1440 | 1440 | 1440 | 1440 | 1440 | 1440
PV | 126.8 | 126.8 | 126.8 | 126.8 | 126.8 | 126.8
PeakG | 4309 | 4309 | 4309 | 4309 | 4309 | 4309
PeakO | 51 | 51 | 51 | 51 | 51 | 51
ST | 448 | 448 | 448 | 448 | 2857.45 | 3693.59
STOG | 8195.42 | 8195.42 | 8195.42 | 8195.42 | 3289.62 | 3289.62
STWD | 119 | 119 | 119 | 119 | 119 | 119
WT | 2207.8 | 2207.8 | 2207.8 | 16372.8 | 16372.8 | 16372.8
IGCC | 0 | 0 | 0 | 0 | 0 | 0
DemandResponse | 2613.15 | 2728.17 | 2959.23 | 3127.67 | 3290.3 | 3458.12
IGCC-CCS | 0 | 0 | 0 | 0 | 0 | 0
WT_off | 0 | 0 | 0 | 0 | 0 | 0
PseudoUnit | 0 | 0 | 0 | 0 | 0 | 0
FixedInterchange | 0 | 0 | 0 | 0 | 0 | 0
Total Installed Capacity by Reporting Type: ALB
ReportingType | 2015 | 2020 | 2025 | 2030 | 2035 | 2040
BM | 0 | 0 | 0 | 0 | 0 | 0
CC | 2202 | 2705.98 | 2727.12 | 775.12 | 525.12 | 525.12
CSP | 0 | 0 | 0 | 0 | 0 | 0
CT | 201.5 | 201.5 | 201.5 | 201.5 | 0 | 0
Coal | 6157.28 | 5928.67 | 5736.88 | 495 | 495 | 495
Geo | 0 | 0 | 0 | 0 | 0 | 0
H | 912 | 912 | 912 | 912 | 912 | 912
LFG | 10 | 10 | 10 | 10 | 10 | 10
Nuc | 0.1 | 0.1 | 0.1 | 8088.47 | 8692.74 | 9291.27
PS | 0 | 0 | 0 | 0 | 0 | 0
PV | 0 | 0 | 0 | 0 | 0 | 0
PeakG | 937.58 | 937.58 | 937.58 | 937.58 | 937.58 | 937.58
PeakO | 0 | 0 | 0 | 0 | 0 | 0
ST | 0 | 0 | 0 | 0 | 0 | 0
STOG | 0 | 0 | 0 | 0 | 0 | 0
STWD | 174 | 174 | 174 | 174 | 174 | 174
WT | 672 | 672 | 672 | 672 | 763 | 763
IGCC | 0 | 0 | 0 | 0 | 0 | 0
DemandResponse | 105.16 | 361.08 | 660.83 | 708.64 | 759.9 | 814.88
IGCC-CCS | 0 | 0 | 0 | 0 | 0 | 0
WT_off | 0 | 0 | 0 | 0 | 0 | 0
PseudoUnit | 0 | 0 | 0 | 0 | 0 | 0
FixedInterchange | 0 | 0 | 0 | 0 | 0 | 0
Total Installed Capacity by Reporting Type: BC
ReportingType | 2015 | 2020 | 2025 | 2030 | 2035 | 2040
BM | 0 | 0 | 0 | 0 | 0 | 0
CC | 899.77 | 899.77 | 899.77 | 899.77 | 862.15 | 167.38
CSP | 0 | 0 | 0 | 0 | 0 | 0
CT | 0 | 0 | 0 | 0 | 0 | 0
Coal | 0 | 0 | 0 | 0 | 0 | 0
Geo | 0 | 0 | 0 | 0 | 0 | 0
H | 12161 | 12161 | 12161 | 12161 | 12161 | 12161
LFG | 24 | 24 | 24 | 24 | 24 | 24
Nuc | 0.1 | 0.1 | 0.1 | 7.14 | 591.58 | 1199.1
PS | 0 | 0 | 0 | 0 | 0 | 0
PV | 0 | 0 | 0 | 0 | 0 | 0
PeakG | 0 | 0 | 0 | 0 | 0 | 0
PeakO | 0 | 0 | 0 | 0 | 0 | 0
ST | 0 | 0 | 0 | 0 | 0 | 0
STOG | 0 | 0 | 0 | 0 | 0 | 0
STWD | 510 | 510 | 510 | 510 | 510 | 510
WT | 246 | 246 | 246 | 246 | 402 | 402
IGCC | 0 | 0 | 0 | 0 | 0 | 0
DemandResponse | 0.01 | 264.69 | 555.31 | 582.51 | 611.05 | 640.98
IGCC-CCS | 0 | 0 | 0 | 0 | 0 | 0
WT_off | 0 | 0 | 0 | 0 | 0 | 0
PseudoUnit | 0 | 0 | 0 | 0 | 0 | 0
FixedInterchange | 0 | 0 | 0 | 0 | 0 | 0
Total Installed Capacity by Reporting Type: HQ_IESO
ReportingType | 2015 | 2020 | 2025 | 2030 | 2035 | 2040
BM | 0 | 0 | 0 | 0 | 0 | 0
CC | 0 | 0 | 0 | 0 | 0 | 0
CSP | 0 | 0 | 0 | 0 | 0 | 0
CT | 0 | 0 | 0 | 0 | 0 | 0
Coal | 0 | 0 | 0 | 0 | 0 | 0
Geo | 0 | 0 | 0 | 0 | 0 | 0
H | 0 | 0 | 0 | 0 | 0 | 0
LFG | 0 | 0 | 0 | 0 | 0 | 0
Nuc | 0.1 | 0.1 | 0.1 | 0.1 | 0.1 | 0.1
PS | 0 | 0 | 0 | 0 | 0 | 0
PV | 0 | 0 | 0 | 0 | 0 | 0
PeakG | 0 | 0 | 0 | 0 | 0 | 0
PeakO | 0 | 0 | 0 | 0 | 0 | 0
ST | 0 | 0 | 0 | 0 | 0 | 0
STOG | 0 | 0 | 0 | 0 | 0 | 0
STWD | 0 | 0 | 0 | 0 | 0 | 0
WT | 0 | 0 | 0 | 0 | 0 | 0
IGCC | 0 | 0 | 0 | 0 | 0 | 0
DemandResponse | 0 | 0 | 0 | 0 | 0 | 0
IGCC-CCS | 0 | 0 | 0 | 0 | 0 | 0
WT_off | 0 | 0 | 0 | 0 | 0 | 0
PseudoUnit | 0 | 0 | 0 | 0 | 0 | 0
FixedInterchange | 3000 | 3000 | 3000 | 3000 | 3000 | 3000
Total Installed Capacity by Reporting Type: HQ_NEISO
ReportingType | 2015 | 2020 | 2025 | 2030 | 2035 | 2040
BM | 0 | 0 | 0 | 0 | 0 | 0
CC | 0 | 0 | 0 | 0 | 0 | 0
CSP | 0 | 0 | 0 | 0 | 0 | 0
CT | 0 | 0 | 0 | 0 | 0 | 0
Coal | 0 | 0 | 0 | 0 | 0 | 0
Geo | 0 | 0 | 0 | 0 | 0 | 0
H | 0 | 0 | 0 | 0 | 0 | 0
LFG | 0 | 0 | 0 | 0 | 0 | 0
Nuc | 0.1 | 0.1 | 0.1 | 0.1 | 0.1 | 0.1
PS | 0 | 0 | 0 | 0 | 0 | 0
PV | 0 | 0 | 0 | 0 | 0 | 0
PeakG | 0 | 0 | 0 | 0 | 0 | 0
PeakO | 0 | 0 | 0 | 0 | 0 | 0
ST | 0 | 0 | 0 | 0 | 0 | 0
STOG | 0 | 0 | 0 | 0 | 0 | 0
STWD | 0 | 0 | 0 | 0 | 0 | 0
WT | 0 | 0 | 0 | 0 | 0 | 0
IGCC | 0 | 0 | 0 | 0 | 0 | 0
DemandResponse | 0 | 0 | 0 | 0 | 0 | 0
IGCC-CCS | 0 | 0 | 0 | 0 | 0 | 0
WT_off | 0 | 0 | 0 | 0 | 0 | 0
PseudoUnit | 0 | 0 | 0 | 0 | 300 | 300
FixedInterchange | 2920 | 2920 | 2920 | 2920 | 2920 | 2920
Total Installed Capacity by Reporting Type: HQ_NY
ReportingType | 2015 | 2020 | 2025 | 2030 | 2035 | 2040
BM | 0 | 0 | 0 | 0 | 0 | 0
CC | 0 | 0 | 0 | 0 | 0 | 0
CSP | 0 | 0 | 0 | 0 | 0 | 0
CT | 0 | 0 | 0 | 0 | 0 | 0
Coal | 0 | 0 | 0 | 0 | 0 | 0
Geo | 0 | 0 | 0 | 0 | 0 | 0
H | 0 | 0 | 0 | 0 | 0 | 0
LFG | 0 | 0 | 0 | 0 | 0 | 0
Nuc | 0.1 | 0.1 | 0.1 | 0.1 | 0.1 | 0.1
PS | 0 | 0 | 0 | 0 | 0 | 0
PV | 0 | 0 | 0 | 0 | 0 | 0
PeakG | 0 | 0 | 0 | 0 | 0 | 0
PeakO | 0 | 0 | 0 | 0 | 0 | 0
ST | 0 | 0 | 0 | 0 | 0 | 0
STOG | 0 | 0 | 0 | 0 | 0 | 0
STWD | 0 | 0 | 0 | 0 | 0 | 0
WT | 0 | 0 | 0 | 0 | 0 | 0
IGCC | 0 | 0 | 0 | 0 | 0 | 0
DemandResponse | 0 | 0 | 0 | 0 | 0 | 0
IGCC-CCS | 0 | 0 | 0 | 0 | 0 | 0
WT_off | 0 | 0 | 0 | 0 | 0 | 0
PseudoUnit | 0 | 0 | 239.14 | 2500 | 2500 | 2500
FixedInterchange | 1500 | 1500 | 1500 | 1500 | 1500 | 1500
Total Installed Capacity by Reporting Type: MARITIMES
ReportingType | 2015 | 2020 | 2025 | 2030 | 2035 | 2040
BM | 0 | 0 | 0 | 0 | 0 | 0
CC | 0 | 0 | 0 | 0 | 0 | 0
CSP | 0 | 0 | 0 | 0 | 0 | 0
CT | 0 | 0 | 0 | 0 | 0 | 0
Coal | 0 | 0 | 0 | 0 | 0 | 0
Geo | 0 | 0 | 0 | 0 | 0 | 0
H | 0 | 0 | 0 | 0 | 0 | 0
LFG | 0 | 0 | 0 | 0 | 0 | 0
Nuc | 0.1 | 0.1 | 0.1 | 0.1 | 0.1 | 0.1
PS | 0 | 0 | 0 | 0 | 0 | 0
PV | 0 | 0 | 0 | 0 | 0 | 0
PeakG | 0 | 0 | 0 | 0 | 0 | 0
PeakO | 0 | 0 | 0 | 0 | 0 | 0
ST | 0 | 0 | 0 | 0 | 0 | 0
STOG | 0 | 0 | 0 | 0 | 0 | 0
STWD | 0 | 0 | 0 | 0 | 0 | 0
WT | 0 | 0 | 0 | 0 | 0 | 0
IGCC | 0 | 0 | 0 | 0 | 0 | 0
DemandResponse | 0 | 0 | 0 | 0 | 0 | 0
IGCC-CCS | 0 | 0 | 0 | 0 | 0 | 0
WT_off | 0 | 0 | 0 | 0 | 0 | 0
PseudoUnit | 0 | 0 | 0 | 0 | 500 | 500
FixedInterchange | 1400 | 1400 | 1400 | 1400 | 1400 | 1400
Total Installed Capacity by Reporting Type: All
ReportingType | 2015 | 2020 | 2025 | 2030 | 2035 | 2040
BM | 1251 | 1421.21 | 1972.51 | 1972.51 | 1972.51 | 44070.06
CC | 330613.31 | 374969.1 | 375082.76 | 371182.68 | 321362.19 | 271661.29
CSP | 0 | 0 | 0 | 0 | 0 | 0
CT | 6393.83 | 6812.85 | 6812.86 | 6803.36 | 2098.33 | 1385.91
Coal | 134236.26 | 70227.74 | 39420.72 | 26701.23 | 21007.1 | 21007.1
Geo | 2534.2 | 4609.2 | 9038.2 | 9038.2 | 9038.2 | 9038.2
H | 106079.79 | 107277.79 | 108778.03 | 110870.84 | 112994.42 | 114103.43
LFG | 4136 | 6089 | 8299 | 9023 | 9023 | 9023
Nuc | 117236.86 | 121152.36 | 121152.36 | 129202.75 | 193088.57 | 223382.57
PS | 21788 | 21788 | 21788 | 21788 | 21788 | 21788
PV | 1648 | 3712.51 | 4613.98 | 4788.72 | 3720.27 | 3785.74
PeakG | 117847.1 | 117847.1 | 117288.11 | 117089.7 | 107006.75 | 106858.69
PeakO | 19274.91 | 19274.9 | 19270.9 | 18944.23 | 15450.92 | 12142.95
ST | 760 | 1573.04 | 1800.81 | 1816.01 | 4869.26 | 5705.43
STOG | 54111.24 | 53465.85 | 47934.22 | 43411.17 | 23632.87 | 18063.69
STWD | 4951 | 4951 | 4951 | 4951 | 4951 | 4951
WT | 64004.8 | 157778.58 | 223497.56 | 318510.73 | 462517.45 | 475619.37
IGCC | 618 | 618 | 618 | 618 | 618 | 618
DemandResponse | 37863.74 | 60093.26 | 85862.57 | 89210.8 | 92685.8 | 96304.58
IGCC-CCS | 0 | 0 | 0 | 0 | 0 | 0
WT_off | 469 | 469 | 1569 | 1569 | 1569 | 1569
PseudoUnit | 0 | 0 | 239.14 | 2500 | 3300 | 3300
FixedInterchange | 8820 | 8820 | 8820 | 8820 | 8820 | 8820
Total Installed Capacity by Reporting Type: EI_US
ReportingType | 2015 | 2020 | 2025 | 2030 | 2035 | 2040
BM | 741.12 | 911.33 | 1462.62 | 1462.62 | 1462.62 | 37761.13
CC | 233496.77 | 265510.17 | 265863.93 | 263915.84 | 232034.09 | 195633.39
CSP | 0 | 0 | 0 | 0 | 0 | 0
CT | 4323.73 | 4742.76 | 4742.76 | 4733.26 | 2098.31 | 1385.89
Coal | 104996.9 | 52847.95 | 28021.31 | 21327 | 15912.97 | 15912.97
Geo | 44 | 44 | 44 | 44 | 44 | 44
H | 29436.09 | 29939.09 | 30220.1 | 30952.7 | 31674.09 | 32783.1
LFG | 3458.4 | 3963.46 | 5812.5 | 6536 | 6536 | 6536
Nuc | 89571.36 | 93486.86 | 93486.86 | 91998.66 | 125984.15 | 142930.09
PS | 16931 | 16931 | 16931 | 16931 | 16931 | 16931
PV | 176.74 | 2241.26 | 3142.72 | 3317.47 | 3330.27 | 3395.74
PeakG | 97444.5 | 97444.5 | 97444.5 | 97246.1 | 87163.15 | 87015.09
PeakO | 18470.33 | 18470.32 | 18470.32 | 18143.65 | 14650.34 | 11342.37
ST | 0 | 0 | 0 | 0 | 0 | 0
STOG | 28493.99 | 28493.99 | 25789.67 | 23931.56 | 18396.06 | 12826.89
STWD | 2980 | 2980 | 2980 | 2980 | 2980 | 2980
WT | 36938.6 | 112738.63 | 178457.61 | 238654.84 | 352955.87 | 362476.56
IGCC | 618 | 618 | 618 | 618 | 618 | 618
DemandResponse | 29707.66 | 46218.47 | 65324.07 | 67718.5 | 70208.86 | 72802.09
IGCC-CCS | 0 | 0 | 0 | 0 | 0 | 0
WT_off | 469 | 469 | 1569 | 1569 | 1569 | 1569
PseudoUnit | 0 | 0 | 239.14 | 2500 | 3300 | 3300
FixedInterchange | 5820 | 5820 | 5820 | 5820 | 5820 | 5820
Total Installed Capacity by Reporting Type: EI_Canada
ReportingType | 2015 | 2020 | 2025 | 2030 | 2035 | 2040
BM | 326.33 | 326.33 | 326.33 | 326.33 | 326.33 | 326.33
CC | 2275.76 | 2275.76 | 1544.76 | 1544.76 | 1544.76 | 1263
CSP | 0 | 0 | 0 | 0 | 0 | 0
CT | 368 | 368 | 368 | 368 | 0.01 | 0.01
Coal | 669.06 | 108.73 | 0 | 0 | 0 | 0
Geo | 0 | 0 | 0 | 0 | 0 | 0
H | 15168.7 | 15863.7 | 17082.93 | 18443.14 | 19510.32 | 19510.32
LFG | 117.5 | 117.5 | 117.5 | 118 | 118 | 118
Nuc | 13018.2 | 13018.2 | 13018.2 | 13018.2 | 11988.2 | 10448.2
PS | 123 | 123 | 123 | 123 | 123 | 123
PV | 1097.26 | 1097.26 | 1097.26 | 1097.26 | 30 | 30
PeakG | 559.02 | 559.02 | 0.03 | 0.02 | 0.02 | 0.02
PeakO | 4 | 4 | 0 | 0 | 0 | 0
ST | 0 | 0 | 0 | 0 | 0 | 0
STOG | 126 | 126 | 0 | 0 | 0 | 0
STWD | 139 | 139 | 139 | 139 | 139 | 139
WT | 3963.3 | 3963.3 | 3963.3 | 3963.3 | 3660.9 | 3660.9
IGCC | 0 | 0 | 0 | 0 | 0 | 0
DemandResponse | 2048.29 | 2374.97 | 2887.27 | 2989.59 | 3095.56 | 3205.29
IGCC-CCS | 0 | 0 | 0 | 0 | 0 | 0
WT_off | 0 | 0 | 0 | 0 | 0 | 0
PseudoUnit | 0 | 0 | 0 | 0 | 0 | 0
FixedInterchange | 3000 | 3000 | 3000 | 3000 | 3000 | 3000
Total Installed Capacity by Reporting Type: EI
ReportingType | 2015 | 2020 | 2025 | 2030 | 2035 | 2040
BM | 1067.45 | 1237.66 | 1788.96 | 1788.96 | 1788.96 | 38087.47
CC | 235772.53 | 267785.93 | 267408.69 | 265460.6 | 233578.85 | 196896.39
CSP | 0 | 0 | 0 | 0 | 0 | 0
CT | 4691.73 | 5110.76 | 5110.76 | 5101.26 | 2098.32 | 1385.89
Coal | 105665.96 | 52956.68 | 28021.31 | 21327 | 15912.97 | 15912.97
Geo | 44 | 44 | 44 | 44 | 44 | 44
H | 44604.79 | 45802.79 | 47303.03 | 49395.84 | 51184.42 | 52293.43
LFG | 3575.9 | 4080.96 | 5930 | 6654 | 6654 | 6654
Nuc | 102589.56 | 106505.06 | 106505.06 | 105016.86 | 137972.35 | 153378.29
PS | 17054 | 17054 | 17054 | 17054 | 17054 | 17054
PV | 1274 | 3338.51 | 4239.98 | 4414.72 | 3360.27 | 3425.74
PeakG | 98003.52 | 98003.52 | 97444.53 | 97246.12 | 87163.17 | 87015.1
PeakO | 18474.33 | 18474.33 | 18470.33 | 18143.65 | 14650.35 | 11342.37
ST | 0 | 0 | 0 | 0 | 0 | 0
STOG | 28619.99 | 28619.99 | 25789.67 | 23931.56 | 18396.07 | 12826.89
STWD | 3119 | 3119 | 3119 | 3119 | 3119 | 3119
WT | 40901.9 | 116701.93 | 182420.91 | 242618.14 | 356616.77 | 366137.46
IGCC | 618 | 618 | 618 | 618 | 618 | 618
DemandResponse | 31755.95 | 48593.44 | 68211.33 | 70708.09 | 73304.41 | 76007.38
IGCC-CCS | 0 | 0 | 0 | 0 | 0 | 0
WT_off | 469 | 469 | 1569 | 1569 | 1569 | 1569
PseudoUnit | 0 | 0 | 239.14 | 2500 | 3300 | 3300
FixedInterchange | 8820 | 8820 | 8820 | 8820 | 8820 | 8820
Total Installed Capacity by Reporting Type: Outside_EI
ReportingType | 2015 | 2020 | 2025 | 2030 | 2035 | 2040
BM | 183.55 | 183.55 | 183.55 | 183.55 | 183.55 | 5982.59
CC | 94840.78 | 107183.17 | 107674.07 | 105722.07 | 87783.34 | 74764.9
CSP | 0 | 0 | 0 | 0 | 0 | 0
CT | 1702.1 | 1702.1 | 1702.1 | 1702.1 | 0.02 | 0.02
Coal | 28570.3 | 17271.06 | 11399.41 | 5374.22 | 5094.13 | 5094.13
Geo | 2490.2 | 4565.2 | 8994.2 | 8994.2 | 8994.2 | 8994.2
H | 61475 | 61475 | 61475 | 61475 | 61810 | 61810
LFG | 560.1 | 2008.04 | 2369 | 2369 | 2369 | 2369
Nuc | 14647.3 | 14647.3 | 14647.3 | 24185.89 | 55116.22 | 70004.28
PS | 4734 | 4734 | 4734 | 4734 | 4734 | 4734
PV | 374 | 374 | 374 | 374 | 360 | 360
PeakG | 19843.58 | 19843.58 | 19843.58 | 19843.58 | 19843.58 | 19843.58
PeakO | 800.58 | 800.58 | 800.58 | 800.58 | 800.58 | 800.58
ST | 760 | 1573.04 | 1800.81 | 1816.01 | 4869.26 | 5705.43
STOG | 25491.25 | 24845.86 | 22144.55 | 19479.61 | 5236.81 | 5236.81
STWD | 1832 | 1832 | 1832 | 1832 | 1832 | 1832
WT | 23102.9 | 41076.66 | 41076.66 | 75892.6 | 105900.68 | 109481.91
IGCC | 0 | 0 | 0 | 0 | 0 | 0
DemandResponse | 6107.8 | 11499.81 | 17651.23 | 18502.71 | 19381.39 | 20297.2
IGCC-CCS | 0 | 0 | 0 | 0 | 0 | 0
WT_off | 0 | 0 | 0 | 0 | 0 | 0
PseudoUnit | 0 | 0 | 0 | 0 | 0 | 0
FixedInterchange | 0 | 0 | 0 | 0 | 0 | 0
#6 | Retrofit Capacity (MW)
Retrofit Capacity by Reporting Type: Entergy
ReportingType | 2015 | 2020 | 2025 | 2030 | 2035 | 2040
FGD | 0 | 1777.68 | 0.01 | 0 | 0 | 0
SNCR | 0.01 | 0.01 | 0 | 0 | 0 | 0
SCR | 0 | 0 | 0 | 0 | 0 | 0
ACI90 | 0 | 0 | 0 | 0 | 0 | 0
RPJ90 | 0 | 1777.68 | 0.01 | 0 | 0 | 0
PCSEQ | 0 | 0 | 0 | 0 | 0 | 0
Retrofit Capacity by Reporting Type: FRCC
ReportingType | 2015 | 2020 | 2025 | 2030 | 2035 | 2040
FGD | 0 | 0 | 0 | 0 | 0 | 0
SNCR | 0 | 0 | 0 | 0 | 0 | 0
SCR | 1898 | 0 | 0 | 0 | 0 | 0
ACI90 | 0 | 0 | 0 | 0 | 0 | 0
RPJ90 | 0.01 | 185.99 | 185.99 | 185.99 | 185.99 | 185.99
PCSEQ | 0 | 0 | 0 | 13.6 | 13.6 | 93.69
Retrofit Capacity by Reporting Type: MAPP_US
ReportingType | 2015 | 2020 | 2025 | 2030 | 2035 | 2040
FGD | 221 | 0 | 0 | 0 | 0 | 0
SNCR | 0 | 0 | 0 | 0 | 0 | 0.01
SCR | 0 | 0 | 0 | 0 | 0 | 0
ACI90 | 0 | 0 | 0 | 0 | 0 | 0
RPJ90 | 0 | 1100.28 | 450.01 | 450.01 | 450.01 | 450.01
PCSEQ | 0 | 0 | 0 | 0 | 0 | 0
Retrofit Capacity by Reporting Type: MISO_IN
ReportingType | 2015 | 2020 | 2025 | 2030 | 2035 | 2040
FGD | 0 | 0.01 | 0.01 | 0.01 | 0 | 0
SNCR | 0.01 | 0.01 | 0.01 | 0.01 | 0 | 0
SCR | 0 | 0 | 0 | 0 | 0 | 0
ACI90 | 0 | 0 | 0 | 0 | 0 | 0
RPJ90 | 0.01 | 2661.74 | 2661.74 | 789.37 | 325.36 | 325.36
PCSEQ | 0 | 0 | 0 | 76.45 | 76.45 | 163.89
Retrofit Capacity by Reporting Type: MISO_MI
ReportingType | 2015 | 2020 | 2025 | 2030 | 2035 | 2040
FGD | 0 | 0.01 | 0.01 | 0.01 | 0 | 0
SNCR | 0.01 | 0 | 0 | 0 | 0 | 0
SCR | 355 | 0 | 0 | 0 | 0 | 0
ACI90 | 0 | 0 | 0 | 0 | 0 | 0
RPJ90 | 0.01 | 0.01 | 0.01 | 0.01 | 0.01 | 0.01
PCSEQ | 0 | 0 | 0 | 0 | 0 | 0
Retrofit Capacity by Reporting Type: MISO_MO-IL
ReportingType | 2015 | 2020 | 2025 | 2030 | 2035 | 2040
FGD | 0 | 0.02 | 0.02 | 0.01 | 0 | 0
SNCR | 0.02 | 0.01 | 0.01 | 0.01 | 0 | 0
SCR | 400 | 200 | 200 | 200 | 200 | 200
ACI90 | 0 | 0 | 0 | 0 | 0 | 0
RPJ90 | 2275.87 | 1032.22 | 1032.62 | 1033.46 | 4.78 | 5.86
PCSEQ | 0 | 0 | 0 | 28.09 | 72.25 | 100.75
Retrofit Capacity by Reporting Type: MISO_W
ReportingType | 2015 | 2020 | 2025 | 2030 | 2035 | 2040
FGD | 0 | 867.51 | 867.51 | 867.5 | 0 | 0
SNCR | 0.02 | 0.01 | 0.01 | 0.01 | 0 | 0
SCR | 612.64 | 0.01 | 0.01 | 0 | 0 | 0
ACI90 | 0 | 0 | 0 | 0 | 0 | 0
RPJ90 | 2301.84 | 5432.51 | 5432.51 | 3966.91 | 800.01 | 800.01
PCSEQ | 0 | 0 | 288.24 | 288.24 | 402.98 | 402.98
Retrofit Capacity by Reporting Type: MISO_WUMS
ReportingType | 2015 | 2020 | 2025 | 2030 | 2035 | 2040
FGD | 1135 | 333.11 | 333.11 | 333.11 | 0 | 0
SNCR | 0 | 0 | 0 | 0 | 0 | 0
SCR | 2778.6 | 615 | 615 | 615 | 615 | 615
ACI90 | 0 | 0 | 0 | 0 | 0 | 0
RPJ90 | 1741.27 | 871.84 | 872.35 | 873.16 | 541.8 | 542.96
PCSEQ | 0 | 0 | 12.92 | 75.42 | 348.66 | 452.43
Retrofit Capacity by Reporting Type: Nebraska
ReportingType | 2015 | 2020 | 2025 | 2030 | 2035 | 2040
FGD | 0 | 0 | 0 | 0 | 0 | 0
SNCR | 0 | 0 | 0 | 0 | 0 | 0
SCR | 0 | 0 | 0 | 0 | 0 | 0
ACI90 | 0 | 0 | 0 | 0 | 0 | 0
RPJ90 | 1364.4 | 682.2 | 682.2 | 682.2 | 682.2 | 682.2
PCSEQ | 0 | 0 | 162.08 | 162.08 | 255.87 | 255.87
Retrofit Capacity by Reporting Type: NEISO
ReportingType | 2015 | 2020 | 2025 | 2030 | 2035 | 2040
FGD | 320 | 0 | 0 | 0 | 0 | 0
SNCR | 0 | 0 | 0 | 0 | 0 | 0
SCR | 0 | 0 | 0 | 0 | 0 | 0
ACI90 | 0 | 0 | 0 | 0 | 0 | 0
RPJ90 | 870.93 | 0 | 0 | 0 | 0 | 0
PCSEQ | 0 | 0 | 0 | 0 | 0 | 0
Retrofit Capacity by Reporting Type: NonRTO_Midwest
ReportingType | 2015 | 2020 | 2025 | 2030 | 2035 | 2040
FGD | 1403 | 0.01 | 0.01 | 0.01 | 0 | 0
SNCR | 0.01 | 0 | 0 | 0 | 0 | 0
SCR | 1463.8 | 731.9 | 731.9 | 731.9 | 731.9 | 731.9
ACI90 | 0 | 0 | 0 | 0 | 0 | 0
RPJ90 | 1.21 | 1538.59 | 1485.16 | 379.24 | 380.55 | 382.01
PCSEQ | 0 | 0 | 91.91 | 191.97 | 362.97 | 557.76
Retrofit Capacity by Reporting Type: NYISO_A-F
ReportingType | 2015 | 2020 | 2025 | 2030 | 2035 | 2040
FGD | 0 | 0 | 0 | 0 | 0 | 0
SNCR | 0 | 0 | 0 | 0 | 0 | 0
SCR | 0 | 0 | 0 | 0 | 0 | 0
ACI90 | 0 | 0 | 0 | 0 | 0 | 0
RPJ90 | 486.3 | 0 | 0 | 0 | 0 | 0
PCSEQ | 0 | 0 | 0 | 0 | 0 | 0
Retrofit Capacity by Reporting Type: NYISO_G-I
ReportingType | 2015 | 2020 | 2025 | 2030 | 2035 | 2040
FGD | 0 | 0 | 0 | 0 | 0 | 0
SNCR | 0 | 0 | 0 | 0 | 0 | 0
SCR | 0 | 0 | 0 | 0 | 0 | 0
ACI90 | 0 | 0 | 0 | 0 | 0 | 0
RPJ90 | 0 | 0 | 0 | 0 | 0 | 0
PCSEQ | 0 | 0 | 0 | 0 | 0 | 0
Retrofit Capacity by Reporting Type: NYISO_J-K
ReportingType | 2015 | 2020 | 2025 | 2030 | 2035 | 2040
FGD | 0 | 0 | 0 | 0 | 0 | 0
SNCR | 0 | 0 | 0 | 0 | 0 | 0
SCR | 0 | 0 | 0 | 0 | 0 | 0
ACI90 | 0 | 0 | 0 | 0 | 0 | 0
RPJ90 | 0 | 0 | 0 | 0 | 0 | 0
PCSEQ | 0 | 0 | 0 | 0 | 0 | 0
Retrofit Capacity by Reporting Type: PJM_E
ReportingType | 2015 | 2020 | 2025 | 2030 | 2035 | 2040
FGD | 0 | 0 | 0 | 0 | 0 | 0
SNCR | 0 | 0 | 0 | 0 | 0 | 0
SCR | 568 | 568 | 0 | 0 | 0 | 0
ACI90 | 0 | 0 | 0 | 0 | 0 | 0
RPJ90 | 1785.57 | 570 | 0.01 | 0.01 | 0.01 | 0.01
PCSEQ | 0 | 0 | 0 | 0 | 0 | 0
Retrofit Capacity by Reporting Type: PJM_ROM
ReportingType | 2015 | 2020 | 2025 | 2030 | 2035 | 2040
FGD | 0 | 0 | 0 | 0 | 0 | 0
SNCR | 0 | 0 | 0 | 0 | 0 | 0
SCR | 341 | 0 | 0 | 0 | 0 | 0
ACI90 | 0 | 0 | 0 | 0 | 0 | 0
RPJ90 | 1929.01 | 1164.02 | 0.01 | 0.01 | 0.01 | 0.01
PCSEQ | 0 | 0 | 0 | 0 | 0 | 0.01
Retrofit Capacity by Reporting Type: PJM_ROR
ReportingType | 2015 | 2020 | 2025 | 2030 | 2035 | 2040
FGD | 0.01 | 0.02 | 0.01 | 0.01 | 0.01 | 0.01
SNCR | 0.03 | 0.01 | 0 | 0 | 0 | 0
SCR | 1200.01 | 0.01 | 0.01 | 0.01 | 0.01 | 0.01
ACI90 | 0 | 0 | 0 | 0 | 0 | 0
RPJ90 | 0.61 | 7240.03 | 1300.06 | 1300.06 | 1300.06 | 1300.06
PCSEQ | 0 | 0 | 96.14 | 182.59 | 468.41 | 654.88
Retrofit Capacity by Reporting Type: SOCO
ReportingType | 2015 | 2020 | 2025 | 2030 | 2035 | 2040
FGD | 4088.7 | 2051.74 | 0.01 | 0.01 | 0.01 | 0.01
SNCR | 0.01 | 0 | 0 | 0 | 0 | 0
SCR | 3404.7 | 2051.73 | 0.01 | 0.01 | 0.01 | 0.01
ACI90 | 0 | 0 | 0 | 0 | 0 | 0
RPJ90 | 6809.41 | 2743.05 | 691.32 | 691.32 | 691.32 | 691.32
PCSEQ | 0 | 0 | 249.08 | 249.08 | 452.8 | 452.8
Retrofit Capacity by Reporting Type: SPP_N
ReportingType | 2015 | 2020 | 2025 | 2030 | 2035 | 2040
FGD | 0 | 0.01 | 0 | 0 | 0 | 0
SNCR | 0 | 0 | 0 | 0 | 0 | 0
SCR | 0 | 0 | 0 | 0 | 0 | 0
ACI90 | 0 | 0 | 0 | 0 | 0 | 0
RPJ90 | 1302.59 | 3886.8 | 1044.01 | 0.01 | 0 | 0
PCSEQ | 0 | 0 | 0 | 0 | 0 | 0
Retrofit Capacity by Reporting Type: SPP_S
ReportingType | 2015 | 2020 | 2025 | 2030 | 2035 | 2040
FGD | 0.01 | 5060.84 | 759.03 | 0.01 | 0.01 | 0.01
SNCR | 0.01 | 0.03 | 0.02 | 0 | 0 | 0
SCR | 0 | 0 | 0 | 0 | 0 | 0
ACI90 | 0 | 0 | 0 | 0 | 0 | 0
RPJ90 | 0.02 | 6407.85 | 759.04 | 0.01 | 0.01 | 0.01
PCSEQ | 0 | 0 | 0 | 0 | 0 | 0
Retrofit Capacity by Reporting Type: TVA
ReportingType | 2015 | 2020 | 2025 | 2030 | 2035 | 2040
FGD | 0 | 472 | 0 | 0 | 0 | 0
SNCR | 0 | 0 | 0 | 0 | 0 | 0
SCR | 0 | 0 | 0 | 0 | 0 | 0
ACI90 | 0 | 0 | 0 | 0 | 0 | 0
RPJ90 | 0.01 | 2279.96 | 440.01 | 0.01 | 0.01 | 0.01
PCSEQ | 0 | 0 | 0 | 0 | 0 | 0
Retrofit Capacity by Reporting Type: TVA_Transmission
ReportingType | 2015 | 2020 | 2025 | 2030 | 2035 | 2040
FGD | 0 | 0 | 0 | 0 | 0 | 0
SNCR | 0 | 0 | 0 | 0 | 0 | 0
SCR | 0 | 0 | 0 | 0 | 0 | 0
ACI90 | 0 | 0 | 0 | 0 | 0 | 0
RPJ90 | 0 | 0 | 0 | 0 | 0 | 0
PCSEQ | 0 | 0 | 0 | 0 | 0 | 0
Retrofit Capacity by Reporting Type: VACAR
ReportingType | 2015 | 2020 | 2025 | 2030 | 2035 | 2040
FGD | 0 | 0 | 0 | 0 | 0 | 0
SNCR | 0 | 0 | 0 | 0 | 0 | 0
SCR | 0 | 0 | 0 | 0 | 0 | 0
ACI90 | 0 | 0 | 0 | 0 | 0 | 0
RPJ90 | 2.35 | 1783.45 | 1168.4 | 1161.93 | 1160.02 | 1160.02
PCSEQ | 0 | 0 | 123.85 | 219.26 | 429.97 | 584.34
Retrofit Capacity by Reporting Type: IESO
ReportingType | 2015 | 2020 | 2025 | 2030 | 2035 | 2040
FGD | 0 | 0 | 0 | 0 | 0 | 0
SNCR | 0 | 0 | 0 | 0 | 0 | 0
SCR | 0 | 0 | 0 | 0 | 0 | 0
ACI90 | 0 | 0 | 0 | 0 | 0 | 0
RPJ90 | 0 | 0 | 0 | 0 | 0 | 0
PCSEQ | 0 | 0 | 0 | 0 | 0 | 0
Retrofit Capacity by Reporting Type: MAPP_CA
ReportingType | 2015 | 2020 | 2025 | 2030 | 2035 | 2040
FGD | 0 | 0 | 0 | 0 | 0 | 0
SNCR | 0 | 0 | 0 | 0 | 0 | 0
SCR | 0 | 0 | 0 | 0 | 0 | 0
ACI90 | 0 | 0 | 0 | 0 | 0 | 0
RPJ90 | 0 | 0 | 0 | 0 | 0 | 0
PCSEQ | 0 | 0 | 0 | 0 | 0 | 0
Retrofit Capacity by Reporting Type: AZ_NM_SNV_Coal
ReportingType | 2015 | 2020 | 2025 | 2030 | 2035 | 2040
FGD | 384 | 0 | 0 | 0 | 0 | 0
SNCR | 0 | 0 | 0.01 | 0.01 | 0 | 0
SCR | 800 | 400 | 400 | 400 | 400 | 400
ACI90 | 0 | 0 | 0 | 0 | 0 | 0
RPJ90 | 2965.09 | 2251.38 | 281.94 | 282.63 | 3.33 | 4.13
PCSEQ | 0 | 0 | 0 | 0 | 17.88 | 144.12
Retrofit Capacity by Reporting Type: AZ_NM_SNV_Gas
ReportingType | 2015 | 2020 | 2025 | 2030 | 2035 | 2040
FGD | 0 | 0 | 0 | 0 | 0 | 0
SNCR | 0 | 0 | 0 | 0 | 0 | 0
SCR | 0 | 0 | 0 | 0 | 0 | 0
ACI90 | 0 | 0 | 0 | 0 | 0 | 0
RPJ90 | 0 | 0 | 0 | 0 | 0 | 0
PCSEQ | 0 | 0 | 0 | 0 | 0 | 0
Retrofit Capacity by Reporting Type: AZ_NM_SNV_NucRenew
ReportingType | 2015 | 2020 | 2025 | 2030 | 2035 | 2040
FGD | 0 | 0 | 0 | 0 | 0 | 0
SNCR | 0 | 0 | 0 | 0 | 0 | 0
SCR | 0 | 0 | 0 | 0 | 0 | 0
ACI90 | 0 | 0 | 0 | 0 | 0 | 0
RPJ90 | 0 | 0 | 0 | 0 | 0 | 0
PCSEQ | 0 | 0 | 0 | 0 | 0 | 0
Retrofit Capacity by Reporting Type: ERCOT
ReportingType | 2015 | 2020 | 2025 | 2030 | 2035 | 2040
FGD | 0 | 0 | 0 | 0 | 0 | 0
SNCR | 0.01 | 0 | 0 | 0 | 0 | 0
SCR | 3515 | 785 | 785 | 785 | 785.01 | 785.01
ACI90 | 0 | 0 | 0 | 0 | 0 | 0
RPJ90 | 5943.01 | 1345.01 | 785.01 | 785.01 | 785.01 | 785.01
PCSEQ | 0 | 0 | 267.32 | 267.32 | 395.43 | 395.43
Retrofit Capacity by Reporting Type: NP15
ReportingType | 2015 | 2020 | 2025 | 2030 | 2035 | 2040
FGD | 0 | 0 | 0 | 0 | 0 | 0
SNCR | 0 | 0 | 0 | 0 | 0 | 0
SCR | 0 | 0 | 0 | 0 | 0 | 0
ACI90 | 0 | 0 | 0 | 0 | 0 | 0
RPJ90 | 0 | 0 | 0 | 0 | 0 | 0
PCSEQ | 0 | 0 | 0 | 0 | 0 | 0
Retrofit Capacity by Reporting Type: NWPP_Coal
ReportingType | 2015 | 2020 | 2025 | 2030 | 2035 | 2040
FGD | 0 | 0 | 0 | 0 | 0 | 0
SNCR | 0 | 0 | 0 | 0 | 0 | 0
SCR | 0 | 0 | 0 | 0 | 0 | 0
ACI90 | 0 | 0 | 0 | 0 | 0 | 0
RPJ90 | 453.61 | 1010.1 | 1010.1 | 226.8 | 226.8 | 226.8
PCSEQ | 0 | 226.8 | 226.8 | 226.8 | 226.8 | 226.8
Retrofit Capacity by Reporting Type: NWPP_Gas
ReportingType | 2015 | 2020 | 2025 | 2030 | 2035 | 2040
FGD | 0 | 0 | 0 | 0 | 0 | 0
SNCR | 0 | 0 | 0 | 0 | 0 | 0
SCR | 0 | 0 | 0 | 0 | 0 | 0
ACI90 | 0 | 0 | 0 | 0 | 0 | 0
RPJ90 | 0 | 0 | 0 | 0 | 0 | 0
PCSEQ | 0 | 0 | 0 | 0 | 0 | 0
Retrofit Capacity by Reporting Type: NWPP_NucRenew
ReportingType | 2015 | 2020 | 2025 | 2030 | 2035 | 2040
FGD | 0 | 0 | 0 | 0 | 0 | 0
SNCR | 0 | 0 | 0 | 0 | 0 | 0
SCR | 0 | 0 | 0 | 0 | 0 | 0
ACI90 | 0 | 0 | 0 | 0 | 0 | 0
RPJ90 | 0 | 0 | 0 | 0 | 0 | 0
PCSEQ | 0 | 0 | 0 | 0 | 0 | 0
Retrofit Capacity by Reporting Type: RMPA
ReportingType | 2015 | 2020 | 2025 | 2030 | 2035 | 2040
FGD | 0 | 15.95 | 0 | 0 | 0 | 0
SNCR | 0 | 0 | 0 | 0 | 0 | 0
SCR | 1554.6 | 777.3 | 777.3 | 777.3 | 777.3 | 777.3
ACI90 | 0 | 0 | 0 | 0 | 0 | 0
RPJ90 | 2874.61 | 3927.25 | 777.31 | 777.31 | 777.3 | 777.3
PCSEQ | 0 | 0 | 280.06 | 391.55 | 391.55 | 391.55
Retrofit Capacity by Reporting Type: SP15
ReportingType | 2015 | 2020 | 2025 | 2030 | 2035 | 2040
FGD | 0 | 0 | 0 | 0 | 0 | 0
SNCR | 0 | 0 | 0 | 0 | 0 | 0
SCR | 0 | 0 | 0 | 0 | 0 | 0
ACI90 | 0 | 0 | 0 | 0 | 0 | 0
RPJ90 | 0 | 0.01 | 0.01 | 0 | 0 | 0
PCSEQ | 0 | 0 | 0 | 0 | 0 | 0
Retrofit Capacity by Reporting Type: ALB
ReportingType | 2015 | 2020 | 2025 | 2030 | 2035 | 2040
FGD | 0 | 0 | 0 | 0 | 0 | 0
SNCR | 0 | 0 | 0 | 0 | 0 | 0
SCR | 0 | 0 | 0 | 0 | 0 | 0
ACI90 | 0 | 0 | 0 | 0 | 0 | 0
RPJ90 | 0 | 0 | 0 | 0 | 0 | 0
PCSEQ | 0 | 0 | 0 | 0 | 0 | 0
Retrofit Capacity by Reporting Type: BC
ReportingType | 2015 | 2020 | 2025 | 2030 | 2035 | 2040
FGD | 0 | 0 | 0 | 0 | 0 | 0
SNCR | 0 | 0 | 0 | 0 | 0 | 0
SCR | 0 | 0 | 0 | 0 | 0 | 0
ACI90 | 0 | 0 | 0 | 0 | 0 | 0
RPJ90 | 0 | 0 | 0 | 0 | 0 | 0
PCSEQ | 0 | 0 | 0 | 0 | 0 | 0
Retrofit Capacity by Reporting Type: HQ_IESO
ReportingType | 2015 | 2020 | 2025 | 2030 | 2035 | 2040
FGD | 0 | 0 | 0 | 0 | 0 | 0
SNCR | 0 | 0 | 0 | 0 | 0 | 0
SCR | 0 | 0 | 0 | 0 | 0 | 0
ACI90 | 0 | 0 | 0 | 0 | 0 | 0
RPJ90 | 0 | 0 | 0 | 0 | 0 | 0
PCSEQ | 0 | 0 | 0 | 0 | 0 | 0
Retrofit Capacity by Reporting Type: HQ_NEISO
ReportingType | 2015 | 2020 | 2025 | 2030 | 2035 | 2040
FGD | 0 | 0 | 0 | 0 | 0 | 0
SNCR | 0 | 0 | 0 | 0 | 0 | 0
SCR | 0 | 0 | 0 | 0 | 0 | 0
ACI90 | 0 | 0 | 0 | 0 | 0 | 0
RPJ90 | 0 | 0 | 0 | 0 | 0 | 0
PCSEQ | 0 | 0 | 0 | 0 | 0 | 0
Retrofit Capacity by Reporting Type: HQ_NY
ReportingType | 2015 | 2020 | 2025 | 2030 | 2035 | 2040
FGD | 0 | 0 | 0 | 0 | 0 | 0
SNCR | 0 | 0 | 0 | 0 | 0 | 0
SCR | 0 | 0 | 0 | 0 | 0 | 0
ACI90 | 0 | 0 | 0 | 0 | 0 | 0
RPJ90 | 0 | 0 | 0 | 0 | 0 | 0
PCSEQ | 0 | 0 | 0 | 0 | 0 | 0
Retrofit Capacity by Reporting Type: MARITIMES
ReportingType | 2015 | 2020 | 2025 | 2030 | 2035 | 2040
FGD | 0 | 0 | 0 | 0 | 0 | 0
SNCR | 0 | 0 | 0 | 0 | 0 | 0
SCR | 0 | 0 | 0 | 0 | 0 | 0
ACI90 | 0 | 0 | 0 | 0 | 0 | 0
RPJ90 | 0 | 0 | 0 | 0 | 0 | 0
PCSEQ | 0 | 0 | 0 | 0 | 0 | 0
Retrofit Capacity by Reporting Type: All
ReportingType | 2015 | 2020 | 2025 | 2030 | 2035 | 2040
FGD | 7551.75 | 10578.9 | 1959.74 | 1200.69 | 0.06 | 0.06
SNCR | 0.15 | 0.1 | 0.09 | 0.06 | 0.03 | 0.03
SCR | 18891.37 | 6128.97 | 3509.25 | 3509.25 | 3509.25 | 3509.25
ACI90 | 0 | 0 | 0 | 0 | 0 | 0
RPJ90 | 33107.73 | 49891.97 | 21059.83 | 13585.47 | 8314.6 | 8319.09
PCSEQ | 0 | 226.81 | 1798.41 | 2372.46 | 3915.63 | 4877.31
Retrofit Capacity by Reporting Type: EI_US
ReportingType | 2015 | 2020 | 2025 | 2030 | 2035 | 2040
FGD | 7167.75 | 10562.95 | 1959.73 | 1200.69 | 0.06 | 0.05
SNCR | 0.14 | 0.09 | 0.08 | 0.05 | 0.02 | 0.03
SCR | 13021.77 | 4166.67 | 1546.94 | 1546.94 | 1546.94 | 1546.94
ACI90 | 0 | 0 | 0 | 0 | 0 | 0
RPJ90 | 20871.41 | 41358.21 | 18205.45 | 11513.72 | 6522.15 | 6525.85
PCSEQ | 0 | 0.01 | 1024.23 | 1486.8 | 2883.97 | 3719.41
Retrofit Capacity by Reporting Type: EI_Canada
ReportingType | 2015 | 2020 | 2025 | 2030 | 2035 | 2040
FGD | 0 | 0 | 0 | 0 | 0 | 0
SNCR | 0 | 0 | 0 | 0 | 0 | 0
SCR | 0 | 0 | 0 | 0 | 0 | 0
ACI90 | 0 | 0 | 0 | 0 | 0 | 0
RPJ90 | 0 | 0 | 0 | 0 | 0 | 0
PCSEQ | 0 | 0 | 0 | 0 | 0 | 0
Retrofit Capacity by Reporting Type: EI
ReportingType | 2015 | 2020 | 2025 | 2030 | 2035 | 2040
FGD | 7167.75 | 10562.95 | 1959.73 | 1200.69 | 0.06 | 0.05
SNCR | 0.14 | 0.09 | 0.08 | 0.05 | 0.02 | 0.03
SCR | 13021.77 | 4166.67 | 1546.94 | 1546.94 | 1546.94 | 1546.94
ACI90 | 0 | 0 | 0 | 0 | 0 | 0
RPJ90 | 20871.41 | 41358.21 | 18205.45 | 11513.72 | 6522.15 | 6525.85
PCSEQ | 0 | 0.01 | 1024.23 | 1486.8 | 2883.97 | 3719.41
Retrofit Capacity by Reporting Type: Outside_EI
ReportingType | 2015 | 2020 | 2025 | 2030 | 2035 | 2040
FGD | 384 | 15.95 | 0 | 0 | 0 | 0
SNCR | 0.01 | 0.01 | 0.01 | 0.01 | 0.01 | 0
SCR | 5869.6 | 1962.31 | 1962.31 | 1962.31 | 1962.31 | 1962.31
ACI90 | 0 | 0 | 0 | 0 | 0 | 0
RPJ90 | 12236.31 | 8533.76 | 2854.37 | 2071.75 | 1792.45 | 1793.24
PCSEQ | 0 | 226.8 | 774.17 | 885.67 | 1031.66 | 1157.9
#7 | Reserve Margin (MW)
Reserve Margin Data: ALB
| 2015 | 2020 | 2025 | 2030 | 2035 | 2040
a. Peak Demand | 9181.37 | 9515.81 | 9741.03 | 10539.59 | 10511.17 | 10894.89
b. Peak Demand + Reserve Margin | 10834.02 | 11228.65 | 11494.41 | 12436.71 | 12403.18 | 12855.97
c. DR MW | 105.16 | 361.08 | 660.83 | 708.64 | 759.9 | 814.88
d. Capacity Credit | 10834.02 | 11365.31 | 11494.41 | 12436.71 | 12658.95 | 13312.46
Reserve Margin Data: BC
| 2015 | 2020 | 2025 | 2030 | 2035 | 2040
a. Peak Demand | 11225.55 | 11381.05 | 11396.67 | 12062.39 | 11767.86 | 11931.79
b. Peak Demand + Reserve Margin | 13246.15 | 13429.64 | 13448.08 | 14233.62 | 13886.07 | 14079.51
c. DR MW | 0.01 | 264.69 | 555.31 | 582.51 | 611.05 | 640.98
d. Capacity Credit | 13644.08 | 13908.76 | 14199.38 | 14233.62 | 14840.18 | 14782.87
Reserve Margin Data: ENT
| 2015 | 2020 | 2025 | 2030 | 2035 | 2040
a. Peak Demand | 31634.41 | 30708.05 | 30365.16 | 28510.79 | 27086.39 | 28230.18
b. Peak Demand + Reserve Margin | 36063.22 | 35007.18 | 34616.28 | 32502.31 | 30878.48 | 32182.41
c. DR MW | 301.55 | 1538.95 | 2854.33 | 2930.78 | 3009.27 | 3089.87
d. Capacity Credit | 36063.22 | 35007.18 | 34616.27 | 32517.79 | 31754.28 | 32182.41
Reserve Margin Data: ERCOT
| 2015 | 2020 | 2025 | 2030 | 2035 | 2040
a. Peak Demand | 68229.3 | 69451.1 | 69569.82 | 68940.45 | 68917.28 | 69525.49
b. Peak Demand + Reserve Margin | 76757.96 | 78132.49 | 78266.05 | 77558 | 77531.94 | 78216.17
c. DR MW | 740.81 | 3617.73 | 6720.3 | 6926.25 | 7155.61 | 7391.29
d. Capacity Credit | 76757.96 | 78132.49 | 78266.05 | 77557.95 | 77532 | 78216.17
Reserve Margin Data: FRCC
| 2015 | 2020 | 2025 | 2030 | 2035 | 2040
a. Peak Demand | 49725.75 | 49833.01 | 52804.36 | 53044.46 | 51283.38 | 54997.97
b. Peak Demand + Reserve Margin | 57681.87 | 57806.29 | 61253.06 | 61531.57 | 59488.72 | 63797.65
c. DR MW | 2734.45 | 3962.85 | 5527.63 | 5878.95 | 6252.59 | 6649.99
d. Capacity Credit | 57681.87 | 57806.29 | 61253.07 | 61531.56 | 59794.01 | 63797.65
Reserve Margin Data: IESO
| 2015 | 2020 | 2025 | 2030 | 2035 | 2040
a. Peak Demand | 21596.16 | 20650.12 | 20392.13 | 21284.45 | 20477.21 | 20474.97
b. Peak Demand + Reserve Margin | 25267.51 | 24160.64 | 23858.79 | 24902.8 | 23958.33 | 23955.71
c. DR MW | 1958.79 | 2066.83 | 2340.54 | 2421.21 | 2504.65 | 2590.98
d. Capacity Credit | 26708.67 | 26816.72 | 27090.42 | 27171.59 | 25786.86 | 24333.19
Reserve Margin Data: MAPP_CA
| 2015 | 2020 | 2025 | 2030 | 2035 | 2040
a. Peak Demand | 8035.11 | 8350.57 | 8287.28 | 8692.95 | 8404.88 | 8445.78
b. Peak Demand + Reserve Margin | 8999.32 | 9352.64 | 9281.75 | 9736.11 | 9413.46 | 9459.27
c. DR MW | 89.5 | 308.14 | 546.73 | 568.39 | 590.9 | 614.31
d. Capacity Credit | 8999.32 | 9352.64 | 9281.75 | 10663.61 | 11470.04 | 11211.69
Reserve Margin Data: MAPP_US
| 2015 | 2020 | 2025 | 2030 | 2035 | 2040
a. Peak Demand | 5129.44 | 5491.37 | 5428.86 | 5639.95 | 5683.4 | 5723.89
b. Peak Demand + Reserve Margin | 5847.56 | 6260.17 | 6188.9 | 6429.54 | 6479.08 | 6525.23
c. DR MW | 59 | 199.4 | 353.8 | 367.81 | 382.38 | 397.53
d. Capacity Credit | 5847.56 | 6260.17 | 6188.9 | 6429.54 | 6479.08 | 6525.24
Reserve Margin Data: NEISO
| 2015 | 2020 | 2025 | 2030 | 2035 | 2040
a. Peak Demand | 28416.17 | 26403.91 | 26008.78 | 25551.91 | 26477.35 | 25679.87
b. Peak Demand + Reserve Margin | 32962.76 | 30628.53 | 30170.18 | 29640.22 | 30713.72 | 29788.64
c. DR MW | 3092.4 | 3627.72 | 4230.66 | 4257.78 | 4282.5 | 4307.35
d. Capacity Credit | 32962.76 | 30628.54 | 30170.18 | 29640.22 | 30713.73 | 29788.65
Reserve Margin Data: NonRTO_Midwest
| 2015 | 2020 | 2025 | 2030 | 2035 | 2040
a. Peak Demand | 11412.35 | 11569.49 | 11884.9 | 10957.56 | 11262.84 | 11807.74
b. Peak Demand + Reserve Margin | 13010.07 | 13189.22 | 13548.79 | 12491.62 | 12839.64 | 13460.82
c. DR MW | 193.98 | 453.37 | 727.88 | 745.89 | 764.35 | 783.26
d. Capacity Credit | 13010.07 | 13189.22 | 13548.78 | 12491.62 | 12839.64 | 13491.54
Reserve Margin Data: NYISO_J-K
| 2015 | 2020 | 2025 | 2030 | 2035 | 2040
a. Peak Demand | 14770.7 | 15573.29 | 15898.98 | 16038 | 15901.54 | 16023.59
b. Peak Demand + Reserve Margin | 13589.04 | 14327.43 | 14627.07 | 14754.96 | 14629.41 | 14741.7
c. DR MW | 1319.07 | 1502.66 | 1718.62 | 1795.58 | 1875.99 | 1960
d. Capacity Credit | 14654.64 | 14838.23 | 15054.19 | 15205.48 | 15335.39 | 15419.4
Reserve Margin Data: PJM_E
| 2015 | 2020 | 2025 | 2030 | 2035 | 2040
a. Peak Demand | 29437.08 | 26957.84 | 26749.84 | 27161.45 | 27329.4 | 27784.97
b. Peak Demand + Reserve Margin | 28789.47 | 26364.77 | 26161.35 | 26563.9 | 26728.15 | 27173.7
c. DR MW | 1256.73 | 1718.17 | 2388.62 | 2469.72 | 2553.57 | 2640.27
d. Capacity Credit | 33737.66 | 33717.49 | 31046.47 | 31127.57 | 28369.12 | 27173.7
Reserve Margin Data: RMPA
| 2015 | 2020 | 2025 | 2030 | 2035 | 2040
a. Peak Demand | 12677.75 | 13837.46 | 12883.21 | 14032.71 | 14032.7 | 14320.28
b. Peak Demand + Reserve Margin | 14452.64 | 15774.71 | 14686.86 | 15997.29 | 15997.28 | 16325.12
c. DR MW | 486.05 | 622.89 | 804.5 | 856.88 | 912.57 | 971.91
d. Capacity Credit | 14452.64 | 15774.71 | 14686.86 | 15997.27 | 15997.27 | 16325.16
Reserve Margin Data: SOCO
| 2015 | 2020 | 2025 | 2030 | 2035 | 2040
a. Peak Demand | 48917.72 | 53536.94 | 53834.26 | 54220.95 | 53676.14 | 52835.67
b. Peak Demand + Reserve Margin | 55766.2 | 61032.11 | 61371.05 | 61811.89 | 61190.8 | 60232.67
c. DR MW | 2570.49 | 4773.97 | 7215.46 | 7512.46 | 7821.68 | 8143.63
d. Capacity Credit | 55766.2 | 61032.12 | 61407.49 | 61811.89 | 61190.8 | 60232.66
Reserve Margin Data: TVA
| 2015 | 2020 | 2025 | 2030 | 2035 | 2040
a. Peak Demand | 32046.86 | 35066.33 | 34262.05 | 33668.55 | 35751.86 | 35044.36
b. Peak Demand + Reserve Margin | 36853.89 | 40326.28 | 39401.36 | 38718.83 | 41114.64 | 40301.02
c. DR MW | 1805 | 2555.95 | 3357.9 | 3440.97 | 3526.11 | 3613.35
d. Capacity Credit | 36853.92 | 40326.29 | 39401.35 | 38718.83 | 41114.64 | 40301.02
Reserve Margin Data: VACAR
| 2015 | 2020 | 2025 | 2030 | 2035 | 2040
a. Peak Demand | 49895.42 | 52403.03 | 53541.25 | 53758.95 | 53001.52 | 54775.11
b. Peak Demand + Reserve Margin | 56880.77 | 59739.45 | 61037.02 | 61285.2 | 60421.73 | 62443.63
c. DR MW | 2339.28 | 3868.22 | 5651.52 | 5928.05 | 6218.12 | 6522.37
d. Capacity Credit | 56880.77 | 59739.46 | 61037.04 | 61285.17 | 60421.74 | 62443.63
Reserve Margin Data: AZ_NM_SNV
| 2015 | 2020 | 2025 | 2030 | 2035 | 2040
a. Peak Demand | 26478.97 | 29587.47 | 30300.18 | 30625.14 | 32130.99 | 32130.99
b. Peak Demand + Reserve Margin | 30636.17 | 34232.7 | 35057.31 | 35433.29 | 37175.56 | 37175.55
c. DR MW | 334.55 | 1076.71 | 1928.33 | 2059.84 | 2196.64 | 2344.36
d. Capacity Credit | 30636.17 | 34232.7 | 35057.31 | 35433.29 | 37175.5 | 37175.62
Reserve Margin Data: CA
| 2015 | 2020 | 2025 | 2030 | 2035 | 2040
a. Peak Demand | 62369.58 | 66254.09 | 67147.73 | 69917.77 | 71670.91 | 75639.37
b. Peak Demand + Reserve Margin | 72722.93 | 77252.26 | 78294.26 | 81524.12 | 83568.28 | 88195.5
c. DR MW | 4441.2 | 4603.38 | 4993.26 | 5277.46 | 5551.88 | 5835.06
d. Capacity Credit | 72722.93 | 77252.26 | 78294.28 | 81524.1 | 83568.28 | 88195.5
Reserve Margin Data: MISO
| 2015 | 2020 | 2025 | 2030 | 2035 | 2040
a. Peak Demand | 92771.39 | 93609.81 | 100435.65 | 101785.09 | 97786.79 | 101382.85
b. Peak Demand + Reserve Margin | 108913.62 | 109897.91 | 117911.45 | 119495.7 | 114801.69 | 119023.46
c. DR MW | 6024.78 | 8117.79 | 10669.2 | 11079.6 | 11505.92 | 11948.8
d. Capacity Credit | 108913.62 | 109897.93 | 117911.46 | 119495.68 | 114801.7 | 119023.46
Reserve Margin Data: NWPP
| 2015 | 2020 | 2025 | 2030 | 2035 | 2040
a. Peak Demand | 36159.13 | 38275.33 | 39293.31 | 39990.2 | 39990.2 | 43276.5
b. Peak Demand + Reserve Margin | 42667.78 | 45164.89 | 46366.11 | 47188.43 | 47188.44 | 51066.27
c. DR MW | 0.01 | 953.34 | 1988.72 | 2091.14 | 2193.74 | 2298.72
d. Capacity Credit | 47857.52 | 48711.26 | 50180.64 | 50260.4 | 49885.3 | 53040.71
Reserve Margin Data: NYISO
| 2015 | 2020 | 2025 | 2030 | 2035 | 2040
a. Peak Demand | 28540.06 | 30358.42 | 30861.79 | 31331.41 | 30533.94 | 30615.37
b. Peak Demand + Reserve Margin | 33249.17 | 35367.56 | 35953.98 | 36501.09 | 35572.04 | 35666.91
c. DR MW | 2565.83 | 2901.13 | 3296.24 | 3421.43 | 3551.63 | 3687.07
d. Capacity Credit | 34916.79 | 35367.56 | 35953.98 | 36501.09 | 35651.59 | 35666.91
Reserve Margin Data: NYISO_G-I_J-K
| 2015 | 2020 | 2025 | 2030 | 2035 | 2040
a. Peak Demand | 18572.33 | 19532.14 | 19944.79 | 20006.48 | 19907.3 | 20055.11
b. Peak Demand + Reserve Margin | 17643.71 | 18555.53 | 18947.55 | 19006.16 | 18911.93 | 19052.36
c. DR MW | 1658.63 | 1882.98 | 2152.95 | 2248.69 | 2348.69 | 2453.13
d. Capacity Credit | 18444.22 | 18677.57 | 18947.55 | 19191.95 | 18911.93 | 19748.46
Reserve Margin Data: PJM
| 2015 | 2020 | 2025 | 2030 | 2035 | 2040
a. Peak Demand | 147146.78 | 145723.4 | 140313.94 | 142279.02 | 141792.59 | 143869.67
b. Peak Demand + Reserve Margin | 169660.23 | 168019.08 | 161781.97 | 164047.71 | 163486.86 | 165881.73
c. DR MW | 6888.69 | 10788.12 | 15528.1 | 16025.26 | 16538.36 | 17067.93
d. Capacity Credit | 169660.28 | 168019.12 | 162713.87 | 164047.7 | 163486.86 | 165881.72
Reserve Margin Data: SPP
| 2015 | 2020 | 2025 | 2030 | 2035 | 2040
a. Peak Demand | 55452.51 | 59996.2 | 58421.53 | 59913.5 | 61638.24 | 62379.68
b. Peak Demand + Reserve Margin | 62994.05 | 68155.69 | 66366.86 | 68061.74 | 70021.04 | 70863.31
c. DR MW | 1132.21 | 3430.99 | 5911.36 | 6129.52 | 6355.94 | 6590.94
d. Capacity Credit | 62994.04 | 68155.69 | 66366.86 | 68061.74 | 70021.03 | 70997.5

## Transmission
$/MW
[8 empty] | Transfer |  | $/MWh | $/MWh | Wheel+ | $/MWh
Year | Line | From | To | EI Internal/External | Season | Block | Duration | Limit | MW flow | From price | To price | Friction | Shadow Price
2015 | ENT_2_MISO_MO-IL | ENT | MISO_MO-IL | Internal | Shoulder | B11 | 25 | 2260 | 0 | 78.22 | 73.23 | 8 | 0
2015 | ENT_2_MISO_MO-IL | ENT | MISO_MO-IL | Internal | Shoulder | B12 | 200 | 2260 | 0 | 56.18 | 59.99 | 8 | 0
2015 | ENT_2_MISO_MO-IL | ENT | MISO_MO-IL | Internal | Shoulder | B13 | 600 | 2260 | 0 | 56.18 | 54.9 | 8 | 0
2015 | ENT_2_MISO_MO-IL | ENT | MISO_MO-IL | Internal | Shoulder | B14 | 900 | 2260 | 0 | 54.65 | 52.46 | 8 | 0
2015 | ENT_2_MISO_MO-IL | ENT | MISO_MO-IL | Internal | Shoulder | B15 | 1203 | 2260 | 0 | 54.32 | 51.8 | 8 | 0
2015 | ENT_2_MISO_MO-IL | ENT | MISO_MO-IL | Internal | Summer | B1 | 10 | 2260 | 0 | 86.57 | 86.57 | 8 | 0
2015 | ENT_2_MISO_MO-IL | ENT | MISO_MO-IL | Internal | Summer | B2 | 25 | 2260 | 0 | 84.81 | 83.78 | 8 | 0
2015 | ENT_2_MISO_MO-IL | ENT | MISO_MO-IL | Internal | Summer | B3 | 75 | 2260 | 0 | 84.81 | 83.78 | 8 | 0
2015 | ENT_2_MISO_MO-IL | ENT | MISO_MO-IL | Internal | Summer | B4 | 100 | 2260 | 0 | 84.81 | 81.81 | 8 | 0
2015 | ENT_2_MISO_MO-IL | ENT | MISO_MO-IL | Internal | Summer | B5 | 200 | 2260 | 0 | 78.33 | 74.38 | 8 | 0
2015 | ENT_2_MISO_MO-IL | ENT | MISO_MO-IL | Internal | Summer | B6 | 300 | 2260 | 0 | 68.21 | 65.03 | 8 | 0
2015 | ENT_2_MISO_MO-IL | ENT | MISO_MO-IL | Internal | Summer | B7 | 400 | 2260 | 0 | 59.03 | 55.09 | 8 | 0
2015 | ENT_2_MISO_MO-IL | ENT | MISO_MO-IL | Internal | Summer | B8 | 500 | 2260 | 0 | 55.37 | 51.08 | 8 | 0
2015 | ENT_2_MISO_MO-IL | ENT | MISO_MO-IL | Internal | Summer | B9 | 800 | 2260 | 0 | 54.24 | 50.7 | 8 | 0
2015 | ENT_2_MISO_MO-IL | ENT | MISO_MO-IL | Internal | Summer | B10 | 1262 | 2260 | 0 | 53.15 | 50.08 | 8 | 0
2015 | ENT_2_MISO_MO-IL | ENT | MISO_MO-IL | Internal | Winter | B16 | 25 | 2260 | 0 | 73.59 | 73.6 | 8 | 0
2015 | ENT_2_MISO_MO-IL | ENT | MISO_MO-IL | Internal | Winter | B17 | 100 | 2260 | 0 | 58.6 | 64.89 | 8 | 0
2015 | ENT_2_MISO_MO-IL | ENT | MISO_MO-IL | Internal | Winter | B18 | 400 | 2260 | 0 | 57.62 | 57.36 | 8 | 0
2015 | ENT_2_MISO_MO-IL | ENT | MISO_MO-IL | Internal | Winter | B19 | 700 | 2260 | 0 | 56.65 | 55.22 | 8 | 0
2015 | ENT_2_MISO_MO-IL | ENT | MISO_MO-IL | Internal | Winter | B20 | 935 | 2260 | 0 | 56.65 | 52.09 | 8 | 0
2015 | ENT_2_SOCO | ENT | SOCO | Internal | Shoulder | B11 | 25 | 3900 | 464.21 | 78.22 | 86.22 | 8 | 0
2015 | ENT_2_SOCO | ENT | SOCO | Internal | Shoulder | B12 | 200 | 3900 | 0 | 56.18 | 62.45 | 8 | 0
2015 | ENT_2_SOCO | ENT | SOCO | Internal | Shoulder | B13 | 600 | 3900 | 0 | 56.18 | 58.59 | 8 | 0
2015 | ENT_2_SOCO | ENT | SOCO | Internal | Shoulder | B14 | 900 | 3900 | 0 | 54.65 | 58.59 | 8 | 0
2015 | ENT_2_SOCO | ENT | SOCO | Internal | Shoulder | B15 | 1203 | 3900 | 0 | 54.32 | 56.55 | 8 | 0
2015 | ENT_2_SOCO | ENT | SOCO | Internal | Summer | B1 | 10 | 3900 | 83.98 | 86.57 | 94.57 | 8 | 0
2015 | ENT_2_SOCO | ENT | SOCO | Internal | Summer | B2 | 25 | 3900 | 600.78 | 84.81 | 92.81 | 8 | 0
2015 | ENT_2_SOCO | ENT | SOCO | Internal | Summer | B3 | 75 | 3900 | 2000.69 | 84.81 | 92.81 | 8 | 0
2015 | ENT_2_SOCO | ENT | SOCO | Internal | Summer | B4 | 100 | 3900 | 2617.18 | 84.81 | 92.81 | 8 | 0
2015 | ENT_2_SOCO | ENT | SOCO | Internal | Summer | B5 | 200 | 3900 | 2202.48 | 78.33 | 86.33 | 8 | 0
2015 | ENT_2_SOCO | ENT | SOCO | Internal | Summer | B6 | 300 | 3900 | 2307.43 | 68.21 | 76.21 | 8 | 0
2015 | ENT_2_SOCO | ENT | SOCO | Internal | Summer | B7 | 400 | 3900 | 3193.14 | 59.03 | 67.03 | 8 | 0
2015 | ENT_2_SOCO | ENT | SOCO | Internal | Summer | B8 | 500 | 3900 | 3537.5 | 55.37 | 63.37 | 8 | 0
2015 | ENT_2_SOCO | ENT | SOCO | Internal | Summer | B9 | 800 | 3900 | 0 | 54.24 | 58.93 | 8 | 0
2015 | ENT_2_SOCO | ENT | SOCO | Internal | Summer | B10 | 1262 | 3900 | 0 | 53.15 | 55.38 | 8 | 0
2015 | ENT_2_SOCO | ENT | SOCO | Internal | Winter | B16 | 25 | 3900 | 1763.21 | 73.59 | 81.59 | 8 | 0
2015 | ENT_2_SOCO | ENT | SOCO | Internal | Winter | B17 | 100 | 3900 | 924.8 | 58.6 | 66.6 | 8 | 0
2015 | ENT_2_SOCO | ENT | SOCO | Internal | Winter | B18 | 400 | 3900 | 0 | 57.62 | 61.06 | 8 | 0
2015 | ENT_2_SOCO | ENT | SOCO | Internal | Winter | B19 | 700 | 3900 | 0 | 56.65 | 61.06 | 8 | 0
2015 | ENT_2_SOCO | ENT | SOCO | Internal | Winter | B20 | 935 | 3900 | 0 | 56.65 | 58.93 | 8 | 0
2015 | ENT_2_SPP_N | ENT | SPP_N | Internal | Shoulder | B11 | 25 | 15143 | 0 | 78.22 | 80.22 | 8 | 0
2015 | ENT_2_SPP_N | ENT | SPP_N | Internal | Shoulder | B12 | 200 | 15143 | 0 | 56.18 | 62.72 | 8 | 0
2015 | ENT_2_SPP_N | ENT | SPP_N | Internal | Shoulder | B13 | 600 | 15143 | 0 | 56.18 | 56.72 | 8 | 0
2015 | ENT_2_SPP_N | ENT | SPP_N | Internal | Shoulder | B14 | 900 | 15143 | 0 | 54.65 | 56.15 | 8 | 0
2015 | ENT_2_SPP_N | ENT | SPP_N | Internal | Shoulder | B15 | 1203 | 15143 | 0 | 54.32 | 54.2 | 8 | 0
2015 | ENT_2_SPP_N | ENT | SPP_N | Internal | Summer | B1 | 10 | 15143 | 0 | 86.57 | 87.55 | 8 | 0
2015 | ENT_2_SPP_N | ENT | SPP_N | Internal | Summer | B2 | 25 | 15143 | 0 | 84.81 | 87.55 | 8 | 0
2015 | ENT_2_SPP_N | ENT | SPP_N | Internal | Summer | B3 | 75 | 15143 | 0 | 84.81 | 87.55 | 8 | 0
2015 | ENT_2_SPP_N | ENT | SPP_N | Internal | Summer | B4 | 100 | 15143 | 0 | 84.81 | 84.94 | 8 | 0
2015 | ENT_2_SPP_N | ENT | SPP_N | Internal | Summer | B5 | 200 | 15143 | 0 | 78.33 | 81.4 | 8 | 0
2015 | ENT_2_SPP_N | ENT | SPP_N | Internal | Summer | B6 | 300 | 15143 | 0 | 68.21 | 73.03 | 8 | 0
2015 | ENT_2_SPP_N | ENT | SPP_N | Internal | Summer | B7 | 400 | 15143 | 0 | 59.03 | 62.09 | 8 | 0
2015 | ENT_2_SPP_N | ENT | SPP_N | Internal | Summer | B8 | 500 | 15143 | 0 | 55.37 | 58.07 | 8 | 0
2015 | ENT_2_SPP_N | ENT | SPP_N | Internal | Summer | B9 | 800 | 15143 | 0 | 54.24 | 54.81 | 8 | 0
2015 | ENT_2_SPP_N | ENT | SPP_N | Internal | Summer | B10 | 1262 | 15143 | 0 | 53.15 | 52.93 | 8 | 0
2015 | ENT_2_SPP_N | ENT | SPP_N | Internal | Winter | B16 | 25 | 15143 | 0 | 73.59 | 80.59 | 8 | 0
2015 | ENT_2_SPP_N | ENT | SPP_N | Internal | Winter | B17 | 100 | 15143 | 0 | 58.6 | 59.91 | 8 | 0
2015 | ENT_2_SPP_N | ENT | SPP_N | Internal | Winter | B18 | 400 | 15143 | 0 | 57.62 | 58.7 | 8 | 0
2015 | ENT_2_SPP_N | ENT | SPP_N | Internal | Winter | B19 | 700 | 15143 | 0 | 56.65 | 56.68 | 8 | 0
2015 | ENT_2_SPP_N | ENT | SPP_N | Internal | Winter | B20 | 935 | 15143 | 0 | 56.65 | 56.62 | 8 | 0
2015 | ENT_2_SPP_S | ENT | SPP_S | Internal | Shoulder | B11 | 25 | 3292 | 0 | 78.22 | 78.39 | 8 | 0
2015 | ENT_2_SPP_S | ENT | SPP_S | Internal | Shoulder | B12 | 200 | 3292 | 0 | 56.18 | 62.71 | 8 | 0
2015 | ENT_2_SPP_S | ENT | SPP_S | Internal | Shoulder | B13 | 600 | 3292 | 0 | 56.18 | 56.71 | 8 | 0
2015 | ENT_2_SPP_S | ENT | SPP_S | Internal | Shoulder | B14 | 900 | 3292 | 0 | 54.65 | 56.14 | 8 | 0
2015 | ENT_2_SPP_S | ENT | SPP_S | Internal | Shoulder | B15 | 1203 | 3292 | 0 | 54.32 | 54.21 | 8 | 0
2015 | ENT_2_SPP_S | ENT | SPP_S | Internal | Summer | B1 | 10 | 3292 | 0 | 86.57 | 85.35 | 8 | 0
2015 | ENT_2_SPP_S | ENT | SPP_S | Internal | Summer | B2 | 25 | 3292 | 0 | 84.81 | 79.93 | 8 | 0
2015 | ENT_2_SPP_S | ENT | SPP_S | Internal | Summer | B3 | 75 | 3292 | 0 | 84.81 | 79.81 | 8 | 0
2015 | ENT_2_SPP_S | ENT | SPP_S | Internal | Summer | B4 | 100 | 3292 | 0 | 84.81 | 79.81 | 8 | 0
2015 | ENT_2_SPP_S | ENT | SPP_S | Internal | Summer | B5 | 200 | 3292 | 0 | 78.33 | 77.17 | 8 | 0
2015 | ENT_2_SPP_S | ENT | SPP_S | Internal | Summer | B6 | 300 | 3292 | 0 | 68.21 | 73.04 | 8 | 0
2015 | ENT_2_SPP_S | ENT | SPP_S | Internal | Summer | B7 | 400 | 3292 | 0 | 59.03 | 62.11 | 8 | 0
2015 | ENT_2_SPP_S | ENT | SPP_S | Internal | Summer | B8 | 500 | 3292 | 0 | 55.37 | 58.08 | 8 | 0
2015 | ENT_2_SPP_S | ENT | SPP_S | Internal | Summer | B9 | 800 | 3292 | 0 | 54.24 | 54.82 | 8 | 0
2015 | ENT_2_SPP_S | ENT | SPP_S | Internal | Summer | B10 | 1262 | 3292 | 0 | 53.15 | 52.94 | 8 | 0
2015 | ENT_2_SPP_S | ENT | SPP_S | Internal | Winter | B16 | 25 | 3292 | 0 | 73.59 | 80.6 | 8 | 0
2015 | ENT_2_SPP_S | ENT | SPP_S | Internal | Winter | B17 | 100 | 3292 | 0 | 58.6 | 59.92 | 8 | 0
2015 | ENT_2_SPP_S | ENT | SPP_S | Internal | Winter | B18 | 400 | 3292 | 0 | 57.62 | 58.71 | 8 | 0
2015 | ENT_2_SPP_S | ENT | SPP_S | Internal | Winter | B19 | 700 | 3292 | 0 | 56.65 | 56.69 | 8 | 0
2015 | ENT_2_SPP_S | ENT | SPP_S | Internal | Winter | B20 | 935 | 3292 | 0 | 56.65 | 56.63 | 8 | 0
2015 | ENT_2_TVA_Transmission | ENT | TVA_Transmission | Internal | Shoulder | B11 | 25 | 2100 | 0 | 78.22 | 77.22 | 8 | 0
2015 | ENT_2_TVA_Transmission | ENT | TVA_Transmission | Internal | Shoulder | B12 | 200 | 2100 | 0 | 56.18 | 62.03 | 8 | 0
2015 | ENT_2_TVA_Transmission | ENT | TVA_Transmission | Internal | Shoulder | B13 | 600 | 2100 | 0 | 56.18 | 59.13 | 8 | 0
2015 | ENT_2_TVA_Transmission | ENT | TVA_Transmission | Internal | Shoulder | B14 | 900 | 2100 | 0 | 54.65 | 58.48 | 8 | 0
2015 | ENT_2_TVA_Transmission | ENT | TVA_Transmission | Internal | Shoulder | B15 | 1203 | 2100 | 0 | 54.32 | 57.63 | 8 | 0
2015 | ENT_2_TVA_Transmission | ENT | TVA_Transmission | Internal | Summer | B1 | 10 | 2100 | 467.76 | 86.57 | 94.57 | 8 | 0
2015 | ENT_2_TVA_Transmission | ENT | TVA_Transmission | Internal | Summer | B2 | 25 | 2100 | 0 | 84.81 | 91.78 | 8 | 0
2015 | ENT_2_TVA_Transmission | ENT | TVA_Transmission | Internal | Summer | B3 | 75 | 2100 | 0 | 84.81 | 90.49 | 8 | 0
2015 | ENT_2_TVA_Transmission | ENT | TVA_Transmission | Internal | Summer | B4 | 100 | 2100 | 0 | 84.81 | 85.81 | 8 | 0
2015 | ENT_2_TVA_Transmission | ENT | TVA_Transmission | Internal | Summer | B5 | 200 | 2100 | 0 | 78.33 | 78.04 | 8 | 0
2015 | ENT_2_TVA_Transmission | ENT | TVA_Transmission | Internal | Summer | B6 | 300 | 2100 | 0 | 68.21 | 67.21 | 8 | 0
2015 | ENT_2_TVA_Transmission | ENT | TVA_Transmission | Internal | Summer | B7 | 400 | 2100 | 0 | 59.03 | 60.05 | 8 | 0
2015 | ENT_2_TVA_Transmission | ENT | TVA_Transmission | Internal | Summer | B8 | 500 | 2100 | 0 | 55.37 | 57.81 | 8 | 0
2015 | ENT_2_TVA_Transmission | ENT | TVA_Transmission | Internal | Summer | B9 | 800 | 2100 | 0 | 54.24 | 56.64 | 8 | 0
2015 | ENT_2_TVA_Transmission | ENT | TVA_Transmission | Internal | Summer | B10 | 1262 | 2100 | 0 | 53.15 | 55.21 | 8 | 0
2015 | ENT_2_TVA_Transmission | ENT | TVA_Transmission | Internal | Winter | B16 | 25 | 2100 | 725.79 | 73.59 | 81.59 | 8 | 0
2015 | ENT_2_TVA_Transmission | ENT | TVA_Transmission | Internal | Winter | B17 | 100 | 2100 | 0 | 58.6 | 65.85 | 8 | 0
2015 | ENT_2_TVA_Transmission | ENT | TVA_Transmission | Internal | Winter | B18 | 400 | 2100 | 0 | 57.62 | 61.76 | 8 | 0
2015 | ENT_2_TVA_Transmission | ENT | TVA_Transmission | Internal | Winter | B19 | 700 | 2100 | 0 | 56.65 | 60.49 | 8 | 0
2015 | ENT_2_TVA_Transmission | ENT | TVA_Transmission | Internal | Winter | B20 | 935 | 2100 | 0 | 56.65 | 59.41 | 8 | 0
2015 | FRCC_2_SOCO | FRCC | SOCO | Internal | Shoulder | B11 | 25 | 900 | 0 | 96.22 | 86.22 | 8 | 0
2015 | FRCC_2_SOCO | FRCC | SOCO | Internal | Shoulder | B12 | 200 | 900 | 0 | 63.59 | 62.45 | 8 | 0
2015 | FRCC_2_SOCO | FRCC | SOCO | Internal | Shoulder | B13 | 600 | 900 | 0 | 62.21 | 58.59 | 8 | 0
2015 | FRCC_2_SOCO | FRCC | SOCO | Internal | Shoulder | B14 | 900 | 900 | 0 | 60.95 | 58.59 | 8 | 0
2015 | FRCC_2_SOCO | FRCC | SOCO | Internal | Shoulder | B15 | 1203 | 900 | 0 | 60.95 | 56.55 | 8 | 0
2015 | FRCC_2_SOCO | FRCC | SOCO | Internal | Summer | B1 | 10 | 900 | 0 | 98.9 | 94.57 | 8 | 0
2015 | FRCC_2_SOCO | FRCC | SOCO | Internal | Summer | B2 | 25 | 900 | 0 | 98.9 | 92.81 | 8 | 0
2015 | FRCC_2_SOCO | FRCC | SOCO | Internal | Summer | B3 | 75 | 900 | 0 | 98.9 | 92.81 | 8 | 0
2015 | FRCC_2_SOCO | FRCC | SOCO | Internal | Summer | B4 | 100 | 900 | 0 | 98.9 | 92.81 | 8 | 0
2015 | FRCC_2_SOCO | FRCC | SOCO | Internal | Summer | B5 | 200 | 900 | 0 | 96.33 | 86.33 | 8 | 0
2015 | FRCC_2_SOCO | FRCC | SOCO | Internal | Summer | B6 | 300 | 900 | 0 | 86.21 | 76.21 | 8 | 0
2015 | FRCC_2_SOCO | FRCC | SOCO | Internal | Summer | B7 | 400 | 900 | 0 | 62.89 | 67.03 | 8 | 0
2015 | FRCC_2_SOCO | FRCC | SOCO | Internal | Summer | B8 | 500 | 900 | 0 | 62.89 | 63.37 | 8 | 0
2015 | FRCC_2_SOCO | FRCC | SOCO | Internal | Summer | B9 | 800 | 900 | 0 | 60.28 | 58.93 | 8 | 0
2015 | FRCC_2_SOCO | FRCC | SOCO | Internal | Summer | B10 | 1262 | 900 | 0 | 60.28 | 55.38 | 8 | 0
2015 | FRCC_2_SOCO | FRCC | SOCO | Internal | Winter | B16 | 25 | 900 | 0 | 89.77 | 81.59 | 8 | 0
2015 | FRCC_2_SOCO | FRCC | SOCO | Internal | Winter | B17 | 100 | 900 | 0 | 65.71 | 66.6 | 8 | 0
2015 | FRCC_2_SOCO | FRCC | SOCO | Internal | Winter | B18 | 400 | 900 | 0 | 62.98 | 61.06 | 8 | 0
2015 | FRCC_2_SOCO | FRCC | SOCO | Internal | Winter | B19 | 700 | 900 | 0 | 62.98 | 61.06 | 8 | 0
2015 | FRCC_2_SOCO | FRCC | SOCO | Internal | Winter | B20 | 935 | 900 | 0 | 62.98 | 58.93 | 8 | 0
2015 | HQ_NEISO_2_NEISO | HQ_NEISO | NEISO | Internal | Shoulder | B11 | 25 | 99999 | 2920 | 52.64 | 52.65 | 0.01 | 0
2015 | HQ_NEISO_2_NEISO | HQ_NEISO | NEISO | Internal | Shoulder | B12 | 200 | 99999 | 2920 | 52.64 | 52.65 | 0.01 | 0
2015 | HQ_NEISO_2_NEISO | HQ_NEISO | NEISO | Internal | Shoulder | B13 | 600 | 99999 | 2920 | 52.64 | 52.65 | 0.01 | 0
2015 | HQ_NEISO_2_NEISO | HQ_NEISO | NEISO | Internal | Shoulder | B14 | 900 | 99999 | 2920 | 52.64 | 52.65 | 0.01 | 0
2015 | HQ_NEISO_2_NEISO | HQ_NEISO | NEISO | Internal | Shoulder | B15 | 1203 | 99999 | 1143.24 | 52.64 | 52.65 | 0.01 | 0
2015 | HQ_NEISO_2_NEISO | HQ_NEISO | NEISO | Internal | Summer | B1 | 10 | 99999 | 2920.01 | 81.34 | 81.35 | 0.01 | 0
2015 | HQ_NEISO_2_NEISO | HQ_NEISO | NEISO | Internal | Summer | B2 | 25 | 99999 | 2920 | 74.49 | 74.5 | 0.01 | 0
2015 | HQ_NEISO_2_NEISO | HQ_NEISO | NEISO | Internal | Summer | B3 | 75 | 99999 | 2920 | 68.97 | 68.98 | 0.01 | 0
2015 | HQ_NEISO_2_NEISO | HQ_NEISO | NEISO | Internal | Summer | B4 | 100 | 99999 | 2920 | 55.46 | 55.47 | 0.01 | 0
2015 | HQ_NEISO_2_NEISO | HQ_NEISO | NEISO | Internal | Summer | B5 | 200 | 99999 | 2920 | 49.94 | 49.95 | 0.01 | 0
2015 | HQ_NEISO_2_NEISO | HQ_NEISO | NEISO | Internal | Summer | B6 | 300 | 99999 | 2920 | 49.94 | 49.95 | 0.01 | 0
2015 | HQ_NEISO_2_NEISO | HQ_NEISO | NEISO | Internal | Summer | B7 | 400 | 99999 | 2920 | 49.94 | 49.95 | 0.01 | 0
2015 | HQ_NEISO_2_NEISO | HQ_NEISO | NEISO | Internal | Summer | B8 | 500 | 99999 | 2920 | 49.94 | 49.95 | 0.01 | 0
2015 | HQ_NEISO_2_NEISO | HQ_NEISO | NEISO | Internal | Summer | B9 | 800 | 99999 | 2920 | 49.94 | 49.95 | 0.01 | 0
2015 | HQ_NEISO_2_NEISO | HQ_NEISO | NEISO | Internal | Summer | B10 | 1262 | 99999 | 795.94 | 49.94 | 49.95 | 0.01 | 0
2015 | HQ_NEISO_2_NEISO | HQ_NEISO | NEISO | Internal | Winter | B16 | 25 | 99999 | 2920 | 61.03 | 61.04 | 0.01 | 0
2015 | HQ_NEISO_2_NEISO | HQ_NEISO | NEISO | Internal | Winter | B17 | 100 | 99999 | 2920 | 61.03 | 61.04 | 0.01 | 0
2015 | HQ_NEISO_2_NEISO | HQ_NEISO | NEISO | Internal | Winter | B18 | 400 | 99999 | 2920 | 61.03 | 61.04 | 0.01 | 0
2015 | HQ_NEISO_2_NEISO | HQ_NEISO | NEISO | Internal | Winter | B19 | 700 | 99999 | 2920 | 61.03 | 61.04 | 0.01 | 0
2015 | HQ_NEISO_2_NEISO | HQ_NEISO | NEISO | Internal | Winter | B20 | 935 | 99999 | 1233.58 | 61.03 | 61.04 | 0.01 | 0
2015 | HQ_NY_2_NYISO_A-F | HQ_NY | NYISO_A-F | Internal | Shoulder | B11 | 25 | 99999 | 1000 | 57.14 | 57.15 | 0.01 | 0
2015 | HQ_NY_2_NYISO_A-F | HQ_NY | NYISO_A-F | Internal | Shoulder | B12 | 200 | 99999 | 1000 | 55.61 | 55.63 | 0.01 | 0
2015 | HQ_NY_2_NYISO_A-F | HQ_NY | NYISO_A-F | Internal | Shoulder | B13 | 600 | 99999 | 1000 | 54.63 | 54.65 | 0.01 | 0
2015 | HQ_NY_2_NYISO_A-F | HQ_NY | NYISO_A-F | Internal | Shoulder | B14 | 900 | 99999 | 1000 | 53.7 | 53.71 | 0.01 | 0
2015 | HQ_NY_2_NYISO_A-F | HQ_NY | NYISO_A-F | Internal | Shoulder | B15 | 1203 | 99999 | 188.69 | 53.7 | 53.71 | 0.01 | 0
2015 | HQ_NY_2_NYISO_A-F | HQ_NY | NYISO_A-F | Internal | Summer | B1 | 10 | 99999 | 1000 | 80.56 | 80.57 | 0.01 | 0
2015 | HQ_NY_2_NYISO_A-F | HQ_NY | NYISO_A-F | Internal | Summer | B2 | 25 | 99999 | 1000 | 77.47 | 77.48 | 0.01 | 0
2015 | HQ_NY_2_NYISO_A-F | HQ_NY | NYISO_A-F | Internal | Summer | B3 | 75 | 99999 | 1000 | 71.97 | 71.98 | 0.01 | 0
2015 | HQ_NY_2_NYISO_A-F | HQ_NY | NYISO_A-F | Internal | Summer | B4 | 100 | 99999 | 1000 | 70.92 | 70.93 | 0.01 | 0
2015 | HQ_NY_2_NYISO_A-F | HQ_NY | NYISO_A-F | Internal | Summer | B5 | 200 | 99999 | 1000 | 59.98 | 59.99 | 0.01 | 0
2015 | HQ_NY_2_NYISO_A-F | HQ_NY | NYISO_A-F | Internal | Summer | B6 | 300 | 99999 | 1000 | 56.01 | 56.02 | 0.01 | 0
2015 | HQ_NY_2_NYISO_A-F | HQ_NY | NYISO_A-F | Internal | Summer | B7 | 400 | 99999 | 1000 | 52.93 | 52.94 | 0.01 | 0
2015 | HQ_NY_2_NYISO_A-F | HQ_NY | NYISO_A-F | Internal | Summer | B8 | 500 | 99999 | 1000 | 52.05 | 52.07 | 0.01 | 0
2015 | HQ_NY_2_NYISO_A-F | HQ_NY | NYISO_A-F | Internal | Summer | B9 | 800 | 99999 | 1000 | 52.05 | 52.07 | 0.01 | 0
2015 | HQ_NY_2_NYISO_A-F | HQ_NY | NYISO_A-F | Internal | Summer | B10 | 1262 | 99999 | 30.11 | 52.05 | 52.07 | 0.01 | 0
2015 | HQ_NY_2_NYISO_A-F | HQ_NY | NYISO_A-F | Internal | Winter | B16 | 25 | 99999 | 1000 | 64.11 | 64.12 | 0.01 | 0
2015 | HQ_NY_2_NYISO_A-F | HQ_NY | NYISO_A-F | Internal | Winter | B17 | 100 | 99999 | 1000 | 58.89 | 58.91 | 0.01 | 0
2015 | HQ_NY_2_NYISO_A-F | HQ_NY | NYISO_A-F | Internal | Winter | B18 | 400 | 99999 | 1000 | 58.38 | 58.4 | 0.01 | 0
2015 | HQ_NY_2_NYISO_A-F | HQ_NY | NYISO_A-F | Internal | Winter | B19 | 700 | 99999 | 1000 | 58.38 | 58.4 | 0.01 | 0
2015 | HQ_NY_2_NYISO_A-F | HQ_NY | NYISO_A-F | Internal | Winter | B20 | 935 | 99999 | 229.95 | 58.38 | 58.4 | 0.01 | 0
2015 | HQ_IESO_2_IESO | HQ_IESO | IESO | Internal | Shoulder | B11 | 25 | 99999 | 400 | 44.79 | 44.8 | 0.01 | 0
2015 | HQ_IESO_2_IESO | HQ_IESO | IESO | Internal | Shoulder | B12 | 200 | 99999 | 400 | 44.79 | 44.8 | 0.01 | 0
2015 | HQ_IESO_2_IESO | HQ_IESO | IESO | Internal | Shoulder | B13 | 600 | 99999 | 400 | 44.79 | 44.8 | 0.01 | 0
2015 | HQ_IESO_2_IESO | HQ_IESO | IESO | Internal | Shoulder | B14 | 900 | 99999 | 400 | 44.79 | 44.8 | 0.01 | 0
2015 | HQ_IESO_2_IESO | HQ_IESO | IESO | Internal | Shoulder | B15 | 1203 | 99999 | 75.48 | 44.79 | 44.8 | 0.01 | 0
2015 | HQ_IESO_2_IESO | HQ_IESO | IESO | Internal | Summer | B1 | 10 | 99999 | 400 | 79.56 | 79.57 | 0.01 | 0
2015 | HQ_IESO_2_IESO | HQ_IESO | IESO | Internal | Summer | B2 | 25 | 99999 | 400 | 76.75 | 76.77 | 0.01 | 0
2015 | HQ_IESO_2_IESO | HQ_IESO | IESO | Internal | Summer | B3 | 75 | 99999 | 400 | 64.97 | 64.98 | 0.01 | 0
2015 | HQ_IESO_2_IESO | HQ_IESO | IESO | Internal | Summer | B4 | 100 | 99999 | 400 | 63.92 | 63.93 | 0.01 | 0
2015 | HQ_IESO_2_IESO | HQ_IESO | IESO | Internal | Summer | B5 | 200 | 99999 | 400 | 52.98 | 52.99 | 0.01 | 0
2015 | HQ_IESO_2_IESO | HQ_IESO | IESO | Internal | Summer | B6 | 300 | 99999 | 400 | 42.88 | 42.9 | 0.01 | 0
2015 | HQ_IESO_2_IESO | HQ_IESO | IESO | Internal | Summer | B7 | 400 | 99999 | 400 | 42.88 | 42.9 | 0.01 | 0
2015 | HQ_IESO_2_IESO | HQ_IESO | IESO | Internal | Summer | B8 | 500 | 99999 | 400 | 42.88 | 42.9 | 0.01 | 0
2015 | HQ_IESO_2_IESO | HQ_IESO | IESO | Internal | Summer | B9 | 800 | 99999 | 400 | 42.88 | 42.9 | 0.01 | 0
2015 | HQ_IESO_2_IESO | HQ_IESO | IESO | Internal | Summer | B10 | 1262 | 99999 | 12.04 | 42.88 | 42.9 | 0.01 | 0
2015 | HQ_IESO_2_IESO | HQ_IESO | IESO | Internal | Winter | B16 | 25 | 99999 | 400 | 57.11 | 57.12 | 0.01 | 0
2015 | HQ_IESO_2_IESO | HQ_IESO | IESO | Internal | Winter | B17 | 100 | 99999 | 400 | 45.1 | 45.11 | 0.01 | 0
2015 | HQ_IESO_2_IESO | HQ_IESO | IESO | Internal | Winter | B18 | 400 | 99999 | 400 | 45.1 | 45.11 | 0.01 | 0
2015 | HQ_IESO_2_IESO | HQ_IESO | IESO | Internal | Winter | B19 | 700 | 99999 | 400 | 45.1 | 45.11 | 0.01 | 0
2015 | HQ_IESO_2_IESO | HQ_IESO | IESO | Internal | Winter | B20 | 935 | 99999 | 91.98 | 45.1 | 45.11 | 0.01 | 0
2015 | IESO_2_MAPP_CA | IESO | MAPP_CA | Internal | Shoulder | B11 | 25 | 262 | 262 | 44.8 | 69.43 | 7 | 17.63
2015 | IESO_2_MAPP_CA | IESO | MAPP_CA | Internal | Shoulder | B12 | 200 | 262 | 262 | 44.8 | 59.96 | 7 | 8.16
2015 | IESO_2_MAPP_CA | IESO | MAPP_CA | Internal | Shoulder | B13 | 600 | 262 | 262 | 44.8 | 54.88 | 7 | 3.08
2015 | IESO_2_MAPP_CA | IESO | MAPP_CA | Internal | Shoulder | B14 | 900 | 262 | 262 | 44.8 | 52.44 | 7 | 0.64
2015 | IESO_2_MAPP_CA | IESO | MAPP_CA | Internal | Shoulder | B15 | 1203 | 262 | 262 | 44.8 | 52.44 | 7 | 0.64
2015 | IESO_2_MAPP_CA | IESO | MAPP_CA | Internal | Summer | B1 | 10 | 262 | 0 | 79.57 | 71.57 | 7 | 0
2015 | IESO_2_MAPP_CA | IESO | MAPP_CA | Internal | Summer | B2 | 25 | 262 | 0 | 76.77 | 72.29 | 7 | 0
2015 | IESO_2_MAPP_CA | IESO | MAPP_CA | Internal | Summer | B3 | 75 | 262 | 117.3 | 64.98 | 71.98 | 7 | 0
2015 | IESO_2_MAPP_CA | IESO | MAPP_CA | Internal | Summer | B4 | 100 | 262 | 9.32 | 63.93 | 70.93 | 7 | 0
2015 | IESO_2_MAPP_CA | IESO | MAPP_CA | Internal | Summer | B5 | 200 | 262 | 262 | 52.99 | 69.43 | 7 | 9.43
2015 | IESO_2_MAPP_CA | IESO | MAPP_CA | Internal | Summer | B6 | 300 | 262 | 262 | 42.9 | 66.02 | 7 | 16.12
2015 | IESO_2_MAPP_CA | IESO | MAPP_CA | Internal | Summer | B7 | 400 | 262 | 262 | 42.9 | 55.08 | 7 | 5.19
2015 | IESO_2_MAPP_CA | IESO | MAPP_CA | Internal | Summer | B8 | 500 | 262 | 262 | 42.9 | 51.06 | 7 | 1.16
2015 | IESO_2_MAPP_CA | IESO | MAPP_CA | Internal | Summer | B9 | 800 | 262 | 262 | 42.9 | 50.68 | 7 | 0.78
2015 | IESO_2_MAPP_CA | IESO | MAPP_CA | Internal | Summer | B10 | 1262 | 262 | 262 | 42.9 | 50.68 | 7 | 0.78
2015 | IESO_2_MAPP_CA | IESO | MAPP_CA | Internal | Winter | B16 | 25 | 262 | 262 | 57.12 | 73.57 | 7 | 9.45
2015 | IESO_2_MAPP_CA | IESO | MAPP_CA | Internal | Winter | B17 | 100 | 262 | 262 | 45.11 | 64.88 | 7 | 12.77
2015 | IESO_2_MAPP_CA | IESO | MAPP_CA | Internal | Winter | B18 | 400 | 262 | 262 | 45.11 | 57.35 | 7 | 5.23
2015 | IESO_2_MAPP_CA | IESO | MAPP_CA | Internal | Winter | B19 | 700 | 262 | 262 | 45.11 | 55.24 | 7 | 3.12
2015 | IESO_2_MAPP_CA | IESO | MAPP_CA | Internal | Winter | B20 | 935 | 262 | 262 | 45.11 | 55.24 | 7 | 3.12
2015 | IESO_2_MISO_MI | IESO | MISO_MI | Internal | Shoulder | B11 | 25 | 2591 | 2591 | 44.8 | 71.44 | 7 | 19.64
2015 | IESO_2_MISO_MI | IESO | MISO_MI | Internal | Shoulder | B12 | 200 | 2591 | 2591 | 44.8 | 59.96 | 7 | 8.16
2015 | IESO_2_MISO_MI | IESO | MISO_MI | Internal | Shoulder | B13 | 600 | 2591 | 2591 | 44.8 | 54.89 | 7 | 3.09
2015 | IESO_2_MISO_MI | IESO | MISO_MI | Internal | Shoulder | B14 | 900 | 2591 | 2591 | 44.8 | 52.46 | 7 | 0.66
2015 | IESO_2_MISO_MI | IESO | MISO_MI | Internal | Shoulder | B15 | 1203 | 2591 | 1398.52 | 44.8 | 51.8 | 7 | 0
2015 | IESO_2_MISO_MI | IESO | MISO_MI | Internal | Summer | B1 | 10 | 2591 | 2356.54 | 79.57 | 86.57 | 7 | 0
2015 | IESO_2_MISO_MI | IESO | MISO_MI | Internal | Summer | B2 | 25 | 2591 | 2559.28 | 76.77 | 83.77 | 7 | 0
2015 | IESO_2_MISO_MI | IESO | MISO_MI | Internal | Summer | B3 | 75 | 2591 | 2591 | 64.98 | 82.49 | 7 | 10.51
2015 | IESO_2_MISO_MI | IESO | MISO_MI | Internal | Summer | B4 | 100 | 2591 | 2591 | 63.93 | 81.44 | 7 | 10.51
2015 | IESO_2_MISO_MI | IESO | MISO_MI | Internal | Summer | B5 | 200 | 2591 | 2591 | 52.99 | 74.36 | 7 | 14.37
2015 | IESO_2_MISO_MI | IESO | MISO_MI | Internal | Summer | B6 | 300 | 2591 | 2591 | 42.9 | 65.01 | 7 | 15.11
2015 | IESO_2_MISO_MI | IESO | MISO_MI | Internal | Summer | B7 | 400 | 2591 | 2591 | 42.9 | 55.08 | 7 | 5.19
2015 | IESO_2_MISO_MI | IESO | MISO_MI | Internal | Summer | B8 | 500 | 2591 | 2591 | 42.9 | 51.08 | 7 | 1.19
2015 | IESO_2_MISO_MI | IESO | MISO_MI | Internal | Summer | B9 | 800 | 2591 | 2591 | 42.9 | 50.7 | 7 | 0.81
2015 | IESO_2_MISO_MI | IESO | MISO_MI | Internal | Summer | B10 | 1262 | 2591 | 2591 | 42.9 | 50.08 | 7 | 0.18
2015 | IESO_2_MISO_MI | IESO | MISO_MI | Internal | Winter | B16 | 25 | 2591 | 2591 | 57.12 | 73.59 | 7 | 9.46
2015 | IESO_2_MISO_MI | IESO | MISO_MI | Internal | Winter | B17 | 100 | 2591 | 2591 | 45.11 | 64.89 | 7 | 12.78
2015 | IESO_2_MISO_MI | IESO | MISO_MI | Internal | Winter | B18 | 400 | 2591 | 2591 | 45.11 | 57.36 | 7 | 5.25
2015 | IESO_2_MISO_MI | IESO | MISO_MI | Internal | Winter | B19 | 700 | 2591 | 2591 | 45.11 | 55.22 | 7 | 3.11
2015 | IESO_2_MISO_MI | IESO | MISO_MI | Internal | Winter | B20 | 935 | 2591 | 618.94 | 45.11 | 52.11 | 7 | 0
2015 | IESO_2_MISO_W | IESO | MISO_W | Internal | Shoulder | B11 | 25 | 207 | 207 | 44.8 | 73.22 | 7 | 21.42
2015 | IESO_2_MISO_W | IESO | MISO_W | Internal | Shoulder | B12 | 200 | 207 | 207 | 44.8 | 59.97 | 7 | 8.17
2015 | IESO_2_MISO_W | IESO | MISO_W | Internal | Shoulder | B13 | 600 | 207 | 207 | 44.8 | 54.89 | 7 | 3.09
2015 | IESO_2_MISO_W | IESO | MISO_W | Internal | Shoulder | B14 | 900 | 207 | 207 | 44.8 | 52.45 | 7 | 0.65
2015 | IESO_2_MISO_W | IESO | MISO_W | Internal | Shoulder | B15 | 1203 | 207 | 206.99 | 44.8 | 51.81 | 7 | 0.01
2015 | IESO_2_MISO_W | IESO | MISO_W | Internal | Summer | B1 | 10 | 207 | 0.84 | 79.57 | 86.56 | 7 | 0
2015 | IESO_2_MISO_W | IESO | MISO_W | Internal | Summer | B2 | 25 | 207 | 197.08 | 76.77 | 83.77 | 7 | 0
2015 | IESO_2_MISO_W | IESO | MISO_W | Internal | Summer | B3 | 75 | 207 | 207 | 64.98 | 83.77 | 7 | 11.79
2015 | IESO_2_MISO_W | IESO | MISO_W | Internal | Summer | B4 | 100 | 207 | 207 | 63.93 | 81.81 | 7 | 10.88
2015 | IESO_2_MISO_W | IESO | MISO_W | Internal | Summer | B5 | 200 | 207 | 207 | 52.99 | 74.4 | 7 | 14.4
2015 | IESO_2_MISO_W | IESO | MISO_W | Internal | Summer | B6 | 300 | 207 | 207 | 42.9 | 66.03 | 7 | 16.13
2015 | IESO_2_MISO_W | IESO | MISO_W | Internal | Summer | B7 | 400 | 207 | 207 | 42.9 | 55.09 | 7 | 5.2
2015 | IESO_2_MISO_W | IESO | MISO_W | Internal | Summer | B8 | 500 | 207 | 207 | 42.9 | 51.07 | 7 | 1.18
2015 | IESO_2_MISO_W | IESO | MISO_W | Internal | Summer | B9 | 800 | 207 | 207 | 42.9 | 50.69 | 7 | 0.8
2015 | IESO_2_MISO_W | IESO | MISO_W | Internal | Summer | B10 | 1262 | 207 | 207 | 42.9 | 50.07 | 7 | 0.17
2015 | IESO_2_MISO_W | IESO | MISO_W | Internal | Winter | B16 | 25 | 207 | 207 | 57.12 | 73.59 | 7 | 9.46
2015 | IESO_2_MISO_W | IESO | MISO_W | Internal | Winter | B17 | 100 | 207 | 207 | 45.11 | 64.89 | 7 | 12.78
2015 | IESO_2_MISO_W | IESO | MISO_W | Internal | Winter | B18 | 400 | 207 | 207 | 45.11 | 57.36 | 7 | 5.25
2015 | IESO_2_MISO_W | IESO | MISO_W | Internal | Winter | B19 | 700 | 207 | 207 | 45.11 | 55.22 | 7 | 3.11
2015 | IESO_2_MISO_W | IESO | MISO_W | Internal | Winter | B20 | 935 | 207 | 0 | 45.11 | 52.09 | 7 | 0
2015 | IESO_2_NYISO_A-F | IESO | NYISO_A-F | Internal | Shoulder | B11 | 25 | 1725 | 1725 | 44.8 | 57.15 | 7 | 5.35
2015 | IESO_2_NYISO_A-F | IESO | NYISO_A-F | Internal | Shoulder | B12 | 200 | 1725 | 1725 | 44.8 | 55.63 | 7 | 3.83
2015 | IESO_2_NYISO_A-F | IESO | NYISO_A-F | Internal | Shoulder | B13 | 600 | 1725 | 1725 | 44.8 | 54.65 | 7 | 2.85
2015 | IESO_2_NYISO_A-F | IESO | NYISO_A-F | Internal | Shoulder | B14 | 900 | 1725 | 1725 | 44.8 | 53.71 | 7 | 1.91
2015 | IESO_2_NYISO_A-F | IESO | NYISO_A-F | Internal | Shoulder | B15 | 1203 | 1725 | 1725 | 44.8 | 53.71 | 7 | 1.91
2015 | IESO_2_NYISO_A-F | IESO | NYISO_A-F | Internal | Summer | B1 | 10 | 1725 | 0 | 79.57 | 80.57 | 7 | 0
2015 | IESO_2_NYISO_A-F | IESO | NYISO_A-F | Internal | Summer | B2 | 25 | 1725 | 0 | 76.77 | 77.48 | 7 | 0
2015 | IESO_2_NYISO_A-F | IESO | NYISO_A-F | Internal | Summer | B3 | 75 | 1725 | 282.33 | 64.98 | 71.98 | 7 | 0
2015 | IESO_2_NYISO_A-F | IESO | NYISO_A-F | Internal | Summer | B4 | 100 | 1725 | 1175.73 | 63.93 | 70.93 | 7 | 0
2015 | IESO_2_NYISO_A-F | IESO | NYISO_A-F | Internal | Summer | B5 | 200 | 1725 | 1414.3 | 52.99 | 59.99 | 7 | 0
2015 | IESO_2_NYISO_A-F | IESO | NYISO_A-F | Internal | Summer | B6 | 300 | 1725 | 1725 | 42.9 | 56.02 | 7 | 6.12
2015 | IESO_2_NYISO_A-F | IESO | NYISO_A-F | Internal | Summer | B7 | 400 | 1725 | 1725 | 42.9 | 52.94 | 7 | 3.05
2015 | IESO_2_NYISO_A-F | IESO | NYISO_A-F | Internal | Summer | B8 | 500 | 1725 | 1725 | 42.9 | 52.07 | 7 | 2.17
2015 | IESO_2_NYISO_A-F | IESO | NYISO_A-F | Internal | Summer | B9 | 800 | 1725 | 1725 | 42.9 | 52.07 | 7 | 2.17
2015 | IESO_2_NYISO_A-F | IESO | NYISO_A-F | Internal | Summer | B10 | 1262 | 1725 | 1725 | 42.9 | 52.07 | 7 | 2.17
2015 | IESO_2_NYISO_A-F | IESO | NYISO_A-F | Internal | Winter | B16 | 25 | 1725 | 1548.61 | 57.12 | 64.12 | 7 | 0
2015 | IESO_2_NYISO_A-F | IESO | NYISO_A-F | Internal | Winter | B17 | 100 | 1725 | 1725 | 45.11 | 58.91 | 7 | 6.79
2015 | IESO_2_NYISO_A-F | IESO | NYISO_A-F | Internal | Winter | B18 | 400 | 1725 | 1725 | 45.11 | 58.4 | 7 | 6.28
2015 | IESO_2_NYISO_A-F | IESO | NYISO_A-F | Internal | Winter | B19 | 700 | 1725 | 1725 | 45.11 | 58.4 | 7 | 6.28
2015 | IESO_2_NYISO_A-F | IESO | NYISO_A-F | Internal | Winter | B20 | 935 | 1725 | 1725 | 45.11 | 58.4 | 7 | 6.28
2015 | MAPP_CA_2_IESO | MAPP_CA | IESO | Internal | Shoulder | B11 | 25 | 330 | 0 | 69.43 | 44.8 | 8 | 0
2015 | MAPP_CA_2_IESO | MAPP_CA | IESO | Internal | Shoulder | B12 | 200 | 330 | 0 | 59.96 | 44.8 | 8 | 0
2015 | MAPP_CA_2_IESO | MAPP_CA | IESO | Internal | Shoulder | B13 | 600 | 330 | 0 | 54.88 | 44.8 | 8 | 0
2015 | MAPP_CA_2_IESO | MAPP_CA | IESO | Internal | Shoulder | B14 | 900 | 330 | 0 | 52.44 | 44.8 | 8 | 0
2015 | MAPP_CA_2_IESO | MAPP_CA | IESO | Internal | Shoulder | B15 | 1203 | 330 | 0 | 52.44 | 44.8 | 8 | 0
2015 | MAPP_CA_2_IESO | MAPP_CA | IESO | Internal | Summer | B1 | 10 | 330 | 53.58 | 71.57 | 79.57 | 8 | 0
2015 | MAPP_CA_2_IESO | MAPP_CA | IESO | Internal | Summer | B2 | 25 | 330 | 0 | 72.29 | 76.77 | 8 | 0
2015 | MAPP_CA_2_IESO | MAPP_CA | IESO | Internal | Summer | B3 | 75 | 330 | 0 | 71.98 | 64.98 | 8 | 0
2015 | MAPP_CA_2_IESO | MAPP_CA | IESO | Internal | Summer | B4 | 100 | 330 | 0 | 70.93 | 63.93 | 8 | 0
2015 | MAPP_CA_2_IESO | MAPP_CA | IESO | Internal | Summer | B5 | 200 | 330 | 0 | 69.43 | 52.99 | 8 | 0
2015 | MAPP_CA_2_IESO | MAPP_CA | IESO | Internal | Summer | B6 | 300 | 330 | 0 | 66.02 | 42.9 | 8 | 0
2015 | MAPP_CA_2_IESO | MAPP_CA | IESO | Internal | Summer | B7 | 400 | 330 | 0 | 55.08 | 42.9 | 8 | 0
2015 | MAPP_CA_2_IESO | MAPP_CA | IESO | Internal | Summer | B8 | 500 | 330 | 0 | 51.06 | 42.9 | 8 | 0
2015 | MAPP_CA_2_IESO | MAPP_CA | IESO | Internal | Summer | B9 | 800 | 330 | 0 | 50.68 | 42.9 | 8 | 0
2015 | MAPP_CA_2_IESO | MAPP_CA | IESO | Internal | Summer | B10 | 1262 | 330 | 0 | 50.68 | 42.9 | 8 | 0
2015 | MAPP_CA_2_IESO | MAPP_CA | IESO | Internal | Winter | B16 | 25 | 330 | 0 | 73.57 | 57.12 | 8 | 0
2015 | MAPP_CA_2_IESO | MAPP_CA | IESO | Internal | Winter | B17 | 100 | 330 | 0 | 64.88 | 45.11 | 8 | 0
2015 | MAPP_CA_2_IESO | MAPP_CA | IESO | Internal | Winter | B18 | 400 | 330 | 0 | 57.35 | 45.11 | 8 | 0
2015 | MAPP_CA_2_IESO | MAPP_CA | IESO | Internal | Winter | B19 | 700 | 330 | 0 | 55.24 | 45.11 | 8 | 0
2015 | MAPP_CA_2_IESO | MAPP_CA | IESO | Internal | Winter | B20 | 935 | 330 | 0 | 55.24 | 45.11 | 8 | 0
2015 | MAPP_CA_2_MAPP_US | MAPP_CA | MAPP_US | Internal | Shoulder | B11 | 25 | 372 | 0 | 69.43 | 73.2 | 7 | 0
2015 | MAPP_CA_2_MAPP_US | MAPP_CA | MAPP_US | Internal | Shoulder | B12 | 200 | 372 | 0 | 59.96 | 55.71 | 7 | 0
2015 | MAPP_CA_2_MAPP_US | MAPP_CA | MAPP_US | Internal | Shoulder | B13 | 600 | 372 | 0 | 54.88 | 55.71 | 7 | 0
2015 | MAPP_CA_2_MAPP_US | MAPP_CA | MAPP_US | Internal | Shoulder | B14 | 900 | 372 | 0 | 52.44 | 55.71 | 7 | 0
2015 | MAPP_CA_2_MAPP_US | MAPP_CA | MAPP_US | Internal | Shoulder | B15 | 1203 | 372 | 0 | 52.44 | 55.71 | 7 | 0
2015 | MAPP_CA_2_MAPP_US | MAPP_CA | MAPP_US | Internal | Summer | B1 | 10 | 372 | 371.99 | 71.57 | 79.56 | 7 | 0.99
2015 | MAPP_CA_2_MAPP_US | MAPP_CA | MAPP_US | Internal | Summer | B2 | 25 | 372 | 314.94 | 72.29 | 79.29 | 7 | 0
2015 | MAPP_CA_2_MAPP_US | MAPP_CA | MAPP_US | Internal | Summer | B3 | 75 | 372 | 371.99 | 71.98 | 79.29 | 7 | 0.31
2015 | MAPP_CA_2_MAPP_US | MAPP_CA | MAPP_US | Internal | Summer | B4 | 100 | 372 | 233.24 | 70.93 | 77.93 | 7 | 0
2015 | MAPP_CA_2_MAPP_US | MAPP_CA | MAPP_US | Internal | Summer | B5 | 200 | 372 | 0 | 69.43 | 74.38 | 7 | 0
2015 | MAPP_CA_2_MAPP_US | MAPP_CA | MAPP_US | Internal | Summer | B6 | 300 | 372 | 0 | 66.02 | 65.72 | 7 | 0
2015 | MAPP_CA_2_MAPP_US | MAPP_CA | MAPP_US | Internal | Summer | B7 | 400 | 372 | 0 | 55.08 | 52.65 | 7 | 0
2015 | MAPP_CA_2_MAPP_US | MAPP_CA | MAPP_US | Internal | Summer | B8 | 500 | 372 | 0 | 51.06 | 52.45 | 7 | 0
2015 | MAPP_CA_2_MAPP_US | MAPP_CA | MAPP_US | Internal | Summer | B9 | 800 | 372 | 0 | 50.68 | 52.45 | 7 | 0
2015 | MAPP_CA_2_MAPP_US | MAPP_CA | MAPP_US | Internal | Summer | B10 | 1262 | 372 | 0 | 50.68 | 52.45 | 7 | 0
2015 | MAPP_CA_2_MAPP_US | MAPP_CA | MAPP_US | Internal | Winter | B16 | 25 | 372 | 0 | 73.57 | 66.59 | 7 | 0
2015 | MAPP_CA_2_MAPP_US | MAPP_CA | MAPP_US | Internal | Winter | B17 | 100 | 372 | 0 | 64.88 | 58.4 | 7 | 0
2015 | MAPP_CA_2_MAPP_US | MAPP_CA | MAPP_US | Internal | Winter | B18 | 400 | 372 | 0 | 57.35 | 58.4 | 7 | 0
2015 | MAPP_CA_2_MAPP_US | MAPP_CA | MAPP_US | Internal | Winter | B19 | 700 | 372 | 0 | 55.24 | 58.4 | 7 | 0
2015 | MAPP_CA_2_MAPP_US | MAPP_CA | MAPP_US | Internal | Winter | B20 | 935 | 372 | 0 | 55.24 | 58.4 | 7 | 0
2015 | MAPP_CA_2_MISO_W | MAPP_CA | MISO_W | Internal | Shoulder | B11 | 25 | 1970 | 1970 | 69.43 | 73.22 | 0.01 | 3.78
2015 | MAPP_CA_2_MISO_W | MAPP_CA | MISO_W | Internal | Shoulder | B12 | 200 | 1970 | 1441.22 | 59.96 | 59.97 | 0.01 | 0
2015 | MAPP_CA_2_MISO_W | MAPP_CA | MISO_W | Internal | Shoulder | B13 | 600 | 1970 | 1527.43 | 54.88 | 54.89 | 0.01 | 0
2015 | MAPP_CA_2_MISO_W | MAPP_CA | MISO_W | Internal | Shoulder | B14 | 900 | 1970 | 698.02 | 52.44 | 52.45 | 0.01 | 0
2015 | MAPP_CA_2_MISO_W | MAPP_CA | MISO_W | Internal | Shoulder | B15 | 1203 | 1970 | 0 | 52.44 | 51.81 | 0.01 | 0
2015 | MAPP_CA_2_MISO_W | MAPP_CA | MISO_W | Internal | Summer | B1 | 10 | 1970 | 1970 | 71.57 | 86.56 | 0.01 | 14.98
2015 | MAPP_CA_2_MISO_W | MAPP_CA | MISO_W | Internal | Summer | B2 | 25 | 1970 | 1970 | 72.29 | 83.77 | 0.01 | 11.46
2015 | MAPP_CA_2_MISO_W | MAPP_CA | MISO_W | Internal | Summer | B3 | 75 | 1970 | 1970 | 71.98 | 83.77 | 0.01 | 11.77
2015 | MAPP_CA_2_MISO_W | MAPP_CA | MISO_W | Internal | Summer | B4 | 100 | 1970 | 1970 | 70.93 | 81.81 | 0.01 | 10.87
2015 | MAPP_CA_2_MISO_W | MAPP_CA | MISO_W | Internal | Summer | B5 | 200 | 1970 | 1970 | 69.43 | 74.4 | 0.01 | 4.96
2015 | MAPP_CA_2_MISO_W | MAPP_CA | MISO_W | Internal | Summer | B6 | 300 | 1970 | 1581.76 | 66.02 | 66.03 | 0.01 | 0
2015 | MAPP_CA_2_MISO_W | MAPP_CA | MISO_W | Internal | Summer | B7 | 400 | 1970 | 1705.8 | 55.08 | 55.09 | 0.01 | 0
2015 | MAPP_CA_2_MISO_W | MAPP_CA | MISO_W | Internal | Summer | B8 | 500 | 1970 | 1885.24 | 51.06 | 51.07 | 0.01 | 0
2015 | MAPP_CA_2_MISO_W | MAPP_CA | MISO_W | Internal | Summer | B9 | 800 | 1970 | 984.56 | 50.68 | 50.69 | 0.01 | 0
2015 | MAPP_CA_2_MISO_W | MAPP_CA | MISO_W | Internal | Summer | B10 | 1262 | 1970 | 0 | 50.68 | 50.07 | 0.01 | 0
2015 | MAPP_CA_2_MISO_W | MAPP_CA | MISO_W | Internal | Winter | B16 | 25 | 1970 | 1464.13 | 73.57 | 73.59 | 0.01 | 0
2015 | MAPP_CA_2_MISO_W | MAPP_CA | MISO_W | Internal | Winter | B17 | 100 | 1970 | 732.16 | 64.88 | 64.89 | 0.01 | 0
2015 | MAPP_CA_2_MISO_W | MAPP_CA | MISO_W | Internal | Winter | B18 | 400 | 1970 | 830.08 | 57.35 | 57.36 | 0.01 | 0
2015 | MAPP_CA_2_MISO_W | MAPP_CA | MISO_W | Internal | Winter | B19 | 700 | 1970 | 0 | 55.24 | 55.22 | 0.01 | 0
2015 | MAPP_CA_2_MISO_W | MAPP_CA | MISO_W | Internal | Winter | B20 | 935 | 1970 | 0 | 55.24 | 52.09 | 0.01 | 0
2015 | MAPP_US_2_MAPP_CA | MAPP_US | MAPP_CA | Internal | Shoulder | B11 | 25 | 165 | 0 | 73.2 | 69.43 | 7 | 0
2015 | MAPP_US_2_MAPP_CA | MAPP_US | MAPP_CA | Internal | Shoulder | B12 | 200 | 165 | 0 | 55.71 | 59.96 | 7 | 0
2015 | MAPP_US_2_MAPP_CA | MAPP_US | MAPP_CA | Internal | Shoulder | B13 | 600 | 165 | 0 | 55.71 | 54.88 | 7 | 0
2015 | MAPP_US_2_MAPP_CA | MAPP_US | MAPP_CA | Internal | Shoulder | B14 | 900 | 165 | 0 | 55.71 | 52.44 | 7 | 0
2015 | MAPP_US_2_MAPP_CA | MAPP_US | MAPP_CA | Internal | Shoulder | B15 | 1203 | 165 | 0 | 55.71 | 52.44 | 7 | 0
2015 | MAPP_US_2_MAPP_CA | MAPP_US | MAPP_CA | Internal | Summer | B1 | 10 | 165 | 0 | 79.56 | 71.57 | 7 | 0
2015 | MAPP_US_2_MAPP_CA | MAPP_US | MAPP_CA | Internal | Summer | B2 | 25 | 165 | 0 | 79.29 | 72.29 | 7 | 0
2015 | MAPP_US_2_MAPP_CA | MAPP_US | MAPP_CA | Internal | Summer | B3 | 75 | 165 | 0 | 79.29 | 71.98 | 7 | 0
2015 | MAPP_US_2_MAPP_CA | MAPP_US | MAPP_CA | Internal | Summer | B4 | 100 | 165 | 0 | 77.93 | 70.93 | 7 | 0
2015 | MAPP_US_2_MAPP_CA | MAPP_US | MAPP_CA | Internal | Summer | B5 | 200 | 165 | 0 | 74.38 | 69.43 | 7 | 0
2015 | MAPP_US_2_MAPP_CA | MAPP_US | MAPP_CA | Internal | Summer | B6 | 300 | 165 | 0 | 65.72 | 66.02 | 7 | 0
2015 | MAPP_US_2_MAPP_CA | MAPP_US | MAPP_CA | Internal | Summer | B7 | 400 | 165 | 0 | 52.65 | 55.08 | 7 | 0
2015 | MAPP_US_2_MAPP_CA | MAPP_US | MAPP_CA | Internal | Summer | B8 | 500 | 165 | 0 | 52.45 | 51.06 | 7 | 0
2015 | MAPP_US_2_MAPP_CA | MAPP_US | MAPP_CA | Internal | Summer | B9 | 800 | 165 | 0 | 52.45 | 50.68 | 7 | 0
2015 | MAPP_US_2_MAPP_CA | MAPP_US | MAPP_CA | Internal | Summer | B10 | 1262 | 165 | 0 | 52.45 | 50.68 | 7 | 0
2015 | MAPP_US_2_MAPP_CA | MAPP_US | MAPP_CA | Internal | Winter | B16 | 25 | 165 | 0.32 | 66.59 | 73.57 | 7 | 0
2015 | MAPP_US_2_MAPP_CA | MAPP_US | MAPP_CA | Internal | Winter | B17 | 100 | 165 | 0 | 58.4 | 64.88 | 7 | 0
2015 | MAPP_US_2_MAPP_CA | MAPP_US | MAPP_CA | Internal | Winter | B18 | 400 | 165 | 0 | 58.4 | 57.35 | 7 | 0
2015 | MAPP_US_2_MAPP_CA | MAPP_US | MAPP_CA | Internal | Winter | B19 | 700 | 165 | 0 | 58.4 | 55.24 | 7 | 0
2015 | MAPP_US_2_MAPP_CA | MAPP_US | MAPP_CA | Internal | Winter | B20 | 935 | 165 | 0 | 58.4 | 55.24 | 7 | 0
2015 | MAPP_US_2_MISO_W | MAPP_US | MISO_W | Internal | Shoulder | B11 | 25 | 2635 | 0 | 73.2 | 73.22 | 7 | 0
2015 | MAPP_US_2_MISO_W | MAPP_US | MISO_W | Internal | Shoulder | B12 | 200 | 2635 | 0 | 55.71 | 59.97 | 7 | 0
2015 | MAPP_US_2_MISO_W | MAPP_US | MISO_W | Internal | Shoulder | B13 | 600 | 2635 | 0 | 55.71 | 54.89 | 7 | 0
2015 | MAPP_US_2_MISO_W | MAPP_US | MISO_W | Internal | Shoulder | B14 | 900 | 2635 | 0 | 55.71 | 52.45 | 7 | 0
2015 | MAPP_US_2_MISO_W | MAPP_US | MISO_W | Internal | Shoulder | B15 | 1203 | 2635 | 0 | 55.71 | 51.81 | 7 | 0
2015 | MAPP_US_2_MISO_W | MAPP_US | MISO_W | Internal | Summer | B1 | 10 | 2635 | 833.8 | 79.56 | 86.56 | 7 | 0
2015 | MAPP_US_2_MISO_W | MAPP_US | MISO_W | Internal | Summer | B2 | 25 | 2635 | 0 | 79.29 | 83.77 | 7 | 0
2015 | MAPP_US_2_MISO_W | MAPP_US | MISO_W | Internal | Summer | B3 | 75 | 2635 | 0 | 79.29 | 83.77 | 7 | 0
2015 | MAPP_US_2_MISO_W | MAPP_US | MISO_W | Internal | Summer | B4 | 100 | 2635 | 0 | 77.93 | 81.81 | 7 | 0
2015 | MAPP_US_2_MISO_W | MAPP_US | MISO_W | Internal | Summer | B5 | 200 | 2635 | 0 | 74.38 | 74.4 | 7 | 0
2015 | MAPP_US_2_MISO_W | MAPP_US | MISO_W | Internal | Summer | B6 | 300 | 2635 | 0 | 65.72 | 66.03 | 7 | 0
2015 | MAPP_US_2_MISO_W | MAPP_US | MISO_W | Internal | Summer | B7 | 400 | 2635 | 0 | 52.65 | 55.09 | 7 | 0
2015 | MAPP_US_2_MISO_W | MAPP_US | MISO_W | Internal | Summer | B8 | 500 | 2635 | 0 | 52.45 | 51.07 | 7 | 0
2015 | MAPP_US_2_MISO_W | MAPP_US | MISO_W | Internal | Summer | B9 | 800 | 2635 | 0 | 52.45 | 50.69 | 7 | 0
2015 | MAPP_US_2_MISO_W | MAPP_US | MISO_W | Internal | Summer | B10 | 1262 | 2635 | 0 | 52.45 | 50.07 | 7 | 0
2015 | MAPP_US_2_MISO_W | MAPP_US | MISO_W | Internal | Winter | B16 | 25 | 2635 | 396.45 | 66.59 | 73.59 | 7 | 0
2015 | MAPP_US_2_MISO_W | MAPP_US | MISO_W | Internal | Winter | B17 | 100 | 2635 | 0 | 58.4 | 64.89 | 7 | 0
2015 | MAPP_US_2_MISO_W | MAPP_US | MISO_W | Internal | Winter | B18 | 400 | 2635 | 0 | 58.4 | 57.36 | 7 | 0
2015 | MAPP_US_2_MISO_W | MAPP_US | MISO_W | Internal | Winter | B19 | 700 | 2635 | 0 | 58.4 | 55.22 | 7 | 0
2015 | MAPP_US_2_MISO_W | MAPP_US | MISO_W | Internal | Winter | B20 | 935 | 2635 | 0 | 58.4 | 52.09 | 7 | 0
2015 | MAPP_US_2_NE | MAPP_US | NE | Internal | Shoulder | B11 | 25 | 2000 | 1208.64 | 73.2 | 80.2 | 7 | 0
2015 | MAPP_US_2_NE | MAPP_US | NE | Internal | Shoulder | B12 | 200 | 2000 | 714.42 | 55.71 | 62.71 | 7 | 0
2015 | MAPP_US_2_NE | MAPP_US | NE | Internal | Shoulder | B13 | 600 | 2000 | 0 | 55.71 | 56.71 | 7 | 0
2015 | MAPP_US_2_NE | MAPP_US | NE | Internal | Shoulder | B14 | 900 | 2000 | 0 | 55.71 | 56.14 | 7 | 0
2015 | MAPP_US_2_NE | MAPP_US | NE | Internal | Shoulder | B15 | 1203 | 2000 | 0 | 55.71 | 54.19 | 7 | 0
2015 | MAPP_US_2_NE | MAPP_US | NE | Internal | Summer | B1 | 10 | 2000 | 285.79 | 79.56 | 86.56 | 7 | 0
2015 | MAPP_US_2_NE | MAPP_US | NE | Internal | Summer | B2 | 25 | 2000 | 1105.09 | 79.29 | 86.29 | 7 | 0
2015 | MAPP_US_2_NE | MAPP_US | NE | Internal | Summer | B3 | 75 | 2000 | 1133.6 | 79.29 | 86.29 | 7 | 0
2015 | MAPP_US_2_NE | MAPP_US | NE | Internal | Summer | B4 | 100 | 2000 | 1224.65 | 77.93 | 84.93 | 7 | 0
2015 | MAPP_US_2_NE | MAPP_US | NE | Internal | Summer | B5 | 200 | 2000 | 682.88 | 74.38 | 81.38 | 7 | 0
2015 | MAPP_US_2_NE | MAPP_US | NE | Internal | Summer | B6 | 300 | 2000 | 904.95 | 65.72 | 72.72 | 7 | 0
2015 | MAPP_US_2_NE | MAPP_US | NE | Internal | Summer | B7 | 400 | 2000 | 949.07 | 52.65 | 59.65 | 7 | 0
2015 | MAPP_US_2_NE | MAPP_US | NE | Internal | Summer | B8 | 500 | 2000 | 0 | 52.45 | 58.06 | 7 | 0
2015 | MAPP_US_2_NE | MAPP_US | NE | Internal | Summer | B9 | 800 | 2000 | 0 | 52.45 | 54.8 | 7 | 0
2015 | MAPP_US_2_NE | MAPP_US | NE | Internal | Summer | B10 | 1262 | 2000 | 0 | 52.45 | 52.92 | 7 | 0
2015 | MAPP_US_2_NE | MAPP_US | NE | Internal | Winter | B16 | 25 | 2000 | 519.52 | 66.59 | 73.59 | 7 | 0
2015 | MAPP_US_2_NE | MAPP_US | NE | Internal | Winter | B17 | 100 | 2000 | 0 | 58.4 | 59.89 | 7 | 0
2015 | MAPP_US_2_NE | MAPP_US | NE | Internal | Winter | B18 | 400 | 2000 | 0 | 58.4 | 58.68 | 7 | 0
2015 | MAPP_US_2_NE | MAPP_US | NE | Internal | Winter | B19 | 700 | 2000 | 0 | 58.4 | 56.67 | 7 | 0
2015 | MAPP_US_2_NE | MAPP_US | NE | Internal | Winter | B20 | 935 | 2000 | 0 | 58.4 | 55.37 | 7 | 0
2015 | MARITIMES_2_NEISO | MARITIMES | NEISO | Internal | Shoulder | B11 | 25 | 99999 | 1400 | 52.64 | 52.65 | 0.01 | 0
2015 | MARITIMES_2_NEISO | MARITIMES | NEISO | Internal | Shoulder | B12 | 200 | 99999 | 1400 | 52.64 | 52.65 | 0.01 | 0
2015 | MARITIMES_2_NEISO | MARITIMES | NEISO | Internal | Shoulder | B13 | 600 | 99999 | 1400 | 52.64 | 52.65 | 0.01 | 0
2015 | MARITIMES_2_NEISO | MARITIMES | NEISO | Internal | Shoulder | B14 | 900 | 99999 | 1400 | 52.64 | 52.65 | 0.01 | 0
2015 | MARITIMES_2_NEISO | MARITIMES | NEISO | Internal | Shoulder | B15 | 1203 | 99999 | 426.43 | 52.64 | 52.65 | 0.01 | 0
2015 | MARITIMES_2_NEISO | MARITIMES | NEISO | Internal | Summer | B1 | 10 | 99999 | 1400.01 | 81.34 | 81.35 | 0.01 | 0
2015 | MARITIMES_2_NEISO | MARITIMES | NEISO | Internal | Summer | B2 | 25 | 99999 | 1400 | 74.49 | 74.5 | 0.01 | 0
2015 | MARITIMES_2_NEISO | MARITIMES | NEISO | Internal | Summer | B3 | 75 | 99999 | 1400 | 68.97 | 68.98 | 0.01 | 0
2015 | MARITIMES_2_NEISO | MARITIMES | NEISO | Internal | Summer | B4 | 100 | 99999 | 1400 | 55.46 | 55.47 | 0.01 | 0
2015 | MARITIMES_2_NEISO | MARITIMES | NEISO | Internal | Summer | B5 | 200 | 99999 | 1400 | 49.94 | 49.95 | 0.01 | 0
2015 | MARITIMES_2_NEISO | MARITIMES | NEISO | Internal | Summer | B6 | 300 | 99999 | 1400 | 49.94 | 49.95 | 0.01 | 0
2015 | MARITIMES_2_NEISO | MARITIMES | NEISO | Internal | Summer | B7 | 400 | 99999 | 1400 | 49.94 | 49.95 | 0.01 | 0
2015 | MARITIMES_2_NEISO | MARITIMES | NEISO | Internal | Summer | B8 | 500 | 99999 | 1400 | 49.94 | 49.95 | 0.01 | 0
2015 | MARITIMES_2_NEISO | MARITIMES | NEISO | Internal | Summer | B9 | 800 | 99999 | 1400 | 49.94 | 49.95 | 0.01 | 0
2015 | MARITIMES_2_NEISO | MARITIMES | NEISO | Internal | Summer | B10 | 1262 | 99999 | 236.13 | 49.94 | 49.95 | 0.01 | 0
2015 | MARITIMES_2_NEISO | MARITIMES | NEISO | Internal | Winter | B16 | 25 | 99999 | 1400 | 61.03 | 61.04 | 0.01 | 0
2015 | MARITIMES_2_NEISO | MARITIMES | NEISO | Internal | Winter | B17 | 100 | 99999 | 1400 | 61.03 | 61.04 | 0.01 | 0
2015 | MARITIMES_2_NEISO | MARITIMES | NEISO | Internal | Winter | B18 | 400 | 99999 | 1400 | 61.03 | 61.04 | 0.01 | 0
2015 | MARITIMES_2_NEISO | MARITIMES | NEISO | Internal | Winter | B19 | 700 | 99999 | 1400 | 61.03 | 61.04 | 0.01 | 0
2015 | MARITIMES_2_NEISO | MARITIMES | NEISO | Internal | Winter | B20 | 935 | 99999 | 475.94 | 61.03 | 61.04 | 0.01 | 0
2015 | MISO_IN_2_MISO_MI | MISO_IN | MISO_MI | Internal | Shoulder | B11 | 25 | 5768 | 0 | 73.22 | 71.44 | 0.01 | 0
2015 | MISO_IN_2_MISO_MI | MISO_IN | MISO_MI | Internal | Shoulder | B12 | 200 | 5768 | 0.03 | 59.97 | 59.96 | 0.01 | 0
2015 | MISO_IN_2_MISO_MI | MISO_IN | MISO_MI | Internal | Shoulder | B13 | 600 | 5768 | 0.02 | 54.89 | 54.89 | 0.01 | 0
2015 | MISO_IN_2_MISO_MI | MISO_IN | MISO_MI | Internal | Shoulder | B14 | 900 | 5768 | 356.79 | 52.45 | 52.46 | 0.01 | 0
2015 | MISO_IN_2_MISO_MI | MISO_IN | MISO_MI | Internal | Shoulder | B15 | 1203 | 5768 | 103.56 | 51.79 | 51.8 | 0.01 | 0
2015 | MISO_IN_2_MISO_MI | MISO_IN | MISO_MI | Internal | Summer | B1 | 10 | 5768 | 0.46 | 86.58 | 86.57 | 0.01 | 0
2015 | MISO_IN_2_MISO_MI | MISO_IN | MISO_MI | Internal | Summer | B2 | 25 | 5768 | 0.19 | 83.78 | 83.77 | 0.01 | 0
2015 | MISO_IN_2_MISO_MI | MISO_IN | MISO_MI | Internal | Summer | B3 | 75 | 5768 | 0 | 83.77 | 82.49 | 0.01 | 0
2015 | MISO_IN_2_MISO_MI | MISO_IN | MISO_MI | Internal | Summer | B4 | 100 | 5768 | 0 | 81.8 | 81.44 | 0.01 | 0
2015 | MISO_IN_2_MISO_MI | MISO_IN | MISO_MI | Internal | Summer | B5 | 200 | 5768 | 0.02 | 74.37 | 74.36 | 0.01 | 0
2015 | MISO_IN_2_MISO_MI | MISO_IN | MISO_MI | Internal | Summer | B6 | 300 | 5768 | 0.02 | 65.02 | 65.01 | 0.01 | 0
2015 | MISO_IN_2_MISO_MI | MISO_IN | MISO_MI | Internal | Summer | B7 | 400 | 5768 | 0.03 | 55.08 | 55.08 | 0.01 | 0
2015 | MISO_IN_2_MISO_MI | MISO_IN | MISO_MI | Internal | Summer | B8 | 500 | 5768 | 1107.76 | 51.07 | 51.08 | 0.01 | 0
2015 | MISO_IN_2_MISO_MI | MISO_IN | MISO_MI | Internal | Summer | B9 | 800 | 5768 | 974.35 | 50.69 | 50.7 | 0.01 | 0
2015 | MISO_IN_2_MISO_MI | MISO_IN | MISO_MI | Internal | Summer | B10 | 1262 | 5768 | 1056.66 | 50.07 | 50.08 | 0.01 | 0
2015 | MISO_IN_2_MISO_MI | MISO_IN | MISO_MI | Internal | Winter | B16 | 25 | 5768 | 0.12 | 73.61 | 73.59 | 0.01 | 0
2015 | MISO_IN_2_MISO_MI | MISO_IN | MISO_MI | Internal | Winter | B17 | 100 | 5768 | 0.05 | 64.91 | 64.89 | 0.01 | 0
2015 | MISO_IN_2_MISO_MI | MISO_IN | MISO_MI | Internal | Winter | B18 | 400 | 5768 | 0.01 | 57.37 | 57.36 | 0.01 | 0
2015 | MISO_IN_2_MISO_MI | MISO_IN | MISO_MI | Internal | Winter | B19 | 700 | 5768 | 0.01 | 55.22 | 55.22 | 0.01 | 0
2015 | MISO_IN_2_MISO_MI | MISO_IN | MISO_MI | Internal | Winter | B20 | 935 | 5768 | 1150.98 | 52.1 | 52.11 | 0.01 | 0
2015 | MISO_IN_2_MISO_MO-IL | MISO_IN | MISO_MO-IL | Internal | Shoulder | B11 | 25 | 5000 | 2453.36 | 73.22 | 73.23 | 0.01 | 0
2015 | MISO_IN_2_MISO_MO-IL | MISO_IN | MISO_MO-IL | Internal | Shoulder | B12 | 200 | 5000 | 753.66 | 59.97 | 59.99 | 0.01 | 0
2015 | MISO_IN_2_MISO_MO-IL | MISO_IN | MISO_MO-IL | Internal | Shoulder | B13 | 600 | 5000 | 1047.92 | 54.89 | 54.9 | 0.01 | 0
2015 | MISO_IN_2_MISO_MO-IL | MISO_IN | MISO_MO-IL | Internal | Shoulder | B14 | 900 | 5000 | 1023.96 | 52.45 | 52.46 | 0.01 | 0
2015 | MISO_IN_2_MISO_MO-IL | MISO_IN | MISO_MO-IL | Internal | Shoulder | B15 | 1203 | 5000 | 1743.65 | 51.79 | 51.8 | 0.01 | 0
2015 | MISO_IN_2_MISO_MO-IL | MISO_IN | MISO_MO-IL | Internal | Summer | B1 | 10 | 5000 | 0.47 | 86.58 | 86.57 | 0.01 | 0
2015 | MISO_IN_2_MISO_MO-IL | MISO_IN | MISO_MO-IL | Internal | Summer | B2 | 25 | 5000 | 0.31 | 83.78 | 83.78 | 0.01 | 0
2015 | MISO_IN_2_MISO_MO-IL | MISO_IN | MISO_MO-IL | Internal | Summer | B3 | 75 | 5000 | 1634.59 | 83.77 | 83.78 | 0.01 | 0
2015 | MISO_IN_2_MISO_MO-IL | MISO_IN | MISO_MO-IL | Internal | Summer | B4 | 100 | 5000 | 1693.92 | 81.8 | 81.81 | 0.01 | 0
2015 | MISO_IN_2_MISO_MO-IL | MISO_IN | MISO_MO-IL | Internal | Summer | B5 | 200 | 5000 | 2232.65 | 74.37 | 74.38 | 0.01 | 0
2015 | MISO_IN_2_MISO_MO-IL | MISO_IN | MISO_MO-IL | Internal | Summer | B6 | 300 | 5000 | 2377.24 | 65.02 | 65.03 | 0.01 | 0
2015 | MISO_IN_2_MISO_MO-IL | MISO_IN | MISO_MO-IL | Internal | Summer | B7 | 400 | 5000 | 1319.51 | 55.08 | 55.09 | 0.01 | 0
2015 | MISO_IN_2_MISO_MO-IL | MISO_IN | MISO_MO-IL | Internal | Summer | B8 | 500 | 5000 | 598.5 | 51.07 | 51.08 | 0.01 | 0
2015 | MISO_IN_2_MISO_MO-IL | MISO_IN | MISO_MO-IL | Internal | Summer | B9 | 800 | 5000 | 1047.5 | 50.69 | 50.7 | 0.01 | 0
2015 | MISO_IN_2_MISO_MO-IL | MISO_IN | MISO_MO-IL | Internal | Summer | B10 | 1262 | 5000 | 1372.04 | 50.07 | 50.08 | 0.01 | 0
2015 | MISO_IN_2_MISO_MO-IL | MISO_IN | MISO_MO-IL | Internal | Winter | B16 | 25 | 5000 | 0.19 | 73.61 | 73.6 | 0.01 | 0
2015 | MISO_IN_2_MISO_MO-IL | MISO_IN | MISO_MO-IL | Internal | Winter | B17 | 100 | 5000 | 0.05 | 64.91 | 64.89 | 0.01 | 0
2015 | MISO_IN_2_MISO_MO-IL | MISO_IN | MISO_MO-IL | Internal | Winter | B18 | 400 | 5000 | 0.01 | 57.37 | 57.36 | 0.01 | 0
2015 | MISO_IN_2_MISO_MO-IL | MISO_IN | MISO_MO-IL | Internal | Winter | B19 | 700 | 5000 | 0.01 | 55.22 | 55.22 | 0.01 | 0
2015 | MISO_IN_2_MISO_MO-IL | MISO_IN | MISO_MO-IL | Internal | Winter | B20 | 935 | 5000 | 0 | 52.1 | 52.09 | 0.01 | 0
2015 | MISO_IN_2_NonRTO_Midwest | MISO_IN | NonRTO_Midwest | Internal | Shoulder | B11 | 25 | 4800 | 806.37 | 73.22 | 81.22 | 8 | 0
2015 | MISO_IN_2_NonRTO_Midwest | MISO_IN | NonRTO_Midwest | Internal | Shoulder | B12 | 200 | 4800 | 287.05 | 59.97 | 67.97 | 8 | 0
2015 | MISO_IN_2_NonRTO_Midwest | MISO_IN | NonRTO_Midwest | Internal | Shoulder | B13 | 600 | 4800 | 0 | 54.89 | 55 | 8 | 0
2015 | MISO_IN_2_NonRTO_Midwest | MISO_IN | NonRTO_Midwest | Internal | Shoulder | B14 | 900 | 4800 | 0 | 52.45 | 54.98 | 8 | 0
2015 | MISO_IN_2_NonRTO_Midwest | MISO_IN | NonRTO_Midwest | Internal | Shoulder | B15 | 1203 | 4800 | 0 | 51.79 | 52.38 | 8 | 0
2015 | MISO_IN_2_NonRTO_Midwest | MISO_IN | NonRTO_Midwest | Internal | Summer | B1 | 10 | 4800 | 0 | 86.58 | 91.24 | 8 | 0
2015 | MISO_IN_2_NonRTO_Midwest | MISO_IN | NonRTO_Midwest | Internal | Summer | B2 | 25 | 4800 | 0 | 83.78 | 91.24 | 8 | 0
2015 | MISO_IN_2_NonRTO_Midwest | MISO_IN | NonRTO_Midwest | Internal | Summer | B3 | 75 | 4800 | 0 | 83.77 | 91.24 | 8 | 0
2015 | MISO_IN_2_NonRTO_Midwest | MISO_IN | NonRTO_Midwest | Internal | Summer | B4 | 100 | 4800 | 701.34 | 81.8 | 89.8 | 8 | 0
2015 | MISO_IN_2_NonRTO_Midwest | MISO_IN | NonRTO_Midwest | Internal | Summer | B5 | 200 | 4800 | 390.85 | 74.37 | 82.37 | 8 | 0
2015 | MISO_IN_2_NonRTO_Midwest | MISO_IN | NonRTO_Midwest | Internal | Summer | B6 | 300 | 4800 | 0 | 65.02 | 59.21 | 8 | 0
2015 | MISO_IN_2_NonRTO_Midwest | MISO_IN | NonRTO_Midwest | Internal | Summer | B7 | 400 | 4800 | 0 | 55.08 | 55 | 8 | 0
2015 | MISO_IN_2_NonRTO_Midwest | MISO_IN | NonRTO_Midwest | Internal | Summer | B8 | 500 | 4800 | 0 | 51.07 | 54.72 | 8 | 0
2015 | MISO_IN_2_NonRTO_Midwest | MISO_IN | NonRTO_Midwest | Internal | Summer | B9 | 800 | 4800 | 0 | 50.69 | 52.4 | 8 | 0
2015 | MISO_IN_2_NonRTO_Midwest | MISO_IN | NonRTO_Midwest | Internal | Summer | B10 | 1262 | 4800 | 0 | 50.07 | 51.77 | 8 | 0
2015 | MISO_IN_2_NonRTO_Midwest | MISO_IN | NonRTO_Midwest | Internal | Winter | B16 | 25 | 4800 | 2135.95 | 73.61 | 81.61 | 8 | 0
2015 | MISO_IN_2_NonRTO_Midwest | MISO_IN | NonRTO_Midwest | Internal | Winter | B17 | 100 | 4800 | 1066.61 | 64.91 | 72.91 | 8 | 0
2015 | MISO_IN_2_NonRTO_Midwest | MISO_IN | NonRTO_Midwest | Internal | Winter | B18 | 400 | 4800 | 290.86 | 57.37 | 65.37 | 8 | 0
2015 | MISO_IN_2_NonRTO_Midwest | MISO_IN | NonRTO_Midwest | Internal | Winter | B19 | 700 | 4800 | 0 | 55.22 | 55 | 8 | 0
2015 | MISO_IN_2_NonRTO_Midwest | MISO_IN | NonRTO_Midwest | Internal | Winter | B20 | 935 | 4800 | 0 | 52.1 | 52.9 | 8 | 0
2015 | MISO_IN_2_PJM_ROR | MISO_IN | PJM_ROR | Internal | Shoulder | B11 | 25 | 1253 | 0 | 73.22 | 71.22 | 2 | 0
2015 | MISO_IN_2_PJM_ROR | MISO_IN | PJM_ROR | Internal | Shoulder | B12 | 200 | 1253 | 0 | 59.97 | 61.03 | 2 | 0
2015 | MISO_IN_2_PJM_ROR | MISO_IN | PJM_ROR | Internal | Shoulder | B13 | 600 | 1253 | 0.02 | 54.89 | 56.88 | 2 | 0
2015 | MISO_IN_2_PJM_ROR | MISO_IN | PJM_ROR | Internal | Shoulder | B14 | 900 | 1253 | 0.01 | 52.45 | 54.44 | 2 | 0
2015 | MISO_IN_2_PJM_ROR | MISO_IN | PJM_ROR | Internal | Shoulder | B15 | 1203 | 1253 | 0 | 51.79 | 51.63 | 2 | 0
2015 | MISO_IN_2_PJM_ROR | MISO_IN | PJM_ROR | Internal | Summer | B1 | 10 | 1253 | 0.44 | 86.58 | 88.56 | 2 | 0
2015 | MISO_IN_2_PJM_ROR | MISO_IN | PJM_ROR | Internal | Summer | B2 | 25 | 1253 | 0.01 | 83.78 | 85.47 | 2 | 0
2015 | MISO_IN_2_PJM_ROR | MISO_IN | PJM_ROR | Internal | Summer | B3 | 75 | 1253 | 0 | 83.77 | 84.49 | 2 | 0
2015 | MISO_IN_2_PJM_ROR | MISO_IN | PJM_ROR | Internal | Summer | B4 | 100 | 1253 | 0 | 81.8 | 79.81 | 2 | 0
2015 | MISO_IN_2_PJM_ROR | MISO_IN | PJM_ROR | Internal | Summer | B5 | 200 | 1253 | 0 | 74.37 | 72.4 | 2 | 0
2015 | MISO_IN_2_PJM_ROR | MISO_IN | PJM_ROR | Internal | Summer | B6 | 300 | 1253 | 0 | 65.02 | 64.03 | 2 | 0
2015 | MISO_IN_2_PJM_ROR | MISO_IN | PJM_ROR | Internal | Summer | B7 | 400 | 1253 | 200.77 | 55.08 | 57.08 | 2 | 0
2015 | MISO_IN_2_PJM_ROR | MISO_IN | PJM_ROR | Internal | Summer | B8 | 500 | 1253 | 0.02 | 51.07 | 53.06 | 2 | 0
2015 | MISO_IN_2_PJM_ROR | MISO_IN | PJM_ROR | Internal | Summer | B9 | 800 | 1253 | 0 | 50.69 | 50.64 | 2 | 0
2015 | MISO_IN_2_PJM_ROR | MISO_IN | PJM_ROR | Internal | Summer | B10 | 1262 | 1253 | 0 | 50.07 | 49.89 | 2 | 0
2015 | MISO_IN_2_PJM_ROR | MISO_IN | PJM_ROR | Internal | Winter | B16 | 25 | 1253 | 0.19 | 73.61 | 75.59 | 2 | 0
2015 | MISO_IN_2_PJM_ROR | MISO_IN | PJM_ROR | Internal | Winter | B17 | 100 | 1253 | 0.09 | 64.91 | 66.89 | 2 | 0
2015 | MISO_IN_2_PJM_ROR | MISO_IN | PJM_ROR | Internal | Winter | B18 | 400 | 1253 | 0.03 | 57.37 | 59.36 | 2 | 0
2015 | MISO_IN_2_PJM_ROR | MISO_IN | PJM_ROR | Internal | Winter | B19 | 700 | 1253 | 389.55 | 55.22 | 57.22 | 2 | 0
2015 | MISO_IN_2_PJM_ROR | MISO_IN | PJM_ROR | Internal | Winter | B20 | 935 | 1253 | 0 | 52.1 | 53.41 | 2 | 0
2015 | MISO_MI_2_IESO | MISO_MI | IESO | Internal | Shoulder | B11 | 25 | 2331 | 0 | 71.44 | 44.8 | 8 | 0
2015 | MISO_MI_2_IESO | MISO_MI | IESO | Internal | Shoulder | B12 | 200 | 2331 | 0 | 59.96 | 44.8 | 8 | 0
2015 | MISO_MI_2_IESO | MISO_MI | IESO | Internal | Shoulder | B13 | 600 | 2331 | 0 | 54.89 | 44.8 | 8 | 0
2015 | MISO_MI_2_IESO | MISO_MI | IESO | Internal | Shoulder | B14 | 900 | 2331 | 0 | 52.46 | 44.8 | 8 | 0
2015 | MISO_MI_2_IESO | MISO_MI | IESO | Internal | Shoulder | B15 | 1203 | 2331 | 0 | 51.8 | 44.8 | 8 | 0
2015 | MISO_MI_2_IESO | MISO_MI | IESO | Internal | Summer | B1 | 10 | 2331 | 0 | 86.57 | 79.57 | 8 | 0
2015 | MISO_MI_2_IESO | MISO_MI | IESO | Internal | Summer | B2 | 25 | 2331 | 0 | 83.77 | 76.77 | 8 | 0
2015 | MISO_MI_2_IESO | MISO_MI | IESO | Internal | Summer | B3 | 75 | 2331 | 0 | 82.49 | 64.98 | 8 | 0
2015 | MISO_MI_2_IESO | MISO_MI | IESO | Internal | Summer | B4 | 100 | 2331 | 0 | 81.44 | 63.93 | 8 | 0
2015 | MISO_MI_2_IESO | MISO_MI | IESO | Internal | Summer | B5 | 200 | 2331 | 0 | 74.36 | 52.99 | 8 | 0
2015 | MISO_MI_2_IESO | MISO_MI | IESO | Internal | Summer | B6 | 300 | 2331 | 0 | 65.01 | 42.9 | 8 | 0
2015 | MISO_MI_2_IESO | MISO_MI | IESO | Internal | Summer | B7 | 400 | 2331 | 0 | 55.08 | 42.9 | 8 | 0
2015 | MISO_MI_2_IESO | MISO_MI | IESO | Internal | Summer | B8 | 500 | 2331 | 0 | 51.08 | 42.9 | 8 | 0
2015 | MISO_MI_2_IESO | MISO_MI | IESO | Internal | Summer | B9 | 800 | 2331 | 0 | 50.7 | 42.9 | 8 | 0
2015 | MISO_MI_2_IESO | MISO_MI | IESO | Internal | Summer | B10 | 1262 | 2331 | 0 | 50.08 | 42.9 | 8 | 0
2015 | MISO_MI_2_IESO | MISO_MI | IESO | Internal | Winter | B16 | 25 | 2331 | 0 | 73.59 | 57.12 | 8 | 0
2015 | MISO_MI_2_IESO | MISO_MI | IESO | Internal | Winter | B17 | 100 | 2331 | 0 | 64.89 | 45.11 | 8 | 0
2015 | MISO_MI_2_IESO | MISO_MI | IESO | Internal | Winter | B18 | 400 | 2331 | 0 | 57.36 | 45.11 | 8 | 0
2015 | MISO_MI_2_IESO | MISO_MI | IESO | Internal | Winter | B19 | 700 | 2331 | 0 | 55.22 | 45.11 | 8 | 0
2015 | MISO_MI_2_IESO | MISO_MI | IESO | Internal | Winter | B20 | 935 | 2331 | 0 | 52.11 | 45.11 | 8 | 0
2015 | MISO_MI_2_MISO_IN | MISO_MI | MISO_IN | Internal | Shoulder | B11 | 25 | 2813 | 2813 | 71.44 | 73.22 | 0.01 | 1.76
2015 | MISO_MI_2_MISO_IN | MISO_MI | MISO_IN | Internal | Shoulder | B12 | 200 | 2813 | 5.5 | 59.96 | 59.97 | 0.01 | 0
2015 | MISO_MI_2_MISO_IN | MISO_MI | MISO_IN | Internal | Shoulder | B13 | 600 | 2813 | 0.02 | 54.89 | 54.89 | 0.01 | 0
2015 | MISO_MI_2_MISO_IN | MISO_MI | MISO_IN | Internal | Shoulder | B14 | 900 | 2813 | 0 | 52.46 | 52.45 | 0.01 | 0
2015 | MISO_MI_2_MISO_IN | MISO_MI | MISO_IN | Internal | Shoulder | B15 | 1203 | 2813 | 0 | 51.8 | 51.79 | 0.01 | 0
2015 | MISO_MI_2_MISO_IN | MISO_MI | MISO_IN | Internal | Summer | B1 | 10 | 2813 | 2156.86 | 86.57 | 86.58 | 0.01 | 0
2015 | MISO_MI_2_MISO_IN | MISO_MI | MISO_IN | Internal | Summer | B2 | 25 | 2813 | 1998.82 | 83.77 | 83.78 | 0.01 | 0
2015 | MISO_MI_2_MISO_IN | MISO_MI | MISO_IN | Internal | Summer | B3 | 75 | 2813 | 2813 | 82.49 | 83.77 | 0.01 | 1.27
2015 | MISO_MI_2_MISO_IN | MISO_MI | MISO_IN | Internal | Summer | B4 | 100 | 2813 | 2813 | 81.44 | 81.8 | 0.01 | 0.35
2015 | MISO_MI_2_MISO_IN | MISO_MI | MISO_IN | Internal | Summer | B5 | 200 | 2813 | 2794.27 | 74.36 | 74.37 | 0.01 | 0
2015 | MISO_MI_2_MISO_IN | MISO_MI | MISO_IN | Internal | Summer | B6 | 300 | 2813 | 1674.04 | 65.01 | 65.02 | 0.01 | 0
2015 | MISO_MI_2_MISO_IN | MISO_MI | MISO_IN | Internal | Summer | B7 | 400 | 2813 | 0.03 | 55.08 | 55.08 | 0.01 | 0
2015 | MISO_MI_2_MISO_IN | MISO_MI | MISO_IN | Internal | Summer | B8 | 500 | 2813 | 0.01 | 51.08 | 51.07 | 0.01 | 0
2015 | MISO_MI_2_MISO_IN | MISO_MI | MISO_IN | Internal | Summer | B9 | 800 | 2813 | 0 | 50.7 | 50.69 | 0.01 | 0
2015 | MISO_MI_2_MISO_IN | MISO_MI | MISO_IN | Internal | Summer | B10 | 1262 | 2813 | 0 | 50.08 | 50.07 | 0.01 | 0
2015 | MISO_MI_2_MISO_IN | MISO_MI | MISO_IN | Internal | Winter | B16 | 25 | 2813 | 2812.63 | 73.59 | 73.61 | 0.01 | 0.01
2015 | MISO_MI_2_MISO_IN | MISO_MI | MISO_IN | Internal | Winter | B17 | 100 | 2813 | 1276.98 | 64.89 | 64.91 | 0.01 | 0
2015 | MISO_MI_2_MISO_IN | MISO_MI | MISO_IN | Internal | Winter | B18 | 400 | 2813 | 495.37 | 57.36 | 57.37 | 0.01 | 0
2015 | MISO_MI_2_MISO_IN | MISO_MI | MISO_IN | Internal | Winter | B19 | 700 | 2813 | 0.01 | 55.22 | 55.22 | 0.01 | 0
2015 | MISO_MI_2_MISO_IN | MISO_MI | MISO_IN | Internal | Winter | B20 | 935 | 2813 | 0 | 52.11 | 52.1 | 0.01 | 0
2015 | MISO_MI_2_MISO_WUMS | MISO_MI | MISO_WUMS | Internal | Shoulder | B11 | 25 | 805 | 0 | 71.44 | 63.18 | 0.01 | 0
2015 | MISO_MI_2_MISO_WUMS | MISO_MI | MISO_WUMS | Internal | Shoulder | B12 | 200 | 805 | 0 | 59.96 | 59.03 | 0.01 | 0
2015 | MISO_MI_2_MISO_WUMS | MISO_MI | MISO_WUMS | Internal | Shoulder | B13 | 600 | 805 | 0 | 54.89 | 54.88 | 0.01 | 0
2015 | MISO_MI_2_MISO_WUMS | MISO_MI | MISO_WUMS | Internal | Shoulder | B14 | 900 | 805 | 0 | 52.46 | 52.44 | 0.01 | 0
2015 | MISO_MI_2_MISO_WUMS | MISO_MI | MISO_WUMS | Internal | Shoulder | B15 | 1203 | 805 | 0 | 51.8 | 50.89 | 0.01 | 0
2015 | MISO_MI_2_MISO_WUMS | MISO_MI | MISO_WUMS | Internal | Summer | B1 | 10 | 805 | 0.3 | 86.57 | 86.54 | 0.01 | 0
2015 | MISO_MI_2_MISO_WUMS | MISO_MI | MISO_WUMS | Internal | Summer | B2 | 25 | 805 | 0.01 | 83.77 | 83.47 | 0.01 | 0
2015 | MISO_MI_2_MISO_WUMS | MISO_MI | MISO_WUMS | Internal | Summer | B3 | 75 | 805 | 0.06 | 82.49 | 82.48 | 0.01 | 0
2015 | MISO_MI_2_MISO_WUMS | MISO_MI | MISO_WUMS | Internal | Summer | B4 | 100 | 805 | 0 | 81.44 | 63.18 | 0.01 | 0
2015 | MISO_MI_2_MISO_WUMS | MISO_MI | MISO_WUMS | Internal | Summer | B5 | 200 | 805 | 0 | 74.36 | 61.88 | 0.01 | 0
2015 | MISO_MI_2_MISO_WUMS | MISO_MI | MISO_WUMS | Internal | Summer | B6 | 300 | 805 | 0 | 65.01 | 59.84 | 0.01 | 0
2015 | MISO_MI_2_MISO_WUMS | MISO_MI | MISO_WUMS | Internal | Summer | B7 | 400 | 805 | 0.02 | 55.08 | 55.08 | 0.01 | 0
2015 | MISO_MI_2_MISO_WUMS | MISO_MI | MISO_WUMS | Internal | Summer | B8 | 500 | 805 | 0 | 51.08 | 51.06 | 0.01 | 0
2015 | MISO_MI_2_MISO_WUMS | MISO_MI | MISO_WUMS | Internal | Summer | B9 | 800 | 805 | 0 | 50.7 | 49.73 | 0.01 | 0
2015 | MISO_MI_2_MISO_WUMS | MISO_MI | MISO_WUMS | Internal | Summer | B10 | 1262 | 805 | 0 | 50.08 | 49.73 | 0.01 | 0
2015 | MISO_MI_2_MISO_WUMS | MISO_MI | MISO_WUMS | Internal | Winter | B16 | 25 | 805 | 0 | 73.59 | 63.18 | 0.01 | 0
2015 | MISO_MI_2_MISO_WUMS | MISO_MI | MISO_WUMS | Internal | Winter | B17 | 100 | 805 | 0 | 64.89 | 62.54 | 0.01 | 0
2015 | MISO_MI_2_MISO_WUMS | MISO_MI | MISO_WUMS | Internal | Winter | B18 | 400 | 805 | 0.01 | 57.36 | 57.35 | 0.01 | 0
2015 | MISO_MI_2_MISO_WUMS | MISO_MI | MISO_WUMS | Internal | Winter | B19 | 700 | 805 | 0 | 55.22 | 55.21 | 0.01 | 0
2015 | MISO_MI_2_MISO_WUMS | MISO_MI | MISO_WUMS | Internal | Winter | B20 | 935 | 805 | 0 | 52.11 | 52.1 | 0.01 | 0
2015 | MISO_MI_2_PJM_ROR | MISO_MI | PJM_ROR | Internal | Shoulder | B11 | 25 | 1424 | 0 | 71.44 | 71.22 | 2 | 0
2015 | MISO_MI_2_PJM_ROR | MISO_MI | PJM_ROR | Internal | Shoulder | B12 | 200 | 1424 | 0 | 59.96 | 61.03 | 2 | 0
2015 | MISO_MI_2_PJM_ROR | MISO_MI | PJM_ROR | Internal | Shoulder | B13 | 600 | 1424 | 0.02 | 54.89 | 56.88 | 2 | 0
2015 | MISO_MI_2_PJM_ROR | MISO_MI | PJM_ROR | Internal | Shoulder | B14 | 900 | 1424 | 0 | 52.46 | 54.44 | 2 | 0
2015 | MISO_MI_2_PJM_ROR | MISO_MI | PJM_ROR | Internal | Shoulder | B15 | 1203 | 1424 | 0 | 51.8 | 51.63 | 2 | 0
2015 | MISO_MI_2_PJM_ROR | MISO_MI | PJM_ROR | Internal | Summer | B1 | 10 | 1424 | 0.9 | 86.57 | 88.56 | 2 | 0
2015 | MISO_MI_2_PJM_ROR | MISO_MI | PJM_ROR | Internal | Summer | B2 | 25 | 1424 | 0.02 | 83.77 | 85.47 | 2 | 0
2015 | MISO_MI_2_PJM_ROR | MISO_MI | PJM_ROR | Internal | Summer | B3 | 75 | 1424 | 170.67 | 82.49 | 84.49 | 2 | 0
2015 | MISO_MI_2_PJM_ROR | MISO_MI | PJM_ROR | Internal | Summer | B4 | 100 | 1424 | 0 | 81.44 | 79.81 | 2 | 0
2015 | MISO_MI_2_PJM_ROR | MISO_MI | PJM_ROR | Internal | Summer | B5 | 200 | 1424 | 0 | 74.36 | 72.4 | 2 | 0
2015 | MISO_MI_2_PJM_ROR | MISO_MI | PJM_ROR | Internal | Summer | B6 | 300 | 1424 | 0 | 65.01 | 64.03 | 2 | 0
2015 | MISO_MI_2_PJM_ROR | MISO_MI | PJM_ROR | Internal | Summer | B7 | 400 | 1424 | 258.4 | 55.08 | 57.08 | 2 | 0
2015 | MISO_MI_2_PJM_ROR | MISO_MI | PJM_ROR | Internal | Summer | B8 | 500 | 1424 | 0 | 51.08 | 53.06 | 2 | 0
2015 | MISO_MI_2_PJM_ROR | MISO_MI | PJM_ROR | Internal | Summer | B9 | 800 | 1424 | 0 | 50.7 | 50.64 | 2 | 0
2015 | MISO_MI_2_PJM_ROR | MISO_MI | PJM_ROR | Internal | Summer | B10 | 1262 | 1424 | 0 | 50.08 | 49.89 | 2 | 0
2015 | MISO_MI_2_PJM_ROR | MISO_MI | PJM_ROR | Internal | Winter | B16 | 25 | 1424 | 680.64 | 73.59 | 75.59 | 2 | 0
2015 | MISO_MI_2_PJM_ROR | MISO_MI | PJM_ROR | Internal | Winter | B17 | 100 | 1424 | 75.68 | 64.89 | 66.89 | 2 | 0
2015 | MISO_MI_2_PJM_ROR | MISO_MI | PJM_ROR | Internal | Winter | B18 | 400 | 1424 | 659.07 | 57.36 | 59.36 | 2 | 0
2015 | MISO_MI_2_PJM_ROR | MISO_MI | PJM_ROR | Internal | Winter | B19 | 700 | 1424 | 677.05 | 55.22 | 57.22 | 2 | 0
2015 | MISO_MI_2_PJM_ROR | MISO_MI | PJM_ROR | Internal | Winter | B20 | 935 | 1424 | 0 | 52.11 | 53.41 | 2 | 0
2015 | MISO_MO-IL_2_ENT | MISO_MO-IL | ENT | Internal | Shoulder | B11 | 25 | 2540 | 0 | 73.23 | 78.22 | 8 | 0
2015 | MISO_MO-IL_2_ENT | MISO_MO-IL | ENT | Internal | Shoulder | B12 | 200 | 2540 | 0 | 59.99 | 56.18 | 8 | 0
2015 | MISO_MO-IL_2_ENT | MISO_MO-IL | ENT | Internal | Shoulder | B13 | 600 | 2540 | 0 | 54.9 | 56.18 | 8 | 0
2015 | MISO_MO-IL_2_ENT | MISO_MO-IL | ENT | Internal | Shoulder | B14 | 900 | 2540 | 0 | 52.46 | 54.65 | 8 | 0
2015 | MISO_MO-IL_2_ENT | MISO_MO-IL | ENT | Internal | Shoulder | B15 | 1203 | 2540 | 0 | 51.8 | 54.32 | 8 | 0
2015 | MISO_MO-IL_2_ENT | MISO_MO-IL | ENT | Internal | Summer | B1 | 10 | 2540 | 0 | 86.57 | 86.57 | 8 | 0
2015 | MISO_MO-IL_2_ENT | MISO_MO-IL | ENT | Internal | Summer | B2 | 25 | 2540 | 0 | 83.78 | 84.81 | 8 | 0
2015 | MISO_MO-IL_2_ENT | MISO_MO-IL | ENT | Internal | Summer | B3 | 75 | 2540 | 0 | 83.78 | 84.81 | 8 | 0
2015 | MISO_MO-IL_2_ENT | MISO_MO-IL | ENT | Internal | Summer | B4 | 100 | 2540 | 0 | 81.81 | 84.81 | 8 | 0
2015 | MISO_MO-IL_2_ENT | MISO_MO-IL | ENT | Internal | Summer | B5 | 200 | 2540 | 0 | 74.38 | 78.33 | 8 | 0
2015 | MISO_MO-IL_2_ENT | MISO_MO-IL | ENT | Internal | Summer | B6 | 300 | 2540 | 0 | 65.03 | 68.21 | 8 | 0
2015 | MISO_MO-IL_2_ENT | MISO_MO-IL | ENT | Internal | Summer | B7 | 400 | 2540 | 0 | 55.09 | 59.03 | 8 | 0
2015 | MISO_MO-IL_2_ENT | MISO_MO-IL | ENT | Internal | Summer | B8 | 500 | 2540 | 0 | 51.08 | 55.37 | 8 | 0
2015 | MISO_MO-IL_2_ENT | MISO_MO-IL | ENT | Internal | Summer | B9 | 800 | 2540 | 0 | 50.7 | 54.24 | 8 | 0
2015 | MISO_MO-IL_2_ENT | MISO_MO-IL | ENT | Internal | Summer | B10 | 1262 | 2540 | 0 | 50.08 | 53.15 | 8 | 0
2015 | MISO_MO-IL_2_ENT | MISO_MO-IL | ENT | Internal | Winter | B16 | 25 | 2540 | 0 | 73.6 | 73.59 | 8 | 0
2015 | MISO_MO-IL_2_ENT | MISO_MO-IL | ENT | Internal | Winter | B17 | 100 | 2540 | 0 | 64.89 | 58.6 | 8 | 0
2015 | MISO_MO-IL_2_ENT | MISO_MO-IL | ENT | Internal | Winter | B18 | 400 | 2540 | 0 | 57.36 | 57.62 | 8 | 0
2015 | MISO_MO-IL_2_ENT | MISO_MO-IL | ENT | Internal | Winter | B19 | 700 | 2540 | 0 | 55.22 | 56.65 | 8 | 0
2015 | MISO_MO-IL_2_ENT | MISO_MO-IL | ENT | Internal | Winter | B20 | 935 | 2540 | 0 | 52.09 | 56.65 | 8 | 0
2015 | MISO_MO-IL_2_MISO_IN | MISO_MO-IL | MISO_IN | Internal | Shoulder | B11 | 25 | 2100 | 0.19 | 73.23 | 73.22 | 0.01 | 0
2015 | MISO_MO-IL_2_MISO_IN | MISO_MO-IL | MISO_IN | Internal | Shoulder | B12 | 200 | 2100 | 0.03 | 59.99 | 59.97 | 0.01 | 0
2015 | MISO_MO-IL_2_MISO_IN | MISO_MO-IL | MISO_IN | Internal | Shoulder | B13 | 600 | 2100 | 0 | 54.9 | 54.89 | 0.01 | 0
2015 | MISO_MO-IL_2_MISO_IN | MISO_MO-IL | MISO_IN | Internal | Shoulder | B14 | 900 | 2100 | 0 | 52.46 | 52.45 | 0.01 | 0
2015 | MISO_MO-IL_2_MISO_IN | MISO_MO-IL | MISO_IN | Internal | Shoulder | B15 | 1203 | 2100 | 0 | 51.8 | 51.79 | 0.01 | 0
2015 | MISO_MO-IL_2_MISO_IN | MISO_MO-IL | MISO_IN | Internal | Summer | B1 | 10 | 2100 | 93.67 | 86.57 | 86.58 | 0.01 | 0
2015 | MISO_MO-IL_2_MISO_IN | MISO_MO-IL | MISO_IN | Internal | Summer | B2 | 25 | 2100 | 0.43 | 83.78 | 83.78 | 0.01 | 0
2015 | MISO_MO-IL_2_MISO_IN | MISO_MO-IL | MISO_IN | Internal | Summer | B3 | 75 | 2100 | 0.07 | 83.78 | 83.77 | 0.01 | 0
2015 | MISO_MO-IL_2_MISO_IN | MISO_MO-IL | MISO_IN | Internal | Summer | B4 | 100 | 2100 | 0.05 | 81.81 | 81.8 | 0.01 | 0
2015 | MISO_MO-IL_2_MISO_IN | MISO_MO-IL | MISO_IN | Internal | Summer | B5 | 200 | 2100 | 0.02 | 74.38 | 74.37 | 0.01 | 0
2015 | MISO_MO-IL_2_MISO_IN | MISO_MO-IL | MISO_IN | Internal | Summer | B6 | 300 | 2100 | 0.02 | 65.03 | 65.02 | 0.01 | 0
2015 | MISO_MO-IL_2_MISO_IN | MISO_MO-IL | MISO_IN | Internal | Summer | B7 | 400 | 2100 | 0.01 | 55.09 | 55.08 | 0.01 | 0
2015 | MISO_MO-IL_2_MISO_IN | MISO_MO-IL | MISO_IN | Internal | Summer | B8 | 500 | 2100 | 0.01 | 51.08 | 51.07 | 0.01 | 0
2015 | MISO_MO-IL_2_MISO_IN | MISO_MO-IL | MISO_IN | Internal | Summer | B9 | 800 | 2100 | 0 | 50.7 | 50.69 | 0.01 | 0
2015 | MISO_MO-IL_2_MISO_IN | MISO_MO-IL | MISO_IN | Internal | Summer | B10 | 1262 | 2100 | 0 | 50.08 | 50.07 | 0.01 | 0
2015 | MISO_MO-IL_2_MISO_IN | MISO_MO-IL | MISO_IN | Internal | Winter | B16 | 25 | 2100 | 663.67 | 73.6 | 73.61 | 0.01 | 0
2015 | MISO_MO-IL_2_MISO_IN | MISO_MO-IL | MISO_IN | Internal | Winter | B17 | 100 | 2100 | 376.33 | 64.89 | 64.91 | 0.01 | 0
2015 | MISO_MO-IL_2_MISO_IN | MISO_MO-IL | MISO_IN | Internal | Winter | B18 | 400 | 2100 | 156.83 | 57.36 | 57.37 | 0.01 | 0
2015 | MISO_MO-IL_2_MISO_IN | MISO_MO-IL | MISO_IN | Internal | Winter | B19 | 700 | 2100 | 0.01 | 55.22 | 55.22 | 0.01 | 0
2015 | MISO_MO-IL_2_MISO_IN | MISO_MO-IL | MISO_IN | Internal | Winter | B20 | 935 | 2100 | 889.54 | 52.09 | 52.1 | 0.01 | 0
2015 | MISO_MO-IL_2_MISO_W | MISO_MO-IL | MISO_W | Internal | Shoulder | B11 | 25 | 1082 | 0.2 | 73.23 | 73.22 | 0.01 | 0
2015 | MISO_MO-IL_2_MISO_W | MISO_MO-IL | MISO_W | Internal | Shoulder | B12 | 200 | 1082 | 0.02 | 59.99 | 59.97 | 0.01 | 0
2015 | MISO_MO-IL_2_MISO_W | MISO_MO-IL | MISO_W | Internal | Shoulder | B13 | 600 | 1082 | 0 | 54.9 | 54.89 | 0.01 | 0
2015 | MISO_MO-IL_2_MISO_W | MISO_MO-IL | MISO_W | Internal | Shoulder | B14 | 900 | 1082 | 0 | 52.46 | 52.45 | 0.01 | 0
2015 | MISO_MO-IL_2_MISO_W | MISO_MO-IL | MISO_W | Internal | Shoulder | B15 | 1203 | 1082 | 368.39 | 51.8 | 51.81 | 0.01 | 0
2015 | MISO_MO-IL_2_MISO_W | MISO_MO-IL | MISO_W | Internal | Summer | B1 | 10 | 1082 | 0.45 | 86.57 | 86.56 | 0.01 | 0
2015 | MISO_MO-IL_2_MISO_W | MISO_MO-IL | MISO_W | Internal | Summer | B2 | 25 | 1082 | 0.19 | 83.78 | 83.77 | 0.01 | 0
2015 | MISO_MO-IL_2_MISO_W | MISO_MO-IL | MISO_W | Internal | Summer | B3 | 75 | 1082 | 0.06 | 83.78 | 83.77 | 0.01 | 0
2015 | MISO_MO-IL_2_MISO_W | MISO_MO-IL | MISO_W | Internal | Summer | B4 | 100 | 1082 | 0.09 | 81.81 | 81.81 | 0.01 | 0
2015 | MISO_MO-IL_2_MISO_W | MISO_MO-IL | MISO_W | Internal | Summer | B5 | 200 | 1082 | 602.29 | 74.38 | 74.4 | 0.01 | 0
2015 | MISO_MO-IL_2_MISO_W | MISO_MO-IL | MISO_W | Internal | Summer | B6 | 300 | 1082 | 1082 | 65.03 | 66.03 | 0.01 | 0.99
2015 | MISO_MO-IL_2_MISO_W | MISO_MO-IL | MISO_W | Internal | Summer | B7 | 400 | 1082 | 0.02 | 55.09 | 55.09 | 0.01 | 0
2015 | MISO_MO-IL_2_MISO_W | MISO_MO-IL | MISO_W | Internal | Summer | B8 | 500 | 1082 | 0 | 51.08 | 51.07 | 0.01 | 0
2015 | MISO_MO-IL_2_MISO_W | MISO_MO-IL | MISO_W | Internal | Summer | B9 | 800 | 1082 | 0 | 50.7 | 50.69 | 0.01 | 0
2015 | MISO_MO-IL_2_MISO_W | MISO_MO-IL | MISO_W | Internal | Summer | B10 | 1262 | 1082 | 0 | 50.08 | 50.07 | 0.01 | 0
2015 | MISO_MO-IL_2_MISO_W | MISO_MO-IL | MISO_W | Internal | Winter | B16 | 25 | 1082 | 0.19 | 73.6 | 73.59 | 0.01 | 0
2015 | MISO_MO-IL_2_MISO_W | MISO_MO-IL | MISO_W | Internal | Winter | B17 | 100 | 1082 | 0.09 | 64.89 | 64.89 | 0.01 | 0
2015 | MISO_MO-IL_2_MISO_W | MISO_MO-IL | MISO_W | Internal | Winter | B18 | 400 | 1082 | 0.02 | 57.36 | 57.36 | 0.01 | 0
2015 | MISO_MO-IL_2_MISO_W | MISO_MO-IL | MISO_W | Internal | Winter | B19 | 700 | 1082 | 0.01 | 55.22 | 55.22 | 0.01 | 0
2015 | MISO_MO-IL_2_MISO_W | MISO_MO-IL | MISO_W | Internal | Winter | B20 | 935 | 1082 | 0.01 | 52.09 | 52.09 | 0.01 | 0
2015 | MISO_MO-IL_2_PJM_ROR | MISO_MO-IL | PJM_ROR | Internal | Shoulder | B11 | 25 | 1212 | 0 | 73.23 | 71.22 | 2 | 0
2015 | MISO_MO-IL_2_PJM_ROR | MISO_MO-IL | PJM_ROR | Internal | Shoulder | B12 | 200 | 1212 | 0 | 59.99 | 61.03 | 2 | 0
2015 | MISO_MO-IL_2_PJM_ROR | MISO_MO-IL | PJM_ROR | Internal | Shoulder | B13 | 600 | 1212 | 0 | 54.9 | 56.88 | 2 | 0
2015 | MISO_MO-IL_2_PJM_ROR | MISO_MO-IL | PJM_ROR | Internal | Shoulder | B14 | 900 | 1212 | 0 | 52.46 | 54.44 | 2 | 0
2015 | MISO_MO-IL_2_PJM_ROR | MISO_MO-IL | PJM_ROR | Internal | Shoulder | B15 | 1203 | 1212 | 0 | 51.8 | 51.63 | 2 | 0
2015 | MISO_MO-IL_2_PJM_ROR | MISO_MO-IL | PJM_ROR | Internal | Summer | B1 | 10 | 1212 | 0.86 | 86.57 | 88.56 | 2 | 0
2015 | MISO_MO-IL_2_PJM_ROR | MISO_MO-IL | PJM_ROR | Internal | Summer | B2 | 25 | 1212 | 0.01 | 83.78 | 85.47 | 2 | 0
2015 | MISO_MO-IL_2_PJM_ROR | MISO_MO-IL | PJM_ROR | Internal | Summer | B3 | 75 | 1212 | 0 | 83.78 | 84.49 | 2 | 0
2015 | MISO_MO-IL_2_PJM_ROR | MISO_MO-IL | PJM_ROR | Internal | Summer | B4 | 100 | 1212 | 0 | 81.81 | 79.81 | 2 | 0
2015 | MISO_MO-IL_2_PJM_ROR | MISO_MO-IL | PJM_ROR | Internal | Summer | B5 | 200 | 1212 | 0 | 74.38 | 72.4 | 2 | 0
2015 | MISO_MO-IL_2_PJM_ROR | MISO_MO-IL | PJM_ROR | Internal | Summer | B6 | 300 | 1212 | 0 | 65.03 | 64.03 | 2 | 0
2015 | MISO_MO-IL_2_PJM_ROR | MISO_MO-IL | PJM_ROR | Internal | Summer | B7 | 400 | 1212 | 0.02 | 55.09 | 57.08 | 2 | 0
2015 | MISO_MO-IL_2_PJM_ROR | MISO_MO-IL | PJM_ROR | Internal | Summer | B8 | 500 | 1212 | 0 | 51.08 | 53.06 | 2 | 0
2015 | MISO_MO-IL_2_PJM_ROR | MISO_MO-IL | PJM_ROR | Internal | Summer | B9 | 800 | 1212 | 0 | 50.7 | 50.64 | 2 | 0
2015 | MISO_MO-IL_2_PJM_ROR | MISO_MO-IL | PJM_ROR | Internal | Summer | B10 | 1262 | 1212 | 0 | 50.08 | 49.89 | 2 | 0
2015 | MISO_MO-IL_2_PJM_ROR | MISO_MO-IL | PJM_ROR | Internal | Winter | B16 | 25 | 1212 | 0.37 | 73.6 | 75.59 | 2 | 0
2015 | MISO_MO-IL_2_PJM_ROR | MISO_MO-IL | PJM_ROR | Internal | Winter | B17 | 100 | 1212 | 63.97 | 64.89 | 66.89 | 2 | 0
2015 | MISO_MO-IL_2_PJM_ROR | MISO_MO-IL | PJM_ROR | Internal | Winter | B18 | 400 | 1212 | 176.88 | 57.36 | 59.36 | 2 | 0
2015 | MISO_MO-IL_2_PJM_ROR | MISO_MO-IL | PJM_ROR | Internal | Winter | B19 | 700 | 1212 | 410.18 | 55.22 | 57.22 | 2 | 0
2015 | MISO_MO-IL_2_PJM_ROR | MISO_MO-IL | PJM_ROR | Internal | Winter | B20 | 935 | 1212 | 0 | 52.09 | 53.41 | 2 | 0
2015 | MISO_MO-IL_2_SPP_N | MISO_MO-IL | SPP_N | Internal | Shoulder | B11 | 25 | 4019 | 0 | 73.23 | 80.22 | 8 | 0
2015 | MISO_MO-IL_2_SPP_N | MISO_MO-IL | SPP_N | Internal | Shoulder | B12 | 200 | 4019 | 0 | 59.99 | 62.72 | 8 | 0
2015 | MISO_MO-IL_2_SPP_N | MISO_MO-IL | SPP_N | Internal | Shoulder | B13 | 600 | 4019 | 0 | 54.9 | 56.72 | 8 | 0
2015 | MISO_MO-IL_2_SPP_N | MISO_MO-IL | SPP_N | Internal | Shoulder | B14 | 900 | 4019 | 0 | 52.46 | 56.15 | 8 | 0
2015 | MISO_MO-IL_2_SPP_N | MISO_MO-IL | SPP_N | Internal | Shoulder | B15 | 1203 | 4019 | 0 | 51.8 | 54.2 | 8 | 0
2015 | MISO_MO-IL_2_SPP_N | MISO_MO-IL | SPP_N | Internal | Summer | B1 | 10 | 4019 | 0 | 86.57 | 87.55 | 8 | 0
2015 | MISO_MO-IL_2_SPP_N | MISO_MO-IL | SPP_N | Internal | Summer | B2 | 25 | 4019 | 0 | 83.78 | 87.55 | 8 | 0
2015 | MISO_MO-IL_2_SPP_N | MISO_MO-IL | SPP_N | Internal | Summer | B3 | 75 | 4019 | 0 | 83.78 | 87.55 | 8 | 0
2015 | MISO_MO-IL_2_SPP_N | MISO_MO-IL | SPP_N | Internal | Summer | B4 | 100 | 4019 | 0 | 81.81 | 84.94 | 8 | 0
2015 | MISO_MO-IL_2_SPP_N | MISO_MO-IL | SPP_N | Internal | Summer | B5 | 200 | 4019 | 0 | 74.38 | 81.4 | 8 | 0
2015 | MISO_MO-IL_2_SPP_N | MISO_MO-IL | SPP_N | Internal | Summer | B6 | 300 | 4019 | 165.29 | 65.03 | 73.03 | 8 | 0
2015 | MISO_MO-IL_2_SPP_N | MISO_MO-IL | SPP_N | Internal | Summer | B7 | 400 | 4019 | 0 | 55.09 | 62.09 | 8 | 0
2015 | MISO_MO-IL_2_SPP_N | MISO_MO-IL | SPP_N | Internal | Summer | B8 | 500 | 4019 | 0 | 51.08 | 58.07 | 8 | 0
2015 | MISO_MO-IL_2_SPP_N | MISO_MO-IL | SPP_N | Internal | Summer | B9 | 800 | 4019 | 0 | 50.7 | 54.81 | 8 | 0
2015 | MISO_MO-IL_2_SPP_N | MISO_MO-IL | SPP_N | Internal | Summer | B10 | 1262 | 4019 | 0 | 50.08 | 52.93 | 8 | 0
2015 | MISO_MO-IL_2_SPP_N | MISO_MO-IL | SPP_N | Internal | Winter | B16 | 25 | 4019 | 0 | 73.6 | 80.59 | 8 | 0
2015 | MISO_MO-IL_2_SPP_N | MISO_MO-IL | SPP_N | Internal | Winter | B17 | 100 | 4019 | 0 | 64.89 | 59.91 | 8 | 0
2015 | MISO_MO-IL_2_SPP_N | MISO_MO-IL | SPP_N | Internal | Winter | B18 | 400 | 4019 | 0 | 57.36 | 58.7 | 8 | 0
2015 | MISO_MO-IL_2_SPP_N | MISO_MO-IL | SPP_N | Internal | Winter | B19 | 700 | 4019 | 0 | 55.22 | 56.68 | 8 | 0
2015 | MISO_MO-IL_2_SPP_N | MISO_MO-IL | SPP_N | Internal | Winter | B20 | 935 | 4019 | 0 | 52.09 | 56.62 | 8 | 0
2015 | MISO_MO-IL_2_TVA_Transmission | MISO_MO-IL | TVA_Transmission | Internal | Shoulder | B11 | 25 | 4000 | 0 | 73.23 | 77.22 | 8 | 0
2015 | MISO_MO-IL_2_TVA_Transmission | MISO_MO-IL | TVA_Transmission | Internal | Shoulder | B12 | 200 | 4000 | 0 | 59.99 | 62.03 | 8 | 0
2015 | MISO_MO-IL_2_TVA_Transmission | MISO_MO-IL | TVA_Transmission | Internal | Shoulder | B13 | 600 | 4000 | 0 | 54.9 | 59.13 | 8 | 0
2015 | MISO_MO-IL_2_TVA_Transmission | MISO_MO-IL | TVA_Transmission | Internal | Shoulder | B14 | 900 | 4000 | 0 | 52.46 | 58.48 | 8 | 0
2015 | MISO_MO-IL_2_TVA_Transmission | MISO_MO-IL | TVA_Transmission | Internal | Shoulder | B15 | 1203 | 4000 | 0 | 51.8 | 57.63 | 8 | 0
2015 | MISO_MO-IL_2_TVA_Transmission | MISO_MO-IL | TVA_Transmission | Internal | Summer | B1 | 10 | 4000 | 239.41 | 86.57 | 94.57 | 8 | 0
2015 | MISO_MO-IL_2_TVA_Transmission | MISO_MO-IL | TVA_Transmission | Internal | Summer | B2 | 25 | 4000 | 71.6 | 83.78 | 91.78 | 8 | 0
2015 | MISO_MO-IL_2_TVA_Transmission | MISO_MO-IL | TVA_Transmission | Internal | Summer | B3 | 75 | 4000 | 0 | 83.78 | 90.49 | 8 | 0
2015 | MISO_MO-IL_2_TVA_Transmission | MISO_MO-IL | TVA_Transmission | Internal | Summer | B4 | 100 | 4000 | 0 | 81.81 | 85.81 | 8 | 0
2015 | MISO_MO-IL_2_TVA_Transmission | MISO_MO-IL | TVA_Transmission | Internal | Summer | B5 | 200 | 4000 | 0 | 74.38 | 78.04 | 8 | 0
2015 | MISO_MO-IL_2_TVA_Transmission | MISO_MO-IL | TVA_Transmission | Internal | Summer | B6 | 300 | 4000 | 0 | 65.03 | 67.21 | 8 | 0
2015 | MISO_MO-IL_2_TVA_Transmission | MISO_MO-IL | TVA_Transmission | Internal | Summer | B7 | 400 | 4000 | 0 | 55.09 | 60.05 | 8 | 0
2015 | MISO_MO-IL_2_TVA_Transmission | MISO_MO-IL | TVA_Transmission | Internal | Summer | B8 | 500 | 4000 | 0 | 51.08 | 57.81 | 8 | 0
2015 | MISO_MO-IL_2_TVA_Transmission | MISO_MO-IL | TVA_Transmission | Internal | Summer | B9 | 800 | 4000 | 0 | 50.7 | 56.64 | 8 | 0
2015 | MISO_MO-IL_2_TVA_Transmission | MISO_MO-IL | TVA_Transmission | Internal | Summer | B10 | 1262 | 4000 | 0 | 50.08 | 55.21 | 8 | 0
2015 | MISO_MO-IL_2_TVA_Transmission | MISO_MO-IL | TVA_Transmission | Internal | Winter | B16 | 25 | 4000 | 0.38 | 73.6 | 81.59 | 8 | 0
2015 | MISO_MO-IL_2_TVA_Transmission | MISO_MO-IL | TVA_Transmission | Internal | Winter | B17 | 100 | 4000 | 0 | 64.89 | 65.85 | 8 | 0
2015 | MISO_MO-IL_2_TVA_Transmission | MISO_MO-IL | TVA_Transmission | Internal | Winter | B18 | 400 | 4000 | 0 | 57.36 | 61.76 | 8 | 0
2015 | MISO_MO-IL_2_TVA_Transmission | MISO_MO-IL | TVA_Transmission | Internal | Winter | B19 | 700 | 4000 | 0 | 55.22 | 60.49 | 8 | 0
2015 | MISO_MO-IL_2_TVA_Transmission | MISO_MO-IL | TVA_Transmission | Internal | Winter | B20 | 935 | 4000 | 0 | 52.09 | 59.41 | 8 | 0
2015 | MISO_W_2_IESO | MISO_W | IESO | Internal | Shoulder | B11 | 25 | 157 | 0 | 73.22 | 44.8 | 8 | 0
2015 | MISO_W_2_IESO | MISO_W | IESO | Internal | Shoulder | B12 | 200 | 157 | 0 | 59.97 | 44.8 | 8 | 0
2015 | MISO_W_2_IESO | MISO_W | IESO | Internal | Shoulder | B13 | 600 | 157 | 0 | 54.89 | 44.8 | 8 | 0
2015 | MISO_W_2_IESO | MISO_W | IESO | Internal | Shoulder | B14 | 900 | 157 | 0 | 52.45 | 44.8 | 8 | 0
2015 | MISO_W_2_IESO | MISO_W | IESO | Internal | Shoulder | B15 | 1203 | 157 | 0 | 51.81 | 44.8 | 8 | 0
2015 | MISO_W_2_IESO | MISO_W | IESO | Internal | Summer | B1 | 10 | 157 | 0 | 86.56 | 79.57 | 8 | 0
2015 | MISO_W_2_IESO | MISO_W | IESO | Internal | Summer | B2 | 25 | 157 | 0 | 83.77 | 76.77 | 8 | 0
2015 | MISO_W_2_IESO | MISO_W | IESO | Internal | Summer | B3 | 75 | 157 | 0 | 83.77 | 64.98 | 8 | 0
2015 | MISO_W_2_IESO | MISO_W | IESO | Internal | Summer | B4 | 100 | 157 | 0 | 81.81 | 63.93 | 8 | 0
2015 | MISO_W_2_IESO | MISO_W | IESO | Internal | Summer | B5 | 200 | 157 | 0 | 74.4 | 52.99 | 8 | 0
2015 | MISO_W_2_IESO | MISO_W | IESO | Internal | Summer | B6 | 300 | 157 | 0 | 66.03 | 42.9 | 8 | 0
2015 | MISO_W_2_IESO | MISO_W | IESO | Internal | Summer | B7 | 400 | 157 | 0 | 55.09 | 42.9 | 8 | 0
2015 | MISO_W_2_IESO | MISO_W | IESO | Internal | Summer | B8 | 500 | 157 | 0 | 51.07 | 42.9 | 8 | 0
2015 | MISO_W_2_IESO | MISO_W | IESO | Internal | Summer | B9 | 800 | 157 | 0 | 50.69 | 42.9 | 8 | 0
2015 | MISO_W_2_IESO | MISO_W | IESO | Internal | Summer | B10 | 1262 | 157 | 0 | 50.07 | 42.9 | 8 | 0
2015 | MISO_W_2_IESO | MISO_W | IESO | Internal | Winter | B16 | 25 | 157 | 0 | 73.59 | 57.12 | 8 | 0
2015 | MISO_W_2_IESO | MISO_W | IESO | Internal | Winter | B17 | 100 | 157 | 0 | 64.89 | 45.11 | 8 | 0
2015 | MISO_W_2_IESO | MISO_W | IESO | Internal | Winter | B18 | 400 | 157 | 0 | 57.36 | 45.11 | 8 | 0
2015 | MISO_W_2_IESO | MISO_W | IESO | Internal | Winter | B19 | 700 | 157 | 0 | 55.22 | 45.11 | 8 | 0
2015 | MISO_W_2_IESO | MISO_W | IESO | Internal | Winter | B20 | 935 | 157 | 0 | 52.09 | 45.11 | 8 | 0
2015 | MISO_W_2_MAPP_CA | MISO_W | MAPP_CA | Internal | Shoulder | B11 | 25 | 700 | 0 | 73.22 | 69.43 | 0.01 | 0
2015 | MISO_W_2_MAPP_CA | MISO_W | MAPP_CA | Internal | Shoulder | B12 | 200 | 700 | 0.02 | 59.97 | 59.96 | 0.01 | 0
2015 | MISO_W_2_MAPP_CA | MISO_W | MAPP_CA | Internal | Shoulder | B13 | 600 | 700 | 0 | 54.89 | 54.88 | 0.01 | 0
2015 | MISO_W_2_MAPP_CA | MISO_W | MAPP_CA | Internal | Shoulder | B14 | 900 | 700 | 0 | 52.45 | 52.44 | 0.01 | 0
2015 | MISO_W_2_MAPP_CA | MISO_W | MAPP_CA | Internal | Shoulder | B15 | 1203 | 700 | 700 | 51.81 | 52.44 | 0.01 | 0.61
2015 | MISO_W_2_MAPP_CA | MISO_W | MAPP_CA | Internal | Summer | B1 | 10 | 700 | 0 | 86.56 | 71.57 | 0.01 | 0
2015 | MISO_W_2_MAPP_CA | MISO_W | MAPP_CA | Internal | Summer | B2 | 25 | 700 | 0 | 83.77 | 72.29 | 0.01 | 0
2015 | MISO_W_2_MAPP_CA | MISO_W | MAPP_CA | Internal | Summer | B3 | 75 | 700 | 0 | 83.77 | 71.98 | 0.01 | 0
2015 | MISO_W_2_MAPP_CA | MISO_W | MAPP_CA | Internal | Summer | B4 | 100 | 700 | 0 | 81.81 | 70.93 | 0.01 | 0
2015 | MISO_W_2_MAPP_CA | MISO_W | MAPP_CA | Internal | Summer | B5 | 200 | 700 | 0 | 74.4 | 69.43 | 0.01 | 0
2015 | MISO_W_2_MAPP_CA | MISO_W | MAPP_CA | Internal | Summer | B6 | 300 | 700 | 0.02 | 66.03 | 66.02 | 0.01 | 0
2015 | MISO_W_2_MAPP_CA | MISO_W | MAPP_CA | Internal | Summer | B7 | 400 | 700 | 0.01 | 55.09 | 55.08 | 0.01 | 0
2015 | MISO_W_2_MAPP_CA | MISO_W | MAPP_CA | Internal | Summer | B8 | 500 | 700 | 0 | 51.07 | 51.06 | 0.01 | 0
2015 | MISO_W_2_MAPP_CA | MISO_W | MAPP_CA | Internal | Summer | B9 | 800 | 700 | 0 | 50.69 | 50.68 | 0.01 | 0
2015 | MISO_W_2_MAPP_CA | MISO_W | MAPP_CA | Internal | Summer | B10 | 1262 | 700 | 700 | 50.07 | 50.68 | 0.01 | 0.6
2015 | MISO_W_2_MAPP_CA | MISO_W | MAPP_CA | Internal | Winter | B16 | 25 | 700 | 0.18 | 73.59 | 73.57 | 0.01 | 0
2015 | MISO_W_2_MAPP_CA | MISO_W | MAPP_CA | Internal | Winter | B17 | 100 | 700 | 0.05 | 64.89 | 64.88 | 0.01 | 0
2015 | MISO_W_2_MAPP_CA | MISO_W | MAPP_CA | Internal | Winter | B18 | 400 | 700 | 0.01 | 57.36 | 57.35 | 0.01 | 0
2015 | MISO_W_2_MAPP_CA | MISO_W | MAPP_CA | Internal | Winter | B19 | 700 | 700 | 93.67 | 55.22 | 55.24 | 0.01 | 0
2015 | MISO_W_2_MAPP_CA | MISO_W | MAPP_CA | Internal | Winter | B20 | 935 | 700 | 700 | 52.09 | 55.24 | 0.01 | 3.13
2015 | MISO_W_2_MAPP_US | MISO_W | MAPP_US | Internal | Shoulder | B11 | 25 | 2300 | 0 | 73.22 | 73.2 | 7 | 0
2015 | MISO_W_2_MAPP_US | MISO_W | MAPP_US | Internal | Shoulder | B12 | 200 | 2300 | 0 | 59.97 | 55.71 | 7 | 0
2015 | MISO_W_2_MAPP_US | MISO_W | MAPP_US | Internal | Shoulder | B13 | 600 | 2300 | 0 | 54.89 | 55.71 | 7 | 0
2015 | MISO_W_2_MAPP_US | MISO_W | MAPP_US | Internal | Shoulder | B14 | 900 | 2300 | 0 | 52.45 | 55.71 | 7 | 0
2015 | MISO_W_2_MAPP_US | MISO_W | MAPP_US | Internal | Shoulder | B15 | 1203 | 2300 | 0 | 51.81 | 55.71 | 7 | 0
2015 | MISO_W_2_MAPP_US | MISO_W | MAPP_US | Internal | Summer | B1 | 10 | 2300 | 0 | 86.56 | 79.56 | 7 | 0
2015 | MISO_W_2_MAPP_US | MISO_W | MAPP_US | Internal | Summer | B2 | 25 | 2300 | 0 | 83.77 | 79.29 | 7 | 0
2015 | MISO_W_2_MAPP_US | MISO_W | MAPP_US | Internal | Summer | B3 | 75 | 2300 | 0 | 83.77 | 79.29 | 7 | 0
2015 | MISO_W_2_MAPP_US | MISO_W | MAPP_US | Internal | Summer | B4 | 100 | 2300 | 0 | 81.81 | 77.93 | 7 | 0
2015 | MISO_W_2_MAPP_US | MISO_W | MAPP_US | Internal | Summer | B5 | 200 | 2300 | 0 | 74.4 | 74.38 | 7 | 0
2015 | MISO_W_2_MAPP_US | MISO_W | MAPP_US | Internal | Summer | B6 | 300 | 2300 | 0 | 66.03 | 65.72 | 7 | 0
2015 | MISO_W_2_MAPP_US | MISO_W | MAPP_US | Internal | Summer | B7 | 400 | 2300 | 0 | 55.09 | 52.65 | 7 | 0
2015 | MISO_W_2_MAPP_US | MISO_W | MAPP_US | Internal | Summer | B8 | 500 | 2300 | 0 | 51.07 | 52.45 | 7 | 0
2015 | MISO_W_2_MAPP_US | MISO_W | MAPP_US | Internal | Summer | B9 | 800 | 2300 | 0 | 50.69 | 52.45 | 7 | 0
2015 | MISO_W_2_MAPP_US | MISO_W | MAPP_US | Internal | Summer | B10 | 1262 | 2300 | 0 | 50.07 | 52.45 | 7 | 0
2015 | MISO_W_2_MAPP_US | MISO_W | MAPP_US | Internal | Winter | B16 | 25 | 2300 | 0 | 73.59 | 66.59 | 7 | 0
2015 | MISO_W_2_MAPP_US | MISO_W | MAPP_US | Internal | Winter | B17 | 100 | 2300 | 0 | 64.89 | 58.4 | 7 | 0
2015 | MISO_W_2_MAPP_US | MISO_W | MAPP_US | Internal | Winter | B18 | 400 | 2300 | 0 | 57.36 | 58.4 | 7 | 0
2015 | MISO_W_2_MAPP_US | MISO_W | MAPP_US | Internal | Winter | B19 | 700 | 2300 | 0 | 55.22 | 58.4 | 7 | 0
2015 | MISO_W_2_MAPP_US | MISO_W | MAPP_US | Internal | Winter | B20 | 935 | 2300 | 0 | 52.09 | 58.4 | 7 | 0
2015 | MISO_W_2_MISO_MO-IL | MISO_W | MISO_MO-IL | Internal | Shoulder | B11 | 25 | 3922 | 67.13 | 73.22 | 73.23 | 0.01 | 0
2015 | MISO_W_2_MISO_MO-IL | MISO_W | MISO_MO-IL | Internal | Shoulder | B12 | 200 | 3922 | 1138.47 | 59.97 | 59.99 | 0.01 | 0
2015 | MISO_W_2_MISO_MO-IL | MISO_W | MISO_MO-IL | Internal | Shoulder | B13 | 600 | 3922 | 1161.81 | 54.89 | 54.9 | 0.01 | 0
2015 | MISO_W_2_MISO_MO-IL | MISO_W | MISO_MO-IL | Internal | Shoulder | B14 | 900 | 3922 | 650.32 | 52.45 | 52.46 | 0.01 | 0
2015 | MISO_W_2_MISO_MO-IL | MISO_W | MISO_MO-IL | Internal | Shoulder | B15 | 1203 | 3922 | 0 | 51.81 | 51.8 | 0.01 | 0
2015 | MISO_W_2_MISO_MO-IL | MISO_W | MISO_MO-IL | Internal | Summer | B1 | 10 | 3922 | 371.18 | 86.56 | 86.57 | 0.01 | 0
2015 | MISO_W_2_MISO_MO-IL | MISO_W | MISO_MO-IL | Internal | Summer | B2 | 25 | 3922 | 1192.38 | 83.77 | 83.78 | 0.01 | 0
2015 | MISO_W_2_MISO_MO-IL | MISO_W | MISO_MO-IL | Internal | Summer | B3 | 75 | 3922 | 1075.67 | 83.77 | 83.78 | 0.01 | 0
2015 | MISO_W_2_MISO_MO-IL | MISO_W | MISO_MO-IL | Internal | Summer | B4 | 100 | 3922 | 0.11 | 81.81 | 81.81 | 0.01 | 0
2015 | MISO_W_2_MISO_MO-IL | MISO_W | MISO_MO-IL | Internal | Summer | B5 | 200 | 3922 | 0.02 | 74.4 | 74.38 | 0.01 | 0
2015 | MISO_W_2_MISO_MO-IL | MISO_W | MISO_MO-IL | Internal | Summer | B6 | 300 | 3922 | 0 | 66.03 | 65.03 | 0.01 | 0
2015 | MISO_W_2_MISO_MO-IL | MISO_W | MISO_MO-IL | Internal | Summer | B7 | 400 | 3922 | 0.03 | 55.09 | 55.09 | 0.01 | 0
2015 | MISO_W_2_MISO_MO-IL | MISO_W | MISO_MO-IL | Internal | Summer | B8 | 500 | 3922 | 1178.99 | 51.07 | 51.08 | 0.01 | 0
2015 | MISO_W_2_MISO_MO-IL | MISO_W | MISO_MO-IL | Internal | Summer | B9 | 800 | 3922 | 610.63 | 50.69 | 50.7 | 0.01 | 0
2015 | MISO_W_2_MISO_MO-IL | MISO_W | MISO_MO-IL | Internal | Summer | B10 | 1262 | 3922 | 615.84 | 50.07 | 50.08 | 0.01 | 0
2015 | MISO_W_2_MISO_MO-IL | MISO_W | MISO_MO-IL | Internal | Winter | B16 | 25 | 3922 | 713.5 | 73.59 | 73.6 | 0.01 | 0
2015 | MISO_W_2_MISO_MO-IL | MISO_W | MISO_MO-IL | Internal | Winter | B17 | 100 | 3922 | 0.11 | 64.89 | 64.89 | 0.01 | 0
2015 | MISO_W_2_MISO_MO-IL | MISO_W | MISO_MO-IL | Internal | Winter | B18 | 400 | 3922 | 0.03 | 57.36 | 57.36 | 0.01 | 0
2015 | MISO_W_2_MISO_MO-IL | MISO_W | MISO_MO-IL | Internal | Winter | B19 | 700 | 3922 | 0.01 | 55.22 | 55.22 | 0.01 | 0
2015 | MISO_W_2_MISO_MO-IL | MISO_W | MISO_MO-IL | Internal | Winter | B20 | 935 | 3922 | 0.01 | 52.09 | 52.09 | 0.01 | 0
2015 | MISO_W_2_MISO_WUMS | MISO_W | MISO_WUMS | Internal | Shoulder | B11 | 25 | 1667 | 0 | 73.22 | 63.18 | 0.01 | 0
2015 | MISO_W_2_MISO_WUMS | MISO_W | MISO_WUMS | Internal | Shoulder | B12 | 200 | 1667 | 0 | 59.97 | 59.03 | 0.01 | 0
2015 | MISO_W_2_MISO_WUMS | MISO_W | MISO_WUMS | Internal | Shoulder | B13 | 600 | 1667 | 0 | 54.89 | 54.88 | 0.01 | 0
2015 | MISO_W_2_MISO_WUMS | MISO_W | MISO_WUMS | Internal | Shoulder | B14 | 900 | 1667 | 0 | 52.45 | 52.44 | 0.01 | 0
2015 | MISO_W_2_MISO_WUMS | MISO_W | MISO_WUMS | Internal | Shoulder | B15 | 1203 | 1667 | 0 | 51.81 | 50.89 | 0.01 | 0
2015 | MISO_W_2_MISO_WUMS | MISO_W | MISO_WUMS | Internal | Summer | B1 | 10 | 1667 | 0.45 | 86.56 | 86.54 | 0.01 | 0
2015 | MISO_W_2_MISO_WUMS | MISO_W | MISO_WUMS | Internal | Summer | B2 | 25 | 1667 | 0.01 | 83.77 | 83.47 | 0.01 | 0
2015 | MISO_W_2_MISO_WUMS | MISO_W | MISO_WUMS | Internal | Summer | B3 | 75 | 1667 | 0 | 83.77 | 82.48 | 0.01 | 0
2015 | MISO_W_2_MISO_WUMS | MISO_W | MISO_WUMS | Internal | Summer | B4 | 100 | 1667 | 0 | 81.81 | 63.18 | 0.01 | 0
2015 | MISO_W_2_MISO_WUMS | MISO_W | MISO_WUMS | Internal | Summer | B5 | 200 | 1667 | 0 | 74.4 | 61.88 | 0.01 | 0
2015 | MISO_W_2_MISO_WUMS | MISO_W | MISO_WUMS | Internal | Summer | B6 | 300 | 1667 | 0 | 66.03 | 59.84 | 0.01 | 0
2015 | MISO_W_2_MISO_WUMS | MISO_W | MISO_WUMS | Internal | Summer | B7 | 400 | 1667 | 0.01 | 55.09 | 55.08 | 0.01 | 0
2015 | MISO_W_2_MISO_WUMS | MISO_W | MISO_WUMS | Internal | Summer | B8 | 500 | 1667 | 0 | 51.07 | 51.06 | 0.01 | 0
2015 | MISO_W_2_MISO_WUMS | MISO_W | MISO_WUMS | Internal | Summer | B9 | 800 | 1667 | 0 | 50.69 | 49.73 | 0.01 | 0
2015 | MISO_W_2_MISO_WUMS | MISO_W | MISO_WUMS | Internal | Summer | B10 | 1262 | 1667 | 0 | 50.07 | 49.73 | 0.01 | 0
2015 | MISO_W_2_MISO_WUMS | MISO_W | MISO_WUMS | Internal | Winter | B16 | 25 | 1667 | 0 | 73.59 | 63.18 | 0.01 | 0
2015 | MISO_W_2_MISO_WUMS | MISO_W | MISO_WUMS | Internal | Winter | B17 | 100 | 1667 | 0 | 64.89 | 62.54 | 0.01 | 0
2015 | MISO_W_2_MISO_WUMS | MISO_W | MISO_WUMS | Internal | Winter | B18 | 400 | 1667 | 0.01 | 57.36 | 57.35 | 0.01 | 0
2015 | MISO_W_2_MISO_WUMS | MISO_W | MISO_WUMS | Internal | Winter | B19 | 700 | 1667 | 0 | 55.22 | 55.21 | 0.01 | 0
2015 | MISO_W_2_MISO_WUMS | MISO_W | MISO_WUMS | Internal | Winter | B20 | 935 | 1667 | 437.14 | 52.09 | 52.1 | 0.01 | 0
2015 | MISO_W_2_NE | MISO_W | NE | Internal | Shoulder | B11 | 25 | 5289 | 0.33 | 73.22 | 80.2 | 7 | 0
2015 | MISO_W_2_NE | MISO_W | NE | Internal | Shoulder | B12 | 200 | 5289 | 0 | 59.97 | 62.71 | 7 | 0
2015 | MISO_W_2_NE | MISO_W | NE | Internal | Shoulder | B13 | 600 | 5289 | 0 | 54.89 | 56.71 | 7 | 0
2015 | MISO_W_2_NE | MISO_W | NE | Internal | Shoulder | B14 | 900 | 5289 | 0 | 52.45 | 56.14 | 7 | 0
2015 | MISO_W_2_NE | MISO_W | NE | Internal | Shoulder | B15 | 1203 | 5289 | 0 | 51.81 | 54.19 | 7 | 0
2015 | MISO_W_2_NE | MISO_W | NE | Internal | Summer | B1 | 10 | 5289 | 0 | 86.56 | 86.56 | 7 | 0
2015 | MISO_W_2_NE | MISO_W | NE | Internal | Summer | B2 | 25 | 5289 | 0 | 83.77 | 86.29 | 7 | 0
2015 | MISO_W_2_NE | MISO_W | NE | Internal | Summer | B3 | 75 | 5289 | 0 | 83.77 | 86.29 | 7 | 0
2015 | MISO_W_2_NE | MISO_W | NE | Internal | Summer | B4 | 100 | 5289 | 0 | 81.81 | 84.93 | 7 | 0
2015 | MISO_W_2_NE | MISO_W | NE | Internal | Summer | B5 | 200 | 5289 | 0.05 | 74.4 | 81.38 | 7 | 0
2015 | MISO_W_2_NE | MISO_W | NE | Internal | Summer | B6 | 300 | 5289 | 0 | 66.03 | 72.72 | 7 | 0
2015 | MISO_W_2_NE | MISO_W | NE | Internal | Summer | B7 | 400 | 5289 | 0 | 55.09 | 59.65 | 7 | 0
2015 | MISO_W_2_NE | MISO_W | NE | Internal | Summer | B8 | 500 | 5289 | 0.03 | 51.07 | 58.06 | 7 | 0
2015 | MISO_W_2_NE | MISO_W | NE | Internal | Summer | B9 | 800 | 5289 | 0 | 50.69 | 54.8 | 7 | 0
2015 | MISO_W_2_NE | MISO_W | NE | Internal | Summer | B10 | 1262 | 5289 | 0 | 50.07 | 52.92 | 7 | 0
2015 | MISO_W_2_NE | MISO_W | NE | Internal | Winter | B16 | 25 | 5289 | 0 | 73.59 | 73.59 | 7 | 0
2015 | MISO_W_2_NE | MISO_W | NE | Internal | Winter | B17 | 100 | 5289 | 0 | 64.89 | 59.89 | 7 | 0
2015 | MISO_W_2_NE | MISO_W | NE | Internal | Winter | B18 | 400 | 5289 | 0 | 57.36 | 58.68 | 7 | 0
2015 | MISO_W_2_NE | MISO_W | NE | Internal | Winter | B19 | 700 | 5289 | 0 | 55.22 | 56.67 | 7 | 0
2015 | MISO_W_2_NE | MISO_W | NE | Internal | Winter | B20 | 935 | 5289 | 0 | 52.09 | 55.37 | 7 | 0
2015 | MISO_W_2_PJM_ROR | MISO_W | PJM_ROR | Internal | Shoulder | B11 | 25 | 13193 | 0 | 73.22 | 71.22 | 2 | 0
2015 | MISO_W_2_PJM_ROR | MISO_W | PJM_ROR | Internal | Shoulder | B12 | 200 | 13193 | 0 | 59.97 | 61.03 | 2 | 0
2015 | MISO_W_2_PJM_ROR | MISO_W | PJM_ROR | Internal | Shoulder | B13 | 600 | 13193 | 0.02 | 54.89 | 56.88 | 2 | 0
2015 | MISO_W_2_PJM_ROR | MISO_W | PJM_ROR | Internal | Shoulder | B14 | 900 | 13193 | 0.01 | 52.45 | 54.44 | 2 | 0
2015 | MISO_W_2_PJM_ROR | MISO_W | PJM_ROR | Internal | Shoulder | B15 | 1203 | 13193 | 0 | 51.81 | 51.63 | 2 | 0
2015 | MISO_W_2_PJM_ROR | MISO_W | PJM_ROR | Internal | Summer | B1 | 10 | 13193 | 1775.57 | 86.56 | 88.56 | 2 | 0
2015 | MISO_W_2_PJM_ROR | MISO_W | PJM_ROR | Internal | Summer | B2 | 25 | 13193 | 0.02 | 83.77 | 85.47 | 2 | 0
2015 | MISO_W_2_PJM_ROR | MISO_W | PJM_ROR | Internal | Summer | B3 | 75 | 13193 | 0 | 83.77 | 84.49 | 2 | 0
2015 | MISO_W_2_PJM_ROR | MISO_W | PJM_ROR | Internal | Summer | B4 | 100 | 13193 | 0 | 81.81 | 79.81 | 2 | 0
2015 | MISO_W_2_PJM_ROR | MISO_W | PJM_ROR | Internal | Summer | B5 | 200 | 13193 | 0 | 74.4 | 72.4 | 2 | 0
2015 | MISO_W_2_PJM_ROR | MISO_W | PJM_ROR | Internal | Summer | B6 | 300 | 13193 | 0 | 66.03 | 64.03 | 2 | 0
2015 | MISO_W_2_PJM_ROR | MISO_W | PJM_ROR | Internal | Summer | B7 | 400 | 13193 | 0.03 | 55.09 | 57.08 | 2 | 0
2015 | MISO_W_2_PJM_ROR | MISO_W | PJM_ROR | Internal | Summer | B8 | 500 | 13193 | 0.02 | 51.07 | 53.06 | 2 | 0
2015 | MISO_W_2_PJM_ROR | MISO_W | PJM_ROR | Internal | Summer | B9 | 800 | 13193 | 0 | 50.69 | 50.64 | 2 | 0
2015 | MISO_W_2_PJM_ROR | MISO_W | PJM_ROR | Internal | Summer | B10 | 1262 | 13193 | 0 | 50.07 | 49.89 | 2 | 0
2015 | MISO_W_2_PJM_ROR | MISO_W | PJM_ROR | Internal | Winter | B16 | 25 | 13193 | 2909.1 | 73.59 | 75.59 | 2 | 0
2015 | MISO_W_2_PJM_ROR | MISO_W | PJM_ROR | Internal | Winter | B17 | 100 | 13193 | 3392.36 | 64.89 | 66.89 | 2 | 0
2015 | MISO_W_2_PJM_ROR | MISO_W | PJM_ROR | Internal | Winter | B18 | 400 | 13193 | 2337.64 | 57.36 | 59.36 | 2 | 0
2015 | MISO_W_2_PJM_ROR | MISO_W | PJM_ROR | Internal | Winter | B19 | 700 | 13193 | 1459.04 | 55.22 | 57.22 | 2 | 0
2015 | MISO_W_2_PJM_ROR | MISO_W | PJM_ROR | Internal | Winter | B20 | 935 | 13193 | 0 | 52.09 | 53.41 | 2 | 0
2015 | MISO_W_2_SPP_N | MISO_W | SPP_N | Internal | Shoulder | B11 | 25 | 3537 | 1302.6 | 73.22 | 80.22 | 7 | 0
2015 | MISO_W_2_SPP_N | MISO_W | SPP_N | Internal | Shoulder | B12 | 200 | 3537 | 0 | 59.97 | 62.72 | 7 | 0
2015 | MISO_W_2_SPP_N | MISO_W | SPP_N | Internal | Shoulder | B13 | 600 | 3537 | 0 | 54.89 | 56.72 | 7 | 0
2015 | MISO_W_2_SPP_N | MISO_W | SPP_N | Internal | Shoulder | B14 | 900 | 3537 | 0 | 52.45 | 56.15 | 7 | 0
2015 | MISO_W_2_SPP_N | MISO_W | SPP_N | Internal | Shoulder | B15 | 1203 | 3537 | 0 | 51.81 | 54.2 | 7 | 0
2015 | MISO_W_2_SPP_N | MISO_W | SPP_N | Internal | Summer | B1 | 10 | 3537 | 0 | 86.56 | 87.55 | 7 | 0
2015 | MISO_W_2_SPP_N | MISO_W | SPP_N | Internal | Summer | B2 | 25 | 3537 | 0 | 83.77 | 87.55 | 7 | 0
2015 | MISO_W_2_SPP_N | MISO_W | SPP_N | Internal | Summer | B3 | 75 | 3537 | 0 | 83.77 | 87.55 | 7 | 0
2015 | MISO_W_2_SPP_N | MISO_W | SPP_N | Internal | Summer | B4 | 100 | 3537 | 0 | 81.81 | 84.94 | 7 | 0
2015 | MISO_W_2_SPP_N | MISO_W | SPP_N | Internal | Summer | B5 | 200 | 3537 | 1528.92 | 74.4 | 81.4 | 7 | 0
2015 | MISO_W_2_SPP_N | MISO_W | SPP_N | Internal | Summer | B6 | 300 | 3537 | 3417.64 | 66.03 | 73.03 | 7 | 0
2015 | MISO_W_2_SPP_N | MISO_W | SPP_N | Internal | Summer | B7 | 400 | 3537 | 2506.35 | 55.09 | 62.09 | 7 | 0
2015 | MISO_W_2_SPP_N | MISO_W | SPP_N | Internal | Summer | B8 | 500 | 3537 | 342.61 | 51.07 | 58.07 | 7 | 0
2015 | MISO_W_2_SPP_N | MISO_W | SPP_N | Internal | Summer | B9 | 800 | 3537 | 0 | 50.69 | 54.81 | 7 | 0
2015 | MISO_W_2_SPP_N | MISO_W | SPP_N | Internal | Summer | B10 | 1262 | 3537 | 0 | 50.07 | 52.93 | 7 | 0
2015 | MISO_W_2_SPP_N | MISO_W | SPP_N | Internal | Winter | B16 | 25 | 3537 | 127.15 | 73.59 | 80.59 | 7 | 0
2015 | MISO_W_2_SPP_N | MISO_W | SPP_N | Internal | Winter | B17 | 100 | 3537 | 0 | 64.89 | 59.91 | 7 | 0
2015 | MISO_W_2_SPP_N | MISO_W | SPP_N | Internal | Winter | B18 | 400 | 3537 | 0 | 57.36 | 58.7 | 7 | 0
2015 | MISO_W_2_SPP_N | MISO_W | SPP_N | Internal | Winter | B19 | 700 | 3537 | 0 | 55.22 | 56.68 | 7 | 0
2015 | MISO_W_2_SPP_N | MISO_W | SPP_N | Internal | Winter | B20 | 935 | 3537 | 0 | 52.09 | 56.62 | 7 | 0
2015 | MISO_WUMS_2_MISO_MI | MISO_WUMS | MISO_MI | Internal | Shoulder | B11 | 25 | 787 | 787 | 63.18 | 71.44 | 0.01 | 8.25
2015 | MISO_WUMS_2_MISO_MI | MISO_WUMS | MISO_MI | Internal | Shoulder | B12 | 200 | 787 | 787 | 59.03 | 59.96 | 0.01 | 0.92
2015 | MISO_WUMS_2_MISO_MI | MISO_WUMS | MISO_MI | Internal | Shoulder | B13 | 600 | 787 | 434.32 | 54.88 | 54.89 | 0.01 | 0
2015 | MISO_WUMS_2_MISO_MI | MISO_WUMS | MISO_MI | Internal | Shoulder | B14 | 900 | 787 | 786.99 | 52.44 | 52.46 | 0.01 | 0.01
2015 | MISO_WUMS_2_MISO_MI | MISO_WUMS | MISO_MI | Internal | Shoulder | B15 | 1203 | 787 | 787 | 50.89 | 51.8 | 0.01 | 0.9
2015 | MISO_WUMS_2_MISO_MI | MISO_WUMS | MISO_MI | Internal | Summer | B1 | 10 | 787 | 786.05 | 86.54 | 86.57 | 0.01 | 0.01
2015 | MISO_WUMS_2_MISO_MI | MISO_WUMS | MISO_MI | Internal | Summer | B2 | 25 | 787 | 786.98 | 83.47 | 83.77 | 0.01 | 0.29
2015 | MISO_WUMS_2_MISO_MI | MISO_WUMS | MISO_MI | Internal | Summer | B3 | 75 | 787 | 326.37 | 82.48 | 82.49 | 0.01 | 0
2015 | MISO_WUMS_2_MISO_MI | MISO_WUMS | MISO_MI | Internal | Summer | B4 | 100 | 787 | 787 | 63.18 | 81.44 | 0.01 | 18.24
2015 | MISO_WUMS_2_MISO_MI | MISO_WUMS | MISO_MI | Internal | Summer | B5 | 200 | 787 | 787 | 61.88 | 74.36 | 0.01 | 12.47
2015 | MISO_WUMS_2_MISO_MI | MISO_WUMS | MISO_MI | Internal | Summer | B6 | 300 | 787 | 787 | 59.84 | 65.01 | 0.01 | 5.16
2015 | MISO_WUMS_2_MISO_MI | MISO_WUMS | MISO_MI | Internal | Summer | B7 | 400 | 787 | 0.03 | 55.08 | 55.08 | 0.01 | 0
2015 | MISO_WUMS_2_MISO_MI | MISO_WUMS | MISO_MI | Internal | Summer | B8 | 500 | 787 | 786.98 | 51.06 | 51.08 | 0.01 | 0.01
2015 | MISO_WUMS_2_MISO_MI | MISO_WUMS | MISO_MI | Internal | Summer | B9 | 800 | 787 | 787 | 49.73 | 50.7 | 0.01 | 0.96
2015 | MISO_WUMS_2_MISO_MI | MISO_WUMS | MISO_MI | Internal | Summer | B10 | 1262 | 787 | 787 | 49.73 | 50.08 | 0.01 | 0.33
2015 | MISO_WUMS_2_MISO_MI | MISO_WUMS | MISO_MI | Internal | Winter | B16 | 25 | 787 | 787 | 63.18 | 73.59 | 0.01 | 10.39
2015 | MISO_WUMS_2_MISO_MI | MISO_WUMS | MISO_MI | Internal | Winter | B17 | 100 | 787 | 787 | 62.54 | 64.89 | 0.01 | 2.35
2015 | MISO_WUMS_2_MISO_MI | MISO_WUMS | MISO_MI | Internal | Winter | B18 | 400 | 787 | 327.65 | 57.35 | 57.36 | 0.01 | 0
2015 | MISO_WUMS_2_MISO_MI | MISO_WUMS | MISO_MI | Internal | Winter | B19 | 700 | 787 | 103.1 | 55.21 | 55.22 | 0.01 | 0
2015 | MISO_WUMS_2_MISO_MI | MISO_WUMS | MISO_MI | Internal | Winter | B20 | 935 | 787 | 659.52 | 52.1 | 52.11 | 0.01 | 0
2015 | MISO_WUMS_2_MISO_W | MISO_WUMS | MISO_W | Internal | Shoulder | B11 | 25 | 1175 | 1175 | 63.18 | 73.22 | 0.01 | 10.02
2015 | MISO_WUMS_2_MISO_W | MISO_WUMS | MISO_W | Internal | Shoulder | B12 | 200 | 1175 | 1175 | 59.03 | 59.97 | 0.01 | 0.93
2015 | MISO_WUMS_2_MISO_W | MISO_WUMS | MISO_W | Internal | Shoulder | B13 | 600 | 1175 | 641.93 | 54.88 | 54.89 | 0.01 | 0
2015 | MISO_WUMS_2_MISO_W | MISO_WUMS | MISO_W | Internal | Shoulder | B14 | 900 | 1175 | 1103.34 | 52.44 | 52.45 | 0.01 | 0
2015 | MISO_WUMS_2_MISO_W | MISO_WUMS | MISO_W | Internal | Shoulder | B15 | 1203 | 1175 | 1175 | 50.89 | 51.81 | 0.01 | 0.91
2015 | MISO_WUMS_2_MISO_W | MISO_WUMS | MISO_W | Internal | Summer | B1 | 10 | 1175 | 159.4 | 86.54 | 86.56 | 0.01 | 0
2015 | MISO_WUMS_2_MISO_W | MISO_WUMS | MISO_W | Internal | Summer | B2 | 25 | 1175 | 1174.98 | 83.47 | 83.77 | 0.01 | 0.29
2015 | MISO_WUMS_2_MISO_W | MISO_WUMS | MISO_W | Internal | Summer | B3 | 75 | 1175 | 1175 | 82.48 | 83.77 | 0.01 | 1.28
2015 | MISO_WUMS_2_MISO_W | MISO_WUMS | MISO_W | Internal | Summer | B4 | 100 | 1175 | 1175 | 63.18 | 81.81 | 0.01 | 18.62
2015 | MISO_WUMS_2_MISO_W | MISO_WUMS | MISO_W | Internal | Summer | B5 | 200 | 1175 | 1175 | 61.88 | 74.4 | 0.01 | 12.51
2015 | MISO_WUMS_2_MISO_W | MISO_WUMS | MISO_W | Internal | Summer | B6 | 300 | 1175 | 1175 | 59.84 | 66.03 | 0.01 | 6.18
2015 | MISO_WUMS_2_MISO_W | MISO_WUMS | MISO_W | Internal | Summer | B7 | 400 | 1175 | 1090.41 | 55.08 | 55.09 | 0.01 | 0
2015 | MISO_WUMS_2_MISO_W | MISO_WUMS | MISO_W | Internal | Summer | B8 | 500 | 1175 | 387.68 | 51.06 | 51.07 | 0.01 | 0
2015 | MISO_WUMS_2_MISO_W | MISO_WUMS | MISO_W | Internal | Summer | B9 | 800 | 1175 | 1175 | 49.73 | 50.69 | 0.01 | 0.95
2015 | MISO_WUMS_2_MISO_W | MISO_WUMS | MISO_W | Internal | Summer | B10 | 1262 | 1175 | 1175 | 49.73 | 50.07 | 0.01 | 0.32
2015 | MISO_WUMS_2_MISO_W | MISO_WUMS | MISO_W | Internal | Winter | B16 | 25 | 1175 | 1175 | 63.18 | 73.59 | 0.01 | 10.39
2015 | MISO_WUMS_2_MISO_W | MISO_WUMS | MISO_W | Internal | Winter | B17 | 100 | 1175 | 1175 | 62.54 | 64.89 | 0.01 | 2.35
2015 | MISO_WUMS_2_MISO_W | MISO_WUMS | MISO_W | Internal | Winter | B18 | 400 | 1175 | 477.66 | 57.35 | 57.36 | 0.01 | 0
2015 | MISO_WUMS_2_MISO_W | MISO_WUMS | MISO_W | Internal | Winter | B19 | 700 | 1175 | 112.54 | 55.21 | 55.22 | 0.01 | 0
2015 | MISO_WUMS_2_MISO_W | MISO_WUMS | MISO_W | Internal | Winter | B20 | 935 | 1175 | 0 | 52.1 | 52.09 | 0.01 | 0
2015 | MISO_WUMS_2_PJM_ROR | MISO_WUMS | PJM_ROR | Internal | Shoulder | B11 | 25 | 1600 | 1600 | 63.18 | 71.22 | 2 | 6.03
2015 | MISO_WUMS_2_PJM_ROR | MISO_WUMS | PJM_ROR | Internal | Shoulder | B12 | 200 | 1600 | 534.22 | 59.03 | 61.03 | 2 | 0
2015 | MISO_WUMS_2_PJM_ROR | MISO_WUMS | PJM_ROR | Internal | Shoulder | B13 | 600 | 1600 | 847.45 | 54.88 | 56.88 | 2 | 0
2015 | MISO_WUMS_2_PJM_ROR | MISO_WUMS | PJM_ROR | Internal | Shoulder | B14 | 900 | 1600 | 62.4 | 52.44 | 54.44 | 2 | 0
2015 | MISO_WUMS_2_PJM_ROR | MISO_WUMS | PJM_ROR | Internal | Shoulder | B15 | 1203 | 1600 | 0 | 50.89 | 51.63 | 2 | 0
2015 | MISO_WUMS_2_PJM_ROR | MISO_WUMS | PJM_ROR | Internal | Summer | B1 | 10 | 1600 | 1599.08 | 86.54 | 88.56 | 2 | 0.01
2015 | MISO_WUMS_2_PJM_ROR | MISO_WUMS | PJM_ROR | Internal | Summer | B2 | 25 | 1600 | 620.62 | 83.47 | 85.47 | 2 | 0
2015 | MISO_WUMS_2_PJM_ROR | MISO_WUMS | PJM_ROR | Internal | Summer | B3 | 75 | 1600 | 1599.87 | 82.48 | 84.49 | 2 | 0.01
2015 | MISO_WUMS_2_PJM_ROR | MISO_WUMS | PJM_ROR | Internal | Summer | B4 | 100 | 1600 | 1600 | 63.18 | 79.81 | 2 | 14.63
2015 | MISO_WUMS_2_PJM_ROR | MISO_WUMS | PJM_ROR | Internal | Summer | B5 | 200 | 1600 | 1600 | 61.88 | 72.4 | 2 | 8.52
2015 | MISO_WUMS_2_PJM_ROR | MISO_WUMS | PJM_ROR | Internal | Summer | B6 | 300 | 1600 | 1600 | 59.84 | 64.03 | 2 | 2.19
2015 | MISO_WUMS_2_PJM_ROR | MISO_WUMS | PJM_ROR | Internal | Summer | B7 | 400 | 1600 | 1572.41 | 55.08 | 57.08 | 2 | 0
2015 | MISO_WUMS_2_PJM_ROR | MISO_WUMS | PJM_ROR | Internal | Summer | B8 | 500 | 1600 | 730.68 | 51.06 | 53.06 | 2 | 0
2015 | MISO_WUMS_2_PJM_ROR | MISO_WUMS | PJM_ROR | Internal | Summer | B9 | 800 | 1600 | 0 | 49.73 | 50.64 | 2 | 0
2015 | MISO_WUMS_2_PJM_ROR | MISO_WUMS | PJM_ROR | Internal | Summer | B10 | 1262 | 1600 | 0 | 49.73 | 49.89 | 2 | 0
2015 | MISO_WUMS_2_PJM_ROR | MISO_WUMS | PJM_ROR | Internal | Winter | B16 | 25 | 1600 | 1600 | 63.18 | 75.59 | 2 | 10.4
2015 | MISO_WUMS_2_PJM_ROR | MISO_WUMS | PJM_ROR | Internal | Winter | B17 | 100 | 1600 | 1600 | 62.54 | 66.89 | 2 | 2.36
2015 | MISO_WUMS_2_PJM_ROR | MISO_WUMS | PJM_ROR | Internal | Winter | B18 | 400 | 1600 | 1599.98 | 57.35 | 59.36 | 2 | 0.01
2015 | MISO_WUMS_2_PJM_ROR | MISO_WUMS | PJM_ROR | Internal | Winter | B19 | 700 | 1600 | 1599.99 | 55.21 | 57.22 | 2 | 0.01
2015 | MISO_WUMS_2_PJM_ROR | MISO_WUMS | PJM_ROR | Internal | Winter | B20 | 935 | 1600 | 0 | 52.1 | 53.41 | 2 | 0
2015 | NE_2_MAPP_US | NE | MAPP_US | Internal | Shoulder | B11 | 25 | 1600 | 0 | 80.2 | 73.2 | 5 | 0
2015 | NE_2_MAPP_US | NE | MAPP_US | Internal | Shoulder | B12 | 200 | 1600 | 0 | 62.71 | 55.71 | 5 | 0
2015 | NE_2_MAPP_US | NE | MAPP_US | Internal | Shoulder | B13 | 600 | 1600 | 0 | 56.71 | 55.71 | 5 | 0
2015 | NE_2_MAPP_US | NE | MAPP_US | Internal | Shoulder | B14 | 900 | 1600 | 0 | 56.14 | 55.71 | 5 | 0
2015 | NE_2_MAPP_US | NE | MAPP_US | Internal | Shoulder | B15 | 1203 | 1600 | 0 | 54.19 | 55.71 | 5 | 0
2015 | NE_2_MAPP_US | NE | MAPP_US | Internal | Summer | B1 | 10 | 1600 | 0 | 86.56 | 79.56 | 5 | 0
2015 | NE_2_MAPP_US | NE | MAPP_US | Internal | Summer | B2 | 25 | 1600 | 0 | 86.29 | 79.29 | 5 | 0
2015 | NE_2_MAPP_US | NE | MAPP_US | Internal | Summer | B3 | 75 | 1600 | 0 | 86.29 | 79.29 | 5 | 0
2015 | NE_2_MAPP_US | NE | MAPP_US | Internal | Summer | B4 | 100 | 1600 | 0 | 84.93 | 77.93 | 5 | 0
2015 | NE_2_MAPP_US | NE | MAPP_US | Internal | Summer | B5 | 200 | 1600 | 0 | 81.38 | 74.38 | 5 | 0
2015 | NE_2_MAPP_US | NE | MAPP_US | Internal | Summer | B6 | 300 | 1600 | 0 | 72.72 | 65.72 | 5 | 0
2015 | NE_2_MAPP_US | NE | MAPP_US | Internal | Summer | B7 | 400 | 1600 | 0 | 59.65 | 52.65 | 5 | 0
2015 | NE_2_MAPP_US | NE | MAPP_US | Internal | Summer | B8 | 500 | 1600 | 0 | 58.06 | 52.45 | 5 | 0
2015 | NE_2_MAPP_US | NE | MAPP_US | Internal | Summer | B9 | 800 | 1600 | 0 | 54.8 | 52.45 | 5 | 0
2015 | NE_2_MAPP_US | NE | MAPP_US | Internal | Summer | B10 | 1262 | 1600 | 0 | 52.92 | 52.45 | 5 | 0
2015 | NE_2_MAPP_US | NE | MAPP_US | Internal | Winter | B16 | 25 | 1600 | 0 | 73.59 | 66.59 | 5 | 0
2015 | NE_2_MAPP_US | NE | MAPP_US | Internal | Winter | B17 | 100 | 1600 | 0 | 59.89 | 58.4 | 5 | 0
2015 | NE_2_MAPP_US | NE | MAPP_US | Internal | Winter | B18 | 400 | 1600 | 0 | 58.68 | 58.4 | 5 | 0
2015 | NE_2_MAPP_US | NE | MAPP_US | Internal | Winter | B19 | 700 | 1600 | 0 | 56.67 | 58.4 | 5 | 0
2015 | NE_2_MAPP_US | NE | MAPP_US | Internal | Winter | B20 | 935 | 1600 | 0 | 55.37 | 58.4 | 5 | 0
2015 | NE_2_MISO_W | NE | MISO_W | Internal | Shoulder | B11 | 25 | 4089 | 0 | 80.2 | 73.22 | 5 | 0
2015 | NE_2_MISO_W | NE | MISO_W | Internal | Shoulder | B12 | 200 | 4089 | 0 | 62.71 | 59.97 | 5 | 0
2015 | NE_2_MISO_W | NE | MISO_W | Internal | Shoulder | B13 | 600 | 4089 | 0 | 56.71 | 54.89 | 5 | 0
2015 | NE_2_MISO_W | NE | MISO_W | Internal | Shoulder | B14 | 900 | 4089 | 0 | 56.14 | 52.45 | 5 | 0
2015 | NE_2_MISO_W | NE | MISO_W | Internal | Shoulder | B15 | 1203 | 4089 | 0 | 54.19 | 51.81 | 5 | 0
2015 | NE_2_MISO_W | NE | MISO_W | Internal | Summer | B1 | 10 | 4089 | 0 | 86.56 | 86.56 | 5 | 0
2015 | NE_2_MISO_W | NE | MISO_W | Internal | Summer | B2 | 25 | 4089 | 0 | 86.29 | 83.77 | 5 | 0
2015 | NE_2_MISO_W | NE | MISO_W | Internal | Summer | B3 | 75 | 4089 | 0 | 86.29 | 83.77 | 5 | 0
2015 | NE_2_MISO_W | NE | MISO_W | Internal | Summer | B4 | 100 | 4089 | 0 | 84.93 | 81.81 | 5 | 0
2015 | NE_2_MISO_W | NE | MISO_W | Internal | Summer | B5 | 200 | 4089 | 0 | 81.38 | 74.4 | 5 | 0
2015 | NE_2_MISO_W | NE | MISO_W | Internal | Summer | B6 | 300 | 4089 | 0 | 72.72 | 66.03 | 5 | 0
2015 | NE_2_MISO_W | NE | MISO_W | Internal | Summer | B7 | 400 | 4089 | 0 | 59.65 | 55.09 | 5 | 0
2015 | NE_2_MISO_W | NE | MISO_W | Internal | Summer | B8 | 500 | 4089 | 0 | 58.06 | 51.07 | 5 | 0
2015 | NE_2_MISO_W | NE | MISO_W | Internal | Summer | B9 | 800 | 4089 | 0 | 54.8 | 50.69 | 5 | 0
2015 | NE_2_MISO_W | NE | MISO_W | Internal | Summer | B10 | 1262 | 4089 | 0 | 52.92 | 50.07 | 5 | 0
2015 | NE_2_MISO_W | NE | MISO_W | Internal | Winter | B16 | 25 | 4089 | 0 | 73.59 | 73.59 | 5 | 0
2015 | NE_2_MISO_W | NE | MISO_W | Internal | Winter | B17 | 100 | 4089 | 59.53 | 59.89 | 64.89 | 5 | 0
2015 | NE_2_MISO_W | NE | MISO_W | Internal | Winter | B18 | 400 | 4089 | 0 | 58.68 | 57.36 | 5 | 0
2015 | NE_2_MISO_W | NE | MISO_W | Internal | Winter | B19 | 700 | 4089 | 0 | 56.67 | 55.22 | 5 | 0
2015 | NE_2_MISO_W | NE | MISO_W | Internal | Winter | B20 | 935 | 4089 | 0 | 55.37 | 52.09 | 5 | 0
2015 | NE_2_SPP_N | NE | SPP_N | Internal | Shoulder | B11 | 25 | 1960 | 1697.41 | 80.2 | 80.22 | 0.01 | 0
2015 | NE_2_SPP_N | NE | SPP_N | Internal | Shoulder | B12 | 200 | 1960 | 1299.61 | 62.71 | 62.72 | 0.01 | 0
2015 | NE_2_SPP_N | NE | SPP_N | Internal | Shoulder | B13 | 600 | 1960 | 722.43 | 56.71 | 56.72 | 0.01 | 0
2015 | NE_2_SPP_N | NE | SPP_N | Internal | Shoulder | B14 | 900 | 1960 | 597.08 | 56.14 | 56.15 | 0.01 | 0
2015 | NE_2_SPP_N | NE | SPP_N | Internal | Shoulder | B15 | 1203 | 1960 | 984.87 | 54.19 | 54.2 | 0.01 | 0
2015 | NE_2_SPP_N | NE | SPP_N | Internal | Summer | B1 | 10 | 1960 | 1959.99 | 86.56 | 87.55 | 0.01 | 0.98
2015 | NE_2_SPP_N | NE | SPP_N | Internal | Summer | B2 | 25 | 1960 | 1960 | 86.29 | 87.55 | 0.01 | 1.24
2015 | NE_2_SPP_N | NE | SPP_N | Internal | Summer | B3 | 75 | 1960 | 1960 | 86.29 | 87.55 | 0.01 | 1.24
2015 | NE_2_SPP_N | NE | SPP_N | Internal | Summer | B4 | 100 | 1960 | 1856.7 | 84.93 | 84.94 | 0.01 | 0
2015 | NE_2_SPP_N | NE | SPP_N | Internal | Summer | B5 | 200 | 1960 | 1276.32 | 81.38 | 81.4 | 0.01 | 0
2015 | NE_2_SPP_N | NE | SPP_N | Internal | Summer | B6 | 300 | 1960 | 1960 | 72.72 | 73.03 | 0.01 | 0.3
2015 | NE_2_SPP_N | NE | SPP_N | Internal | Summer | B7 | 400 | 1960 | 1960 | 59.65 | 62.09 | 0.01 | 2.43
2015 | NE_2_SPP_N | NE | SPP_N | Internal | Summer | B8 | 500 | 1960 | 1394.92 | 58.06 | 58.07 | 0.01 | 0
2015 | NE_2_SPP_N | NE | SPP_N | Internal | Summer | B9 | 800 | 1960 | 1304.63 | 54.8 | 54.81 | 0.01 | 0
2015 | NE_2_SPP_N | NE | SPP_N | Internal | Summer | B10 | 1262 | 1960 | 1893.55 | 52.92 | 52.93 | 0.01 | 0
2015 | NE_2_SPP_N | NE | SPP_N | Internal | Winter | B16 | 25 | 1960 | 1960 | 73.59 | 80.59 | 0.01 | 6.99
2015 | NE_2_SPP_N | NE | SPP_N | Internal | Winter | B17 | 100 | 1960 | 1318.71 | 59.89 | 59.91 | 0.01 | 0
2015 | NE_2_SPP_N | NE | SPP_N | Internal | Winter | B18 | 400 | 1960 | 1539.68 | 58.68 | 58.7 | 0.01 | 0
2015 | NE_2_SPP_N | NE | SPP_N | Internal | Winter | B19 | 700 | 1960 | 1563.48 | 56.67 | 56.68 | 0.01 | 0
2015 | NE_2_SPP_N | NE | SPP_N | Internal | Winter | B20 | 935 | 1960 | 1960 | 55.37 | 56.62 | 0.01 | 1.24
2015 | NEISO_2_NYISO_A-F | NEISO | NYISO_A-F | Internal | Shoulder | B11 | 25 | 600 | 600 | 52.65 | 57.15 | 3 | 1.5
2015 | NEISO_2_NYISO_A-F | NEISO | NYISO_A-F | Internal | Shoulder | B12 | 200 | 600 | 0.02 | 52.65 | 55.63 | 3 | 0
2015 | NEISO_2_NYISO_A-F | NEISO | NYISO_A-F | Internal | Shoulder | B13 | 600 | 600 | 0 | 52.65 | 54.65 | 3 | 0
2015 | NEISO_2_NYISO_A-F | NEISO | NYISO_A-F | Internal | Shoulder | B14 | 900 | 600 | 0 | 52.65 | 53.71 | 3 | 0
2015 | NEISO_2_NYISO_A-F | NEISO | NYISO_A-F | Internal | Shoulder | B15 | 1203 | 600 | 0 | 52.65 | 53.71 | 3 | 0
2015 | NEISO_2_NYISO_A-F | NEISO | NYISO_A-F | Internal | Summer | B1 | 10 | 600 | 0 | 81.35 | 80.57 | 3 | 0
2015 | NEISO_2_NYISO_A-F | NEISO | NYISO_A-F | Internal | Summer | B2 | 25 | 600 | 0.16 | 74.5 | 77.48 | 3 | 0
2015 | NEISO_2_NYISO_A-F | NEISO | NYISO_A-F | Internal | Summer | B3 | 75 | 600 | 451.08 | 68.98 | 71.98 | 3 | 0
2015 | NEISO_2_NYISO_A-F | NEISO | NYISO_A-F | Internal | Summer | B4 | 100 | 600 | 600 | 55.47 | 70.93 | 3 | 12.46
2015 | NEISO_2_NYISO_A-F | NEISO | NYISO_A-F | Internal | Summer | B5 | 200 | 600 | 600 | 49.95 | 59.99 | 3 | 7.04
2015 | NEISO_2_NYISO_A-F | NEISO | NYISO_A-F | Internal | Summer | B6 | 300 | 600 | 600 | 49.95 | 56.02 | 3 | 3.06
2015 | NEISO_2_NYISO_A-F | NEISO | NYISO_A-F | Internal | Summer | B7 | 400 | 600 | 0.02 | 49.95 | 52.94 | 3 | 0
2015 | NEISO_2_NYISO_A-F | NEISO | NYISO_A-F | Internal | Summer | B8 | 500 | 600 | 0 | 49.95 | 52.07 | 3 | 0
2015 | NEISO_2_NYISO_A-F | NEISO | NYISO_A-F | Internal | Summer | B9 | 800 | 600 | 0 | 49.95 | 52.07 | 3 | 0
2015 | NEISO_2_NYISO_A-F | NEISO | NYISO_A-F | Internal | Summer | B10 | 1262 | 600 | 0 | 49.95 | 52.07 | 3 | 0
2015 | NEISO_2_NYISO_A-F | NEISO | NYISO_A-F | Internal | Winter | B16 | 25 | 600 | 599.94 | 61.04 | 64.12 | 3 | 0.08
2015 | NEISO_2_NYISO_A-F | NEISO | NYISO_A-F | Internal | Winter | B17 | 100 | 600 | 0 | 61.04 | 58.91 | 3 | 0
2015 | NEISO_2_NYISO_A-F | NEISO | NYISO_A-F | Internal | Winter | B18 | 400 | 600 | 0 | 61.04 | 58.4 | 3 | 0
2015 | NEISO_2_NYISO_A-F | NEISO | NYISO_A-F | Internal | Winter | B19 | 700 | 600 | 0 | 61.04 | 58.4 | 3 | 0
2015 | NEISO_2_NYISO_A-F | NEISO | NYISO_A-F | Internal | Winter | B20 | 935 | 600 | 0 | 61.04 | 58.4 | 3 | 0
2015 | NEISO_2_NYISO_G-I | NEISO | NYISO_G-I | Internal | Shoulder | B11 | 25 | 600 | 600 | 52.65 | 57.16 | 3 | 1.51
2015 | NEISO_2_NYISO_G-I | NEISO | NYISO_G-I | Internal | Shoulder | B12 | 200 | 600 | 0.05 | 52.65 | 55.64 | 3 | 0
2015 | NEISO_2_NYISO_G-I | NEISO | NYISO_G-I | Internal | Shoulder | B13 | 600 | 600 | 0 | 52.65 | 54.66 | 3 | 0
2015 | NEISO_2_NYISO_G-I | NEISO | NYISO_G-I | Internal | Shoulder | B14 | 900 | 600 | 0 | 52.65 | 53.72 | 3 | 0
2015 | NEISO_2_NYISO_G-I | NEISO | NYISO_G-I | Internal | Shoulder | B15 | 1203 | 600 | 0 | 52.65 | 53.72 | 3 | 0
2015 | NEISO_2_NYISO_G-I | NEISO | NYISO_G-I | Internal | Summer | B1 | 10 | 600 | 0 | 81.35 | 80.58 | 3 | 0
2015 | NEISO_2_NYISO_G-I | NEISO | NYISO_G-I | Internal | Summer | B2 | 25 | 600 | 0.32 | 74.5 | 77.49 | 3 | 0
2015 | NEISO_2_NYISO_G-I | NEISO | NYISO_G-I | Internal | Summer | B3 | 75 | 600 | 599.99 | 68.98 | 72.18 | 3 | 0.2
2015 | NEISO_2_NYISO_G-I | NEISO | NYISO_G-I | Internal | Summer | B4 | 100 | 600 | 600 | 55.47 | 71.83 | 3 | 13.36
2015 | NEISO_2_NYISO_G-I | NEISO | NYISO_G-I | Internal | Summer | B5 | 200 | 600 | 600 | 49.95 | 64.4 | 3 | 11.44
2015 | NEISO_2_NYISO_G-I | NEISO | NYISO_G-I | Internal | Summer | B6 | 300 | 600 | 600 | 49.95 | 56.03 | 3 | 3.07
2015 | NEISO_2_NYISO_G-I | NEISO | NYISO_G-I | Internal | Summer | B7 | 400 | 600 | 379.19 | 49.95 | 52.95 | 3 | 0
2015 | NEISO_2_NYISO_G-I | NEISO | NYISO_G-I | Internal | Summer | B8 | 500 | 600 | 0 | 49.95 | 52.08 | 3 | 0
2015 | NEISO_2_NYISO_G-I | NEISO | NYISO_G-I | Internal | Summer | B9 | 800 | 600 | 0 | 49.95 | 52.08 | 3 | 0
2015 | NEISO_2_NYISO_G-I | NEISO | NYISO_G-I | Internal | Summer | B10 | 1262 | 600 | 0 | 49.95 | 52.08 | 3 | 0
2015 | NEISO_2_NYISO_G-I | NEISO | NYISO_G-I | Internal | Winter | B16 | 25 | 600 | 600 | 61.04 | 67.59 | 3 | 3.54
2015 | NEISO_2_NYISO_G-I | NEISO | NYISO_G-I | Internal | Winter | B17 | 100 | 600 | 0 | 61.04 | 61.66 | 3 | 0
2015 | NEISO_2_NYISO_G-I | NEISO | NYISO_G-I | Internal | Winter | B18 | 400 | 600 | 0 | 61.04 | 61.66 | 3 | 0
2015 | NEISO_2_NYISO_G-I | NEISO | NYISO_G-I | Internal | Winter | B19 | 700 | 600 | 0 | 61.04 | 61.66 | 3 | 0
2015 | NEISO_2_NYISO_G-I | NEISO | NYISO_G-I | Internal | Winter | B20 | 935 | 600 | 0 | 61.04 | 58.41 | 3 | 0
2015 | NEISO_2_NYISO_J-K | NEISO | NYISO_J-K | Internal | Shoulder | B11 | 25 | 745 | 745 | 52.65 | 57.17 | 3 | 1.52
2015 | NEISO_2_NYISO_J-K | NEISO | NYISO_J-K | Internal | Shoulder | B12 | 200 | 745 | 562.07 | 52.65 | 55.65 | 3 | 0
2015 | NEISO_2_NYISO_J-K | NEISO | NYISO_J-K | Internal | Shoulder | B13 | 600 | 745 | 0 | 52.65 | 54.67 | 3 | 0
2015 | NEISO_2_NYISO_J-K | NEISO | NYISO_J-K | Internal | Shoulder | B14 | 900 | 745 | 0 | 52.65 | 53.73 | 3 | 0
2015 | NEISO_2_NYISO_J-K | NEISO | NYISO_J-K | Internal | Shoulder | B15 | 1203 | 745 | 0 | 52.65 | 53.73 | 3 | 0
2015 | NEISO_2_NYISO_J-K | NEISO | NYISO_J-K | Internal | Summer | B1 | 10 | 745 | 0 | 81.35 | 80.59 | 3 | 0
2015 | NEISO_2_NYISO_J-K | NEISO | NYISO_J-K | Internal | Summer | B2 | 25 | 745 | 149.88 | 74.5 | 77.5 | 3 | 0
2015 | NEISO_2_NYISO_J-K | NEISO | NYISO_J-K | Internal | Summer | B3 | 75 | 745 | 744.99 | 68.98 | 72.19 | 3 | 0.21
2015 | NEISO_2_NYISO_J-K | NEISO | NYISO_J-K | Internal | Summer | B4 | 100 | 745 | 745 | 55.47 | 72.19 | 3 | 13.73
2015 | NEISO_2_NYISO_J-K | NEISO | NYISO_J-K | Internal | Summer | B5 | 200 | 745 | 745 | 49.95 | 64.41 | 3 | 11.45
2015 | NEISO_2_NYISO_J-K | NEISO | NYISO_J-K | Internal | Summer | B6 | 300 | 745 | 745 | 49.95 | 56.04 | 3 | 3.09
2015 | NEISO_2_NYISO_J-K | NEISO | NYISO_J-K | Internal | Summer | B7 | 400 | 745 | 744.98 | 49.95 | 52.97 | 3 | 0.01
2015 | NEISO_2_NYISO_J-K | NEISO | NYISO_J-K | Internal | Summer | B8 | 500 | 745 | 0 | 49.95 | 52.09 | 3 | 0
2015 | NEISO_2_NYISO_J-K | NEISO | NYISO_J-K | Internal | Summer | B9 | 800 | 745 | 0 | 49.95 | 52.09 | 3 | 0
2015 | NEISO_2_NYISO_J-K | NEISO | NYISO_J-K | Internal | Summer | B10 | 1262 | 745 | 0 | 49.95 | 52.09 | 3 | 0
2015 | NEISO_2_NYISO_J-K | NEISO | NYISO_J-K | Internal | Winter | B16 | 25 | 745 | 745 | 61.04 | 67.6 | 3 | 3.55
2015 | NEISO_2_NYISO_J-K | NEISO | NYISO_J-K | Internal | Winter | B17 | 100 | 745 | 0 | 61.04 | 63.89 | 3 | 0
2015 | NEISO_2_NYISO_J-K | NEISO | NYISO_J-K | Internal | Winter | B18 | 400 | 745 | 0 | 61.04 | 63.89 | 3 | 0
2015 | NEISO_2_NYISO_J-K | NEISO | NYISO_J-K | Internal | Winter | B19 | 700 | 745 | 0 | 61.04 | 63.89 | 3 | 0
2015 | NEISO_2_NYISO_J-K | NEISO | NYISO_J-K | Internal | Winter | B20 | 935 | 745 | 0 | 61.04 | 58.42 | 3 | 0
2015 | NonRTO_Midwest_2_MISO_IN | NonRTO_Midwest | MISO_IN | Internal | Shoulder | B11 | 25 | 4450 | 0 | 81.22 | 73.22 | 8 | 0
2015 | NonRTO_Midwest_2_MISO_IN | NonRTO_Midwest | MISO_IN | Internal | Shoulder | B12 | 200 | 4450 | 0 | 67.97 | 59.97 | 8 | 0
2015 | NonRTO_Midwest_2_MISO_IN | NonRTO_Midwest | MISO_IN | Internal | Shoulder | B13 | 600 | 4450 | 0 | 55 | 54.89 | 8 | 0
2015 | NonRTO_Midwest_2_MISO_IN | NonRTO_Midwest | MISO_IN | Internal | Shoulder | B14 | 900 | 4450 | 0 | 54.98 | 52.45 | 8 | 0
2015 | NonRTO_Midwest_2_MISO_IN | NonRTO_Midwest | MISO_IN | Internal | Shoulder | B15 | 1203 | 4450 | 0 | 52.38 | 51.79 | 8 | 0
2015 | NonRTO_Midwest_2_MISO_IN | NonRTO_Midwest | MISO_IN | Internal | Summer | B1 | 10 | 4450 | 0 | 91.24 | 86.58 | 8 | 0
2015 | NonRTO_Midwest_2_MISO_IN | NonRTO_Midwest | MISO_IN | Internal | Summer | B2 | 25 | 4450 | 0 | 91.24 | 83.78 | 8 | 0
2015 | NonRTO_Midwest_2_MISO_IN | NonRTO_Midwest | MISO_IN | Internal | Summer | B3 | 75 | 4450 | 0 | 91.24 | 83.77 | 8 | 0
2015 | NonRTO_Midwest_2_MISO_IN | NonRTO_Midwest | MISO_IN | Internal | Summer | B4 | 100 | 4450 | 0 | 89.8 | 81.8 | 8 | 0
2015 | NonRTO_Midwest_2_MISO_IN | NonRTO_Midwest | MISO_IN | Internal | Summer | B5 | 200 | 4450 | 0 | 82.37 | 74.37 | 8 | 0
2015 | NonRTO_Midwest_2_MISO_IN | NonRTO_Midwest | MISO_IN | Internal | Summer | B6 | 300 | 4450 | 0 | 59.21 | 65.02 | 8 | 0
2015 | NonRTO_Midwest_2_MISO_IN | NonRTO_Midwest | MISO_IN | Internal | Summer | B7 | 400 | 4450 | 0 | 55 | 55.08 | 8 | 0
2015 | NonRTO_Midwest_2_MISO_IN | NonRTO_Midwest | MISO_IN | Internal | Summer | B8 | 500 | 4450 | 0 | 54.72 | 51.07 | 8 | 0
2015 | NonRTO_Midwest_2_MISO_IN | NonRTO_Midwest | MISO_IN | Internal | Summer | B9 | 800 | 4450 | 0 | 52.4 | 50.69 | 8 | 0
2015 | NonRTO_Midwest_2_MISO_IN | NonRTO_Midwest | MISO_IN | Internal | Summer | B10 | 1262 | 4450 | 0 | 51.77 | 50.07 | 8 | 0
2015 | NonRTO_Midwest_2_MISO_IN | NonRTO_Midwest | MISO_IN | Internal | Winter | B16 | 25 | 4450 | 0 | 81.61 | 73.61 | 8 | 0
2015 | NonRTO_Midwest_2_MISO_IN | NonRTO_Midwest | MISO_IN | Internal | Winter | B17 | 100 | 4450 | 0 | 72.91 | 64.91 | 8 | 0
2015 | NonRTO_Midwest_2_MISO_IN | NonRTO_Midwest | MISO_IN | Internal | Winter | B18 | 400 | 4450 | 0 | 65.37 | 57.37 | 8 | 0
2015 | NonRTO_Midwest_2_MISO_IN | NonRTO_Midwest | MISO_IN | Internal | Winter | B19 | 700 | 4450 | 0 | 55 | 55.22 | 8 | 0
2015 | NonRTO_Midwest_2_MISO_IN | NonRTO_Midwest | MISO_IN | Internal | Winter | B20 | 935 | 4450 | 0 | 52.9 | 52.1 | 8 | 0
2015 | NonRTO_Midwest_2_TVA_Transmission | NonRTO_Midwest | TVA_Transmission | Internal | Shoulder | B11 | 25 | 2400 | 0 | 81.22 | 77.22 | 8 | 0
2015 | NonRTO_Midwest_2_TVA_Transmission | NonRTO_Midwest | TVA_Transmission | Internal | Shoulder | B12 | 200 | 2400 | 0 | 67.97 | 62.03 | 8 | 0
2015 | NonRTO_Midwest_2_TVA_Transmission | NonRTO_Midwest | TVA_Transmission | Internal | Shoulder | B13 | 600 | 2400 | 0 | 55 | 59.13 | 8 | 0
2015 | NonRTO_Midwest_2_TVA_Transmission | NonRTO_Midwest | TVA_Transmission | Internal | Shoulder | B14 | 900 | 2400 | 0 | 54.98 | 58.48 | 8 | 0
2015 | NonRTO_Midwest_2_TVA_Transmission | NonRTO_Midwest | TVA_Transmission | Internal | Shoulder | B15 | 1203 | 2400 | 0 | 52.38 | 57.63 | 8 | 0
2015 | NonRTO_Midwest_2_TVA_Transmission | NonRTO_Midwest | TVA_Transmission | Internal | Summer | B1 | 10 | 2400 | 0 | 91.24 | 94.57 | 8 | 0
2015 | NonRTO_Midwest_2_TVA_Transmission | NonRTO_Midwest | TVA_Transmission | Internal | Summer | B2 | 25 | 2400 | 0 | 91.24 | 91.78 | 8 | 0
2015 | NonRTO_Midwest_2_TVA_Transmission | NonRTO_Midwest | TVA_Transmission | Internal | Summer | B3 | 75 | 2400 | 0 | 91.24 | 90.49 | 8 | 0
2015 | NonRTO_Midwest_2_TVA_Transmission | NonRTO_Midwest | TVA_Transmission | Internal | Summer | B4 | 100 | 2400 | 0 | 89.8 | 85.81 | 8 | 0
2015 | NonRTO_Midwest_2_TVA_Transmission | NonRTO_Midwest | TVA_Transmission | Internal | Summer | B5 | 200 | 2400 | 0 | 82.37 | 78.04 | 8 | 0
2015 | NonRTO_Midwest_2_TVA_Transmission | NonRTO_Midwest | TVA_Transmission | Internal | Summer | B6 | 300 | 2400 | 90.17 | 59.21 | 67.21 | 8 | 0
2015 | NonRTO_Midwest_2_TVA_Transmission | NonRTO_Midwest | TVA_Transmission | Internal | Summer | B7 | 400 | 2400 | 0 | 55 | 60.05 | 8 | 0
2015 | NonRTO_Midwest_2_TVA_Transmission | NonRTO_Midwest | TVA_Transmission | Internal | Summer | B8 | 500 | 2400 | 0 | 54.72 | 57.81 | 8 | 0
2015 | NonRTO_Midwest_2_TVA_Transmission | NonRTO_Midwest | TVA_Transmission | Internal | Summer | B9 | 800 | 2400 | 0 | 52.4 | 56.64 | 8 | 0
2015 | NonRTO_Midwest_2_TVA_Transmission | NonRTO_Midwest | TVA_Transmission | Internal | Summer | B10 | 1262 | 2400 | 0 | 51.77 | 55.21 | 8 | 0
2015 | NonRTO_Midwest_2_TVA_Transmission | NonRTO_Midwest | TVA_Transmission | Internal | Winter | B16 | 25 | 2400 | 0 | 81.61 | 81.59 | 8 | 0
2015 | NonRTO_Midwest_2_TVA_Transmission | NonRTO_Midwest | TVA_Transmission | Internal | Winter | B17 | 100 | 2400 | 0 | 72.91 | 65.85 | 8 | 0
2015 | NonRTO_Midwest_2_TVA_Transmission | NonRTO_Midwest | TVA_Transmission | Internal | Winter | B18 | 400 | 2400 | 0 | 65.37 | 61.76 | 8 | 0
2015 | NonRTO_Midwest_2_TVA_Transmission | NonRTO_Midwest | TVA_Transmission | Internal | Winter | B19 | 700 | 2400 | 0 | 55 | 60.49 | 8 | 0
2015 | NonRTO_Midwest_2_TVA_Transmission | NonRTO_Midwest | TVA_Transmission | Internal | Winter | B20 | 935 | 2400 | 0 | 52.9 | 59.41 | 8 | 0
2015 | NYISO_A-F_2_IESO | NYISO_A-F | IESO | Internal | Shoulder | B11 | 25 | 1600 | 0 | 57.15 | 44.8 | 7 | 0
2015 | NYISO_A-F_2_IESO | NYISO_A-F | IESO | Internal | Shoulder | B12 | 200 | 1600 | 0 | 55.63 | 44.8 | 7 | 0
2015 | NYISO_A-F_2_IESO | NYISO_A-F | IESO | Internal | Shoulder | B13 | 600 | 1600 | 0 | 54.65 | 44.8 | 7 | 0
2015 | NYISO_A-F_2_IESO | NYISO_A-F | IESO | Internal | Shoulder | B14 | 900 | 1600 | 0 | 53.71 | 44.8 | 7 | 0
2015 | NYISO_A-F_2_IESO | NYISO_A-F | IESO | Internal | Shoulder | B15 | 1203 | 1600 | 0 | 53.71 | 44.8 | 7 | 0
2015 | NYISO_A-F_2_IESO | NYISO_A-F | IESO | Internal | Summer | B1 | 10 | 1600 | 0 | 80.57 | 79.57 | 7 | 0
2015 | NYISO_A-F_2_IESO | NYISO_A-F | IESO | Internal | Summer | B2 | 25 | 1600 | 0 | 77.48 | 76.77 | 7 | 0
2015 | NYISO_A-F_2_IESO | NYISO_A-F | IESO | Internal | Summer | B3 | 75 | 1600 | 0 | 71.98 | 64.98 | 7 | 0
2015 | NYISO_A-F_2_IESO | NYISO_A-F | IESO | Internal | Summer | B4 | 100 | 1600 | 0 | 70.93 | 63.93 | 7 | 0
2015 | NYISO_A-F_2_IESO | NYISO_A-F | IESO | Internal | Summer | B5 | 200 | 1600 | 0 | 59.99 | 52.99 | 7 | 0
2015 | NYISO_A-F_2_IESO | NYISO_A-F | IESO | Internal | Summer | B6 | 300 | 1600 | 0 | 56.02 | 42.9 | 7 | 0
2015 | NYISO_A-F_2_IESO | NYISO_A-F | IESO | Internal | Summer | B7 | 400 | 1600 | 0 | 52.94 | 42.9 | 7 | 0
2015 | NYISO_A-F_2_IESO | NYISO_A-F | IESO | Internal | Summer | B8 | 500 | 1600 | 0 | 52.07 | 42.9 | 7 | 0
2015 | NYISO_A-F_2_IESO | NYISO_A-F | IESO | Internal | Summer | B9 | 800 | 1600 | 0 | 52.07 | 42.9 | 7 | 0
2015 | NYISO_A-F_2_IESO | NYISO_A-F | IESO | Internal | Summer | B10 | 1262 | 1600 | 0 | 52.07 | 42.9 | 7 | 0
2015 | NYISO_A-F_2_IESO | NYISO_A-F | IESO | Internal | Winter | B16 | 25 | 1600 | 0 | 64.12 | 57.12 | 7 | 0
2015 | NYISO_A-F_2_IESO | NYISO_A-F | IESO | Internal | Winter | B17 | 100 | 1600 | 0 | 58.91 | 45.11 | 7 | 0
2015 | NYISO_A-F_2_IESO | NYISO_A-F | IESO | Internal | Winter | B18 | 400 | 1600 | 0 | 58.4 | 45.11 | 7 | 0
2015 | NYISO_A-F_2_IESO | NYISO_A-F | IESO | Internal | Winter | B19 | 700 | 1600 | 0 | 58.4 | 45.11 | 7 | 0
2015 | NYISO_A-F_2_IESO | NYISO_A-F | IESO | Internal | Winter | B20 | 935 | 1600 | 0 | 58.4 | 45.11 | 7 | 0
2015 | NYISO_A-F_2_NEISO | NYISO_A-F | NEISO | Internal | Shoulder | B11 | 25 | 600 | 0 | 57.15 | 52.65 | 3 | 0
2015 | NYISO_A-F_2_NEISO | NYISO_A-F | NEISO | Internal | Shoulder | B12 | 200 | 600 | 0 | 55.63 | 52.65 | 3 | 0
2015 | NYISO_A-F_2_NEISO | NYISO_A-F | NEISO | Internal | Shoulder | B13 | 600 | 600 | 0 | 54.65 | 52.65 | 3 | 0
2015 | NYISO_A-F_2_NEISO | NYISO_A-F | NEISO | Internal | Shoulder | B14 | 900 | 600 | 0 | 53.71 | 52.65 | 3 | 0
2015 | NYISO_A-F_2_NEISO | NYISO_A-F | NEISO | Internal | Shoulder | B15 | 1203 | 600 | 0 | 53.71 | 52.65 | 3 | 0
2015 | NYISO_A-F_2_NEISO | NYISO_A-F | NEISO | Internal | Summer | B1 | 10 | 600 | 0 | 80.57 | 81.35 | 3 | 0
2015 | NYISO_A-F_2_NEISO | NYISO_A-F | NEISO | Internal | Summer | B2 | 25 | 600 | 0 | 77.48 | 74.5 | 3 | 0
2015 | NYISO_A-F_2_NEISO | NYISO_A-F | NEISO | Internal | Summer | B3 | 75 | 600 | 0 | 71.98 | 68.98 | 3 | 0
2015 | NYISO_A-F_2_NEISO | NYISO_A-F | NEISO | Internal | Summer | B4 | 100 | 600 | 0 | 70.93 | 55.47 | 3 | 0
2015 | NYISO_A-F_2_NEISO | NYISO_A-F | NEISO | Internal | Summer | B5 | 200 | 600 | 0 | 59.99 | 49.95 | 3 | 0
2015 | NYISO_A-F_2_NEISO | NYISO_A-F | NEISO | Internal | Summer | B6 | 300 | 600 | 0 | 56.02 | 49.95 | 3 | 0
2015 | NYISO_A-F_2_NEISO | NYISO_A-F | NEISO | Internal | Summer | B7 | 400 | 600 | 0 | 52.94 | 49.95 | 3 | 0
2015 | NYISO_A-F_2_NEISO | NYISO_A-F | NEISO | Internal | Summer | B8 | 500 | 600 | 0 | 52.07 | 49.95 | 3 | 0
2015 | NYISO_A-F_2_NEISO | NYISO_A-F | NEISO | Internal | Summer | B9 | 800 | 600 | 0 | 52.07 | 49.95 | 3 | 0
2015 | NYISO_A-F_2_NEISO | NYISO_A-F | NEISO | Internal | Summer | B10 | 1262 | 600 | 0 | 52.07 | 49.95 | 3 | 0
2015 | NYISO_A-F_2_NEISO | NYISO_A-F | NEISO | Internal | Winter | B16 | 25 | 600 | 0 | 64.12 | 61.04 | 3 | 0
2015 | NYISO_A-F_2_NEISO | NYISO_A-F | NEISO | Internal | Winter | B17 | 100 | 600 | 0 | 58.91 | 61.04 | 3 | 0
2015 | NYISO_A-F_2_NEISO | NYISO_A-F | NEISO | Internal | Winter | B18 | 400 | 600 | 0 | 58.4 | 61.04 | 3 | 0
2015 | NYISO_A-F_2_NEISO | NYISO_A-F | NEISO | Internal | Winter | B19 | 700 | 600 | 0 | 58.4 | 61.04 | 3 | 0
2015 | NYISO_A-F_2_NEISO | NYISO_A-F | NEISO | Internal | Winter | B20 | 935 | 600 | 0 | 58.4 | 61.04 | 3 | 0
2015 | NYISO_A-F_2_NYISO_G-I | NYISO_A-F | NYISO_G-I | Internal | Shoulder | B11 | 25 | 5685 | 5016.91 | 57.15 | 57.16 | 0.01 | 0
2015 | NYISO_A-F_2_NYISO_G-I | NYISO_A-F | NYISO_G-I | Internal | Shoulder | B12 | 200 | 5685 | 3854.45 | 55.63 | 55.64 | 0.01 | 0
2015 | NYISO_A-F_2_NYISO_G-I | NYISO_A-F | NYISO_G-I | Internal | Shoulder | B13 | 600 | 5685 | 4260.64 | 54.65 | 54.66 | 0.01 | 0
2015 | NYISO_A-F_2_NYISO_G-I | NYISO_A-F | NYISO_G-I | Internal | Shoulder | B14 | 900 | 5685 | 4440.24 | 53.71 | 53.72 | 0.01 | 0
2015 | NYISO_A-F_2_NYISO_G-I | NYISO_A-F | NYISO_G-I | Internal | Shoulder | B15 | 1203 | 5685 | 2726.87 | 53.71 | 53.72 | 0.01 | 0
2015 | NYISO_A-F_2_NYISO_G-I | NYISO_A-F | NYISO_G-I | Internal | Summer | B1 | 10 | 5685 | 5679.84 | 80.57 | 80.58 | 0.01 | 0
2015 | NYISO_A-F_2_NYISO_G-I | NYISO_A-F | NYISO_G-I | Internal | Summer | B2 | 25 | 5685 | 5264.83 | 77.48 | 77.49 | 0.01 | 0
2015 | NYISO_A-F_2_NYISO_G-I | NYISO_A-F | NYISO_G-I | Internal | Summer | B3 | 75 | 5685 | 5684.99 | 71.98 | 72.18 | 0.01 | 0.19
2015 | NYISO_A-F_2_NYISO_G-I | NYISO_A-F | NYISO_G-I | Internal | Summer | B4 | 100 | 5685 | 5685 | 70.93 | 71.83 | 0.01 | 0.89
2015 | NYISO_A-F_2_NYISO_G-I | NYISO_A-F | NYISO_G-I | Internal | Summer | B5 | 200 | 5685 | 5685 | 59.99 | 64.4 | 0.01 | 4.39
2015 | NYISO_A-F_2_NYISO_G-I | NYISO_A-F | NYISO_G-I | Internal | Summer | B6 | 300 | 5685 | 5246.34 | 56.02 | 56.03 | 0.01 | 0
2015 | NYISO_A-F_2_NYISO_G-I | NYISO_A-F | NYISO_G-I | Internal | Summer | B7 | 400 | 5685 | 4353.9 | 52.94 | 52.95 | 0.01 | 0
2015 | NYISO_A-F_2_NYISO_G-I | NYISO_A-F | NYISO_G-I | Internal | Summer | B8 | 500 | 5685 | 4708.04 | 52.07 | 52.08 | 0.01 | 0
2015 | NYISO_A-F_2_NYISO_G-I | NYISO_A-F | NYISO_G-I | Internal | Summer | B9 | 800 | 5685 | 4286.32 | 52.07 | 52.08 | 0.01 | 0
2015 | NYISO_A-F_2_NYISO_G-I | NYISO_A-F | NYISO_G-I | Internal | Summer | B10 | 1262 | 5685 | 2478.63 | 52.07 | 52.08 | 0.01 | 0
2015 | NYISO_A-F_2_NYISO_G-I | NYISO_A-F | NYISO_G-I | Internal | Winter | B16 | 25 | 5685 | 5685 | 64.12 | 67.59 | 0.01 | 3.45
2015 | NYISO_A-F_2_NYISO_G-I | NYISO_A-F | NYISO_G-I | Internal | Winter | B17 | 100 | 5685 | 5685 | 58.91 | 61.66 | 0.01 | 2.74
2015 | NYISO_A-F_2_NYISO_G-I | NYISO_A-F | NYISO_G-I | Internal | Winter | B18 | 400 | 5685 | 5685 | 58.4 | 61.66 | 0.01 | 3.25
2015 | NYISO_A-F_2_NYISO_G-I | NYISO_A-F | NYISO_G-I | Internal | Winter | B19 | 700 | 5685 | 5685 | 58.4 | 61.66 | 0.01 | 3.25
2015 | NYISO_A-F_2_NYISO_G-I | NYISO_A-F | NYISO_G-I | Internal | Winter | B20 | 935 | 5685 | 4858.38 | 58.4 | 58.41 | 0.01 | 0
2015 | NYISO_A-F_2_PJM_ROM | NYISO_A-F | PJM_ROM | Internal | Shoulder | B11 | 25 | 1000 | 1000 | 57.15 | 71.23 | 8 | 6.08
2015 | NYISO_A-F_2_PJM_ROM | NYISO_A-F | PJM_ROM | Internal | Shoulder | B12 | 200 | 1000 | 0 | 55.63 | 61.04 | 8 | 0
2015 | NYISO_A-F_2_PJM_ROM | NYISO_A-F | PJM_ROM | Internal | Shoulder | B13 | 600 | 1000 | 0 | 54.65 | 56.89 | 8 | 0
2015 | NYISO_A-F_2_PJM_ROM | NYISO_A-F | PJM_ROM | Internal | Shoulder | B14 | 900 | 1000 | 0 | 53.71 | 55.75 | 8 | 0
2015 | NYISO_A-F_2_PJM_ROM | NYISO_A-F | PJM_ROM | Internal | Shoulder | B15 | 1203 | 1000 | 0 | 53.71 | 51.64 | 8 | 0
2015 | NYISO_A-F_2_PJM_ROM | NYISO_A-F | PJM_ROM | Internal | Summer | B1 | 10 | 1000 | 487.05 | 80.57 | 88.57 | 8 | 0
2015 | NYISO_A-F_2_PJM_ROM | NYISO_A-F | PJM_ROM | Internal | Summer | B2 | 25 | 1000 | 525.78 | 77.48 | 85.48 | 8 | 0
2015 | NYISO_A-F_2_PJM_ROM | NYISO_A-F | PJM_ROM | Internal | Summer | B3 | 75 | 1000 | 1000 | 71.98 | 84.5 | 8 | 4.52
2015 | NYISO_A-F_2_PJM_ROM | NYISO_A-F | PJM_ROM | Internal | Summer | B4 | 100 | 1000 | 1000 | 70.93 | 79.82 | 8 | 0.89
2015 | NYISO_A-F_2_PJM_ROM | NYISO_A-F | PJM_ROM | Internal | Summer | B5 | 200 | 1000 | 1000 | 59.99 | 72.41 | 8 | 4.42
2015 | NYISO_A-F_2_PJM_ROM | NYISO_A-F | PJM_ROM | Internal | Summer | B6 | 300 | 1000 | 999.98 | 56.02 | 64.04 | 8 | 0.02
2015 | NYISO_A-F_2_PJM_ROM | NYISO_A-F | PJM_ROM | Internal | Summer | B7 | 400 | 1000 | 0 | 52.94 | 57.09 | 8 | 0
2015 | NYISO_A-F_2_PJM_ROM | NYISO_A-F | PJM_ROM | Internal | Summer | B8 | 500 | 1000 | 0 | 52.07 | 53.75 | 8 | 0
2015 | NYISO_A-F_2_PJM_ROM | NYISO_A-F | PJM_ROM | Internal | Summer | B9 | 800 | 1000 | 0 | 52.07 | 53.49 | 8 | 0
2015 | NYISO_A-F_2_PJM_ROM | NYISO_A-F | PJM_ROM | Internal | Summer | B10 | 1262 | 1000 | 0 | 52.07 | 49.91 | 8 | 0
2015 | NYISO_A-F_2_PJM_ROM | NYISO_A-F | PJM_ROM | Internal | Winter | B16 | 25 | 1000 | 1000 | 64.12 | 75.6 | 8 | 3.47
2015 | NYISO_A-F_2_PJM_ROM | NYISO_A-F | PJM_ROM | Internal | Winter | B17 | 100 | 1000 | 719.39 | 58.91 | 66.91 | 8 | 0
2015 | NYISO_A-F_2_PJM_ROM | NYISO_A-F | PJM_ROM | Internal | Winter | B18 | 400 | 1000 | 0 | 58.4 | 61.14 | 8 | 0
2015 | NYISO_A-F_2_PJM_ROM | NYISO_A-F | PJM_ROM | Internal | Winter | B19 | 700 | 1000 | 0 | 58.4 | 60.96 | 8 | 0
2015 | NYISO_A-F_2_PJM_ROM | NYISO_A-F | PJM_ROM | Internal | Winter | B20 | 935 | 1000 | 0 | 58.4 | 53.42 | 8 | 0
2015 | NYISO_G-I_2_NEISO | NYISO_G-I | NEISO | Internal | Shoulder | B11 | 25 | 600 | 0 | 57.16 | 52.65 | 3 | 0
2015 | NYISO_G-I_2_NEISO | NYISO_G-I | NEISO | Internal | Shoulder | B12 | 200 | 600 | 0 | 55.64 | 52.65 | 3 | 0
2015 | NYISO_G-I_2_NEISO | NYISO_G-I | NEISO | Internal | Shoulder | B13 | 600 | 600 | 0 | 54.66 | 52.65 | 3 | 0
2015 | NYISO_G-I_2_NEISO | NYISO_G-I | NEISO | Internal | Shoulder | B14 | 900 | 600 | 0 | 53.72 | 52.65 | 3 | 0
2015 | NYISO_G-I_2_NEISO | NYISO_G-I | NEISO | Internal | Shoulder | B15 | 1203 | 600 | 0 | 53.72 | 52.65 | 3 | 0
2015 | NYISO_G-I_2_NEISO | NYISO_G-I | NEISO | Internal | Summer | B1 | 10 | 600 | 0 | 80.58 | 81.35 | 3 | 0
2015 | NYISO_G-I_2_NEISO | NYISO_G-I | NEISO | Internal | Summer | B2 | 25 | 600 | 0 | 77.49 | 74.5 | 3 | 0
2015 | NYISO_G-I_2_NEISO | NYISO_G-I | NEISO | Internal | Summer | B3 | 75 | 600 | 0 | 72.18 | 68.98 | 3 | 0
2015 | NYISO_G-I_2_NEISO | NYISO_G-I | NEISO | Internal | Summer | B4 | 100 | 600 | 0 | 71.83 | 55.47 | 3 | 0
2015 | NYISO_G-I_2_NEISO | NYISO_G-I | NEISO | Internal | Summer | B5 | 200 | 600 | 0 | 64.4 | 49.95 | 3 | 0
2015 | NYISO_G-I_2_NEISO | NYISO_G-I | NEISO | Internal | Summer | B6 | 300 | 600 | 0 | 56.03 | 49.95 | 3 | 0
2015 | NYISO_G-I_2_NEISO | NYISO_G-I | NEISO | Internal | Summer | B7 | 400 | 600 | 0 | 52.95 | 49.95 | 3 | 0
2015 | NYISO_G-I_2_NEISO | NYISO_G-I | NEISO | Internal | Summer | B8 | 500 | 600 | 0 | 52.08 | 49.95 | 3 | 0
2015 | NYISO_G-I_2_NEISO | NYISO_G-I | NEISO | Internal | Summer | B9 | 800 | 600 | 0 | 52.08 | 49.95 | 3 | 0
2015 | NYISO_G-I_2_NEISO | NYISO_G-I | NEISO | Internal | Summer | B10 | 1262 | 600 | 0 | 52.08 | 49.95 | 3 | 0
2015 | NYISO_G-I_2_NEISO | NYISO_G-I | NEISO | Internal | Winter | B16 | 25 | 600 | 0 | 67.59 | 61.04 | 3 | 0
2015 | NYISO_G-I_2_NEISO | NYISO_G-I | NEISO | Internal | Winter | B17 | 100 | 600 | 0 | 61.66 | 61.04 | 3 | 0
2015 | NYISO_G-I_2_NEISO | NYISO_G-I | NEISO | Internal | Winter | B18 | 400 | 600 | 0 | 61.66 | 61.04 | 3 | 0
2015 | NYISO_G-I_2_NEISO | NYISO_G-I | NEISO | Internal | Winter | B19 | 700 | 600 | 0 | 61.66 | 61.04 | 3 | 0
2015 | NYISO_G-I_2_NEISO | NYISO_G-I | NEISO | Internal | Winter | B20 | 935 | 600 | 0 | 58.41 | 61.04 | 3 | 0
2015 | NYISO_G-I_2_NYISO_A-F | NYISO_G-I | NYISO_A-F | Internal | Shoulder | B11 | 25 | 3434 | 0.18 | 57.16 | 57.15 | 0.01 | 0
2015 | NYISO_G-I_2_NYISO_A-F | NYISO_G-I | NYISO_A-F | Internal | Shoulder | B12 | 200 | 3434 | 0.02 | 55.64 | 55.63 | 0.01 | 0
2015 | NYISO_G-I_2_NYISO_A-F | NYISO_G-I | NYISO_A-F | Internal | Shoulder | B13 | 600 | 3434 | 0 | 54.66 | 54.65 | 0.01 | 0
2015 | NYISO_G-I_2_NYISO_A-F | NYISO_G-I | NYISO_A-F | Internal | Shoulder | B14 | 900 | 3434 | 0 | 53.72 | 53.71 | 0.01 | 0
2015 | NYISO_G-I_2_NYISO_A-F | NYISO_G-I | NYISO_A-F | Internal | Shoulder | B15 | 1203 | 3434 | 0 | 53.72 | 53.71 | 0.01 | 0
2015 | NYISO_G-I_2_NYISO_A-F | NYISO_G-I | NYISO_A-F | Internal | Summer | B1 | 10 | 3434 | 0.41 | 80.58 | 80.57 | 0.01 | 0
2015 | NYISO_G-I_2_NYISO_A-F | NYISO_G-I | NYISO_A-F | Internal | Summer | B2 | 25 | 3434 | 0.18 | 77.49 | 77.48 | 0.01 | 0
2015 | NYISO_G-I_2_NYISO_A-F | NYISO_G-I | NYISO_A-F | Internal | Summer | B3 | 75 | 3434 | 0 | 72.18 | 71.98 | 0.01 | 0
2015 | NYISO_G-I_2_NYISO_A-F | NYISO_G-I | NYISO_A-F | Internal | Summer | B4 | 100 | 3434 | 0 | 71.83 | 70.93 | 0.01 | 0
2015 | NYISO_G-I_2_NYISO_A-F | NYISO_G-I | NYISO_A-F | Internal | Summer | B5 | 200 | 3434 | 0 | 64.4 | 59.99 | 0.01 | 0
2015 | NYISO_G-I_2_NYISO_A-F | NYISO_G-I | NYISO_A-F | Internal | Summer | B6 | 300 | 3434 | 0.02 | 56.03 | 56.02 | 0.01 | 0
2015 | NYISO_G-I_2_NYISO_A-F | NYISO_G-I | NYISO_A-F | Internal | Summer | B7 | 400 | 3434 | 0.01 | 52.95 | 52.94 | 0.01 | 0
2015 | NYISO_G-I_2_NYISO_A-F | NYISO_G-I | NYISO_A-F | Internal | Summer | B8 | 500 | 3434 | 0 | 52.08 | 52.07 | 0.01 | 0
2015 | NYISO_G-I_2_NYISO_A-F | NYISO_G-I | NYISO_A-F | Internal | Summer | B9 | 800 | 3434 | 0 | 52.08 | 52.07 | 0.01 | 0
2015 | NYISO_G-I_2_NYISO_A-F | NYISO_G-I | NYISO_A-F | Internal | Summer | B10 | 1262 | 3434 | 0 | 52.08 | 52.07 | 0.01 | 0
2015 | NYISO_G-I_2_NYISO_A-F | NYISO_G-I | NYISO_A-F | Internal | Winter | B16 | 25 | 3434 | 0 | 67.59 | 64.12 | 0.01 | 0
2015 | NYISO_G-I_2_NYISO_A-F | NYISO_G-I | NYISO_A-F | Internal | Winter | B17 | 100 | 3434 | 0 | 61.66 | 58.91 | 0.01 | 0
2015 | NYISO_G-I_2_NYISO_A-F | NYISO_G-I | NYISO_A-F | Internal | Winter | B18 | 400 | 3434 | 0 | 61.66 | 58.4 | 0.01 | 0
2015 | NYISO_G-I_2_NYISO_A-F | NYISO_G-I | NYISO_A-F | Internal | Winter | B19 | 700 | 3434 | 0 | 61.66 | 58.4 | 0.01 | 0
2015 | NYISO_G-I_2_NYISO_A-F | NYISO_G-I | NYISO_A-F | Internal | Winter | B20 | 935 | 3434 | 0 | 58.41 | 58.4 | 0.01 | 0
2015 | NYISO_G-I_2_NYISO_J-K | NYISO_G-I | NYISO_J-K | Internal | Shoulder | B11 | 25 | 6130 | 4510.04 | 57.16 | 57.17 | 0.01 | 0
2015 | NYISO_G-I_2_NYISO_J-K | NYISO_G-I | NYISO_J-K | Internal | Shoulder | B12 | 200 | 6130 | 4312.4 | 55.64 | 55.65 | 0.01 | 0
2015 | NYISO_G-I_2_NYISO_J-K | NYISO_G-I | NYISO_J-K | Internal | Shoulder | B13 | 600 | 6130 | 4614.46 | 54.66 | 54.67 | 0.01 | 0
2015 | NYISO_G-I_2_NYISO_J-K | NYISO_G-I | NYISO_J-K | Internal | Shoulder | B14 | 900 | 6130 | 4087.16 | 53.72 | 53.73 | 0.01 | 0
2015 | NYISO_G-I_2_NYISO_J-K | NYISO_G-I | NYISO_J-K | Internal | Shoulder | B15 | 1203 | 6130 | 2771.87 | 53.72 | 53.73 | 0.01 | 0
2015 | NYISO_G-I_2_NYISO_J-K | NYISO_G-I | NYISO_J-K | Internal | Summer | B1 | 10 | 6130 | 5117.89 | 80.58 | 80.59 | 0.01 | 0
2015 | NYISO_G-I_2_NYISO_J-K | NYISO_G-I | NYISO_J-K | Internal | Summer | B2 | 25 | 6130 | 4538.24 | 77.49 | 77.5 | 0.01 | 0
2015 | NYISO_G-I_2_NYISO_J-K | NYISO_G-I | NYISO_J-K | Internal | Summer | B3 | 75 | 6130 | 4765.99 | 72.18 | 72.19 | 0.01 | 0
2015 | NYISO_G-I_2_NYISO_J-K | NYISO_G-I | NYISO_J-K | Internal | Summer | B4 | 100 | 6130 | 6130 | 71.83 | 72.19 | 0.01 | 0.35
2015 | NYISO_G-I_2_NYISO_J-K | NYISO_G-I | NYISO_J-K | Internal | Summer | B5 | 200 | 6130 | 5806.12 | 64.4 | 64.41 | 0.01 | 0
2015 | NYISO_G-I_2_NYISO_J-K | NYISO_G-I | NYISO_J-K | Internal | Summer | B6 | 300 | 6130 | 4999.31 | 56.03 | 56.04 | 0.01 | 0
2015 | NYISO_G-I_2_NYISO_J-K | NYISO_G-I | NYISO_J-K | Internal | Summer | B7 | 400 | 6130 | 5447.54 | 52.95 | 52.97 | 0.01 | 0
2015 | NYISO_G-I_2_NYISO_J-K | NYISO_G-I | NYISO_J-K | Internal | Summer | B8 | 500 | 6130 | 5557.52 | 52.08 | 52.09 | 0.01 | 0
2015 | NYISO_G-I_2_NYISO_J-K | NYISO_G-I | NYISO_J-K | Internal | Summer | B9 | 800 | 6130 | 4745.8 | 52.08 | 52.09 | 0.01 | 0
2015 | NYISO_G-I_2_NYISO_J-K | NYISO_G-I | NYISO_J-K | Internal | Summer | B10 | 1262 | 6130 | 3103.1 | 52.08 | 52.09 | 0.01 | 0
2015 | NYISO_G-I_2_NYISO_J-K | NYISO_G-I | NYISO_J-K | Internal | Winter | B16 | 25 | 6130 | 5388.22 | 67.59 | 67.6 | 0.01 | 0
2015 | NYISO_G-I_2_NYISO_J-K | NYISO_G-I | NYISO_J-K | Internal | Winter | B17 | 100 | 6130 | 6130 | 61.66 | 63.89 | 0.01 | 2.22
2015 | NYISO_G-I_2_NYISO_J-K | NYISO_G-I | NYISO_J-K | Internal | Winter | B18 | 400 | 6130 | 6130 | 61.66 | 63.89 | 0.01 | 2.22
2015 | NYISO_G-I_2_NYISO_J-K | NYISO_G-I | NYISO_J-K | Internal | Winter | B19 | 700 | 6130 | 6130 | 61.66 | 63.89 | 0.01 | 2.22
2015 | NYISO_G-I_2_NYISO_J-K | NYISO_G-I | NYISO_J-K | Internal | Winter | B20 | 935 | 6130 | 5203.22 | 58.41 | 58.42 | 0.01 | 0
2015 | NYISO_G-I_2_PJM_E | NYISO_G-I | PJM_E | Internal | Shoulder | B11 | 25 | 1500 | 1500 | 57.16 | 71.22 | 8 | 6.06
2015 | NYISO_G-I_2_PJM_E | NYISO_G-I | PJM_E | Internal | Shoulder | B12 | 200 | 1500 | 0 | 55.64 | 61.03 | 8 | 0
2015 | NYISO_G-I_2_PJM_E | NYISO_G-I | PJM_E | Internal | Shoulder | B13 | 600 | 1500 | 0 | 54.66 | 56.88 | 8 | 0
2015 | NYISO_G-I_2_PJM_E | NYISO_G-I | PJM_E | Internal | Shoulder | B14 | 900 | 1500 | 0 | 53.72 | 55.74 | 8 | 0
2015 | NYISO_G-I_2_PJM_E | NYISO_G-I | PJM_E | Internal | Shoulder | B15 | 1203 | 1500 | 0 | 53.72 | 51.66 | 8 | 0
2015 | NYISO_G-I_2_PJM_E | NYISO_G-I | PJM_E | Internal | Summer | B1 | 10 | 1500 | 5.14 | 80.58 | 88.58 | 8 | 0
2015 | NYISO_G-I_2_PJM_E | NYISO_G-I | PJM_E | Internal | Summer | B2 | 25 | 1500 | 325.7 | 77.49 | 85.49 | 8 | 0
2015 | NYISO_G-I_2_PJM_E | NYISO_G-I | PJM_E | Internal | Summer | B3 | 75 | 1500 | 1500 | 72.18 | 84.49 | 8 | 4.31
2015 | NYISO_G-I_2_PJM_E | NYISO_G-I | PJM_E | Internal | Summer | B4 | 100 | 1500 | 390.19 | 71.83 | 79.83 | 8 | 0
2015 | NYISO_G-I_2_PJM_E | NYISO_G-I | PJM_E | Internal | Summer | B5 | 200 | 1500 | 842.37 | 64.4 | 72.4 | 8 | 0
2015 | NYISO_G-I_2_PJM_E | NYISO_G-I | PJM_E | Internal | Summer | B6 | 300 | 1500 | 1376.99 | 56.03 | 64.03 | 8 | 0
2015 | NYISO_G-I_2_PJM_E | NYISO_G-I | PJM_E | Internal | Summer | B7 | 400 | 1500 | 0 | 52.95 | 57.11 | 8 | 0
2015 | NYISO_G-I_2_PJM_E | NYISO_G-I | PJM_E | Internal | Summer | B8 | 500 | 1500 | 0 | 52.08 | 53.76 | 8 | 0
2015 | NYISO_G-I_2_PJM_E | NYISO_G-I | PJM_E | Internal | Summer | B9 | 800 | 1500 | 0 | 52.08 | 53.48 | 8 | 0
2015 | NYISO_G-I_2_PJM_E | NYISO_G-I | PJM_E | Internal | Summer | B10 | 1262 | 1500 | 0 | 52.08 | 49.89 | 8 | 0
2015 | NYISO_G-I_2_PJM_E | NYISO_G-I | PJM_E | Internal | Winter | B16 | 25 | 1500 | 1277.37 | 67.59 | 75.59 | 8 | 0
2015 | NYISO_G-I_2_PJM_E | NYISO_G-I | PJM_E | Internal | Winter | B17 | 100 | 1500 | 0 | 61.66 | 66.89 | 8 | 0
2015 | NYISO_G-I_2_PJM_E | NYISO_G-I | PJM_E | Internal | Winter | B18 | 400 | 1500 | 0 | 61.66 | 61.15 | 8 | 0
2015 | NYISO_G-I_2_PJM_E | NYISO_G-I | PJM_E | Internal | Winter | B19 | 700 | 1500 | 0 | 61.66 | 60.97 | 8 | 0
2015 | NYISO_G-I_2_PJM_E | NYISO_G-I | PJM_E | Internal | Winter | B20 | 935 | 1500 | 0 | 58.41 | 53.43 | 8 | 0
2015 | NYISO_J-K_2_NEISO | NYISO_J-K | NEISO | Internal | Shoulder | B11 | 25 | 315 | 0 | 57.17 | 52.65 | 3 | 0
2015 | NYISO_J-K_2_NEISO | NYISO_J-K | NEISO | Internal | Shoulder | B12 | 200 | 315 | 0 | 55.65 | 52.65 | 3 | 0
2015 | NYISO_J-K_2_NEISO | NYISO_J-K | NEISO | Internal | Shoulder | B13 | 600 | 315 | 0 | 54.67 | 52.65 | 3 | 0
2015 | NYISO_J-K_2_NEISO | NYISO_J-K | NEISO | Internal | Shoulder | B14 | 900 | 315 | 0 | 53.73 | 52.65 | 3 | 0
2015 | NYISO_J-K_2_NEISO | NYISO_J-K | NEISO | Internal | Shoulder | B15 | 1203 | 315 | 0 | 53.73 | 52.65 | 3 | 0
2015 | NYISO_J-K_2_NEISO | NYISO_J-K | NEISO | Internal | Summer | B1 | 10 | 315 | 0 | 80.59 | 81.35 | 3 | 0
2015 | NYISO_J-K_2_NEISO | NYISO_J-K | NEISO | Internal | Summer | B2 | 25 | 315 | 0 | 77.5 | 74.5 | 3 | 0
2015 | NYISO_J-K_2_NEISO | NYISO_J-K | NEISO | Internal | Summer | B3 | 75 | 315 | 0 | 72.19 | 68.98 | 3 | 0
2015 | NYISO_J-K_2_NEISO | NYISO_J-K | NEISO | Internal | Summer | B4 | 100 | 315 | 0 | 72.19 | 55.47 | 3 | 0
2015 | NYISO_J-K_2_NEISO | NYISO_J-K | NEISO | Internal | Summer | B5 | 200 | 315 | 0 | 64.41 | 49.95 | 3 | 0
2015 | NYISO_J-K_2_NEISO | NYISO_J-K | NEISO | Internal | Summer | B6 | 300 | 315 | 0 | 56.04 | 49.95 | 3 | 0
2015 | NYISO_J-K_2_NEISO | NYISO_J-K | NEISO | Internal | Summer | B7 | 400 | 315 | 0 | 52.97 | 49.95 | 3 | 0
2015 | NYISO_J-K_2_NEISO | NYISO_J-K | NEISO | Internal | Summer | B8 | 500 | 315 | 0 | 52.09 | 49.95 | 3 | 0
2015 | NYISO_J-K_2_NEISO | NYISO_J-K | NEISO | Internal | Summer | B9 | 800 | 315 | 0 | 52.09 | 49.95 | 3 | 0
2015 | NYISO_J-K_2_NEISO | NYISO_J-K | NEISO | Internal | Summer | B10 | 1262 | 315 | 0 | 52.09 | 49.95 | 3 | 0
2015 | NYISO_J-K_2_NEISO | NYISO_J-K | NEISO | Internal | Winter | B16 | 25 | 315 | 0 | 67.6 | 61.04 | 3 | 0
2015 | NYISO_J-K_2_NEISO | NYISO_J-K | NEISO | Internal | Winter | B17 | 100 | 315 | 0 | 63.89 | 61.04 | 3 | 0
2015 | NYISO_J-K_2_NEISO | NYISO_J-K | NEISO | Internal | Winter | B18 | 400 | 315 | 0 | 63.89 | 61.04 | 3 | 0
2015 | NYISO_J-K_2_NEISO | NYISO_J-K | NEISO | Internal | Winter | B19 | 700 | 315 | 0 | 63.89 | 61.04 | 3 | 0
2015 | NYISO_J-K_2_NEISO | NYISO_J-K | NEISO | Internal | Winter | B20 | 935 | 315 | 0 | 58.42 | 61.04 | 3 | 0
2015 | NYISO_J-K_2_NYISO_G-I | NYISO_J-K | NYISO_G-I | Internal | Shoulder | B11 | 25 | 1999 | 0.19 | 57.17 | 57.16 | 0.01 | 0
2015 | NYISO_J-K_2_NYISO_G-I | NYISO_J-K | NYISO_G-I | Internal | Shoulder | B12 | 200 | 1999 | 0.02 | 55.65 | 55.64 | 0.01 | 0
2015 | NYISO_J-K_2_NYISO_G-I | NYISO_J-K | NYISO_G-I | Internal | Shoulder | B13 | 600 | 1999 | 0 | 54.67 | 54.66 | 0.01 | 0
2015 | NYISO_J-K_2_NYISO_G-I | NYISO_J-K | NYISO_G-I | Internal | Shoulder | B14 | 900 | 1999 | 0 | 53.73 | 53.72 | 0.01 | 0
2015 | NYISO_J-K_2_NYISO_G-I | NYISO_J-K | NYISO_G-I | Internal | Shoulder | B15 | 1203 | 1999 | 0 | 53.73 | 53.72 | 0.01 | 0
2015 | NYISO_J-K_2_NYISO_G-I | NYISO_J-K | NYISO_G-I | Internal | Summer | B1 | 10 | 1999 | 0.44 | 80.59 | 80.58 | 0.01 | 0
2015 | NYISO_J-K_2_NYISO_G-I | NYISO_J-K | NYISO_G-I | Internal | Summer | B2 | 25 | 1999 | 0.19 | 77.5 | 77.49 | 0.01 | 0
2015 | NYISO_J-K_2_NYISO_G-I | NYISO_J-K | NYISO_G-I | Internal | Summer | B3 | 75 | 1999 | 0.06 | 72.19 | 72.18 | 0.01 | 0
2015 | NYISO_J-K_2_NYISO_G-I | NYISO_J-K | NYISO_G-I | Internal | Summer | B4 | 100 | 1999 | 0 | 72.19 | 71.83 | 0.01 | 0
2015 | NYISO_J-K_2_NYISO_G-I | NYISO_J-K | NYISO_G-I | Internal | Summer | B5 | 200 | 1999 | 0.02 | 64.41 | 64.4 | 0.01 | 0
2015 | NYISO_J-K_2_NYISO_G-I | NYISO_J-K | NYISO_G-I | Internal | Summer | B6 | 300 | 1999 | 0.02 | 56.04 | 56.03 | 0.01 | 0
2015 | NYISO_J-K_2_NYISO_G-I | NYISO_J-K | NYISO_G-I | Internal | Summer | B7 | 400 | 1999 | 0.01 | 52.97 | 52.95 | 0.01 | 0
2015 | NYISO_J-K_2_NYISO_G-I | NYISO_J-K | NYISO_G-I | Internal | Summer | B8 | 500 | 1999 | 0 | 52.09 | 52.08 | 0.01 | 0
2015 | NYISO_J-K_2_NYISO_G-I | NYISO_J-K | NYISO_G-I | Internal | Summer | B9 | 800 | 1999 | 0 | 52.09 | 52.08 | 0.01 | 0
2015 | NYISO_J-K_2_NYISO_G-I | NYISO_J-K | NYISO_G-I | Internal | Summer | B10 | 1262 | 1999 | 0 | 52.09 | 52.08 | 0.01 | 0
2015 | NYISO_J-K_2_NYISO_G-I | NYISO_J-K | NYISO_G-I | Internal | Winter | B16 | 25 | 1999 | 0.18 | 67.6 | 67.59 | 0.01 | 0
2015 | NYISO_J-K_2_NYISO_G-I | NYISO_J-K | NYISO_G-I | Internal | Winter | B17 | 100 | 1999 | 0 | 63.89 | 61.66 | 0.01 | 0
2015 | NYISO_J-K_2_NYISO_G-I | NYISO_J-K | NYISO_G-I | Internal | Winter | B18 | 400 | 1999 | 0 | 63.89 | 61.66 | 0.01 | 0
2015 | NYISO_J-K_2_NYISO_G-I | NYISO_J-K | NYISO_G-I | Internal | Winter | B19 | 700 | 1999 | 0 | 63.89 | 61.66 | 0.01 | 0
2015 | NYISO_J-K_2_NYISO_G-I | NYISO_J-K | NYISO_G-I | Internal | Winter | B20 | 935 | 1999 | 0 | 58.42 | 58.41 | 0.01 | 0
2015 | NYISO_J-K_2_PJM_E | NYISO_J-K | PJM_E | Internal | Shoulder | B11 | 25 | 330 | 330 | 57.17 | 71.22 | 8 | 6.04
2015 | NYISO_J-K_2_PJM_E | NYISO_J-K | PJM_E | Internal | Shoulder | B12 | 200 | 330 | 0 | 55.65 | 61.03 | 8 | 0
2015 | NYISO_J-K_2_PJM_E | NYISO_J-K | PJM_E | Internal | Shoulder | B13 | 600 | 330 | 0 | 54.67 | 56.88 | 8 | 0
2015 | NYISO_J-K_2_PJM_E | NYISO_J-K | PJM_E | Internal | Shoulder | B14 | 900 | 330 | 0 | 53.73 | 55.74 | 8 | 0
2015 | NYISO_J-K_2_PJM_E | NYISO_J-K | PJM_E | Internal | Shoulder | B15 | 1203 | 330 | 0 | 53.73 | 51.66 | 8 | 0
2015 | NYISO_J-K_2_PJM_E | NYISO_J-K | PJM_E | Internal | Summer | B1 | 10 | 330 | 0.85 | 80.59 | 88.58 | 8 | 0
2015 | NYISO_J-K_2_PJM_E | NYISO_J-K | PJM_E | Internal | Summer | B2 | 25 | 330 | 0.34 | 77.5 | 85.49 | 8 | 0
2015 | NYISO_J-K_2_PJM_E | NYISO_J-K | PJM_E | Internal | Summer | B3 | 75 | 330 | 330 | 72.19 | 84.49 | 8 | 4.29
2015 | NYISO_J-K_2_PJM_E | NYISO_J-K | PJM_E | Internal | Summer | B4 | 100 | 330 | 0 | 72.19 | 79.83 | 8 | 0
2015 | NYISO_J-K_2_PJM_E | NYISO_J-K | PJM_E | Internal | Summer | B5 | 200 | 330 | 0.05 | 64.41 | 72.4 | 8 | 0
2015 | NYISO_J-K_2_PJM_E | NYISO_J-K | PJM_E | Internal | Summer | B6 | 300 | 330 | 0.03 | 56.04 | 64.03 | 8 | 0
2015 | NYISO_J-K_2_PJM_E | NYISO_J-K | PJM_E | Internal | Summer | B7 | 400 | 330 | 0 | 52.97 | 57.11 | 8 | 0
2015 | NYISO_J-K_2_PJM_E | NYISO_J-K | PJM_E | Internal | Summer | B8 | 500 | 330 | 0 | 52.09 | 53.76 | 8 | 0
2015 | NYISO_J-K_2_PJM_E | NYISO_J-K | PJM_E | Internal | Summer | B9 | 800 | 330 | 0 | 52.09 | 53.48 | 8 | 0
2015 | NYISO_J-K_2_PJM_E | NYISO_J-K | PJM_E | Internal | Summer | B10 | 1262 | 330 | 0 | 52.09 | 49.89 | 8 | 0
2015 | NYISO_J-K_2_PJM_E | NYISO_J-K | PJM_E | Internal | Winter | B16 | 25 | 330 | 0.35 | 67.6 | 75.59 | 8 | 0
2015 | NYISO_J-K_2_PJM_E | NYISO_J-K | PJM_E | Internal | Winter | B17 | 100 | 330 | 0 | 63.89 | 66.89 | 8 | 0
2015 | NYISO_J-K_2_PJM_E | NYISO_J-K | PJM_E | Internal | Winter | B18 | 400 | 330 | 0 | 63.89 | 61.15 | 8 | 0
2015 | NYISO_J-K_2_PJM_E | NYISO_J-K | PJM_E | Internal | Winter | B19 | 700 | 330 | 0 | 63.89 | 60.97 | 8 | 0
2015 | NYISO_J-K_2_PJM_E | NYISO_J-K | PJM_E | Internal | Winter | B20 | 935 | 330 | 0 | 58.42 | 53.43 | 8 | 0
2015 | PJM_E_2_NYISO_G-I | PJM_E | NYISO_G-I | Internal | Shoulder | B11 | 25 | 500 | 0 | 71.22 | 57.16 | 6 | 0
2015 | PJM_E_2_NYISO_G-I | PJM_E | NYISO_G-I | Internal | Shoulder | B12 | 200 | 500 | 0 | 61.03 | 55.64 | 6 | 0
2015 | PJM_E_2_NYISO_G-I | PJM_E | NYISO_G-I | Internal | Shoulder | B13 | 600 | 500 | 0 | 56.88 | 54.66 | 6 | 0
2015 | PJM_E_2_NYISO_G-I | PJM_E | NYISO_G-I | Internal | Shoulder | B14 | 900 | 500 | 0 | 55.74 | 53.72 | 6 | 0
2015 | PJM_E_2_NYISO_G-I | PJM_E | NYISO_G-I | Internal | Shoulder | B15 | 1203 | 500 | 0 | 51.66 | 53.72 | 6 | 0
2015 | PJM_E_2_NYISO_G-I | PJM_E | NYISO_G-I | Internal | Summer | B1 | 10 | 500 | 0 | 88.58 | 80.58 | 6 | 0
2015 | PJM_E_2_NYISO_G-I | PJM_E | NYISO_G-I | Internal | Summer | B2 | 25 | 500 | 0 | 85.49 | 77.49 | 6 | 0
2015 | PJM_E_2_NYISO_G-I | PJM_E | NYISO_G-I | Internal | Summer | B3 | 75 | 500 | 0 | 84.49 | 72.18 | 6 | 0
2015 | PJM_E_2_NYISO_G-I | PJM_E | NYISO_G-I | Internal | Summer | B4 | 100 | 500 | 0 | 79.83 | 71.83 | 6 | 0
2015 | PJM_E_2_NYISO_G-I | PJM_E | NYISO_G-I | Internal | Summer | B5 | 200 | 500 | 0 | 72.4 | 64.4 | 6 | 0
2015 | PJM_E_2_NYISO_G-I | PJM_E | NYISO_G-I | Internal | Summer | B6 | 300 | 500 | 0 | 64.03 | 56.03 | 6 | 0
2015 | PJM_E_2_NYISO_G-I | PJM_E | NYISO_G-I | Internal | Summer | B7 | 400 | 500 | 0 | 57.11 | 52.95 | 6 | 0
2015 | PJM_E_2_NYISO_G-I | PJM_E | NYISO_G-I | Internal | Summer | B8 | 500 | 500 | 0 | 53.76 | 52.08 | 6 | 0
2015 | PJM_E_2_NYISO_G-I | PJM_E | NYISO_G-I | Internal | Summer | B9 | 800 | 500 | 0 | 53.48 | 52.08 | 6 | 0
2015 | PJM_E_2_NYISO_G-I | PJM_E | NYISO_G-I | Internal | Summer | B10 | 1262 | 500 | 0 | 49.89 | 52.08 | 6 | 0
2015 | PJM_E_2_NYISO_G-I | PJM_E | NYISO_G-I | Internal | Winter | B16 | 25 | 500 | 0 | 75.59 | 67.59 | 6 | 0
2015 | PJM_E_2_NYISO_G-I | PJM_E | NYISO_G-I | Internal | Winter | B17 | 100 | 500 | 0 | 66.89 | 61.66 | 6 | 0
2015 | PJM_E_2_NYISO_G-I | PJM_E | NYISO_G-I | Internal | Winter | B18 | 400 | 500 | 0 | 61.15 | 61.66 | 6 | 0
2015 | PJM_E_2_NYISO_G-I | PJM_E | NYISO_G-I | Internal | Winter | B19 | 700 | 500 | 0 | 60.97 | 61.66 | 6 | 0
2015 | PJM_E_2_NYISO_G-I | PJM_E | NYISO_G-I | Internal | Winter | B20 | 935 | 500 | 0 | 53.43 | 58.41 | 6 | 0
2015 | PJM_E_2_NYISO_J-K | PJM_E | NYISO_J-K | Internal | Shoulder | B11 | 25 | 330 | 0 | 71.22 | 57.17 | 6 | 0
2015 | PJM_E_2_NYISO_J-K | PJM_E | NYISO_J-K | Internal | Shoulder | B12 | 200 | 330 | 0 | 61.03 | 55.65 | 6 | 0
2015 | PJM_E_2_NYISO_J-K | PJM_E | NYISO_J-K | Internal | Shoulder | B13 | 600 | 330 | 0 | 56.88 | 54.67 | 6 | 0
2015 | PJM_E_2_NYISO_J-K | PJM_E | NYISO_J-K | Internal | Shoulder | B14 | 900 | 330 | 0 | 55.74 | 53.73 | 6 | 0
2015 | PJM_E_2_NYISO_J-K | PJM_E | NYISO_J-K | Internal | Shoulder | B15 | 1203 | 330 | 0 | 51.66 | 53.73 | 6 | 0
2015 | PJM_E_2_NYISO_J-K | PJM_E | NYISO_J-K | Internal | Summer | B1 | 10 | 330 | 0 | 88.58 | 80.59 | 6 | 0
2015 | PJM_E_2_NYISO_J-K | PJM_E | NYISO_J-K | Internal | Summer | B2 | 25 | 330 | 0 | 85.49 | 77.5 | 6 | 0
2015 | PJM_E_2_NYISO_J-K | PJM_E | NYISO_J-K | Internal | Summer | B3 | 75 | 330 | 0 | 84.49 | 72.19 | 6 | 0
2015 | PJM_E_2_NYISO_J-K | PJM_E | NYISO_J-K | Internal | Summer | B4 | 100 | 330 | 0 | 79.83 | 72.19 | 6 | 0
2015 | PJM_E_2_NYISO_J-K | PJM_E | NYISO_J-K | Internal | Summer | B5 | 200 | 330 | 0 | 72.4 | 64.41 | 6 | 0
2015 | PJM_E_2_NYISO_J-K | PJM_E | NYISO_J-K | Internal | Summer | B6 | 300 | 330 | 0 | 64.03 | 56.04 | 6 | 0
2015 | PJM_E_2_NYISO_J-K | PJM_E | NYISO_J-K | Internal | Summer | B7 | 400 | 330 | 0 | 57.11 | 52.97 | 6 | 0
2015 | PJM_E_2_NYISO_J-K | PJM_E | NYISO_J-K | Internal | Summer | B8 | 500 | 330 | 0 | 53.76 | 52.09 | 6 | 0
2015 | PJM_E_2_NYISO_J-K | PJM_E | NYISO_J-K | Internal | Summer | B9 | 800 | 330 | 0 | 53.48 | 52.09 | 6 | 0
2015 | PJM_E_2_NYISO_J-K | PJM_E | NYISO_J-K | Internal | Summer | B10 | 1262 | 330 | 0 | 49.89 | 52.09 | 6 | 0
2015 | PJM_E_2_NYISO_J-K | PJM_E | NYISO_J-K | Internal | Winter | B16 | 25 | 330 | 0 | 75.59 | 67.6 | 6 | 0
2015 | PJM_E_2_NYISO_J-K | PJM_E | NYISO_J-K | Internal | Winter | B17 | 100 | 330 | 0 | 66.89 | 63.89 | 6 | 0
2015 | PJM_E_2_NYISO_J-K | PJM_E | NYISO_J-K | Internal | Winter | B18 | 400 | 330 | 0 | 61.15 | 63.89 | 6 | 0
2015 | PJM_E_2_NYISO_J-K | PJM_E | NYISO_J-K | Internal | Winter | B19 | 700 | 330 | 0 | 60.97 | 63.89 | 6 | 0
2015 | PJM_E_2_NYISO_J-K | PJM_E | NYISO_J-K | Internal | Winter | B20 | 935 | 330 | 0 | 53.43 | 58.42 | 6 | 0
2015 | PJM_E_2_PJM_ROM | PJM_E | PJM_ROM | Internal | Shoulder | B11 | 25 | 8000 | 3554.83 | 71.22 | 71.23 | 0.01 | 0
2015 | PJM_E_2_PJM_ROM | PJM_E | PJM_ROM | Internal | Shoulder | B12 | 200 | 8000 | 1740.13 | 61.03 | 61.04 | 0.01 | 0
2015 | PJM_E_2_PJM_ROM | PJM_E | PJM_ROM | Internal | Shoulder | B13 | 600 | 8000 | 244.2 | 56.88 | 56.89 | 0.01 | 0
2015 | PJM_E_2_PJM_ROM | PJM_E | PJM_ROM | Internal | Shoulder | B14 | 900 | 8000 | 601.49 | 55.74 | 55.75 | 0.01 | 0
2015 | PJM_E_2_PJM_ROM | PJM_E | PJM_ROM | Internal | Shoulder | B15 | 1203 | 8000 | 0 | 51.66 | 51.64 | 0.01 | 0
2015 | PJM_E_2_PJM_ROM | PJM_E | PJM_ROM | Internal | Summer | B1 | 10 | 8000 | 0.49 | 88.58 | 88.57 | 0.01 | 0
2015 | PJM_E_2_PJM_ROM | PJM_E | PJM_ROM | Internal | Summer | B2 | 25 | 8000 | 0.2 | 85.49 | 85.48 | 0.01 | 0
2015 | PJM_E_2_PJM_ROM | PJM_E | PJM_ROM | Internal | Summer | B3 | 75 | 8000 | 1536.81 | 84.49 | 84.5 | 0.01 | 0
2015 | PJM_E_2_PJM_ROM | PJM_E | PJM_ROM | Internal | Summer | B4 | 100 | 8000 | 0.05 | 79.83 | 79.82 | 0.01 | 0
2015 | PJM_E_2_PJM_ROM | PJM_E | PJM_ROM | Internal | Summer | B5 | 200 | 8000 | 50.91 | 72.4 | 72.41 | 0.01 | 0
2015 | PJM_E_2_PJM_ROM | PJM_E | PJM_ROM | Internal | Summer | B6 | 300 | 8000 | 1085.92 | 64.03 | 64.04 | 0.01 | 0
2015 | PJM_E_2_PJM_ROM | PJM_E | PJM_ROM | Internal | Summer | B7 | 400 | 8000 | 0.01 | 57.11 | 57.09 | 0.01 | 0
2015 | PJM_E_2_PJM_ROM | PJM_E | PJM_ROM | Internal | Summer | B8 | 500 | 8000 | 0.01 | 53.76 | 53.75 | 0.01 | 0
2015 | PJM_E_2_PJM_ROM | PJM_E | PJM_ROM | Internal | Summer | B9 | 800 | 8000 | 238.55 | 53.48 | 53.49 | 0.01 | 0
2015 | PJM_E_2_PJM_ROM | PJM_E | PJM_ROM | Internal | Summer | B10 | 1262 | 8000 | 343.92 | 49.89 | 49.91 | 0.01 | 0
2015 | PJM_E_2_PJM_ROM | PJM_E | PJM_ROM | Internal | Winter | B16 | 25 | 8000 | 2641.95 | 75.59 | 75.6 | 0.01 | 0
2015 | PJM_E_2_PJM_ROM | PJM_E | PJM_ROM | Internal | Winter | B17 | 100 | 8000 | 1190.69 | 66.89 | 66.91 | 0.01 | 0
2015 | PJM_E_2_PJM_ROM | PJM_E | PJM_ROM | Internal | Winter | B18 | 400 | 8000 | 0.01 | 61.15 | 61.14 | 0.01 | 0
2015 | PJM_E_2_PJM_ROM | PJM_E | PJM_ROM | Internal | Winter | B19 | 700 | 8000 | 0 | 60.97 | 60.96 | 0.01 | 0
2015 | PJM_E_2_PJM_ROM | PJM_E | PJM_ROM | Internal | Winter | B20 | 935 | 8000 | 0 | 53.43 | 53.42 | 0.01 | 0
2015 | PJM_ROR_2_MISO_IN | PJM_ROR | MISO_IN | Internal | Shoulder | B11 | 25 | 1170 | 60.37 | 71.22 | 73.22 | 2 | 0
2015 | PJM_ROR_2_MISO_IN | PJM_ROR | MISO_IN | Internal | Shoulder | B12 | 200 | 1170 | 0 | 61.03 | 59.97 | 2 | 0
2015 | PJM_ROR_2_MISO_IN | PJM_ROR | MISO_IN | Internal | Shoulder | B13 | 600 | 1170 | 0 | 56.88 | 54.89 | 2 | 0
2015 | PJM_ROR_2_MISO_IN | PJM_ROR | MISO_IN | Internal | Shoulder | B14 | 900 | 1170 | 0 | 54.44 | 52.45 | 2 | 0
2015 | PJM_ROR_2_MISO_IN | PJM_ROR | MISO_IN | Internal | Shoulder | B15 | 1203 | 1170 | 0 | 51.63 | 51.79 | 2 | 0
2015 | PJM_ROR_2_MISO_IN | PJM_ROR | MISO_IN | Internal | Summer | B1 | 10 | 1170 | 0 | 88.56 | 86.58 | 2 | 0
2015 | PJM_ROR_2_MISO_IN | PJM_ROR | MISO_IN | Internal | Summer | B2 | 25 | 1170 | 0 | 85.47 | 83.78 | 2 | 0
2015 | PJM_ROR_2_MISO_IN | PJM_ROR | MISO_IN | Internal | Summer | B3 | 75 | 1170 | 0 | 84.49 | 83.77 | 2 | 0
2015 | PJM_ROR_2_MISO_IN | PJM_ROR | MISO_IN | Internal | Summer | B4 | 100 | 1170 | 0.09 | 79.81 | 81.8 | 2 | 0
2015 | PJM_ROR_2_MISO_IN | PJM_ROR | MISO_IN | Internal | Summer | B5 | 200 | 1170 | 0.02 | 72.4 | 74.37 | 2 | 0
2015 | PJM_ROR_2_MISO_IN | PJM_ROR | MISO_IN | Internal | Summer | B6 | 300 | 1170 | 0 | 64.03 | 65.02 | 2 | 0
2015 | PJM_ROR_2_MISO_IN | PJM_ROR | MISO_IN | Internal | Summer | B7 | 400 | 1170 | 0 | 57.08 | 55.08 | 2 | 0
2015 | PJM_ROR_2_MISO_IN | PJM_ROR | MISO_IN | Internal | Summer | B8 | 500 | 1170 | 0 | 53.06 | 51.07 | 2 | 0
2015 | PJM_ROR_2_MISO_IN | PJM_ROR | MISO_IN | Internal | Summer | B9 | 800 | 1170 | 0 | 50.64 | 50.69 | 2 | 0
2015 | PJM_ROR_2_MISO_IN | PJM_ROR | MISO_IN | Internal | Summer | B10 | 1262 | 1170 | 0 | 49.89 | 50.07 | 2 | 0
2015 | PJM_ROR_2_MISO_IN | PJM_ROR | MISO_IN | Internal | Winter | B16 | 25 | 1170 | 0 | 75.59 | 73.61 | 2 | 0
2015 | PJM_ROR_2_MISO_IN | PJM_ROR | MISO_IN | Internal | Winter | B17 | 100 | 1170 | 0 | 66.89 | 64.91 | 2 | 0
2015 | PJM_ROR_2_MISO_IN | PJM_ROR | MISO_IN | Internal | Winter | B18 | 400 | 1170 | 0 | 59.36 | 57.37 | 2 | 0
2015 | PJM_ROR_2_MISO_IN | PJM_ROR | MISO_IN | Internal | Winter | B19 | 700 | 1170 | 0 | 57.22 | 55.22 | 2 | 0
2015 | PJM_ROR_2_MISO_IN | PJM_ROR | MISO_IN | Internal | Winter | B20 | 935 | 1170 | 0 | 53.41 | 52.1 | 2 | 0
2015 | PJM_ROR_2_MISO_MI | PJM_ROR | MISO_MI | Internal | Shoulder | B11 | 25 | 1305 | 0 | 71.22 | 71.44 | 2 | 0
2015 | PJM_ROR_2_MISO_MI | PJM_ROR | MISO_MI | Internal | Shoulder | B12 | 200 | 1305 | 0 | 61.03 | 59.96 | 2 | 0
2015 | PJM_ROR_2_MISO_MI | PJM_ROR | MISO_MI | Internal | Shoulder | B13 | 600 | 1305 | 0 | 56.88 | 54.89 | 2 | 0
2015 | PJM_ROR_2_MISO_MI | PJM_ROR | MISO_MI | Internal | Shoulder | B14 | 900 | 1305 | 0 | 54.44 | 52.46 | 2 | 0
2015 | PJM_ROR_2_MISO_MI | PJM_ROR | MISO_MI | Internal | Shoulder | B15 | 1203 | 1305 | 0 | 51.63 | 51.8 | 2 | 0
2015 | PJM_ROR_2_MISO_MI | PJM_ROR | MISO_MI | Internal | Summer | B1 | 10 | 1305 | 0 | 88.56 | 86.57 | 2 | 0
2015 | PJM_ROR_2_MISO_MI | PJM_ROR | MISO_MI | Internal | Summer | B2 | 25 | 1305 | 0 | 85.47 | 83.77 | 2 | 0
2015 | PJM_ROR_2_MISO_MI | PJM_ROR | MISO_MI | Internal | Summer | B3 | 75 | 1305 | 0 | 84.49 | 82.49 | 2 | 0
2015 | PJM_ROR_2_MISO_MI | PJM_ROR | MISO_MI | Internal | Summer | B4 | 100 | 1305 | 0 | 79.81 | 81.44 | 2 | 0
2015 | PJM_ROR_2_MISO_MI | PJM_ROR | MISO_MI | Internal | Summer | B5 | 200 | 1305 | 0.02 | 72.4 | 74.36 | 2 | 0
2015 | PJM_ROR_2_MISO_MI | PJM_ROR | MISO_MI | Internal | Summer | B6 | 300 | 1305 | 0 | 64.03 | 65.01 | 2 | 0
2015 | PJM_ROR_2_MISO_MI | PJM_ROR | MISO_MI | Internal | Summer | B7 | 400 | 1305 | 0 | 57.08 | 55.08 | 2 | 0
2015 | PJM_ROR_2_MISO_MI | PJM_ROR | MISO_MI | Internal | Summer | B8 | 500 | 1305 | 0 | 53.06 | 51.08 | 2 | 0
2015 | PJM_ROR_2_MISO_MI | PJM_ROR | MISO_MI | Internal | Summer | B9 | 800 | 1305 | 0 | 50.64 | 50.7 | 2 | 0
2015 | PJM_ROR_2_MISO_MI | PJM_ROR | MISO_MI | Internal | Summer | B10 | 1262 | 1305 | 0 | 49.89 | 50.08 | 2 | 0
2015 | PJM_ROR_2_MISO_MI | PJM_ROR | MISO_MI | Internal | Winter | B16 | 25 | 1305 | 0 | 75.59 | 73.59 | 2 | 0
2015 | PJM_ROR_2_MISO_MI | PJM_ROR | MISO_MI | Internal | Winter | B17 | 100 | 1305 | 0 | 66.89 | 64.89 | 2 | 0
2015 | PJM_ROR_2_MISO_MI | PJM_ROR | MISO_MI | Internal | Winter | B18 | 400 | 1305 | 0 | 59.36 | 57.36 | 2 | 0
2015 | PJM_ROR_2_MISO_MI | PJM_ROR | MISO_MI | Internal | Winter | B19 | 700 | 1305 | 0 | 57.22 | 55.22 | 2 | 0
2015 | PJM_ROR_2_MISO_MI | PJM_ROR | MISO_MI | Internal | Winter | B20 | 935 | 1305 | 0 | 53.41 | 52.11 | 2 | 0
2015 | PJM_ROR_2_MISO_MO-IL | PJM_ROR | MISO_MO-IL | Internal | Shoulder | B11 | 25 | 1111 | 1110.55 | 71.22 | 73.23 | 2 | 0.01
2015 | PJM_ROR_2_MISO_MO-IL | PJM_ROR | MISO_MO-IL | Internal | Shoulder | B12 | 200 | 1111 | 0 | 61.03 | 59.99 | 2 | 0
2015 | PJM_ROR_2_MISO_MO-IL | PJM_ROR | MISO_MO-IL | Internal | Shoulder | B13 | 600 | 1111 | 0 | 56.88 | 54.9 | 2 | 0
2015 | PJM_ROR_2_MISO_MO-IL | PJM_ROR | MISO_MO-IL | Internal | Shoulder | B14 | 900 | 1111 | 0 | 54.44 | 52.46 | 2 | 0
2015 | PJM_ROR_2_MISO_MO-IL | PJM_ROR | MISO_MO-IL | Internal | Shoulder | B15 | 1203 | 1111 | 0 | 51.63 | 51.8 | 2 | 0
2015 | PJM_ROR_2_MISO_MO-IL | PJM_ROR | MISO_MO-IL | Internal | Summer | B1 | 10 | 1111 | 0 | 88.56 | 86.57 | 2 | 0
2015 | PJM_ROR_2_MISO_MO-IL | PJM_ROR | MISO_MO-IL | Internal | Summer | B2 | 25 | 1111 | 0 | 85.47 | 83.78 | 2 | 0
2015 | PJM_ROR_2_MISO_MO-IL | PJM_ROR | MISO_MO-IL | Internal | Summer | B3 | 75 | 1111 | 0 | 84.49 | 83.78 | 2 | 0
2015 | PJM_ROR_2_MISO_MO-IL | PJM_ROR | MISO_MO-IL | Internal | Summer | B4 | 100 | 1111 | 338.47 | 79.81 | 81.81 | 2 | 0
2015 | PJM_ROR_2_MISO_MO-IL | PJM_ROR | MISO_MO-IL | Internal | Summer | B5 | 200 | 1111 | 0.05 | 72.4 | 74.38 | 2 | 0
2015 | PJM_ROR_2_MISO_MO-IL | PJM_ROR | MISO_MO-IL | Internal | Summer | B6 | 300 | 1111 | 0 | 64.03 | 65.03 | 2 | 0
2015 | PJM_ROR_2_MISO_MO-IL | PJM_ROR | MISO_MO-IL | Internal | Summer | B7 | 400 | 1111 | 0 | 57.08 | 55.09 | 2 | 0
2015 | PJM_ROR_2_MISO_MO-IL | PJM_ROR | MISO_MO-IL | Internal | Summer | B8 | 500 | 1111 | 0 | 53.06 | 51.08 | 2 | 0
2015 | PJM_ROR_2_MISO_MO-IL | PJM_ROR | MISO_MO-IL | Internal | Summer | B9 | 800 | 1111 | 0 | 50.64 | 50.7 | 2 | 0
2015 | PJM_ROR_2_MISO_MO-IL | PJM_ROR | MISO_MO-IL | Internal | Summer | B10 | 1262 | 1111 | 0 | 49.89 | 50.08 | 2 | 0
2015 | PJM_ROR_2_MISO_MO-IL | PJM_ROR | MISO_MO-IL | Internal | Winter | B16 | 25 | 1111 | 0 | 75.59 | 73.6 | 2 | 0
2015 | PJM_ROR_2_MISO_MO-IL | PJM_ROR | MISO_MO-IL | Internal | Winter | B17 | 100 | 1111 | 0 | 66.89 | 64.89 | 2 | 0
2015 | PJM_ROR_2_MISO_MO-IL | PJM_ROR | MISO_MO-IL | Internal | Winter | B18 | 400 | 1111 | 0 | 59.36 | 57.36 | 2 | 0
2015 | PJM_ROR_2_MISO_MO-IL | PJM_ROR | MISO_MO-IL | Internal | Winter | B19 | 700 | 1111 | 0 | 57.22 | 55.22 | 2 | 0
2015 | PJM_ROR_2_MISO_MO-IL | PJM_ROR | MISO_MO-IL | Internal | Winter | B20 | 935 | 1111 | 0 | 53.41 | 52.09 | 2 | 0
2015 | PJM_ROR_2_MISO_W | PJM_ROR | MISO_W | Internal | Shoulder | B11 | 25 | 13129 | 1008.59 | 71.22 | 73.22 | 2 | 0
2015 | PJM_ROR_2_MISO_W | PJM_ROR | MISO_W | Internal | Shoulder | B12 | 200 | 13129 | 0 | 61.03 | 59.97 | 2 | 0
2015 | PJM_ROR_2_MISO_W | PJM_ROR | MISO_W | Internal | Shoulder | B13 | 600 | 13129 | 0 | 56.88 | 54.89 | 2 | 0
2015 | PJM_ROR_2_MISO_W | PJM_ROR | MISO_W | Internal | Shoulder | B14 | 900 | 13129 | 0 | 54.44 | 52.45 | 2 | 0
2015 | PJM_ROR_2_MISO_W | PJM_ROR | MISO_W | Internal | Shoulder | B15 | 1203 | 13129 | 0 | 51.63 | 51.81 | 2 | 0
2015 | PJM_ROR_2_MISO_W | PJM_ROR | MISO_W | Internal | Summer | B1 | 10 | 13129 | 0 | 88.56 | 86.56 | 2 | 0
2015 | PJM_ROR_2_MISO_W | PJM_ROR | MISO_W | Internal | Summer | B2 | 25 | 13129 | 0 | 85.47 | 83.77 | 2 | 0
2015 | PJM_ROR_2_MISO_W | PJM_ROR | MISO_W | Internal | Summer | B3 | 75 | 13129 | 0 | 84.49 | 83.77 | 2 | 0
2015 | PJM_ROR_2_MISO_W | PJM_ROR | MISO_W | Internal | Summer | B4 | 100 | 13129 | 38.28 | 79.81 | 81.81 | 2 | 0
2015 | PJM_ROR_2_MISO_W | PJM_ROR | MISO_W | Internal | Summer | B5 | 200 | 13129 | 500.27 | 72.4 | 74.4 | 2 | 0
2015 | PJM_ROR_2_MISO_W | PJM_ROR | MISO_W | Internal | Summer | B6 | 300 | 13129 | 1132.3 | 64.03 | 66.03 | 2 | 0
2015 | PJM_ROR_2_MISO_W | PJM_ROR | MISO_W | Internal | Summer | B7 | 400 | 13129 | 0 | 57.08 | 55.09 | 2 | 0
2015 | PJM_ROR_2_MISO_W | PJM_ROR | MISO_W | Internal | Summer | B8 | 500 | 13129 | 0 | 53.06 | 51.07 | 2 | 0
2015 | PJM_ROR_2_MISO_W | PJM_ROR | MISO_W | Internal | Summer | B9 | 800 | 13129 | 0 | 50.64 | 50.69 | 2 | 0
2015 | PJM_ROR_2_MISO_W | PJM_ROR | MISO_W | Internal | Summer | B10 | 1262 | 13129 | 0 | 49.89 | 50.07 | 2 | 0
2015 | PJM_ROR_2_MISO_W | PJM_ROR | MISO_W | Internal | Winter | B16 | 25 | 13129 | 0 | 75.59 | 73.59 | 2 | 0
2015 | PJM_ROR_2_MISO_W | PJM_ROR | MISO_W | Internal | Winter | B17 | 100 | 13129 | 0 | 66.89 | 64.89 | 2 | 0
2015 | PJM_ROR_2_MISO_W | PJM_ROR | MISO_W | Internal | Winter | B18 | 400 | 13129 | 0 | 59.36 | 57.36 | 2 | 0
2015 | PJM_ROR_2_MISO_W | PJM_ROR | MISO_W | Internal | Winter | B19 | 700 | 13129 | 0 | 57.22 | 55.22 | 2 | 0
2015 | PJM_ROR_2_MISO_W | PJM_ROR | MISO_W | Internal | Winter | B20 | 935 | 13129 | 0 | 53.41 | 52.09 | 2 | 0
2015 | PJM_ROR_2_MISO_WUMS | PJM_ROR | MISO_WUMS | Internal | Shoulder | B11 | 25 | 1467 | 0 | 71.22 | 63.18 | 2 | 0
2015 | PJM_ROR_2_MISO_WUMS | PJM_ROR | MISO_WUMS | Internal | Shoulder | B12 | 200 | 1467 | 0 | 61.03 | 59.03 | 2 | 0
2015 | PJM_ROR_2_MISO_WUMS | PJM_ROR | MISO_WUMS | Internal | Shoulder | B13 | 600 | 1467 | 0 | 56.88 | 54.88 | 2 | 0
2015 | PJM_ROR_2_MISO_WUMS | PJM_ROR | MISO_WUMS | Internal | Shoulder | B14 | 900 | 1467 | 0 | 54.44 | 52.44 | 2 | 0
2015 | PJM_ROR_2_MISO_WUMS | PJM_ROR | MISO_WUMS | Internal | Shoulder | B15 | 1203 | 1467 | 0 | 51.63 | 50.89 | 2 | 0
2015 | PJM_ROR_2_MISO_WUMS | PJM_ROR | MISO_WUMS | Internal | Summer | B1 | 10 | 1467 | 0 | 88.56 | 86.54 | 2 | 0
2015 | PJM_ROR_2_MISO_WUMS | PJM_ROR | MISO_WUMS | Internal | Summer | B2 | 25 | 1467 | 0 | 85.47 | 83.47 | 2 | 0
2015 | PJM_ROR_2_MISO_WUMS | PJM_ROR | MISO_WUMS | Internal | Summer | B3 | 75 | 1467 | 0 | 84.49 | 82.48 | 2 | 0
2015 | PJM_ROR_2_MISO_WUMS | PJM_ROR | MISO_WUMS | Internal | Summer | B4 | 100 | 1467 | 0 | 79.81 | 63.18 | 2 | 0
2015 | PJM_ROR_2_MISO_WUMS | PJM_ROR | MISO_WUMS | Internal | Summer | B5 | 200 | 1467 | 0 | 72.4 | 61.88 | 2 | 0
2015 | PJM_ROR_2_MISO_WUMS | PJM_ROR | MISO_WUMS | Internal | Summer | B6 | 300 | 1467 | 0 | 64.03 | 59.84 | 2 | 0
2015 | PJM_ROR_2_MISO_WUMS | PJM_ROR | MISO_WUMS | Internal | Summer | B7 | 400 | 1467 | 0 | 57.08 | 55.08 | 2 | 0
2015 | PJM_ROR_2_MISO_WUMS | PJM_ROR | MISO_WUMS | Internal | Summer | B8 | 500 | 1467 | 0 | 53.06 | 51.06 | 2 | 0
2015 | PJM_ROR_2_MISO_WUMS | PJM_ROR | MISO_WUMS | Internal | Summer | B9 | 800 | 1467 | 0 | 50.64 | 49.73 | 2 | 0
2015 | PJM_ROR_2_MISO_WUMS | PJM_ROR | MISO_WUMS | Internal | Summer | B10 | 1262 | 1467 | 0 | 49.89 | 49.73 | 2 | 0
2015 | PJM_ROR_2_MISO_WUMS | PJM_ROR | MISO_WUMS | Internal | Winter | B16 | 25 | 1467 | 0 | 75.59 | 63.18 | 2 | 0
2015 | PJM_ROR_2_MISO_WUMS | PJM_ROR | MISO_WUMS | Internal | Winter | B17 | 100 | 1467 | 0 | 66.89 | 62.54 | 2 | 0
2015 | PJM_ROR_2_MISO_WUMS | PJM_ROR | MISO_WUMS | Internal | Winter | B18 | 400 | 1467 | 0 | 59.36 | 57.35 | 2 | 0
2015 | PJM_ROR_2_MISO_WUMS | PJM_ROR | MISO_WUMS | Internal | Winter | B19 | 700 | 1467 | 0 | 57.22 | 55.21 | 2 | 0
2015 | PJM_ROR_2_MISO_WUMS | PJM_ROR | MISO_WUMS | Internal | Winter | B20 | 935 | 1467 | 0 | 53.41 | 52.1 | 2 | 0
2015 | PJM_ROR_2_PJM_ROM | PJM_ROR | PJM_ROM | Internal | Shoulder | B11 | 25 | 8000 | 1398.58 | 71.22 | 71.23 | 0.01 | 0
2015 | PJM_ROR_2_PJM_ROM | PJM_ROR | PJM_ROM | Internal | Shoulder | B12 | 200 | 8000 | 4119.81 | 61.03 | 61.04 | 0.01 | 0
2015 | PJM_ROR_2_PJM_ROM | PJM_ROR | PJM_ROM | Internal | Shoulder | B13 | 600 | 8000 | 6247.03 | 56.88 | 56.89 | 0.01 | 0
2015 | PJM_ROR_2_PJM_ROM | PJM_ROR | PJM_ROM | Internal | Shoulder | B14 | 900 | 8000 | 8000 | 54.44 | 55.75 | 0.01 | 1.3
2015 | PJM_ROR_2_PJM_ROM | PJM_ROR | PJM_ROM | Internal | Shoulder | B15 | 1203 | 8000 | 6536.31 | 51.63 | 51.64 | 0.01 | 0
2015 | PJM_ROR_2_PJM_ROM | PJM_ROR | PJM_ROM | Internal | Summer | B1 | 10 | 8000 | 7093.67 | 88.56 | 88.57 | 0.01 | 0
2015 | PJM_ROR_2_PJM_ROM | PJM_ROR | PJM_ROM | Internal | Summer | B2 | 25 | 8000 | 7026.77 | 85.47 | 85.48 | 0.01 | 0
2015 | PJM_ROR_2_PJM_ROM | PJM_ROR | PJM_ROM | Internal | Summer | B3 | 75 | 8000 | 1276.88 | 84.49 | 84.5 | 0.01 | 0
2015 | PJM_ROR_2_PJM_ROM | PJM_ROR | PJM_ROM | Internal | Summer | B4 | 100 | 8000 | 2063.5 | 79.81 | 79.82 | 0.01 | 0
2015 | PJM_ROR_2_PJM_ROM | PJM_ROR | PJM_ROM | Internal | Summer | B5 | 200 | 8000 | 4374.4 | 72.4 | 72.41 | 0.01 | 0
2015 | PJM_ROR_2_PJM_ROM | PJM_ROR | PJM_ROM | Internal | Summer | B6 | 300 | 8000 | 3829.09 | 64.03 | 64.04 | 0.01 | 0
2015 | PJM_ROR_2_PJM_ROM | PJM_ROR | PJM_ROM | Internal | Summer | B7 | 400 | 8000 | 7675.06 | 57.08 | 57.09 | 0.01 | 0
2015 | PJM_ROR_2_PJM_ROM | PJM_ROR | PJM_ROM | Internal | Summer | B8 | 500 | 8000 | 8000 | 53.06 | 53.75 | 0.01 | 0.67
2015 | PJM_ROR_2_PJM_ROM | PJM_ROR | PJM_ROM | Internal | Summer | B9 | 800 | 8000 | 8000 | 50.64 | 53.49 | 0.01 | 2.84
2015 | PJM_ROR_2_PJM_ROM | PJM_ROR | PJM_ROM | Internal | Summer | B10 | 1262 | 8000 | 6911.71 | 49.89 | 49.91 | 0.01 | 0
2015 | PJM_ROR_2_PJM_ROM | PJM_ROR | PJM_ROM | Internal | Winter | B16 | 25 | 8000 | 1882.4 | 75.59 | 75.6 | 0.01 | 0
2015 | PJM_ROR_2_PJM_ROM | PJM_ROR | PJM_ROM | Internal | Winter | B17 | 100 | 8000 | 4465.89 | 66.89 | 66.91 | 0.01 | 0
2015 | PJM_ROR_2_PJM_ROM | PJM_ROR | PJM_ROM | Internal | Winter | B18 | 400 | 8000 | 8000 | 59.36 | 61.14 | 0.01 | 1.77
2015 | PJM_ROR_2_PJM_ROM | PJM_ROR | PJM_ROM | Internal | Winter | B19 | 700 | 8000 | 8000 | 57.22 | 60.96 | 0.01 | 3.72
2015 | PJM_ROR_2_PJM_ROM | PJM_ROR | PJM_ROM | Internal | Winter | B20 | 935 | 8000 | 7474.24 | 53.41 | 53.42 | 0.01 | 0
2015 | PJM_ROR_2_TVA_Transmission | PJM_ROR | TVA_Transmission | Internal | Shoulder | B11 | 25 | 2500 | 989.29 | 71.22 | 77.22 | 6 | 0
2015 | PJM_ROR_2_TVA_Transmission | PJM_ROR | TVA_Transmission | Internal | Shoulder | B12 | 200 | 2500 | 0 | 61.03 | 62.03 | 6 | 0
2015 | PJM_ROR_2_TVA_Transmission | PJM_ROR | TVA_Transmission | Internal | Shoulder | B13 | 600 | 2500 | 0 | 56.88 | 59.13 | 6 | 0
2015 | PJM_ROR_2_TVA_Transmission | PJM_ROR | TVA_Transmission | Internal | Shoulder | B14 | 900 | 2500 | 0 | 54.44 | 58.48 | 6 | 0
2015 | PJM_ROR_2_TVA_Transmission | PJM_ROR | TVA_Transmission | Internal | Shoulder | B15 | 1203 | 2500 | 132.6 | 51.63 | 57.63 | 6 | 0
2015 | PJM_ROR_2_TVA_Transmission | PJM_ROR | TVA_Transmission | Internal | Summer | B1 | 10 | 2500 | 2499.03 | 88.56 | 94.57 | 6 | 0.01
2015 | PJM_ROR_2_TVA_Transmission | PJM_ROR | TVA_Transmission | Internal | Summer | B2 | 25 | 2500 | 2499.99 | 85.47 | 91.78 | 6 | 0.31
2015 | PJM_ROR_2_TVA_Transmission | PJM_ROR | TVA_Transmission | Internal | Summer | B3 | 75 | 2500 | 1361 | 84.49 | 90.49 | 6 | 0
2015 | PJM_ROR_2_TVA_Transmission | PJM_ROR | TVA_Transmission | Internal | Summer | B4 | 100 | 2500 | 812.41 | 79.81 | 85.81 | 6 | 0
2015 | PJM_ROR_2_TVA_Transmission | PJM_ROR | TVA_Transmission | Internal | Summer | B5 | 200 | 2500 | 0 | 72.4 | 78.04 | 6 | 0
2015 | PJM_ROR_2_TVA_Transmission | PJM_ROR | TVA_Transmission | Internal | Summer | B6 | 300 | 2500 | 0 | 64.03 | 67.21 | 6 | 0
2015 | PJM_ROR_2_TVA_Transmission | PJM_ROR | TVA_Transmission | Internal | Summer | B7 | 400 | 2500 | 0 | 57.08 | 60.05 | 6 | 0
2015 | PJM_ROR_2_TVA_Transmission | PJM_ROR | TVA_Transmission | Internal | Summer | B8 | 500 | 2500 | 0 | 53.06 | 57.81 | 6 | 0
2015 | PJM_ROR_2_TVA_Transmission | PJM_ROR | TVA_Transmission | Internal | Summer | B9 | 800 | 2500 | 152.33 | 50.64 | 56.64 | 6 | 0
2015 | PJM_ROR_2_TVA_Transmission | PJM_ROR | TVA_Transmission | Internal | Summer | B10 | 1262 | 2500 | 0 | 49.89 | 55.21 | 6 | 0
2015 | PJM_ROR_2_TVA_Transmission | PJM_ROR | TVA_Transmission | Internal | Winter | B16 | 25 | 2500 | 1589.62 | 75.59 | 81.59 | 6 | 0
2015 | PJM_ROR_2_TVA_Transmission | PJM_ROR | TVA_Transmission | Internal | Winter | B17 | 100 | 2500 | 0 | 66.89 | 65.85 | 6 | 0
2015 | PJM_ROR_2_TVA_Transmission | PJM_ROR | TVA_Transmission | Internal | Winter | B18 | 400 | 2500 | 0 | 59.36 | 61.76 | 6 | 0
2015 | PJM_ROR_2_TVA_Transmission | PJM_ROR | TVA_Transmission | Internal | Winter | B19 | 700 | 2500 | 0 | 57.22 | 60.49 | 6 | 0
2015 | PJM_ROR_2_TVA_Transmission | PJM_ROR | TVA_Transmission | Internal | Winter | B20 | 935 | 2500 | 741.82 | 53.41 | 59.41 | 6 | 0
2015 | PJM_ROR_2_VACAR | PJM_ROR | VACAR | Internal | Shoulder | B11 | 25 | 3000 | 313.72 | 71.22 | 77.22 | 6 | 0
2015 | PJM_ROR_2_VACAR | PJM_ROR | VACAR | Internal | Shoulder | B12 | 200 | 3000 | 0 | 61.03 | 64.38 | 6 | 0
2015 | PJM_ROR_2_VACAR | PJM_ROR | VACAR | Internal | Shoulder | B13 | 600 | 3000 | 0 | 56.88 | 61.26 | 6 | 0
2015 | PJM_ROR_2_VACAR | PJM_ROR | VACAR | Internal | Shoulder | B14 | 900 | 3000 | 0 | 54.44 | 59.74 | 6 | 0
2015 | PJM_ROR_2_VACAR | PJM_ROR | VACAR | Internal | Shoulder | B15 | 1203 | 3000 | 0 | 51.63 | 52.22 | 6 | 0
2015 | PJM_ROR_2_VACAR | PJM_ROR | VACAR | Internal | Summer | B1 | 10 | 3000 | 2999.99 | 88.56 | 95.73 | 6 | 1.17
2015 | PJM_ROR_2_VACAR | PJM_ROR | VACAR | Internal | Summer | B2 | 25 | 3000 | 3000 | 85.47 | 95.73 | 6 | 4.26
2015 | PJM_ROR_2_VACAR | PJM_ROR | VACAR | Internal | Summer | B3 | 75 | 3000 | 3000 | 84.49 | 95.73 | 6 | 5.24
2015 | PJM_ROR_2_VACAR | PJM_ROR | VACAR | Internal | Summer | B4 | 100 | 3000 | 2314.3 | 79.81 | 85.81 | 6 | 0
2015 | PJM_ROR_2_VACAR | PJM_ROR | VACAR | Internal | Summer | B5 | 200 | 3000 | 3000 | 72.4 | 79.33 | 6 | 0.93
2015 | PJM_ROR_2_VACAR | PJM_ROR | VACAR | Internal | Summer | B6 | 300 | 3000 | 1556.36 | 64.03 | 70.03 | 6 | 0
2015 | PJM_ROR_2_VACAR | PJM_ROR | VACAR | Internal | Summer | B7 | 400 | 3000 | 2176.27 | 57.08 | 63.08 | 6 | 0
2015 | PJM_ROR_2_VACAR | PJM_ROR | VACAR | Internal | Summer | B8 | 500 | 3000 | 650.88 | 53.06 | 59.06 | 6 | 0
2015 | PJM_ROR_2_VACAR | PJM_ROR | VACAR | Internal | Summer | B9 | 800 | 3000 | 0 | 50.64 | 56.58 | 6 | 0
2015 | PJM_ROR_2_VACAR | PJM_ROR | VACAR | Internal | Summer | B10 | 1262 | 3000 | 0 | 49.89 | 50.74 | 6 | 0
2015 | PJM_ROR_2_VACAR | PJM_ROR | VACAR | Internal | Winter | B16 | 25 | 3000 | 2823.31 | 75.59 | 81.59 | 6 | 0
2015 | PJM_ROR_2_VACAR | PJM_ROR | VACAR | Internal | Winter | B17 | 100 | 3000 | 791.91 | 66.89 | 72.89 | 6 | 0
2015 | PJM_ROR_2_VACAR | PJM_ROR | VACAR | Internal | Winter | B18 | 400 | 3000 | 0 | 59.36 | 64.38 | 6 | 0
2015 | PJM_ROR_2_VACAR | PJM_ROR | VACAR | Internal | Winter | B19 | 700 | 3000 | 950.53 | 57.22 | 63.22 | 6 | 0
2015 | PJM_ROR_2_VACAR | PJM_ROR | VACAR | Internal | Winter | B20 | 935 | 3000 | 0 | 53.41 | 55.58 | 6 | 0
2015 | PJM_ROM_2_NYISO_A-F | PJM_ROM | NYISO_A-F | Internal | Shoulder | B11 | 25 | 2000 | 0 | 71.23 | 57.15 | 6 | 0
2015 | PJM_ROM_2_NYISO_A-F | PJM_ROM | NYISO_A-F | Internal | Shoulder | B12 | 200 | 2000 | 0 | 61.04 | 55.63 | 6 | 0
2015 | PJM_ROM_2_NYISO_A-F | PJM_ROM | NYISO_A-F | Internal | Shoulder | B13 | 600 | 2000 | 0 | 56.89 | 54.65 | 6 | 0
2015 | PJM_ROM_2_NYISO_A-F | PJM_ROM | NYISO_A-F | Internal | Shoulder | B14 | 900 | 2000 | 0 | 55.75 | 53.71 | 6 | 0
2015 | PJM_ROM_2_NYISO_A-F | PJM_ROM | NYISO_A-F | Internal | Shoulder | B15 | 1203 | 2000 | 0 | 51.64 | 53.71 | 6 | 0
2015 | PJM_ROM_2_NYISO_A-F | PJM_ROM | NYISO_A-F | Internal | Summer | B1 | 10 | 2000 | 0 | 88.57 | 80.57 | 6 | 0
2015 | PJM_ROM_2_NYISO_A-F | PJM_ROM | NYISO_A-F | Internal | Summer | B2 | 25 | 2000 | 0 | 85.48 | 77.48 | 6 | 0
2015 | PJM_ROM_2_NYISO_A-F | PJM_ROM | NYISO_A-F | Internal | Summer | B3 | 75 | 2000 | 0 | 84.5 | 71.98 | 6 | 0
2015 | PJM_ROM_2_NYISO_A-F | PJM_ROM | NYISO_A-F | Internal | Summer | B4 | 100 | 2000 | 0 | 79.82 | 70.93 | 6 | 0
2015 | PJM_ROM_2_NYISO_A-F | PJM_ROM | NYISO_A-F | Internal | Summer | B5 | 200 | 2000 | 0 | 72.41 | 59.99 | 6 | 0
2015 | PJM_ROM_2_NYISO_A-F | PJM_ROM | NYISO_A-F | Internal | Summer | B6 | 300 | 2000 | 0 | 64.04 | 56.02 | 6 | 0
2015 | PJM_ROM_2_NYISO_A-F | PJM_ROM | NYISO_A-F | Internal | Summer | B7 | 400 | 2000 | 0 | 57.09 | 52.94 | 6 | 0
2015 | PJM_ROM_2_NYISO_A-F | PJM_ROM | NYISO_A-F | Internal | Summer | B8 | 500 | 2000 | 0 | 53.75 | 52.07 | 6 | 0
2015 | PJM_ROM_2_NYISO_A-F | PJM_ROM | NYISO_A-F | Internal | Summer | B9 | 800 | 2000 | 0 | 53.49 | 52.07 | 6 | 0
2015 | PJM_ROM_2_NYISO_A-F | PJM_ROM | NYISO_A-F | Internal | Summer | B10 | 1262 | 2000 | 0 | 49.91 | 52.07 | 6 | 0
2015 | PJM_ROM_2_NYISO_A-F | PJM_ROM | NYISO_A-F | Internal | Winter | B16 | 25 | 2000 | 0 | 75.6 | 64.12 | 6 | 0
2015 | PJM_ROM_2_NYISO_A-F | PJM_ROM | NYISO_A-F | Internal | Winter | B17 | 100 | 2000 | 0 | 66.91 | 58.91 | 6 | 0
2015 | PJM_ROM_2_NYISO_A-F | PJM_ROM | NYISO_A-F | Internal | Winter | B18 | 400 | 2000 | 0 | 61.14 | 58.4 | 6 | 0
2015 | PJM_ROM_2_NYISO_A-F | PJM_ROM | NYISO_A-F | Internal | Winter | B19 | 700 | 2000 | 0 | 60.96 | 58.4 | 6 | 0
2015 | PJM_ROM_2_NYISO_A-F | PJM_ROM | NYISO_A-F | Internal | Winter | B20 | 935 | 2000 | 0 | 53.42 | 58.4 | 6 | 0
2015 | PJM_ROM_2_PJM_E | PJM_ROM | PJM_E | Internal | Shoulder | B11 | 25 | 8000 | 0.19 | 71.23 | 71.22 | 0.01 | 0
2015 | PJM_ROM_2_PJM_E | PJM_ROM | PJM_E | Internal | Shoulder | B12 | 200 | 8000 | 0.03 | 61.04 | 61.03 | 0.01 | 0
2015 | PJM_ROM_2_PJM_E | PJM_ROM | PJM_E | Internal | Shoulder | B13 | 600 | 8000 | 0 | 56.89 | 56.88 | 0.01 | 0
2015 | PJM_ROM_2_PJM_E | PJM_ROM | PJM_E | Internal | Shoulder | B14 | 900 | 8000 | 0 | 55.75 | 55.74 | 0.01 | 0
2015 | PJM_ROM_2_PJM_E | PJM_ROM | PJM_E | Internal | Shoulder | B15 | 1203 | 8000 | 249.83 | 51.64 | 51.66 | 0.01 | 0
2015 | PJM_ROM_2_PJM_E | PJM_ROM | PJM_E | Internal | Summer | B1 | 10 | 8000 | 1762.95 | 88.57 | 88.58 | 0.01 | 0
2015 | PJM_ROM_2_PJM_E | PJM_ROM | PJM_E | Internal | Summer | B2 | 25 | 8000 | 2204.96 | 85.48 | 85.49 | 0.01 | 0
2015 | PJM_ROM_2_PJM_E | PJM_ROM | PJM_E | Internal | Summer | B3 | 75 | 8000 | 0.07 | 84.5 | 84.49 | 0.01 | 0
2015 | PJM_ROM_2_PJM_E | PJM_ROM | PJM_E | Internal | Summer | B4 | 100 | 8000 | 394.73 | 79.82 | 79.83 | 0.01 | 0
2015 | PJM_ROM_2_PJM_E | PJM_ROM | PJM_E | Internal | Summer | B5 | 200 | 8000 | 0.03 | 72.41 | 72.4 | 0.01 | 0
2015 | PJM_ROM_2_PJM_E | PJM_ROM | PJM_E | Internal | Summer | B6 | 300 | 8000 | 0.02 | 64.04 | 64.03 | 0.01 | 0
2015 | PJM_ROM_2_PJM_E | PJM_ROM | PJM_E | Internal | Summer | B7 | 400 | 8000 | 673.8 | 57.09 | 57.11 | 0.01 | 0
2015 | PJM_ROM_2_PJM_E | PJM_ROM | PJM_E | Internal | Summer | B8 | 500 | 8000 | 171.19 | 53.75 | 53.76 | 0.01 | 0
2015 | PJM_ROM_2_PJM_E | PJM_ROM | PJM_E | Internal | Summer | B9 | 800 | 8000 | 0 | 53.49 | 53.48 | 0.01 | 0
2015 | PJM_ROM_2_PJM_E | PJM_ROM | PJM_E | Internal | Summer | B10 | 1262 | 8000 | 0 | 49.91 | 49.89 | 0.01 | 0
2015 | PJM_ROM_2_PJM_E | PJM_ROM | PJM_E | Internal | Winter | B16 | 25 | 8000 | 0.2 | 75.6 | 75.59 | 0.01 | 0
2015 | PJM_ROM_2_PJM_E | PJM_ROM | PJM_E | Internal | Winter | B17 | 100 | 8000 | 0.05 | 66.91 | 66.89 | 0.01 | 0
2015 | PJM_ROM_2_PJM_E | PJM_ROM | PJM_E | Internal | Winter | B18 | 400 | 8000 | 1702.78 | 61.14 | 61.15 | 0.01 | 0
2015 | PJM_ROM_2_PJM_E | PJM_ROM | PJM_E | Internal | Winter | B19 | 700 | 8000 | 2212.15 | 60.96 | 60.97 | 0.01 | 0
2015 | PJM_ROM_2_PJM_E | PJM_ROM | PJM_E | Internal | Winter | B20 | 935 | 8000 | 526.65 | 53.42 | 53.43 | 0.01 | 0
2015 | PJM_ROM_2_PJM_ROR | PJM_ROM | PJM_ROR | Internal | Shoulder | B11 | 25 | 8000 | 0.2 | 71.23 | 71.22 | 0.01 | 0
2015 | PJM_ROM_2_PJM_ROR | PJM_ROM | PJM_ROR | Internal | Shoulder | B12 | 200 | 8000 | 0.03 | 61.04 | 61.03 | 0.01 | 0
2015 | PJM_ROM_2_PJM_ROR | PJM_ROM | PJM_ROR | Internal | Shoulder | B13 | 600 | 8000 | 0 | 56.89 | 56.88 | 0.01 | 0
2015 | PJM_ROM_2_PJM_ROR | PJM_ROM | PJM_ROR | Internal | Shoulder | B14 | 900 | 8000 | 0 | 55.75 | 54.44 | 0.01 | 0
2015 | PJM_ROM_2_PJM_ROR | PJM_ROM | PJM_ROR | Internal | Shoulder | B15 | 1203 | 8000 | 0 | 51.64 | 51.63 | 0.01 | 0
2015 | PJM_ROM_2_PJM_ROR | PJM_ROM | PJM_ROR | Internal | Summer | B1 | 10 | 8000 | 0.45 | 88.57 | 88.56 | 0.01 | 0
2015 | PJM_ROM_2_PJM_ROR | PJM_ROM | PJM_ROR | Internal | Summer | B2 | 25 | 8000 | 0.18 | 85.48 | 85.47 | 0.01 | 0
2015 | PJM_ROM_2_PJM_ROR | PJM_ROM | PJM_ROR | Internal | Summer | B3 | 75 | 8000 | 0.07 | 84.5 | 84.49 | 0.01 | 0
2015 | PJM_ROM_2_PJM_ROR | PJM_ROM | PJM_ROR | Internal | Summer | B4 | 100 | 8000 | 0.05 | 79.82 | 79.81 | 0.01 | 0
2015 | PJM_ROM_2_PJM_ROR | PJM_ROM | PJM_ROR | Internal | Summer | B5 | 200 | 8000 | 0.03 | 72.41 | 72.4 | 0.01 | 0
2015 | PJM_ROM_2_PJM_ROR | PJM_ROM | PJM_ROR | Internal | Summer | B6 | 300 | 8000 | 0.02 | 64.04 | 64.03 | 0.01 | 0
2015 | PJM_ROM_2_PJM_ROR | PJM_ROM | PJM_ROR | Internal | Summer | B7 | 400 | 8000 | 0.01 | 57.09 | 57.08 | 0.01 | 0
2015 | PJM_ROM_2_PJM_ROR | PJM_ROM | PJM_ROR | Internal | Summer | B8 | 500 | 8000 | 0 | 53.75 | 53.06 | 0.01 | 0
2015 | PJM_ROM_2_PJM_ROR | PJM_ROM | PJM_ROR | Internal | Summer | B9 | 800 | 8000 | 0 | 53.49 | 50.64 | 0.01 | 0
2015 | PJM_ROM_2_PJM_ROR | PJM_ROM | PJM_ROR | Internal | Summer | B10 | 1262 | 8000 | 0 | 49.91 | 49.89 | 0.01 | 0
2015 | PJM_ROM_2_PJM_ROR | PJM_ROM | PJM_ROR | Internal | Winter | B16 | 25 | 8000 | 0.2 | 75.6 | 75.59 | 0.01 | 0
2015 | PJM_ROM_2_PJM_ROR | PJM_ROM | PJM_ROR | Internal | Winter | B17 | 100 | 8000 | 0.05 | 66.91 | 66.89 | 0.01 | 0
2015 | PJM_ROM_2_PJM_ROR | PJM_ROM | PJM_ROR | Internal | Winter | B18 | 400 | 8000 | 0 | 61.14 | 59.36 | 0.01 | 0
2015 | PJM_ROM_2_PJM_ROR | PJM_ROM | PJM_ROR | Internal | Winter | B19 | 700 | 8000 | 0 | 60.96 | 57.22 | 0.01 | 0
2015 | PJM_ROM_2_PJM_ROR | PJM_ROM | PJM_ROR | Internal | Winter | B20 | 935 | 8000 | 0 | 53.42 | 53.41 | 0.01 | 0
2015 | SOCO_2_ENT | SOCO | ENT | Internal | Shoulder | B11 | 25 | 4300 | 0 | 86.22 | 78.22 | 10 | 0
2015 | SOCO_2_ENT | SOCO | ENT | Internal | Shoulder | B12 | 200 | 4300 | 0 | 62.45 | 56.18 | 10 | 0
2015 | SOCO_2_ENT | SOCO | ENT | Internal | Shoulder | B13 | 600 | 4300 | 0 | 58.59 | 56.18 | 10 | 0
2015 | SOCO_2_ENT | SOCO | ENT | Internal | Shoulder | B14 | 900 | 4300 | 0 | 58.59 | 54.65 | 10 | 0
2015 | SOCO_2_ENT | SOCO | ENT | Internal | Shoulder | B15 | 1203 | 4300 | 0 | 56.55 | 54.32 | 10 | 0
2015 | SOCO_2_ENT | SOCO | ENT | Internal | Summer | B1 | 10 | 4300 | 0 | 94.57 | 86.57 | 10 | 0
2015 | SOCO_2_ENT | SOCO | ENT | Internal | Summer | B2 | 25 | 4300 | 0 | 92.81 | 84.81 | 10 | 0
2015 | SOCO_2_ENT | SOCO | ENT | Internal | Summer | B3 | 75 | 4300 | 0 | 92.81 | 84.81 | 10 | 0
2015 | SOCO_2_ENT | SOCO | ENT | Internal | Summer | B4 | 100 | 4300 | 0 | 92.81 | 84.81 | 10 | 0
2015 | SOCO_2_ENT | SOCO | ENT | Internal | Summer | B5 | 200 | 4300 | 0 | 86.33 | 78.33 | 10 | 0
2015 | SOCO_2_ENT | SOCO | ENT | Internal | Summer | B6 | 300 | 4300 | 0 | 76.21 | 68.21 | 10 | 0
2015 | SOCO_2_ENT | SOCO | ENT | Internal | Summer | B7 | 400 | 4300 | 0 | 67.03 | 59.03 | 10 | 0
2015 | SOCO_2_ENT | SOCO | ENT | Internal | Summer | B8 | 500 | 4300 | 0 | 63.37 | 55.37 | 10 | 0
2015 | SOCO_2_ENT | SOCO | ENT | Internal | Summer | B9 | 800 | 4300 | 0 | 58.93 | 54.24 | 10 | 0
2015 | SOCO_2_ENT | SOCO | ENT | Internal | Summer | B10 | 1262 | 4300 | 0 | 55.38 | 53.15 | 10 | 0
2015 | SOCO_2_ENT | SOCO | ENT | Internal | Winter | B16 | 25 | 4300 | 0 | 81.59 | 73.59 | 10 | 0
2015 | SOCO_2_ENT | SOCO | ENT | Internal | Winter | B17 | 100 | 4300 | 0 | 66.6 | 58.6 | 10 | 0
2015 | SOCO_2_ENT | SOCO | ENT | Internal | Winter | B18 | 400 | 4300 | 0 | 61.06 | 57.62 | 10 | 0
2015 | SOCO_2_ENT | SOCO | ENT | Internal | Winter | B19 | 700 | 4300 | 0 | 61.06 | 56.65 | 10 | 0
2015 | SOCO_2_ENT | SOCO | ENT | Internal | Winter | B20 | 935 | 4300 | 0 | 58.93 | 56.65 | 10 | 0
2015 | SOCO_2_FRCC | SOCO | FRCC | Internal | Shoulder | B11 | 25 | 3700 | 3457.07 | 86.22 | 96.22 | 10 | 0
2015 | SOCO_2_FRCC | SOCO | FRCC | Internal | Shoulder | B12 | 200 | 3700 | 0 | 62.45 | 63.59 | 10 | 0
2015 | SOCO_2_FRCC | SOCO | FRCC | Internal | Shoulder | B13 | 600 | 3700 | 0 | 58.59 | 62.21 | 10 | 0
2015 | SOCO_2_FRCC | SOCO | FRCC | Internal | Shoulder | B14 | 900 | 3700 | 0 | 58.59 | 60.95 | 10 | 0
2015 | SOCO_2_FRCC | SOCO | FRCC | Internal | Shoulder | B15 | 1203 | 3700 | 0 | 56.55 | 60.95 | 10 | 0
2015 | SOCO_2_FRCC | SOCO | FRCC | Internal | Summer | B1 | 10 | 3700 | 0 | 94.57 | 98.9 | 10 | 0
2015 | SOCO_2_FRCC | SOCO | FRCC | Internal | Summer | B2 | 25 | 3700 | 0 | 92.81 | 98.9 | 10 | 0
2015 | SOCO_2_FRCC | SOCO | FRCC | Internal | Summer | B3 | 75 | 3700 | 0 | 92.81 | 98.9 | 10 | 0
2015 | SOCO_2_FRCC | SOCO | FRCC | Internal | Summer | B4 | 100 | 3700 | 0 | 92.81 | 98.9 | 10 | 0
2015 | SOCO_2_FRCC | SOCO | FRCC | Internal | Summer | B5 | 200 | 3700 | 2433.71 | 86.33 | 96.33 | 10 | 0
2015 | SOCO_2_FRCC | SOCO | FRCC | Internal | Summer | B6 | 300 | 3700 | 491.95 | 76.21 | 86.21 | 10 | 0
2015 | SOCO_2_FRCC | SOCO | FRCC | Internal | Summer | B7 | 400 | 3700 | 0 | 67.03 | 62.89 | 10 | 0
2015 | SOCO_2_FRCC | SOCO | FRCC | Internal | Summer | B8 | 500 | 3700 | 0 | 63.37 | 62.89 | 10 | 0
2015 | SOCO_2_FRCC | SOCO | FRCC | Internal | Summer | B9 | 800 | 3700 | 0 | 58.93 | 60.28 | 10 | 0
2015 | SOCO_2_FRCC | SOCO | FRCC | Internal | Summer | B10 | 1262 | 3700 | 0 | 55.38 | 60.28 | 10 | 0
2015 | SOCO_2_FRCC | SOCO | FRCC | Internal | Winter | B16 | 25 | 3700 | 0 | 81.59 | 89.77 | 10 | 0
2015 | SOCO_2_FRCC | SOCO | FRCC | Internal | Winter | B17 | 100 | 3700 | 0 | 66.6 | 65.71 | 10 | 0
2015 | SOCO_2_FRCC | SOCO | FRCC | Internal | Winter | B18 | 400 | 3700 | 0 | 61.06 | 62.98 | 10 | 0
2015 | SOCO_2_FRCC | SOCO | FRCC | Internal | Winter | B19 | 700 | 3700 | 0 | 61.06 | 62.98 | 10 | 0
2015 | SOCO_2_FRCC | SOCO | FRCC | Internal | Winter | B20 | 935 | 3700 | 0 | 58.93 | 62.98 | 10 | 0
2015 | SOCO_2_TVA_Transmission | SOCO | TVA_Transmission | Internal | Shoulder | B11 | 25 | 2600 | 0 | 86.22 | 77.22 | 10 | 0
2015 | SOCO_2_TVA_Transmission | SOCO | TVA_Transmission | Internal | Shoulder | B12 | 200 | 2600 | 0 | 62.45 | 62.03 | 10 | 0
2015 | SOCO_2_TVA_Transmission | SOCO | TVA_Transmission | Internal | Shoulder | B13 | 600 | 2600 | 0 | 58.59 | 59.13 | 10 | 0
2015 | SOCO_2_TVA_Transmission | SOCO | TVA_Transmission | Internal | Shoulder | B14 | 900 | 2600 | 0 | 58.59 | 58.48 | 10 | 0
2015 | SOCO_2_TVA_Transmission | SOCO | TVA_Transmission | Internal | Shoulder | B15 | 1203 | 2600 | 0 | 56.55 | 57.63 | 10 | 0
2015 | SOCO_2_TVA_Transmission | SOCO | TVA_Transmission | Internal | Summer | B1 | 10 | 2600 | 0 | 94.57 | 94.57 | 10 | 0
2015 | SOCO_2_TVA_Transmission | SOCO | TVA_Transmission | Internal | Summer | B2 | 25 | 2600 | 0 | 92.81 | 91.78 | 10 | 0
2015 | SOCO_2_TVA_Transmission | SOCO | TVA_Transmission | Internal | Summer | B3 | 75 | 2600 | 0 | 92.81 | 90.49 | 10 | 0
2015 | SOCO_2_TVA_Transmission | SOCO | TVA_Transmission | Internal | Summer | B4 | 100 | 2600 | 0 | 92.81 | 85.81 | 10 | 0
2015 | SOCO_2_TVA_Transmission | SOCO | TVA_Transmission | Internal | Summer | B5 | 200 | 2600 | 0 | 86.33 | 78.04 | 10 | 0
2015 | SOCO_2_TVA_Transmission | SOCO | TVA_Transmission | Internal | Summer | B6 | 300 | 2600 | 0 | 76.21 | 67.21 | 10 | 0
2015 | SOCO_2_TVA_Transmission | SOCO | TVA_Transmission | Internal | Summer | B7 | 400 | 2600 | 0 | 67.03 | 60.05 | 10 | 0
2015 | SOCO_2_TVA_Transmission | SOCO | TVA_Transmission | Internal | Summer | B8 | 500 | 2600 | 0 | 63.37 | 57.81 | 10 | 0
2015 | SOCO_2_TVA_Transmission | SOCO | TVA_Transmission | Internal | Summer | B9 | 800 | 2600 | 0 | 58.93 | 56.64 | 10 | 0
2015 | SOCO_2_TVA_Transmission | SOCO | TVA_Transmission | Internal | Summer | B10 | 1262 | 2600 | 0 | 55.38 | 55.21 | 10 | 0
2015 | SOCO_2_TVA_Transmission | SOCO | TVA_Transmission | Internal | Winter | B16 | 25 | 2600 | 0 | 81.59 | 81.59 | 10 | 0
2015 | SOCO_2_TVA_Transmission | SOCO | TVA_Transmission | Internal | Winter | B17 | 100 | 2600 | 0 | 66.6 | 65.85 | 10 | 0
2015 | SOCO_2_TVA_Transmission | SOCO | TVA_Transmission | Internal | Winter | B18 | 400 | 2600 | 0 | 61.06 | 61.76 | 10 | 0
2015 | SOCO_2_TVA_Transmission | SOCO | TVA_Transmission | Internal | Winter | B19 | 700 | 2600 | 0 | 61.06 | 60.49 | 10 | 0
2015 | SOCO_2_TVA_Transmission | SOCO | TVA_Transmission | Internal | Winter | B20 | 935 | 2600 | 0 | 58.93 | 59.41 | 10 | 0
2015 | SOCO_2_VACAR | SOCO | VACAR | Internal | Shoulder | B11 | 25 | 2000 | 0 | 86.22 | 77.22 | 10 | 0
2015 | SOCO_2_VACAR | SOCO | VACAR | Internal | Shoulder | B12 | 200 | 2000 | 0 | 62.45 | 64.38 | 10 | 0
2015 | SOCO_2_VACAR | SOCO | VACAR | Internal | Shoulder | B13 | 600 | 2000 | 0 | 58.59 | 61.26 | 10 | 0
2015 | SOCO_2_VACAR | SOCO | VACAR | Internal | Shoulder | B14 | 900 | 2000 | 0 | 58.59 | 59.74 | 10 | 0
2015 | SOCO_2_VACAR | SOCO | VACAR | Internal | Shoulder | B15 | 1203 | 2000 | 0 | 56.55 | 52.22 | 10 | 0
2015 | SOCO_2_VACAR | SOCO | VACAR | Internal | Summer | B1 | 10 | 2000 | 0 | 94.57 | 95.73 | 10 | 0
2015 | SOCO_2_VACAR | SOCO | VACAR | Internal | Summer | B2 | 25 | 2000 | 0 | 92.81 | 95.73 | 10 | 0
2015 | SOCO_2_VACAR | SOCO | VACAR | Internal | Summer | B3 | 75 | 2000 | 0 | 92.81 | 95.73 | 10 | 0
2015 | SOCO_2_VACAR | SOCO | VACAR | Internal | Summer | B4 | 100 | 2000 | 0 | 92.81 | 85.81 | 10 | 0
2015 | SOCO_2_VACAR | SOCO | VACAR | Internal | Summer | B5 | 200 | 2000 | 0 | 86.33 | 79.33 | 10 | 0
2015 | SOCO_2_VACAR | SOCO | VACAR | Internal | Summer | B6 | 300 | 2000 | 0 | 76.21 | 70.03 | 10 | 0
2015 | SOCO_2_VACAR | SOCO | VACAR | Internal | Summer | B7 | 400 | 2000 | 0 | 67.03 | 63.08 | 10 | 0
2015 | SOCO_2_VACAR | SOCO | VACAR | Internal | Summer | B8 | 500 | 2000 | 0 | 63.37 | 59.06 | 10 | 0
2015 | SOCO_2_VACAR | SOCO | VACAR | Internal | Summer | B9 | 800 | 2000 | 0 | 58.93 | 56.58 | 10 | 0
2015 | SOCO_2_VACAR | SOCO | VACAR | Internal | Summer | B10 | 1262 | 2000 | 0 | 55.38 | 50.74 | 10 | 0
2015 | SOCO_2_VACAR | SOCO | VACAR | Internal | Winter | B16 | 25 | 2000 | 0 | 81.59 | 81.59 | 10 | 0
2015 | SOCO_2_VACAR | SOCO | VACAR | Internal | Winter | B17 | 100 | 2000 | 0 | 66.6 | 72.89 | 10 | 0
2015 | SOCO_2_VACAR | SOCO | VACAR | Internal | Winter | B18 | 400 | 2000 | 0 | 61.06 | 64.38 | 10 | 0
2015 | SOCO_2_VACAR | SOCO | VACAR | Internal | Winter | B19 | 700 | 2000 | 0 | 61.06 | 63.22 | 10 | 0
2015 | SOCO_2_VACAR | SOCO | VACAR | Internal | Winter | B20 | 935 | 2000 | 0 | 58.93 | 55.58 | 10 | 0
2015 | SPP_N_2_ENT | SPP_N | ENT | Internal | Shoulder | B11 | 25 | 15643 | 0 | 80.22 | 78.22 | 5 | 0
2015 | SPP_N_2_ENT | SPP_N | ENT | Internal | Shoulder | B12 | 200 | 15643 | 0 | 62.72 | 56.18 | 5 | 0
2015 | SPP_N_2_ENT | SPP_N | ENT | Internal | Shoulder | B13 | 600 | 15643 | 0 | 56.72 | 56.18 | 5 | 0
2015 | SPP_N_2_ENT | SPP_N | ENT | Internal | Shoulder | B14 | 900 | 15643 | 0 | 56.15 | 54.65 | 5 | 0
2015 | SPP_N_2_ENT | SPP_N | ENT | Internal | Shoulder | B15 | 1203 | 15643 | 0 | 54.2 | 54.32 | 5 | 0
2015 | SPP_N_2_ENT | SPP_N | ENT | Internal | Summer | B1 | 10 | 15643 | 0 | 87.55 | 86.57 | 5 | 0
2015 | SPP_N_2_ENT | SPP_N | ENT | Internal | Summer | B2 | 25 | 15643 | 0 | 87.55 | 84.81 | 5 | 0
2015 | SPP_N_2_ENT | SPP_N | ENT | Internal | Summer | B3 | 75 | 15643 | 0 | 87.55 | 84.81 | 5 | 0
2015 | SPP_N_2_ENT | SPP_N | ENT | Internal | Summer | B4 | 100 | 15643 | 0 | 84.94 | 84.81 | 5 | 0
2015 | SPP_N_2_ENT | SPP_N | ENT | Internal | Summer | B5 | 200 | 15643 | 0 | 81.4 | 78.33 | 5 | 0
2015 | SPP_N_2_ENT | SPP_N | ENT | Internal | Summer | B6 | 300 | 15643 | 0 | 73.03 | 68.21 | 5 | 0
2015 | SPP_N_2_ENT | SPP_N | ENT | Internal | Summer | B7 | 400 | 15643 | 0 | 62.09 | 59.03 | 5 | 0
2015 | SPP_N_2_ENT | SPP_N | ENT | Internal | Summer | B8 | 500 | 15643 | 0 | 58.07 | 55.37 | 5 | 0
2015 | SPP_N_2_ENT | SPP_N | ENT | Internal | Summer | B9 | 800 | 15643 | 0 | 54.81 | 54.24 | 5 | 0
2015 | SPP_N_2_ENT | SPP_N | ENT | Internal | Summer | B10 | 1262 | 15643 | 0 | 52.93 | 53.15 | 5 | 0
2015 | SPP_N_2_ENT | SPP_N | ENT | Internal | Winter | B16 | 25 | 15643 | 0 | 80.59 | 73.59 | 5 | 0
2015 | SPP_N_2_ENT | SPP_N | ENT | Internal | Winter | B17 | 100 | 15643 | 0 | 59.91 | 58.6 | 5 | 0
2015 | SPP_N_2_ENT | SPP_N | ENT | Internal | Winter | B18 | 400 | 15643 | 0 | 58.7 | 57.62 | 5 | 0
2015 | SPP_N_2_ENT | SPP_N | ENT | Internal | Winter | B19 | 700 | 15643 | 0 | 56.68 | 56.65 | 5 | 0
2015 | SPP_N_2_ENT | SPP_N | ENT | Internal | Winter | B20 | 935 | 15643 | 0 | 56.62 | 56.65 | 5 | 0
2015 | SPP_N_2_MISO_MO-IL | SPP_N | MISO_MO-IL | Internal | Shoulder | B11 | 25 | 4019 | 0 | 80.22 | 73.23 | 5 | 0
2015 | SPP_N_2_MISO_MO-IL | SPP_N | MISO_MO-IL | Internal | Shoulder | B12 | 200 | 4019 | 0 | 62.72 | 59.99 | 5 | 0
2015 | SPP_N_2_MISO_MO-IL | SPP_N | MISO_MO-IL | Internal | Shoulder | B13 | 600 | 4019 | 0 | 56.72 | 54.9 | 5 | 0
2015 | SPP_N_2_MISO_MO-IL | SPP_N | MISO_MO-IL | Internal | Shoulder | B14 | 900 | 4019 | 0 | 56.15 | 52.46 | 5 | 0
2015 | SPP_N_2_MISO_MO-IL | SPP_N | MISO_MO-IL | Internal | Shoulder | B15 | 1203 | 4019 | 0 | 54.2 | 51.8 | 5 | 0
2015 | SPP_N_2_MISO_MO-IL | SPP_N | MISO_MO-IL | Internal | Summer | B1 | 10 | 4019 | 0 | 87.55 | 86.57 | 5 | 0
2015 | SPP_N_2_MISO_MO-IL | SPP_N | MISO_MO-IL | Internal | Summer | B2 | 25 | 4019 | 0 | 87.55 | 83.78 | 5 | 0
2015 | SPP_N_2_MISO_MO-IL | SPP_N | MISO_MO-IL | Internal | Summer | B3 | 75 | 4019 | 0 | 87.55 | 83.78 | 5 | 0
2015 | SPP_N_2_MISO_MO-IL | SPP_N | MISO_MO-IL | Internal | Summer | B4 | 100 | 4019 | 0 | 84.94 | 81.81 | 5 | 0
2015 | SPP_N_2_MISO_MO-IL | SPP_N | MISO_MO-IL | Internal | Summer | B5 | 200 | 4019 | 0 | 81.4 | 74.38 | 5 | 0
2015 | SPP_N_2_MISO_MO-IL | SPP_N | MISO_MO-IL | Internal | Summer | B6 | 300 | 4019 | 0 | 73.03 | 65.03 | 5 | 0
2015 | SPP_N_2_MISO_MO-IL | SPP_N | MISO_MO-IL | Internal | Summer | B7 | 400 | 4019 | 0 | 62.09 | 55.09 | 5 | 0
2015 | SPP_N_2_MISO_MO-IL | SPP_N | MISO_MO-IL | Internal | Summer | B8 | 500 | 4019 | 0 | 58.07 | 51.08 | 5 | 0
2015 | SPP_N_2_MISO_MO-IL | SPP_N | MISO_MO-IL | Internal | Summer | B9 | 800 | 4019 | 0 | 54.81 | 50.7 | 5 | 0
2015 | SPP_N_2_MISO_MO-IL | SPP_N | MISO_MO-IL | Internal | Summer | B10 | 1262 | 4019 | 0 | 52.93 | 50.08 | 5 | 0
2015 | SPP_N_2_MISO_MO-IL | SPP_N | MISO_MO-IL | Internal | Winter | B16 | 25 | 4019 | 0 | 80.59 | 73.6 | 5 | 0
2015 | SPP_N_2_MISO_MO-IL | SPP_N | MISO_MO-IL | Internal | Winter | B17 | 100 | 4019 | 0.08 | 59.91 | 64.89 | 5 | 0
2015 | SPP_N_2_MISO_MO-IL | SPP_N | MISO_MO-IL | Internal | Winter | B18 | 400 | 4019 | 0 | 58.7 | 57.36 | 5 | 0
2015 | SPP_N_2_MISO_MO-IL | SPP_N | MISO_MO-IL | Internal | Winter | B19 | 700 | 4019 | 0 | 56.68 | 55.22 | 5 | 0
2015 | SPP_N_2_MISO_MO-IL | SPP_N | MISO_MO-IL | Internal | Winter | B20 | 935 | 4019 | 0 | 56.62 | 52.09 | 5 | 0
2015 | SPP_N_2_MISO_W | SPP_N | MISO_W | Internal | Shoulder | B11 | 25 | 1087 | 0 | 80.22 | 73.22 | 5 | 0
2015 | SPP_N_2_MISO_W | SPP_N | MISO_W | Internal | Shoulder | B12 | 200 | 1087 | 0 | 62.72 | 59.97 | 5 | 0
2015 | SPP_N_2_MISO_W | SPP_N | MISO_W | Internal | Shoulder | B13 | 600 | 1087 | 0 | 56.72 | 54.89 | 5 | 0
2015 | SPP_N_2_MISO_W | SPP_N | MISO_W | Internal | Shoulder | B14 | 900 | 1087 | 0 | 56.15 | 52.45 | 5 | 0
2015 | SPP_N_2_MISO_W | SPP_N | MISO_W | Internal | Shoulder | B15 | 1203 | 1087 | 0 | 54.2 | 51.81 | 5 | 0
2015 | SPP_N_2_MISO_W | SPP_N | MISO_W | Internal | Summer | B1 | 10 | 1087 | 0 | 87.55 | 86.56 | 5 | 0
2015 | SPP_N_2_MISO_W | SPP_N | MISO_W | Internal | Summer | B2 | 25 | 1087 | 0 | 87.55 | 83.77 | 5 | 0
2015 | SPP_N_2_MISO_W | SPP_N | MISO_W | Internal | Summer | B3 | 75 | 1087 | 0 | 87.55 | 83.77 | 5 | 0
2015 | SPP_N_2_MISO_W | SPP_N | MISO_W | Internal | Summer | B4 | 100 | 1087 | 0 | 84.94 | 81.81 | 5 | 0
2015 | SPP_N_2_MISO_W | SPP_N | MISO_W | Internal | Summer | B5 | 200 | 1087 | 0 | 81.4 | 74.4 | 5 | 0
2015 | SPP_N_2_MISO_W | SPP_N | MISO_W | Internal | Summer | B6 | 300 | 1087 | 0 | 73.03 | 66.03 | 5 | 0
2015 | SPP_N_2_MISO_W | SPP_N | MISO_W | Internal | Summer | B7 | 400 | 1087 | 0 | 62.09 | 55.09 | 5 | 0
2015 | SPP_N_2_MISO_W | SPP_N | MISO_W | Internal | Summer | B8 | 500 | 1087 | 0 | 58.07 | 51.07 | 5 | 0
2015 | SPP_N_2_MISO_W | SPP_N | MISO_W | Internal | Summer | B9 | 800 | 1087 | 0 | 54.81 | 50.69 | 5 | 0
2015 | SPP_N_2_MISO_W | SPP_N | MISO_W | Internal | Summer | B10 | 1262 | 1087 | 0 | 52.93 | 50.07 | 5 | 0
2015 | SPP_N_2_MISO_W | SPP_N | MISO_W | Internal | Winter | B16 | 25 | 1087 | 0 | 80.59 | 73.59 | 5 | 0
2015 | SPP_N_2_MISO_W | SPP_N | MISO_W | Internal | Winter | B17 | 100 | 1087 | 0.08 | 59.91 | 64.89 | 5 | 0
2015 | SPP_N_2_MISO_W | SPP_N | MISO_W | Internal | Winter | B18 | 400 | 1087 | 0 | 58.7 | 57.36 | 5 | 0
2015 | SPP_N_2_MISO_W | SPP_N | MISO_W | Internal | Winter | B19 | 700 | 1087 | 0 | 56.68 | 55.22 | 5 | 0
2015 | SPP_N_2_MISO_W | SPP_N | MISO_W | Internal | Winter | B20 | 935 | 1087 | 0 | 56.62 | 52.09 | 5 | 0
2015 | SPP_N_2_NE | SPP_N | NE | Internal | Shoulder | B11 | 25 | 490 | 0.17 | 80.22 | 80.2 | 0.01 | 0
2015 | SPP_N_2_NE | SPP_N | NE | Internal | Shoulder | B12 | 200 | 490 | 0.02 | 62.72 | 62.71 | 0.01 | 0
2015 | SPP_N_2_NE | SPP_N | NE | Internal | Shoulder | B13 | 600 | 490 | 0 | 56.72 | 56.71 | 0.01 | 0
2015 | SPP_N_2_NE | SPP_N | NE | Internal | Shoulder | B14 | 900 | 490 | 0 | 56.15 | 56.14 | 0.01 | 0
2015 | SPP_N_2_NE | SPP_N | NE | Internal | Shoulder | B15 | 1203 | 490 | 0 | 54.2 | 54.19 | 0.01 | 0
2015 | SPP_N_2_NE | SPP_N | NE | Internal | Summer | B1 | 10 | 490 | 0.01 | 87.55 | 86.56 | 0.01 | 0
2015 | SPP_N_2_NE | SPP_N | NE | Internal | Summer | B2 | 25 | 490 | 0 | 87.55 | 86.29 | 0.01 | 0
2015 | SPP_N_2_NE | SPP_N | NE | Internal | Summer | B3 | 75 | 490 | 0 | 87.55 | 86.29 | 0.01 | 0
2015 | SPP_N_2_NE | SPP_N | NE | Internal | Summer | B4 | 100 | 490 | 0.04 | 84.94 | 84.93 | 0.01 | 0
2015 | SPP_N_2_NE | SPP_N | NE | Internal | Summer | B5 | 200 | 490 | 0.02 | 81.4 | 81.38 | 0.01 | 0
2015 | SPP_N_2_NE | SPP_N | NE | Internal | Summer | B6 | 300 | 490 | 0 | 73.03 | 72.72 | 0.01 | 0
2015 | SPP_N_2_NE | SPP_N | NE | Internal | Summer | B7 | 400 | 490 | 0 | 62.09 | 59.65 | 0.01 | 0
2015 | SPP_N_2_NE | SPP_N | NE | Internal | Summer | B8 | 500 | 490 | 0 | 58.07 | 58.06 | 0.01 | 0
2015 | SPP_N_2_NE | SPP_N | NE | Internal | Summer | B9 | 800 | 490 | 0 | 54.81 | 54.8 | 0.01 | 0
2015 | SPP_N_2_NE | SPP_N | NE | Internal | Summer | B10 | 1262 | 490 | 0 | 52.93 | 52.92 | 0.01 | 0
2015 | SPP_N_2_NE | SPP_N | NE | Internal | Winter | B16 | 25 | 490 | 0 | 80.59 | 73.59 | 0.01 | 0
2015 | SPP_N_2_NE | SPP_N | NE | Internal | Winter | B17 | 100 | 490 | 0.05 | 59.91 | 59.89 | 0.01 | 0
2015 | SPP_N_2_NE | SPP_N | NE | Internal | Winter | B18 | 400 | 490 | 0.01 | 58.7 | 58.68 | 0.01 | 0
2015 | SPP_N_2_NE | SPP_N | NE | Internal | Winter | B19 | 700 | 490 | 0 | 56.68 | 56.67 | 0.01 | 0
2015 | SPP_N_2_NE | SPP_N | NE | Internal | Winter | B20 | 935 | 490 | 0 | 56.62 | 55.37 | 0.01 | 0
2015 | SPP_N_2_SPP_S | SPP_N | SPP_S | Internal | Shoulder | B11 | 25 | 4236 | 0 | 80.22 | 78.39 | 0.01 | 0
2015 | SPP_N_2_SPP_S | SPP_N | SPP_S | Internal | Shoulder | B12 | 200 | 4236 | 0.03 | 62.72 | 62.71 | 0.01 | 0
2015 | SPP_N_2_SPP_S | SPP_N | SPP_S | Internal | Shoulder | B13 | 600 | 4236 | 0 | 56.72 | 56.71 | 0.01 | 0
2015 | SPP_N_2_SPP_S | SPP_N | SPP_S | Internal | Shoulder | B14 | 900 | 4236 | 0 | 56.15 | 56.14 | 0.01 | 0
2015 | SPP_N_2_SPP_S | SPP_N | SPP_S | Internal | Shoulder | B15 | 1203 | 4236 | 763.5 | 54.2 | 54.21 | 0.01 | 0
2015 | SPP_N_2_SPP_S | SPP_N | SPP_S | Internal | Summer | B1 | 10 | 4236 | 0 | 87.55 | 85.35 | 0.01 | 0
2015 | SPP_N_2_SPP_S | SPP_N | SPP_S | Internal | Summer | B2 | 25 | 4236 | 0 | 87.55 | 79.93 | 0.01 | 0
2015 | SPP_N_2_SPP_S | SPP_N | SPP_S | Internal | Summer | B3 | 75 | 4236 | 0 | 87.55 | 79.81 | 0.01 | 0
2015 | SPP_N_2_SPP_S | SPP_N | SPP_S | Internal | Summer | B4 | 100 | 4236 | 0 | 84.94 | 79.81 | 0.01 | 0
2015 | SPP_N_2_SPP_S | SPP_N | SPP_S | Internal | Summer | B5 | 200 | 4236 | 0 | 81.4 | 77.17 | 0.01 | 0
2015 | SPP_N_2_SPP_S | SPP_N | SPP_S | Internal | Summer | B6 | 300 | 4236 | 2852.05 | 73.03 | 73.04 | 0.01 | 0
2015 | SPP_N_2_SPP_S | SPP_N | SPP_S | Internal | Summer | B7 | 400 | 4236 | 2382.73 | 62.09 | 62.11 | 0.01 | 0
2015 | SPP_N_2_SPP_S | SPP_N | SPP_S | Internal | Summer | B8 | 500 | 4236 | 732.52 | 58.07 | 58.08 | 0.01 | 0
2015 | SPP_N_2_SPP_S | SPP_N | SPP_S | Internal | Summer | B9 | 800 | 4236 | 1577.71 | 54.81 | 54.82 | 0.01 | 0
2015 | SPP_N_2_SPP_S | SPP_N | SPP_S | Internal | Summer | B10 | 1262 | 4236 | 2451.51 | 52.93 | 52.94 | 0.01 | 0
2015 | SPP_N_2_SPP_S | SPP_N | SPP_S | Internal | Winter | B16 | 25 | 4236 | 616.24 | 80.59 | 80.6 | 0.01 | 0
2015 | SPP_N_2_SPP_S | SPP_N | SPP_S | Internal | Winter | B17 | 100 | 4236 | 901.53 | 59.91 | 59.92 | 0.01 | 0
2015 | SPP_N_2_SPP_S | SPP_N | SPP_S | Internal | Winter | B18 | 400 | 4236 | 1539.52 | 58.7 | 58.71 | 0.01 | 0
2015 | SPP_N_2_SPP_S | SPP_N | SPP_S | Internal | Winter | B19 | 700 | 4236 | 1687.66 | 56.68 | 56.69 | 0.01 | 0
2015 | SPP_N_2_SPP_S | SPP_N | SPP_S | Internal | Winter | B20 | 935 | 4236 | 3152.42 | 56.62 | 56.63 | 0.01 | 0
2015 | SPP_S_2_ENT | SPP_S | ENT | Internal | Shoulder | B11 | 25 | 2842 | 0 | 78.39 | 78.22 | 5 | 0
2015 | SPP_S_2_ENT | SPP_S | ENT | Internal | Shoulder | B12 | 200 | 2842 | 0 | 62.71 | 56.18 | 5 | 0
2015 | SPP_S_2_ENT | SPP_S | ENT | Internal | Shoulder | B13 | 600 | 2842 | 0 | 56.71 | 56.18 | 5 | 0
2015 | SPP_S_2_ENT | SPP_S | ENT | Internal | Shoulder | B14 | 900 | 2842 | 0 | 56.14 | 54.65 | 5 | 0
2015 | SPP_S_2_ENT | SPP_S | ENT | Internal | Shoulder | B15 | 1203 | 2842 | 0 | 54.21 | 54.32 | 5 | 0
2015 | SPP_S_2_ENT | SPP_S | ENT | Internal | Summer | B1 | 10 | 2842 | 0 | 85.35 | 86.57 | 5 | 0
2015 | SPP_S_2_ENT | SPP_S | ENT | Internal | Summer | B2 | 25 | 2842 | 0.02 | 79.93 | 84.81 | 5 | 0
2015 | SPP_S_2_ENT | SPP_S | ENT | Internal | Summer | B3 | 75 | 2842 | 252.76 | 79.81 | 84.81 | 5 | 0
2015 | SPP_S_2_ENT | SPP_S | ENT | Internal | Summer | B4 | 100 | 2842 | 860.2 | 79.81 | 84.81 | 5 | 0
2015 | SPP_S_2_ENT | SPP_S | ENT | Internal | Summer | B5 | 200 | 2842 | 0 | 77.17 | 78.33 | 5 | 0
2015 | SPP_S_2_ENT | SPP_S | ENT | Internal | Summer | B6 | 300 | 2842 | 0 | 73.04 | 68.21 | 5 | 0
2015 | SPP_S_2_ENT | SPP_S | ENT | Internal | Summer | B7 | 400 | 2842 | 0 | 62.11 | 59.03 | 5 | 0
2015 | SPP_S_2_ENT | SPP_S | ENT | Internal | Summer | B8 | 500 | 2842 | 0 | 58.08 | 55.37 | 5 | 0
2015 | SPP_S_2_ENT | SPP_S | ENT | Internal | Summer | B9 | 800 | 2842 | 0 | 54.82 | 54.24 | 5 | 0
2015 | SPP_S_2_ENT | SPP_S | ENT | Internal | Summer | B10 | 1262 | 2842 | 0 | 52.94 | 53.15 | 5 | 0
2015 | SPP_S_2_ENT | SPP_S | ENT | Internal | Winter | B16 | 25 | 2842 | 0 | 80.6 | 73.59 | 5 | 0
2015 | SPP_S_2_ENT | SPP_S | ENT | Internal | Winter | B17 | 100 | 2842 | 0 | 59.92 | 58.6 | 5 | 0
2015 | SPP_S_2_ENT | SPP_S | ENT | Internal | Winter | B18 | 400 | 2842 | 0 | 58.71 | 57.62 | 5 | 0
2015 | SPP_S_2_ENT | SPP_S | ENT | Internal | Winter | B19 | 700 | 2842 | 0 | 56.69 | 56.65 | 5 | 0
2015 | SPP_S_2_ENT | SPP_S | ENT | Internal | Winter | B20 | 935 | 2842 | 0 | 56.63 | 56.65 | 5 | 0
2015 | SPP_S_2_SPP_N | SPP_S | SPP_N | Internal | Shoulder | B11 | 25 | 876 | 876 | 78.39 | 80.22 | 0.01 | 1.82
2015 | SPP_S_2_SPP_N | SPP_S | SPP_N | Internal | Shoulder | B12 | 200 | 876 | 495.75 | 62.71 | 62.72 | 0.01 | 0
2015 | SPP_S_2_SPP_N | SPP_S | SPP_N | Internal | Shoulder | B13 | 600 | 876 | 534.95 | 56.71 | 56.72 | 0.01 | 0
2015 | SPP_S_2_SPP_N | SPP_S | SPP_N | Internal | Shoulder | B14 | 900 | 876 | 25.54 | 56.14 | 56.15 | 0.01 | 0
2015 | SPP_S_2_SPP_N | SPP_S | SPP_N | Internal | Shoulder | B15 | 1203 | 876 | 0 | 54.21 | 54.2 | 0.01 | 0
2015 | SPP_S_2_SPP_N | SPP_S | SPP_N | Internal | Summer | B1 | 10 | 876 | 876 | 85.35 | 87.55 | 0.01 | 2.19
2015 | SPP_S_2_SPP_N | SPP_S | SPP_N | Internal | Summer | B2 | 25 | 876 | 876 | 79.93 | 87.55 | 0.01 | 7.61
2015 | SPP_S_2_SPP_N | SPP_S | SPP_N | Internal | Summer | B3 | 75 | 876 | 876 | 79.81 | 87.55 | 0.01 | 7.73
2015 | SPP_S_2_SPP_N | SPP_S | SPP_N | Internal | Summer | B4 | 100 | 876 | 876 | 79.81 | 84.94 | 0.01 | 5.12
2015 | SPP_S_2_SPP_N | SPP_S | SPP_N | Internal | Summer | B5 | 200 | 876 | 876 | 77.17 | 81.4 | 0.01 | 4.21
2015 | SPP_S_2_SPP_N | SPP_S | SPP_N | Internal | Summer | B6 | 300 | 876 | 0.02 | 73.04 | 73.03 | 0.01 | 0
2015 | SPP_S_2_SPP_N | SPP_S | SPP_N | Internal | Summer | B7 | 400 | 876 | 0.01 | 62.11 | 62.09 | 0.01 | 0
2015 | SPP_S_2_SPP_N | SPP_S | SPP_N | Internal | Summer | B8 | 500 | 876 | 0.01 | 58.08 | 58.07 | 0.01 | 0
2015 | SPP_S_2_SPP_N | SPP_S | SPP_N | Internal | Summer | B9 | 800 | 876 | 0 | 54.82 | 54.81 | 0.01 | 0
2015 | SPP_S_2_SPP_N | SPP_S | SPP_N | Internal | Summer | B10 | 1262 | 876 | 0 | 52.94 | 52.93 | 0.01 | 0
2015 | SPP_S_2_SPP_N | SPP_S | SPP_N | Internal | Winter | B16 | 25 | 876 | 0.19 | 80.6 | 80.59 | 0.01 | 0
2015 | SPP_S_2_SPP_N | SPP_S | SPP_N | Internal | Winter | B17 | 100 | 876 | 0.05 | 59.92 | 59.91 | 0.01 | 0
2015 | SPP_S_2_SPP_N | SPP_S | SPP_N | Internal | Winter | B18 | 400 | 876 | 0.01 | 58.71 | 58.7 | 0.01 | 0
2015 | SPP_S_2_SPP_N | SPP_S | SPP_N | Internal | Winter | B19 | 700 | 876 | 0 | 56.69 | 56.68 | 0.01 | 0
2015 | SPP_S_2_SPP_N | SPP_S | SPP_N | Internal | Winter | B20 | 935 | 876 | 0 | 56.63 | 56.62 | 0.01 | 0
2015 | TVA_2_ENT | TVA | ENT | Internal | Shoulder | B11 | 25 | 500 | 0 | 77.23 | 78.22 | 9 | 0
2015 | TVA_2_ENT | TVA | ENT | Internal | Shoulder | B12 | 200 | 500 | 0 | 58.45 | 56.18 | 9 | 0
2015 | TVA_2_ENT | TVA | ENT | Internal | Shoulder | B13 | 600 | 500 | 0 | 57.64 | 56.18 | 9 | 0
2015 | TVA_2_ENT | TVA | ENT | Internal | Shoulder | B14 | 900 | 500 | 0 | 57.64 | 54.65 | 9 | 0
2015 | TVA_2_ENT | TVA | ENT | Internal | Shoulder | B15 | 1203 | 500 | 0 | 57.64 | 54.32 | 9 | 0
2015 | TVA_2_ENT | TVA | ENT | Internal | Summer | B1 | 10 | 500 | 0 | 94.58 | 86.57 | 9 | 0
2015 | TVA_2_ENT | TVA | ENT | Internal | Summer | B2 | 25 | 500 | 0 | 91.79 | 84.81 | 9 | 0
2015 | TVA_2_ENT | TVA | ENT | Internal | Summer | B3 | 75 | 500 | 0 | 90.5 | 84.81 | 9 | 0
2015 | TVA_2_ENT | TVA | ENT | Internal | Summer | B4 | 100 | 500 | 0 | 85.82 | 84.81 | 9 | 0
2015 | TVA_2_ENT | TVA | ENT | Internal | Summer | B5 | 200 | 500 | 0 | 77.33 | 78.33 | 9 | 0
2015 | TVA_2_ENT | TVA | ENT | Internal | Summer | B6 | 300 | 500 | 0 | 61.03 | 68.21 | 9 | 0
2015 | TVA_2_ENT | TVA | ENT | Internal | Summer | B7 | 400 | 500 | 0 | 57.13 | 59.03 | 9 | 0
2015 | TVA_2_ENT | TVA | ENT | Internal | Summer | B8 | 500 | 500 | 0 | 57.13 | 55.37 | 9 | 0
2015 | TVA_2_ENT | TVA | ENT | Internal | Summer | B9 | 800 | 500 | 0 | 56.65 | 54.24 | 9 | 0
2015 | TVA_2_ENT | TVA | ENT | Internal | Summer | B10 | 1262 | 500 | 0 | 54.77 | 53.15 | 9 | 0
2015 | TVA_2_ENT | TVA | ENT | Internal | Winter | B16 | 25 | 500 | 0 | 81.6 | 73.59 | 9 | 0
2015 | TVA_2_ENT | TVA | ENT | Internal | Winter | B17 | 100 | 500 | 0 | 63.91 | 58.6 | 9 | 0
2015 | TVA_2_ENT | TVA | ENT | Internal | Winter | B18 | 400 | 500 | 0 | 59.53 | 57.62 | 9 | 0
2015 | TVA_2_ENT | TVA | ENT | Internal | Winter | B19 | 700 | 500 | 0 | 59.53 | 56.65 | 9 | 0
2015 | TVA_2_ENT | TVA | ENT | Internal | Winter | B20 | 935 | 500 | 0 | 59.42 | 56.65 | 9 | 0
2015 | TVA_2_MISO_MO-IL | TVA | MISO_MO-IL | Internal | Shoulder | B11 | 25 | 50 | 0 | 77.23 | 73.23 | 9 | 0
2015 | TVA_2_MISO_MO-IL | TVA | MISO_MO-IL | Internal | Shoulder | B12 | 200 | 50 | 0 | 58.45 | 59.99 | 9 | 0
2015 | TVA_2_MISO_MO-IL | TVA | MISO_MO-IL | Internal | Shoulder | B13 | 600 | 50 | 0 | 57.64 | 54.9 | 9 | 0
2015 | TVA_2_MISO_MO-IL | TVA | MISO_MO-IL | Internal | Shoulder | B14 | 900 | 50 | 0 | 57.64 | 52.46 | 9 | 0
2015 | TVA_2_MISO_MO-IL | TVA | MISO_MO-IL | Internal | Shoulder | B15 | 1203 | 50 | 0 | 57.64 | 51.8 | 9 | 0
2015 | TVA_2_MISO_MO-IL | TVA | MISO_MO-IL | Internal | Summer | B1 | 10 | 50 | 0 | 94.58 | 86.57 | 9 | 0
2015 | TVA_2_MISO_MO-IL | TVA | MISO_MO-IL | Internal | Summer | B2 | 25 | 50 | 0 | 91.79 | 83.78 | 9 | 0
2015 | TVA_2_MISO_MO-IL | TVA | MISO_MO-IL | Internal | Summer | B3 | 75 | 50 | 0 | 90.5 | 83.78 | 9 | 0
2015 | TVA_2_MISO_MO-IL | TVA | MISO_MO-IL | Internal | Summer | B4 | 100 | 50 | 0 | 85.82 | 81.81 | 9 | 0
2015 | TVA_2_MISO_MO-IL | TVA | MISO_MO-IL | Internal | Summer | B5 | 200 | 50 | 0 | 77.33 | 74.38 | 9 | 0
2015 | TVA_2_MISO_MO-IL | TVA | MISO_MO-IL | Internal | Summer | B6 | 300 | 50 | 0 | 61.03 | 65.03 | 9 | 0
2015 | TVA_2_MISO_MO-IL | TVA | MISO_MO-IL | Internal | Summer | B7 | 400 | 50 | 0 | 57.13 | 55.09 | 9 | 0
2015 | TVA_2_MISO_MO-IL | TVA | MISO_MO-IL | Internal | Summer | B8 | 500 | 50 | 0 | 57.13 | 51.08 | 9 | 0
2015 | TVA_2_MISO_MO-IL | TVA | MISO_MO-IL | Internal | Summer | B9 | 800 | 50 | 0 | 56.65 | 50.7 | 9 | 0
2015 | TVA_2_MISO_MO-IL | TVA | MISO_MO-IL | Internal | Summer | B10 | 1262 | 50 | 0 | 54.77 | 50.08 | 9 | 0
2015 | TVA_2_MISO_MO-IL | TVA | MISO_MO-IL | Internal | Winter | B16 | 25 | 50 | 0 | 81.6 | 73.6 | 9 | 0
2015 | TVA_2_MISO_MO-IL | TVA | MISO_MO-IL | Internal | Winter | B17 | 100 | 50 | 0 | 63.91 | 64.89 | 9 | 0
2015 | TVA_2_MISO_MO-IL | TVA | MISO_MO-IL | Internal | Winter | B18 | 400 | 50 | 0 | 59.53 | 57.36 | 9 | 0
2015 | TVA_2_MISO_MO-IL | TVA | MISO_MO-IL | Internal | Winter | B19 | 700 | 50 | 0 | 59.53 | 55.22 | 9 | 0
2015 | TVA_2_MISO_MO-IL | TVA | MISO_MO-IL | Internal | Winter | B20 | 935 | 50 | 0 | 59.42 | 52.09 | 9 | 0
2015 | TVA_2_NonRTO_Midwest | TVA | NonRTO_Midwest | Internal | Shoulder | B11 | 25 | 100 | 0 | 77.23 | 81.22 | 9 | 0
2015 | TVA_2_NonRTO_Midwest | TVA | NonRTO_Midwest | Internal | Shoulder | B12 | 200 | 100 | 100 | 58.45 | 67.97 | 9 | 0.53
2015 | TVA_2_NonRTO_Midwest | TVA | NonRTO_Midwest | Internal | Shoulder | B13 | 600 | 100 | 0 | 57.64 | 55 | 9 | 0
2015 | TVA_2_NonRTO_Midwest | TVA | NonRTO_Midwest | Internal | Shoulder | B14 | 900 | 100 | 0 | 57.64 | 54.98 | 9 | 0
2015 | TVA_2_NonRTO_Midwest | TVA | NonRTO_Midwest | Internal | Shoulder | B15 | 1203 | 100 | 0 | 57.64 | 52.38 | 9 | 0
2015 | TVA_2_NonRTO_Midwest | TVA | NonRTO_Midwest | Internal | Summer | B1 | 10 | 100 | 0 | 94.58 | 91.24 | 9 | 0
2015 | TVA_2_NonRTO_Midwest | TVA | NonRTO_Midwest | Internal | Summer | B2 | 25 | 100 | 0 | 91.79 | 91.24 | 9 | 0
2015 | TVA_2_NonRTO_Midwest | TVA | NonRTO_Midwest | Internal | Summer | B3 | 75 | 100 | 0 | 90.5 | 91.24 | 9 | 0
2015 | TVA_2_NonRTO_Midwest | TVA | NonRTO_Midwest | Internal | Summer | B4 | 100 | 100 | 0 | 85.82 | 89.8 | 9 | 0
2015 | TVA_2_NonRTO_Midwest | TVA | NonRTO_Midwest | Internal | Summer | B5 | 200 | 100 | 0 | 77.33 | 82.37 | 9 | 0
2015 | TVA_2_NonRTO_Midwest | TVA | NonRTO_Midwest | Internal | Summer | B6 | 300 | 100 | 0 | 61.03 | 59.21 | 9 | 0
2015 | TVA_2_NonRTO_Midwest | TVA | NonRTO_Midwest | Internal | Summer | B7 | 400 | 100 | 0 | 57.13 | 55 | 9 | 0
2015 | TVA_2_NonRTO_Midwest | TVA | NonRTO_Midwest | Internal | Summer | B8 | 500 | 100 | 0 | 57.13 | 54.72 | 9 | 0
2015 | TVA_2_NonRTO_Midwest | TVA | NonRTO_Midwest | Internal | Summer | B9 | 800 | 100 | 0 | 56.65 | 52.4 | 9 | 0
2015 | TVA_2_NonRTO_Midwest | TVA | NonRTO_Midwest | Internal | Summer | B10 | 1262 | 100 | 0 | 54.77 | 51.77 | 9 | 0
2015 | TVA_2_NonRTO_Midwest | TVA | NonRTO_Midwest | Internal | Winter | B16 | 25 | 100 | 0 | 81.6 | 81.61 | 9 | 0
2015 | TVA_2_NonRTO_Midwest | TVA | NonRTO_Midwest | Internal | Winter | B17 | 100 | 100 | 70.45 | 63.91 | 72.91 | 9 | 0
2015 | TVA_2_NonRTO_Midwest | TVA | NonRTO_Midwest | Internal | Winter | B18 | 400 | 100 | 0 | 59.53 | 65.37 | 9 | 0
2015 | TVA_2_NonRTO_Midwest | TVA | NonRTO_Midwest | Internal | Winter | B19 | 700 | 100 | 0 | 59.53 | 55 | 9 | 0
2015 | TVA_2_NonRTO_Midwest | TVA | NonRTO_Midwest | Internal | Winter | B20 | 935 | 100 | 0 | 59.42 | 52.9 | 9 | 0
2015 | TVA_2_PJM_ROR | TVA | PJM_ROR | Internal | Shoulder | B11 | 25 | 500 | 0 | 77.23 | 71.22 | 9 | 0
2015 | TVA_2_PJM_ROR | TVA | PJM_ROR | Internal | Shoulder | B12 | 200 | 500 | 0 | 58.45 | 61.03 | 9 | 0
2015 | TVA_2_PJM_ROR | TVA | PJM_ROR | Internal | Shoulder | B13 | 600 | 500 | 0 | 57.64 | 56.88 | 9 | 0
2015 | TVA_2_PJM_ROR | TVA | PJM_ROR | Internal | Shoulder | B14 | 900 | 500 | 0 | 57.64 | 54.44 | 9 | 0
2015 | TVA_2_PJM_ROR | TVA | PJM_ROR | Internal | Shoulder | B15 | 1203 | 500 | 0 | 57.64 | 51.63 | 9 | 0
2015 | TVA_2_PJM_ROR | TVA | PJM_ROR | Internal | Summer | B1 | 10 | 500 | 0 | 94.58 | 88.56 | 9 | 0
2015 | TVA_2_PJM_ROR | TVA | PJM_ROR | Internal | Summer | B2 | 25 | 500 | 0 | 91.79 | 85.47 | 9 | 0
2015 | TVA_2_PJM_ROR | TVA | PJM_ROR | Internal | Summer | B3 | 75 | 500 | 0 | 90.5 | 84.49 | 9 | 0
2015 | TVA_2_PJM_ROR | TVA | PJM_ROR | Internal | Summer | B4 | 100 | 500 | 0 | 85.82 | 79.81 | 9 | 0
2015 | TVA_2_PJM_ROR | TVA | PJM_ROR | Internal | Summer | B5 | 200 | 500 | 0 | 77.33 | 72.4 | 9 | 0
2015 | TVA_2_PJM_ROR | TVA | PJM_ROR | Internal | Summer | B6 | 300 | 500 | 0 | 61.03 | 64.03 | 9 | 0
2015 | TVA_2_PJM_ROR | TVA | PJM_ROR | Internal | Summer | B7 | 400 | 500 | 0 | 57.13 | 57.08 | 9 | 0
2015 | TVA_2_PJM_ROR | TVA | PJM_ROR | Internal | Summer | B8 | 500 | 500 | 0 | 57.13 | 53.06 | 9 | 0
2015 | TVA_2_PJM_ROR | TVA | PJM_ROR | Internal | Summer | B9 | 800 | 500 | 0 | 56.65 | 50.64 | 9 | 0
2015 | TVA_2_PJM_ROR | TVA | PJM_ROR | Internal | Summer | B10 | 1262 | 500 | 0 | 54.77 | 49.89 | 9 | 0
2015 | TVA_2_PJM_ROR | TVA | PJM_ROR | Internal | Winter | B16 | 25 | 500 | 0 | 81.6 | 75.59 | 9 | 0
2015 | TVA_2_PJM_ROR | TVA | PJM_ROR | Internal | Winter | B17 | 100 | 500 | 0 | 63.91 | 66.89 | 9 | 0
2015 | TVA_2_PJM_ROR | TVA | PJM_ROR | Internal | Winter | B18 | 400 | 500 | 0 | 59.53 | 59.36 | 9 | 0
2015 | TVA_2_PJM_ROR | TVA | PJM_ROR | Internal | Winter | B19 | 700 | 500 | 0 | 59.53 | 57.22 | 9 | 0
2015 | TVA_2_PJM_ROR | TVA | PJM_ROR | Internal | Winter | B20 | 935 | 500 | 0 | 59.42 | 53.41 | 9 | 0
2015 | TVA_2_SOCO | TVA | SOCO | Internal | Shoulder | B11 | 25 | 500 | 0.34 | 77.23 | 86.22 | 9 | 0
2015 | TVA_2_SOCO | TVA | SOCO | Internal | Shoulder | B12 | 200 | 500 | 0 | 58.45 | 62.45 | 9 | 0
2015 | TVA_2_SOCO | TVA | SOCO | Internal | Shoulder | B13 | 600 | 500 | 0 | 57.64 | 58.59 | 9 | 0
2015 | TVA_2_SOCO | TVA | SOCO | Internal | Shoulder | B14 | 900 | 500 | 0 | 57.64 | 58.59 | 9 | 0
2015 | TVA_2_SOCO | TVA | SOCO | Internal | Shoulder | B15 | 1203 | 500 | 0 | 57.64 | 56.55 | 9 | 0
2015 | TVA_2_SOCO | TVA | SOCO | Internal | Summer | B1 | 10 | 500 | 0 | 94.58 | 94.57 | 9 | 0
2015 | TVA_2_SOCO | TVA | SOCO | Internal | Summer | B2 | 25 | 500 | 0 | 91.79 | 92.81 | 9 | 0
2015 | TVA_2_SOCO | TVA | SOCO | Internal | Summer | B3 | 75 | 500 | 0 | 90.5 | 92.81 | 9 | 0
2015 | TVA_2_SOCO | TVA | SOCO | Internal | Summer | B4 | 100 | 500 | 0 | 85.82 | 92.81 | 9 | 0
2015 | TVA_2_SOCO | TVA | SOCO | Internal | Summer | B5 | 200 | 500 | 462.08 | 77.33 | 86.33 | 9 | 0
2015 | TVA_2_SOCO | TVA | SOCO | Internal | Summer | B6 | 300 | 500 | 500 | 61.03 | 76.21 | 9 | 6.18
2015 | TVA_2_SOCO | TVA | SOCO | Internal | Summer | B7 | 400 | 500 | 500 | 57.13 | 67.03 | 9 | 0.9
2015 | TVA_2_SOCO | TVA | SOCO | Internal | Summer | B8 | 500 | 500 | 0 | 57.13 | 63.37 | 9 | 0
2015 | TVA_2_SOCO | TVA | SOCO | Internal | Summer | B9 | 800 | 500 | 0 | 56.65 | 58.93 | 9 | 0
2015 | TVA_2_SOCO | TVA | SOCO | Internal | Summer | B10 | 1262 | 500 | 0 | 54.77 | 55.38 | 9 | 0
2015 | TVA_2_SOCO | TVA | SOCO | Internal | Winter | B16 | 25 | 500 | 0 | 81.6 | 81.59 | 9 | 0
2015 | TVA_2_SOCO | TVA | SOCO | Internal | Winter | B17 | 100 | 500 | 0 | 63.91 | 66.6 | 9 | 0
2015 | TVA_2_SOCO | TVA | SOCO | Internal | Winter | B18 | 400 | 500 | 0 | 59.53 | 61.06 | 9 | 0
2015 | TVA_2_SOCO | TVA | SOCO | Internal | Winter | B19 | 700 | 500 | 0 | 59.53 | 61.06 | 9 | 0
2015 | TVA_2_SOCO | TVA | SOCO | Internal | Winter | B20 | 935 | 500 | 0 | 59.42 | 58.93 | 9 | 0
2015 | TVA_2_VACAR | TVA | VACAR | Internal | Shoulder | B11 | 25 | 150 | 0 | 77.23 | 77.22 | 9 | 0
2015 | TVA_2_VACAR | TVA | VACAR | Internal | Shoulder | B12 | 200 | 150 | 0 | 58.45 | 64.38 | 9 | 0
2015 | TVA_2_VACAR | TVA | VACAR | Internal | Shoulder | B13 | 600 | 150 | 0 | 57.64 | 61.26 | 9 | 0
2015 | TVA_2_VACAR | TVA | VACAR | Internal | Shoulder | B14 | 900 | 150 | 0 | 57.64 | 59.74 | 9 | 0
2015 | TVA_2_VACAR | TVA | VACAR | Internal | Shoulder | B15 | 1203 | 150 | 0 | 57.64 | 52.22 | 9 | 0
2015 | TVA_2_VACAR | TVA | VACAR | Internal | Summer | B1 | 10 | 150 | 0 | 94.58 | 95.73 | 9 | 0
2015 | TVA_2_VACAR | TVA | VACAR | Internal | Summer | B2 | 25 | 150 | 0 | 91.79 | 95.73 | 9 | 0
2015 | TVA_2_VACAR | TVA | VACAR | Internal | Summer | B3 | 75 | 150 | 0 | 90.5 | 95.73 | 9 | 0
2015 | TVA_2_VACAR | TVA | VACAR | Internal | Summer | B4 | 100 | 150 | 0 | 85.82 | 85.81 | 9 | 0
2015 | TVA_2_VACAR | TVA | VACAR | Internal | Summer | B5 | 200 | 150 | 0 | 77.33 | 79.33 | 9 | 0
2015 | TVA_2_VACAR | TVA | VACAR | Internal | Summer | B6 | 300 | 150 | 97.89 | 61.03 | 70.03 | 9 | 0
2015 | TVA_2_VACAR | TVA | VACAR | Internal | Summer | B7 | 400 | 150 | 0 | 57.13 | 63.08 | 9 | 0
2015 | TVA_2_VACAR | TVA | VACAR | Internal | Summer | B8 | 500 | 150 | 0 | 57.13 | 59.06 | 9 | 0
2015 | TVA_2_VACAR | TVA | VACAR | Internal | Summer | B9 | 800 | 150 | 0 | 56.65 | 56.58 | 9 | 0
2015 | TVA_2_VACAR | TVA | VACAR | Internal | Summer | B10 | 1262 | 150 | 0 | 54.77 | 50.74 | 9 | 0
2015 | TVA_2_VACAR | TVA | VACAR | Internal | Winter | B16 | 25 | 150 | 0 | 81.6 | 81.59 | 9 | 0
2015 | TVA_2_VACAR | TVA | VACAR | Internal | Winter | B17 | 100 | 150 | 0.09 | 63.91 | 72.89 | 9 | 0
2015 | TVA_2_VACAR | TVA | VACAR | Internal | Winter | B18 | 400 | 150 | 0 | 59.53 | 64.38 | 9 | 0
2015 | TVA_2_VACAR | TVA | VACAR | Internal | Winter | B19 | 700 | 150 | 0 | 59.53 | 63.22 | 9 | 0
2015 | TVA_2_VACAR | TVA | VACAR | Internal | Winter | B20 | 935 | 150 | 0 | 59.42 | 55.58 | 9 | 0
2015 | TVA_Transmission_2_ENT | TVA_Transmission | ENT | Internal | Shoulder | B11 | 25 | 3000 | 0 | 77.22 | 78.22 | 9 | 0
2015 | TVA_Transmission_2_ENT | TVA_Transmission | ENT | Internal | Shoulder | B12 | 200 | 3000 | 0 | 62.03 | 56.18 | 9 | 0
2015 | TVA_Transmission_2_ENT | TVA_Transmission | ENT | Internal | Shoulder | B13 | 600 | 3000 | 0 | 59.13 | 56.18 | 9 | 0
2015 | TVA_Transmission_2_ENT | TVA_Transmission | ENT | Internal | Shoulder | B14 | 900 | 3000 | 0 | 58.48 | 54.65 | 9 | 0
2015 | TVA_Transmission_2_ENT | TVA_Transmission | ENT | Internal | Shoulder | B15 | 1203 | 3000 | 0 | 57.63 | 54.32 | 9 | 0
2015 | TVA_Transmission_2_ENT | TVA_Transmission | ENT | Internal | Summer | B1 | 10 | 3000 | 0 | 94.57 | 86.57 | 9 | 0
2015 | TVA_Transmission_2_ENT | TVA_Transmission | ENT | Internal | Summer | B2 | 25 | 3000 | 0 | 91.78 | 84.81 | 9 | 0
2015 | TVA_Transmission_2_ENT | TVA_Transmission | ENT | Internal | Summer | B3 | 75 | 3000 | 0 | 90.49 | 84.81 | 9 | 0
2015 | TVA_Transmission_2_ENT | TVA_Transmission | ENT | Internal | Summer | B4 | 100 | 3000 | 0 | 85.81 | 84.81 | 9 | 0
2015 | TVA_Transmission_2_ENT | TVA_Transmission | ENT | Internal | Summer | B5 | 200 | 3000 | 0 | 78.04 | 78.33 | 9 | 0
2015 | TVA_Transmission_2_ENT | TVA_Transmission | ENT | Internal | Summer | B6 | 300 | 3000 | 0 | 67.21 | 68.21 | 9 | 0
2015 | TVA_Transmission_2_ENT | TVA_Transmission | ENT | Internal | Summer | B7 | 400 | 3000 | 0 | 60.05 | 59.03 | 9 | 0
2015 | TVA_Transmission_2_ENT | TVA_Transmission | ENT | Internal | Summer | B8 | 500 | 3000 | 0 | 57.81 | 55.37 | 9 | 0
2015 | TVA_Transmission_2_ENT | TVA_Transmission | ENT | Internal | Summer | B9 | 800 | 3000 | 0 | 56.64 | 54.24 | 9 | 0
2015 | TVA_Transmission_2_ENT | TVA_Transmission | ENT | Internal | Summer | B10 | 1262 | 3000 | 0 | 55.21 | 53.15 | 9 | 0
2015 | TVA_Transmission_2_ENT | TVA_Transmission | ENT | Internal | Winter | B16 | 25 | 3000 | 0 | 81.59 | 73.59 | 9 | 0
2015 | TVA_Transmission_2_ENT | TVA_Transmission | ENT | Internal | Winter | B17 | 100 | 3000 | 0 | 65.85 | 58.6 | 9 | 0
2015 | TVA_Transmission_2_ENT | TVA_Transmission | ENT | Internal | Winter | B18 | 400 | 3000 | 0 | 61.76 | 57.62 | 9 | 0
2015 | TVA_Transmission_2_ENT | TVA_Transmission | ENT | Internal | Winter | B19 | 700 | 3000 | 0 | 60.49 | 56.65 | 9 | 0
2015 | TVA_Transmission_2_ENT | TVA_Transmission | ENT | Internal | Winter | B20 | 935 | 3000 | 0 | 59.41 | 56.65 | 9 | 0
2015 | TVA_Transmission_2_MISO_MO-IL | TVA_Transmission | MISO_MO-IL | Internal | Shoulder | B11 | 25 | 4000 | 0 | 77.22 | 73.23 | 9 | 0
2015 | TVA_Transmission_2_MISO_MO-IL | TVA_Transmission | MISO_MO-IL | Internal | Shoulder | B12 | 200 | 4000 | 0 | 62.03 | 59.99 | 9 | 0
2015 | TVA_Transmission_2_MISO_MO-IL | TVA_Transmission | MISO_MO-IL | Internal | Shoulder | B13 | 600 | 4000 | 0 | 59.13 | 54.9 | 9 | 0
2015 | TVA_Transmission_2_MISO_MO-IL | TVA_Transmission | MISO_MO-IL | Internal | Shoulder | B14 | 900 | 4000 | 0 | 58.48 | 52.46 | 9 | 0
2015 | TVA_Transmission_2_MISO_MO-IL | TVA_Transmission | MISO_MO-IL | Internal | Shoulder | B15 | 1203 | 4000 | 0 | 57.63 | 51.8 | 9 | 0
2015 | TVA_Transmission_2_MISO_MO-IL | TVA_Transmission | MISO_MO-IL | Internal | Summer | B1 | 10 | 4000 | 0 | 94.57 | 86.57 | 9 | 0
2015 | TVA_Transmission_2_MISO_MO-IL | TVA_Transmission | MISO_MO-IL | Internal | Summer | B2 | 25 | 4000 | 0 | 91.78 | 83.78 | 9 | 0
2015 | TVA_Transmission_2_MISO_MO-IL | TVA_Transmission | MISO_MO-IL | Internal | Summer | B3 | 75 | 4000 | 0 | 90.49 | 83.78 | 9 | 0
2015 | TVA_Transmission_2_MISO_MO-IL | TVA_Transmission | MISO_MO-IL | Internal | Summer | B4 | 100 | 4000 | 0 | 85.81 | 81.81 | 9 | 0
2015 | TVA_Transmission_2_MISO_MO-IL | TVA_Transmission | MISO_MO-IL | Internal | Summer | B5 | 200 | 4000 | 0 | 78.04 | 74.38 | 9 | 0
2015 | TVA_Transmission_2_MISO_MO-IL | TVA_Transmission | MISO_MO-IL | Internal | Summer | B6 | 300 | 4000 | 0 | 67.21 | 65.03 | 9 | 0
2015 | TVA_Transmission_2_MISO_MO-IL | TVA_Transmission | MISO_MO-IL | Internal | Summer | B7 | 400 | 4000 | 0 | 60.05 | 55.09 | 9 | 0
2015 | TVA_Transmission_2_MISO_MO-IL | TVA_Transmission | MISO_MO-IL | Internal | Summer | B8 | 500 | 4000 | 0 | 57.81 | 51.08 | 9 | 0
2015 | TVA_Transmission_2_MISO_MO-IL | TVA_Transmission | MISO_MO-IL | Internal | Summer | B9 | 800 | 4000 | 0 | 56.64 | 50.7 | 9 | 0
2015 | TVA_Transmission_2_MISO_MO-IL | TVA_Transmission | MISO_MO-IL | Internal | Summer | B10 | 1262 | 4000 | 0 | 55.21 | 50.08 | 9 | 0
2015 | TVA_Transmission_2_MISO_MO-IL | TVA_Transmission | MISO_MO-IL | Internal | Winter | B16 | 25 | 4000 | 0 | 81.59 | 73.6 | 9 | 0
2015 | TVA_Transmission_2_MISO_MO-IL | TVA_Transmission | MISO_MO-IL | Internal | Winter | B17 | 100 | 4000 | 0 | 65.85 | 64.89 | 9 | 0
2015 | TVA_Transmission_2_MISO_MO-IL | TVA_Transmission | MISO_MO-IL | Internal | Winter | B18 | 400 | 4000 | 0 | 61.76 | 57.36 | 9 | 0
2015 | TVA_Transmission_2_MISO_MO-IL | TVA_Transmission | MISO_MO-IL | Internal | Winter | B19 | 700 | 4000 | 0 | 60.49 | 55.22 | 9 | 0
2015 | TVA_Transmission_2_MISO_MO-IL | TVA_Transmission | MISO_MO-IL | Internal | Winter | B20 | 935 | 4000 | 0 | 59.41 | 52.09 | 9 | 0
2015 | TVA_Transmission_2_NonRTO_Midwest | TVA_Transmission | NonRTO_Midwest | Internal | Shoulder | B11 | 25 | 700 | 0 | 77.22 | 81.22 | 9 | 0
2015 | TVA_Transmission_2_NonRTO_Midwest | TVA_Transmission | NonRTO_Midwest | Internal | Shoulder | B12 | 200 | 700 | 0 | 62.03 | 67.97 | 9 | 0
2015 | TVA_Transmission_2_NonRTO_Midwest | TVA_Transmission | NonRTO_Midwest | Internal | Shoulder | B13 | 600 | 700 | 0 | 59.13 | 55 | 9 | 0
2015 | TVA_Transmission_2_NonRTO_Midwest | TVA_Transmission | NonRTO_Midwest | Internal | Shoulder | B14 | 900 | 700 | 0 | 58.48 | 54.98 | 9 | 0
2015 | TVA_Transmission_2_NonRTO_Midwest | TVA_Transmission | NonRTO_Midwest | Internal | Shoulder | B15 | 1203 | 700 | 0 | 57.63 | 52.38 | 9 | 0
2015 | TVA_Transmission_2_NonRTO_Midwest | TVA_Transmission | NonRTO_Midwest | Internal | Summer | B1 | 10 | 700 | 0 | 94.57 | 91.24 | 9 | 0
2015 | TVA_Transmission_2_NonRTO_Midwest | TVA_Transmission | NonRTO_Midwest | Internal | Summer | B2 | 25 | 700 | 0 | 91.78 | 91.24 | 9 | 0
2015 | TVA_Transmission_2_NonRTO_Midwest | TVA_Transmission | NonRTO_Midwest | Internal | Summer | B3 | 75 | 700 | 0 | 90.49 | 91.24 | 9 | 0
2015 | TVA_Transmission_2_NonRTO_Midwest | TVA_Transmission | NonRTO_Midwest | Internal | Summer | B4 | 100 | 700 | 0 | 85.81 | 89.8 | 9 | 0
2015 | TVA_Transmission_2_NonRTO_Midwest | TVA_Transmission | NonRTO_Midwest | Internal | Summer | B5 | 200 | 700 | 0 | 78.04 | 82.37 | 9 | 0
2015 | TVA_Transmission_2_NonRTO_Midwest | TVA_Transmission | NonRTO_Midwest | Internal | Summer | B6 | 300 | 700 | 0 | 67.21 | 59.21 | 9 | 0
2015 | TVA_Transmission_2_NonRTO_Midwest | TVA_Transmission | NonRTO_Midwest | Internal | Summer | B7 | 400 | 700 | 0 | 60.05 | 55 | 9 | 0
2015 | TVA_Transmission_2_NonRTO_Midwest | TVA_Transmission | NonRTO_Midwest | Internal | Summer | B8 | 500 | 700 | 0 | 57.81 | 54.72 | 9 | 0
2015 | TVA_Transmission_2_NonRTO_Midwest | TVA_Transmission | NonRTO_Midwest | Internal | Summer | B9 | 800 | 700 | 0 | 56.64 | 52.4 | 9 | 0
2015 | TVA_Transmission_2_NonRTO_Midwest | TVA_Transmission | NonRTO_Midwest | Internal | Summer | B10 | 1262 | 700 | 0 | 55.21 | 51.77 | 9 | 0
2015 | TVA_Transmission_2_NonRTO_Midwest | TVA_Transmission | NonRTO_Midwest | Internal | Winter | B16 | 25 | 700 | 0 | 81.59 | 81.61 | 9 | 0
2015 | TVA_Transmission_2_NonRTO_Midwest | TVA_Transmission | NonRTO_Midwest | Internal | Winter | B17 | 100 | 700 | 0 | 65.85 | 72.91 | 9 | 0
2015 | TVA_Transmission_2_NonRTO_Midwest | TVA_Transmission | NonRTO_Midwest | Internal | Winter | B18 | 400 | 700 | 0 | 61.76 | 65.37 | 9 | 0
2015 | TVA_Transmission_2_NonRTO_Midwest | TVA_Transmission | NonRTO_Midwest | Internal | Winter | B19 | 700 | 700 | 0 | 60.49 | 55 | 9 | 0
2015 | TVA_Transmission_2_NonRTO_Midwest | TVA_Transmission | NonRTO_Midwest | Internal | Winter | B20 | 935 | 700 | 0 | 59.41 | 52.9 | 9 | 0
2015 | TVA_Transmission_2_PJM_ROR | TVA_Transmission | PJM_ROR | Internal | Shoulder | B11 | 25 | 2000 | 0 | 77.22 | 71.22 | 9 | 0
2015 | TVA_Transmission_2_PJM_ROR | TVA_Transmission | PJM_ROR | Internal | Shoulder | B12 | 200 | 2000 | 0 | 62.03 | 61.03 | 9 | 0
2015 | TVA_Transmission_2_PJM_ROR | TVA_Transmission | PJM_ROR | Internal | Shoulder | B13 | 600 | 2000 | 0 | 59.13 | 56.88 | 9 | 0
2015 | TVA_Transmission_2_PJM_ROR | TVA_Transmission | PJM_ROR | Internal | Shoulder | B14 | 900 | 2000 | 0 | 58.48 | 54.44 | 9 | 0
2015 | TVA_Transmission_2_PJM_ROR | TVA_Transmission | PJM_ROR | Internal | Shoulder | B15 | 1203 | 2000 | 0 | 57.63 | 51.63 | 9 | 0
2015 | TVA_Transmission_2_PJM_ROR | TVA_Transmission | PJM_ROR | Internal | Summer | B1 | 10 | 2000 | 0 | 94.57 | 88.56 | 9 | 0
2015 | TVA_Transmission_2_PJM_ROR | TVA_Transmission | PJM_ROR | Internal | Summer | B2 | 25 | 2000 | 0 | 91.78 | 85.47 | 9 | 0
2015 | TVA_Transmission_2_PJM_ROR | TVA_Transmission | PJM_ROR | Internal | Summer | B3 | 75 | 2000 | 0 | 90.49 | 84.49 | 9 | 0
2015 | TVA_Transmission_2_PJM_ROR | TVA_Transmission | PJM_ROR | Internal | Summer | B4 | 100 | 2000 | 0 | 85.81 | 79.81 | 9 | 0
2015 | TVA_Transmission_2_PJM_ROR | TVA_Transmission | PJM_ROR | Internal | Summer | B5 | 200 | 2000 | 0 | 78.04 | 72.4 | 9 | 0
2015 | TVA_Transmission_2_PJM_ROR | TVA_Transmission | PJM_ROR | Internal | Summer | B6 | 300 | 2000 | 0 | 67.21 | 64.03 | 9 | 0
2015 | TVA_Transmission_2_PJM_ROR | TVA_Transmission | PJM_ROR | Internal | Summer | B7 | 400 | 2000 | 0 | 60.05 | 57.08 | 9 | 0
2015 | TVA_Transmission_2_PJM_ROR | TVA_Transmission | PJM_ROR | Internal | Summer | B8 | 500 | 2000 | 0 | 57.81 | 53.06 | 9 | 0
2015 | TVA_Transmission_2_PJM_ROR | TVA_Transmission | PJM_ROR | Internal | Summer | B9 | 800 | 2000 | 0 | 56.64 | 50.64 | 9 | 0
2015 | TVA_Transmission_2_PJM_ROR | TVA_Transmission | PJM_ROR | Internal | Summer | B10 | 1262 | 2000 | 0 | 55.21 | 49.89 | 9 | 0
2015 | TVA_Transmission_2_PJM_ROR | TVA_Transmission | PJM_ROR | Internal | Winter | B16 | 25 | 2000 | 0 | 81.59 | 75.59 | 9 | 0
2015 | TVA_Transmission_2_PJM_ROR | TVA_Transmission | PJM_ROR | Internal | Winter | B17 | 100 | 2000 | 0 | 65.85 | 66.89 | 9 | 0
2015 | TVA_Transmission_2_PJM_ROR | TVA_Transmission | PJM_ROR | Internal | Winter | B18 | 400 | 2000 | 0 | 61.76 | 59.36 | 9 | 0
2015 | TVA_Transmission_2_PJM_ROR | TVA_Transmission | PJM_ROR | Internal | Winter | B19 | 700 | 2000 | 0 | 60.49 | 57.22 | 9 | 0
2015 | TVA_Transmission_2_PJM_ROR | TVA_Transmission | PJM_ROR | Internal | Winter | B20 | 935 | 2000 | 0 | 59.41 | 53.41 | 9 | 0
2015 | TVA_Transmission_2_SOCO | TVA_Transmission | SOCO | Internal | Shoulder | B11 | 25 | 3200 | 456.8 | 77.22 | 86.22 | 9 | 0
2015 | TVA_Transmission_2_SOCO | TVA_Transmission | SOCO | Internal | Shoulder | B12 | 200 | 3200 | 0 | 62.03 | 62.45 | 9 | 0
2015 | TVA_Transmission_2_SOCO | TVA_Transmission | SOCO | Internal | Shoulder | B13 | 600 | 3200 | 0 | 59.13 | 58.59 | 9 | 0
2015 | TVA_Transmission_2_SOCO | TVA_Transmission | SOCO | Internal | Shoulder | B14 | 900 | 3200 | 0 | 58.48 | 58.59 | 9 | 0
2015 | TVA_Transmission_2_SOCO | TVA_Transmission | SOCO | Internal | Shoulder | B15 | 1203 | 3200 | 0 | 57.63 | 56.55 | 9 | 0
2015 | TVA_Transmission_2_SOCO | TVA_Transmission | SOCO | Internal | Summer | B1 | 10 | 3200 | 0 | 94.57 | 94.57 | 9 | 0
2015 | TVA_Transmission_2_SOCO | TVA_Transmission | SOCO | Internal | Summer | B2 | 25 | 3200 | 0 | 91.78 | 92.81 | 9 | 0
2015 | TVA_Transmission_2_SOCO | TVA_Transmission | SOCO | Internal | Summer | B3 | 75 | 3200 | 0 | 90.49 | 92.81 | 9 | 0
2015 | TVA_Transmission_2_SOCO | TVA_Transmission | SOCO | Internal | Summer | B4 | 100 | 3200 | 0 | 85.81 | 92.81 | 9 | 0
2015 | TVA_Transmission_2_SOCO | TVA_Transmission | SOCO | Internal | Summer | B5 | 200 | 3200 | 0 | 78.04 | 86.33 | 9 | 0
2015 | TVA_Transmission_2_SOCO | TVA_Transmission | SOCO | Internal | Summer | B6 | 300 | 3200 | 90.17 | 67.21 | 76.21 | 9 | 0
2015 | TVA_Transmission_2_SOCO | TVA_Transmission | SOCO | Internal | Summer | B7 | 400 | 3200 | 0 | 60.05 | 67.03 | 9 | 0
2015 | TVA_Transmission_2_SOCO | TVA_Transmission | SOCO | Internal | Summer | B8 | 500 | 3200 | 0 | 57.81 | 63.37 | 9 | 0
2015 | TVA_Transmission_2_SOCO | TVA_Transmission | SOCO | Internal | Summer | B9 | 800 | 3200 | 0 | 56.64 | 58.93 | 9 | 0
2015 | TVA_Transmission_2_SOCO | TVA_Transmission | SOCO | Internal | Summer | B10 | 1262 | 3200 | 0 | 55.21 | 55.38 | 9 | 0
2015 | TVA_Transmission_2_SOCO | TVA_Transmission | SOCO | Internal | Winter | B16 | 25 | 3200 | 0 | 81.59 | 81.59 | 9 | 0
2015 | TVA_Transmission_2_SOCO | TVA_Transmission | SOCO | Internal | Winter | B17 | 100 | 3200 | 0 | 65.85 | 66.6 | 9 | 0
2015 | TVA_Transmission_2_SOCO | TVA_Transmission | SOCO | Internal | Winter | B18 | 400 | 3200 | 0 | 61.76 | 61.06 | 9 | 0
2015 | TVA_Transmission_2_SOCO | TVA_Transmission | SOCO | Internal | Winter | B19 | 700 | 3200 | 0 | 60.49 | 61.06 | 9 | 0
2015 | TVA_Transmission_2_SOCO | TVA_Transmission | SOCO | Internal | Winter | B20 | 935 | 3200 | 0 | 59.41 | 58.93 | 9 | 0
2015 | TVA_Transmission_2_TVA | TVA_Transmission | TVA | Internal | Shoulder | B11 | 25 | 99999 | 532.49 | 77.22 | 77.23 | 0.01 | 0
2015 | TVA_Transmission_2_TVA | TVA_Transmission | TVA | Internal | Shoulder | B12 | 200 | 99999 | 0 | 62.03 | 58.45 | 0.01 | 0
2015 | TVA_Transmission_2_TVA | TVA_Transmission | TVA | Internal | Shoulder | B13 | 600 | 99999 | 0 | 59.13 | 57.64 | 0.01 | 0
2015 | TVA_Transmission_2_TVA | TVA_Transmission | TVA | Internal | Shoulder | B14 | 900 | 99999 | 0 | 58.48 | 57.64 | 0.01 | 0
2015 | TVA_Transmission_2_TVA | TVA_Transmission | TVA | Internal | Shoulder | B15 | 1203 | 99999 | 132.6 | 57.63 | 57.64 | 0.01 | 0
2015 | TVA_Transmission_2_TVA | TVA_Transmission | TVA | Internal | Summer | B1 | 10 | 99999 | 3206.2 | 94.57 | 94.58 | 0.01 | 0
2015 | TVA_Transmission_2_TVA | TVA_Transmission | TVA | Internal | Summer | B2 | 25 | 99999 | 2571.59 | 91.78 | 91.79 | 0.01 | 0
2015 | TVA_Transmission_2_TVA | TVA_Transmission | TVA | Internal | Summer | B3 | 75 | 99999 | 1361 | 90.49 | 90.5 | 0.01 | 0
2015 | TVA_Transmission_2_TVA | TVA_Transmission | TVA | Internal | Summer | B4 | 100 | 99999 | 812.41 | 85.81 | 85.82 | 0.01 | 0
2015 | TVA_Transmission_2_TVA | TVA_Transmission | TVA | Internal | Summer | B5 | 200 | 99999 | 0 | 78.04 | 77.33 | 0.01 | 0
2015 | TVA_Transmission_2_TVA | TVA_Transmission | TVA | Internal | Summer | B6 | 300 | 99999 | 0 | 67.21 | 61.03 | 0.01 | 0
2015 | TVA_Transmission_2_TVA | TVA_Transmission | TVA | Internal | Summer | B7 | 400 | 99999 | 0 | 60.05 | 57.13 | 0.01 | 0
2015 | TVA_Transmission_2_TVA | TVA_Transmission | TVA | Internal | Summer | B8 | 500 | 99999 | 0 | 57.81 | 57.13 | 0.01 | 0
2015 | TVA_Transmission_2_TVA | TVA_Transmission | TVA | Internal | Summer | B9 | 800 | 99999 | 152.33 | 56.64 | 56.65 | 0.01 | 0
2015 | TVA_Transmission_2_TVA | TVA_Transmission | TVA | Internal | Summer | B10 | 1262 | 99999 | 0 | 55.21 | 54.77 | 0.01 | 0
2015 | TVA_Transmission_2_TVA | TVA_Transmission | TVA | Internal | Winter | B16 | 25 | 99999 | 2315.79 | 81.59 | 81.6 | 0.01 | 0
2015 | TVA_Transmission_2_TVA | TVA_Transmission | TVA | Internal | Winter | B17 | 100 | 99999 | 0 | 65.85 | 63.91 | 0.01 | 0
2015 | TVA_Transmission_2_TVA | TVA_Transmission | TVA | Internal | Winter | B18 | 400 | 99999 | 0 | 61.76 | 59.53 | 0.01 | 0
2015 | TVA_Transmission_2_TVA | TVA_Transmission | TVA | Internal | Winter | B19 | 700 | 99999 | 0 | 60.49 | 59.53 | 0.01 | 0
2015 | TVA_Transmission_2_TVA | TVA_Transmission | TVA | Internal | Winter | B20 | 935 | 99999 | 741.82 | 59.41 | 59.42 | 0.01 | 0
2015 | TVA_Transmission_2_VACAR | TVA_Transmission | VACAR | Internal | Shoulder | B11 | 25 | 900 | 0 | 77.22 | 77.22 | 9 | 0
2015 | TVA_Transmission_2_VACAR | TVA_Transmission | VACAR | Internal | Shoulder | B12 | 200 | 900 | 0 | 62.03 | 64.38 | 9 | 0
2015 | TVA_Transmission_2_VACAR | TVA_Transmission | VACAR | Internal | Shoulder | B13 | 600 | 900 | 0 | 59.13 | 61.26 | 9 | 0
2015 | TVA_Transmission_2_VACAR | TVA_Transmission | VACAR | Internal | Shoulder | B14 | 900 | 900 | 0 | 58.48 | 59.74 | 9 | 0
2015 | TVA_Transmission_2_VACAR | TVA_Transmission | VACAR | Internal | Shoulder | B15 | 1203 | 900 | 0 | 57.63 | 52.22 | 9 | 0
2015 | TVA_Transmission_2_VACAR | TVA_Transmission | VACAR | Internal | Summer | B1 | 10 | 900 | 0 | 94.57 | 95.73 | 9 | 0
2015 | TVA_Transmission_2_VACAR | TVA_Transmission | VACAR | Internal | Summer | B2 | 25 | 900 | 0 | 91.78 | 95.73 | 9 | 0
2015 | TVA_Transmission_2_VACAR | TVA_Transmission | VACAR | Internal | Summer | B3 | 75 | 900 | 0 | 90.49 | 95.73 | 9 | 0
2015 | TVA_Transmission_2_VACAR | TVA_Transmission | VACAR | Internal | Summer | B4 | 100 | 900 | 0 | 85.81 | 85.81 | 9 | 0
2015 | TVA_Transmission_2_VACAR | TVA_Transmission | VACAR | Internal | Summer | B5 | 200 | 900 | 0 | 78.04 | 79.33 | 9 | 0
2015 | TVA_Transmission_2_VACAR | TVA_Transmission | VACAR | Internal | Summer | B6 | 300 | 900 | 0 | 67.21 | 70.03 | 9 | 0
2015 | TVA_Transmission_2_VACAR | TVA_Transmission | VACAR | Internal | Summer | B7 | 400 | 900 | 0 | 60.05 | 63.08 | 9 | 0
2015 | TVA_Transmission_2_VACAR | TVA_Transmission | VACAR | Internal | Summer | B8 | 500 | 900 | 0 | 57.81 | 59.06 | 9 | 0
2015 | TVA_Transmission_2_VACAR | TVA_Transmission | VACAR | Internal | Summer | B9 | 800 | 900 | 0 | 56.64 | 56.58 | 9 | 0
2015 | TVA_Transmission_2_VACAR | TVA_Transmission | VACAR | Internal | Summer | B10 | 1262 | 900 | 0 | 55.21 | 50.74 | 9 | 0
2015 | TVA_Transmission_2_VACAR | TVA_Transmission | VACAR | Internal | Winter | B16 | 25 | 900 | 0 | 81.59 | 81.59 | 9 | 0
2015 | TVA_Transmission_2_VACAR | TVA_Transmission | VACAR | Internal | Winter | B17 | 100 | 900 | 0 | 65.85 | 72.89 | 9 | 0
2015 | TVA_Transmission_2_VACAR | TVA_Transmission | VACAR | Internal | Winter | B18 | 400 | 900 | 0 | 61.76 | 64.38 | 9 | 0
2015 | TVA_Transmission_2_VACAR | TVA_Transmission | VACAR | Internal | Winter | B19 | 700 | 900 | 0 | 60.49 | 63.22 | 9 | 0
2015 | TVA_Transmission_2_VACAR | TVA_Transmission | VACAR | Internal | Winter | B20 | 935 | 900 | 0 | 59.41 | 55.58 | 9 | 0
2015 | VACAR_2_PJM_ROR | VACAR | PJM_ROR | Internal | Shoulder | B11 | 25 | 2000 | 0 | 77.22 | 71.22 | 7 | 0
2015 | VACAR_2_PJM_ROR | VACAR | PJM_ROR | Internal | Shoulder | B12 | 200 | 2000 | 0 | 64.38 | 61.03 | 7 | 0
2015 | VACAR_2_PJM_ROR | VACAR | PJM_ROR | Internal | Shoulder | B13 | 600 | 2000 | 0 | 61.26 | 56.88 | 7 | 0
2015 | VACAR_2_PJM_ROR | VACAR | PJM_ROR | Internal | Shoulder | B14 | 900 | 2000 | 0 | 59.74 | 54.44 | 7 | 0
2015 | VACAR_2_PJM_ROR | VACAR | PJM_ROR | Internal | Shoulder | B15 | 1203 | 2000 | 0 | 52.22 | 51.63 | 7 | 0
2015 | VACAR_2_PJM_ROR | VACAR | PJM_ROR | Internal | Summer | B1 | 10 | 2000 | 0 | 95.73 | 88.56 | 7 | 0
2015 | VACAR_2_PJM_ROR | VACAR | PJM_ROR | Internal | Summer | B2 | 25 | 2000 | 0 | 95.73 | 85.47 | 7 | 0
2015 | VACAR_2_PJM_ROR | VACAR | PJM_ROR | Internal | Summer | B3 | 75 | 2000 | 0 | 95.73 | 84.49 | 7 | 0
2015 | VACAR_2_PJM_ROR | VACAR | PJM_ROR | Internal | Summer | B4 | 100 | 2000 | 0 | 85.81 | 79.81 | 7 | 0
2015 | VACAR_2_PJM_ROR | VACAR | PJM_ROR | Internal | Summer | B5 | 200 | 2000 | 0 | 79.33 | 72.4 | 7 | 0
2015 | VACAR_2_PJM_ROR | VACAR | PJM_ROR | Internal | Summer | B6 | 300 | 2000 | 0 | 70.03 | 64.03 | 7 | 0
2015 | VACAR_2_PJM_ROR | VACAR | PJM_ROR | Internal | Summer | B7 | 400 | 2000 | 0 | 63.08 | 57.08 | 7 | 0
2015 | VACAR_2_PJM_ROR | VACAR | PJM_ROR | Internal | Summer | B8 | 500 | 2000 | 0 | 59.06 | 53.06 | 7 | 0
2015 | VACAR_2_PJM_ROR | VACAR | PJM_ROR | Internal | Summer | B9 | 800 | 2000 | 0 | 56.58 | 50.64 | 7 | 0
2015 | VACAR_2_PJM_ROR | VACAR | PJM_ROR | Internal | Summer | B10 | 1262 | 2000 | 0 | 50.74 | 49.89 | 7 | 0
2015 | VACAR_2_PJM_ROR | VACAR | PJM_ROR | Internal | Winter | B16 | 25 | 2000 | 0 | 81.59 | 75.59 | 7 | 0
2015 | VACAR_2_PJM_ROR | VACAR | PJM_ROR | Internal | Winter | B17 | 100 | 2000 | 0 | 72.89 | 66.89 | 7 | 0
2015 | VACAR_2_PJM_ROR | VACAR | PJM_ROR | Internal | Winter | B18 | 400 | 2000 | 0 | 64.38 | 59.36 | 7 | 0
2015 | VACAR_2_PJM_ROR | VACAR | PJM_ROR | Internal | Winter | B19 | 700 | 2000 | 0 | 63.22 | 57.22 | 7 | 0
2015 | VACAR_2_PJM_ROR | VACAR | PJM_ROR | Internal | Winter | B20 | 935 | 2000 | 0 | 55.58 | 53.41 | 7 | 0
2015 | VACAR_2_SOCO | VACAR | SOCO | Internal | Shoulder | B11 | 25 | 3000 | 3000 | 77.22 | 86.22 | 7 | 2
2015 | VACAR_2_SOCO | VACAR | SOCO | Internal | Shoulder | B12 | 200 | 3000 | 0 | 64.38 | 62.45 | 7 | 0
2015 | VACAR_2_SOCO | VACAR | SOCO | Internal | Shoulder | B13 | 600 | 3000 | 0 | 61.26 | 58.59 | 7 | 0
2015 | VACAR_2_SOCO | VACAR | SOCO | Internal | Shoulder | B14 | 900 | 3000 | 0 | 59.74 | 58.59 | 7 | 0
2015 | VACAR_2_SOCO | VACAR | SOCO | Internal | Shoulder | B15 | 1203 | 3000 | 0 | 52.22 | 56.55 | 7 | 0
2015 | VACAR_2_SOCO | VACAR | SOCO | Internal | Summer | B1 | 10 | 3000 | 0 | 95.73 | 94.57 | 7 | 0
2015 | VACAR_2_SOCO | VACAR | SOCO | Internal | Summer | B2 | 25 | 3000 | 0 | 95.73 | 92.81 | 7 | 0
2015 | VACAR_2_SOCO | VACAR | SOCO | Internal | Summer | B3 | 75 | 3000 | 0 | 95.73 | 92.81 | 7 | 0
2015 | VACAR_2_SOCO | VACAR | SOCO | Internal | Summer | B4 | 100 | 3000 | 429.66 | 85.81 | 92.81 | 7 | 0
2015 | VACAR_2_SOCO | VACAR | SOCO | Internal | Summer | B5 | 200 | 3000 | 2651.16 | 79.33 | 86.33 | 7 | 0
2015 | VACAR_2_SOCO | VACAR | SOCO | Internal | Summer | B6 | 300 | 3000 | 0 | 70.03 | 76.21 | 7 | 0
2015 | VACAR_2_SOCO | VACAR | SOCO | Internal | Summer | B7 | 400 | 3000 | 0 | 63.08 | 67.03 | 7 | 0
2015 | VACAR_2_SOCO | VACAR | SOCO | Internal | Summer | B8 | 500 | 3000 | 0 | 59.06 | 63.37 | 7 | 0
2015 | VACAR_2_SOCO | VACAR | SOCO | Internal | Summer | B9 | 800 | 3000 | 0 | 56.58 | 58.93 | 7 | 0
2015 | VACAR_2_SOCO | VACAR | SOCO | Internal | Summer | B10 | 1262 | 3000 | 0 | 50.74 | 55.38 | 7 | 0
2015 | VACAR_2_SOCO | VACAR | SOCO | Internal | Winter | B16 | 25 | 3000 | 0 | 81.59 | 81.59 | 7 | 0
2015 | VACAR_2_SOCO | VACAR | SOCO | Internal | Winter | B17 | 100 | 3000 | 0 | 72.89 | 66.6 | 7 | 0
2015 | VACAR_2_SOCO | VACAR | SOCO | Internal | Winter | B18 | 400 | 3000 | 0 | 64.38 | 61.06 | 7 | 0
2015 | VACAR_2_SOCO | VACAR | SOCO | Internal | Winter | B19 | 700 | 3000 | 0 | 63.22 | 61.06 | 7 | 0
2015 | VACAR_2_SOCO | VACAR | SOCO | Internal | Winter | B20 | 935 | 3000 | 0 | 55.58 | 58.93 | 7 | 0
2015 | VACAR_2_TVA_Transmission | VACAR | TVA_Transmission | Internal | Shoulder | B11 | 25 | 900 | 0 | 77.22 | 77.22 | 7 | 0
2015 | VACAR_2_TVA_Transmission | VACAR | TVA_Transmission | Internal | Shoulder | B12 | 200 | 900 | 0 | 64.38 | 62.03 | 7 | 0
2015 | VACAR_2_TVA_Transmission | VACAR | TVA_Transmission | Internal | Shoulder | B13 | 600 | 900 | 0 | 61.26 | 59.13 | 7 | 0
2015 | VACAR_2_TVA_Transmission | VACAR | TVA_Transmission | Internal | Shoulder | B14 | 900 | 900 | 0 | 59.74 | 58.48 | 7 | 0
2015 | VACAR_2_TVA_Transmission | VACAR | TVA_Transmission | Internal | Shoulder | B15 | 1203 | 900 | 0 | 52.22 | 57.63 | 7 | 0
2015 | VACAR_2_TVA_Transmission | VACAR | TVA_Transmission | Internal | Summer | B1 | 10 | 900 | 0 | 95.73 | 94.57 | 7 | 0
2015 | VACAR_2_TVA_Transmission | VACAR | TVA_Transmission | Internal | Summer | B2 | 25 | 900 | 0 | 95.73 | 91.78 | 7 | 0
2015 | VACAR_2_TVA_Transmission | VACAR | TVA_Transmission | Internal | Summer | B3 | 75 | 900 | 0 | 95.73 | 90.49 | 7 | 0
2015 | VACAR_2_TVA_Transmission | VACAR | TVA_Transmission | Internal | Summer | B4 | 100 | 900 | 0 | 85.81 | 85.81 | 7 | 0
2015 | VACAR_2_TVA_Transmission | VACAR | TVA_Transmission | Internal | Summer | B5 | 200 | 900 | 0 | 79.33 | 78.04 | 7 | 0
2015 | VACAR_2_TVA_Transmission | VACAR | TVA_Transmission | Internal | Summer | B6 | 300 | 900 | 0 | 70.03 | 67.21 | 7 | 0
2015 | VACAR_2_TVA_Transmission | VACAR | TVA_Transmission | Internal | Summer | B7 | 400 | 900 | 0 | 63.08 | 60.05 | 7 | 0
2015 | VACAR_2_TVA_Transmission | VACAR | TVA_Transmission | Internal | Summer | B8 | 500 | 900 | 0 | 59.06 | 57.81 | 7 | 0
2015 | VACAR_2_TVA_Transmission | VACAR | TVA_Transmission | Internal | Summer | B9 | 800 | 900 | 0 | 56.58 | 56.64 | 7 | 0
2015 | VACAR_2_TVA_Transmission | VACAR | TVA_Transmission | Internal | Summer | B10 | 1262 | 900 | 0 | 50.74 | 55.21 | 7 | 0
2015 | VACAR_2_TVA_Transmission | VACAR | TVA_Transmission | Internal | Winter | B16 | 25 | 900 | 0 | 81.59 | 81.59 | 7 | 0
2015 | VACAR_2_TVA_Transmission | VACAR | TVA_Transmission | Internal | Winter | B17 | 100 | 900 | 0 | 72.89 | 65.85 | 7 | 0
2015 | VACAR_2_TVA_Transmission | VACAR | TVA_Transmission | Internal | Winter | B18 | 400 | 900 | 0 | 64.38 | 61.76 | 7 | 0
2015 | VACAR_2_TVA_Transmission | VACAR | TVA_Transmission | Internal | Winter | B19 | 700 | 900 | 0 | 63.22 | 60.49 | 7 | 0
2015 | VACAR_2_TVA_Transmission | VACAR | TVA_Transmission | Internal | Winter | B20 | 935 | 900 | 0 | 55.58 | 59.41 | 7 | 0
2020 | ENT_2_MISO_MO-IL | ENT | MISO_MO-IL | Internal | Shoulder | B11 | 25 | 2260 | 0 | 77.06 | 77.06 | 8 | 0
2020 | ENT_2_MISO_MO-IL | ENT | MISO_MO-IL | Internal | Shoulder | B12 | 200 | 2260 | 0 | 60.51 | 63.75 | 8 | 0
2020 | ENT_2_MISO_MO-IL | ENT | MISO_MO-IL | Internal | Shoulder | B13 | 600 | 2260 | 0 | 60.51 | 62.24 | 8 | 0
2020 | ENT_2_MISO_MO-IL | ENT | MISO_MO-IL | Internal | Shoulder | B14 | 900 | 2260 | 0 | 59.76 | 58.38 | 8 | 0
2020 | ENT_2_MISO_MO-IL | ENT | MISO_MO-IL | Internal | Shoulder | B15 | 1203 | 2260 | 0 | 57.85 | 54.69 | 8 | 0
2020 | ENT_2_MISO_MO-IL | ENT | MISO_MO-IL | Internal | Summer | B1 | 10 | 2260 | 0 | 92.01 | 92.73 | 8 | 0
2020 | ENT_2_MISO_MO-IL | ENT | MISO_MO-IL | Internal | Summer | B2 | 25 | 2260 | 0 | 90.06 | 89.64 | 8 | 0
2020 | ENT_2_MISO_MO-IL | ENT | MISO_MO-IL | Internal | Summer | B3 | 75 | 2260 | 0 | 90.06 | 89.15 | 8 | 0
2020 | ENT_2_MISO_MO-IL | ENT | MISO_MO-IL | Internal | Summer | B4 | 100 | 2260 | 0 | 90.06 | 89.15 | 8 | 0
2020 | ENT_2_MISO_MO-IL | ENT | MISO_MO-IL | Internal | Summer | B5 | 200 | 2260 | 0 | 83.72 | 81.66 | 8 | 0
2020 | ENT_2_MISO_MO-IL | ENT | MISO_MO-IL | Internal | Summer | B6 | 300 | 2260 | 0 | 78.11 | 75.1 | 8 | 0
2020 | ENT_2_MISO_MO-IL | ENT | MISO_MO-IL | Internal | Summer | B7 | 400 | 2260 | 0 | 69.39 | 64.96 | 8 | 0
2020 | ENT_2_MISO_MO-IL | ENT | MISO_MO-IL | Internal | Summer | B8 | 500 | 2260 | 0 | 63.98 | 61.72 | 8 | 0
2020 | ENT_2_MISO_MO-IL | ENT | MISO_MO-IL | Internal | Summer | B9 | 800 | 2260 | 0 | 59.13 | 54.08 | 8 | 0
2020 | ENT_2_MISO_MO-IL | ENT | MISO_MO-IL | Internal | Summer | B10 | 1262 | 2260 | 0 | 58.7 | 53.46 | 8 | 0
2020 | ENT_2_MISO_MO-IL | ENT | MISO_MO-IL | Internal | Winter | B16 | 25 | 2260 | 0 | 74.85 | 77.98 | 8 | 0
2020 | ENT_2_MISO_MO-IL | ENT | MISO_MO-IL | Internal | Winter | B17 | 100 | 2260 | 0 | 63.23 | 67.93 | 8 | 0
2020 | ENT_2_MISO_MO-IL | ENT | MISO_MO-IL | Internal | Winter | B18 | 400 | 2260 | 0 | 62.77 | 65.4 | 8 | 0
2020 | ENT_2_MISO_MO-IL | ENT | MISO_MO-IL | Internal | Winter | B19 | 700 | 2260 | 0 | 62.77 | 60.77 | 8 | 0
2020 | ENT_2_MISO_MO-IL | ENT | MISO_MO-IL | Internal | Winter | B20 | 935 | 2260 | 0 | 60.68 | 56.7 | 8 | 0
2020 | ENT_2_SOCO | ENT | SOCO | Internal | Shoulder | B11 | 25 | 3900 | 3435.94 | 77.06 | 85.06 | 8 | 0
2020 | ENT_2_SOCO | ENT | SOCO | Internal | Shoulder | B12 | 200 | 3900 | 0 | 60.51 | 65.25 | 8 | 0
2020 | ENT_2_SOCO | ENT | SOCO | Internal | Shoulder | B13 | 600 | 3900 | 0 | 60.51 | 62.11 | 8 | 0
2020 | ENT_2_SOCO | ENT | SOCO | Internal | Shoulder | B14 | 900 | 3900 | 0 | 59.76 | 62.11 | 8 | 0
2020 | ENT_2_SOCO | ENT | SOCO | Internal | Shoulder | B15 | 1203 | 3900 | 0 | 57.85 | 59.94 | 8 | 0
2020 | ENT_2_SOCO | ENT | SOCO | Internal | Summer | B1 | 10 | 3900 | 161.11 | 92.01 | 100.01 | 8 | 0
2020 | ENT_2_SOCO | ENT | SOCO | Internal | Summer | B2 | 25 | 3900 | 2228.24 | 90.06 | 98.06 | 8 | 0
2020 | ENT_2_SOCO | ENT | SOCO | Internal | Summer | B3 | 75 | 3900 | 3413.44 | 90.06 | 98.06 | 8 | 0
2020 | ENT_2_SOCO | ENT | SOCO | Internal | Summer | B4 | 100 | 3900 | 3441.58 | 90.06 | 98.06 | 8 | 0
2020 | ENT_2_SOCO | ENT | SOCO | Internal | Summer | B5 | 200 | 3900 | 3900 | 83.72 | 92.66 | 8 | 0.94
2020 | ENT_2_SOCO | ENT | SOCO | Internal | Summer | B6 | 300 | 3900 | 1838.65 | 78.11 | 86.11 | 8 | 0
2020 | ENT_2_SOCO | ENT | SOCO | Internal | Summer | B7 | 400 | 3900 | 1117.68 | 69.39 | 77.39 | 8 | 0
2020 | ENT_2_SOCO | ENT | SOCO | Internal | Summer | B8 | 500 | 3900 | 1591.98 | 63.98 | 71.98 | 8 | 0
2020 | ENT_2_SOCO | ENT | SOCO | Internal | Summer | B9 | 800 | 3900 | 0 | 59.13 | 60.65 | 8 | 0
2020 | ENT_2_SOCO | ENT | SOCO | Internal | Summer | B10 | 1262 | 3900 | 0 | 58.7 | 58.67 | 8 | 0
2020 | ENT_2_SOCO | ENT | SOCO | Internal | Winter | B16 | 25 | 3900 | 3900 | 74.85 | 85.77 | 8 | 2.92
2020 | ENT_2_SOCO | ENT | SOCO | Internal | Winter | B17 | 100 | 3900 | 930.81 | 63.23 | 71.23 | 8 | 0
2020 | ENT_2_SOCO | ENT | SOCO | Internal | Winter | B18 | 400 | 3900 | 0 | 62.77 | 63.78 | 8 | 0
2020 | ENT_2_SOCO | ENT | SOCO | Internal | Winter | B19 | 700 | 3900 | 0 | 62.77 | 63.78 | 8 | 0
2020 | ENT_2_SOCO | ENT | SOCO | Internal | Winter | B20 | 935 | 3900 | 0 | 60.68 | 62.55 | 8 | 0
2020 | ENT_2_SPP_N | ENT | SPP_N | Internal | Shoulder | B11 | 25 | 15143 | 0 | 77.06 | 72.06 | 8 | 0
2020 | ENT_2_SPP_N | ENT | SPP_N | Internal | Shoulder | B12 | 200 | 15143 | 0 | 60.51 | 58.75 | 8 | 0
2020 | ENT_2_SPP_N | ENT | SPP_N | Internal | Shoulder | B13 | 600 | 15143 | 0 | 60.51 | 57.9 | 8 | 0
2020 | ENT_2_SPP_N | ENT | SPP_N | Internal | Shoulder | B14 | 900 | 15143 | 0 | 59.76 | 54.76 | 8 | 0
2020 | ENT_2_SPP_N | ENT | SPP_N | Internal | Shoulder | B15 | 1203 | 15143 | 0 | 57.85 | 52.85 | 8 | 0
2020 | ENT_2_SPP_N | ENT | SPP_N | Internal | Summer | B1 | 10 | 15143 | 0 | 92.01 | 87.73 | 8 | 0
2020 | ENT_2_SPP_N | ENT | SPP_N | Internal | Summer | B2 | 25 | 15143 | 0 | 90.06 | 88.45 | 8 | 0
2020 | ENT_2_SPP_N | ENT | SPP_N | Internal | Summer | B3 | 75 | 15143 | 0 | 90.06 | 91.38 | 8 | 0
2020 | ENT_2_SPP_N | ENT | SPP_N | Internal | Summer | B4 | 100 | 15143 | 0 | 90.06 | 88.45 | 8 | 0
2020 | ENT_2_SPP_N | ENT | SPP_N | Internal | Summer | B5 | 200 | 15143 | 0 | 83.72 | 81.67 | 8 | 0
2020 | ENT_2_SPP_N | ENT | SPP_N | Internal | Summer | B6 | 300 | 15143 | 0 | 78.11 | 73.11 | 8 | 0
2020 | ENT_2_SPP_N | ENT | SPP_N | Internal | Summer | B7 | 400 | 15143 | 0 | 69.39 | 64.39 | 8 | 0
2020 | ENT_2_SPP_N | ENT | SPP_N | Internal | Summer | B8 | 500 | 15143 | 0 | 63.98 | 59.52 | 8 | 0
2020 | ENT_2_SPP_N | ENT | SPP_N | Internal | Summer | B9 | 800 | 15143 | 0 | 59.13 | 58.19 | 8 | 0
2020 | ENT_2_SPP_N | ENT | SPP_N | Internal | Summer | B10 | 1262 | 15143 | 0 | 58.7 | 56.5 | 8 | 0
2020 | ENT_2_SPP_N | ENT | SPP_N | Internal | Winter | B16 | 25 | 15143 | 0 | 74.85 | 69.85 | 8 | 0
2020 | ENT_2_SPP_N | ENT | SPP_N | Internal | Winter | B17 | 100 | 15143 | 0 | 63.23 | 62.93 | 8 | 0
2020 | ENT_2_SPP_N | ENT | SPP_N | Internal | Winter | B18 | 400 | 15143 | 0 | 62.77 | 60.65 | 8 | 0
2020 | ENT_2_SPP_N | ENT | SPP_N | Internal | Winter | B19 | 700 | 15143 | 0 | 62.77 | 58.73 | 8 | 0
2020 | ENT_2_SPP_N | ENT | SPP_N | Internal | Winter | B20 | 935 | 15143 | 0 | 60.68 | 55.68 | 8 | 0
2020 | ENT_2_SPP_S | ENT | SPP_S | Internal | Shoulder | B11 | 25 | 3292 | 0 | 77.06 | 65.97 | 8 | 0
2020 | ENT_2_SPP_S | ENT | SPP_S | Internal | Shoulder | B12 | 200 | 3292 | 0 | 60.51 | 58.04 | 8 | 0
2020 | ENT_2_SPP_S | ENT | SPP_S | Internal | Shoulder | B13 | 600 | 3292 | 0 | 60.51 | 57.91 | 8 | 0
2020 | ENT_2_SPP_S | ENT | SPP_S | Internal | Shoulder | B14 | 900 | 3292 | 0 | 59.76 | 54.76 | 8 | 0
2020 | ENT_2_SPP_S | ENT | SPP_S | Internal | Shoulder | B15 | 1203 | 3292 | 0 | 57.85 | 52.84 | 8 | 0
2020 | ENT_2_SPP_S | ENT | SPP_S | Internal | Summer | B1 | 10 | 3292 | 0 | 92.01 | 61.22 | 8 | 0
2020 | ENT_2_SPP_S | ENT | SPP_S | Internal | Summer | B2 | 25 | 3292 | 0 | 90.06 | 81.94 | 8 | 0
2020 | ENT_2_SPP_S | ENT | SPP_S | Internal | Summer | B3 | 75 | 3292 | 0 | 90.06 | 81.94 | 8 | 0
2020 | ENT_2_SPP_S | ENT | SPP_S | Internal | Summer | B4 | 100 | 3292 | 0 | 90.06 | 81.94 | 8 | 0
2020 | ENT_2_SPP_S | ENT | SPP_S | Internal | Summer | B5 | 200 | 3292 | 0 | 83.72 | 78.72 | 8 | 0
2020 | ENT_2_SPP_S | ENT | SPP_S | Internal | Summer | B6 | 300 | 3292 | 0 | 78.11 | 73.11 | 8 | 0
2020 | ENT_2_SPP_S | ENT | SPP_S | Internal | Summer | B7 | 400 | 3292 | 0 | 69.39 | 64.39 | 8 | 0
2020 | ENT_2_SPP_S | ENT | SPP_S | Internal | Summer | B8 | 500 | 3292 | 0 | 63.98 | 59.53 | 8 | 0
2020 | ENT_2_SPP_S | ENT | SPP_S | Internal | Summer | B9 | 800 | 3292 | 0 | 59.13 | 58.2 | 8 | 0
2020 | ENT_2_SPP_S | ENT | SPP_S | Internal | Summer | B10 | 1262 | 3292 | 0 | 58.7 | 56.51 | 8 | 0
2020 | ENT_2_SPP_S | ENT | SPP_S | Internal | Winter | B16 | 25 | 3292 | 0 | 74.85 | 63.61 | 8 | 0
2020 | ENT_2_SPP_S | ENT | SPP_S | Internal | Winter | B17 | 100 | 3292 | 0 | 63.23 | 60.8 | 8 | 0
2020 | ENT_2_SPP_S | ENT | SPP_S | Internal | Winter | B18 | 400 | 3292 | 0 | 62.77 | 60.67 | 8 | 0
2020 | ENT_2_SPP_S | ENT | SPP_S | Internal | Winter | B19 | 700 | 3292 | 0 | 62.77 | 58.75 | 8 | 0
2020 | ENT_2_SPP_S | ENT | SPP_S | Internal | Winter | B20 | 935 | 3292 | 0 | 60.68 | 55.68 | 8 | 0
2020 | ENT_2_TVA_Transmission | ENT | TVA_Transmission | Internal | Shoulder | B11 | 25 | 2100 | 0 | 77.06 | 79.04 | 8 | 0
2020 | ENT_2_TVA_Transmission | ENT | TVA_Transmission | Internal | Shoulder | B12 | 200 | 2100 | 0 | 60.51 | 66.35 | 8 | 0
2020 | ENT_2_TVA_Transmission | ENT | TVA_Transmission | Internal | Shoulder | B13 | 600 | 2100 | 0 | 60.51 | 63.42 | 8 | 0
2020 | ENT_2_TVA_Transmission | ENT | TVA_Transmission | Internal | Shoulder | B14 | 900 | 2100 | 0 | 59.76 | 62.53 | 8 | 0
2020 | ENT_2_TVA_Transmission | ENT | TVA_Transmission | Internal | Shoulder | B15 | 1203 | 2100 | 0 | 57.85 | 60.74 | 8 | 0
2020 | ENT_2_TVA_Transmission | ENT | TVA_Transmission | Internal | Summer | B1 | 10 | 2100 | 2099.98 | 92.01 | 100.73 | 8 | 0.72
2020 | ENT_2_TVA_Transmission | ENT | TVA_Transmission | Internal | Summer | B2 | 25 | 2100 | 0.02 | 90.06 | 97.63 | 8 | 0
2020 | ENT_2_TVA_Transmission | ENT | TVA_Transmission | Internal | Summer | B3 | 75 | 2100 | 0 | 90.06 | 95.37 | 8 | 0
2020 | ENT_2_TVA_Transmission | ENT | TVA_Transmission | Internal | Summer | B4 | 100 | 2100 | 0 | 90.06 | 93.15 | 8 | 0
2020 | ENT_2_TVA_Transmission | ENT | TVA_Transmission | Internal | Summer | B5 | 200 | 2100 | 0 | 83.72 | 84.58 | 8 | 0
2020 | ENT_2_TVA_Transmission | ENT | TVA_Transmission | Internal | Summer | B6 | 300 | 2100 | 0 | 78.11 | 78.06 | 8 | 0
2020 | ENT_2_TVA_Transmission | ENT | TVA_Transmission | Internal | Summer | B7 | 400 | 2100 | 0 | 69.39 | 68.67 | 8 | 0
2020 | ENT_2_TVA_Transmission | ENT | TVA_Transmission | Internal | Summer | B8 | 500 | 2100 | 0 | 63.98 | 64.49 | 8 | 0
2020 | ENT_2_TVA_Transmission | ENT | TVA_Transmission | Internal | Summer | B9 | 800 | 2100 | 0 | 59.13 | 59.81 | 8 | 0
2020 | ENT_2_TVA_Transmission | ENT | TVA_Transmission | Internal | Summer | B10 | 1262 | 2100 | 0 | 58.7 | 54.76 | 8 | 0
2020 | ENT_2_TVA_Transmission | ENT | TVA_Transmission | Internal | Winter | B16 | 25 | 2100 | 542.15 | 74.85 | 82.85 | 8 | 0
2020 | ENT_2_TVA_Transmission | ENT | TVA_Transmission | Internal | Winter | B17 | 100 | 2100 | 0 | 63.23 | 69.82 | 8 | 0
2020 | ENT_2_TVA_Transmission | ENT | TVA_Transmission | Internal | Winter | B18 | 400 | 2100 | 0 | 62.77 | 67.34 | 8 | 0
2020 | ENT_2_TVA_Transmission | ENT | TVA_Transmission | Internal | Winter | B19 | 700 | 2100 | 0 | 62.77 | 64.66 | 8 | 0
2020 | ENT_2_TVA_Transmission | ENT | TVA_Transmission | Internal | Winter | B20 | 935 | 2100 | 0 | 60.68 | 62.95 | 8 | 0
2020 | FRCC_2_SOCO | FRCC | SOCO | Internal | Shoulder | B11 | 25 | 900 | 0 | 102.6 | 85.06 | 8 | 0
2020 | FRCC_2_SOCO | FRCC | SOCO | Internal | Shoulder | B12 | 200 | 900 | 0 | 67.68 | 65.25 | 8 | 0
2020 | FRCC_2_SOCO | FRCC | SOCO | Internal | Shoulder | B13 | 600 | 900 | 0 | 66.26 | 62.11 | 8 | 0
2020 | FRCC_2_SOCO | FRCC | SOCO | Internal | Shoulder | B14 | 900 | 900 | 0 | 64.87 | 62.11 | 8 | 0
2020 | FRCC_2_SOCO | FRCC | SOCO | Internal | Shoulder | B15 | 1203 | 900 | 0 | 64.87 | 59.94 | 8 | 0
2020 | FRCC_2_SOCO | FRCC | SOCO | Internal | Summer | B1 | 10 | 900 | 0 | 110.01 | 100.01 | 8 | 0
2020 | FRCC_2_SOCO | FRCC | SOCO | Internal | Summer | B2 | 25 | 900 | 0 | 104.93 | 98.06 | 8 | 0
2020 | FRCC_2_SOCO | FRCC | SOCO | Internal | Summer | B3 | 75 | 900 | 0 | 104.93 | 98.06 | 8 | 0
2020 | FRCC_2_SOCO | FRCC | SOCO | Internal | Summer | B4 | 100 | 900 | 0 | 104.93 | 98.06 | 8 | 0
2020 | FRCC_2_SOCO | FRCC | SOCO | Internal | Summer | B5 | 200 | 900 | 0 | 102.66 | 92.66 | 8 | 0
2020 | FRCC_2_SOCO | FRCC | SOCO | Internal | Summer | B6 | 300 | 900 | 0 | 96.11 | 86.11 | 8 | 0
2020 | FRCC_2_SOCO | FRCC | SOCO | Internal | Summer | B7 | 400 | 900 | 0 | 76.31 | 77.39 | 8 | 0
2020 | FRCC_2_SOCO | FRCC | SOCO | Internal | Summer | B8 | 500 | 900 | 0 | 66.92 | 71.98 | 8 | 0
2020 | FRCC_2_SOCO | FRCC | SOCO | Internal | Summer | B9 | 800 | 900 | 0 | 64.14 | 60.65 | 8 | 0
2020 | FRCC_2_SOCO | FRCC | SOCO | Internal | Summer | B10 | 1262 | 900 | 0 | 64.14 | 58.67 | 8 | 0
2020 | FRCC_2_SOCO | FRCC | SOCO | Internal | Winter | B16 | 25 | 900 | 0 | 95.77 | 85.77 | 8 | 0
2020 | FRCC_2_SOCO | FRCC | SOCO | Internal | Winter | B17 | 100 | 900 | 0 | 70.01 | 71.23 | 8 | 0
2020 | FRCC_2_SOCO | FRCC | SOCO | Internal | Winter | B18 | 400 | 900 | 0 | 67.1 | 63.78 | 8 | 0
2020 | FRCC_2_SOCO | FRCC | SOCO | Internal | Winter | B19 | 700 | 900 | 0 | 67.1 | 63.78 | 8 | 0
2020 | FRCC_2_SOCO | FRCC | SOCO | Internal | Winter | B20 | 935 | 900 | 0 | 67.1 | 62.55 | 8 | 0
2020 | HQ_NEISO_2_NEISO | HQ_NEISO | NEISO | Internal | Shoulder | B11 | 25 | 99999 | 2920 | 54.06 | 54.08 | 0.01 | 0
2020 | HQ_NEISO_2_NEISO | HQ_NEISO | NEISO | Internal | Shoulder | B12 | 200 | 99999 | 2920 | 54.06 | 54.08 | 0.01 | 0
2020 | HQ_NEISO_2_NEISO | HQ_NEISO | NEISO | Internal | Shoulder | B13 | 600 | 99999 | 2920 | 53.56 | 53.57 | 0.01 | 0
2020 | HQ_NEISO_2_NEISO | HQ_NEISO | NEISO | Internal | Shoulder | B14 | 900 | 99999 | 2920 | 53.56 | 53.57 | 0.01 | 0
2020 | HQ_NEISO_2_NEISO | HQ_NEISO | NEISO | Internal | Shoulder | B15 | 1203 | 99999 | 1143.24 | 53.56 | 53.57 | 0.01 | 0
2020 | HQ_NEISO_2_NEISO | HQ_NEISO | NEISO | Internal | Summer | B1 | 10 | 99999 | 2920.1 | 97.75 | 97.76 | 0.01 | 0
2020 | HQ_NEISO_2_NEISO | HQ_NEISO | NEISO | Internal | Summer | B2 | 25 | 99999 | 2920 | 83.2 | 83.22 | 0.01 | 0
2020 | HQ_NEISO_2_NEISO | HQ_NEISO | NEISO | Internal | Summer | B3 | 75 | 99999 | 2920 | 72.77 | 72.78 | 0.01 | 0
2020 | HQ_NEISO_2_NEISO | HQ_NEISO | NEISO | Internal | Summer | B4 | 100 | 99999 | 2920 | 69.8 | 69.81 | 0.01 | 0
2020 | HQ_NEISO_2_NEISO | HQ_NEISO | NEISO | Internal | Summer | B5 | 200 | 99999 | 2920 | 51.18 | 51.19 | 0.01 | 0
2020 | HQ_NEISO_2_NEISO | HQ_NEISO | NEISO | Internal | Summer | B6 | 300 | 99999 | 2920 | 51.18 | 51.19 | 0.01 | 0
2020 | HQ_NEISO_2_NEISO | HQ_NEISO | NEISO | Internal | Summer | B7 | 400 | 99999 | 2920 | 51.18 | 51.19 | 0.01 | 0
2020 | HQ_NEISO_2_NEISO | HQ_NEISO | NEISO | Internal | Summer | B8 | 500 | 99999 | 2920 | 51.18 | 51.19 | 0.01 | 0
2020 | HQ_NEISO_2_NEISO | HQ_NEISO | NEISO | Internal | Summer | B9 | 800 | 99999 | 2920 | 51.18 | 51.19 | 0.01 | 0
2020 | HQ_NEISO_2_NEISO | HQ_NEISO | NEISO | Internal | Summer | B10 | 1262 | 99999 | 795.94 | 51.18 | 51.19 | 0.01 | 0
2020 | HQ_NEISO_2_NEISO | HQ_NEISO | NEISO | Internal | Winter | B16 | 25 | 99999 | 2920 | 62.99 | 63 | 0.01 | 0
2020 | HQ_NEISO_2_NEISO | HQ_NEISO | NEISO | Internal | Winter | B17 | 100 | 99999 | 2920 | 62.99 | 63 | 0.01 | 0
2020 | HQ_NEISO_2_NEISO | HQ_NEISO | NEISO | Internal | Winter | B18 | 400 | 99999 | 2920 | 61.92 | 61.94 | 0.01 | 0
2020 | HQ_NEISO_2_NEISO | HQ_NEISO | NEISO | Internal | Winter | B19 | 700 | 99999 | 2920 | 61.92 | 61.94 | 0.01 | 0
2020 | HQ_NEISO_2_NEISO | HQ_NEISO | NEISO | Internal | Winter | B20 | 935 | 99999 | 1233.58 | 61.92 | 61.94 | 0.01 | 0
2020 | HQ_NY_2_NYISO_A-F | HQ_NY | NYISO_A-F | Internal | Shoulder | B11 | 25 | 99999 | 1000 | 62.07 | 62.08 | 0.01 | 0
2020 | HQ_NY_2_NYISO_A-F | HQ_NY | NYISO_A-F | Internal | Shoulder | B12 | 200 | 99999 | 1000 | 57.69 | 57.7 | 0.01 | 0
2020 | HQ_NY_2_NYISO_A-F | HQ_NY | NYISO_A-F | Internal | Shoulder | B13 | 600 | 99999 | 1000 | 56.53 | 56.54 | 0.01 | 0
2020 | HQ_NY_2_NYISO_A-F | HQ_NY | NYISO_A-F | Internal | Shoulder | B14 | 900 | 99999 | 1000 | 55.17 | 55.19 | 0.01 | 0
2020 | HQ_NY_2_NYISO_A-F | HQ_NY | NYISO_A-F | Internal | Shoulder | B15 | 1203 | 99999 | 188.69 | 55.17 | 55.19 | 0.01 | 0
2020 | HQ_NY_2_NYISO_A-F | HQ_NY | NYISO_A-F | Internal | Summer | B1 | 10 | 99999 | 1000.09 | 86.73 | 86.74 | 0.01 | 0
2020 | HQ_NY_2_NYISO_A-F | HQ_NY | NYISO_A-F | Internal | Summer | B2 | 25 | 99999 | 1000.01 | 83.62 | 83.64 | 0.01 | 0
2020 | HQ_NY_2_NYISO_A-F | HQ_NY | NYISO_A-F | Internal | Summer | B3 | 75 | 99999 | 1000 | 75.77 | 75.78 | 0.01 | 0
2020 | HQ_NY_2_NYISO_A-F | HQ_NY | NYISO_A-F | Internal | Summer | B4 | 100 | 99999 | 1000 | 72.8 | 72.81 | 0.01 | 0
2020 | HQ_NY_2_NYISO_A-F | HQ_NY | NYISO_A-F | Internal | Summer | B5 | 200 | 99999 | 1000 | 65.8 | 65.82 | 0.01 | 0
2020 | HQ_NY_2_NYISO_A-F | HQ_NY | NYISO_A-F | Internal | Summer | B6 | 300 | 99999 | 1000 | 60.69 | 60.7 | 0.01 | 0
2020 | HQ_NY_2_NYISO_A-F | HQ_NY | NYISO_A-F | Internal | Summer | B7 | 400 | 99999 | 1000 | 54.96 | 54.97 | 0.01 | 0
2020 | HQ_NY_2_NYISO_A-F | HQ_NY | NYISO_A-F | Internal | Summer | B8 | 500 | 99999 | 1000 | 54.17 | 54.18 | 0.01 | 0
2020 | HQ_NY_2_NYISO_A-F | HQ_NY | NYISO_A-F | Internal | Summer | B9 | 800 | 99999 | 1000 | 54.16 | 54.17 | 0.01 | 0
2020 | HQ_NY_2_NYISO_A-F | HQ_NY | NYISO_A-F | Internal | Summer | B10 | 1262 | 99999 | 30.11 | 54.16 | 54.17 | 0.01 | 0
2020 | HQ_NY_2_NYISO_A-F | HQ_NY | NYISO_A-F | Internal | Winter | B16 | 25 | 99999 | 1000 | 64.71 | 64.72 | 0.01 | 0
2020 | HQ_NY_2_NYISO_A-F | HQ_NY | NYISO_A-F | Internal | Winter | B17 | 100 | 99999 | 1000 | 61.94 | 61.96 | 0.01 | 0
2020 | HQ_NY_2_NYISO_A-F | HQ_NY | NYISO_A-F | Internal | Winter | B18 | 400 | 99999 | 1000 | 59.4 | 59.41 | 0.01 | 0
2020 | HQ_NY_2_NYISO_A-F | HQ_NY | NYISO_A-F | Internal | Winter | B19 | 700 | 99999 | 1000 | 58.92 | 58.94 | 0.01 | 0
2020 | HQ_NY_2_NYISO_A-F | HQ_NY | NYISO_A-F | Internal | Winter | B20 | 935 | 99999 | 229.95 | 58.92 | 58.94 | 0.01 | 0
2020 | HQ_IESO_2_IESO | HQ_IESO | IESO | Internal | Shoulder | B11 | 25 | 99999 | 400 | 41.63 | 41.64 | 0.01 | 0
2020 | HQ_IESO_2_IESO | HQ_IESO | IESO | Internal | Shoulder | B12 | 200 | 99999 | 400 | 41.63 | 41.64 | 0.01 | 0
2020 | HQ_IESO_2_IESO | HQ_IESO | IESO | Internal | Shoulder | B13 | 600 | 99999 | 400 | 41.63 | 41.64 | 0.01 | 0
2020 | HQ_IESO_2_IESO | HQ_IESO | IESO | Internal | Shoulder | B14 | 900 | 99999 | 400 | 41.63 | 41.64 | 0.01 | 0
2020 | HQ_IESO_2_IESO | HQ_IESO | IESO | Internal | Shoulder | B15 | 1203 | 99999 | 75.48 | 41.63 | 41.64 | 0.01 | 0
2020 | HQ_IESO_2_IESO | HQ_IESO | IESO | Internal | Summer | B1 | 10 | 99999 | 400 | 79.73 | 79.74 | 0.01 | 0
2020 | HQ_IESO_2_IESO | HQ_IESO | IESO | Internal | Summer | B2 | 25 | 99999 | 400 | 76.62 | 76.64 | 0.01 | 0
2020 | HQ_IESO_2_IESO | HQ_IESO | IESO | Internal | Summer | B3 | 75 | 99999 | 400 | 68.77 | 68.78 | 0.01 | 0
2020 | HQ_IESO_2_IESO | HQ_IESO | IESO | Internal | Summer | B4 | 100 | 99999 | 400 | 40.7 | 40.71 | 0.01 | 0
2020 | HQ_IESO_2_IESO | HQ_IESO | IESO | Internal | Summer | B5 | 200 | 99999 | 400 | 40.7 | 40.71 | 0.01 | 0
2020 | HQ_IESO_2_IESO | HQ_IESO | IESO | Internal | Summer | B6 | 300 | 99999 | 400 | 40.7 | 40.71 | 0.01 | 0
2020 | HQ_IESO_2_IESO | HQ_IESO | IESO | Internal | Summer | B7 | 400 | 99999 | 400 | 40.7 | 40.71 | 0.01 | 0
2020 | HQ_IESO_2_IESO | HQ_IESO | IESO | Internal | Summer | B8 | 500 | 99999 | 400 | 40.7 | 40.71 | 0.01 | 0
2020 | HQ_IESO_2_IESO | HQ_IESO | IESO | Internal | Summer | B9 | 800 | 99999 | 400 | 40.7 | 40.71 | 0.01 | 0
2020 | HQ_IESO_2_IESO | HQ_IESO | IESO | Internal | Summer | B10 | 1262 | 99999 | 12.04 | 40.7 | 40.71 | 0.01 | 0
2020 | HQ_IESO_2_IESO | HQ_IESO | IESO | Internal | Winter | B16 | 25 | 99999 | 400 | 43.56 | 43.57 | 0.01 | 0
2020 | HQ_IESO_2_IESO | HQ_IESO | IESO | Internal | Winter | B17 | 100 | 99999 | 400 | 43.56 | 43.57 | 0.01 | 0
2020 | HQ_IESO_2_IESO | HQ_IESO | IESO | Internal | Winter | B18 | 400 | 99999 | 400 | 43.56 | 43.57 | 0.01 | 0
2020 | HQ_IESO_2_IESO | HQ_IESO | IESO | Internal | Winter | B19 | 700 | 99999 | 400 | 43.56 | 43.57 | 0.01 | 0
2020 | HQ_IESO_2_IESO | HQ_IESO | IESO | Internal | Winter | B20 | 935 | 99999 | 91.98 | 43.56 | 43.57 | 0.01 | 0
2020 | IESO_2_MAPP_CA | IESO | MAPP_CA | Internal | Shoulder | B11 | 25 | 262 | 262 | 41.64 | 63.05 | 7 | 14.41
2020 | IESO_2_MAPP_CA | IESO | MAPP_CA | Internal | Shoulder | B12 | 200 | 262 | 262 | 41.64 | 63.72 | 7 | 15.08
2020 | IESO_2_MAPP_CA | IESO | MAPP_CA | Internal | Shoulder | B13 | 600 | 262 | 262 | 41.64 | 62.87 | 7 | 14.24
2020 | IESO_2_MAPP_CA | IESO | MAPP_CA | Internal | Shoulder | B14 | 900 | 262 | 262 | 41.64 | 59.73 | 7 | 11.1
2020 | IESO_2_MAPP_CA | IESO | MAPP_CA | Internal | Shoulder | B15 | 1203 | 262 | 262 | 41.64 | 59.73 | 7 | 11.1
2020 | IESO_2_MAPP_CA | IESO | MAPP_CA | Internal | Summer | B1 | 10 | 262 | 0 | 79.74 | 78.73 | 7 | 0
2020 | IESO_2_MAPP_CA | IESO | MAPP_CA | Internal | Summer | B2 | 25 | 262 | 0 | 76.64 | 78.04 | 7 | 0
2020 | IESO_2_MAPP_CA | IESO | MAPP_CA | Internal | Summer | B3 | 75 | 262 | 262 | 68.78 | 78.03 | 7 | 2.24
2020 | IESO_2_MAPP_CA | IESO | MAPP_CA | Internal | Summer | B4 | 100 | 262 | 262 | 40.71 | 78.03 | 7 | 30.31
2020 | IESO_2_MAPP_CA | IESO | MAPP_CA | Internal | Summer | B5 | 200 | 262 | 262 | 40.71 | 78.03 | 7 | 30.31
2020 | IESO_2_MAPP_CA | IESO | MAPP_CA | Internal | Summer | B6 | 300 | 262 | 262 | 40.71 | 75.1 | 7 | 27.38
2020 | IESO_2_MAPP_CA | IESO | MAPP_CA | Internal | Summer | B7 | 400 | 262 | 262 | 40.71 | 57.79 | 7 | 10.08
2020 | IESO_2_MAPP_CA | IESO | MAPP_CA | Internal | Summer | B8 | 500 | 262 | 262 | 40.71 | 57.79 | 7 | 10.08
2020 | IESO_2_MAPP_CA | IESO | MAPP_CA | Internal | Summer | B9 | 800 | 262 | 262 | 40.71 | 57.79 | 7 | 10.08
2020 | IESO_2_MAPP_CA | IESO | MAPP_CA | Internal | Summer | B10 | 1262 | 262 | 262 | 40.71 | 57.79 | 7 | 10.08
2020 | IESO_2_MAPP_CA | IESO | MAPP_CA | Internal | Winter | B16 | 25 | 262 | 262 | 43.57 | 78.63 | 7 | 28.06
2020 | IESO_2_MAPP_CA | IESO | MAPP_CA | Internal | Winter | B17 | 100 | 262 | 262 | 43.57 | 67.93 | 7 | 17.36
2020 | IESO_2_MAPP_CA | IESO | MAPP_CA | Internal | Winter | B18 | 400 | 262 | 262 | 43.57 | 65.39 | 7 | 14.82
2020 | IESO_2_MAPP_CA | IESO | MAPP_CA | Internal | Winter | B19 | 700 | 262 | 262 | 43.57 | 63.17 | 7 | 12.6
2020 | IESO_2_MAPP_CA | IESO | MAPP_CA | Internal | Winter | B20 | 935 | 262 | 262 | 43.57 | 63.17 | 7 | 12.6
2020 | IESO_2_MISO_MI | IESO | MISO_MI | Internal | Shoulder | B11 | 25 | 2591 | 2591 | 41.64 | 75.3 | 7 | 26.66
2020 | IESO_2_MISO_MI | IESO | MISO_MI | Internal | Shoulder | B12 | 200 | 2591 | 2591 | 41.64 | 63.75 | 7 | 15.11
2020 | IESO_2_MISO_MI | IESO | MISO_MI | Internal | Shoulder | B13 | 600 | 2591 | 2591 | 41.64 | 60.23 | 7 | 11.59
2020 | IESO_2_MISO_MI | IESO | MISO_MI | Internal | Shoulder | B14 | 900 | 2591 | 2591 | 41.64 | 58.38 | 7 | 9.74
2020 | IESO_2_MISO_MI | IESO | MISO_MI | Internal | Shoulder | B15 | 1203 | 2591 | 2591 | 41.64 | 54.69 | 7 | 6.05
2020 | IESO_2_MISO_MI | IESO | MISO_MI | Internal | Summer | B1 | 10 | 2591 | 2591 | 79.74 | 92.73 | 7 | 5.99
2020 | IESO_2_MISO_MI | IESO | MISO_MI | Internal | Summer | B2 | 25 | 2591 | 2591 | 76.64 | 89.64 | 7 | 6
2020 | IESO_2_MISO_MI | IESO | MISO_MI | Internal | Summer | B3 | 75 | 2591 | 2591 | 68.78 | 87.55 | 7 | 11.76
2020 | IESO_2_MISO_MI | IESO | MISO_MI | Internal | Summer | B4 | 100 | 2591 | 2591 | 40.71 | 85.16 | 7 | 37.44
2020 | IESO_2_MISO_MI | IESO | MISO_MI | Internal | Summer | B5 | 200 | 2591 | 2591 | 40.71 | 74.96 | 7 | 27.25
2020 | IESO_2_MISO_MI | IESO | MISO_MI | Internal | Summer | B6 | 300 | 2591 | 2591 | 40.71 | 68.28 | 7 | 20.56
2020 | IESO_2_MISO_MI | IESO | MISO_MI | Internal | Summer | B7 | 400 | 2591 | 2591 | 40.71 | 60.96 | 7 | 13.25
2020 | IESO_2_MISO_MI | IESO | MISO_MI | Internal | Summer | B8 | 500 | 2591 | 2591 | 40.71 | 57.39 | 7 | 9.68
2020 | IESO_2_MISO_MI | IESO | MISO_MI | Internal | Summer | B9 | 800 | 2591 | 2591 | 40.71 | 53.8 | 7 | 6.09
2020 | IESO_2_MISO_MI | IESO | MISO_MI | Internal | Summer | B10 | 1262 | 2591 | 2591 | 40.71 | 51.58 | 7 | 3.87
2020 | IESO_2_MISO_MI | IESO | MISO_MI | Internal | Winter | B16 | 25 | 2591 | 2591 | 43.57 | 77.98 | 7 | 27.41
2020 | IESO_2_MISO_MI | IESO | MISO_MI | Internal | Winter | B17 | 100 | 2591 | 2591 | 43.57 | 67.93 | 7 | 17.36
2020 | IESO_2_MISO_MI | IESO | MISO_MI | Internal | Winter | B18 | 400 | 2591 | 2591 | 43.57 | 65.4 | 7 | 14.83
2020 | IESO_2_MISO_MI | IESO | MISO_MI | Internal | Winter | B19 | 700 | 2591 | 2591 | 43.57 | 59.13 | 7 | 8.56
2020 | IESO_2_MISO_MI | IESO | MISO_MI | Internal | Winter | B20 | 935 | 2591 | 2591 | 43.57 | 56.7 | 7 | 6.13
2020 | IESO_2_MISO_W | IESO | MISO_W | Internal | Shoulder | B11 | 25 | 207 | 207 | 41.64 | 77.05 | 7 | 28.41
2020 | IESO_2_MISO_W | IESO | MISO_W | Internal | Shoulder | B12 | 200 | 207 | 207 | 41.64 | 63.73 | 7 | 15.1
2020 | IESO_2_MISO_W | IESO | MISO_W | Internal | Shoulder | B13 | 600 | 207 | 207 | 41.64 | 62.89 | 7 | 14.25
2020 | IESO_2_MISO_W | IESO | MISO_W | Internal | Shoulder | B14 | 900 | 207 | 207 | 41.64 | 59.75 | 7 | 11.11
2020 | IESO_2_MISO_W | IESO | MISO_W | Internal | Shoulder | B15 | 1203 | 207 | 207 | 41.64 | 57.67 | 7 | 9.03
2020 | IESO_2_MISO_W | IESO | MISO_W | Internal | Summer | B1 | 10 | 207 | 207 | 79.74 | 92.73 | 7 | 5.99
2020 | IESO_2_MISO_W | IESO | MISO_W | Internal | Summer | B2 | 25 | 207 | 207 | 76.64 | 92.04 | 7 | 8.41
2020 | IESO_2_MISO_W | IESO | MISO_W | Internal | Summer | B3 | 75 | 207 | 207 | 68.78 | 91.37 | 7 | 15.59
2020 | IESO_2_MISO_W | IESO | MISO_W | Internal | Summer | B4 | 100 | 207 | 207 | 40.71 | 89.15 | 7 | 41.43
2020 | IESO_2_MISO_W | IESO | MISO_W | Internal | Summer | B5 | 200 | 207 | 207 | 40.71 | 81.66 | 7 | 33.94
2020 | IESO_2_MISO_W | IESO | MISO_W | Internal | Summer | B6 | 300 | 207 | 207 | 40.71 | 75.11 | 7 | 27.4
2020 | IESO_2_MISO_W | IESO | MISO_W | Internal | Summer | B7 | 400 | 207 | 207 | 40.71 | 64.96 | 7 | 17.25
2020 | IESO_2_MISO_W | IESO | MISO_W | Internal | Summer | B8 | 500 | 207 | 207 | 40.71 | 61.74 | 7 | 14.02
2020 | IESO_2_MISO_W | IESO | MISO_W | Internal | Summer | B9 | 800 | 207 | 207 | 40.71 | 57.8 | 7 | 10.09
2020 | IESO_2_MISO_W | IESO | MISO_W | Internal | Summer | B10 | 1262 | 207 | 207 | 40.71 | 55.57 | 7 | 7.86
2020 | IESO_2_MISO_W | IESO | MISO_W | Internal | Winter | B16 | 25 | 207 | 207 | 43.57 | 78.64 | 7 | 28.07
2020 | IESO_2_MISO_W | IESO | MISO_W | Internal | Winter | B17 | 100 | 207 | 207 | 43.57 | 67.94 | 7 | 17.37
2020 | IESO_2_MISO_W | IESO | MISO_W | Internal | Winter | B18 | 400 | 207 | 207 | 43.57 | 65.4 | 7 | 14.83
2020 | IESO_2_MISO_W | IESO | MISO_W | Internal | Winter | B19 | 700 | 207 | 207 | 43.57 | 63.19 | 7 | 12.62
2020 | IESO_2_MISO_W | IESO | MISO_W | Internal | Winter | B20 | 935 | 207 | 207 | 43.57 | 60 | 7 | 9.43
2020 | IESO_2_NYISO_A-F | IESO | NYISO_A-F | Internal | Shoulder | B11 | 25 | 1725 | 1725 | 41.64 | 62.08 | 7 | 13.44
2020 | IESO_2_NYISO_A-F | IESO | NYISO_A-F | Internal | Shoulder | B12 | 200 | 1725 | 1725 | 41.64 | 57.7 | 7 | 9.06
2020 | IESO_2_NYISO_A-F | IESO | NYISO_A-F | Internal | Shoulder | B13 | 600 | 1725 | 1725 | 41.64 | 56.54 | 7 | 7.91
2020 | IESO_2_NYISO_A-F | IESO | NYISO_A-F | Internal | Shoulder | B14 | 900 | 1725 | 1725 | 41.64 | 55.19 | 7 | 6.55
2020 | IESO_2_NYISO_A-F | IESO | NYISO_A-F | Internal | Shoulder | B15 | 1203 | 1725 | 1725 | 41.64 | 55.19 | 7 | 6.55
2020 | IESO_2_NYISO_A-F | IESO | NYISO_A-F | Internal | Summer | B1 | 10 | 1725 | 532.92 | 79.74 | 86.74 | 7 | 0
2020 | IESO_2_NYISO_A-F | IESO | NYISO_A-F | Internal | Summer | B2 | 25 | 1725 | 961.39 | 76.64 | 83.64 | 7 | 0
2020 | IESO_2_NYISO_A-F | IESO | NYISO_A-F | Internal | Summer | B3 | 75 | 1725 | 1100.06 | 68.78 | 75.78 | 7 | 0
2020 | IESO_2_NYISO_A-F | IESO | NYISO_A-F | Internal | Summer | B4 | 100 | 1725 | 1725 | 40.71 | 72.81 | 7 | 25.1
2020 | IESO_2_NYISO_A-F | IESO | NYISO_A-F | Internal | Summer | B5 | 200 | 1725 | 1725 | 40.71 | 65.82 | 7 | 18.1
2020 | IESO_2_NYISO_A-F | IESO | NYISO_A-F | Internal | Summer | B6 | 300 | 1725 | 1725 | 40.71 | 60.7 | 7 | 12.99
2020 | IESO_2_NYISO_A-F | IESO | NYISO_A-F | Internal | Summer | B7 | 400 | 1725 | 1725 | 40.71 | 54.97 | 7 | 7.26
2020 | IESO_2_NYISO_A-F | IESO | NYISO_A-F | Internal | Summer | B8 | 500 | 1725 | 1725 | 40.71 | 54.18 | 7 | 6.47
2020 | IESO_2_NYISO_A-F | IESO | NYISO_A-F | Internal | Summer | B9 | 800 | 1725 | 1725 | 40.71 | 54.17 | 7 | 6.46
2020 | IESO_2_NYISO_A-F | IESO | NYISO_A-F | Internal | Summer | B10 | 1262 | 1725 | 1725 | 40.71 | 54.17 | 7 | 6.46
2020 | IESO_2_NYISO_A-F | IESO | NYISO_A-F | Internal | Winter | B16 | 25 | 1725 | 1725 | 43.57 | 64.72 | 7 | 14.15
2020 | IESO_2_NYISO_A-F | IESO | NYISO_A-F | Internal | Winter | B17 | 100 | 1725 | 1725 | 43.57 | 61.96 | 7 | 11.39
2020 | IESO_2_NYISO_A-F | IESO | NYISO_A-F | Internal | Winter | B18 | 400 | 1725 | 1725 | 43.57 | 59.41 | 7 | 8.85
2020 | IESO_2_NYISO_A-F | IESO | NYISO_A-F | Internal | Winter | B19 | 700 | 1725 | 1725 | 43.57 | 58.94 | 7 | 8.37
2020 | IESO_2_NYISO_A-F | IESO | NYISO_A-F | Internal | Winter | B20 | 935 | 1725 | 1725 | 43.57 | 58.94 | 7 | 8.37
2020 | MAPP_CA_2_IESO | MAPP_CA | IESO | Internal | Shoulder | B11 | 25 | 330 | 0 | 63.05 | 41.64 | 8 | 0
2020 | MAPP_CA_2_IESO | MAPP_CA | IESO | Internal | Shoulder | B12 | 200 | 330 | 0 | 63.72 | 41.64 | 8 | 0
2020 | MAPP_CA_2_IESO | MAPP_CA | IESO | Internal | Shoulder | B13 | 600 | 330 | 0 | 62.87 | 41.64 | 8 | 0
2020 | MAPP_CA_2_IESO | MAPP_CA | IESO | Internal | Shoulder | B14 | 900 | 330 | 0 | 59.73 | 41.64 | 8 | 0
2020 | MAPP_CA_2_IESO | MAPP_CA | IESO | Internal | Shoulder | B15 | 1203 | 330 | 0 | 59.73 | 41.64 | 8 | 0
2020 | MAPP_CA_2_IESO | MAPP_CA | IESO | Internal | Summer | B1 | 10 | 330 | 0 | 78.73 | 79.74 | 8 | 0
2020 | MAPP_CA_2_IESO | MAPP_CA | IESO | Internal | Summer | B2 | 25 | 330 | 0 | 78.04 | 76.64 | 8 | 0
2020 | MAPP_CA_2_IESO | MAPP_CA | IESO | Internal | Summer | B3 | 75 | 330 | 0 | 78.03 | 68.78 | 8 | 0
2020 | MAPP_CA_2_IESO | MAPP_CA | IESO | Internal | Summer | B4 | 100 | 330 | 0 | 78.03 | 40.71 | 8 | 0
2020 | MAPP_CA_2_IESO | MAPP_CA | IESO | Internal | Summer | B5 | 200 | 330 | 0 | 78.03 | 40.71 | 8 | 0
2020 | MAPP_CA_2_IESO | MAPP_CA | IESO | Internal | Summer | B6 | 300 | 330 | 0 | 75.1 | 40.71 | 8 | 0
2020 | MAPP_CA_2_IESO | MAPP_CA | IESO | Internal | Summer | B7 | 400 | 330 | 0 | 57.79 | 40.71 | 8 | 0
2020 | MAPP_CA_2_IESO | MAPP_CA | IESO | Internal | Summer | B8 | 500 | 330 | 0 | 57.79 | 40.71 | 8 | 0
2020 | MAPP_CA_2_IESO | MAPP_CA | IESO | Internal | Summer | B9 | 800 | 330 | 0 | 57.79 | 40.71 | 8 | 0
2020 | MAPP_CA_2_IESO | MAPP_CA | IESO | Internal | Summer | B10 | 1262 | 330 | 0 | 57.79 | 40.71 | 8 | 0
2020 | MAPP_CA_2_IESO | MAPP_CA | IESO | Internal | Winter | B16 | 25 | 330 | 0 | 78.63 | 43.57 | 8 | 0
2020 | MAPP_CA_2_IESO | MAPP_CA | IESO | Internal | Winter | B17 | 100 | 330 | 0 | 67.93 | 43.57 | 8 | 0
2020 | MAPP_CA_2_IESO | MAPP_CA | IESO | Internal | Winter | B18 | 400 | 330 | 0 | 65.39 | 43.57 | 8 | 0
2020 | MAPP_CA_2_IESO | MAPP_CA | IESO | Internal | Winter | B19 | 700 | 330 | 0 | 63.17 | 43.57 | 8 | 0
2020 | MAPP_CA_2_IESO | MAPP_CA | IESO | Internal | Winter | B20 | 935 | 330 | 0 | 63.17 | 43.57 | 8 | 0
2020 | MAPP_CA_2_MAPP_US | MAPP_CA | MAPP_US | Internal | Shoulder | B11 | 25 | 372 | 155.75 | 63.05 | 70.05 | 7 | 0
2020 | MAPP_CA_2_MAPP_US | MAPP_CA | MAPP_US | Internal | Shoulder | B12 | 200 | 372 | 0 | 63.72 | 56.78 | 7 | 0
2020 | MAPP_CA_2_MAPP_US | MAPP_CA | MAPP_US | Internal | Shoulder | B13 | 600 | 372 | 0 | 62.87 | 56.78 | 7 | 0
2020 | MAPP_CA_2_MAPP_US | MAPP_CA | MAPP_US | Internal | Shoulder | B14 | 900 | 372 | 0 | 59.73 | 56.78 | 7 | 0
2020 | MAPP_CA_2_MAPP_US | MAPP_CA | MAPP_US | Internal | Shoulder | B15 | 1203 | 372 | 0 | 59.73 | 56.78 | 7 | 0
2020 | MAPP_CA_2_MAPP_US | MAPP_CA | MAPP_US | Internal | Summer | B1 | 10 | 372 | 162.6 | 78.73 | 85.73 | 7 | 0
2020 | MAPP_CA_2_MAPP_US | MAPP_CA | MAPP_US | Internal | Summer | B2 | 25 | 372 | 66.79 | 78.04 | 85.04 | 7 | 0
2020 | MAPP_CA_2_MAPP_US | MAPP_CA | MAPP_US | Internal | Summer | B3 | 75 | 372 | 0 | 78.03 | 84.37 | 7 | 0
2020 | MAPP_CA_2_MAPP_US | MAPP_CA | MAPP_US | Internal | Summer | B4 | 100 | 372 | 0 | 78.03 | 82.15 | 7 | 0
2020 | MAPP_CA_2_MAPP_US | MAPP_CA | MAPP_US | Internal | Summer | B5 | 200 | 372 | 0 | 78.03 | 74.66 | 7 | 0
2020 | MAPP_CA_2_MAPP_US | MAPP_CA | MAPP_US | Internal | Summer | B6 | 300 | 372 | 0 | 75.1 | 68.11 | 7 | 0
2020 | MAPP_CA_2_MAPP_US | MAPP_CA | MAPP_US | Internal | Summer | B7 | 400 | 372 | 0 | 57.79 | 57.96 | 7 | 0
2020 | MAPP_CA_2_MAPP_US | MAPP_CA | MAPP_US | Internal | Summer | B8 | 500 | 372 | 0 | 57.79 | 55.14 | 7 | 0
2020 | MAPP_CA_2_MAPP_US | MAPP_CA | MAPP_US | Internal | Summer | B9 | 800 | 372 | 0 | 57.79 | 55.14 | 7 | 0
2020 | MAPP_CA_2_MAPP_US | MAPP_CA | MAPP_US | Internal | Summer | B10 | 1262 | 372 | 0 | 57.79 | 55.14 | 7 | 0
2020 | MAPP_CA_2_MAPP_US | MAPP_CA | MAPP_US | Internal | Winter | B16 | 25 | 372 | 0 | 78.63 | 71.64 | 7 | 0
2020 | MAPP_CA_2_MAPP_US | MAPP_CA | MAPP_US | Internal | Winter | B17 | 100 | 372 | 0 | 67.93 | 60.94 | 7 | 0
2020 | MAPP_CA_2_MAPP_US | MAPP_CA | MAPP_US | Internal | Winter | B18 | 400 | 372 | 0 | 65.39 | 60 | 7 | 0
2020 | MAPP_CA_2_MAPP_US | MAPP_CA | MAPP_US | Internal | Winter | B19 | 700 | 372 | 0 | 63.17 | 60 | 7 | 0
2020 | MAPP_CA_2_MAPP_US | MAPP_CA | MAPP_US | Internal | Winter | B20 | 935 | 372 | 0 | 63.17 | 60 | 7 | 0
2020 | MAPP_CA_2_MISO_W | MAPP_CA | MISO_W | Internal | Shoulder | B11 | 25 | 1970 | 1970 | 63.05 | 77.05 | 0.01 | 13.99
2020 | MAPP_CA_2_MISO_W | MAPP_CA | MISO_W | Internal | Shoulder | B12 | 200 | 1970 | 1723.55 | 63.72 | 63.73 | 0.01 | 0
2020 | MAPP_CA_2_MISO_W | MAPP_CA | MISO_W | Internal | Shoulder | B13 | 600 | 1970 | 1799.23 | 62.87 | 62.89 | 0.01 | 0
2020 | MAPP_CA_2_MISO_W | MAPP_CA | MISO_W | Internal | Shoulder | B14 | 900 | 1970 | 1211.83 | 59.73 | 59.75 | 0.01 | 0
2020 | MAPP_CA_2_MISO_W | MAPP_CA | MISO_W | Internal | Shoulder | B15 | 1203 | 1970 | 0 | 59.73 | 57.67 | 0.01 | 0
2020 | MAPP_CA_2_MISO_W | MAPP_CA | MISO_W | Internal | Summer | B1 | 10 | 1970 | 1970 | 78.73 | 92.73 | 0.01 | 13.99
2020 | MAPP_CA_2_MISO_W | MAPP_CA | MISO_W | Internal | Summer | B2 | 25 | 1970 | 1970 | 78.04 | 92.04 | 0.01 | 13.99
2020 | MAPP_CA_2_MISO_W | MAPP_CA | MISO_W | Internal | Summer | B3 | 75 | 1970 | 1970 | 78.03 | 91.37 | 0.01 | 13.33
2020 | MAPP_CA_2_MISO_W | MAPP_CA | MISO_W | Internal | Summer | B4 | 100 | 1970 | 1970 | 78.03 | 89.15 | 0.01 | 11.11
2020 | MAPP_CA_2_MISO_W | MAPP_CA | MISO_W | Internal | Summer | B5 | 200 | 1970 | 1970 | 78.03 | 81.66 | 0.01 | 3.62
2020 | MAPP_CA_2_MISO_W | MAPP_CA | MISO_W | Internal | Summer | B6 | 300 | 1970 | 1952.94 | 75.1 | 75.11 | 0.01 | 0
2020 | MAPP_CA_2_MISO_W | MAPP_CA | MISO_W | Internal | Summer | B7 | 400 | 1970 | 1970 | 57.79 | 64.96 | 0.01 | 7.16
2020 | MAPP_CA_2_MISO_W | MAPP_CA | MISO_W | Internal | Summer | B8 | 500 | 1970 | 1970 | 57.79 | 61.74 | 0.01 | 3.93
2020 | MAPP_CA_2_MISO_W | MAPP_CA | MISO_W | Internal | Summer | B9 | 800 | 1970 | 1747.84 | 57.79 | 57.8 | 0.01 | 0
2020 | MAPP_CA_2_MISO_W | MAPP_CA | MISO_W | Internal | Summer | B10 | 1262 | 1970 | 0 | 57.79 | 55.57 | 0.01 | 0
2020 | MAPP_CA_2_MISO_W | MAPP_CA | MISO_W | Internal | Winter | B16 | 25 | 1970 | 1160.44 | 78.63 | 78.64 | 0.01 | 0
2020 | MAPP_CA_2_MISO_W | MAPP_CA | MISO_W | Internal | Winter | B17 | 100 | 1970 | 1014.01 | 67.93 | 67.94 | 0.01 | 0
2020 | MAPP_CA_2_MISO_W | MAPP_CA | MISO_W | Internal | Winter | B18 | 400 | 1970 | 1103 | 65.39 | 65.4 | 0.01 | 0
2020 | MAPP_CA_2_MISO_W | MAPP_CA | MISO_W | Internal | Winter | B19 | 700 | 1970 | 428.71 | 63.17 | 63.19 | 0.01 | 0
2020 | MAPP_CA_2_MISO_W | MAPP_CA | MISO_W | Internal | Winter | B20 | 935 | 1970 | 0 | 63.17 | 60 | 0.01 | 0
2020 | MAPP_US_2_MAPP_CA | MAPP_US | MAPP_CA | Internal | Shoulder | B11 | 25 | 165 | 0 | 70.05 | 63.05 | 7 | 0
2020 | MAPP_US_2_MAPP_CA | MAPP_US | MAPP_CA | Internal | Shoulder | B12 | 200 | 165 | 0.01 | 56.78 | 63.72 | 7 | 0
2020 | MAPP_US_2_MAPP_CA | MAPP_US | MAPP_CA | Internal | Shoulder | B13 | 600 | 165 | 0 | 56.78 | 62.87 | 7 | 0
2020 | MAPP_US_2_MAPP_CA | MAPP_US | MAPP_CA | Internal | Shoulder | B14 | 900 | 165 | 0 | 56.78 | 59.73 | 7 | 0
2020 | MAPP_US_2_MAPP_CA | MAPP_US | MAPP_CA | Internal | Shoulder | B15 | 1203 | 165 | 0 | 56.78 | 59.73 | 7 | 0
2020 | MAPP_US_2_MAPP_CA | MAPP_US | MAPP_CA | Internal | Summer | B1 | 10 | 165 | 0 | 85.73 | 78.73 | 7 | 0
2020 | MAPP_US_2_MAPP_CA | MAPP_US | MAPP_CA | Internal | Summer | B2 | 25 | 165 | 0 | 85.04 | 78.04 | 7 | 0
2020 | MAPP_US_2_MAPP_CA | MAPP_US | MAPP_CA | Internal | Summer | B3 | 75 | 165 | 0 | 84.37 | 78.03 | 7 | 0
2020 | MAPP_US_2_MAPP_CA | MAPP_US | MAPP_CA | Internal | Summer | B4 | 100 | 165 | 0 | 82.15 | 78.03 | 7 | 0
2020 | MAPP_US_2_MAPP_CA | MAPP_US | MAPP_CA | Internal | Summer | B5 | 200 | 165 | 0 | 74.66 | 78.03 | 7 | 0
2020 | MAPP_US_2_MAPP_CA | MAPP_US | MAPP_CA | Internal | Summer | B6 | 300 | 165 | 0.04 | 68.11 | 75.1 | 7 | 0
2020 | MAPP_US_2_MAPP_CA | MAPP_US | MAPP_CA | Internal | Summer | B7 | 400 | 165 | 0 | 57.96 | 57.79 | 7 | 0
2020 | MAPP_US_2_MAPP_CA | MAPP_US | MAPP_CA | Internal | Summer | B8 | 500 | 165 | 0 | 55.14 | 57.79 | 7 | 0
2020 | MAPP_US_2_MAPP_CA | MAPP_US | MAPP_CA | Internal | Summer | B9 | 800 | 165 | 0 | 55.14 | 57.79 | 7 | 0
2020 | MAPP_US_2_MAPP_CA | MAPP_US | MAPP_CA | Internal | Summer | B10 | 1262 | 165 | 0 | 55.14 | 57.79 | 7 | 0
2020 | MAPP_US_2_MAPP_CA | MAPP_US | MAPP_CA | Internal | Winter | B16 | 25 | 165 | 0.41 | 71.64 | 78.63 | 7 | 0
2020 | MAPP_US_2_MAPP_CA | MAPP_US | MAPP_CA | Internal | Winter | B17 | 100 | 165 | 0.11 | 60.94 | 67.93 | 7 | 0
2020 | MAPP_US_2_MAPP_CA | MAPP_US | MAPP_CA | Internal | Winter | B18 | 400 | 165 | 0 | 60 | 65.39 | 7 | 0
2020 | MAPP_US_2_MAPP_CA | MAPP_US | MAPP_CA | Internal | Winter | B19 | 700 | 165 | 0 | 60 | 63.17 | 7 | 0
2020 | MAPP_US_2_MAPP_CA | MAPP_US | MAPP_CA | Internal | Winter | B20 | 935 | 165 | 0 | 60 | 63.17 | 7 | 0
2020 | MAPP_US_2_MISO_W | MAPP_US | MISO_W | Internal | Shoulder | B11 | 25 | 2635 | 1190.69 | 70.05 | 77.05 | 7 | 0
2020 | MAPP_US_2_MISO_W | MAPP_US | MISO_W | Internal | Shoulder | B12 | 200 | 2635 | 0.03 | 56.78 | 63.73 | 7 | 0
2020 | MAPP_US_2_MISO_W | MAPP_US | MISO_W | Internal | Shoulder | B13 | 600 | 2635 | 0 | 56.78 | 62.89 | 7 | 0
2020 | MAPP_US_2_MISO_W | MAPP_US | MISO_W | Internal | Shoulder | B14 | 900 | 2635 | 0 | 56.78 | 59.75 | 7 | 0
2020 | MAPP_US_2_MISO_W | MAPP_US | MISO_W | Internal | Shoulder | B15 | 1203 | 2635 | 0 | 56.78 | 57.67 | 7 | 0
2020 | MAPP_US_2_MISO_W | MAPP_US | MISO_W | Internal | Summer | B1 | 10 | 2635 | 868.79 | 85.73 | 92.73 | 7 | 0
2020 | MAPP_US_2_MISO_W | MAPP_US | MISO_W | Internal | Summer | B2 | 25 | 2635 | 965.85 | 85.04 | 92.04 | 7 | 0
2020 | MAPP_US_2_MISO_W | MAPP_US | MISO_W | Internal | Summer | B3 | 75 | 2635 | 179.77 | 84.37 | 91.37 | 7 | 0
2020 | MAPP_US_2_MISO_W | MAPP_US | MISO_W | Internal | Summer | B4 | 100 | 2635 | 892.87 | 82.15 | 89.15 | 7 | 0
2020 | MAPP_US_2_MISO_W | MAPP_US | MISO_W | Internal | Summer | B5 | 200 | 2635 | 71.45 | 74.66 | 81.66 | 7 | 0
2020 | MAPP_US_2_MISO_W | MAPP_US | MISO_W | Internal | Summer | B6 | 300 | 2635 | 850.61 | 68.11 | 75.11 | 7 | 0
2020 | MAPP_US_2_MISO_W | MAPP_US | MISO_W | Internal | Summer | B7 | 400 | 2635 | 760.65 | 57.96 | 64.96 | 7 | 0
2020 | MAPP_US_2_MISO_W | MAPP_US | MISO_W | Internal | Summer | B8 | 500 | 2635 | 0 | 55.14 | 61.74 | 7 | 0
2020 | MAPP_US_2_MISO_W | MAPP_US | MISO_W | Internal | Summer | B9 | 800 | 2635 | 0 | 55.14 | 57.8 | 7 | 0
2020 | MAPP_US_2_MISO_W | MAPP_US | MISO_W | Internal | Summer | B10 | 1262 | 2635 | 0 | 55.14 | 55.57 | 7 | 0
2020 | MAPP_US_2_MISO_W | MAPP_US | MISO_W | Internal | Winter | B16 | 25 | 2635 | 1707.31 | 71.64 | 78.64 | 7 | 0
2020 | MAPP_US_2_MISO_W | MAPP_US | MISO_W | Internal | Winter | B17 | 100 | 2635 | 809.78 | 60.94 | 67.94 | 7 | 0
2020 | MAPP_US_2_MISO_W | MAPP_US | MISO_W | Internal | Winter | B18 | 400 | 2635 | 0 | 60 | 65.4 | 7 | 0
2020 | MAPP_US_2_MISO_W | MAPP_US | MISO_W | Internal | Winter | B19 | 700 | 2635 | 0 | 60 | 63.19 | 7 | 0
2020 | MAPP_US_2_MISO_W | MAPP_US | MISO_W | Internal | Winter | B20 | 935 | 2635 | 0 | 60 | 60 | 7 | 0
2020 | MAPP_US_2_NE | MAPP_US | NE | Internal | Shoulder | B11 | 25 | 2000 | 0 | 70.05 | 72.05 | 7 | 0
2020 | MAPP_US_2_NE | MAPP_US | NE | Internal | Shoulder | B12 | 200 | 2000 | 0 | 56.78 | 58.73 | 7 | 0
2020 | MAPP_US_2_NE | MAPP_US | NE | Internal | Shoulder | B13 | 600 | 2000 | 0 | 56.78 | 57.89 | 7 | 0
2020 | MAPP_US_2_NE | MAPP_US | NE | Internal | Shoulder | B14 | 900 | 2000 | 0 | 56.78 | 54.75 | 7 | 0
2020 | MAPP_US_2_NE | MAPP_US | NE | Internal | Shoulder | B15 | 1203 | 2000 | 0 | 56.78 | 52.67 | 7 | 0
2020 | MAPP_US_2_NE | MAPP_US | NE | Internal | Summer | B1 | 10 | 2000 | 0 | 85.73 | 87.73 | 7 | 0
2020 | MAPP_US_2_NE | MAPP_US | NE | Internal | Summer | B2 | 25 | 2000 | 0 | 85.04 | 88.44 | 7 | 0
2020 | MAPP_US_2_NE | MAPP_US | NE | Internal | Summer | B3 | 75 | 2000 | 672.21 | 84.37 | 91.37 | 7 | 0
2020 | MAPP_US_2_NE | MAPP_US | NE | Internal | Summer | B4 | 100 | 2000 | 0 | 82.15 | 88.44 | 7 | 0
2020 | MAPP_US_2_NE | MAPP_US | NE | Internal | Summer | B5 | 200 | 2000 | 544.09 | 74.66 | 81.66 | 7 | 0
2020 | MAPP_US_2_NE | MAPP_US | NE | Internal | Summer | B6 | 300 | 2000 | 0 | 68.11 | 73.1 | 7 | 0
2020 | MAPP_US_2_NE | MAPP_US | NE | Internal | Summer | B7 | 400 | 2000 | 0 | 57.96 | 64.38 | 7 | 0
2020 | MAPP_US_2_NE | MAPP_US | NE | Internal | Summer | B8 | 500 | 2000 | 0 | 55.14 | 59.51 | 7 | 0
2020 | MAPP_US_2_NE | MAPP_US | NE | Internal | Summer | B9 | 800 | 2000 | 0 | 55.14 | 55.88 | 7 | 0
2020 | MAPP_US_2_NE | MAPP_US | NE | Internal | Summer | B10 | 1262 | 2000 | 0 | 55.14 | 50.57 | 7 | 0
2020 | MAPP_US_2_NE | MAPP_US | NE | Internal | Winter | B16 | 25 | 2000 | 0 | 71.64 | 69.84 | 7 | 0
2020 | MAPP_US_2_NE | MAPP_US | NE | Internal | Winter | B17 | 100 | 2000 | 0 | 60.94 | 62.92 | 7 | 0
2020 | MAPP_US_2_NE | MAPP_US | NE | Internal | Winter | B18 | 400 | 2000 | 0 | 60 | 60.4 | 7 | 0
2020 | MAPP_US_2_NE | MAPP_US | NE | Internal | Winter | B19 | 700 | 2000 | 0 | 60 | 58.19 | 7 | 0
2020 | MAPP_US_2_NE | MAPP_US | NE | Internal | Winter | B20 | 935 | 2000 | 0 | 60 | 55 | 7 | 0
2020 | MARITIMES_2_NEISO | MARITIMES | NEISO | Internal | Shoulder | B11 | 25 | 99999 | 1400 | 54.06 | 54.08 | 0.01 | 0
2020 | MARITIMES_2_NEISO | MARITIMES | NEISO | Internal | Shoulder | B12 | 200 | 99999 | 1400 | 54.06 | 54.08 | 0.01 | 0
2020 | MARITIMES_2_NEISO | MARITIMES | NEISO | Internal | Shoulder | B13 | 600 | 99999 | 1400 | 53.56 | 53.57 | 0.01 | 0
2020 | MARITIMES_2_NEISO | MARITIMES | NEISO | Internal | Shoulder | B14 | 900 | 99999 | 1400 | 53.56 | 53.57 | 0.01 | 0
2020 | MARITIMES_2_NEISO | MARITIMES | NEISO | Internal | Shoulder | B15 | 1203 | 99999 | 426.43 | 53.56 | 53.57 | 0.01 | 0
2020 | MARITIMES_2_NEISO | MARITIMES | NEISO | Internal | Summer | B1 | 10 | 99999 | 1400.1 | 97.75 | 97.76 | 0.01 | 0
2020 | MARITIMES_2_NEISO | MARITIMES | NEISO | Internal | Summer | B2 | 25 | 99999 | 1400 | 83.2 | 83.22 | 0.01 | 0
2020 | MARITIMES_2_NEISO | MARITIMES | NEISO | Internal | Summer | B3 | 75 | 99999 | 1400 | 72.77 | 72.78 | 0.01 | 0
2020 | MARITIMES_2_NEISO | MARITIMES | NEISO | Internal | Summer | B4 | 100 | 99999 | 1400 | 69.8 | 69.81 | 0.01 | 0
2020 | MARITIMES_2_NEISO | MARITIMES | NEISO | Internal | Summer | B5 | 200 | 99999 | 1400 | 51.18 | 51.19 | 0.01 | 0
2020 | MARITIMES_2_NEISO | MARITIMES | NEISO | Internal | Summer | B6 | 300 | 99999 | 1400 | 51.18 | 51.19 | 0.01 | 0
2020 | MARITIMES_2_NEISO | MARITIMES | NEISO | Internal | Summer | B7 | 400 | 99999 | 1400 | 51.18 | 51.19 | 0.01 | 0
2020 | MARITIMES_2_NEISO | MARITIMES | NEISO | Internal | Summer | B8 | 500 | 99999 | 1400 | 51.18 | 51.19 | 0.01 | 0
2020 | MARITIMES_2_NEISO | MARITIMES | NEISO | Internal | Summer | B9 | 800 | 99999 | 1400 | 51.18 | 51.19 | 0.01 | 0
2020 | MARITIMES_2_NEISO | MARITIMES | NEISO | Internal | Summer | B10 | 1262 | 99999 | 236.13 | 51.18 | 51.19 | 0.01 | 0
2020 | MARITIMES_2_NEISO | MARITIMES | NEISO | Internal | Winter | B16 | 25 | 99999 | 1400 | 62.99 | 63 | 0.01 | 0
2020 | MARITIMES_2_NEISO | MARITIMES | NEISO | Internal | Winter | B17 | 100 | 99999 | 1400 | 62.99 | 63 | 0.01 | 0
2020 | MARITIMES_2_NEISO | MARITIMES | NEISO | Internal | Winter | B18 | 400 | 99999 | 1400 | 61.92 | 61.94 | 0.01 | 0
2020 | MARITIMES_2_NEISO | MARITIMES | NEISO | Internal | Winter | B19 | 700 | 99999 | 1400 | 61.92 | 61.94 | 0.01 | 0
2020 | MARITIMES_2_NEISO | MARITIMES | NEISO | Internal | Winter | B20 | 935 | 99999 | 475.94 | 61.92 | 61.94 | 0.01 | 0
2020 | MISO_IN_2_MISO_MI | MISO_IN | MISO_MI | Internal | Shoulder | B11 | 25 | 5768 | 521.81 | 75.28 | 75.3 | 0.01 | 0
2020 | MISO_IN_2_MISO_MI | MISO_IN | MISO_MI | Internal | Shoulder | B12 | 200 | 5768 | 1897.9 | 63.73 | 63.75 | 0.01 | 0
2020 | MISO_IN_2_MISO_MI | MISO_IN | MISO_MI | Internal | Shoulder | B13 | 600 | 5768 | 1641.64 | 60.22 | 60.23 | 0.01 | 0
2020 | MISO_IN_2_MISO_MI | MISO_IN | MISO_MI | Internal | Shoulder | B14 | 900 | 5768 | 895.21 | 58.37 | 58.38 | 0.01 | 0
2020 | MISO_IN_2_MISO_MI | MISO_IN | MISO_MI | Internal | Shoulder | B15 | 1203 | 5768 | 509.18 | 54.68 | 54.69 | 0.01 | 0
2020 | MISO_IN_2_MISO_MI | MISO_IN | MISO_MI | Internal | Summer | B1 | 10 | 5768 | 108.86 | 92.72 | 92.73 | 0.01 | 0
2020 | MISO_IN_2_MISO_MI | MISO_IN | MISO_MI | Internal | Summer | B2 | 25 | 5768 | 561.66 | 89.62 | 89.64 | 0.01 | 0
2020 | MISO_IN_2_MISO_MI | MISO_IN | MISO_MI | Internal | Summer | B3 | 75 | 5768 | 445.95 | 87.54 | 87.55 | 0.01 | 0
2020 | MISO_IN_2_MISO_MI | MISO_IN | MISO_MI | Internal | Summer | B4 | 100 | 5768 | 384.91 | 85.15 | 85.16 | 0.01 | 0
2020 | MISO_IN_2_MISO_MI | MISO_IN | MISO_MI | Internal | Summer | B5 | 200 | 5768 | 1004.21 | 74.95 | 74.96 | 0.01 | 0
2020 | MISO_IN_2_MISO_MI | MISO_IN | MISO_MI | Internal | Summer | B6 | 300 | 5768 | 2248.12 | 68.26 | 68.28 | 0.01 | 0
2020 | MISO_IN_2_MISO_MI | MISO_IN | MISO_MI | Internal | Summer | B7 | 400 | 5768 | 2795 | 60.95 | 60.96 | 0.01 | 0
2020 | MISO_IN_2_MISO_MI | MISO_IN | MISO_MI | Internal | Summer | B8 | 500 | 5768 | 2615.92 | 57.38 | 57.39 | 0.01 | 0
2020 | MISO_IN_2_MISO_MI | MISO_IN | MISO_MI | Internal | Summer | B9 | 800 | 5768 | 1860.14 | 53.79 | 53.8 | 0.01 | 0
2020 | MISO_IN_2_MISO_MI | MISO_IN | MISO_MI | Internal | Summer | B10 | 1262 | 5768 | 2475.43 | 51.57 | 51.58 | 0.01 | 0
2020 | MISO_IN_2_MISO_MI | MISO_IN | MISO_MI | Internal | Winter | B16 | 25 | 5768 | 1080.06 | 77.97 | 77.98 | 0.01 | 0
2020 | MISO_IN_2_MISO_MI | MISO_IN | MISO_MI | Internal | Winter | B17 | 100 | 5768 | 2665.06 | 67.92 | 67.93 | 0.01 | 0
2020 | MISO_IN_2_MISO_MI | MISO_IN | MISO_MI | Internal | Winter | B18 | 400 | 5768 | 2320.29 | 65.39 | 65.4 | 0.01 | 0
2020 | MISO_IN_2_MISO_MI | MISO_IN | MISO_MI | Internal | Winter | B19 | 700 | 5768 | 2517.55 | 59.11 | 59.13 | 0.01 | 0
2020 | MISO_IN_2_MISO_MI | MISO_IN | MISO_MI | Internal | Winter | B20 | 935 | 5768 | 1444.49 | 56.69 | 56.7 | 0.01 | 0
2020 | MISO_IN_2_MISO_MO-IL | MISO_IN | MISO_MO-IL | Internal | Shoulder | B11 | 25 | 5000 | 5000 | 75.28 | 77.06 | 0.01 | 1.76
2020 | MISO_IN_2_MISO_MO-IL | MISO_IN | MISO_MO-IL | Internal | Shoulder | B12 | 200 | 5000 | 4510.79 | 63.73 | 63.75 | 0.01 | 0
2020 | MISO_IN_2_MISO_MO-IL | MISO_IN | MISO_MO-IL | Internal | Shoulder | B13 | 600 | 5000 | 5000 | 60.22 | 62.24 | 0.01 | 2.01
2020 | MISO_IN_2_MISO_MO-IL | MISO_IN | MISO_MO-IL | Internal | Shoulder | B14 | 900 | 5000 | 4876.45 | 58.37 | 58.38 | 0.01 | 0
2020 | MISO_IN_2_MISO_MO-IL | MISO_IN | MISO_MO-IL | Internal | Shoulder | B15 | 1203 | 5000 | 4238.44 | 54.68 | 54.69 | 0.01 | 0
2020 | MISO_IN_2_MISO_MO-IL | MISO_IN | MISO_MO-IL | Internal | Summer | B1 | 10 | 5000 | 4469.39 | 92.72 | 92.73 | 0.01 | 0
2020 | MISO_IN_2_MISO_MO-IL | MISO_IN | MISO_MO-IL | Internal | Summer | B2 | 25 | 5000 | 4740.28 | 89.62 | 89.64 | 0.01 | 0
2020 | MISO_IN_2_MISO_MO-IL | MISO_IN | MISO_MO-IL | Internal | Summer | B3 | 75 | 5000 | 5000 | 87.54 | 89.15 | 0.01 | 1.6
2020 | MISO_IN_2_MISO_MO-IL | MISO_IN | MISO_MO-IL | Internal | Summer | B4 | 100 | 5000 | 5000 | 85.15 | 89.15 | 0.01 | 3.99
2020 | MISO_IN_2_MISO_MO-IL | MISO_IN | MISO_MO-IL | Internal | Summer | B5 | 200 | 5000 | 5000 | 74.95 | 81.66 | 0.01 | 6.69
2020 | MISO_IN_2_MISO_MO-IL | MISO_IN | MISO_MO-IL | Internal | Summer | B6 | 300 | 5000 | 5000 | 68.26 | 75.1 | 0.01 | 6.82
2020 | MISO_IN_2_MISO_MO-IL | MISO_IN | MISO_MO-IL | Internal | Summer | B7 | 400 | 5000 | 5000 | 60.95 | 64.96 | 0.01 | 4
2020 | MISO_IN_2_MISO_MO-IL | MISO_IN | MISO_MO-IL | Internal | Summer | B8 | 500 | 5000 | 5000 | 57.38 | 61.72 | 0.01 | 4.33
2020 | MISO_IN_2_MISO_MO-IL | MISO_IN | MISO_MO-IL | Internal | Summer | B9 | 800 | 5000 | 5000 | 53.79 | 54.08 | 0.01 | 0.28
2020 | MISO_IN_2_MISO_MO-IL | MISO_IN | MISO_MO-IL | Internal | Summer | B10 | 1262 | 5000 | 5000 | 51.57 | 53.46 | 0.01 | 1.88
2020 | MISO_IN_2_MISO_MO-IL | MISO_IN | MISO_MO-IL | Internal | Winter | B16 | 25 | 5000 | 3002.33 | 77.97 | 77.98 | 0.01 | 0
2020 | MISO_IN_2_MISO_MO-IL | MISO_IN | MISO_MO-IL | Internal | Winter | B17 | 100 | 5000 | 3051.1 | 67.92 | 67.93 | 0.01 | 0
2020 | MISO_IN_2_MISO_MO-IL | MISO_IN | MISO_MO-IL | Internal | Winter | B18 | 400 | 5000 | 4986.49 | 65.39 | 65.4 | 0.01 | 0
2020 | MISO_IN_2_MISO_MO-IL | MISO_IN | MISO_MO-IL | Internal | Winter | B19 | 700 | 5000 | 5000 | 59.11 | 60.77 | 0.01 | 1.64
2020 | MISO_IN_2_MISO_MO-IL | MISO_IN | MISO_MO-IL | Internal | Winter | B20 | 935 | 5000 | 4966.6 | 56.69 | 56.7 | 0.01 | 0
2020 | MISO_IN_2_NonRTO_Midwest | MISO_IN | NonRTO_Midwest | Internal | Shoulder | B11 | 25 | 4800 | 666.36 | 75.28 | 83.28 | 8 | 0
2020 | MISO_IN_2_NonRTO_Midwest | MISO_IN | NonRTO_Midwest | Internal | Shoulder | B12 | 200 | 4800 | 241.11 | 63.73 | 71.73 | 8 | 0
2020 | MISO_IN_2_NonRTO_Midwest | MISO_IN | NonRTO_Midwest | Internal | Shoulder | B13 | 600 | 4800 | 0 | 60.22 | 65.22 | 8 | 0
2020 | MISO_IN_2_NonRTO_Midwest | MISO_IN | NonRTO_Midwest | Internal | Shoulder | B14 | 900 | 4800 | 0 | 58.37 | 65.22 | 8 | 0
2020 | MISO_IN_2_NonRTO_Midwest | MISO_IN | NonRTO_Midwest | Internal | Shoulder | B15 | 1203 | 4800 | 0 | 54.68 | 61.34 | 8 | 0
2020 | MISO_IN_2_NonRTO_Midwest | MISO_IN | NonRTO_Midwest | Internal | Summer | B1 | 10 | 4800 | 0 | 92.72 | 96.68 | 8 | 0
2020 | MISO_IN_2_NonRTO_Midwest | MISO_IN | NonRTO_Midwest | Internal | Summer | B2 | 25 | 4800 | 0 | 89.62 | 96.68 | 8 | 0
2020 | MISO_IN_2_NonRTO_Midwest | MISO_IN | NonRTO_Midwest | Internal | Summer | B3 | 75 | 4800 | 1441.19 | 87.54 | 95.54 | 8 | 0
2020 | MISO_IN_2_NonRTO_Midwest | MISO_IN | NonRTO_Midwest | Internal | Summer | B4 | 100 | 4800 | 1033.49 | 85.15 | 93.15 | 8 | 0
2020 | MISO_IN_2_NonRTO_Midwest | MISO_IN | NonRTO_Midwest | Internal | Summer | B5 | 200 | 4800 | 624.3 | 74.95 | 82.95 | 8 | 0
2020 | MISO_IN_2_NonRTO_Midwest | MISO_IN | NonRTO_Midwest | Internal | Summer | B6 | 300 | 4800 | 244.14 | 68.26 | 76.26 | 8 | 0
2020 | MISO_IN_2_NonRTO_Midwest | MISO_IN | NonRTO_Midwest | Internal | Summer | B7 | 400 | 4800 | 0 | 60.95 | 65.22 | 8 | 0
2020 | MISO_IN_2_NonRTO_Midwest | MISO_IN | NonRTO_Midwest | Internal | Summer | B8 | 500 | 4800 | 0 | 57.38 | 65.22 | 8 | 0
2020 | MISO_IN_2_NonRTO_Midwest | MISO_IN | NonRTO_Midwest | Internal | Summer | B9 | 800 | 4800 | 0 | 53.79 | 61.36 | 8 | 0
2020 | MISO_IN_2_NonRTO_Midwest | MISO_IN | NonRTO_Midwest | Internal | Summer | B10 | 1262 | 4800 | 0 | 51.57 | 50.87 | 8 | 0
2020 | MISO_IN_2_NonRTO_Midwest | MISO_IN | NonRTO_Midwest | Internal | Winter | B16 | 25 | 4800 | 2222.06 | 77.97 | 85.97 | 8 | 0
2020 | MISO_IN_2_NonRTO_Midwest | MISO_IN | NonRTO_Midwest | Internal | Winter | B17 | 100 | 4800 | 1111.89 | 67.92 | 75.92 | 8 | 0
2020 | MISO_IN_2_NonRTO_Midwest | MISO_IN | NonRTO_Midwest | Internal | Winter | B18 | 400 | 4800 | 255.2 | 65.39 | 73.39 | 8 | 0
2020 | MISO_IN_2_NonRTO_Midwest | MISO_IN | NonRTO_Midwest | Internal | Winter | B19 | 700 | 4800 | 0 | 59.11 | 65.22 | 8 | 0
2020 | MISO_IN_2_NonRTO_Midwest | MISO_IN | NonRTO_Midwest | Internal | Winter | B20 | 935 | 4800 | 0 | 56.69 | 63.13 | 8 | 0
2020 | MISO_IN_2_PJM_ROR | MISO_IN | PJM_ROR | Internal | Shoulder | B11 | 25 | 1253 | 0 | 75.28 | 75.81 | 2 | 0
2020 | MISO_IN_2_PJM_ROR | MISO_IN | PJM_ROR | Internal | Shoulder | B12 | 200 | 1253 | 0.06 | 63.73 | 65.72 | 2 | 0
2020 | MISO_IN_2_PJM_ROR | MISO_IN | PJM_ROR | Internal | Shoulder | B13 | 600 | 1253 | 77.75 | 60.22 | 62.22 | 2 | 0
2020 | MISO_IN_2_PJM_ROR | MISO_IN | PJM_ROR | Internal | Shoulder | B14 | 900 | 1253 | 1252.98 | 58.37 | 60.38 | 2 | 0.01
2020 | MISO_IN_2_PJM_ROR | MISO_IN | PJM_ROR | Internal | Shoulder | B15 | 1203 | 1253 | 991.37 | 54.68 | 56.68 | 2 | 0
2020 | MISO_IN_2_PJM_ROR | MISO_IN | PJM_ROR | Internal | Summer | B1 | 10 | 1253 | 1251.98 | 92.72 | 94.73 | 2 | 0.01
2020 | MISO_IN_2_PJM_ROR | MISO_IN | PJM_ROR | Internal | Summer | B2 | 25 | 1253 | 773.25 | 89.62 | 91.62 | 2 | 0
2020 | MISO_IN_2_PJM_ROR | MISO_IN | PJM_ROR | Internal | Summer | B3 | 75 | 1253 | 0.01 | 87.54 | 89.37 | 2 | 0
2020 | MISO_IN_2_PJM_ROR | MISO_IN | PJM_ROR | Internal | Summer | B4 | 100 | 1253 | 960.83 | 85.15 | 87.15 | 2 | 0
2020 | MISO_IN_2_PJM_ROR | MISO_IN | PJM_ROR | Internal | Summer | B5 | 200 | 1253 | 1253 | 74.95 | 79.66 | 2 | 2.71
2020 | MISO_IN_2_PJM_ROR | MISO_IN | PJM_ROR | Internal | Summer | B6 | 300 | 1253 | 1253 | 68.26 | 73.11 | 2 | 2.85
2020 | MISO_IN_2_PJM_ROR | MISO_IN | PJM_ROR | Internal | Summer | B7 | 400 | 1253 | 1252.97 | 60.95 | 62.96 | 2 | 0.01
2020 | MISO_IN_2_PJM_ROR | MISO_IN | PJM_ROR | Internal | Summer | B8 | 500 | 1253 | 1253 | 57.38 | 59.74 | 2 | 0.35
2020 | MISO_IN_2_PJM_ROR | MISO_IN | PJM_ROR | Internal | Summer | B9 | 800 | 1253 | 1252.98 | 53.79 | 55.8 | 2 | 0.01
2020 | MISO_IN_2_PJM_ROR | MISO_IN | PJM_ROR | Internal | Summer | B10 | 1262 | 1253 | 1233.69 | 51.57 | 53.57 | 2 | 0
2020 | MISO_IN_2_PJM_ROR | MISO_IN | PJM_ROR | Internal | Winter | B16 | 25 | 1253 | 1252.99 | 77.97 | 80.64 | 2 | 0.68
2020 | MISO_IN_2_PJM_ROR | MISO_IN | PJM_ROR | Internal | Winter | B17 | 100 | 1253 | 1252.95 | 67.92 | 69.94 | 2 | 0.02
2020 | MISO_IN_2_PJM_ROR | MISO_IN | PJM_ROR | Internal | Winter | B18 | 400 | 1253 | 1252.96 | 65.39 | 67.4 | 2 | 0.01
2020 | MISO_IN_2_PJM_ROR | MISO_IN | PJM_ROR | Internal | Winter | B19 | 700 | 1253 | 1253 | 59.11 | 62.22 | 2 | 1.11
2020 | MISO_IN_2_PJM_ROR | MISO_IN | PJM_ROR | Internal | Winter | B20 | 935 | 1253 | 1252.99 | 56.69 | 58.7 | 2 | 0.01
2020 | MISO_MI_2_IESO | MISO_MI | IESO | Internal | Shoulder | B11 | 25 | 2331 | 0 | 75.3 | 41.64 | 8 | 0
2020 | MISO_MI_2_IESO | MISO_MI | IESO | Internal | Shoulder | B12 | 200 | 2331 | 0 | 63.75 | 41.64 | 8 | 0
2020 | MISO_MI_2_IESO | MISO_MI | IESO | Internal | Shoulder | B13 | 600 | 2331 | 0 | 60.23 | 41.64 | 8 | 0
2020 | MISO_MI_2_IESO | MISO_MI | IESO | Internal | Shoulder | B14 | 900 | 2331 | 0 | 58.38 | 41.64 | 8 | 0
2020 | MISO_MI_2_IESO | MISO_MI | IESO | Internal | Shoulder | B15 | 1203 | 2331 | 0 | 54.69 | 41.64 | 8 | 0
2020 | MISO_MI_2_IESO | MISO_MI | IESO | Internal | Summer | B1 | 10 | 2331 | 0 | 92.73 | 79.74 | 8 | 0
2020 | MISO_MI_2_IESO | MISO_MI | IESO | Internal | Summer | B2 | 25 | 2331 | 0 | 89.64 | 76.64 | 8 | 0
2020 | MISO_MI_2_IESO | MISO_MI | IESO | Internal | Summer | B3 | 75 | 2331 | 0 | 87.55 | 68.78 | 8 | 0
2020 | MISO_MI_2_IESO | MISO_MI | IESO | Internal | Summer | B4 | 100 | 2331 | 0 | 85.16 | 40.71 | 8 | 0
2020 | MISO_MI_2_IESO | MISO_MI | IESO | Internal | Summer | B5 | 200 | 2331 | 0 | 74.96 | 40.71 | 8 | 0
2020 | MISO_MI_2_IESO | MISO_MI | IESO | Internal | Summer | B6 | 300 | 2331 | 0 | 68.28 | 40.71 | 8 | 0
2020 | MISO_MI_2_IESO | MISO_MI | IESO | Internal | Summer | B7 | 400 | 2331 | 0 | 60.96 | 40.71 | 8 | 0
2020 | MISO_MI_2_IESO | MISO_MI | IESO | Internal | Summer | B8 | 500 | 2331 | 0 | 57.39 | 40.71 | 8 | 0
2020 | MISO_MI_2_IESO | MISO_MI | IESO | Internal | Summer | B9 | 800 | 2331 | 0 | 53.8 | 40.71 | 8 | 0
2020 | MISO_MI_2_IESO | MISO_MI | IESO | Internal | Summer | B10 | 1262 | 2331 | 0 | 51.58 | 40.71 | 8 | 0
2020 | MISO_MI_2_IESO | MISO_MI | IESO | Internal | Winter | B16 | 25 | 2331 | 0 | 77.98 | 43.57 | 8 | 0
2020 | MISO_MI_2_IESO | MISO_MI | IESO | Internal | Winter | B17 | 100 | 2331 | 0 | 67.93 | 43.57 | 8 | 0
2020 | MISO_MI_2_IESO | MISO_MI | IESO | Internal | Winter | B18 | 400 | 2331 | 0 | 65.4 | 43.57 | 8 | 0
2020 | MISO_MI_2_IESO | MISO_MI | IESO | Internal | Winter | B19 | 700 | 2331 | 0 | 59.13 | 43.57 | 8 | 0
2020 | MISO_MI_2_IESO | MISO_MI | IESO | Internal | Winter | B20 | 935 | 2331 | 0 | 56.7 | 43.57 | 8 | 0
2020 | MISO_MI_2_MISO_IN | MISO_MI | MISO_IN | Internal | Shoulder | B11 | 25 | 2813 | 0.26 | 75.3 | 75.28 | 0.01 | 0
2020 | MISO_MI_2_MISO_IN | MISO_MI | MISO_IN | Internal | Shoulder | B12 | 200 | 2813 | 0.03 | 63.75 | 63.73 | 0.01 | 0
2020 | MISO_MI_2_MISO_IN | MISO_MI | MISO_IN | Internal | Shoulder | B13 | 600 | 2813 | 0.01 | 60.23 | 60.22 | 0.01 | 0
2020 | MISO_MI_2_MISO_IN | MISO_MI | MISO_IN | Internal | Shoulder | B14 | 900 | 2813 | 0 | 58.38 | 58.37 | 0.01 | 0
2020 | MISO_MI_2_MISO_IN | MISO_MI | MISO_IN | Internal | Shoulder | B15 | 1203 | 2813 | 0 | 54.69 | 54.68 | 0.01 | 0
2020 | MISO_MI_2_MISO_IN | MISO_MI | MISO_IN | Internal | Summer | B1 | 10 | 2813 | 0.75 | 92.73 | 92.72 | 0.01 | 0
2020 | MISO_MI_2_MISO_IN | MISO_MI | MISO_IN | Internal | Summer | B2 | 25 | 2813 | 0.25 | 89.64 | 89.62 | 0.01 | 0
2020 | MISO_MI_2_MISO_IN | MISO_MI | MISO_IN | Internal | Summer | B3 | 75 | 2813 | 0.09 | 87.55 | 87.54 | 0.01 | 0
2020 | MISO_MI_2_MISO_IN | MISO_MI | MISO_IN | Internal | Summer | B4 | 100 | 2813 | 0.06 | 85.16 | 85.15 | 0.01 | 0
2020 | MISO_MI_2_MISO_IN | MISO_MI | MISO_IN | Internal | Summer | B5 | 200 | 2813 | 0.03 | 74.96 | 74.95 | 0.01 | 0
2020 | MISO_MI_2_MISO_IN | MISO_MI | MISO_IN | Internal | Summer | B6 | 300 | 2813 | 0.02 | 68.28 | 68.26 | 0.01 | 0
2020 | MISO_MI_2_MISO_IN | MISO_MI | MISO_IN | Internal | Summer | B7 | 400 | 2813 | 0.02 | 60.96 | 60.95 | 0.01 | 0
2020 | MISO_MI_2_MISO_IN | MISO_MI | MISO_IN | Internal | Summer | B8 | 500 | 2813 | 0.01 | 57.39 | 57.38 | 0.01 | 0
2020 | MISO_MI_2_MISO_IN | MISO_MI | MISO_IN | Internal | Summer | B9 | 800 | 2813 | 0 | 53.8 | 53.79 | 0.01 | 0
2020 | MISO_MI_2_MISO_IN | MISO_MI | MISO_IN | Internal | Summer | B10 | 1262 | 2813 | 0 | 51.58 | 51.57 | 0.01 | 0
2020 | MISO_MI_2_MISO_IN | MISO_MI | MISO_IN | Internal | Winter | B16 | 25 | 2813 | 0.25 | 77.98 | 77.97 | 0.01 | 0
2020 | MISO_MI_2_MISO_IN | MISO_MI | MISO_IN | Internal | Winter | B17 | 100 | 2813 | 0.06 | 67.93 | 67.92 | 0.01 | 0
2020 | MISO_MI_2_MISO_IN | MISO_MI | MISO_IN | Internal | Winter | B18 | 400 | 2813 | 0.02 | 65.4 | 65.39 | 0.01 | 0
2020 | MISO_MI_2_MISO_IN | MISO_MI | MISO_IN | Internal | Winter | B19 | 700 | 2813 | 0 | 59.13 | 59.11 | 0.01 | 0
2020 | MISO_MI_2_MISO_IN | MISO_MI | MISO_IN | Internal | Winter | B20 | 935 | 2813 | 0 | 56.7 | 56.69 | 0.01 | 0
2020 | MISO_MI_2_MISO_WUMS | MISO_MI | MISO_WUMS | Internal | Shoulder | B11 | 25 | 805 | 0 | 75.3 | 69.28 | 0.01 | 0
2020 | MISO_MI_2_MISO_WUMS | MISO_MI | MISO_WUMS | Internal | Shoulder | B12 | 200 | 805 | 0.02 | 63.75 | 63.72 | 0.01 | 0
2020 | MISO_MI_2_MISO_WUMS | MISO_MI | MISO_WUMS | Internal | Shoulder | B13 | 600 | 805 | 0.01 | 60.23 | 60.22 | 0.01 | 0
2020 | MISO_MI_2_MISO_WUMS | MISO_MI | MISO_WUMS | Internal | Shoulder | B14 | 900 | 805 | 0 | 58.38 | 58.24 | 0.01 | 0
2020 | MISO_MI_2_MISO_WUMS | MISO_MI | MISO_WUMS | Internal | Shoulder | B15 | 1203 | 805 | 0 | 54.69 | 54.68 | 0.01 | 0
2020 | MISO_MI_2_MISO_WUMS | MISO_MI | MISO_WUMS | Internal | Summer | B1 | 10 | 805 | 0.55 | 92.73 | 92.72 | 0.01 | 0
2020 | MISO_MI_2_MISO_WUMS | MISO_MI | MISO_WUMS | Internal | Summer | B2 | 25 | 805 | 0.23 | 89.64 | 89.62 | 0.01 | 0
2020 | MISO_MI_2_MISO_WUMS | MISO_MI | MISO_WUMS | Internal | Summer | B3 | 75 | 805 | 0.01 | 87.55 | 87.37 | 0.01 | 0
2020 | MISO_MI_2_MISO_WUMS | MISO_MI | MISO_WUMS | Internal | Summer | B4 | 100 | 805 | 0 | 85.16 | 70.58 | 0.01 | 0
2020 | MISO_MI_2_MISO_WUMS | MISO_MI | MISO_WUMS | Internal | Summer | B5 | 200 | 805 | 0 | 74.96 | 69.28 | 0.01 | 0
2020 | MISO_MI_2_MISO_WUMS | MISO_MI | MISO_WUMS | Internal | Summer | B6 | 300 | 805 | 0.02 | 68.28 | 68.26 | 0.01 | 0
2020 | MISO_MI_2_MISO_WUMS | MISO_MI | MISO_WUMS | Internal | Summer | B7 | 400 | 805 | 0.02 | 60.96 | 60.95 | 0.01 | 0
2020 | MISO_MI_2_MISO_WUMS | MISO_MI | MISO_WUMS | Internal | Summer | B8 | 500 | 805 | 0 | 57.39 | 53.38 | 0.01 | 0
2020 | MISO_MI_2_MISO_WUMS | MISO_MI | MISO_WUMS | Internal | Summer | B9 | 800 | 805 | 0 | 53.8 | 53.38 | 0.01 | 0
2020 | MISO_MI_2_MISO_WUMS | MISO_MI | MISO_WUMS | Internal | Summer | B10 | 1262 | 805 | 0 | 51.58 | 51.57 | 0.01 | 0
2020 | MISO_MI_2_MISO_WUMS | MISO_MI | MISO_WUMS | Internal | Winter | B16 | 25 | 805 | 0 | 77.98 | 69.28 | 0.01 | 0
2020 | MISO_MI_2_MISO_WUMS | MISO_MI | MISO_WUMS | Internal | Winter | B17 | 100 | 805 | 0.06 | 67.93 | 67.92 | 0.01 | 0
2020 | MISO_MI_2_MISO_WUMS | MISO_MI | MISO_WUMS | Internal | Winter | B18 | 400 | 805 | 0.02 | 65.4 | 65.39 | 0.01 | 0
2020 | MISO_MI_2_MISO_WUMS | MISO_MI | MISO_WUMS | Internal | Winter | B19 | 700 | 805 | 0 | 59.13 | 59.11 | 0.01 | 0
2020 | MISO_MI_2_MISO_WUMS | MISO_MI | MISO_WUMS | Internal | Winter | B20 | 935 | 805 | 0 | 56.7 | 56.69 | 0.01 | 0
2020 | MISO_MI_2_PJM_ROR | MISO_MI | PJM_ROR | Internal | Shoulder | B11 | 25 | 1424 | 0 | 75.3 | 75.81 | 2 | 0
2020 | MISO_MI_2_PJM_ROR | MISO_MI | PJM_ROR | Internal | Shoulder | B12 | 200 | 1424 | 0.03 | 63.75 | 65.72 | 2 | 0
2020 | MISO_MI_2_PJM_ROR | MISO_MI | PJM_ROR | Internal | Shoulder | B13 | 600 | 1424 | 0.02 | 60.23 | 62.22 | 2 | 0
2020 | MISO_MI_2_PJM_ROR | MISO_MI | PJM_ROR | Internal | Shoulder | B14 | 900 | 1424 | 154.05 | 58.38 | 60.38 | 2 | 0
2020 | MISO_MI_2_PJM_ROR | MISO_MI | PJM_ROR | Internal | Shoulder | B15 | 1203 | 1424 | 0.01 | 54.69 | 56.68 | 2 | 0
2020 | MISO_MI_2_PJM_ROR | MISO_MI | PJM_ROR | Internal | Summer | B1 | 10 | 1424 | 1335.03 | 92.73 | 94.73 | 2 | 0
2020 | MISO_MI_2_PJM_ROR | MISO_MI | PJM_ROR | Internal | Summer | B2 | 25 | 1424 | 0.47 | 89.64 | 91.62 | 2 | 0
2020 | MISO_MI_2_PJM_ROR | MISO_MI | PJM_ROR | Internal | Summer | B3 | 75 | 1424 | 0.01 | 87.55 | 89.37 | 2 | 0
2020 | MISO_MI_2_PJM_ROR | MISO_MI | PJM_ROR | Internal | Summer | B4 | 100 | 1424 | 0.13 | 85.16 | 87.15 | 2 | 0
2020 | MISO_MI_2_PJM_ROR | MISO_MI | PJM_ROR | Internal | Summer | B5 | 200 | 1424 | 1424 | 74.96 | 79.66 | 2 | 2.69
2020 | MISO_MI_2_PJM_ROR | MISO_MI | PJM_ROR | Internal | Summer | B6 | 300 | 1424 | 1424 | 68.28 | 73.11 | 2 | 2.83
2020 | MISO_MI_2_PJM_ROR | MISO_MI | PJM_ROR | Internal | Summer | B7 | 400 | 1424 | 1215.01 | 60.96 | 62.96 | 2 | 0
2020 | MISO_MI_2_PJM_ROR | MISO_MI | PJM_ROR | Internal | Summer | B8 | 500 | 1424 | 1424 | 57.39 | 59.74 | 2 | 0.34
2020 | MISO_MI_2_PJM_ROR | MISO_MI | PJM_ROR | Internal | Summer | B9 | 800 | 1424 | 733.07 | 53.8 | 55.8 | 2 | 0
2020 | MISO_MI_2_PJM_ROR | MISO_MI | PJM_ROR | Internal | Summer | B10 | 1262 | 1424 | 0.01 | 51.58 | 53.57 | 2 | 0
2020 | MISO_MI_2_PJM_ROR | MISO_MI | PJM_ROR | Internal | Winter | B16 | 25 | 1424 | 1423.99 | 77.98 | 80.64 | 2 | 0.67
2020 | MISO_MI_2_PJM_ROR | MISO_MI | PJM_ROR | Internal | Winter | B17 | 100 | 1424 | 1423.89 | 67.93 | 69.94 | 2 | 0.01
2020 | MISO_MI_2_PJM_ROR | MISO_MI | PJM_ROR | Internal | Winter | B18 | 400 | 1424 | 1408.22 | 65.4 | 67.4 | 2 | 0
2020 | MISO_MI_2_PJM_ROR | MISO_MI | PJM_ROR | Internal | Winter | B19 | 700 | 1424 | 1424 | 59.13 | 62.22 | 2 | 1.09
2020 | MISO_MI_2_PJM_ROR | MISO_MI | PJM_ROR | Internal | Winter | B20 | 935 | 1424 | 1391.17 | 56.7 | 58.7 | 2 | 0
2020 | MISO_MO-IL_2_ENT | MISO_MO-IL | ENT | Internal | Shoulder | B11 | 25 | 2540 | 0 | 77.06 | 77.06 | 8 | 0
2020 | MISO_MO-IL_2_ENT | MISO_MO-IL | ENT | Internal | Shoulder | B12 | 200 | 2540 | 0 | 63.75 | 60.51 | 8 | 0
2020 | MISO_MO-IL_2_ENT | MISO_MO-IL | ENT | Internal | Shoulder | B13 | 600 | 2540 | 0 | 62.24 | 60.51 | 8 | 0
2020 | MISO_MO-IL_2_ENT | MISO_MO-IL | ENT | Internal | Shoulder | B14 | 900 | 2540 | 0 | 58.38 | 59.76 | 8 | 0
2020 | MISO_MO-IL_2_ENT | MISO_MO-IL | ENT | Internal | Shoulder | B15 | 1203 | 2540 | 0 | 54.69 | 57.85 | 8 | 0
2020 | MISO_MO-IL_2_ENT | MISO_MO-IL | ENT | Internal | Summer | B1 | 10 | 2540 | 0 | 92.73 | 92.01 | 8 | 0
2020 | MISO_MO-IL_2_ENT | MISO_MO-IL | ENT | Internal | Summer | B2 | 25 | 2540 | 0 | 89.64 | 90.06 | 8 | 0
2020 | MISO_MO-IL_2_ENT | MISO_MO-IL | ENT | Internal | Summer | B3 | 75 | 2540 | 0 | 89.15 | 90.06 | 8 | 0
2020 | MISO_MO-IL_2_ENT | MISO_MO-IL | ENT | Internal | Summer | B4 | 100 | 2540 | 0 | 89.15 | 90.06 | 8 | 0
2020 | MISO_MO-IL_2_ENT | MISO_MO-IL | ENT | Internal | Summer | B5 | 200 | 2540 | 0 | 81.66 | 83.72 | 8 | 0
2020 | MISO_MO-IL_2_ENT | MISO_MO-IL | ENT | Internal | Summer | B6 | 300 | 2540 | 0 | 75.1 | 78.11 | 8 | 0
2020 | MISO_MO-IL_2_ENT | MISO_MO-IL | ENT | Internal | Summer | B7 | 400 | 2540 | 0 | 64.96 | 69.39 | 8 | 0
2020 | MISO_MO-IL_2_ENT | MISO_MO-IL | ENT | Internal | Summer | B8 | 500 | 2540 | 0 | 61.72 | 63.98 | 8 | 0
2020 | MISO_MO-IL_2_ENT | MISO_MO-IL | ENT | Internal | Summer | B9 | 800 | 2540 | 0 | 54.08 | 59.13 | 8 | 0
2020 | MISO_MO-IL_2_ENT | MISO_MO-IL | ENT | Internal | Summer | B10 | 1262 | 2540 | 0 | 53.46 | 58.7 | 8 | 0
2020 | MISO_MO-IL_2_ENT | MISO_MO-IL | ENT | Internal | Winter | B16 | 25 | 2540 | 0 | 77.98 | 74.85 | 8 | 0
2020 | MISO_MO-IL_2_ENT | MISO_MO-IL | ENT | Internal | Winter | B17 | 100 | 2540 | 0 | 67.93 | 63.23 | 8 | 0
2020 | MISO_MO-IL_2_ENT | MISO_MO-IL | ENT | Internal | Winter | B18 | 400 | 2540 | 0 | 65.4 | 62.77 | 8 | 0
2020 | MISO_MO-IL_2_ENT | MISO_MO-IL | ENT | Internal | Winter | B19 | 700 | 2540 | 0 | 60.77 | 62.77 | 8 | 0
2020 | MISO_MO-IL_2_ENT | MISO_MO-IL | ENT | Internal | Winter | B20 | 935 | 2540 | 0 | 56.7 | 60.68 | 8 | 0
2020 | MISO_MO-IL_2_MISO_IN | MISO_MO-IL | MISO_IN | Internal | Shoulder | B11 | 25 | 2100 | 0 | 77.06 | 75.28 | 0.01 | 0
2020 | MISO_MO-IL_2_MISO_IN | MISO_MO-IL | MISO_IN | Internal | Shoulder | B12 | 200 | 2100 | 0.03 | 63.75 | 63.73 | 0.01 | 0
2020 | MISO_MO-IL_2_MISO_IN | MISO_MO-IL | MISO_IN | Internal | Shoulder | B13 | 600 | 2100 | 0 | 62.24 | 60.22 | 0.01 | 0
2020 | MISO_MO-IL_2_MISO_IN | MISO_MO-IL | MISO_IN | Internal | Shoulder | B14 | 900 | 2100 | 0 | 58.38 | 58.37 | 0.01 | 0
2020 | MISO_MO-IL_2_MISO_IN | MISO_MO-IL | MISO_IN | Internal | Shoulder | B15 | 1203 | 2100 | 0 | 54.69 | 54.68 | 0.01 | 0
2020 | MISO_MO-IL_2_MISO_IN | MISO_MO-IL | MISO_IN | Internal | Summer | B1 | 10 | 2100 | 0.52 | 92.73 | 92.72 | 0.01 | 0
2020 | MISO_MO-IL_2_MISO_IN | MISO_MO-IL | MISO_IN | Internal | Summer | B2 | 25 | 2100 | 0.21 | 89.64 | 89.62 | 0.01 | 0
2020 | MISO_MO-IL_2_MISO_IN | MISO_MO-IL | MISO_IN | Internal | Summer | B3 | 75 | 2100 | 0 | 89.15 | 87.54 | 0.01 | 0
2020 | MISO_MO-IL_2_MISO_IN | MISO_MO-IL | MISO_IN | Internal | Summer | B4 | 100 | 2100 | 0 | 89.15 | 85.15 | 0.01 | 0
2020 | MISO_MO-IL_2_MISO_IN | MISO_MO-IL | MISO_IN | Internal | Summer | B5 | 200 | 2100 | 0 | 81.66 | 74.95 | 0.01 | 0
2020 | MISO_MO-IL_2_MISO_IN | MISO_MO-IL | MISO_IN | Internal | Summer | B6 | 300 | 2100 | 0 | 75.1 | 68.26 | 0.01 | 0
2020 | MISO_MO-IL_2_MISO_IN | MISO_MO-IL | MISO_IN | Internal | Summer | B7 | 400 | 2100 | 0 | 64.96 | 60.95 | 0.01 | 0
2020 | MISO_MO-IL_2_MISO_IN | MISO_MO-IL | MISO_IN | Internal | Summer | B8 | 500 | 2100 | 0 | 61.72 | 57.38 | 0.01 | 0
2020 | MISO_MO-IL_2_MISO_IN | MISO_MO-IL | MISO_IN | Internal | Summer | B9 | 800 | 2100 | 0 | 54.08 | 53.79 | 0.01 | 0
2020 | MISO_MO-IL_2_MISO_IN | MISO_MO-IL | MISO_IN | Internal | Summer | B10 | 1262 | 2100 | 0 | 53.46 | 51.57 | 0.01 | 0
2020 | MISO_MO-IL_2_MISO_IN | MISO_MO-IL | MISO_IN | Internal | Winter | B16 | 25 | 2100 | 0.24 | 77.98 | 77.97 | 0.01 | 0
2020 | MISO_MO-IL_2_MISO_IN | MISO_MO-IL | MISO_IN | Internal | Winter | B17 | 100 | 2100 | 0.06 | 67.93 | 67.92 | 0.01 | 0
2020 | MISO_MO-IL_2_MISO_IN | MISO_MO-IL | MISO_IN | Internal | Winter | B18 | 400 | 2100 | 0.02 | 65.4 | 65.39 | 0.01 | 0
2020 | MISO_MO-IL_2_MISO_IN | MISO_MO-IL | MISO_IN | Internal | Winter | B19 | 700 | 2100 | 0 | 60.77 | 59.11 | 0.01 | 0
2020 | MISO_MO-IL_2_MISO_IN | MISO_MO-IL | MISO_IN | Internal | Winter | B20 | 935 | 2100 | 0 | 56.7 | 56.69 | 0.01 | 0
2020 | MISO_MO-IL_2_MISO_W | MISO_MO-IL | MISO_W | Internal | Shoulder | B11 | 25 | 1082 | 0.25 | 77.06 | 77.05 | 0.01 | 0
2020 | MISO_MO-IL_2_MISO_W | MISO_MO-IL | MISO_W | Internal | Shoulder | B12 | 200 | 1082 | 0.03 | 63.75 | 63.73 | 0.01 | 0
2020 | MISO_MO-IL_2_MISO_W | MISO_MO-IL | MISO_W | Internal | Shoulder | B13 | 600 | 1082 | 1082 | 62.24 | 62.89 | 0.01 | 0.63
2020 | MISO_MO-IL_2_MISO_W | MISO_MO-IL | MISO_W | Internal | Shoulder | B14 | 900 | 1082 | 1082 | 58.38 | 59.75 | 0.01 | 1.35
2020 | MISO_MO-IL_2_MISO_W | MISO_MO-IL | MISO_W | Internal | Shoulder | B15 | 1203 | 1082 | 1082 | 54.69 | 57.67 | 0.01 | 2.97
2020 | MISO_MO-IL_2_MISO_W | MISO_MO-IL | MISO_W | Internal | Summer | B1 | 10 | 1082 | 1.23 | 92.73 | 92.73 | 0.01 | 0
2020 | MISO_MO-IL_2_MISO_W | MISO_MO-IL | MISO_W | Internal | Summer | B2 | 25 | 1082 | 1082 | 89.64 | 92.04 | 0.01 | 2.39
2020 | MISO_MO-IL_2_MISO_W | MISO_MO-IL | MISO_W | Internal | Summer | B3 | 75 | 1082 | 1082 | 89.15 | 91.37 | 0.01 | 2.21
2020 | MISO_MO-IL_2_MISO_W | MISO_MO-IL | MISO_W | Internal | Summer | B4 | 100 | 1082 | 0.13 | 89.15 | 89.15 | 0.01 | 0
2020 | MISO_MO-IL_2_MISO_W | MISO_MO-IL | MISO_W | Internal | Summer | B5 | 200 | 1082 | 0.06 | 81.66 | 81.66 | 0.01 | 0
2020 | MISO_MO-IL_2_MISO_W | MISO_MO-IL | MISO_W | Internal | Summer | B6 | 300 | 1082 | 534.12 | 75.1 | 75.11 | 0.01 | 0
2020 | MISO_MO-IL_2_MISO_W | MISO_MO-IL | MISO_W | Internal | Summer | B7 | 400 | 1082 | 0.03 | 64.96 | 64.96 | 0.01 | 0
2020 | MISO_MO-IL_2_MISO_W | MISO_MO-IL | MISO_W | Internal | Summer | B8 | 500 | 1082 | 936.94 | 61.72 | 61.74 | 0.01 | 0
2020 | MISO_MO-IL_2_MISO_W | MISO_MO-IL | MISO_W | Internal | Summer | B9 | 800 | 1082 | 1082 | 54.08 | 57.8 | 0.01 | 3.71
2020 | MISO_MO-IL_2_MISO_W | MISO_MO-IL | MISO_W | Internal | Summer | B10 | 1262 | 1082 | 1082 | 53.46 | 55.57 | 0.01 | 2.1
2020 | MISO_MO-IL_2_MISO_W | MISO_MO-IL | MISO_W | Internal | Winter | B16 | 25 | 1082 | 1081.99 | 77.98 | 78.64 | 0.01 | 0.65
2020 | MISO_MO-IL_2_MISO_W | MISO_MO-IL | MISO_W | Internal | Winter | B17 | 100 | 1082 | 942.42 | 67.93 | 67.94 | 0.01 | 0
2020 | MISO_MO-IL_2_MISO_W | MISO_MO-IL | MISO_W | Internal | Winter | B18 | 400 | 1082 | 0.04 | 65.4 | 65.4 | 0.01 | 0
2020 | MISO_MO-IL_2_MISO_W | MISO_MO-IL | MISO_W | Internal | Winter | B19 | 700 | 1082 | 1082 | 60.77 | 63.19 | 0.01 | 2.41
2020 | MISO_MO-IL_2_MISO_W | MISO_MO-IL | MISO_W | Internal | Winter | B20 | 935 | 1082 | 1082 | 56.7 | 60 | 0.01 | 3.29
2020 | MISO_MO-IL_2_PJM_ROR | MISO_MO-IL | PJM_ROR | Internal | Shoulder | B11 | 25 | 1212 | 0 | 77.06 | 75.81 | 2 | 0
2020 | MISO_MO-IL_2_PJM_ROR | MISO_MO-IL | PJM_ROR | Internal | Shoulder | B12 | 200 | 1212 | 0.03 | 63.75 | 65.72 | 2 | 0
2020 | MISO_MO-IL_2_PJM_ROR | MISO_MO-IL | PJM_ROR | Internal | Shoulder | B13 | 600 | 1212 | 0 | 62.24 | 62.22 | 2 | 0
2020 | MISO_MO-IL_2_PJM_ROR | MISO_MO-IL | PJM_ROR | Internal | Shoulder | B14 | 900 | 1212 | 34.6 | 58.38 | 60.38 | 2 | 0
2020 | MISO_MO-IL_2_PJM_ROR | MISO_MO-IL | PJM_ROR | Internal | Shoulder | B15 | 1203 | 1212 | 0.01 | 54.69 | 56.68 | 2 | 0
2020 | MISO_MO-IL_2_PJM_ROR | MISO_MO-IL | PJM_ROR | Internal | Summer | B1 | 10 | 1212 | 523.39 | 92.73 | 94.73 | 2 | 0
2020 | MISO_MO-IL_2_PJM_ROR | MISO_MO-IL | PJM_ROR | Internal | Summer | B2 | 25 | 1212 | 0.4 | 89.64 | 91.62 | 2 | 0
2020 | MISO_MO-IL_2_PJM_ROR | MISO_MO-IL | PJM_ROR | Internal | Summer | B3 | 75 | 1212 | 0 | 89.15 | 89.37 | 2 | 0
2020 | MISO_MO-IL_2_PJM_ROR | MISO_MO-IL | PJM_ROR | Internal | Summer | B4 | 100 | 1212 | 0 | 89.15 | 87.15 | 2 | 0
2020 | MISO_MO-IL_2_PJM_ROR | MISO_MO-IL | PJM_ROR | Internal | Summer | B5 | 200 | 1212 | 0 | 81.66 | 79.66 | 2 | 0
2020 | MISO_MO-IL_2_PJM_ROR | MISO_MO-IL | PJM_ROR | Internal | Summer | B6 | 300 | 1212 | 0 | 75.1 | 73.11 | 2 | 0
2020 | MISO_MO-IL_2_PJM_ROR | MISO_MO-IL | PJM_ROR | Internal | Summer | B7 | 400 | 1212 | 0 | 64.96 | 62.96 | 2 | 0
2020 | MISO_MO-IL_2_PJM_ROR | MISO_MO-IL | PJM_ROR | Internal | Summer | B8 | 500 | 1212 | 0 | 61.72 | 59.74 | 2 | 0
2020 | MISO_MO-IL_2_PJM_ROR | MISO_MO-IL | PJM_ROR | Internal | Summer | B9 | 800 | 1212 | 0 | 54.08 | 55.8 | 2 | 0
2020 | MISO_MO-IL_2_PJM_ROR | MISO_MO-IL | PJM_ROR | Internal | Summer | B10 | 1262 | 1212 | 0 | 53.46 | 53.57 | 2 | 0
2020 | MISO_MO-IL_2_PJM_ROR | MISO_MO-IL | PJM_ROR | Internal | Winter | B16 | 25 | 1212 | 1211.99 | 77.98 | 80.64 | 2 | 0.67
2020 | MISO_MO-IL_2_PJM_ROR | MISO_MO-IL | PJM_ROR | Internal | Winter | B17 | 100 | 1212 | 1211.89 | 67.93 | 69.94 | 2 | 0.01
2020 | MISO_MO-IL_2_PJM_ROR | MISO_MO-IL | PJM_ROR | Internal | Winter | B18 | 400 | 1212 | 747.02 | 65.4 | 67.4 | 2 | 0
2020 | MISO_MO-IL_2_PJM_ROR | MISO_MO-IL | PJM_ROR | Internal | Winter | B19 | 700 | 1212 | 0 | 60.77 | 62.22 | 2 | 0
2020 | MISO_MO-IL_2_PJM_ROR | MISO_MO-IL | PJM_ROR | Internal | Winter | B20 | 935 | 1212 | 515.74 | 56.7 | 58.7 | 2 | 0
2020 | MISO_MO-IL_2_SPP_N | MISO_MO-IL | SPP_N | Internal | Shoulder | B11 | 25 | 4019 | 0 | 77.06 | 72.06 | 8 | 0
2020 | MISO_MO-IL_2_SPP_N | MISO_MO-IL | SPP_N | Internal | Shoulder | B12 | 200 | 4019 | 0 | 63.75 | 58.75 | 8 | 0
2020 | MISO_MO-IL_2_SPP_N | MISO_MO-IL | SPP_N | Internal | Shoulder | B13 | 600 | 4019 | 0 | 62.24 | 57.9 | 8 | 0
2020 | MISO_MO-IL_2_SPP_N | MISO_MO-IL | SPP_N | Internal | Shoulder | B14 | 900 | 4019 | 0 | 58.38 | 54.76 | 8 | 0
2020 | MISO_MO-IL_2_SPP_N | MISO_MO-IL | SPP_N | Internal | Shoulder | B15 | 1203 | 4019 | 0 | 54.69 | 52.85 | 8 | 0
2020 | MISO_MO-IL_2_SPP_N | MISO_MO-IL | SPP_N | Internal | Summer | B1 | 10 | 4019 | 0 | 92.73 | 87.73 | 8 | 0
2020 | MISO_MO-IL_2_SPP_N | MISO_MO-IL | SPP_N | Internal | Summer | B2 | 25 | 4019 | 0 | 89.64 | 88.45 | 8 | 0
2020 | MISO_MO-IL_2_SPP_N | MISO_MO-IL | SPP_N | Internal | Summer | B3 | 75 | 4019 | 0 | 89.15 | 91.38 | 8 | 0
2020 | MISO_MO-IL_2_SPP_N | MISO_MO-IL | SPP_N | Internal | Summer | B4 | 100 | 4019 | 0 | 89.15 | 88.45 | 8 | 0
2020 | MISO_MO-IL_2_SPP_N | MISO_MO-IL | SPP_N | Internal | Summer | B5 | 200 | 4019 | 0 | 81.66 | 81.67 | 8 | 0
2020 | MISO_MO-IL_2_SPP_N | MISO_MO-IL | SPP_N | Internal | Summer | B6 | 300 | 4019 | 0 | 75.1 | 73.11 | 8 | 0
2020 | MISO_MO-IL_2_SPP_N | MISO_MO-IL | SPP_N | Internal | Summer | B7 | 400 | 4019 | 0 | 64.96 | 64.39 | 8 | 0
2020 | MISO_MO-IL_2_SPP_N | MISO_MO-IL | SPP_N | Internal | Summer | B8 | 500 | 4019 | 0 | 61.72 | 59.52 | 8 | 0
2020 | MISO_MO-IL_2_SPP_N | MISO_MO-IL | SPP_N | Internal | Summer | B9 | 800 | 4019 | 0 | 54.08 | 58.19 | 8 | 0
2020 | MISO_MO-IL_2_SPP_N | MISO_MO-IL | SPP_N | Internal | Summer | B10 | 1262 | 4019 | 0 | 53.46 | 56.5 | 8 | 0
2020 | MISO_MO-IL_2_SPP_N | MISO_MO-IL | SPP_N | Internal | Winter | B16 | 25 | 4019 | 0 | 77.98 | 69.85 | 8 | 0
2020 | MISO_MO-IL_2_SPP_N | MISO_MO-IL | SPP_N | Internal | Winter | B17 | 100 | 4019 | 0 | 67.93 | 62.93 | 8 | 0
2020 | MISO_MO-IL_2_SPP_N | MISO_MO-IL | SPP_N | Internal | Winter | B18 | 400 | 4019 | 0 | 65.4 | 60.65 | 8 | 0
2020 | MISO_MO-IL_2_SPP_N | MISO_MO-IL | SPP_N | Internal | Winter | B19 | 700 | 4019 | 0 | 60.77 | 58.73 | 8 | 0
2020 | MISO_MO-IL_2_SPP_N | MISO_MO-IL | SPP_N | Internal | Winter | B20 | 935 | 4019 | 0 | 56.7 | 55.68 | 8 | 0
2020 | MISO_MO-IL_2_TVA_Transmission | MISO_MO-IL | TVA_Transmission | Internal | Shoulder | B11 | 25 | 4000 | 0 | 77.06 | 79.04 | 8 | 0
2020 | MISO_MO-IL_2_TVA_Transmission | MISO_MO-IL | TVA_Transmission | Internal | Shoulder | B12 | 200 | 4000 | 0 | 63.75 | 66.35 | 8 | 0
2020 | MISO_MO-IL_2_TVA_Transmission | MISO_MO-IL | TVA_Transmission | Internal | Shoulder | B13 | 600 | 4000 | 0 | 62.24 | 63.42 | 8 | 0
2020 | MISO_MO-IL_2_TVA_Transmission | MISO_MO-IL | TVA_Transmission | Internal | Shoulder | B14 | 900 | 4000 | 0 | 58.38 | 62.53 | 8 | 0
2020 | MISO_MO-IL_2_TVA_Transmission | MISO_MO-IL | TVA_Transmission | Internal | Shoulder | B15 | 1203 | 4000 | 0 | 54.69 | 60.74 | 8 | 0
2020 | MISO_MO-IL_2_TVA_Transmission | MISO_MO-IL | TVA_Transmission | Internal | Summer | B1 | 10 | 4000 | 546.08 | 92.73 | 100.73 | 8 | 0
2020 | MISO_MO-IL_2_TVA_Transmission | MISO_MO-IL | TVA_Transmission | Internal | Summer | B2 | 25 | 4000 | 22.97 | 89.64 | 97.63 | 8 | 0
2020 | MISO_MO-IL_2_TVA_Transmission | MISO_MO-IL | TVA_Transmission | Internal | Summer | B3 | 75 | 4000 | 0 | 89.15 | 95.37 | 8 | 0
2020 | MISO_MO-IL_2_TVA_Transmission | MISO_MO-IL | TVA_Transmission | Internal | Summer | B4 | 100 | 4000 | 0 | 89.15 | 93.15 | 8 | 0
2020 | MISO_MO-IL_2_TVA_Transmission | MISO_MO-IL | TVA_Transmission | Internal | Summer | B5 | 200 | 4000 | 0 | 81.66 | 84.58 | 8 | 0
2020 | MISO_MO-IL_2_TVA_Transmission | MISO_MO-IL | TVA_Transmission | Internal | Summer | B6 | 300 | 4000 | 0 | 75.1 | 78.06 | 8 | 0
2020 | MISO_MO-IL_2_TVA_Transmission | MISO_MO-IL | TVA_Transmission | Internal | Summer | B7 | 400 | 4000 | 0 | 64.96 | 68.67 | 8 | 0
2020 | MISO_MO-IL_2_TVA_Transmission | MISO_MO-IL | TVA_Transmission | Internal | Summer | B8 | 500 | 4000 | 0 | 61.72 | 64.49 | 8 | 0
2020 | MISO_MO-IL_2_TVA_Transmission | MISO_MO-IL | TVA_Transmission | Internal | Summer | B9 | 800 | 4000 | 0 | 54.08 | 59.81 | 8 | 0
2020 | MISO_MO-IL_2_TVA_Transmission | MISO_MO-IL | TVA_Transmission | Internal | Summer | B10 | 1262 | 4000 | 0 | 53.46 | 54.76 | 8 | 0
2020 | MISO_MO-IL_2_TVA_Transmission | MISO_MO-IL | TVA_Transmission | Internal | Winter | B16 | 25 | 4000 | 0 | 77.98 | 82.85 | 8 | 0
2020 | MISO_MO-IL_2_TVA_Transmission | MISO_MO-IL | TVA_Transmission | Internal | Winter | B17 | 100 | 4000 | 0 | 67.93 | 69.82 | 8 | 0
2020 | MISO_MO-IL_2_TVA_Transmission | MISO_MO-IL | TVA_Transmission | Internal | Winter | B18 | 400 | 4000 | 0 | 65.4 | 67.34 | 8 | 0
2020 | MISO_MO-IL_2_TVA_Transmission | MISO_MO-IL | TVA_Transmission | Internal | Winter | B19 | 700 | 4000 | 0 | 60.77 | 64.66 | 8 | 0
2020 | MISO_MO-IL_2_TVA_Transmission | MISO_MO-IL | TVA_Transmission | Internal | Winter | B20 | 935 | 4000 | 0 | 56.7 | 62.95 | 8 | 0
2020 | MISO_W_2_IESO | MISO_W | IESO | Internal | Shoulder | B11 | 25 | 157 | 0 | 77.05 | 41.64 | 8 | 0
2020 | MISO_W_2_IESO | MISO_W | IESO | Internal | Shoulder | B12 | 200 | 157 | 0 | 63.73 | 41.64 | 8 | 0
2020 | MISO_W_2_IESO | MISO_W | IESO | Internal | Shoulder | B13 | 600 | 157 | 0 | 62.89 | 41.64 | 8 | 0
2020 | MISO_W_2_IESO | MISO_W | IESO | Internal | Shoulder | B14 | 900 | 157 | 0 | 59.75 | 41.64 | 8 | 0
2020 | MISO_W_2_IESO | MISO_W | IESO | Internal | Shoulder | B15 | 1203 | 157 | 0 | 57.67 | 41.64 | 8 | 0
2020 | MISO_W_2_IESO | MISO_W | IESO | Internal | Summer | B1 | 10 | 157 | 0 | 92.73 | 79.74 | 8 | 0
2020 | MISO_W_2_IESO | MISO_W | IESO | Internal | Summer | B2 | 25 | 157 | 0 | 92.04 | 76.64 | 8 | 0
2020 | MISO_W_2_IESO | MISO_W | IESO | Internal | Summer | B3 | 75 | 157 | 0 | 91.37 | 68.78 | 8 | 0
2020 | MISO_W_2_IESO | MISO_W | IESO | Internal | Summer | B4 | 100 | 157 | 0 | 89.15 | 40.71 | 8 | 0
2020 | MISO_W_2_IESO | MISO_W | IESO | Internal | Summer | B5 | 200 | 157 | 0 | 81.66 | 40.71 | 8 | 0
2020 | MISO_W_2_IESO | MISO_W | IESO | Internal | Summer | B6 | 300 | 157 | 0 | 75.11 | 40.71 | 8 | 0
2020 | MISO_W_2_IESO | MISO_W | IESO | Internal | Summer | B7 | 400 | 157 | 0 | 64.96 | 40.71 | 8 | 0
2020 | MISO_W_2_IESO | MISO_W | IESO | Internal | Summer | B8 | 500 | 157 | 0 | 61.74 | 40.71 | 8 | 0
2020 | MISO_W_2_IESO | MISO_W | IESO | Internal | Summer | B9 | 800 | 157 | 0 | 57.8 | 40.71 | 8 | 0
2020 | MISO_W_2_IESO | MISO_W | IESO | Internal | Summer | B10 | 1262 | 157 | 0 | 55.57 | 40.71 | 8 | 0
2020 | MISO_W_2_IESO | MISO_W | IESO | Internal | Winter | B16 | 25 | 157 | 0 | 78.64 | 43.57 | 8 | 0
2020 | MISO_W_2_IESO | MISO_W | IESO | Internal | Winter | B17 | 100 | 157 | 0 | 67.94 | 43.57 | 8 | 0
2020 | MISO_W_2_IESO | MISO_W | IESO | Internal | Winter | B18 | 400 | 157 | 0 | 65.4 | 43.57 | 8 | 0
2020 | MISO_W_2_IESO | MISO_W | IESO | Internal | Winter | B19 | 700 | 157 | 0 | 63.19 | 43.57 | 8 | 0
2020 | MISO_W_2_IESO | MISO_W | IESO | Internal | Winter | B20 | 935 | 157 | 0 | 60 | 43.57 | 8 | 0
2020 | MISO_W_2_MAPP_CA | MISO_W | MAPP_CA | Internal | Shoulder | B11 | 25 | 700 | 0 | 77.05 | 63.05 | 0.01 | 0
2020 | MISO_W_2_MAPP_CA | MISO_W | MAPP_CA | Internal | Shoulder | B12 | 200 | 700 | 0.03 | 63.73 | 63.72 | 0.01 | 0
2020 | MISO_W_2_MAPP_CA | MISO_W | MAPP_CA | Internal | Shoulder | B13 | 600 | 700 | 0.01 | 62.89 | 62.87 | 0.01 | 0
2020 | MISO_W_2_MAPP_CA | MISO_W | MAPP_CA | Internal | Shoulder | B14 | 900 | 700 | 0 | 59.75 | 59.73 | 0.01 | 0
2020 | MISO_W_2_MAPP_CA | MISO_W | MAPP_CA | Internal | Shoulder | B15 | 1203 | 700 | 700 | 57.67 | 59.73 | 0.01 | 2.05
2020 | MISO_W_2_MAPP_CA | MISO_W | MAPP_CA | Internal | Summer | B1 | 10 | 700 | 0 | 92.73 | 78.73 | 0.01 | 0
2020 | MISO_W_2_MAPP_CA | MISO_W | MAPP_CA | Internal | Summer | B2 | 25 | 700 | 0 | 92.04 | 78.04 | 0.01 | 0
2020 | MISO_W_2_MAPP_CA | MISO_W | MAPP_CA | Internal | Summer | B3 | 75 | 700 | 0 | 91.37 | 78.03 | 0.01 | 0
2020 | MISO_W_2_MAPP_CA | MISO_W | MAPP_CA | Internal | Summer | B4 | 100 | 700 | 0 | 89.15 | 78.03 | 0.01 | 0
2020 | MISO_W_2_MAPP_CA | MISO_W | MAPP_CA | Internal | Summer | B5 | 200 | 700 | 0 | 81.66 | 78.03 | 0.01 | 0
2020 | MISO_W_2_MAPP_CA | MISO_W | MAPP_CA | Internal | Summer | B6 | 300 | 700 | 0.02 | 75.11 | 75.1 | 0.01 | 0
2020 | MISO_W_2_MAPP_CA | MISO_W | MAPP_CA | Internal | Summer | B7 | 400 | 700 | 0 | 64.96 | 57.79 | 0.01 | 0
2020 | MISO_W_2_MAPP_CA | MISO_W | MAPP_CA | Internal | Summer | B8 | 500 | 700 | 0 | 61.74 | 57.79 | 0.01 | 0
2020 | MISO_W_2_MAPP_CA | MISO_W | MAPP_CA | Internal | Summer | B9 | 800 | 700 | 0 | 57.8 | 57.79 | 0.01 | 0
2020 | MISO_W_2_MAPP_CA | MISO_W | MAPP_CA | Internal | Summer | B10 | 1262 | 700 | 700 | 55.57 | 57.79 | 0.01 | 2.21
2020 | MISO_W_2_MAPP_CA | MISO_W | MAPP_CA | Internal | Winter | B16 | 25 | 700 | 0.23 | 78.64 | 78.63 | 0.01 | 0
2020 | MISO_W_2_MAPP_CA | MISO_W | MAPP_CA | Internal | Winter | B17 | 100 | 700 | 0.06 | 67.94 | 67.93 | 0.01 | 0
2020 | MISO_W_2_MAPP_CA | MISO_W | MAPP_CA | Internal | Winter | B18 | 400 | 700 | 0.02 | 65.4 | 65.39 | 0.01 | 0
2020 | MISO_W_2_MAPP_CA | MISO_W | MAPP_CA | Internal | Winter | B19 | 700 | 700 | 0 | 63.19 | 63.17 | 0.01 | 0
2020 | MISO_W_2_MAPP_CA | MISO_W | MAPP_CA | Internal | Winter | B20 | 935 | 700 | 700 | 60 | 63.17 | 0.01 | 3.16
2020 | MISO_W_2_MAPP_US | MISO_W | MAPP_US | Internal | Shoulder | B11 | 25 | 2300 | 0 | 77.05 | 70.05 | 7 | 0
2020 | MISO_W_2_MAPP_US | MISO_W | MAPP_US | Internal | Shoulder | B12 | 200 | 2300 | 0 | 63.73 | 56.78 | 7 | 0
2020 | MISO_W_2_MAPP_US | MISO_W | MAPP_US | Internal | Shoulder | B13 | 600 | 2300 | 0 | 62.89 | 56.78 | 7 | 0
2020 | MISO_W_2_MAPP_US | MISO_W | MAPP_US | Internal | Shoulder | B14 | 900 | 2300 | 0 | 59.75 | 56.78 | 7 | 0
2020 | MISO_W_2_MAPP_US | MISO_W | MAPP_US | Internal | Shoulder | B15 | 1203 | 2300 | 0 | 57.67 | 56.78 | 7 | 0
2020 | MISO_W_2_MAPP_US | MISO_W | MAPP_US | Internal | Summer | B1 | 10 | 2300 | 0 | 92.73 | 85.73 | 7 | 0
2020 | MISO_W_2_MAPP_US | MISO_W | MAPP_US | Internal | Summer | B2 | 25 | 2300 | 0 | 92.04 | 85.04 | 7 | 0
2020 | MISO_W_2_MAPP_US | MISO_W | MAPP_US | Internal | Summer | B3 | 75 | 2300 | 0 | 91.37 | 84.37 | 7 | 0
2020 | MISO_W_2_MAPP_US | MISO_W | MAPP_US | Internal | Summer | B4 | 100 | 2300 | 0 | 89.15 | 82.15 | 7 | 0
2020 | MISO_W_2_MAPP_US | MISO_W | MAPP_US | Internal | Summer | B5 | 200 | 2300 | 0 | 81.66 | 74.66 | 7 | 0
2020 | MISO_W_2_MAPP_US | MISO_W | MAPP_US | Internal | Summer | B6 | 300 | 2300 | 0 | 75.11 | 68.11 | 7 | 0
2020 | MISO_W_2_MAPP_US | MISO_W | MAPP_US | Internal | Summer | B7 | 400 | 2300 | 0 | 64.96 | 57.96 | 7 | 0
2020 | MISO_W_2_MAPP_US | MISO_W | MAPP_US | Internal | Summer | B8 | 500 | 2300 | 0 | 61.74 | 55.14 | 7 | 0
2020 | MISO_W_2_MAPP_US | MISO_W | MAPP_US | Internal | Summer | B9 | 800 | 2300 | 0 | 57.8 | 55.14 | 7 | 0
2020 | MISO_W_2_MAPP_US | MISO_W | MAPP_US | Internal | Summer | B10 | 1262 | 2300 | 0 | 55.57 | 55.14 | 7 | 0
2020 | MISO_W_2_MAPP_US | MISO_W | MAPP_US | Internal | Winter | B16 | 25 | 2300 | 0 | 78.64 | 71.64 | 7 | 0
2020 | MISO_W_2_MAPP_US | MISO_W | MAPP_US | Internal | Winter | B17 | 100 | 2300 | 0 | 67.94 | 60.94 | 7 | 0
2020 | MISO_W_2_MAPP_US | MISO_W | MAPP_US | Internal | Winter | B18 | 400 | 2300 | 0 | 65.4 | 60 | 7 | 0
2020 | MISO_W_2_MAPP_US | MISO_W | MAPP_US | Internal | Winter | B19 | 700 | 2300 | 0 | 63.19 | 60 | 7 | 0
2020 | MISO_W_2_MAPP_US | MISO_W | MAPP_US | Internal | Winter | B20 | 935 | 2300 | 0 | 60 | 60 | 7 | 0
2020 | MISO_W_2_MISO_MO-IL | MISO_W | MISO_MO-IL | Internal | Shoulder | B11 | 25 | 3922 | 314.07 | 77.05 | 77.06 | 0.01 | 0
2020 | MISO_W_2_MISO_MO-IL | MISO_W | MISO_MO-IL | Internal | Shoulder | B12 | 200 | 3922 | 14.13 | 63.73 | 63.75 | 0.01 | 0
2020 | MISO_W_2_MISO_MO-IL | MISO_W | MISO_MO-IL | Internal | Shoulder | B13 | 600 | 3922 | 0 | 62.89 | 62.24 | 0.01 | 0
2020 | MISO_W_2_MISO_MO-IL | MISO_W | MISO_MO-IL | Internal | Shoulder | B14 | 900 | 3922 | 0 | 59.75 | 58.38 | 0.01 | 0
2020 | MISO_W_2_MISO_MO-IL | MISO_W | MISO_MO-IL | Internal | Shoulder | B15 | 1203 | 3922 | 0 | 57.67 | 54.69 | 0.01 | 0
2020 | MISO_W_2_MISO_MO-IL | MISO_W | MISO_MO-IL | Internal | Summer | B1 | 10 | 3922 | 1.05 | 92.73 | 92.73 | 0.01 | 0
2020 | MISO_W_2_MISO_MO-IL | MISO_W | MISO_MO-IL | Internal | Summer | B2 | 25 | 3922 | 0 | 92.04 | 89.64 | 0.01 | 0
2020 | MISO_W_2_MISO_MO-IL | MISO_W | MISO_MO-IL | Internal | Summer | B3 | 75 | 3922 | 0 | 91.37 | 89.15 | 0.01 | 0
2020 | MISO_W_2_MISO_MO-IL | MISO_W | MISO_MO-IL | Internal | Summer | B4 | 100 | 3922 | 0.12 | 89.15 | 89.15 | 0.01 | 0
2020 | MISO_W_2_MISO_MO-IL | MISO_W | MISO_MO-IL | Internal | Summer | B5 | 200 | 3922 | 0.06 | 81.66 | 81.66 | 0.01 | 0
2020 | MISO_W_2_MISO_MO-IL | MISO_W | MISO_MO-IL | Internal | Summer | B6 | 300 | 3922 | 0.02 | 75.11 | 75.1 | 0.01 | 0
2020 | MISO_W_2_MISO_MO-IL | MISO_W | MISO_MO-IL | Internal | Summer | B7 | 400 | 3922 | 0.03 | 64.96 | 64.96 | 0.01 | 0
2020 | MISO_W_2_MISO_MO-IL | MISO_W | MISO_MO-IL | Internal | Summer | B8 | 500 | 3922 | 0.01 | 61.74 | 61.72 | 0.01 | 0
2020 | MISO_W_2_MISO_MO-IL | MISO_W | MISO_MO-IL | Internal | Summer | B9 | 800 | 3922 | 0 | 57.8 | 54.08 | 0.01 | 0
2020 | MISO_W_2_MISO_MO-IL | MISO_W | MISO_MO-IL | Internal | Summer | B10 | 1262 | 3922 | 0 | 55.57 | 53.46 | 0.01 | 0
2020 | MISO_W_2_MISO_MO-IL | MISO_W | MISO_MO-IL | Internal | Winter | B16 | 25 | 3922 | 0 | 78.64 | 77.98 | 0.01 | 0
2020 | MISO_W_2_MISO_MO-IL | MISO_W | MISO_MO-IL | Internal | Winter | B17 | 100 | 3922 | 0.05 | 67.94 | 67.93 | 0.01 | 0
2020 | MISO_W_2_MISO_MO-IL | MISO_W | MISO_MO-IL | Internal | Winter | B18 | 400 | 3922 | 0.03 | 65.4 | 65.4 | 0.01 | 0
2020 | MISO_W_2_MISO_MO-IL | MISO_W | MISO_MO-IL | Internal | Winter | B19 | 700 | 3922 | 0 | 63.19 | 60.77 | 0.01 | 0
2020 | MISO_W_2_MISO_MO-IL | MISO_W | MISO_MO-IL | Internal | Winter | B20 | 935 | 3922 | 0 | 60 | 56.7 | 0.01 | 0
2020 | MISO_W_2_MISO_WUMS | MISO_W | MISO_WUMS | Internal | Shoulder | B11 | 25 | 1667 | 0 | 77.05 | 69.28 | 0.01 | 0
2020 | MISO_W_2_MISO_WUMS | MISO_W | MISO_WUMS | Internal | Shoulder | B12 | 200 | 1667 | 0.03 | 63.73 | 63.72 | 0.01 | 0
2020 | MISO_W_2_MISO_WUMS | MISO_W | MISO_WUMS | Internal | Shoulder | B13 | 600 | 1667 | 0 | 62.89 | 60.22 | 0.01 | 0
2020 | MISO_W_2_MISO_WUMS | MISO_W | MISO_WUMS | Internal | Shoulder | B14 | 900 | 1667 | 0 | 59.75 | 58.24 | 0.01 | 0
2020 | MISO_W_2_MISO_WUMS | MISO_W | MISO_WUMS | Internal | Shoulder | B15 | 1203 | 1667 | 0 | 57.67 | 54.68 | 0.01 | 0
2020 | MISO_W_2_MISO_WUMS | MISO_W | MISO_WUMS | Internal | Summer | B1 | 10 | 1667 | 0.48 | 92.73 | 92.72 | 0.01 | 0
2020 | MISO_W_2_MISO_WUMS | MISO_W | MISO_WUMS | Internal | Summer | B2 | 25 | 1667 | 0 | 92.04 | 89.62 | 0.01 | 0
2020 | MISO_W_2_MISO_WUMS | MISO_W | MISO_WUMS | Internal | Summer | B3 | 75 | 1667 | 0 | 91.37 | 87.37 | 0.01 | 0
2020 | MISO_W_2_MISO_WUMS | MISO_W | MISO_WUMS | Internal | Summer | B4 | 100 | 1667 | 0 | 89.15 | 70.58 | 0.01 | 0
2020 | MISO_W_2_MISO_WUMS | MISO_W | MISO_WUMS | Internal | Summer | B5 | 200 | 1667 | 0 | 81.66 | 69.28 | 0.01 | 0
2020 | MISO_W_2_MISO_WUMS | MISO_W | MISO_WUMS | Internal | Summer | B6 | 300 | 1667 | 0 | 75.11 | 68.26 | 0.01 | 0
2020 | MISO_W_2_MISO_WUMS | MISO_W | MISO_WUMS | Internal | Summer | B7 | 400 | 1667 | 0 | 64.96 | 60.95 | 0.01 | 0
2020 | MISO_W_2_MISO_WUMS | MISO_W | MISO_WUMS | Internal | Summer | B8 | 500 | 1667 | 0 | 61.74 | 53.38 | 0.01 | 0
2020 | MISO_W_2_MISO_WUMS | MISO_W | MISO_WUMS | Internal | Summer | B9 | 800 | 1667 | 0 | 57.8 | 53.38 | 0.01 | 0
2020 | MISO_W_2_MISO_WUMS | MISO_W | MISO_WUMS | Internal | Summer | B10 | 1262 | 1667 | 0 | 55.57 | 51.57 | 0.01 | 0
2020 | MISO_W_2_MISO_WUMS | MISO_W | MISO_WUMS | Internal | Winter | B16 | 25 | 1667 | 0 | 78.64 | 69.28 | 0.01 | 0
2020 | MISO_W_2_MISO_WUMS | MISO_W | MISO_WUMS | Internal | Winter | B17 | 100 | 1667 | 0.04 | 67.94 | 67.92 | 0.01 | 0
2020 | MISO_W_2_MISO_WUMS | MISO_W | MISO_WUMS | Internal | Winter | B18 | 400 | 1667 | 0.01 | 65.4 | 65.39 | 0.01 | 0
2020 | MISO_W_2_MISO_WUMS | MISO_W | MISO_WUMS | Internal | Winter | B19 | 700 | 1667 | 0 | 63.19 | 59.11 | 0.01 | 0
2020 | MISO_W_2_MISO_WUMS | MISO_W | MISO_WUMS | Internal | Winter | B20 | 935 | 1667 | 0 | 60 | 56.69 | 0.01 | 0
2020 | MISO_W_2_NE | MISO_W | NE | Internal | Shoulder | B11 | 25 | 5289 | 0 | 77.05 | 72.05 | 7 | 0
2020 | MISO_W_2_NE | MISO_W | NE | Internal | Shoulder | B12 | 200 | 5289 | 0 | 63.73 | 58.73 | 7 | 0
2020 | MISO_W_2_NE | MISO_W | NE | Internal | Shoulder | B13 | 600 | 5289 | 0 | 62.89 | 57.89 | 7 | 0
2020 | MISO_W_2_NE | MISO_W | NE | Internal | Shoulder | B14 | 900 | 5289 | 0 | 59.75 | 54.75 | 7 | 0
2020 | MISO_W_2_NE | MISO_W | NE | Internal | Shoulder | B15 | 1203 | 5289 | 0 | 57.67 | 52.67 | 7 | 0
2020 | MISO_W_2_NE | MISO_W | NE | Internal | Summer | B1 | 10 | 5289 | 0 | 92.73 | 87.73 | 7 | 0
2020 | MISO_W_2_NE | MISO_W | NE | Internal | Summer | B2 | 25 | 5289 | 0 | 92.04 | 88.44 | 7 | 0
2020 | MISO_W_2_NE | MISO_W | NE | Internal | Summer | B3 | 75 | 5289 | 0 | 91.37 | 91.37 | 7 | 0
2020 | MISO_W_2_NE | MISO_W | NE | Internal | Summer | B4 | 100 | 5289 | 0 | 89.15 | 88.44 | 7 | 0
2020 | MISO_W_2_NE | MISO_W | NE | Internal | Summer | B5 | 200 | 5289 | 0 | 81.66 | 81.66 | 7 | 0
2020 | MISO_W_2_NE | MISO_W | NE | Internal | Summer | B6 | 300 | 5289 | 0 | 75.11 | 73.1 | 7 | 0
2020 | MISO_W_2_NE | MISO_W | NE | Internal | Summer | B7 | 400 | 5289 | 0 | 64.96 | 64.38 | 7 | 0
2020 | MISO_W_2_NE | MISO_W | NE | Internal | Summer | B8 | 500 | 5289 | 0 | 61.74 | 59.51 | 7 | 0
2020 | MISO_W_2_NE | MISO_W | NE | Internal | Summer | B9 | 800 | 5289 | 0 | 57.8 | 55.88 | 7 | 0
2020 | MISO_W_2_NE | MISO_W | NE | Internal | Summer | B10 | 1262 | 5289 | 0 | 55.57 | 50.57 | 7 | 0
2020 | MISO_W_2_NE | MISO_W | NE | Internal | Winter | B16 | 25 | 5289 | 0 | 78.64 | 69.84 | 7 | 0
2020 | MISO_W_2_NE | MISO_W | NE | Internal | Winter | B17 | 100 | 5289 | 0 | 67.94 | 62.92 | 7 | 0
2020 | MISO_W_2_NE | MISO_W | NE | Internal | Winter | B18 | 400 | 5289 | 0 | 65.4 | 60.4 | 7 | 0
2020 | MISO_W_2_NE | MISO_W | NE | Internal | Winter | B19 | 700 | 5289 | 0 | 63.19 | 58.19 | 7 | 0
2020 | MISO_W_2_NE | MISO_W | NE | Internal | Winter | B20 | 935 | 5289 | 0 | 60 | 55 | 7 | 0
2020 | MISO_W_2_PJM_ROR | MISO_W | PJM_ROR | Internal | Shoulder | B11 | 25 | 13193 | 0 | 77.05 | 75.81 | 2 | 0
2020 | MISO_W_2_PJM_ROR | MISO_W | PJM_ROR | Internal | Shoulder | B12 | 200 | 13193 | 0.05 | 63.73 | 65.72 | 2 | 0
2020 | MISO_W_2_PJM_ROR | MISO_W | PJM_ROR | Internal | Shoulder | B13 | 600 | 13193 | 0 | 62.89 | 62.22 | 2 | 0
2020 | MISO_W_2_PJM_ROR | MISO_W | PJM_ROR | Internal | Shoulder | B14 | 900 | 13193 | 0 | 59.75 | 60.38 | 2 | 0
2020 | MISO_W_2_PJM_ROR | MISO_W | PJM_ROR | Internal | Shoulder | B15 | 1203 | 13193 | 0 | 57.67 | 56.68 | 2 | 0
2020 | MISO_W_2_PJM_ROR | MISO_W | PJM_ROR | Internal | Summer | B1 | 10 | 13193 | 301.39 | 92.73 | 94.73 | 2 | 0
2020 | MISO_W_2_PJM_ROR | MISO_W | PJM_ROR | Internal | Summer | B2 | 25 | 13193 | 0 | 92.04 | 91.62 | 2 | 0
2020 | MISO_W_2_PJM_ROR | MISO_W | PJM_ROR | Internal | Summer | B3 | 75 | 13193 | 0 | 91.37 | 89.37 | 2 | 0
2020 | MISO_W_2_PJM_ROR | MISO_W | PJM_ROR | Internal | Summer | B4 | 100 | 13193 | 0 | 89.15 | 87.15 | 2 | 0
2020 | MISO_W_2_PJM_ROR | MISO_W | PJM_ROR | Internal | Summer | B5 | 200 | 13193 | 0 | 81.66 | 79.66 | 2 | 0
2020 | MISO_W_2_PJM_ROR | MISO_W | PJM_ROR | Internal | Summer | B6 | 300 | 13193 | 0 | 75.11 | 73.11 | 2 | 0
2020 | MISO_W_2_PJM_ROR | MISO_W | PJM_ROR | Internal | Summer | B7 | 400 | 13193 | 0 | 64.96 | 62.96 | 2 | 0
2020 | MISO_W_2_PJM_ROR | MISO_W | PJM_ROR | Internal | Summer | B8 | 500 | 13193 | 0 | 61.74 | 59.74 | 2 | 0
2020 | MISO_W_2_PJM_ROR | MISO_W | PJM_ROR | Internal | Summer | B9 | 800 | 13193 | 0 | 57.8 | 55.8 | 2 | 0
2020 | MISO_W_2_PJM_ROR | MISO_W | PJM_ROR | Internal | Summer | B10 | 1262 | 13193 | 0 | 55.57 | 53.57 | 2 | 0
2020 | MISO_W_2_PJM_ROR | MISO_W | PJM_ROR | Internal | Winter | B16 | 25 | 13193 | 7162.19 | 78.64 | 80.64 | 2 | 0
2020 | MISO_W_2_PJM_ROR | MISO_W | PJM_ROR | Internal | Winter | B17 | 100 | 13193 | 5638.45 | 67.94 | 69.94 | 2 | 0
2020 | MISO_W_2_PJM_ROR | MISO_W | PJM_ROR | Internal | Winter | B18 | 400 | 13193 | 26.42 | 65.4 | 67.4 | 2 | 0
2020 | MISO_W_2_PJM_ROR | MISO_W | PJM_ROR | Internal | Winter | B19 | 700 | 13193 | 0 | 63.19 | 62.22 | 2 | 0
2020 | MISO_W_2_PJM_ROR | MISO_W | PJM_ROR | Internal | Winter | B20 | 935 | 13193 | 0 | 60 | 58.7 | 2 | 0
2020 | MISO_W_2_SPP_N | MISO_W | SPP_N | Internal | Shoulder | B11 | 25 | 3537 | 0 | 77.05 | 72.06 | 7 | 0
2020 | MISO_W_2_SPP_N | MISO_W | SPP_N | Internal | Shoulder | B12 | 200 | 3537 | 0 | 63.73 | 58.75 | 7 | 0
2020 | MISO_W_2_SPP_N | MISO_W | SPP_N | Internal | Shoulder | B13 | 600 | 3537 | 0 | 62.89 | 57.9 | 7 | 0
2020 | MISO_W_2_SPP_N | MISO_W | SPP_N | Internal | Shoulder | B14 | 900 | 3537 | 0 | 59.75 | 54.76 | 7 | 0
2020 | MISO_W_2_SPP_N | MISO_W | SPP_N | Internal | Shoulder | B15 | 1203 | 3537 | 0 | 57.67 | 52.85 | 7 | 0
2020 | MISO_W_2_SPP_N | MISO_W | SPP_N | Internal | Summer | B1 | 10 | 3537 | 0 | 92.73 | 87.73 | 7 | 0
2020 | MISO_W_2_SPP_N | MISO_W | SPP_N | Internal | Summer | B2 | 25 | 3537 | 0 | 92.04 | 88.45 | 7 | 0
2020 | MISO_W_2_SPP_N | MISO_W | SPP_N | Internal | Summer | B3 | 75 | 3537 | 0 | 91.37 | 91.38 | 7 | 0
2020 | MISO_W_2_SPP_N | MISO_W | SPP_N | Internal | Summer | B4 | 100 | 3537 | 0 | 89.15 | 88.45 | 7 | 0
2020 | MISO_W_2_SPP_N | MISO_W | SPP_N | Internal | Summer | B5 | 200 | 3537 | 0 | 81.66 | 81.67 | 7 | 0
2020 | MISO_W_2_SPP_N | MISO_W | SPP_N | Internal | Summer | B6 | 300 | 3537 | 0 | 75.11 | 73.11 | 7 | 0
2020 | MISO_W_2_SPP_N | MISO_W | SPP_N | Internal | Summer | B7 | 400 | 3537 | 0 | 64.96 | 64.39 | 7 | 0
2020 | MISO_W_2_SPP_N | MISO_W | SPP_N | Internal | Summer | B8 | 500 | 3537 | 0 | 61.74 | 59.52 | 7 | 0
2020 | MISO_W_2_SPP_N | MISO_W | SPP_N | Internal | Summer | B9 | 800 | 3537 | 0 | 57.8 | 58.19 | 7 | 0
2020 | MISO_W_2_SPP_N | MISO_W | SPP_N | Internal | Summer | B10 | 1262 | 3537 | 0 | 55.57 | 56.5 | 7 | 0
2020 | MISO_W_2_SPP_N | MISO_W | SPP_N | Internal | Winter | B16 | 25 | 3537 | 0 | 78.64 | 69.85 | 7 | 0
2020 | MISO_W_2_SPP_N | MISO_W | SPP_N | Internal | Winter | B17 | 100 | 3537 | 0 | 67.94 | 62.93 | 7 | 0
2020 | MISO_W_2_SPP_N | MISO_W | SPP_N | Internal | Winter | B18 | 400 | 3537 | 0 | 65.4 | 60.65 | 7 | 0
2020 | MISO_W_2_SPP_N | MISO_W | SPP_N | Internal | Winter | B19 | 700 | 3537 | 0 | 63.19 | 58.73 | 7 | 0
2020 | MISO_W_2_SPP_N | MISO_W | SPP_N | Internal | Winter | B20 | 935 | 3537 | 0 | 60 | 55.68 | 7 | 0
2020 | MISO_WUMS_2_MISO_MI | MISO_WUMS | MISO_MI | Internal | Shoulder | B11 | 25 | 787 | 787 | 69.28 | 75.3 | 0.01 | 6.01
2020 | MISO_WUMS_2_MISO_MI | MISO_WUMS | MISO_MI | Internal | Shoulder | B12 | 200 | 787 | 786.94 | 63.72 | 63.75 | 0.01 | 0.01
2020 | MISO_WUMS_2_MISO_MI | MISO_WUMS | MISO_MI | Internal | Shoulder | B13 | 600 | 787 | 708.79 | 60.22 | 60.23 | 0.01 | 0
2020 | MISO_WUMS_2_MISO_MI | MISO_WUMS | MISO_MI | Internal | Shoulder | B14 | 900 | 787 | 787 | 58.24 | 58.38 | 0.01 | 0.13
2020 | MISO_WUMS_2_MISO_MI | MISO_WUMS | MISO_MI | Internal | Shoulder | B15 | 1203 | 787 | 234.23 | 54.68 | 54.69 | 0.01 | 0
2020 | MISO_WUMS_2_MISO_MI | MISO_WUMS | MISO_MI | Internal | Summer | B1 | 10 | 787 | 161.84 | 92.72 | 92.73 | 0.01 | 0
2020 | MISO_WUMS_2_MISO_MI | MISO_WUMS | MISO_MI | Internal | Summer | B2 | 25 | 787 | 317.25 | 89.62 | 89.64 | 0.01 | 0
2020 | MISO_WUMS_2_MISO_MI | MISO_WUMS | MISO_MI | Internal | Summer | B3 | 75 | 787 | 786.99 | 87.37 | 87.55 | 0.01 | 0.17
2020 | MISO_WUMS_2_MISO_MI | MISO_WUMS | MISO_MI | Internal | Summer | B4 | 100 | 787 | 787 | 70.58 | 85.16 | 0.01 | 14.56
2020 | MISO_WUMS_2_MISO_MI | MISO_WUMS | MISO_MI | Internal | Summer | B5 | 200 | 787 | 787 | 69.28 | 74.96 | 0.01 | 5.68
2020 | MISO_WUMS_2_MISO_MI | MISO_WUMS | MISO_MI | Internal | Summer | B6 | 300 | 787 | 699.01 | 68.26 | 68.28 | 0.01 | 0
2020 | MISO_WUMS_2_MISO_MI | MISO_WUMS | MISO_MI | Internal | Summer | B7 | 400 | 787 | 606.77 | 60.95 | 60.96 | 0.01 | 0
2020 | MISO_WUMS_2_MISO_MI | MISO_WUMS | MISO_MI | Internal | Summer | B8 | 500 | 787 | 787 | 53.38 | 57.39 | 0.01 | 4.01
2020 | MISO_WUMS_2_MISO_MI | MISO_WUMS | MISO_MI | Internal | Summer | B9 | 800 | 787 | 787 | 53.38 | 53.8 | 0.01 | 0.41
2020 | MISO_WUMS_2_MISO_MI | MISO_WUMS | MISO_MI | Internal | Summer | B10 | 1262 | 787 | 211.64 | 51.57 | 51.58 | 0.01 | 0
2020 | MISO_WUMS_2_MISO_MI | MISO_WUMS | MISO_MI | Internal | Winter | B16 | 25 | 787 | 787 | 69.28 | 77.98 | 0.01 | 8.69
2020 | MISO_WUMS_2_MISO_MI | MISO_WUMS | MISO_MI | Internal | Winter | B17 | 100 | 787 | 511.5 | 67.92 | 67.93 | 0.01 | 0
2020 | MISO_WUMS_2_MISO_MI | MISO_WUMS | MISO_MI | Internal | Winter | B18 | 400 | 787 | 180.25 | 65.39 | 65.4 | 0.01 | 0
2020 | MISO_WUMS_2_MISO_MI | MISO_WUMS | MISO_MI | Internal | Winter | B19 | 700 | 787 | 301.93 | 59.11 | 59.13 | 0.01 | 0
2020 | MISO_WUMS_2_MISO_MI | MISO_WUMS | MISO_MI | Internal | Winter | B20 | 935 | 787 | 42.97 | 56.69 | 56.7 | 0.01 | 0
2020 | MISO_WUMS_2_MISO_W | MISO_WUMS | MISO_W | Internal | Shoulder | B11 | 25 | 1175 | 1175 | 69.28 | 77.05 | 0.01 | 7.76
2020 | MISO_WUMS_2_MISO_W | MISO_WUMS | MISO_W | Internal | Shoulder | B12 | 200 | 1175 | 1056.4 | 63.72 | 63.73 | 0.01 | 0
2020 | MISO_WUMS_2_MISO_W | MISO_WUMS | MISO_W | Internal | Shoulder | B13 | 600 | 1175 | 1175 | 60.22 | 62.89 | 0.01 | 2.65
2020 | MISO_WUMS_2_MISO_W | MISO_WUMS | MISO_W | Internal | Shoulder | B14 | 900 | 1175 | 1175 | 58.24 | 59.75 | 0.01 | 1.49
2020 | MISO_WUMS_2_MISO_W | MISO_WUMS | MISO_W | Internal | Shoulder | B15 | 1203 | 1175 | 1175 | 54.68 | 57.67 | 0.01 | 2.98
2020 | MISO_WUMS_2_MISO_W | MISO_WUMS | MISO_W | Internal | Summer | B1 | 10 | 1175 | 1077.33 | 92.72 | 92.73 | 0.01 | 0
2020 | MISO_WUMS_2_MISO_W | MISO_WUMS | MISO_W | Internal | Summer | B2 | 25 | 1175 | 1175 | 89.62 | 92.04 | 0.01 | 2.41
2020 | MISO_WUMS_2_MISO_W | MISO_WUMS | MISO_W | Internal | Summer | B3 | 75 | 1175 | 1175 | 87.37 | 91.37 | 0.01 | 3.99
2020 | MISO_WUMS_2_MISO_W | MISO_WUMS | MISO_W | Internal | Summer | B4 | 100 | 1175 | 1175 | 70.58 | 89.15 | 0.01 | 18.55
2020 | MISO_WUMS_2_MISO_W | MISO_WUMS | MISO_W | Internal | Summer | B5 | 200 | 1175 | 1175 | 69.28 | 81.66 | 0.01 | 12.37
2020 | MISO_WUMS_2_MISO_W | MISO_WUMS | MISO_W | Internal | Summer | B6 | 300 | 1175 | 1175 | 68.26 | 75.11 | 0.01 | 6.83
2020 | MISO_WUMS_2_MISO_W | MISO_WUMS | MISO_W | Internal | Summer | B7 | 400 | 1175 | 1175 | 60.95 | 64.96 | 0.01 | 4
2020 | MISO_WUMS_2_MISO_W | MISO_WUMS | MISO_W | Internal | Summer | B8 | 500 | 1175 | 1175 | 53.38 | 61.74 | 0.01 | 8.35
2020 | MISO_WUMS_2_MISO_W | MISO_WUMS | MISO_W | Internal | Summer | B9 | 800 | 1175 | 1175 | 53.38 | 57.8 | 0.01 | 4.41
2020 | MISO_WUMS_2_MISO_W | MISO_WUMS | MISO_W | Internal | Summer | B10 | 1262 | 1175 | 1175 | 51.57 | 55.57 | 0.01 | 3.99
2020 | MISO_WUMS_2_MISO_W | MISO_WUMS | MISO_W | Internal | Winter | B16 | 25 | 1175 | 1175 | 69.28 | 78.64 | 0.01 | 9.36
2020 | MISO_WUMS_2_MISO_W | MISO_WUMS | MISO_W | Internal | Winter | B17 | 100 | 1175 | 1174.89 | 67.92 | 67.94 | 0.01 | 0.01
2020 | MISO_WUMS_2_MISO_W | MISO_WUMS | MISO_W | Internal | Winter | B18 | 400 | 1175 | 1167.95 | 65.39 | 65.4 | 0.01 | 0
2020 | MISO_WUMS_2_MISO_W | MISO_WUMS | MISO_W | Internal | Winter | B19 | 700 | 1175 | 1175 | 59.11 | 63.19 | 0.01 | 4.06
2020 | MISO_WUMS_2_MISO_W | MISO_WUMS | MISO_W | Internal | Winter | B20 | 935 | 1175 | 1175 | 56.69 | 60 | 0.01 | 3.3
2020 | MISO_WUMS_2_PJM_ROR | MISO_WUMS | PJM_ROR | Internal | Shoulder | B11 | 25 | 1600 | 1600 | 69.28 | 75.81 | 2 | 4.53
2020 | MISO_WUMS_2_PJM_ROR | MISO_WUMS | PJM_ROR | Internal | Shoulder | B12 | 200 | 1600 | 1151.45 | 63.72 | 65.72 | 2 | 0
2020 | MISO_WUMS_2_PJM_ROR | MISO_WUMS | PJM_ROR | Internal | Shoulder | B13 | 600 | 1600 | 1329.95 | 60.22 | 62.22 | 2 | 0
2020 | MISO_WUMS_2_PJM_ROR | MISO_WUMS | PJM_ROR | Internal | Shoulder | B14 | 900 | 1600 | 1600 | 58.24 | 60.38 | 2 | 0.14
2020 | MISO_WUMS_2_PJM_ROR | MISO_WUMS | PJM_ROR | Internal | Shoulder | B15 | 1203 | 1600 | 1344.98 | 54.68 | 56.68 | 2 | 0
2020 | MISO_WUMS_2_PJM_ROR | MISO_WUMS | PJM_ROR | Internal | Summer | B1 | 10 | 1600 | 1599.05 | 92.72 | 94.73 | 2 | 0.01
2020 | MISO_WUMS_2_PJM_ROR | MISO_WUMS | PJM_ROR | Internal | Summer | B2 | 25 | 1600 | 1153.64 | 89.62 | 91.62 | 2 | 0
2020 | MISO_WUMS_2_PJM_ROR | MISO_WUMS | PJM_ROR | Internal | Summer | B3 | 75 | 1600 | 1245.78 | 87.37 | 89.37 | 2 | 0
2020 | MISO_WUMS_2_PJM_ROR | MISO_WUMS | PJM_ROR | Internal | Summer | B4 | 100 | 1600 | 1600 | 70.58 | 87.15 | 2 | 14.56
2020 | MISO_WUMS_2_PJM_ROR | MISO_WUMS | PJM_ROR | Internal | Summer | B5 | 200 | 1600 | 1600 | 69.28 | 79.66 | 2 | 8.38
2020 | MISO_WUMS_2_PJM_ROR | MISO_WUMS | PJM_ROR | Internal | Summer | B6 | 300 | 1600 | 1600 | 68.26 | 73.11 | 2 | 2.85
2020 | MISO_WUMS_2_PJM_ROR | MISO_WUMS | PJM_ROR | Internal | Summer | B7 | 400 | 1600 | 1599.97 | 60.95 | 62.96 | 2 | 0.01
2020 | MISO_WUMS_2_PJM_ROR | MISO_WUMS | PJM_ROR | Internal | Summer | B8 | 500 | 1600 | 1600 | 53.38 | 59.74 | 2 | 4.36
2020 | MISO_WUMS_2_PJM_ROR | MISO_WUMS | PJM_ROR | Internal | Summer | B9 | 800 | 1600 | 1600 | 53.38 | 55.8 | 2 | 0.43
2020 | MISO_WUMS_2_PJM_ROR | MISO_WUMS | PJM_ROR | Internal | Summer | B10 | 1262 | 1600 | 1580.3 | 51.57 | 53.57 | 2 | 0
2020 | MISO_WUMS_2_PJM_ROR | MISO_WUMS | PJM_ROR | Internal | Winter | B16 | 25 | 1600 | 1600 | 69.28 | 80.64 | 2 | 9.37
2020 | MISO_WUMS_2_PJM_ROR | MISO_WUMS | PJM_ROR | Internal | Winter | B17 | 100 | 1600 | 1599.94 | 67.92 | 69.94 | 2 | 0.02
2020 | MISO_WUMS_2_PJM_ROR | MISO_WUMS | PJM_ROR | Internal | Winter | B18 | 400 | 1600 | 1599.96 | 65.39 | 67.4 | 2 | 0.01
2020 | MISO_WUMS_2_PJM_ROR | MISO_WUMS | PJM_ROR | Internal | Winter | B19 | 700 | 1600 | 1600 | 59.11 | 62.22 | 2 | 1.11
2020 | MISO_WUMS_2_PJM_ROR | MISO_WUMS | PJM_ROR | Internal | Winter | B20 | 935 | 1600 | 1599.99 | 56.69 | 58.7 | 2 | 0.01
2020 | NE_2_MAPP_US | NE | MAPP_US | Internal | Shoulder | B11 | 25 | 1600 | 0 | 72.05 | 70.05 | 5 | 0
2020 | NE_2_MAPP_US | NE | MAPP_US | Internal | Shoulder | B12 | 200 | 1600 | 0 | 58.73 | 56.78 | 5 | 0
2020 | NE_2_MAPP_US | NE | MAPP_US | Internal | Shoulder | B13 | 600 | 1600 | 0 | 57.89 | 56.78 | 5 | 0
2020 | NE_2_MAPP_US | NE | MAPP_US | Internal | Shoulder | B14 | 900 | 1600 | 0 | 54.75 | 56.78 | 5 | 0
2020 | NE_2_MAPP_US | NE | MAPP_US | Internal | Shoulder | B15 | 1203 | 1600 | 0 | 52.67 | 56.78 | 5 | 0
2020 | NE_2_MAPP_US | NE | MAPP_US | Internal | Summer | B1 | 10 | 1600 | 0 | 87.73 | 85.73 | 5 | 0
2020 | NE_2_MAPP_US | NE | MAPP_US | Internal | Summer | B2 | 25 | 1600 | 0 | 88.44 | 85.04 | 5 | 0
2020 | NE_2_MAPP_US | NE | MAPP_US | Internal | Summer | B3 | 75 | 1600 | 0 | 91.37 | 84.37 | 5 | 0
2020 | NE_2_MAPP_US | NE | MAPP_US | Internal | Summer | B4 | 100 | 1600 | 0 | 88.44 | 82.15 | 5 | 0
2020 | NE_2_MAPP_US | NE | MAPP_US | Internal | Summer | B5 | 200 | 1600 | 0 | 81.66 | 74.66 | 5 | 0
2020 | NE_2_MAPP_US | NE | MAPP_US | Internal | Summer | B6 | 300 | 1600 | 0 | 73.1 | 68.11 | 5 | 0
2020 | NE_2_MAPP_US | NE | MAPP_US | Internal | Summer | B7 | 400 | 1600 | 0 | 64.38 | 57.96 | 5 | 0
2020 | NE_2_MAPP_US | NE | MAPP_US | Internal | Summer | B8 | 500 | 1600 | 0 | 59.51 | 55.14 | 5 | 0
2020 | NE_2_MAPP_US | NE | MAPP_US | Internal | Summer | B9 | 800 | 1600 | 0 | 55.88 | 55.14 | 5 | 0
2020 | NE_2_MAPP_US | NE | MAPP_US | Internal | Summer | B10 | 1262 | 1600 | 0 | 50.57 | 55.14 | 5 | 0
2020 | NE_2_MAPP_US | NE | MAPP_US | Internal | Winter | B16 | 25 | 1600 | 0 | 69.84 | 71.64 | 5 | 0
2020 | NE_2_MAPP_US | NE | MAPP_US | Internal | Winter | B17 | 100 | 1600 | 0 | 62.92 | 60.94 | 5 | 0
2020 | NE_2_MAPP_US | NE | MAPP_US | Internal | Winter | B18 | 400 | 1600 | 0 | 60.4 | 60 | 5 | 0
2020 | NE_2_MAPP_US | NE | MAPP_US | Internal | Winter | B19 | 700 | 1600 | 0 | 58.19 | 60 | 5 | 0
2020 | NE_2_MAPP_US | NE | MAPP_US | Internal | Winter | B20 | 935 | 1600 | 126.86 | 55 | 60 | 5 | 0
2020 | NE_2_MISO_W | NE | MISO_W | Internal | Shoulder | B11 | 25 | 4089 | 1156.29 | 72.05 | 77.05 | 5 | 0
2020 | NE_2_MISO_W | NE | MISO_W | Internal | Shoulder | B12 | 200 | 4089 | 2100.41 | 58.73 | 63.73 | 5 | 0
2020 | NE_2_MISO_W | NE | MISO_W | Internal | Shoulder | B13 | 600 | 4089 | 1170.71 | 57.89 | 62.89 | 5 | 0
2020 | NE_2_MISO_W | NE | MISO_W | Internal | Shoulder | B14 | 900 | 4089 | 1751.88 | 54.75 | 59.75 | 5 | 0
2020 | NE_2_MISO_W | NE | MISO_W | Internal | Shoulder | B15 | 1203 | 4089 | 1793.18 | 52.67 | 57.67 | 5 | 0
2020 | NE_2_MISO_W | NE | MISO_W | Internal | Summer | B1 | 10 | 4089 | 194.9 | 87.73 | 92.73 | 5 | 0
2020 | NE_2_MISO_W | NE | MISO_W | Internal | Summer | B2 | 25 | 4089 | 0 | 88.44 | 92.04 | 5 | 0
2020 | NE_2_MISO_W | NE | MISO_W | Internal | Summer | B3 | 75 | 4089 | 0 | 91.37 | 91.37 | 5 | 0
2020 | NE_2_MISO_W | NE | MISO_W | Internal | Summer | B4 | 100 | 4089 | 0 | 88.44 | 89.15 | 5 | 0
2020 | NE_2_MISO_W | NE | MISO_W | Internal | Summer | B5 | 200 | 4089 | 0 | 81.66 | 81.66 | 5 | 0
2020 | NE_2_MISO_W | NE | MISO_W | Internal | Summer | B6 | 300 | 4089 | 0 | 73.1 | 75.11 | 5 | 0
2020 | NE_2_MISO_W | NE | MISO_W | Internal | Summer | B7 | 400 | 4089 | 0 | 64.38 | 64.96 | 5 | 0
2020 | NE_2_MISO_W | NE | MISO_W | Internal | Summer | B8 | 500 | 4089 | 0 | 59.51 | 61.74 | 5 | 0
2020 | NE_2_MISO_W | NE | MISO_W | Internal | Summer | B9 | 800 | 4089 | 0 | 55.88 | 57.8 | 5 | 0
2020 | NE_2_MISO_W | NE | MISO_W | Internal | Summer | B10 | 1262 | 4089 | 821.15 | 50.57 | 55.57 | 5 | 0
2020 | NE_2_MISO_W | NE | MISO_W | Internal | Winter | B16 | 25 | 4089 | 4089 | 69.84 | 78.64 | 5 | 3.8
2020 | NE_2_MISO_W | NE | MISO_W | Internal | Winter | B17 | 100 | 4089 | 4088.95 | 62.92 | 67.94 | 5 | 0.02
2020 | NE_2_MISO_W | NE | MISO_W | Internal | Winter | B18 | 400 | 4089 | 1617.22 | 60.4 | 65.4 | 5 | 0
2020 | NE_2_MISO_W | NE | MISO_W | Internal | Winter | B19 | 700 | 4089 | 1253.73 | 58.19 | 63.19 | 5 | 0
2020 | NE_2_MISO_W | NE | MISO_W | Internal | Winter | B20 | 935 | 4089 | 1952.44 | 55 | 60 | 5 | 0
2020 | NE_2_SPP_N | NE | SPP_N | Internal | Shoulder | B11 | 25 | 1960 | 539.77 | 72.05 | 72.06 | 0.01 | 0
2020 | NE_2_SPP_N | NE | SPP_N | Internal | Shoulder | B12 | 200 | 1960 | 27.64 | 58.73 | 58.75 | 0.01 | 0
2020 | NE_2_SPP_N | NE | SPP_N | Internal | Shoulder | B13 | 600 | 1960 | 1613.86 | 57.89 | 57.9 | 0.01 | 0
2020 | NE_2_SPP_N | NE | SPP_N | Internal | Shoulder | B14 | 900 | 1960 | 1202.63 | 54.75 | 54.76 | 0.01 | 0
2020 | NE_2_SPP_N | NE | SPP_N | Internal | Shoulder | B15 | 1203 | 1960 | 1960 | 52.67 | 52.85 | 0.01 | 0.17
2020 | NE_2_SPP_N | NE | SPP_N | Internal | Summer | B1 | 10 | 1960 | 0.98 | 87.73 | 87.73 | 0.01 | 0
2020 | NE_2_SPP_N | NE | SPP_N | Internal | Summer | B2 | 25 | 1960 | 1597.18 | 88.44 | 88.45 | 0.01 | 0
2020 | NE_2_SPP_N | NE | SPP_N | Internal | Summer | B3 | 75 | 1960 | 1399.51 | 91.37 | 91.38 | 0.01 | 0
2020 | NE_2_SPP_N | NE | SPP_N | Internal | Summer | B4 | 100 | 1960 | 208.54 | 88.44 | 88.45 | 0.01 | 0
2020 | NE_2_SPP_N | NE | SPP_N | Internal | Summer | B5 | 200 | 1960 | 1069.12 | 81.66 | 81.67 | 0.01 | 0
2020 | NE_2_SPP_N | NE | SPP_N | Internal | Summer | B6 | 300 | 1960 | 1195.52 | 73.1 | 73.11 | 0.01 | 0
2020 | NE_2_SPP_N | NE | SPP_N | Internal | Summer | B7 | 400 | 1960 | 1632.18 | 64.38 | 64.39 | 0.01 | 0
2020 | NE_2_SPP_N | NE | SPP_N | Internal | Summer | B8 | 500 | 1960 | 1822.1 | 59.51 | 59.52 | 0.01 | 0
2020 | NE_2_SPP_N | NE | SPP_N | Internal | Summer | B9 | 800 | 1960 | 1960 | 55.88 | 58.19 | 0.01 | 2.3
2020 | NE_2_SPP_N | NE | SPP_N | Internal | Summer | B10 | 1262 | 1960 | 1960 | 50.57 | 56.5 | 0.01 | 5.92
2020 | NE_2_SPP_N | NE | SPP_N | Internal | Winter | B16 | 25 | 1960 | 1878.79 | 69.84 | 69.85 | 0.01 | 0
2020 | NE_2_SPP_N | NE | SPP_N | Internal | Winter | B17 | 100 | 1960 | 992.51 | 62.92 | 62.93 | 0.01 | 0
2020 | NE_2_SPP_N | NE | SPP_N | Internal | Winter | B18 | 400 | 1960 | 1960 | 60.4 | 60.65 | 0.01 | 0.24
2020 | NE_2_SPP_N | NE | SPP_N | Internal | Winter | B19 | 700 | 1960 | 1960 | 58.19 | 58.73 | 0.01 | 0.54
2020 | NE_2_SPP_N | NE | SPP_N | Internal | Winter | B20 | 935 | 1960 | 1960 | 55 | 55.68 | 0.01 | 0.67
2020 | NEISO_2_NYISO_A-F | NEISO | NYISO_A-F | Internal | Shoulder | B11 | 25 | 600 | 600 | 54.08 | 62.08 | 3 | 5.01
2020 | NEISO_2_NYISO_A-F | NEISO | NYISO_A-F | Internal | Shoulder | B12 | 200 | 600 | 600 | 54.08 | 57.7 | 3 | 0.62
2020 | NEISO_2_NYISO_A-F | NEISO | NYISO_A-F | Internal | Shoulder | B13 | 600 | 600 | 0.01 | 53.57 | 56.54 | 3 | 0
2020 | NEISO_2_NYISO_A-F | NEISO | NYISO_A-F | Internal | Shoulder | B14 | 900 | 600 | 0 | 53.57 | 55.19 | 3 | 0
2020 | NEISO_2_NYISO_A-F | NEISO | NYISO_A-F | Internal | Shoulder | B15 | 1203 | 600 | 0 | 53.57 | 55.19 | 3 | 0
2020 | NEISO_2_NYISO_A-F | NEISO | NYISO_A-F | Internal | Summer | B1 | 10 | 600 | 0 | 97.76 | 86.74 | 3 | 0
2020 | NEISO_2_NYISO_A-F | NEISO | NYISO_A-F | Internal | Summer | B2 | 25 | 600 | 0 | 83.22 | 83.64 | 3 | 0
2020 | NEISO_2_NYISO_A-F | NEISO | NYISO_A-F | Internal | Summer | B3 | 75 | 600 | 56.66 | 72.78 | 75.78 | 3 | 0
2020 | NEISO_2_NYISO_A-F | NEISO | NYISO_A-F | Internal | Summer | B4 | 100 | 600 | 296.2 | 69.81 | 72.81 | 3 | 0
2020 | NEISO_2_NYISO_A-F | NEISO | NYISO_A-F | Internal | Summer | B5 | 200 | 600 | 600 | 51.19 | 65.82 | 3 | 11.62
2020 | NEISO_2_NYISO_A-F | NEISO | NYISO_A-F | Internal | Summer | B6 | 300 | 600 | 600 | 51.19 | 60.7 | 3 | 6.51
2020 | NEISO_2_NYISO_A-F | NEISO | NYISO_A-F | Internal | Summer | B7 | 400 | 600 | 600 | 51.19 | 54.97 | 3 | 0.78
2020 | NEISO_2_NYISO_A-F | NEISO | NYISO_A-F | Internal | Summer | B8 | 500 | 600 | 0.03 | 51.19 | 54.18 | 3 | 0
2020 | NEISO_2_NYISO_A-F | NEISO | NYISO_A-F | Internal | Summer | B9 | 800 | 600 | 0 | 51.19 | 54.17 | 3 | 0
2020 | NEISO_2_NYISO_A-F | NEISO | NYISO_A-F | Internal | Summer | B10 | 1262 | 600 | 0 | 51.19 | 54.17 | 3 | 0
2020 | NEISO_2_NYISO_A-F | NEISO | NYISO_A-F | Internal | Winter | B16 | 25 | 600 | 0 | 63 | 64.72 | 3 | 0
2020 | NEISO_2_NYISO_A-F | NEISO | NYISO_A-F | Internal | Winter | B17 | 100 | 600 | 0 | 63 | 61.96 | 3 | 0
2020 | NEISO_2_NYISO_A-F | NEISO | NYISO_A-F | Internal | Winter | B18 | 400 | 600 | 0 | 61.94 | 59.41 | 3 | 0
2020 | NEISO_2_NYISO_A-F | NEISO | NYISO_A-F | Internal | Winter | B19 | 700 | 600 | 0 | 61.94 | 58.94 | 3 | 0
2020 | NEISO_2_NYISO_A-F | NEISO | NYISO_A-F | Internal | Winter | B20 | 935 | 600 | 0 | 61.94 | 58.94 | 3 | 0
2020 | NEISO_2_NYISO_G-I | NEISO | NYISO_G-I | Internal | Shoulder | B11 | 25 | 600 | 600 | 54.08 | 62.09 | 3 | 5.02
2020 | NEISO_2_NYISO_G-I | NEISO | NYISO_G-I | Internal | Shoulder | B12 | 200 | 600 | 600 | 54.08 | 57.71 | 3 | 0.64
2020 | NEISO_2_NYISO_G-I | NEISO | NYISO_G-I | Internal | Shoulder | B13 | 600 | 600 | 0.02 | 53.57 | 56.56 | 3 | 0
2020 | NEISO_2_NYISO_G-I | NEISO | NYISO_G-I | Internal | Shoulder | B14 | 900 | 600 | 0 | 53.57 | 55.2 | 3 | 0
2020 | NEISO_2_NYISO_G-I | NEISO | NYISO_G-I | Internal | Shoulder | B15 | 1203 | 600 | 0 | 53.57 | 55.2 | 3 | 0
2020 | NEISO_2_NYISO_G-I | NEISO | NYISO_G-I | Internal | Summer | B1 | 10 | 600 | 1.08 | 97.76 | 100.75 | 3 | 0
2020 | NEISO_2_NYISO_G-I | NEISO | NYISO_G-I | Internal | Summer | B2 | 25 | 600 | 0.42 | 83.22 | 86.2 | 3 | 0
2020 | NEISO_2_NYISO_G-I | NEISO | NYISO_G-I | Internal | Summer | B3 | 75 | 600 | 599.86 | 72.78 | 75.8 | 3 | 0.01
2020 | NEISO_2_NYISO_G-I | NEISO | NYISO_G-I | Internal | Summer | B4 | 100 | 600 | 599.89 | 69.81 | 72.82 | 3 | 0.01
2020 | NEISO_2_NYISO_G-I | NEISO | NYISO_G-I | Internal | Summer | B5 | 200 | 600 | 600 | 51.19 | 71.66 | 3 | 17.46
2020 | NEISO_2_NYISO_G-I | NEISO | NYISO_G-I | Internal | Summer | B6 | 300 | 600 | 600 | 51.19 | 65.11 | 3 | 10.92
2020 | NEISO_2_NYISO_G-I | NEISO | NYISO_G-I | Internal | Summer | B7 | 400 | 600 | 600 | 51.19 | 54.98 | 3 | 0.79
2020 | NEISO_2_NYISO_G-I | NEISO | NYISO_G-I | Internal | Summer | B8 | 500 | 600 | 343.46 | 51.19 | 54.19 | 3 | 0
2020 | NEISO_2_NYISO_G-I | NEISO | NYISO_G-I | Internal | Summer | B9 | 800 | 600 | 0.02 | 51.19 | 54.18 | 3 | 0
2020 | NEISO_2_NYISO_G-I | NEISO | NYISO_G-I | Internal | Summer | B10 | 1262 | 600 | 0 | 51.19 | 54.18 | 3 | 0
2020 | NEISO_2_NYISO_G-I | NEISO | NYISO_G-I | Internal | Winter | B16 | 25 | 600 | 600 | 63 | 72.08 | 3 | 6.08
2020 | NEISO_2_NYISO_G-I | NEISO | NYISO_G-I | Internal | Winter | B17 | 100 | 600 | 0.1 | 63 | 65.99 | 3 | 0
2020 | NEISO_2_NYISO_G-I | NEISO | NYISO_G-I | Internal | Winter | B18 | 400 | 600 | 0 | 61.94 | 62.36 | 3 | 0
2020 | NEISO_2_NYISO_G-I | NEISO | NYISO_G-I | Internal | Winter | B19 | 700 | 600 | 0 | 61.94 | 62.36 | 3 | 0
2020 | NEISO_2_NYISO_G-I | NEISO | NYISO_G-I | Internal | Winter | B20 | 935 | 600 | 0 | 61.94 | 58.95 | 3 | 0
2020 | NEISO_2_NYISO_J-K | NEISO | NYISO_J-K | Internal | Shoulder | B11 | 25 | 745 | 745 | 54.08 | 62.11 | 3 | 5.03
2020 | NEISO_2_NYISO_J-K | NEISO | NYISO_J-K | Internal | Shoulder | B12 | 200 | 745 | 745 | 54.08 | 57.72 | 3 | 0.65
2020 | NEISO_2_NYISO_J-K | NEISO | NYISO_J-K | Internal | Shoulder | B13 | 600 | 745 | 188.21 | 53.57 | 56.57 | 3 | 0
2020 | NEISO_2_NYISO_J-K | NEISO | NYISO_J-K | Internal | Shoulder | B14 | 900 | 745 | 0 | 53.57 | 55.21 | 3 | 0
2020 | NEISO_2_NYISO_J-K | NEISO | NYISO_J-K | Internal | Shoulder | B15 | 1203 | 745 | 0 | 53.57 | 55.21 | 3 | 0
2020 | NEISO_2_NYISO_J-K | NEISO | NYISO_J-K | Internal | Summer | B1 | 10 | 745 | 462.75 | 97.76 | 100.76 | 3 | 0
2020 | NEISO_2_NYISO_J-K | NEISO | NYISO_J-K | Internal | Summer | B2 | 25 | 745 | 282.17 | 83.22 | 86.22 | 3 | 0
2020 | NEISO_2_NYISO_J-K | NEISO | NYISO_J-K | Internal | Summer | B3 | 75 | 745 | 744.93 | 72.78 | 75.81 | 3 | 0.02
2020 | NEISO_2_NYISO_J-K | NEISO | NYISO_J-K | Internal | Summer | B4 | 100 | 745 | 744.94 | 69.81 | 72.84 | 3 | 0.02
2020 | NEISO_2_NYISO_J-K | NEISO | NYISO_J-K | Internal | Summer | B5 | 200 | 745 | 745 | 51.19 | 72.84 | 3 | 18.64
2020 | NEISO_2_NYISO_J-K | NEISO | NYISO_J-K | Internal | Summer | B6 | 300 | 745 | 745 | 51.19 | 65.12 | 3 | 10.93
2020 | NEISO_2_NYISO_J-K | NEISO | NYISO_J-K | Internal | Summer | B7 | 400 | 745 | 745 | 51.19 | 55 | 3 | 0.8
2020 | NEISO_2_NYISO_J-K | NEISO | NYISO_J-K | Internal | Summer | B8 | 500 | 745 | 744.98 | 51.19 | 54.21 | 3 | 0.01
2020 | NEISO_2_NYISO_J-K | NEISO | NYISO_J-K | Internal | Summer | B9 | 800 | 745 | 244.79 | 51.19 | 54.19 | 3 | 0
2020 | NEISO_2_NYISO_J-K | NEISO | NYISO_J-K | Internal | Summer | B10 | 1262 | 745 | 105.82 | 51.19 | 54.19 | 3 | 0
2020 | NEISO_2_NYISO_J-K | NEISO | NYISO_J-K | Internal | Winter | B16 | 25 | 745 | 745 | 63 | 72.09 | 3 | 6.09
2020 | NEISO_2_NYISO_J-K | NEISO | NYISO_J-K | Internal | Winter | B17 | 100 | 745 | 225.21 | 63 | 66 | 3 | 0
2020 | NEISO_2_NYISO_J-K | NEISO | NYISO_J-K | Internal | Winter | B18 | 400 | 745 | 95.45 | 61.94 | 64.94 | 3 | 0
2020 | NEISO_2_NYISO_J-K | NEISO | NYISO_J-K | Internal | Winter | B19 | 700 | 745 | 0 | 61.94 | 64.68 | 3 | 0
2020 | NEISO_2_NYISO_J-K | NEISO | NYISO_J-K | Internal | Winter | B20 | 935 | 745 | 0 | 61.94 | 58.96 | 3 | 0
2020 | NonRTO_Midwest_2_MISO_IN | NonRTO_Midwest | MISO_IN | Internal | Shoulder | B11 | 25 | 4450 | 0 | 83.28 | 75.28 | 8 | 0
2020 | NonRTO_Midwest_2_MISO_IN | NonRTO_Midwest | MISO_IN | Internal | Shoulder | B12 | 200 | 4450 | 0 | 71.73 | 63.73 | 8 | 0
2020 | NonRTO_Midwest_2_MISO_IN | NonRTO_Midwest | MISO_IN | Internal | Shoulder | B13 | 600 | 4450 | 0 | 65.22 | 60.22 | 8 | 0
2020 | NonRTO_Midwest_2_MISO_IN | NonRTO_Midwest | MISO_IN | Internal | Shoulder | B14 | 900 | 4450 | 0 | 65.22 | 58.37 | 8 | 0
2020 | NonRTO_Midwest_2_MISO_IN | NonRTO_Midwest | MISO_IN | Internal | Shoulder | B15 | 1203 | 4450 | 0 | 61.34 | 54.68 | 8 | 0
2020 | NonRTO_Midwest_2_MISO_IN | NonRTO_Midwest | MISO_IN | Internal | Summer | B1 | 10 | 4450 | 0 | 96.68 | 92.72 | 8 | 0
2020 | NonRTO_Midwest_2_MISO_IN | NonRTO_Midwest | MISO_IN | Internal | Summer | B2 | 25 | 4450 | 0 | 96.68 | 89.62 | 8 | 0
2020 | NonRTO_Midwest_2_MISO_IN | NonRTO_Midwest | MISO_IN | Internal | Summer | B3 | 75 | 4450 | 0 | 95.54 | 87.54 | 8 | 0
2020 | NonRTO_Midwest_2_MISO_IN | NonRTO_Midwest | MISO_IN | Internal | Summer | B4 | 100 | 4450 | 0 | 93.15 | 85.15 | 8 | 0
2020 | NonRTO_Midwest_2_MISO_IN | NonRTO_Midwest | MISO_IN | Internal | Summer | B5 | 200 | 4450 | 0 | 82.95 | 74.95 | 8 | 0
2020 | NonRTO_Midwest_2_MISO_IN | NonRTO_Midwest | MISO_IN | Internal | Summer | B6 | 300 | 4450 | 0 | 76.26 | 68.26 | 8 | 0
2020 | NonRTO_Midwest_2_MISO_IN | NonRTO_Midwest | MISO_IN | Internal | Summer | B7 | 400 | 4450 | 0 | 65.22 | 60.95 | 8 | 0
2020 | NonRTO_Midwest_2_MISO_IN | NonRTO_Midwest | MISO_IN | Internal | Summer | B8 | 500 | 4450 | 0 | 65.22 | 57.38 | 8 | 0
2020 | NonRTO_Midwest_2_MISO_IN | NonRTO_Midwest | MISO_IN | Internal | Summer | B9 | 800 | 4450 | 0 | 61.36 | 53.79 | 8 | 0
2020 | NonRTO_Midwest_2_MISO_IN | NonRTO_Midwest | MISO_IN | Internal | Summer | B10 | 1262 | 4450 | 0 | 50.87 | 51.57 | 8 | 0
2020 | NonRTO_Midwest_2_MISO_IN | NonRTO_Midwest | MISO_IN | Internal | Winter | B16 | 25 | 4450 | 0 | 85.97 | 77.97 | 8 | 0
2020 | NonRTO_Midwest_2_MISO_IN | NonRTO_Midwest | MISO_IN | Internal | Winter | B17 | 100 | 4450 | 0 | 75.92 | 67.92 | 8 | 0
2020 | NonRTO_Midwest_2_MISO_IN | NonRTO_Midwest | MISO_IN | Internal | Winter | B18 | 400 | 4450 | 0 | 73.39 | 65.39 | 8 | 0
2020 | NonRTO_Midwest_2_MISO_IN | NonRTO_Midwest | MISO_IN | Internal | Winter | B19 | 700 | 4450 | 0 | 65.22 | 59.11 | 8 | 0
2020 | NonRTO_Midwest_2_MISO_IN | NonRTO_Midwest | MISO_IN | Internal | Winter | B20 | 935 | 4450 | 0 | 63.13 | 56.69 | 8 | 0
2020 | NonRTO_Midwest_2_TVA_Transmission | NonRTO_Midwest | TVA_Transmission | Internal | Shoulder | B11 | 25 | 2400 | 0 | 83.28 | 79.04 | 8 | 0
2020 | NonRTO_Midwest_2_TVA_Transmission | NonRTO_Midwest | TVA_Transmission | Internal | Shoulder | B12 | 200 | 2400 | 0 | 71.73 | 66.35 | 8 | 0
2020 | NonRTO_Midwest_2_TVA_Transmission | NonRTO_Midwest | TVA_Transmission | Internal | Shoulder | B13 | 600 | 2400 | 0 | 65.22 | 63.42 | 8 | 0
2020 | NonRTO_Midwest_2_TVA_Transmission | NonRTO_Midwest | TVA_Transmission | Internal | Shoulder | B14 | 900 | 2400 | 0 | 65.22 | 62.53 | 8 | 0
2020 | NonRTO_Midwest_2_TVA_Transmission | NonRTO_Midwest | TVA_Transmission | Internal | Shoulder | B15 | 1203 | 2400 | 0 | 61.34 | 60.74 | 8 | 0
2020 | NonRTO_Midwest_2_TVA_Transmission | NonRTO_Midwest | TVA_Transmission | Internal | Summer | B1 | 10 | 2400 | 0 | 96.68 | 100.73 | 8 | 0
2020 | NonRTO_Midwest_2_TVA_Transmission | NonRTO_Midwest | TVA_Transmission | Internal | Summer | B2 | 25 | 2400 | 0 | 96.68 | 97.63 | 8 | 0
2020 | NonRTO_Midwest_2_TVA_Transmission | NonRTO_Midwest | TVA_Transmission | Internal | Summer | B3 | 75 | 2400 | 0 | 95.54 | 95.37 | 8 | 0
2020 | NonRTO_Midwest_2_TVA_Transmission | NonRTO_Midwest | TVA_Transmission | Internal | Summer | B4 | 100 | 2400 | 0 | 93.15 | 93.15 | 8 | 0
2020 | NonRTO_Midwest_2_TVA_Transmission | NonRTO_Midwest | TVA_Transmission | Internal | Summer | B5 | 200 | 2400 | 0 | 82.95 | 84.58 | 8 | 0
2020 | NonRTO_Midwest_2_TVA_Transmission | NonRTO_Midwest | TVA_Transmission | Internal | Summer | B6 | 300 | 2400 | 0 | 76.26 | 78.06 | 8 | 0
2020 | NonRTO_Midwest_2_TVA_Transmission | NonRTO_Midwest | TVA_Transmission | Internal | Summer | B7 | 400 | 2400 | 0 | 65.22 | 68.67 | 8 | 0
2020 | NonRTO_Midwest_2_TVA_Transmission | NonRTO_Midwest | TVA_Transmission | Internal | Summer | B8 | 500 | 2400 | 0 | 65.22 | 64.49 | 8 | 0
2020 | NonRTO_Midwest_2_TVA_Transmission | NonRTO_Midwest | TVA_Transmission | Internal | Summer | B9 | 800 | 2400 | 0 | 61.36 | 59.81 | 8 | 0
2020 | NonRTO_Midwest_2_TVA_Transmission | NonRTO_Midwest | TVA_Transmission | Internal | Summer | B10 | 1262 | 2400 | 0 | 50.87 | 54.76 | 8 | 0
2020 | NonRTO_Midwest_2_TVA_Transmission | NonRTO_Midwest | TVA_Transmission | Internal | Winter | B16 | 25 | 2400 | 0 | 85.97 | 82.85 | 8 | 0
2020 | NonRTO_Midwest_2_TVA_Transmission | NonRTO_Midwest | TVA_Transmission | Internal | Winter | B17 | 100 | 2400 | 0 | 75.92 | 69.82 | 8 | 0
2020 | NonRTO_Midwest_2_TVA_Transmission | NonRTO_Midwest | TVA_Transmission | Internal | Winter | B18 | 400 | 2400 | 0 | 73.39 | 67.34 | 8 | 0
2020 | NonRTO_Midwest_2_TVA_Transmission | NonRTO_Midwest | TVA_Transmission | Internal | Winter | B19 | 700 | 2400 | 0 | 65.22 | 64.66 | 8 | 0
2020 | NonRTO_Midwest_2_TVA_Transmission | NonRTO_Midwest | TVA_Transmission | Internal | Winter | B20 | 935 | 2400 | 0 | 63.13 | 62.95 | 8 | 0
2020 | NYISO_A-F_2_IESO | NYISO_A-F | IESO | Internal | Shoulder | B11 | 25 | 1600 | 0 | 62.08 | 41.64 | 7 | 0
2020 | NYISO_A-F_2_IESO | NYISO_A-F | IESO | Internal | Shoulder | B12 | 200 | 1600 | 0 | 57.7 | 41.64 | 7 | 0
2020 | NYISO_A-F_2_IESO | NYISO_A-F | IESO | Internal | Shoulder | B13 | 600 | 1600 | 0 | 56.54 | 41.64 | 7 | 0
2020 | NYISO_A-F_2_IESO | NYISO_A-F | IESO | Internal | Shoulder | B14 | 900 | 1600 | 0 | 55.19 | 41.64 | 7 | 0
2020 | NYISO_A-F_2_IESO | NYISO_A-F | IESO | Internal | Shoulder | B15 | 1203 | 1600 | 0 | 55.19 | 41.64 | 7 | 0
2020 | NYISO_A-F_2_IESO | NYISO_A-F | IESO | Internal | Summer | B1 | 10 | 1600 | 0 | 86.74 | 79.74 | 7 | 0
2020 | NYISO_A-F_2_IESO | NYISO_A-F | IESO | Internal | Summer | B2 | 25 | 1600 | 0 | 83.64 | 76.64 | 7 | 0
2020 | NYISO_A-F_2_IESO | NYISO_A-F | IESO | Internal | Summer | B3 | 75 | 1600 | 0 | 75.78 | 68.78 | 7 | 0
2020 | NYISO_A-F_2_IESO | NYISO_A-F | IESO | Internal | Summer | B4 | 100 | 1600 | 0 | 72.81 | 40.71 | 7 | 0
2020 | NYISO_A-F_2_IESO | NYISO_A-F | IESO | Internal | Summer | B5 | 200 | 1600 | 0 | 65.82 | 40.71 | 7 | 0
2020 | NYISO_A-F_2_IESO | NYISO_A-F | IESO | Internal | Summer | B6 | 300 | 1600 | 0 | 60.7 | 40.71 | 7 | 0
2020 | NYISO_A-F_2_IESO | NYISO_A-F | IESO | Internal | Summer | B7 | 400 | 1600 | 0 | 54.97 | 40.71 | 7 | 0
2020 | NYISO_A-F_2_IESO | NYISO_A-F | IESO | Internal | Summer | B8 | 500 | 1600 | 0 | 54.18 | 40.71 | 7 | 0
2020 | NYISO_A-F_2_IESO | NYISO_A-F | IESO | Internal | Summer | B9 | 800 | 1600 | 0 | 54.17 | 40.71 | 7 | 0
2020 | NYISO_A-F_2_IESO | NYISO_A-F | IESO | Internal | Summer | B10 | 1262 | 1600 | 0 | 54.17 | 40.71 | 7 | 0
2020 | NYISO_A-F_2_IESO | NYISO_A-F | IESO | Internal | Winter | B16 | 25 | 1600 | 0 | 64.72 | 43.57 | 7 | 0
2020 | NYISO_A-F_2_IESO | NYISO_A-F | IESO | Internal | Winter | B17 | 100 | 1600 | 0 | 61.96 | 43.57 | 7 | 0
2020 | NYISO_A-F_2_IESO | NYISO_A-F | IESO | Internal | Winter | B18 | 400 | 1600 | 0 | 59.41 | 43.57 | 7 | 0
2020 | NYISO_A-F_2_IESO | NYISO_A-F | IESO | Internal | Winter | B19 | 700 | 1600 | 0 | 58.94 | 43.57 | 7 | 0
2020 | NYISO_A-F_2_IESO | NYISO_A-F | IESO | Internal | Winter | B20 | 935 | 1600 | 0 | 58.94 | 43.57 | 7 | 0
2020 | NYISO_A-F_2_NEISO | NYISO_A-F | NEISO | Internal | Shoulder | B11 | 25 | 600 | 0 | 62.08 | 54.08 | 3 | 0
2020 | NYISO_A-F_2_NEISO | NYISO_A-F | NEISO | Internal | Shoulder | B12 | 200 | 600 | 0 | 57.7 | 54.08 | 3 | 0
2020 | NYISO_A-F_2_NEISO | NYISO_A-F | NEISO | Internal | Shoulder | B13 | 600 | 600 | 0 | 56.54 | 53.57 | 3 | 0
2020 | NYISO_A-F_2_NEISO | NYISO_A-F | NEISO | Internal | Shoulder | B14 | 900 | 600 | 0 | 55.19 | 53.57 | 3 | 0
2020 | NYISO_A-F_2_NEISO | NYISO_A-F | NEISO | Internal | Shoulder | B15 | 1203 | 600 | 0 | 55.19 | 53.57 | 3 | 0
2020 | NYISO_A-F_2_NEISO | NYISO_A-F | NEISO | Internal | Summer | B1 | 10 | 600 | 600 | 86.74 | 97.76 | 3 | 8.02
2020 | NYISO_A-F_2_NEISO | NYISO_A-F | NEISO | Internal | Summer | B2 | 25 | 600 | 0 | 83.64 | 83.22 | 3 | 0
2020 | NYISO_A-F_2_NEISO | NYISO_A-F | NEISO | Internal | Summer | B3 | 75 | 600 | 0 | 75.78 | 72.78 | 3 | 0
2020 | NYISO_A-F_2_NEISO | NYISO_A-F | NEISO | Internal | Summer | B4 | 100 | 600 | 0 | 72.81 | 69.81 | 3 | 0
2020 | NYISO_A-F_2_NEISO | NYISO_A-F | NEISO | Internal | Summer | B5 | 200 | 600 | 0 | 65.82 | 51.19 | 3 | 0
2020 | NYISO_A-F_2_NEISO | NYISO_A-F | NEISO | Internal | Summer | B6 | 300 | 600 | 0 | 60.7 | 51.19 | 3 | 0
2020 | NYISO_A-F_2_NEISO | NYISO_A-F | NEISO | Internal | Summer | B7 | 400 | 600 | 0 | 54.97 | 51.19 | 3 | 0
2020 | NYISO_A-F_2_NEISO | NYISO_A-F | NEISO | Internal | Summer | B8 | 500 | 600 | 0 | 54.18 | 51.19 | 3 | 0
2020 | NYISO_A-F_2_NEISO | NYISO_A-F | NEISO | Internal | Summer | B9 | 800 | 600 | 0 | 54.17 | 51.19 | 3 | 0
2020 | NYISO_A-F_2_NEISO | NYISO_A-F | NEISO | Internal | Summer | B10 | 1262 | 600 | 0 | 54.17 | 51.19 | 3 | 0
2020 | NYISO_A-F_2_NEISO | NYISO_A-F | NEISO | Internal | Winter | B16 | 25 | 600 | 0 | 64.72 | 63 | 3 | 0
2020 | NYISO_A-F_2_NEISO | NYISO_A-F | NEISO | Internal | Winter | B17 | 100 | 600 | 0 | 61.96 | 63 | 3 | 0
2020 | NYISO_A-F_2_NEISO | NYISO_A-F | NEISO | Internal | Winter | B18 | 400 | 600 | 0 | 59.41 | 61.94 | 3 | 0
2020 | NYISO_A-F_2_NEISO | NYISO_A-F | NEISO | Internal | Winter | B19 | 700 | 600 | 62.47 | 58.94 | 61.94 | 3 | 0
2020 | NYISO_A-F_2_NEISO | NYISO_A-F | NEISO | Internal | Winter | B20 | 935 | 600 | 48.13 | 58.94 | 61.94 | 3 | 0
2020 | NYISO_A-F_2_NYISO_G-I | NYISO_A-F | NYISO_G-I | Internal | Shoulder | B11 | 25 | 5685 | 5102.16 | 62.08 | 62.09 | 0.01 | 0
2020 | NYISO_A-F_2_NYISO_G-I | NYISO_A-F | NYISO_G-I | Internal | Shoulder | B12 | 200 | 5685 | 4305 | 57.7 | 57.71 | 0.01 | 0
2020 | NYISO_A-F_2_NYISO_G-I | NYISO_A-F | NYISO_G-I | Internal | Shoulder | B13 | 600 | 5685 | 4472.28 | 56.54 | 56.56 | 0.01 | 0
2020 | NYISO_A-F_2_NYISO_G-I | NYISO_A-F | NYISO_G-I | Internal | Shoulder | B14 | 900 | 5685 | 4098.65 | 55.19 | 55.2 | 0.01 | 0
2020 | NYISO_A-F_2_NYISO_G-I | NYISO_A-F | NYISO_G-I | Internal | Shoulder | B15 | 1203 | 5685 | 2545.31 | 55.19 | 55.2 | 0.01 | 0
2020 | NYISO_A-F_2_NYISO_G-I | NYISO_A-F | NYISO_G-I | Internal | Summer | B1 | 10 | 5685 | 5685 | 86.74 | 100.75 | 0.01 | 14
2020 | NYISO_A-F_2_NYISO_G-I | NYISO_A-F | NYISO_G-I | Internal | Summer | B2 | 25 | 5685 | 5685 | 83.64 | 86.2 | 0.01 | 2.56
2020 | NYISO_A-F_2_NYISO_G-I | NYISO_A-F | NYISO_G-I | Internal | Summer | B3 | 75 | 5685 | 5614.58 | 75.78 | 75.8 | 0.01 | 0
2020 | NYISO_A-F_2_NYISO_G-I | NYISO_A-F | NYISO_G-I | Internal | Summer | B4 | 100 | 5685 | 5435.68 | 72.81 | 72.82 | 0.01 | 0
2020 | NYISO_A-F_2_NYISO_G-I | NYISO_A-F | NYISO_G-I | Internal | Summer | B5 | 200 | 5685 | 5685 | 65.82 | 71.66 | 0.01 | 5.83
2020 | NYISO_A-F_2_NYISO_G-I | NYISO_A-F | NYISO_G-I | Internal | Summer | B6 | 300 | 5685 | 5685 | 60.7 | 65.11 | 0.01 | 4.4
2020 | NYISO_A-F_2_NYISO_G-I | NYISO_A-F | NYISO_G-I | Internal | Summer | B7 | 400 | 5685 | 3506.97 | 54.97 | 54.98 | 0.01 | 0
2020 | NYISO_A-F_2_NYISO_G-I | NYISO_A-F | NYISO_G-I | Internal | Summer | B8 | 500 | 5685 | 4321.65 | 54.18 | 54.19 | 0.01 | 0
2020 | NYISO_A-F_2_NYISO_G-I | NYISO_A-F | NYISO_G-I | Internal | Summer | B9 | 800 | 5685 | 4116.29 | 54.17 | 54.18 | 0.01 | 0
2020 | NYISO_A-F_2_NYISO_G-I | NYISO_A-F | NYISO_G-I | Internal | Summer | B10 | 1262 | 5685 | 2066.2 | 54.17 | 54.18 | 0.01 | 0
2020 | NYISO_A-F_2_NYISO_G-I | NYISO_A-F | NYISO_G-I | Internal | Winter | B16 | 25 | 5685 | 5685 | 64.72 | 72.08 | 0.01 | 7.35
2020 | NYISO_A-F_2_NYISO_G-I | NYISO_A-F | NYISO_G-I | Internal | Winter | B17 | 100 | 5685 | 5685 | 61.96 | 65.99 | 0.01 | 4.02
2020 | NYISO_A-F_2_NYISO_G-I | NYISO_A-F | NYISO_G-I | Internal | Winter | B18 | 400 | 5685 | 5685 | 59.41 | 62.36 | 0.01 | 2.93
2020 | NYISO_A-F_2_NYISO_G-I | NYISO_A-F | NYISO_G-I | Internal | Winter | B19 | 700 | 5685 | 5685 | 58.94 | 62.36 | 0.01 | 3.41
2020 | NYISO_A-F_2_NYISO_G-I | NYISO_A-F | NYISO_G-I | Internal | Winter | B20 | 935 | 5685 | 5341.28 | 58.94 | 58.95 | 0.01 | 0
2020 | NYISO_A-F_2_PJM_ROM | NYISO_A-F | PJM_ROM | Internal | Shoulder | B11 | 25 | 1000 | 1000 | 62.08 | 75.82 | 8 | 5.73
2020 | NYISO_A-F_2_PJM_ROM | NYISO_A-F | PJM_ROM | Internal | Shoulder | B12 | 200 | 1000 | 999.98 | 57.7 | 65.73 | 8 | 0.04
2020 | NYISO_A-F_2_PJM_ROM | NYISO_A-F | PJM_ROM | Internal | Shoulder | B13 | 600 | 1000 | 0 | 56.54 | 62.23 | 8 | 0
2020 | NYISO_A-F_2_PJM_ROM | NYISO_A-F | PJM_ROM | Internal | Shoulder | B14 | 900 | 1000 | 0 | 55.19 | 60.39 | 8 | 0
2020 | NYISO_A-F_2_PJM_ROM | NYISO_A-F | PJM_ROM | Internal | Shoulder | B15 | 1203 | 1000 | 0 | 55.19 | 56.69 | 8 | 0
2020 | NYISO_A-F_2_PJM_ROM | NYISO_A-F | PJM_ROM | Internal | Summer | B1 | 10 | 1000 | 329.53 | 86.74 | 94.74 | 8 | 0
2020 | NYISO_A-F_2_PJM_ROM | NYISO_A-F | PJM_ROM | Internal | Summer | B2 | 25 | 1000 | 793.42 | 83.64 | 91.64 | 8 | 0
2020 | NYISO_A-F_2_PJM_ROM | NYISO_A-F | PJM_ROM | Internal | Summer | B3 | 75 | 1000 | 1000 | 75.78 | 89.36 | 8 | 5.58
2020 | NYISO_A-F_2_PJM_ROM | NYISO_A-F | PJM_ROM | Internal | Summer | B4 | 100 | 1000 | 1000 | 72.81 | 87.13 | 8 | 6.32
2020 | NYISO_A-F_2_PJM_ROM | NYISO_A-F | PJM_ROM | Internal | Summer | B5 | 200 | 1000 | 1000 | 65.82 | 79.67 | 8 | 5.85
2020 | NYISO_A-F_2_PJM_ROM | NYISO_A-F | PJM_ROM | Internal | Summer | B6 | 300 | 1000 | 1000 | 60.7 | 73.12 | 8 | 4.42
2020 | NYISO_A-F_2_PJM_ROM | NYISO_A-F | PJM_ROM | Internal | Summer | B7 | 400 | 1000 | 995.16 | 54.97 | 62.97 | 8 | 0
2020 | NYISO_A-F_2_PJM_ROM | NYISO_A-F | PJM_ROM | Internal | Summer | B8 | 500 | 1000 | 0 | 54.18 | 59.75 | 8 | 0
2020 | NYISO_A-F_2_PJM_ROM | NYISO_A-F | PJM_ROM | Internal | Summer | B9 | 800 | 1000 | 0 | 54.17 | 55.81 | 8 | 0
2020 | NYISO_A-F_2_PJM_ROM | NYISO_A-F | PJM_ROM | Internal | Summer | B10 | 1262 | 1000 | 0 | 54.17 | 53.58 | 8 | 0
2020 | NYISO_A-F_2_PJM_ROM | NYISO_A-F | PJM_ROM | Internal | Winter | B16 | 25 | 1000 | 1000 | 64.72 | 80.66 | 8 | 7.94
2020 | NYISO_A-F_2_PJM_ROM | NYISO_A-F | PJM_ROM | Internal | Winter | B17 | 100 | 1000 | 413.05 | 61.96 | 69.96 | 8 | 0
2020 | NYISO_A-F_2_PJM_ROM | NYISO_A-F | PJM_ROM | Internal | Winter | B18 | 400 | 1000 | 679.83 | 59.41 | 67.41 | 8 | 0
2020 | NYISO_A-F_2_PJM_ROM | NYISO_A-F | PJM_ROM | Internal | Winter | B19 | 700 | 1000 | 0 | 58.94 | 62.23 | 8 | 0
2020 | NYISO_A-F_2_PJM_ROM | NYISO_A-F | PJM_ROM | Internal | Winter | B20 | 935 | 1000 | 0 | 58.94 | 58.71 | 8 | 0
2020 | NYISO_G-I_2_NEISO | NYISO_G-I | NEISO | Internal | Shoulder | B11 | 25 | 600 | 0 | 62.09 | 54.08 | 3 | 0
2020 | NYISO_G-I_2_NEISO | NYISO_G-I | NEISO | Internal | Shoulder | B12 | 200 | 600 | 0 | 57.71 | 54.08 | 3 | 0
2020 | NYISO_G-I_2_NEISO | NYISO_G-I | NEISO | Internal | Shoulder | B13 | 600 | 600 | 0 | 56.56 | 53.57 | 3 | 0
2020 | NYISO_G-I_2_NEISO | NYISO_G-I | NEISO | Internal | Shoulder | B14 | 900 | 600 | 0 | 55.2 | 53.57 | 3 | 0
2020 | NYISO_G-I_2_NEISO | NYISO_G-I | NEISO | Internal | Shoulder | B15 | 1203 | 600 | 0 | 55.2 | 53.57 | 3 | 0
2020 | NYISO_G-I_2_NEISO | NYISO_G-I | NEISO | Internal | Summer | B1 | 10 | 600 | 0 | 100.75 | 97.76 | 3 | 0
2020 | NYISO_G-I_2_NEISO | NYISO_G-I | NEISO | Internal | Summer | B2 | 25 | 600 | 0 | 86.2 | 83.22 | 3 | 0
2020 | NYISO_G-I_2_NEISO | NYISO_G-I | NEISO | Internal | Summer | B3 | 75 | 600 | 0 | 75.8 | 72.78 | 3 | 0
2020 | NYISO_G-I_2_NEISO | NYISO_G-I | NEISO | Internal | Summer | B4 | 100 | 600 | 0 | 72.82 | 69.81 | 3 | 0
2020 | NYISO_G-I_2_NEISO | NYISO_G-I | NEISO | Internal | Summer | B5 | 200 | 600 | 0 | 71.66 | 51.19 | 3 | 0
2020 | NYISO_G-I_2_NEISO | NYISO_G-I | NEISO | Internal | Summer | B6 | 300 | 600 | 0 | 65.11 | 51.19 | 3 | 0
2020 | NYISO_G-I_2_NEISO | NYISO_G-I | NEISO | Internal | Summer | B7 | 400 | 600 | 0 | 54.98 | 51.19 | 3 | 0
2020 | NYISO_G-I_2_NEISO | NYISO_G-I | NEISO | Internal | Summer | B8 | 500 | 600 | 0 | 54.19 | 51.19 | 3 | 0
2020 | NYISO_G-I_2_NEISO | NYISO_G-I | NEISO | Internal | Summer | B9 | 800 | 600 | 0 | 54.18 | 51.19 | 3 | 0
2020 | NYISO_G-I_2_NEISO | NYISO_G-I | NEISO | Internal | Summer | B10 | 1262 | 600 | 0 | 54.18 | 51.19 | 3 | 0
2020 | NYISO_G-I_2_NEISO | NYISO_G-I | NEISO | Internal | Winter | B16 | 25 | 600 | 0 | 72.08 | 63 | 3 | 0
2020 | NYISO_G-I_2_NEISO | NYISO_G-I | NEISO | Internal | Winter | B17 | 100 | 600 | 0 | 65.99 | 63 | 3 | 0
2020 | NYISO_G-I_2_NEISO | NYISO_G-I | NEISO | Internal | Winter | B18 | 400 | 600 | 0 | 62.36 | 61.94 | 3 | 0
2020 | NYISO_G-I_2_NEISO | NYISO_G-I | NEISO | Internal | Winter | B19 | 700 | 600 | 0 | 62.36 | 61.94 | 3 | 0
2020 | NYISO_G-I_2_NEISO | NYISO_G-I | NEISO | Internal | Winter | B20 | 935 | 600 | 0.01 | 58.95 | 61.94 | 3 | 0
2020 | NYISO_G-I_2_NYISO_A-F | NYISO_G-I | NYISO_A-F | Internal | Shoulder | B11 | 25 | 3434 | 0.23 | 62.09 | 62.08 | 0.01 | 0
2020 | NYISO_G-I_2_NYISO_A-F | NYISO_G-I | NYISO_A-F | Internal | Shoulder | B12 | 200 | 3434 | 0.03 | 57.71 | 57.7 | 0.01 | 0
2020 | NYISO_G-I_2_NYISO_A-F | NYISO_G-I | NYISO_A-F | Internal | Shoulder | B13 | 600 | 3434 | 0.01 | 56.56 | 56.54 | 0.01 | 0
2020 | NYISO_G-I_2_NYISO_A-F | NYISO_G-I | NYISO_A-F | Internal | Shoulder | B14 | 900 | 3434 | 0 | 55.2 | 55.19 | 0.01 | 0
2020 | NYISO_G-I_2_NYISO_A-F | NYISO_G-I | NYISO_A-F | Internal | Shoulder | B15 | 1203 | 3434 | 0 | 55.2 | 55.19 | 0.01 | 0
2020 | NYISO_G-I_2_NYISO_A-F | NYISO_G-I | NYISO_A-F | Internal | Summer | B1 | 10 | 3434 | 0 | 100.75 | 86.74 | 0.01 | 0
2020 | NYISO_G-I_2_NYISO_A-F | NYISO_G-I | NYISO_A-F | Internal | Summer | B2 | 25 | 3434 | 0 | 86.2 | 83.64 | 0.01 | 0
2020 | NYISO_G-I_2_NYISO_A-F | NYISO_G-I | NYISO_A-F | Internal | Summer | B3 | 75 | 3434 | 0.07 | 75.8 | 75.78 | 0.01 | 0
2020 | NYISO_G-I_2_NYISO_A-F | NYISO_G-I | NYISO_A-F | Internal | Summer | B4 | 100 | 3434 | 0.06 | 72.82 | 72.81 | 0.01 | 0
2020 | NYISO_G-I_2_NYISO_A-F | NYISO_G-I | NYISO_A-F | Internal | Summer | B5 | 200 | 3434 | 0 | 71.66 | 65.82 | 0.01 | 0
2020 | NYISO_G-I_2_NYISO_A-F | NYISO_G-I | NYISO_A-F | Internal | Summer | B6 | 300 | 3434 | 0 | 65.11 | 60.7 | 0.01 | 0
2020 | NYISO_G-I_2_NYISO_A-F | NYISO_G-I | NYISO_A-F | Internal | Summer | B7 | 400 | 3434 | 0.02 | 54.98 | 54.97 | 0.01 | 0
2020 | NYISO_G-I_2_NYISO_A-F | NYISO_G-I | NYISO_A-F | Internal | Summer | B8 | 500 | 3434 | 0.01 | 54.19 | 54.18 | 0.01 | 0
2020 | NYISO_G-I_2_NYISO_A-F | NYISO_G-I | NYISO_A-F | Internal | Summer | B9 | 800 | 3434 | 0 | 54.18 | 54.17 | 0.01 | 0
2020 | NYISO_G-I_2_NYISO_A-F | NYISO_G-I | NYISO_A-F | Internal | Summer | B10 | 1262 | 3434 | 0 | 54.18 | 54.17 | 0.01 | 0
2020 | NYISO_G-I_2_NYISO_A-F | NYISO_G-I | NYISO_A-F | Internal | Winter | B16 | 25 | 3434 | 0 | 72.08 | 64.72 | 0.01 | 0
2020 | NYISO_G-I_2_NYISO_A-F | NYISO_G-I | NYISO_A-F | Internal | Winter | B17 | 100 | 3434 | 0 | 65.99 | 61.96 | 0.01 | 0
2020 | NYISO_G-I_2_NYISO_A-F | NYISO_G-I | NYISO_A-F | Internal | Winter | B18 | 400 | 3434 | 0 | 62.36 | 59.41 | 0.01 | 0
2020 | NYISO_G-I_2_NYISO_A-F | NYISO_G-I | NYISO_A-F | Internal | Winter | B19 | 700 | 3434 | 0 | 62.36 | 58.94 | 0.01 | 0
2020 | NYISO_G-I_2_NYISO_A-F | NYISO_G-I | NYISO_A-F | Internal | Winter | B20 | 935 | 3434 | 0 | 58.95 | 58.94 | 0.01 | 0
2020 | NYISO_G-I_2_NYISO_J-K | NYISO_G-I | NYISO_J-K | Internal | Shoulder | B11 | 25 | 6130 | 4516.65 | 62.09 | 62.11 | 0.01 | 0
2020 | NYISO_G-I_2_NYISO_J-K | NYISO_G-I | NYISO_J-K | Internal | Shoulder | B12 | 200 | 6130 | 3766.63 | 57.71 | 57.72 | 0.01 | 0
2020 | NYISO_G-I_2_NYISO_J-K | NYISO_G-I | NYISO_J-K | Internal | Shoulder | B13 | 600 | 6130 | 4954.08 | 56.56 | 56.57 | 0.01 | 0
2020 | NYISO_G-I_2_NYISO_J-K | NYISO_G-I | NYISO_J-K | Internal | Shoulder | B14 | 900 | 6130 | 4431.48 | 55.2 | 55.21 | 0.01 | 0
2020 | NYISO_G-I_2_NYISO_J-K | NYISO_G-I | NYISO_J-K | Internal | Shoulder | B15 | 1203 | 6130 | 2790.76 | 55.2 | 55.21 | 0.01 | 0
2020 | NYISO_G-I_2_NYISO_J-K | NYISO_G-I | NYISO_J-K | Internal | Summer | B1 | 10 | 6130 | 5087.24 | 100.75 | 100.76 | 0.01 | 0
2020 | NYISO_G-I_2_NYISO_J-K | NYISO_G-I | NYISO_J-K | Internal | Summer | B2 | 25 | 6130 | 5155.46 | 86.2 | 86.22 | 0.01 | 0
2020 | NYISO_G-I_2_NYISO_J-K | NYISO_G-I | NYISO_J-K | Internal | Summer | B3 | 75 | 6130 | 4575.86 | 75.8 | 75.81 | 0.01 | 0
2020 | NYISO_G-I_2_NYISO_J-K | NYISO_G-I | NYISO_J-K | Internal | Summer | B4 | 100 | 6130 | 4653.39 | 72.82 | 72.84 | 0.01 | 0
2020 | NYISO_G-I_2_NYISO_J-K | NYISO_G-I | NYISO_J-K | Internal | Summer | B5 | 200 | 6130 | 6130 | 71.66 | 72.84 | 0.01 | 1.17
2020 | NYISO_G-I_2_NYISO_J-K | NYISO_G-I | NYISO_J-K | Internal | Summer | B6 | 300 | 6130 | 5638.09 | 65.11 | 65.12 | 0.01 | 0
2020 | NYISO_G-I_2_NYISO_J-K | NYISO_G-I | NYISO_J-K | Internal | Summer | B7 | 400 | 6130 | 4709.77 | 54.98 | 55 | 0.01 | 0
2020 | NYISO_G-I_2_NYISO_J-K | NYISO_G-I | NYISO_J-K | Internal | Summer | B8 | 500 | 6130 | 5416.03 | 54.19 | 54.21 | 0.01 | 0
2020 | NYISO_G-I_2_NYISO_J-K | NYISO_G-I | NYISO_J-K | Internal | Summer | B9 | 800 | 6130 | 5069.83 | 54.18 | 54.19 | 0.01 | 0
2020 | NYISO_G-I_2_NYISO_J-K | NYISO_G-I | NYISO_J-K | Internal | Summer | B10 | 1262 | 6130 | 3458.72 | 54.18 | 54.19 | 0.01 | 0
2020 | NYISO_G-I_2_NYISO_J-K | NYISO_G-I | NYISO_J-K | Internal | Winter | B16 | 25 | 6130 | 5075.79 | 72.08 | 72.09 | 0.01 | 0
2020 | NYISO_G-I_2_NYISO_J-K | NYISO_G-I | NYISO_J-K | Internal | Winter | B17 | 100 | 6130 | 6081.74 | 65.99 | 66 | 0.01 | 0
2020 | NYISO_G-I_2_NYISO_J-K | NYISO_G-I | NYISO_J-K | Internal | Winter | B18 | 400 | 6130 | 6130 | 62.36 | 64.94 | 0.01 | 2.57
2020 | NYISO_G-I_2_NYISO_J-K | NYISO_G-I | NYISO_J-K | Internal | Winter | B19 | 700 | 6130 | 6130 | 62.36 | 64.68 | 0.01 | 2.32
2020 | NYISO_G-I_2_NYISO_J-K | NYISO_G-I | NYISO_J-K | Internal | Winter | B20 | 935 | 6130 | 5617.37 | 58.95 | 58.96 | 0.01 | 0
2020 | NYISO_G-I_2_PJM_E | NYISO_G-I | PJM_E | Internal | Shoulder | B11 | 25 | 1500 | 1500 | 62.09 | 75.81 | 8 | 5.71
2020 | NYISO_G-I_2_PJM_E | NYISO_G-I | PJM_E | Internal | Shoulder | B12 | 200 | 1500 | 1499.94 | 57.71 | 65.72 | 8 | 0.01
2020 | NYISO_G-I_2_PJM_E | NYISO_G-I | PJM_E | Internal | Shoulder | B13 | 600 | 1500 | 0 | 56.56 | 62.22 | 8 | 0
2020 | NYISO_G-I_2_PJM_E | NYISO_G-I | PJM_E | Internal | Shoulder | B14 | 900 | 1500 | 0 | 55.2 | 60.38 | 8 | 0
2020 | NYISO_G-I_2_PJM_E | NYISO_G-I | PJM_E | Internal | Shoulder | B15 | 1203 | 1500 | 0 | 55.2 | 56.68 | 8 | 0
2020 | NYISO_G-I_2_PJM_E | NYISO_G-I | PJM_E | Internal | Summer | B1 | 10 | 1500 | 0 | 100.75 | 94.75 | 8 | 0
2020 | NYISO_G-I_2_PJM_E | NYISO_G-I | PJM_E | Internal | Summer | B2 | 25 | 1500 | 0 | 86.2 | 91.62 | 8 | 0
2020 | NYISO_G-I_2_PJM_E | NYISO_G-I | PJM_E | Internal | Summer | B3 | 75 | 1500 | 1500 | 75.8 | 89.35 | 8 | 5.55
2020 | NYISO_G-I_2_PJM_E | NYISO_G-I | PJM_E | Internal | Summer | B4 | 100 | 1500 | 1500 | 72.82 | 87.12 | 8 | 6.3
2020 | NYISO_G-I_2_PJM_E | NYISO_G-I | PJM_E | Internal | Summer | B5 | 200 | 1500 | 405.03 | 71.66 | 79.66 | 8 | 0
2020 | NYISO_G-I_2_PJM_E | NYISO_G-I | PJM_E | Internal | Summer | B6 | 300 | 1500 | 1085.31 | 65.11 | 73.11 | 8 | 0
2020 | NYISO_G-I_2_PJM_E | NYISO_G-I | PJM_E | Internal | Summer | B7 | 400 | 1500 | 0.02 | 54.98 | 62.96 | 8 | 0
2020 | NYISO_G-I_2_PJM_E | NYISO_G-I | PJM_E | Internal | Summer | B8 | 500 | 1500 | 0 | 54.19 | 59.74 | 8 | 0
2020 | NYISO_G-I_2_PJM_E | NYISO_G-I | PJM_E | Internal | Summer | B9 | 800 | 1500 | 0 | 54.18 | 55.8 | 8 | 0
2020 | NYISO_G-I_2_PJM_E | NYISO_G-I | PJM_E | Internal | Summer | B10 | 1262 | 1500 | 0 | 54.18 | 53.57 | 8 | 0
2020 | NYISO_G-I_2_PJM_E | NYISO_G-I | PJM_E | Internal | Winter | B16 | 25 | 1500 | 1499.99 | 72.08 | 80.64 | 8 | 0.56
2020 | NYISO_G-I_2_PJM_E | NYISO_G-I | PJM_E | Internal | Winter | B17 | 100 | 1500 | 0 | 65.99 | 69.94 | 8 | 0
2020 | NYISO_G-I_2_PJM_E | NYISO_G-I | PJM_E | Internal | Winter | B18 | 400 | 1500 | 0 | 62.36 | 67.4 | 8 | 0
2020 | NYISO_G-I_2_PJM_E | NYISO_G-I | PJM_E | Internal | Winter | B19 | 700 | 1500 | 0 | 62.36 | 62.22 | 8 | 0
2020 | NYISO_G-I_2_PJM_E | NYISO_G-I | PJM_E | Internal | Winter | B20 | 935 | 1500 | 0 | 58.95 | 58.7 | 8 | 0
2020 | NYISO_J-K_2_NEISO | NYISO_J-K | NEISO | Internal | Shoulder | B11 | 25 | 315 | 0 | 62.11 | 54.08 | 3 | 0
2020 | NYISO_J-K_2_NEISO | NYISO_J-K | NEISO | Internal | Shoulder | B12 | 200 | 315 | 0 | 57.72 | 54.08 | 3 | 0
2020 | NYISO_J-K_2_NEISO | NYISO_J-K | NEISO | Internal | Shoulder | B13 | 600 | 315 | 0 | 56.57 | 53.57 | 3 | 0
2020 | NYISO_J-K_2_NEISO | NYISO_J-K | NEISO | Internal | Shoulder | B14 | 900 | 315 | 0 | 55.21 | 53.57 | 3 | 0
2020 | NYISO_J-K_2_NEISO | NYISO_J-K | NEISO | Internal | Shoulder | B15 | 1203 | 315 | 0 | 55.21 | 53.57 | 3 | 0
2020 | NYISO_J-K_2_NEISO | NYISO_J-K | NEISO | Internal | Summer | B1 | 10 | 315 | 0 | 100.76 | 97.76 | 3 | 0
2020 | NYISO_J-K_2_NEISO | NYISO_J-K | NEISO | Internal | Summer | B2 | 25 | 315 | 0 | 86.22 | 83.22 | 3 | 0
2020 | NYISO_J-K_2_NEISO | NYISO_J-K | NEISO | Internal | Summer | B3 | 75 | 315 | 0 | 75.81 | 72.78 | 3 | 0
2020 | NYISO_J-K_2_NEISO | NYISO_J-K | NEISO | Internal | Summer | B4 | 100 | 315 | 0 | 72.84 | 69.81 | 3 | 0
2020 | NYISO_J-K_2_NEISO | NYISO_J-K | NEISO | Internal | Summer | B5 | 200 | 315 | 0 | 72.84 | 51.19 | 3 | 0
2020 | NYISO_J-K_2_NEISO | NYISO_J-K | NEISO | Internal | Summer | B6 | 300 | 315 | 0 | 65.12 | 51.19 | 3 | 0
2020 | NYISO_J-K_2_NEISO | NYISO_J-K | NEISO | Internal | Summer | B7 | 400 | 315 | 0 | 55 | 51.19 | 3 | 0
2020 | NYISO_J-K_2_NEISO | NYISO_J-K | NEISO | Internal | Summer | B8 | 500 | 315 | 0 | 54.21 | 51.19 | 3 | 0
2020 | NYISO_J-K_2_NEISO | NYISO_J-K | NEISO | Internal | Summer | B9 | 800 | 315 | 0 | 54.19 | 51.19 | 3 | 0
2020 | NYISO_J-K_2_NEISO | NYISO_J-K | NEISO | Internal | Summer | B10 | 1262 | 315 | 0 | 54.19 | 51.19 | 3 | 0
2020 | NYISO_J-K_2_NEISO | NYISO_J-K | NEISO | Internal | Winter | B16 | 25 | 315 | 0 | 72.09 | 63 | 3 | 0
2020 | NYISO_J-K_2_NEISO | NYISO_J-K | NEISO | Internal | Winter | B17 | 100 | 315 | 0 | 66 | 63 | 3 | 0
2020 | NYISO_J-K_2_NEISO | NYISO_J-K | NEISO | Internal | Winter | B18 | 400 | 315 | 0 | 64.94 | 61.94 | 3 | 0
2020 | NYISO_J-K_2_NEISO | NYISO_J-K | NEISO | Internal | Winter | B19 | 700 | 315 | 0 | 64.68 | 61.94 | 3 | 0
2020 | NYISO_J-K_2_NEISO | NYISO_J-K | NEISO | Internal | Winter | B20 | 935 | 315 | 0 | 58.96 | 61.94 | 3 | 0
2020 | NYISO_J-K_2_NYISO_G-I | NYISO_J-K | NYISO_G-I | Internal | Shoulder | B11 | 25 | 1999 | 0.24 | 62.11 | 62.09 | 0.01 | 0
2020 | NYISO_J-K_2_NYISO_G-I | NYISO_J-K | NYISO_G-I | Internal | Shoulder | B12 | 200 | 1999 | 0.03 | 57.72 | 57.71 | 0.01 | 0
2020 | NYISO_J-K_2_NYISO_G-I | NYISO_J-K | NYISO_G-I | Internal | Shoulder | B13 | 600 | 1999 | 0.01 | 56.57 | 56.56 | 0.01 | 0
2020 | NYISO_J-K_2_NYISO_G-I | NYISO_J-K | NYISO_G-I | Internal | Shoulder | B14 | 900 | 1999 | 0 | 55.21 | 55.2 | 0.01 | 0
2020 | NYISO_J-K_2_NYISO_G-I | NYISO_J-K | NYISO_G-I | Internal | Shoulder | B15 | 1203 | 1999 | 0 | 55.21 | 55.2 | 0.01 | 0
2020 | NYISO_J-K_2_NYISO_G-I | NYISO_J-K | NYISO_G-I | Internal | Summer | B1 | 10 | 1999 | 0.55 | 100.76 | 100.75 | 0.01 | 0
2020 | NYISO_J-K_2_NYISO_G-I | NYISO_J-K | NYISO_G-I | Internal | Summer | B2 | 25 | 1999 | 0.23 | 86.22 | 86.2 | 0.01 | 0
2020 | NYISO_J-K_2_NYISO_G-I | NYISO_J-K | NYISO_G-I | Internal | Summer | B3 | 75 | 1999 | 0.08 | 75.81 | 75.8 | 0.01 | 0
2020 | NYISO_J-K_2_NYISO_G-I | NYISO_J-K | NYISO_G-I | Internal | Summer | B4 | 100 | 1999 | 0.06 | 72.84 | 72.82 | 0.01 | 0
2020 | NYISO_J-K_2_NYISO_G-I | NYISO_J-K | NYISO_G-I | Internal | Summer | B5 | 200 | 1999 | 0 | 72.84 | 71.66 | 0.01 | 0
2020 | NYISO_J-K_2_NYISO_G-I | NYISO_J-K | NYISO_G-I | Internal | Summer | B6 | 300 | 1999 | 0.02 | 65.12 | 65.11 | 0.01 | 0
2020 | NYISO_J-K_2_NYISO_G-I | NYISO_J-K | NYISO_G-I | Internal | Summer | B7 | 400 | 1999 | 0.02 | 55 | 54.98 | 0.01 | 0
2020 | NYISO_J-K_2_NYISO_G-I | NYISO_J-K | NYISO_G-I | Internal | Summer | B8 | 500 | 1999 | 0.01 | 54.21 | 54.19 | 0.01 | 0
2020 | NYISO_J-K_2_NYISO_G-I | NYISO_J-K | NYISO_G-I | Internal | Summer | B9 | 800 | 1999 | 0 | 54.19 | 54.18 | 0.01 | 0
2020 | NYISO_J-K_2_NYISO_G-I | NYISO_J-K | NYISO_G-I | Internal | Summer | B10 | 1262 | 1999 | 0 | 54.19 | 54.18 | 0.01 | 0
2020 | NYISO_J-K_2_NYISO_G-I | NYISO_J-K | NYISO_G-I | Internal | Winter | B16 | 25 | 1999 | 0.23 | 72.09 | 72.08 | 0.01 | 0
2020 | NYISO_J-K_2_NYISO_G-I | NYISO_J-K | NYISO_G-I | Internal | Winter | B17 | 100 | 1999 | 0.05 | 66 | 65.99 | 0.01 | 0
2020 | NYISO_J-K_2_NYISO_G-I | NYISO_J-K | NYISO_G-I | Internal | Winter | B18 | 400 | 1999 | 0 | 64.94 | 62.36 | 0.01 | 0
2020 | NYISO_J-K_2_NYISO_G-I | NYISO_J-K | NYISO_G-I | Internal | Winter | B19 | 700 | 1999 | 0 | 64.68 | 62.36 | 0.01 | 0
2020 | NYISO_J-K_2_NYISO_G-I | NYISO_J-K | NYISO_G-I | Internal | Winter | B20 | 935 | 1999 | 0 | 58.96 | 58.95 | 0.01 | 0
2020 | NYISO_J-K_2_PJM_E | NYISO_J-K | PJM_E | Internal | Shoulder | B11 | 25 | 330 | 330 | 62.11 | 75.81 | 8 | 5.7
2020 | NYISO_J-K_2_PJM_E | NYISO_J-K | PJM_E | Internal | Shoulder | B12 | 200 | 330 | 152.06 | 57.72 | 65.72 | 8 | 0
2020 | NYISO_J-K_2_PJM_E | NYISO_J-K | PJM_E | Internal | Shoulder | B13 | 600 | 330 | 0 | 56.57 | 62.22 | 8 | 0
2020 | NYISO_J-K_2_PJM_E | NYISO_J-K | PJM_E | Internal | Shoulder | B14 | 900 | 330 | 0 | 55.21 | 60.38 | 8 | 0
2020 | NYISO_J-K_2_PJM_E | NYISO_J-K | PJM_E | Internal | Shoulder | B15 | 1203 | 330 | 0 | 55.21 | 56.68 | 8 | 0
2020 | NYISO_J-K_2_PJM_E | NYISO_J-K | PJM_E | Internal | Summer | B1 | 10 | 330 | 0 | 100.76 | 94.75 | 8 | 0
2020 | NYISO_J-K_2_PJM_E | NYISO_J-K | PJM_E | Internal | Summer | B2 | 25 | 330 | 0 | 86.22 | 91.62 | 8 | 0
2020 | NYISO_J-K_2_PJM_E | NYISO_J-K | PJM_E | Internal | Summer | B3 | 75 | 330 | 330 | 75.81 | 89.35 | 8 | 5.54
2020 | NYISO_J-K_2_PJM_E | NYISO_J-K | PJM_E | Internal | Summer | B4 | 100 | 330 | 330 | 72.84 | 87.12 | 8 | 6.29
2020 | NYISO_J-K_2_PJM_E | NYISO_J-K | PJM_E | Internal | Summer | B5 | 200 | 330 | 0 | 72.84 | 79.66 | 8 | 0
2020 | NYISO_J-K_2_PJM_E | NYISO_J-K | PJM_E | Internal | Summer | B6 | 300 | 330 | 0.04 | 65.12 | 73.11 | 8 | 0
2020 | NYISO_J-K_2_PJM_E | NYISO_J-K | PJM_E | Internal | Summer | B7 | 400 | 330 | 0.01 | 55 | 62.96 | 8 | 0
2020 | NYISO_J-K_2_PJM_E | NYISO_J-K | PJM_E | Internal | Summer | B8 | 500 | 330 | 0 | 54.21 | 59.74 | 8 | 0
2020 | NYISO_J-K_2_PJM_E | NYISO_J-K | PJM_E | Internal | Summer | B9 | 800 | 330 | 0 | 54.19 | 55.8 | 8 | 0
2020 | NYISO_J-K_2_PJM_E | NYISO_J-K | PJM_E | Internal | Summer | B10 | 1262 | 330 | 0 | 54.19 | 53.57 | 8 | 0
2020 | NYISO_J-K_2_PJM_E | NYISO_J-K | PJM_E | Internal | Winter | B16 | 25 | 330 | 329.99 | 72.09 | 80.64 | 8 | 0.55
2020 | NYISO_J-K_2_PJM_E | NYISO_J-K | PJM_E | Internal | Winter | B17 | 100 | 330 | 0 | 66 | 69.94 | 8 | 0
2020 | NYISO_J-K_2_PJM_E | NYISO_J-K | PJM_E | Internal | Winter | B18 | 400 | 330 | 0 | 64.94 | 67.4 | 8 | 0
2020 | NYISO_J-K_2_PJM_E | NYISO_J-K | PJM_E | Internal | Winter | B19 | 700 | 330 | 0 | 64.68 | 62.22 | 8 | 0
2020 | NYISO_J-K_2_PJM_E | NYISO_J-K | PJM_E | Internal | Winter | B20 | 935 | 330 | 0 | 58.96 | 58.7 | 8 | 0
2020 | PJM_E_2_NYISO_G-I | PJM_E | NYISO_G-I | Internal | Shoulder | B11 | 25 | 500 | 0 | 75.81 | 62.09 | 6 | 0
2020 | PJM_E_2_NYISO_G-I | PJM_E | NYISO_G-I | Internal | Shoulder | B12 | 200 | 500 | 0 | 65.72 | 57.71 | 6 | 0
2020 | PJM_E_2_NYISO_G-I | PJM_E | NYISO_G-I | Internal | Shoulder | B13 | 600 | 500 | 0 | 62.22 | 56.56 | 6 | 0
2020 | PJM_E_2_NYISO_G-I | PJM_E | NYISO_G-I | Internal | Shoulder | B14 | 900 | 500 | 0 | 60.38 | 55.2 | 6 | 0
2020 | PJM_E_2_NYISO_G-I | PJM_E | NYISO_G-I | Internal | Shoulder | B15 | 1203 | 500 | 0 | 56.68 | 55.2 | 6 | 0
2020 | PJM_E_2_NYISO_G-I | PJM_E | NYISO_G-I | Internal | Summer | B1 | 10 | 500 | 83.54 | 94.75 | 100.75 | 6 | 0
2020 | PJM_E_2_NYISO_G-I | PJM_E | NYISO_G-I | Internal | Summer | B2 | 25 | 500 | 0 | 91.62 | 86.2 | 6 | 0
2020 | PJM_E_2_NYISO_G-I | PJM_E | NYISO_G-I | Internal | Summer | B3 | 75 | 500 | 0 | 89.35 | 75.8 | 6 | 0
2020 | PJM_E_2_NYISO_G-I | PJM_E | NYISO_G-I | Internal | Summer | B4 | 100 | 500 | 0 | 87.12 | 72.82 | 6 | 0
2020 | PJM_E_2_NYISO_G-I | PJM_E | NYISO_G-I | Internal | Summer | B5 | 200 | 500 | 0 | 79.66 | 71.66 | 6 | 0
2020 | PJM_E_2_NYISO_G-I | PJM_E | NYISO_G-I | Internal | Summer | B6 | 300 | 500 | 0 | 73.11 | 65.11 | 6 | 0
2020 | PJM_E_2_NYISO_G-I | PJM_E | NYISO_G-I | Internal | Summer | B7 | 400 | 500 | 0 | 62.96 | 54.98 | 6 | 0
2020 | PJM_E_2_NYISO_G-I | PJM_E | NYISO_G-I | Internal | Summer | B8 | 500 | 500 | 0 | 59.74 | 54.19 | 6 | 0
2020 | PJM_E_2_NYISO_G-I | PJM_E | NYISO_G-I | Internal | Summer | B9 | 800 | 500 | 0 | 55.8 | 54.18 | 6 | 0
2020 | PJM_E_2_NYISO_G-I | PJM_E | NYISO_G-I | Internal | Summer | B10 | 1262 | 500 | 0 | 53.57 | 54.18 | 6 | 0
2020 | PJM_E_2_NYISO_G-I | PJM_E | NYISO_G-I | Internal | Winter | B16 | 25 | 500 | 0 | 80.64 | 72.08 | 6 | 0
2020 | PJM_E_2_NYISO_G-I | PJM_E | NYISO_G-I | Internal | Winter | B17 | 100 | 500 | 0 | 69.94 | 65.99 | 6 | 0
2020 | PJM_E_2_NYISO_G-I | PJM_E | NYISO_G-I | Internal | Winter | B18 | 400 | 500 | 0 | 67.4 | 62.36 | 6 | 0
2020 | PJM_E_2_NYISO_G-I | PJM_E | NYISO_G-I | Internal | Winter | B19 | 700 | 500 | 0 | 62.22 | 62.36 | 6 | 0
2020 | PJM_E_2_NYISO_G-I | PJM_E | NYISO_G-I | Internal | Winter | B20 | 935 | 500 | 0 | 58.7 | 58.95 | 6 | 0
2020 | PJM_E_2_NYISO_J-K | PJM_E | NYISO_J-K | Internal | Shoulder | B11 | 25 | 330 | 0 | 75.81 | 62.11 | 6 | 0
2020 | PJM_E_2_NYISO_J-K | PJM_E | NYISO_J-K | Internal | Shoulder | B12 | 200 | 330 | 0 | 65.72 | 57.72 | 6 | 0
2020 | PJM_E_2_NYISO_J-K | PJM_E | NYISO_J-K | Internal | Shoulder | B13 | 600 | 330 | 0 | 62.22 | 56.57 | 6 | 0
2020 | PJM_E_2_NYISO_J-K | PJM_E | NYISO_J-K | Internal | Shoulder | B14 | 900 | 330 | 0 | 60.38 | 55.21 | 6 | 0
2020 | PJM_E_2_NYISO_J-K | PJM_E | NYISO_J-K | Internal | Shoulder | B15 | 1203 | 330 | 0 | 56.68 | 55.21 | 6 | 0
2020 | PJM_E_2_NYISO_J-K | PJM_E | NYISO_J-K | Internal | Summer | B1 | 10 | 330 | 328.8 | 94.75 | 100.76 | 6 | 0.01
2020 | PJM_E_2_NYISO_J-K | PJM_E | NYISO_J-K | Internal | Summer | B2 | 25 | 330 | 0 | 91.62 | 86.22 | 6 | 0
2020 | PJM_E_2_NYISO_J-K | PJM_E | NYISO_J-K | Internal | Summer | B3 | 75 | 330 | 0 | 89.35 | 75.81 | 6 | 0
2020 | PJM_E_2_NYISO_J-K | PJM_E | NYISO_J-K | Internal | Summer | B4 | 100 | 330 | 0 | 87.12 | 72.84 | 6 | 0
2020 | PJM_E_2_NYISO_J-K | PJM_E | NYISO_J-K | Internal | Summer | B5 | 200 | 330 | 0 | 79.66 | 72.84 | 6 | 0
2020 | PJM_E_2_NYISO_J-K | PJM_E | NYISO_J-K | Internal | Summer | B6 | 300 | 330 | 0 | 73.11 | 65.12 | 6 | 0
2020 | PJM_E_2_NYISO_J-K | PJM_E | NYISO_J-K | Internal | Summer | B7 | 400 | 330 | 0 | 62.96 | 55 | 6 | 0
2020 | PJM_E_2_NYISO_J-K | PJM_E | NYISO_J-K | Internal | Summer | B8 | 500 | 330 | 0 | 59.74 | 54.21 | 6 | 0
2020 | PJM_E_2_NYISO_J-K | PJM_E | NYISO_J-K | Internal | Summer | B9 | 800 | 330 | 0 | 55.8 | 54.19 | 6 | 0
2020 | PJM_E_2_NYISO_J-K | PJM_E | NYISO_J-K | Internal | Summer | B10 | 1262 | 330 | 0 | 53.57 | 54.19 | 6 | 0
2020 | PJM_E_2_NYISO_J-K | PJM_E | NYISO_J-K | Internal | Winter | B16 | 25 | 330 | 0 | 80.64 | 72.09 | 6 | 0
2020 | PJM_E_2_NYISO_J-K | PJM_E | NYISO_J-K | Internal | Winter | B17 | 100 | 330 | 0 | 69.94 | 66 | 6 | 0
2020 | PJM_E_2_NYISO_J-K | PJM_E | NYISO_J-K | Internal | Winter | B18 | 400 | 330 | 0 | 67.4 | 64.94 | 6 | 0
2020 | PJM_E_2_NYISO_J-K | PJM_E | NYISO_J-K | Internal | Winter | B19 | 700 | 330 | 0 | 62.22 | 64.68 | 6 | 0
2020 | PJM_E_2_NYISO_J-K | PJM_E | NYISO_J-K | Internal | Winter | B20 | 935 | 330 | 0 | 58.7 | 58.96 | 6 | 0
2020 | PJM_E_2_PJM_ROM | PJM_E | PJM_ROM | Internal | Shoulder | B11 | 25 | 8000 | 4682.51 | 75.81 | 75.82 | 0.01 | 0
2020 | PJM_E_2_PJM_ROM | PJM_E | PJM_ROM | Internal | Shoulder | B12 | 200 | 8000 | 4885.48 | 65.72 | 65.73 | 0.01 | 0
2020 | PJM_E_2_PJM_ROM | PJM_E | PJM_ROM | Internal | Shoulder | B13 | 600 | 8000 | 3888.3 | 62.22 | 62.23 | 0.01 | 0
2020 | PJM_E_2_PJM_ROM | PJM_E | PJM_ROM | Internal | Shoulder | B14 | 900 | 8000 | 2041.23 | 60.38 | 60.39 | 0.01 | 0
2020 | PJM_E_2_PJM_ROM | PJM_E | PJM_ROM | Internal | Shoulder | B15 | 1203 | 8000 | 308.07 | 56.68 | 56.69 | 0.01 | 0
2020 | PJM_E_2_PJM_ROM | PJM_E | PJM_ROM | Internal | Summer | B1 | 10 | 8000 | 0.66 | 94.75 | 94.74 | 0.01 | 0
2020 | PJM_E_2_PJM_ROM | PJM_E | PJM_ROM | Internal | Summer | B2 | 25 | 8000 | 780.47 | 91.62 | 91.64 | 0.01 | 0
2020 | PJM_E_2_PJM_ROM | PJM_E | PJM_ROM | Internal | Summer | B3 | 75 | 8000 | 5290.21 | 89.35 | 89.36 | 0.01 | 0
2020 | PJM_E_2_PJM_ROM | PJM_E | PJM_ROM | Internal | Summer | B4 | 100 | 8000 | 7073.66 | 87.12 | 87.13 | 0.01 | 0
2020 | PJM_E_2_PJM_ROM | PJM_E | PJM_ROM | Internal | Summer | B5 | 200 | 8000 | 1352.99 | 79.66 | 79.67 | 0.01 | 0
2020 | PJM_E_2_PJM_ROM | PJM_E | PJM_ROM | Internal | Summer | B6 | 300 | 8000 | 2364.23 | 73.11 | 73.12 | 0.01 | 0
2020 | PJM_E_2_PJM_ROM | PJM_E | PJM_ROM | Internal | Summer | B7 | 400 | 8000 | 2673.72 | 62.96 | 62.97 | 0.01 | 0
2020 | PJM_E_2_PJM_ROM | PJM_E | PJM_ROM | Internal | Summer | B8 | 500 | 8000 | 4101.07 | 59.74 | 59.75 | 0.01 | 0
2020 | PJM_E_2_PJM_ROM | PJM_E | PJM_ROM | Internal | Summer | B9 | 800 | 8000 | 2659.41 | 55.8 | 55.81 | 0.01 | 0
2020 | PJM_E_2_PJM_ROM | PJM_E | PJM_ROM | Internal | Summer | B10 | 1262 | 8000 | 872.26 | 53.57 | 53.58 | 0.01 | 0
2020 | PJM_E_2_PJM_ROM | PJM_E | PJM_ROM | Internal | Winter | B16 | 25 | 8000 | 2664.13 | 80.64 | 80.66 | 0.01 | 0
2020 | PJM_E_2_PJM_ROM | PJM_E | PJM_ROM | Internal | Winter | B17 | 100 | 8000 | 809.75 | 69.94 | 69.96 | 0.01 | 0
2020 | PJM_E_2_PJM_ROM | PJM_E | PJM_ROM | Internal | Winter | B18 | 400 | 8000 | 1532.22 | 67.4 | 67.41 | 0.01 | 0
2020 | PJM_E_2_PJM_ROM | PJM_E | PJM_ROM | Internal | Winter | B19 | 700 | 8000 | 234.92 | 62.22 | 62.23 | 0.01 | 0
2020 | PJM_E_2_PJM_ROM | PJM_E | PJM_ROM | Internal | Winter | B20 | 935 | 8000 | 27.18 | 58.7 | 58.71 | 0.01 | 0
2020 | PJM_ROR_2_MISO_IN | PJM_ROR | MISO_IN | Internal | Shoulder | B11 | 25 | 1170 | 0 | 75.81 | 75.28 | 2 | 0
2020 | PJM_ROR_2_MISO_IN | PJM_ROR | MISO_IN | Internal | Shoulder | B12 | 200 | 1170 | 0 | 65.72 | 63.73 | 2 | 0
2020 | PJM_ROR_2_MISO_IN | PJM_ROR | MISO_IN | Internal | Shoulder | B13 | 600 | 1170 | 0 | 62.22 | 60.22 | 2 | 0
2020 | PJM_ROR_2_MISO_IN | PJM_ROR | MISO_IN | Internal | Shoulder | B14 | 900 | 1170 | 0 | 60.38 | 58.37 | 2 | 0
2020 | PJM_ROR_2_MISO_IN | PJM_ROR | MISO_IN | Internal | Shoulder | B15 | 1203 | 1170 | 0 | 56.68 | 54.68 | 2 | 0
2020 | PJM_ROR_2_MISO_IN | PJM_ROR | MISO_IN | Internal | Summer | B1 | 10 | 1170 | 0 | 94.73 | 92.72 | 2 | 0
2020 | PJM_ROR_2_MISO_IN | PJM_ROR | MISO_IN | Internal | Summer | B2 | 25 | 1170 | 0 | 91.62 | 89.62 | 2 | 0
2020 | PJM_ROR_2_MISO_IN | PJM_ROR | MISO_IN | Internal | Summer | B3 | 75 | 1170 | 0 | 89.37 | 87.54 | 2 | 0
2020 | PJM_ROR_2_MISO_IN | PJM_ROR | MISO_IN | Internal | Summer | B4 | 100 | 1170 | 0 | 87.15 | 85.15 | 2 | 0
2020 | PJM_ROR_2_MISO_IN | PJM_ROR | MISO_IN | Internal | Summer | B5 | 200 | 1170 | 0 | 79.66 | 74.95 | 2 | 0
2020 | PJM_ROR_2_MISO_IN | PJM_ROR | MISO_IN | Internal | Summer | B6 | 300 | 1170 | 0 | 73.11 | 68.26 | 2 | 0
2020 | PJM_ROR_2_MISO_IN | PJM_ROR | MISO_IN | Internal | Summer | B7 | 400 | 1170 | 0 | 62.96 | 60.95 | 2 | 0
2020 | PJM_ROR_2_MISO_IN | PJM_ROR | MISO_IN | Internal | Summer | B8 | 500 | 1170 | 0 | 59.74 | 57.38 | 2 | 0
2020 | PJM_ROR_2_MISO_IN | PJM_ROR | MISO_IN | Internal | Summer | B9 | 800 | 1170 | 0 | 55.8 | 53.79 | 2 | 0
2020 | PJM_ROR_2_MISO_IN | PJM_ROR | MISO_IN | Internal | Summer | B10 | 1262 | 1170 | 0 | 53.57 | 51.57 | 2 | 0
2020 | PJM_ROR_2_MISO_IN | PJM_ROR | MISO_IN | Internal | Winter | B16 | 25 | 1170 | 0 | 80.64 | 77.97 | 2 | 0
2020 | PJM_ROR_2_MISO_IN | PJM_ROR | MISO_IN | Internal | Winter | B17 | 100 | 1170 | 0 | 69.94 | 67.92 | 2 | 0
2020 | PJM_ROR_2_MISO_IN | PJM_ROR | MISO_IN | Internal | Winter | B18 | 400 | 1170 | 0 | 67.4 | 65.39 | 2 | 0
2020 | PJM_ROR_2_MISO_IN | PJM_ROR | MISO_IN | Internal | Winter | B19 | 700 | 1170 | 0 | 62.22 | 59.11 | 2 | 0
2020 | PJM_ROR_2_MISO_IN | PJM_ROR | MISO_IN | Internal | Winter | B20 | 935 | 1170 | 0 | 58.7 | 56.69 | 2 | 0
2020 | PJM_ROR_2_MISO_MI | PJM_ROR | MISO_MI | Internal | Shoulder | B11 | 25 | 1305 | 0 | 75.81 | 75.3 | 2 | 0
2020 | PJM_ROR_2_MISO_MI | PJM_ROR | MISO_MI | Internal | Shoulder | B12 | 200 | 1305 | 0 | 65.72 | 63.75 | 2 | 0
2020 | PJM_ROR_2_MISO_MI | PJM_ROR | MISO_MI | Internal | Shoulder | B13 | 600 | 1305 | 0 | 62.22 | 60.23 | 2 | 0
2020 | PJM_ROR_2_MISO_MI | PJM_ROR | MISO_MI | Internal | Shoulder | B14 | 900 | 1305 | 0 | 60.38 | 58.38 | 2 | 0
2020 | PJM_ROR_2_MISO_MI | PJM_ROR | MISO_MI | Internal | Shoulder | B15 | 1203 | 1305 | 0 | 56.68 | 54.69 | 2 | 0
2020 | PJM_ROR_2_MISO_MI | PJM_ROR | MISO_MI | Internal | Summer | B1 | 10 | 1305 | 0 | 94.73 | 92.73 | 2 | 0
2020 | PJM_ROR_2_MISO_MI | PJM_ROR | MISO_MI | Internal | Summer | B2 | 25 | 1305 | 0 | 91.62 | 89.64 | 2 | 0
2020 | PJM_ROR_2_MISO_MI | PJM_ROR | MISO_MI | Internal | Summer | B3 | 75 | 1305 | 0 | 89.37 | 87.55 | 2 | 0
2020 | PJM_ROR_2_MISO_MI | PJM_ROR | MISO_MI | Internal | Summer | B4 | 100 | 1305 | 0 | 87.15 | 85.16 | 2 | 0
2020 | PJM_ROR_2_MISO_MI | PJM_ROR | MISO_MI | Internal | Summer | B5 | 200 | 1305 | 0 | 79.66 | 74.96 | 2 | 0
2020 | PJM_ROR_2_MISO_MI | PJM_ROR | MISO_MI | Internal | Summer | B6 | 300 | 1305 | 0 | 73.11 | 68.28 | 2 | 0
2020 | PJM_ROR_2_MISO_MI | PJM_ROR | MISO_MI | Internal | Summer | B7 | 400 | 1305 | 0 | 62.96 | 60.96 | 2 | 0
2020 | PJM_ROR_2_MISO_MI | PJM_ROR | MISO_MI | Internal | Summer | B8 | 500 | 1305 | 0 | 59.74 | 57.39 | 2 | 0
2020 | PJM_ROR_2_MISO_MI | PJM_ROR | MISO_MI | Internal | Summer | B9 | 800 | 1305 | 0 | 55.8 | 53.8 | 2 | 0
2020 | PJM_ROR_2_MISO_MI | PJM_ROR | MISO_MI | Internal | Summer | B10 | 1262 | 1305 | 0 | 53.57 | 51.58 | 2 | 0
2020 | PJM_ROR_2_MISO_MI | PJM_ROR | MISO_MI | Internal | Winter | B16 | 25 | 1305 | 0 | 80.64 | 77.98 | 2 | 0
2020 | PJM_ROR_2_MISO_MI | PJM_ROR | MISO_MI | Internal | Winter | B17 | 100 | 1305 | 0 | 69.94 | 67.93 | 2 | 0
2020 | PJM_ROR_2_MISO_MI | PJM_ROR | MISO_MI | Internal | Winter | B18 | 400 | 1305 | 0 | 67.4 | 65.4 | 2 | 0
2020 | PJM_ROR_2_MISO_MI | PJM_ROR | MISO_MI | Internal | Winter | B19 | 700 | 1305 | 0 | 62.22 | 59.13 | 2 | 0
2020 | PJM_ROR_2_MISO_MI | PJM_ROR | MISO_MI | Internal | Winter | B20 | 935 | 1305 | 0 | 58.7 | 56.7 | 2 | 0
2020 | PJM_ROR_2_MISO_MO-IL | PJM_ROR | MISO_MO-IL | Internal | Shoulder | B11 | 25 | 1111 | 0.01 | 75.81 | 77.06 | 2 | 0
2020 | PJM_ROR_2_MISO_MO-IL | PJM_ROR | MISO_MO-IL | Internal | Shoulder | B12 | 200 | 1111 | 0 | 65.72 | 63.75 | 2 | 0
2020 | PJM_ROR_2_MISO_MO-IL | PJM_ROR | MISO_MO-IL | Internal | Shoulder | B13 | 600 | 1111 | 0 | 62.22 | 62.24 | 2 | 0
2020 | PJM_ROR_2_MISO_MO-IL | PJM_ROR | MISO_MO-IL | Internal | Shoulder | B14 | 900 | 1111 | 0 | 60.38 | 58.38 | 2 | 0
2020 | PJM_ROR_2_MISO_MO-IL | PJM_ROR | MISO_MO-IL | Internal | Shoulder | B15 | 1203 | 1111 | 0 | 56.68 | 54.69 | 2 | 0
2020 | PJM_ROR_2_MISO_MO-IL | PJM_ROR | MISO_MO-IL | Internal | Summer | B1 | 10 | 1111 | 0 | 94.73 | 92.73 | 2 | 0
2020 | PJM_ROR_2_MISO_MO-IL | PJM_ROR | MISO_MO-IL | Internal | Summer | B2 | 25 | 1111 | 0 | 91.62 | 89.64 | 2 | 0
2020 | PJM_ROR_2_MISO_MO-IL | PJM_ROR | MISO_MO-IL | Internal | Summer | B3 | 75 | 1111 | 0 | 89.37 | 89.15 | 2 | 0
2020 | PJM_ROR_2_MISO_MO-IL | PJM_ROR | MISO_MO-IL | Internal | Summer | B4 | 100 | 1111 | 218.91 | 87.15 | 89.15 | 2 | 0
2020 | PJM_ROR_2_MISO_MO-IL | PJM_ROR | MISO_MO-IL | Internal | Summer | B5 | 200 | 1111 | 405.6 | 79.66 | 81.66 | 2 | 0
2020 | PJM_ROR_2_MISO_MO-IL | PJM_ROR | MISO_MO-IL | Internal | Summer | B6 | 300 | 1111 | 0.04 | 73.11 | 75.1 | 2 | 0
2020 | PJM_ROR_2_MISO_MO-IL | PJM_ROR | MISO_MO-IL | Internal | Summer | B7 | 400 | 1111 | 54.51 | 62.96 | 64.96 | 2 | 0
2020 | PJM_ROR_2_MISO_MO-IL | PJM_ROR | MISO_MO-IL | Internal | Summer | B8 | 500 | 1111 | 0.02 | 59.74 | 61.72 | 2 | 0
2020 | PJM_ROR_2_MISO_MO-IL | PJM_ROR | MISO_MO-IL | Internal | Summer | B9 | 800 | 1111 | 0 | 55.8 | 54.08 | 2 | 0
2020 | PJM_ROR_2_MISO_MO-IL | PJM_ROR | MISO_MO-IL | Internal | Summer | B10 | 1262 | 1111 | 0 | 53.57 | 53.46 | 2 | 0
2020 | PJM_ROR_2_MISO_MO-IL | PJM_ROR | MISO_MO-IL | Internal | Winter | B16 | 25 | 1111 | 0 | 80.64 | 77.98 | 2 | 0
2020 | PJM_ROR_2_MISO_MO-IL | PJM_ROR | MISO_MO-IL | Internal | Winter | B17 | 100 | 1111 | 0 | 69.94 | 67.93 | 2 | 0
2020 | PJM_ROR_2_MISO_MO-IL | PJM_ROR | MISO_MO-IL | Internal | Winter | B18 | 400 | 1111 | 0 | 67.4 | 65.4 | 2 | 0
2020 | PJM_ROR_2_MISO_MO-IL | PJM_ROR | MISO_MO-IL | Internal | Winter | B19 | 700 | 1111 | 0 | 62.22 | 60.77 | 2 | 0
2020 | PJM_ROR_2_MISO_MO-IL | PJM_ROR | MISO_MO-IL | Internal | Winter | B20 | 935 | 1111 | 0 | 58.7 | 56.7 | 2 | 0
2020 | PJM_ROR_2_MISO_W | PJM_ROR | MISO_W | Internal | Shoulder | B11 | 25 | 13129 | 0.01 | 75.81 | 77.05 | 2 | 0
2020 | PJM_ROR_2_MISO_W | PJM_ROR | MISO_W | Internal | Shoulder | B12 | 200 | 13129 | 0 | 65.72 | 63.73 | 2 | 0
2020 | PJM_ROR_2_MISO_W | PJM_ROR | MISO_W | Internal | Shoulder | B13 | 600 | 13129 | 0 | 62.22 | 62.89 | 2 | 0
2020 | PJM_ROR_2_MISO_W | PJM_ROR | MISO_W | Internal | Shoulder | B14 | 900 | 13129 | 0 | 60.38 | 59.75 | 2 | 0
2020 | PJM_ROR_2_MISO_W | PJM_ROR | MISO_W | Internal | Shoulder | B15 | 1203 | 13129 | 0 | 56.68 | 57.67 | 2 | 0
2020 | PJM_ROR_2_MISO_W | PJM_ROR | MISO_W | Internal | Summer | B1 | 10 | 13129 | 0 | 94.73 | 92.73 | 2 | 0
2020 | PJM_ROR_2_MISO_W | PJM_ROR | MISO_W | Internal | Summer | B2 | 25 | 13129 | 0 | 91.62 | 92.04 | 2 | 0
2020 | PJM_ROR_2_MISO_W | PJM_ROR | MISO_W | Internal | Summer | B3 | 75 | 13129 | 1596.9 | 89.37 | 91.37 | 2 | 0
2020 | PJM_ROR_2_MISO_W | PJM_ROR | MISO_W | Internal | Summer | B4 | 100 | 13129 | 3055.21 | 87.15 | 89.15 | 2 | 0
2020 | PJM_ROR_2_MISO_W | PJM_ROR | MISO_W | Internal | Summer | B5 | 200 | 13129 | 3110.07 | 79.66 | 81.66 | 2 | 0
2020 | PJM_ROR_2_MISO_W | PJM_ROR | MISO_W | Internal | Summer | B6 | 300 | 13129 | 902.04 | 73.11 | 75.11 | 2 | 0
2020 | PJM_ROR_2_MISO_W | PJM_ROR | MISO_W | Internal | Summer | B7 | 400 | 13129 | 1271.04 | 62.96 | 64.96 | 2 | 0
2020 | PJM_ROR_2_MISO_W | PJM_ROR | MISO_W | Internal | Summer | B8 | 500 | 13129 | 895.82 | 59.74 | 61.74 | 2 | 0
2020 | PJM_ROR_2_MISO_W | PJM_ROR | MISO_W | Internal | Summer | B9 | 800 | 13129 | 944.06 | 55.8 | 57.8 | 2 | 0
2020 | PJM_ROR_2_MISO_W | PJM_ROR | MISO_W | Internal | Summer | B10 | 1262 | 13129 | 1313.07 | 53.57 | 55.57 | 2 | 0
2020 | PJM_ROR_2_MISO_W | PJM_ROR | MISO_W | Internal | Winter | B16 | 25 | 13129 | 0 | 80.64 | 78.64 | 2 | 0
2020 | PJM_ROR_2_MISO_W | PJM_ROR | MISO_W | Internal | Winter | B17 | 100 | 13129 | 0 | 69.94 | 67.94 | 2 | 0
2020 | PJM_ROR_2_MISO_W | PJM_ROR | MISO_W | Internal | Winter | B18 | 400 | 13129 | 0 | 67.4 | 65.4 | 2 | 0
2020 | PJM_ROR_2_MISO_W | PJM_ROR | MISO_W | Internal | Winter | B19 | 700 | 13129 | 0 | 62.22 | 63.19 | 2 | 0
2020 | PJM_ROR_2_MISO_W | PJM_ROR | MISO_W | Internal | Winter | B20 | 935 | 13129 | 0 | 58.7 | 60 | 2 | 0
2020 | PJM_ROR_2_MISO_WUMS | PJM_ROR | MISO_WUMS | Internal | Shoulder | B11 | 25 | 1467 | 0 | 75.81 | 69.28 | 2 | 0
2020 | PJM_ROR_2_MISO_WUMS | PJM_ROR | MISO_WUMS | Internal | Shoulder | B12 | 200 | 1467 | 0 | 65.72 | 63.72 | 2 | 0
2020 | PJM_ROR_2_MISO_WUMS | PJM_ROR | MISO_WUMS | Internal | Shoulder | B13 | 600 | 1467 | 0 | 62.22 | 60.22 | 2 | 0
2020 | PJM_ROR_2_MISO_WUMS | PJM_ROR | MISO_WUMS | Internal | Shoulder | B14 | 900 | 1467 | 0 | 60.38 | 58.24 | 2 | 0
2020 | PJM_ROR_2_MISO_WUMS | PJM_ROR | MISO_WUMS | Internal | Shoulder | B15 | 1203 | 1467 | 0 | 56.68 | 54.68 | 2 | 0
2020 | PJM_ROR_2_MISO_WUMS | PJM_ROR | MISO_WUMS | Internal | Summer | B1 | 10 | 1467 | 0 | 94.73 | 92.72 | 2 | 0
2020 | PJM_ROR_2_MISO_WUMS | PJM_ROR | MISO_WUMS | Internal | Summer | B2 | 25 | 1467 | 0 | 91.62 | 89.62 | 2 | 0
2020 | PJM_ROR_2_MISO_WUMS | PJM_ROR | MISO_WUMS | Internal | Summer | B3 | 75 | 1467 | 0 | 89.37 | 87.37 | 2 | 0
2020 | PJM_ROR_2_MISO_WUMS | PJM_ROR | MISO_WUMS | Internal | Summer | B4 | 100 | 1467 | 0 | 87.15 | 70.58 | 2 | 0
2020 | PJM_ROR_2_MISO_WUMS | PJM_ROR | MISO_WUMS | Internal | Summer | B5 | 200 | 1467 | 0 | 79.66 | 69.28 | 2 | 0
2020 | PJM_ROR_2_MISO_WUMS | PJM_ROR | MISO_WUMS | Internal | Summer | B6 | 300 | 1467 | 0 | 73.11 | 68.26 | 2 | 0
2020 | PJM_ROR_2_MISO_WUMS | PJM_ROR | MISO_WUMS | Internal | Summer | B7 | 400 | 1467 | 0 | 62.96 | 60.95 | 2 | 0
2020 | PJM_ROR_2_MISO_WUMS | PJM_ROR | MISO_WUMS | Internal | Summer | B8 | 500 | 1467 | 0 | 59.74 | 53.38 | 2 | 0
2020 | PJM_ROR_2_MISO_WUMS | PJM_ROR | MISO_WUMS | Internal | Summer | B9 | 800 | 1467 | 0 | 55.8 | 53.38 | 2 | 0
2020 | PJM_ROR_2_MISO_WUMS | PJM_ROR | MISO_WUMS | Internal | Summer | B10 | 1262 | 1467 | 0 | 53.57 | 51.57 | 2 | 0
2020 | PJM_ROR_2_MISO_WUMS | PJM_ROR | MISO_WUMS | Internal | Winter | B16 | 25 | 1467 | 0 | 80.64 | 69.28 | 2 | 0
2020 | PJM_ROR_2_MISO_WUMS | PJM_ROR | MISO_WUMS | Internal | Winter | B17 | 100 | 1467 | 0 | 69.94 | 67.92 | 2 | 0
2020 | PJM_ROR_2_MISO_WUMS | PJM_ROR | MISO_WUMS | Internal | Winter | B18 | 400 | 1467 | 0 | 67.4 | 65.39 | 2 | 0
2020 | PJM_ROR_2_MISO_WUMS | PJM_ROR | MISO_WUMS | Internal | Winter | B19 | 700 | 1467 | 0 | 62.22 | 59.11 | 2 | 0
2020 | PJM_ROR_2_MISO_WUMS | PJM_ROR | MISO_WUMS | Internal | Winter | B20 | 935 | 1467 | 0 | 58.7 | 56.69 | 2 | 0
2020 | PJM_ROR_2_PJM_ROM | PJM_ROR | PJM_ROM | Internal | Shoulder | B11 | 25 | 8000 | 561.84 | 75.81 | 75.82 | 0.01 | 0
2020 | PJM_ROR_2_PJM_ROM | PJM_ROR | PJM_ROM | Internal | Shoulder | B12 | 200 | 8000 | 875.82 | 65.72 | 65.73 | 0.01 | 0
2020 | PJM_ROR_2_PJM_ROM | PJM_ROR | PJM_ROM | Internal | Shoulder | B13 | 600 | 8000 | 2200.54 | 62.22 | 62.23 | 0.01 | 0
2020 | PJM_ROR_2_PJM_ROM | PJM_ROR | PJM_ROM | Internal | Shoulder | B14 | 900 | 8000 | 4947.33 | 60.38 | 60.39 | 0.01 | 0
2020 | PJM_ROR_2_PJM_ROM | PJM_ROR | PJM_ROM | Internal | Shoulder | B15 | 1203 | 8000 | 6686.08 | 56.68 | 56.69 | 0.01 | 0
2020 | PJM_ROR_2_PJM_ROM | PJM_ROR | PJM_ROM | Internal | Summer | B1 | 10 | 8000 | 5552.47 | 94.73 | 94.74 | 0.01 | 0
2020 | PJM_ROR_2_PJM_ROM | PJM_ROR | PJM_ROM | Internal | Summer | B2 | 25 | 8000 | 3361.69 | 91.62 | 91.64 | 0.01 | 0
2020 | PJM_ROR_2_PJM_ROM | PJM_ROR | PJM_ROM | Internal | Summer | B3 | 75 | 8000 | 0.09 | 89.37 | 89.36 | 0.01 | 0
2020 | PJM_ROR_2_PJM_ROM | PJM_ROR | PJM_ROM | Internal | Summer | B4 | 100 | 8000 | 0.06 | 87.15 | 87.13 | 0.01 | 0
2020 | PJM_ROR_2_PJM_ROM | PJM_ROR | PJM_ROM | Internal | Summer | B5 | 200 | 8000 | 691.74 | 79.66 | 79.67 | 0.01 | 0
2020 | PJM_ROR_2_PJM_ROM | PJM_ROR | PJM_ROM | Internal | Summer | B6 | 300 | 8000 | 3443.39 | 73.11 | 73.12 | 0.01 | 0
2020 | PJM_ROR_2_PJM_ROM | PJM_ROR | PJM_ROM | Internal | Summer | B7 | 400 | 8000 | 3427.98 | 62.96 | 62.97 | 0.01 | 0
2020 | PJM_ROR_2_PJM_ROM | PJM_ROR | PJM_ROM | Internal | Summer | B8 | 500 | 8000 | 3760.66 | 59.74 | 59.75 | 0.01 | 0
2020 | PJM_ROR_2_PJM_ROM | PJM_ROR | PJM_ROM | Internal | Summer | B9 | 800 | 8000 | 3969.76 | 55.8 | 55.81 | 0.01 | 0
2020 | PJM_ROR_2_PJM_ROM | PJM_ROR | PJM_ROM | Internal | Summer | B10 | 1262 | 8000 | 5965.75 | 53.57 | 53.58 | 0.01 | 0
2020 | PJM_ROR_2_PJM_ROM | PJM_ROR | PJM_ROM | Internal | Winter | B16 | 25 | 8000 | 4698.08 | 80.64 | 80.66 | 0.01 | 0
2020 | PJM_ROR_2_PJM_ROM | PJM_ROR | PJM_ROM | Internal | Winter | B17 | 100 | 8000 | 6416.14 | 69.94 | 69.96 | 0.01 | 0
2020 | PJM_ROR_2_PJM_ROM | PJM_ROR | PJM_ROM | Internal | Winter | B18 | 400 | 8000 | 5495.61 | 67.4 | 67.41 | 0.01 | 0
2020 | PJM_ROR_2_PJM_ROM | PJM_ROR | PJM_ROM | Internal | Winter | B19 | 700 | 8000 | 7623.99 | 62.22 | 62.23 | 0.01 | 0
2020 | PJM_ROR_2_PJM_ROM | PJM_ROR | PJM_ROM | Internal | Winter | B20 | 935 | 8000 | 7349.6 | 58.7 | 58.71 | 0.01 | 0
2020 | PJM_ROR_2_TVA_Transmission | PJM_ROR | TVA_Transmission | Internal | Shoulder | B11 | 25 | 2500 | 0 | 75.81 | 79.04 | 6 | 0
2020 | PJM_ROR_2_TVA_Transmission | PJM_ROR | TVA_Transmission | Internal | Shoulder | B12 | 200 | 2500 | 0 | 65.72 | 66.35 | 6 | 0
2020 | PJM_ROR_2_TVA_Transmission | PJM_ROR | TVA_Transmission | Internal | Shoulder | B13 | 600 | 2500 | 0 | 62.22 | 63.42 | 6 | 0
2020 | PJM_ROR_2_TVA_Transmission | PJM_ROR | TVA_Transmission | Internal | Shoulder | B14 | 900 | 2500 | 0 | 60.38 | 62.53 | 6 | 0
2020 | PJM_ROR_2_TVA_Transmission | PJM_ROR | TVA_Transmission | Internal | Shoulder | B15 | 1203 | 2500 | 0 | 56.68 | 60.74 | 6 | 0
2020 | PJM_ROR_2_TVA_Transmission | PJM_ROR | TVA_Transmission | Internal | Summer | B1 | 10 | 2500 | 652.47 | 94.73 | 100.73 | 6 | 0
2020 | PJM_ROR_2_TVA_Transmission | PJM_ROR | TVA_Transmission | Internal | Summer | B2 | 25 | 2500 | 2499.51 | 91.62 | 97.63 | 6 | 0.01
2020 | PJM_ROR_2_TVA_Transmission | PJM_ROR | TVA_Transmission | Internal | Summer | B3 | 75 | 2500 | 998.73 | 89.37 | 95.37 | 6 | 0
2020 | PJM_ROR_2_TVA_Transmission | PJM_ROR | TVA_Transmission | Internal | Summer | B4 | 100 | 2500 | 294.64 | 87.15 | 93.15 | 6 | 0
2020 | PJM_ROR_2_TVA_Transmission | PJM_ROR | TVA_Transmission | Internal | Summer | B5 | 200 | 2500 | 0 | 79.66 | 84.58 | 6 | 0
2020 | PJM_ROR_2_TVA_Transmission | PJM_ROR | TVA_Transmission | Internal | Summer | B6 | 300 | 2500 | 0 | 73.11 | 78.06 | 6 | 0
2020 | PJM_ROR_2_TVA_Transmission | PJM_ROR | TVA_Transmission | Internal | Summer | B7 | 400 | 2500 | 0 | 62.96 | 68.67 | 6 | 0
2020 | PJM_ROR_2_TVA_Transmission | PJM_ROR | TVA_Transmission | Internal | Summer | B8 | 500 | 2500 | 0 | 59.74 | 64.49 | 6 | 0
2020 | PJM_ROR_2_TVA_Transmission | PJM_ROR | TVA_Transmission | Internal | Summer | B9 | 800 | 2500 | 0 | 55.8 | 59.81 | 6 | 0
2020 | PJM_ROR_2_TVA_Transmission | PJM_ROR | TVA_Transmission | Internal | Summer | B10 | 1262 | 2500 | 0 | 53.57 | 54.76 | 6 | 0
2020 | PJM_ROR_2_TVA_Transmission | PJM_ROR | TVA_Transmission | Internal | Winter | B16 | 25 | 2500 | 0 | 80.64 | 82.85 | 6 | 0
2020 | PJM_ROR_2_TVA_Transmission | PJM_ROR | TVA_Transmission | Internal | Winter | B17 | 100 | 2500 | 0 | 69.94 | 69.82 | 6 | 0
2020 | PJM_ROR_2_TVA_Transmission | PJM_ROR | TVA_Transmission | Internal | Winter | B18 | 400 | 2500 | 0 | 67.4 | 67.34 | 6 | 0
2020 | PJM_ROR_2_TVA_Transmission | PJM_ROR | TVA_Transmission | Internal | Winter | B19 | 700 | 2500 | 0 | 62.22 | 64.66 | 6 | 0
2020 | PJM_ROR_2_TVA_Transmission | PJM_ROR | TVA_Transmission | Internal | Winter | B20 | 935 | 2500 | 0 | 58.7 | 62.95 | 6 | 0
2020 | PJM_ROR_2_VACAR | PJM_ROR | VACAR | Internal | Shoulder | B11 | 25 | 3000 | 0 | 75.81 | 78.06 | 6 | 0
2020 | PJM_ROR_2_VACAR | PJM_ROR | VACAR | Internal | Shoulder | B12 | 200 | 3000 | 0 | 65.72 | 71.23 | 6 | 0
2020 | PJM_ROR_2_VACAR | PJM_ROR | VACAR | Internal | Shoulder | B13 | 600 | 3000 | 0 | 62.22 | 63.35 | 6 | 0
2020 | PJM_ROR_2_VACAR | PJM_ROR | VACAR | Internal | Shoulder | B14 | 900 | 3000 | 0 | 60.38 | 63.35 | 6 | 0
2020 | PJM_ROR_2_VACAR | PJM_ROR | VACAR | Internal | Shoulder | B15 | 1203 | 3000 | 0 | 56.68 | 55.29 | 6 | 0
2020 | PJM_ROR_2_VACAR | PJM_ROR | VACAR | Internal | Summer | B1 | 10 | 3000 | 2999.95 | 94.73 | 101.1 | 6 | 0.38
2020 | PJM_ROR_2_VACAR | PJM_ROR | VACAR | Internal | Summer | B2 | 25 | 3000 | 3000 | 91.62 | 101.1 | 6 | 3.48
2020 | PJM_ROR_2_VACAR | PJM_ROR | VACAR | Internal | Summer | B3 | 75 | 3000 | 3000 | 89.37 | 101.1 | 6 | 5.73
2020 | PJM_ROR_2_VACAR | PJM_ROR | VACAR | Internal | Summer | B4 | 100 | 3000 | 2489.07 | 87.15 | 93.15 | 6 | 0
2020 | PJM_ROR_2_VACAR | PJM_ROR | VACAR | Internal | Summer | B5 | 200 | 3000 | 2038.21 | 79.66 | 85.66 | 6 | 0
2020 | PJM_ROR_2_VACAR | PJM_ROR | VACAR | Internal | Summer | B6 | 300 | 3000 | 543.41 | 73.11 | 79.11 | 6 | 0
2020 | PJM_ROR_2_VACAR | PJM_ROR | VACAR | Internal | Summer | B7 | 400 | 3000 | 3000 | 62.96 | 70.39 | 6 | 1.43
2020 | PJM_ROR_2_VACAR | PJM_ROR | VACAR | Internal | Summer | B8 | 500 | 3000 | 0 | 59.74 | 64.98 | 6 | 0
2020 | PJM_ROR_2_VACAR | PJM_ROR | VACAR | Internal | Summer | B9 | 800 | 3000 | 0 | 55.8 | 53.65 | 6 | 0
2020 | PJM_ROR_2_VACAR | PJM_ROR | VACAR | Internal | Summer | B10 | 1262 | 3000 | 0 | 53.57 | 53.65 | 6 | 0
2020 | PJM_ROR_2_VACAR | PJM_ROR | VACAR | Internal | Winter | B16 | 25 | 3000 | 3000 | 80.64 | 91.85 | 6 | 5.21
2020 | PJM_ROR_2_VACAR | PJM_ROR | VACAR | Internal | Winter | B17 | 100 | 3000 | 2020.06 | 69.94 | 75.94 | 6 | 0
2020 | PJM_ROR_2_VACAR | PJM_ROR | VACAR | Internal | Winter | B18 | 400 | 3000 | 0 | 67.4 | 67.7 | 6 | 0
2020 | PJM_ROR_2_VACAR | PJM_ROR | VACAR | Internal | Winter | B19 | 700 | 3000 | 0 | 62.22 | 67.1 | 6 | 0
2020 | PJM_ROR_2_VACAR | PJM_ROR | VACAR | Internal | Winter | B20 | 935 | 3000 | 0 | 58.7 | 58.98 | 6 | 0
2020 | PJM_ROM_2_NYISO_A-F | PJM_ROM | NYISO_A-F | Internal | Shoulder | B11 | 25 | 2000 | 0 | 75.82 | 62.08 | 6 | 0
2020 | PJM_ROM_2_NYISO_A-F | PJM_ROM | NYISO_A-F | Internal | Shoulder | B12 | 200 | 2000 | 0 | 65.73 | 57.7 | 6 | 0
2020 | PJM_ROM_2_NYISO_A-F | PJM_ROM | NYISO_A-F | Internal | Shoulder | B13 | 600 | 2000 | 0 | 62.23 | 56.54 | 6 | 0
2020 | PJM_ROM_2_NYISO_A-F | PJM_ROM | NYISO_A-F | Internal | Shoulder | B14 | 900 | 2000 | 0 | 60.39 | 55.19 | 6 | 0
2020 | PJM_ROM_2_NYISO_A-F | PJM_ROM | NYISO_A-F | Internal | Shoulder | B15 | 1203 | 2000 | 0 | 56.69 | 55.19 | 6 | 0
2020 | PJM_ROM_2_NYISO_A-F | PJM_ROM | NYISO_A-F | Internal | Summer | B1 | 10 | 2000 | 0 | 94.74 | 86.74 | 6 | 0
2020 | PJM_ROM_2_NYISO_A-F | PJM_ROM | NYISO_A-F | Internal | Summer | B2 | 25 | 2000 | 0 | 91.64 | 83.64 | 6 | 0
2020 | PJM_ROM_2_NYISO_A-F | PJM_ROM | NYISO_A-F | Internal | Summer | B3 | 75 | 2000 | 0 | 89.36 | 75.78 | 6 | 0
2020 | PJM_ROM_2_NYISO_A-F | PJM_ROM | NYISO_A-F | Internal | Summer | B4 | 100 | 2000 | 0 | 87.13 | 72.81 | 6 | 0
2020 | PJM_ROM_2_NYISO_A-F | PJM_ROM | NYISO_A-F | Internal | Summer | B5 | 200 | 2000 | 0 | 79.67 | 65.82 | 6 | 0
2020 | PJM_ROM_2_NYISO_A-F | PJM_ROM | NYISO_A-F | Internal | Summer | B6 | 300 | 2000 | 0 | 73.12 | 60.7 | 6 | 0
2020 | PJM_ROM_2_NYISO_A-F | PJM_ROM | NYISO_A-F | Internal | Summer | B7 | 400 | 2000 | 0 | 62.97 | 54.97 | 6 | 0
2020 | PJM_ROM_2_NYISO_A-F | PJM_ROM | NYISO_A-F | Internal | Summer | B8 | 500 | 2000 | 0 | 59.75 | 54.18 | 6 | 0
2020 | PJM_ROM_2_NYISO_A-F | PJM_ROM | NYISO_A-F | Internal | Summer | B9 | 800 | 2000 | 0 | 55.81 | 54.17 | 6 | 0
2020 | PJM_ROM_2_NYISO_A-F | PJM_ROM | NYISO_A-F | Internal | Summer | B10 | 1262 | 2000 | 0 | 53.58 | 54.17 | 6 | 0
2020 | PJM_ROM_2_NYISO_A-F | PJM_ROM | NYISO_A-F | Internal | Winter | B16 | 25 | 2000 | 0 | 80.66 | 64.72 | 6 | 0
2020 | PJM_ROM_2_NYISO_A-F | PJM_ROM | NYISO_A-F | Internal | Winter | B17 | 100 | 2000 | 0 | 69.96 | 61.96 | 6 | 0
2020 | PJM_ROM_2_NYISO_A-F | PJM_ROM | NYISO_A-F | Internal | Winter | B18 | 400 | 2000 | 0 | 67.41 | 59.41 | 6 | 0
2020 | PJM_ROM_2_NYISO_A-F | PJM_ROM | NYISO_A-F | Internal | Winter | B19 | 700 | 2000 | 0 | 62.23 | 58.94 | 6 | 0
2020 | PJM_ROM_2_NYISO_A-F | PJM_ROM | NYISO_A-F | Internal | Winter | B20 | 935 | 2000 | 0 | 58.71 | 58.94 | 6 | 0
2020 | PJM_ROM_2_PJM_E | PJM_ROM | PJM_E | Internal | Shoulder | B11 | 25 | 8000 | 0.24 | 75.82 | 75.81 | 0.01 | 0
2020 | PJM_ROM_2_PJM_E | PJM_ROM | PJM_E | Internal | Shoulder | B12 | 200 | 8000 | 0.03 | 65.73 | 65.72 | 0.01 | 0
2020 | PJM_ROM_2_PJM_E | PJM_ROM | PJM_E | Internal | Shoulder | B13 | 600 | 8000 | 0.01 | 62.23 | 62.22 | 0.01 | 0
2020 | PJM_ROM_2_PJM_E | PJM_ROM | PJM_E | Internal | Shoulder | B14 | 900 | 8000 | 0 | 60.39 | 60.38 | 0.01 | 0
2020 | PJM_ROM_2_PJM_E | PJM_ROM | PJM_E | Internal | Shoulder | B15 | 1203 | 8000 | 0 | 56.69 | 56.68 | 0.01 | 0
2020 | PJM_ROM_2_PJM_E | PJM_ROM | PJM_E | Internal | Summer | B1 | 10 | 8000 | 468.24 | 94.74 | 94.75 | 0.01 | 0
2020 | PJM_ROM_2_PJM_E | PJM_ROM | PJM_E | Internal | Summer | B2 | 25 | 8000 | 0.26 | 91.64 | 91.62 | 0.01 | 0
2020 | PJM_ROM_2_PJM_E | PJM_ROM | PJM_E | Internal | Summer | B3 | 75 | 8000 | 0.08 | 89.36 | 89.35 | 0.01 | 0
2020 | PJM_ROM_2_PJM_E | PJM_ROM | PJM_E | Internal | Summer | B4 | 100 | 8000 | 0.06 | 87.13 | 87.12 | 0.01 | 0
2020 | PJM_ROM_2_PJM_E | PJM_ROM | PJM_E | Internal | Summer | B5 | 200 | 8000 | 0.03 | 79.67 | 79.66 | 0.01 | 0
2020 | PJM_ROM_2_PJM_E | PJM_ROM | PJM_E | Internal | Summer | B6 | 300 | 8000 | 0.02 | 73.12 | 73.11 | 0.01 | 0
2020 | PJM_ROM_2_PJM_E | PJM_ROM | PJM_E | Internal | Summer | B7 | 400 | 8000 | 0.02 | 62.97 | 62.96 | 0.01 | 0
2020 | PJM_ROM_2_PJM_E | PJM_ROM | PJM_E | Internal | Summer | B8 | 500 | 8000 | 0.01 | 59.75 | 59.74 | 0.01 | 0
2020 | PJM_ROM_2_PJM_E | PJM_ROM | PJM_E | Internal | Summer | B9 | 800 | 8000 | 0 | 55.81 | 55.8 | 0.01 | 0
2020 | PJM_ROM_2_PJM_E | PJM_ROM | PJM_E | Internal | Summer | B10 | 1262 | 8000 | 0 | 53.58 | 53.57 | 0.01 | 0
2020 | PJM_ROM_2_PJM_E | PJM_ROM | PJM_E | Internal | Winter | B16 | 25 | 8000 | 0.25 | 80.66 | 80.64 | 0.01 | 0
2020 | PJM_ROM_2_PJM_E | PJM_ROM | PJM_E | Internal | Winter | B17 | 100 | 8000 | 0.07 | 69.96 | 69.94 | 0.01 | 0
2020 | PJM_ROM_2_PJM_E | PJM_ROM | PJM_E | Internal | Winter | B18 | 400 | 8000 | 0.02 | 67.41 | 67.4 | 0.01 | 0
2020 | PJM_ROM_2_PJM_E | PJM_ROM | PJM_E | Internal | Winter | B19 | 700 | 8000 | 0 | 62.23 | 62.22 | 0.01 | 0
2020 | PJM_ROM_2_PJM_E | PJM_ROM | PJM_E | Internal | Winter | B20 | 935 | 8000 | 0 | 58.71 | 58.7 | 0.01 | 0
2020 | PJM_ROM_2_PJM_ROR | PJM_ROM | PJM_ROR | Internal | Shoulder | B11 | 25 | 8000 | 0.27 | 75.82 | 75.81 | 0.01 | 0
2020 | PJM_ROM_2_PJM_ROR | PJM_ROM | PJM_ROR | Internal | Shoulder | B12 | 200 | 8000 | 0.03 | 65.73 | 65.72 | 0.01 | 0
2020 | PJM_ROM_2_PJM_ROR | PJM_ROM | PJM_ROR | Internal | Shoulder | B13 | 600 | 8000 | 0.01 | 62.23 | 62.22 | 0.01 | 0
2020 | PJM_ROM_2_PJM_ROR | PJM_ROM | PJM_ROR | Internal | Shoulder | B14 | 900 | 8000 | 0 | 60.39 | 60.38 | 0.01 | 0
2020 | PJM_ROM_2_PJM_ROR | PJM_ROM | PJM_ROR | Internal | Shoulder | B15 | 1203 | 8000 | 0 | 56.69 | 56.68 | 0.01 | 0
2020 | PJM_ROM_2_PJM_ROR | PJM_ROM | PJM_ROR | Internal | Summer | B1 | 10 | 8000 | 0.59 | 94.74 | 94.73 | 0.01 | 0
2020 | PJM_ROM_2_PJM_ROR | PJM_ROM | PJM_ROR | Internal | Summer | B2 | 25 | 8000 | 0.25 | 91.64 | 91.62 | 0.01 | 0
2020 | PJM_ROM_2_PJM_ROR | PJM_ROM | PJM_ROR | Internal | Summer | B3 | 75 | 8000 | 1518.95 | 89.36 | 89.37 | 0.01 | 0
2020 | PJM_ROM_2_PJM_ROR | PJM_ROM | PJM_ROR | Internal | Summer | B4 | 100 | 8000 | 4404.17 | 87.13 | 87.15 | 0.01 | 0
2020 | PJM_ROM_2_PJM_ROR | PJM_ROM | PJM_ROR | Internal | Summer | B5 | 200 | 8000 | 0.03 | 79.67 | 79.66 | 0.01 | 0
2020 | PJM_ROM_2_PJM_ROR | PJM_ROM | PJM_ROR | Internal | Summer | B6 | 300 | 8000 | 0.02 | 73.12 | 73.11 | 0.01 | 0
2020 | PJM_ROM_2_PJM_ROR | PJM_ROM | PJM_ROR | Internal | Summer | B7 | 400 | 8000 | 0.02 | 62.97 | 62.96 | 0.01 | 0
2020 | PJM_ROM_2_PJM_ROR | PJM_ROM | PJM_ROR | Internal | Summer | B8 | 500 | 8000 | 0.01 | 59.75 | 59.74 | 0.01 | 0
2020 | PJM_ROM_2_PJM_ROR | PJM_ROM | PJM_ROR | Internal | Summer | B9 | 800 | 8000 | 0 | 55.81 | 55.8 | 0.01 | 0
2020 | PJM_ROM_2_PJM_ROR | PJM_ROM | PJM_ROR | Internal | Summer | B10 | 1262 | 8000 | 0 | 53.58 | 53.57 | 0.01 | 0
2020 | PJM_ROM_2_PJM_ROR | PJM_ROM | PJM_ROR | Internal | Winter | B16 | 25 | 8000 | 0.24 | 80.66 | 80.64 | 0.01 | 0
2020 | PJM_ROM_2_PJM_ROR | PJM_ROM | PJM_ROR | Internal | Winter | B17 | 100 | 8000 | 0.06 | 69.96 | 69.94 | 0.01 | 0
2020 | PJM_ROM_2_PJM_ROR | PJM_ROM | PJM_ROR | Internal | Winter | B18 | 400 | 8000 | 0.02 | 67.41 | 67.4 | 0.01 | 0
2020 | PJM_ROM_2_PJM_ROR | PJM_ROM | PJM_ROR | Internal | Winter | B19 | 700 | 8000 | 0 | 62.23 | 62.22 | 0.01 | 0
2020 | PJM_ROM_2_PJM_ROR | PJM_ROM | PJM_ROR | Internal | Winter | B20 | 935 | 8000 | 0 | 58.71 | 58.7 | 0.01 | 0
2020 | SOCO_2_ENT | SOCO | ENT | Internal | Shoulder | B11 | 25 | 4300 | 0 | 85.06 | 77.06 | 10 | 0
2020 | SOCO_2_ENT | SOCO | ENT | Internal | Shoulder | B12 | 200 | 4300 | 0 | 65.25 | 60.51 | 10 | 0
2020 | SOCO_2_ENT | SOCO | ENT | Internal | Shoulder | B13 | 600 | 4300 | 0 | 62.11 | 60.51 | 10 | 0
2020 | SOCO_2_ENT | SOCO | ENT | Internal | Shoulder | B14 | 900 | 4300 | 0 | 62.11 | 59.76 | 10 | 0
2020 | SOCO_2_ENT | SOCO | ENT | Internal | Shoulder | B15 | 1203 | 4300 | 0 | 59.94 | 57.85 | 10 | 0
2020 | SOCO_2_ENT | SOCO | ENT | Internal | Summer | B1 | 10 | 4300 | 0 | 100.01 | 92.01 | 10 | 0
2020 | SOCO_2_ENT | SOCO | ENT | Internal | Summer | B2 | 25 | 4300 | 0 | 98.06 | 90.06 | 10 | 0
2020 | SOCO_2_ENT | SOCO | ENT | Internal | Summer | B3 | 75 | 4300 | 0 | 98.06 | 90.06 | 10 | 0
2020 | SOCO_2_ENT | SOCO | ENT | Internal | Summer | B4 | 100 | 4300 | 0 | 98.06 | 90.06 | 10 | 0
2020 | SOCO_2_ENT | SOCO | ENT | Internal | Summer | B5 | 200 | 4300 | 0 | 92.66 | 83.72 | 10 | 0
2020 | SOCO_2_ENT | SOCO | ENT | Internal | Summer | B6 | 300 | 4300 | 0 | 86.11 | 78.11 | 10 | 0
2020 | SOCO_2_ENT | SOCO | ENT | Internal | Summer | B7 | 400 | 4300 | 0 | 77.39 | 69.39 | 10 | 0
2020 | SOCO_2_ENT | SOCO | ENT | Internal | Summer | B8 | 500 | 4300 | 0 | 71.98 | 63.98 | 10 | 0
2020 | SOCO_2_ENT | SOCO | ENT | Internal | Summer | B9 | 800 | 4300 | 0 | 60.65 | 59.13 | 10 | 0
2020 | SOCO_2_ENT | SOCO | ENT | Internal | Summer | B10 | 1262 | 4300 | 0 | 58.67 | 58.7 | 10 | 0
2020 | SOCO_2_ENT | SOCO | ENT | Internal | Winter | B16 | 25 | 4300 | 0 | 85.77 | 74.85 | 10 | 0
2020 | SOCO_2_ENT | SOCO | ENT | Internal | Winter | B17 | 100 | 4300 | 0 | 71.23 | 63.23 | 10 | 0
2020 | SOCO_2_ENT | SOCO | ENT | Internal | Winter | B18 | 400 | 4300 | 0 | 63.78 | 62.77 | 10 | 0
2020 | SOCO_2_ENT | SOCO | ENT | Internal | Winter | B19 | 700 | 4300 | 0 | 63.78 | 62.77 | 10 | 0
2020 | SOCO_2_ENT | SOCO | ENT | Internal | Winter | B20 | 935 | 4300 | 0 | 62.55 | 60.68 | 10 | 0
2020 | SOCO_2_FRCC | SOCO | FRCC | Internal | Shoulder | B11 | 25 | 3700 | 3700 | 85.06 | 102.6 | 10 | 7.54
2020 | SOCO_2_FRCC | SOCO | FRCC | Internal | Shoulder | B12 | 200 | 3700 | 0 | 65.25 | 67.68 | 10 | 0
2020 | SOCO_2_FRCC | SOCO | FRCC | Internal | Shoulder | B13 | 600 | 3700 | 0 | 62.11 | 66.26 | 10 | 0
2020 | SOCO_2_FRCC | SOCO | FRCC | Internal | Shoulder | B14 | 900 | 3700 | 0 | 62.11 | 64.87 | 10 | 0
2020 | SOCO_2_FRCC | SOCO | FRCC | Internal | Shoulder | B15 | 1203 | 3700 | 0 | 59.94 | 64.87 | 10 | 0
2020 | SOCO_2_FRCC | SOCO | FRCC | Internal | Summer | B1 | 10 | 3700 | 557.46 | 100.01 | 110.01 | 10 | 0
2020 | SOCO_2_FRCC | SOCO | FRCC | Internal | Summer | B2 | 25 | 3700 | 0 | 98.06 | 104.93 | 10 | 0
2020 | SOCO_2_FRCC | SOCO | FRCC | Internal | Summer | B3 | 75 | 3700 | 0 | 98.06 | 104.93 | 10 | 0
2020 | SOCO_2_FRCC | SOCO | FRCC | Internal | Summer | B4 | 100 | 3700 | 0 | 98.06 | 104.93 | 10 | 0
2020 | SOCO_2_FRCC | SOCO | FRCC | Internal | Summer | B5 | 200 | 3700 | 1771.94 | 92.66 | 102.66 | 10 | 0
2020 | SOCO_2_FRCC | SOCO | FRCC | Internal | Summer | B6 | 300 | 3700 | 1274.02 | 86.11 | 96.11 | 10 | 0
2020 | SOCO_2_FRCC | SOCO | FRCC | Internal | Summer | B7 | 400 | 3700 | 0 | 77.39 | 76.31 | 10 | 0
2020 | SOCO_2_FRCC | SOCO | FRCC | Internal | Summer | B8 | 500 | 3700 | 0 | 71.98 | 66.92 | 10 | 0
2020 | SOCO_2_FRCC | SOCO | FRCC | Internal | Summer | B9 | 800 | 3700 | 0 | 60.65 | 64.14 | 10 | 0
2020 | SOCO_2_FRCC | SOCO | FRCC | Internal | Summer | B10 | 1262 | 3700 | 0 | 58.67 | 64.14 | 10 | 0
2020 | SOCO_2_FRCC | SOCO | FRCC | Internal | Winter | B16 | 25 | 3700 | 839.43 | 85.77 | 95.77 | 10 | 0
2020 | SOCO_2_FRCC | SOCO | FRCC | Internal | Winter | B17 | 100 | 3700 | 0 | 71.23 | 70.01 | 10 | 0
2020 | SOCO_2_FRCC | SOCO | FRCC | Internal | Winter | B18 | 400 | 3700 | 0 | 63.78 | 67.1 | 10 | 0
2020 | SOCO_2_FRCC | SOCO | FRCC | Internal | Winter | B19 | 700 | 3700 | 0 | 63.78 | 67.1 | 10 | 0
2020 | SOCO_2_FRCC | SOCO | FRCC | Internal | Winter | B20 | 935 | 3700 | 0 | 62.55 | 67.1 | 10 | 0
2020 | SOCO_2_TVA_Transmission | SOCO | TVA_Transmission | Internal | Shoulder | B11 | 25 | 2600 | 0 | 85.06 | 79.04 | 10 | 0
2020 | SOCO_2_TVA_Transmission | SOCO | TVA_Transmission | Internal | Shoulder | B12 | 200 | 2600 | 0 | 65.25 | 66.35 | 10 | 0
2020 | SOCO_2_TVA_Transmission | SOCO | TVA_Transmission | Internal | Shoulder | B13 | 600 | 2600 | 0 | 62.11 | 63.42 | 10 | 0
2020 | SOCO_2_TVA_Transmission | SOCO | TVA_Transmission | Internal | Shoulder | B14 | 900 | 2600 | 0 | 62.11 | 62.53 | 10 | 0
2020 | SOCO_2_TVA_Transmission | SOCO | TVA_Transmission | Internal | Shoulder | B15 | 1203 | 2600 | 0 | 59.94 | 60.74 | 10 | 0
2020 | SOCO_2_TVA_Transmission | SOCO | TVA_Transmission | Internal | Summer | B1 | 10 | 2600 | 0 | 100.01 | 100.73 | 10 | 0
2020 | SOCO_2_TVA_Transmission | SOCO | TVA_Transmission | Internal | Summer | B2 | 25 | 2600 | 0 | 98.06 | 97.63 | 10 | 0
2020 | SOCO_2_TVA_Transmission | SOCO | TVA_Transmission | Internal | Summer | B3 | 75 | 2600 | 0 | 98.06 | 95.37 | 10 | 0
2020 | SOCO_2_TVA_Transmission | SOCO | TVA_Transmission | Internal | Summer | B4 | 100 | 2600 | 0 | 98.06 | 93.15 | 10 | 0
2020 | SOCO_2_TVA_Transmission | SOCO | TVA_Transmission | Internal | Summer | B5 | 200 | 2600 | 0 | 92.66 | 84.58 | 10 | 0
2020 | SOCO_2_TVA_Transmission | SOCO | TVA_Transmission | Internal | Summer | B6 | 300 | 2600 | 0 | 86.11 | 78.06 | 10 | 0
2020 | SOCO_2_TVA_Transmission | SOCO | TVA_Transmission | Internal | Summer | B7 | 400 | 2600 | 0 | 77.39 | 68.67 | 10 | 0
2020 | SOCO_2_TVA_Transmission | SOCO | TVA_Transmission | Internal | Summer | B8 | 500 | 2600 | 0 | 71.98 | 64.49 | 10 | 0
2020 | SOCO_2_TVA_Transmission | SOCO | TVA_Transmission | Internal | Summer | B9 | 800 | 2600 | 0 | 60.65 | 59.81 | 10 | 0
2020 | SOCO_2_TVA_Transmission | SOCO | TVA_Transmission | Internal | Summer | B10 | 1262 | 2600 | 0 | 58.67 | 54.76 | 10 | 0
2020 | SOCO_2_TVA_Transmission | SOCO | TVA_Transmission | Internal | Winter | B16 | 25 | 2600 | 0 | 85.77 | 82.85 | 10 | 0
2020 | SOCO_2_TVA_Transmission | SOCO | TVA_Transmission | Internal | Winter | B17 | 100 | 2600 | 0 | 71.23 | 69.82 | 10 | 0
2020 | SOCO_2_TVA_Transmission | SOCO | TVA_Transmission | Internal | Winter | B18 | 400 | 2600 | 0 | 63.78 | 67.34 | 10 | 0
2020 | SOCO_2_TVA_Transmission | SOCO | TVA_Transmission | Internal | Winter | B19 | 700 | 2600 | 0 | 63.78 | 64.66 | 10 | 0
2020 | SOCO_2_TVA_Transmission | SOCO | TVA_Transmission | Internal | Winter | B20 | 935 | 2600 | 0 | 62.55 | 62.95 | 10 | 0
2020 | SOCO_2_VACAR | SOCO | VACAR | Internal | Shoulder | B11 | 25 | 2000 | 0 | 85.06 | 78.06 | 10 | 0
2020 | SOCO_2_VACAR | SOCO | VACAR | Internal | Shoulder | B12 | 200 | 2000 | 0 | 65.25 | 71.23 | 10 | 0
2020 | SOCO_2_VACAR | SOCO | VACAR | Internal | Shoulder | B13 | 600 | 2000 | 0 | 62.11 | 63.35 | 10 | 0
2020 | SOCO_2_VACAR | SOCO | VACAR | Internal | Shoulder | B14 | 900 | 2000 | 0 | 62.11 | 63.35 | 10 | 0
2020 | SOCO_2_VACAR | SOCO | VACAR | Internal | Shoulder | B15 | 1203 | 2000 | 0 | 59.94 | 55.29 | 10 | 0
2020 | SOCO_2_VACAR | SOCO | VACAR | Internal | Summer | B1 | 10 | 2000 | 0 | 100.01 | 101.1 | 10 | 0
2020 | SOCO_2_VACAR | SOCO | VACAR | Internal | Summer | B2 | 25 | 2000 | 0 | 98.06 | 101.1 | 10 | 0
2020 | SOCO_2_VACAR | SOCO | VACAR | Internal | Summer | B3 | 75 | 2000 | 0 | 98.06 | 101.1 | 10 | 0
2020 | SOCO_2_VACAR | SOCO | VACAR | Internal | Summer | B4 | 100 | 2000 | 0 | 98.06 | 93.15 | 10 | 0
2020 | SOCO_2_VACAR | SOCO | VACAR | Internal | Summer | B5 | 200 | 2000 | 0 | 92.66 | 85.66 | 10 | 0
2020 | SOCO_2_VACAR | SOCO | VACAR | Internal | Summer | B6 | 300 | 2000 | 0 | 86.11 | 79.11 | 10 | 0
2020 | SOCO_2_VACAR | SOCO | VACAR | Internal | Summer | B7 | 400 | 2000 | 0 | 77.39 | 70.39 | 10 | 0
2020 | SOCO_2_VACAR | SOCO | VACAR | Internal | Summer | B8 | 500 | 2000 | 0 | 71.98 | 64.98 | 10 | 0
2020 | SOCO_2_VACAR | SOCO | VACAR | Internal | Summer | B9 | 800 | 2000 | 0 | 60.65 | 53.65 | 10 | 0
2020 | SOCO_2_VACAR | SOCO | VACAR | Internal | Summer | B10 | 1262 | 2000 | 0 | 58.67 | 53.65 | 10 | 0
2020 | SOCO_2_VACAR | SOCO | VACAR | Internal | Winter | B16 | 25 | 2000 | 0 | 85.77 | 91.85 | 10 | 0
2020 | SOCO_2_VACAR | SOCO | VACAR | Internal | Winter | B17 | 100 | 2000 | 0 | 71.23 | 75.94 | 10 | 0
2020 | SOCO_2_VACAR | SOCO | VACAR | Internal | Winter | B18 | 400 | 2000 | 0 | 63.78 | 67.7 | 10 | 0
2020 | SOCO_2_VACAR | SOCO | VACAR | Internal | Winter | B19 | 700 | 2000 | 0 | 63.78 | 67.1 | 10 | 0
2020 | SOCO_2_VACAR | SOCO | VACAR | Internal | Winter | B20 | 935 | 2000 | 0 | 62.55 | 58.98 | 10 | 0
2020 | SPP_N_2_ENT | SPP_N | ENT | Internal | Shoulder | B11 | 25 | 15643 | 1636.77 | 72.06 | 77.06 | 5 | 0
2020 | SPP_N_2_ENT | SPP_N | ENT | Internal | Shoulder | B12 | 200 | 15643 | 0 | 58.75 | 60.51 | 5 | 0
2020 | SPP_N_2_ENT | SPP_N | ENT | Internal | Shoulder | B13 | 600 | 15643 | 0 | 57.9 | 60.51 | 5 | 0
2020 | SPP_N_2_ENT | SPP_N | ENT | Internal | Shoulder | B14 | 900 | 15643 | 1199.69 | 54.76 | 59.76 | 5 | 0
2020 | SPP_N_2_ENT | SPP_N | ENT | Internal | Shoulder | B15 | 1203 | 15643 | 4437.76 | 52.85 | 57.85 | 5 | 0
2020 | SPP_N_2_ENT | SPP_N | ENT | Internal | Summer | B1 | 10 | 15643 | 0.02 | 87.73 | 92.01 | 5 | 0
2020 | SPP_N_2_ENT | SPP_N | ENT | Internal | Summer | B2 | 25 | 15643 | 0 | 88.45 | 90.06 | 5 | 0
2020 | SPP_N_2_ENT | SPP_N | ENT | Internal | Summer | B3 | 75 | 15643 | 0 | 91.38 | 90.06 | 5 | 0
2020 | SPP_N_2_ENT | SPP_N | ENT | Internal | Summer | B4 | 100 | 15643 | 0 | 88.45 | 90.06 | 5 | 0
2020 | SPP_N_2_ENT | SPP_N | ENT | Internal | Summer | B5 | 200 | 15643 | 0 | 81.67 | 83.72 | 5 | 0
2020 | SPP_N_2_ENT | SPP_N | ENT | Internal | Summer | B6 | 300 | 15643 | 242.24 | 73.11 | 78.11 | 5 | 0
2020 | SPP_N_2_ENT | SPP_N | ENT | Internal | Summer | B7 | 400 | 15643 | 532.07 | 64.39 | 69.39 | 5 | 0
2020 | SPP_N_2_ENT | SPP_N | ENT | Internal | Summer | B8 | 500 | 15643 | 0 | 59.52 | 63.98 | 5 | 0
2020 | SPP_N_2_ENT | SPP_N | ENT | Internal | Summer | B9 | 800 | 15643 | 0 | 58.19 | 59.13 | 5 | 0
2020 | SPP_N_2_ENT | SPP_N | ENT | Internal | Summer | B10 | 1262 | 15643 | 0 | 56.5 | 58.7 | 5 | 0
2020 | SPP_N_2_ENT | SPP_N | ENT | Internal | Winter | B16 | 25 | 15643 | 134.25 | 69.85 | 74.85 | 5 | 0
2020 | SPP_N_2_ENT | SPP_N | ENT | Internal | Winter | B17 | 100 | 15643 | 0 | 62.93 | 63.23 | 5 | 0
2020 | SPP_N_2_ENT | SPP_N | ENT | Internal | Winter | B18 | 400 | 15643 | 0 | 60.65 | 62.77 | 5 | 0
2020 | SPP_N_2_ENT | SPP_N | ENT | Internal | Winter | B19 | 700 | 15643 | 0 | 58.73 | 62.77 | 5 | 0
2020 | SPP_N_2_ENT | SPP_N | ENT | Internal | Winter | B20 | 935 | 15643 | 2889.89 | 55.68 | 60.68 | 5 | 0
2020 | SPP_N_2_MISO_MO-IL | SPP_N | MISO_MO-IL | Internal | Shoulder | B11 | 25 | 4019 | 422.43 | 72.06 | 77.06 | 5 | 0
2020 | SPP_N_2_MISO_MO-IL | SPP_N | MISO_MO-IL | Internal | Shoulder | B12 | 200 | 4019 | 30.22 | 58.75 | 63.75 | 5 | 0
2020 | SPP_N_2_MISO_MO-IL | SPP_N | MISO_MO-IL | Internal | Shoulder | B13 | 600 | 4019 | 0 | 57.9 | 62.24 | 5 | 0
2020 | SPP_N_2_MISO_MO-IL | SPP_N | MISO_MO-IL | Internal | Shoulder | B14 | 900 | 4019 | 0 | 54.76 | 58.38 | 5 | 0
2020 | SPP_N_2_MISO_MO-IL | SPP_N | MISO_MO-IL | Internal | Shoulder | B15 | 1203 | 4019 | 0 | 52.85 | 54.69 | 5 | 0
2020 | SPP_N_2_MISO_MO-IL | SPP_N | MISO_MO-IL | Internal | Summer | B1 | 10 | 4019 | 628.49 | 87.73 | 92.73 | 5 | 0
2020 | SPP_N_2_MISO_MO-IL | SPP_N | MISO_MO-IL | Internal | Summer | B2 | 25 | 4019 | 0 | 88.45 | 89.64 | 5 | 0
2020 | SPP_N_2_MISO_MO-IL | SPP_N | MISO_MO-IL | Internal | Summer | B3 | 75 | 4019 | 0 | 91.38 | 89.15 | 5 | 0
2020 | SPP_N_2_MISO_MO-IL | SPP_N | MISO_MO-IL | Internal | Summer | B4 | 100 | 4019 | 0 | 88.45 | 89.15 | 5 | 0
2020 | SPP_N_2_MISO_MO-IL | SPP_N | MISO_MO-IL | Internal | Summer | B5 | 200 | 4019 | 0 | 81.67 | 81.66 | 5 | 0
2020 | SPP_N_2_MISO_MO-IL | SPP_N | MISO_MO-IL | Internal | Summer | B6 | 300 | 4019 | 0 | 73.11 | 75.1 | 5 | 0
2020 | SPP_N_2_MISO_MO-IL | SPP_N | MISO_MO-IL | Internal | Summer | B7 | 400 | 4019 | 0 | 64.39 | 64.96 | 5 | 0
2020 | SPP_N_2_MISO_MO-IL | SPP_N | MISO_MO-IL | Internal | Summer | B8 | 500 | 4019 | 0 | 59.52 | 61.72 | 5 | 0
2020 | SPP_N_2_MISO_MO-IL | SPP_N | MISO_MO-IL | Internal | Summer | B9 | 800 | 4019 | 0 | 58.19 | 54.08 | 5 | 0
2020 | SPP_N_2_MISO_MO-IL | SPP_N | MISO_MO-IL | Internal | Summer | B10 | 1262 | 4019 | 0 | 56.5 | 53.46 | 5 | 0
2020 | SPP_N_2_MISO_MO-IL | SPP_N | MISO_MO-IL | Internal | Winter | B16 | 25 | 4019 | 4019 | 69.85 | 77.98 | 5 | 3.12
2020 | SPP_N_2_MISO_MO-IL | SPP_N | MISO_MO-IL | Internal | Winter | B17 | 100 | 4019 | 3065.85 | 62.93 | 67.93 | 5 | 0
2020 | SPP_N_2_MISO_MO-IL | SPP_N | MISO_MO-IL | Internal | Winter | B18 | 400 | 4019 | 0 | 60.65 | 65.4 | 5 | 0
2020 | SPP_N_2_MISO_MO-IL | SPP_N | MISO_MO-IL | Internal | Winter | B19 | 700 | 4019 | 0 | 58.73 | 60.77 | 5 | 0
2020 | SPP_N_2_MISO_MO-IL | SPP_N | MISO_MO-IL | Internal | Winter | B20 | 935 | 4019 | 0 | 55.68 | 56.7 | 5 | 0
2020 | SPP_N_2_MISO_W | SPP_N | MISO_W | Internal | Shoulder | B11 | 25 | 1087 | 0.46 | 72.06 | 77.05 | 5 | 0
2020 | SPP_N_2_MISO_W | SPP_N | MISO_W | Internal | Shoulder | B12 | 200 | 1087 | 0.06 | 58.75 | 63.73 | 5 | 0
2020 | SPP_N_2_MISO_W | SPP_N | MISO_W | Internal | Shoulder | B13 | 600 | 1087 | 0.02 | 57.9 | 62.89 | 5 | 0
2020 | SPP_N_2_MISO_W | SPP_N | MISO_W | Internal | Shoulder | B14 | 900 | 1087 | 0.01 | 54.76 | 59.75 | 5 | 0
2020 | SPP_N_2_MISO_W | SPP_N | MISO_W | Internal | Shoulder | B15 | 1203 | 1087 | 0 | 52.85 | 57.67 | 5 | 0
2020 | SPP_N_2_MISO_W | SPP_N | MISO_W | Internal | Summer | B1 | 10 | 1087 | 736.97 | 87.73 | 92.73 | 5 | 0
2020 | SPP_N_2_MISO_W | SPP_N | MISO_W | Internal | Summer | B2 | 25 | 1087 | 0 | 88.45 | 92.04 | 5 | 0
2020 | SPP_N_2_MISO_W | SPP_N | MISO_W | Internal | Summer | B3 | 75 | 1087 | 0 | 91.38 | 91.37 | 5 | 0
2020 | SPP_N_2_MISO_W | SPP_N | MISO_W | Internal | Summer | B4 | 100 | 1087 | 0 | 88.45 | 89.15 | 5 | 0
2020 | SPP_N_2_MISO_W | SPP_N | MISO_W | Internal | Summer | B5 | 200 | 1087 | 0 | 81.67 | 81.66 | 5 | 0
2020 | SPP_N_2_MISO_W | SPP_N | MISO_W | Internal | Summer | B6 | 300 | 1087 | 0 | 73.11 | 75.11 | 5 | 0
2020 | SPP_N_2_MISO_W | SPP_N | MISO_W | Internal | Summer | B7 | 400 | 1087 | 0 | 64.39 | 64.96 | 5 | 0
2020 | SPP_N_2_MISO_W | SPP_N | MISO_W | Internal | Summer | B8 | 500 | 1087 | 0 | 59.52 | 61.74 | 5 | 0
2020 | SPP_N_2_MISO_W | SPP_N | MISO_W | Internal | Summer | B9 | 800 | 1087 | 0 | 58.19 | 57.8 | 5 | 0
2020 | SPP_N_2_MISO_W | SPP_N | MISO_W | Internal | Summer | B10 | 1262 | 1087 | 0 | 56.5 | 55.57 | 5 | 0
2020 | SPP_N_2_MISO_W | SPP_N | MISO_W | Internal | Winter | B16 | 25 | 1087 | 1087 | 69.85 | 78.64 | 5 | 3.79
2020 | SPP_N_2_MISO_W | SPP_N | MISO_W | Internal | Winter | B17 | 100 | 1087 | 1086.89 | 62.93 | 67.94 | 5 | 0.01
2020 | SPP_N_2_MISO_W | SPP_N | MISO_W | Internal | Winter | B18 | 400 | 1087 | 0 | 60.65 | 65.4 | 5 | 0
2020 | SPP_N_2_MISO_W | SPP_N | MISO_W | Internal | Winter | B19 | 700 | 1087 | 0 | 58.73 | 63.19 | 5 | 0
2020 | SPP_N_2_MISO_W | SPP_N | MISO_W | Internal | Winter | B20 | 935 | 1087 | 0 | 55.68 | 60 | 5 | 0
2020 | SPP_N_2_NE | SPP_N | NE | Internal | Shoulder | B11 | 25 | 490 | 0.23 | 72.06 | 72.05 | 0.01 | 0
2020 | SPP_N_2_NE | SPP_N | NE | Internal | Shoulder | B12 | 200 | 490 | 0.03 | 58.75 | 58.73 | 0.01 | 0
2020 | SPP_N_2_NE | SPP_N | NE | Internal | Shoulder | B13 | 600 | 490 | 0.01 | 57.9 | 57.89 | 0.01 | 0
2020 | SPP_N_2_NE | SPP_N | NE | Internal | Shoulder | B14 | 900 | 490 | 0 | 54.76 | 54.75 | 0.01 | 0
2020 | SPP_N_2_NE | SPP_N | NE | Internal | Shoulder | B15 | 1203 | 490 | 0 | 52.85 | 52.67 | 0.01 | 0
2020 | SPP_N_2_NE | SPP_N | NE | Internal | Summer | B1 | 10 | 490 | 1.2 | 87.73 | 87.73 | 0.01 | 0
2020 | SPP_N_2_NE | SPP_N | NE | Internal | Summer | B2 | 25 | 490 | 0.22 | 88.45 | 88.44 | 0.01 | 0
2020 | SPP_N_2_NE | SPP_N | NE | Internal | Summer | B3 | 75 | 490 | 0.08 | 91.38 | 91.37 | 0.01 | 0
2020 | SPP_N_2_NE | SPP_N | NE | Internal | Summer | B4 | 100 | 490 | 0.06 | 88.45 | 88.44 | 0.01 | 0
2020 | SPP_N_2_NE | SPP_N | NE | Internal | Summer | B5 | 200 | 490 | 0.03 | 81.67 | 81.66 | 0.01 | 0
2020 | SPP_N_2_NE | SPP_N | NE | Internal | Summer | B6 | 300 | 490 | 0.02 | 73.11 | 73.1 | 0.01 | 0
2020 | SPP_N_2_NE | SPP_N | NE | Internal | Summer | B7 | 400 | 490 | 0.02 | 64.39 | 64.38 | 0.01 | 0
2020 | SPP_N_2_NE | SPP_N | NE | Internal | Summer | B8 | 500 | 490 | 0.01 | 59.52 | 59.51 | 0.01 | 0
2020 | SPP_N_2_NE | SPP_N | NE | Internal | Summer | B9 | 800 | 490 | 0 | 58.19 | 55.88 | 0.01 | 0
2020 | SPP_N_2_NE | SPP_N | NE | Internal | Summer | B10 | 1262 | 490 | 0 | 56.5 | 50.57 | 0.01 | 0
2020 | SPP_N_2_NE | SPP_N | NE | Internal | Winter | B16 | 25 | 490 | 0.2 | 69.85 | 69.84 | 0.01 | 0
2020 | SPP_N_2_NE | SPP_N | NE | Internal | Winter | B17 | 100 | 490 | 0.06 | 62.93 | 62.92 | 0.01 | 0
2020 | SPP_N_2_NE | SPP_N | NE | Internal | Winter | B18 | 400 | 490 | 0 | 60.65 | 60.4 | 0.01 | 0
2020 | SPP_N_2_NE | SPP_N | NE | Internal | Winter | B19 | 700 | 490 | 0 | 58.73 | 58.19 | 0.01 | 0
2020 | SPP_N_2_NE | SPP_N | NE | Internal | Winter | B20 | 935 | 490 | 0 | 55.68 | 55 | 0.01 | 0
2020 | SPP_N_2_SPP_S | SPP_N | SPP_S | Internal | Shoulder | B11 | 25 | 4236 | 0 | 72.06 | 65.97 | 0.01 | 0
2020 | SPP_N_2_SPP_S | SPP_N | SPP_S | Internal | Shoulder | B12 | 200 | 4236 | 0 | 58.75 | 58.04 | 0.01 | 0
2020 | SPP_N_2_SPP_S | SPP_N | SPP_S | Internal | Shoulder | B13 | 600 | 4236 | 316 | 57.9 | 57.91 | 0.01 | 0
2020 | SPP_N_2_SPP_S | SPP_N | SPP_S | Internal | Shoulder | B14 | 900 | 4236 | 0.01 | 54.76 | 54.76 | 0.01 | 0
2020 | SPP_N_2_SPP_S | SPP_N | SPP_S | Internal | Shoulder | B15 | 1203 | 4236 | 0 | 52.85 | 52.84 | 0.01 | 0
2020 | SPP_N_2_SPP_S | SPP_N | SPP_S | Internal | Summer | B1 | 10 | 4236 | 0 | 87.73 | 61.22 | 0.01 | 0
2020 | SPP_N_2_SPP_S | SPP_N | SPP_S | Internal | Summer | B2 | 25 | 4236 | 0 | 88.45 | 81.94 | 0.01 | 0
2020 | SPP_N_2_SPP_S | SPP_N | SPP_S | Internal | Summer | B3 | 75 | 4236 | 0 | 91.38 | 81.94 | 0.01 | 0
2020 | SPP_N_2_SPP_S | SPP_N | SPP_S | Internal | Summer | B4 | 100 | 4236 | 0 | 88.45 | 81.94 | 0.01 | 0
2020 | SPP_N_2_SPP_S | SPP_N | SPP_S | Internal | Summer | B5 | 200 | 4236 | 0 | 81.67 | 78.72 | 0.01 | 0
2020 | SPP_N_2_SPP_S | SPP_N | SPP_S | Internal | Summer | B6 | 300 | 4236 | 0.04 | 73.11 | 73.11 | 0.01 | 0
2020 | SPP_N_2_SPP_S | SPP_N | SPP_S | Internal | Summer | B7 | 400 | 4236 | 0.03 | 64.39 | 64.39 | 0.01 | 0
2020 | SPP_N_2_SPP_S | SPP_N | SPP_S | Internal | Summer | B8 | 500 | 4236 | 119.37 | 59.52 | 59.53 | 0.01 | 0
2020 | SPP_N_2_SPP_S | SPP_N | SPP_S | Internal | Summer | B9 | 800 | 4236 | 767.25 | 58.19 | 58.2 | 0.01 | 0
2020 | SPP_N_2_SPP_S | SPP_N | SPP_S | Internal | Summer | B10 | 1262 | 4236 | 2253.66 | 56.5 | 56.51 | 0.01 | 0
2020 | SPP_N_2_SPP_S | SPP_N | SPP_S | Internal | Winter | B16 | 25 | 4236 | 0 | 69.85 | 63.61 | 0.01 | 0
2020 | SPP_N_2_SPP_S | SPP_N | SPP_S | Internal | Winter | B17 | 100 | 4236 | 0 | 62.93 | 60.8 | 0.01 | 0
2020 | SPP_N_2_SPP_S | SPP_N | SPP_S | Internal | Winter | B18 | 400 | 4236 | 751.75 | 60.65 | 60.67 | 0.01 | 0
2020 | SPP_N_2_SPP_S | SPP_N | SPP_S | Internal | Winter | B19 | 700 | 4236 | 1205.7 | 58.73 | 58.75 | 0.01 | 0
2020 | SPP_N_2_SPP_S | SPP_N | SPP_S | Internal | Winter | B20 | 935 | 4236 | 0.01 | 55.68 | 55.68 | 0.01 | 0
2020 | SPP_S_2_ENT | SPP_S | ENT | Internal | Shoulder | B11 | 25 | 2842 | 2842 | 65.97 | 77.06 | 5 | 6.09
2020 | SPP_S_2_ENT | SPP_S | ENT | Internal | Shoulder | B12 | 200 | 2842 | 0 | 58.04 | 60.51 | 5 | 0
2020 | SPP_S_2_ENT | SPP_S | ENT | Internal | Shoulder | B13 | 600 | 2842 | 0 | 57.91 | 60.51 | 5 | 0
2020 | SPP_S_2_ENT | SPP_S | ENT | Internal | Shoulder | B14 | 900 | 2842 | 2069.76 | 54.76 | 59.76 | 5 | 0
2020 | SPP_S_2_ENT | SPP_S | ENT | Internal | Shoulder | B15 | 1203 | 2842 | 2841.99 | 52.84 | 57.85 | 5 | 0.01
2020 | SPP_S_2_ENT | SPP_S | ENT | Internal | Summer | B1 | 10 | 2842 | 2842 | 61.22 | 92.01 | 5 | 25.79
2020 | SPP_S_2_ENT | SPP_S | ENT | Internal | Summer | B2 | 25 | 2842 | 2842 | 81.94 | 90.06 | 5 | 3.11
2020 | SPP_S_2_ENT | SPP_S | ENT | Internal | Summer | B3 | 75 | 2842 | 2842 | 81.94 | 90.06 | 5 | 3.11
2020 | SPP_S_2_ENT | SPP_S | ENT | Internal | Summer | B4 | 100 | 2842 | 2842 | 81.94 | 90.06 | 5 | 3.11
2020 | SPP_S_2_ENT | SPP_S | ENT | Internal | Summer | B5 | 200 | 2842 | 2433.91 | 78.72 | 83.72 | 5 | 0
2020 | SPP_S_2_ENT | SPP_S | ENT | Internal | Summer | B6 | 300 | 2842 | 350.3 | 73.11 | 78.11 | 5 | 0
2020 | SPP_S_2_ENT | SPP_S | ENT | Internal | Summer | B7 | 400 | 2842 | 289.37 | 64.39 | 69.39 | 5 | 0
2020 | SPP_S_2_ENT | SPP_S | ENT | Internal | Summer | B8 | 500 | 2842 | 0 | 59.53 | 63.98 | 5 | 0
2020 | SPP_S_2_ENT | SPP_S | ENT | Internal | Summer | B9 | 800 | 2842 | 0 | 58.2 | 59.13 | 5 | 0
2020 | SPP_S_2_ENT | SPP_S | ENT | Internal | Summer | B10 | 1262 | 2842 | 0 | 56.51 | 58.7 | 5 | 0
2020 | SPP_S_2_ENT | SPP_S | ENT | Internal | Winter | B16 | 25 | 2842 | 2842 | 63.61 | 74.85 | 5 | 6.24
2020 | SPP_S_2_ENT | SPP_S | ENT | Internal | Winter | B17 | 100 | 2842 | 0 | 60.8 | 63.23 | 5 | 0
2020 | SPP_S_2_ENT | SPP_S | ENT | Internal | Winter | B18 | 400 | 2842 | 0 | 60.67 | 62.77 | 5 | 0
2020 | SPP_S_2_ENT | SPP_S | ENT | Internal | Winter | B19 | 700 | 2842 | 0 | 58.75 | 62.77 | 5 | 0
2020 | SPP_S_2_ENT | SPP_S | ENT | Internal | Winter | B20 | 935 | 2842 | 1108.36 | 55.68 | 60.68 | 5 | 0
2020 | SPP_S_2_SPP_N | SPP_S | SPP_N | Internal | Shoulder | B11 | 25 | 876 | 876 | 65.97 | 72.06 | 0.01 | 6.07
2020 | SPP_S_2_SPP_N | SPP_S | SPP_N | Internal | Shoulder | B12 | 200 | 876 | 876 | 58.04 | 58.75 | 0.01 | 0.69
2020 | SPP_S_2_SPP_N | SPP_S | SPP_N | Internal | Shoulder | B13 | 600 | 876 | 0.01 | 57.91 | 57.9 | 0.01 | 0
2020 | SPP_S_2_SPP_N | SPP_S | SPP_N | Internal | Shoulder | B14 | 900 | 876 | 0.01 | 54.76 | 54.76 | 0.01 | 0
2020 | SPP_S_2_SPP_N | SPP_S | SPP_N | Internal | Shoulder | B15 | 1203 | 876 | 726.25 | 52.84 | 52.85 | 0.01 | 0
2020 | SPP_S_2_SPP_N | SPP_S | SPP_N | Internal | Summer | B1 | 10 | 876 | 876 | 61.22 | 87.73 | 0.01 | 26.5
2020 | SPP_S_2_SPP_N | SPP_S | SPP_N | Internal | Summer | B2 | 25 | 876 | 876 | 81.94 | 88.45 | 0.01 | 6.49
2020 | SPP_S_2_SPP_N | SPP_S | SPP_N | Internal | Summer | B3 | 75 | 876 | 876 | 81.94 | 91.38 | 0.01 | 9.43
2020 | SPP_S_2_SPP_N | SPP_S | SPP_N | Internal | Summer | B4 | 100 | 876 | 876 | 81.94 | 88.45 | 0.01 | 6.49
2020 | SPP_S_2_SPP_N | SPP_S | SPP_N | Internal | Summer | B5 | 200 | 876 | 876 | 78.72 | 81.67 | 0.01 | 2.94
2020 | SPP_S_2_SPP_N | SPP_S | SPP_N | Internal | Summer | B6 | 300 | 876 | 0.04 | 73.11 | 73.11 | 0.01 | 0
2020 | SPP_S_2_SPP_N | SPP_S | SPP_N | Internal | Summer | B7 | 400 | 876 | 0.03 | 64.39 | 64.39 | 0.01 | 0
2020 | SPP_S_2_SPP_N | SPP_S | SPP_N | Internal | Summer | B8 | 500 | 876 | 0.01 | 59.53 | 59.52 | 0.01 | 0
2020 | SPP_S_2_SPP_N | SPP_S | SPP_N | Internal | Summer | B9 | 800 | 876 | 0 | 58.2 | 58.19 | 0.01 | 0
2020 | SPP_S_2_SPP_N | SPP_S | SPP_N | Internal | Summer | B10 | 1262 | 876 | 0 | 56.51 | 56.5 | 0.01 | 0
2020 | SPP_S_2_SPP_N | SPP_S | SPP_N | Internal | Winter | B16 | 25 | 876 | 876 | 63.61 | 69.85 | 0.01 | 6.23
2020 | SPP_S_2_SPP_N | SPP_S | SPP_N | Internal | Winter | B17 | 100 | 876 | 876 | 60.8 | 62.93 | 0.01 | 2.12
2020 | SPP_S_2_SPP_N | SPP_S | SPP_N | Internal | Winter | B18 | 400 | 876 | 0.02 | 60.67 | 60.65 | 0.01 | 0
2020 | SPP_S_2_SPP_N | SPP_S | SPP_N | Internal | Winter | B19 | 700 | 876 | 0 | 58.75 | 58.73 | 0.01 | 0
2020 | SPP_S_2_SPP_N | SPP_S | SPP_N | Internal | Winter | B20 | 935 | 876 | 0.01 | 55.68 | 55.68 | 0.01 | 0
2020 | TVA_2_ENT | TVA | ENT | Internal | Shoulder | B11 | 25 | 500 | 0 | 69.67 | 77.06 | 9 | 0
2020 | TVA_2_ENT | TVA | ENT | Internal | Shoulder | B12 | 200 | 500 | 0 | 62.15 | 60.51 | 9 | 0
2020 | TVA_2_ENT | TVA | ENT | Internal | Shoulder | B13 | 600 | 500 | 0 | 60.11 | 60.51 | 9 | 0
2020 | TVA_2_ENT | TVA | ENT | Internal | Shoulder | B14 | 900 | 500 | 0 | 60.11 | 59.76 | 9 | 0
2020 | TVA_2_ENT | TVA | ENT | Internal | Shoulder | B15 | 1203 | 500 | 0 | 60.11 | 57.85 | 9 | 0
2020 | TVA_2_ENT | TVA | ENT | Internal | Summer | B1 | 10 | 500 | 0 | 100.74 | 92.01 | 9 | 0
2020 | TVA_2_ENT | TVA | ENT | Internal | Summer | B2 | 25 | 500 | 0 | 97.65 | 90.06 | 9 | 0
2020 | TVA_2_ENT | TVA | ENT | Internal | Summer | B3 | 75 | 500 | 0 | 95.38 | 90.06 | 9 | 0
2020 | TVA_2_ENT | TVA | ENT | Internal | Summer | B4 | 100 | 500 | 0 | 93.16 | 90.06 | 9 | 0
2020 | TVA_2_ENT | TVA | ENT | Internal | Summer | B5 | 200 | 500 | 500 | 72.1 | 83.72 | 9 | 2.62
2020 | TVA_2_ENT | TVA | ENT | Internal | Summer | B6 | 300 | 500 | 361.4 | 69.11 | 78.11 | 9 | 0
2020 | TVA_2_ENT | TVA | ENT | Internal | Summer | B7 | 400 | 500 | 0 | 60.77 | 69.39 | 9 | 0
2020 | TVA_2_ENT | TVA | ENT | Internal | Summer | B8 | 500 | 500 | 0 | 60.77 | 63.98 | 9 | 0
2020 | TVA_2_ENT | TVA | ENT | Internal | Summer | B9 | 800 | 500 | 0 | 59.31 | 59.13 | 9 | 0
2020 | TVA_2_ENT | TVA | ENT | Internal | Summer | B10 | 1262 | 500 | 0 | 50.98 | 58.7 | 9 | 0
2020 | TVA_2_ENT | TVA | ENT | Internal | Winter | B16 | 25 | 500 | 0 | 82.87 | 74.85 | 9 | 0
2020 | TVA_2_ENT | TVA | ENT | Internal | Winter | B17 | 100 | 500 | 0 | 64.9 | 63.23 | 9 | 0
2020 | TVA_2_ENT | TVA | ENT | Internal | Winter | B18 | 400 | 500 | 0 | 62.21 | 62.77 | 9 | 0
2020 | TVA_2_ENT | TVA | ENT | Internal | Winter | B19 | 700 | 500 | 0 | 62.21 | 62.77 | 9 | 0
2020 | TVA_2_ENT | TVA | ENT | Internal | Winter | B20 | 935 | 500 | 0 | 62.21 | 60.68 | 9 | 0
2020 | TVA_2_MISO_MO-IL | TVA | MISO_MO-IL | Internal | Shoulder | B11 | 25 | 50 | 0 | 69.67 | 77.06 | 9 | 0
2020 | TVA_2_MISO_MO-IL | TVA | MISO_MO-IL | Internal | Shoulder | B12 | 200 | 50 | 0 | 62.15 | 63.75 | 9 | 0
2020 | TVA_2_MISO_MO-IL | TVA | MISO_MO-IL | Internal | Shoulder | B13 | 600 | 50 | 0 | 60.11 | 62.24 | 9 | 0
2020 | TVA_2_MISO_MO-IL | TVA | MISO_MO-IL | Internal | Shoulder | B14 | 900 | 50 | 0 | 60.11 | 58.38 | 9 | 0
2020 | TVA_2_MISO_MO-IL | TVA | MISO_MO-IL | Internal | Shoulder | B15 | 1203 | 50 | 0 | 60.11 | 54.69 | 9 | 0
2020 | TVA_2_MISO_MO-IL | TVA | MISO_MO-IL | Internal | Summer | B1 | 10 | 50 | 0 | 100.74 | 92.73 | 9 | 0
2020 | TVA_2_MISO_MO-IL | TVA | MISO_MO-IL | Internal | Summer | B2 | 25 | 50 | 0 | 97.65 | 89.64 | 9 | 0
2020 | TVA_2_MISO_MO-IL | TVA | MISO_MO-IL | Internal | Summer | B3 | 75 | 50 | 0 | 95.38 | 89.15 | 9 | 0
2020 | TVA_2_MISO_MO-IL | TVA | MISO_MO-IL | Internal | Summer | B4 | 100 | 50 | 0 | 93.16 | 89.15 | 9 | 0
2020 | TVA_2_MISO_MO-IL | TVA | MISO_MO-IL | Internal | Summer | B5 | 200 | 50 | 50 | 72.1 | 81.66 | 9 | 0.56
2020 | TVA_2_MISO_MO-IL | TVA | MISO_MO-IL | Internal | Summer | B6 | 300 | 50 | 0 | 69.11 | 75.1 | 9 | 0
2020 | TVA_2_MISO_MO-IL | TVA | MISO_MO-IL | Internal | Summer | B7 | 400 | 50 | 0 | 60.77 | 64.96 | 9 | 0
2020 | TVA_2_MISO_MO-IL | TVA | MISO_MO-IL | Internal | Summer | B8 | 500 | 50 | 0 | 60.77 | 61.72 | 9 | 0
2020 | TVA_2_MISO_MO-IL | TVA | MISO_MO-IL | Internal | Summer | B9 | 800 | 50 | 0 | 59.31 | 54.08 | 9 | 0
2020 | TVA_2_MISO_MO-IL | TVA | MISO_MO-IL | Internal | Summer | B10 | 1262 | 50 | 0 | 50.98 | 53.46 | 9 | 0
2020 | TVA_2_MISO_MO-IL | TVA | MISO_MO-IL | Internal | Winter | B16 | 25 | 50 | 0 | 82.87 | 77.98 | 9 | 0
2020 | TVA_2_MISO_MO-IL | TVA | MISO_MO-IL | Internal | Winter | B17 | 100 | 50 | 0 | 64.9 | 67.93 | 9 | 0
2020 | TVA_2_MISO_MO-IL | TVA | MISO_MO-IL | Internal | Winter | B18 | 400 | 50 | 0 | 62.21 | 65.4 | 9 | 0
2020 | TVA_2_MISO_MO-IL | TVA | MISO_MO-IL | Internal | Winter | B19 | 700 | 50 | 0 | 62.21 | 60.77 | 9 | 0
2020 | TVA_2_MISO_MO-IL | TVA | MISO_MO-IL | Internal | Winter | B20 | 935 | 50 | 0 | 62.21 | 56.7 | 9 | 0
2020 | TVA_2_NonRTO_Midwest | TVA | NonRTO_Midwest | Internal | Shoulder | B11 | 25 | 100 | 100 | 69.67 | 83.28 | 9 | 4.61
2020 | TVA_2_NonRTO_Midwest | TVA | NonRTO_Midwest | Internal | Shoulder | B12 | 200 | 100 | 100 | 62.15 | 71.73 | 9 | 0.58
2020 | TVA_2_NonRTO_Midwest | TVA | NonRTO_Midwest | Internal | Shoulder | B13 | 600 | 100 | 0 | 60.11 | 65.22 | 9 | 0
2020 | TVA_2_NonRTO_Midwest | TVA | NonRTO_Midwest | Internal | Shoulder | B14 | 900 | 100 | 0 | 60.11 | 65.22 | 9 | 0
2020 | TVA_2_NonRTO_Midwest | TVA | NonRTO_Midwest | Internal | Shoulder | B15 | 1203 | 100 | 0 | 60.11 | 61.34 | 9 | 0
2020 | TVA_2_NonRTO_Midwest | TVA | NonRTO_Midwest | Internal | Summer | B1 | 10 | 100 | 0 | 100.74 | 96.68 | 9 | 0
2020 | TVA_2_NonRTO_Midwest | TVA | NonRTO_Midwest | Internal | Summer | B2 | 25 | 100 | 0 | 97.65 | 96.68 | 9 | 0
2020 | TVA_2_NonRTO_Midwest | TVA | NonRTO_Midwest | Internal | Summer | B3 | 75 | 100 | 0 | 95.38 | 95.54 | 9 | 0
2020 | TVA_2_NonRTO_Midwest | TVA | NonRTO_Midwest | Internal | Summer | B4 | 100 | 100 | 0 | 93.16 | 93.15 | 9 | 0
2020 | TVA_2_NonRTO_Midwest | TVA | NonRTO_Midwest | Internal | Summer | B5 | 200 | 100 | 100 | 72.1 | 82.95 | 9 | 1.85
2020 | TVA_2_NonRTO_Midwest | TVA | NonRTO_Midwest | Internal | Summer | B6 | 300 | 100 | 0 | 69.11 | 76.26 | 9 | 0
2020 | TVA_2_NonRTO_Midwest | TVA | NonRTO_Midwest | Internal | Summer | B7 | 400 | 100 | 0 | 60.77 | 65.22 | 9 | 0
2020 | TVA_2_NonRTO_Midwest | TVA | NonRTO_Midwest | Internal | Summer | B8 | 500 | 100 | 0 | 60.77 | 65.22 | 9 | 0
2020 | TVA_2_NonRTO_Midwest | TVA | NonRTO_Midwest | Internal | Summer | B9 | 800 | 100 | 0 | 59.31 | 61.36 | 9 | 0
2020 | TVA_2_NonRTO_Midwest | TVA | NonRTO_Midwest | Internal | Summer | B10 | 1262 | 100 | 0 | 50.98 | 50.87 | 9 | 0
2020 | TVA_2_NonRTO_Midwest | TVA | NonRTO_Midwest | Internal | Winter | B16 | 25 | 100 | 0 | 82.87 | 85.97 | 9 | 0
2020 | TVA_2_NonRTO_Midwest | TVA | NonRTO_Midwest | Internal | Winter | B17 | 100 | 100 | 100 | 64.9 | 75.92 | 9 | 2.02
2020 | TVA_2_NonRTO_Midwest | TVA | NonRTO_Midwest | Internal | Winter | B18 | 400 | 100 | 100 | 62.21 | 73.39 | 9 | 2.18
2020 | TVA_2_NonRTO_Midwest | TVA | NonRTO_Midwest | Internal | Winter | B19 | 700 | 100 | 0 | 62.21 | 65.22 | 9 | 0
2020 | TVA_2_NonRTO_Midwest | TVA | NonRTO_Midwest | Internal | Winter | B20 | 935 | 100 | 0 | 62.21 | 63.13 | 9 | 0
2020 | TVA_2_PJM_ROR | TVA | PJM_ROR | Internal | Shoulder | B11 | 25 | 500 | 0 | 69.67 | 75.81 | 9 | 0
2020 | TVA_2_PJM_ROR | TVA | PJM_ROR | Internal | Shoulder | B12 | 200 | 500 | 0 | 62.15 | 65.72 | 9 | 0
2020 | TVA_2_PJM_ROR | TVA | PJM_ROR | Internal | Shoulder | B13 | 600 | 500 | 0 | 60.11 | 62.22 | 9 | 0
2020 | TVA_2_PJM_ROR | TVA | PJM_ROR | Internal | Shoulder | B14 | 900 | 500 | 0 | 60.11 | 60.38 | 9 | 0
2020 | TVA_2_PJM_ROR | TVA | PJM_ROR | Internal | Shoulder | B15 | 1203 | 500 | 0 | 60.11 | 56.68 | 9 | 0
2020 | TVA_2_PJM_ROR | TVA | PJM_ROR | Internal | Summer | B1 | 10 | 500 | 0 | 100.74 | 94.73 | 9 | 0
2020 | TVA_2_PJM_ROR | TVA | PJM_ROR | Internal | Summer | B2 | 25 | 500 | 0 | 97.65 | 91.62 | 9 | 0
2020 | TVA_2_PJM_ROR | TVA | PJM_ROR | Internal | Summer | B3 | 75 | 500 | 0 | 95.38 | 89.37 | 9 | 0
2020 | TVA_2_PJM_ROR | TVA | PJM_ROR | Internal | Summer | B4 | 100 | 500 | 0 | 93.16 | 87.15 | 9 | 0
2020 | TVA_2_PJM_ROR | TVA | PJM_ROR | Internal | Summer | B5 | 200 | 500 | 0 | 72.1 | 79.66 | 9 | 0
2020 | TVA_2_PJM_ROR | TVA | PJM_ROR | Internal | Summer | B6 | 300 | 500 | 0 | 69.11 | 73.11 | 9 | 0
2020 | TVA_2_PJM_ROR | TVA | PJM_ROR | Internal | Summer | B7 | 400 | 500 | 0 | 60.77 | 62.96 | 9 | 0
2020 | TVA_2_PJM_ROR | TVA | PJM_ROR | Internal | Summer | B8 | 500 | 500 | 0 | 60.77 | 59.74 | 9 | 0
2020 | TVA_2_PJM_ROR | TVA | PJM_ROR | Internal | Summer | B9 | 800 | 500 | 0 | 59.31 | 55.8 | 9 | 0
2020 | TVA_2_PJM_ROR | TVA | PJM_ROR | Internal | Summer | B10 | 1262 | 500 | 0 | 50.98 | 53.57 | 9 | 0
2020 | TVA_2_PJM_ROR | TVA | PJM_ROR | Internal | Winter | B16 | 25 | 500 | 0 | 82.87 | 80.64 | 9 | 0
2020 | TVA_2_PJM_ROR | TVA | PJM_ROR | Internal | Winter | B17 | 100 | 500 | 0 | 64.9 | 69.94 | 9 | 0
2020 | TVA_2_PJM_ROR | TVA | PJM_ROR | Internal | Winter | B18 | 400 | 500 | 0 | 62.21 | 67.4 | 9 | 0
2020 | TVA_2_PJM_ROR | TVA | PJM_ROR | Internal | Winter | B19 | 700 | 500 | 0 | 62.21 | 62.22 | 9 | 0
2020 | TVA_2_PJM_ROR | TVA | PJM_ROR | Internal | Winter | B20 | 935 | 500 | 0 | 62.21 | 58.7 | 9 | 0
2020 | TVA_2_SOCO | TVA | SOCO | Internal | Shoulder | B11 | 25 | 500 | 500 | 69.67 | 85.06 | 9 | 6.39
2020 | TVA_2_SOCO | TVA | SOCO | Internal | Shoulder | B12 | 200 | 500 | 0 | 62.15 | 65.25 | 9 | 0
2020 | TVA_2_SOCO | TVA | SOCO | Internal | Shoulder | B13 | 600 | 500 | 0 | 60.11 | 62.11 | 9 | 0
2020 | TVA_2_SOCO | TVA | SOCO | Internal | Shoulder | B14 | 900 | 500 | 0 | 60.11 | 62.11 | 9 | 0
2020 | TVA_2_SOCO | TVA | SOCO | Internal | Shoulder | B15 | 1203 | 500 | 0 | 60.11 | 59.94 | 9 | 0
2020 | TVA_2_SOCO | TVA | SOCO | Internal | Summer | B1 | 10 | 500 | 0 | 100.74 | 100.01 | 9 | 0
2020 | TVA_2_SOCO | TVA | SOCO | Internal | Summer | B2 | 25 | 500 | 0 | 97.65 | 98.06 | 9 | 0
2020 | TVA_2_SOCO | TVA | SOCO | Internal | Summer | B3 | 75 | 500 | 0 | 95.38 | 98.06 | 9 | 0
2020 | TVA_2_SOCO | TVA | SOCO | Internal | Summer | B4 | 100 | 500 | 0 | 93.16 | 98.06 | 9 | 0
2020 | TVA_2_SOCO | TVA | SOCO | Internal | Summer | B5 | 200 | 500 | 500 | 72.1 | 92.66 | 9 | 11.56
2020 | TVA_2_SOCO | TVA | SOCO | Internal | Summer | B6 | 300 | 500 | 500 | 69.11 | 86.11 | 9 | 8
2020 | TVA_2_SOCO | TVA | SOCO | Internal | Summer | B7 | 400 | 500 | 500 | 60.77 | 77.39 | 9 | 7.62
2020 | TVA_2_SOCO | TVA | SOCO | Internal | Summer | B8 | 500 | 500 | 500 | 60.77 | 71.98 | 9 | 2.21
2020 | TVA_2_SOCO | TVA | SOCO | Internal | Summer | B9 | 800 | 500 | 0 | 59.31 | 60.65 | 9 | 0
2020 | TVA_2_SOCO | TVA | SOCO | Internal | Summer | B10 | 1262 | 500 | 0 | 50.98 | 58.67 | 9 | 0
2020 | TVA_2_SOCO | TVA | SOCO | Internal | Winter | B16 | 25 | 500 | 0 | 82.87 | 85.77 | 9 | 0
2020 | TVA_2_SOCO | TVA | SOCO | Internal | Winter | B17 | 100 | 500 | 0 | 64.9 | 71.23 | 9 | 0
2020 | TVA_2_SOCO | TVA | SOCO | Internal | Winter | B18 | 400 | 500 | 0 | 62.21 | 63.78 | 9 | 0
2020 | TVA_2_SOCO | TVA | SOCO | Internal | Winter | B19 | 700 | 500 | 0 | 62.21 | 63.78 | 9 | 0
2020 | TVA_2_SOCO | TVA | SOCO | Internal | Winter | B20 | 935 | 500 | 0 | 62.21 | 62.55 | 9 | 0
2020 | TVA_2_VACAR | TVA | VACAR | Internal | Shoulder | B11 | 25 | 150 | 0 | 69.67 | 78.06 | 9 | 0
2020 | TVA_2_VACAR | TVA | VACAR | Internal | Shoulder | B12 | 200 | 150 | 149.99 | 62.15 | 71.23 | 9 | 0.07
2020 | TVA_2_VACAR | TVA | VACAR | Internal | Shoulder | B13 | 600 | 150 | 0 | 60.11 | 63.35 | 9 | 0
2020 | TVA_2_VACAR | TVA | VACAR | Internal | Shoulder | B14 | 900 | 150 | 0 | 60.11 | 63.35 | 9 | 0
2020 | TVA_2_VACAR | TVA | VACAR | Internal | Shoulder | B15 | 1203 | 150 | 0 | 60.11 | 55.29 | 9 | 0
2020 | TVA_2_VACAR | TVA | VACAR | Internal | Summer | B1 | 10 | 150 | 0 | 100.74 | 101.1 | 9 | 0
2020 | TVA_2_VACAR | TVA | VACAR | Internal | Summer | B2 | 25 | 150 | 0 | 97.65 | 101.1 | 9 | 0
2020 | TVA_2_VACAR | TVA | VACAR | Internal | Summer | B3 | 75 | 150 | 0 | 95.38 | 101.1 | 9 | 0
2020 | TVA_2_VACAR | TVA | VACAR | Internal | Summer | B4 | 100 | 150 | 0 | 93.16 | 93.15 | 9 | 0
2020 | TVA_2_VACAR | TVA | VACAR | Internal | Summer | B5 | 200 | 150 | 150 | 72.1 | 85.66 | 9 | 4.56
2020 | TVA_2_VACAR | TVA | VACAR | Internal | Summer | B6 | 300 | 150 | 150 | 69.11 | 79.11 | 9 | 1
2020 | TVA_2_VACAR | TVA | VACAR | Internal | Summer | B7 | 400 | 150 | 150 | 60.77 | 70.39 | 9 | 0.62
2020 | TVA_2_VACAR | TVA | VACAR | Internal | Summer | B8 | 500 | 150 | 0 | 60.77 | 64.98 | 9 | 0
2020 | TVA_2_VACAR | TVA | VACAR | Internal | Summer | B9 | 800 | 150 | 0 | 59.31 | 53.65 | 9 | 0
2020 | TVA_2_VACAR | TVA | VACAR | Internal | Summer | B10 | 1262 | 150 | 0 | 50.98 | 53.65 | 9 | 0
2020 | TVA_2_VACAR | TVA | VACAR | Internal | Winter | B16 | 25 | 150 | 0.41 | 82.87 | 91.85 | 9 | 0
2020 | TVA_2_VACAR | TVA | VACAR | Internal | Winter | B17 | 100 | 150 | 150 | 64.9 | 75.94 | 9 | 2.04
2020 | TVA_2_VACAR | TVA | VACAR | Internal | Winter | B18 | 400 | 150 | 0 | 62.21 | 67.7 | 9 | 0
2020 | TVA_2_VACAR | TVA | VACAR | Internal | Winter | B19 | 700 | 150 | 0 | 62.21 | 67.1 | 9 | 0
2020 | TVA_2_VACAR | TVA | VACAR | Internal | Winter | B20 | 935 | 150 | 0 | 62.21 | 58.98 | 9 | 0
2020 | TVA_Transmission_2_ENT | TVA_Transmission | ENT | Internal | Shoulder | B11 | 25 | 3000 | 0 | 79.04 | 77.06 | 9 | 0
2020 | TVA_Transmission_2_ENT | TVA_Transmission | ENT | Internal | Shoulder | B12 | 200 | 3000 | 0 | 66.35 | 60.51 | 9 | 0
2020 | TVA_Transmission_2_ENT | TVA_Transmission | ENT | Internal | Shoulder | B13 | 600 | 3000 | 0 | 63.42 | 60.51 | 9 | 0
2020 | TVA_Transmission_2_ENT | TVA_Transmission | ENT | Internal | Shoulder | B14 | 900 | 3000 | 0 | 62.53 | 59.76 | 9 | 0
2020 | TVA_Transmission_2_ENT | TVA_Transmission | ENT | Internal | Shoulder | B15 | 1203 | 3000 | 0 | 60.74 | 57.85 | 9 | 0
2020 | TVA_Transmission_2_ENT | TVA_Transmission | ENT | Internal | Summer | B1 | 10 | 3000 | 0 | 100.73 | 92.01 | 9 | 0
2020 | TVA_Transmission_2_ENT | TVA_Transmission | ENT | Internal | Summer | B2 | 25 | 3000 | 0 | 97.63 | 90.06 | 9 | 0
2020 | TVA_Transmission_2_ENT | TVA_Transmission | ENT | Internal | Summer | B3 | 75 | 3000 | 0 | 95.37 | 90.06 | 9 | 0
2020 | TVA_Transmission_2_ENT | TVA_Transmission | ENT | Internal | Summer | B4 | 100 | 3000 | 0 | 93.15 | 90.06 | 9 | 0
2020 | TVA_Transmission_2_ENT | TVA_Transmission | ENT | Internal | Summer | B5 | 200 | 3000 | 0 | 84.58 | 83.72 | 9 | 0
2020 | TVA_Transmission_2_ENT | TVA_Transmission | ENT | Internal | Summer | B6 | 300 | 3000 | 0 | 78.06 | 78.11 | 9 | 0
2020 | TVA_Transmission_2_ENT | TVA_Transmission | ENT | Internal | Summer | B7 | 400 | 3000 | 0 | 68.67 | 69.39 | 9 | 0
2020 | TVA_Transmission_2_ENT | TVA_Transmission | ENT | Internal | Summer | B8 | 500 | 3000 | 0 | 64.49 | 63.98 | 9 | 0
2020 | TVA_Transmission_2_ENT | TVA_Transmission | ENT | Internal | Summer | B9 | 800 | 3000 | 0 | 59.81 | 59.13 | 9 | 0
2020 | TVA_Transmission_2_ENT | TVA_Transmission | ENT | Internal | Summer | B10 | 1262 | 3000 | 0 | 54.76 | 58.7 | 9 | 0
2020 | TVA_Transmission_2_ENT | TVA_Transmission | ENT | Internal | Winter | B16 | 25 | 3000 | 0 | 82.85 | 74.85 | 9 | 0
2020 | TVA_Transmission_2_ENT | TVA_Transmission | ENT | Internal | Winter | B17 | 100 | 3000 | 0 | 69.82 | 63.23 | 9 | 0
2020 | TVA_Transmission_2_ENT | TVA_Transmission | ENT | Internal | Winter | B18 | 400 | 3000 | 0 | 67.34 | 62.77 | 9 | 0
2020 | TVA_Transmission_2_ENT | TVA_Transmission | ENT | Internal | Winter | B19 | 700 | 3000 | 0 | 64.66 | 62.77 | 9 | 0
2020 | TVA_Transmission_2_ENT | TVA_Transmission | ENT | Internal | Winter | B20 | 935 | 3000 | 0 | 62.95 | 60.68 | 9 | 0
2020 | TVA_Transmission_2_MISO_MO-IL | TVA_Transmission | MISO_MO-IL | Internal | Shoulder | B11 | 25 | 4000 | 0 | 79.04 | 77.06 | 9 | 0
2020 | TVA_Transmission_2_MISO_MO-IL | TVA_Transmission | MISO_MO-IL | Internal | Shoulder | B12 | 200 | 4000 | 0 | 66.35 | 63.75 | 9 | 0
2020 | TVA_Transmission_2_MISO_MO-IL | TVA_Transmission | MISO_MO-IL | Internal | Shoulder | B13 | 600 | 4000 | 0 | 63.42 | 62.24 | 9 | 0
2020 | TVA_Transmission_2_MISO_MO-IL | TVA_Transmission | MISO_MO-IL | Internal | Shoulder | B14 | 900 | 4000 | 0 | 62.53 | 58.38 | 9 | 0
2020 | TVA_Transmission_2_MISO_MO-IL | TVA_Transmission | MISO_MO-IL | Internal | Shoulder | B15 | 1203 | 4000 | 0 | 60.74 | 54.69 | 9 | 0
2020 | TVA_Transmission_2_MISO_MO-IL | TVA_Transmission | MISO_MO-IL | Internal | Summer | B1 | 10 | 4000 | 0 | 100.73 | 92.73 | 9 | 0
2020 | TVA_Transmission_2_MISO_MO-IL | TVA_Transmission | MISO_MO-IL | Internal | Summer | B2 | 25 | 4000 | 0 | 97.63 | 89.64 | 9 | 0
2020 | TVA_Transmission_2_MISO_MO-IL | TVA_Transmission | MISO_MO-IL | Internal | Summer | B3 | 75 | 4000 | 0 | 95.37 | 89.15 | 9 | 0
2020 | TVA_Transmission_2_MISO_MO-IL | TVA_Transmission | MISO_MO-IL | Internal | Summer | B4 | 100 | 4000 | 0 | 93.15 | 89.15 | 9 | 0
2020 | TVA_Transmission_2_MISO_MO-IL | TVA_Transmission | MISO_MO-IL | Internal | Summer | B5 | 200 | 4000 | 0 | 84.58 | 81.66 | 9 | 0
2020 | TVA_Transmission_2_MISO_MO-IL | TVA_Transmission | MISO_MO-IL | Internal | Summer | B6 | 300 | 4000 | 0 | 78.06 | 75.1 | 9 | 0
2020 | TVA_Transmission_2_MISO_MO-IL | TVA_Transmission | MISO_MO-IL | Internal | Summer | B7 | 400 | 4000 | 0 | 68.67 | 64.96 | 9 | 0
2020 | TVA_Transmission_2_MISO_MO-IL | TVA_Transmission | MISO_MO-IL | Internal | Summer | B8 | 500 | 4000 | 0 | 64.49 | 61.72 | 9 | 0
2020 | TVA_Transmission_2_MISO_MO-IL | TVA_Transmission | MISO_MO-IL | Internal | Summer | B9 | 800 | 4000 | 0 | 59.81 | 54.08 | 9 | 0
2020 | TVA_Transmission_2_MISO_MO-IL | TVA_Transmission | MISO_MO-IL | Internal | Summer | B10 | 1262 | 4000 | 0 | 54.76 | 53.46 | 9 | 0
2020 | TVA_Transmission_2_MISO_MO-IL | TVA_Transmission | MISO_MO-IL | Internal | Winter | B16 | 25 | 4000 | 0 | 82.85 | 77.98 | 9 | 0
2020 | TVA_Transmission_2_MISO_MO-IL | TVA_Transmission | MISO_MO-IL | Internal | Winter | B17 | 100 | 4000 | 0 | 69.82 | 67.93 | 9 | 0
2020 | TVA_Transmission_2_MISO_MO-IL | TVA_Transmission | MISO_MO-IL | Internal | Winter | B18 | 400 | 4000 | 0 | 67.34 | 65.4 | 9 | 0
2020 | TVA_Transmission_2_MISO_MO-IL | TVA_Transmission | MISO_MO-IL | Internal | Winter | B19 | 700 | 4000 | 0 | 64.66 | 60.77 | 9 | 0
2020 | TVA_Transmission_2_MISO_MO-IL | TVA_Transmission | MISO_MO-IL | Internal | Winter | B20 | 935 | 4000 | 0 | 62.95 | 56.7 | 9 | 0
2020 | TVA_Transmission_2_NonRTO_Midwest | TVA_Transmission | NonRTO_Midwest | Internal | Shoulder | B11 | 25 | 700 | 0 | 79.04 | 83.28 | 9 | 0
2020 | TVA_Transmission_2_NonRTO_Midwest | TVA_Transmission | NonRTO_Midwest | Internal | Shoulder | B12 | 200 | 700 | 0 | 66.35 | 71.73 | 9 | 0
2020 | TVA_Transmission_2_NonRTO_Midwest | TVA_Transmission | NonRTO_Midwest | Internal | Shoulder | B13 | 600 | 700 | 0 | 63.42 | 65.22 | 9 | 0
2020 | TVA_Transmission_2_NonRTO_Midwest | TVA_Transmission | NonRTO_Midwest | Internal | Shoulder | B14 | 900 | 700 | 0 | 62.53 | 65.22 | 9 | 0
2020 | TVA_Transmission_2_NonRTO_Midwest | TVA_Transmission | NonRTO_Midwest | Internal | Shoulder | B15 | 1203 | 700 | 0 | 60.74 | 61.34 | 9 | 0
2020 | TVA_Transmission_2_NonRTO_Midwest | TVA_Transmission | NonRTO_Midwest | Internal | Summer | B1 | 10 | 700 | 0 | 100.73 | 96.68 | 9 | 0
2020 | TVA_Transmission_2_NonRTO_Midwest | TVA_Transmission | NonRTO_Midwest | Internal | Summer | B2 | 25 | 700 | 0 | 97.63 | 96.68 | 9 | 0
2020 | TVA_Transmission_2_NonRTO_Midwest | TVA_Transmission | NonRTO_Midwest | Internal | Summer | B3 | 75 | 700 | 0 | 95.37 | 95.54 | 9 | 0
2020 | TVA_Transmission_2_NonRTO_Midwest | TVA_Transmission | NonRTO_Midwest | Internal | Summer | B4 | 100 | 700 | 0 | 93.15 | 93.15 | 9 | 0
2020 | TVA_Transmission_2_NonRTO_Midwest | TVA_Transmission | NonRTO_Midwest | Internal | Summer | B5 | 200 | 700 | 0 | 84.58 | 82.95 | 9 | 0
2020 | TVA_Transmission_2_NonRTO_Midwest | TVA_Transmission | NonRTO_Midwest | Internal | Summer | B6 | 300 | 700 | 0 | 78.06 | 76.26 | 9 | 0
2020 | TVA_Transmission_2_NonRTO_Midwest | TVA_Transmission | NonRTO_Midwest | Internal | Summer | B7 | 400 | 700 | 0 | 68.67 | 65.22 | 9 | 0
2020 | TVA_Transmission_2_NonRTO_Midwest | TVA_Transmission | NonRTO_Midwest | Internal | Summer | B8 | 500 | 700 | 0 | 64.49 | 65.22 | 9 | 0
2020 | TVA_Transmission_2_NonRTO_Midwest | TVA_Transmission | NonRTO_Midwest | Internal | Summer | B9 | 800 | 700 | 0 | 59.81 | 61.36 | 9 | 0
2020 | TVA_Transmission_2_NonRTO_Midwest | TVA_Transmission | NonRTO_Midwest | Internal | Summer | B10 | 1262 | 700 | 0 | 54.76 | 50.87 | 9 | 0
2020 | TVA_Transmission_2_NonRTO_Midwest | TVA_Transmission | NonRTO_Midwest | Internal | Winter | B16 | 25 | 700 | 0 | 82.85 | 85.97 | 9 | 0
2020 | TVA_Transmission_2_NonRTO_Midwest | TVA_Transmission | NonRTO_Midwest | Internal | Winter | B17 | 100 | 700 | 0 | 69.82 | 75.92 | 9 | 0
2020 | TVA_Transmission_2_NonRTO_Midwest | TVA_Transmission | NonRTO_Midwest | Internal | Winter | B18 | 400 | 700 | 0 | 67.34 | 73.39 | 9 | 0
2020 | TVA_Transmission_2_NonRTO_Midwest | TVA_Transmission | NonRTO_Midwest | Internal | Winter | B19 | 700 | 700 | 0 | 64.66 | 65.22 | 9 | 0
2020 | TVA_Transmission_2_NonRTO_Midwest | TVA_Transmission | NonRTO_Midwest | Internal | Winter | B20 | 935 | 700 | 0 | 62.95 | 63.13 | 9 | 0
2020 | TVA_Transmission_2_PJM_ROR | TVA_Transmission | PJM_ROR | Internal | Shoulder | B11 | 25 | 2000 | 0 | 79.04 | 75.81 | 9 | 0
2020 | TVA_Transmission_2_PJM_ROR | TVA_Transmission | PJM_ROR | Internal | Shoulder | B12 | 200 | 2000 | 0 | 66.35 | 65.72 | 9 | 0
2020 | TVA_Transmission_2_PJM_ROR | TVA_Transmission | PJM_ROR | Internal | Shoulder | B13 | 600 | 2000 | 0 | 63.42 | 62.22 | 9 | 0
2020 | TVA_Transmission_2_PJM_ROR | TVA_Transmission | PJM_ROR | Internal | Shoulder | B14 | 900 | 2000 | 0 | 62.53 | 60.38 | 9 | 0
2020 | TVA_Transmission_2_PJM_ROR | TVA_Transmission | PJM_ROR | Internal | Shoulder | B15 | 1203 | 2000 | 0 | 60.74 | 56.68 | 9 | 0
2020 | TVA_Transmission_2_PJM_ROR | TVA_Transmission | PJM_ROR | Internal | Summer | B1 | 10 | 2000 | 0 | 100.73 | 94.73 | 9 | 0
2020 | TVA_Transmission_2_PJM_ROR | TVA_Transmission | PJM_ROR | Internal | Summer | B2 | 25 | 2000 | 0 | 97.63 | 91.62 | 9 | 0
2020 | TVA_Transmission_2_PJM_ROR | TVA_Transmission | PJM_ROR | Internal | Summer | B3 | 75 | 2000 | 0 | 95.37 | 89.37 | 9 | 0
2020 | TVA_Transmission_2_PJM_ROR | TVA_Transmission | PJM_ROR | Internal | Summer | B4 | 100 | 2000 | 0 | 93.15 | 87.15 | 9 | 0
2020 | TVA_Transmission_2_PJM_ROR | TVA_Transmission | PJM_ROR | Internal | Summer | B5 | 200 | 2000 | 0 | 84.58 | 79.66 | 9 | 0
2020 | TVA_Transmission_2_PJM_ROR | TVA_Transmission | PJM_ROR | Internal | Summer | B6 | 300 | 2000 | 0 | 78.06 | 73.11 | 9 | 0
2020 | TVA_Transmission_2_PJM_ROR | TVA_Transmission | PJM_ROR | Internal | Summer | B7 | 400 | 2000 | 0 | 68.67 | 62.96 | 9 | 0
2020 | TVA_Transmission_2_PJM_ROR | TVA_Transmission | PJM_ROR | Internal | Summer | B8 | 500 | 2000 | 0 | 64.49 | 59.74 | 9 | 0
2020 | TVA_Transmission_2_PJM_ROR | TVA_Transmission | PJM_ROR | Internal | Summer | B9 | 800 | 2000 | 0 | 59.81 | 55.8 | 9 | 0
2020 | TVA_Transmission_2_PJM_ROR | TVA_Transmission | PJM_ROR | Internal | Summer | B10 | 1262 | 2000 | 0 | 54.76 | 53.57 | 9 | 0
2020 | TVA_Transmission_2_PJM_ROR | TVA_Transmission | PJM_ROR | Internal | Winter | B16 | 25 | 2000 | 0 | 82.85 | 80.64 | 9 | 0
2020 | TVA_Transmission_2_PJM_ROR | TVA_Transmission | PJM_ROR | Internal | Winter | B17 | 100 | 2000 | 0 | 69.82 | 69.94 | 9 | 0
2020 | TVA_Transmission_2_PJM_ROR | TVA_Transmission | PJM_ROR | Internal | Winter | B18 | 400 | 2000 | 0 | 67.34 | 67.4 | 9 | 0
2020 | TVA_Transmission_2_PJM_ROR | TVA_Transmission | PJM_ROR | Internal | Winter | B19 | 700 | 2000 | 0 | 64.66 | 62.22 | 9 | 0
2020 | TVA_Transmission_2_PJM_ROR | TVA_Transmission | PJM_ROR | Internal | Winter | B20 | 935 | 2000 | 0 | 62.95 | 58.7 | 9 | 0
2020 | TVA_Transmission_2_SOCO | TVA_Transmission | SOCO | Internal | Shoulder | B11 | 25 | 3200 | 0 | 79.04 | 85.06 | 9 | 0
2020 | TVA_Transmission_2_SOCO | TVA_Transmission | SOCO | Internal | Shoulder | B12 | 200 | 3200 | 0 | 66.35 | 65.25 | 9 | 0
2020 | TVA_Transmission_2_SOCO | TVA_Transmission | SOCO | Internal | Shoulder | B13 | 600 | 3200 | 0 | 63.42 | 62.11 | 9 | 0
2020 | TVA_Transmission_2_SOCO | TVA_Transmission | SOCO | Internal | Shoulder | B14 | 900 | 3200 | 0 | 62.53 | 62.11 | 9 | 0
2020 | TVA_Transmission_2_SOCO | TVA_Transmission | SOCO | Internal | Shoulder | B15 | 1203 | 3200 | 0 | 60.74 | 59.94 | 9 | 0
2020 | TVA_Transmission_2_SOCO | TVA_Transmission | SOCO | Internal | Summer | B1 | 10 | 3200 | 0 | 100.73 | 100.01 | 9 | 0
2020 | TVA_Transmission_2_SOCO | TVA_Transmission | SOCO | Internal | Summer | B2 | 25 | 3200 | 0 | 97.63 | 98.06 | 9 | 0
2020 | TVA_Transmission_2_SOCO | TVA_Transmission | SOCO | Internal | Summer | B3 | 75 | 3200 | 0 | 95.37 | 98.06 | 9 | 0
2020 | TVA_Transmission_2_SOCO | TVA_Transmission | SOCO | Internal | Summer | B4 | 100 | 3200 | 0 | 93.15 | 98.06 | 9 | 0
2020 | TVA_Transmission_2_SOCO | TVA_Transmission | SOCO | Internal | Summer | B5 | 200 | 3200 | 0 | 84.58 | 92.66 | 9 | 0
2020 | TVA_Transmission_2_SOCO | TVA_Transmission | SOCO | Internal | Summer | B6 | 300 | 3200 | 0 | 78.06 | 86.11 | 9 | 0
2020 | TVA_Transmission_2_SOCO | TVA_Transmission | SOCO | Internal | Summer | B7 | 400 | 3200 | 0 | 68.67 | 77.39 | 9 | 0
2020 | TVA_Transmission_2_SOCO | TVA_Transmission | SOCO | Internal | Summer | B8 | 500 | 3200 | 0 | 64.49 | 71.98 | 9 | 0
2020 | TVA_Transmission_2_SOCO | TVA_Transmission | SOCO | Internal | Summer | B9 | 800 | 3200 | 0 | 59.81 | 60.65 | 9 | 0
2020 | TVA_Transmission_2_SOCO | TVA_Transmission | SOCO | Internal | Summer | B10 | 1262 | 3200 | 0 | 54.76 | 58.67 | 9 | 0
2020 | TVA_Transmission_2_SOCO | TVA_Transmission | SOCO | Internal | Winter | B16 | 25 | 3200 | 0 | 82.85 | 85.77 | 9 | 0
2020 | TVA_Transmission_2_SOCO | TVA_Transmission | SOCO | Internal | Winter | B17 | 100 | 3200 | 0 | 69.82 | 71.23 | 9 | 0
2020 | TVA_Transmission_2_SOCO | TVA_Transmission | SOCO | Internal | Winter | B18 | 400 | 3200 | 0 | 67.34 | 63.78 | 9 | 0
2020 | TVA_Transmission_2_SOCO | TVA_Transmission | SOCO | Internal | Winter | B19 | 700 | 3200 | 0 | 64.66 | 63.78 | 9 | 0
2020 | TVA_Transmission_2_SOCO | TVA_Transmission | SOCO | Internal | Winter | B20 | 935 | 3200 | 0 | 62.95 | 62.55 | 9 | 0
2020 | TVA_Transmission_2_TVA | TVA_Transmission | TVA | Internal | Shoulder | B11 | 25 | 99999 | 0 | 79.04 | 69.67 | 0.01 | 0
2020 | TVA_Transmission_2_TVA | TVA_Transmission | TVA | Internal | Shoulder | B12 | 200 | 99999 | 0 | 66.35 | 62.15 | 0.01 | 0
2020 | TVA_Transmission_2_TVA | TVA_Transmission | TVA | Internal | Shoulder | B13 | 600 | 99999 | 0 | 63.42 | 60.11 | 0.01 | 0
2020 | TVA_Transmission_2_TVA | TVA_Transmission | TVA | Internal | Shoulder | B14 | 900 | 99999 | 0 | 62.53 | 60.11 | 0.01 | 0
2020 | TVA_Transmission_2_TVA | TVA_Transmission | TVA | Internal | Shoulder | B15 | 1203 | 99999 | 0 | 60.74 | 60.11 | 0.01 | 0
2020 | TVA_Transmission_2_TVA | TVA_Transmission | TVA | Internal | Summer | B1 | 10 | 99999 | 3298.53 | 100.73 | 100.74 | 0.01 | 0
2020 | TVA_Transmission_2_TVA | TVA_Transmission | TVA | Internal | Summer | B2 | 25 | 99999 | 2522.5 | 97.63 | 97.65 | 0.01 | 0
2020 | TVA_Transmission_2_TVA | TVA_Transmission | TVA | Internal | Summer | B3 | 75 | 99999 | 998.73 | 95.37 | 95.38 | 0.01 | 0
2020 | TVA_Transmission_2_TVA | TVA_Transmission | TVA | Internal | Summer | B4 | 100 | 99999 | 294.64 | 93.15 | 93.16 | 0.01 | 0
2020 | TVA_Transmission_2_TVA | TVA_Transmission | TVA | Internal | Summer | B5 | 200 | 99999 | 0 | 84.58 | 72.1 | 0.01 | 0
2020 | TVA_Transmission_2_TVA | TVA_Transmission | TVA | Internal | Summer | B6 | 300 | 99999 | 0 | 78.06 | 69.11 | 0.01 | 0
2020 | TVA_Transmission_2_TVA | TVA_Transmission | TVA | Internal | Summer | B7 | 400 | 99999 | 0 | 68.67 | 60.77 | 0.01 | 0
2020 | TVA_Transmission_2_TVA | TVA_Transmission | TVA | Internal | Summer | B8 | 500 | 99999 | 0 | 64.49 | 60.77 | 0.01 | 0
2020 | TVA_Transmission_2_TVA | TVA_Transmission | TVA | Internal | Summer | B9 | 800 | 99999 | 0 | 59.81 | 59.31 | 0.01 | 0
2020 | TVA_Transmission_2_TVA | TVA_Transmission | TVA | Internal | Summer | B10 | 1262 | 99999 | 0 | 54.76 | 50.98 | 0.01 | 0
2020 | TVA_Transmission_2_TVA | TVA_Transmission | TVA | Internal | Winter | B16 | 25 | 99999 | 464.24 | 82.85 | 82.87 | 0.01 | 0
2020 | TVA_Transmission_2_TVA | TVA_Transmission | TVA | Internal | Winter | B17 | 100 | 99999 | 0 | 69.82 | 64.9 | 0.01 | 0
2020 | TVA_Transmission_2_TVA | TVA_Transmission | TVA | Internal | Winter | B18 | 400 | 99999 | 0 | 67.34 | 62.21 | 0.01 | 0
2020 | TVA_Transmission_2_TVA | TVA_Transmission | TVA | Internal | Winter | B19 | 700 | 99999 | 0 | 64.66 | 62.21 | 0.01 | 0
2020 | TVA_Transmission_2_TVA | TVA_Transmission | TVA | Internal | Winter | B20 | 935 | 99999 | 0 | 62.95 | 62.21 | 0.01 | 0
2020 | TVA_Transmission_2_VACAR | TVA_Transmission | VACAR | Internal | Shoulder | B11 | 25 | 900 | 0 | 79.04 | 78.06 | 9 | 0
2020 | TVA_Transmission_2_VACAR | TVA_Transmission | VACAR | Internal | Shoulder | B12 | 200 | 900 | 0 | 66.35 | 71.23 | 9 | 0
2020 | TVA_Transmission_2_VACAR | TVA_Transmission | VACAR | Internal | Shoulder | B13 | 600 | 900 | 0 | 63.42 | 63.35 | 9 | 0
2020 | TVA_Transmission_2_VACAR | TVA_Transmission | VACAR | Internal | Shoulder | B14 | 900 | 900 | 0 | 62.53 | 63.35 | 9 | 0
2020 | TVA_Transmission_2_VACAR | TVA_Transmission | VACAR | Internal | Shoulder | B15 | 1203 | 900 | 0 | 60.74 | 55.29 | 9 | 0
2020 | TVA_Transmission_2_VACAR | TVA_Transmission | VACAR | Internal | Summer | B1 | 10 | 900 | 0 | 100.73 | 101.1 | 9 | 0
2020 | TVA_Transmission_2_VACAR | TVA_Transmission | VACAR | Internal | Summer | B2 | 25 | 900 | 0 | 97.63 | 101.1 | 9 | 0
2020 | TVA_Transmission_2_VACAR | TVA_Transmission | VACAR | Internal | Summer | B3 | 75 | 900 | 0 | 95.37 | 101.1 | 9 | 0
2020 | TVA_Transmission_2_VACAR | TVA_Transmission | VACAR | Internal | Summer | B4 | 100 | 900 | 0 | 93.15 | 93.15 | 9 | 0
2020 | TVA_Transmission_2_VACAR | TVA_Transmission | VACAR | Internal | Summer | B5 | 200 | 900 | 0 | 84.58 | 85.66 | 9 | 0
2020 | TVA_Transmission_2_VACAR | TVA_Transmission | VACAR | Internal | Summer | B6 | 300 | 900 | 0 | 78.06 | 79.11 | 9 | 0
2020 | TVA_Transmission_2_VACAR | TVA_Transmission | VACAR | Internal | Summer | B7 | 400 | 900 | 0 | 68.67 | 70.39 | 9 | 0
2020 | TVA_Transmission_2_VACAR | TVA_Transmission | VACAR | Internal | Summer | B8 | 500 | 900 | 0 | 64.49 | 64.98 | 9 | 0
2020 | TVA_Transmission_2_VACAR | TVA_Transmission | VACAR | Internal | Summer | B9 | 800 | 900 | 0 | 59.81 | 53.65 | 9 | 0
2020 | TVA_Transmission_2_VACAR | TVA_Transmission | VACAR | Internal | Summer | B10 | 1262 | 900 | 0 | 54.76 | 53.65 | 9 | 0
2020 | TVA_Transmission_2_VACAR | TVA_Transmission | VACAR | Internal | Winter | B16 | 25 | 900 | 77.91 | 82.85 | 91.85 | 9 | 0
2020 | TVA_Transmission_2_VACAR | TVA_Transmission | VACAR | Internal | Winter | B17 | 100 | 900 | 0 | 69.82 | 75.94 | 9 | 0
2020 | TVA_Transmission_2_VACAR | TVA_Transmission | VACAR | Internal | Winter | B18 | 400 | 900 | 0 | 67.34 | 67.7 | 9 | 0
2020 | TVA_Transmission_2_VACAR | TVA_Transmission | VACAR | Internal | Winter | B19 | 700 | 900 | 0 | 64.66 | 67.1 | 9 | 0
2020 | TVA_Transmission_2_VACAR | TVA_Transmission | VACAR | Internal | Winter | B20 | 935 | 900 | 0 | 62.95 | 58.98 | 9 | 0
2020 | VACAR_2_PJM_ROR | VACAR | PJM_ROR | Internal | Shoulder | B11 | 25 | 2000 | 0 | 78.06 | 75.81 | 7 | 0
2020 | VACAR_2_PJM_ROR | VACAR | PJM_ROR | Internal | Shoulder | B12 | 200 | 2000 | 0 | 71.23 | 65.72 | 7 | 0
2020 | VACAR_2_PJM_ROR | VACAR | PJM_ROR | Internal | Shoulder | B13 | 600 | 2000 | 0 | 63.35 | 62.22 | 7 | 0
2020 | VACAR_2_PJM_ROR | VACAR | PJM_ROR | Internal | Shoulder | B14 | 900 | 2000 | 0 | 63.35 | 60.38 | 7 | 0
2020 | VACAR_2_PJM_ROR | VACAR | PJM_ROR | Internal | Shoulder | B15 | 1203 | 2000 | 0 | 55.29 | 56.68 | 7 | 0
2020 | VACAR_2_PJM_ROR | VACAR | PJM_ROR | Internal | Summer | B1 | 10 | 2000 | 0 | 101.1 | 94.73 | 7 | 0
2020 | VACAR_2_PJM_ROR | VACAR | PJM_ROR | Internal | Summer | B2 | 25 | 2000 | 0 | 101.1 | 91.62 | 7 | 0
2020 | VACAR_2_PJM_ROR | VACAR | PJM_ROR | Internal | Summer | B3 | 75 | 2000 | 0 | 101.1 | 89.37 | 7 | 0
2020 | VACAR_2_PJM_ROR | VACAR | PJM_ROR | Internal | Summer | B4 | 100 | 2000 | 0 | 93.15 | 87.15 | 7 | 0
2020 | VACAR_2_PJM_ROR | VACAR | PJM_ROR | Internal | Summer | B5 | 200 | 2000 | 0 | 85.66 | 79.66 | 7 | 0
2020 | VACAR_2_PJM_ROR | VACAR | PJM_ROR | Internal | Summer | B6 | 300 | 2000 | 0 | 79.11 | 73.11 | 7 | 0
2020 | VACAR_2_PJM_ROR | VACAR | PJM_ROR | Internal | Summer | B7 | 400 | 2000 | 0 | 70.39 | 62.96 | 7 | 0
2020 | VACAR_2_PJM_ROR | VACAR | PJM_ROR | Internal | Summer | B8 | 500 | 2000 | 0 | 64.98 | 59.74 | 7 | 0
2020 | VACAR_2_PJM_ROR | VACAR | PJM_ROR | Internal | Summer | B9 | 800 | 2000 | 0 | 53.65 | 55.8 | 7 | 0
2020 | VACAR_2_PJM_ROR | VACAR | PJM_ROR | Internal | Summer | B10 | 1262 | 2000 | 0 | 53.65 | 53.57 | 7 | 0
2020 | VACAR_2_PJM_ROR | VACAR | PJM_ROR | Internal | Winter | B16 | 25 | 2000 | 0 | 91.85 | 80.64 | 7 | 0
2020 | VACAR_2_PJM_ROR | VACAR | PJM_ROR | Internal | Winter | B17 | 100 | 2000 | 0 | 75.94 | 69.94 | 7 | 0
2020 | VACAR_2_PJM_ROR | VACAR | PJM_ROR | Internal | Winter | B18 | 400 | 2000 | 0 | 67.7 | 67.4 | 7 | 0
2020 | VACAR_2_PJM_ROR | VACAR | PJM_ROR | Internal | Winter | B19 | 700 | 2000 | 0 | 67.1 | 62.22 | 7 | 0
2020 | VACAR_2_PJM_ROR | VACAR | PJM_ROR | Internal | Winter | B20 | 935 | 2000 | 0 | 58.98 | 58.7 | 7 | 0
2020 | VACAR_2_SOCO | VACAR | SOCO | Internal | Shoulder | B11 | 25 | 3000 | 1321.28 | 78.06 | 85.06 | 7 | 0
2020 | VACAR_2_SOCO | VACAR | SOCO | Internal | Shoulder | B12 | 200 | 3000 | 0 | 71.23 | 65.25 | 7 | 0
2020 | VACAR_2_SOCO | VACAR | SOCO | Internal | Shoulder | B13 | 600 | 3000 | 0 | 63.35 | 62.11 | 7 | 0
2020 | VACAR_2_SOCO | VACAR | SOCO | Internal | Shoulder | B14 | 900 | 3000 | 0 | 63.35 | 62.11 | 7 | 0
2020 | VACAR_2_SOCO | VACAR | SOCO | Internal | Shoulder | B15 | 1203 | 3000 | 0 | 55.29 | 59.94 | 7 | 0
2020 | VACAR_2_SOCO | VACAR | SOCO | Internal | Summer | B1 | 10 | 3000 | 0 | 101.1 | 100.01 | 7 | 0
2020 | VACAR_2_SOCO | VACAR | SOCO | Internal | Summer | B2 | 25 | 3000 | 0 | 101.1 | 98.06 | 7 | 0
2020 | VACAR_2_SOCO | VACAR | SOCO | Internal | Summer | B3 | 75 | 3000 | 0 | 101.1 | 98.06 | 7 | 0
2020 | VACAR_2_SOCO | VACAR | SOCO | Internal | Summer | B4 | 100 | 3000 | 0 | 93.15 | 98.06 | 7 | 0
2020 | VACAR_2_SOCO | VACAR | SOCO | Internal | Summer | B5 | 200 | 3000 | 1294.57 | 85.66 | 92.66 | 7 | 0
2020 | VACAR_2_SOCO | VACAR | SOCO | Internal | Summer | B6 | 300 | 3000 | 921.75 | 79.11 | 86.11 | 7 | 0
2020 | VACAR_2_SOCO | VACAR | SOCO | Internal | Summer | B7 | 400 | 3000 | 1434.27 | 70.39 | 77.39 | 7 | 0
2020 | VACAR_2_SOCO | VACAR | SOCO | Internal | Summer | B8 | 500 | 3000 | 337.86 | 64.98 | 71.98 | 7 | 0
2020 | VACAR_2_SOCO | VACAR | SOCO | Internal | Summer | B9 | 800 | 3000 | 823.12 | 53.65 | 60.65 | 7 | 0
2020 | VACAR_2_SOCO | VACAR | SOCO | Internal | Summer | B10 | 1262 | 3000 | 0 | 53.65 | 58.67 | 7 | 0
2020 | VACAR_2_SOCO | VACAR | SOCO | Internal | Winter | B16 | 25 | 3000 | 0 | 91.85 | 85.77 | 7 | 0
2020 | VACAR_2_SOCO | VACAR | SOCO | Internal | Winter | B17 | 100 | 3000 | 0 | 75.94 | 71.23 | 7 | 0
2020 | VACAR_2_SOCO | VACAR | SOCO | Internal | Winter | B18 | 400 | 3000 | 0 | 67.7 | 63.78 | 7 | 0
2020 | VACAR_2_SOCO | VACAR | SOCO | Internal | Winter | B19 | 700 | 3000 | 0 | 67.1 | 63.78 | 7 | 0
2020 | VACAR_2_SOCO | VACAR | SOCO | Internal | Winter | B20 | 935 | 3000 | 0 | 58.98 | 62.55 | 7 | 0
2020 | VACAR_2_TVA_Transmission | VACAR | TVA_Transmission | Internal | Shoulder | B11 | 25 | 900 | 0 | 78.06 | 79.04 | 7 | 0
2020 | VACAR_2_TVA_Transmission | VACAR | TVA_Transmission | Internal | Shoulder | B12 | 200 | 900 | 0 | 71.23 | 66.35 | 7 | 0
2020 | VACAR_2_TVA_Transmission | VACAR | TVA_Transmission | Internal | Shoulder | B13 | 600 | 900 | 0 | 63.35 | 63.42 | 7 | 0
2020 | VACAR_2_TVA_Transmission | VACAR | TVA_Transmission | Internal | Shoulder | B14 | 900 | 900 | 0 | 63.35 | 62.53 | 7 | 0
2020 | VACAR_2_TVA_Transmission | VACAR | TVA_Transmission | Internal | Shoulder | B15 | 1203 | 900 | 0 | 55.29 | 60.74 | 7 | 0
2020 | VACAR_2_TVA_Transmission | VACAR | TVA_Transmission | Internal | Summer | B1 | 10 | 900 | 0 | 101.1 | 100.73 | 7 | 0
2020 | VACAR_2_TVA_Transmission | VACAR | TVA_Transmission | Internal | Summer | B2 | 25 | 900 | 0 | 101.1 | 97.63 | 7 | 0
2020 | VACAR_2_TVA_Transmission | VACAR | TVA_Transmission | Internal | Summer | B3 | 75 | 900 | 0 | 101.1 | 95.37 | 7 | 0
2020 | VACAR_2_TVA_Transmission | VACAR | TVA_Transmission | Internal | Summer | B4 | 100 | 900 | 0 | 93.15 | 93.15 | 7 | 0
2020 | VACAR_2_TVA_Transmission | VACAR | TVA_Transmission | Internal | Summer | B5 | 200 | 900 | 0 | 85.66 | 84.58 | 7 | 0
2020 | VACAR_2_TVA_Transmission | VACAR | TVA_Transmission | Internal | Summer | B6 | 300 | 900 | 0 | 79.11 | 78.06 | 7 | 0
2020 | VACAR_2_TVA_Transmission | VACAR | TVA_Transmission | Internal | Summer | B7 | 400 | 900 | 0 | 70.39 | 68.67 | 7 | 0
2020 | VACAR_2_TVA_Transmission | VACAR | TVA_Transmission | Internal | Summer | B8 | 500 | 900 | 0 | 64.98 | 64.49 | 7 | 0
2020 | VACAR_2_TVA_Transmission | VACAR | TVA_Transmission | Internal | Summer | B9 | 800 | 900 | 0 | 53.65 | 59.81 | 7 | 0
2020 | VACAR_2_TVA_Transmission | VACAR | TVA_Transmission | Internal | Summer | B10 | 1262 | 900 | 0 | 53.65 | 54.76 | 7 | 0
2020 | VACAR_2_TVA_Transmission | VACAR | TVA_Transmission | Internal | Winter | B16 | 25 | 900 | 0 | 91.85 | 82.85 | 7 | 0
2020 | VACAR_2_TVA_Transmission | VACAR | TVA_Transmission | Internal | Winter | B17 | 100 | 900 | 0 | 75.94 | 69.82 | 7 | 0
2020 | VACAR_2_TVA_Transmission | VACAR | TVA_Transmission | Internal | Winter | B18 | 400 | 900 | 0 | 67.7 | 67.34 | 7 | 0
2020 | VACAR_2_TVA_Transmission | VACAR | TVA_Transmission | Internal | Winter | B19 | 700 | 900 | 0 | 67.1 | 64.66 | 7 | 0
2020 | VACAR_2_TVA_Transmission | VACAR | TVA_Transmission | Internal | Winter | B20 | 935 | 900 | 0 | 58.98 | 62.95 | 7 | 0
2025 | ENT_2_MISO_MO-IL | ENT | MISO_MO-IL | Internal | Shoulder | B11 | 25 | 2260 | 0 | 69.25 | 69.27 | 8 | 0
2025 | ENT_2_MISO_MO-IL | ENT | MISO_MO-IL | Internal | Shoulder | B12 | 200 | 2260 | 0 | 60.22 | 64.15 | 8 | 0
2025 | ENT_2_MISO_MO-IL | ENT | MISO_MO-IL | Internal | Shoulder | B13 | 600 | 2260 | 0 | 57.87 | 58.13 | 8 | 0
2025 | ENT_2_MISO_MO-IL | ENT | MISO_MO-IL | Internal | Shoulder | B14 | 900 | 2260 | 0 | 51.72 | 55.37 | 8 | 0
2025 | ENT_2_MISO_MO-IL | ENT | MISO_MO-IL | Internal | Shoulder | B15 | 1203 | 2260 | 0 | 49.65 | 49.65 | 8 | 0
2025 | ENT_2_MISO_MO-IL | ENT | MISO_MO-IL | Internal | Summer | B1 | 10 | 2260 | 2092.63 | 83.76 | 91.76 | 8 | 0
2025 | ENT_2_MISO_MO-IL | ENT | MISO_MO-IL | Internal | Summer | B2 | 25 | 2260 | 0 | 89.37 | 89.37 | 8 | 0
2025 | ENT_2_MISO_MO-IL | ENT | MISO_MO-IL | Internal | Summer | B3 | 75 | 2260 | 0 | 89.51 | 89.37 | 8 | 0
2025 | ENT_2_MISO_MO-IL | ENT | MISO_MO-IL | Internal | Summer | B4 | 100 | 2260 | 0 | 86.98 | 86.98 | 8 | 0
2025 | ENT_2_MISO_MO-IL | ENT | MISO_MO-IL | Internal | Summer | B5 | 200 | 2260 | 0 | 86.28 | 86.28 | 8 | 0
2025 | ENT_2_MISO_MO-IL | ENT | MISO_MO-IL | Internal | Summer | B6 | 300 | 2260 | 0 | 83.1 | 80.1 | 8 | 0
2025 | ENT_2_MISO_MO-IL | ENT | MISO_MO-IL | Internal | Summer | B7 | 400 | 2260 | 0 | 67.81 | 65.9 | 8 | 0
2025 | ENT_2_MISO_MO-IL | ENT | MISO_MO-IL | Internal | Summer | B8 | 500 | 2260 | 0 | 58.71 | 55.29 | 8 | 0
2025 | ENT_2_MISO_MO-IL | ENT | MISO_MO-IL | Internal | Summer | B9 | 800 | 2260 | 0 | 56.34 | 52.62 | 8 | 0
2025 | ENT_2_MISO_MO-IL | ENT | MISO_MO-IL | Internal | Summer | B10 | 1262 | 2260 | 0 | 50.32 | 47.11 | 8 | 0
2025 | ENT_2_MISO_MO-IL | ENT | MISO_MO-IL | Internal | Winter | B16 | 25 | 2260 | 0 | 65.79 | 71.64 | 8 | 0
2025 | ENT_2_MISO_MO-IL | ENT | MISO_MO-IL | Internal | Winter | B17 | 100 | 2260 | 0 | 60.66 | 66.19 | 8 | 0
2025 | ENT_2_MISO_MO-IL | ENT | MISO_MO-IL | Internal | Winter | B18 | 400 | 2260 | 0 | 60.66 | 60.66 | 8 | 0
2025 | ENT_2_MISO_MO-IL | ENT | MISO_MO-IL | Internal | Winter | B19 | 700 | 2260 | 0 | 59.43 | 59.43 | 8 | 0
2025 | ENT_2_MISO_MO-IL | ENT | MISO_MO-IL | Internal | Winter | B20 | 935 | 2260 | 0 | 51.95 | 51.95 | 8 | 0
2025 | ENT_2_SOCO | ENT | SOCO | Internal | Shoulder | B11 | 25 | 3900 | 3900 | 69.25 | 86.23 | 8 | 8.98
2025 | ENT_2_SOCO | ENT | SOCO | Internal | Shoulder | B12 | 200 | 3900 | 0 | 60.22 | 64.93 | 8 | 0
2025 | ENT_2_SOCO | ENT | SOCO | Internal | Shoulder | B13 | 600 | 3900 | 0 | 57.87 | 59.72 | 8 | 0
2025 | ENT_2_SOCO | ENT | SOCO | Internal | Shoulder | B14 | 900 | 3900 | 382.95 | 51.72 | 59.72 | 8 | 0
2025 | ENT_2_SOCO | ENT | SOCO | Internal | Shoulder | B15 | 1203 | 3900 | 3900 | 49.65 | 59.72 | 8 | 2.08
2025 | ENT_2_SOCO | ENT | SOCO | Internal | Summer | B1 | 10 | 3900 | 3900 | 83.76 | 99.44 | 8 | 7.68
2025 | ENT_2_SOCO | ENT | SOCO | Internal | Summer | B2 | 25 | 3900 | 3899.94 | 89.37 | 97.51 | 8 | 0.13
2025 | ENT_2_SOCO | ENT | SOCO | Internal | Summer | B3 | 75 | 3900 | 2429.53 | 89.51 | 97.51 | 8 | 0
2025 | ENT_2_SOCO | ENT | SOCO | Internal | Summer | B4 | 100 | 3900 | 3900 | 86.98 | 97.51 | 8 | 2.53
2025 | ENT_2_SOCO | ENT | SOCO | Internal | Summer | B5 | 200 | 3900 | 3900 | 86.28 | 97.51 | 8 | 3.23
2025 | ENT_2_SOCO | ENT | SOCO | Internal | Summer | B6 | 300 | 3900 | 3445.45 | 83.1 | 91.1 | 8 | 0
2025 | ENT_2_SOCO | ENT | SOCO | Internal | Summer | B7 | 400 | 3900 | 3900 | 67.81 | 80.14 | 8 | 4.33
2025 | ENT_2_SOCO | ENT | SOCO | Internal | Summer | B8 | 500 | 3900 | 3285.55 | 58.71 | 66.71 | 8 | 0
2025 | ENT_2_SOCO | ENT | SOCO | Internal | Summer | B9 | 800 | 3900 | 0 | 56.34 | 60.43 | 8 | 0
2025 | ENT_2_SOCO | ENT | SOCO | Internal | Summer | B10 | 1262 | 3900 | 1558.72 | 50.32 | 58.32 | 8 | 0
2025 | ENT_2_SOCO | ENT | SOCO | Internal | Winter | B16 | 25 | 3900 | 3900 | 65.79 | 88.64 | 8 | 14.85
2025 | ENT_2_SOCO | ENT | SOCO | Internal | Winter | B17 | 100 | 3900 | 1088.71 | 60.66 | 68.66 | 8 | 0
2025 | ENT_2_SOCO | ENT | SOCO | Internal | Winter | B18 | 400 | 3900 | 0 | 60.66 | 62.61 | 8 | 0
2025 | ENT_2_SOCO | ENT | SOCO | Internal | Winter | B19 | 700 | 3900 | 0 | 59.43 | 62.61 | 8 | 0
2025 | ENT_2_SOCO | ENT | SOCO | Internal | Winter | B20 | 935 | 3900 | 3900 | 51.95 | 62.61 | 8 | 2.66
2025 | ENT_2_SPP_N | ENT | SPP_N | Internal | Shoulder | B11 | 25 | 15143 | 0 | 69.25 | 64.25 | 8 | 0
2025 | ENT_2_SPP_N | ENT | SPP_N | Internal | Shoulder | B12 | 200 | 15143 | 0 | 60.22 | 56.4 | 8 | 0
2025 | ENT_2_SPP_N | ENT | SPP_N | Internal | Shoulder | B13 | 600 | 15143 | 0 | 57.87 | 52.87 | 8 | 0
2025 | ENT_2_SPP_N | ENT | SPP_N | Internal | Shoulder | B14 | 900 | 15143 | 0 | 51.72 | 46.72 | 8 | 0
2025 | ENT_2_SPP_N | ENT | SPP_N | Internal | Shoulder | B15 | 1203 | 15143 | 0 | 49.65 | 44.65 | 8 | 0
2025 | ENT_2_SPP_N | ENT | SPP_N | Internal | Summer | B1 | 10 | 15143 | 0 | 83.76 | 78.76 | 8 | 0
2025 | ENT_2_SPP_N | ENT | SPP_N | Internal | Summer | B2 | 25 | 15143 | 0 | 89.37 | 84.37 | 8 | 0
2025 | ENT_2_SPP_N | ENT | SPP_N | Internal | Summer | B3 | 75 | 15143 | 0 | 89.51 | 84.51 | 8 | 0
2025 | ENT_2_SPP_N | ENT | SPP_N | Internal | Summer | B4 | 100 | 15143 | 0 | 86.98 | 81.98 | 8 | 0
2025 | ENT_2_SPP_N | ENT | SPP_N | Internal | Summer | B5 | 200 | 15143 | 0 | 86.28 | 81.28 | 8 | 0
2025 | ENT_2_SPP_N | ENT | SPP_N | Internal | Summer | B6 | 300 | 15143 | 0 | 83.1 | 78.1 | 8 | 0
2025 | ENT_2_SPP_N | ENT | SPP_N | Internal | Summer | B7 | 400 | 15143 | 0 | 67.81 | 62.81 | 8 | 0
2025 | ENT_2_SPP_N | ENT | SPP_N | Internal | Summer | B8 | 500 | 15143 | 0 | 58.71 | 53.71 | 8 | 0
2025 | ENT_2_SPP_N | ENT | SPP_N | Internal | Summer | B9 | 800 | 15143 | 0 | 56.34 | 51.34 | 8 | 0
2025 | ENT_2_SPP_N | ENT | SPP_N | Internal | Summer | B10 | 1262 | 15143 | 0 | 50.32 | 45.32 | 8 | 0
2025 | ENT_2_SPP_N | ENT | SPP_N | Internal | Winter | B16 | 25 | 15143 | 0 | 65.79 | 60.79 | 8 | 0
2025 | ENT_2_SPP_N | ENT | SPP_N | Internal | Winter | B17 | 100 | 15143 | 0 | 60.66 | 55.66 | 8 | 0
2025 | ENT_2_SPP_N | ENT | SPP_N | Internal | Winter | B18 | 400 | 15143 | 0 | 60.66 | 55.66 | 8 | 0
2025 | ENT_2_SPP_N | ENT | SPP_N | Internal | Winter | B19 | 700 | 15143 | 0 | 59.43 | 54.43 | 8 | 0
2025 | ENT_2_SPP_N | ENT | SPP_N | Internal | Winter | B20 | 935 | 15143 | 0 | 51.95 | 46.95 | 8 | 0
2025 | ENT_2_SPP_S | ENT | SPP_S | Internal | Shoulder | B11 | 25 | 3292 | 0 | 69.25 | 64.25 | 8 | 0
2025 | ENT_2_SPP_S | ENT | SPP_S | Internal | Shoulder | B12 | 200 | 3292 | 0 | 60.22 | 56.42 | 8 | 0
2025 | ENT_2_SPP_S | ENT | SPP_S | Internal | Shoulder | B13 | 600 | 3292 | 0 | 57.87 | 52.88 | 8 | 0
2025 | ENT_2_SPP_S | ENT | SPP_S | Internal | Shoulder | B14 | 900 | 3292 | 0 | 51.72 | 46.72 | 8 | 0
2025 | ENT_2_SPP_S | ENT | SPP_S | Internal | Shoulder | B15 | 1203 | 3292 | 0 | 49.65 | 40.53 | 8 | 0
2025 | ENT_2_SPP_S | ENT | SPP_S | Internal | Summer | B1 | 10 | 3292 | 0 | 83.76 | 58.77 | 8 | 0
2025 | ENT_2_SPP_S | ENT | SPP_S | Internal | Summer | B2 | 25 | 3292 | 0 | 89.37 | 81.96 | 8 | 0
2025 | ENT_2_SPP_S | ENT | SPP_S | Internal | Summer | B3 | 75 | 3292 | 0 | 89.51 | 84.51 | 8 | 0
2025 | ENT_2_SPP_S | ENT | SPP_S | Internal | Summer | B4 | 100 | 3292 | 0 | 86.98 | 81.96 | 8 | 0
2025 | ENT_2_SPP_S | ENT | SPP_S | Internal | Summer | B5 | 200 | 3292 | 0 | 86.28 | 81.28 | 8 | 0
2025 | ENT_2_SPP_S | ENT | SPP_S | Internal | Summer | B6 | 300 | 3292 | 0 | 83.1 | 78.12 | 8 | 0
2025 | ENT_2_SPP_S | ENT | SPP_S | Internal | Summer | B7 | 400 | 3292 | 0 | 67.81 | 62.82 | 8 | 0
2025 | ENT_2_SPP_S | ENT | SPP_S | Internal | Summer | B8 | 500 | 3292 | 0 | 58.71 | 56.18 | 8 | 0
2025 | ENT_2_SPP_S | ENT | SPP_S | Internal | Summer | B9 | 800 | 3292 | 0 | 56.34 | 56.06 | 8 | 0
2025 | ENT_2_SPP_S | ENT | SPP_S | Internal | Summer | B10 | 1262 | 3292 | 0 | 50.32 | 45.34 | 8 | 0
2025 | ENT_2_SPP_S | ENT | SPP_S | Internal | Winter | B16 | 25 | 3292 | 0 | 65.79 | 60.79 | 8 | 0
2025 | ENT_2_SPP_S | ENT | SPP_S | Internal | Winter | B17 | 100 | 3292 | 0 | 60.66 | 55.68 | 8 | 0
2025 | ENT_2_SPP_S | ENT | SPP_S | Internal | Winter | B18 | 400 | 3292 | 0 | 60.66 | 55.68 | 8 | 0
2025 | ENT_2_SPP_S | ENT | SPP_S | Internal | Winter | B19 | 700 | 3292 | 0 | 59.43 | 54.45 | 8 | 0
2025 | ENT_2_SPP_S | ENT | SPP_S | Internal | Winter | B20 | 935 | 3292 | 0 | 51.95 | 46.95 | 8 | 0
2025 | ENT_2_TVA_Transmission | ENT | TVA_Transmission | Internal | Shoulder | B11 | 25 | 2100 | 4.18 | 69.25 | 77.25 | 8 | 0
2025 | ENT_2_TVA_Transmission | ENT | TVA_Transmission | Internal | Shoulder | B12 | 200 | 2100 | 0 | 60.22 | 65.96 | 8 | 0
2025 | ENT_2_TVA_Transmission | ENT | TVA_Transmission | Internal | Shoulder | B13 | 600 | 2100 | 0 | 57.87 | 62.05 | 8 | 0
2025 | ENT_2_TVA_Transmission | ENT | TVA_Transmission | Internal | Shoulder | B14 | 900 | 2100 | 0 | 51.72 | 59.63 | 8 | 0
2025 | ENT_2_TVA_Transmission | ENT | TVA_Transmission | Internal | Shoulder | B15 | 1203 | 2100 | 0.02 | 49.65 | 57.64 | 8 | 0
2025 | ENT_2_TVA_Transmission | ENT | TVA_Transmission | Internal | Summer | B1 | 10 | 2100 | 2100 | 83.76 | 99.76 | 8 | 8
2025 | ENT_2_TVA_Transmission | ENT | TVA_Transmission | Internal | Summer | B2 | 25 | 2100 | 588.65 | 89.37 | 97.37 | 8 | 0
2025 | ENT_2_TVA_Transmission | ENT | TVA_Transmission | Internal | Summer | B3 | 75 | 2100 | 0 | 89.51 | 94.85 | 8 | 0
2025 | ENT_2_TVA_Transmission | ENT | TVA_Transmission | Internal | Summer | B4 | 100 | 2100 | 0.01 | 86.98 | 94.85 | 8 | 0
2025 | ENT_2_TVA_Transmission | ENT | TVA_Transmission | Internal | Summer | B5 | 200 | 2100 | 0 | 86.28 | 90.33 | 8 | 0
2025 | ENT_2_TVA_Transmission | ENT | TVA_Transmission | Internal | Summer | B6 | 300 | 2100 | 0 | 83.1 | 83.09 | 8 | 0
2025 | ENT_2_TVA_Transmission | ENT | TVA_Transmission | Internal | Summer | B7 | 400 | 2100 | 0 | 67.81 | 71.96 | 8 | 0
2025 | ENT_2_TVA_Transmission | ENT | TVA_Transmission | Internal | Summer | B8 | 500 | 2100 | 0 | 58.71 | 60.76 | 8 | 0
2025 | ENT_2_TVA_Transmission | ENT | TVA_Transmission | Internal | Summer | B9 | 800 | 2100 | 0 | 56.34 | 58.63 | 8 | 0
2025 | ENT_2_TVA_Transmission | ENT | TVA_Transmission | Internal | Summer | B10 | 1262 | 2100 | 0 | 50.32 | 52.39 | 8 | 0
2025 | ENT_2_TVA_Transmission | ENT | TVA_Transmission | Internal | Winter | B16 | 25 | 2100 | 2100 | 65.79 | 79.64 | 8 | 5.85
2025 | ENT_2_TVA_Transmission | ENT | TVA_Transmission | Internal | Winter | B17 | 100 | 2100 | 105.62 | 60.66 | 68.66 | 8 | 0
2025 | ENT_2_TVA_Transmission | ENT | TVA_Transmission | Internal | Winter | B18 | 400 | 2100 | 0 | 60.66 | 64.82 | 8 | 0
2025 | ENT_2_TVA_Transmission | ENT | TVA_Transmission | Internal | Winter | B19 | 700 | 2100 | 0 | 59.43 | 64.06 | 8 | 0
2025 | ENT_2_TVA_Transmission | ENT | TVA_Transmission | Internal | Winter | B20 | 935 | 2100 | 0.02 | 51.95 | 59.94 | 8 | 0
2025 | FRCC_2_SOCO | FRCC | SOCO | Internal | Shoulder | B11 | 25 | 900 | 0 | 103.88 | 86.23 | 8 | 0
2025 | FRCC_2_SOCO | FRCC | SOCO | Internal | Shoulder | B12 | 200 | 900 | 0 | 67.77 | 64.93 | 8 | 0
2025 | FRCC_2_SOCO | FRCC | SOCO | Internal | Shoulder | B13 | 600 | 900 | 0 | 67.77 | 59.72 | 8 | 0
2025 | FRCC_2_SOCO | FRCC | SOCO | Internal | Shoulder | B14 | 900 | 900 | 0 | 64.95 | 59.72 | 8 | 0
2025 | FRCC_2_SOCO | FRCC | SOCO | Internal | Shoulder | B15 | 1203 | 900 | 0 | 64.95 | 59.72 | 8 | 0
2025 | FRCC_2_SOCO | FRCC | SOCO | Internal | Summer | B1 | 10 | 900 | 0 | 109.44 | 99.44 | 8 | 0
2025 | FRCC_2_SOCO | FRCC | SOCO | Internal | Summer | B2 | 25 | 900 | 0 | 104.94 | 97.51 | 8 | 0
2025 | FRCC_2_SOCO | FRCC | SOCO | Internal | Summer | B3 | 75 | 900 | 0 | 104.94 | 97.51 | 8 | 0
2025 | FRCC_2_SOCO | FRCC | SOCO | Internal | Summer | B4 | 100 | 900 | 0 | 104.94 | 97.51 | 8 | 0
2025 | FRCC_2_SOCO | FRCC | SOCO | Internal | Summer | B5 | 200 | 900 | 0 | 104.94 | 97.51 | 8 | 0
2025 | FRCC_2_SOCO | FRCC | SOCO | Internal | Summer | B6 | 300 | 900 | 0 | 101.1 | 91.1 | 8 | 0
2025 | FRCC_2_SOCO | FRCC | SOCO | Internal | Summer | B7 | 400 | 900 | 0 | 84.21 | 80.14 | 8 | 0
2025 | FRCC_2_SOCO | FRCC | SOCO | Internal | Summer | B8 | 500 | 900 | 0 | 66.93 | 66.71 | 8 | 0
2025 | FRCC_2_SOCO | FRCC | SOCO | Internal | Summer | B9 | 800 | 900 | 0 | 64.14 | 60.43 | 8 | 0
2025 | FRCC_2_SOCO | FRCC | SOCO | Internal | Summer | B10 | 1262 | 900 | 0 | 64.14 | 58.32 | 8 | 0
2025 | FRCC_2_SOCO | FRCC | SOCO | Internal | Winter | B16 | 25 | 900 | 0 | 98.64 | 88.64 | 8 | 0
2025 | FRCC_2_SOCO | FRCC | SOCO | Internal | Winter | B17 | 100 | 900 | 0 | 70.33 | 68.66 | 8 | 0
2025 | FRCC_2_SOCO | FRCC | SOCO | Internal | Winter | B18 | 400 | 900 | 0 | 68.69 | 62.61 | 8 | 0
2025 | FRCC_2_SOCO | FRCC | SOCO | Internal | Winter | B19 | 700 | 900 | 0 | 67.41 | 62.61 | 8 | 0
2025 | FRCC_2_SOCO | FRCC | SOCO | Internal | Winter | B20 | 935 | 900 | 0 | 67.41 | 62.61 | 8 | 0
2025 | HQ_NEISO_2_NEISO | HQ_NEISO | NEISO | Internal | Shoulder | B11 | 25 | 99999 | 2920 | 52.86 | 52.87 | 0.01 | 0
2025 | HQ_NEISO_2_NEISO | HQ_NEISO | NEISO | Internal | Shoulder | B12 | 200 | 99999 | 2920 | 52.86 | 52.87 | 0.01 | 0
2025 | HQ_NEISO_2_NEISO | HQ_NEISO | NEISO | Internal | Shoulder | B13 | 600 | 99999 | 2920 | 51.57 | 51.58 | 0.01 | 0
2025 | HQ_NEISO_2_NEISO | HQ_NEISO | NEISO | Internal | Shoulder | B14 | 900 | 99999 | 2920 | 51.57 | 51.58 | 0.01 | 0
2025 | HQ_NEISO_2_NEISO | HQ_NEISO | NEISO | Internal | Shoulder | B15 | 1203 | 99999 | 1143.24 | 51.57 | 51.58 | 0.01 | 0
2025 | HQ_NEISO_2_NEISO | HQ_NEISO | NEISO | Internal | Summer | B1 | 10 | 99999 | 2920.1 | 108.12 | 108.14 | 0.01 | 0
2025 | HQ_NEISO_2_NEISO | HQ_NEISO | NEISO | Internal | Summer | B2 | 25 | 99999 | 2920 | 86.36 | 86.37 | 0.01 | 0
2025 | HQ_NEISO_2_NEISO | HQ_NEISO | NEISO | Internal | Summer | B3 | 75 | 99999 | 2920 | 71.07 | 71.08 | 0.01 | 0
2025 | HQ_NEISO_2_NEISO | HQ_NEISO | NEISO | Internal | Summer | B4 | 100 | 99999 | 2920 | 68.63 | 68.64 | 0.01 | 0
2025 | HQ_NEISO_2_NEISO | HQ_NEISO | NEISO | Internal | Summer | B5 | 200 | 99999 | 2920 | 60.99 | 61 | 0.01 | 0
2025 | HQ_NEISO_2_NEISO | HQ_NEISO | NEISO | Internal | Summer | B6 | 300 | 99999 | 2920 | 49.69 | 49.7 | 0.01 | 0
2025 | HQ_NEISO_2_NEISO | HQ_NEISO | NEISO | Internal | Summer | B7 | 400 | 99999 | 2920 | 49.69 | 49.7 | 0.01 | 0
2025 | HQ_NEISO_2_NEISO | HQ_NEISO | NEISO | Internal | Summer | B8 | 500 | 99999 | 2920 | 49.69 | 49.7 | 0.01 | 0
2025 | HQ_NEISO_2_NEISO | HQ_NEISO | NEISO | Internal | Summer | B9 | 800 | 99999 | 2920 | 49.69 | 49.7 | 0.01 | 0
2025 | HQ_NEISO_2_NEISO | HQ_NEISO | NEISO | Internal | Summer | B10 | 1262 | 99999 | 795.94 | 49.69 | 49.7 | 0.01 | 0
2025 | HQ_NEISO_2_NEISO | HQ_NEISO | NEISO | Internal | Winter | B16 | 25 | 99999 | 2920 | 62.65 | 62.67 | 0.01 | 0
2025 | HQ_NEISO_2_NEISO | HQ_NEISO | NEISO | Internal | Winter | B17 | 100 | 99999 | 2920 | 62.65 | 62.67 | 0.01 | 0
2025 | HQ_NEISO_2_NEISO | HQ_NEISO | NEISO | Internal | Winter | B18 | 400 | 99999 | 2920 | 60.99 | 61 | 0.01 | 0
2025 | HQ_NEISO_2_NEISO | HQ_NEISO | NEISO | Internal | Winter | B19 | 700 | 99999 | 2920 | 60.99 | 61 | 0.01 | 0
2025 | HQ_NEISO_2_NEISO | HQ_NEISO | NEISO | Internal | Winter | B20 | 935 | 99999 | 1233.58 | 60.99 | 61 | 0.01 | 0
2025 | HQ_NY_2_NYISO_A-F | HQ_NY | NYISO_A-F | Internal | Shoulder | B11 | 25 | 99999 | 1173.36 | 61.22 | 61.23 | 0.01 | 0
2025 | HQ_NY_2_NYISO_A-F | HQ_NY | NYISO_A-F | Internal | Shoulder | B12 | 200 | 99999 | 1176.74 | 55.86 | 55.87 | 0.01 | 0
2025 | HQ_NY_2_NYISO_A-F | HQ_NY | NYISO_A-F | Internal | Shoulder | B13 | 600 | 99999 | 1170.45 | 54.56 | 54.57 | 0.01 | 0
2025 | HQ_NY_2_NYISO_A-F | HQ_NY | NYISO_A-F | Internal | Shoulder | B14 | 900 | 99999 | 1160.05 | 54.33 | 54.34 | 0.01 | 0
2025 | HQ_NY_2_NYISO_A-F | HQ_NY | NYISO_A-F | Internal | Shoulder | B15 | 1203 | 99999 | 322.04 | 54.33 | 54.34 | 0.01 | 0
2025 | HQ_NY_2_NYISO_A-F | HQ_NY | NYISO_A-F | Internal | Summer | B1 | 10 | 99999 | 1239.23 | 91.75 | 91.76 | 0.01 | 0
2025 | HQ_NY_2_NYISO_A-F | HQ_NY | NYISO_A-F | Internal | Summer | B2 | 25 | 99999 | 1230.21 | 83.36 | 83.37 | 0.01 | 0
2025 | HQ_NY_2_NYISO_A-F | HQ_NY | NYISO_A-F | Internal | Summer | B3 | 75 | 99999 | 1216.82 | 74.06 | 74.07 | 0.01 | 0
2025 | HQ_NY_2_NYISO_A-F | HQ_NY | NYISO_A-F | Internal | Summer | B4 | 100 | 99999 | 1202.44 | 71.62 | 71.63 | 0.01 | 0
2025 | HQ_NY_2_NYISO_A-F | HQ_NY | NYISO_A-F | Internal | Summer | B5 | 200 | 99999 | 1193.75 | 64.83 | 64.84 | 0.01 | 0
2025 | HQ_NY_2_NYISO_A-F | HQ_NY | NYISO_A-F | Internal | Summer | B6 | 300 | 99999 | 1185.08 | 59.79 | 59.8 | 0.01 | 0
2025 | HQ_NY_2_NYISO_A-F | HQ_NY | NYISO_A-F | Internal | Summer | B7 | 400 | 99999 | 1175.12 | 59.27 | 59.28 | 0.01 | 0
2025 | HQ_NY_2_NYISO_A-F | HQ_NY | NYISO_A-F | Internal | Summer | B8 | 500 | 99999 | 1168.38 | 52.68 | 52.69 | 0.01 | 0
2025 | HQ_NY_2_NYISO_A-F | HQ_NY | NYISO_A-F | Internal | Summer | B9 | 800 | 99999 | 1159.24 | 52.67 | 52.68 | 0.01 | 0
2025 | HQ_NY_2_NYISO_A-F | HQ_NY | NYISO_A-F | Internal | Summer | B10 | 1262 | 99999 | 164.62 | 52.67 | 52.68 | 0.01 | 0
2025 | HQ_NY_2_NYISO_A-F | HQ_NY | NYISO_A-F | Internal | Winter | B16 | 25 | 99999 | 1196.95 | 64.03 | 64.04 | 0.01 | 0
2025 | HQ_NY_2_NYISO_A-F | HQ_NY | NYISO_A-F | Internal | Winter | B17 | 100 | 99999 | 1191.42 | 60.18 | 60.19 | 0.01 | 0
2025 | HQ_NY_2_NYISO_A-F | HQ_NY | NYISO_A-F | Internal | Winter | B18 | 400 | 99999 | 1185.07 | 58.31 | 58.32 | 0.01 | 0
2025 | HQ_NY_2_NYISO_A-F | HQ_NY | NYISO_A-F | Internal | Winter | B19 | 700 | 99999 | 1174.01 | 58.31 | 58.32 | 0.01 | 0
2025 | HQ_NY_2_NYISO_A-F | HQ_NY | NYISO_A-F | Internal | Winter | B20 | 935 | 99999 | 376.59 | 58.31 | 58.32 | 0.01 | 0
2025 | HQ_IESO_2_IESO | HQ_IESO | IESO | Internal | Shoulder | B11 | 25 | 99999 | 400 | 42.64 | 42.65 | 0.01 | 0
2025 | HQ_IESO_2_IESO | HQ_IESO | IESO | Internal | Shoulder | B12 | 200 | 99999 | 400 | 42.64 | 42.65 | 0.01 | 0
2025 | HQ_IESO_2_IESO | HQ_IESO | IESO | Internal | Shoulder | B13 | 600 | 99999 | 400 | 42.64 | 42.65 | 0.01 | 0
2025 | HQ_IESO_2_IESO | HQ_IESO | IESO | Internal | Shoulder | B14 | 900 | 99999 | 400 | 42.64 | 42.65 | 0.01 | 0
2025 | HQ_IESO_2_IESO | HQ_IESO | IESO | Internal | Shoulder | B15 | 1203 | 99999 | 75.48 | 42.64 | 42.65 | 0.01 | 0
2025 | HQ_IESO_2_IESO | HQ_IESO | IESO | Internal | Summer | B1 | 10 | 99999 | 400 | 84.75 | 84.76 | 0.01 | 0
2025 | HQ_IESO_2_IESO | HQ_IESO | IESO | Internal | Summer | B2 | 25 | 99999 | 400 | 76.36 | 76.37 | 0.01 | 0
2025 | HQ_IESO_2_IESO | HQ_IESO | IESO | Internal | Summer | B3 | 75 | 99999 | 400 | 67.06 | 67.07 | 0.01 | 0
2025 | HQ_IESO_2_IESO | HQ_IESO | IESO | Internal | Summer | B4 | 100 | 99999 | 400 | 64.62 | 64.63 | 0.01 | 0
2025 | HQ_IESO_2_IESO | HQ_IESO | IESO | Internal | Summer | B5 | 200 | 99999 | 400 | 47.08 | 47.09 | 0.01 | 0
2025 | HQ_IESO_2_IESO | HQ_IESO | IESO | Internal | Summer | B6 | 300 | 99999 | 400 | 47.08 | 47.09 | 0.01 | 0
2025 | HQ_IESO_2_IESO | HQ_IESO | IESO | Internal | Summer | B7 | 400 | 99999 | 400 | 40.1 | 40.11 | 0.01 | 0
2025 | HQ_IESO_2_IESO | HQ_IESO | IESO | Internal | Summer | B8 | 500 | 99999 | 400 | 40.1 | 40.11 | 0.01 | 0
2025 | HQ_IESO_2_IESO | HQ_IESO | IESO | Internal | Summer | B9 | 800 | 99999 | 400 | 40.1 | 40.11 | 0.01 | 0
2025 | HQ_IESO_2_IESO | HQ_IESO | IESO | Internal | Summer | B10 | 1262 | 99999 | 12.04 | 40.1 | 40.11 | 0.01 | 0
2025 | HQ_IESO_2_IESO | HQ_IESO | IESO | Internal | Winter | B16 | 25 | 99999 | 400 | 44.94 | 44.95 | 0.01 | 0
2025 | HQ_IESO_2_IESO | HQ_IESO | IESO | Internal | Winter | B17 | 100 | 99999 | 400 | 44.94 | 44.95 | 0.01 | 0
2025 | HQ_IESO_2_IESO | HQ_IESO | IESO | Internal | Winter | B18 | 400 | 99999 | 400 | 44.94 | 44.95 | 0.01 | 0
2025 | HQ_IESO_2_IESO | HQ_IESO | IESO | Internal | Winter | B19 | 700 | 99999 | 400 | 44.94 | 44.95 | 0.01 | 0
2025 | HQ_IESO_2_IESO | HQ_IESO | IESO | Internal | Winter | B20 | 935 | 99999 | 91.98 | 44.94 | 44.95 | 0.01 | 0
2025 | IESO_2_MAPP_CA | IESO | MAPP_CA | Internal | Shoulder | B11 | 25 | 262 | 262 | 42.65 | 55.35 | 7 | 5.7
2025 | IESO_2_MAPP_CA | IESO | MAPP_CA | Internal | Shoulder | B12 | 200 | 262 | 262 | 42.65 | 55.35 | 7 | 5.7
2025 | IESO_2_MAPP_CA | IESO | MAPP_CA | Internal | Shoulder | B13 | 600 | 262 | 262 | 42.65 | 55.35 | 7 | 5.7
2025 | IESO_2_MAPP_CA | IESO | MAPP_CA | Internal | Shoulder | B14 | 900 | 262 | 262 | 42.65 | 55.35 | 7 | 5.7
2025 | IESO_2_MAPP_CA | IESO | MAPP_CA | Internal | Shoulder | B15 | 1203 | 262 | 262 | 42.65 | 55.35 | 7 | 5.7
2025 | IESO_2_MAPP_CA | IESO | MAPP_CA | Internal | Summer | B1 | 10 | 262 | 0 | 84.76 | 77.76 | 7 | 0
2025 | IESO_2_MAPP_CA | IESO | MAPP_CA | Internal | Summer | B2 | 25 | 262 | 0 | 76.37 | 75.36 | 7 | 0
2025 | IESO_2_MAPP_CA | IESO | MAPP_CA | Internal | Summer | B3 | 75 | 262 | 262 | 67.07 | 75.36 | 7 | 1.29
2025 | IESO_2_MAPP_CA | IESO | MAPP_CA | Internal | Summer | B4 | 100 | 262 | 262 | 64.63 | 72.96 | 7 | 1.33
2025 | IESO_2_MAPP_CA | IESO | MAPP_CA | Internal | Summer | B5 | 200 | 262 | 262 | 47.09 | 72.27 | 7 | 18.17
2025 | IESO_2_MAPP_CA | IESO | MAPP_CA | Internal | Summer | B6 | 300 | 262 | 262 | 47.09 | 66.1 | 7 | 12.01
2025 | IESO_2_MAPP_CA | IESO | MAPP_CA | Internal | Summer | B7 | 400 | 262 | 262 | 40.11 | 51.89 | 7 | 4.78
2025 | IESO_2_MAPP_CA | IESO | MAPP_CA | Internal | Summer | B8 | 500 | 262 | 262 | 40.11 | 47.7 | 7 | 0.59
2025 | IESO_2_MAPP_CA | IESO | MAPP_CA | Internal | Summer | B9 | 800 | 262 | 262 | 40.11 | 47.7 | 7 | 0.59
2025 | IESO_2_MAPP_CA | IESO | MAPP_CA | Internal | Summer | B10 | 1262 | 262 | 262 | 40.11 | 47.7 | 7 | 0.59
2025 | IESO_2_MAPP_CA | IESO | MAPP_CA | Internal | Winter | B16 | 25 | 262 | 262 | 44.95 | 68.79 | 7 | 16.83
2025 | IESO_2_MAPP_CA | IESO | MAPP_CA | Internal | Winter | B17 | 100 | 262 | 262 | 44.95 | 66.17 | 7 | 14.22
2025 | IESO_2_MAPP_CA | IESO | MAPP_CA | Internal | Winter | B18 | 400 | 262 | 262 | 44.95 | 60.64 | 7 | 8.69
2025 | IESO_2_MAPP_CA | IESO | MAPP_CA | Internal | Winter | B19 | 700 | 262 | 262 | 44.95 | 59.41 | 7 | 7.46
2025 | IESO_2_MAPP_CA | IESO | MAPP_CA | Internal | Winter | B20 | 935 | 262 | 262 | 44.95 | 59.41 | 7 | 7.46
2025 | IESO_2_MISO_MI | IESO | MISO_MI | Internal | Shoulder | B11 | 25 | 2591 | 2591 | 42.65 | 69.25 | 7 | 19.6
2025 | IESO_2_MISO_MI | IESO | MISO_MI | Internal | Shoulder | B12 | 200 | 2591 | 2591 | 42.65 | 64.18 | 7 | 14.53
2025 | IESO_2_MISO_MI | IESO | MISO_MI | Internal | Shoulder | B13 | 600 | 2591 | 2591 | 42.65 | 58.15 | 7 | 8.51
2025 | IESO_2_MISO_MI | IESO | MISO_MI | Internal | Shoulder | B14 | 900 | 2591 | 2591 | 42.65 | 55.37 | 7 | 5.73
2025 | IESO_2_MISO_MI | IESO | MISO_MI | Internal | Shoulder | B15 | 1203 | 2591 | 1747.46 | 42.65 | 49.65 | 7 | 0
2025 | IESO_2_MISO_MI | IESO | MISO_MI | Internal | Summer | B1 | 10 | 2591 | 1782.16 | 84.76 | 91.76 | 7 | 0
2025 | IESO_2_MISO_MI | IESO | MISO_MI | Internal | Summer | B2 | 25 | 2591 | 2591 | 76.37 | 89.37 | 7 | 6
2025 | IESO_2_MISO_MI | IESO | MISO_MI | Internal | Summer | B3 | 75 | 2591 | 2591 | 67.07 | 87.98 | 7 | 13.91
2025 | IESO_2_MISO_MI | IESO | MISO_MI | Internal | Summer | B4 | 100 | 2591 | 2591 | 64.63 | 86.98 | 7 | 15.34
2025 | IESO_2_MISO_MI | IESO | MISO_MI | Internal | Summer | B5 | 200 | 2591 | 2591 | 47.09 | 83.63 | 7 | 29.53
2025 | IESO_2_MISO_MI | IESO | MISO_MI | Internal | Summer | B6 | 300 | 2591 | 2591 | 47.09 | 76.1 | 7 | 22.01
2025 | IESO_2_MISO_MI | IESO | MISO_MI | Internal | Summer | B7 | 400 | 2591 | 2591 | 40.11 | 65.9 | 7 | 18.79
2025 | IESO_2_MISO_MI | IESO | MISO_MI | Internal | Summer | B8 | 500 | 2591 | 2591 | 40.11 | 55.29 | 7 | 8.18
2025 | IESO_2_MISO_MI | IESO | MISO_MI | Internal | Summer | B9 | 800 | 2591 | 2591 | 40.11 | 52.62 | 7 | 5.52
2025 | IESO_2_MISO_MI | IESO | MISO_MI | Internal | Summer | B10 | 1262 | 2591 | 1482.1 | 40.11 | 47.11 | 7 | 0
2025 | IESO_2_MISO_MI | IESO | MISO_MI | Internal | Winter | B16 | 25 | 2591 | 2591 | 44.95 | 71.64 | 7 | 19.69
2025 | IESO_2_MISO_MI | IESO | MISO_MI | Internal | Winter | B17 | 100 | 2591 | 2591 | 44.95 | 66.19 | 7 | 14.24
2025 | IESO_2_MISO_MI | IESO | MISO_MI | Internal | Winter | B18 | 400 | 2591 | 2591 | 44.95 | 60.66 | 7 | 8.71
2025 | IESO_2_MISO_MI | IESO | MISO_MI | Internal | Winter | B19 | 700 | 2591 | 2591 | 44.95 | 59.43 | 7 | 7.48
2025 | IESO_2_MISO_MI | IESO | MISO_MI | Internal | Winter | B20 | 935 | 2591 | 950.51 | 44.95 | 51.95 | 7 | 0
2025 | IESO_2_MISO_W | IESO | MISO_W | Internal | Shoulder | B11 | 25 | 207 | 207 | 42.65 | 69.25 | 7 | 19.6
2025 | IESO_2_MISO_W | IESO | MISO_W | Internal | Shoulder | B12 | 200 | 207 | 207 | 42.65 | 61.86 | 7 | 12.21
2025 | IESO_2_MISO_W | IESO | MISO_W | Internal | Shoulder | B13 | 600 | 207 | 207 | 42.65 | 57.86 | 7 | 8.21
2025 | IESO_2_MISO_W | IESO | MISO_W | Internal | Shoulder | B14 | 900 | 207 | 207 | 42.65 | 55.36 | 7 | 5.72
2025 | IESO_2_MISO_W | IESO | MISO_W | Internal | Shoulder | B15 | 1203 | 207 | 0.01 | 42.65 | 49.64 | 7 | 0
2025 | IESO_2_MISO_W | IESO | MISO_W | Internal | Summer | B1 | 10 | 207 | 53.23 | 84.76 | 91.76 | 7 | 0
2025 | IESO_2_MISO_W | IESO | MISO_W | Internal | Summer | B2 | 25 | 207 | 207 | 76.37 | 89.36 | 7 | 5.99
2025 | IESO_2_MISO_W | IESO | MISO_W | Internal | Summer | B3 | 75 | 207 | 207 | 67.07 | 89.36 | 7 | 15.29
2025 | IESO_2_MISO_W | IESO | MISO_W | Internal | Summer | B4 | 100 | 207 | 207 | 64.63 | 86.96 | 7 | 15.33
2025 | IESO_2_MISO_W | IESO | MISO_W | Internal | Summer | B5 | 200 | 207 | 207 | 47.09 | 86.27 | 7 | 32.17
2025 | IESO_2_MISO_W | IESO | MISO_W | Internal | Summer | B6 | 300 | 207 | 207 | 47.09 | 80.1 | 7 | 26.01
2025 | IESO_2_MISO_W | IESO | MISO_W | Internal | Summer | B7 | 400 | 207 | 207 | 40.11 | 65.89 | 7 | 18.78
2025 | IESO_2_MISO_W | IESO | MISO_W | Internal | Summer | B8 | 500 | 207 | 207 | 40.11 | 55.28 | 7 | 8.17
2025 | IESO_2_MISO_W | IESO | MISO_W | Internal | Summer | B9 | 800 | 207 | 207 | 40.11 | 52.61 | 7 | 5.5
2025 | IESO_2_MISO_W | IESO | MISO_W | Internal | Summer | B10 | 1262 | 207 | 0 | 40.11 | 46.69 | 7 | 0
2025 | IESO_2_MISO_W | IESO | MISO_W | Internal | Winter | B16 | 25 | 207 | 207 | 44.95 | 68.8 | 7 | 16.85
2025 | IESO_2_MISO_W | IESO | MISO_W | Internal | Winter | B17 | 100 | 207 | 207 | 44.95 | 66.18 | 7 | 14.23
2025 | IESO_2_MISO_W | IESO | MISO_W | Internal | Winter | B18 | 400 | 207 | 207 | 44.95 | 60.65 | 7 | 8.7
2025 | IESO_2_MISO_W | IESO | MISO_W | Internal | Winter | B19 | 700 | 207 | 207 | 44.95 | 59.42 | 7 | 7.47
2025 | IESO_2_MISO_W | IESO | MISO_W | Internal | Winter | B20 | 935 | 207 | 0.02 | 44.95 | 51.94 | 7 | 0
2025 | IESO_2_NYISO_A-F | IESO | NYISO_A-F | Internal | Shoulder | B11 | 25 | 1725 | 1725 | 42.65 | 61.23 | 7 | 11.58
2025 | IESO_2_NYISO_A-F | IESO | NYISO_A-F | Internal | Shoulder | B12 | 200 | 1725 | 1725 | 42.65 | 55.87 | 7 | 6.23
2025 | IESO_2_NYISO_A-F | IESO | NYISO_A-F | Internal | Shoulder | B13 | 600 | 1725 | 1725 | 42.65 | 54.57 | 7 | 4.92
2025 | IESO_2_NYISO_A-F | IESO | NYISO_A-F | Internal | Shoulder | B14 | 900 | 1725 | 1725 | 42.65 | 54.34 | 7 | 4.69
2025 | IESO_2_NYISO_A-F | IESO | NYISO_A-F | Internal | Shoulder | B15 | 1203 | 1725 | 1725 | 42.65 | 54.34 | 7 | 4.69
2025 | IESO_2_NYISO_A-F | IESO | NYISO_A-F | Internal | Summer | B1 | 10 | 1725 | 1043.93 | 84.76 | 91.76 | 7 | 0
2025 | IESO_2_NYISO_A-F | IESO | NYISO_A-F | Internal | Summer | B2 | 25 | 1725 | 498.49 | 76.37 | 83.37 | 7 | 0
2025 | IESO_2_NYISO_A-F | IESO | NYISO_A-F | Internal | Summer | B3 | 75 | 1725 | 964.78 | 67.07 | 74.07 | 7 | 0
2025 | IESO_2_NYISO_A-F | IESO | NYISO_A-F | Internal | Summer | B4 | 100 | 1725 | 1719.58 | 64.63 | 71.63 | 7 | 0
2025 | IESO_2_NYISO_A-F | IESO | NYISO_A-F | Internal | Summer | B5 | 200 | 1725 | 1725 | 47.09 | 64.84 | 7 | 10.75
2025 | IESO_2_NYISO_A-F | IESO | NYISO_A-F | Internal | Summer | B6 | 300 | 1725 | 1725 | 47.09 | 59.8 | 7 | 5.71
2025 | IESO_2_NYISO_A-F | IESO | NYISO_A-F | Internal | Summer | B7 | 400 | 1725 | 1725 | 40.11 | 59.28 | 7 | 12.17
2025 | IESO_2_NYISO_A-F | IESO | NYISO_A-F | Internal | Summer | B8 | 500 | 1725 | 1725 | 40.11 | 52.69 | 7 | 5.58
2025 | IESO_2_NYISO_A-F | IESO | NYISO_A-F | Internal | Summer | B9 | 800 | 1725 | 1725 | 40.11 | 52.68 | 7 | 5.57
2025 | IESO_2_NYISO_A-F | IESO | NYISO_A-F | Internal | Summer | B10 | 1262 | 1725 | 1725 | 40.11 | 52.68 | 7 | 5.57
2025 | IESO_2_NYISO_A-F | IESO | NYISO_A-F | Internal | Winter | B16 | 25 | 1725 | 1725 | 44.95 | 64.04 | 7 | 12.09
2025 | IESO_2_NYISO_A-F | IESO | NYISO_A-F | Internal | Winter | B17 | 100 | 1725 | 1725 | 44.95 | 60.19 | 7 | 8.24
2025 | IESO_2_NYISO_A-F | IESO | NYISO_A-F | Internal | Winter | B18 | 400 | 1725 | 1725 | 44.95 | 58.32 | 7 | 6.37
2025 | IESO_2_NYISO_A-F | IESO | NYISO_A-F | Internal | Winter | B19 | 700 | 1725 | 1725 | 44.95 | 58.32 | 7 | 6.37
2025 | IESO_2_NYISO_A-F | IESO | NYISO_A-F | Internal | Winter | B20 | 935 | 1725 | 1725 | 44.95 | 58.32 | 7 | 6.37
2025 | MAPP_CA_2_IESO | MAPP_CA | IESO | Internal | Shoulder | B11 | 25 | 330 | 0 | 55.35 | 42.65 | 8 | 0
2025 | MAPP_CA_2_IESO | MAPP_CA | IESO | Internal | Shoulder | B12 | 200 | 330 | 0 | 55.35 | 42.65 | 8 | 0
2025 | MAPP_CA_2_IESO | MAPP_CA | IESO | Internal | Shoulder | B13 | 600 | 330 | 0 | 55.35 | 42.65 | 8 | 0
2025 | MAPP_CA_2_IESO | MAPP_CA | IESO | Internal | Shoulder | B14 | 900 | 330 | 0 | 55.35 | 42.65 | 8 | 0
2025 | MAPP_CA_2_IESO | MAPP_CA | IESO | Internal | Shoulder | B15 | 1203 | 330 | 0 | 55.35 | 42.65 | 8 | 0
2025 | MAPP_CA_2_IESO | MAPP_CA | IESO | Internal | Summer | B1 | 10 | 330 | 0.02 | 77.76 | 84.76 | 8 | 0
2025 | MAPP_CA_2_IESO | MAPP_CA | IESO | Internal | Summer | B2 | 25 | 330 | 0 | 75.36 | 76.37 | 8 | 0
2025 | MAPP_CA_2_IESO | MAPP_CA | IESO | Internal | Summer | B3 | 75 | 330 | 0 | 75.36 | 67.07 | 8 | 0
2025 | MAPP_CA_2_IESO | MAPP_CA | IESO | Internal | Summer | B4 | 100 | 330 | 0 | 72.96 | 64.63 | 8 | 0
2025 | MAPP_CA_2_IESO | MAPP_CA | IESO | Internal | Summer | B5 | 200 | 330 | 0 | 72.27 | 47.09 | 8 | 0
2025 | MAPP_CA_2_IESO | MAPP_CA | IESO | Internal | Summer | B6 | 300 | 330 | 0 | 66.1 | 47.09 | 8 | 0
2025 | MAPP_CA_2_IESO | MAPP_CA | IESO | Internal | Summer | B7 | 400 | 330 | 0 | 51.89 | 40.11 | 8 | 0
2025 | MAPP_CA_2_IESO | MAPP_CA | IESO | Internal | Summer | B8 | 500 | 330 | 0 | 47.7 | 40.11 | 8 | 0
2025 | MAPP_CA_2_IESO | MAPP_CA | IESO | Internal | Summer | B9 | 800 | 330 | 0 | 47.7 | 40.11 | 8 | 0
2025 | MAPP_CA_2_IESO | MAPP_CA | IESO | Internal | Summer | B10 | 1262 | 330 | 0 | 47.7 | 40.11 | 8 | 0
2025 | MAPP_CA_2_IESO | MAPP_CA | IESO | Internal | Winter | B16 | 25 | 330 | 0 | 68.79 | 44.95 | 8 | 0
2025 | MAPP_CA_2_IESO | MAPP_CA | IESO | Internal | Winter | B17 | 100 | 330 | 0 | 66.17 | 44.95 | 8 | 0
2025 | MAPP_CA_2_IESO | MAPP_CA | IESO | Internal | Winter | B18 | 400 | 330 | 0 | 60.64 | 44.95 | 8 | 0
2025 | MAPP_CA_2_IESO | MAPP_CA | IESO | Internal | Winter | B19 | 700 | 330 | 0 | 59.41 | 44.95 | 8 | 0
2025 | MAPP_CA_2_IESO | MAPP_CA | IESO | Internal | Winter | B20 | 935 | 330 | 0 | 59.41 | 44.95 | 8 | 0
2025 | MAPP_CA_2_MAPP_US | MAPP_CA | MAPP_US | Internal | Shoulder | B11 | 25 | 372 | 0.08 | 55.35 | 62.25 | 7 | 0
2025 | MAPP_CA_2_MAPP_US | MAPP_CA | MAPP_US | Internal | Shoulder | B12 | 200 | 372 | 0 | 55.35 | 54.86 | 7 | 0
2025 | MAPP_CA_2_MAPP_US | MAPP_CA | MAPP_US | Internal | Shoulder | B13 | 600 | 372 | 0 | 55.35 | 50.86 | 7 | 0
2025 | MAPP_CA_2_MAPP_US | MAPP_CA | MAPP_US | Internal | Shoulder | B14 | 900 | 372 | 0 | 55.35 | 49.92 | 7 | 0
2025 | MAPP_CA_2_MAPP_US | MAPP_CA | MAPP_US | Internal | Shoulder | B15 | 1203 | 372 | 0 | 55.35 | 49.33 | 7 | 0
2025 | MAPP_CA_2_MAPP_US | MAPP_CA | MAPP_US | Internal | Summer | B1 | 10 | 372 | 244.8 | 77.76 | 84.76 | 7 | 0
2025 | MAPP_CA_2_MAPP_US | MAPP_CA | MAPP_US | Internal | Summer | B2 | 25 | 372 | 170.45 | 75.36 | 82.36 | 7 | 0
2025 | MAPP_CA_2_MAPP_US | MAPP_CA | MAPP_US | Internal | Summer | B3 | 75 | 372 | 327.38 | 75.36 | 82.36 | 7 | 0
2025 | MAPP_CA_2_MAPP_US | MAPP_CA | MAPP_US | Internal | Summer | B4 | 100 | 372 | 320.75 | 72.96 | 79.96 | 7 | 0
2025 | MAPP_CA_2_MAPP_US | MAPP_CA | MAPP_US | Internal | Summer | B5 | 200 | 372 | 308.64 | 72.27 | 79.27 | 7 | 0
2025 | MAPP_CA_2_MAPP_US | MAPP_CA | MAPP_US | Internal | Summer | B6 | 300 | 372 | 314.67 | 66.1 | 73.1 | 7 | 0
2025 | MAPP_CA_2_MAPP_US | MAPP_CA | MAPP_US | Internal | Summer | B7 | 400 | 372 | 361.51 | 51.89 | 58.89 | 7 | 0
2025 | MAPP_CA_2_MAPP_US | MAPP_CA | MAPP_US | Internal | Summer | B8 | 500 | 372 | 0 | 47.7 | 48.28 | 7 | 0
2025 | MAPP_CA_2_MAPP_US | MAPP_CA | MAPP_US | Internal | Summer | B9 | 800 | 372 | 0 | 47.7 | 45.61 | 7 | 0
2025 | MAPP_CA_2_MAPP_US | MAPP_CA | MAPP_US | Internal | Summer | B10 | 1262 | 372 | 0 | 47.7 | 40.7 | 7 | 0
2025 | MAPP_CA_2_MAPP_US | MAPP_CA | MAPP_US | Internal | Winter | B16 | 25 | 372 | 0 | 68.79 | 59.42 | 7 | 0
2025 | MAPP_CA_2_MAPP_US | MAPP_CA | MAPP_US | Internal | Winter | B17 | 100 | 372 | 0 | 66.17 | 59.18 | 7 | 0
2025 | MAPP_CA_2_MAPP_US | MAPP_CA | MAPP_US | Internal | Winter | B18 | 400 | 372 | 0 | 60.64 | 53.65 | 7 | 0
2025 | MAPP_CA_2_MAPP_US | MAPP_CA | MAPP_US | Internal | Winter | B19 | 700 | 372 | 0 | 59.41 | 53.65 | 7 | 0
2025 | MAPP_CA_2_MAPP_US | MAPP_CA | MAPP_US | Internal | Winter | B20 | 935 | 372 | 0 | 59.41 | 51.94 | 7 | 0
2025 | MAPP_CA_2_MISO_W | MAPP_CA | MISO_W | Internal | Shoulder | B11 | 25 | 1970 | 1970 | 55.35 | 69.25 | 0.01 | 13.89
2025 | MAPP_CA_2_MISO_W | MAPP_CA | MISO_W | Internal | Shoulder | B12 | 200 | 1970 | 1970 | 55.35 | 61.86 | 0.01 | 6.5
2025 | MAPP_CA_2_MISO_W | MAPP_CA | MISO_W | Internal | Shoulder | B13 | 600 | 1970 | 1970 | 55.35 | 57.86 | 0.01 | 2.49
2025 | MAPP_CA_2_MISO_W | MAPP_CA | MISO_W | Internal | Shoulder | B14 | 900 | 1970 | 1846.06 | 55.35 | 55.36 | 0.01 | 0
2025 | MAPP_CA_2_MISO_W | MAPP_CA | MISO_W | Internal | Shoulder | B15 | 1203 | 1970 | 0 | 55.35 | 49.64 | 0.01 | 0
2025 | MAPP_CA_2_MISO_W | MAPP_CA | MISO_W | Internal | Summer | B1 | 10 | 1970 | 1970 | 77.76 | 91.76 | 0.01 | 13.99
2025 | MAPP_CA_2_MISO_W | MAPP_CA | MISO_W | Internal | Summer | B2 | 25 | 1970 | 1970 | 75.36 | 89.36 | 0.01 | 13.99
2025 | MAPP_CA_2_MISO_W | MAPP_CA | MISO_W | Internal | Summer | B3 | 75 | 1970 | 1970 | 75.36 | 89.36 | 0.01 | 13.99
2025 | MAPP_CA_2_MISO_W | MAPP_CA | MISO_W | Internal | Summer | B4 | 100 | 1970 | 1970 | 72.96 | 86.96 | 0.01 | 13.99
2025 | MAPP_CA_2_MISO_W | MAPP_CA | MISO_W | Internal | Summer | B5 | 200 | 1970 | 1970 | 72.27 | 86.27 | 0.01 | 13.99
2025 | MAPP_CA_2_MISO_W | MAPP_CA | MISO_W | Internal | Summer | B6 | 300 | 1970 | 1970 | 66.1 | 80.1 | 0.01 | 13.99
2025 | MAPP_CA_2_MISO_W | MAPP_CA | MISO_W | Internal | Summer | B7 | 400 | 1970 | 1970 | 51.89 | 65.89 | 0.01 | 13.99
2025 | MAPP_CA_2_MISO_W | MAPP_CA | MISO_W | Internal | Summer | B8 | 500 | 1970 | 1970 | 47.7 | 55.28 | 0.01 | 7.57
2025 | MAPP_CA_2_MISO_W | MAPP_CA | MISO_W | Internal | Summer | B9 | 800 | 1970 | 1970 | 47.7 | 52.61 | 0.01 | 4.91
2025 | MAPP_CA_2_MISO_W | MAPP_CA | MISO_W | Internal | Summer | B10 | 1262 | 1970 | 0 | 47.7 | 46.69 | 0.01 | 0
2025 | MAPP_CA_2_MISO_W | MAPP_CA | MISO_W | Internal | Winter | B16 | 25 | 1970 | 1817.4 | 68.79 | 68.8 | 0.01 | 0
2025 | MAPP_CA_2_MISO_W | MAPP_CA | MISO_W | Internal | Winter | B17 | 100 | 1970 | 1445.02 | 66.17 | 66.18 | 0.01 | 0
2025 | MAPP_CA_2_MISO_W | MAPP_CA | MISO_W | Internal | Winter | B18 | 400 | 1970 | 1509.89 | 60.64 | 60.65 | 0.01 | 0
2025 | MAPP_CA_2_MISO_W | MAPP_CA | MISO_W | Internal | Winter | B19 | 700 | 1970 | 1276.79 | 59.41 | 59.42 | 0.01 | 0
2025 | MAPP_CA_2_MISO_W | MAPP_CA | MISO_W | Internal | Winter | B20 | 935 | 1970 | 0 | 59.41 | 51.94 | 0.01 | 0
2025 | MAPP_US_2_MAPP_CA | MAPP_US | MAPP_CA | Internal | Shoulder | B11 | 25 | 165 | 0 | 62.25 | 55.35 | 7 | 0
2025 | MAPP_US_2_MAPP_CA | MAPP_US | MAPP_CA | Internal | Shoulder | B12 | 200 | 165 | 0 | 54.86 | 55.35 | 7 | 0
2025 | MAPP_US_2_MAPP_CA | MAPP_US | MAPP_CA | Internal | Shoulder | B13 | 600 | 165 | 0 | 50.86 | 55.35 | 7 | 0
2025 | MAPP_US_2_MAPP_CA | MAPP_US | MAPP_CA | Internal | Shoulder | B14 | 900 | 165 | 0 | 49.92 | 55.35 | 7 | 0
2025 | MAPP_US_2_MAPP_CA | MAPP_US | MAPP_CA | Internal | Shoulder | B15 | 1203 | 165 | 0 | 49.33 | 55.35 | 7 | 0
2025 | MAPP_US_2_MAPP_CA | MAPP_US | MAPP_CA | Internal | Summer | B1 | 10 | 165 | 0 | 84.76 | 77.76 | 7 | 0
2025 | MAPP_US_2_MAPP_CA | MAPP_US | MAPP_CA | Internal | Summer | B2 | 25 | 165 | 0 | 82.36 | 75.36 | 7 | 0
2025 | MAPP_US_2_MAPP_CA | MAPP_US | MAPP_CA | Internal | Summer | B3 | 75 | 165 | 0 | 82.36 | 75.36 | 7 | 0
2025 | MAPP_US_2_MAPP_CA | MAPP_US | MAPP_CA | Internal | Summer | B4 | 100 | 165 | 0 | 79.96 | 72.96 | 7 | 0
2025 | MAPP_US_2_MAPP_CA | MAPP_US | MAPP_CA | Internal | Summer | B5 | 200 | 165 | 0 | 79.27 | 72.27 | 7 | 0
2025 | MAPP_US_2_MAPP_CA | MAPP_US | MAPP_CA | Internal | Summer | B6 | 300 | 165 | 0 | 73.1 | 66.1 | 7 | 0
2025 | MAPP_US_2_MAPP_CA | MAPP_US | MAPP_CA | Internal | Summer | B7 | 400 | 165 | 0 | 58.89 | 51.89 | 7 | 0
2025 | MAPP_US_2_MAPP_CA | MAPP_US | MAPP_CA | Internal | Summer | B8 | 500 | 165 | 0 | 48.28 | 47.7 | 7 | 0
2025 | MAPP_US_2_MAPP_CA | MAPP_US | MAPP_CA | Internal | Summer | B9 | 800 | 165 | 0 | 45.61 | 47.7 | 7 | 0
2025 | MAPP_US_2_MAPP_CA | MAPP_US | MAPP_CA | Internal | Summer | B10 | 1262 | 165 | 122.04 | 40.7 | 47.7 | 7 | 0
2025 | MAPP_US_2_MAPP_CA | MAPP_US | MAPP_CA | Internal | Winter | B16 | 25 | 165 | 165 | 59.42 | 68.79 | 7 | 2.36
2025 | MAPP_US_2_MAPP_CA | MAPP_US | MAPP_CA | Internal | Winter | B17 | 100 | 165 | 0.14 | 59.18 | 66.17 | 7 | 0
2025 | MAPP_US_2_MAPP_CA | MAPP_US | MAPP_CA | Internal | Winter | B18 | 400 | 165 | 0.04 | 53.65 | 60.64 | 7 | 0
2025 | MAPP_US_2_MAPP_CA | MAPP_US | MAPP_CA | Internal | Winter | B19 | 700 | 165 | 0 | 53.65 | 59.41 | 7 | 0
2025 | MAPP_US_2_MAPP_CA | MAPP_US | MAPP_CA | Internal | Winter | B20 | 935 | 165 | 165 | 51.94 | 59.41 | 7 | 0.47
2025 | MAPP_US_2_MISO_W | MAPP_US | MISO_W | Internal | Shoulder | B11 | 25 | 2635 | 1288.7 | 62.25 | 69.25 | 7 | 0
2025 | MAPP_US_2_MISO_W | MAPP_US | MISO_W | Internal | Shoulder | B12 | 200 | 2635 | 1009.74 | 54.86 | 61.86 | 7 | 0
2025 | MAPP_US_2_MISO_W | MAPP_US | MISO_W | Internal | Shoulder | B13 | 600 | 2635 | 1186.31 | 50.86 | 57.86 | 7 | 0
2025 | MAPP_US_2_MISO_W | MAPP_US | MISO_W | Internal | Shoulder | B14 | 900 | 2635 | 0 | 49.92 | 55.36 | 7 | 0
2025 | MAPP_US_2_MISO_W | MAPP_US | MISO_W | Internal | Shoulder | B15 | 1203 | 2635 | 0 | 49.33 | 49.64 | 7 | 0
2025 | MAPP_US_2_MISO_W | MAPP_US | MISO_W | Internal | Summer | B1 | 10 | 2635 | 368.77 | 84.76 | 91.76 | 7 | 0
2025 | MAPP_US_2_MISO_W | MAPP_US | MISO_W | Internal | Summer | B2 | 25 | 2635 | 922.32 | 82.36 | 89.36 | 7 | 0
2025 | MAPP_US_2_MISO_W | MAPP_US | MISO_W | Internal | Summer | B3 | 75 | 2635 | 1004.94 | 82.36 | 89.36 | 7 | 0
2025 | MAPP_US_2_MISO_W | MAPP_US | MISO_W | Internal | Summer | B4 | 100 | 2635 | 705.14 | 79.96 | 86.96 | 7 | 0
2025 | MAPP_US_2_MISO_W | MAPP_US | MISO_W | Internal | Summer | B5 | 200 | 2635 | 688.86 | 79.27 | 86.27 | 7 | 0
2025 | MAPP_US_2_MISO_W | MAPP_US | MISO_W | Internal | Summer | B6 | 300 | 2635 | 927.66 | 73.1 | 80.1 | 7 | 0
2025 | MAPP_US_2_MISO_W | MAPP_US | MISO_W | Internal | Summer | B7 | 400 | 2635 | 1547.62 | 58.89 | 65.89 | 7 | 0
2025 | MAPP_US_2_MISO_W | MAPP_US | MISO_W | Internal | Summer | B8 | 500 | 2635 | 792.22 | 48.28 | 55.28 | 7 | 0
2025 | MAPP_US_2_MISO_W | MAPP_US | MISO_W | Internal | Summer | B9 | 800 | 2635 | 126.48 | 45.61 | 52.61 | 7 | 0
2025 | MAPP_US_2_MISO_W | MAPP_US | MISO_W | Internal | Summer | B10 | 1262 | 2635 | 0 | 40.7 | 46.69 | 7 | 0
2025 | MAPP_US_2_MISO_W | MAPP_US | MISO_W | Internal | Winter | B16 | 25 | 2635 | 2635 | 59.42 | 68.8 | 7 | 2.38
2025 | MAPP_US_2_MISO_W | MAPP_US | MISO_W | Internal | Winter | B17 | 100 | 2635 | 1601.46 | 59.18 | 66.18 | 7 | 0
2025 | MAPP_US_2_MISO_W | MAPP_US | MISO_W | Internal | Winter | B18 | 400 | 2635 | 1000.12 | 53.65 | 60.65 | 7 | 0
2025 | MAPP_US_2_MISO_W | MAPP_US | MISO_W | Internal | Winter | B19 | 700 | 2635 | 0 | 53.65 | 59.42 | 7 | 0
2025 | MAPP_US_2_MISO_W | MAPP_US | MISO_W | Internal | Winter | B20 | 935 | 2635 | 0 | 51.94 | 51.94 | 7 | 0
2025 | MAPP_US_2_NE | MAPP_US | NE | Internal | Shoulder | B11 | 25 | 2000 | 0 | 62.25 | 64.25 | 7 | 0
2025 | MAPP_US_2_NE | MAPP_US | NE | Internal | Shoulder | B12 | 200 | 2000 | 0 | 54.86 | 56.86 | 7 | 0
2025 | MAPP_US_2_NE | MAPP_US | NE | Internal | Shoulder | B13 | 600 | 2000 | 0 | 50.86 | 52.86 | 7 | 0
2025 | MAPP_US_2_NE | MAPP_US | NE | Internal | Shoulder | B14 | 900 | 2000 | 0 | 49.92 | 46.71 | 7 | 0
2025 | MAPP_US_2_NE | MAPP_US | NE | Internal | Shoulder | B15 | 1203 | 2000 | 0 | 49.33 | 44.64 | 7 | 0
2025 | MAPP_US_2_NE | MAPP_US | NE | Internal | Summer | B1 | 10 | 2000 | 0 | 84.76 | 86.76 | 7 | 0
2025 | MAPP_US_2_NE | MAPP_US | NE | Internal | Summer | B2 | 25 | 2000 | 0 | 82.36 | 84.36 | 7 | 0
2025 | MAPP_US_2_NE | MAPP_US | NE | Internal | Summer | B3 | 75 | 2000 | 0 | 82.36 | 84.49 | 7 | 0
2025 | MAPP_US_2_NE | MAPP_US | NE | Internal | Summer | B4 | 100 | 2000 | 0 | 79.96 | 81.96 | 7 | 0
2025 | MAPP_US_2_NE | MAPP_US | NE | Internal | Summer | B5 | 200 | 2000 | 0 | 79.27 | 81.27 | 7 | 0
2025 | MAPP_US_2_NE | MAPP_US | NE | Internal | Summer | B6 | 300 | 2000 | 0 | 73.1 | 77.67 | 7 | 0
2025 | MAPP_US_2_NE | MAPP_US | NE | Internal | Summer | B7 | 400 | 2000 | 0 | 58.89 | 60.89 | 7 | 0
2025 | MAPP_US_2_NE | MAPP_US | NE | Internal | Summer | B8 | 500 | 2000 | 0 | 48.28 | 50.28 | 7 | 0
2025 | MAPP_US_2_NE | MAPP_US | NE | Internal | Summer | B9 | 800 | 2000 | 0 | 45.61 | 47.61 | 7 | 0
2025 | MAPP_US_2_NE | MAPP_US | NE | Internal | Summer | B10 | 1262 | 2000 | 0 | 40.7 | 41.69 | 7 | 0
2025 | MAPP_US_2_NE | MAPP_US | NE | Internal | Winter | B16 | 25 | 2000 | 0 | 59.42 | 54.42 | 7 | 0
2025 | MAPP_US_2_NE | MAPP_US | NE | Internal | Winter | B17 | 100 | 2000 | 0 | 59.18 | 54.42 | 7 | 0
2025 | MAPP_US_2_NE | MAPP_US | NE | Internal | Winter | B18 | 400 | 2000 | 0 | 53.65 | 55.65 | 7 | 0
2025 | MAPP_US_2_NE | MAPP_US | NE | Internal | Winter | B19 | 700 | 2000 | 0 | 53.65 | 54.42 | 7 | 0
2025 | MAPP_US_2_NE | MAPP_US | NE | Internal | Winter | B20 | 935 | 2000 | 0 | 51.94 | 46.94 | 7 | 0
2025 | MARITIMES_2_NEISO | MARITIMES | NEISO | Internal | Shoulder | B11 | 25 | 99999 | 1400 | 52.86 | 52.87 | 0.01 | 0
2025 | MARITIMES_2_NEISO | MARITIMES | NEISO | Internal | Shoulder | B12 | 200 | 99999 | 1400 | 52.86 | 52.87 | 0.01 | 0
2025 | MARITIMES_2_NEISO | MARITIMES | NEISO | Internal | Shoulder | B13 | 600 | 99999 | 1400 | 51.57 | 51.58 | 0.01 | 0
2025 | MARITIMES_2_NEISO | MARITIMES | NEISO | Internal | Shoulder | B14 | 900 | 99999 | 1400 | 51.57 | 51.58 | 0.01 | 0
2025 | MARITIMES_2_NEISO | MARITIMES | NEISO | Internal | Shoulder | B15 | 1203 | 99999 | 426.43 | 51.57 | 51.58 | 0.01 | 0
2025 | MARITIMES_2_NEISO | MARITIMES | NEISO | Internal | Summer | B1 | 10 | 99999 | 1400.1 | 108.12 | 108.14 | 0.01 | 0
2025 | MARITIMES_2_NEISO | MARITIMES | NEISO | Internal | Summer | B2 | 25 | 99999 | 1400 | 86.36 | 86.37 | 0.01 | 0
2025 | MARITIMES_2_NEISO | MARITIMES | NEISO | Internal | Summer | B3 | 75 | 99999 | 1400 | 71.07 | 71.08 | 0.01 | 0
2025 | MARITIMES_2_NEISO | MARITIMES | NEISO | Internal | Summer | B4 | 100 | 99999 | 1400 | 68.63 | 68.64 | 0.01 | 0
2025 | MARITIMES_2_NEISO | MARITIMES | NEISO | Internal | Summer | B5 | 200 | 99999 | 1400 | 60.99 | 61 | 0.01 | 0
2025 | MARITIMES_2_NEISO | MARITIMES | NEISO | Internal | Summer | B6 | 300 | 99999 | 1400 | 49.69 | 49.7 | 0.01 | 0
2025 | MARITIMES_2_NEISO | MARITIMES | NEISO | Internal | Summer | B7 | 400 | 99999 | 1400 | 49.69 | 49.7 | 0.01 | 0
2025 | MARITIMES_2_NEISO | MARITIMES | NEISO | Internal | Summer | B8 | 500 | 99999 | 1400 | 49.69 | 49.7 | 0.01 | 0
2025 | MARITIMES_2_NEISO | MARITIMES | NEISO | Internal | Summer | B9 | 800 | 99999 | 1400 | 49.69 | 49.7 | 0.01 | 0
2025 | MARITIMES_2_NEISO | MARITIMES | NEISO | Internal | Summer | B10 | 1262 | 99999 | 236.13 | 49.69 | 49.7 | 0.01 | 0
2025 | MARITIMES_2_NEISO | MARITIMES | NEISO | Internal | Winter | B16 | 25 | 99999 | 1400 | 62.65 | 62.67 | 0.01 | 0
2025 | MARITIMES_2_NEISO | MARITIMES | NEISO | Internal | Winter | B17 | 100 | 99999 | 1400 | 62.65 | 62.67 | 0.01 | 0
2025 | MARITIMES_2_NEISO | MARITIMES | NEISO | Internal | Winter | B18 | 400 | 99999 | 1400 | 60.99 | 61 | 0.01 | 0
2025 | MARITIMES_2_NEISO | MARITIMES | NEISO | Internal | Winter | B19 | 700 | 99999 | 1400 | 60.99 | 61 | 0.01 | 0
2025 | MARITIMES_2_NEISO | MARITIMES | NEISO | Internal | Winter | B20 | 935 | 99999 | 475.94 | 60.99 | 61 | 0.01 | 0
2025 | MISO_IN_2_MISO_MI | MISO_IN | MISO_MI | Internal | Shoulder | B11 | 25 | 5768 | 0.32 | 69.26 | 69.25 | 0.01 | 0
2025 | MISO_IN_2_MISO_MI | MISO_IN | MISO_MI | Internal | Shoulder | B12 | 200 | 5768 | 2378.71 | 64.17 | 64.18 | 0.01 | 0
2025 | MISO_IN_2_MISO_MI | MISO_IN | MISO_MI | Internal | Shoulder | B13 | 600 | 5768 | 2839.92 | 58.14 | 58.15 | 0.01 | 0
2025 | MISO_IN_2_MISO_MI | MISO_IN | MISO_MI | Internal | Shoulder | B14 | 900 | 5768 | 2218.45 | 55.36 | 55.37 | 0.01 | 0
2025 | MISO_IN_2_MISO_MI | MISO_IN | MISO_MI | Internal | Shoulder | B15 | 1203 | 5768 | 2700.43 | 49.64 | 49.65 | 0.01 | 0
2025 | MISO_IN_2_MISO_MI | MISO_IN | MISO_MI | Internal | Summer | B1 | 10 | 5768 | 3172.54 | 91.75 | 91.76 | 0.01 | 0
2025 | MISO_IN_2_MISO_MI | MISO_IN | MISO_MI | Internal | Summer | B2 | 25 | 5768 | 1078.21 | 89.36 | 89.37 | 0.01 | 0
2025 | MISO_IN_2_MISO_MI | MISO_IN | MISO_MI | Internal | Summer | B3 | 75 | 5768 | 0.11 | 87.99 | 87.98 | 0.01 | 0
2025 | MISO_IN_2_MISO_MI | MISO_IN | MISO_MI | Internal | Summer | B4 | 100 | 5768 | 1185.23 | 86.96 | 86.98 | 0.01 | 0
2025 | MISO_IN_2_MISO_MI | MISO_IN | MISO_MI | Internal | Summer | B5 | 200 | 5768 | 547.03 | 83.61 | 83.63 | 0.01 | 0
2025 | MISO_IN_2_MISO_MI | MISO_IN | MISO_MI | Internal | Summer | B6 | 300 | 5768 | 0.06 | 76.1 | 76.1 | 0.01 | 0
2025 | MISO_IN_2_MISO_MI | MISO_IN | MISO_MI | Internal | Summer | B7 | 400 | 5768 | 340.72 | 65.89 | 65.9 | 0.01 | 0
2025 | MISO_IN_2_MISO_MI | MISO_IN | MISO_MI | Internal | Summer | B8 | 500 | 5768 | 2572.04 | 55.28 | 55.29 | 0.01 | 0
2025 | MISO_IN_2_MISO_MI | MISO_IN | MISO_MI | Internal | Summer | B9 | 800 | 5768 | 3171.44 | 52.61 | 52.62 | 0.01 | 0
2025 | MISO_IN_2_MISO_MI | MISO_IN | MISO_MI | Internal | Summer | B10 | 1262 | 5768 | 4517.9 | 47.1 | 47.11 | 0.01 | 0
2025 | MISO_IN_2_MISO_MI | MISO_IN | MISO_MI | Internal | Winter | B16 | 25 | 5768 | 611.74 | 71.63 | 71.64 | 0.01 | 0
2025 | MISO_IN_2_MISO_MI | MISO_IN | MISO_MI | Internal | Winter | B17 | 100 | 5768 | 2082.06 | 66.18 | 66.19 | 0.01 | 0
2025 | MISO_IN_2_MISO_MI | MISO_IN | MISO_MI | Internal | Winter | B18 | 400 | 5768 | 1382.42 | 60.65 | 60.66 | 0.01 | 0
2025 | MISO_IN_2_MISO_MI | MISO_IN | MISO_MI | Internal | Winter | B19 | 700 | 5768 | 1311.55 | 59.42 | 59.43 | 0.01 | 0
2025 | MISO_IN_2_MISO_MI | MISO_IN | MISO_MI | Internal | Winter | B20 | 935 | 5768 | 2505.54 | 51.94 | 51.95 | 0.01 | 0
2025 | MISO_IN_2_MISO_MO-IL | MISO_IN | MISO_MO-IL | Internal | Shoulder | B11 | 25 | 5000 | 578.77 | 69.26 | 69.27 | 0.01 | 0
2025 | MISO_IN_2_MISO_MO-IL | MISO_IN | MISO_MO-IL | Internal | Shoulder | B12 | 200 | 5000 | 0.04 | 64.17 | 64.15 | 0.01 | 0
2025 | MISO_IN_2_MISO_MO-IL | MISO_IN | MISO_MO-IL | Internal | Shoulder | B13 | 600 | 5000 | 0.01 | 58.14 | 58.13 | 0.01 | 0
2025 | MISO_IN_2_MISO_MO-IL | MISO_IN | MISO_MO-IL | Internal | Shoulder | B14 | 900 | 5000 | 4.37 | 55.36 | 55.37 | 0.01 | 0
2025 | MISO_IN_2_MISO_MO-IL | MISO_IN | MISO_MO-IL | Internal | Shoulder | B15 | 1203 | 5000 | 500.24 | 49.64 | 49.65 | 0.01 | 0
2025 | MISO_IN_2_MISO_MO-IL | MISO_IN | MISO_MO-IL | Internal | Summer | B1 | 10 | 5000 | 71.65 | 91.75 | 91.76 | 0.01 | 0
2025 | MISO_IN_2_MISO_MO-IL | MISO_IN | MISO_MO-IL | Internal | Summer | B2 | 25 | 5000 | 2905.74 | 89.36 | 89.37 | 0.01 | 0
2025 | MISO_IN_2_MISO_MO-IL | MISO_IN | MISO_MO-IL | Internal | Summer | B3 | 75 | 5000 | 5000 | 87.99 | 89.37 | 0.01 | 1.37
2025 | MISO_IN_2_MISO_MO-IL | MISO_IN | MISO_MO-IL | Internal | Summer | B4 | 100 | 5000 | 4230.35 | 86.96 | 86.98 | 0.01 | 0
2025 | MISO_IN_2_MISO_MO-IL | MISO_IN | MISO_MO-IL | Internal | Summer | B5 | 200 | 5000 | 5000 | 83.61 | 86.28 | 0.01 | 2.65
2025 | MISO_IN_2_MISO_MO-IL | MISO_IN | MISO_MO-IL | Internal | Summer | B6 | 300 | 5000 | 5000 | 76.1 | 80.1 | 0.01 | 3.99
2025 | MISO_IN_2_MISO_MO-IL | MISO_IN | MISO_MO-IL | Internal | Summer | B7 | 400 | 5000 | 3851.79 | 65.89 | 65.9 | 0.01 | 0
2025 | MISO_IN_2_MISO_MO-IL | MISO_IN | MISO_MO-IL | Internal | Summer | B8 | 500 | 5000 | 2781.08 | 55.28 | 55.29 | 0.01 | 0
2025 | MISO_IN_2_MISO_MO-IL | MISO_IN | MISO_MO-IL | Internal | Summer | B9 | 800 | 5000 | 2926.71 | 52.61 | 52.62 | 0.01 | 0
2025 | MISO_IN_2_MISO_MO-IL | MISO_IN | MISO_MO-IL | Internal | Summer | B10 | 1262 | 5000 | 3525.85 | 47.1 | 47.11 | 0.01 | 0
2025 | MISO_IN_2_MISO_MO-IL | MISO_IN | MISO_MO-IL | Internal | Winter | B16 | 25 | 5000 | 250.29 | 71.63 | 71.64 | 0.01 | 0
2025 | MISO_IN_2_MISO_MO-IL | MISO_IN | MISO_MO-IL | Internal | Winter | B17 | 100 | 5000 | 622.05 | 66.18 | 66.19 | 0.01 | 0
2025 | MISO_IN_2_MISO_MO-IL | MISO_IN | MISO_MO-IL | Internal | Winter | B18 | 400 | 5000 | 1835.59 | 60.65 | 60.66 | 0.01 | 0
2025 | MISO_IN_2_MISO_MO-IL | MISO_IN | MISO_MO-IL | Internal | Winter | B19 | 700 | 5000 | 3052.14 | 59.42 | 59.43 | 0.01 | 0
2025 | MISO_IN_2_MISO_MO-IL | MISO_IN | MISO_MO-IL | Internal | Winter | B20 | 935 | 5000 | 3444.61 | 51.94 | 51.95 | 0.01 | 0
2025 | MISO_IN_2_NonRTO_Midwest | MISO_IN | NonRTO_Midwest | Internal | Shoulder | B11 | 25 | 4800 | 2035.99 | 69.26 | 77.26 | 8 | 0
2025 | MISO_IN_2_NonRTO_Midwest | MISO_IN | NonRTO_Midwest | Internal | Shoulder | B12 | 200 | 4800 | 1800.79 | 64.17 | 72.17 | 8 | 0
2025 | MISO_IN_2_NonRTO_Midwest | MISO_IN | NonRTO_Midwest | Internal | Shoulder | B13 | 600 | 4800 | 1824.45 | 58.14 | 66.14 | 8 | 0
2025 | MISO_IN_2_NonRTO_Midwest | MISO_IN | NonRTO_Midwest | Internal | Shoulder | B14 | 900 | 4800 | 1411.93 | 55.36 | 63.36 | 8 | 0
2025 | MISO_IN_2_NonRTO_Midwest | MISO_IN | NonRTO_Midwest | Internal | Shoulder | B15 | 1203 | 4800 | 491.14 | 49.64 | 57.64 | 8 | 0
2025 | MISO_IN_2_NonRTO_Midwest | MISO_IN | NonRTO_Midwest | Internal | Summer | B1 | 10 | 4800 | 0 | 91.75 | 95.99 | 8 | 0
2025 | MISO_IN_2_NonRTO_Midwest | MISO_IN | NonRTO_Midwest | Internal | Summer | B2 | 25 | 4800 | 0 | 89.36 | 95.99 | 8 | 0
2025 | MISO_IN_2_NonRTO_Midwest | MISO_IN | NonRTO_Midwest | Internal | Summer | B3 | 75 | 4800 | 942.07 | 87.99 | 95.99 | 8 | 0
2025 | MISO_IN_2_NonRTO_Midwest | MISO_IN | NonRTO_Midwest | Internal | Summer | B4 | 100 | 4800 | 1057.76 | 86.96 | 94.96 | 8 | 0
2025 | MISO_IN_2_NonRTO_Midwest | MISO_IN | NonRTO_Midwest | Internal | Summer | B5 | 200 | 4800 | 740.08 | 83.61 | 91.61 | 8 | 0
2025 | MISO_IN_2_NonRTO_Midwest | MISO_IN | NonRTO_Midwest | Internal | Summer | B6 | 300 | 4800 | 146.93 | 76.1 | 84.1 | 8 | 0
2025 | MISO_IN_2_NonRTO_Midwest | MISO_IN | NonRTO_Midwest | Internal | Summer | B7 | 400 | 4800 | 1595 | 65.89 | 73.89 | 8 | 0
2025 | MISO_IN_2_NonRTO_Midwest | MISO_IN | NonRTO_Midwest | Internal | Summer | B8 | 500 | 4800 | 1166.95 | 55.28 | 63.28 | 8 | 0
2025 | MISO_IN_2_NonRTO_Midwest | MISO_IN | NonRTO_Midwest | Internal | Summer | B9 | 800 | 4800 | 528.41 | 52.61 | 60.61 | 8 | 0
2025 | MISO_IN_2_NonRTO_Midwest | MISO_IN | NonRTO_Midwest | Internal | Summer | B10 | 1262 | 4800 | 0 | 47.1 | 50.5 | 8 | 0
2025 | MISO_IN_2_NonRTO_Midwest | MISO_IN | NonRTO_Midwest | Internal | Winter | B16 | 25 | 4800 | 2576.63 | 71.63 | 79.63 | 8 | 0
2025 | MISO_IN_2_NonRTO_Midwest | MISO_IN | NonRTO_Midwest | Internal | Winter | B17 | 100 | 4800 | 1831.06 | 66.18 | 74.18 | 8 | 0
2025 | MISO_IN_2_NonRTO_Midwest | MISO_IN | NonRTO_Midwest | Internal | Winter | B18 | 400 | 4800 | 2188.86 | 60.65 | 68.65 | 8 | 0
2025 | MISO_IN_2_NonRTO_Midwest | MISO_IN | NonRTO_Midwest | Internal | Winter | B19 | 700 | 4800 | 1500.51 | 59.42 | 67.42 | 8 | 0
2025 | MISO_IN_2_NonRTO_Midwest | MISO_IN | NonRTO_Midwest | Internal | Winter | B20 | 935 | 4800 | 588.62 | 51.94 | 59.94 | 8 | 0
2025 | MISO_IN_2_PJM_ROR | MISO_IN | PJM_ROR | Internal | Shoulder | B11 | 25 | 1253 | 0.44 | 69.26 | 71.25 | 2 | 0
2025 | MISO_IN_2_PJM_ROR | MISO_IN | PJM_ROR | Internal | Shoulder | B12 | 200 | 1253 | 0 | 64.17 | 63.86 | 2 | 0
2025 | MISO_IN_2_PJM_ROR | MISO_IN | PJM_ROR | Internal | Shoulder | B13 | 600 | 1253 | 0 | 58.14 | 59.86 | 2 | 0
2025 | MISO_IN_2_PJM_ROR | MISO_IN | PJM_ROR | Internal | Shoulder | B14 | 900 | 1253 | 3.93 | 55.36 | 57.36 | 2 | 0
2025 | MISO_IN_2_PJM_ROR | MISO_IN | PJM_ROR | Internal | Shoulder | B15 | 1203 | 1253 | 498.81 | 49.64 | 51.64 | 2 | 0
2025 | MISO_IN_2_PJM_ROR | MISO_IN | PJM_ROR | Internal | Summer | B1 | 10 | 1253 | 1251.12 | 91.75 | 93.76 | 2 | 0.01
2025 | MISO_IN_2_PJM_ROR | MISO_IN | PJM_ROR | Internal | Summer | B2 | 25 | 1253 | 782.82 | 89.36 | 91.36 | 2 | 0
2025 | MISO_IN_2_PJM_ROR | MISO_IN | PJM_ROR | Internal | Summer | B3 | 75 | 1253 | 0 | 87.99 | 88.85 | 2 | 0
2025 | MISO_IN_2_PJM_ROR | MISO_IN | PJM_ROR | Internal | Summer | B4 | 100 | 1253 | 0.02 | 86.96 | 88.85 | 2 | 0
2025 | MISO_IN_2_PJM_ROR | MISO_IN | PJM_ROR | Internal | Summer | B5 | 200 | 1253 | 241.03 | 83.61 | 85.61 | 2 | 0
2025 | MISO_IN_2_PJM_ROR | MISO_IN | PJM_ROR | Internal | Summer | B6 | 300 | 1253 | 471.36 | 76.1 | 78.1 | 2 | 0
2025 | MISO_IN_2_PJM_ROR | MISO_IN | PJM_ROR | Internal | Summer | B7 | 400 | 1253 | 0 | 65.89 | 67.29 | 2 | 0
2025 | MISO_IN_2_PJM_ROR | MISO_IN | PJM_ROR | Internal | Summer | B8 | 500 | 1253 | 31.28 | 55.28 | 57.28 | 2 | 0
2025 | MISO_IN_2_PJM_ROR | MISO_IN | PJM_ROR | Internal | Summer | B9 | 800 | 1253 | 0.02 | 52.61 | 54.6 | 2 | 0
2025 | MISO_IN_2_PJM_ROR | MISO_IN | PJM_ROR | Internal | Summer | B10 | 1262 | 1253 | 0 | 47.1 | 48.69 | 2 | 0
2025 | MISO_IN_2_PJM_ROR | MISO_IN | PJM_ROR | Internal | Winter | B16 | 25 | 1253 | 1252.26 | 71.63 | 73.64 | 2 | 0.01
2025 | MISO_IN_2_PJM_ROR | MISO_IN | PJM_ROR | Internal | Winter | B17 | 100 | 1253 | 985.84 | 66.18 | 68.18 | 2 | 0
2025 | MISO_IN_2_PJM_ROR | MISO_IN | PJM_ROR | Internal | Winter | B18 | 400 | 1253 | 692.28 | 60.65 | 62.65 | 2 | 0
2025 | MISO_IN_2_PJM_ROR | MISO_IN | PJM_ROR | Internal | Winter | B19 | 700 | 1253 | 1068.81 | 59.42 | 61.42 | 2 | 0
2025 | MISO_IN_2_PJM_ROR | MISO_IN | PJM_ROR | Internal | Winter | B20 | 935 | 1253 | 860.15 | 51.94 | 53.94 | 2 | 0
2025 | MISO_MI_2_IESO | MISO_MI | IESO | Internal | Shoulder | B11 | 25 | 2331 | 0 | 69.25 | 42.65 | 8 | 0
2025 | MISO_MI_2_IESO | MISO_MI | IESO | Internal | Shoulder | B12 | 200 | 2331 | 0 | 64.18 | 42.65 | 8 | 0
2025 | MISO_MI_2_IESO | MISO_MI | IESO | Internal | Shoulder | B13 | 600 | 2331 | 0 | 58.15 | 42.65 | 8 | 0
2025 | MISO_MI_2_IESO | MISO_MI | IESO | Internal | Shoulder | B14 | 900 | 2331 | 0 | 55.37 | 42.65 | 8 | 0
2025 | MISO_MI_2_IESO | MISO_MI | IESO | Internal | Shoulder | B15 | 1203 | 2331 | 0 | 49.65 | 42.65 | 8 | 0
2025 | MISO_MI_2_IESO | MISO_MI | IESO | Internal | Summer | B1 | 10 | 2331 | 0 | 91.76 | 84.76 | 8 | 0
2025 | MISO_MI_2_IESO | MISO_MI | IESO | Internal | Summer | B2 | 25 | 2331 | 0 | 89.37 | 76.37 | 8 | 0
2025 | MISO_MI_2_IESO | MISO_MI | IESO | Internal | Summer | B3 | 75 | 2331 | 0 | 87.98 | 67.07 | 8 | 0
2025 | MISO_MI_2_IESO | MISO_MI | IESO | Internal | Summer | B4 | 100 | 2331 | 0 | 86.98 | 64.63 | 8 | 0
2025 | MISO_MI_2_IESO | MISO_MI | IESO | Internal | Summer | B5 | 200 | 2331 | 0 | 83.63 | 47.09 | 8 | 0
2025 | MISO_MI_2_IESO | MISO_MI | IESO | Internal | Summer | B6 | 300 | 2331 | 0 | 76.1 | 47.09 | 8 | 0
2025 | MISO_MI_2_IESO | MISO_MI | IESO | Internal | Summer | B7 | 400 | 2331 | 0 | 65.9 | 40.11 | 8 | 0
2025 | MISO_MI_2_IESO | MISO_MI | IESO | Internal | Summer | B8 | 500 | 2331 | 0 | 55.29 | 40.11 | 8 | 0
2025 | MISO_MI_2_IESO | MISO_MI | IESO | Internal | Summer | B9 | 800 | 2331 | 0 | 52.62 | 40.11 | 8 | 0
2025 | MISO_MI_2_IESO | MISO_MI | IESO | Internal | Summer | B10 | 1262 | 2331 | 0 | 47.11 | 40.11 | 8 | 0
2025 | MISO_MI_2_IESO | MISO_MI | IESO | Internal | Winter | B16 | 25 | 2331 | 0 | 71.64 | 44.95 | 8 | 0
2025 | MISO_MI_2_IESO | MISO_MI | IESO | Internal | Winter | B17 | 100 | 2331 | 0 | 66.19 | 44.95 | 8 | 0
2025 | MISO_MI_2_IESO | MISO_MI | IESO | Internal | Winter | B18 | 400 | 2331 | 0 | 60.66 | 44.95 | 8 | 0
2025 | MISO_MI_2_IESO | MISO_MI | IESO | Internal | Winter | B19 | 700 | 2331 | 0 | 59.43 | 44.95 | 8 | 0
2025 | MISO_MI_2_IESO | MISO_MI | IESO | Internal | Winter | B20 | 935 | 2331 | 0 | 51.95 | 44.95 | 8 | 0
2025 | MISO_MI_2_MISO_IN | MISO_MI | MISO_IN | Internal | Shoulder | B11 | 25 | 2813 | 546.66 | 69.25 | 69.26 | 0.01 | 0
2025 | MISO_MI_2_MISO_IN | MISO_MI | MISO_IN | Internal | Shoulder | B12 | 200 | 2813 | 0.04 | 64.18 | 64.17 | 0.01 | 0
2025 | MISO_MI_2_MISO_IN | MISO_MI | MISO_IN | Internal | Shoulder | B13 | 600 | 2813 | 0.01 | 58.15 | 58.14 | 0.01 | 0
2025 | MISO_MI_2_MISO_IN | MISO_MI | MISO_IN | Internal | Shoulder | B14 | 900 | 2813 | 0 | 55.37 | 55.36 | 0.01 | 0
2025 | MISO_MI_2_MISO_IN | MISO_MI | MISO_IN | Internal | Shoulder | B15 | 1203 | 2813 | 0 | 49.65 | 49.64 | 0.01 | 0
2025 | MISO_MI_2_MISO_IN | MISO_MI | MISO_IN | Internal | Summer | B1 | 10 | 2813 | 0.73 | 91.76 | 91.75 | 0.01 | 0
2025 | MISO_MI_2_MISO_IN | MISO_MI | MISO_IN | Internal | Summer | B2 | 25 | 2813 | 0.31 | 89.37 | 89.36 | 0.01 | 0
2025 | MISO_MI_2_MISO_IN | MISO_MI | MISO_IN | Internal | Summer | B3 | 75 | 2813 | 290.65 | 87.98 | 87.99 | 0.01 | 0
2025 | MISO_MI_2_MISO_IN | MISO_MI | MISO_IN | Internal | Summer | B4 | 100 | 2813 | 0.08 | 86.98 | 86.96 | 0.01 | 0
2025 | MISO_MI_2_MISO_IN | MISO_MI | MISO_IN | Internal | Summer | B5 | 200 | 2813 | 0.04 | 83.63 | 83.61 | 0.01 | 0
2025 | MISO_MI_2_MISO_IN | MISO_MI | MISO_IN | Internal | Summer | B6 | 300 | 2813 | 0.05 | 76.1 | 76.1 | 0.01 | 0
2025 | MISO_MI_2_MISO_IN | MISO_MI | MISO_IN | Internal | Summer | B7 | 400 | 2813 | 0.02 | 65.9 | 65.89 | 0.01 | 0
2025 | MISO_MI_2_MISO_IN | MISO_MI | MISO_IN | Internal | Summer | B8 | 500 | 2813 | 0.02 | 55.29 | 55.28 | 0.01 | 0
2025 | MISO_MI_2_MISO_IN | MISO_MI | MISO_IN | Internal | Summer | B9 | 800 | 2813 | 0.01 | 52.62 | 52.61 | 0.01 | 0
2025 | MISO_MI_2_MISO_IN | MISO_MI | MISO_IN | Internal | Summer | B10 | 1262 | 2813 | 0 | 47.11 | 47.1 | 0.01 | 0
2025 | MISO_MI_2_MISO_IN | MISO_MI | MISO_IN | Internal | Winter | B16 | 25 | 2813 | 0.31 | 71.64 | 71.63 | 0.01 | 0
2025 | MISO_MI_2_MISO_IN | MISO_MI | MISO_IN | Internal | Winter | B17 | 100 | 2813 | 0.08 | 66.19 | 66.18 | 0.01 | 0
2025 | MISO_MI_2_MISO_IN | MISO_MI | MISO_IN | Internal | Winter | B18 | 400 | 2813 | 0.02 | 60.66 | 60.65 | 0.01 | 0
2025 | MISO_MI_2_MISO_IN | MISO_MI | MISO_IN | Internal | Winter | B19 | 700 | 2813 | 0.01 | 59.43 | 59.42 | 0.01 | 0
2025 | MISO_MI_2_MISO_IN | MISO_MI | MISO_IN | Internal | Winter | B20 | 935 | 2813 | 0 | 51.95 | 51.94 | 0.01 | 0
2025 | MISO_MI_2_MISO_WUMS | MISO_MI | MISO_WUMS | Internal | Shoulder | B11 | 25 | 805 | 0.25 | 69.25 | 69.24 | 0.01 | 0
2025 | MISO_MI_2_MISO_WUMS | MISO_MI | MISO_WUMS | Internal | Shoulder | B12 | 200 | 805 | 0 | 64.18 | 61.85 | 0.01 | 0
2025 | MISO_MI_2_MISO_WUMS | MISO_MI | MISO_WUMS | Internal | Shoulder | B13 | 600 | 805 | 0 | 58.15 | 57.84 | 0.01 | 0
2025 | MISO_MI_2_MISO_WUMS | MISO_MI | MISO_WUMS | Internal | Shoulder | B14 | 900 | 805 | 0 | 55.37 | 55.35 | 0.01 | 0
2025 | MISO_MI_2_MISO_WUMS | MISO_MI | MISO_WUMS | Internal | Shoulder | B15 | 1203 | 805 | 0 | 49.65 | 49.64 | 0.01 | 0
2025 | MISO_MI_2_MISO_WUMS | MISO_MI | MISO_WUMS | Internal | Summer | B1 | 10 | 805 | 0.62 | 91.76 | 91.75 | 0.01 | 0
2025 | MISO_MI_2_MISO_WUMS | MISO_MI | MISO_WUMS | Internal | Summer | B2 | 25 | 805 | 0.19 | 89.37 | 89.35 | 0.01 | 0
2025 | MISO_MI_2_MISO_WUMS | MISO_MI | MISO_WUMS | Internal | Summer | B3 | 75 | 805 | 0 | 87.98 | 86.85 | 0.01 | 0
2025 | MISO_MI_2_MISO_WUMS | MISO_MI | MISO_WUMS | Internal | Summer | B4 | 100 | 805 | 0 | 86.98 | 86.18 | 0.01 | 0
2025 | MISO_MI_2_MISO_WUMS | MISO_MI | MISO_WUMS | Internal | Summer | B5 | 200 | 805 | 0.04 | 83.63 | 83.61 | 0.01 | 0
2025 | MISO_MI_2_MISO_WUMS | MISO_MI | MISO_WUMS | Internal | Summer | B6 | 300 | 805 | 0.03 | 76.1 | 76.09 | 0.01 | 0
2025 | MISO_MI_2_MISO_WUMS | MISO_MI | MISO_WUMS | Internal | Summer | B7 | 400 | 805 | 0 | 65.9 | 53.07 | 0.01 | 0
2025 | MISO_MI_2_MISO_WUMS | MISO_MI | MISO_WUMS | Internal | Summer | B8 | 500 | 805 | 0 | 55.29 | 53.07 | 0.01 | 0
2025 | MISO_MI_2_MISO_WUMS | MISO_MI | MISO_WUMS | Internal | Summer | B9 | 800 | 805 | 0 | 52.62 | 52.6 | 0.01 | 0
2025 | MISO_MI_2_MISO_WUMS | MISO_MI | MISO_WUMS | Internal | Summer | B10 | 1262 | 805 | 0 | 47.11 | 46.68 | 0.01 | 0
2025 | MISO_MI_2_MISO_WUMS | MISO_MI | MISO_WUMS | Internal | Winter | B16 | 25 | 805 | 0 | 71.64 | 68.79 | 0.01 | 0
2025 | MISO_MI_2_MISO_WUMS | MISO_MI | MISO_WUMS | Internal | Winter | B17 | 100 | 805 | 0.05 | 66.19 | 66.17 | 0.01 | 0
2025 | MISO_MI_2_MISO_WUMS | MISO_MI | MISO_WUMS | Internal | Winter | B18 | 400 | 805 | 0.01 | 60.66 | 60.64 | 0.01 | 0
2025 | MISO_MI_2_MISO_WUMS | MISO_MI | MISO_WUMS | Internal | Winter | B19 | 700 | 805 | 0 | 59.43 | 58.2 | 0.01 | 0
2025 | MISO_MI_2_MISO_WUMS | MISO_MI | MISO_WUMS | Internal | Winter | B20 | 935 | 805 | 0 | 51.95 | 51.93 | 0.01 | 0
2025 | MISO_MI_2_PJM_ROR | MISO_MI | PJM_ROR | Internal | Shoulder | B11 | 25 | 1424 | 22.39 | 69.25 | 71.25 | 2 | 0
2025 | MISO_MI_2_PJM_ROR | MISO_MI | PJM_ROR | Internal | Shoulder | B12 | 200 | 1424 | 0 | 64.18 | 63.86 | 2 | 0
2025 | MISO_MI_2_PJM_ROR | MISO_MI | PJM_ROR | Internal | Shoulder | B13 | 600 | 1424 | 0 | 58.15 | 59.86 | 2 | 0
2025 | MISO_MI_2_PJM_ROR | MISO_MI | PJM_ROR | Internal | Shoulder | B14 | 900 | 1424 | 0.01 | 55.37 | 57.36 | 2 | 0
2025 | MISO_MI_2_PJM_ROR | MISO_MI | PJM_ROR | Internal | Shoulder | B15 | 1203 | 1424 | 0.01 | 49.65 | 51.64 | 2 | 0
2025 | MISO_MI_2_PJM_ROR | MISO_MI | PJM_ROR | Internal | Summer | B1 | 10 | 1424 | 65.95 | 91.76 | 93.76 | 2 | 0
2025 | MISO_MI_2_PJM_ROR | MISO_MI | PJM_ROR | Internal | Summer | B2 | 25 | 1424 | 0.6 | 89.37 | 91.36 | 2 | 0
2025 | MISO_MI_2_PJM_ROR | MISO_MI | PJM_ROR | Internal | Summer | B3 | 75 | 1424 | 0 | 87.98 | 88.85 | 2 | 0
2025 | MISO_MI_2_PJM_ROR | MISO_MI | PJM_ROR | Internal | Summer | B4 | 100 | 1424 | 0.02 | 86.98 | 88.85 | 2 | 0
2025 | MISO_MI_2_PJM_ROR | MISO_MI | PJM_ROR | Internal | Summer | B5 | 200 | 1424 | 0.08 | 83.63 | 85.61 | 2 | 0
2025 | MISO_MI_2_PJM_ROR | MISO_MI | PJM_ROR | Internal | Summer | B6 | 300 | 1424 | 263.61 | 76.1 | 78.1 | 2 | 0
2025 | MISO_MI_2_PJM_ROR | MISO_MI | PJM_ROR | Internal | Summer | B7 | 400 | 1424 | 0 | 65.9 | 67.29 | 2 | 0
2025 | MISO_MI_2_PJM_ROR | MISO_MI | PJM_ROR | Internal | Summer | B8 | 500 | 1424 | 0.03 | 55.29 | 57.28 | 2 | 0
2025 | MISO_MI_2_PJM_ROR | MISO_MI | PJM_ROR | Internal | Summer | B9 | 800 | 1424 | 0 | 52.62 | 54.6 | 2 | 0
2025 | MISO_MI_2_PJM_ROR | MISO_MI | PJM_ROR | Internal | Summer | B10 | 1262 | 1424 | 0 | 47.11 | 48.69 | 2 | 0
2025 | MISO_MI_2_PJM_ROR | MISO_MI | PJM_ROR | Internal | Winter | B16 | 25 | 1424 | 197.09 | 71.64 | 73.64 | 2 | 0
2025 | MISO_MI_2_PJM_ROR | MISO_MI | PJM_ROR | Internal | Winter | B17 | 100 | 1424 | 0.16 | 66.19 | 68.18 | 2 | 0
2025 | MISO_MI_2_PJM_ROR | MISO_MI | PJM_ROR | Internal | Winter | B18 | 400 | 1424 | 0.04 | 60.66 | 62.65 | 2 | 0
2025 | MISO_MI_2_PJM_ROR | MISO_MI | PJM_ROR | Internal | Winter | B19 | 700 | 1424 | 0.02 | 59.43 | 61.42 | 2 | 0
2025 | MISO_MI_2_PJM_ROR | MISO_MI | PJM_ROR | Internal | Winter | B20 | 935 | 1424 | 0.02 | 51.95 | 53.94 | 2 | 0
2025 | MISO_MO-IL_2_ENT | MISO_MO-IL | ENT | Internal | Shoulder | B11 | 25 | 2540 | 0 | 69.27 | 69.25 | 8 | 0
2025 | MISO_MO-IL_2_ENT | MISO_MO-IL | ENT | Internal | Shoulder | B12 | 200 | 2540 | 0 | 64.15 | 60.22 | 8 | 0
2025 | MISO_MO-IL_2_ENT | MISO_MO-IL | ENT | Internal | Shoulder | B13 | 600 | 2540 | 0 | 58.13 | 57.87 | 8 | 0
2025 | MISO_MO-IL_2_ENT | MISO_MO-IL | ENT | Internal | Shoulder | B14 | 900 | 2540 | 0 | 55.37 | 51.72 | 8 | 0
2025 | MISO_MO-IL_2_ENT | MISO_MO-IL | ENT | Internal | Shoulder | B15 | 1203 | 2540 | 0 | 49.65 | 49.65 | 8 | 0
2025 | MISO_MO-IL_2_ENT | MISO_MO-IL | ENT | Internal | Summer | B1 | 10 | 2540 | 0 | 91.76 | 83.76 | 8 | 0
2025 | MISO_MO-IL_2_ENT | MISO_MO-IL | ENT | Internal | Summer | B2 | 25 | 2540 | 0 | 89.37 | 89.37 | 8 | 0
2025 | MISO_MO-IL_2_ENT | MISO_MO-IL | ENT | Internal | Summer | B3 | 75 | 2540 | 0 | 89.37 | 89.51 | 8 | 0
2025 | MISO_MO-IL_2_ENT | MISO_MO-IL | ENT | Internal | Summer | B4 | 100 | 2540 | 0 | 86.98 | 86.98 | 8 | 0
2025 | MISO_MO-IL_2_ENT | MISO_MO-IL | ENT | Internal | Summer | B5 | 200 | 2540 | 0 | 86.28 | 86.28 | 8 | 0
2025 | MISO_MO-IL_2_ENT | MISO_MO-IL | ENT | Internal | Summer | B6 | 300 | 2540 | 0 | 80.1 | 83.1 | 8 | 0
2025 | MISO_MO-IL_2_ENT | MISO_MO-IL | ENT | Internal | Summer | B7 | 400 | 2540 | 0 | 65.9 | 67.81 | 8 | 0
2025 | MISO_MO-IL_2_ENT | MISO_MO-IL | ENT | Internal | Summer | B8 | 500 | 2540 | 0 | 55.29 | 58.71 | 8 | 0
2025 | MISO_MO-IL_2_ENT | MISO_MO-IL | ENT | Internal | Summer | B9 | 800 | 2540 | 0 | 52.62 | 56.34 | 8 | 0
2025 | MISO_MO-IL_2_ENT | MISO_MO-IL | ENT | Internal | Summer | B10 | 1262 | 2540 | 0 | 47.11 | 50.32 | 8 | 0
2025 | MISO_MO-IL_2_ENT | MISO_MO-IL | ENT | Internal | Winter | B16 | 25 | 2540 | 0 | 71.64 | 65.79 | 8 | 0
2025 | MISO_MO-IL_2_ENT | MISO_MO-IL | ENT | Internal | Winter | B17 | 100 | 2540 | 0 | 66.19 | 60.66 | 8 | 0
2025 | MISO_MO-IL_2_ENT | MISO_MO-IL | ENT | Internal | Winter | B18 | 400 | 2540 | 0 | 60.66 | 60.66 | 8 | 0
2025 | MISO_MO-IL_2_ENT | MISO_MO-IL | ENT | Internal | Winter | B19 | 700 | 2540 | 0 | 59.43 | 59.43 | 8 | 0
2025 | MISO_MO-IL_2_ENT | MISO_MO-IL | ENT | Internal | Winter | B20 | 935 | 2540 | 0 | 51.95 | 51.95 | 8 | 0
2025 | MISO_MO-IL_2_MISO_IN | MISO_MO-IL | MISO_IN | Internal | Shoulder | B11 | 25 | 2100 | 0.31 | 69.27 | 69.26 | 0.01 | 0
2025 | MISO_MO-IL_2_MISO_IN | MISO_MO-IL | MISO_IN | Internal | Shoulder | B12 | 200 | 2100 | 1416.64 | 64.15 | 64.17 | 0.01 | 0
2025 | MISO_MO-IL_2_MISO_IN | MISO_MO-IL | MISO_IN | Internal | Shoulder | B13 | 600 | 2100 | 1752.51 | 58.13 | 58.14 | 0.01 | 0
2025 | MISO_MO-IL_2_MISO_IN | MISO_MO-IL | MISO_IN | Internal | Shoulder | B14 | 900 | 2100 | 0.02 | 55.37 | 55.36 | 0.01 | 0
2025 | MISO_MO-IL_2_MISO_IN | MISO_MO-IL | MISO_IN | Internal | Shoulder | B15 | 1203 | 2100 | 0 | 49.65 | 49.64 | 0.01 | 0
2025 | MISO_MO-IL_2_MISO_IN | MISO_MO-IL | MISO_IN | Internal | Summer | B1 | 10 | 2100 | 0.87 | 91.76 | 91.75 | 0.01 | 0
2025 | MISO_MO-IL_2_MISO_IN | MISO_MO-IL | MISO_IN | Internal | Summer | B2 | 25 | 2100 | 0.3 | 89.37 | 89.36 | 0.01 | 0
2025 | MISO_MO-IL_2_MISO_IN | MISO_MO-IL | MISO_IN | Internal | Summer | B3 | 75 | 2100 | 0 | 89.37 | 87.99 | 0.01 | 0
2025 | MISO_MO-IL_2_MISO_IN | MISO_MO-IL | MISO_IN | Internal | Summer | B4 | 100 | 2100 | 0.08 | 86.98 | 86.96 | 0.01 | 0
2025 | MISO_MO-IL_2_MISO_IN | MISO_MO-IL | MISO_IN | Internal | Summer | B5 | 200 | 2100 | 0 | 86.28 | 83.61 | 0.01 | 0
2025 | MISO_MO-IL_2_MISO_IN | MISO_MO-IL | MISO_IN | Internal | Summer | B6 | 300 | 2100 | 0 | 80.1 | 76.1 | 0.01 | 0
2025 | MISO_MO-IL_2_MISO_IN | MISO_MO-IL | MISO_IN | Internal | Summer | B7 | 400 | 2100 | 0.02 | 65.9 | 65.89 | 0.01 | 0
2025 | MISO_MO-IL_2_MISO_IN | MISO_MO-IL | MISO_IN | Internal | Summer | B8 | 500 | 2100 | 0.02 | 55.29 | 55.28 | 0.01 | 0
2025 | MISO_MO-IL_2_MISO_IN | MISO_MO-IL | MISO_IN | Internal | Summer | B9 | 800 | 2100 | 0.01 | 52.62 | 52.61 | 0.01 | 0
2025 | MISO_MO-IL_2_MISO_IN | MISO_MO-IL | MISO_IN | Internal | Summer | B10 | 1262 | 2100 | 0 | 47.11 | 47.1 | 0.01 | 0
2025 | MISO_MO-IL_2_MISO_IN | MISO_MO-IL | MISO_IN | Internal | Winter | B16 | 25 | 2100 | 0.33 | 71.64 | 71.63 | 0.01 | 0
2025 | MISO_MO-IL_2_MISO_IN | MISO_MO-IL | MISO_IN | Internal | Winter | B17 | 100 | 2100 | 0.08 | 66.19 | 66.18 | 0.01 | 0
2025 | MISO_MO-IL_2_MISO_IN | MISO_MO-IL | MISO_IN | Internal | Winter | B18 | 400 | 2100 | 0.02 | 60.66 | 60.65 | 0.01 | 0
2025 | MISO_MO-IL_2_MISO_IN | MISO_MO-IL | MISO_IN | Internal | Winter | B19 | 700 | 2100 | 0.01 | 59.43 | 59.42 | 0.01 | 0
2025 | MISO_MO-IL_2_MISO_IN | MISO_MO-IL | MISO_IN | Internal | Winter | B20 | 935 | 2100 | 0 | 51.95 | 51.94 | 0.01 | 0
2025 | MISO_MO-IL_2_MISO_W | MISO_MO-IL | MISO_W | Internal | Shoulder | B11 | 25 | 1082 | 0.17 | 69.27 | 69.25 | 0.01 | 0
2025 | MISO_MO-IL_2_MISO_W | MISO_MO-IL | MISO_W | Internal | Shoulder | B12 | 200 | 1082 | 0 | 64.15 | 61.86 | 0.01 | 0
2025 | MISO_MO-IL_2_MISO_W | MISO_MO-IL | MISO_W | Internal | Shoulder | B13 | 600 | 1082 | 0 | 58.13 | 57.86 | 0.01 | 0
2025 | MISO_MO-IL_2_MISO_W | MISO_MO-IL | MISO_W | Internal | Shoulder | B14 | 900 | 1082 | 0 | 55.37 | 55.36 | 0.01 | 0
2025 | MISO_MO-IL_2_MISO_W | MISO_MO-IL | MISO_W | Internal | Shoulder | B15 | 1203 | 1082 | 0 | 49.65 | 49.64 | 0.01 | 0
2025 | MISO_MO-IL_2_MISO_W | MISO_MO-IL | MISO_W | Internal | Summer | B1 | 10 | 1082 | 1.38 | 91.76 | 91.76 | 0.01 | 0
2025 | MISO_MO-IL_2_MISO_W | MISO_MO-IL | MISO_W | Internal | Summer | B2 | 25 | 1082 | 0.3 | 89.37 | 89.36 | 0.01 | 0
2025 | MISO_MO-IL_2_MISO_W | MISO_MO-IL | MISO_W | Internal | Summer | B3 | 75 | 1082 | 0.11 | 89.37 | 89.36 | 0.01 | 0
2025 | MISO_MO-IL_2_MISO_W | MISO_MO-IL | MISO_W | Internal | Summer | B4 | 100 | 1082 | 0.08 | 86.98 | 86.96 | 0.01 | 0
2025 | MISO_MO-IL_2_MISO_W | MISO_MO-IL | MISO_W | Internal | Summer | B5 | 200 | 1082 | 0.04 | 86.28 | 86.27 | 0.01 | 0
2025 | MISO_MO-IL_2_MISO_W | MISO_MO-IL | MISO_W | Internal | Summer | B6 | 300 | 1082 | 0.05 | 80.1 | 80.1 | 0.01 | 0
2025 | MISO_MO-IL_2_MISO_W | MISO_MO-IL | MISO_W | Internal | Summer | B7 | 400 | 1082 | 0.02 | 65.9 | 65.89 | 0.01 | 0
2025 | MISO_MO-IL_2_MISO_W | MISO_MO-IL | MISO_W | Internal | Summer | B8 | 500 | 1082 | 0.01 | 55.29 | 55.28 | 0.01 | 0
2025 | MISO_MO-IL_2_MISO_W | MISO_MO-IL | MISO_W | Internal | Summer | B9 | 800 | 1082 | 0.01 | 52.62 | 52.61 | 0.01 | 0
2025 | MISO_MO-IL_2_MISO_W | MISO_MO-IL | MISO_W | Internal | Summer | B10 | 1262 | 1082 | 0 | 47.11 | 46.69 | 0.01 | 0
2025 | MISO_MO-IL_2_MISO_W | MISO_MO-IL | MISO_W | Internal | Winter | B16 | 25 | 1082 | 0 | 71.64 | 68.8 | 0.01 | 0
2025 | MISO_MO-IL_2_MISO_W | MISO_MO-IL | MISO_W | Internal | Winter | B17 | 100 | 1082 | 0.08 | 66.19 | 66.18 | 0.01 | 0
2025 | MISO_MO-IL_2_MISO_W | MISO_MO-IL | MISO_W | Internal | Winter | B18 | 400 | 1082 | 0.02 | 60.66 | 60.65 | 0.01 | 0
2025 | MISO_MO-IL_2_MISO_W | MISO_MO-IL | MISO_W | Internal | Winter | B19 | 700 | 1082 | 0.01 | 59.43 | 59.42 | 0.01 | 0
2025 | MISO_MO-IL_2_MISO_W | MISO_MO-IL | MISO_W | Internal | Winter | B20 | 935 | 1082 | 0 | 51.95 | 51.94 | 0.01 | 0
2025 | MISO_MO-IL_2_PJM_ROR | MISO_MO-IL | PJM_ROR | Internal | Shoulder | B11 | 25 | 1212 | 0.24 | 69.27 | 71.25 | 2 | 0
2025 | MISO_MO-IL_2_PJM_ROR | MISO_MO-IL | PJM_ROR | Internal | Shoulder | B12 | 200 | 1212 | 0 | 64.15 | 63.86 | 2 | 0
2025 | MISO_MO-IL_2_PJM_ROR | MISO_MO-IL | PJM_ROR | Internal | Shoulder | B13 | 600 | 1212 | 0 | 58.13 | 59.86 | 2 | 0
2025 | MISO_MO-IL_2_PJM_ROR | MISO_MO-IL | PJM_ROR | Internal | Shoulder | B14 | 900 | 1212 | 0.02 | 55.37 | 57.36 | 2 | 0
2025 | MISO_MO-IL_2_PJM_ROR | MISO_MO-IL | PJM_ROR | Internal | Shoulder | B15 | 1203 | 1212 | 0.01 | 49.65 | 51.64 | 2 | 0
2025 | MISO_MO-IL_2_PJM_ROR | MISO_MO-IL | PJM_ROR | Internal | Summer | B1 | 10 | 1212 | 573.71 | 91.76 | 93.76 | 2 | 0
2025 | MISO_MO-IL_2_PJM_ROR | MISO_MO-IL | PJM_ROR | Internal | Summer | B2 | 25 | 1212 | 0.58 | 89.37 | 91.36 | 2 | 0
2025 | MISO_MO-IL_2_PJM_ROR | MISO_MO-IL | PJM_ROR | Internal | Summer | B3 | 75 | 1212 | 0 | 89.37 | 88.85 | 2 | 0
2025 | MISO_MO-IL_2_PJM_ROR | MISO_MO-IL | PJM_ROR | Internal | Summer | B4 | 100 | 1212 | 0.01 | 86.98 | 88.85 | 2 | 0
2025 | MISO_MO-IL_2_PJM_ROR | MISO_MO-IL | PJM_ROR | Internal | Summer | B5 | 200 | 1212 | 0 | 86.28 | 85.61 | 2 | 0
2025 | MISO_MO-IL_2_PJM_ROR | MISO_MO-IL | PJM_ROR | Internal | Summer | B6 | 300 | 1212 | 0 | 80.1 | 78.1 | 2 | 0
2025 | MISO_MO-IL_2_PJM_ROR | MISO_MO-IL | PJM_ROR | Internal | Summer | B7 | 400 | 1212 | 0 | 65.9 | 67.29 | 2 | 0
2025 | MISO_MO-IL_2_PJM_ROR | MISO_MO-IL | PJM_ROR | Internal | Summer | B8 | 500 | 1212 | 0.03 | 55.29 | 57.28 | 2 | 0
2025 | MISO_MO-IL_2_PJM_ROR | MISO_MO-IL | PJM_ROR | Internal | Summer | B9 | 800 | 1212 | 0 | 52.62 | 54.6 | 2 | 0
2025 | MISO_MO-IL_2_PJM_ROR | MISO_MO-IL | PJM_ROR | Internal | Summer | B10 | 1262 | 1212 | 0 | 47.11 | 48.69 | 2 | 0
2025 | MISO_MO-IL_2_PJM_ROR | MISO_MO-IL | PJM_ROR | Internal | Winter | B16 | 25 | 1212 | 326.97 | 71.64 | 73.64 | 2 | 0
2025 | MISO_MO-IL_2_PJM_ROR | MISO_MO-IL | PJM_ROR | Internal | Winter | B17 | 100 | 1212 | 0.17 | 66.19 | 68.18 | 2 | 0
2025 | MISO_MO-IL_2_PJM_ROR | MISO_MO-IL | PJM_ROR | Internal | Winter | B18 | 400 | 1212 | 0.04 | 60.66 | 62.65 | 2 | 0
2025 | MISO_MO-IL_2_PJM_ROR | MISO_MO-IL | PJM_ROR | Internal | Winter | B19 | 700 | 1212 | 0.02 | 59.43 | 61.42 | 2 | 0
2025 | MISO_MO-IL_2_PJM_ROR | MISO_MO-IL | PJM_ROR | Internal | Winter | B20 | 935 | 1212 | 0.02 | 51.95 | 53.94 | 2 | 0
2025 | MISO_MO-IL_2_SPP_N | MISO_MO-IL | SPP_N | Internal | Shoulder | B11 | 25 | 4019 | 0 | 69.27 | 64.25 | 8 | 0
2025 | MISO_MO-IL_2_SPP_N | MISO_MO-IL | SPP_N | Internal | Shoulder | B12 | 200 | 4019 | 0 | 64.15 | 56.4 | 8 | 0
2025 | MISO_MO-IL_2_SPP_N | MISO_MO-IL | SPP_N | Internal | Shoulder | B13 | 600 | 4019 | 0 | 58.13 | 52.87 | 8 | 0
2025 | MISO_MO-IL_2_SPP_N | MISO_MO-IL | SPP_N | Internal | Shoulder | B14 | 900 | 4019 | 0 | 55.37 | 46.72 | 8 | 0
2025 | MISO_MO-IL_2_SPP_N | MISO_MO-IL | SPP_N | Internal | Shoulder | B15 | 1203 | 4019 | 0 | 49.65 | 44.65 | 8 | 0
2025 | MISO_MO-IL_2_SPP_N | MISO_MO-IL | SPP_N | Internal | Summer | B1 | 10 | 4019 | 0 | 91.76 | 78.76 | 8 | 0
2025 | MISO_MO-IL_2_SPP_N | MISO_MO-IL | SPP_N | Internal | Summer | B2 | 25 | 4019 | 0 | 89.37 | 84.37 | 8 | 0
2025 | MISO_MO-IL_2_SPP_N | MISO_MO-IL | SPP_N | Internal | Summer | B3 | 75 | 4019 | 0 | 89.37 | 84.51 | 8 | 0
2025 | MISO_MO-IL_2_SPP_N | MISO_MO-IL | SPP_N | Internal | Summer | B4 | 100 | 4019 | 0 | 86.98 | 81.98 | 8 | 0
2025 | MISO_MO-IL_2_SPP_N | MISO_MO-IL | SPP_N | Internal | Summer | B5 | 200 | 4019 | 0 | 86.28 | 81.28 | 8 | 0
2025 | MISO_MO-IL_2_SPP_N | MISO_MO-IL | SPP_N | Internal | Summer | B6 | 300 | 4019 | 0 | 80.1 | 78.1 | 8 | 0
2025 | MISO_MO-IL_2_SPP_N | MISO_MO-IL | SPP_N | Internal | Summer | B7 | 400 | 4019 | 0 | 65.9 | 62.81 | 8 | 0
2025 | MISO_MO-IL_2_SPP_N | MISO_MO-IL | SPP_N | Internal | Summer | B8 | 500 | 4019 | 0 | 55.29 | 53.71 | 8 | 0
2025 | MISO_MO-IL_2_SPP_N | MISO_MO-IL | SPP_N | Internal | Summer | B9 | 800 | 4019 | 0 | 52.62 | 51.34 | 8 | 0
2025 | MISO_MO-IL_2_SPP_N | MISO_MO-IL | SPP_N | Internal | Summer | B10 | 1262 | 4019 | 0 | 47.11 | 45.32 | 8 | 0
2025 | MISO_MO-IL_2_SPP_N | MISO_MO-IL | SPP_N | Internal | Winter | B16 | 25 | 4019 | 0 | 71.64 | 60.79 | 8 | 0
2025 | MISO_MO-IL_2_SPP_N | MISO_MO-IL | SPP_N | Internal | Winter | B17 | 100 | 4019 | 0 | 66.19 | 55.66 | 8 | 0
2025 | MISO_MO-IL_2_SPP_N | MISO_MO-IL | SPP_N | Internal | Winter | B18 | 400 | 4019 | 0 | 60.66 | 55.66 | 8 | 0
2025 | MISO_MO-IL_2_SPP_N | MISO_MO-IL | SPP_N | Internal | Winter | B19 | 700 | 4019 | 0 | 59.43 | 54.43 | 8 | 0
2025 | MISO_MO-IL_2_SPP_N | MISO_MO-IL | SPP_N | Internal | Winter | B20 | 935 | 4019 | 0 | 51.95 | 46.95 | 8 | 0
2025 | MISO_MO-IL_2_TVA_Transmission | MISO_MO-IL | TVA_Transmission | Internal | Shoulder | B11 | 25 | 4000 | 0.24 | 69.27 | 77.25 | 8 | 0
2025 | MISO_MO-IL_2_TVA_Transmission | MISO_MO-IL | TVA_Transmission | Internal | Shoulder | B12 | 200 | 4000 | 0 | 64.15 | 65.96 | 8 | 0
2025 | MISO_MO-IL_2_TVA_Transmission | MISO_MO-IL | TVA_Transmission | Internal | Shoulder | B13 | 600 | 4000 | 0 | 58.13 | 62.05 | 8 | 0
2025 | MISO_MO-IL_2_TVA_Transmission | MISO_MO-IL | TVA_Transmission | Internal | Shoulder | B14 | 900 | 4000 | 0 | 55.37 | 59.63 | 8 | 0
2025 | MISO_MO-IL_2_TVA_Transmission | MISO_MO-IL | TVA_Transmission | Internal | Shoulder | B15 | 1203 | 4000 | 0.02 | 49.65 | 57.64 | 8 | 0
2025 | MISO_MO-IL_2_TVA_Transmission | MISO_MO-IL | TVA_Transmission | Internal | Summer | B1 | 10 | 4000 | 1002.08 | 91.76 | 99.76 | 8 | 0
2025 | MISO_MO-IL_2_TVA_Transmission | MISO_MO-IL | TVA_Transmission | Internal | Summer | B2 | 25 | 4000 | 574.26 | 89.37 | 97.37 | 8 | 0
2025 | MISO_MO-IL_2_TVA_Transmission | MISO_MO-IL | TVA_Transmission | Internal | Summer | B3 | 75 | 4000 | 0 | 89.37 | 94.85 | 8 | 0
2025 | MISO_MO-IL_2_TVA_Transmission | MISO_MO-IL | TVA_Transmission | Internal | Summer | B4 | 100 | 4000 | 0.01 | 86.98 | 94.85 | 8 | 0
2025 | MISO_MO-IL_2_TVA_Transmission | MISO_MO-IL | TVA_Transmission | Internal | Summer | B5 | 200 | 4000 | 0 | 86.28 | 90.33 | 8 | 0
2025 | MISO_MO-IL_2_TVA_Transmission | MISO_MO-IL | TVA_Transmission | Internal | Summer | B6 | 300 | 4000 | 0 | 80.1 | 83.09 | 8 | 0
2025 | MISO_MO-IL_2_TVA_Transmission | MISO_MO-IL | TVA_Transmission | Internal | Summer | B7 | 400 | 4000 | 0 | 65.9 | 71.96 | 8 | 0
2025 | MISO_MO-IL_2_TVA_Transmission | MISO_MO-IL | TVA_Transmission | Internal | Summer | B8 | 500 | 4000 | 0 | 55.29 | 60.76 | 8 | 0
2025 | MISO_MO-IL_2_TVA_Transmission | MISO_MO-IL | TVA_Transmission | Internal | Summer | B9 | 800 | 4000 | 0 | 52.62 | 58.63 | 8 | 0
2025 | MISO_MO-IL_2_TVA_Transmission | MISO_MO-IL | TVA_Transmission | Internal | Summer | B10 | 1262 | 4000 | 0 | 47.11 | 52.39 | 8 | 0
2025 | MISO_MO-IL_2_TVA_Transmission | MISO_MO-IL | TVA_Transmission | Internal | Winter | B16 | 25 | 4000 | 300.22 | 71.64 | 79.64 | 8 | 0
2025 | MISO_MO-IL_2_TVA_Transmission | MISO_MO-IL | TVA_Transmission | Internal | Winter | B17 | 100 | 4000 | 0 | 66.19 | 68.66 | 8 | 0
2025 | MISO_MO-IL_2_TVA_Transmission | MISO_MO-IL | TVA_Transmission | Internal | Winter | B18 | 400 | 4000 | 0 | 60.66 | 64.82 | 8 | 0
2025 | MISO_MO-IL_2_TVA_Transmission | MISO_MO-IL | TVA_Transmission | Internal | Winter | B19 | 700 | 4000 | 0 | 59.43 | 64.06 | 8 | 0
2025 | MISO_MO-IL_2_TVA_Transmission | MISO_MO-IL | TVA_Transmission | Internal | Winter | B20 | 935 | 4000 | 0.02 | 51.95 | 59.94 | 8 | 0
2025 | MISO_W_2_IESO | MISO_W | IESO | Internal | Shoulder | B11 | 25 | 157 | 0 | 69.25 | 42.65 | 8 | 0
2025 | MISO_W_2_IESO | MISO_W | IESO | Internal | Shoulder | B12 | 200 | 157 | 0 | 61.86 | 42.65 | 8 | 0
2025 | MISO_W_2_IESO | MISO_W | IESO | Internal | Shoulder | B13 | 600 | 157 | 0 | 57.86 | 42.65 | 8 | 0
2025 | MISO_W_2_IESO | MISO_W | IESO | Internal | Shoulder | B14 | 900 | 157 | 0 | 55.36 | 42.65 | 8 | 0
2025 | MISO_W_2_IESO | MISO_W | IESO | Internal | Shoulder | B15 | 1203 | 157 | 0 | 49.64 | 42.65 | 8 | 0
2025 | MISO_W_2_IESO | MISO_W | IESO | Internal | Summer | B1 | 10 | 157 | 0 | 91.76 | 84.76 | 8 | 0
2025 | MISO_W_2_IESO | MISO_W | IESO | Internal | Summer | B2 | 25 | 157 | 0 | 89.36 | 76.37 | 8 | 0
2025 | MISO_W_2_IESO | MISO_W | IESO | Internal | Summer | B3 | 75 | 157 | 0 | 89.36 | 67.07 | 8 | 0
2025 | MISO_W_2_IESO | MISO_W | IESO | Internal | Summer | B4 | 100 | 157 | 0 | 86.96 | 64.63 | 8 | 0
2025 | MISO_W_2_IESO | MISO_W | IESO | Internal | Summer | B5 | 200 | 157 | 0 | 86.27 | 47.09 | 8 | 0
2025 | MISO_W_2_IESO | MISO_W | IESO | Internal | Summer | B6 | 300 | 157 | 0 | 80.1 | 47.09 | 8 | 0
2025 | MISO_W_2_IESO | MISO_W | IESO | Internal | Summer | B7 | 400 | 157 | 0 | 65.89 | 40.11 | 8 | 0
2025 | MISO_W_2_IESO | MISO_W | IESO | Internal | Summer | B8 | 500 | 157 | 0 | 55.28 | 40.11 | 8 | 0
2025 | MISO_W_2_IESO | MISO_W | IESO | Internal | Summer | B9 | 800 | 157 | 0 | 52.61 | 40.11 | 8 | 0
2025 | MISO_W_2_IESO | MISO_W | IESO | Internal | Summer | B10 | 1262 | 157 | 0 | 46.69 | 40.11 | 8 | 0
2025 | MISO_W_2_IESO | MISO_W | IESO | Internal | Winter | B16 | 25 | 157 | 0 | 68.8 | 44.95 | 8 | 0
2025 | MISO_W_2_IESO | MISO_W | IESO | Internal | Winter | B17 | 100 | 157 | 0 | 66.18 | 44.95 | 8 | 0
2025 | MISO_W_2_IESO | MISO_W | IESO | Internal | Winter | B18 | 400 | 157 | 0 | 60.65 | 44.95 | 8 | 0
2025 | MISO_W_2_IESO | MISO_W | IESO | Internal | Winter | B19 | 700 | 157 | 0 | 59.42 | 44.95 | 8 | 0
2025 | MISO_W_2_IESO | MISO_W | IESO | Internal | Winter | B20 | 935 | 157 | 0 | 51.94 | 44.95 | 8 | 0
2025 | MISO_W_2_MAPP_CA | MISO_W | MAPP_CA | Internal | Shoulder | B11 | 25 | 700 | 0 | 69.25 | 55.35 | 0.01 | 0
2025 | MISO_W_2_MAPP_CA | MISO_W | MAPP_CA | Internal | Shoulder | B12 | 200 | 700 | 0 | 61.86 | 55.35 | 0.01 | 0
2025 | MISO_W_2_MAPP_CA | MISO_W | MAPP_CA | Internal | Shoulder | B13 | 600 | 700 | 0 | 57.86 | 55.35 | 0.01 | 0
2025 | MISO_W_2_MAPP_CA | MISO_W | MAPP_CA | Internal | Shoulder | B14 | 900 | 700 | 0 | 55.36 | 55.35 | 0.01 | 0
2025 | MISO_W_2_MAPP_CA | MISO_W | MAPP_CA | Internal | Shoulder | B15 | 1203 | 700 | 700 | 49.64 | 55.35 | 0.01 | 5.7
2025 | MISO_W_2_MAPP_CA | MISO_W | MAPP_CA | Internal | Summer | B1 | 10 | 700 | 0 | 91.76 | 77.76 | 0.01 | 0
2025 | MISO_W_2_MAPP_CA | MISO_W | MAPP_CA | Internal | Summer | B2 | 25 | 700 | 0 | 89.36 | 75.36 | 0.01 | 0
2025 | MISO_W_2_MAPP_CA | MISO_W | MAPP_CA | Internal | Summer | B3 | 75 | 700 | 0 | 89.36 | 75.36 | 0.01 | 0
2025 | MISO_W_2_MAPP_CA | MISO_W | MAPP_CA | Internal | Summer | B4 | 100 | 700 | 0 | 86.96 | 72.96 | 0.01 | 0
2025 | MISO_W_2_MAPP_CA | MISO_W | MAPP_CA | Internal | Summer | B5 | 200 | 700 | 0 | 86.27 | 72.27 | 0.01 | 0
2025 | MISO_W_2_MAPP_CA | MISO_W | MAPP_CA | Internal | Summer | B6 | 300 | 700 | 0 | 80.1 | 66.1 | 0.01 | 0
2025 | MISO_W_2_MAPP_CA | MISO_W | MAPP_CA | Internal | Summer | B7 | 400 | 700 | 0 | 65.89 | 51.89 | 0.01 | 0
2025 | MISO_W_2_MAPP_CA | MISO_W | MAPP_CA | Internal | Summer | B8 | 500 | 700 | 0 | 55.28 | 47.7 | 0.01 | 0
2025 | MISO_W_2_MAPP_CA | MISO_W | MAPP_CA | Internal | Summer | B9 | 800 | 700 | 0 | 52.61 | 47.7 | 0.01 | 0
2025 | MISO_W_2_MAPP_CA | MISO_W | MAPP_CA | Internal | Summer | B10 | 1262 | 700 | 700 | 46.69 | 47.7 | 0.01 | 0.99
2025 | MISO_W_2_MAPP_CA | MISO_W | MAPP_CA | Internal | Winter | B16 | 25 | 700 | 0.26 | 68.8 | 68.79 | 0.01 | 0
2025 | MISO_W_2_MAPP_CA | MISO_W | MAPP_CA | Internal | Winter | B17 | 100 | 700 | 0.08 | 66.18 | 66.17 | 0.01 | 0
2025 | MISO_W_2_MAPP_CA | MISO_W | MAPP_CA | Internal | Winter | B18 | 400 | 700 | 0.02 | 60.65 | 60.64 | 0.01 | 0
2025 | MISO_W_2_MAPP_CA | MISO_W | MAPP_CA | Internal | Winter | B19 | 700 | 700 | 0.01 | 59.42 | 59.41 | 0.01 | 0
2025 | MISO_W_2_MAPP_CA | MISO_W | MAPP_CA | Internal | Winter | B20 | 935 | 700 | 700 | 51.94 | 59.41 | 0.01 | 7.46
2025 | MISO_W_2_MAPP_US | MISO_W | MAPP_US | Internal | Shoulder | B11 | 25 | 2300 | 0 | 69.25 | 62.25 | 7 | 0
2025 | MISO_W_2_MAPP_US | MISO_W | MAPP_US | Internal | Shoulder | B12 | 200 | 2300 | 0 | 61.86 | 54.86 | 7 | 0
2025 | MISO_W_2_MAPP_US | MISO_W | MAPP_US | Internal | Shoulder | B13 | 600 | 2300 | 0 | 57.86 | 50.86 | 7 | 0
2025 | MISO_W_2_MAPP_US | MISO_W | MAPP_US | Internal | Shoulder | B14 | 900 | 2300 | 0 | 55.36 | 49.92 | 7 | 0
2025 | MISO_W_2_MAPP_US | MISO_W | MAPP_US | Internal | Shoulder | B15 | 1203 | 2300 | 0 | 49.64 | 49.33 | 7 | 0
2025 | MISO_W_2_MAPP_US | MISO_W | MAPP_US | Internal | Summer | B1 | 10 | 2300 | 0 | 91.76 | 84.76 | 7 | 0
2025 | MISO_W_2_MAPP_US | MISO_W | MAPP_US | Internal | Summer | B2 | 25 | 2300 | 0 | 89.36 | 82.36 | 7 | 0
2025 | MISO_W_2_MAPP_US | MISO_W | MAPP_US | Internal | Summer | B3 | 75 | 2300 | 0 | 89.36 | 82.36 | 7 | 0
2025 | MISO_W_2_MAPP_US | MISO_W | MAPP_US | Internal | Summer | B4 | 100 | 2300 | 0 | 86.96 | 79.96 | 7 | 0
2025 | MISO_W_2_MAPP_US | MISO_W | MAPP_US | Internal | Summer | B5 | 200 | 2300 | 0 | 86.27 | 79.27 | 7 | 0
2025 | MISO_W_2_MAPP_US | MISO_W | MAPP_US | Internal | Summer | B6 | 300 | 2300 | 0 | 80.1 | 73.1 | 7 | 0
2025 | MISO_W_2_MAPP_US | MISO_W | MAPP_US | Internal | Summer | B7 | 400 | 2300 | 0 | 65.89 | 58.89 | 7 | 0
2025 | MISO_W_2_MAPP_US | MISO_W | MAPP_US | Internal | Summer | B8 | 500 | 2300 | 0 | 55.28 | 48.28 | 7 | 0
2025 | MISO_W_2_MAPP_US | MISO_W | MAPP_US | Internal | Summer | B9 | 800 | 2300 | 0 | 52.61 | 45.61 | 7 | 0
2025 | MISO_W_2_MAPP_US | MISO_W | MAPP_US | Internal | Summer | B10 | 1262 | 2300 | 0 | 46.69 | 40.7 | 7 | 0
2025 | MISO_W_2_MAPP_US | MISO_W | MAPP_US | Internal | Winter | B16 | 25 | 2300 | 0 | 68.8 | 59.42 | 7 | 0
2025 | MISO_W_2_MAPP_US | MISO_W | MAPP_US | Internal | Winter | B17 | 100 | 2300 | 0 | 66.18 | 59.18 | 7 | 0
2025 | MISO_W_2_MAPP_US | MISO_W | MAPP_US | Internal | Winter | B18 | 400 | 2300 | 0 | 60.65 | 53.65 | 7 | 0
2025 | MISO_W_2_MAPP_US | MISO_W | MAPP_US | Internal | Winter | B19 | 700 | 2300 | 0 | 59.42 | 53.65 | 7 | 0
2025 | MISO_W_2_MAPP_US | MISO_W | MAPP_US | Internal | Winter | B20 | 935 | 2300 | 0 | 51.94 | 51.94 | 7 | 0
2025 | MISO_W_2_MISO_MO-IL | MISO_W | MISO_MO-IL | Internal | Shoulder | B11 | 25 | 3922 | 3921.53 | 69.25 | 69.27 | 0.01 | 0.01
2025 | MISO_W_2_MISO_MO-IL | MISO_W | MISO_MO-IL | Internal | Shoulder | B12 | 200 | 3922 | 3922 | 61.86 | 64.15 | 0.01 | 2.28
2025 | MISO_W_2_MISO_MO-IL | MISO_W | MISO_MO-IL | Internal | Shoulder | B13 | 600 | 3922 | 3922 | 57.86 | 58.13 | 0.01 | 0.26
2025 | MISO_W_2_MISO_MO-IL | MISO_W | MISO_MO-IL | Internal | Shoulder | B14 | 900 | 3922 | 2204.7 | 55.36 | 55.37 | 0.01 | 0
2025 | MISO_W_2_MISO_MO-IL | MISO_W | MISO_MO-IL | Internal | Shoulder | B15 | 1203 | 3922 | 459.2 | 49.64 | 49.65 | 0.01 | 0
2025 | MISO_W_2_MISO_MO-IL | MISO_W | MISO_MO-IL | Internal | Summer | B1 | 10 | 3922 | 1.45 | 91.76 | 91.76 | 0.01 | 0
2025 | MISO_W_2_MISO_MO-IL | MISO_W | MISO_MO-IL | Internal | Summer | B2 | 25 | 3922 | 848.29 | 89.36 | 89.37 | 0.01 | 0
2025 | MISO_W_2_MISO_MO-IL | MISO_W | MISO_MO-IL | Internal | Summer | B3 | 75 | 3922 | 608.13 | 89.36 | 89.37 | 0.01 | 0
2025 | MISO_W_2_MISO_MO-IL | MISO_W | MISO_MO-IL | Internal | Summer | B4 | 100 | 3922 | 1132.11 | 86.96 | 86.98 | 0.01 | 0
2025 | MISO_W_2_MISO_MO-IL | MISO_W | MISO_MO-IL | Internal | Summer | B5 | 200 | 3922 | 787.64 | 86.27 | 86.28 | 0.01 | 0
2025 | MISO_W_2_MISO_MO-IL | MISO_W | MISO_MO-IL | Internal | Summer | B6 | 300 | 3922 | 0.06 | 80.1 | 80.1 | 0.01 | 0
2025 | MISO_W_2_MISO_MO-IL | MISO_W | MISO_MO-IL | Internal | Summer | B7 | 400 | 3922 | 3122.49 | 65.89 | 65.9 | 0.01 | 0
2025 | MISO_W_2_MISO_MO-IL | MISO_W | MISO_MO-IL | Internal | Summer | B8 | 500 | 3922 | 3768.31 | 55.28 | 55.29 | 0.01 | 0
2025 | MISO_W_2_MISO_MO-IL | MISO_W | MISO_MO-IL | Internal | Summer | B9 | 800 | 3922 | 3141.56 | 52.61 | 52.62 | 0.01 | 0
2025 | MISO_W_2_MISO_MO-IL | MISO_W | MISO_MO-IL | Internal | Summer | B10 | 1262 | 3922 | 3922 | 46.69 | 47.11 | 0.01 | 0.41
2025 | MISO_W_2_MISO_MO-IL | MISO_W | MISO_MO-IL | Internal | Winter | B16 | 25 | 3922 | 3922 | 68.8 | 71.64 | 0.01 | 2.83
2025 | MISO_W_2_MISO_MO-IL | MISO_W | MISO_MO-IL | Internal | Winter | B17 | 100 | 3922 | 2088.41 | 66.18 | 66.19 | 0.01 | 0
2025 | MISO_W_2_MISO_MO-IL | MISO_W | MISO_MO-IL | Internal | Winter | B18 | 400 | 3922 | 1087.59 | 60.65 | 60.66 | 0.01 | 0
2025 | MISO_W_2_MISO_MO-IL | MISO_W | MISO_MO-IL | Internal | Winter | B19 | 700 | 3922 | 214.91 | 59.42 | 59.43 | 0.01 | 0
2025 | MISO_W_2_MISO_MO-IL | MISO_W | MISO_MO-IL | Internal | Winter | B20 | 935 | 3922 | 647.36 | 51.94 | 51.95 | 0.01 | 0
2025 | MISO_W_2_MISO_WUMS | MISO_W | MISO_WUMS | Internal | Shoulder | B11 | 25 | 1667 | 0.29 | 69.25 | 69.24 | 0.01 | 0
2025 | MISO_W_2_MISO_WUMS | MISO_W | MISO_WUMS | Internal | Shoulder | B12 | 200 | 1667 | 0.04 | 61.86 | 61.85 | 0.01 | 0
2025 | MISO_W_2_MISO_WUMS | MISO_W | MISO_WUMS | Internal | Shoulder | B13 | 600 | 1667 | 0.01 | 57.86 | 57.84 | 0.01 | 0
2025 | MISO_W_2_MISO_WUMS | MISO_W | MISO_WUMS | Internal | Shoulder | B14 | 900 | 1667 | 0 | 55.36 | 55.35 | 0.01 | 0
2025 | MISO_W_2_MISO_WUMS | MISO_W | MISO_WUMS | Internal | Shoulder | B15 | 1203 | 1667 | 0.01 | 49.64 | 49.64 | 0.01 | 0
2025 | MISO_W_2_MISO_WUMS | MISO_W | MISO_WUMS | Internal | Summer | B1 | 10 | 1667 | 0.66 | 91.76 | 91.75 | 0.01 | 0
2025 | MISO_W_2_MISO_WUMS | MISO_W | MISO_WUMS | Internal | Summer | B2 | 25 | 1667 | 0.28 | 89.36 | 89.35 | 0.01 | 0
2025 | MISO_W_2_MISO_WUMS | MISO_W | MISO_WUMS | Internal | Summer | B3 | 75 | 1667 | 0 | 89.36 | 86.85 | 0.01 | 0
2025 | MISO_W_2_MISO_WUMS | MISO_W | MISO_WUMS | Internal | Summer | B4 | 100 | 1667 | 0 | 86.96 | 86.18 | 0.01 | 0
2025 | MISO_W_2_MISO_WUMS | MISO_W | MISO_WUMS | Internal | Summer | B5 | 200 | 1667 | 0 | 86.27 | 83.61 | 0.01 | 0
2025 | MISO_W_2_MISO_WUMS | MISO_W | MISO_WUMS | Internal | Summer | B6 | 300 | 1667 | 0 | 80.1 | 76.09 | 0.01 | 0
2025 | MISO_W_2_MISO_WUMS | MISO_W | MISO_WUMS | Internal | Summer | B7 | 400 | 1667 | 0 | 65.89 | 53.07 | 0.01 | 0
2025 | MISO_W_2_MISO_WUMS | MISO_W | MISO_WUMS | Internal | Summer | B8 | 500 | 1667 | 0 | 55.28 | 53.07 | 0.01 | 0
2025 | MISO_W_2_MISO_WUMS | MISO_W | MISO_WUMS | Internal | Summer | B9 | 800 | 1667 | 0.01 | 52.61 | 52.6 | 0.01 | 0
2025 | MISO_W_2_MISO_WUMS | MISO_W | MISO_WUMS | Internal | Summer | B10 | 1262 | 1667 | 0 | 46.69 | 46.68 | 0.01 | 0
2025 | MISO_W_2_MISO_WUMS | MISO_W | MISO_WUMS | Internal | Winter | B16 | 25 | 1667 | 0.29 | 68.8 | 68.79 | 0.01 | 0
2025 | MISO_W_2_MISO_WUMS | MISO_W | MISO_WUMS | Internal | Winter | B17 | 100 | 1667 | 0.07 | 66.18 | 66.17 | 0.01 | 0
2025 | MISO_W_2_MISO_WUMS | MISO_W | MISO_WUMS | Internal | Winter | B18 | 400 | 1667 | 0.02 | 60.65 | 60.64 | 0.01 | 0
2025 | MISO_W_2_MISO_WUMS | MISO_W | MISO_WUMS | Internal | Winter | B19 | 700 | 1667 | 0 | 59.42 | 58.2 | 0.01 | 0
2025 | MISO_W_2_MISO_WUMS | MISO_W | MISO_WUMS | Internal | Winter | B20 | 935 | 1667 | 0 | 51.94 | 51.93 | 0.01 | 0
2025 | MISO_W_2_NE | MISO_W | NE | Internal | Shoulder | B11 | 25 | 5289 | 0 | 69.25 | 64.25 | 7 | 0
2025 | MISO_W_2_NE | MISO_W | NE | Internal | Shoulder | B12 | 200 | 5289 | 0 | 61.86 | 56.86 | 7 | 0
2025 | MISO_W_2_NE | MISO_W | NE | Internal | Shoulder | B13 | 600 | 5289 | 0 | 57.86 | 52.86 | 7 | 0
2025 | MISO_W_2_NE | MISO_W | NE | Internal | Shoulder | B14 | 900 | 5289 | 0 | 55.36 | 46.71 | 7 | 0
2025 | MISO_W_2_NE | MISO_W | NE | Internal | Shoulder | B15 | 1203 | 5289 | 0 | 49.64 | 44.64 | 7 | 0
2025 | MISO_W_2_NE | MISO_W | NE | Internal | Summer | B1 | 10 | 5289 | 0 | 91.76 | 86.76 | 7 | 0
2025 | MISO_W_2_NE | MISO_W | NE | Internal | Summer | B2 | 25 | 5289 | 0 | 89.36 | 84.36 | 7 | 0
2025 | MISO_W_2_NE | MISO_W | NE | Internal | Summer | B3 | 75 | 5289 | 0 | 89.36 | 84.49 | 7 | 0
2025 | MISO_W_2_NE | MISO_W | NE | Internal | Summer | B4 | 100 | 5289 | 0 | 86.96 | 81.96 | 7 | 0
2025 | MISO_W_2_NE | MISO_W | NE | Internal | Summer | B5 | 200 | 5289 | 0 | 86.27 | 81.27 | 7 | 0
2025 | MISO_W_2_NE | MISO_W | NE | Internal | Summer | B6 | 300 | 5289 | 0 | 80.1 | 77.67 | 7 | 0
2025 | MISO_W_2_NE | MISO_W | NE | Internal | Summer | B7 | 400 | 5289 | 0 | 65.89 | 60.89 | 7 | 0
2025 | MISO_W_2_NE | MISO_W | NE | Internal | Summer | B8 | 500 | 5289 | 0 | 55.28 | 50.28 | 7 | 0
2025 | MISO_W_2_NE | MISO_W | NE | Internal | Summer | B9 | 800 | 5289 | 0 | 52.61 | 47.61 | 7 | 0
2025 | MISO_W_2_NE | MISO_W | NE | Internal | Summer | B10 | 1262 | 5289 | 0 | 46.69 | 41.69 | 7 | 0
2025 | MISO_W_2_NE | MISO_W | NE | Internal | Winter | B16 | 25 | 5289 | 0 | 68.8 | 54.42 | 7 | 0
2025 | MISO_W_2_NE | MISO_W | NE | Internal | Winter | B17 | 100 | 5289 | 0 | 66.18 | 54.42 | 7 | 0
2025 | MISO_W_2_NE | MISO_W | NE | Internal | Winter | B18 | 400 | 5289 | 0 | 60.65 | 55.65 | 7 | 0
2025 | MISO_W_2_NE | MISO_W | NE | Internal | Winter | B19 | 700 | 5289 | 0 | 59.42 | 54.42 | 7 | 0
2025 | MISO_W_2_NE | MISO_W | NE | Internal | Winter | B20 | 935 | 5289 | 0 | 51.94 | 46.94 | 7 | 0
2025 | MISO_W_2_PJM_ROR | MISO_W | PJM_ROR | Internal | Shoulder | B11 | 25 | 13193 | 26.4 | 69.25 | 71.25 | 2 | 0
2025 | MISO_W_2_PJM_ROR | MISO_W | PJM_ROR | Internal | Shoulder | B12 | 200 | 13193 | 5747.85 | 61.86 | 63.86 | 2 | 0
2025 | MISO_W_2_PJM_ROR | MISO_W | PJM_ROR | Internal | Shoulder | B13 | 600 | 13193 | 5569.02 | 57.86 | 59.86 | 2 | 0
2025 | MISO_W_2_PJM_ROR | MISO_W | PJM_ROR | Internal | Shoulder | B14 | 900 | 13193 | 6673.47 | 55.36 | 57.36 | 2 | 0
2025 | MISO_W_2_PJM_ROR | MISO_W | PJM_ROR | Internal | Shoulder | B15 | 1203 | 13193 | 6259.86 | 49.64 | 51.64 | 2 | 0
2025 | MISO_W_2_PJM_ROR | MISO_W | PJM_ROR | Internal | Summer | B1 | 10 | 13193 | 4636.46 | 91.76 | 93.76 | 2 | 0
2025 | MISO_W_2_PJM_ROR | MISO_W | PJM_ROR | Internal | Summer | B2 | 25 | 13193 | 3961.22 | 89.36 | 91.36 | 2 | 0
2025 | MISO_W_2_PJM_ROR | MISO_W | PJM_ROR | Internal | Summer | B3 | 75 | 13193 | 0 | 89.36 | 88.85 | 2 | 0
2025 | MISO_W_2_PJM_ROR | MISO_W | PJM_ROR | Internal | Summer | B4 | 100 | 13193 | 0.02 | 86.96 | 88.85 | 2 | 0
2025 | MISO_W_2_PJM_ROR | MISO_W | PJM_ROR | Internal | Summer | B5 | 200 | 13193 | 0 | 86.27 | 85.61 | 2 | 0
2025 | MISO_W_2_PJM_ROR | MISO_W | PJM_ROR | Internal | Summer | B6 | 300 | 13193 | 0 | 80.1 | 78.1 | 2 | 0
2025 | MISO_W_2_PJM_ROR | MISO_W | PJM_ROR | Internal | Summer | B7 | 400 | 13193 | 0 | 65.89 | 67.29 | 2 | 0
2025 | MISO_W_2_PJM_ROR | MISO_W | PJM_ROR | Internal | Summer | B8 | 500 | 13193 | 741.17 | 55.28 | 57.28 | 2 | 0
2025 | MISO_W_2_PJM_ROR | MISO_W | PJM_ROR | Internal | Summer | B9 | 800 | 13193 | 0.02 | 52.61 | 54.6 | 2 | 0
2025 | MISO_W_2_PJM_ROR | MISO_W | PJM_ROR | Internal | Summer | B10 | 1262 | 13193 | 1503.68 | 46.69 | 48.69 | 2 | 0
2025 | MISO_W_2_PJM_ROR | MISO_W | PJM_ROR | Internal | Winter | B16 | 25 | 13193 | 13193 | 68.8 | 73.64 | 2 | 2.84
2025 | MISO_W_2_PJM_ROR | MISO_W | PJM_ROR | Internal | Winter | B17 | 100 | 13193 | 12974.06 | 66.18 | 68.18 | 2 | 0
2025 | MISO_W_2_PJM_ROR | MISO_W | PJM_ROR | Internal | Winter | B18 | 400 | 13193 | 9215.37 | 60.65 | 62.65 | 2 | 0
2025 | MISO_W_2_PJM_ROR | MISO_W | PJM_ROR | Internal | Winter | B19 | 700 | 13193 | 6322.1 | 59.42 | 61.42 | 2 | 0
2025 | MISO_W_2_PJM_ROR | MISO_W | PJM_ROR | Internal | Winter | B20 | 935 | 13193 | 6500.57 | 51.94 | 53.94 | 2 | 0
2025 | MISO_W_2_SPP_N | MISO_W | SPP_N | Internal | Shoulder | B11 | 25 | 3537 | 0 | 69.25 | 64.25 | 7 | 0
2025 | MISO_W_2_SPP_N | MISO_W | SPP_N | Internal | Shoulder | B12 | 200 | 3537 | 0 | 61.86 | 56.4 | 7 | 0
2025 | MISO_W_2_SPP_N | MISO_W | SPP_N | Internal | Shoulder | B13 | 600 | 3537 | 0 | 57.86 | 52.87 | 7 | 0
2025 | MISO_W_2_SPP_N | MISO_W | SPP_N | Internal | Shoulder | B14 | 900 | 3537 | 0 | 55.36 | 46.72 | 7 | 0
2025 | MISO_W_2_SPP_N | MISO_W | SPP_N | Internal | Shoulder | B15 | 1203 | 3537 | 0 | 49.64 | 44.65 | 7 | 0
2025 | MISO_W_2_SPP_N | MISO_W | SPP_N | Internal | Summer | B1 | 10 | 3537 | 0 | 91.76 | 78.76 | 7 | 0
2025 | MISO_W_2_SPP_N | MISO_W | SPP_N | Internal | Summer | B2 | 25 | 3537 | 0 | 89.36 | 84.37 | 7 | 0
2025 | MISO_W_2_SPP_N | MISO_W | SPP_N | Internal | Summer | B3 | 75 | 3537 | 0 | 89.36 | 84.51 | 7 | 0
2025 | MISO_W_2_SPP_N | MISO_W | SPP_N | Internal | Summer | B4 | 100 | 3537 | 0 | 86.96 | 81.98 | 7 | 0
2025 | MISO_W_2_SPP_N | MISO_W | SPP_N | Internal | Summer | B5 | 200 | 3537 | 0 | 86.27 | 81.28 | 7 | 0
2025 | MISO_W_2_SPP_N | MISO_W | SPP_N | Internal | Summer | B6 | 300 | 3537 | 0 | 80.1 | 78.1 | 7 | 0
2025 | MISO_W_2_SPP_N | MISO_W | SPP_N | Internal | Summer | B7 | 400 | 3537 | 0 | 65.89 | 62.81 | 7 | 0
2025 | MISO_W_2_SPP_N | MISO_W | SPP_N | Internal | Summer | B8 | 500 | 3537 | 0 | 55.28 | 53.71 | 7 | 0
2025 | MISO_W_2_SPP_N | MISO_W | SPP_N | Internal | Summer | B9 | 800 | 3537 | 0 | 52.61 | 51.34 | 7 | 0
2025 | MISO_W_2_SPP_N | MISO_W | SPP_N | Internal | Summer | B10 | 1262 | 3537 | 0 | 46.69 | 45.32 | 7 | 0
2025 | MISO_W_2_SPP_N | MISO_W | SPP_N | Internal | Winter | B16 | 25 | 3537 | 0 | 68.8 | 60.79 | 7 | 0
2025 | MISO_W_2_SPP_N | MISO_W | SPP_N | Internal | Winter | B17 | 100 | 3537 | 0 | 66.18 | 55.66 | 7 | 0
2025 | MISO_W_2_SPP_N | MISO_W | SPP_N | Internal | Winter | B18 | 400 | 3537 | 0 | 60.65 | 55.66 | 7 | 0
2025 | MISO_W_2_SPP_N | MISO_W | SPP_N | Internal | Winter | B19 | 700 | 3537 | 0 | 59.42 | 54.43 | 7 | 0
2025 | MISO_W_2_SPP_N | MISO_W | SPP_N | Internal | Winter | B20 | 935 | 3537 | 0 | 51.94 | 46.95 | 7 | 0
2025 | MISO_WUMS_2_MISO_MI | MISO_WUMS | MISO_MI | Internal | Shoulder | B11 | 25 | 787 | 624.76 | 69.24 | 69.25 | 0.01 | 0
2025 | MISO_WUMS_2_MISO_MI | MISO_WUMS | MISO_MI | Internal | Shoulder | B12 | 200 | 787 | 787 | 61.85 | 64.18 | 0.01 | 2.32
2025 | MISO_WUMS_2_MISO_MI | MISO_WUMS | MISO_MI | Internal | Shoulder | B13 | 600 | 787 | 787 | 57.84 | 58.15 | 0.01 | 0.3
2025 | MISO_WUMS_2_MISO_MI | MISO_WUMS | MISO_MI | Internal | Shoulder | B14 | 900 | 787 | 786.99 | 55.35 | 55.37 | 0.01 | 0.01
2025 | MISO_WUMS_2_MISO_MI | MISO_WUMS | MISO_MI | Internal | Shoulder | B15 | 1203 | 787 | 593.93 | 49.64 | 49.65 | 0.01 | 0
2025 | MISO_WUMS_2_MISO_MI | MISO_WUMS | MISO_MI | Internal | Summer | B1 | 10 | 787 | 714.05 | 91.75 | 91.76 | 0.01 | 0
2025 | MISO_WUMS_2_MISO_MI | MISO_WUMS | MISO_MI | Internal | Summer | B2 | 25 | 787 | 786.45 | 89.35 | 89.37 | 0.01 | 0.01
2025 | MISO_WUMS_2_MISO_MI | MISO_WUMS | MISO_MI | Internal | Summer | B3 | 75 | 787 | 787 | 86.85 | 87.98 | 0.01 | 1.11
2025 | MISO_WUMS_2_MISO_MI | MISO_WUMS | MISO_MI | Internal | Summer | B4 | 100 | 787 | 787 | 86.18 | 86.98 | 0.01 | 0.78
2025 | MISO_WUMS_2_MISO_MI | MISO_WUMS | MISO_MI | Internal | Summer | B5 | 200 | 787 | 568.65 | 83.61 | 83.63 | 0.01 | 0
2025 | MISO_WUMS_2_MISO_MI | MISO_WUMS | MISO_MI | Internal | Summer | B6 | 300 | 787 | 594.34 | 76.09 | 76.1 | 0.01 | 0
2025 | MISO_WUMS_2_MISO_MI | MISO_WUMS | MISO_MI | Internal | Summer | B7 | 400 | 787 | 787 | 53.07 | 65.9 | 0.01 | 12.82
2025 | MISO_WUMS_2_MISO_MI | MISO_WUMS | MISO_MI | Internal | Summer | B8 | 500 | 787 | 787 | 53.07 | 55.29 | 0.01 | 2.21
2025 | MISO_WUMS_2_MISO_MI | MISO_WUMS | MISO_MI | Internal | Summer | B9 | 800 | 787 | 786.98 | 52.6 | 52.62 | 0.01 | 0.01
2025 | MISO_WUMS_2_MISO_MI | MISO_WUMS | MISO_MI | Internal | Summer | B10 | 1262 | 787 | 787 | 46.68 | 47.11 | 0.01 | 0.42
2025 | MISO_WUMS_2_MISO_MI | MISO_WUMS | MISO_MI | Internal | Winter | B16 | 25 | 787 | 787 | 68.79 | 71.64 | 0.01 | 2.84
2025 | MISO_WUMS_2_MISO_MI | MISO_WUMS | MISO_MI | Internal | Winter | B17 | 100 | 787 | 786.86 | 66.17 | 66.19 | 0.01 | 0.01
2025 | MISO_WUMS_2_MISO_MI | MISO_WUMS | MISO_MI | Internal | Winter | B18 | 400 | 787 | 786.96 | 60.64 | 60.66 | 0.01 | 0.01
2025 | MISO_WUMS_2_MISO_MI | MISO_WUMS | MISO_MI | Internal | Winter | B19 | 700 | 787 | 787 | 58.2 | 59.43 | 0.01 | 1.22
2025 | MISO_WUMS_2_MISO_MI | MISO_WUMS | MISO_MI | Internal | Winter | B20 | 935 | 787 | 786.98 | 51.93 | 51.95 | 0.01 | 0.01
2025 | MISO_WUMS_2_MISO_W | MISO_WUMS | MISO_W | Internal | Shoulder | B11 | 25 | 1175 | 543.11 | 69.24 | 69.25 | 0.01 | 0
2025 | MISO_WUMS_2_MISO_W | MISO_WUMS | MISO_W | Internal | Shoulder | B12 | 200 | 1175 | 65.57 | 61.85 | 61.86 | 0.01 | 0
2025 | MISO_WUMS_2_MISO_W | MISO_WUMS | MISO_W | Internal | Shoulder | B13 | 600 | 1175 | 104.66 | 57.84 | 57.86 | 0.01 | 0
2025 | MISO_WUMS_2_MISO_W | MISO_WUMS | MISO_W | Internal | Shoulder | B14 | 900 | 1175 | 586.48 | 55.35 | 55.36 | 0.01 | 0
2025 | MISO_WUMS_2_MISO_W | MISO_WUMS | MISO_W | Internal | Shoulder | B15 | 1203 | 1175 | 0.01 | 49.64 | 49.64 | 0.01 | 0
2025 | MISO_WUMS_2_MISO_W | MISO_WUMS | MISO_W | Internal | Summer | B1 | 10 | 1175 | 653.96 | 91.75 | 91.76 | 0.01 | 0
2025 | MISO_WUMS_2_MISO_W | MISO_WUMS | MISO_W | Internal | Summer | B2 | 25 | 1175 | 639.48 | 89.35 | 89.36 | 0.01 | 0
2025 | MISO_WUMS_2_MISO_W | MISO_WUMS | MISO_W | Internal | Summer | B3 | 75 | 1175 | 1175 | 86.85 | 89.36 | 0.01 | 2.49
2025 | MISO_WUMS_2_MISO_W | MISO_WUMS | MISO_W | Internal | Summer | B4 | 100 | 1175 | 1175 | 86.18 | 86.96 | 0.01 | 0.77
2025 | MISO_WUMS_2_MISO_W | MISO_WUMS | MISO_W | Internal | Summer | B5 | 200 | 1175 | 1175 | 83.61 | 86.27 | 0.01 | 2.64
2025 | MISO_WUMS_2_MISO_W | MISO_WUMS | MISO_W | Internal | Summer | B6 | 300 | 1175 | 1175 | 76.09 | 80.1 | 0.01 | 4
2025 | MISO_WUMS_2_MISO_W | MISO_WUMS | MISO_W | Internal | Summer | B7 | 400 | 1175 | 1175 | 53.07 | 65.89 | 0.01 | 12.81
2025 | MISO_WUMS_2_MISO_W | MISO_WUMS | MISO_W | Internal | Summer | B8 | 500 | 1175 | 1175 | 53.07 | 55.28 | 0.01 | 2.2
2025 | MISO_WUMS_2_MISO_W | MISO_WUMS | MISO_W | Internal | Summer | B9 | 800 | 1175 | 634.64 | 52.6 | 52.61 | 0.01 | 0
2025 | MISO_WUMS_2_MISO_W | MISO_WUMS | MISO_W | Internal | Summer | B10 | 1262 | 1175 | 1078.47 | 46.68 | 46.69 | 0.01 | 0
2025 | MISO_WUMS_2_MISO_W | MISO_WUMS | MISO_W | Internal | Winter | B16 | 25 | 1175 | 867.46 | 68.79 | 68.8 | 0.01 | 0
2025 | MISO_WUMS_2_MISO_W | MISO_WUMS | MISO_W | Internal | Winter | B17 | 100 | 1175 | 850.04 | 66.17 | 66.18 | 0.01 | 0
2025 | MISO_WUMS_2_MISO_W | MISO_WUMS | MISO_W | Internal | Winter | B18 | 400 | 1175 | 878.54 | 60.64 | 60.65 | 0.01 | 0
2025 | MISO_WUMS_2_MISO_W | MISO_WUMS | MISO_W | Internal | Winter | B19 | 700 | 1175 | 1175 | 58.2 | 59.42 | 0.01 | 1.21
2025 | MISO_WUMS_2_MISO_W | MISO_WUMS | MISO_W | Internal | Winter | B20 | 935 | 1175 | 929.88 | 51.93 | 51.94 | 0.01 | 0
2025 | MISO_WUMS_2_PJM_ROR | MISO_WUMS | PJM_ROR | Internal | Shoulder | B11 | 25 | 1600 | 1599.2 | 69.24 | 71.25 | 2 | 0.01
2025 | MISO_WUMS_2_PJM_ROR | MISO_WUMS | PJM_ROR | Internal | Shoulder | B12 | 200 | 1600 | 1599.92 | 61.85 | 63.86 | 2 | 0.01
2025 | MISO_WUMS_2_PJM_ROR | MISO_WUMS | PJM_ROR | Internal | Shoulder | B13 | 600 | 1600 | 1599.97 | 57.84 | 59.86 | 2 | 0.01
2025 | MISO_WUMS_2_PJM_ROR | MISO_WUMS | PJM_ROR | Internal | Shoulder | B14 | 900 | 1600 | 1599.98 | 55.35 | 57.36 | 2 | 0.01
2025 | MISO_WUMS_2_PJM_ROR | MISO_WUMS | PJM_ROR | Internal | Shoulder | B15 | 1203 | 1600 | 1340.77 | 49.64 | 51.64 | 2 | 0
2025 | MISO_WUMS_2_PJM_ROR | MISO_WUMS | PJM_ROR | Internal | Summer | B1 | 10 | 1600 | 1598.7 | 91.75 | 93.76 | 2 | 0.01
2025 | MISO_WUMS_2_PJM_ROR | MISO_WUMS | PJM_ROR | Internal | Summer | B2 | 25 | 1600 | 1599.46 | 89.35 | 91.36 | 2 | 0.01
2025 | MISO_WUMS_2_PJM_ROR | MISO_WUMS | PJM_ROR | Internal | Summer | B3 | 75 | 1600 | 1144.04 | 86.85 | 88.85 | 2 | 0
2025 | MISO_WUMS_2_PJM_ROR | MISO_WUMS | PJM_ROR | Internal | Summer | B4 | 100 | 1600 | 1600 | 86.18 | 88.85 | 2 | 0.67
2025 | MISO_WUMS_2_PJM_ROR | MISO_WUMS | PJM_ROR | Internal | Summer | B5 | 200 | 1600 | 1216.32 | 83.61 | 85.61 | 2 | 0
2025 | MISO_WUMS_2_PJM_ROR | MISO_WUMS | PJM_ROR | Internal | Summer | B6 | 300 | 1600 | 1599.95 | 76.09 | 78.1 | 2 | 0.01
2025 | MISO_WUMS_2_PJM_ROR | MISO_WUMS | PJM_ROR | Internal | Summer | B7 | 400 | 1600 | 1600 | 53.07 | 67.29 | 2 | 12.22
2025 | MISO_WUMS_2_PJM_ROR | MISO_WUMS | PJM_ROR | Internal | Summer | B8 | 500 | 1600 | 1600 | 53.07 | 57.28 | 2 | 2.21
2025 | MISO_WUMS_2_PJM_ROR | MISO_WUMS | PJM_ROR | Internal | Summer | B9 | 800 | 1600 | 682.22 | 52.6 | 54.6 | 2 | 0
2025 | MISO_WUMS_2_PJM_ROR | MISO_WUMS | PJM_ROR | Internal | Summer | B10 | 1262 | 1600 | 1599.99 | 46.68 | 48.69 | 2 | 0.01
2025 | MISO_WUMS_2_PJM_ROR | MISO_WUMS | PJM_ROR | Internal | Winter | B16 | 25 | 1600 | 1600 | 68.79 | 73.64 | 2 | 2.86
2025 | MISO_WUMS_2_PJM_ROR | MISO_WUMS | PJM_ROR | Internal | Winter | B17 | 100 | 1600 | 1599.86 | 66.17 | 68.18 | 2 | 0.01
2025 | MISO_WUMS_2_PJM_ROR | MISO_WUMS | PJM_ROR | Internal | Winter | B18 | 400 | 1600 | 1599.96 | 60.64 | 62.65 | 2 | 0.01
2025 | MISO_WUMS_2_PJM_ROR | MISO_WUMS | PJM_ROR | Internal | Winter | B19 | 700 | 1600 | 1600 | 58.2 | 61.42 | 2 | 1.22
2025 | MISO_WUMS_2_PJM_ROR | MISO_WUMS | PJM_ROR | Internal | Winter | B20 | 935 | 1600 | 1599.98 | 51.93 | 53.94 | 2 | 0.01
2025 | NE_2_MAPP_US | NE | MAPP_US | Internal | Shoulder | B11 | 25 | 1600 | 0 | 64.25 | 62.25 | 5 | 0
2025 | NE_2_MAPP_US | NE | MAPP_US | Internal | Shoulder | B12 | 200 | 1600 | 0 | 56.86 | 54.86 | 5 | 0
2025 | NE_2_MAPP_US | NE | MAPP_US | Internal | Shoulder | B13 | 600 | 1600 | 0 | 52.86 | 50.86 | 5 | 0
2025 | NE_2_MAPP_US | NE | MAPP_US | Internal | Shoulder | B14 | 900 | 1600 | 0 | 46.71 | 49.92 | 5 | 0
2025 | NE_2_MAPP_US | NE | MAPP_US | Internal | Shoulder | B15 | 1203 | 1600 | 0 | 44.64 | 49.33 | 5 | 0
2025 | NE_2_MAPP_US | NE | MAPP_US | Internal | Summer | B1 | 10 | 1600 | 0 | 86.76 | 84.76 | 5 | 0
2025 | NE_2_MAPP_US | NE | MAPP_US | Internal | Summer | B2 | 25 | 1600 | 0 | 84.36 | 82.36 | 5 | 0
2025 | NE_2_MAPP_US | NE | MAPP_US | Internal | Summer | B3 | 75 | 1600 | 0 | 84.49 | 82.36 | 5 | 0
2025 | NE_2_MAPP_US | NE | MAPP_US | Internal | Summer | B4 | 100 | 1600 | 0 | 81.96 | 79.96 | 5 | 0
2025 | NE_2_MAPP_US | NE | MAPP_US | Internal | Summer | B5 | 200 | 1600 | 0 | 81.27 | 79.27 | 5 | 0
2025 | NE_2_MAPP_US | NE | MAPP_US | Internal | Summer | B6 | 300 | 1600 | 0 | 77.67 | 73.1 | 5 | 0
2025 | NE_2_MAPP_US | NE | MAPP_US | Internal | Summer | B7 | 400 | 1600 | 0 | 60.89 | 58.89 | 5 | 0
2025 | NE_2_MAPP_US | NE | MAPP_US | Internal | Summer | B8 | 500 | 1600 | 0 | 50.28 | 48.28 | 5 | 0
2025 | NE_2_MAPP_US | NE | MAPP_US | Internal | Summer | B9 | 800 | 1600 | 0 | 47.61 | 45.61 | 5 | 0
2025 | NE_2_MAPP_US | NE | MAPP_US | Internal | Summer | B10 | 1262 | 1600 | 0 | 41.69 | 40.7 | 5 | 0
2025 | NE_2_MAPP_US | NE | MAPP_US | Internal | Winter | B16 | 25 | 1600 | 521.59 | 54.42 | 59.42 | 5 | 0
2025 | NE_2_MAPP_US | NE | MAPP_US | Internal | Winter | B17 | 100 | 1600 | 0 | 54.42 | 59.18 | 5 | 0
2025 | NE_2_MAPP_US | NE | MAPP_US | Internal | Winter | B18 | 400 | 1600 | 0 | 55.65 | 53.65 | 5 | 0
2025 | NE_2_MAPP_US | NE | MAPP_US | Internal | Winter | B19 | 700 | 1600 | 0 | 54.42 | 53.65 | 5 | 0
2025 | NE_2_MAPP_US | NE | MAPP_US | Internal | Winter | B20 | 935 | 1600 | 380.78 | 46.94 | 51.94 | 5 | 0
2025 | NE_2_MISO_W | NE | MISO_W | Internal | Shoulder | B11 | 25 | 4089 | 2411.66 | 64.25 | 69.25 | 5 | 0
2025 | NE_2_MISO_W | NE | MISO_W | Internal | Shoulder | B12 | 200 | 4089 | 4071.05 | 56.86 | 61.86 | 5 | 0
2025 | NE_2_MISO_W | NE | MISO_W | Internal | Shoulder | B13 | 600 | 4089 | 3883.01 | 52.86 | 57.86 | 5 | 0
2025 | NE_2_MISO_W | NE | MISO_W | Internal | Shoulder | B14 | 900 | 4089 | 4089 | 46.71 | 55.36 | 5 | 3.65
2025 | NE_2_MISO_W | NE | MISO_W | Internal | Shoulder | B15 | 1203 | 4089 | 4043.64 | 44.64 | 49.64 | 5 | 0
2025 | NE_2_MISO_W | NE | MISO_W | Internal | Summer | B1 | 10 | 4089 | 1458.56 | 86.76 | 91.76 | 5 | 0
2025 | NE_2_MISO_W | NE | MISO_W | Internal | Summer | B2 | 25 | 4089 | 2392.13 | 84.36 | 89.36 | 5 | 0
2025 | NE_2_MISO_W | NE | MISO_W | Internal | Summer | B3 | 75 | 4089 | 0.02 | 84.49 | 89.36 | 5 | 0
2025 | NE_2_MISO_W | NE | MISO_W | Internal | Summer | B4 | 100 | 4089 | 662.15 | 81.96 | 86.96 | 5 | 0
2025 | NE_2_MISO_W | NE | MISO_W | Internal | Summer | B5 | 200 | 4089 | 42.13 | 81.27 | 86.27 | 5 | 0
2025 | NE_2_MISO_W | NE | MISO_W | Internal | Summer | B6 | 300 | 4089 | 0 | 77.67 | 80.1 | 5 | 0
2025 | NE_2_MISO_W | NE | MISO_W | Internal | Summer | B7 | 400 | 4089 | 16.55 | 60.89 | 65.89 | 5 | 0
2025 | NE_2_MISO_W | NE | MISO_W | Internal | Summer | B8 | 500 | 4089 | 688.07 | 50.28 | 55.28 | 5 | 0
2025 | NE_2_MISO_W | NE | MISO_W | Internal | Summer | B9 | 800 | 4089 | 767.39 | 47.61 | 52.61 | 5 | 0
2025 | NE_2_MISO_W | NE | MISO_W | Internal | Summer | B10 | 1262 | 4089 | 1973.42 | 41.69 | 46.69 | 5 | 0
2025 | NE_2_MISO_W | NE | MISO_W | Internal | Winter | B16 | 25 | 4089 | 4089 | 54.42 | 68.8 | 5 | 9.38
2025 | NE_2_MISO_W | NE | MISO_W | Internal | Winter | B17 | 100 | 4089 | 4089 | 54.42 | 66.18 | 5 | 6.76
2025 | NE_2_MISO_W | NE | MISO_W | Internal | Winter | B18 | 400 | 4089 | 3848.98 | 55.65 | 60.65 | 5 | 0
2025 | NE_2_MISO_W | NE | MISO_W | Internal | Winter | B19 | 700 | 4089 | 3838.26 | 54.42 | 59.42 | 5 | 0
2025 | NE_2_MISO_W | NE | MISO_W | Internal | Winter | B20 | 935 | 4089 | 3478.81 | 46.94 | 51.94 | 5 | 0
2025 | NE_2_SPP_N | NE | SPP_N | Internal | Shoulder | B11 | 25 | 1960 | 0.7 | 64.25 | 64.25 | 0.01 | 0
2025 | NE_2_SPP_N | NE | SPP_N | Internal | Shoulder | B12 | 200 | 1960 | 0 | 56.86 | 56.4 | 0.01 | 0
2025 | NE_2_SPP_N | NE | SPP_N | Internal | Shoulder | B13 | 600 | 1960 | 82.76 | 52.86 | 52.87 | 0.01 | 0
2025 | NE_2_SPP_N | NE | SPP_N | Internal | Shoulder | B14 | 900 | 1960 | 202.69 | 46.71 | 46.72 | 0.01 | 0
2025 | NE_2_SPP_N | NE | SPP_N | Internal | Shoulder | B15 | 1203 | 1960 | 1097.99 | 44.64 | 44.65 | 0.01 | 0
2025 | NE_2_SPP_N | NE | SPP_N | Internal | Summer | B1 | 10 | 1960 | 0 | 86.76 | 78.76 | 0.01 | 0
2025 | NE_2_SPP_N | NE | SPP_N | Internal | Summer | B2 | 25 | 1960 | 612.61 | 84.36 | 84.37 | 0.01 | 0
2025 | NE_2_SPP_N | NE | SPP_N | Internal | Summer | B3 | 75 | 1960 | 1927.14 | 84.49 | 84.51 | 0.01 | 0
2025 | NE_2_SPP_N | NE | SPP_N | Internal | Summer | B4 | 100 | 1960 | 591 | 81.96 | 81.98 | 0.01 | 0
2025 | NE_2_SPP_N | NE | SPP_N | Internal | Summer | B5 | 200 | 1960 | 1543.96 | 81.27 | 81.28 | 0.01 | 0
2025 | NE_2_SPP_N | NE | SPP_N | Internal | Summer | B6 | 300 | 1960 | 1960 | 77.67 | 78.1 | 0.01 | 0.42
2025 | NE_2_SPP_N | NE | SPP_N | Internal | Summer | B7 | 400 | 1960 | 1960 | 60.89 | 62.81 | 0.01 | 1.91
2025 | NE_2_SPP_N | NE | SPP_N | Internal | Summer | B8 | 500 | 1960 | 1960 | 50.28 | 53.71 | 0.01 | 3.41
2025 | NE_2_SPP_N | NE | SPP_N | Internal | Summer | B9 | 800 | 1960 | 1960 | 47.61 | 51.34 | 0.01 | 3.72
2025 | NE_2_SPP_N | NE | SPP_N | Internal | Summer | B10 | 1262 | 1960 | 1960 | 41.69 | 45.32 | 0.01 | 3.62
2025 | NE_2_SPP_N | NE | SPP_N | Internal | Winter | B16 | 25 | 1960 | 1960 | 54.42 | 60.79 | 0.01 | 6.35
2025 | NE_2_SPP_N | NE | SPP_N | Internal | Winter | B17 | 100 | 1960 | 1960 | 54.42 | 55.66 | 0.01 | 1.23
2025 | NE_2_SPP_N | NE | SPP_N | Internal | Winter | B18 | 400 | 1960 | 1642.54 | 55.65 | 55.66 | 0.01 | 0
2025 | NE_2_SPP_N | NE | SPP_N | Internal | Winter | B19 | 700 | 1960 | 782.97 | 54.42 | 54.43 | 0.01 | 0
2025 | NE_2_SPP_N | NE | SPP_N | Internal | Winter | B20 | 935 | 1960 | 1589.15 | 46.94 | 46.95 | 0.01 | 0
2025 | NEISO_2_NYISO_A-F | NEISO | NYISO_A-F | Internal | Shoulder | B11 | 25 | 600 | 600 | 52.87 | 61.23 | 3 | 5.36
2025 | NEISO_2_NYISO_A-F | NEISO | NYISO_A-F | Internal | Shoulder | B12 | 200 | 600 | 69.44 | 52.87 | 55.87 | 3 | 0
2025 | NEISO_2_NYISO_A-F | NEISO | NYISO_A-F | Internal | Shoulder | B13 | 600 | 600 | 0.03 | 51.58 | 54.57 | 3 | 0
2025 | NEISO_2_NYISO_A-F | NEISO | NYISO_A-F | Internal | Shoulder | B14 | 900 | 600 | 0 | 51.58 | 54.34 | 3 | 0
2025 | NEISO_2_NYISO_A-F | NEISO | NYISO_A-F | Internal | Shoulder | B15 | 1203 | 600 | 0 | 51.58 | 54.34 | 3 | 0
2025 | NEISO_2_NYISO_A-F | NEISO | NYISO_A-F | Internal | Summer | B1 | 10 | 600 | 0 | 108.14 | 91.76 | 3 | 0
2025 | NEISO_2_NYISO_A-F | NEISO | NYISO_A-F | Internal | Summer | B2 | 25 | 600 | 0 | 86.37 | 83.37 | 3 | 0
2025 | NEISO_2_NYISO_A-F | NEISO | NYISO_A-F | Internal | Summer | B3 | 75 | 600 | 0.18 | 71.08 | 74.07 | 3 | 0
2025 | NEISO_2_NYISO_A-F | NEISO | NYISO_A-F | Internal | Summer | B4 | 100 | 600 | 0.17 | 68.64 | 71.63 | 3 | 0
2025 | NEISO_2_NYISO_A-F | NEISO | NYISO_A-F | Internal | Summer | B5 | 200 | 600 | 600 | 61 | 64.84 | 3 | 0.84
2025 | NEISO_2_NYISO_A-F | NEISO | NYISO_A-F | Internal | Summer | B6 | 300 | 600 | 600 | 49.7 | 59.8 | 3 | 7.1
2025 | NEISO_2_NYISO_A-F | NEISO | NYISO_A-F | Internal | Summer | B7 | 400 | 600 | 600 | 49.7 | 59.28 | 3 | 6.58
2025 | NEISO_2_NYISO_A-F | NEISO | NYISO_A-F | Internal | Summer | B8 | 500 | 600 | 0.03 | 49.7 | 52.69 | 3 | 0
2025 | NEISO_2_NYISO_A-F | NEISO | NYISO_A-F | Internal | Summer | B9 | 800 | 600 | 0 | 49.7 | 52.68 | 3 | 0
2025 | NEISO_2_NYISO_A-F | NEISO | NYISO_A-F | Internal | Summer | B10 | 1262 | 600 | 0 | 49.7 | 52.68 | 3 | 0
2025 | NEISO_2_NYISO_A-F | NEISO | NYISO_A-F | Internal | Winter | B16 | 25 | 600 | 0 | 62.67 | 64.04 | 3 | 0
2025 | NEISO_2_NYISO_A-F | NEISO | NYISO_A-F | Internal | Winter | B17 | 100 | 600 | 0 | 62.67 | 60.19 | 3 | 0
2025 | NEISO_2_NYISO_A-F | NEISO | NYISO_A-F | Internal | Winter | B18 | 400 | 600 | 0 | 61 | 58.32 | 3 | 0
2025 | NEISO_2_NYISO_A-F | NEISO | NYISO_A-F | Internal | Winter | B19 | 700 | 600 | 0 | 61 | 58.32 | 3 | 0
2025 | NEISO_2_NYISO_A-F | NEISO | NYISO_A-F | Internal | Winter | B20 | 935 | 600 | 0 | 61 | 58.32 | 3 | 0
2025 | NEISO_2_NYISO_G-I | NEISO | NYISO_G-I | Internal | Shoulder | B11 | 25 | 600 | 600 | 52.87 | 61.24 | 3 | 5.37
2025 | NEISO_2_NYISO_G-I | NEISO | NYISO_G-I | Internal | Shoulder | B12 | 200 | 600 | 599.92 | 52.87 | 55.88 | 3 | 0.01
2025 | NEISO_2_NYISO_G-I | NEISO | NYISO_G-I | Internal | Shoulder | B13 | 600 | 600 | 128.86 | 51.58 | 54.58 | 3 | 0
2025 | NEISO_2_NYISO_G-I | NEISO | NYISO_G-I | Internal | Shoulder | B14 | 900 | 600 | 0 | 51.58 | 54.35 | 3 | 0
2025 | NEISO_2_NYISO_G-I | NEISO | NYISO_G-I | Internal | Shoulder | B15 | 1203 | 600 | 0 | 51.58 | 54.35 | 3 | 0
2025 | NEISO_2_NYISO_G-I | NEISO | NYISO_G-I | Internal | Summer | B1 | 10 | 600 | 1.42 | 108.14 | 111.12 | 3 | 0
2025 | NEISO_2_NYISO_G-I | NEISO | NYISO_G-I | Internal | Summer | B2 | 25 | 600 | 0.62 | 86.37 | 89.36 | 3 | 0
2025 | NEISO_2_NYISO_G-I | NEISO | NYISO_G-I | Internal | Summer | B3 | 75 | 600 | 479.46 | 71.08 | 74.08 | 3 | 0
2025 | NEISO_2_NYISO_G-I | NEISO | NYISO_G-I | Internal | Summer | B4 | 100 | 600 | 553.69 | 68.64 | 71.64 | 3 | 0
2025 | NEISO_2_NYISO_G-I | NEISO | NYISO_G-I | Internal | Summer | B5 | 200 | 600 | 600 | 61 | 71.03 | 3 | 7.03
2025 | NEISO_2_NYISO_G-I | NEISO | NYISO_G-I | Internal | Summer | B6 | 300 | 600 | 600 | 49.7 | 70.1 | 3 | 17.4
2025 | NEISO_2_NYISO_G-I | NEISO | NYISO_G-I | Internal | Summer | B7 | 400 | 600 | 600 | 49.7 | 59.29 | 3 | 6.59
2025 | NEISO_2_NYISO_G-I | NEISO | NYISO_G-I | Internal | Summer | B8 | 500 | 600 | 482.38 | 49.7 | 52.7 | 3 | 0
2025 | NEISO_2_NYISO_G-I | NEISO | NYISO_G-I | Internal | Summer | B9 | 800 | 600 | 0.02 | 49.7 | 52.69 | 3 | 0
2025 | NEISO_2_NYISO_G-I | NEISO | NYISO_G-I | Internal | Summer | B10 | 1262 | 600 | 0.01 | 49.7 | 52.69 | 3 | 0
2025 | NEISO_2_NYISO_G-I | NEISO | NYISO_G-I | Internal | Winter | B16 | 25 | 600 | 166.47 | 62.67 | 65.67 | 3 | 0
2025 | NEISO_2_NYISO_G-I | NEISO | NYISO_G-I | Internal | Winter | B17 | 100 | 600 | 0.13 | 62.67 | 65.65 | 3 | 0
2025 | NEISO_2_NYISO_G-I | NEISO | NYISO_G-I | Internal | Winter | B18 | 400 | 600 | 0 | 61 | 62.2 | 3 | 0
2025 | NEISO_2_NYISO_G-I | NEISO | NYISO_G-I | Internal | Winter | B19 | 700 | 600 | 0 | 61 | 62.16 | 3 | 0
2025 | NEISO_2_NYISO_G-I | NEISO | NYISO_G-I | Internal | Winter | B20 | 935 | 600 | 0 | 61 | 58.33 | 3 | 0
2025 | NEISO_2_NYISO_J-K | NEISO | NYISO_J-K | Internal | Shoulder | B11 | 25 | 745 | 745 | 52.87 | 61.25 | 3 | 5.38
2025 | NEISO_2_NYISO_J-K | NEISO | NYISO_J-K | Internal | Shoulder | B12 | 200 | 745 | 744.96 | 52.87 | 55.9 | 3 | 0.02
2025 | NEISO_2_NYISO_J-K | NEISO | NYISO_J-K | Internal | Shoulder | B13 | 600 | 745 | 744.97 | 51.58 | 54.59 | 3 | 0.01
2025 | NEISO_2_NYISO_J-K | NEISO | NYISO_J-K | Internal | Shoulder | B14 | 900 | 745 | 0 | 51.58 | 54.36 | 3 | 0
2025 | NEISO_2_NYISO_J-K | NEISO | NYISO_J-K | Internal | Shoulder | B15 | 1203 | 745 | 0 | 51.58 | 54.36 | 3 | 0
2025 | NEISO_2_NYISO_J-K | NEISO | NYISO_J-K | Internal | Summer | B1 | 10 | 745 | 636.7 | 108.14 | 111.14 | 3 | 0
2025 | NEISO_2_NYISO_J-K | NEISO | NYISO_J-K | Internal | Summer | B2 | 25 | 745 | 673.16 | 86.37 | 89.37 | 3 | 0
2025 | NEISO_2_NYISO_J-K | NEISO | NYISO_J-K | Internal | Summer | B3 | 75 | 745 | 744.82 | 71.08 | 74.09 | 3 | 0.01
2025 | NEISO_2_NYISO_J-K | NEISO | NYISO_J-K | Internal | Summer | B4 | 100 | 745 | 744.86 | 68.64 | 71.66 | 3 | 0.01
2025 | NEISO_2_NYISO_J-K | NEISO | NYISO_J-K | Internal | Summer | B5 | 200 | 745 | 745 | 61 | 71.04 | 3 | 7.05
2025 | NEISO_2_NYISO_J-K | NEISO | NYISO_J-K | Internal | Summer | B6 | 300 | 745 | 745 | 49.7 | 70.11 | 3 | 17.41
2025 | NEISO_2_NYISO_J-K | NEISO | NYISO_J-K | Internal | Summer | B7 | 400 | 745 | 745 | 49.7 | 59.31 | 3 | 6.6
2025 | NEISO_2_NYISO_J-K | NEISO | NYISO_J-K | Internal | Summer | B8 | 500 | 745 | 744.97 | 49.7 | 52.72 | 3 | 0.01
2025 | NEISO_2_NYISO_J-K | NEISO | NYISO_J-K | Internal | Summer | B9 | 800 | 745 | 409.26 | 49.7 | 52.7 | 3 | 0
2025 | NEISO_2_NYISO_J-K | NEISO | NYISO_J-K | Internal | Summer | B10 | 1262 | 745 | 172.6 | 49.7 | 52.7 | 3 | 0
2025 | NEISO_2_NYISO_J-K | NEISO | NYISO_J-K | Internal | Winter | B16 | 25 | 745 | 744.48 | 62.67 | 65.68 | 3 | 0.01
2025 | NEISO_2_NYISO_J-K | NEISO | NYISO_J-K | Internal | Winter | B17 | 100 | 745 | 425.91 | 62.67 | 65.67 | 3 | 0
2025 | NEISO_2_NYISO_J-K | NEISO | NYISO_J-K | Internal | Winter | B18 | 400 | 745 | 745 | 61 | 64.77 | 3 | 0.77
2025 | NEISO_2_NYISO_J-K | NEISO | NYISO_J-K | Internal | Winter | B19 | 700 | 745 | 745 | 61 | 64.77 | 3 | 0.77
2025 | NEISO_2_NYISO_J-K | NEISO | NYISO_J-K | Internal | Winter | B20 | 935 | 745 | 0 | 61 | 58.34 | 3 | 0
2025 | NonRTO_Midwest_2_MISO_IN | NonRTO_Midwest | MISO_IN | Internal | Shoulder | B11 | 25 | 4450 | 0 | 77.26 | 69.26 | 8 | 0
2025 | NonRTO_Midwest_2_MISO_IN | NonRTO_Midwest | MISO_IN | Internal | Shoulder | B12 | 200 | 4450 | 0 | 72.17 | 64.17 | 8 | 0
2025 | NonRTO_Midwest_2_MISO_IN | NonRTO_Midwest | MISO_IN | Internal | Shoulder | B13 | 600 | 4450 | 0 | 66.14 | 58.14 | 8 | 0
2025 | NonRTO_Midwest_2_MISO_IN | NonRTO_Midwest | MISO_IN | Internal | Shoulder | B14 | 900 | 4450 | 0 | 63.36 | 55.36 | 8 | 0
2025 | NonRTO_Midwest_2_MISO_IN | NonRTO_Midwest | MISO_IN | Internal | Shoulder | B15 | 1203 | 4450 | 0 | 57.64 | 49.64 | 8 | 0
2025 | NonRTO_Midwest_2_MISO_IN | NonRTO_Midwest | MISO_IN | Internal | Summer | B1 | 10 | 4450 | 0 | 95.99 | 91.75 | 8 | 0
2025 | NonRTO_Midwest_2_MISO_IN | NonRTO_Midwest | MISO_IN | Internal | Summer | B2 | 25 | 4450 | 0 | 95.99 | 89.36 | 8 | 0
2025 | NonRTO_Midwest_2_MISO_IN | NonRTO_Midwest | MISO_IN | Internal | Summer | B3 | 75 | 4450 | 0 | 95.99 | 87.99 | 8 | 0
2025 | NonRTO_Midwest_2_MISO_IN | NonRTO_Midwest | MISO_IN | Internal | Summer | B4 | 100 | 4450 | 0 | 94.96 | 86.96 | 8 | 0
2025 | NonRTO_Midwest_2_MISO_IN | NonRTO_Midwest | MISO_IN | Internal | Summer | B5 | 200 | 4450 | 0 | 91.61 | 83.61 | 8 | 0
2025 | NonRTO_Midwest_2_MISO_IN | NonRTO_Midwest | MISO_IN | Internal | Summer | B6 | 300 | 4450 | 0 | 84.1 | 76.1 | 8 | 0
2025 | NonRTO_Midwest_2_MISO_IN | NonRTO_Midwest | MISO_IN | Internal | Summer | B7 | 400 | 4450 | 0 | 73.89 | 65.89 | 8 | 0
2025 | NonRTO_Midwest_2_MISO_IN | NonRTO_Midwest | MISO_IN | Internal | Summer | B8 | 500 | 4450 | 0 | 63.28 | 55.28 | 8 | 0
2025 | NonRTO_Midwest_2_MISO_IN | NonRTO_Midwest | MISO_IN | Internal | Summer | B9 | 800 | 4450 | 0 | 60.61 | 52.61 | 8 | 0
2025 | NonRTO_Midwest_2_MISO_IN | NonRTO_Midwest | MISO_IN | Internal | Summer | B10 | 1262 | 4450 | 0 | 50.5 | 47.1 | 8 | 0
2025 | NonRTO_Midwest_2_MISO_IN | NonRTO_Midwest | MISO_IN | Internal | Winter | B16 | 25 | 4450 | 0 | 79.63 | 71.63 | 8 | 0
2025 | NonRTO_Midwest_2_MISO_IN | NonRTO_Midwest | MISO_IN | Internal | Winter | B17 | 100 | 4450 | 0 | 74.18 | 66.18 | 8 | 0
2025 | NonRTO_Midwest_2_MISO_IN | NonRTO_Midwest | MISO_IN | Internal | Winter | B18 | 400 | 4450 | 0 | 68.65 | 60.65 | 8 | 0
2025 | NonRTO_Midwest_2_MISO_IN | NonRTO_Midwest | MISO_IN | Internal | Winter | B19 | 700 | 4450 | 0 | 67.42 | 59.42 | 8 | 0
2025 | NonRTO_Midwest_2_MISO_IN | NonRTO_Midwest | MISO_IN | Internal | Winter | B20 | 935 | 4450 | 0 | 59.94 | 51.94 | 8 | 0
2025 | NonRTO_Midwest_2_TVA_Transmission | NonRTO_Midwest | TVA_Transmission | Internal | Shoulder | B11 | 25 | 2400 | 0 | 77.26 | 77.25 | 8 | 0
2025 | NonRTO_Midwest_2_TVA_Transmission | NonRTO_Midwest | TVA_Transmission | Internal | Shoulder | B12 | 200 | 2400 | 0 | 72.17 | 65.96 | 8 | 0
2025 | NonRTO_Midwest_2_TVA_Transmission | NonRTO_Midwest | TVA_Transmission | Internal | Shoulder | B13 | 600 | 2400 | 0 | 66.14 | 62.05 | 8 | 0
2025 | NonRTO_Midwest_2_TVA_Transmission | NonRTO_Midwest | TVA_Transmission | Internal | Shoulder | B14 | 900 | 2400 | 0 | 63.36 | 59.63 | 8 | 0
2025 | NonRTO_Midwest_2_TVA_Transmission | NonRTO_Midwest | TVA_Transmission | Internal | Shoulder | B15 | 1203 | 2400 | 0 | 57.64 | 57.64 | 8 | 0
2025 | NonRTO_Midwest_2_TVA_Transmission | NonRTO_Midwest | TVA_Transmission | Internal | Summer | B1 | 10 | 2400 | 0 | 95.99 | 99.76 | 8 | 0
2025 | NonRTO_Midwest_2_TVA_Transmission | NonRTO_Midwest | TVA_Transmission | Internal | Summer | B2 | 25 | 2400 | 0 | 95.99 | 97.37 | 8 | 0
2025 | NonRTO_Midwest_2_TVA_Transmission | NonRTO_Midwest | TVA_Transmission | Internal | Summer | B3 | 75 | 2400 | 0 | 95.99 | 94.85 | 8 | 0
2025 | NonRTO_Midwest_2_TVA_Transmission | NonRTO_Midwest | TVA_Transmission | Internal | Summer | B4 | 100 | 2400 | 0 | 94.96 | 94.85 | 8 | 0
2025 | NonRTO_Midwest_2_TVA_Transmission | NonRTO_Midwest | TVA_Transmission | Internal | Summer | B5 | 200 | 2400 | 0 | 91.61 | 90.33 | 8 | 0
2025 | NonRTO_Midwest_2_TVA_Transmission | NonRTO_Midwest | TVA_Transmission | Internal | Summer | B6 | 300 | 2400 | 0 | 84.1 | 83.09 | 8 | 0
2025 | NonRTO_Midwest_2_TVA_Transmission | NonRTO_Midwest | TVA_Transmission | Internal | Summer | B7 | 400 | 2400 | 0 | 73.89 | 71.96 | 8 | 0
2025 | NonRTO_Midwest_2_TVA_Transmission | NonRTO_Midwest | TVA_Transmission | Internal | Summer | B8 | 500 | 2400 | 0 | 63.28 | 60.76 | 8 | 0
2025 | NonRTO_Midwest_2_TVA_Transmission | NonRTO_Midwest | TVA_Transmission | Internal | Summer | B9 | 800 | 2400 | 0 | 60.61 | 58.63 | 8 | 0
2025 | NonRTO_Midwest_2_TVA_Transmission | NonRTO_Midwest | TVA_Transmission | Internal | Summer | B10 | 1262 | 2400 | 0 | 50.5 | 52.39 | 8 | 0
2025 | NonRTO_Midwest_2_TVA_Transmission | NonRTO_Midwest | TVA_Transmission | Internal | Winter | B16 | 25 | 2400 | 0 | 79.63 | 79.64 | 8 | 0
2025 | NonRTO_Midwest_2_TVA_Transmission | NonRTO_Midwest | TVA_Transmission | Internal | Winter | B17 | 100 | 2400 | 0 | 74.18 | 68.66 | 8 | 0
2025 | NonRTO_Midwest_2_TVA_Transmission | NonRTO_Midwest | TVA_Transmission | Internal | Winter | B18 | 400 | 2400 | 0 | 68.65 | 64.82 | 8 | 0
2025 | NonRTO_Midwest_2_TVA_Transmission | NonRTO_Midwest | TVA_Transmission | Internal | Winter | B19 | 700 | 2400 | 0 | 67.42 | 64.06 | 8 | 0
2025 | NonRTO_Midwest_2_TVA_Transmission | NonRTO_Midwest | TVA_Transmission | Internal | Winter | B20 | 935 | 2400 | 0 | 59.94 | 59.94 | 8 | 0
2025 | NYISO_A-F_2_IESO | NYISO_A-F | IESO | Internal | Shoulder | B11 | 25 | 1600 | 0 | 61.23 | 42.65 | 7 | 0
2025 | NYISO_A-F_2_IESO | NYISO_A-F | IESO | Internal | Shoulder | B12 | 200 | 1600 | 0 | 55.87 | 42.65 | 7 | 0
2025 | NYISO_A-F_2_IESO | NYISO_A-F | IESO | Internal | Shoulder | B13 | 600 | 1600 | 0 | 54.57 | 42.65 | 7 | 0
2025 | NYISO_A-F_2_IESO | NYISO_A-F | IESO | Internal | Shoulder | B14 | 900 | 1600 | 0 | 54.34 | 42.65 | 7 | 0
2025 | NYISO_A-F_2_IESO | NYISO_A-F | IESO | Internal | Shoulder | B15 | 1203 | 1600 | 0 | 54.34 | 42.65 | 7 | 0
2025 | NYISO_A-F_2_IESO | NYISO_A-F | IESO | Internal | Summer | B1 | 10 | 1600 | 0 | 91.76 | 84.76 | 7 | 0
2025 | NYISO_A-F_2_IESO | NYISO_A-F | IESO | Internal | Summer | B2 | 25 | 1600 | 0 | 83.37 | 76.37 | 7 | 0
2025 | NYISO_A-F_2_IESO | NYISO_A-F | IESO | Internal | Summer | B3 | 75 | 1600 | 0 | 74.07 | 67.07 | 7 | 0
2025 | NYISO_A-F_2_IESO | NYISO_A-F | IESO | Internal | Summer | B4 | 100 | 1600 | 0 | 71.63 | 64.63 | 7 | 0
2025 | NYISO_A-F_2_IESO | NYISO_A-F | IESO | Internal | Summer | B5 | 200 | 1600 | 0 | 64.84 | 47.09 | 7 | 0
2025 | NYISO_A-F_2_IESO | NYISO_A-F | IESO | Internal | Summer | B6 | 300 | 1600 | 0 | 59.8 | 47.09 | 7 | 0
2025 | NYISO_A-F_2_IESO | NYISO_A-F | IESO | Internal | Summer | B7 | 400 | 1600 | 0 | 59.28 | 40.11 | 7 | 0
2025 | NYISO_A-F_2_IESO | NYISO_A-F | IESO | Internal | Summer | B8 | 500 | 1600 | 0 | 52.69 | 40.11 | 7 | 0
2025 | NYISO_A-F_2_IESO | NYISO_A-F | IESO | Internal | Summer | B9 | 800 | 1600 | 0 | 52.68 | 40.11 | 7 | 0
2025 | NYISO_A-F_2_IESO | NYISO_A-F | IESO | Internal | Summer | B10 | 1262 | 1600 | 0 | 52.68 | 40.11 | 7 | 0
2025 | NYISO_A-F_2_IESO | NYISO_A-F | IESO | Internal | Winter | B16 | 25 | 1600 | 0 | 64.04 | 44.95 | 7 | 0
2025 | NYISO_A-F_2_IESO | NYISO_A-F | IESO | Internal | Winter | B17 | 100 | 1600 | 0 | 60.19 | 44.95 | 7 | 0
2025 | NYISO_A-F_2_IESO | NYISO_A-F | IESO | Internal | Winter | B18 | 400 | 1600 | 0 | 58.32 | 44.95 | 7 | 0
2025 | NYISO_A-F_2_IESO | NYISO_A-F | IESO | Internal | Winter | B19 | 700 | 1600 | 0 | 58.32 | 44.95 | 7 | 0
2025 | NYISO_A-F_2_IESO | NYISO_A-F | IESO | Internal | Winter | B20 | 935 | 1600 | 0 | 58.32 | 44.95 | 7 | 0
2025 | NYISO_A-F_2_NEISO | NYISO_A-F | NEISO | Internal | Shoulder | B11 | 25 | 600 | 0 | 61.23 | 52.87 | 3 | 0
2025 | NYISO_A-F_2_NEISO | NYISO_A-F | NEISO | Internal | Shoulder | B12 | 200 | 600 | 0 | 55.87 | 52.87 | 3 | 0
2025 | NYISO_A-F_2_NEISO | NYISO_A-F | NEISO | Internal | Shoulder | B13 | 600 | 600 | 0 | 54.57 | 51.58 | 3 | 0
2025 | NYISO_A-F_2_NEISO | NYISO_A-F | NEISO | Internal | Shoulder | B14 | 900 | 600 | 0 | 54.34 | 51.58 | 3 | 0
2025 | NYISO_A-F_2_NEISO | NYISO_A-F | NEISO | Internal | Shoulder | B15 | 1203 | 600 | 0 | 54.34 | 51.58 | 3 | 0
2025 | NYISO_A-F_2_NEISO | NYISO_A-F | NEISO | Internal | Summer | B1 | 10 | 600 | 600 | 91.76 | 108.14 | 3 | 13.37
2025 | NYISO_A-F_2_NEISO | NYISO_A-F | NEISO | Internal | Summer | B2 | 25 | 600 | 181.61 | 83.37 | 86.37 | 3 | 0
2025 | NYISO_A-F_2_NEISO | NYISO_A-F | NEISO | Internal | Summer | B3 | 75 | 600 | 0 | 74.07 | 71.08 | 3 | 0
2025 | NYISO_A-F_2_NEISO | NYISO_A-F | NEISO | Internal | Summer | B4 | 100 | 600 | 0 | 71.63 | 68.64 | 3 | 0
2025 | NYISO_A-F_2_NEISO | NYISO_A-F | NEISO | Internal | Summer | B5 | 200 | 600 | 0 | 64.84 | 61 | 3 | 0
2025 | NYISO_A-F_2_NEISO | NYISO_A-F | NEISO | Internal | Summer | B6 | 300 | 600 | 0 | 59.8 | 49.7 | 3 | 0
2025 | NYISO_A-F_2_NEISO | NYISO_A-F | NEISO | Internal | Summer | B7 | 400 | 600 | 0 | 59.28 | 49.7 | 3 | 0
2025 | NYISO_A-F_2_NEISO | NYISO_A-F | NEISO | Internal | Summer | B8 | 500 | 600 | 0 | 52.69 | 49.7 | 3 | 0
2025 | NYISO_A-F_2_NEISO | NYISO_A-F | NEISO | Internal | Summer | B9 | 800 | 600 | 0 | 52.68 | 49.7 | 3 | 0
2025 | NYISO_A-F_2_NEISO | NYISO_A-F | NEISO | Internal | Summer | B10 | 1262 | 600 | 0 | 52.68 | 49.7 | 3 | 0
2025 | NYISO_A-F_2_NEISO | NYISO_A-F | NEISO | Internal | Winter | B16 | 25 | 600 | 0 | 64.04 | 62.67 | 3 | 0
2025 | NYISO_A-F_2_NEISO | NYISO_A-F | NEISO | Internal | Winter | B17 | 100 | 600 | 0 | 60.19 | 62.67 | 3 | 0
2025 | NYISO_A-F_2_NEISO | NYISO_A-F | NEISO | Internal | Winter | B18 | 400 | 600 | 0 | 58.32 | 61 | 3 | 0
2025 | NYISO_A-F_2_NEISO | NYISO_A-F | NEISO | Internal | Winter | B19 | 700 | 600 | 0 | 58.32 | 61 | 3 | 0
2025 | NYISO_A-F_2_NEISO | NYISO_A-F | NEISO | Internal | Winter | B20 | 935 | 600 | 0 | 58.32 | 61 | 3 | 0
2025 | NYISO_A-F_2_NYISO_G-I | NYISO_A-F | NYISO_G-I | Internal | Shoulder | B11 | 25 | 5685 | 5220.29 | 61.23 | 61.24 | 0.01 | 0
2025 | NYISO_A-F_2_NYISO_G-I | NYISO_A-F | NYISO_G-I | Internal | Shoulder | B12 | 200 | 5685 | 3971.53 | 55.87 | 55.88 | 0.01 | 0
2025 | NYISO_A-F_2_NYISO_G-I | NYISO_A-F | NYISO_G-I | Internal | Shoulder | B13 | 600 | 5685 | 4036.45 | 54.57 | 54.58 | 0.01 | 0
2025 | NYISO_A-F_2_NYISO_G-I | NYISO_A-F | NYISO_G-I | Internal | Shoulder | B14 | 900 | 5685 | 4235.49 | 54.34 | 54.35 | 0.01 | 0
2025 | NYISO_A-F_2_NYISO_G-I | NYISO_A-F | NYISO_G-I | Internal | Shoulder | B15 | 1203 | 5685 | 2610.95 | 54.34 | 54.35 | 0.01 | 0
2025 | NYISO_A-F_2_NYISO_G-I | NYISO_A-F | NYISO_G-I | Internal | Summer | B1 | 10 | 5685 | 5685 | 91.76 | 111.12 | 0.01 | 19.35
2025 | NYISO_A-F_2_NYISO_G-I | NYISO_A-F | NYISO_G-I | Internal | Summer | B2 | 25 | 5685 | 5685 | 83.37 | 89.36 | 0.01 | 5.98
2025 | NYISO_A-F_2_NYISO_G-I | NYISO_A-F | NYISO_G-I | Internal | Summer | B3 | 75 | 5685 | 5567.28 | 74.07 | 74.08 | 0.01 | 0
2025 | NYISO_A-F_2_NYISO_G-I | NYISO_A-F | NYISO_G-I | Internal | Summer | B4 | 100 | 5685 | 5269.01 | 71.63 | 71.64 | 0.01 | 0
2025 | NYISO_A-F_2_NYISO_G-I | NYISO_A-F | NYISO_G-I | Internal | Summer | B5 | 200 | 5685 | 5685 | 64.84 | 71.03 | 0.01 | 6.18
2025 | NYISO_A-F_2_NYISO_G-I | NYISO_A-F | NYISO_G-I | Internal | Summer | B6 | 300 | 5685 | 5685 | 59.8 | 70.1 | 0.01 | 10.29
2025 | NYISO_A-F_2_NYISO_G-I | NYISO_A-F | NYISO_G-I | Internal | Summer | B7 | 400 | 5685 | 5195.98 | 59.28 | 59.29 | 0.01 | 0
2025 | NYISO_A-F_2_NYISO_G-I | NYISO_A-F | NYISO_G-I | Internal | Summer | B8 | 500 | 5685 | 4433.4 | 52.69 | 52.7 | 0.01 | 0
2025 | NYISO_A-F_2_NYISO_G-I | NYISO_A-F | NYISO_G-I | Internal | Summer | B9 | 800 | 5685 | 4180.37 | 52.68 | 52.69 | 0.01 | 0
2025 | NYISO_A-F_2_NYISO_G-I | NYISO_A-F | NYISO_G-I | Internal | Summer | B10 | 1262 | 5685 | 2181.73 | 52.68 | 52.69 | 0.01 | 0
2025 | NYISO_A-F_2_NYISO_G-I | NYISO_A-F | NYISO_G-I | Internal | Winter | B16 | 25 | 5685 | 5685 | 64.04 | 65.67 | 0.01 | 1.61
2025 | NYISO_A-F_2_NYISO_G-I | NYISO_A-F | NYISO_G-I | Internal | Winter | B17 | 100 | 5685 | 5685 | 60.19 | 65.65 | 0.01 | 5.45
2025 | NYISO_A-F_2_NYISO_G-I | NYISO_A-F | NYISO_G-I | Internal | Winter | B18 | 400 | 5685 | 5685 | 58.32 | 62.2 | 0.01 | 3.87
2025 | NYISO_A-F_2_NYISO_G-I | NYISO_A-F | NYISO_G-I | Internal | Winter | B19 | 700 | 5685 | 5685 | 58.32 | 62.16 | 0.01 | 3.83
2025 | NYISO_A-F_2_NYISO_G-I | NYISO_A-F | NYISO_G-I | Internal | Winter | B20 | 935 | 5685 | 5517.63 | 58.32 | 58.33 | 0.01 | 0
2025 | NYISO_A-F_2_PJM_ROM | NYISO_A-F | PJM_ROM | Internal | Shoulder | B11 | 25 | 1000 | 1000 | 61.23 | 71.24 | 8 | 2.01
2025 | NYISO_A-F_2_PJM_ROM | NYISO_A-F | PJM_ROM | Internal | Shoulder | B12 | 200 | 1000 | 920.22 | 55.87 | 63.87 | 8 | 0
2025 | NYISO_A-F_2_PJM_ROM | NYISO_A-F | PJM_ROM | Internal | Shoulder | B13 | 600 | 1000 | 0 | 54.57 | 59.87 | 8 | 0
2025 | NYISO_A-F_2_PJM_ROM | NYISO_A-F | PJM_ROM | Internal | Shoulder | B14 | 900 | 1000 | 0 | 54.34 | 57.37 | 8 | 0
2025 | NYISO_A-F_2_PJM_ROM | NYISO_A-F | PJM_ROM | Internal | Shoulder | B15 | 1203 | 1000 | 0 | 54.34 | 51.65 | 8 | 0
2025 | NYISO_A-F_2_PJM_ROM | NYISO_A-F | PJM_ROM | Internal | Summer | B1 | 10 | 1000 | 1000 | 91.76 | 105.12 | 8 | 5.36
2025 | NYISO_A-F_2_PJM_ROM | NYISO_A-F | PJM_ROM | Internal | Summer | B2 | 25 | 1000 | 302.34 | 83.37 | 91.37 | 8 | 0
2025 | NYISO_A-F_2_PJM_ROM | NYISO_A-F | PJM_ROM | Internal | Summer | B3 | 75 | 1000 | 1000 | 74.07 | 88.87 | 8 | 6.8
2025 | NYISO_A-F_2_PJM_ROM | NYISO_A-F | PJM_ROM | Internal | Summer | B4 | 100 | 1000 | 1000 | 71.63 | 88.84 | 8 | 9.21
2025 | NYISO_A-F_2_PJM_ROM | NYISO_A-F | PJM_ROM | Internal | Summer | B5 | 200 | 1000 | 1000 | 64.84 | 85.6 | 8 | 12.76
2025 | NYISO_A-F_2_PJM_ROM | NYISO_A-F | PJM_ROM | Internal | Summer | B6 | 300 | 1000 | 1000 | 59.8 | 78.11 | 8 | 10.31
2025 | NYISO_A-F_2_PJM_ROM | NYISO_A-F | PJM_ROM | Internal | Summer | B7 | 400 | 1000 | 999.98 | 59.28 | 67.31 | 8 | 0.02
2025 | NYISO_A-F_2_PJM_ROM | NYISO_A-F | PJM_ROM | Internal | Summer | B8 | 500 | 1000 | 0 | 52.69 | 57.29 | 8 | 0
2025 | NYISO_A-F_2_PJM_ROM | NYISO_A-F | PJM_ROM | Internal | Summer | B9 | 800 | 1000 | 0 | 52.68 | 54.61 | 8 | 0
2025 | NYISO_A-F_2_PJM_ROM | NYISO_A-F | PJM_ROM | Internal | Summer | B10 | 1262 | 1000 | 0 | 52.68 | 48.7 | 8 | 0
2025 | NYISO_A-F_2_PJM_ROM | NYISO_A-F | PJM_ROM | Internal | Winter | B16 | 25 | 1000 | 1000 | 64.04 | 73.66 | 8 | 1.61
2025 | NYISO_A-F_2_PJM_ROM | NYISO_A-F | PJM_ROM | Internal | Winter | B17 | 100 | 1000 | 540.25 | 60.19 | 68.19 | 8 | 0
2025 | NYISO_A-F_2_PJM_ROM | NYISO_A-F | PJM_ROM | Internal | Winter | B18 | 400 | 1000 | 0 | 58.32 | 66.17 | 8 | 0
2025 | NYISO_A-F_2_PJM_ROM | NYISO_A-F | PJM_ROM | Internal | Winter | B19 | 700 | 1000 | 0 | 58.32 | 61.92 | 8 | 0
2025 | NYISO_A-F_2_PJM_ROM | NYISO_A-F | PJM_ROM | Internal | Winter | B20 | 935 | 1000 | 0 | 58.32 | 54.07 | 8 | 0
2025 | NYISO_G-I_2_NEISO | NYISO_G-I | NEISO | Internal | Shoulder | B11 | 25 | 600 | 0 | 61.24 | 52.87 | 3 | 0
2025 | NYISO_G-I_2_NEISO | NYISO_G-I | NEISO | Internal | Shoulder | B12 | 200 | 600 | 0 | 55.88 | 52.87 | 3 | 0
2025 | NYISO_G-I_2_NEISO | NYISO_G-I | NEISO | Internal | Shoulder | B13 | 600 | 600 | 0 | 54.58 | 51.58 | 3 | 0
2025 | NYISO_G-I_2_NEISO | NYISO_G-I | NEISO | Internal | Shoulder | B14 | 900 | 600 | 0 | 54.35 | 51.58 | 3 | 0
2025 | NYISO_G-I_2_NEISO | NYISO_G-I | NEISO | Internal | Shoulder | B15 | 1203 | 600 | 0 | 54.35 | 51.58 | 3 | 0
2025 | NYISO_G-I_2_NEISO | NYISO_G-I | NEISO | Internal | Summer | B1 | 10 | 600 | 0 | 111.12 | 108.14 | 3 | 0
2025 | NYISO_G-I_2_NEISO | NYISO_G-I | NEISO | Internal | Summer | B2 | 25 | 600 | 0 | 89.36 | 86.37 | 3 | 0
2025 | NYISO_G-I_2_NEISO | NYISO_G-I | NEISO | Internal | Summer | B3 | 75 | 600 | 0 | 74.08 | 71.08 | 3 | 0
2025 | NYISO_G-I_2_NEISO | NYISO_G-I | NEISO | Internal | Summer | B4 | 100 | 600 | 0 | 71.64 | 68.64 | 3 | 0
2025 | NYISO_G-I_2_NEISO | NYISO_G-I | NEISO | Internal | Summer | B5 | 200 | 600 | 0 | 71.03 | 61 | 3 | 0
2025 | NYISO_G-I_2_NEISO | NYISO_G-I | NEISO | Internal | Summer | B6 | 300 | 600 | 0 | 70.1 | 49.7 | 3 | 0
2025 | NYISO_G-I_2_NEISO | NYISO_G-I | NEISO | Internal | Summer | B7 | 400 | 600 | 0 | 59.29 | 49.7 | 3 | 0
2025 | NYISO_G-I_2_NEISO | NYISO_G-I | NEISO | Internal | Summer | B8 | 500 | 600 | 0 | 52.7 | 49.7 | 3 | 0
2025 | NYISO_G-I_2_NEISO | NYISO_G-I | NEISO | Internal | Summer | B9 | 800 | 600 | 0 | 52.69 | 49.7 | 3 | 0
2025 | NYISO_G-I_2_NEISO | NYISO_G-I | NEISO | Internal | Summer | B10 | 1262 | 600 | 0 | 52.69 | 49.7 | 3 | 0
2025 | NYISO_G-I_2_NEISO | NYISO_G-I | NEISO | Internal | Winter | B16 | 25 | 600 | 0 | 65.67 | 62.67 | 3 | 0
2025 | NYISO_G-I_2_NEISO | NYISO_G-I | NEISO | Internal | Winter | B17 | 100 | 600 | 0 | 65.65 | 62.67 | 3 | 0
2025 | NYISO_G-I_2_NEISO | NYISO_G-I | NEISO | Internal | Winter | B18 | 400 | 600 | 0 | 62.2 | 61 | 3 | 0
2025 | NYISO_G-I_2_NEISO | NYISO_G-I | NEISO | Internal | Winter | B19 | 700 | 600 | 0 | 62.16 | 61 | 3 | 0
2025 | NYISO_G-I_2_NEISO | NYISO_G-I | NEISO | Internal | Winter | B20 | 935 | 600 | 0 | 58.33 | 61 | 3 | 0
2025 | NYISO_G-I_2_NYISO_A-F | NYISO_G-I | NYISO_A-F | Internal | Shoulder | B11 | 25 | 3434 | 0.28 | 61.24 | 61.23 | 0.01 | 0
2025 | NYISO_G-I_2_NYISO_A-F | NYISO_G-I | NYISO_A-F | Internal | Shoulder | B12 | 200 | 3434 | 0.04 | 55.88 | 55.87 | 0.01 | 0
2025 | NYISO_G-I_2_NYISO_A-F | NYISO_G-I | NYISO_A-F | Internal | Shoulder | B13 | 600 | 3434 | 0.01 | 54.58 | 54.57 | 0.01 | 0
2025 | NYISO_G-I_2_NYISO_A-F | NYISO_G-I | NYISO_A-F | Internal | Shoulder | B14 | 900 | 3434 | 0 | 54.35 | 54.34 | 0.01 | 0
2025 | NYISO_G-I_2_NYISO_A-F | NYISO_G-I | NYISO_A-F | Internal | Shoulder | B15 | 1203 | 3434 | 0 | 54.35 | 54.34 | 0.01 | 0
2025 | NYISO_G-I_2_NYISO_A-F | NYISO_G-I | NYISO_A-F | Internal | Summer | B1 | 10 | 3434 | 0 | 111.12 | 91.76 | 0.01 | 0
2025 | NYISO_G-I_2_NYISO_A-F | NYISO_G-I | NYISO_A-F | Internal | Summer | B2 | 25 | 3434 | 0 | 89.36 | 83.37 | 0.01 | 0
2025 | NYISO_G-I_2_NYISO_A-F | NYISO_G-I | NYISO_A-F | Internal | Summer | B3 | 75 | 3434 | 0.09 | 74.08 | 74.07 | 0.01 | 0
2025 | NYISO_G-I_2_NYISO_A-F | NYISO_G-I | NYISO_A-F | Internal | Summer | B4 | 100 | 3434 | 0.07 | 71.64 | 71.63 | 0.01 | 0
2025 | NYISO_G-I_2_NYISO_A-F | NYISO_G-I | NYISO_A-F | Internal | Summer | B5 | 200 | 3434 | 0 | 71.03 | 64.84 | 0.01 | 0
2025 | NYISO_G-I_2_NYISO_A-F | NYISO_G-I | NYISO_A-F | Internal | Summer | B6 | 300 | 3434 | 0 | 70.1 | 59.8 | 0.01 | 0
2025 | NYISO_G-I_2_NYISO_A-F | NYISO_G-I | NYISO_A-F | Internal | Summer | B7 | 400 | 3434 | 0.02 | 59.29 | 59.28 | 0.01 | 0
2025 | NYISO_G-I_2_NYISO_A-F | NYISO_G-I | NYISO_A-F | Internal | Summer | B8 | 500 | 3434 | 0.02 | 52.7 | 52.69 | 0.01 | 0
2025 | NYISO_G-I_2_NYISO_A-F | NYISO_G-I | NYISO_A-F | Internal | Summer | B9 | 800 | 3434 | 0.01 | 52.69 | 52.68 | 0.01 | 0
2025 | NYISO_G-I_2_NYISO_A-F | NYISO_G-I | NYISO_A-F | Internal | Summer | B10 | 1262 | 3434 | 0 | 52.69 | 52.68 | 0.01 | 0
2025 | NYISO_G-I_2_NYISO_A-F | NYISO_G-I | NYISO_A-F | Internal | Winter | B16 | 25 | 3434 | 0 | 65.67 | 64.04 | 0.01 | 0
2025 | NYISO_G-I_2_NYISO_A-F | NYISO_G-I | NYISO_A-F | Internal | Winter | B17 | 100 | 3434 | 0 | 65.65 | 60.19 | 0.01 | 0
2025 | NYISO_G-I_2_NYISO_A-F | NYISO_G-I | NYISO_A-F | Internal | Winter | B18 | 400 | 3434 | 0 | 62.2 | 58.32 | 0.01 | 0
2025 | NYISO_G-I_2_NYISO_A-F | NYISO_G-I | NYISO_A-F | Internal | Winter | B19 | 700 | 3434 | 0 | 62.16 | 58.32 | 0.01 | 0
2025 | NYISO_G-I_2_NYISO_A-F | NYISO_G-I | NYISO_A-F | Internal | Winter | B20 | 935 | 3434 | 0 | 58.33 | 58.32 | 0.01 | 0
2025 | NYISO_G-I_2_NYISO_J-K | NYISO_G-I | NYISO_J-K | Internal | Shoulder | B11 | 25 | 6130 | 4560.9 | 61.24 | 61.25 | 0.01 | 0
2025 | NYISO_G-I_2_NYISO_J-K | NYISO_G-I | NYISO_J-K | Internal | Shoulder | B12 | 200 | 6130 | 4856.73 | 55.88 | 55.9 | 0.01 | 0
2025 | NYISO_G-I_2_NYISO_J-K | NYISO_G-I | NYISO_J-K | Internal | Shoulder | B13 | 600 | 6130 | 4573.49 | 54.58 | 54.59 | 0.01 | 0
2025 | NYISO_G-I_2_NYISO_J-K | NYISO_G-I | NYISO_J-K | Internal | Shoulder | B14 | 900 | 6130 | 4592.78 | 54.35 | 54.36 | 0.01 | 0
2025 | NYISO_G-I_2_NYISO_J-K | NYISO_G-I | NYISO_J-K | Internal | Shoulder | B15 | 1203 | 6130 | 2917.74 | 54.35 | 54.36 | 0.01 | 0
2025 | NYISO_G-I_2_NYISO_J-K | NYISO_G-I | NYISO_J-K | Internal | Summer | B1 | 10 | 6130 | 4921.24 | 111.12 | 111.14 | 0.01 | 0
2025 | NYISO_G-I_2_NYISO_J-K | NYISO_G-I | NYISO_J-K | Internal | Summer | B2 | 25 | 6130 | 5074.43 | 89.36 | 89.37 | 0.01 | 0
2025 | NYISO_G-I_2_NYISO_J-K | NYISO_G-I | NYISO_J-K | Internal | Summer | B3 | 75 | 6130 | 4335.51 | 74.08 | 74.09 | 0.01 | 0
2025 | NYISO_G-I_2_NYISO_J-K | NYISO_G-I | NYISO_J-K | Internal | Summer | B4 | 100 | 6130 | 4373.56 | 71.64 | 71.66 | 0.01 | 0
2025 | NYISO_G-I_2_NYISO_J-K | NYISO_G-I | NYISO_J-K | Internal | Summer | B5 | 200 | 6130 | 4970.98 | 71.03 | 71.04 | 0.01 | 0
2025 | NYISO_G-I_2_NYISO_J-K | NYISO_G-I | NYISO_J-K | Internal | Summer | B6 | 300 | 6130 | 5869.15 | 70.1 | 70.11 | 0.01 | 0
2025 | NYISO_G-I_2_NYISO_J-K | NYISO_G-I | NYISO_J-K | Internal | Summer | B7 | 400 | 6130 | 4921.43 | 59.29 | 59.31 | 0.01 | 0
2025 | NYISO_G-I_2_NYISO_J-K | NYISO_G-I | NYISO_J-K | Internal | Summer | B8 | 500 | 6130 | 5614.06 | 52.7 | 52.72 | 0.01 | 0
2025 | NYISO_G-I_2_NYISO_J-K | NYISO_G-I | NYISO_J-K | Internal | Summer | B9 | 800 | 6130 | 5085.67 | 52.69 | 52.7 | 0.01 | 0
2025 | NYISO_G-I_2_NYISO_J-K | NYISO_G-I | NYISO_J-K | Internal | Summer | B10 | 1262 | 6130 | 3535.66 | 52.69 | 52.7 | 0.01 | 0
2025 | NYISO_G-I_2_NYISO_J-K | NYISO_G-I | NYISO_J-K | Internal | Winter | B16 | 25 | 6130 | 6102.04 | 65.67 | 65.68 | 0.01 | 0
2025 | NYISO_G-I_2_NYISO_J-K | NYISO_G-I | NYISO_J-K | Internal | Winter | B17 | 100 | 6130 | 6062.7 | 65.65 | 65.67 | 0.01 | 0
2025 | NYISO_G-I_2_NYISO_J-K | NYISO_G-I | NYISO_J-K | Internal | Winter | B18 | 400 | 6130 | 6130 | 62.2 | 64.77 | 0.01 | 2.55
2025 | NYISO_G-I_2_NYISO_J-K | NYISO_G-I | NYISO_J-K | Internal | Winter | B19 | 700 | 6130 | 6130 | 62.16 | 64.77 | 0.01 | 2.6
2025 | NYISO_G-I_2_NYISO_J-K | NYISO_G-I | NYISO_J-K | Internal | Winter | B20 | 935 | 6130 | 5753.87 | 58.33 | 58.34 | 0.01 | 0
2025 | NYISO_G-I_2_PJM_E | NYISO_G-I | PJM_E | Internal | Shoulder | B11 | 25 | 1500 | 1500 | 61.24 | 71.23 | 8 | 1.98
2025 | NYISO_G-I_2_PJM_E | NYISO_G-I | PJM_E | Internal | Shoulder | B12 | 200 | 1500 | 0.04 | 55.88 | 63.86 | 8 | 0
2025 | NYISO_G-I_2_PJM_E | NYISO_G-I | PJM_E | Internal | Shoulder | B13 | 600 | 1500 | 0 | 54.58 | 59.86 | 8 | 0
2025 | NYISO_G-I_2_PJM_E | NYISO_G-I | PJM_E | Internal | Shoulder | B14 | 900 | 1500 | 0 | 54.35 | 57.36 | 8 | 0
2025 | NYISO_G-I_2_PJM_E | NYISO_G-I | PJM_E | Internal | Shoulder | B15 | 1203 | 1500 | 0 | 54.35 | 51.64 | 8 | 0
2025 | NYISO_G-I_2_PJM_E | NYISO_G-I | PJM_E | Internal | Summer | B1 | 10 | 1500 | 0 | 111.12 | 105.14 | 8 | 0
2025 | NYISO_G-I_2_PJM_E | NYISO_G-I | PJM_E | Internal | Summer | B2 | 25 | 1500 | 0 | 89.36 | 91.38 | 8 | 0
2025 | NYISO_G-I_2_PJM_E | NYISO_G-I | PJM_E | Internal | Summer | B3 | 75 | 1500 | 1500 | 74.08 | 88.85 | 8 | 6.77
2025 | NYISO_G-I_2_PJM_E | NYISO_G-I | PJM_E | Internal | Summer | B4 | 100 | 1500 | 1500 | 71.64 | 88.83 | 8 | 9.19
2025 | NYISO_G-I_2_PJM_E | NYISO_G-I | PJM_E | Internal | Summer | B5 | 200 | 1500 | 1500 | 71.03 | 85.59 | 8 | 6.56
2025 | NYISO_G-I_2_PJM_E | NYISO_G-I | PJM_E | Internal | Summer | B6 | 300 | 1500 | 794.29 | 70.1 | 78.1 | 8 | 0
2025 | NYISO_G-I_2_PJM_E | NYISO_G-I | PJM_E | Internal | Summer | B7 | 400 | 1500 | 1439.33 | 59.29 | 67.29 | 8 | 0
2025 | NYISO_G-I_2_PJM_E | NYISO_G-I | PJM_E | Internal | Summer | B8 | 500 | 1500 | 0 | 52.7 | 57.28 | 8 | 0
2025 | NYISO_G-I_2_PJM_E | NYISO_G-I | PJM_E | Internal | Summer | B9 | 800 | 1500 | 0 | 52.69 | 54.6 | 8 | 0
2025 | NYISO_G-I_2_PJM_E | NYISO_G-I | PJM_E | Internal | Summer | B10 | 1262 | 1500 | 0 | 52.69 | 48.69 | 8 | 0
2025 | NYISO_G-I_2_PJM_E | NYISO_G-I | PJM_E | Internal | Winter | B16 | 25 | 1500 | 0.53 | 65.67 | 73.64 | 8 | 0
2025 | NYISO_G-I_2_PJM_E | NYISO_G-I | PJM_E | Internal | Winter | B17 | 100 | 1500 | 0 | 65.65 | 68.18 | 8 | 0
2025 | NYISO_G-I_2_PJM_E | NYISO_G-I | PJM_E | Internal | Winter | B18 | 400 | 1500 | 0 | 62.2 | 66.16 | 8 | 0
2025 | NYISO_G-I_2_PJM_E | NYISO_G-I | PJM_E | Internal | Winter | B19 | 700 | 1500 | 0 | 62.16 | 61.93 | 8 | 0
2025 | NYISO_G-I_2_PJM_E | NYISO_G-I | PJM_E | Internal | Winter | B20 | 935 | 1500 | 0 | 58.33 | 54.08 | 8 | 0
2025 | NYISO_J-K_2_NEISO | NYISO_J-K | NEISO | Internal | Shoulder | B11 | 25 | 315 | 0 | 61.25 | 52.87 | 3 | 0
2025 | NYISO_J-K_2_NEISO | NYISO_J-K | NEISO | Internal | Shoulder | B12 | 200 | 315 | 0 | 55.9 | 52.87 | 3 | 0
2025 | NYISO_J-K_2_NEISO | NYISO_J-K | NEISO | Internal | Shoulder | B13 | 600 | 315 | 0 | 54.59 | 51.58 | 3 | 0
2025 | NYISO_J-K_2_NEISO | NYISO_J-K | NEISO | Internal | Shoulder | B14 | 900 | 315 | 0 | 54.36 | 51.58 | 3 | 0
2025 | NYISO_J-K_2_NEISO | NYISO_J-K | NEISO | Internal | Shoulder | B15 | 1203 | 315 | 0 | 54.36 | 51.58 | 3 | 0
2025 | NYISO_J-K_2_NEISO | NYISO_J-K | NEISO | Internal | Summer | B1 | 10 | 315 | 0 | 111.14 | 108.14 | 3 | 0
2025 | NYISO_J-K_2_NEISO | NYISO_J-K | NEISO | Internal | Summer | B2 | 25 | 315 | 0 | 89.37 | 86.37 | 3 | 0
2025 | NYISO_J-K_2_NEISO | NYISO_J-K | NEISO | Internal | Summer | B3 | 75 | 315 | 0 | 74.09 | 71.08 | 3 | 0
2025 | NYISO_J-K_2_NEISO | NYISO_J-K | NEISO | Internal | Summer | B4 | 100 | 315 | 0 | 71.66 | 68.64 | 3 | 0
2025 | NYISO_J-K_2_NEISO | NYISO_J-K | NEISO | Internal | Summer | B5 | 200 | 315 | 0 | 71.04 | 61 | 3 | 0
2025 | NYISO_J-K_2_NEISO | NYISO_J-K | NEISO | Internal | Summer | B6 | 300 | 315 | 0 | 70.11 | 49.7 | 3 | 0
2025 | NYISO_J-K_2_NEISO | NYISO_J-K | NEISO | Internal | Summer | B7 | 400 | 315 | 0 | 59.31 | 49.7 | 3 | 0
2025 | NYISO_J-K_2_NEISO | NYISO_J-K | NEISO | Internal | Summer | B8 | 500 | 315 | 0 | 52.72 | 49.7 | 3 | 0
2025 | NYISO_J-K_2_NEISO | NYISO_J-K | NEISO | Internal | Summer | B9 | 800 | 315 | 0 | 52.7 | 49.7 | 3 | 0
2025 | NYISO_J-K_2_NEISO | NYISO_J-K | NEISO | Internal | Summer | B10 | 1262 | 315 | 0 | 52.7 | 49.7 | 3 | 0
2025 | NYISO_J-K_2_NEISO | NYISO_J-K | NEISO | Internal | Winter | B16 | 25 | 315 | 0 | 65.68 | 62.67 | 3 | 0
2025 | NYISO_J-K_2_NEISO | NYISO_J-K | NEISO | Internal | Winter | B17 | 100 | 315 | 0 | 65.67 | 62.67 | 3 | 0
2025 | NYISO_J-K_2_NEISO | NYISO_J-K | NEISO | Internal | Winter | B18 | 400 | 315 | 0 | 64.77 | 61 | 3 | 0
2025 | NYISO_J-K_2_NEISO | NYISO_J-K | NEISO | Internal | Winter | B19 | 700 | 315 | 0 | 64.77 | 61 | 3 | 0
2025 | NYISO_J-K_2_NEISO | NYISO_J-K | NEISO | Internal | Winter | B20 | 935 | 315 | 0 | 58.34 | 61 | 3 | 0
2025 | NYISO_J-K_2_NYISO_G-I | NYISO_J-K | NYISO_G-I | Internal | Shoulder | B11 | 25 | 1999 | 0.3 | 61.25 | 61.24 | 0.01 | 0
2025 | NYISO_J-K_2_NYISO_G-I | NYISO_J-K | NYISO_G-I | Internal | Shoulder | B12 | 200 | 1999 | 0.04 | 55.9 | 55.88 | 0.01 | 0
2025 | NYISO_J-K_2_NYISO_G-I | NYISO_J-K | NYISO_G-I | Internal | Shoulder | B13 | 600 | 1999 | 0.01 | 54.59 | 54.58 | 0.01 | 0
2025 | NYISO_J-K_2_NYISO_G-I | NYISO_J-K | NYISO_G-I | Internal | Shoulder | B14 | 900 | 1999 | 0 | 54.36 | 54.35 | 0.01 | 0
2025 | NYISO_J-K_2_NYISO_G-I | NYISO_J-K | NYISO_G-I | Internal | Shoulder | B15 | 1203 | 1999 | 0 | 54.36 | 54.35 | 0.01 | 0
2025 | NYISO_J-K_2_NYISO_G-I | NYISO_J-K | NYISO_G-I | Internal | Summer | B1 | 10 | 1999 | 0.7 | 111.14 | 111.12 | 0.01 | 0
2025 | NYISO_J-K_2_NYISO_G-I | NYISO_J-K | NYISO_G-I | Internal | Summer | B2 | 25 | 1999 | 0.29 | 89.37 | 89.36 | 0.01 | 0
2025 | NYISO_J-K_2_NYISO_G-I | NYISO_J-K | NYISO_G-I | Internal | Summer | B3 | 75 | 1999 | 0.1 | 74.09 | 74.08 | 0.01 | 0
2025 | NYISO_J-K_2_NYISO_G-I | NYISO_J-K | NYISO_G-I | Internal | Summer | B4 | 100 | 1999 | 0.08 | 71.66 | 71.64 | 0.01 | 0
2025 | NYISO_J-K_2_NYISO_G-I | NYISO_J-K | NYISO_G-I | Internal | Summer | B5 | 200 | 1999 | 0.04 | 71.04 | 71.03 | 0.01 | 0
2025 | NYISO_J-K_2_NYISO_G-I | NYISO_J-K | NYISO_G-I | Internal | Summer | B6 | 300 | 1999 | 0.03 | 70.11 | 70.1 | 0.01 | 0
2025 | NYISO_J-K_2_NYISO_G-I | NYISO_J-K | NYISO_G-I | Internal | Summer | B7 | 400 | 1999 | 0.02 | 59.31 | 59.29 | 0.01 | 0
2025 | NYISO_J-K_2_NYISO_G-I | NYISO_J-K | NYISO_G-I | Internal | Summer | B8 | 500 | 1999 | 0.02 | 52.72 | 52.7 | 0.01 | 0
2025 | NYISO_J-K_2_NYISO_G-I | NYISO_J-K | NYISO_G-I | Internal | Summer | B9 | 800 | 1999 | 0.01 | 52.7 | 52.69 | 0.01 | 0
2025 | NYISO_J-K_2_NYISO_G-I | NYISO_J-K | NYISO_G-I | Internal | Summer | B10 | 1262 | 1999 | 0 | 52.7 | 52.69 | 0.01 | 0
2025 | NYISO_J-K_2_NYISO_G-I | NYISO_J-K | NYISO_G-I | Internal | Winter | B16 | 25 | 1999 | 0.22 | 65.68 | 65.67 | 0.01 | 0
2025 | NYISO_J-K_2_NYISO_G-I | NYISO_J-K | NYISO_G-I | Internal | Winter | B17 | 100 | 1999 | 0.07 | 65.67 | 65.65 | 0.01 | 0
2025 | NYISO_J-K_2_NYISO_G-I | NYISO_J-K | NYISO_G-I | Internal | Winter | B18 | 400 | 1999 | 0 | 64.77 | 62.2 | 0.01 | 0
2025 | NYISO_J-K_2_NYISO_G-I | NYISO_J-K | NYISO_G-I | Internal | Winter | B19 | 700 | 1999 | 0 | 64.77 | 62.16 | 0.01 | 0
2025 | NYISO_J-K_2_NYISO_G-I | NYISO_J-K | NYISO_G-I | Internal | Winter | B20 | 935 | 1999 | 0 | 58.34 | 58.33 | 0.01 | 0
2025 | NYISO_J-K_2_PJM_E | NYISO_J-K | PJM_E | Internal | Shoulder | B11 | 25 | 330 | 330 | 61.25 | 71.23 | 8 | 1.97
2025 | NYISO_J-K_2_PJM_E | NYISO_J-K | PJM_E | Internal | Shoulder | B12 | 200 | 330 | 0.03 | 55.9 | 63.86 | 8 | 0
2025 | NYISO_J-K_2_PJM_E | NYISO_J-K | PJM_E | Internal | Shoulder | B13 | 600 | 330 | 0 | 54.59 | 59.86 | 8 | 0
2025 | NYISO_J-K_2_PJM_E | NYISO_J-K | PJM_E | Internal | Shoulder | B14 | 900 | 330 | 0 | 54.36 | 57.36 | 8 | 0
2025 | NYISO_J-K_2_PJM_E | NYISO_J-K | PJM_E | Internal | Shoulder | B15 | 1203 | 330 | 0 | 54.36 | 51.64 | 8 | 0
2025 | NYISO_J-K_2_PJM_E | NYISO_J-K | PJM_E | Internal | Summer | B1 | 10 | 330 | 0 | 111.14 | 105.14 | 8 | 0
2025 | NYISO_J-K_2_PJM_E | NYISO_J-K | PJM_E | Internal | Summer | B2 | 25 | 330 | 0 | 89.37 | 91.38 | 8 | 0
2025 | NYISO_J-K_2_PJM_E | NYISO_J-K | PJM_E | Internal | Summer | B3 | 75 | 330 | 330 | 74.09 | 88.85 | 8 | 6.76
2025 | NYISO_J-K_2_PJM_E | NYISO_J-K | PJM_E | Internal | Summer | B4 | 100 | 330 | 330 | 71.66 | 88.83 | 8 | 9.17
2025 | NYISO_J-K_2_PJM_E | NYISO_J-K | PJM_E | Internal | Summer | B5 | 200 | 330 | 330 | 71.04 | 85.59 | 8 | 6.55
2025 | NYISO_J-K_2_PJM_E | NYISO_J-K | PJM_E | Internal | Summer | B6 | 300 | 330 | 0.05 | 70.11 | 78.1 | 8 | 0
2025 | NYISO_J-K_2_PJM_E | NYISO_J-K | PJM_E | Internal | Summer | B7 | 400 | 330 | 0.04 | 59.31 | 67.29 | 8 | 0
2025 | NYISO_J-K_2_PJM_E | NYISO_J-K | PJM_E | Internal | Summer | B8 | 500 | 330 | 0 | 52.72 | 57.28 | 8 | 0
2025 | NYISO_J-K_2_PJM_E | NYISO_J-K | PJM_E | Internal | Summer | B9 | 800 | 330 | 0 | 52.7 | 54.6 | 8 | 0
2025 | NYISO_J-K_2_PJM_E | NYISO_J-K | PJM_E | Internal | Summer | B10 | 1262 | 330 | 0 | 52.7 | 48.69 | 8 | 0
2025 | NYISO_J-K_2_PJM_E | NYISO_J-K | PJM_E | Internal | Winter | B16 | 25 | 330 | 0.15 | 65.68 | 73.64 | 8 | 0
2025 | NYISO_J-K_2_PJM_E | NYISO_J-K | PJM_E | Internal | Winter | B17 | 100 | 330 | 0 | 65.67 | 68.18 | 8 | 0
2025 | NYISO_J-K_2_PJM_E | NYISO_J-K | PJM_E | Internal | Winter | B18 | 400 | 330 | 0 | 64.77 | 66.16 | 8 | 0
2025 | NYISO_J-K_2_PJM_E | NYISO_J-K | PJM_E | Internal | Winter | B19 | 700 | 330 | 0 | 64.77 | 61.93 | 8 | 0
2025 | NYISO_J-K_2_PJM_E | NYISO_J-K | PJM_E | Internal | Winter | B20 | 935 | 330 | 0 | 58.34 | 54.08 | 8 | 0
2025 | PJM_E_2_NYISO_G-I | PJM_E | NYISO_G-I | Internal | Shoulder | B11 | 25 | 500 | 0 | 71.23 | 61.24 | 6 | 0
2025 | PJM_E_2_NYISO_G-I | PJM_E | NYISO_G-I | Internal | Shoulder | B12 | 200 | 500 | 0 | 63.86 | 55.88 | 6 | 0
2025 | PJM_E_2_NYISO_G-I | PJM_E | NYISO_G-I | Internal | Shoulder | B13 | 600 | 500 | 0 | 59.86 | 54.58 | 6 | 0
2025 | PJM_E_2_NYISO_G-I | PJM_E | NYISO_G-I | Internal | Shoulder | B14 | 900 | 500 | 0 | 57.36 | 54.35 | 6 | 0
2025 | PJM_E_2_NYISO_G-I | PJM_E | NYISO_G-I | Internal | Shoulder | B15 | 1203 | 500 | 0 | 51.64 | 54.35 | 6 | 0
2025 | PJM_E_2_NYISO_G-I | PJM_E | NYISO_G-I | Internal | Summer | B1 | 10 | 500 | 1.83 | 105.14 | 111.12 | 6 | 0
2025 | PJM_E_2_NYISO_G-I | PJM_E | NYISO_G-I | Internal | Summer | B2 | 25 | 500 | 0 | 91.38 | 89.36 | 6 | 0
2025 | PJM_E_2_NYISO_G-I | PJM_E | NYISO_G-I | Internal | Summer | B3 | 75 | 500 | 0 | 88.85 | 74.08 | 6 | 0
2025 | PJM_E_2_NYISO_G-I | PJM_E | NYISO_G-I | Internal | Summer | B4 | 100 | 500 | 0 | 88.83 | 71.64 | 6 | 0
2025 | PJM_E_2_NYISO_G-I | PJM_E | NYISO_G-I | Internal | Summer | B5 | 200 | 500 | 0 | 85.59 | 71.03 | 6 | 0
2025 | PJM_E_2_NYISO_G-I | PJM_E | NYISO_G-I | Internal | Summer | B6 | 300 | 500 | 0 | 78.1 | 70.1 | 6 | 0
2025 | PJM_E_2_NYISO_G-I | PJM_E | NYISO_G-I | Internal | Summer | B7 | 400 | 500 | 0 | 67.29 | 59.29 | 6 | 0
2025 | PJM_E_2_NYISO_G-I | PJM_E | NYISO_G-I | Internal | Summer | B8 | 500 | 500 | 0 | 57.28 | 52.7 | 6 | 0
2025 | PJM_E_2_NYISO_G-I | PJM_E | NYISO_G-I | Internal | Summer | B9 | 800 | 500 | 0 | 54.6 | 52.69 | 6 | 0
2025 | PJM_E_2_NYISO_G-I | PJM_E | NYISO_G-I | Internal | Summer | B10 | 1262 | 500 | 0 | 48.69 | 52.69 | 6 | 0
2025 | PJM_E_2_NYISO_G-I | PJM_E | NYISO_G-I | Internal | Winter | B16 | 25 | 500 | 0 | 73.64 | 65.67 | 6 | 0
2025 | PJM_E_2_NYISO_G-I | PJM_E | NYISO_G-I | Internal | Winter | B17 | 100 | 500 | 0 | 68.18 | 65.65 | 6 | 0
2025 | PJM_E_2_NYISO_G-I | PJM_E | NYISO_G-I | Internal | Winter | B18 | 400 | 500 | 0 | 66.16 | 62.2 | 6 | 0
2025 | PJM_E_2_NYISO_G-I | PJM_E | NYISO_G-I | Internal | Winter | B19 | 700 | 500 | 0 | 61.93 | 62.16 | 6 | 0
2025 | PJM_E_2_NYISO_G-I | PJM_E | NYISO_G-I | Internal | Winter | B20 | 935 | 500 | 0 | 54.08 | 58.33 | 6 | 0
2025 | PJM_E_2_NYISO_J-K | PJM_E | NYISO_J-K | Internal | Shoulder | B11 | 25 | 330 | 0 | 71.23 | 61.25 | 6 | 0
2025 | PJM_E_2_NYISO_J-K | PJM_E | NYISO_J-K | Internal | Shoulder | B12 | 200 | 330 | 0 | 63.86 | 55.9 | 6 | 0
2025 | PJM_E_2_NYISO_J-K | PJM_E | NYISO_J-K | Internal | Shoulder | B13 | 600 | 330 | 0 | 59.86 | 54.59 | 6 | 0
2025 | PJM_E_2_NYISO_J-K | PJM_E | NYISO_J-K | Internal | Shoulder | B14 | 900 | 330 | 0 | 57.36 | 54.36 | 6 | 0
2025 | PJM_E_2_NYISO_J-K | PJM_E | NYISO_J-K | Internal | Shoulder | B15 | 1203 | 330 | 0 | 51.64 | 54.36 | 6 | 0
2025 | PJM_E_2_NYISO_J-K | PJM_E | NYISO_J-K | Internal | Summer | B1 | 10 | 330 | 301.72 | 105.14 | 111.14 | 6 | 0
2025 | PJM_E_2_NYISO_J-K | PJM_E | NYISO_J-K | Internal | Summer | B2 | 25 | 330 | 0 | 91.38 | 89.37 | 6 | 0
2025 | PJM_E_2_NYISO_J-K | PJM_E | NYISO_J-K | Internal | Summer | B3 | 75 | 330 | 0 | 88.85 | 74.09 | 6 | 0
2025 | PJM_E_2_NYISO_J-K | PJM_E | NYISO_J-K | Internal | Summer | B4 | 100 | 330 | 0 | 88.83 | 71.66 | 6 | 0
2025 | PJM_E_2_NYISO_J-K | PJM_E | NYISO_J-K | Internal | Summer | B5 | 200 | 330 | 0 | 85.59 | 71.04 | 6 | 0
2025 | PJM_E_2_NYISO_J-K | PJM_E | NYISO_J-K | Internal | Summer | B6 | 300 | 330 | 0 | 78.1 | 70.11 | 6 | 0
2025 | PJM_E_2_NYISO_J-K | PJM_E | NYISO_J-K | Internal | Summer | B7 | 400 | 330 | 0 | 67.29 | 59.31 | 6 | 0
2025 | PJM_E_2_NYISO_J-K | PJM_E | NYISO_J-K | Internal | Summer | B8 | 500 | 330 | 0 | 57.28 | 52.72 | 6 | 0
2025 | PJM_E_2_NYISO_J-K | PJM_E | NYISO_J-K | Internal | Summer | B9 | 800 | 330 | 0 | 54.6 | 52.7 | 6 | 0
2025 | PJM_E_2_NYISO_J-K | PJM_E | NYISO_J-K | Internal | Summer | B10 | 1262 | 330 | 0 | 48.69 | 52.7 | 6 | 0
2025 | PJM_E_2_NYISO_J-K | PJM_E | NYISO_J-K | Internal | Winter | B16 | 25 | 330 | 0 | 73.64 | 65.68 | 6 | 0
2025 | PJM_E_2_NYISO_J-K | PJM_E | NYISO_J-K | Internal | Winter | B17 | 100 | 330 | 0 | 68.18 | 65.67 | 6 | 0
2025 | PJM_E_2_NYISO_J-K | PJM_E | NYISO_J-K | Internal | Winter | B18 | 400 | 330 | 0 | 66.16 | 64.77 | 6 | 0
2025 | PJM_E_2_NYISO_J-K | PJM_E | NYISO_J-K | Internal | Winter | B19 | 700 | 330 | 0 | 61.93 | 64.77 | 6 | 0
2025 | PJM_E_2_NYISO_J-K | PJM_E | NYISO_J-K | Internal | Winter | B20 | 935 | 330 | 0 | 54.08 | 58.34 | 6 | 0
2025 | PJM_E_2_PJM_ROM | PJM_E | PJM_ROM | Internal | Shoulder | B11 | 25 | 8000 | 6001.93 | 71.23 | 71.24 | 0.01 | 0
2025 | PJM_E_2_PJM_ROM | PJM_E | PJM_ROM | Internal | Shoulder | B12 | 200 | 8000 | 3764.06 | 63.86 | 63.87 | 0.01 | 0
2025 | PJM_E_2_PJM_ROM | PJM_E | PJM_ROM | Internal | Shoulder | B13 | 600 | 8000 | 2132.73 | 59.86 | 59.87 | 0.01 | 0
2025 | PJM_E_2_PJM_ROM | PJM_E | PJM_ROM | Internal | Shoulder | B14 | 900 | 8000 | 2611.03 | 57.36 | 57.37 | 0.01 | 0
2025 | PJM_E_2_PJM_ROM | PJM_E | PJM_ROM | Internal | Shoulder | B15 | 1203 | 8000 | 827.28 | 51.64 | 51.65 | 0.01 | 0
2025 | PJM_E_2_PJM_ROM | PJM_E | PJM_ROM | Internal | Summer | B1 | 10 | 8000 | 0.77 | 105.14 | 105.12 | 0.01 | 0
2025 | PJM_E_2_PJM_ROM | PJM_E | PJM_ROM | Internal | Summer | B2 | 25 | 8000 | 0.32 | 91.38 | 91.37 | 0.01 | 0
2025 | PJM_E_2_PJM_ROM | PJM_E | PJM_ROM | Internal | Summer | B3 | 75 | 8000 | 2513.82 | 88.85 | 88.87 | 0.01 | 0
2025 | PJM_E_2_PJM_ROM | PJM_E | PJM_ROM | Internal | Summer | B4 | 100 | 8000 | 4318.7 | 88.83 | 88.84 | 0.01 | 0
2025 | PJM_E_2_PJM_ROM | PJM_E | PJM_ROM | Internal | Summer | B5 | 200 | 8000 | 3594.87 | 85.59 | 85.6 | 0.01 | 0
2025 | PJM_E_2_PJM_ROM | PJM_E | PJM_ROM | Internal | Summer | B6 | 300 | 8000 | 3566.83 | 78.1 | 78.11 | 0.01 | 0
2025 | PJM_E_2_PJM_ROM | PJM_E | PJM_ROM | Internal | Summer | B7 | 400 | 8000 | 5257.52 | 67.29 | 67.31 | 0.01 | 0
2025 | PJM_E_2_PJM_ROM | PJM_E | PJM_ROM | Internal | Summer | B8 | 500 | 8000 | 4605.17 | 57.28 | 57.29 | 0.01 | 0
2025 | PJM_E_2_PJM_ROM | PJM_E | PJM_ROM | Internal | Summer | B9 | 800 | 8000 | 2659.44 | 54.6 | 54.61 | 0.01 | 0
2025 | PJM_E_2_PJM_ROM | PJM_E | PJM_ROM | Internal | Summer | B10 | 1262 | 8000 | 1131.6 | 48.69 | 48.7 | 0.01 | 0
2025 | PJM_E_2_PJM_ROM | PJM_E | PJM_ROM | Internal | Winter | B16 | 25 | 8000 | 590.75 | 73.64 | 73.66 | 0.01 | 0
2025 | PJM_E_2_PJM_ROM | PJM_E | PJM_ROM | Internal | Winter | B17 | 100 | 8000 | 1483.59 | 68.18 | 68.19 | 0.01 | 0
2025 | PJM_E_2_PJM_ROM | PJM_E | PJM_ROM | Internal | Winter | B18 | 400 | 8000 | 332.35 | 66.16 | 66.17 | 0.01 | 0
2025 | PJM_E_2_PJM_ROM | PJM_E | PJM_ROM | Internal | Winter | B19 | 700 | 8000 | 0.01 | 61.93 | 61.92 | 0.01 | 0
2025 | PJM_E_2_PJM_ROM | PJM_E | PJM_ROM | Internal | Winter | B20 | 935 | 8000 | 0 | 54.08 | 54.07 | 0.01 | 0
2025 | PJM_ROR_2_MISO_IN | PJM_ROR | MISO_IN | Internal | Shoulder | B11 | 25 | 1170 | 0 | 71.25 | 69.26 | 2 | 0
2025 | PJM_ROR_2_MISO_IN | PJM_ROR | MISO_IN | Internal | Shoulder | B12 | 200 | 1170 | 0 | 63.86 | 64.17 | 2 | 0
2025 | PJM_ROR_2_MISO_IN | PJM_ROR | MISO_IN | Internal | Shoulder | B13 | 600 | 1170 | 0 | 59.86 | 58.14 | 2 | 0
2025 | PJM_ROR_2_MISO_IN | PJM_ROR | MISO_IN | Internal | Shoulder | B14 | 900 | 1170 | 0 | 57.36 | 55.36 | 2 | 0
2025 | PJM_ROR_2_MISO_IN | PJM_ROR | MISO_IN | Internal | Shoulder | B15 | 1203 | 1170 | 0 | 51.64 | 49.64 | 2 | 0
2025 | PJM_ROR_2_MISO_IN | PJM_ROR | MISO_IN | Internal | Summer | B1 | 10 | 1170 | 0 | 93.76 | 91.75 | 2 | 0
2025 | PJM_ROR_2_MISO_IN | PJM_ROR | MISO_IN | Internal | Summer | B2 | 25 | 1170 | 0 | 91.36 | 89.36 | 2 | 0
2025 | PJM_ROR_2_MISO_IN | PJM_ROR | MISO_IN | Internal | Summer | B3 | 75 | 1170 | 0 | 88.85 | 87.99 | 2 | 0
2025 | PJM_ROR_2_MISO_IN | PJM_ROR | MISO_IN | Internal | Summer | B4 | 100 | 1170 | 0 | 88.85 | 86.96 | 2 | 0
2025 | PJM_ROR_2_MISO_IN | PJM_ROR | MISO_IN | Internal | Summer | B5 | 200 | 1170 | 0 | 85.61 | 83.61 | 2 | 0
2025 | PJM_ROR_2_MISO_IN | PJM_ROR | MISO_IN | Internal | Summer | B6 | 300 | 1170 | 0 | 78.1 | 76.1 | 2 | 0
2025 | PJM_ROR_2_MISO_IN | PJM_ROR | MISO_IN | Internal | Summer | B7 | 400 | 1170 | 0 | 67.29 | 65.89 | 2 | 0
2025 | PJM_ROR_2_MISO_IN | PJM_ROR | MISO_IN | Internal | Summer | B8 | 500 | 1170 | 0 | 57.28 | 55.28 | 2 | 0
2025 | PJM_ROR_2_MISO_IN | PJM_ROR | MISO_IN | Internal | Summer | B9 | 800 | 1170 | 0 | 54.6 | 52.61 | 2 | 0
2025 | PJM_ROR_2_MISO_IN | PJM_ROR | MISO_IN | Internal | Summer | B10 | 1262 | 1170 | 0 | 48.69 | 47.1 | 2 | 0
2025 | PJM_ROR_2_MISO_IN | PJM_ROR | MISO_IN | Internal | Winter | B16 | 25 | 1170 | 0 | 73.64 | 71.63 | 2 | 0
2025 | PJM_ROR_2_MISO_IN | PJM_ROR | MISO_IN | Internal | Winter | B17 | 100 | 1170 | 0 | 68.18 | 66.18 | 2 | 0
2025 | PJM_ROR_2_MISO_IN | PJM_ROR | MISO_IN | Internal | Winter | B18 | 400 | 1170 | 0 | 62.65 | 60.65 | 2 | 0
2025 | PJM_ROR_2_MISO_IN | PJM_ROR | MISO_IN | Internal | Winter | B19 | 700 | 1170 | 0 | 61.42 | 59.42 | 2 | 0
2025 | PJM_ROR_2_MISO_IN | PJM_ROR | MISO_IN | Internal | Winter | B20 | 935 | 1170 | 0 | 53.94 | 51.94 | 2 | 0
2025 | PJM_ROR_2_MISO_MI | PJM_ROR | MISO_MI | Internal | Shoulder | B11 | 25 | 1305 | 0 | 71.25 | 69.25 | 2 | 0
2025 | PJM_ROR_2_MISO_MI | PJM_ROR | MISO_MI | Internal | Shoulder | B12 | 200 | 1305 | 0 | 63.86 | 64.18 | 2 | 0
2025 | PJM_ROR_2_MISO_MI | PJM_ROR | MISO_MI | Internal | Shoulder | B13 | 600 | 1305 | 0 | 59.86 | 58.15 | 2 | 0
2025 | PJM_ROR_2_MISO_MI | PJM_ROR | MISO_MI | Internal | Shoulder | B14 | 900 | 1305 | 0 | 57.36 | 55.37 | 2 | 0
2025 | PJM_ROR_2_MISO_MI | PJM_ROR | MISO_MI | Internal | Shoulder | B15 | 1203 | 1305 | 0 | 51.64 | 49.65 | 2 | 0
2025 | PJM_ROR_2_MISO_MI | PJM_ROR | MISO_MI | Internal | Summer | B1 | 10 | 1305 | 0 | 93.76 | 91.76 | 2 | 0
2025 | PJM_ROR_2_MISO_MI | PJM_ROR | MISO_MI | Internal | Summer | B2 | 25 | 1305 | 0 | 91.36 | 89.37 | 2 | 0
2025 | PJM_ROR_2_MISO_MI | PJM_ROR | MISO_MI | Internal | Summer | B3 | 75 | 1305 | 0 | 88.85 | 87.98 | 2 | 0
2025 | PJM_ROR_2_MISO_MI | PJM_ROR | MISO_MI | Internal | Summer | B4 | 100 | 1305 | 0 | 88.85 | 86.98 | 2 | 0
2025 | PJM_ROR_2_MISO_MI | PJM_ROR | MISO_MI | Internal | Summer | B5 | 200 | 1305 | 0 | 85.61 | 83.63 | 2 | 0
2025 | PJM_ROR_2_MISO_MI | PJM_ROR | MISO_MI | Internal | Summer | B6 | 300 | 1305 | 0 | 78.1 | 76.1 | 2 | 0
2025 | PJM_ROR_2_MISO_MI | PJM_ROR | MISO_MI | Internal | Summer | B7 | 400 | 1305 | 0 | 67.29 | 65.9 | 2 | 0
2025 | PJM_ROR_2_MISO_MI | PJM_ROR | MISO_MI | Internal | Summer | B8 | 500 | 1305 | 0 | 57.28 | 55.29 | 2 | 0
2025 | PJM_ROR_2_MISO_MI | PJM_ROR | MISO_MI | Internal | Summer | B9 | 800 | 1305 | 0 | 54.6 | 52.62 | 2 | 0
2025 | PJM_ROR_2_MISO_MI | PJM_ROR | MISO_MI | Internal | Summer | B10 | 1262 | 1305 | 0 | 48.69 | 47.11 | 2 | 0
2025 | PJM_ROR_2_MISO_MI | PJM_ROR | MISO_MI | Internal | Winter | B16 | 25 | 1305 | 0 | 73.64 | 71.64 | 2 | 0
2025 | PJM_ROR_2_MISO_MI | PJM_ROR | MISO_MI | Internal | Winter | B17 | 100 | 1305 | 0 | 68.18 | 66.19 | 2 | 0
2025 | PJM_ROR_2_MISO_MI | PJM_ROR | MISO_MI | Internal | Winter | B18 | 400 | 1305 | 0 | 62.65 | 60.66 | 2 | 0
2025 | PJM_ROR_2_MISO_MI | PJM_ROR | MISO_MI | Internal | Winter | B19 | 700 | 1305 | 0 | 61.42 | 59.43 | 2 | 0
2025 | PJM_ROR_2_MISO_MI | PJM_ROR | MISO_MI | Internal | Winter | B20 | 935 | 1305 | 0 | 53.94 | 51.95 | 2 | 0
2025 | PJM_ROR_2_MISO_MO-IL | PJM_ROR | MISO_MO-IL | Internal | Shoulder | B11 | 25 | 1111 | 0 | 71.25 | 69.27 | 2 | 0
2025 | PJM_ROR_2_MISO_MO-IL | PJM_ROR | MISO_MO-IL | Internal | Shoulder | B12 | 200 | 1111 | 0 | 63.86 | 64.15 | 2 | 0
2025 | PJM_ROR_2_MISO_MO-IL | PJM_ROR | MISO_MO-IL | Internal | Shoulder | B13 | 600 | 1111 | 0 | 59.86 | 58.13 | 2 | 0
2025 | PJM_ROR_2_MISO_MO-IL | PJM_ROR | MISO_MO-IL | Internal | Shoulder | B14 | 900 | 1111 | 0 | 57.36 | 55.37 | 2 | 0
2025 | PJM_ROR_2_MISO_MO-IL | PJM_ROR | MISO_MO-IL | Internal | Shoulder | B15 | 1203 | 1111 | 0 | 51.64 | 49.65 | 2 | 0
2025 | PJM_ROR_2_MISO_MO-IL | PJM_ROR | MISO_MO-IL | Internal | Summer | B1 | 10 | 1111 | 0 | 93.76 | 91.76 | 2 | 0
2025 | PJM_ROR_2_MISO_MO-IL | PJM_ROR | MISO_MO-IL | Internal | Summer | B2 | 25 | 1111 | 0 | 91.36 | 89.37 | 2 | 0
2025 | PJM_ROR_2_MISO_MO-IL | PJM_ROR | MISO_MO-IL | Internal | Summer | B3 | 75 | 1111 | 0 | 88.85 | 89.37 | 2 | 0
2025 | PJM_ROR_2_MISO_MO-IL | PJM_ROR | MISO_MO-IL | Internal | Summer | B4 | 100 | 1111 | 0 | 88.85 | 86.98 | 2 | 0
2025 | PJM_ROR_2_MISO_MO-IL | PJM_ROR | MISO_MO-IL | Internal | Summer | B5 | 200 | 1111 | 0 | 85.61 | 86.28 | 2 | 0
2025 | PJM_ROR_2_MISO_MO-IL | PJM_ROR | MISO_MO-IL | Internal | Summer | B6 | 300 | 1111 | 682.13 | 78.1 | 80.1 | 2 | 0
2025 | PJM_ROR_2_MISO_MO-IL | PJM_ROR | MISO_MO-IL | Internal | Summer | B7 | 400 | 1111 | 0 | 67.29 | 65.9 | 2 | 0
2025 | PJM_ROR_2_MISO_MO-IL | PJM_ROR | MISO_MO-IL | Internal | Summer | B8 | 500 | 1111 | 0 | 57.28 | 55.29 | 2 | 0
2025 | PJM_ROR_2_MISO_MO-IL | PJM_ROR | MISO_MO-IL | Internal | Summer | B9 | 800 | 1111 | 0 | 54.6 | 52.62 | 2 | 0
2025 | PJM_ROR_2_MISO_MO-IL | PJM_ROR | MISO_MO-IL | Internal | Summer | B10 | 1262 | 1111 | 0 | 48.69 | 47.11 | 2 | 0
2025 | PJM_ROR_2_MISO_MO-IL | PJM_ROR | MISO_MO-IL | Internal | Winter | B16 | 25 | 1111 | 0 | 73.64 | 71.64 | 2 | 0
2025 | PJM_ROR_2_MISO_MO-IL | PJM_ROR | MISO_MO-IL | Internal | Winter | B17 | 100 | 1111 | 0 | 68.18 | 66.19 | 2 | 0
2025 | PJM_ROR_2_MISO_MO-IL | PJM_ROR | MISO_MO-IL | Internal | Winter | B18 | 400 | 1111 | 0 | 62.65 | 60.66 | 2 | 0
2025 | PJM_ROR_2_MISO_MO-IL | PJM_ROR | MISO_MO-IL | Internal | Winter | B19 | 700 | 1111 | 0 | 61.42 | 59.43 | 2 | 0
2025 | PJM_ROR_2_MISO_MO-IL | PJM_ROR | MISO_MO-IL | Internal | Winter | B20 | 935 | 1111 | 0 | 53.94 | 51.95 | 2 | 0
2025 | PJM_ROR_2_MISO_W | PJM_ROR | MISO_W | Internal | Shoulder | B11 | 25 | 13129 | 0 | 71.25 | 69.25 | 2 | 0
2025 | PJM_ROR_2_MISO_W | PJM_ROR | MISO_W | Internal | Shoulder | B12 | 200 | 13129 | 0 | 63.86 | 61.86 | 2 | 0
2025 | PJM_ROR_2_MISO_W | PJM_ROR | MISO_W | Internal | Shoulder | B13 | 600 | 13129 | 0 | 59.86 | 57.86 | 2 | 0
2025 | PJM_ROR_2_MISO_W | PJM_ROR | MISO_W | Internal | Shoulder | B14 | 900 | 13129 | 0 | 57.36 | 55.36 | 2 | 0
2025 | PJM_ROR_2_MISO_W | PJM_ROR | MISO_W | Internal | Shoulder | B15 | 1203 | 13129 | 0 | 51.64 | 49.64 | 2 | 0
2025 | PJM_ROR_2_MISO_W | PJM_ROR | MISO_W | Internal | Summer | B1 | 10 | 13129 | 0 | 93.76 | 91.76 | 2 | 0
2025 | PJM_ROR_2_MISO_W | PJM_ROR | MISO_W | Internal | Summer | B2 | 25 | 13129 | 0 | 91.36 | 89.36 | 2 | 0
2025 | PJM_ROR_2_MISO_W | PJM_ROR | MISO_W | Internal | Summer | B3 | 75 | 13129 | 0 | 88.85 | 89.36 | 2 | 0
2025 | PJM_ROR_2_MISO_W | PJM_ROR | MISO_W | Internal | Summer | B4 | 100 | 13129 | 0 | 88.85 | 86.96 | 2 | 0
2025 | PJM_ROR_2_MISO_W | PJM_ROR | MISO_W | Internal | Summer | B5 | 200 | 13129 | 0 | 85.61 | 86.27 | 2 | 0
2025 | PJM_ROR_2_MISO_W | PJM_ROR | MISO_W | Internal | Summer | B6 | 300 | 13129 | 489 | 78.1 | 80.1 | 2 | 0
2025 | PJM_ROR_2_MISO_W | PJM_ROR | MISO_W | Internal | Summer | B7 | 400 | 13129 | 0 | 67.29 | 65.89 | 2 | 0
2025 | PJM_ROR_2_MISO_W | PJM_ROR | MISO_W | Internal | Summer | B8 | 500 | 13129 | 0 | 57.28 | 55.28 | 2 | 0
2025 | PJM_ROR_2_MISO_W | PJM_ROR | MISO_W | Internal | Summer | B9 | 800 | 13129 | 0 | 54.6 | 52.61 | 2 | 0
2025 | PJM_ROR_2_MISO_W | PJM_ROR | MISO_W | Internal | Summer | B10 | 1262 | 13129 | 0 | 48.69 | 46.69 | 2 | 0
2025 | PJM_ROR_2_MISO_W | PJM_ROR | MISO_W | Internal | Winter | B16 | 25 | 13129 | 0 | 73.64 | 68.8 | 2 | 0
2025 | PJM_ROR_2_MISO_W | PJM_ROR | MISO_W | Internal | Winter | B17 | 100 | 13129 | 0 | 68.18 | 66.18 | 2 | 0
2025 | PJM_ROR_2_MISO_W | PJM_ROR | MISO_W | Internal | Winter | B18 | 400 | 13129 | 0 | 62.65 | 60.65 | 2 | 0
2025 | PJM_ROR_2_MISO_W | PJM_ROR | MISO_W | Internal | Winter | B19 | 700 | 13129 | 0 | 61.42 | 59.42 | 2 | 0
2025 | PJM_ROR_2_MISO_W | PJM_ROR | MISO_W | Internal | Winter | B20 | 935 | 13129 | 0 | 53.94 | 51.94 | 2 | 0
2025 | PJM_ROR_2_MISO_WUMS | PJM_ROR | MISO_WUMS | Internal | Shoulder | B11 | 25 | 1467 | 0 | 71.25 | 69.24 | 2 | 0
2025 | PJM_ROR_2_MISO_WUMS | PJM_ROR | MISO_WUMS | Internal | Shoulder | B12 | 200 | 1467 | 0 | 63.86 | 61.85 | 2 | 0
2025 | PJM_ROR_2_MISO_WUMS | PJM_ROR | MISO_WUMS | Internal | Shoulder | B13 | 600 | 1467 | 0 | 59.86 | 57.84 | 2 | 0
2025 | PJM_ROR_2_MISO_WUMS | PJM_ROR | MISO_WUMS | Internal | Shoulder | B14 | 900 | 1467 | 0 | 57.36 | 55.35 | 2 | 0
2025 | PJM_ROR_2_MISO_WUMS | PJM_ROR | MISO_WUMS | Internal | Shoulder | B15 | 1203 | 1467 | 0 | 51.64 | 49.64 | 2 | 0
2025 | PJM_ROR_2_MISO_WUMS | PJM_ROR | MISO_WUMS | Internal | Summer | B1 | 10 | 1467 | 0 | 93.76 | 91.75 | 2 | 0
2025 | PJM_ROR_2_MISO_WUMS | PJM_ROR | MISO_WUMS | Internal | Summer | B2 | 25 | 1467 | 0 | 91.36 | 89.35 | 2 | 0
2025 | PJM_ROR_2_MISO_WUMS | PJM_ROR | MISO_WUMS | Internal | Summer | B3 | 75 | 1467 | 0 | 88.85 | 86.85 | 2 | 0
2025 | PJM_ROR_2_MISO_WUMS | PJM_ROR | MISO_WUMS | Internal | Summer | B4 | 100 | 1467 | 0 | 88.85 | 86.18 | 2 | 0
2025 | PJM_ROR_2_MISO_WUMS | PJM_ROR | MISO_WUMS | Internal | Summer | B5 | 200 | 1467 | 0 | 85.61 | 83.61 | 2 | 0
2025 | PJM_ROR_2_MISO_WUMS | PJM_ROR | MISO_WUMS | Internal | Summer | B6 | 300 | 1467 | 0 | 78.1 | 76.09 | 2 | 0
2025 | PJM_ROR_2_MISO_WUMS | PJM_ROR | MISO_WUMS | Internal | Summer | B7 | 400 | 1467 | 0 | 67.29 | 53.07 | 2 | 0
2025 | PJM_ROR_2_MISO_WUMS | PJM_ROR | MISO_WUMS | Internal | Summer | B8 | 500 | 1467 | 0 | 57.28 | 53.07 | 2 | 0
2025 | PJM_ROR_2_MISO_WUMS | PJM_ROR | MISO_WUMS | Internal | Summer | B9 | 800 | 1467 | 0 | 54.6 | 52.6 | 2 | 0
2025 | PJM_ROR_2_MISO_WUMS | PJM_ROR | MISO_WUMS | Internal | Summer | B10 | 1262 | 1467 | 0 | 48.69 | 46.68 | 2 | 0
2025 | PJM_ROR_2_MISO_WUMS | PJM_ROR | MISO_WUMS | Internal | Winter | B16 | 25 | 1467 | 0 | 73.64 | 68.79 | 2 | 0
2025 | PJM_ROR_2_MISO_WUMS | PJM_ROR | MISO_WUMS | Internal | Winter | B17 | 100 | 1467 | 0 | 68.18 | 66.17 | 2 | 0
2025 | PJM_ROR_2_MISO_WUMS | PJM_ROR | MISO_WUMS | Internal | Winter | B18 | 400 | 1467 | 0 | 62.65 | 60.64 | 2 | 0
2025 | PJM_ROR_2_MISO_WUMS | PJM_ROR | MISO_WUMS | Internal | Winter | B19 | 700 | 1467 | 0 | 61.42 | 58.2 | 2 | 0
2025 | PJM_ROR_2_MISO_WUMS | PJM_ROR | MISO_WUMS | Internal | Winter | B20 | 935 | 1467 | 0 | 53.94 | 51.93 | 2 | 0
2025 | PJM_ROR_2_PJM_ROM | PJM_ROR | PJM_ROM | Internal | Shoulder | B11 | 25 | 8000 | 0.33 | 71.25 | 71.24 | 0.01 | 0
2025 | PJM_ROR_2_PJM_ROM | PJM_ROR | PJM_ROM | Internal | Shoulder | B12 | 200 | 8000 | 2232.8 | 63.86 | 63.87 | 0.01 | 0
2025 | PJM_ROR_2_PJM_ROM | PJM_ROR | PJM_ROM | Internal | Shoulder | B13 | 600 | 8000 | 4979.95 | 59.86 | 59.87 | 0.01 | 0
2025 | PJM_ROR_2_PJM_ROM | PJM_ROR | PJM_ROM | Internal | Shoulder | B14 | 900 | 8000 | 4307 | 57.36 | 57.37 | 0.01 | 0
2025 | PJM_ROR_2_PJM_ROM | PJM_ROR | PJM_ROM | Internal | Shoulder | B15 | 1203 | 8000 | 6130.69 | 51.64 | 51.65 | 0.01 | 0
2025 | PJM_ROR_2_PJM_ROM | PJM_ROR | PJM_ROM | Internal | Summer | B1 | 10 | 8000 | 8000 | 93.76 | 105.12 | 0.01 | 11.35
2025 | PJM_ROR_2_PJM_ROM | PJM_ROR | PJM_ROM | Internal | Summer | B2 | 25 | 8000 | 7177.03 | 91.36 | 91.37 | 0.01 | 0
2025 | PJM_ROR_2_PJM_ROM | PJM_ROR | PJM_ROM | Internal | Summer | B3 | 75 | 8000 | 1909.51 | 88.85 | 88.87 | 0.01 | 0
2025 | PJM_ROR_2_PJM_ROM | PJM_ROR | PJM_ROM | Internal | Summer | B4 | 100 | 8000 | 0.08 | 88.85 | 88.84 | 0.01 | 0
2025 | PJM_ROR_2_PJM_ROM | PJM_ROR | PJM_ROM | Internal | Summer | B5 | 200 | 8000 | 0.04 | 85.61 | 85.6 | 0.01 | 0
2025 | PJM_ROR_2_PJM_ROM | PJM_ROR | PJM_ROM | Internal | Summer | B6 | 300 | 8000 | 1379.52 | 78.1 | 78.11 | 0.01 | 0
2025 | PJM_ROR_2_PJM_ROM | PJM_ROR | PJM_ROM | Internal | Summer | B7 | 400 | 8000 | 382.5 | 67.29 | 67.31 | 0.01 | 0
2025 | PJM_ROR_2_PJM_ROM | PJM_ROR | PJM_ROM | Internal | Summer | B8 | 500 | 8000 | 2906.52 | 57.28 | 57.29 | 0.01 | 0
2025 | PJM_ROR_2_PJM_ROM | PJM_ROR | PJM_ROM | Internal | Summer | B9 | 800 | 8000 | 3523.41 | 54.6 | 54.61 | 0.01 | 0
2025 | PJM_ROR_2_PJM_ROM | PJM_ROR | PJM_ROM | Internal | Summer | B10 | 1262 | 8000 | 5752.26 | 48.69 | 48.7 | 0.01 | 0
2025 | PJM_ROR_2_PJM_ROM | PJM_ROR | PJM_ROM | Internal | Winter | B16 | 25 | 8000 | 7811.64 | 73.64 | 73.66 | 0.01 | 0
2025 | PJM_ROR_2_PJM_ROM | PJM_ROR | PJM_ROM | Internal | Winter | B17 | 100 | 8000 | 6657.22 | 68.18 | 68.19 | 0.01 | 0
2025 | PJM_ROR_2_PJM_ROM | PJM_ROR | PJM_ROM | Internal | Winter | B18 | 400 | 8000 | 8000 | 62.65 | 66.17 | 0.01 | 3.51
2025 | PJM_ROR_2_PJM_ROM | PJM_ROR | PJM_ROM | Internal | Winter | B19 | 700 | 8000 | 8000 | 61.42 | 61.92 | 0.01 | 0.48
2025 | PJM_ROR_2_PJM_ROM | PJM_ROR | PJM_ROM | Internal | Winter | B20 | 935 | 8000 | 7999.99 | 53.94 | 54.07 | 0.01 | 0.12
2025 | PJM_ROR_2_TVA_Transmission | PJM_ROR | TVA_Transmission | Internal | Shoulder | B11 | 25 | 2500 | 370.83 | 71.25 | 77.25 | 6 | 0
2025 | PJM_ROR_2_TVA_Transmission | PJM_ROR | TVA_Transmission | Internal | Shoulder | B12 | 200 | 2500 | 0 | 63.86 | 65.96 | 6 | 0
2025 | PJM_ROR_2_TVA_Transmission | PJM_ROR | TVA_Transmission | Internal | Shoulder | B13 | 600 | 2500 | 0 | 59.86 | 62.05 | 6 | 0
2025 | PJM_ROR_2_TVA_Transmission | PJM_ROR | TVA_Transmission | Internal | Shoulder | B14 | 900 | 2500 | 0 | 57.36 | 59.63 | 6 | 0
2025 | PJM_ROR_2_TVA_Transmission | PJM_ROR | TVA_Transmission | Internal | Shoulder | B15 | 1203 | 2500 | 2190.75 | 51.64 | 57.64 | 6 | 0
2025 | PJM_ROR_2_TVA_Transmission | PJM_ROR | TVA_Transmission | Internal | Summer | B1 | 10 | 2500 | 903.81 | 93.76 | 99.76 | 6 | 0
2025 | PJM_ROR_2_TVA_Transmission | PJM_ROR | TVA_Transmission | Internal | Summer | B2 | 25 | 2500 | 2499.36 | 91.36 | 97.37 | 6 | 0.01
2025 | PJM_ROR_2_TVA_Transmission | PJM_ROR | TVA_Transmission | Internal | Summer | B3 | 75 | 2500 | 2173.43 | 88.85 | 94.85 | 6 | 0
2025 | PJM_ROR_2_TVA_Transmission | PJM_ROR | TVA_Transmission | Internal | Summer | B4 | 100 | 2500 | 1485.45 | 88.85 | 94.85 | 6 | 0
2025 | PJM_ROR_2_TVA_Transmission | PJM_ROR | TVA_Transmission | Internal | Summer | B5 | 200 | 2500 | 0 | 85.61 | 90.33 | 6 | 0
2025 | PJM_ROR_2_TVA_Transmission | PJM_ROR | TVA_Transmission | Internal | Summer | B6 | 300 | 2500 | 0 | 78.1 | 83.09 | 6 | 0
2025 | PJM_ROR_2_TVA_Transmission | PJM_ROR | TVA_Transmission | Internal | Summer | B7 | 400 | 2500 | 0 | 67.29 | 71.96 | 6 | 0
2025 | PJM_ROR_2_TVA_Transmission | PJM_ROR | TVA_Transmission | Internal | Summer | B8 | 500 | 2500 | 0 | 57.28 | 60.76 | 6 | 0
2025 | PJM_ROR_2_TVA_Transmission | PJM_ROR | TVA_Transmission | Internal | Summer | B9 | 800 | 2500 | 0 | 54.6 | 58.63 | 6 | 0
2025 | PJM_ROR_2_TVA_Transmission | PJM_ROR | TVA_Transmission | Internal | Summer | B10 | 1262 | 2500 | 0 | 48.69 | 52.39 | 6 | 0
2025 | PJM_ROR_2_TVA_Transmission | PJM_ROR | TVA_Transmission | Internal | Winter | B16 | 25 | 2500 | 684.64 | 73.64 | 79.64 | 6 | 0
2025 | PJM_ROR_2_TVA_Transmission | PJM_ROR | TVA_Transmission | Internal | Winter | B17 | 100 | 2500 | 0 | 68.18 | 68.66 | 6 | 0
2025 | PJM_ROR_2_TVA_Transmission | PJM_ROR | TVA_Transmission | Internal | Winter | B18 | 400 | 2500 | 0 | 62.65 | 64.82 | 6 | 0
2025 | PJM_ROR_2_TVA_Transmission | PJM_ROR | TVA_Transmission | Internal | Winter | B19 | 700 | 2500 | 0 | 61.42 | 64.06 | 6 | 0
2025 | PJM_ROR_2_TVA_Transmission | PJM_ROR | TVA_Transmission | Internal | Winter | B20 | 935 | 2500 | 1154.69 | 53.94 | 59.94 | 6 | 0
2025 | PJM_ROR_2_VACAR | PJM_ROR | VACAR | Internal | Shoulder | B11 | 25 | 3000 | 2999.99 | 71.25 | 79.23 | 6 | 1.98
2025 | PJM_ROR_2_VACAR | PJM_ROR | VACAR | Internal | Shoulder | B12 | 200 | 3000 | 785.29 | 63.86 | 69.86 | 6 | 0
2025 | PJM_ROR_2_VACAR | PJM_ROR | VACAR | Internal | Shoulder | B13 | 600 | 3000 | 0 | 59.86 | 64.58 | 6 | 0
2025 | PJM_ROR_2_VACAR | PJM_ROR | VACAR | Internal | Shoulder | B14 | 900 | 3000 | 753.1 | 57.36 | 63.36 | 6 | 0
2025 | PJM_ROR_2_VACAR | PJM_ROR | VACAR | Internal | Shoulder | B15 | 1203 | 3000 | 0 | 51.64 | 55.3 | 6 | 0
2025 | PJM_ROR_2_VACAR | PJM_ROR | VACAR | Internal | Summer | B1 | 10 | 3000 | 2999.98 | 93.76 | 100.8 | 6 | 1.04
2025 | PJM_ROR_2_VACAR | PJM_ROR | VACAR | Internal | Summer | B2 | 25 | 3000 | 3000 | 91.36 | 100.8 | 6 | 3.44
2025 | PJM_ROR_2_VACAR | PJM_ROR | VACAR | Internal | Summer | B3 | 75 | 3000 | 3000 | 88.85 | 100.8 | 6 | 5.95
2025 | PJM_ROR_2_VACAR | PJM_ROR | VACAR | Internal | Summer | B4 | 100 | 3000 | 3000 | 88.85 | 100.8 | 6 | 5.95
2025 | PJM_ROR_2_VACAR | PJM_ROR | VACAR | Internal | Summer | B5 | 200 | 3000 | 3000 | 85.61 | 92.59 | 6 | 0.98
2025 | PJM_ROR_2_VACAR | PJM_ROR | VACAR | Internal | Summer | B6 | 300 | 3000 | 2949.34 | 78.1 | 84.1 | 6 | 0
2025 | PJM_ROR_2_VACAR | PJM_ROR | VACAR | Internal | Summer | B7 | 400 | 3000 | 2680.82 | 67.29 | 73.29 | 6 | 0
2025 | PJM_ROR_2_VACAR | PJM_ROR | VACAR | Internal | Summer | B8 | 500 | 3000 | 868.91 | 57.28 | 63.28 | 6 | 0
2025 | PJM_ROR_2_VACAR | PJM_ROR | VACAR | Internal | Summer | B9 | 800 | 3000 | 0 | 54.6 | 53.49 | 6 | 0
2025 | PJM_ROR_2_VACAR | PJM_ROR | VACAR | Internal | Summer | B10 | 1262 | 3000 | 0 | 48.69 | 53.49 | 6 | 0
2025 | PJM_ROR_2_VACAR | PJM_ROR | VACAR | Internal | Winter | B16 | 25 | 3000 | 3000 | 73.64 | 93.76 | 6 | 14.12
2025 | PJM_ROR_2_VACAR | PJM_ROR | VACAR | Internal | Winter | B17 | 100 | 3000 | 3000 | 68.18 | 77.66 | 6 | 3.48
2025 | PJM_ROR_2_VACAR | PJM_ROR | VACAR | Internal | Winter | B18 | 400 | 3000 | 569.74 | 62.65 | 68.65 | 6 | 0
2025 | PJM_ROR_2_VACAR | PJM_ROR | VACAR | Internal | Winter | B19 | 700 | 3000 | 1230.71 | 61.42 | 67.42 | 6 | 0
2025 | PJM_ROR_2_VACAR | PJM_ROR | VACAR | Internal | Winter | B20 | 935 | 3000 | 0 | 53.94 | 59.36 | 6 | 0
2025 | PJM_ROM_2_NYISO_A-F | PJM_ROM | NYISO_A-F | Internal | Shoulder | B11 | 25 | 2000 | 0 | 71.24 | 61.23 | 6 | 0
2025 | PJM_ROM_2_NYISO_A-F | PJM_ROM | NYISO_A-F | Internal | Shoulder | B12 | 200 | 2000 | 0 | 63.87 | 55.87 | 6 | 0
2025 | PJM_ROM_2_NYISO_A-F | PJM_ROM | NYISO_A-F | Internal | Shoulder | B13 | 600 | 2000 | 0 | 59.87 | 54.57 | 6 | 0
2025 | PJM_ROM_2_NYISO_A-F | PJM_ROM | NYISO_A-F | Internal | Shoulder | B14 | 900 | 2000 | 0 | 57.37 | 54.34 | 6 | 0
2025 | PJM_ROM_2_NYISO_A-F | PJM_ROM | NYISO_A-F | Internal | Shoulder | B15 | 1203 | 2000 | 0 | 51.65 | 54.34 | 6 | 0
2025 | PJM_ROM_2_NYISO_A-F | PJM_ROM | NYISO_A-F | Internal | Summer | B1 | 10 | 2000 | 0 | 105.12 | 91.76 | 6 | 0
2025 | PJM_ROM_2_NYISO_A-F | PJM_ROM | NYISO_A-F | Internal | Summer | B2 | 25 | 2000 | 0 | 91.37 | 83.37 | 6 | 0
2025 | PJM_ROM_2_NYISO_A-F | PJM_ROM | NYISO_A-F | Internal | Summer | B3 | 75 | 2000 | 0 | 88.87 | 74.07 | 6 | 0
2025 | PJM_ROM_2_NYISO_A-F | PJM_ROM | NYISO_A-F | Internal | Summer | B4 | 100 | 2000 | 0 | 88.84 | 71.63 | 6 | 0
2025 | PJM_ROM_2_NYISO_A-F | PJM_ROM | NYISO_A-F | Internal | Summer | B5 | 200 | 2000 | 0 | 85.6 | 64.84 | 6 | 0
2025 | PJM_ROM_2_NYISO_A-F | PJM_ROM | NYISO_A-F | Internal | Summer | B6 | 300 | 2000 | 0 | 78.11 | 59.8 | 6 | 0
2025 | PJM_ROM_2_NYISO_A-F | PJM_ROM | NYISO_A-F | Internal | Summer | B7 | 400 | 2000 | 0 | 67.31 | 59.28 | 6 | 0
2025 | PJM_ROM_2_NYISO_A-F | PJM_ROM | NYISO_A-F | Internal | Summer | B8 | 500 | 2000 | 0 | 57.29 | 52.69 | 6 | 0
2025 | PJM_ROM_2_NYISO_A-F | PJM_ROM | NYISO_A-F | Internal | Summer | B9 | 800 | 2000 | 0 | 54.61 | 52.68 | 6 | 0
2025 | PJM_ROM_2_NYISO_A-F | PJM_ROM | NYISO_A-F | Internal | Summer | B10 | 1262 | 2000 | 0 | 48.7 | 52.68 | 6 | 0
2025 | PJM_ROM_2_NYISO_A-F | PJM_ROM | NYISO_A-F | Internal | Winter | B16 | 25 | 2000 | 0 | 73.66 | 64.04 | 6 | 0
2025 | PJM_ROM_2_NYISO_A-F | PJM_ROM | NYISO_A-F | Internal | Winter | B17 | 100 | 2000 | 0 | 68.19 | 60.19 | 6 | 0
2025 | PJM_ROM_2_NYISO_A-F | PJM_ROM | NYISO_A-F | Internal | Winter | B18 | 400 | 2000 | 0 | 66.17 | 58.32 | 6 | 0
2025 | PJM_ROM_2_NYISO_A-F | PJM_ROM | NYISO_A-F | Internal | Winter | B19 | 700 | 2000 | 0 | 61.92 | 58.32 | 6 | 0
2025 | PJM_ROM_2_NYISO_A-F | PJM_ROM | NYISO_A-F | Internal | Winter | B20 | 935 | 2000 | 0 | 54.07 | 58.32 | 6 | 0
2025 | PJM_ROM_2_PJM_E | PJM_ROM | PJM_E | Internal | Shoulder | B11 | 25 | 8000 | 0.3 | 71.24 | 71.23 | 0.01 | 0
2025 | PJM_ROM_2_PJM_E | PJM_ROM | PJM_E | Internal | Shoulder | B12 | 200 | 8000 | 0.04 | 63.87 | 63.86 | 0.01 | 0
2025 | PJM_ROM_2_PJM_E | PJM_ROM | PJM_E | Internal | Shoulder | B13 | 600 | 8000 | 0.01 | 59.87 | 59.86 | 0.01 | 0
2025 | PJM_ROM_2_PJM_E | PJM_ROM | PJM_E | Internal | Shoulder | B14 | 900 | 8000 | 0 | 57.37 | 57.36 | 0.01 | 0
2025 | PJM_ROM_2_PJM_E | PJM_ROM | PJM_E | Internal | Shoulder | B15 | 1203 | 8000 | 0 | 51.65 | 51.64 | 0.01 | 0
2025 | PJM_ROM_2_PJM_E | PJM_ROM | PJM_E | Internal | Summer | B1 | 10 | 8000 | 2943.96 | 105.12 | 105.14 | 0.01 | 0
2025 | PJM_ROM_2_PJM_E | PJM_ROM | PJM_E | Internal | Summer | B2 | 25 | 8000 | 1899.16 | 91.37 | 91.38 | 0.01 | 0
2025 | PJM_ROM_2_PJM_E | PJM_ROM | PJM_E | Internal | Summer | B3 | 75 | 8000 | 0.11 | 88.87 | 88.85 | 0.01 | 0
2025 | PJM_ROM_2_PJM_E | PJM_ROM | PJM_E | Internal | Summer | B4 | 100 | 8000 | 0.08 | 88.84 | 88.83 | 0.01 | 0
2025 | PJM_ROM_2_PJM_E | PJM_ROM | PJM_E | Internal | Summer | B5 | 200 | 8000 | 0.04 | 85.6 | 85.59 | 0.01 | 0
2025 | PJM_ROM_2_PJM_E | PJM_ROM | PJM_E | Internal | Summer | B6 | 300 | 8000 | 0.03 | 78.11 | 78.1 | 0.01 | 0
2025 | PJM_ROM_2_PJM_E | PJM_ROM | PJM_E | Internal | Summer | B7 | 400 | 8000 | 0.02 | 67.31 | 67.29 | 0.01 | 0
2025 | PJM_ROM_2_PJM_E | PJM_ROM | PJM_E | Internal | Summer | B8 | 500 | 8000 | 0.02 | 57.29 | 57.28 | 0.01 | 0
2025 | PJM_ROM_2_PJM_E | PJM_ROM | PJM_E | Internal | Summer | B9 | 800 | 8000 | 0.01 | 54.61 | 54.6 | 0.01 | 0
2025 | PJM_ROM_2_PJM_E | PJM_ROM | PJM_E | Internal | Summer | B10 | 1262 | 8000 | 0 | 48.7 | 48.69 | 0.01 | 0
2025 | PJM_ROM_2_PJM_E | PJM_ROM | PJM_E | Internal | Winter | B16 | 25 | 8000 | 0.33 | 73.66 | 73.64 | 0.01 | 0
2025 | PJM_ROM_2_PJM_E | PJM_ROM | PJM_E | Internal | Winter | B17 | 100 | 8000 | 0.08 | 68.19 | 68.18 | 0.01 | 0
2025 | PJM_ROM_2_PJM_E | PJM_ROM | PJM_E | Internal | Winter | B18 | 400 | 8000 | 0.02 | 66.17 | 66.16 | 0.01 | 0
2025 | PJM_ROM_2_PJM_E | PJM_ROM | PJM_E | Internal | Winter | B19 | 700 | 8000 | 202.33 | 61.92 | 61.93 | 0.01 | 0
2025 | PJM_ROM_2_PJM_E | PJM_ROM | PJM_E | Internal | Winter | B20 | 935 | 8000 | 672.85 | 54.07 | 54.08 | 0.01 | 0
2025 | PJM_ROM_2_PJM_ROR | PJM_ROM | PJM_ROR | Internal | Shoulder | B11 | 25 | 8000 | 866.25 | 71.24 | 71.25 | 0.01 | 0
2025 | PJM_ROM_2_PJM_ROR | PJM_ROM | PJM_ROR | Internal | Shoulder | B12 | 200 | 8000 | 0.04 | 63.87 | 63.86 | 0.01 | 0
2025 | PJM_ROM_2_PJM_ROR | PJM_ROM | PJM_ROR | Internal | Shoulder | B13 | 600 | 8000 | 0.01 | 59.87 | 59.86 | 0.01 | 0
2025 | PJM_ROM_2_PJM_ROR | PJM_ROM | PJM_ROR | Internal | Shoulder | B14 | 900 | 8000 | 0 | 57.37 | 57.36 | 0.01 | 0
2025 | PJM_ROM_2_PJM_ROR | PJM_ROM | PJM_ROR | Internal | Shoulder | B15 | 1203 | 8000 | 0 | 51.65 | 51.64 | 0.01 | 0
2025 | PJM_ROM_2_PJM_ROR | PJM_ROM | PJM_ROR | Internal | Summer | B1 | 10 | 8000 | 0 | 105.12 | 93.76 | 0.01 | 0
2025 | PJM_ROM_2_PJM_ROR | PJM_ROM | PJM_ROR | Internal | Summer | B2 | 25 | 8000 | 0.44 | 91.37 | 91.36 | 0.01 | 0
2025 | PJM_ROM_2_PJM_ROR | PJM_ROM | PJM_ROR | Internal | Summer | B3 | 75 | 8000 | 0.11 | 88.87 | 88.85 | 0.01 | 0
2025 | PJM_ROM_2_PJM_ROR | PJM_ROM | PJM_ROR | Internal | Summer | B4 | 100 | 8000 | 1007.09 | 88.84 | 88.85 | 0.01 | 0
2025 | PJM_ROM_2_PJM_ROR | PJM_ROM | PJM_ROR | Internal | Summer | B5 | 200 | 8000 | 890.51 | 85.6 | 85.61 | 0.01 | 0
2025 | PJM_ROM_2_PJM_ROR | PJM_ROM | PJM_ROR | Internal | Summer | B6 | 300 | 8000 | 0.03 | 78.11 | 78.1 | 0.01 | 0
2025 | PJM_ROM_2_PJM_ROR | PJM_ROM | PJM_ROR | Internal | Summer | B7 | 400 | 8000 | 0.02 | 67.31 | 67.29 | 0.01 | 0
2025 | PJM_ROM_2_PJM_ROR | PJM_ROM | PJM_ROR | Internal | Summer | B8 | 500 | 8000 | 0.02 | 57.29 | 57.28 | 0.01 | 0
2025 | PJM_ROM_2_PJM_ROR | PJM_ROM | PJM_ROR | Internal | Summer | B9 | 800 | 8000 | 0.01 | 54.61 | 54.6 | 0.01 | 0
2025 | PJM_ROM_2_PJM_ROR | PJM_ROM | PJM_ROR | Internal | Summer | B10 | 1262 | 8000 | 0 | 48.7 | 48.69 | 0.01 | 0
2025 | PJM_ROM_2_PJM_ROR | PJM_ROM | PJM_ROR | Internal | Winter | B16 | 25 | 8000 | 0.28 | 73.66 | 73.64 | 0.01 | 0
2025 | PJM_ROM_2_PJM_ROR | PJM_ROM | PJM_ROR | Internal | Winter | B17 | 100 | 8000 | 0.08 | 68.19 | 68.18 | 0.01 | 0
2025 | PJM_ROM_2_PJM_ROR | PJM_ROM | PJM_ROR | Internal | Winter | B18 | 400 | 8000 | 0 | 66.17 | 62.65 | 0.01 | 0
2025 | PJM_ROM_2_PJM_ROR | PJM_ROM | PJM_ROR | Internal | Winter | B19 | 700 | 8000 | 0 | 61.92 | 61.42 | 0.01 | 0
2025 | PJM_ROM_2_PJM_ROR | PJM_ROM | PJM_ROR | Internal | Winter | B20 | 935 | 8000 | 0 | 54.07 | 53.94 | 0.01 | 0
2025 | SOCO_2_ENT | SOCO | ENT | Internal | Shoulder | B11 | 25 | 4300 | 0 | 86.23 | 69.25 | 10 | 0
2025 | SOCO_2_ENT | SOCO | ENT | Internal | Shoulder | B12 | 200 | 4300 | 0 | 64.93 | 60.22 | 10 | 0
2025 | SOCO_2_ENT | SOCO | ENT | Internal | Shoulder | B13 | 600 | 4300 | 0 | 59.72 | 57.87 | 10 | 0
2025 | SOCO_2_ENT | SOCO | ENT | Internal | Shoulder | B14 | 900 | 4300 | 0 | 59.72 | 51.72 | 10 | 0
2025 | SOCO_2_ENT | SOCO | ENT | Internal | Shoulder | B15 | 1203 | 4300 | 0 | 59.72 | 49.65 | 10 | 0
2025 | SOCO_2_ENT | SOCO | ENT | Internal | Summer | B1 | 10 | 4300 | 0 | 99.44 | 83.76 | 10 | 0
2025 | SOCO_2_ENT | SOCO | ENT | Internal | Summer | B2 | 25 | 4300 | 0 | 97.51 | 89.37 | 10 | 0
2025 | SOCO_2_ENT | SOCO | ENT | Internal | Summer | B3 | 75 | 4300 | 0 | 97.51 | 89.51 | 10 | 0
2025 | SOCO_2_ENT | SOCO | ENT | Internal | Summer | B4 | 100 | 4300 | 0 | 97.51 | 86.98 | 10 | 0
2025 | SOCO_2_ENT | SOCO | ENT | Internal | Summer | B5 | 200 | 4300 | 0 | 97.51 | 86.28 | 10 | 0
2025 | SOCO_2_ENT | SOCO | ENT | Internal | Summer | B6 | 300 | 4300 | 0 | 91.1 | 83.1 | 10 | 0
2025 | SOCO_2_ENT | SOCO | ENT | Internal | Summer | B7 | 400 | 4300 | 0 | 80.14 | 67.81 | 10 | 0
2025 | SOCO_2_ENT | SOCO | ENT | Internal | Summer | B8 | 500 | 4300 | 0 | 66.71 | 58.71 | 10 | 0
2025 | SOCO_2_ENT | SOCO | ENT | Internal | Summer | B9 | 800 | 4300 | 0 | 60.43 | 56.34 | 10 | 0
2025 | SOCO_2_ENT | SOCO | ENT | Internal | Summer | B10 | 1262 | 4300 | 0 | 58.32 | 50.32 | 10 | 0
2025 | SOCO_2_ENT | SOCO | ENT | Internal | Winter | B16 | 25 | 4300 | 0 | 88.64 | 65.79 | 10 | 0
2025 | SOCO_2_ENT | SOCO | ENT | Internal | Winter | B17 | 100 | 4300 | 0 | 68.66 | 60.66 | 10 | 0
2025 | SOCO_2_ENT | SOCO | ENT | Internal | Winter | B18 | 400 | 4300 | 0 | 62.61 | 60.66 | 10 | 0
2025 | SOCO_2_ENT | SOCO | ENT | Internal | Winter | B19 | 700 | 4300 | 0 | 62.61 | 59.43 | 10 | 0
2025 | SOCO_2_ENT | SOCO | ENT | Internal | Winter | B20 | 935 | 4300 | 0 | 62.61 | 51.95 | 10 | 0
2025 | SOCO_2_FRCC | SOCO | FRCC | Internal | Shoulder | B11 | 25 | 3700 | 3700 | 86.23 | 103.88 | 10 | 7.66
2025 | SOCO_2_FRCC | SOCO | FRCC | Internal | Shoulder | B12 | 200 | 3700 | 0 | 64.93 | 67.77 | 10 | 0
2025 | SOCO_2_FRCC | SOCO | FRCC | Internal | Shoulder | B13 | 600 | 3700 | 0 | 59.72 | 67.77 | 10 | 0
2025 | SOCO_2_FRCC | SOCO | FRCC | Internal | Shoulder | B14 | 900 | 3700 | 0 | 59.72 | 64.95 | 10 | 0
2025 | SOCO_2_FRCC | SOCO | FRCC | Internal | Shoulder | B15 | 1203 | 3700 | 0 | 59.72 | 64.95 | 10 | 0
2025 | SOCO_2_FRCC | SOCO | FRCC | Internal | Summer | B1 | 10 | 3700 | 1625.52 | 99.44 | 109.44 | 10 | 0
2025 | SOCO_2_FRCC | SOCO | FRCC | Internal | Summer | B2 | 25 | 3700 | 0 | 97.51 | 104.94 | 10 | 0
2025 | SOCO_2_FRCC | SOCO | FRCC | Internal | Summer | B3 | 75 | 3700 | 0 | 97.51 | 104.94 | 10 | 0
2025 | SOCO_2_FRCC | SOCO | FRCC | Internal | Summer | B4 | 100 | 3700 | 0 | 97.51 | 104.94 | 10 | 0
2025 | SOCO_2_FRCC | SOCO | FRCC | Internal | Summer | B5 | 200 | 3700 | 0 | 97.51 | 104.94 | 10 | 0
2025 | SOCO_2_FRCC | SOCO | FRCC | Internal | Summer | B6 | 300 | 3700 | 1860.71 | 91.1 | 101.1 | 10 | 0
2025 | SOCO_2_FRCC | SOCO | FRCC | Internal | Summer | B7 | 400 | 3700 | 0 | 80.14 | 84.21 | 10 | 0
2025 | SOCO_2_FRCC | SOCO | FRCC | Internal | Summer | B8 | 500 | 3700 | 0 | 66.71 | 66.93 | 10 | 0
2025 | SOCO_2_FRCC | SOCO | FRCC | Internal | Summer | B9 | 800 | 3700 | 0 | 60.43 | 64.14 | 10 | 0
2025 | SOCO_2_FRCC | SOCO | FRCC | Internal | Summer | B10 | 1262 | 3700 | 0 | 58.32 | 64.14 | 10 | 0
2025 | SOCO_2_FRCC | SOCO | FRCC | Internal | Winter | B16 | 25 | 3700 | 1244.6 | 88.64 | 98.64 | 10 | 0
2025 | SOCO_2_FRCC | SOCO | FRCC | Internal | Winter | B17 | 100 | 3700 | 0 | 68.66 | 70.33 | 10 | 0
2025 | SOCO_2_FRCC | SOCO | FRCC | Internal | Winter | B18 | 400 | 3700 | 0 | 62.61 | 68.69 | 10 | 0
2025 | SOCO_2_FRCC | SOCO | FRCC | Internal | Winter | B19 | 700 | 3700 | 0 | 62.61 | 67.41 | 10 | 0
2025 | SOCO_2_FRCC | SOCO | FRCC | Internal | Winter | B20 | 935 | 3700 | 0 | 62.61 | 67.41 | 10 | 0
2025 | SOCO_2_TVA_Transmission | SOCO | TVA_Transmission | Internal | Shoulder | B11 | 25 | 2600 | 0 | 86.23 | 77.25 | 10 | 0
2025 | SOCO_2_TVA_Transmission | SOCO | TVA_Transmission | Internal | Shoulder | B12 | 200 | 2600 | 0 | 64.93 | 65.96 | 10 | 0
2025 | SOCO_2_TVA_Transmission | SOCO | TVA_Transmission | Internal | Shoulder | B13 | 600 | 2600 | 0 | 59.72 | 62.05 | 10 | 0
2025 | SOCO_2_TVA_Transmission | SOCO | TVA_Transmission | Internal | Shoulder | B14 | 900 | 2600 | 0 | 59.72 | 59.63 | 10 | 0
2025 | SOCO_2_TVA_Transmission | SOCO | TVA_Transmission | Internal | Shoulder | B15 | 1203 | 2600 | 0 | 59.72 | 57.64 | 10 | 0
2025 | SOCO_2_TVA_Transmission | SOCO | TVA_Transmission | Internal | Summer | B1 | 10 | 2600 | 0 | 99.44 | 99.76 | 10 | 0
2025 | SOCO_2_TVA_Transmission | SOCO | TVA_Transmission | Internal | Summer | B2 | 25 | 2600 | 0 | 97.51 | 97.37 | 10 | 0
2025 | SOCO_2_TVA_Transmission | SOCO | TVA_Transmission | Internal | Summer | B3 | 75 | 2600 | 0 | 97.51 | 94.85 | 10 | 0
2025 | SOCO_2_TVA_Transmission | SOCO | TVA_Transmission | Internal | Summer | B4 | 100 | 2600 | 0 | 97.51 | 94.85 | 10 | 0
2025 | SOCO_2_TVA_Transmission | SOCO | TVA_Transmission | Internal | Summer | B5 | 200 | 2600 | 0 | 97.51 | 90.33 | 10 | 0
2025 | SOCO_2_TVA_Transmission | SOCO | TVA_Transmission | Internal | Summer | B6 | 300 | 2600 | 0 | 91.1 | 83.09 | 10 | 0
2025 | SOCO_2_TVA_Transmission | SOCO | TVA_Transmission | Internal | Summer | B7 | 400 | 2600 | 0 | 80.14 | 71.96 | 10 | 0
2025 | SOCO_2_TVA_Transmission | SOCO | TVA_Transmission | Internal | Summer | B8 | 500 | 2600 | 0 | 66.71 | 60.76 | 10 | 0
2025 | SOCO_2_TVA_Transmission | SOCO | TVA_Transmission | Internal | Summer | B9 | 800 | 2600 | 0 | 60.43 | 58.63 | 10 | 0
2025 | SOCO_2_TVA_Transmission | SOCO | TVA_Transmission | Internal | Summer | B10 | 1262 | 2600 | 0 | 58.32 | 52.39 | 10 | 0
2025 | SOCO_2_TVA_Transmission | SOCO | TVA_Transmission | Internal | Winter | B16 | 25 | 2600 | 0 | 88.64 | 79.64 | 10 | 0
2025 | SOCO_2_TVA_Transmission | SOCO | TVA_Transmission | Internal | Winter | B17 | 100 | 2600 | 0 | 68.66 | 68.66 | 10 | 0
2025 | SOCO_2_TVA_Transmission | SOCO | TVA_Transmission | Internal | Winter | B18 | 400 | 2600 | 0 | 62.61 | 64.82 | 10 | 0
2025 | SOCO_2_TVA_Transmission | SOCO | TVA_Transmission | Internal | Winter | B19 | 700 | 2600 | 0 | 62.61 | 64.06 | 10 | 0
2025 | SOCO_2_TVA_Transmission | SOCO | TVA_Transmission | Internal | Winter | B20 | 935 | 2600 | 0 | 62.61 | 59.94 | 10 | 0
2025 | SOCO_2_VACAR | SOCO | VACAR | Internal | Shoulder | B11 | 25 | 2000 | 0 | 86.23 | 79.23 | 10 | 0
2025 | SOCO_2_VACAR | SOCO | VACAR | Internal | Shoulder | B12 | 200 | 2000 | 0 | 64.93 | 69.86 | 10 | 0
2025 | SOCO_2_VACAR | SOCO | VACAR | Internal | Shoulder | B13 | 600 | 2000 | 0 | 59.72 | 64.58 | 10 | 0
2025 | SOCO_2_VACAR | SOCO | VACAR | Internal | Shoulder | B14 | 900 | 2000 | 0 | 59.72 | 63.36 | 10 | 0
2025 | SOCO_2_VACAR | SOCO | VACAR | Internal | Shoulder | B15 | 1203 | 2000 | 0 | 59.72 | 55.3 | 10 | 0
2025 | SOCO_2_VACAR | SOCO | VACAR | Internal | Summer | B1 | 10 | 2000 | 0 | 99.44 | 100.8 | 10 | 0
2025 | SOCO_2_VACAR | SOCO | VACAR | Internal | Summer | B2 | 25 | 2000 | 0 | 97.51 | 100.8 | 10 | 0
2025 | SOCO_2_VACAR | SOCO | VACAR | Internal | Summer | B3 | 75 | 2000 | 0 | 97.51 | 100.8 | 10 | 0
2025 | SOCO_2_VACAR | SOCO | VACAR | Internal | Summer | B4 | 100 | 2000 | 0 | 97.51 | 100.8 | 10 | 0
2025 | SOCO_2_VACAR | SOCO | VACAR | Internal | Summer | B5 | 200 | 2000 | 0 | 97.51 | 92.59 | 10 | 0
2025 | SOCO_2_VACAR | SOCO | VACAR | Internal | Summer | B6 | 300 | 2000 | 0 | 91.1 | 84.1 | 10 | 0
2025 | SOCO_2_VACAR | SOCO | VACAR | Internal | Summer | B7 | 400 | 2000 | 0 | 80.14 | 73.29 | 10 | 0
2025 | SOCO_2_VACAR | SOCO | VACAR | Internal | Summer | B8 | 500 | 2000 | 0 | 66.71 | 63.28 | 10 | 0
2025 | SOCO_2_VACAR | SOCO | VACAR | Internal | Summer | B9 | 800 | 2000 | 0 | 60.43 | 53.49 | 10 | 0
2025 | SOCO_2_VACAR | SOCO | VACAR | Internal | Summer | B10 | 1262 | 2000 | 0 | 58.32 | 53.49 | 10 | 0
2025 | SOCO_2_VACAR | SOCO | VACAR | Internal | Winter | B16 | 25 | 2000 | 0 | 88.64 | 93.76 | 10 | 0
2025 | SOCO_2_VACAR | SOCO | VACAR | Internal | Winter | B17 | 100 | 2000 | 0 | 68.66 | 77.66 | 10 | 0
2025 | SOCO_2_VACAR | SOCO | VACAR | Internal | Winter | B18 | 400 | 2000 | 0 | 62.61 | 68.65 | 10 | 0
2025 | SOCO_2_VACAR | SOCO | VACAR | Internal | Winter | B19 | 700 | 2000 | 0 | 62.61 | 67.42 | 10 | 0
2025 | SOCO_2_VACAR | SOCO | VACAR | Internal | Winter | B20 | 935 | 2000 | 0 | 62.61 | 59.36 | 10 | 0
2025 | SPP_N_2_ENT | SPP_N | ENT | Internal | Shoulder | B11 | 25 | 15643 | 3676.22 | 64.25 | 69.25 | 5 | 0
2025 | SPP_N_2_ENT | SPP_N | ENT | Internal | Shoulder | B12 | 200 | 15643 | 0 | 56.4 | 60.22 | 5 | 0
2025 | SPP_N_2_ENT | SPP_N | ENT | Internal | Shoulder | B13 | 600 | 15643 | 3478.97 | 52.87 | 57.87 | 5 | 0
2025 | SPP_N_2_ENT | SPP_N | ENT | Internal | Shoulder | B14 | 900 | 15643 | 7286.89 | 46.72 | 51.72 | 5 | 0
2025 | SPP_N_2_ENT | SPP_N | ENT | Internal | Shoulder | B15 | 1203 | 15643 | 12412.44 | 44.65 | 49.65 | 5 | 0
2025 | SPP_N_2_ENT | SPP_N | ENT | Internal | Summer | B1 | 10 | 15643 | 7968.13 | 78.76 | 83.76 | 5 | 0
2025 | SPP_N_2_ENT | SPP_N | ENT | Internal | Summer | B2 | 25 | 15643 | 3769.28 | 84.37 | 89.37 | 5 | 0
2025 | SPP_N_2_ENT | SPP_N | ENT | Internal | Summer | B3 | 75 | 15643 | 2101.68 | 84.51 | 89.51 | 5 | 0
2025 | SPP_N_2_ENT | SPP_N | ENT | Internal | Summer | B4 | 100 | 15643 | 2037.36 | 81.98 | 86.98 | 5 | 0
2025 | SPP_N_2_ENT | SPP_N | ENT | Internal | Summer | B5 | 200 | 15643 | 3845.47 | 81.28 | 86.28 | 5 | 0
2025 | SPP_N_2_ENT | SPP_N | ENT | Internal | Summer | B6 | 300 | 15643 | 2492.15 | 78.1 | 83.1 | 5 | 0
2025 | SPP_N_2_ENT | SPP_N | ENT | Internal | Summer | B7 | 400 | 15643 | 4154.36 | 62.81 | 67.81 | 5 | 0
2025 | SPP_N_2_ENT | SPP_N | ENT | Internal | Summer | B8 | 500 | 15643 | 2944.76 | 53.71 | 58.71 | 5 | 0
2025 | SPP_N_2_ENT | SPP_N | ENT | Internal | Summer | B9 | 800 | 15643 | 3839.8 | 51.34 | 56.34 | 5 | 0
2025 | SPP_N_2_ENT | SPP_N | ENT | Internal | Summer | B10 | 1262 | 15643 | 8245.98 | 45.32 | 50.32 | 5 | 0
2025 | SPP_N_2_ENT | SPP_N | ENT | Internal | Winter | B16 | 25 | 15643 | 6681.31 | 60.79 | 65.79 | 5 | 0
2025 | SPP_N_2_ENT | SPP_N | ENT | Internal | Winter | B17 | 100 | 15643 | 5572.91 | 55.66 | 60.66 | 5 | 0
2025 | SPP_N_2_ENT | SPP_N | ENT | Internal | Winter | B18 | 400 | 15643 | 4649.46 | 55.66 | 60.66 | 5 | 0
2025 | SPP_N_2_ENT | SPP_N | ENT | Internal | Winter | B19 | 700 | 15643 | 6951.32 | 54.43 | 59.43 | 5 | 0
2025 | SPP_N_2_ENT | SPP_N | ENT | Internal | Winter | B20 | 935 | 15643 | 14001.32 | 46.95 | 51.95 | 5 | 0
2025 | SPP_N_2_MISO_MO-IL | SPP_N | MISO_MO-IL | Internal | Shoulder | B11 | 25 | 4019 | 4018.74 | 64.25 | 69.27 | 5 | 0.02
2025 | SPP_N_2_MISO_MO-IL | SPP_N | MISO_MO-IL | Internal | Shoulder | B12 | 200 | 4019 | 4019 | 56.4 | 64.15 | 5 | 2.75
2025 | SPP_N_2_MISO_MO-IL | SPP_N | MISO_MO-IL | Internal | Shoulder | B13 | 600 | 4019 | 4019 | 52.87 | 58.13 | 5 | 0.26
2025 | SPP_N_2_MISO_MO-IL | SPP_N | MISO_MO-IL | Internal | Shoulder | B14 | 900 | 4019 | 4019 | 46.72 | 55.37 | 5 | 3.65
2025 | SPP_N_2_MISO_MO-IL | SPP_N | MISO_MO-IL | Internal | Shoulder | B15 | 1203 | 4019 | 3940.97 | 44.65 | 49.65 | 5 | 0
2025 | SPP_N_2_MISO_MO-IL | SPP_N | MISO_MO-IL | Internal | Summer | B1 | 10 | 4019 | 4019 | 78.76 | 91.76 | 5 | 8
2025 | SPP_N_2_MISO_MO-IL | SPP_N | MISO_MO-IL | Internal | Summer | B2 | 25 | 4019 | 2419.93 | 84.37 | 89.37 | 5 | 0
2025 | SPP_N_2_MISO_MO-IL | SPP_N | MISO_MO-IL | Internal | Summer | B3 | 75 | 4019 | 0.02 | 84.51 | 89.37 | 5 | 0
2025 | SPP_N_2_MISO_MO-IL | SPP_N | MISO_MO-IL | Internal | Summer | B4 | 100 | 4019 | 909.16 | 81.98 | 86.98 | 5 | 0
2025 | SPP_N_2_MISO_MO-IL | SPP_N | MISO_MO-IL | Internal | Summer | B5 | 200 | 4019 | 37.83 | 81.28 | 86.28 | 5 | 0
2025 | SPP_N_2_MISO_MO-IL | SPP_N | MISO_MO-IL | Internal | Summer | B6 | 300 | 4019 | 0 | 78.1 | 80.1 | 5 | 0
2025 | SPP_N_2_MISO_MO-IL | SPP_N | MISO_MO-IL | Internal | Summer | B7 | 400 | 4019 | 0 | 62.81 | 65.9 | 5 | 0
2025 | SPP_N_2_MISO_MO-IL | SPP_N | MISO_MO-IL | Internal | Summer | B8 | 500 | 4019 | 0 | 53.71 | 55.29 | 5 | 0
2025 | SPP_N_2_MISO_MO-IL | SPP_N | MISO_MO-IL | Internal | Summer | B9 | 800 | 4019 | 0 | 51.34 | 52.62 | 5 | 0
2025 | SPP_N_2_MISO_MO-IL | SPP_N | MISO_MO-IL | Internal | Summer | B10 | 1262 | 4019 | 0 | 45.32 | 47.11 | 5 | 0
2025 | SPP_N_2_MISO_MO-IL | SPP_N | MISO_MO-IL | Internal | Winter | B16 | 25 | 4019 | 4019 | 60.79 | 71.64 | 5 | 5.85
2025 | SPP_N_2_MISO_MO-IL | SPP_N | MISO_MO-IL | Internal | Winter | B17 | 100 | 4019 | 4019 | 55.66 | 66.19 | 5 | 5.53
2025 | SPP_N_2_MISO_MO-IL | SPP_N | MISO_MO-IL | Internal | Winter | B18 | 400 | 4019 | 3340.81 | 55.66 | 60.66 | 5 | 0
2025 | SPP_N_2_MISO_MO-IL | SPP_N | MISO_MO-IL | Internal | Winter | B19 | 700 | 4019 | 2298.66 | 54.43 | 59.43 | 5 | 0
2025 | SPP_N_2_MISO_MO-IL | SPP_N | MISO_MO-IL | Internal | Winter | B20 | 935 | 4019 | 670.89 | 46.95 | 51.95 | 5 | 0
2025 | SPP_N_2_MISO_W | SPP_N | MISO_W | Internal | Shoulder | B11 | 25 | 1087 | 5.65 | 64.25 | 69.25 | 5 | 0
2025 | SPP_N_2_MISO_W | SPP_N | MISO_W | Internal | Shoulder | B12 | 200 | 1087 | 1087 | 56.4 | 61.86 | 5 | 0.46
2025 | SPP_N_2_MISO_W | SPP_N | MISO_W | Internal | Shoulder | B13 | 600 | 1087 | 0.03 | 52.87 | 57.86 | 5 | 0
2025 | SPP_N_2_MISO_W | SPP_N | MISO_W | Internal | Shoulder | B14 | 900 | 1087 | 1087 | 46.72 | 55.36 | 5 | 3.64
2025 | SPP_N_2_MISO_W | SPP_N | MISO_W | Internal | Shoulder | B15 | 1203 | 1087 | 0.02 | 44.65 | 49.64 | 5 | 0
2025 | SPP_N_2_MISO_W | SPP_N | MISO_W | Internal | Summer | B1 | 10 | 1087 | 1087 | 78.76 | 91.76 | 5 | 8
2025 | SPP_N_2_MISO_W | SPP_N | MISO_W | Internal | Summer | B2 | 25 | 1087 | 0.59 | 84.37 | 89.36 | 5 | 0
2025 | SPP_N_2_MISO_W | SPP_N | MISO_W | Internal | Summer | B3 | 75 | 1087 | 0.02 | 84.51 | 89.36 | 5 | 0
2025 | SPP_N_2_MISO_W | SPP_N | MISO_W | Internal | Summer | B4 | 100 | 1087 | 0.15 | 81.98 | 86.96 | 5 | 0
2025 | SPP_N_2_MISO_W | SPP_N | MISO_W | Internal | Summer | B5 | 200 | 1087 | 0.07 | 81.28 | 86.27 | 5 | 0
2025 | SPP_N_2_MISO_W | SPP_N | MISO_W | Internal | Summer | B6 | 300 | 1087 | 0 | 78.1 | 80.1 | 5 | 0
2025 | SPP_N_2_MISO_W | SPP_N | MISO_W | Internal | Summer | B7 | 400 | 1087 | 0 | 62.81 | 65.89 | 5 | 0
2025 | SPP_N_2_MISO_W | SPP_N | MISO_W | Internal | Summer | B8 | 500 | 1087 | 0 | 53.71 | 55.28 | 5 | 0
2025 | SPP_N_2_MISO_W | SPP_N | MISO_W | Internal | Summer | B9 | 800 | 1087 | 0 | 51.34 | 52.61 | 5 | 0
2025 | SPP_N_2_MISO_W | SPP_N | MISO_W | Internal | Summer | B10 | 1262 | 1087 | 0 | 45.32 | 46.69 | 5 | 0
2025 | SPP_N_2_MISO_W | SPP_N | MISO_W | Internal | Winter | B16 | 25 | 1087 | 1087 | 60.79 | 68.8 | 5 | 3.01
2025 | SPP_N_2_MISO_W | SPP_N | MISO_W | Internal | Winter | B17 | 100 | 1087 | 1087 | 55.66 | 66.18 | 5 | 5.52
2025 | SPP_N_2_MISO_W | SPP_N | MISO_W | Internal | Winter | B18 | 400 | 1087 | 0.04 | 55.66 | 60.65 | 5 | 0
2025 | SPP_N_2_MISO_W | SPP_N | MISO_W | Internal | Winter | B19 | 700 | 1087 | 0.02 | 54.43 | 59.42 | 5 | 0
2025 | SPP_N_2_MISO_W | SPP_N | MISO_W | Internal | Winter | B20 | 935 | 1087 | 0.02 | 46.95 | 51.94 | 5 | 0
2025 | SPP_N_2_NE | SPP_N | NE | Internal | Shoulder | B11 | 25 | 490 | 0.54 | 64.25 | 64.25 | 0.01 | 0
2025 | SPP_N_2_NE | SPP_N | NE | Internal | Shoulder | B12 | 200 | 490 | 490 | 56.4 | 56.86 | 0.01 | 0.45
2025 | SPP_N_2_NE | SPP_N | NE | Internal | Shoulder | B13 | 600 | 490 | 0.01 | 52.87 | 52.86 | 0.01 | 0
2025 | SPP_N_2_NE | SPP_N | NE | Internal | Shoulder | B14 | 900 | 490 | 0 | 46.72 | 46.71 | 0.01 | 0
2025 | SPP_N_2_NE | SPP_N | NE | Internal | Shoulder | B15 | 1203 | 490 | 0 | 44.65 | 44.64 | 0.01 | 0
2025 | SPP_N_2_NE | SPP_N | NE | Internal | Summer | B1 | 10 | 490 | 490 | 78.76 | 86.76 | 0.01 | 7.99
2025 | SPP_N_2_NE | SPP_N | NE | Internal | Summer | B2 | 25 | 490 | 0.29 | 84.37 | 84.36 | 0.01 | 0
2025 | SPP_N_2_NE | SPP_N | NE | Internal | Summer | B3 | 75 | 490 | 0.09 | 84.51 | 84.49 | 0.01 | 0
2025 | SPP_N_2_NE | SPP_N | NE | Internal | Summer | B4 | 100 | 490 | 0.08 | 81.98 | 81.96 | 0.01 | 0
2025 | SPP_N_2_NE | SPP_N | NE | Internal | Summer | B5 | 200 | 490 | 0.04 | 81.28 | 81.27 | 0.01 | 0
2025 | SPP_N_2_NE | SPP_N | NE | Internal | Summer | B6 | 300 | 490 | 0 | 78.1 | 77.67 | 0.01 | 0
2025 | SPP_N_2_NE | SPP_N | NE | Internal | Summer | B7 | 400 | 490 | 0 | 62.81 | 60.89 | 0.01 | 0
2025 | SPP_N_2_NE | SPP_N | NE | Internal | Summer | B8 | 500 | 490 | 0 | 53.71 | 50.28 | 0.01 | 0
2025 | SPP_N_2_NE | SPP_N | NE | Internal | Summer | B9 | 800 | 490 | 0 | 51.34 | 47.61 | 0.01 | 0
2025 | SPP_N_2_NE | SPP_N | NE | Internal | Summer | B10 | 1262 | 490 | 0 | 45.32 | 41.69 | 0.01 | 0
2025 | SPP_N_2_NE | SPP_N | NE | Internal | Winter | B16 | 25 | 490 | 0 | 60.79 | 54.42 | 0.01 | 0
2025 | SPP_N_2_NE | SPP_N | NE | Internal | Winter | B17 | 100 | 490 | 0 | 55.66 | 54.42 | 0.01 | 0
2025 | SPP_N_2_NE | SPP_N | NE | Internal | Winter | B18 | 400 | 490 | 0.02 | 55.66 | 55.65 | 0.01 | 0
2025 | SPP_N_2_NE | SPP_N | NE | Internal | Winter | B19 | 700 | 490 | 0.01 | 54.43 | 54.42 | 0.01 | 0
2025 | SPP_N_2_NE | SPP_N | NE | Internal | Winter | B20 | 935 | 490 | 0 | 46.95 | 46.94 | 0.01 | 0
2025 | SPP_N_2_SPP_S | SPP_N | SPP_S | Internal | Shoulder | B11 | 25 | 4236 | 0.57 | 64.25 | 64.25 | 0.01 | 0
2025 | SPP_N_2_SPP_S | SPP_N | SPP_S | Internal | Shoulder | B12 | 200 | 4236 | 2445.83 | 56.4 | 56.42 | 0.01 | 0
2025 | SPP_N_2_SPP_S | SPP_N | SPP_S | Internal | Shoulder | B13 | 600 | 4236 | 1161.72 | 52.87 | 52.88 | 0.01 | 0
2025 | SPP_N_2_SPP_S | SPP_N | SPP_S | Internal | Shoulder | B14 | 900 | 4236 | 0.02 | 46.72 | 46.72 | 0.01 | 0
2025 | SPP_N_2_SPP_S | SPP_N | SPP_S | Internal | Shoulder | B15 | 1203 | 4236 | 0 | 44.65 | 40.53 | 0.01 | 0
2025 | SPP_N_2_SPP_S | SPP_N | SPP_S | Internal | Summer | B1 | 10 | 4236 | 0 | 78.76 | 58.77 | 0.01 | 0
2025 | SPP_N_2_SPP_S | SPP_N | SPP_S | Internal | Summer | B2 | 25 | 4236 | 0 | 84.37 | 81.96 | 0.01 | 0
2025 | SPP_N_2_SPP_S | SPP_N | SPP_S | Internal | Summer | B3 | 75 | 4236 | 0.21 | 84.51 | 84.51 | 0.01 | 0
2025 | SPP_N_2_SPP_S | SPP_N | SPP_S | Internal | Summer | B4 | 100 | 4236 | 0.08 | 81.98 | 81.96 | 0.01 | 0
2025 | SPP_N_2_SPP_S | SPP_N | SPP_S | Internal | Summer | B5 | 200 | 4236 | 0.09 | 81.28 | 81.28 | 0.01 | 0
2025 | SPP_N_2_SPP_S | SPP_N | SPP_S | Internal | Summer | B6 | 300 | 4236 | 2467.61 | 78.1 | 78.12 | 0.01 | 0
2025 | SPP_N_2_SPP_S | SPP_N | SPP_S | Internal | Summer | B7 | 400 | 4236 | 2105 | 62.81 | 62.82 | 0.01 | 0
2025 | SPP_N_2_SPP_S | SPP_N | SPP_S | Internal | Summer | B8 | 500 | 4236 | 4236 | 53.71 | 56.18 | 0.01 | 2.46
2025 | SPP_N_2_SPP_S | SPP_N | SPP_S | Internal | Summer | B9 | 800 | 4236 | 4236 | 51.34 | 56.06 | 0.01 | 4.7
2025 | SPP_N_2_SPP_S | SPP_N | SPP_S | Internal | Summer | B10 | 1262 | 4236 | 3689.19 | 45.32 | 45.34 | 0.01 | 0
2025 | SPP_N_2_SPP_S | SPP_N | SPP_S | Internal | Winter | B16 | 25 | 4236 | 0.72 | 60.79 | 60.79 | 0.01 | 0
2025 | SPP_N_2_SPP_S | SPP_N | SPP_S | Internal | Winter | B17 | 100 | 4236 | 1685.76 | 55.66 | 55.68 | 0.01 | 0
2025 | SPP_N_2_SPP_S | SPP_N | SPP_S | Internal | Winter | B18 | 400 | 4236 | 1479.87 | 55.66 | 55.68 | 0.01 | 0
2025 | SPP_N_2_SPP_S | SPP_N | SPP_S | Internal | Winter | B19 | 700 | 4236 | 781.45 | 54.43 | 54.45 | 0.01 | 0
2025 | SPP_N_2_SPP_S | SPP_N | SPP_S | Internal | Winter | B20 | 935 | 4236 | 0.02 | 46.95 | 46.95 | 0.01 | 0
2025 | SPP_S_2_ENT | SPP_S | ENT | Internal | Shoulder | B11 | 25 | 2842 | 2145.62 | 64.25 | 69.25 | 5 | 0
2025 | SPP_S_2_ENT | SPP_S | ENT | Internal | Shoulder | B12 | 200 | 2842 | 0 | 56.42 | 60.22 | 5 | 0
2025 | SPP_S_2_ENT | SPP_S | ENT | Internal | Shoulder | B13 | 600 | 2842 | 0.03 | 52.88 | 57.87 | 5 | 0
2025 | SPP_S_2_ENT | SPP_S | ENT | Internal | Shoulder | B14 | 900 | 2842 | 2005.61 | 46.72 | 51.72 | 5 | 0
2025 | SPP_S_2_ENT | SPP_S | ENT | Internal | Shoulder | B15 | 1203 | 2842 | 2842 | 40.53 | 49.65 | 5 | 4.12
2025 | SPP_S_2_ENT | SPP_S | ENT | Internal | Summer | B1 | 10 | 2842 | 2842 | 58.77 | 83.76 | 5 | 19.99
2025 | SPP_S_2_ENT | SPP_S | ENT | Internal | Summer | B2 | 25 | 2842 | 2842 | 81.96 | 89.37 | 5 | 2.41
2025 | SPP_S_2_ENT | SPP_S | ENT | Internal | Summer | B3 | 75 | 2842 | 664.43 | 84.51 | 89.51 | 5 | 0
2025 | SPP_S_2_ENT | SPP_S | ENT | Internal | Summer | B4 | 100 | 2842 | 2841.85 | 81.96 | 86.98 | 5 | 0.01
2025 | SPP_S_2_ENT | SPP_S | ENT | Internal | Summer | B5 | 200 | 2842 | 72.77 | 81.28 | 86.28 | 5 | 0
2025 | SPP_S_2_ENT | SPP_S | ENT | Internal | Summer | B6 | 300 | 2842 | 0.05 | 78.12 | 83.1 | 5 | 0
2025 | SPP_S_2_ENT | SPP_S | ENT | Internal | Summer | B7 | 400 | 2842 | 0.04 | 62.82 | 67.81 | 5 | 0
2025 | SPP_S_2_ENT | SPP_S | ENT | Internal | Summer | B8 | 500 | 2842 | 0 | 56.18 | 58.71 | 5 | 0
2025 | SPP_S_2_ENT | SPP_S | ENT | Internal | Summer | B9 | 800 | 2842 | 0 | 56.06 | 56.34 | 5 | 0
2025 | SPP_S_2_ENT | SPP_S | ENT | Internal | Summer | B10 | 1262 | 2842 | 0.01 | 45.34 | 50.32 | 5 | 0
2025 | SPP_S_2_ENT | SPP_S | ENT | Internal | Winter | B16 | 25 | 2842 | 180.14 | 60.79 | 65.79 | 5 | 0
2025 | SPP_S_2_ENT | SPP_S | ENT | Internal | Winter | B17 | 100 | 2842 | 0.16 | 55.68 | 60.66 | 5 | 0
2025 | SPP_S_2_ENT | SPP_S | ENT | Internal | Winter | B18 | 400 | 2842 | 0.04 | 55.68 | 60.66 | 5 | 0
2025 | SPP_S_2_ENT | SPP_S | ENT | Internal | Winter | B19 | 700 | 2842 | 0.02 | 54.45 | 59.43 | 5 | 0
2025 | SPP_S_2_ENT | SPP_S | ENT | Internal | Winter | B20 | 935 | 2842 | 819.74 | 46.95 | 51.95 | 5 | 0
2025 | SPP_S_2_SPP_N | SPP_S | SPP_N | Internal | Shoulder | B11 | 25 | 876 | 0.6 | 64.25 | 64.25 | 0.01 | 0
2025 | SPP_S_2_SPP_N | SPP_S | SPP_N | Internal | Shoulder | B12 | 200 | 876 | 0.04 | 56.42 | 56.4 | 0.01 | 0
2025 | SPP_S_2_SPP_N | SPP_S | SPP_N | Internal | Shoulder | B13 | 600 | 876 | 0.01 | 52.88 | 52.87 | 0.01 | 0
2025 | SPP_S_2_SPP_N | SPP_S | SPP_N | Internal | Shoulder | B14 | 900 | 876 | 0.02 | 46.72 | 46.72 | 0.01 | 0
2025 | SPP_S_2_SPP_N | SPP_S | SPP_N | Internal | Shoulder | B15 | 1203 | 876 | 876 | 40.53 | 44.65 | 0.01 | 4.1
2025 | SPP_S_2_SPP_N | SPP_S | SPP_N | Internal | Summer | B1 | 10 | 876 | 876 | 58.77 | 78.76 | 0.01 | 19.98
2025 | SPP_S_2_SPP_N | SPP_S | SPP_N | Internal | Summer | B2 | 25 | 876 | 876 | 81.96 | 84.37 | 0.01 | 2.4
2025 | SPP_S_2_SPP_N | SPP_S | SPP_N | Internal | Summer | B3 | 75 | 876 | 0.2 | 84.51 | 84.51 | 0.01 | 0
2025 | SPP_S_2_SPP_N | SPP_S | SPP_N | Internal | Summer | B4 | 100 | 876 | 250.43 | 81.96 | 81.98 | 0.01 | 0
2025 | SPP_S_2_SPP_N | SPP_S | SPP_N | Internal | Summer | B5 | 200 | 876 | 0.07 | 81.28 | 81.28 | 0.01 | 0
2025 | SPP_S_2_SPP_N | SPP_S | SPP_N | Internal | Summer | B6 | 300 | 876 | 0.03 | 78.12 | 78.1 | 0.01 | 0
2025 | SPP_S_2_SPP_N | SPP_S | SPP_N | Internal | Summer | B7 | 400 | 876 | 0.02 | 62.82 | 62.81 | 0.01 | 0
2025 | SPP_S_2_SPP_N | SPP_S | SPP_N | Internal | Summer | B8 | 500 | 876 | 0 | 56.18 | 53.71 | 0.01 | 0
2025 | SPP_S_2_SPP_N | SPP_S | SPP_N | Internal | Summer | B9 | 800 | 876 | 0 | 56.06 | 51.34 | 0.01 | 0
2025 | SPP_S_2_SPP_N | SPP_S | SPP_N | Internal | Summer | B10 | 1262 | 876 | 0 | 45.34 | 45.32 | 0.01 | 0
2025 | SPP_S_2_SPP_N | SPP_S | SPP_N | Internal | Winter | B16 | 25 | 876 | 0.53 | 60.79 | 60.79 | 0.01 | 0
2025 | SPP_S_2_SPP_N | SPP_S | SPP_N | Internal | Winter | B17 | 100 | 876 | 0.08 | 55.68 | 55.66 | 0.01 | 0
2025 | SPP_S_2_SPP_N | SPP_S | SPP_N | Internal | Winter | B18 | 400 | 876 | 0.02 | 55.68 | 55.66 | 0.01 | 0
2025 | SPP_S_2_SPP_N | SPP_S | SPP_N | Internal | Winter | B19 | 700 | 876 | 0.01 | 54.45 | 54.43 | 0.01 | 0
2025 | SPP_S_2_SPP_N | SPP_S | SPP_N | Internal | Winter | B20 | 935 | 876 | 0.02 | 46.95 | 46.95 | 0.01 | 0
2025 | TVA_2_ENT | TVA | ENT | Internal | Shoulder | B11 | 25 | 500 | 0 | 77.26 | 69.25 | 9 | 0
2025 | TVA_2_ENT | TVA | ENT | Internal | Shoulder | B12 | 200 | 500 | 0 | 61.83 | 60.22 | 9 | 0
2025 | TVA_2_ENT | TVA | ENT | Internal | Shoulder | B13 | 600 | 500 | 0 | 59.56 | 57.87 | 9 | 0
2025 | TVA_2_ENT | TVA | ENT | Internal | Shoulder | B14 | 900 | 500 | 0 | 59.56 | 51.72 | 9 | 0
2025 | TVA_2_ENT | TVA | ENT | Internal | Shoulder | B15 | 1203 | 500 | 0 | 57.65 | 49.65 | 9 | 0
2025 | TVA_2_ENT | TVA | ENT | Internal | Summer | B1 | 10 | 500 | 0 | 99.78 | 83.76 | 9 | 0
2025 | TVA_2_ENT | TVA | ENT | Internal | Summer | B2 | 25 | 500 | 0 | 97.38 | 89.37 | 9 | 0
2025 | TVA_2_ENT | TVA | ENT | Internal | Summer | B3 | 75 | 500 | 0 | 94.87 | 89.51 | 9 | 0
2025 | TVA_2_ENT | TVA | ENT | Internal | Summer | B4 | 100 | 500 | 0 | 94.87 | 86.98 | 9 | 0
2025 | TVA_2_ENT | TVA | ENT | Internal | Summer | B5 | 200 | 500 | 0 | 88.51 | 86.28 | 9 | 0
2025 | TVA_2_ENT | TVA | ENT | Internal | Summer | B6 | 300 | 500 | 500 | 69.91 | 83.1 | 9 | 4.2
2025 | TVA_2_ENT | TVA | ENT | Internal | Summer | B7 | 400 | 500 | 0 | 60.39 | 67.81 | 9 | 0
2025 | TVA_2_ENT | TVA | ENT | Internal | Summer | B8 | 500 | 500 | 0 | 57.89 | 58.71 | 9 | 0
2025 | TVA_2_ENT | TVA | ENT | Internal | Summer | B9 | 800 | 500 | 0 | 57.89 | 56.34 | 9 | 0
2025 | TVA_2_ENT | TVA | ENT | Internal | Summer | B10 | 1262 | 500 | 0 | 50.65 | 50.32 | 9 | 0
2025 | TVA_2_ENT | TVA | ENT | Internal | Winter | B16 | 25 | 500 | 0 | 79.66 | 65.79 | 9 | 0
2025 | TVA_2_ENT | TVA | ENT | Internal | Winter | B17 | 100 | 500 | 0 | 64.83 | 60.66 | 9 | 0
2025 | TVA_2_ENT | TVA | ENT | Internal | Winter | B18 | 400 | 500 | 0 | 62.14 | 60.66 | 9 | 0
2025 | TVA_2_ENT | TVA | ENT | Internal | Winter | B19 | 700 | 500 | 0 | 62.14 | 59.43 | 9 | 0
2025 | TVA_2_ENT | TVA | ENT | Internal | Winter | B20 | 935 | 500 | 0 | 59.95 | 51.95 | 9 | 0
2025 | TVA_2_MISO_MO-IL | TVA | MISO_MO-IL | Internal | Shoulder | B11 | 25 | 50 | 0 | 77.26 | 69.27 | 9 | 0
2025 | TVA_2_MISO_MO-IL | TVA | MISO_MO-IL | Internal | Shoulder | B12 | 200 | 50 | 0 | 61.83 | 64.15 | 9 | 0
2025 | TVA_2_MISO_MO-IL | TVA | MISO_MO-IL | Internal | Shoulder | B13 | 600 | 50 | 0 | 59.56 | 58.13 | 9 | 0
2025 | TVA_2_MISO_MO-IL | TVA | MISO_MO-IL | Internal | Shoulder | B14 | 900 | 50 | 0 | 59.56 | 55.37 | 9 | 0
2025 | TVA_2_MISO_MO-IL | TVA | MISO_MO-IL | Internal | Shoulder | B15 | 1203 | 50 | 0 | 57.65 | 49.65 | 9 | 0
2025 | TVA_2_MISO_MO-IL | TVA | MISO_MO-IL | Internal | Summer | B1 | 10 | 50 | 0 | 99.78 | 91.76 | 9 | 0
2025 | TVA_2_MISO_MO-IL | TVA | MISO_MO-IL | Internal | Summer | B2 | 25 | 50 | 0 | 97.38 | 89.37 | 9 | 0
2025 | TVA_2_MISO_MO-IL | TVA | MISO_MO-IL | Internal | Summer | B3 | 75 | 50 | 0 | 94.87 | 89.37 | 9 | 0
2025 | TVA_2_MISO_MO-IL | TVA | MISO_MO-IL | Internal | Summer | B4 | 100 | 50 | 0 | 94.87 | 86.98 | 9 | 0
2025 | TVA_2_MISO_MO-IL | TVA | MISO_MO-IL | Internal | Summer | B5 | 200 | 50 | 0 | 88.51 | 86.28 | 9 | 0
2025 | TVA_2_MISO_MO-IL | TVA | MISO_MO-IL | Internal | Summer | B6 | 300 | 50 | 50 | 69.91 | 80.1 | 9 | 1.2
2025 | TVA_2_MISO_MO-IL | TVA | MISO_MO-IL | Internal | Summer | B7 | 400 | 50 | 0 | 60.39 | 65.9 | 9 | 0
2025 | TVA_2_MISO_MO-IL | TVA | MISO_MO-IL | Internal | Summer | B8 | 500 | 50 | 0 | 57.89 | 55.29 | 9 | 0
2025 | TVA_2_MISO_MO-IL | TVA | MISO_MO-IL | Internal | Summer | B9 | 800 | 50 | 0 | 57.89 | 52.62 | 9 | 0
2025 | TVA_2_MISO_MO-IL | TVA | MISO_MO-IL | Internal | Summer | B10 | 1262 | 50 | 0 | 50.65 | 47.11 | 9 | 0
2025 | TVA_2_MISO_MO-IL | TVA | MISO_MO-IL | Internal | Winter | B16 | 25 | 50 | 0 | 79.66 | 71.64 | 9 | 0
2025 | TVA_2_MISO_MO-IL | TVA | MISO_MO-IL | Internal | Winter | B17 | 100 | 50 | 0 | 64.83 | 66.19 | 9 | 0
2025 | TVA_2_MISO_MO-IL | TVA | MISO_MO-IL | Internal | Winter | B18 | 400 | 50 | 0 | 62.14 | 60.66 | 9 | 0
2025 | TVA_2_MISO_MO-IL | TVA | MISO_MO-IL | Internal | Winter | B19 | 700 | 50 | 0 | 62.14 | 59.43 | 9 | 0
2025 | TVA_2_MISO_MO-IL | TVA | MISO_MO-IL | Internal | Winter | B20 | 935 | 50 | 0 | 59.95 | 51.95 | 9 | 0
2025 | TVA_2_NonRTO_Midwest | TVA | NonRTO_Midwest | Internal | Shoulder | B11 | 25 | 100 | 0 | 77.26 | 77.26 | 9 | 0
2025 | TVA_2_NonRTO_Midwest | TVA | NonRTO_Midwest | Internal | Shoulder | B12 | 200 | 100 | 100 | 61.83 | 72.17 | 9 | 1.34
2025 | TVA_2_NonRTO_Midwest | TVA | NonRTO_Midwest | Internal | Shoulder | B13 | 600 | 100 | 0 | 59.56 | 66.14 | 9 | 0
2025 | TVA_2_NonRTO_Midwest | TVA | NonRTO_Midwest | Internal | Shoulder | B14 | 900 | 100 | 0 | 59.56 | 63.36 | 9 | 0
2025 | TVA_2_NonRTO_Midwest | TVA | NonRTO_Midwest | Internal | Shoulder | B15 | 1203 | 100 | 0 | 57.65 | 57.64 | 9 | 0
2025 | TVA_2_NonRTO_Midwest | TVA | NonRTO_Midwest | Internal | Summer | B1 | 10 | 100 | 0 | 99.78 | 95.99 | 9 | 0
2025 | TVA_2_NonRTO_Midwest | TVA | NonRTO_Midwest | Internal | Summer | B2 | 25 | 100 | 0 | 97.38 | 95.99 | 9 | 0
2025 | TVA_2_NonRTO_Midwest | TVA | NonRTO_Midwest | Internal | Summer | B3 | 75 | 100 | 0 | 94.87 | 95.99 | 9 | 0
2025 | TVA_2_NonRTO_Midwest | TVA | NonRTO_Midwest | Internal | Summer | B4 | 100 | 100 | 0 | 94.87 | 94.96 | 9 | 0
2025 | TVA_2_NonRTO_Midwest | TVA | NonRTO_Midwest | Internal | Summer | B5 | 200 | 100 | 0 | 88.51 | 91.61 | 9 | 0
2025 | TVA_2_NonRTO_Midwest | TVA | NonRTO_Midwest | Internal | Summer | B6 | 300 | 100 | 100 | 69.91 | 84.1 | 9 | 5.2
2025 | TVA_2_NonRTO_Midwest | TVA | NonRTO_Midwest | Internal | Summer | B7 | 400 | 100 | 100 | 60.39 | 73.89 | 9 | 4.5
2025 | TVA_2_NonRTO_Midwest | TVA | NonRTO_Midwest | Internal | Summer | B8 | 500 | 100 | 0 | 57.89 | 63.28 | 9 | 0
2025 | TVA_2_NonRTO_Midwest | TVA | NonRTO_Midwest | Internal | Summer | B9 | 800 | 100 | 0 | 57.89 | 60.61 | 9 | 0
2025 | TVA_2_NonRTO_Midwest | TVA | NonRTO_Midwest | Internal | Summer | B10 | 1262 | 100 | 0 | 50.65 | 50.5 | 9 | 0
2025 | TVA_2_NonRTO_Midwest | TVA | NonRTO_Midwest | Internal | Winter | B16 | 25 | 100 | 0 | 79.66 | 79.63 | 9 | 0
2025 | TVA_2_NonRTO_Midwest | TVA | NonRTO_Midwest | Internal | Winter | B17 | 100 | 100 | 99.99 | 64.83 | 74.18 | 9 | 0.35
2025 | TVA_2_NonRTO_Midwest | TVA | NonRTO_Midwest | Internal | Winter | B18 | 400 | 100 | 0 | 62.14 | 68.65 | 9 | 0
2025 | TVA_2_NonRTO_Midwest | TVA | NonRTO_Midwest | Internal | Winter | B19 | 700 | 100 | 0 | 62.14 | 67.42 | 9 | 0
2025 | TVA_2_NonRTO_Midwest | TVA | NonRTO_Midwest | Internal | Winter | B20 | 935 | 100 | 0 | 59.95 | 59.94 | 9 | 0
2025 | TVA_2_PJM_ROR | TVA | PJM_ROR | Internal | Shoulder | B11 | 25 | 500 | 0 | 77.26 | 71.25 | 9 | 0
2025 | TVA_2_PJM_ROR | TVA | PJM_ROR | Internal | Shoulder | B12 | 200 | 500 | 0 | 61.83 | 63.86 | 9 | 0
2025 | TVA_2_PJM_ROR | TVA | PJM_ROR | Internal | Shoulder | B13 | 600 | 500 | 0 | 59.56 | 59.86 | 9 | 0
2025 | TVA_2_PJM_ROR | TVA | PJM_ROR | Internal | Shoulder | B14 | 900 | 500 | 0 | 59.56 | 57.36 | 9 | 0
2025 | TVA_2_PJM_ROR | TVA | PJM_ROR | Internal | Shoulder | B15 | 1203 | 500 | 0 | 57.65 | 51.64 | 9 | 0
2025 | TVA_2_PJM_ROR | TVA | PJM_ROR | Internal | Summer | B1 | 10 | 500 | 0 | 99.78 | 93.76 | 9 | 0
2025 | TVA_2_PJM_ROR | TVA | PJM_ROR | Internal | Summer | B2 | 25 | 500 | 0 | 97.38 | 91.36 | 9 | 0
2025 | TVA_2_PJM_ROR | TVA | PJM_ROR | Internal | Summer | B3 | 75 | 500 | 0 | 94.87 | 88.85 | 9 | 0
2025 | TVA_2_PJM_ROR | TVA | PJM_ROR | Internal | Summer | B4 | 100 | 500 | 0 | 94.87 | 88.85 | 9 | 0
2025 | TVA_2_PJM_ROR | TVA | PJM_ROR | Internal | Summer | B5 | 200 | 500 | 0 | 88.51 | 85.61 | 9 | 0
2025 | TVA_2_PJM_ROR | TVA | PJM_ROR | Internal | Summer | B6 | 300 | 500 | 0 | 69.91 | 78.1 | 9 | 0
2025 | TVA_2_PJM_ROR | TVA | PJM_ROR | Internal | Summer | B7 | 400 | 500 | 0 | 60.39 | 67.29 | 9 | 0
2025 | TVA_2_PJM_ROR | TVA | PJM_ROR | Internal | Summer | B8 | 500 | 500 | 0 | 57.89 | 57.28 | 9 | 0
2025 | TVA_2_PJM_ROR | TVA | PJM_ROR | Internal | Summer | B9 | 800 | 500 | 0 | 57.89 | 54.6 | 9 | 0
2025 | TVA_2_PJM_ROR | TVA | PJM_ROR | Internal | Summer | B10 | 1262 | 500 | 0 | 50.65 | 48.69 | 9 | 0
2025 | TVA_2_PJM_ROR | TVA | PJM_ROR | Internal | Winter | B16 | 25 | 500 | 0 | 79.66 | 73.64 | 9 | 0
2025 | TVA_2_PJM_ROR | TVA | PJM_ROR | Internal | Winter | B17 | 100 | 500 | 0 | 64.83 | 68.18 | 9 | 0
2025 | TVA_2_PJM_ROR | TVA | PJM_ROR | Internal | Winter | B18 | 400 | 500 | 0 | 62.14 | 62.65 | 9 | 0
2025 | TVA_2_PJM_ROR | TVA | PJM_ROR | Internal | Winter | B19 | 700 | 500 | 0 | 62.14 | 61.42 | 9 | 0
2025 | TVA_2_PJM_ROR | TVA | PJM_ROR | Internal | Winter | B20 | 935 | 500 | 0 | 59.95 | 53.94 | 9 | 0
2025 | TVA_2_SOCO | TVA | SOCO | Internal | Shoulder | B11 | 25 | 500 | 0.17 | 77.26 | 86.23 | 9 | 0
2025 | TVA_2_SOCO | TVA | SOCO | Internal | Shoulder | B12 | 200 | 500 | 0 | 61.83 | 64.93 | 9 | 0
2025 | TVA_2_SOCO | TVA | SOCO | Internal | Shoulder | B13 | 600 | 500 | 0 | 59.56 | 59.72 | 9 | 0
2025 | TVA_2_SOCO | TVA | SOCO | Internal | Shoulder | B14 | 900 | 500 | 0 | 59.56 | 59.72 | 9 | 0
2025 | TVA_2_SOCO | TVA | SOCO | Internal | Shoulder | B15 | 1203 | 500 | 0 | 57.65 | 59.72 | 9 | 0
2025 | TVA_2_SOCO | TVA | SOCO | Internal | Summer | B1 | 10 | 500 | 0 | 99.78 | 99.44 | 9 | 0
2025 | TVA_2_SOCO | TVA | SOCO | Internal | Summer | B2 | 25 | 500 | 0 | 97.38 | 97.51 | 9 | 0
2025 | TVA_2_SOCO | TVA | SOCO | Internal | Summer | B3 | 75 | 500 | 0 | 94.87 | 97.51 | 9 | 0
2025 | TVA_2_SOCO | TVA | SOCO | Internal | Summer | B4 | 100 | 500 | 0 | 94.87 | 97.51 | 9 | 0
2025 | TVA_2_SOCO | TVA | SOCO | Internal | Summer | B5 | 200 | 500 | 91.96 | 88.51 | 97.51 | 9 | 0
2025 | TVA_2_SOCO | TVA | SOCO | Internal | Summer | B6 | 300 | 500 | 500 | 69.91 | 91.1 | 9 | 12.2
2025 | TVA_2_SOCO | TVA | SOCO | Internal | Summer | B7 | 400 | 500 | 500 | 60.39 | 80.14 | 9 | 10.75
2025 | TVA_2_SOCO | TVA | SOCO | Internal | Summer | B8 | 500 | 500 | 0 | 57.89 | 66.71 | 9 | 0
2025 | TVA_2_SOCO | TVA | SOCO | Internal | Summer | B9 | 800 | 500 | 0 | 57.89 | 60.43 | 9 | 0
2025 | TVA_2_SOCO | TVA | SOCO | Internal | Summer | B10 | 1262 | 500 | 0 | 50.65 | 58.32 | 9 | 0
2025 | TVA_2_SOCO | TVA | SOCO | Internal | Winter | B16 | 25 | 500 | 0.54 | 79.66 | 88.64 | 9 | 0
2025 | TVA_2_SOCO | TVA | SOCO | Internal | Winter | B17 | 100 | 500 | 0 | 64.83 | 68.66 | 9 | 0
2025 | TVA_2_SOCO | TVA | SOCO | Internal | Winter | B18 | 400 | 500 | 0 | 62.14 | 62.61 | 9 | 0
2025 | TVA_2_SOCO | TVA | SOCO | Internal | Winter | B19 | 700 | 500 | 0 | 62.14 | 62.61 | 9 | 0
2025 | TVA_2_SOCO | TVA | SOCO | Internal | Winter | B20 | 935 | 500 | 0 | 59.95 | 62.61 | 9 | 0
2025 | TVA_2_VACAR | TVA | VACAR | Internal | Shoulder | B11 | 25 | 150 | 0 | 77.26 | 79.23 | 9 | 0
2025 | TVA_2_VACAR | TVA | VACAR | Internal | Shoulder | B12 | 200 | 150 | 0 | 61.83 | 69.86 | 9 | 0
2025 | TVA_2_VACAR | TVA | VACAR | Internal | Shoulder | B13 | 600 | 150 | 0 | 59.56 | 64.58 | 9 | 0
2025 | TVA_2_VACAR | TVA | VACAR | Internal | Shoulder | B14 | 900 | 150 | 0 | 59.56 | 63.36 | 9 | 0
2025 | TVA_2_VACAR | TVA | VACAR | Internal | Shoulder | B15 | 1203 | 150 | 0 | 57.65 | 55.3 | 9 | 0
2025 | TVA_2_VACAR | TVA | VACAR | Internal | Summer | B1 | 10 | 150 | 0 | 99.78 | 100.8 | 9 | 0
2025 | TVA_2_VACAR | TVA | VACAR | Internal | Summer | B2 | 25 | 150 | 0 | 97.38 | 100.8 | 9 | 0
2025 | TVA_2_VACAR | TVA | VACAR | Internal | Summer | B3 | 75 | 150 | 0 | 94.87 | 100.8 | 9 | 0
2025 | TVA_2_VACAR | TVA | VACAR | Internal | Summer | B4 | 100 | 150 | 0 | 94.87 | 100.8 | 9 | 0
2025 | TVA_2_VACAR | TVA | VACAR | Internal | Summer | B5 | 200 | 150 | 0 | 88.51 | 92.59 | 9 | 0
2025 | TVA_2_VACAR | TVA | VACAR | Internal | Summer | B6 | 300 | 150 | 150 | 69.91 | 84.1 | 9 | 5.2
2025 | TVA_2_VACAR | TVA | VACAR | Internal | Summer | B7 | 400 | 150 | 150 | 60.39 | 73.29 | 9 | 3.9
2025 | TVA_2_VACAR | TVA | VACAR | Internal | Summer | B8 | 500 | 150 | 0 | 57.89 | 63.28 | 9 | 0
2025 | TVA_2_VACAR | TVA | VACAR | Internal | Summer | B9 | 800 | 150 | 0 | 57.89 | 53.49 | 9 | 0
2025 | TVA_2_VACAR | TVA | VACAR | Internal | Summer | B10 | 1262 | 150 | 0 | 50.65 | 53.49 | 9 | 0
2025 | TVA_2_VACAR | TVA | VACAR | Internal | Winter | B16 | 25 | 150 | 150 | 79.66 | 93.76 | 9 | 5.11
2025 | TVA_2_VACAR | TVA | VACAR | Internal | Winter | B17 | 100 | 150 | 150 | 64.83 | 77.66 | 9 | 3.84
2025 | TVA_2_VACAR | TVA | VACAR | Internal | Winter | B18 | 400 | 150 | 0 | 62.14 | 68.65 | 9 | 0
2025 | TVA_2_VACAR | TVA | VACAR | Internal | Winter | B19 | 700 | 150 | 0 | 62.14 | 67.42 | 9 | 0
2025 | TVA_2_VACAR | TVA | VACAR | Internal | Winter | B20 | 935 | 150 | 0 | 59.95 | 59.36 | 9 | 0
2025 | TVA_Transmission_2_ENT | TVA_Transmission | ENT | Internal | Shoulder | B11 | 25 | 3000 | 0 | 77.25 | 69.25 | 9 | 0
2025 | TVA_Transmission_2_ENT | TVA_Transmission | ENT | Internal | Shoulder | B12 | 200 | 3000 | 0 | 65.96 | 60.22 | 9 | 0
2025 | TVA_Transmission_2_ENT | TVA_Transmission | ENT | Internal | Shoulder | B13 | 600 | 3000 | 0 | 62.05 | 57.87 | 9 | 0
2025 | TVA_Transmission_2_ENT | TVA_Transmission | ENT | Internal | Shoulder | B14 | 900 | 3000 | 0 | 59.63 | 51.72 | 9 | 0
2025 | TVA_Transmission_2_ENT | TVA_Transmission | ENT | Internal | Shoulder | B15 | 1203 | 3000 | 0 | 57.64 | 49.65 | 9 | 0
2025 | TVA_Transmission_2_ENT | TVA_Transmission | ENT | Internal | Summer | B1 | 10 | 3000 | 0 | 99.76 | 83.76 | 9 | 0
2025 | TVA_Transmission_2_ENT | TVA_Transmission | ENT | Internal | Summer | B2 | 25 | 3000 | 0 | 97.37 | 89.37 | 9 | 0
2025 | TVA_Transmission_2_ENT | TVA_Transmission | ENT | Internal | Summer | B3 | 75 | 3000 | 0 | 94.85 | 89.51 | 9 | 0
2025 | TVA_Transmission_2_ENT | TVA_Transmission | ENT | Internal | Summer | B4 | 100 | 3000 | 0 | 94.85 | 86.98 | 9 | 0
2025 | TVA_Transmission_2_ENT | TVA_Transmission | ENT | Internal | Summer | B5 | 200 | 3000 | 0 | 90.33 | 86.28 | 9 | 0
2025 | TVA_Transmission_2_ENT | TVA_Transmission | ENT | Internal | Summer | B6 | 300 | 3000 | 0 | 83.09 | 83.1 | 9 | 0
2025 | TVA_Transmission_2_ENT | TVA_Transmission | ENT | Internal | Summer | B7 | 400 | 3000 | 0 | 71.96 | 67.81 | 9 | 0
2025 | TVA_Transmission_2_ENT | TVA_Transmission | ENT | Internal | Summer | B8 | 500 | 3000 | 0 | 60.76 | 58.71 | 9 | 0
2025 | TVA_Transmission_2_ENT | TVA_Transmission | ENT | Internal | Summer | B9 | 800 | 3000 | 0 | 58.63 | 56.34 | 9 | 0
2025 | TVA_Transmission_2_ENT | TVA_Transmission | ENT | Internal | Summer | B10 | 1262 | 3000 | 0 | 52.39 | 50.32 | 9 | 0
2025 | TVA_Transmission_2_ENT | TVA_Transmission | ENT | Internal | Winter | B16 | 25 | 3000 | 0 | 79.64 | 65.79 | 9 | 0
2025 | TVA_Transmission_2_ENT | TVA_Transmission | ENT | Internal | Winter | B17 | 100 | 3000 | 0 | 68.66 | 60.66 | 9 | 0
2025 | TVA_Transmission_2_ENT | TVA_Transmission | ENT | Internal | Winter | B18 | 400 | 3000 | 0 | 64.82 | 60.66 | 9 | 0
2025 | TVA_Transmission_2_ENT | TVA_Transmission | ENT | Internal | Winter | B19 | 700 | 3000 | 0 | 64.06 | 59.43 | 9 | 0
2025 | TVA_Transmission_2_ENT | TVA_Transmission | ENT | Internal | Winter | B20 | 935 | 3000 | 0 | 59.94 | 51.95 | 9 | 0
2025 | TVA_Transmission_2_MISO_MO-IL | TVA_Transmission | MISO_MO-IL | Internal | Shoulder | B11 | 25 | 4000 | 0 | 77.25 | 69.27 | 9 | 0
2025 | TVA_Transmission_2_MISO_MO-IL | TVA_Transmission | MISO_MO-IL | Internal | Shoulder | B12 | 200 | 4000 | 0 | 65.96 | 64.15 | 9 | 0
2025 | TVA_Transmission_2_MISO_MO-IL | TVA_Transmission | MISO_MO-IL | Internal | Shoulder | B13 | 600 | 4000 | 0 | 62.05 | 58.13 | 9 | 0
2025 | TVA_Transmission_2_MISO_MO-IL | TVA_Transmission | MISO_MO-IL | Internal | Shoulder | B14 | 900 | 4000 | 0 | 59.63 | 55.37 | 9 | 0
2025 | TVA_Transmission_2_MISO_MO-IL | TVA_Transmission | MISO_MO-IL | Internal | Shoulder | B15 | 1203 | 4000 | 0 | 57.64 | 49.65 | 9 | 0
2025 | TVA_Transmission_2_MISO_MO-IL | TVA_Transmission | MISO_MO-IL | Internal | Summer | B1 | 10 | 4000 | 0 | 99.76 | 91.76 | 9 | 0
2025 | TVA_Transmission_2_MISO_MO-IL | TVA_Transmission | MISO_MO-IL | Internal | Summer | B2 | 25 | 4000 | 0 | 97.37 | 89.37 | 9 | 0
2025 | TVA_Transmission_2_MISO_MO-IL | TVA_Transmission | MISO_MO-IL | Internal | Summer | B3 | 75 | 4000 | 0 | 94.85 | 89.37 | 9 | 0
2025 | TVA_Transmission_2_MISO_MO-IL | TVA_Transmission | MISO_MO-IL | Internal | Summer | B4 | 100 | 4000 | 0 | 94.85 | 86.98 | 9 | 0
2025 | TVA_Transmission_2_MISO_MO-IL | TVA_Transmission | MISO_MO-IL | Internal | Summer | B5 | 200 | 4000 | 0 | 90.33 | 86.28 | 9 | 0
2025 | TVA_Transmission_2_MISO_MO-IL | TVA_Transmission | MISO_MO-IL | Internal | Summer | B6 | 300 | 4000 | 0 | 83.09 | 80.1 | 9 | 0
2025 | TVA_Transmission_2_MISO_MO-IL | TVA_Transmission | MISO_MO-IL | Internal | Summer | B7 | 400 | 4000 | 0 | 71.96 | 65.9 | 9 | 0
2025 | TVA_Transmission_2_MISO_MO-IL | TVA_Transmission | MISO_MO-IL | Internal | Summer | B8 | 500 | 4000 | 0 | 60.76 | 55.29 | 9 | 0
2025 | TVA_Transmission_2_MISO_MO-IL | TVA_Transmission | MISO_MO-IL | Internal | Summer | B9 | 800 | 4000 | 0 | 58.63 | 52.62 | 9 | 0
2025 | TVA_Transmission_2_MISO_MO-IL | TVA_Transmission | MISO_MO-IL | Internal | Summer | B10 | 1262 | 4000 | 0 | 52.39 | 47.11 | 9 | 0
2025 | TVA_Transmission_2_MISO_MO-IL | TVA_Transmission | MISO_MO-IL | Internal | Winter | B16 | 25 | 4000 | 0 | 79.64 | 71.64 | 9 | 0
2025 | TVA_Transmission_2_MISO_MO-IL | TVA_Transmission | MISO_MO-IL | Internal | Winter | B17 | 100 | 4000 | 0 | 68.66 | 66.19 | 9 | 0
2025 | TVA_Transmission_2_MISO_MO-IL | TVA_Transmission | MISO_MO-IL | Internal | Winter | B18 | 400 | 4000 | 0 | 64.82 | 60.66 | 9 | 0
2025 | TVA_Transmission_2_MISO_MO-IL | TVA_Transmission | MISO_MO-IL | Internal | Winter | B19 | 700 | 4000 | 0 | 64.06 | 59.43 | 9 | 0
2025 | TVA_Transmission_2_MISO_MO-IL | TVA_Transmission | MISO_MO-IL | Internal | Winter | B20 | 935 | 4000 | 0 | 59.94 | 51.95 | 9 | 0
2025 | TVA_Transmission_2_NonRTO_Midwest | TVA_Transmission | NonRTO_Midwest | Internal | Shoulder | B11 | 25 | 700 | 0 | 77.25 | 77.26 | 9 | 0
2025 | TVA_Transmission_2_NonRTO_Midwest | TVA_Transmission | NonRTO_Midwest | Internal | Shoulder | B12 | 200 | 700 | 0 | 65.96 | 72.17 | 9 | 0
2025 | TVA_Transmission_2_NonRTO_Midwest | TVA_Transmission | NonRTO_Midwest | Internal | Shoulder | B13 | 600 | 700 | 0 | 62.05 | 66.14 | 9 | 0
2025 | TVA_Transmission_2_NonRTO_Midwest | TVA_Transmission | NonRTO_Midwest | Internal | Shoulder | B14 | 900 | 700 | 0 | 59.63 | 63.36 | 9 | 0
2025 | TVA_Transmission_2_NonRTO_Midwest | TVA_Transmission | NonRTO_Midwest | Internal | Shoulder | B15 | 1203 | 700 | 0 | 57.64 | 57.64 | 9 | 0
2025 | TVA_Transmission_2_NonRTO_Midwest | TVA_Transmission | NonRTO_Midwest | Internal | Summer | B1 | 10 | 700 | 0 | 99.76 | 95.99 | 9 | 0
2025 | TVA_Transmission_2_NonRTO_Midwest | TVA_Transmission | NonRTO_Midwest | Internal | Summer | B2 | 25 | 700 | 0 | 97.37 | 95.99 | 9 | 0
2025 | TVA_Transmission_2_NonRTO_Midwest | TVA_Transmission | NonRTO_Midwest | Internal | Summer | B3 | 75 | 700 | 0 | 94.85 | 95.99 | 9 | 0
2025 | TVA_Transmission_2_NonRTO_Midwest | TVA_Transmission | NonRTO_Midwest | Internal | Summer | B4 | 100 | 700 | 0 | 94.85 | 94.96 | 9 | 0
2025 | TVA_Transmission_2_NonRTO_Midwest | TVA_Transmission | NonRTO_Midwest | Internal | Summer | B5 | 200 | 700 | 0 | 90.33 | 91.61 | 9 | 0
2025 | TVA_Transmission_2_NonRTO_Midwest | TVA_Transmission | NonRTO_Midwest | Internal | Summer | B6 | 300 | 700 | 0 | 83.09 | 84.1 | 9 | 0
2025 | TVA_Transmission_2_NonRTO_Midwest | TVA_Transmission | NonRTO_Midwest | Internal | Summer | B7 | 400 | 700 | 0 | 71.96 | 73.89 | 9 | 0
2025 | TVA_Transmission_2_NonRTO_Midwest | TVA_Transmission | NonRTO_Midwest | Internal | Summer | B8 | 500 | 700 | 0 | 60.76 | 63.28 | 9 | 0
2025 | TVA_Transmission_2_NonRTO_Midwest | TVA_Transmission | NonRTO_Midwest | Internal | Summer | B9 | 800 | 700 | 0 | 58.63 | 60.61 | 9 | 0
2025 | TVA_Transmission_2_NonRTO_Midwest | TVA_Transmission | NonRTO_Midwest | Internal | Summer | B10 | 1262 | 700 | 0 | 52.39 | 50.5 | 9 | 0
2025 | TVA_Transmission_2_NonRTO_Midwest | TVA_Transmission | NonRTO_Midwest | Internal | Winter | B16 | 25 | 700 | 0 | 79.64 | 79.63 | 9 | 0
2025 | TVA_Transmission_2_NonRTO_Midwest | TVA_Transmission | NonRTO_Midwest | Internal | Winter | B17 | 100 | 700 | 0 | 68.66 | 74.18 | 9 | 0
2025 | TVA_Transmission_2_NonRTO_Midwest | TVA_Transmission | NonRTO_Midwest | Internal | Winter | B18 | 400 | 700 | 0 | 64.82 | 68.65 | 9 | 0
2025 | TVA_Transmission_2_NonRTO_Midwest | TVA_Transmission | NonRTO_Midwest | Internal | Winter | B19 | 700 | 700 | 0 | 64.06 | 67.42 | 9 | 0
2025 | TVA_Transmission_2_NonRTO_Midwest | TVA_Transmission | NonRTO_Midwest | Internal | Winter | B20 | 935 | 700 | 0 | 59.94 | 59.94 | 9 | 0
2025 | TVA_Transmission_2_PJM_ROR | TVA_Transmission | PJM_ROR | Internal | Shoulder | B11 | 25 | 2000 | 0 | 77.25 | 71.25 | 9 | 0
2025 | TVA_Transmission_2_PJM_ROR | TVA_Transmission | PJM_ROR | Internal | Shoulder | B12 | 200 | 2000 | 0 | 65.96 | 63.86 | 9 | 0
2025 | TVA_Transmission_2_PJM_ROR | TVA_Transmission | PJM_ROR | Internal | Shoulder | B13 | 600 | 2000 | 0 | 62.05 | 59.86 | 9 | 0
2025 | TVA_Transmission_2_PJM_ROR | TVA_Transmission | PJM_ROR | Internal | Shoulder | B14 | 900 | 2000 | 0 | 59.63 | 57.36 | 9 | 0
2025 | TVA_Transmission_2_PJM_ROR | TVA_Transmission | PJM_ROR | Internal | Shoulder | B15 | 1203 | 2000 | 0 | 57.64 | 51.64 | 9 | 0
2025 | TVA_Transmission_2_PJM_ROR | TVA_Transmission | PJM_ROR | Internal | Summer | B1 | 10 | 2000 | 0 | 99.76 | 93.76 | 9 | 0
2025 | TVA_Transmission_2_PJM_ROR | TVA_Transmission | PJM_ROR | Internal | Summer | B2 | 25 | 2000 | 0 | 97.37 | 91.36 | 9 | 0
2025 | TVA_Transmission_2_PJM_ROR | TVA_Transmission | PJM_ROR | Internal | Summer | B3 | 75 | 2000 | 0 | 94.85 | 88.85 | 9 | 0
2025 | TVA_Transmission_2_PJM_ROR | TVA_Transmission | PJM_ROR | Internal | Summer | B4 | 100 | 2000 | 0 | 94.85 | 88.85 | 9 | 0
2025 | TVA_Transmission_2_PJM_ROR | TVA_Transmission | PJM_ROR | Internal | Summer | B5 | 200 | 2000 | 0 | 90.33 | 85.61 | 9 | 0
2025 | TVA_Transmission_2_PJM_ROR | TVA_Transmission | PJM_ROR | Internal | Summer | B6 | 300 | 2000 | 0 | 83.09 | 78.1 | 9 | 0
2025 | TVA_Transmission_2_PJM_ROR | TVA_Transmission | PJM_ROR | Internal | Summer | B7 | 400 | 2000 | 0 | 71.96 | 67.29 | 9 | 0
2025 | TVA_Transmission_2_PJM_ROR | TVA_Transmission | PJM_ROR | Internal | Summer | B8 | 500 | 2000 | 0 | 60.76 | 57.28 | 9 | 0
2025 | TVA_Transmission_2_PJM_ROR | TVA_Transmission | PJM_ROR | Internal | Summer | B9 | 800 | 2000 | 0 | 58.63 | 54.6 | 9 | 0
2025 | TVA_Transmission_2_PJM_ROR | TVA_Transmission | PJM_ROR | Internal | Summer | B10 | 1262 | 2000 | 0 | 52.39 | 48.69 | 9 | 0
2025 | TVA_Transmission_2_PJM_ROR | TVA_Transmission | PJM_ROR | Internal | Winter | B16 | 25 | 2000 | 0 | 79.64 | 73.64 | 9 | 0
2025 | TVA_Transmission_2_PJM_ROR | TVA_Transmission | PJM_ROR | Internal | Winter | B17 | 100 | 2000 | 0 | 68.66 | 68.18 | 9 | 0
2025 | TVA_Transmission_2_PJM_ROR | TVA_Transmission | PJM_ROR | Internal | Winter | B18 | 400 | 2000 | 0 | 64.82 | 62.65 | 9 | 0
2025 | TVA_Transmission_2_PJM_ROR | TVA_Transmission | PJM_ROR | Internal | Winter | B19 | 700 | 2000 | 0 | 64.06 | 61.42 | 9 | 0
2025 | TVA_Transmission_2_PJM_ROR | TVA_Transmission | PJM_ROR | Internal | Winter | B20 | 935 | 2000 | 0 | 59.94 | 53.94 | 9 | 0
2025 | TVA_Transmission_2_SOCO | TVA_Transmission | SOCO | Internal | Shoulder | B11 | 25 | 3200 | 0.25 | 77.25 | 86.23 | 9 | 0
2025 | TVA_Transmission_2_SOCO | TVA_Transmission | SOCO | Internal | Shoulder | B12 | 200 | 3200 | 0 | 65.96 | 64.93 | 9 | 0
2025 | TVA_Transmission_2_SOCO | TVA_Transmission | SOCO | Internal | Shoulder | B13 | 600 | 3200 | 0 | 62.05 | 59.72 | 9 | 0
2025 | TVA_Transmission_2_SOCO | TVA_Transmission | SOCO | Internal | Shoulder | B14 | 900 | 3200 | 0 | 59.63 | 59.72 | 9 | 0
2025 | TVA_Transmission_2_SOCO | TVA_Transmission | SOCO | Internal | Shoulder | B15 | 1203 | 3200 | 0 | 57.64 | 59.72 | 9 | 0
2025 | TVA_Transmission_2_SOCO | TVA_Transmission | SOCO | Internal | Summer | B1 | 10 | 3200 | 0 | 99.76 | 99.44 | 9 | 0
2025 | TVA_Transmission_2_SOCO | TVA_Transmission | SOCO | Internal | Summer | B2 | 25 | 3200 | 0 | 97.37 | 97.51 | 9 | 0
2025 | TVA_Transmission_2_SOCO | TVA_Transmission | SOCO | Internal | Summer | B3 | 75 | 3200 | 0 | 94.85 | 97.51 | 9 | 0
2025 | TVA_Transmission_2_SOCO | TVA_Transmission | SOCO | Internal | Summer | B4 | 100 | 3200 | 0 | 94.85 | 97.51 | 9 | 0
2025 | TVA_Transmission_2_SOCO | TVA_Transmission | SOCO | Internal | Summer | B5 | 200 | 3200 | 0 | 90.33 | 97.51 | 9 | 0
2025 | TVA_Transmission_2_SOCO | TVA_Transmission | SOCO | Internal | Summer | B6 | 300 | 3200 | 0 | 83.09 | 91.1 | 9 | 0
2025 | TVA_Transmission_2_SOCO | TVA_Transmission | SOCO | Internal | Summer | B7 | 400 | 3200 | 0 | 71.96 | 80.14 | 9 | 0
2025 | TVA_Transmission_2_SOCO | TVA_Transmission | SOCO | Internal | Summer | B8 | 500 | 3200 | 0 | 60.76 | 66.71 | 9 | 0
2025 | TVA_Transmission_2_SOCO | TVA_Transmission | SOCO | Internal | Summer | B9 | 800 | 3200 | 0 | 58.63 | 60.43 | 9 | 0
2025 | TVA_Transmission_2_SOCO | TVA_Transmission | SOCO | Internal | Summer | B10 | 1262 | 3200 | 0 | 52.39 | 58.32 | 9 | 0
2025 | TVA_Transmission_2_SOCO | TVA_Transmission | SOCO | Internal | Winter | B16 | 25 | 3200 | 664.3 | 79.64 | 88.64 | 9 | 0
2025 | TVA_Transmission_2_SOCO | TVA_Transmission | SOCO | Internal | Winter | B17 | 100 | 3200 | 0 | 68.66 | 68.66 | 9 | 0
2025 | TVA_Transmission_2_SOCO | TVA_Transmission | SOCO | Internal | Winter | B18 | 400 | 3200 | 0 | 64.82 | 62.61 | 9 | 0
2025 | TVA_Transmission_2_SOCO | TVA_Transmission | SOCO | Internal | Winter | B19 | 700 | 3200 | 0 | 64.06 | 62.61 | 9 | 0
2025 | TVA_Transmission_2_SOCO | TVA_Transmission | SOCO | Internal | Winter | B20 | 935 | 3200 | 0 | 59.94 | 62.61 | 9 | 0
2025 | TVA_Transmission_2_TVA | TVA_Transmission | TVA | Internal | Shoulder | B11 | 25 | 99999 | 375 | 77.25 | 77.26 | 0.01 | 0
2025 | TVA_Transmission_2_TVA | TVA_Transmission | TVA | Internal | Shoulder | B12 | 200 | 99999 | 0 | 65.96 | 61.83 | 0.01 | 0
2025 | TVA_Transmission_2_TVA | TVA_Transmission | TVA | Internal | Shoulder | B13 | 600 | 99999 | 0 | 62.05 | 59.56 | 0.01 | 0
2025 | TVA_Transmission_2_TVA | TVA_Transmission | TVA | Internal | Shoulder | B14 | 900 | 99999 | 0 | 59.63 | 59.56 | 0.01 | 0
2025 | TVA_Transmission_2_TVA | TVA_Transmission | TVA | Internal | Shoulder | B15 | 1203 | 99999 | 2190.78 | 57.64 | 57.65 | 0.01 | 0
2025 | TVA_Transmission_2_TVA | TVA_Transmission | TVA | Internal | Summer | B1 | 10 | 99999 | 4005.89 | 99.76 | 99.78 | 0.01 | 0
2025 | TVA_Transmission_2_TVA | TVA_Transmission | TVA | Internal | Summer | B2 | 25 | 99999 | 3662.27 | 97.37 | 97.38 | 0.01 | 0
2025 | TVA_Transmission_2_TVA | TVA_Transmission | TVA | Internal | Summer | B3 | 75 | 99999 | 2173.43 | 94.85 | 94.87 | 0.01 | 0
2025 | TVA_Transmission_2_TVA | TVA_Transmission | TVA | Internal | Summer | B4 | 100 | 99999 | 1485.48 | 94.85 | 94.87 | 0.01 | 0
2025 | TVA_Transmission_2_TVA | TVA_Transmission | TVA | Internal | Summer | B5 | 200 | 99999 | 0 | 90.33 | 88.51 | 0.01 | 0
2025 | TVA_Transmission_2_TVA | TVA_Transmission | TVA | Internal | Summer | B6 | 300 | 99999 | 0 | 83.09 | 69.91 | 0.01 | 0
2025 | TVA_Transmission_2_TVA | TVA_Transmission | TVA | Internal | Summer | B7 | 400 | 99999 | 0 | 71.96 | 60.39 | 0.01 | 0
2025 | TVA_Transmission_2_TVA | TVA_Transmission | TVA | Internal | Summer | B8 | 500 | 99999 | 0 | 60.76 | 57.89 | 0.01 | 0
2025 | TVA_Transmission_2_TVA | TVA_Transmission | TVA | Internal | Summer | B9 | 800 | 99999 | 0 | 58.63 | 57.89 | 0.01 | 0
2025 | TVA_Transmission_2_TVA | TVA_Transmission | TVA | Internal | Summer | B10 | 1262 | 99999 | 0 | 52.39 | 50.65 | 0.01 | 0
2025 | TVA_Transmission_2_TVA | TVA_Transmission | TVA | Internal | Winter | B16 | 25 | 99999 | 1520.56 | 79.64 | 79.66 | 0.01 | 0
2025 | TVA_Transmission_2_TVA | TVA_Transmission | TVA | Internal | Winter | B17 | 100 | 99999 | 0 | 68.66 | 64.83 | 0.01 | 0
2025 | TVA_Transmission_2_TVA | TVA_Transmission | TVA | Internal | Winter | B18 | 400 | 99999 | 0 | 64.82 | 62.14 | 0.01 | 0
2025 | TVA_Transmission_2_TVA | TVA_Transmission | TVA | Internal | Winter | B19 | 700 | 99999 | 0 | 64.06 | 62.14 | 0.01 | 0
2025 | TVA_Transmission_2_TVA | TVA_Transmission | TVA | Internal | Winter | B20 | 935 | 99999 | 1154.72 | 59.94 | 59.95 | 0.01 | 0
2025 | TVA_Transmission_2_VACAR | TVA_Transmission | VACAR | Internal | Shoulder | B11 | 25 | 900 | 0 | 77.25 | 79.23 | 9 | 0
2025 | TVA_Transmission_2_VACAR | TVA_Transmission | VACAR | Internal | Shoulder | B12 | 200 | 900 | 0 | 65.96 | 69.86 | 9 | 0
2025 | TVA_Transmission_2_VACAR | TVA_Transmission | VACAR | Internal | Shoulder | B13 | 600 | 900 | 0 | 62.05 | 64.58 | 9 | 0
2025 | TVA_Transmission_2_VACAR | TVA_Transmission | VACAR | Internal | Shoulder | B14 | 900 | 900 | 0 | 59.63 | 63.36 | 9 | 0
2025 | TVA_Transmission_2_VACAR | TVA_Transmission | VACAR | Internal | Shoulder | B15 | 1203 | 900 | 0 | 57.64 | 55.3 | 9 | 0
2025 | TVA_Transmission_2_VACAR | TVA_Transmission | VACAR | Internal | Summer | B1 | 10 | 900 | 0 | 99.76 | 100.8 | 9 | 0
2025 | TVA_Transmission_2_VACAR | TVA_Transmission | VACAR | Internal | Summer | B2 | 25 | 900 | 0 | 97.37 | 100.8 | 9 | 0
2025 | TVA_Transmission_2_VACAR | TVA_Transmission | VACAR | Internal | Summer | B3 | 75 | 900 | 0 | 94.85 | 100.8 | 9 | 0
2025 | TVA_Transmission_2_VACAR | TVA_Transmission | VACAR | Internal | Summer | B4 | 100 | 900 | 0 | 94.85 | 100.8 | 9 | 0
2025 | TVA_Transmission_2_VACAR | TVA_Transmission | VACAR | Internal | Summer | B5 | 200 | 900 | 0 | 90.33 | 92.59 | 9 | 0
2025 | TVA_Transmission_2_VACAR | TVA_Transmission | VACAR | Internal | Summer | B6 | 300 | 900 | 0 | 83.09 | 84.1 | 9 | 0
2025 | TVA_Transmission_2_VACAR | TVA_Transmission | VACAR | Internal | Summer | B7 | 400 | 900 | 0 | 71.96 | 73.29 | 9 | 0
2025 | TVA_Transmission_2_VACAR | TVA_Transmission | VACAR | Internal | Summer | B8 | 500 | 900 | 0 | 60.76 | 63.28 | 9 | 0
2025 | TVA_Transmission_2_VACAR | TVA_Transmission | VACAR | Internal | Summer | B9 | 800 | 900 | 0 | 58.63 | 53.49 | 9 | 0
2025 | TVA_Transmission_2_VACAR | TVA_Transmission | VACAR | Internal | Summer | B10 | 1262 | 900 | 0 | 52.39 | 53.49 | 9 | 0
2025 | TVA_Transmission_2_VACAR | TVA_Transmission | VACAR | Internal | Winter | B16 | 25 | 900 | 900 | 79.64 | 93.76 | 9 | 5.12
2025 | TVA_Transmission_2_VACAR | TVA_Transmission | VACAR | Internal | Winter | B17 | 100 | 900 | 105.62 | 68.66 | 77.66 | 9 | 0
2025 | TVA_Transmission_2_VACAR | TVA_Transmission | VACAR | Internal | Winter | B18 | 400 | 900 | 0 | 64.82 | 68.65 | 9 | 0
2025 | TVA_Transmission_2_VACAR | TVA_Transmission | VACAR | Internal | Winter | B19 | 700 | 900 | 0 | 64.06 | 67.42 | 9 | 0
2025 | TVA_Transmission_2_VACAR | TVA_Transmission | VACAR | Internal | Winter | B20 | 935 | 900 | 0 | 59.94 | 59.36 | 9 | 0
2025 | VACAR_2_PJM_ROR | VACAR | PJM_ROR | Internal | Shoulder | B11 | 25 | 2000 | 0 | 79.23 | 71.25 | 7 | 0
2025 | VACAR_2_PJM_ROR | VACAR | PJM_ROR | Internal | Shoulder | B12 | 200 | 2000 | 0 | 69.86 | 63.86 | 7 | 0
2025 | VACAR_2_PJM_ROR | VACAR | PJM_ROR | Internal | Shoulder | B13 | 600 | 2000 | 0 | 64.58 | 59.86 | 7 | 0
2025 | VACAR_2_PJM_ROR | VACAR | PJM_ROR | Internal | Shoulder | B14 | 900 | 2000 | 0 | 63.36 | 57.36 | 7 | 0
2025 | VACAR_2_PJM_ROR | VACAR | PJM_ROR | Internal | Shoulder | B15 | 1203 | 2000 | 0 | 55.3 | 51.64 | 7 | 0
2025 | VACAR_2_PJM_ROR | VACAR | PJM_ROR | Internal | Summer | B1 | 10 | 2000 | 0 | 100.8 | 93.76 | 7 | 0
2025 | VACAR_2_PJM_ROR | VACAR | PJM_ROR | Internal | Summer | B2 | 25 | 2000 | 0 | 100.8 | 91.36 | 7 | 0
2025 | VACAR_2_PJM_ROR | VACAR | PJM_ROR | Internal | Summer | B3 | 75 | 2000 | 0 | 100.8 | 88.85 | 7 | 0
2025 | VACAR_2_PJM_ROR | VACAR | PJM_ROR | Internal | Summer | B4 | 100 | 2000 | 0 | 100.8 | 88.85 | 7 | 0
2025 | VACAR_2_PJM_ROR | VACAR | PJM_ROR | Internal | Summer | B5 | 200 | 2000 | 0 | 92.59 | 85.61 | 7 | 0
2025 | VACAR_2_PJM_ROR | VACAR | PJM_ROR | Internal | Summer | B6 | 300 | 2000 | 0 | 84.1 | 78.1 | 7 | 0
2025 | VACAR_2_PJM_ROR | VACAR | PJM_ROR | Internal | Summer | B7 | 400 | 2000 | 0 | 73.29 | 67.29 | 7 | 0
2025 | VACAR_2_PJM_ROR | VACAR | PJM_ROR | Internal | Summer | B8 | 500 | 2000 | 0 | 63.28 | 57.28 | 7 | 0
2025 | VACAR_2_PJM_ROR | VACAR | PJM_ROR | Internal | Summer | B9 | 800 | 2000 | 0 | 53.49 | 54.6 | 7 | 0
2025 | VACAR_2_PJM_ROR | VACAR | PJM_ROR | Internal | Summer | B10 | 1262 | 2000 | 0 | 53.49 | 48.69 | 7 | 0
2025 | VACAR_2_PJM_ROR | VACAR | PJM_ROR | Internal | Winter | B16 | 25 | 2000 | 0 | 93.76 | 73.64 | 7 | 0
2025 | VACAR_2_PJM_ROR | VACAR | PJM_ROR | Internal | Winter | B17 | 100 | 2000 | 0 | 77.66 | 68.18 | 7 | 0
2025 | VACAR_2_PJM_ROR | VACAR | PJM_ROR | Internal | Winter | B18 | 400 | 2000 | 0 | 68.65 | 62.65 | 7 | 0
2025 | VACAR_2_PJM_ROR | VACAR | PJM_ROR | Internal | Winter | B19 | 700 | 2000 | 0 | 67.42 | 61.42 | 7 | 0
2025 | VACAR_2_PJM_ROR | VACAR | PJM_ROR | Internal | Winter | B20 | 935 | 2000 | 0 | 59.36 | 53.94 | 7 | 0
2025 | VACAR_2_SOCO | VACAR | SOCO | Internal | Shoulder | B11 | 25 | 3000 | 2962.58 | 79.23 | 86.23 | 7 | 0
2025 | VACAR_2_SOCO | VACAR | SOCO | Internal | Shoulder | B12 | 200 | 3000 | 0 | 69.86 | 64.93 | 7 | 0
2025 | VACAR_2_SOCO | VACAR | SOCO | Internal | Shoulder | B13 | 600 | 3000 | 0 | 64.58 | 59.72 | 7 | 0
2025 | VACAR_2_SOCO | VACAR | SOCO | Internal | Shoulder | B14 | 900 | 3000 | 0 | 63.36 | 59.72 | 7 | 0
2025 | VACAR_2_SOCO | VACAR | SOCO | Internal | Shoulder | B15 | 1203 | 3000 | 0 | 55.3 | 59.72 | 7 | 0
2025 | VACAR_2_SOCO | VACAR | SOCO | Internal | Summer | B1 | 10 | 3000 | 0 | 100.8 | 99.44 | 7 | 0
2025 | VACAR_2_SOCO | VACAR | SOCO | Internal | Summer | B2 | 25 | 3000 | 0 | 100.8 | 97.51 | 7 | 0
2025 | VACAR_2_SOCO | VACAR | SOCO | Internal | Summer | B3 | 75 | 3000 | 0 | 100.8 | 97.51 | 7 | 0
2025 | VACAR_2_SOCO | VACAR | SOCO | Internal | Summer | B4 | 100 | 3000 | 0 | 100.8 | 97.51 | 7 | 0
2025 | VACAR_2_SOCO | VACAR | SOCO | Internal | Summer | B5 | 200 | 3000 | 0 | 92.59 | 97.51 | 7 | 0
2025 | VACAR_2_SOCO | VACAR | SOCO | Internal | Summer | B6 | 300 | 3000 | 1537.5 | 84.1 | 91.1 | 7 | 0
2025 | VACAR_2_SOCO | VACAR | SOCO | Internal | Summer | B7 | 400 | 3000 | 0 | 73.29 | 80.14 | 7 | 0
2025 | VACAR_2_SOCO | VACAR | SOCO | Internal | Summer | B8 | 500 | 3000 | 0 | 63.28 | 66.71 | 7 | 0
2025 | VACAR_2_SOCO | VACAR | SOCO | Internal | Summer | B9 | 800 | 3000 | 0 | 53.49 | 60.43 | 7 | 0
2025 | VACAR_2_SOCO | VACAR | SOCO | Internal | Summer | B10 | 1262 | 3000 | 0 | 53.49 | 58.32 | 7 | 0
2025 | VACAR_2_SOCO | VACAR | SOCO | Internal | Winter | B16 | 25 | 3000 | 0 | 93.76 | 88.64 | 7 | 0
2025 | VACAR_2_SOCO | VACAR | SOCO | Internal | Winter | B17 | 100 | 3000 | 0 | 77.66 | 68.66 | 7 | 0
2025 | VACAR_2_SOCO | VACAR | SOCO | Internal | Winter | B18 | 400 | 3000 | 0 | 68.65 | 62.61 | 7 | 0
2025 | VACAR_2_SOCO | VACAR | SOCO | Internal | Winter | B19 | 700 | 3000 | 0 | 67.42 | 62.61 | 7 | 0
2025 | VACAR_2_SOCO | VACAR | SOCO | Internal | Winter | B20 | 935 | 3000 | 0 | 59.36 | 62.61 | 7 | 0
2025 | VACAR_2_TVA_Transmission | VACAR | TVA_Transmission | Internal | Shoulder | B11 | 25 | 900 | 0 | 79.23 | 77.25 | 7 | 0
2025 | VACAR_2_TVA_Transmission | VACAR | TVA_Transmission | Internal | Shoulder | B12 | 200 | 900 | 0 | 69.86 | 65.96 | 7 | 0
2025 | VACAR_2_TVA_Transmission | VACAR | TVA_Transmission | Internal | Shoulder | B13 | 600 | 900 | 0 | 64.58 | 62.05 | 7 | 0
2025 | VACAR_2_TVA_Transmission | VACAR | TVA_Transmission | Internal | Shoulder | B14 | 900 | 900 | 0 | 63.36 | 59.63 | 7 | 0
2025 | VACAR_2_TVA_Transmission | VACAR | TVA_Transmission | Internal | Shoulder | B15 | 1203 | 900 | 0 | 55.3 | 57.64 | 7 | 0
2025 | VACAR_2_TVA_Transmission | VACAR | TVA_Transmission | Internal | Summer | B1 | 10 | 900 | 0 | 100.8 | 99.76 | 7 | 0
2025 | VACAR_2_TVA_Transmission | VACAR | TVA_Transmission | Internal | Summer | B2 | 25 | 900 | 0 | 100.8 | 97.37 | 7 | 0
2025 | VACAR_2_TVA_Transmission | VACAR | TVA_Transmission | Internal | Summer | B3 | 75 | 900 | 0 | 100.8 | 94.85 | 7 | 0
2025 | VACAR_2_TVA_Transmission | VACAR | TVA_Transmission | Internal | Summer | B4 | 100 | 900 | 0 | 100.8 | 94.85 | 7 | 0
2025 | VACAR_2_TVA_Transmission | VACAR | TVA_Transmission | Internal | Summer | B5 | 200 | 900 | 0 | 92.59 | 90.33 | 7 | 0
2025 | VACAR_2_TVA_Transmission | VACAR | TVA_Transmission | Internal | Summer | B6 | 300 | 900 | 0 | 84.1 | 83.09 | 7 | 0
2025 | VACAR_2_TVA_Transmission | VACAR | TVA_Transmission | Internal | Summer | B7 | 400 | 900 | 0 | 73.29 | 71.96 | 7 | 0
2025 | VACAR_2_TVA_Transmission | VACAR | TVA_Transmission | Internal | Summer | B8 | 500 | 900 | 0 | 63.28 | 60.76 | 7 | 0
2025 | VACAR_2_TVA_Transmission | VACAR | TVA_Transmission | Internal | Summer | B9 | 800 | 900 | 0 | 53.49 | 58.63 | 7 | 0
2025 | VACAR_2_TVA_Transmission | VACAR | TVA_Transmission | Internal | Summer | B10 | 1262 | 900 | 0 | 53.49 | 52.39 | 7 | 0
2025 | VACAR_2_TVA_Transmission | VACAR | TVA_Transmission | Internal | Winter | B16 | 25 | 900 | 0 | 93.76 | 79.64 | 7 | 0
2025 | VACAR_2_TVA_Transmission | VACAR | TVA_Transmission | Internal | Winter | B17 | 100 | 900 | 0 | 77.66 | 68.66 | 7 | 0
2025 | VACAR_2_TVA_Transmission | VACAR | TVA_Transmission | Internal | Winter | B18 | 400 | 900 | 0 | 68.65 | 64.82 | 7 | 0
2025 | VACAR_2_TVA_Transmission | VACAR | TVA_Transmission | Internal | Winter | B19 | 700 | 900 | 0 | 67.42 | 64.06 | 7 | 0
2025 | VACAR_2_TVA_Transmission | VACAR | TVA_Transmission | Internal | Winter | B20 | 935 | 900 | 0 | 59.36 | 59.94 | 7 | 0
2030 | ENT_2_MISO_MO-IL | ENT | MISO_MO-IL | Internal | Shoulder | B11 | 25 | 2260 | 0 | 78.77 | 78.8 | 8 | 0
2030 | ENT_2_MISO_MO-IL | ENT | MISO_MO-IL | Internal | Shoulder | B12 | 200 | 2260 | 0 | 72.4 | 72.4 | 8 | 0
2030 | ENT_2_MISO_MO-IL | ENT | MISO_MO-IL | Internal | Shoulder | B13 | 600 | 2260 | 0 | 67.82 | 68.99 | 8 | 0
2030 | ENT_2_MISO_MO-IL | ENT | MISO_MO-IL | Internal | Shoulder | B14 | 900 | 2260 | 0 | 63.26 | 63.27 | 8 | 0
2030 | ENT_2_MISO_MO-IL | ENT | MISO_MO-IL | Internal | Shoulder | B15 | 1203 | 2260 | 2112.2 | 50.75 | 58.75 | 8 | 0
2030 | ENT_2_MISO_MO-IL | ENT | MISO_MO-IL | Internal | Summer | B1 | 10 | 2260 | 2260 | 76.92 | 118.73 | 8 | 33.81
2030 | ENT_2_MISO_MO-IL | ENT | MISO_MO-IL | Internal | Summer | B2 | 25 | 2260 | 0 | 113.6 | 114.98 | 8 | 0
2030 | ENT_2_MISO_MO-IL | ENT | MISO_MO-IL | Internal | Summer | B3 | 75 | 2260 | 0 | 114.98 | 114.98 | 8 | 0
2030 | ENT_2_MISO_MO-IL | ENT | MISO_MO-IL | Internal | Summer | B4 | 100 | 2260 | 0 | 112.19 | 112.19 | 8 | 0
2030 | ENT_2_MISO_MO-IL | ENT | MISO_MO-IL | Internal | Summer | B5 | 200 | 2260 | 0 | 109.6 | 109.6 | 8 | 0
2030 | ENT_2_MISO_MO-IL | ENT | MISO_MO-IL | Internal | Summer | B6 | 300 | 2260 | 0 | 89.24 | 89.24 | 8 | 0
2030 | ENT_2_MISO_MO-IL | ENT | MISO_MO-IL | Internal | Summer | B7 | 400 | 2260 | 0 | 75.28 | 75 | 8 | 0
2030 | ENT_2_MISO_MO-IL | ENT | MISO_MO-IL | Internal | Summer | B8 | 500 | 2260 | 0 | 72.22 | 69.69 | 8 | 0
2030 | ENT_2_MISO_MO-IL | ENT | MISO_MO-IL | Internal | Summer | B9 | 800 | 2260 | 0 | 71.83 | 65.79 | 8 | 0
2030 | ENT_2_MISO_MO-IL | ENT | MISO_MO-IL | Internal | Summer | B10 | 1262 | 2260 | 0 | 61.26 | 60.53 | 8 | 0
2030 | ENT_2_MISO_MO-IL | ENT | MISO_MO-IL | Internal | Winter | B16 | 25 | 2260 | 30.52 | 76.27 | 84.27 | 8 | 0
2030 | ENT_2_MISO_MO-IL | ENT | MISO_MO-IL | Internal | Winter | B17 | 100 | 2260 | 0 | 71.3 | 75.63 | 8 | 0
2030 | ENT_2_MISO_MO-IL | ENT | MISO_MO-IL | Internal | Winter | B18 | 400 | 2260 | 0 | 71.12 | 71.42 | 8 | 0
2030 | ENT_2_MISO_MO-IL | ENT | MISO_MO-IL | Internal | Winter | B19 | 700 | 2260 | 0 | 66.88 | 66.88 | 8 | 0
2030 | ENT_2_MISO_MO-IL | ENT | MISO_MO-IL | Internal | Winter | B20 | 935 | 2260 | 2034.59 | 52.82 | 60.82 | 8 | 0
2030 | ENT_2_SOCO | ENT | SOCO | Internal | Shoulder | B11 | 25 | 3900 | 3900 | 78.77 | 96.66 | 8 | 9.89
2030 | ENT_2_SOCO | ENT | SOCO | Internal | Shoulder | B12 | 200 | 3900 | 0 | 72.4 | 78.59 | 8 | 0
2030 | ENT_2_SOCO | ENT | SOCO | Internal | Shoulder | B13 | 600 | 3900 | 740.15 | 67.82 | 75.82 | 8 | 0
2030 | ENT_2_SOCO | ENT | SOCO | Internal | Shoulder | B14 | 900 | 3900 | 3900 | 63.26 | 75.82 | 8 | 4.57
2030 | ENT_2_SOCO | ENT | SOCO | Internal | Shoulder | B15 | 1203 | 3900 | 3900 | 50.75 | 75.75 | 8 | 17
2030 | ENT_2_SOCO | ENT | SOCO | Internal | Summer | B1 | 10 | 3900 | 3900 | 76.92 | 125.5 | 8 | 40.58
2030 | ENT_2_SOCO | ENT | SOCO | Internal | Summer | B2 | 25 | 3900 | 3899.99 | 113.6 | 123.01 | 8 | 1.42
2030 | ENT_2_SOCO | ENT | SOCO | Internal | Summer | B3 | 75 | 3900 | 3899.9 | 114.98 | 123.01 | 8 | 0.03
2030 | ENT_2_SOCO | ENT | SOCO | Internal | Summer | B4 | 100 | 3900 | 3900 | 112.19 | 123.01 | 8 | 2.83
2030 | ENT_2_SOCO | ENT | SOCO | Internal | Summer | B5 | 200 | 3900 | 3900 | 109.6 | 123.01 | 8 | 5.41
2030 | ENT_2_SOCO | ENT | SOCO | Internal | Summer | B6 | 300 | 3900 | 3900 | 89.24 | 106.23 | 8 | 8.99
2030 | ENT_2_SOCO | ENT | SOCO | Internal | Summer | B7 | 400 | 3900 | 3900 | 75.28 | 91.99 | 8 | 8.71
2030 | ENT_2_SOCO | ENT | SOCO | Internal | Summer | B8 | 500 | 3900 | 3403.19 | 72.22 | 80.22 | 8 | 0
2030 | ENT_2_SOCO | ENT | SOCO | Internal | Summer | B9 | 800 | 3900 | 0 | 71.83 | 77.03 | 8 | 0
2030 | ENT_2_SOCO | ENT | SOCO | Internal | Summer | B10 | 1262 | 3900 | 3900 | 61.26 | 74.32 | 8 | 5.06
2030 | ENT_2_SOCO | ENT | SOCO | Internal | Winter | B16 | 25 | 3900 | 3900 | 76.27 | 109.46 | 8 | 25.19
2030 | ENT_2_SOCO | ENT | SOCO | Internal | Winter | B17 | 100 | 3900 | 3643.34 | 71.3 | 79.3 | 8 | 0
2030 | ENT_2_SOCO | ENT | SOCO | Internal | Winter | B18 | 400 | 3900 | 0 | 71.12 | 78.99 | 8 | 0
2030 | ENT_2_SOCO | ENT | SOCO | Internal | Winter | B19 | 700 | 3900 | 3900 | 66.88 | 78.99 | 8 | 4.11
2030 | ENT_2_SOCO | ENT | SOCO | Internal | Winter | B20 | 935 | 3900 | 3900 | 52.82 | 77.82 | 8 | 17
2030 | ENT_2_SPP_N | ENT | SPP_N | Internal | Shoulder | B11 | 25 | 15143 | 0 | 78.77 | 73.77 | 8 | 0
2030 | ENT_2_SPP_N | ENT | SPP_N | Internal | Shoulder | B12 | 200 | 15143 | 0 | 72.4 | 67.4 | 8 | 0
2030 | ENT_2_SPP_N | ENT | SPP_N | Internal | Shoulder | B13 | 600 | 15143 | 0 | 67.82 | 62.82 | 8 | 0
2030 | ENT_2_SPP_N | ENT | SPP_N | Internal | Shoulder | B14 | 900 | 15143 | 0 | 63.26 | 58.26 | 8 | 0
2030 | ENT_2_SPP_N | ENT | SPP_N | Internal | Shoulder | B15 | 1203 | 15143 | 0 | 50.75 | 0.16 | 8 | 0
2030 | ENT_2_SPP_N | ENT | SPP_N | Internal | Summer | B1 | 10 | 15143 | 0 | 76.92 | 71.92 | 8 | 0
2030 | ENT_2_SPP_N | ENT | SPP_N | Internal | Summer | B2 | 25 | 15143 | 0 | 113.6 | 108.6 | 8 | 0
2030 | ENT_2_SPP_N | ENT | SPP_N | Internal | Summer | B3 | 75 | 15143 | 0 | 114.98 | 109.98 | 8 | 0
2030 | ENT_2_SPP_N | ENT | SPP_N | Internal | Summer | B4 | 100 | 15143 | 0 | 112.19 | 107.19 | 8 | 0
2030 | ENT_2_SPP_N | ENT | SPP_N | Internal | Summer | B5 | 200 | 15143 | 0 | 109.6 | 104.6 | 8 | 0
2030 | ENT_2_SPP_N | ENT | SPP_N | Internal | Summer | B6 | 300 | 15143 | 0 | 89.24 | 84.24 | 8 | 0
2030 | ENT_2_SPP_N | ENT | SPP_N | Internal | Summer | B7 | 400 | 15143 | 0 | 75.28 | 70.28 | 8 | 0
2030 | ENT_2_SPP_N | ENT | SPP_N | Internal | Summer | B8 | 500 | 15143 | 0 | 72.22 | 67.22 | 8 | 0
2030 | ENT_2_SPP_N | ENT | SPP_N | Internal | Summer | B9 | 800 | 15143 | 0 | 71.83 | 66.83 | 8 | 0
2030 | ENT_2_SPP_N | ENT | SPP_N | Internal | Summer | B10 | 1262 | 15143 | 0 | 61.26 | 56.26 | 8 | 0
2030 | ENT_2_SPP_N | ENT | SPP_N | Internal | Winter | B16 | 25 | 15143 | 0 | 76.27 | 71.26 | 8 | 0
2030 | ENT_2_SPP_N | ENT | SPP_N | Internal | Winter | B17 | 100 | 15143 | 0 | 71.3 | 66.3 | 8 | 0
2030 | ENT_2_SPP_N | ENT | SPP_N | Internal | Winter | B18 | 400 | 15143 | 0 | 71.12 | 66.12 | 8 | 0
2030 | ENT_2_SPP_N | ENT | SPP_N | Internal | Winter | B19 | 700 | 15143 | 0 | 66.88 | 61.88 | 8 | 0
2030 | ENT_2_SPP_N | ENT | SPP_N | Internal | Winter | B20 | 935 | 15143 | 0 | 52.82 | 47.82 | 8 | 0
2030 | ENT_2_SPP_S | ENT | SPP_S | Internal | Shoulder | B11 | 25 | 3292 | 0 | 78.77 | 73.78 | 8 | 0
2030 | ENT_2_SPP_S | ENT | SPP_S | Internal | Shoulder | B12 | 200 | 3292 | 0 | 72.4 | 67.41 | 8 | 0
2030 | ENT_2_SPP_S | ENT | SPP_S | Internal | Shoulder | B13 | 600 | 3292 | 0 | 67.82 | 62.84 | 8 | 0
2030 | ENT_2_SPP_S | ENT | SPP_S | Internal | Shoulder | B14 | 900 | 3292 | 0 | 63.26 | 53.53 | 8 | 0
2030 | ENT_2_SPP_S | ENT | SPP_S | Internal | Shoulder | B15 | 1203 | 3292 | 0 | 50.75 | 0.01 | 8 | 0
2030 | ENT_2_SPP_S | ENT | SPP_S | Internal | Summer | B1 | 10 | 3292 | 0 | 76.92 | 71.93 | 8 | 0
2030 | ENT_2_SPP_S | ENT | SPP_S | Internal | Summer | B2 | 25 | 3292 | 0 | 113.6 | 105.5 | 8 | 0
2030 | ENT_2_SPP_S | ENT | SPP_S | Internal | Summer | B3 | 75 | 3292 | 0 | 114.98 | 109.98 | 8 | 0
2030 | ENT_2_SPP_S | ENT | SPP_S | Internal | Summer | B4 | 100 | 3292 | 0 | 112.19 | 105.5 | 8 | 0
2030 | ENT_2_SPP_S | ENT | SPP_S | Internal | Summer | B5 | 200 | 3292 | 0 | 109.6 | 104.61 | 8 | 0
2030 | ENT_2_SPP_S | ENT | SPP_S | Internal | Summer | B6 | 300 | 3292 | 0 | 89.24 | 84.25 | 8 | 0
2030 | ENT_2_SPP_S | ENT | SPP_S | Internal | Summer | B7 | 400 | 3292 | 0 | 75.28 | 72.1 | 8 | 0
2030 | ENT_2_SPP_S | ENT | SPP_S | Internal | Summer | B8 | 500 | 3292 | 0 | 72.22 | 71.93 | 8 | 0
2030 | ENT_2_SPP_S | ENT | SPP_S | Internal | Summer | B9 | 800 | 3292 | 0 | 71.83 | 71.93 | 8 | 0
2030 | ENT_2_SPP_S | ENT | SPP_S | Internal | Summer | B10 | 1262 | 3292 | 0 | 61.26 | 56.27 | 8 | 0
2030 | ENT_2_SPP_S | ENT | SPP_S | Internal | Winter | B16 | 25 | 3292 | 0 | 76.27 | 71.27 | 8 | 0
2030 | ENT_2_SPP_S | ENT | SPP_S | Internal | Winter | B17 | 100 | 3292 | 0 | 71.3 | 66.31 | 8 | 0
2030 | ENT_2_SPP_S | ENT | SPP_S | Internal | Winter | B18 | 400 | 3292 | 0 | 71.12 | 66.14 | 8 | 0
2030 | ENT_2_SPP_S | ENT | SPP_S | Internal | Winter | B19 | 700 | 3292 | 0 | 66.88 | 61.89 | 8 | 0
2030 | ENT_2_SPP_S | ENT | SPP_S | Internal | Winter | B20 | 935 | 3292 | 0 | 52.82 | 47.82 | 8 | 0
2030 | ENT_2_TVA_Transmission | ENT | TVA_Transmission | Internal | Shoulder | B11 | 25 | 2100 | 2099.45 | 78.77 | 86.78 | 8 | 0.01
2030 | ENT_2_TVA_Transmission | ENT | TVA_Transmission | Internal | Shoulder | B12 | 200 | 2100 | 0 | 72.4 | 77.65 | 8 | 0
2030 | ENT_2_TVA_Transmission | ENT | TVA_Transmission | Internal | Shoulder | B13 | 600 | 2100 | 0 | 67.82 | 75.47 | 8 | 0
2030 | ENT_2_TVA_Transmission | ENT | TVA_Transmission | Internal | Shoulder | B14 | 900 | 2100 | 2099.97 | 63.26 | 71.27 | 8 | 0.01
2030 | ENT_2_TVA_Transmission | ENT | TVA_Transmission | Internal | Shoulder | B15 | 1203 | 2100 | 2100 | 50.75 | 66.75 | 8 | 8
2030 | ENT_2_TVA_Transmission | ENT | TVA_Transmission | Internal | Summer | B1 | 10 | 2100 | 2100 | 76.92 | 126.73 | 8 | 41.81
2030 | ENT_2_TVA_Transmission | ENT | TVA_Transmission | Internal | Summer | B2 | 25 | 2100 | 1384.82 | 113.6 | 121.6 | 8 | 0
2030 | ENT_2_TVA_Transmission | ENT | TVA_Transmission | Internal | Summer | B3 | 75 | 2100 | 0 | 114.98 | 120.17 | 8 | 0
2030 | ENT_2_TVA_Transmission | ENT | TVA_Transmission | Internal | Summer | B4 | 100 | 2100 | 0.19 | 112.19 | 120.17 | 8 | 0
2030 | ENT_2_TVA_Transmission | ENT | TVA_Transmission | Internal | Summer | B5 | 200 | 2100 | 0 | 109.6 | 115.85 | 8 | 0
2030 | ENT_2_TVA_Transmission | ENT | TVA_Transmission | Internal | Summer | B6 | 300 | 2100 | 0.07 | 89.24 | 97.23 | 8 | 0
2030 | ENT_2_TVA_Transmission | ENT | TVA_Transmission | Internal | Summer | B7 | 400 | 2100 | 0 | 75.28 | 82.99 | 8 | 0
2030 | ENT_2_TVA_Transmission | ENT | TVA_Transmission | Internal | Summer | B8 | 500 | 2100 | 0 | 72.22 | 75.3 | 8 | 0
2030 | ENT_2_TVA_Transmission | ENT | TVA_Transmission | Internal | Summer | B9 | 800 | 2100 | 0 | 71.83 | 73.77 | 8 | 0
2030 | ENT_2_TVA_Transmission | ENT | TVA_Transmission | Internal | Summer | B10 | 1262 | 2100 | 0 | 61.26 | 65.81 | 8 | 0
2030 | ENT_2_TVA_Transmission | ENT | TVA_Transmission | Internal | Winter | B16 | 25 | 2100 | 2100 | 76.27 | 92.27 | 8 | 8
2030 | ENT_2_TVA_Transmission | ENT | TVA_Transmission | Internal | Winter | B17 | 100 | 2100 | 1115.12 | 71.3 | 79.3 | 8 | 0
2030 | ENT_2_TVA_Transmission | ENT | TVA_Transmission | Internal | Winter | B18 | 400 | 2100 | 0 | 71.12 | 78.51 | 8 | 0
2030 | ENT_2_TVA_Transmission | ENT | TVA_Transmission | Internal | Winter | B19 | 700 | 2100 | 491.54 | 66.88 | 74.88 | 8 | 0
2030 | ENT_2_TVA_Transmission | ENT | TVA_Transmission | Internal | Winter | B20 | 935 | 2100 | 2100 | 52.82 | 68.82 | 8 | 8
2030 | FRCC_2_SOCO | FRCC | SOCO | Internal | Shoulder | B11 | 25 | 900 | 0 | 128.08 | 96.66 | 8 | 0
2030 | FRCC_2_SOCO | FRCC | SOCO | Internal | Shoulder | B12 | 200 | 900 | 0 | 84.6 | 78.59 | 8 | 0
2030 | FRCC_2_SOCO | FRCC | SOCO | Internal | Shoulder | B13 | 600 | 900 | 0 | 84.6 | 75.82 | 8 | 0
2030 | FRCC_2_SOCO | FRCC | SOCO | Internal | Shoulder | B14 | 900 | 900 | 0 | 81.06 | 75.82 | 8 | 0
2030 | FRCC_2_SOCO | FRCC | SOCO | Internal | Shoulder | B15 | 1203 | 900 | 0 | 81.06 | 75.75 | 8 | 0
2030 | FRCC_2_SOCO | FRCC | SOCO | Internal | Summer | B1 | 10 | 900 | 0 | 135.5 | 125.5 | 8 | 0
2030 | FRCC_2_SOCO | FRCC | SOCO | Internal | Summer | B2 | 25 | 900 | 0 | 129.98 | 123.01 | 8 | 0
2030 | FRCC_2_SOCO | FRCC | SOCO | Internal | Summer | B3 | 75 | 900 | 0 | 129.98 | 123.01 | 8 | 0
2030 | FRCC_2_SOCO | FRCC | SOCO | Internal | Summer | B4 | 100 | 900 | 0 | 129.98 | 123.01 | 8 | 0
2030 | FRCC_2_SOCO | FRCC | SOCO | Internal | Summer | B5 | 200 | 900 | 0 | 129.98 | 123.01 | 8 | 0
2030 | FRCC_2_SOCO | FRCC | SOCO | Internal | Summer | B6 | 300 | 900 | 0 | 116.23 | 106.23 | 8 | 0
2030 | FRCC_2_SOCO | FRCC | SOCO | Internal | Summer | B7 | 400 | 900 | 0 | 101.99 | 91.99 | 8 | 0
2030 | FRCC_2_SOCO | FRCC | SOCO | Internal | Summer | B8 | 500 | 900 | 0 | 83.65 | 80.22 | 8 | 0
2030 | FRCC_2_SOCO | FRCC | SOCO | Internal | Summer | B9 | 800 | 900 | 0 | 80.15 | 77.03 | 8 | 0
2030 | FRCC_2_SOCO | FRCC | SOCO | Internal | Summer | B10 | 1262 | 900 | 0 | 80.15 | 74.32 | 8 | 0
2030 | FRCC_2_SOCO | FRCC | SOCO | Internal | Winter | B16 | 25 | 900 | 0 | 119.46 | 109.46 | 8 | 0
2030 | FRCC_2_SOCO | FRCC | SOCO | Internal | Winter | B17 | 100 | 900 | 0 | 87.38 | 79.3 | 8 | 0
2030 | FRCC_2_SOCO | FRCC | SOCO | Internal | Winter | B18 | 400 | 900 | 0 | 85.82 | 78.99 | 8 | 0
2030 | FRCC_2_SOCO | FRCC | SOCO | Internal | Winter | B19 | 700 | 900 | 0 | 83.72 | 78.99 | 8 | 0
2030 | FRCC_2_SOCO | FRCC | SOCO | Internal | Winter | B20 | 935 | 900 | 0 | 83.72 | 77.82 | 8 | 0
2030 | HQ_NEISO_2_NEISO | HQ_NEISO | NEISO | Internal | Shoulder | B11 | 25 | 99999 | 2920 | 67.75 | 67.76 | 0.01 | 0
2030 | HQ_NEISO_2_NEISO | HQ_NEISO | NEISO | Internal | Shoulder | B12 | 200 | 99999 | 2920 | 67.49 | 67.5 | 0.01 | 0
2030 | HQ_NEISO_2_NEISO | HQ_NEISO | NEISO | Internal | Shoulder | B13 | 600 | 99999 | 2920 | 65.34 | 65.35 | 0.01 | 0
2030 | HQ_NEISO_2_NEISO | HQ_NEISO | NEISO | Internal | Shoulder | B14 | 900 | 99999 | 2920 | 65.34 | 65.35 | 0.01 | 0
2030 | HQ_NEISO_2_NEISO | HQ_NEISO | NEISO | Internal | Shoulder | B15 | 1203 | 99999 | 1143.24 | 65.34 | 65.35 | 0.01 | 0
2030 | HQ_NEISO_2_NEISO | HQ_NEISO | NEISO | Internal | Summer | B1 | 10 | 99999 | 2920.1 | 105.02 | 105.03 | 0.01 | 0
2030 | HQ_NEISO_2_NEISO | HQ_NEISO | NEISO | Internal | Summer | B2 | 25 | 99999 | 2920.1 | 103.75 | 103.76 | 0.01 | 0
2030 | HQ_NEISO_2_NEISO | HQ_NEISO | NEISO | Internal | Summer | B3 | 75 | 99999 | 2920 | 88.15 | 88.16 | 0.01 | 0
2030 | HQ_NEISO_2_NEISO | HQ_NEISO | NEISO | Internal | Summer | B4 | 100 | 99999 | 2920 | 75.82 | 75.83 | 0.01 | 0
2030 | HQ_NEISO_2_NEISO | HQ_NEISO | NEISO | Internal | Summer | B5 | 200 | 99999 | 2920 | 64.33 | 64.34 | 0.01 | 0
2030 | HQ_NEISO_2_NEISO | HQ_NEISO | NEISO | Internal | Summer | B6 | 300 | 99999 | 2920 | 64.33 | 64.34 | 0.01 | 0
2030 | HQ_NEISO_2_NEISO | HQ_NEISO | NEISO | Internal | Summer | B7 | 400 | 99999 | 2920 | 64.33 | 64.34 | 0.01 | 0
2030 | HQ_NEISO_2_NEISO | HQ_NEISO | NEISO | Internal | Summer | B8 | 500 | 99999 | 2920 | 64.33 | 64.34 | 0.01 | 0
2030 | HQ_NEISO_2_NEISO | HQ_NEISO | NEISO | Internal | Summer | B9 | 800 | 99999 | 2920 | 64.33 | 64.34 | 0.01 | 0
2030 | HQ_NEISO_2_NEISO | HQ_NEISO | NEISO | Internal | Summer | B10 | 1262 | 99999 | 795.94 | 64.33 | 64.34 | 0.01 | 0
2030 | HQ_NEISO_2_NEISO | HQ_NEISO | NEISO | Internal | Winter | B16 | 25 | 99999 | 2920 | 78.31 | 78.32 | 0.01 | 0
2030 | HQ_NEISO_2_NEISO | HQ_NEISO | NEISO | Internal | Winter | B17 | 100 | 99999 | 2920 | 74.85 | 74.86 | 0.01 | 0
2030 | HQ_NEISO_2_NEISO | HQ_NEISO | NEISO | Internal | Winter | B18 | 400 | 99999 | 2920 | 74.85 | 74.86 | 0.01 | 0
2030 | HQ_NEISO_2_NEISO | HQ_NEISO | NEISO | Internal | Winter | B19 | 700 | 99999 | 2920 | 73.48 | 73.5 | 0.01 | 0
2030 | HQ_NEISO_2_NEISO | HQ_NEISO | NEISO | Internal | Winter | B20 | 935 | 99999 | 1233.58 | 73.48 | 73.5 | 0.01 | 0
2030 | HQ_NY_2_NYISO_A-F | HQ_NY | NYISO_A-F | Internal | Shoulder | B11 | 25 | 99999 | 2812.27 | 71.05 | 71.06 | 0.01 | 0
2030 | HQ_NY_2_NYISO_A-F | HQ_NY | NYISO_A-F | Internal | Shoulder | B12 | 200 | 99999 | 2847.69 | 70.47 | 70.48 | 0.01 | 0
2030 | HQ_NY_2_NYISO_A-F | HQ_NY | NYISO_A-F | Internal | Shoulder | B13 | 600 | 99999 | 2781.85 | 68.33 | 68.34 | 0.01 | 0
2030 | HQ_NY_2_NYISO_A-F | HQ_NY | NYISO_A-F | Internal | Shoulder | B14 | 900 | 99999 | 2673.14 | 68.32 | 68.33 | 0.01 | 0
2030 | HQ_NY_2_NYISO_A-F | HQ_NY | NYISO_A-F | Internal | Shoulder | B15 | 1203 | 99999 | 1582.7 | 68.32 | 68.33 | 0.01 | 0
2030 | HQ_NY_2_NYISO_A-F | HQ_NY | NYISO_A-F | Internal | Summer | B1 | 10 | 99999 | 3500.09 | 102.02 | 102.03 | 0.01 | 0
2030 | HQ_NY_2_NYISO_A-F | HQ_NY | NYISO_A-F | Internal | Summer | B2 | 25 | 99999 | 3406.71 | 100.75 | 100.76 | 0.01 | 0
2030 | HQ_NY_2_NYISO_A-F | HQ_NY | NYISO_A-F | Internal | Summer | B3 | 75 | 99999 | 3266.61 | 90.77 | 90.78 | 0.01 | 0
2030 | HQ_NY_2_NYISO_A-F | HQ_NY | NYISO_A-F | Internal | Summer | B4 | 100 | 99999 | 3116.28 | 78.82 | 78.83 | 0.01 | 0
2030 | HQ_NY_2_NYISO_A-F | HQ_NY | NYISO_A-F | Internal | Summer | B5 | 200 | 99999 | 3025.49 | 76.61 | 76.62 | 0.01 | 0
2030 | HQ_NY_2_NYISO_A-F | HQ_NY | NYISO_A-F | Internal | Summer | B6 | 300 | 99999 | 2934.86 | 69.73 | 69.74 | 0.01 | 0
2030 | HQ_NY_2_NYISO_A-F | HQ_NY | NYISO_A-F | Internal | Summer | B7 | 400 | 99999 | 2830.75 | 68.96 | 68.97 | 0.01 | 0
2030 | HQ_NY_2_NYISO_A-F | HQ_NY | NYISO_A-F | Internal | Summer | B8 | 500 | 99999 | 2760.25 | 67.31 | 67.32 | 0.01 | 0
2030 | HQ_NY_2_NYISO_A-F | HQ_NY | NYISO_A-F | Internal | Summer | B9 | 800 | 99999 | 2664.71 | 66.29 | 66.3 | 0.01 | 0
2030 | HQ_NY_2_NYISO_A-F | HQ_NY | NYISO_A-F | Internal | Summer | B10 | 1262 | 99999 | 1436.31 | 66.29 | 66.3 | 0.01 | 0
2030 | HQ_NY_2_NYISO_A-F | HQ_NY | NYISO_A-F | Internal | Winter | B16 | 25 | 99999 | 3058.87 | 75.31 | 75.32 | 0.01 | 0
2030 | HQ_NY_2_NYISO_A-F | HQ_NY | NYISO_A-F | Internal | Winter | B17 | 100 | 99999 | 3001.1 | 73.73 | 73.74 | 0.01 | 0
2030 | HQ_NY_2_NYISO_A-F | HQ_NY | NYISO_A-F | Internal | Winter | B18 | 400 | 99999 | 2934.69 | 73.24 | 73.25 | 0.01 | 0
2030 | HQ_NY_2_NYISO_A-F | HQ_NY | NYISO_A-F | Internal | Winter | B19 | 700 | 99999 | 2819.07 | 73.24 | 73.25 | 0.01 | 0
2030 | HQ_NY_2_NYISO_A-F | HQ_NY | NYISO_A-F | Internal | Winter | B20 | 935 | 99999 | 1762.97 | 73.24 | 73.25 | 0.01 | 0
2030 | HQ_IESO_2_IESO | HQ_IESO | IESO | Internal | Shoulder | B11 | 25 | 99999 | 400 | 56.28 | 56.29 | 0.01 | 0
2030 | HQ_IESO_2_IESO | HQ_IESO | IESO | Internal | Shoulder | B12 | 200 | 99999 | 400 | 63.47 | 63.48 | 0.01 | 0
2030 | HQ_IESO_2_IESO | HQ_IESO | IESO | Internal | Shoulder | B13 | 600 | 99999 | 400 | 56.28 | 56.29 | 0.01 | 0
2030 | HQ_IESO_2_IESO | HQ_IESO | IESO | Internal | Shoulder | B14 | 900 | 99999 | 400 | 56.28 | 56.29 | 0.01 | 0
2030 | HQ_IESO_2_IESO | HQ_IESO | IESO | Internal | Shoulder | B15 | 1203 | 99999 | 75.48 | 56.28 | 56.29 | 0.01 | 0
2030 | HQ_IESO_2_IESO | HQ_IESO | IESO | Internal | Summer | B1 | 10 | 99999 | 400.09 | 95.02 | 95.03 | 0.01 | 0
2030 | HQ_IESO_2_IESO | HQ_IESO | IESO | Internal | Summer | B2 | 25 | 99999 | 400.09 | 93.75 | 93.76 | 0.01 | 0
2030 | HQ_IESO_2_IESO | HQ_IESO | IESO | Internal | Summer | B3 | 75 | 99999 | 400 | 83.77 | 83.78 | 0.01 | 0
2030 | HQ_IESO_2_IESO | HQ_IESO | IESO | Internal | Summer | B4 | 100 | 99999 | 400 | 71.82 | 71.83 | 0.01 | 0
2030 | HQ_IESO_2_IESO | HQ_IESO | IESO | Internal | Summer | B5 | 200 | 99999 | 400 | 69.61 | 69.62 | 0.01 | 0
2030 | HQ_IESO_2_IESO | HQ_IESO | IESO | Internal | Summer | B6 | 300 | 99999 | 400 | 62.73 | 62.74 | 0.01 | 0
2030 | HQ_IESO_2_IESO | HQ_IESO | IESO | Internal | Summer | B7 | 400 | 99999 | 400 | 53.67 | 53.68 | 0.01 | 0
2030 | HQ_IESO_2_IESO | HQ_IESO | IESO | Internal | Summer | B8 | 500 | 99999 | 400 | 53.67 | 53.68 | 0.01 | 0
2030 | HQ_IESO_2_IESO | HQ_IESO | IESO | Internal | Summer | B9 | 800 | 99999 | 400 | 53.67 | 53.68 | 0.01 | 0
2030 | HQ_IESO_2_IESO | HQ_IESO | IESO | Internal | Summer | B10 | 1262 | 99999 | 12.04 | 53.67 | 53.68 | 0.01 | 0
2030 | HQ_IESO_2_IESO | HQ_IESO | IESO | Internal | Winter | B16 | 25 | 99999 | 400 | 68.31 | 68.32 | 0.01 | 0
2030 | HQ_IESO_2_IESO | HQ_IESO | IESO | Internal | Winter | B17 | 100 | 99999 | 400 | 59.85 | 59.87 | 0.01 | 0
2030 | HQ_IESO_2_IESO | HQ_IESO | IESO | Internal | Winter | B18 | 400 | 99999 | 400 | 59.85 | 59.87 | 0.01 | 0
2030 | HQ_IESO_2_IESO | HQ_IESO | IESO | Internal | Winter | B19 | 700 | 99999 | 400 | 59.85 | 59.87 | 0.01 | 0
2030 | HQ_IESO_2_IESO | HQ_IESO | IESO | Internal | Winter | B20 | 935 | 99999 | 91.98 | 59.85 | 59.87 | 0.01 | 0
2030 | IESO_2_MAPP_CA | IESO | MAPP_CA | Internal | Shoulder | B11 | 25 | 262 | 0 | 56.29 | 50.19 | 7 | 0
2030 | IESO_2_MAPP_CA | IESO | MAPP_CA | Internal | Shoulder | B12 | 200 | 262 | 0 | 63.48 | 58.39 | 7 | 0
2030 | IESO_2_MAPP_CA | IESO | MAPP_CA | Internal | Shoulder | B13 | 600 | 262 | 0 | 56.29 | 54.98 | 7 | 0
2030 | IESO_2_MAPP_CA | IESO | MAPP_CA | Internal | Shoulder | B14 | 900 | 262 | 0 | 56.29 | 50.19 | 7 | 0
2030 | IESO_2_MAPP_CA | IESO | MAPP_CA | Internal | Shoulder | B15 | 1203 | 262 | 0 | 56.29 | 50.19 | 7 | 0
2030 | IESO_2_MAPP_CA | IESO | MAPP_CA | Internal | Summer | B1 | 10 | 262 | 0 | 95.03 | 58.3 | 7 | 0
2030 | IESO_2_MAPP_CA | IESO | MAPP_CA | Internal | Summer | B2 | 25 | 262 | 0 | 93.76 | 58.3 | 7 | 0
2030 | IESO_2_MAPP_CA | IESO | MAPP_CA | Internal | Summer | B3 | 75 | 262 | 0 | 83.78 | 58.3 | 7 | 0
2030 | IESO_2_MAPP_CA | IESO | MAPP_CA | Internal | Summer | B4 | 100 | 262 | 0 | 71.83 | 58.3 | 7 | 0
2030 | IESO_2_MAPP_CA | IESO | MAPP_CA | Internal | Summer | B5 | 200 | 262 | 0 | 69.62 | 58.3 | 7 | 0
2030 | IESO_2_MAPP_CA | IESO | MAPP_CA | Internal | Summer | B6 | 300 | 262 | 0 | 62.74 | 58.3 | 7 | 0
2030 | IESO_2_MAPP_CA | IESO | MAPP_CA | Internal | Summer | B7 | 400 | 262 | 0 | 53.68 | 58.3 | 7 | 0
2030 | IESO_2_MAPP_CA | IESO | MAPP_CA | Internal | Summer | B8 | 500 | 262 | 0 | 53.68 | 58.3 | 7 | 0
2030 | IESO_2_MAPP_CA | IESO | MAPP_CA | Internal | Summer | B9 | 800 | 262 | 0 | 53.68 | 58.3 | 7 | 0
2030 | IESO_2_MAPP_CA | IESO | MAPP_CA | Internal | Summer | B10 | 1262 | 262 | 0 | 53.68 | 58.3 | 7 | 0
2030 | IESO_2_MAPP_CA | IESO | MAPP_CA | Internal | Winter | B16 | 25 | 262 | 0 | 68.32 | 66.85 | 7 | 0
2030 | IESO_2_MAPP_CA | IESO | MAPP_CA | Internal | Winter | B17 | 100 | 262 | 0.21 | 59.87 | 66.85 | 7 | 0
2030 | IESO_2_MAPP_CA | IESO | MAPP_CA | Internal | Winter | B18 | 400 | 262 | 262 | 59.87 | 71.11 | 7 | 4.25
2030 | IESO_2_MAPP_CA | IESO | MAPP_CA | Internal | Winter | B19 | 700 | 262 | 0.04 | 59.87 | 66.85 | 7 | 0
2030 | IESO_2_MAPP_CA | IESO | MAPP_CA | Internal | Winter | B20 | 935 | 262 | 0.02 | 59.87 | 66.85 | 7 | 0
2030 | IESO_2_MISO_MI | IESO | MISO_MI | Internal | Shoulder | B11 | 25 | 2591 | 2591 | 56.29 | 78.82 | 7 | 15.53
2030 | IESO_2_MISO_MI | IESO | MISO_MI | Internal | Shoulder | B12 | 200 | 2591 | 2591 | 63.48 | 72.42 | 7 | 1.94
2030 | IESO_2_MISO_MI | IESO | MISO_MI | Internal | Shoulder | B13 | 600 | 2591 | 2591 | 56.29 | 70.43 | 7 | 7.14
2030 | IESO_2_MISO_MI | IESO | MISO_MI | Internal | Shoulder | B14 | 900 | 2591 | 1940.73 | 56.29 | 63.29 | 7 | 0
2030 | IESO_2_MISO_MI | IESO | MISO_MI | Internal | Shoulder | B15 | 1203 | 2591 | 0 | 56.29 | 61.88 | 7 | 0
2030 | IESO_2_MISO_MI | IESO | MISO_MI | Internal | Summer | B1 | 10 | 2591 | 2591 | 95.03 | 118.74 | 7 | 16.71
2030 | IESO_2_MISO_MI | IESO | MISO_MI | Internal | Summer | B2 | 25 | 2591 | 2591 | 93.76 | 114.98 | 7 | 14.22
2030 | IESO_2_MISO_MI | IESO | MISO_MI | Internal | Summer | B3 | 75 | 2591 | 2591 | 83.78 | 114.97 | 7 | 24.19
2030 | IESO_2_MISO_MI | IESO | MISO_MI | Internal | Summer | B4 | 100 | 2591 | 2591 | 71.83 | 112.19 | 7 | 33.36
2030 | IESO_2_MISO_MI | IESO | MISO_MI | Internal | Summer | B5 | 200 | 2591 | 2591 | 69.62 | 109.6 | 7 | 32.98
2030 | IESO_2_MISO_MI | IESO | MISO_MI | Internal | Summer | B6 | 300 | 2591 | 2591 | 62.74 | 89.23 | 7 | 19.49
2030 | IESO_2_MISO_MI | IESO | MISO_MI | Internal | Summer | B7 | 400 | 2591 | 2591 | 53.68 | 75 | 7 | 14.32
2030 | IESO_2_MISO_MI | IESO | MISO_MI | Internal | Summer | B8 | 500 | 2591 | 2591 | 53.68 | 69.69 | 7 | 9.01
2030 | IESO_2_MISO_MI | IESO | MISO_MI | Internal | Summer | B9 | 800 | 2591 | 2591 | 53.68 | 65.79 | 7 | 5.11
2030 | IESO_2_MISO_MI | IESO | MISO_MI | Internal | Summer | B10 | 1262 | 2591 | 2121.53 | 53.68 | 60.68 | 7 | 0
2030 | IESO_2_MISO_MI | IESO | MISO_MI | Internal | Winter | B16 | 25 | 2591 | 2591 | 68.32 | 84.29 | 7 | 8.97
2030 | IESO_2_MISO_MI | IESO | MISO_MI | Internal | Winter | B17 | 100 | 2591 | 2591 | 59.87 | 76.47 | 7 | 9.61
2030 | IESO_2_MISO_MI | IESO | MISO_MI | Internal | Winter | B18 | 400 | 2591 | 2591 | 59.87 | 72.62 | 7 | 5.76
2030 | IESO_2_MISO_MI | IESO | MISO_MI | Internal | Winter | B19 | 700 | 2591 | 2590.99 | 59.87 | 66.89 | 7 | 0.02
2030 | IESO_2_MISO_MI | IESO | MISO_MI | Internal | Winter | B20 | 935 | 2591 | 0 | 59.87 | 64.52 | 7 | 0
2030 | IESO_2_MISO_W | IESO | MISO_W | Internal | Shoulder | B11 | 25 | 207 | 207 | 56.29 | 78.78 | 7 | 15.49
2030 | IESO_2_MISO_W | IESO | MISO_W | Internal | Shoulder | B12 | 200 | 207 | 207 | 63.48 | 72.39 | 7 | 1.9
2030 | IESO_2_MISO_W | IESO | MISO_W | Internal | Shoulder | B13 | 600 | 207 | 207 | 56.29 | 68.98 | 7 | 5.69
2030 | IESO_2_MISO_W | IESO | MISO_W | Internal | Shoulder | B14 | 900 | 207 | 0 | 56.29 | 63.26 | 7 | 0
2030 | IESO_2_MISO_W | IESO | MISO_W | Internal | Shoulder | B15 | 1203 | 207 | 0 | 56.29 | 12.17 | 7 | 0
2030 | IESO_2_MISO_W | IESO | MISO_W | Internal | Summer | B1 | 10 | 207 | 207 | 95.03 | 118.73 | 7 | 16.7
2030 | IESO_2_MISO_W | IESO | MISO_W | Internal | Summer | B2 | 25 | 207 | 207 | 93.76 | 113.6 | 7 | 12.84
2030 | IESO_2_MISO_W | IESO | MISO_W | Internal | Summer | B3 | 75 | 207 | 207 | 83.78 | 114.97 | 7 | 24.19
2030 | IESO_2_MISO_W | IESO | MISO_W | Internal | Summer | B4 | 100 | 207 | 207 | 71.83 | 112.17 | 7 | 33.35
2030 | IESO_2_MISO_W | IESO | MISO_W | Internal | Summer | B5 | 200 | 207 | 207 | 69.62 | 109.59 | 7 | 32.96
2030 | IESO_2_MISO_W | IESO | MISO_W | Internal | Summer | B6 | 300 | 207 | 207 | 62.74 | 89.23 | 7 | 19.49
2030 | IESO_2_MISO_W | IESO | MISO_W | Internal | Summer | B7 | 400 | 207 | 207 | 53.68 | 74.99 | 7 | 14.31
2030 | IESO_2_MISO_W | IESO | MISO_W | Internal | Summer | B8 | 500 | 207 | 207 | 53.68 | 69.21 | 7 | 8.53
2030 | IESO_2_MISO_W | IESO | MISO_W | Internal | Summer | B9 | 800 | 207 | 207 | 53.68 | 65.77 | 7 | 5.09
2030 | IESO_2_MISO_W | IESO | MISO_W | Internal | Summer | B10 | 1262 | 207 | 0 | 53.68 | 58.29 | 7 | 0
2030 | IESO_2_MISO_W | IESO | MISO_W | Internal | Winter | B16 | 25 | 207 | 0 | 68.32 | 64.26 | 7 | 0
2030 | IESO_2_MISO_W | IESO | MISO_W | Internal | Winter | B17 | 100 | 207 | 107.09 | 59.87 | 66.87 | 7 | 0
2030 | IESO_2_MISO_W | IESO | MISO_W | Internal | Winter | B18 | 400 | 207 | 207 | 59.87 | 71.12 | 7 | 4.26
2030 | IESO_2_MISO_W | IESO | MISO_W | Internal | Winter | B19 | 700 | 207 | 204.9 | 59.87 | 66.87 | 7 | 0
2030 | IESO_2_MISO_W | IESO | MISO_W | Internal | Winter | B20 | 935 | 207 | 0 | 59.87 | 59.81 | 7 | 0
2030 | IESO_2_NYISO_A-F | IESO | NYISO_A-F | Internal | Shoulder | B11 | 25 | 1725 | 1725 | 56.29 | 71.06 | 7 | 7.77
2030 | IESO_2_NYISO_A-F | IESO | NYISO_A-F | Internal | Shoulder | B12 | 200 | 1725 | 1607.39 | 63.48 | 70.48 | 7 | 0
2030 | IESO_2_NYISO_A-F | IESO | NYISO_A-F | Internal | Shoulder | B13 | 600 | 1725 | 1725 | 56.29 | 68.34 | 7 | 5.05
2030 | IESO_2_NYISO_A-F | IESO | NYISO_A-F | Internal | Shoulder | B14 | 900 | 1725 | 1725 | 56.29 | 68.33 | 7 | 5.04
2030 | IESO_2_NYISO_A-F | IESO | NYISO_A-F | Internal | Shoulder | B15 | 1203 | 1725 | 1725 | 56.29 | 68.33 | 7 | 5.04
2030 | IESO_2_NYISO_A-F | IESO | NYISO_A-F | Internal | Summer | B1 | 10 | 1725 | 438.17 | 95.03 | 102.03 | 7 | 0
2030 | IESO_2_NYISO_A-F | IESO | NYISO_A-F | Internal | Summer | B2 | 25 | 1725 | 892.46 | 93.76 | 100.76 | 7 | 0
2030 | IESO_2_NYISO_A-F | IESO | NYISO_A-F | Internal | Summer | B3 | 75 | 1725 | 1497.85 | 83.78 | 90.78 | 7 | 0
2030 | IESO_2_NYISO_A-F | IESO | NYISO_A-F | Internal | Summer | B4 | 100 | 1725 | 1681.35 | 71.83 | 78.83 | 7 | 0
2030 | IESO_2_NYISO_A-F | IESO | NYISO_A-F | Internal | Summer | B5 | 200 | 1725 | 1471.7 | 69.62 | 76.62 | 7 | 0
2030 | IESO_2_NYISO_A-F | IESO | NYISO_A-F | Internal | Summer | B6 | 300 | 1725 | 1612.86 | 62.74 | 69.74 | 7 | 0
2030 | IESO_2_NYISO_A-F | IESO | NYISO_A-F | Internal | Summer | B7 | 400 | 1725 | 1725 | 53.68 | 68.97 | 7 | 8.29
2030 | IESO_2_NYISO_A-F | IESO | NYISO_A-F | Internal | Summer | B8 | 500 | 1725 | 1725 | 53.68 | 67.32 | 7 | 6.64
2030 | IESO_2_NYISO_A-F | IESO | NYISO_A-F | Internal | Summer | B9 | 800 | 1725 | 1725 | 53.68 | 66.3 | 7 | 5.62
2030 | IESO_2_NYISO_A-F | IESO | NYISO_A-F | Internal | Summer | B10 | 1262 | 1725 | 1725 | 53.68 | 66.3 | 7 | 5.62
2030 | IESO_2_NYISO_A-F | IESO | NYISO_A-F | Internal | Winter | B16 | 25 | 1725 | 1548.88 | 68.32 | 75.32 | 7 | 0
2030 | IESO_2_NYISO_A-F | IESO | NYISO_A-F | Internal | Winter | B17 | 100 | 1725 | 1725 | 59.87 | 73.74 | 7 | 6.88
2030 | IESO_2_NYISO_A-F | IESO | NYISO_A-F | Internal | Winter | B18 | 400 | 1725 | 1725 | 59.87 | 73.25 | 7 | 6.39
2030 | IESO_2_NYISO_A-F | IESO | NYISO_A-F | Internal | Winter | B19 | 700 | 1725 | 1725 | 59.87 | 73.25 | 7 | 6.39
2030 | IESO_2_NYISO_A-F | IESO | NYISO_A-F | Internal | Winter | B20 | 935 | 1725 | 1725 | 59.87 | 73.25 | 7 | 6.39
2030 | MAPP_CA_2_IESO | MAPP_CA | IESO | Internal | Shoulder | B11 | 25 | 330 | 0 | 50.19 | 56.29 | 8 | 0
2030 | MAPP_CA_2_IESO | MAPP_CA | IESO | Internal | Shoulder | B12 | 200 | 330 | 0 | 58.39 | 63.48 | 8 | 0
2030 | MAPP_CA_2_IESO | MAPP_CA | IESO | Internal | Shoulder | B13 | 600 | 330 | 0 | 54.98 | 56.29 | 8 | 0
2030 | MAPP_CA_2_IESO | MAPP_CA | IESO | Internal | Shoulder | B14 | 900 | 330 | 0 | 50.19 | 56.29 | 8 | 0
2030 | MAPP_CA_2_IESO | MAPP_CA | IESO | Internal | Shoulder | B15 | 1203 | 330 | 0 | 50.19 | 56.29 | 8 | 0
2030 | MAPP_CA_2_IESO | MAPP_CA | IESO | Internal | Summer | B1 | 10 | 330 | 330 | 58.3 | 95.03 | 8 | 28.73
2030 | MAPP_CA_2_IESO | MAPP_CA | IESO | Internal | Summer | B2 | 25 | 330 | 330 | 58.3 | 93.76 | 8 | 27.46
2030 | MAPP_CA_2_IESO | MAPP_CA | IESO | Internal | Summer | B3 | 75 | 330 | 330 | 58.3 | 83.78 | 8 | 17.48
2030 | MAPP_CA_2_IESO | MAPP_CA | IESO | Internal | Summer | B4 | 100 | 330 | 330 | 58.3 | 71.83 | 8 | 5.52
2030 | MAPP_CA_2_IESO | MAPP_CA | IESO | Internal | Summer | B5 | 200 | 330 | 330 | 58.3 | 69.62 | 8 | 3.32
2030 | MAPP_CA_2_IESO | MAPP_CA | IESO | Internal | Summer | B6 | 300 | 330 | 0 | 58.3 | 62.74 | 8 | 0
2030 | MAPP_CA_2_IESO | MAPP_CA | IESO | Internal | Summer | B7 | 400 | 330 | 0 | 58.3 | 53.68 | 8 | 0
2030 | MAPP_CA_2_IESO | MAPP_CA | IESO | Internal | Summer | B8 | 500 | 330 | 0 | 58.3 | 53.68 | 8 | 0
2030 | MAPP_CA_2_IESO | MAPP_CA | IESO | Internal | Summer | B9 | 800 | 330 | 0 | 58.3 | 53.68 | 8 | 0
2030 | MAPP_CA_2_IESO | MAPP_CA | IESO | Internal | Summer | B10 | 1262 | 330 | 0 | 58.3 | 53.68 | 8 | 0
2030 | MAPP_CA_2_IESO | MAPP_CA | IESO | Internal | Winter | B16 | 25 | 330 | 0 | 66.85 | 68.32 | 8 | 0
2030 | MAPP_CA_2_IESO | MAPP_CA | IESO | Internal | Winter | B17 | 100 | 330 | 0 | 66.85 | 59.87 | 8 | 0
2030 | MAPP_CA_2_IESO | MAPP_CA | IESO | Internal | Winter | B18 | 400 | 330 | 0 | 71.11 | 59.87 | 8 | 0
2030 | MAPP_CA_2_IESO | MAPP_CA | IESO | Internal | Winter | B19 | 700 | 330 | 0 | 66.85 | 59.87 | 8 | 0
2030 | MAPP_CA_2_IESO | MAPP_CA | IESO | Internal | Winter | B20 | 935 | 330 | 0 | 66.85 | 59.87 | 8 | 0
2030 | MAPP_CA_2_MAPP_US | MAPP_CA | MAPP_US | Internal | Shoulder | B11 | 25 | 372 | 372 | 50.19 | 71.78 | 7 | 14.59
2030 | MAPP_CA_2_MAPP_US | MAPP_CA | MAPP_US | Internal | Shoulder | B12 | 200 | 372 | 274.69 | 58.39 | 65.39 | 7 | 0
2030 | MAPP_CA_2_MAPP_US | MAPP_CA | MAPP_US | Internal | Shoulder | B13 | 600 | 372 | 302.73 | 54.98 | 61.98 | 7 | 0
2030 | MAPP_CA_2_MAPP_US | MAPP_CA | MAPP_US | Internal | Shoulder | B14 | 900 | 372 | 0 | 50.19 | 56.26 | 7 | 0
2030 | MAPP_CA_2_MAPP_US | MAPP_CA | MAPP_US | Internal | Shoulder | B15 | 1203 | 372 | 0 | 50.19 | 5.17 | 7 | 0
2030 | MAPP_CA_2_MAPP_US | MAPP_CA | MAPP_US | Internal | Summer | B1 | 10 | 372 | 372 | 58.3 | 111.73 | 7 | 46.42
2030 | MAPP_CA_2_MAPP_US | MAPP_CA | MAPP_US | Internal | Summer | B2 | 25 | 372 | 372 | 58.3 | 106.6 | 7 | 41.29
2030 | MAPP_CA_2_MAPP_US | MAPP_CA | MAPP_US | Internal | Summer | B3 | 75 | 372 | 372 | 58.3 | 107.97 | 7 | 42.66
2030 | MAPP_CA_2_MAPP_US | MAPP_CA | MAPP_US | Internal | Summer | B4 | 100 | 372 | 372 | 58.3 | 105.17 | 7 | 39.87
2030 | MAPP_CA_2_MAPP_US | MAPP_CA | MAPP_US | Internal | Summer | B5 | 200 | 372 | 372 | 58.3 | 102.59 | 7 | 37.28
2030 | MAPP_CA_2_MAPP_US | MAPP_CA | MAPP_US | Internal | Summer | B6 | 300 | 372 | 372 | 58.3 | 82.23 | 7 | 16.92
2030 | MAPP_CA_2_MAPP_US | MAPP_CA | MAPP_US | Internal | Summer | B7 | 400 | 372 | 372 | 58.3 | 67.99 | 7 | 2.68
2030 | MAPP_CA_2_MAPP_US | MAPP_CA | MAPP_US | Internal | Summer | B8 | 500 | 372 | 0 | 58.3 | 62.21 | 7 | 0
2030 | MAPP_CA_2_MAPP_US | MAPP_CA | MAPP_US | Internal | Summer | B9 | 800 | 372 | 0 | 58.3 | 58.77 | 7 | 0
2030 | MAPP_CA_2_MAPP_US | MAPP_CA | MAPP_US | Internal | Summer | B10 | 1262 | 372 | 0 | 58.3 | 51.29 | 7 | 0
2030 | MAPP_CA_2_MAPP_US | MAPP_CA | MAPP_US | Internal | Winter | B16 | 25 | 372 | 0 | 66.85 | 57.26 | 7 | 0
2030 | MAPP_CA_2_MAPP_US | MAPP_CA | MAPP_US | Internal | Winter | B17 | 100 | 372 | 0 | 66.85 | 59.87 | 7 | 0
2030 | MAPP_CA_2_MAPP_US | MAPP_CA | MAPP_US | Internal | Winter | B18 | 400 | 372 | 0 | 71.11 | 64.12 | 7 | 0
2030 | MAPP_CA_2_MAPP_US | MAPP_CA | MAPP_US | Internal | Winter | B19 | 700 | 372 | 0 | 66.85 | 59.87 | 7 | 0
2030 | MAPP_CA_2_MAPP_US | MAPP_CA | MAPP_US | Internal | Winter | B20 | 935 | 372 | 0 | 66.85 | 52.81 | 7 | 0
2030 | MAPP_CA_2_MISO_W | MAPP_CA | MISO_W | Internal | Shoulder | B11 | 25 | 1970 | 1970 | 50.19 | 78.78 | 0.01 | 28.58
2030 | MAPP_CA_2_MISO_W | MAPP_CA | MISO_W | Internal | Shoulder | B12 | 200 | 1970 | 1970 | 58.39 | 72.39 | 0.01 | 13.99
2030 | MAPP_CA_2_MISO_W | MAPP_CA | MISO_W | Internal | Shoulder | B13 | 600 | 1970 | 1970 | 54.98 | 68.98 | 0.01 | 13.99
2030 | MAPP_CA_2_MISO_W | MAPP_CA | MISO_W | Internal | Shoulder | B14 | 900 | 1970 | 1970 | 50.19 | 63.26 | 0.01 | 13.05
2030 | MAPP_CA_2_MISO_W | MAPP_CA | MISO_W | Internal | Shoulder | B15 | 1203 | 1970 | 0 | 50.19 | 12.17 | 0.01 | 0
2030 | MAPP_CA_2_MISO_W | MAPP_CA | MISO_W | Internal | Summer | B1 | 10 | 1970 | 1970 | 58.3 | 118.73 | 0.01 | 60.41
2030 | MAPP_CA_2_MISO_W | MAPP_CA | MISO_W | Internal | Summer | B2 | 25 | 1970 | 1970 | 58.3 | 113.6 | 0.01 | 55.28
2030 | MAPP_CA_2_MISO_W | MAPP_CA | MISO_W | Internal | Summer | B3 | 75 | 1970 | 1970 | 58.3 | 114.97 | 0.01 | 56.65
2030 | MAPP_CA_2_MISO_W | MAPP_CA | MISO_W | Internal | Summer | B4 | 100 | 1970 | 1970 | 58.3 | 112.17 | 0.01 | 53.86
2030 | MAPP_CA_2_MISO_W | MAPP_CA | MISO_W | Internal | Summer | B5 | 200 | 1970 | 1970 | 58.3 | 109.59 | 0.01 | 51.27
2030 | MAPP_CA_2_MISO_W | MAPP_CA | MISO_W | Internal | Summer | B6 | 300 | 1970 | 1970 | 58.3 | 89.23 | 0.01 | 30.91
2030 | MAPP_CA_2_MISO_W | MAPP_CA | MISO_W | Internal | Summer | B7 | 400 | 1970 | 1970 | 58.3 | 74.99 | 0.01 | 16.67
2030 | MAPP_CA_2_MISO_W | MAPP_CA | MISO_W | Internal | Summer | B8 | 500 | 1970 | 1970 | 58.3 | 69.21 | 0.01 | 10.9
2030 | MAPP_CA_2_MISO_W | MAPP_CA | MISO_W | Internal | Summer | B9 | 800 | 1970 | 1970 | 58.3 | 65.77 | 0.01 | 7.46
2030 | MAPP_CA_2_MISO_W | MAPP_CA | MISO_W | Internal | Summer | B10 | 1262 | 1970 | 0 | 58.3 | 58.29 | 0.01 | 0
2030 | MAPP_CA_2_MISO_W | MAPP_CA | MISO_W | Internal | Winter | B16 | 25 | 1970 | 0 | 66.85 | 64.26 | 0.01 | 0
2030 | MAPP_CA_2_MISO_W | MAPP_CA | MISO_W | Internal | Winter | B17 | 100 | 1970 | 24.16 | 66.85 | 66.87 | 0.01 | 0
2030 | MAPP_CA_2_MISO_W | MAPP_CA | MISO_W | Internal | Winter | B18 | 400 | 1970 | 1935.67 | 71.11 | 71.12 | 0.01 | 0
2030 | MAPP_CA_2_MISO_W | MAPP_CA | MISO_W | Internal | Winter | B19 | 700 | 1970 | 1700.38 | 66.85 | 66.87 | 0.01 | 0
2030 | MAPP_CA_2_MISO_W | MAPP_CA | MISO_W | Internal | Winter | B20 | 935 | 1970 | 0 | 66.85 | 59.81 | 0.01 | 0
2030 | MAPP_US_2_MAPP_CA | MAPP_US | MAPP_CA | Internal | Shoulder | B11 | 25 | 165 | 0 | 71.78 | 50.19 | 7 | 0
2030 | MAPP_US_2_MAPP_CA | MAPP_US | MAPP_CA | Internal | Shoulder | B12 | 200 | 165 | 0 | 65.39 | 58.39 | 7 | 0
2030 | MAPP_US_2_MAPP_CA | MAPP_US | MAPP_CA | Internal | Shoulder | B13 | 600 | 165 | 0 | 61.98 | 54.98 | 7 | 0
2030 | MAPP_US_2_MAPP_CA | MAPP_US | MAPP_CA | Internal | Shoulder | B14 | 900 | 165 | 0 | 56.26 | 50.19 | 7 | 0
2030 | MAPP_US_2_MAPP_CA | MAPP_US | MAPP_CA | Internal | Shoulder | B15 | 1203 | 165 | 165 | 5.17 | 50.19 | 7 | 38.02
2030 | MAPP_US_2_MAPP_CA | MAPP_US | MAPP_CA | Internal | Summer | B1 | 10 | 165 | 0 | 111.73 | 58.3 | 7 | 0
2030 | MAPP_US_2_MAPP_CA | MAPP_US | MAPP_CA | Internal | Summer | B2 | 25 | 165 | 0 | 106.6 | 58.3 | 7 | 0
2030 | MAPP_US_2_MAPP_CA | MAPP_US | MAPP_CA | Internal | Summer | B3 | 75 | 165 | 0 | 107.97 | 58.3 | 7 | 0
2030 | MAPP_US_2_MAPP_CA | MAPP_US | MAPP_CA | Internal | Summer | B4 | 100 | 165 | 0 | 105.17 | 58.3 | 7 | 0
2030 | MAPP_US_2_MAPP_CA | MAPP_US | MAPP_CA | Internal | Summer | B5 | 200 | 165 | 0 | 102.59 | 58.3 | 7 | 0
2030 | MAPP_US_2_MAPP_CA | MAPP_US | MAPP_CA | Internal | Summer | B6 | 300 | 165 | 0 | 82.23 | 58.3 | 7 | 0
2030 | MAPP_US_2_MAPP_CA | MAPP_US | MAPP_CA | Internal | Summer | B7 | 400 | 165 | 0 | 67.99 | 58.3 | 7 | 0
2030 | MAPP_US_2_MAPP_CA | MAPP_US | MAPP_CA | Internal | Summer | B8 | 500 | 165 | 0 | 62.21 | 58.3 | 7 | 0
2030 | MAPP_US_2_MAPP_CA | MAPP_US | MAPP_CA | Internal | Summer | B9 | 800 | 165 | 0 | 58.77 | 58.3 | 7 | 0
2030 | MAPP_US_2_MAPP_CA | MAPP_US | MAPP_CA | Internal | Summer | B10 | 1262 | 165 | 164.98 | 51.29 | 58.3 | 7 | 0.01
2030 | MAPP_US_2_MAPP_CA | MAPP_US | MAPP_CA | Internal | Winter | B16 | 25 | 165 | 165 | 57.26 | 66.85 | 7 | 2.6
2030 | MAPP_US_2_MAPP_CA | MAPP_US | MAPP_CA | Internal | Winter | B17 | 100 | 165 | 0.17 | 59.87 | 66.85 | 7 | 0
2030 | MAPP_US_2_MAPP_CA | MAPP_US | MAPP_CA | Internal | Winter | B18 | 400 | 165 | 0.04 | 64.12 | 71.11 | 7 | 0
2030 | MAPP_US_2_MAPP_CA | MAPP_US | MAPP_CA | Internal | Winter | B19 | 700 | 165 | 0.03 | 59.87 | 66.85 | 7 | 0
2030 | MAPP_US_2_MAPP_CA | MAPP_US | MAPP_CA | Internal | Winter | B20 | 935 | 165 | 165 | 52.81 | 66.85 | 7 | 7.04
2030 | MAPP_US_2_MISO_W | MAPP_US | MISO_W | Internal | Shoulder | B11 | 25 | 2635 | 1730.29 | 71.78 | 78.78 | 7 | 0
2030 | MAPP_US_2_MISO_W | MAPP_US | MISO_W | Internal | Shoulder | B12 | 200 | 2635 | 1681.18 | 65.39 | 72.39 | 7 | 0
2030 | MAPP_US_2_MISO_W | MAPP_US | MISO_W | Internal | Shoulder | B13 | 600 | 2635 | 1509.49 | 61.98 | 68.98 | 7 | 0
2030 | MAPP_US_2_MISO_W | MAPP_US | MISO_W | Internal | Shoulder | B14 | 900 | 2635 | 167.29 | 56.26 | 63.26 | 7 | 0
2030 | MAPP_US_2_MISO_W | MAPP_US | MISO_W | Internal | Shoulder | B15 | 1203 | 2635 | 1223.29 | 5.17 | 12.17 | 7 | 0
2030 | MAPP_US_2_MISO_W | MAPP_US | MISO_W | Internal | Summer | B1 | 10 | 2635 | 743.48 | 111.73 | 118.73 | 7 | 0
2030 | MAPP_US_2_MISO_W | MAPP_US | MISO_W | Internal | Summer | B2 | 25 | 2635 | 1320.19 | 106.6 | 113.6 | 7 | 0
2030 | MAPP_US_2_MISO_W | MAPP_US | MISO_W | Internal | Summer | B3 | 75 | 2635 | 1234.99 | 107.97 | 114.97 | 7 | 0
2030 | MAPP_US_2_MISO_W | MAPP_US | MISO_W | Internal | Summer | B4 | 100 | 2635 | 1321.1 | 105.17 | 112.17 | 7 | 0
2030 | MAPP_US_2_MISO_W | MAPP_US | MISO_W | Internal | Summer | B5 | 200 | 2635 | 1085.89 | 102.59 | 109.59 | 7 | 0
2030 | MAPP_US_2_MISO_W | MAPP_US | MISO_W | Internal | Summer | B6 | 300 | 2635 | 1174.04 | 82.23 | 89.23 | 7 | 0
2030 | MAPP_US_2_MISO_W | MAPP_US | MISO_W | Internal | Summer | B7 | 400 | 2635 | 1352.55 | 67.99 | 74.99 | 7 | 0
2030 | MAPP_US_2_MISO_W | MAPP_US | MISO_W | Internal | Summer | B8 | 500 | 2635 | 1093.5 | 62.21 | 69.21 | 7 | 0
2030 | MAPP_US_2_MISO_W | MAPP_US | MISO_W | Internal | Summer | B9 | 800 | 2635 | 458.64 | 58.77 | 65.77 | 7 | 0
2030 | MAPP_US_2_MISO_W | MAPP_US | MISO_W | Internal | Summer | B10 | 1262 | 2635 | 335.55 | 51.29 | 58.29 | 7 | 0
2030 | MAPP_US_2_MISO_W | MAPP_US | MISO_W | Internal | Winter | B16 | 25 | 2635 | 1656.05 | 57.26 | 64.26 | 7 | 0
2030 | MAPP_US_2_MISO_W | MAPP_US | MISO_W | Internal | Winter | B17 | 100 | 2635 | 95.07 | 59.87 | 66.87 | 7 | 0
2030 | MAPP_US_2_MISO_W | MAPP_US | MISO_W | Internal | Winter | B18 | 400 | 2635 | 1271.78 | 64.12 | 71.12 | 7 | 0
2030 | MAPP_US_2_MISO_W | MAPP_US | MISO_W | Internal | Winter | B19 | 700 | 2635 | 103.11 | 59.87 | 66.87 | 7 | 0
2030 | MAPP_US_2_MISO_W | MAPP_US | MISO_W | Internal | Winter | B20 | 935 | 2635 | 771.84 | 52.81 | 59.81 | 7 | 0
2030 | MAPP_US_2_NE | MAPP_US | NE | Internal | Shoulder | B11 | 25 | 2000 | 0 | 71.78 | 73.78 | 7 | 0
2030 | MAPP_US_2_NE | MAPP_US | NE | Internal | Shoulder | B12 | 200 | 2000 | 0 | 65.39 | 67.39 | 7 | 0
2030 | MAPP_US_2_NE | MAPP_US | NE | Internal | Shoulder | B13 | 600 | 2000 | 0 | 61.98 | 62.81 | 7 | 0
2030 | MAPP_US_2_NE | MAPP_US | NE | Internal | Shoulder | B14 | 900 | 2000 | 0 | 56.26 | 58.24 | 7 | 0
2030 | MAPP_US_2_NE | MAPP_US | NE | Internal | Shoulder | B15 | 1203 | 2000 | 0 | 5.17 | 0.17 | 7 | 0
2030 | MAPP_US_2_NE | MAPP_US | NE | Internal | Summer | B1 | 10 | 2000 | 0 | 111.73 | 113.73 | 7 | 0
2030 | MAPP_US_2_NE | MAPP_US | NE | Internal | Summer | B2 | 25 | 2000 | 0 | 106.6 | 108.6 | 7 | 0
2030 | MAPP_US_2_NE | MAPP_US | NE | Internal | Summer | B3 | 75 | 2000 | 0 | 107.97 | 109.97 | 7 | 0
2030 | MAPP_US_2_NE | MAPP_US | NE | Internal | Summer | B4 | 100 | 2000 | 0 | 105.17 | 107.17 | 7 | 0
2030 | MAPP_US_2_NE | MAPP_US | NE | Internal | Summer | B5 | 200 | 2000 | 0 | 102.59 | 104.59 | 7 | 0
2030 | MAPP_US_2_NE | MAPP_US | NE | Internal | Summer | B6 | 300 | 2000 | 0 | 82.23 | 84.23 | 7 | 0
2030 | MAPP_US_2_NE | MAPP_US | NE | Internal | Summer | B7 | 400 | 2000 | 0 | 67.99 | 70.26 | 7 | 0
2030 | MAPP_US_2_NE | MAPP_US | NE | Internal | Summer | B8 | 500 | 2000 | 0 | 62.21 | 64.21 | 7 | 0
2030 | MAPP_US_2_NE | MAPP_US | NE | Internal | Summer | B9 | 800 | 2000 | 0 | 58.77 | 60.77 | 7 | 0
2030 | MAPP_US_2_NE | MAPP_US | NE | Internal | Summer | B10 | 1262 | 2000 | 0 | 51.29 | 53.29 | 7 | 0
2030 | MAPP_US_2_NE | MAPP_US | NE | Internal | Winter | B16 | 25 | 2000 | 0 | 57.26 | 52.26 | 7 | 0
2030 | MAPP_US_2_NE | MAPP_US | NE | Internal | Winter | B17 | 100 | 2000 | 0 | 59.87 | 54.87 | 7 | 0
2030 | MAPP_US_2_NE | MAPP_US | NE | Internal | Winter | B18 | 400 | 2000 | 0 | 64.12 | 62.05 | 7 | 0
2030 | MAPP_US_2_NE | MAPP_US | NE | Internal | Winter | B19 | 700 | 2000 | 0 | 59.87 | 61.87 | 7 | 0
2030 | MAPP_US_2_NE | MAPP_US | NE | Internal | Winter | B20 | 935 | 2000 | 0 | 52.81 | 47.81 | 7 | 0
2030 | MARITIMES_2_NEISO | MARITIMES | NEISO | Internal | Shoulder | B11 | 25 | 99999 | 1400 | 67.75 | 67.76 | 0.01 | 0
2030 | MARITIMES_2_NEISO | MARITIMES | NEISO | Internal | Shoulder | B12 | 200 | 99999 | 1400 | 67.49 | 67.5 | 0.01 | 0
2030 | MARITIMES_2_NEISO | MARITIMES | NEISO | Internal | Shoulder | B13 | 600 | 99999 | 1400 | 65.34 | 65.35 | 0.01 | 0
2030 | MARITIMES_2_NEISO | MARITIMES | NEISO | Internal | Shoulder | B14 | 900 | 99999 | 1400 | 65.34 | 65.35 | 0.01 | 0
2030 | MARITIMES_2_NEISO | MARITIMES | NEISO | Internal | Shoulder | B15 | 1203 | 99999 | 426.43 | 65.34 | 65.35 | 0.01 | 0
2030 | MARITIMES_2_NEISO | MARITIMES | NEISO | Internal | Summer | B1 | 10 | 99999 | 1400.1 | 105.02 | 105.03 | 0.01 | 0
2030 | MARITIMES_2_NEISO | MARITIMES | NEISO | Internal | Summer | B2 | 25 | 99999 | 1400.1 | 103.75 | 103.76 | 0.01 | 0
2030 | MARITIMES_2_NEISO | MARITIMES | NEISO | Internal | Summer | B3 | 75 | 99999 | 1400 | 88.15 | 88.16 | 0.01 | 0
2030 | MARITIMES_2_NEISO | MARITIMES | NEISO | Internal | Summer | B4 | 100 | 99999 | 1400 | 75.82 | 75.83 | 0.01 | 0
2030 | MARITIMES_2_NEISO | MARITIMES | NEISO | Internal | Summer | B5 | 200 | 99999 | 1400 | 64.33 | 64.34 | 0.01 | 0
2030 | MARITIMES_2_NEISO | MARITIMES | NEISO | Internal | Summer | B6 | 300 | 99999 | 1400 | 64.33 | 64.34 | 0.01 | 0
2030 | MARITIMES_2_NEISO | MARITIMES | NEISO | Internal | Summer | B7 | 400 | 99999 | 1400 | 64.33 | 64.34 | 0.01 | 0
2030 | MARITIMES_2_NEISO | MARITIMES | NEISO | Internal | Summer | B8 | 500 | 99999 | 1400 | 64.33 | 64.34 | 0.01 | 0
2030 | MARITIMES_2_NEISO | MARITIMES | NEISO | Internal | Summer | B9 | 800 | 99999 | 1400 | 64.33 | 64.34 | 0.01 | 0
2030 | MARITIMES_2_NEISO | MARITIMES | NEISO | Internal | Summer | B10 | 1262 | 99999 | 236.13 | 64.33 | 64.34 | 0.01 | 0
2030 | MARITIMES_2_NEISO | MARITIMES | NEISO | Internal | Winter | B16 | 25 | 99999 | 1400 | 78.31 | 78.32 | 0.01 | 0
2030 | MARITIMES_2_NEISO | MARITIMES | NEISO | Internal | Winter | B17 | 100 | 99999 | 1400 | 74.85 | 74.86 | 0.01 | 0
2030 | MARITIMES_2_NEISO | MARITIMES | NEISO | Internal | Winter | B18 | 400 | 99999 | 1400 | 74.85 | 74.86 | 0.01 | 0
2030 | MARITIMES_2_NEISO | MARITIMES | NEISO | Internal | Winter | B19 | 700 | 99999 | 1400 | 73.48 | 73.5 | 0.01 | 0
2030 | MARITIMES_2_NEISO | MARITIMES | NEISO | Internal | Winter | B20 | 935 | 99999 | 475.94 | 73.48 | 73.5 | 0.01 | 0
2030 | MISO_IN_2_MISO_MI | MISO_IN | MISO_MI | Internal | Shoulder | B11 | 25 | 5768 | 2654.43 | 78.81 | 78.82 | 0.01 | 0
2030 | MISO_IN_2_MISO_MI | MISO_IN | MISO_MI | Internal | Shoulder | B12 | 200 | 5768 | 3571.49 | 72.41 | 72.42 | 0.01 | 0
2030 | MISO_IN_2_MISO_MI | MISO_IN | MISO_MI | Internal | Shoulder | B13 | 600 | 5768 | 4388.03 | 70.42 | 70.43 | 0.01 | 0
2030 | MISO_IN_2_MISO_MI | MISO_IN | MISO_MI | Internal | Shoulder | B14 | 900 | 5768 | 4149.32 | 63.28 | 63.29 | 0.01 | 0
2030 | MISO_IN_2_MISO_MI | MISO_IN | MISO_MI | Internal | Shoulder | B15 | 1203 | 5768 | 4289.51 | 61.87 | 61.88 | 0.01 | 0
2030 | MISO_IN_2_MISO_MI | MISO_IN | MISO_MI | Internal | Summer | B1 | 10 | 5768 | 1814.65 | 118.73 | 118.74 | 0.01 | 0
2030 | MISO_IN_2_MISO_MI | MISO_IN | MISO_MI | Internal | Summer | B2 | 25 | 5768 | 1259.34 | 114.97 | 114.98 | 0.01 | 0
2030 | MISO_IN_2_MISO_MI | MISO_IN | MISO_MI | Internal | Summer | B3 | 75 | 5768 | 0.24 | 114.97 | 114.97 | 0.01 | 0
2030 | MISO_IN_2_MISO_MI | MISO_IN | MISO_MI | Internal | Summer | B4 | 100 | 5768 | 1343.12 | 112.17 | 112.19 | 0.01 | 0
2030 | MISO_IN_2_MISO_MI | MISO_IN | MISO_MI | Internal | Summer | B5 | 200 | 5768 | 477.31 | 109.59 | 109.6 | 0.01 | 0
2030 | MISO_IN_2_MISO_MI | MISO_IN | MISO_MI | Internal | Summer | B6 | 300 | 5768 | 0.07 | 89.23 | 89.23 | 0.01 | 0
2030 | MISO_IN_2_MISO_MI | MISO_IN | MISO_MI | Internal | Summer | B7 | 400 | 5768 | 2325.41 | 74.99 | 75 | 0.01 | 0
2030 | MISO_IN_2_MISO_MI | MISO_IN | MISO_MI | Internal | Summer | B8 | 500 | 5768 | 4014.03 | 69.68 | 69.69 | 0.01 | 0
2030 | MISO_IN_2_MISO_MI | MISO_IN | MISO_MI | Internal | Summer | B9 | 800 | 5768 | 3563.98 | 65.77 | 65.79 | 0.01 | 0
2030 | MISO_IN_2_MISO_MI | MISO_IN | MISO_MI | Internal | Summer | B10 | 1262 | 5768 | 5768 | 60.52 | 60.68 | 0.01 | 0.15
2030 | MISO_IN_2_MISO_MI | MISO_IN | MISO_MI | Internal | Winter | B16 | 25 | 5768 | 2520.57 | 84.28 | 84.29 | 0.01 | 0
2030 | MISO_IN_2_MISO_MI | MISO_IN | MISO_MI | Internal | Winter | B17 | 100 | 5768 | 3698.31 | 76.46 | 76.47 | 0.01 | 0
2030 | MISO_IN_2_MISO_MI | MISO_IN | MISO_MI | Internal | Winter | B18 | 400 | 5768 | 3758.82 | 72.61 | 72.62 | 0.01 | 0
2030 | MISO_IN_2_MISO_MI | MISO_IN | MISO_MI | Internal | Winter | B19 | 700 | 5768 | 3130.11 | 66.88 | 66.89 | 0.01 | 0
2030 | MISO_IN_2_MISO_MI | MISO_IN | MISO_MI | Internal | Winter | B20 | 935 | 5768 | 3515.74 | 64.51 | 64.52 | 0.01 | 0
2030 | MISO_IN_2_MISO_MO-IL | MISO_IN | MISO_MO-IL | Internal | Shoulder | B11 | 25 | 5000 | 0.39 | 78.81 | 78.8 | 0.01 | 0
2030 | MISO_IN_2_MISO_MO-IL | MISO_IN | MISO_MO-IL | Internal | Shoulder | B12 | 200 | 5000 | 0.05 | 72.41 | 72.4 | 0.01 | 0
2030 | MISO_IN_2_MISO_MO-IL | MISO_IN | MISO_MO-IL | Internal | Shoulder | B13 | 600 | 5000 | 0 | 70.42 | 68.99 | 0.01 | 0
2030 | MISO_IN_2_MISO_MO-IL | MISO_IN | MISO_MO-IL | Internal | Shoulder | B14 | 900 | 5000 | 0.01 | 63.28 | 63.27 | 0.01 | 0
2030 | MISO_IN_2_MISO_MO-IL | MISO_IN | MISO_MO-IL | Internal | Shoulder | B15 | 1203 | 5000 | 0 | 61.87 | 58.75 | 0.01 | 0
2030 | MISO_IN_2_MISO_MO-IL | MISO_IN | MISO_MO-IL | Internal | Summer | B1 | 10 | 5000 | 1.55 | 118.73 | 118.73 | 0.01 | 0
2030 | MISO_IN_2_MISO_MO-IL | MISO_IN | MISO_MO-IL | Internal | Summer | B2 | 25 | 5000 | 939.75 | 114.97 | 114.98 | 0.01 | 0
2030 | MISO_IN_2_MISO_MO-IL | MISO_IN | MISO_MO-IL | Internal | Summer | B3 | 75 | 5000 | 3085.22 | 114.97 | 114.98 | 0.01 | 0
2030 | MISO_IN_2_MISO_MO-IL | MISO_IN | MISO_MO-IL | Internal | Summer | B4 | 100 | 5000 | 776.2 | 112.17 | 112.19 | 0.01 | 0
2030 | MISO_IN_2_MISO_MO-IL | MISO_IN | MISO_MO-IL | Internal | Summer | B5 | 200 | 5000 | 2429 | 109.59 | 109.6 | 0.01 | 0
2030 | MISO_IN_2_MISO_MO-IL | MISO_IN | MISO_MO-IL | Internal | Summer | B6 | 300 | 5000 | 2855.08 | 89.23 | 89.24 | 0.01 | 0
2030 | MISO_IN_2_MISO_MO-IL | MISO_IN | MISO_MO-IL | Internal | Summer | B7 | 400 | 5000 | 2506.58 | 74.99 | 75 | 0.01 | 0
2030 | MISO_IN_2_MISO_MO-IL | MISO_IN | MISO_MO-IL | Internal | Summer | B8 | 500 | 5000 | 1992.24 | 69.68 | 69.69 | 0.01 | 0
2030 | MISO_IN_2_MISO_MO-IL | MISO_IN | MISO_MO-IL | Internal | Summer | B9 | 800 | 5000 | 2376 | 65.77 | 65.79 | 0.01 | 0
2030 | MISO_IN_2_MISO_MO-IL | MISO_IN | MISO_MO-IL | Internal | Summer | B10 | 1262 | 5000 | 1875.12 | 60.52 | 60.53 | 0.01 | 0
2030 | MISO_IN_2_MISO_MO-IL | MISO_IN | MISO_MO-IL | Internal | Winter | B16 | 25 | 5000 | 0.38 | 84.28 | 84.27 | 0.01 | 0
2030 | MISO_IN_2_MISO_MO-IL | MISO_IN | MISO_MO-IL | Internal | Winter | B17 | 100 | 5000 | 0 | 76.46 | 75.63 | 0.01 | 0
2030 | MISO_IN_2_MISO_MO-IL | MISO_IN | MISO_MO-IL | Internal | Winter | B18 | 400 | 5000 | 0 | 72.61 | 71.42 | 0.01 | 0
2030 | MISO_IN_2_MISO_MO-IL | MISO_IN | MISO_MO-IL | Internal | Winter | B19 | 700 | 5000 | 0.03 | 66.88 | 66.88 | 0.01 | 0
2030 | MISO_IN_2_MISO_MO-IL | MISO_IN | MISO_MO-IL | Internal | Winter | B20 | 935 | 5000 | 0 | 64.51 | 60.82 | 0.01 | 0
2030 | MISO_IN_2_NonRTO_Midwest | MISO_IN | NonRTO_Midwest | Internal | Shoulder | B11 | 25 | 4800 | 1475 | 78.81 | 86.81 | 8 | 0
2030 | MISO_IN_2_NonRTO_Midwest | MISO_IN | NonRTO_Midwest | Internal | Shoulder | B12 | 200 | 4800 | 1059.68 | 72.41 | 80.41 | 8 | 0
2030 | MISO_IN_2_NonRTO_Midwest | MISO_IN | NonRTO_Midwest | Internal | Shoulder | B13 | 600 | 4800 | 1067.05 | 70.42 | 78.42 | 8 | 0
2030 | MISO_IN_2_NonRTO_Midwest | MISO_IN | NonRTO_Midwest | Internal | Shoulder | B14 | 900 | 4800 | 844.71 | 63.28 | 71.28 | 8 | 0
2030 | MISO_IN_2_NonRTO_Midwest | MISO_IN | NonRTO_Midwest | Internal | Shoulder | B15 | 1203 | 4800 | 0 | 61.87 | 66.04 | 8 | 0
2030 | MISO_IN_2_NonRTO_Midwest | MISO_IN | NonRTO_Midwest | Internal | Summer | B1 | 10 | 4800 | 0 | 118.73 | 121.05 | 8 | 0
2030 | MISO_IN_2_NonRTO_Midwest | MISO_IN | NonRTO_Midwest | Internal | Summer | B2 | 25 | 4800 | 0 | 114.97 | 121.05 | 8 | 0
2030 | MISO_IN_2_NonRTO_Midwest | MISO_IN | NonRTO_Midwest | Internal | Summer | B3 | 75 | 4800 | 0 | 114.97 | 121.05 | 8 | 0
2030 | MISO_IN_2_NonRTO_Midwest | MISO_IN | NonRTO_Midwest | Internal | Summer | B4 | 100 | 4800 | 1322.09 | 112.17 | 120.17 | 8 | 0
2030 | MISO_IN_2_NonRTO_Midwest | MISO_IN | NonRTO_Midwest | Internal | Summer | B5 | 200 | 4800 | 1028.39 | 109.59 | 117.59 | 8 | 0
2030 | MISO_IN_2_NonRTO_Midwest | MISO_IN | NonRTO_Midwest | Internal | Summer | B6 | 300 | 4800 | 1136.88 | 89.23 | 97.23 | 8 | 0
2030 | MISO_IN_2_NonRTO_Midwest | MISO_IN | NonRTO_Midwest | Internal | Summer | B7 | 400 | 4800 | 914.4 | 74.99 | 82.99 | 8 | 0
2030 | MISO_IN_2_NonRTO_Midwest | MISO_IN | NonRTO_Midwest | Internal | Summer | B8 | 500 | 4800 | 528.71 | 69.68 | 77.68 | 8 | 0
2030 | MISO_IN_2_NonRTO_Midwest | MISO_IN | NonRTO_Midwest | Internal | Summer | B9 | 800 | 4800 | 0 | 65.77 | 65.77 | 8 | 0
2030 | MISO_IN_2_NonRTO_Midwest | MISO_IN | NonRTO_Midwest | Internal | Summer | B10 | 1262 | 4800 | 0 | 60.52 | 63.95 | 8 | 0
2030 | MISO_IN_2_NonRTO_Midwest | MISO_IN | NonRTO_Midwest | Internal | Winter | B16 | 25 | 4800 | 2245.15 | 84.28 | 92.28 | 8 | 0
2030 | MISO_IN_2_NonRTO_Midwest | MISO_IN | NonRTO_Midwest | Internal | Winter | B17 | 100 | 4800 | 1287.06 | 76.46 | 84.46 | 8 | 0
2030 | MISO_IN_2_NonRTO_Midwest | MISO_IN | NonRTO_Midwest | Internal | Winter | B18 | 400 | 4800 | 1032.1 | 72.61 | 80.61 | 8 | 0
2030 | MISO_IN_2_NonRTO_Midwest | MISO_IN | NonRTO_Midwest | Internal | Winter | B19 | 700 | 4800 | 837.89 | 66.88 | 74.88 | 8 | 0
2030 | MISO_IN_2_NonRTO_Midwest | MISO_IN | NonRTO_Midwest | Internal | Winter | B20 | 935 | 4800 | 0 | 64.51 | 69.36 | 8 | 0
2030 | MISO_IN_2_PJM_ROR | MISO_IN | PJM_ROR | Internal | Shoulder | B11 | 25 | 1253 | 0.37 | 78.81 | 80.78 | 2 | 0
2030 | MISO_IN_2_PJM_ROR | MISO_IN | PJM_ROR | Internal | Shoulder | B12 | 200 | 1253 | 0.1 | 72.41 | 74.4 | 2 | 0
2030 | MISO_IN_2_PJM_ROR | MISO_IN | PJM_ROR | Internal | Shoulder | B13 | 600 | 1253 | 0 | 70.42 | 70.99 | 2 | 0
2030 | MISO_IN_2_PJM_ROR | MISO_IN | PJM_ROR | Internal | Shoulder | B14 | 900 | 1253 | 136.35 | 63.28 | 65.28 | 2 | 0
2030 | MISO_IN_2_PJM_ROR | MISO_IN | PJM_ROR | Internal | Shoulder | B15 | 1203 | 1253 | 0 | 61.87 | 61.79 | 2 | 0
2030 | MISO_IN_2_PJM_ROR | MISO_IN | PJM_ROR | Internal | Summer | B1 | 10 | 1253 | 112.92 | 118.73 | 120.73 | 2 | 0
2030 | MISO_IN_2_PJM_ROR | MISO_IN | PJM_ROR | Internal | Summer | B2 | 25 | 1253 | 0 | 114.97 | 115.6 | 2 | 0
2030 | MISO_IN_2_PJM_ROR | MISO_IN | PJM_ROR | Internal | Summer | B3 | 75 | 1253 | 0 | 114.97 | 114.17 | 2 | 0
2030 | MISO_IN_2_PJM_ROR | MISO_IN | PJM_ROR | Internal | Summer | B4 | 100 | 1253 | 206.36 | 112.17 | 114.17 | 2 | 0
2030 | MISO_IN_2_PJM_ROR | MISO_IN | PJM_ROR | Internal | Summer | B5 | 200 | 1253 | 259.25 | 109.59 | 111.59 | 2 | 0
2030 | MISO_IN_2_PJM_ROR | MISO_IN | PJM_ROR | Internal | Summer | B6 | 300 | 1253 | 649.14 | 89.23 | 91.23 | 2 | 0
2030 | MISO_IN_2_PJM_ROR | MISO_IN | PJM_ROR | Internal | Summer | B7 | 400 | 1253 | 23.23 | 74.99 | 76.99 | 2 | 0
2030 | MISO_IN_2_PJM_ROR | MISO_IN | PJM_ROR | Internal | Summer | B8 | 500 | 1253 | 0 | 69.68 | 71.21 | 2 | 0
2030 | MISO_IN_2_PJM_ROR | MISO_IN | PJM_ROR | Internal | Summer | B9 | 800 | 1253 | 671.77 | 65.77 | 67.77 | 2 | 0
2030 | MISO_IN_2_PJM_ROR | MISO_IN | PJM_ROR | Internal | Summer | B10 | 1262 | 1253 | 0 | 60.52 | 60.29 | 2 | 0
2030 | MISO_IN_2_PJM_ROR | MISO_IN | PJM_ROR | Internal | Winter | B16 | 25 | 1253 | 0.73 | 84.28 | 86.27 | 2 | 0
2030 | MISO_IN_2_PJM_ROR | MISO_IN | PJM_ROR | Internal | Winter | B17 | 100 | 1253 | 1252.81 | 76.46 | 78.47 | 2 | 0.01
2030 | MISO_IN_2_PJM_ROR | MISO_IN | PJM_ROR | Internal | Winter | B18 | 400 | 1253 | 891.33 | 72.61 | 74.61 | 2 | 0
2030 | MISO_IN_2_PJM_ROR | MISO_IN | PJM_ROR | Internal | Winter | B19 | 700 | 1253 | 305.99 | 66.88 | 68.88 | 2 | 0
2030 | MISO_IN_2_PJM_ROR | MISO_IN | PJM_ROR | Internal | Winter | B20 | 935 | 1253 | 0 | 64.51 | 64.87 | 2 | 0
2030 | MISO_MI_2_IESO | MISO_MI | IESO | Internal | Shoulder | B11 | 25 | 2331 | 0 | 78.82 | 56.29 | 8 | 0
2030 | MISO_MI_2_IESO | MISO_MI | IESO | Internal | Shoulder | B12 | 200 | 2331 | 0 | 72.42 | 63.48 | 8 | 0
2030 | MISO_MI_2_IESO | MISO_MI | IESO | Internal | Shoulder | B13 | 600 | 2331 | 0 | 70.43 | 56.29 | 8 | 0
2030 | MISO_MI_2_IESO | MISO_MI | IESO | Internal | Shoulder | B14 | 900 | 2331 | 0 | 63.29 | 56.29 | 8 | 0
2030 | MISO_MI_2_IESO | MISO_MI | IESO | Internal | Shoulder | B15 | 1203 | 2331 | 0 | 61.88 | 56.29 | 8 | 0
2030 | MISO_MI_2_IESO | MISO_MI | IESO | Internal | Summer | B1 | 10 | 2331 | 0 | 118.74 | 95.03 | 8 | 0
2030 | MISO_MI_2_IESO | MISO_MI | IESO | Internal | Summer | B2 | 25 | 2331 | 0 | 114.98 | 93.76 | 8 | 0
2030 | MISO_MI_2_IESO | MISO_MI | IESO | Internal | Summer | B3 | 75 | 2331 | 0 | 114.97 | 83.78 | 8 | 0
2030 | MISO_MI_2_IESO | MISO_MI | IESO | Internal | Summer | B4 | 100 | 2331 | 0 | 112.19 | 71.83 | 8 | 0
2030 | MISO_MI_2_IESO | MISO_MI | IESO | Internal | Summer | B5 | 200 | 2331 | 0 | 109.6 | 69.62 | 8 | 0
2030 | MISO_MI_2_IESO | MISO_MI | IESO | Internal | Summer | B6 | 300 | 2331 | 0 | 89.23 | 62.74 | 8 | 0
2030 | MISO_MI_2_IESO | MISO_MI | IESO | Internal | Summer | B7 | 400 | 2331 | 0 | 75 | 53.68 | 8 | 0
2030 | MISO_MI_2_IESO | MISO_MI | IESO | Internal | Summer | B8 | 500 | 2331 | 0 | 69.69 | 53.68 | 8 | 0
2030 | MISO_MI_2_IESO | MISO_MI | IESO | Internal | Summer | B9 | 800 | 2331 | 0 | 65.79 | 53.68 | 8 | 0
2030 | MISO_MI_2_IESO | MISO_MI | IESO | Internal | Summer | B10 | 1262 | 2331 | 0 | 60.68 | 53.68 | 8 | 0
2030 | MISO_MI_2_IESO | MISO_MI | IESO | Internal | Winter | B16 | 25 | 2331 | 0 | 84.29 | 68.32 | 8 | 0
2030 | MISO_MI_2_IESO | MISO_MI | IESO | Internal | Winter | B17 | 100 | 2331 | 0 | 76.47 | 59.87 | 8 | 0
2030 | MISO_MI_2_IESO | MISO_MI | IESO | Internal | Winter | B18 | 400 | 2331 | 0 | 72.62 | 59.87 | 8 | 0
2030 | MISO_MI_2_IESO | MISO_MI | IESO | Internal | Winter | B19 | 700 | 2331 | 0 | 66.89 | 59.87 | 8 | 0
2030 | MISO_MI_2_IESO | MISO_MI | IESO | Internal | Winter | B20 | 935 | 2331 | 0 | 64.52 | 59.87 | 8 | 0
2030 | MISO_MI_2_MISO_IN | MISO_MI | MISO_IN | Internal | Shoulder | B11 | 25 | 2813 | 0.39 | 78.82 | 78.81 | 0.01 | 0
2030 | MISO_MI_2_MISO_IN | MISO_MI | MISO_IN | Internal | Shoulder | B12 | 200 | 2813 | 0.05 | 72.42 | 72.41 | 0.01 | 0
2030 | MISO_MI_2_MISO_IN | MISO_MI | MISO_IN | Internal | Shoulder | B13 | 600 | 2813 | 0.02 | 70.43 | 70.42 | 0.01 | 0
2030 | MISO_MI_2_MISO_IN | MISO_MI | MISO_IN | Internal | Shoulder | B14 | 900 | 2813 | 0.01 | 63.29 | 63.28 | 0.01 | 0
2030 | MISO_MI_2_MISO_IN | MISO_MI | MISO_IN | Internal | Shoulder | B15 | 1203 | 2813 | 0 | 61.88 | 61.87 | 0.01 | 0
2030 | MISO_MI_2_MISO_IN | MISO_MI | MISO_IN | Internal | Summer | B1 | 10 | 2813 | 0.94 | 118.74 | 118.73 | 0.01 | 0
2030 | MISO_MI_2_MISO_IN | MISO_MI | MISO_IN | Internal | Summer | B2 | 25 | 2813 | 0.4 | 114.98 | 114.97 | 0.01 | 0
2030 | MISO_MI_2_MISO_IN | MISO_MI | MISO_IN | Internal | Summer | B3 | 75 | 2813 | 0.32 | 114.97 | 114.97 | 0.01 | 0
2030 | MISO_MI_2_MISO_IN | MISO_MI | MISO_IN | Internal | Summer | B4 | 100 | 2813 | 0.1 | 112.19 | 112.17 | 0.01 | 0
2030 | MISO_MI_2_MISO_IN | MISO_MI | MISO_IN | Internal | Summer | B5 | 200 | 2813 | 0.05 | 109.6 | 109.59 | 0.01 | 0
2030 | MISO_MI_2_MISO_IN | MISO_MI | MISO_IN | Internal | Summer | B6 | 300 | 2813 | 0.07 | 89.23 | 89.23 | 0.01 | 0
2030 | MISO_MI_2_MISO_IN | MISO_MI | MISO_IN | Internal | Summer | B7 | 400 | 2813 | 0.03 | 75 | 74.99 | 0.01 | 0
2030 | MISO_MI_2_MISO_IN | MISO_MI | MISO_IN | Internal | Summer | B8 | 500 | 2813 | 0.02 | 69.69 | 69.68 | 0.01 | 0
2030 | MISO_MI_2_MISO_IN | MISO_MI | MISO_IN | Internal | Summer | B9 | 800 | 2813 | 0.01 | 65.79 | 65.77 | 0.01 | 0
2030 | MISO_MI_2_MISO_IN | MISO_MI | MISO_IN | Internal | Summer | B10 | 1262 | 2813 | 0 | 60.68 | 60.52 | 0.01 | 0
2030 | MISO_MI_2_MISO_IN | MISO_MI | MISO_IN | Internal | Winter | B16 | 25 | 2813 | 0.39 | 84.29 | 84.28 | 0.01 | 0
2030 | MISO_MI_2_MISO_IN | MISO_MI | MISO_IN | Internal | Winter | B17 | 100 | 2813 | 0.1 | 76.47 | 76.46 | 0.01 | 0
2030 | MISO_MI_2_MISO_IN | MISO_MI | MISO_IN | Internal | Winter | B18 | 400 | 2813 | 0.03 | 72.62 | 72.61 | 0.01 | 0
2030 | MISO_MI_2_MISO_IN | MISO_MI | MISO_IN | Internal | Winter | B19 | 700 | 2813 | 0.01 | 66.89 | 66.88 | 0.01 | 0
2030 | MISO_MI_2_MISO_IN | MISO_MI | MISO_IN | Internal | Winter | B20 | 935 | 2813 | 0.01 | 64.52 | 64.51 | 0.01 | 0
2030 | MISO_MI_2_MISO_WUMS | MISO_MI | MISO_WUMS | Internal | Shoulder | B11 | 25 | 805 | 0.15 | 78.82 | 78.77 | 0.01 | 0
2030 | MISO_MI_2_MISO_WUMS | MISO_MI | MISO_WUMS | Internal | Shoulder | B12 | 200 | 805 | 0.02 | 72.42 | 72.37 | 0.01 | 0
2030 | MISO_MI_2_MISO_WUMS | MISO_MI | MISO_WUMS | Internal | Shoulder | B13 | 600 | 805 | 0 | 70.43 | 68.99 | 0.01 | 0
2030 | MISO_MI_2_MISO_WUMS | MISO_MI | MISO_WUMS | Internal | Shoulder | B14 | 900 | 805 | 0 | 63.29 | 63.27 | 0.01 | 0
2030 | MISO_MI_2_MISO_WUMS | MISO_MI | MISO_WUMS | Internal | Shoulder | B15 | 1203 | 805 | 0 | 61.88 | 61.62 | 0.01 | 0
2030 | MISO_MI_2_MISO_WUMS | MISO_MI | MISO_WUMS | Internal | Summer | B1 | 10 | 805 | 0.81 | 118.74 | 118.73 | 0.01 | 0
2030 | MISO_MI_2_MISO_WUMS | MISO_MI | MISO_WUMS | Internal | Summer | B2 | 25 | 805 | 0 | 114.98 | 113.6 | 0.01 | 0
2030 | MISO_MI_2_MISO_WUMS | MISO_MI | MISO_WUMS | Internal | Summer | B3 | 75 | 805 | 0.11 | 114.97 | 114.96 | 0.01 | 0
2030 | MISO_MI_2_MISO_WUMS | MISO_MI | MISO_WUMS | Internal | Summer | B4 | 100 | 805 | 0.06 | 112.19 | 112.16 | 0.01 | 0
2030 | MISO_MI_2_MISO_WUMS | MISO_MI | MISO_WUMS | Internal | Summer | B5 | 200 | 805 | 0.03 | 109.6 | 109.58 | 0.01 | 0
2030 | MISO_MI_2_MISO_WUMS | MISO_MI | MISO_WUMS | Internal | Summer | B6 | 300 | 805 | 0.03 | 89.23 | 89.21 | 0.01 | 0
2030 | MISO_MI_2_MISO_WUMS | MISO_MI | MISO_WUMS | Internal | Summer | B7 | 400 | 805 | 0.01 | 75 | 74.97 | 0.01 | 0
2030 | MISO_MI_2_MISO_WUMS | MISO_MI | MISO_WUMS | Internal | Summer | B8 | 500 | 805 | 0 | 69.69 | 69.2 | 0.01 | 0
2030 | MISO_MI_2_MISO_WUMS | MISO_MI | MISO_WUMS | Internal | Summer | B9 | 800 | 805 | 0.01 | 65.79 | 65.77 | 0.01 | 0
2030 | MISO_MI_2_MISO_WUMS | MISO_MI | MISO_WUMS | Internal | Summer | B10 | 1262 | 805 | 0 | 60.68 | 60.27 | 0.01 | 0
2030 | MISO_MI_2_MISO_WUMS | MISO_MI | MISO_WUMS | Internal | Winter | B16 | 25 | 805 | 0 | 84.29 | 73.89 | 0.01 | 0
2030 | MISO_MI_2_MISO_WUMS | MISO_MI | MISO_WUMS | Internal | Winter | B17 | 100 | 805 | 0 | 76.47 | 73.89 | 0.01 | 0
2030 | MISO_MI_2_MISO_WUMS | MISO_MI | MISO_WUMS | Internal | Winter | B18 | 400 | 805 | 0 | 72.62 | 72.27 | 0.01 | 0
2030 | MISO_MI_2_MISO_WUMS | MISO_MI | MISO_WUMS | Internal | Winter | B19 | 700 | 805 | 0.01 | 66.89 | 66.88 | 0.01 | 0
2030 | MISO_MI_2_MISO_WUMS | MISO_MI | MISO_WUMS | Internal | Winter | B20 | 935 | 805 | 0 | 64.52 | 64.25 | 0.01 | 0
2030 | MISO_MI_2_PJM_ROR | MISO_MI | PJM_ROR | Internal | Shoulder | B11 | 25 | 1424 | 0.25 | 78.82 | 80.78 | 2 | 0
2030 | MISO_MI_2_PJM_ROR | MISO_MI | PJM_ROR | Internal | Shoulder | B12 | 200 | 1424 | 0.05 | 72.42 | 74.4 | 2 | 0
2030 | MISO_MI_2_PJM_ROR | MISO_MI | PJM_ROR | Internal | Shoulder | B13 | 600 | 1424 | 0 | 70.43 | 70.99 | 2 | 0
2030 | MISO_MI_2_PJM_ROR | MISO_MI | PJM_ROR | Internal | Shoulder | B14 | 900 | 1424 | 0.02 | 63.29 | 65.28 | 2 | 0
2030 | MISO_MI_2_PJM_ROR | MISO_MI | PJM_ROR | Internal | Shoulder | B15 | 1203 | 1424 | 0 | 61.88 | 61.79 | 2 | 0
2030 | MISO_MI_2_PJM_ROR | MISO_MI | PJM_ROR | Internal | Summer | B1 | 10 | 1424 | 1.49 | 118.74 | 120.73 | 2 | 0
2030 | MISO_MI_2_PJM_ROR | MISO_MI | PJM_ROR | Internal | Summer | B2 | 25 | 1424 | 0 | 114.98 | 115.6 | 2 | 0
2030 | MISO_MI_2_PJM_ROR | MISO_MI | PJM_ROR | Internal | Summer | B3 | 75 | 1424 | 0 | 114.97 | 114.17 | 2 | 0
2030 | MISO_MI_2_PJM_ROR | MISO_MI | PJM_ROR | Internal | Summer | B4 | 100 | 1424 | 0.18 | 112.19 | 114.17 | 2 | 0
2030 | MISO_MI_2_PJM_ROR | MISO_MI | PJM_ROR | Internal | Summer | B5 | 200 | 1424 | 0.1 | 109.6 | 111.59 | 2 | 0
2030 | MISO_MI_2_PJM_ROR | MISO_MI | PJM_ROR | Internal | Summer | B6 | 300 | 1424 | 179.4 | 89.23 | 91.23 | 2 | 0
2030 | MISO_MI_2_PJM_ROR | MISO_MI | PJM_ROR | Internal | Summer | B7 | 400 | 1424 | 0.04 | 75 | 76.99 | 2 | 0
2030 | MISO_MI_2_PJM_ROR | MISO_MI | PJM_ROR | Internal | Summer | B8 | 500 | 1424 | 0 | 69.69 | 71.21 | 2 | 0
2030 | MISO_MI_2_PJM_ROR | MISO_MI | PJM_ROR | Internal | Summer | B9 | 800 | 1424 | 0.03 | 65.79 | 67.77 | 2 | 0
2030 | MISO_MI_2_PJM_ROR | MISO_MI | PJM_ROR | Internal | Summer | B10 | 1262 | 1424 | 0 | 60.68 | 60.29 | 2 | 0
2030 | MISO_MI_2_PJM_ROR | MISO_MI | PJM_ROR | Internal | Winter | B16 | 25 | 1424 | 0.37 | 84.29 | 86.27 | 2 | 0
2030 | MISO_MI_2_PJM_ROR | MISO_MI | PJM_ROR | Internal | Winter | B17 | 100 | 1424 | 877.95 | 76.47 | 78.47 | 2 | 0
2030 | MISO_MI_2_PJM_ROR | MISO_MI | PJM_ROR | Internal | Winter | B18 | 400 | 1424 | 0.05 | 72.62 | 74.61 | 2 | 0
2030 | MISO_MI_2_PJM_ROR | MISO_MI | PJM_ROR | Internal | Winter | B19 | 700 | 1424 | 0.03 | 66.89 | 68.88 | 2 | 0
2030 | MISO_MI_2_PJM_ROR | MISO_MI | PJM_ROR | Internal | Winter | B20 | 935 | 1424 | 0 | 64.52 | 64.87 | 2 | 0
2030 | MISO_MO-IL_2_ENT | MISO_MO-IL | ENT | Internal | Shoulder | B11 | 25 | 2540 | 0 | 78.8 | 78.77 | 8 | 0
2030 | MISO_MO-IL_2_ENT | MISO_MO-IL | ENT | Internal | Shoulder | B12 | 200 | 2540 | 0 | 72.4 | 72.4 | 8 | 0
2030 | MISO_MO-IL_2_ENT | MISO_MO-IL | ENT | Internal | Shoulder | B13 | 600 | 2540 | 0 | 68.99 | 67.82 | 8 | 0
2030 | MISO_MO-IL_2_ENT | MISO_MO-IL | ENT | Internal | Shoulder | B14 | 900 | 2540 | 0 | 63.27 | 63.26 | 8 | 0
2030 | MISO_MO-IL_2_ENT | MISO_MO-IL | ENT | Internal | Shoulder | B15 | 1203 | 2540 | 0 | 58.75 | 50.75 | 8 | 0
2030 | MISO_MO-IL_2_ENT | MISO_MO-IL | ENT | Internal | Summer | B1 | 10 | 2540 | 0 | 118.73 | 76.92 | 8 | 0
2030 | MISO_MO-IL_2_ENT | MISO_MO-IL | ENT | Internal | Summer | B2 | 25 | 2540 | 0 | 114.98 | 113.6 | 8 | 0
2030 | MISO_MO-IL_2_ENT | MISO_MO-IL | ENT | Internal | Summer | B3 | 75 | 2540 | 0 | 114.98 | 114.98 | 8 | 0
2030 | MISO_MO-IL_2_ENT | MISO_MO-IL | ENT | Internal | Summer | B4 | 100 | 2540 | 0 | 112.19 | 112.19 | 8 | 0
2030 | MISO_MO-IL_2_ENT | MISO_MO-IL | ENT | Internal | Summer | B5 | 200 | 2540 | 0 | 109.6 | 109.6 | 8 | 0
2030 | MISO_MO-IL_2_ENT | MISO_MO-IL | ENT | Internal | Summer | B6 | 300 | 2540 | 0 | 89.24 | 89.24 | 8 | 0
2030 | MISO_MO-IL_2_ENT | MISO_MO-IL | ENT | Internal | Summer | B7 | 400 | 2540 | 0 | 75 | 75.28 | 8 | 0
2030 | MISO_MO-IL_2_ENT | MISO_MO-IL | ENT | Internal | Summer | B8 | 500 | 2540 | 0 | 69.69 | 72.22 | 8 | 0
2030 | MISO_MO-IL_2_ENT | MISO_MO-IL | ENT | Internal | Summer | B9 | 800 | 2540 | 0 | 65.79 | 71.83 | 8 | 0
2030 | MISO_MO-IL_2_ENT | MISO_MO-IL | ENT | Internal | Summer | B10 | 1262 | 2540 | 0 | 60.53 | 61.26 | 8 | 0
2030 | MISO_MO-IL_2_ENT | MISO_MO-IL | ENT | Internal | Winter | B16 | 25 | 2540 | 0 | 84.27 | 76.27 | 8 | 0
2030 | MISO_MO-IL_2_ENT | MISO_MO-IL | ENT | Internal | Winter | B17 | 100 | 2540 | 0 | 75.63 | 71.3 | 8 | 0
2030 | MISO_MO-IL_2_ENT | MISO_MO-IL | ENT | Internal | Winter | B18 | 400 | 2540 | 0 | 71.42 | 71.12 | 8 | 0
2030 | MISO_MO-IL_2_ENT | MISO_MO-IL | ENT | Internal | Winter | B19 | 700 | 2540 | 0 | 66.88 | 66.88 | 8 | 0
2030 | MISO_MO-IL_2_ENT | MISO_MO-IL | ENT | Internal | Winter | B20 | 935 | 2540 | 0 | 60.82 | 52.82 | 8 | 0
2030 | MISO_MO-IL_2_MISO_IN | MISO_MO-IL | MISO_IN | Internal | Shoulder | B11 | 25 | 2100 | 594.31 | 78.8 | 78.81 | 0.01 | 0
2030 | MISO_MO-IL_2_MISO_IN | MISO_MO-IL | MISO_IN | Internal | Shoulder | B12 | 200 | 2100 | 641.84 | 72.4 | 72.41 | 0.01 | 0
2030 | MISO_MO-IL_2_MISO_IN | MISO_MO-IL | MISO_IN | Internal | Shoulder | B13 | 600 | 2100 | 2100 | 68.99 | 70.42 | 0.01 | 1.41
2030 | MISO_MO-IL_2_MISO_IN | MISO_MO-IL | MISO_IN | Internal | Shoulder | B14 | 900 | 2100 | 1084.58 | 63.27 | 63.28 | 0.01 | 0
2030 | MISO_MO-IL_2_MISO_IN | MISO_MO-IL | MISO_IN | Internal | Shoulder | B15 | 1203 | 2100 | 2100 | 58.75 | 61.87 | 0.01 | 3.11
2030 | MISO_MO-IL_2_MISO_IN | MISO_MO-IL | MISO_IN | Internal | Summer | B1 | 10 | 2100 | 2.67 | 118.73 | 118.73 | 0.01 | 0
2030 | MISO_MO-IL_2_MISO_IN | MISO_MO-IL | MISO_IN | Internal | Summer | B2 | 25 | 2100 | 0.4 | 114.98 | 114.97 | 0.01 | 0
2030 | MISO_MO-IL_2_MISO_IN | MISO_MO-IL | MISO_IN | Internal | Summer | B3 | 75 | 2100 | 0.13 | 114.98 | 114.97 | 0.01 | 0
2030 | MISO_MO-IL_2_MISO_IN | MISO_MO-IL | MISO_IN | Internal | Summer | B4 | 100 | 2100 | 0.1 | 112.19 | 112.17 | 0.01 | 0
2030 | MISO_MO-IL_2_MISO_IN | MISO_MO-IL | MISO_IN | Internal | Summer | B5 | 200 | 2100 | 0.05 | 109.6 | 109.59 | 0.01 | 0
2030 | MISO_MO-IL_2_MISO_IN | MISO_MO-IL | MISO_IN | Internal | Summer | B6 | 300 | 2100 | 0.03 | 89.24 | 89.23 | 0.01 | 0
2030 | MISO_MO-IL_2_MISO_IN | MISO_MO-IL | MISO_IN | Internal | Summer | B7 | 400 | 2100 | 0.03 | 75 | 74.99 | 0.01 | 0
2030 | MISO_MO-IL_2_MISO_IN | MISO_MO-IL | MISO_IN | Internal | Summer | B8 | 500 | 2100 | 0.02 | 69.69 | 69.68 | 0.01 | 0
2030 | MISO_MO-IL_2_MISO_IN | MISO_MO-IL | MISO_IN | Internal | Summer | B9 | 800 | 2100 | 0.01 | 65.79 | 65.77 | 0.01 | 0
2030 | MISO_MO-IL_2_MISO_IN | MISO_MO-IL | MISO_IN | Internal | Summer | B10 | 1262 | 2100 | 0 | 60.53 | 60.52 | 0.01 | 0
2030 | MISO_MO-IL_2_MISO_IN | MISO_MO-IL | MISO_IN | Internal | Winter | B16 | 25 | 2100 | 1152.3 | 84.27 | 84.28 | 0.01 | 0
2030 | MISO_MO-IL_2_MISO_IN | MISO_MO-IL | MISO_IN | Internal | Winter | B17 | 100 | 2100 | 2100 | 75.63 | 76.46 | 0.01 | 0.82
2030 | MISO_MO-IL_2_MISO_IN | MISO_MO-IL | MISO_IN | Internal | Winter | B18 | 400 | 2100 | 2100 | 71.42 | 72.61 | 0.01 | 1.17
2030 | MISO_MO-IL_2_MISO_IN | MISO_MO-IL | MISO_IN | Internal | Winter | B19 | 700 | 2100 | 0.03 | 66.88 | 66.88 | 0.01 | 0
2030 | MISO_MO-IL_2_MISO_IN | MISO_MO-IL | MISO_IN | Internal | Winter | B20 | 935 | 2100 | 2100 | 60.82 | 64.51 | 0.01 | 3.68
2030 | MISO_MO-IL_2_MISO_W | MISO_MO-IL | MISO_W | Internal | Shoulder | B11 | 25 | 1082 | 0.36 | 78.8 | 78.78 | 0.01 | 0
2030 | MISO_MO-IL_2_MISO_W | MISO_MO-IL | MISO_W | Internal | Shoulder | B12 | 200 | 1082 | 0.05 | 72.4 | 72.39 | 0.01 | 0
2030 | MISO_MO-IL_2_MISO_W | MISO_MO-IL | MISO_W | Internal | Shoulder | B13 | 600 | 1082 | 0.02 | 68.99 | 68.98 | 0.01 | 0
2030 | MISO_MO-IL_2_MISO_W | MISO_MO-IL | MISO_W | Internal | Shoulder | B14 | 900 | 1082 | 0.01 | 63.27 | 63.26 | 0.01 | 0
2030 | MISO_MO-IL_2_MISO_W | MISO_MO-IL | MISO_W | Internal | Shoulder | B15 | 1203 | 1082 | 0 | 58.75 | 12.17 | 0.01 | 0
2030 | MISO_MO-IL_2_MISO_W | MISO_MO-IL | MISO_W | Internal | Summer | B1 | 10 | 1082 | 1.64 | 118.73 | 118.73 | 0.01 | 0
2030 | MISO_MO-IL_2_MISO_W | MISO_MO-IL | MISO_W | Internal | Summer | B2 | 25 | 1082 | 0 | 114.98 | 113.6 | 0.01 | 0
2030 | MISO_MO-IL_2_MISO_W | MISO_MO-IL | MISO_W | Internal | Summer | B3 | 75 | 1082 | 0.12 | 114.98 | 114.97 | 0.01 | 0
2030 | MISO_MO-IL_2_MISO_W | MISO_MO-IL | MISO_W | Internal | Summer | B4 | 100 | 1082 | 0.09 | 112.19 | 112.17 | 0.01 | 0
2030 | MISO_MO-IL_2_MISO_W | MISO_MO-IL | MISO_W | Internal | Summer | B5 | 200 | 1082 | 0.05 | 109.6 | 109.59 | 0.01 | 0
2030 | MISO_MO-IL_2_MISO_W | MISO_MO-IL | MISO_W | Internal | Summer | B6 | 300 | 1082 | 0.03 | 89.24 | 89.23 | 0.01 | 0
2030 | MISO_MO-IL_2_MISO_W | MISO_MO-IL | MISO_W | Internal | Summer | B7 | 400 | 1082 | 0.02 | 75 | 74.99 | 0.01 | 0
2030 | MISO_MO-IL_2_MISO_W | MISO_MO-IL | MISO_W | Internal | Summer | B8 | 500 | 1082 | 0 | 69.69 | 69.21 | 0.01 | 0
2030 | MISO_MO-IL_2_MISO_W | MISO_MO-IL | MISO_W | Internal | Summer | B9 | 800 | 1082 | 0.01 | 65.79 | 65.77 | 0.01 | 0
2030 | MISO_MO-IL_2_MISO_W | MISO_MO-IL | MISO_W | Internal | Summer | B10 | 1262 | 1082 | 0 | 60.53 | 58.29 | 0.01 | 0
2030 | MISO_MO-IL_2_MISO_W | MISO_MO-IL | MISO_W | Internal | Winter | B16 | 25 | 1082 | 0 | 84.27 | 64.26 | 0.01 | 0
2030 | MISO_MO-IL_2_MISO_W | MISO_MO-IL | MISO_W | Internal | Winter | B17 | 100 | 1082 | 0 | 75.63 | 66.87 | 0.01 | 0
2030 | MISO_MO-IL_2_MISO_W | MISO_MO-IL | MISO_W | Internal | Winter | B18 | 400 | 1082 | 0 | 71.42 | 71.12 | 0.01 | 0
2030 | MISO_MO-IL_2_MISO_W | MISO_MO-IL | MISO_W | Internal | Winter | B19 | 700 | 1082 | 0.02 | 66.88 | 66.87 | 0.01 | 0
2030 | MISO_MO-IL_2_MISO_W | MISO_MO-IL | MISO_W | Internal | Winter | B20 | 935 | 1082 | 0 | 60.82 | 59.81 | 0.01 | 0
2030 | MISO_MO-IL_2_PJM_ROR | MISO_MO-IL | PJM_ROR | Internal | Shoulder | B11 | 25 | 1212 | 0.71 | 78.8 | 80.78 | 2 | 0
2030 | MISO_MO-IL_2_PJM_ROR | MISO_MO-IL | PJM_ROR | Internal | Shoulder | B12 | 200 | 1212 | 661.42 | 72.4 | 74.4 | 2 | 0
2030 | MISO_MO-IL_2_PJM_ROR | MISO_MO-IL | PJM_ROR | Internal | Shoulder | B13 | 600 | 1212 | 385.14 | 68.99 | 70.99 | 2 | 0
2030 | MISO_MO-IL_2_PJM_ROR | MISO_MO-IL | PJM_ROR | Internal | Shoulder | B14 | 900 | 1212 | 1211.98 | 63.27 | 65.28 | 2 | 0.01
2030 | MISO_MO-IL_2_PJM_ROR | MISO_MO-IL | PJM_ROR | Internal | Shoulder | B15 | 1203 | 1212 | 1212 | 58.75 | 61.79 | 2 | 1.04
2030 | MISO_MO-IL_2_PJM_ROR | MISO_MO-IL | PJM_ROR | Internal | Summer | B1 | 10 | 1212 | 441.15 | 118.73 | 120.73 | 2 | 0
2030 | MISO_MO-IL_2_PJM_ROR | MISO_MO-IL | PJM_ROR | Internal | Summer | B2 | 25 | 1212 | 0 | 114.98 | 115.6 | 2 | 0
2030 | MISO_MO-IL_2_PJM_ROR | MISO_MO-IL | PJM_ROR | Internal | Summer | B3 | 75 | 1212 | 0 | 114.98 | 114.17 | 2 | 0
2030 | MISO_MO-IL_2_PJM_ROR | MISO_MO-IL | PJM_ROR | Internal | Summer | B4 | 100 | 1212 | 0.18 | 112.19 | 114.17 | 2 | 0
2030 | MISO_MO-IL_2_PJM_ROR | MISO_MO-IL | PJM_ROR | Internal | Summer | B5 | 200 | 1212 | 0.09 | 109.6 | 111.59 | 2 | 0
2030 | MISO_MO-IL_2_PJM_ROR | MISO_MO-IL | PJM_ROR | Internal | Summer | B6 | 300 | 1212 | 0.07 | 89.24 | 91.23 | 2 | 0
2030 | MISO_MO-IL_2_PJM_ROR | MISO_MO-IL | PJM_ROR | Internal | Summer | B7 | 400 | 1212 | 0.04 | 75 | 76.99 | 2 | 0
2030 | MISO_MO-IL_2_PJM_ROR | MISO_MO-IL | PJM_ROR | Internal | Summer | B8 | 500 | 1212 | 0 | 69.69 | 71.21 | 2 | 0
2030 | MISO_MO-IL_2_PJM_ROR | MISO_MO-IL | PJM_ROR | Internal | Summer | B9 | 800 | 1212 | 0.03 | 65.79 | 67.77 | 2 | 0
2030 | MISO_MO-IL_2_PJM_ROR | MISO_MO-IL | PJM_ROR | Internal | Summer | B10 | 1262 | 1212 | 0 | 60.53 | 60.29 | 2 | 0
2030 | MISO_MO-IL_2_PJM_ROR | MISO_MO-IL | PJM_ROR | Internal | Winter | B16 | 25 | 1212 | 685.89 | 84.27 | 86.27 | 2 | 0
2030 | MISO_MO-IL_2_PJM_ROR | MISO_MO-IL | PJM_ROR | Internal | Winter | B17 | 100 | 1212 | 1212 | 75.63 | 78.47 | 2 | 0.84
2030 | MISO_MO-IL_2_PJM_ROR | MISO_MO-IL | PJM_ROR | Internal | Winter | B18 | 400 | 1212 | 1212 | 71.42 | 74.61 | 2 | 1.19
2030 | MISO_MO-IL_2_PJM_ROR | MISO_MO-IL | PJM_ROR | Internal | Winter | B19 | 700 | 1212 | 679.15 | 66.88 | 68.88 | 2 | 0
2030 | MISO_MO-IL_2_PJM_ROR | MISO_MO-IL | PJM_ROR | Internal | Winter | B20 | 935 | 1212 | 1212 | 60.82 | 64.87 | 2 | 2.04
2030 | MISO_MO-IL_2_SPP_N | MISO_MO-IL | SPP_N | Internal | Shoulder | B11 | 25 | 4019 | 0 | 78.8 | 73.77 | 8 | 0
2030 | MISO_MO-IL_2_SPP_N | MISO_MO-IL | SPP_N | Internal | Shoulder | B12 | 200 | 4019 | 0 | 72.4 | 67.4 | 8 | 0
2030 | MISO_MO-IL_2_SPP_N | MISO_MO-IL | SPP_N | Internal | Shoulder | B13 | 600 | 4019 | 0 | 68.99 | 62.82 | 8 | 0
2030 | MISO_MO-IL_2_SPP_N | MISO_MO-IL | SPP_N | Internal | Shoulder | B14 | 900 | 4019 | 0 | 63.27 | 58.26 | 8 | 0
2030 | MISO_MO-IL_2_SPP_N | MISO_MO-IL | SPP_N | Internal | Shoulder | B15 | 1203 | 4019 | 0 | 58.75 | 0.16 | 8 | 0
2030 | MISO_MO-IL_2_SPP_N | MISO_MO-IL | SPP_N | Internal | Summer | B1 | 10 | 4019 | 0 | 118.73 | 71.92 | 8 | 0
2030 | MISO_MO-IL_2_SPP_N | MISO_MO-IL | SPP_N | Internal | Summer | B2 | 25 | 4019 | 0 | 114.98 | 108.6 | 8 | 0
2030 | MISO_MO-IL_2_SPP_N | MISO_MO-IL | SPP_N | Internal | Summer | B3 | 75 | 4019 | 0 | 114.98 | 109.98 | 8 | 0
2030 | MISO_MO-IL_2_SPP_N | MISO_MO-IL | SPP_N | Internal | Summer | B4 | 100 | 4019 | 0 | 112.19 | 107.19 | 8 | 0
2030 | MISO_MO-IL_2_SPP_N | MISO_MO-IL | SPP_N | Internal | Summer | B5 | 200 | 4019 | 0 | 109.6 | 104.6 | 8 | 0
2030 | MISO_MO-IL_2_SPP_N | MISO_MO-IL | SPP_N | Internal | Summer | B6 | 300 | 4019 | 0 | 89.24 | 84.24 | 8 | 0
2030 | MISO_MO-IL_2_SPP_N | MISO_MO-IL | SPP_N | Internal | Summer | B7 | 400 | 4019 | 0 | 75 | 70.28 | 8 | 0
2030 | MISO_MO-IL_2_SPP_N | MISO_MO-IL | SPP_N | Internal | Summer | B8 | 500 | 4019 | 0 | 69.69 | 67.22 | 8 | 0
2030 | MISO_MO-IL_2_SPP_N | MISO_MO-IL | SPP_N | Internal | Summer | B9 | 800 | 4019 | 0 | 65.79 | 66.83 | 8 | 0
2030 | MISO_MO-IL_2_SPP_N | MISO_MO-IL | SPP_N | Internal | Summer | B10 | 1262 | 4019 | 0 | 60.53 | 56.26 | 8 | 0
2030 | MISO_MO-IL_2_SPP_N | MISO_MO-IL | SPP_N | Internal | Winter | B16 | 25 | 4019 | 0 | 84.27 | 71.26 | 8 | 0
2030 | MISO_MO-IL_2_SPP_N | MISO_MO-IL | SPP_N | Internal | Winter | B17 | 100 | 4019 | 0 | 75.63 | 66.3 | 8 | 0
2030 | MISO_MO-IL_2_SPP_N | MISO_MO-IL | SPP_N | Internal | Winter | B18 | 400 | 4019 | 0 | 71.42 | 66.12 | 8 | 0
2030 | MISO_MO-IL_2_SPP_N | MISO_MO-IL | SPP_N | Internal | Winter | B19 | 700 | 4019 | 0 | 66.88 | 61.88 | 8 | 0
2030 | MISO_MO-IL_2_SPP_N | MISO_MO-IL | SPP_N | Internal | Winter | B20 | 935 | 4019 | 0 | 60.82 | 47.82 | 8 | 0
2030 | MISO_MO-IL_2_TVA_Transmission | MISO_MO-IL | TVA_Transmission | Internal | Shoulder | B11 | 25 | 4000 | 0.74 | 78.8 | 86.78 | 8 | 0
2030 | MISO_MO-IL_2_TVA_Transmission | MISO_MO-IL | TVA_Transmission | Internal | Shoulder | B12 | 200 | 4000 | 0 | 72.4 | 77.65 | 8 | 0
2030 | MISO_MO-IL_2_TVA_Transmission | MISO_MO-IL | TVA_Transmission | Internal | Shoulder | B13 | 600 | 4000 | 0 | 68.99 | 75.47 | 8 | 0
2030 | MISO_MO-IL_2_TVA_Transmission | MISO_MO-IL | TVA_Transmission | Internal | Shoulder | B14 | 900 | 4000 | 213.24 | 63.27 | 71.27 | 8 | 0
2030 | MISO_MO-IL_2_TVA_Transmission | MISO_MO-IL | TVA_Transmission | Internal | Shoulder | B15 | 1203 | 4000 | 1933.24 | 58.75 | 66.75 | 8 | 0
2030 | MISO_MO-IL_2_TVA_Transmission | MISO_MO-IL | TVA_Transmission | Internal | Summer | B1 | 10 | 4000 | 680.1 | 118.73 | 126.73 | 8 | 0
2030 | MISO_MO-IL_2_TVA_Transmission | MISO_MO-IL | TVA_Transmission | Internal | Summer | B2 | 25 | 4000 | 0 | 114.98 | 121.6 | 8 | 0
2030 | MISO_MO-IL_2_TVA_Transmission | MISO_MO-IL | TVA_Transmission | Internal | Summer | B3 | 75 | 4000 | 0 | 114.98 | 120.17 | 8 | 0
2030 | MISO_MO-IL_2_TVA_Transmission | MISO_MO-IL | TVA_Transmission | Internal | Summer | B4 | 100 | 4000 | 0.18 | 112.19 | 120.17 | 8 | 0
2030 | MISO_MO-IL_2_TVA_Transmission | MISO_MO-IL | TVA_Transmission | Internal | Summer | B5 | 200 | 4000 | 0 | 109.6 | 115.85 | 8 | 0
2030 | MISO_MO-IL_2_TVA_Transmission | MISO_MO-IL | TVA_Transmission | Internal | Summer | B6 | 300 | 4000 | 0.07 | 89.24 | 97.23 | 8 | 0
2030 | MISO_MO-IL_2_TVA_Transmission | MISO_MO-IL | TVA_Transmission | Internal | Summer | B7 | 400 | 4000 | 0.04 | 75 | 82.99 | 8 | 0
2030 | MISO_MO-IL_2_TVA_Transmission | MISO_MO-IL | TVA_Transmission | Internal | Summer | B8 | 500 | 4000 | 0 | 69.69 | 75.3 | 8 | 0
2030 | MISO_MO-IL_2_TVA_Transmission | MISO_MO-IL | TVA_Transmission | Internal | Summer | B9 | 800 | 4000 | 0.03 | 65.79 | 73.77 | 8 | 0
2030 | MISO_MO-IL_2_TVA_Transmission | MISO_MO-IL | TVA_Transmission | Internal | Summer | B10 | 1262 | 4000 | 0 | 60.53 | 65.81 | 8 | 0
2030 | MISO_MO-IL_2_TVA_Transmission | MISO_MO-IL | TVA_Transmission | Internal | Winter | B16 | 25 | 4000 | 2235.19 | 84.27 | 92.27 | 8 | 0
2030 | MISO_MO-IL_2_TVA_Transmission | MISO_MO-IL | TVA_Transmission | Internal | Winter | B17 | 100 | 4000 | 0 | 75.63 | 79.3 | 8 | 0
2030 | MISO_MO-IL_2_TVA_Transmission | MISO_MO-IL | TVA_Transmission | Internal | Winter | B18 | 400 | 4000 | 0 | 71.42 | 78.51 | 8 | 0
2030 | MISO_MO-IL_2_TVA_Transmission | MISO_MO-IL | TVA_Transmission | Internal | Winter | B19 | 700 | 4000 | 165.81 | 66.88 | 74.88 | 8 | 0
2030 | MISO_MO-IL_2_TVA_Transmission | MISO_MO-IL | TVA_Transmission | Internal | Winter | B20 | 935 | 4000 | 1823.93 | 60.82 | 68.82 | 8 | 0
2030 | MISO_W_2_IESO | MISO_W | IESO | Internal | Shoulder | B11 | 25 | 157 | 0 | 78.78 | 56.29 | 8 | 0
2030 | MISO_W_2_IESO | MISO_W | IESO | Internal | Shoulder | B12 | 200 | 157 | 0 | 72.39 | 63.48 | 8 | 0
2030 | MISO_W_2_IESO | MISO_W | IESO | Internal | Shoulder | B13 | 600 | 157 | 0 | 68.98 | 56.29 | 8 | 0
2030 | MISO_W_2_IESO | MISO_W | IESO | Internal | Shoulder | B14 | 900 | 157 | 0 | 63.26 | 56.29 | 8 | 0
2030 | MISO_W_2_IESO | MISO_W | IESO | Internal | Shoulder | B15 | 1203 | 157 | 157 | 12.17 | 56.29 | 8 | 36.12
2030 | MISO_W_2_IESO | MISO_W | IESO | Internal | Summer | B1 | 10 | 157 | 0 | 118.73 | 95.03 | 8 | 0
2030 | MISO_W_2_IESO | MISO_W | IESO | Internal | Summer | B2 | 25 | 157 | 0 | 113.6 | 93.76 | 8 | 0
2030 | MISO_W_2_IESO | MISO_W | IESO | Internal | Summer | B3 | 75 | 157 | 0 | 114.97 | 83.78 | 8 | 0
2030 | MISO_W_2_IESO | MISO_W | IESO | Internal | Summer | B4 | 100 | 157 | 0 | 112.17 | 71.83 | 8 | 0
2030 | MISO_W_2_IESO | MISO_W | IESO | Internal | Summer | B5 | 200 | 157 | 0 | 109.59 | 69.62 | 8 | 0
2030 | MISO_W_2_IESO | MISO_W | IESO | Internal | Summer | B6 | 300 | 157 | 0 | 89.23 | 62.74 | 8 | 0
2030 | MISO_W_2_IESO | MISO_W | IESO | Internal | Summer | B7 | 400 | 157 | 0 | 74.99 | 53.68 | 8 | 0
2030 | MISO_W_2_IESO | MISO_W | IESO | Internal | Summer | B8 | 500 | 157 | 0 | 69.21 | 53.68 | 8 | 0
2030 | MISO_W_2_IESO | MISO_W | IESO | Internal | Summer | B9 | 800 | 157 | 0 | 65.77 | 53.68 | 8 | 0
2030 | MISO_W_2_IESO | MISO_W | IESO | Internal | Summer | B10 | 1262 | 157 | 0 | 58.29 | 53.68 | 8 | 0
2030 | MISO_W_2_IESO | MISO_W | IESO | Internal | Winter | B16 | 25 | 157 | 0 | 64.26 | 68.32 | 8 | 0
2030 | MISO_W_2_IESO | MISO_W | IESO | Internal | Winter | B17 | 100 | 157 | 0 | 66.87 | 59.87 | 8 | 0
2030 | MISO_W_2_IESO | MISO_W | IESO | Internal | Winter | B18 | 400 | 157 | 0 | 71.12 | 59.87 | 8 | 0
2030 | MISO_W_2_IESO | MISO_W | IESO | Internal | Winter | B19 | 700 | 157 | 0 | 66.87 | 59.87 | 8 | 0
2030 | MISO_W_2_IESO | MISO_W | IESO | Internal | Winter | B20 | 935 | 157 | 0 | 59.81 | 59.87 | 8 | 0
2030 | MISO_W_2_MAPP_CA | MISO_W | MAPP_CA | Internal | Shoulder | B11 | 25 | 700 | 0 | 78.78 | 50.19 | 0.01 | 0
2030 | MISO_W_2_MAPP_CA | MISO_W | MAPP_CA | Internal | Shoulder | B12 | 200 | 700 | 0 | 72.39 | 58.39 | 0.01 | 0
2030 | MISO_W_2_MAPP_CA | MISO_W | MAPP_CA | Internal | Shoulder | B13 | 600 | 700 | 0 | 68.98 | 54.98 | 0.01 | 0
2030 | MISO_W_2_MAPP_CA | MISO_W | MAPP_CA | Internal | Shoulder | B14 | 900 | 700 | 0 | 63.26 | 50.19 | 0.01 | 0
2030 | MISO_W_2_MAPP_CA | MISO_W | MAPP_CA | Internal | Shoulder | B15 | 1203 | 700 | 700 | 12.17 | 50.19 | 0.01 | 38.01
2030 | MISO_W_2_MAPP_CA | MISO_W | MAPP_CA | Internal | Summer | B1 | 10 | 700 | 0 | 118.73 | 58.3 | 0.01 | 0
2030 | MISO_W_2_MAPP_CA | MISO_W | MAPP_CA | Internal | Summer | B2 | 25 | 700 | 0 | 113.6 | 58.3 | 0.01 | 0
2030 | MISO_W_2_MAPP_CA | MISO_W | MAPP_CA | Internal | Summer | B3 | 75 | 700 | 0 | 114.97 | 58.3 | 0.01 | 0
2030 | MISO_W_2_MAPP_CA | MISO_W | MAPP_CA | Internal | Summer | B4 | 100 | 700 | 0 | 112.17 | 58.3 | 0.01 | 0
2030 | MISO_W_2_MAPP_CA | MISO_W | MAPP_CA | Internal | Summer | B5 | 200 | 700 | 0 | 109.59 | 58.3 | 0.01 | 0
2030 | MISO_W_2_MAPP_CA | MISO_W | MAPP_CA | Internal | Summer | B6 | 300 | 700 | 0 | 89.23 | 58.3 | 0.01 | 0
2030 | MISO_W_2_MAPP_CA | MISO_W | MAPP_CA | Internal | Summer | B7 | 400 | 700 | 0 | 74.99 | 58.3 | 0.01 | 0
2030 | MISO_W_2_MAPP_CA | MISO_W | MAPP_CA | Internal | Summer | B8 | 500 | 700 | 0 | 69.21 | 58.3 | 0.01 | 0
2030 | MISO_W_2_MAPP_CA | MISO_W | MAPP_CA | Internal | Summer | B9 | 800 | 700 | 0 | 65.77 | 58.3 | 0.01 | 0
2030 | MISO_W_2_MAPP_CA | MISO_W | MAPP_CA | Internal | Summer | B10 | 1262 | 700 | 119.56 | 58.29 | 58.3 | 0.01 | 0
2030 | MISO_W_2_MAPP_CA | MISO_W | MAPP_CA | Internal | Winter | B16 | 25 | 700 | 700 | 64.26 | 66.85 | 0.01 | 2.59
2030 | MISO_W_2_MAPP_CA | MISO_W | MAPP_CA | Internal | Winter | B17 | 100 | 700 | 0.11 | 66.87 | 66.85 | 0.01 | 0
2030 | MISO_W_2_MAPP_CA | MISO_W | MAPP_CA | Internal | Winter | B18 | 400 | 700 | 0.02 | 71.12 | 71.11 | 0.01 | 0
2030 | MISO_W_2_MAPP_CA | MISO_W | MAPP_CA | Internal | Winter | B19 | 700 | 700 | 0.01 | 66.87 | 66.85 | 0.01 | 0
2030 | MISO_W_2_MAPP_CA | MISO_W | MAPP_CA | Internal | Winter | B20 | 935 | 700 | 700 | 59.81 | 66.85 | 0.01 | 7.03
2030 | MISO_W_2_MAPP_US | MISO_W | MAPP_US | Internal | Shoulder | B11 | 25 | 2300 | 0 | 78.78 | 71.78 | 7 | 0
2030 | MISO_W_2_MAPP_US | MISO_W | MAPP_US | Internal | Shoulder | B12 | 200 | 2300 | 0 | 72.39 | 65.39 | 7 | 0
2030 | MISO_W_2_MAPP_US | MISO_W | MAPP_US | Internal | Shoulder | B13 | 600 | 2300 | 0 | 68.98 | 61.98 | 7 | 0
2030 | MISO_W_2_MAPP_US | MISO_W | MAPP_US | Internal | Shoulder | B14 | 900 | 2300 | 0 | 63.26 | 56.26 | 7 | 0
2030 | MISO_W_2_MAPP_US | MISO_W | MAPP_US | Internal | Shoulder | B15 | 1203 | 2300 | 0 | 12.17 | 5.17 | 7 | 0
2030 | MISO_W_2_MAPP_US | MISO_W | MAPP_US | Internal | Summer | B1 | 10 | 2300 | 0 | 118.73 | 111.73 | 7 | 0
2030 | MISO_W_2_MAPP_US | MISO_W | MAPP_US | Internal | Summer | B2 | 25 | 2300 | 0 | 113.6 | 106.6 | 7 | 0
2030 | MISO_W_2_MAPP_US | MISO_W | MAPP_US | Internal | Summer | B3 | 75 | 2300 | 0 | 114.97 | 107.97 | 7 | 0
2030 | MISO_W_2_MAPP_US | MISO_W | MAPP_US | Internal | Summer | B4 | 100 | 2300 | 0 | 112.17 | 105.17 | 7 | 0
2030 | MISO_W_2_MAPP_US | MISO_W | MAPP_US | Internal | Summer | B5 | 200 | 2300 | 0 | 109.59 | 102.59 | 7 | 0
2030 | MISO_W_2_MAPP_US | MISO_W | MAPP_US | Internal | Summer | B6 | 300 | 2300 | 0 | 89.23 | 82.23 | 7 | 0
2030 | MISO_W_2_MAPP_US | MISO_W | MAPP_US | Internal | Summer | B7 | 400 | 2300 | 0 | 74.99 | 67.99 | 7 | 0
2030 | MISO_W_2_MAPP_US | MISO_W | MAPP_US | Internal | Summer | B8 | 500 | 2300 | 0 | 69.21 | 62.21 | 7 | 0
2030 | MISO_W_2_MAPP_US | MISO_W | MAPP_US | Internal | Summer | B9 | 800 | 2300 | 0 | 65.77 | 58.77 | 7 | 0
2030 | MISO_W_2_MAPP_US | MISO_W | MAPP_US | Internal | Summer | B10 | 1262 | 2300 | 0 | 58.29 | 51.29 | 7 | 0
2030 | MISO_W_2_MAPP_US | MISO_W | MAPP_US | Internal | Winter | B16 | 25 | 2300 | 0 | 64.26 | 57.26 | 7 | 0
2030 | MISO_W_2_MAPP_US | MISO_W | MAPP_US | Internal | Winter | B17 | 100 | 2300 | 0 | 66.87 | 59.87 | 7 | 0
2030 | MISO_W_2_MAPP_US | MISO_W | MAPP_US | Internal | Winter | B18 | 400 | 2300 | 0 | 71.12 | 64.12 | 7 | 0
2030 | MISO_W_2_MAPP_US | MISO_W | MAPP_US | Internal | Winter | B19 | 700 | 2300 | 0 | 66.87 | 59.87 | 7 | 0
2030 | MISO_W_2_MAPP_US | MISO_W | MAPP_US | Internal | Winter | B20 | 935 | 2300 | 0 | 59.81 | 52.81 | 7 | 0
2030 | MISO_W_2_MISO_MO-IL | MISO_W | MISO_MO-IL | Internal | Shoulder | B11 | 25 | 3922 | 2623.33 | 78.78 | 78.8 | 0.01 | 0
2030 | MISO_W_2_MISO_MO-IL | MISO_W | MISO_MO-IL | Internal | Shoulder | B12 | 200 | 3922 | 2434.83 | 72.39 | 72.4 | 0.01 | 0
2030 | MISO_W_2_MISO_MO-IL | MISO_W | MISO_MO-IL | Internal | Shoulder | B13 | 600 | 3922 | 3226.82 | 68.98 | 68.99 | 0.01 | 0
2030 | MISO_W_2_MISO_MO-IL | MISO_W | MISO_MO-IL | Internal | Shoulder | B14 | 900 | 3922 | 2590.85 | 63.26 | 63.27 | 0.01 | 0
2030 | MISO_W_2_MISO_MO-IL | MISO_W | MISO_MO-IL | Internal | Shoulder | B15 | 1203 | 3922 | 3922 | 12.17 | 58.75 | 0.01 | 46.56
2030 | MISO_W_2_MISO_MO-IL | MISO_W | MISO_MO-IL | Internal | Summer | B1 | 10 | 3922 | 2.12 | 118.73 | 118.73 | 0.01 | 0
2030 | MISO_W_2_MISO_MO-IL | MISO_W | MISO_MO-IL | Internal | Summer | B2 | 25 | 3922 | 3921.99 | 113.6 | 114.98 | 0.01 | 1.37
2030 | MISO_W_2_MISO_MO-IL | MISO_W | MISO_MO-IL | Internal | Summer | B3 | 75 | 3922 | 3745.12 | 114.97 | 114.98 | 0.01 | 0
2030 | MISO_W_2_MISO_MO-IL | MISO_W | MISO_MO-IL | Internal | Summer | B4 | 100 | 3922 | 3525.1 | 112.17 | 112.19 | 0.01 | 0
2030 | MISO_W_2_MISO_MO-IL | MISO_W | MISO_MO-IL | Internal | Summer | B5 | 200 | 3922 | 3475.89 | 109.59 | 109.6 | 0.01 | 0
2030 | MISO_W_2_MISO_MO-IL | MISO_W | MISO_MO-IL | Internal | Summer | B6 | 300 | 3922 | 1847.8 | 89.23 | 89.24 | 0.01 | 0
2030 | MISO_W_2_MISO_MO-IL | MISO_W | MISO_MO-IL | Internal | Summer | B7 | 400 | 3922 | 3898.04 | 74.99 | 75 | 0.01 | 0
2030 | MISO_W_2_MISO_MO-IL | MISO_W | MISO_MO-IL | Internal | Summer | B8 | 500 | 3922 | 3922 | 69.21 | 69.69 | 0.01 | 0.46
2030 | MISO_W_2_MISO_MO-IL | MISO_W | MISO_MO-IL | Internal | Summer | B9 | 800 | 3922 | 2278.61 | 65.77 | 65.79 | 0.01 | 0
2030 | MISO_W_2_MISO_MO-IL | MISO_W | MISO_MO-IL | Internal | Summer | B10 | 1262 | 3922 | 3922 | 58.29 | 60.53 | 0.01 | 2.23
2030 | MISO_W_2_MISO_MO-IL | MISO_W | MISO_MO-IL | Internal | Winter | B16 | 25 | 3922 | 3922 | 64.26 | 84.27 | 0.01 | 20
2030 | MISO_W_2_MISO_MO-IL | MISO_W | MISO_MO-IL | Internal | Winter | B17 | 100 | 3922 | 3922 | 66.87 | 75.63 | 0.01 | 8.75
2030 | MISO_W_2_MISO_MO-IL | MISO_W | MISO_MO-IL | Internal | Winter | B18 | 400 | 3922 | 3922 | 71.12 | 71.42 | 0.01 | 0.29
2030 | MISO_W_2_MISO_MO-IL | MISO_W | MISO_MO-IL | Internal | Winter | B19 | 700 | 3922 | 1083.17 | 66.87 | 66.88 | 0.01 | 0
2030 | MISO_W_2_MISO_MO-IL | MISO_W | MISO_MO-IL | Internal | Winter | B20 | 935 | 3922 | 3922 | 59.81 | 60.82 | 0.01 | 1
2030 | MISO_W_2_MISO_WUMS | MISO_W | MISO_WUMS | Internal | Shoulder | B11 | 25 | 1667 | 0.36 | 78.78 | 78.77 | 0.01 | 0
2030 | MISO_W_2_MISO_WUMS | MISO_W | MISO_WUMS | Internal | Shoulder | B12 | 200 | 1667 | 0.05 | 72.39 | 72.37 | 0.01 | 0
2030 | MISO_W_2_MISO_WUMS | MISO_W | MISO_WUMS | Internal | Shoulder | B13 | 600 | 1667 | 996.72 | 68.98 | 68.99 | 0.01 | 0
2030 | MISO_W_2_MISO_WUMS | MISO_W | MISO_WUMS | Internal | Shoulder | B14 | 900 | 1667 | 1500.47 | 63.26 | 63.27 | 0.01 | 0
2030 | MISO_W_2_MISO_WUMS | MISO_W | MISO_WUMS | Internal | Shoulder | B15 | 1203 | 1667 | 1667 | 12.17 | 61.62 | 0.01 | 49.44
2030 | MISO_W_2_MISO_WUMS | MISO_W | MISO_WUMS | Internal | Summer | B1 | 10 | 1667 | 1.87 | 118.73 | 118.73 | 0.01 | 0
2030 | MISO_W_2_MISO_WUMS | MISO_W | MISO_WUMS | Internal | Summer | B2 | 25 | 1667 | 0.79 | 113.6 | 113.6 | 0.01 | 0
2030 | MISO_W_2_MISO_WUMS | MISO_W | MISO_WUMS | Internal | Summer | B3 | 75 | 1667 | 0.11 | 114.97 | 114.96 | 0.01 | 0
2030 | MISO_W_2_MISO_WUMS | MISO_W | MISO_WUMS | Internal | Summer | B4 | 100 | 1667 | 0.1 | 112.17 | 112.16 | 0.01 | 0
2030 | MISO_W_2_MISO_WUMS | MISO_W | MISO_WUMS | Internal | Summer | B5 | 200 | 1667 | 0.05 | 109.59 | 109.58 | 0.01 | 0
2030 | MISO_W_2_MISO_WUMS | MISO_W | MISO_WUMS | Internal | Summer | B6 | 300 | 1667 | 0.03 | 89.23 | 89.21 | 0.01 | 0
2030 | MISO_W_2_MISO_WUMS | MISO_W | MISO_WUMS | Internal | Summer | B7 | 400 | 1667 | 0.02 | 74.99 | 74.97 | 0.01 | 0
2030 | MISO_W_2_MISO_WUMS | MISO_W | MISO_WUMS | Internal | Summer | B8 | 500 | 1667 | 0.02 | 69.21 | 69.2 | 0.01 | 0
2030 | MISO_W_2_MISO_WUMS | MISO_W | MISO_WUMS | Internal | Summer | B9 | 800 | 1667 | 0.03 | 65.77 | 65.77 | 0.01 | 0
2030 | MISO_W_2_MISO_WUMS | MISO_W | MISO_WUMS | Internal | Summer | B10 | 1262 | 1667 | 1667 | 58.29 | 60.27 | 0.01 | 1.96
2030 | MISO_W_2_MISO_WUMS | MISO_W | MISO_WUMS | Internal | Winter | B16 | 25 | 1667 | 1667 | 64.26 | 73.89 | 0.01 | 9.62
2030 | MISO_W_2_MISO_WUMS | MISO_W | MISO_WUMS | Internal | Winter | B17 | 100 | 1667 | 1667 | 66.87 | 73.89 | 0.01 | 7.01
2030 | MISO_W_2_MISO_WUMS | MISO_W | MISO_WUMS | Internal | Winter | B18 | 400 | 1667 | 1667 | 71.12 | 72.27 | 0.01 | 1.14
2030 | MISO_W_2_MISO_WUMS | MISO_W | MISO_WUMS | Internal | Winter | B19 | 700 | 1667 | 636.39 | 66.87 | 66.88 | 0.01 | 0
2030 | MISO_W_2_MISO_WUMS | MISO_W | MISO_WUMS | Internal | Winter | B20 | 935 | 1667 | 1667 | 59.81 | 64.25 | 0.01 | 4.43
2030 | MISO_W_2_NE | MISO_W | NE | Internal | Shoulder | B11 | 25 | 5289 | 0 | 78.78 | 73.78 | 7 | 0
2030 | MISO_W_2_NE | MISO_W | NE | Internal | Shoulder | B12 | 200 | 5289 | 0 | 72.39 | 67.39 | 7 | 0
2030 | MISO_W_2_NE | MISO_W | NE | Internal | Shoulder | B13 | 600 | 5289 | 0 | 68.98 | 62.81 | 7 | 0
2030 | MISO_W_2_NE | MISO_W | NE | Internal | Shoulder | B14 | 900 | 5289 | 0 | 63.26 | 58.24 | 7 | 0
2030 | MISO_W_2_NE | MISO_W | NE | Internal | Shoulder | B15 | 1203 | 5289 | 0 | 12.17 | 0.17 | 7 | 0
2030 | MISO_W_2_NE | MISO_W | NE | Internal | Summer | B1 | 10 | 5289 | 0 | 118.73 | 113.73 | 7 | 0
2030 | MISO_W_2_NE | MISO_W | NE | Internal | Summer | B2 | 25 | 5289 | 0 | 113.6 | 108.6 | 7 | 0
2030 | MISO_W_2_NE | MISO_W | NE | Internal | Summer | B3 | 75 | 5289 | 0 | 114.97 | 109.97 | 7 | 0
2030 | MISO_W_2_NE | MISO_W | NE | Internal | Summer | B4 | 100 | 5289 | 0 | 112.17 | 107.17 | 7 | 0
2030 | MISO_W_2_NE | MISO_W | NE | Internal | Summer | B5 | 200 | 5289 | 0 | 109.59 | 104.59 | 7 | 0
2030 | MISO_W_2_NE | MISO_W | NE | Internal | Summer | B6 | 300 | 5289 | 0 | 89.23 | 84.23 | 7 | 0
2030 | MISO_W_2_NE | MISO_W | NE | Internal | Summer | B7 | 400 | 5289 | 0 | 74.99 | 70.26 | 7 | 0
2030 | MISO_W_2_NE | MISO_W | NE | Internal | Summer | B8 | 500 | 5289 | 0 | 69.21 | 64.21 | 7 | 0
2030 | MISO_W_2_NE | MISO_W | NE | Internal | Summer | B9 | 800 | 5289 | 0 | 65.77 | 60.77 | 7 | 0
2030 | MISO_W_2_NE | MISO_W | NE | Internal | Summer | B10 | 1262 | 5289 | 0 | 58.29 | 53.29 | 7 | 0
2030 | MISO_W_2_NE | MISO_W | NE | Internal | Winter | B16 | 25 | 5289 | 0 | 64.26 | 52.26 | 7 | 0
2030 | MISO_W_2_NE | MISO_W | NE | Internal | Winter | B17 | 100 | 5289 | 0 | 66.87 | 54.87 | 7 | 0
2030 | MISO_W_2_NE | MISO_W | NE | Internal | Winter | B18 | 400 | 5289 | 0 | 71.12 | 62.05 | 7 | 0
2030 | MISO_W_2_NE | MISO_W | NE | Internal | Winter | B19 | 700 | 5289 | 0 | 66.87 | 61.87 | 7 | 0
2030 | MISO_W_2_NE | MISO_W | NE | Internal | Winter | B20 | 935 | 5289 | 0 | 59.81 | 47.81 | 7 | 0
2030 | MISO_W_2_PJM_ROR | MISO_W | PJM_ROR | Internal | Shoulder | B11 | 25 | 13193 | 10287.84 | 78.78 | 80.78 | 2 | 0
2030 | MISO_W_2_PJM_ROR | MISO_W | PJM_ROR | Internal | Shoulder | B12 | 200 | 13193 | 13192.9 | 72.39 | 74.4 | 2 | 0.01
2030 | MISO_W_2_PJM_ROR | MISO_W | PJM_ROR | Internal | Shoulder | B13 | 600 | 13193 | 13192.96 | 68.98 | 70.99 | 2 | 0.01
2030 | MISO_W_2_PJM_ROR | MISO_W | PJM_ROR | Internal | Shoulder | B14 | 900 | 13193 | 13192.98 | 63.26 | 65.28 | 2 | 0.02
2030 | MISO_W_2_PJM_ROR | MISO_W | PJM_ROR | Internal | Shoulder | B15 | 1203 | 13193 | 13193 | 12.17 | 61.79 | 2 | 47.62
2030 | MISO_W_2_PJM_ROR | MISO_W | PJM_ROR | Internal | Summer | B1 | 10 | 13193 | 8787.3 | 118.73 | 120.73 | 2 | 0
2030 | MISO_W_2_PJM_ROR | MISO_W | PJM_ROR | Internal | Summer | B2 | 25 | 13193 | 6406.07 | 113.6 | 115.6 | 2 | 0
2030 | MISO_W_2_PJM_ROR | MISO_W | PJM_ROR | Internal | Summer | B3 | 75 | 13193 | 0 | 114.97 | 114.17 | 2 | 0
2030 | MISO_W_2_PJM_ROR | MISO_W | PJM_ROR | Internal | Summer | B4 | 100 | 13193 | 1157.07 | 112.17 | 114.17 | 2 | 0
2030 | MISO_W_2_PJM_ROR | MISO_W | PJM_ROR | Internal | Summer | B5 | 200 | 13193 | 1056.22 | 109.59 | 111.59 | 2 | 0
2030 | MISO_W_2_PJM_ROR | MISO_W | PJM_ROR | Internal | Summer | B6 | 300 | 13193 | 4376.36 | 89.23 | 91.23 | 2 | 0
2030 | MISO_W_2_PJM_ROR | MISO_W | PJM_ROR | Internal | Summer | B7 | 400 | 13193 | 5817.22 | 74.99 | 76.99 | 2 | 0
2030 | MISO_W_2_PJM_ROR | MISO_W | PJM_ROR | Internal | Summer | B8 | 500 | 13193 | 7649.94 | 69.21 | 71.21 | 2 | 0
2030 | MISO_W_2_PJM_ROR | MISO_W | PJM_ROR | Internal | Summer | B9 | 800 | 13193 | 9316.98 | 65.77 | 67.77 | 2 | 0
2030 | MISO_W_2_PJM_ROR | MISO_W | PJM_ROR | Internal | Summer | B10 | 1262 | 13193 | 9557.12 | 58.29 | 60.29 | 2 | 0
2030 | MISO_W_2_PJM_ROR | MISO_W | PJM_ROR | Internal | Winter | B16 | 25 | 13193 | 13193 | 64.26 | 86.27 | 2 | 20.01
2030 | MISO_W_2_PJM_ROR | MISO_W | PJM_ROR | Internal | Winter | B17 | 100 | 13193 | 13193 | 66.87 | 78.47 | 2 | 9.61
2030 | MISO_W_2_PJM_ROR | MISO_W | PJM_ROR | Internal | Winter | B18 | 400 | 13193 | 13193 | 71.12 | 74.61 | 2 | 1.49
2030 | MISO_W_2_PJM_ROR | MISO_W | PJM_ROR | Internal | Winter | B19 | 700 | 13193 | 13192.96 | 66.87 | 68.88 | 2 | 0.01
2030 | MISO_W_2_PJM_ROR | MISO_W | PJM_ROR | Internal | Winter | B20 | 935 | 13193 | 13193 | 59.81 | 64.87 | 2 | 3.06
2030 | MISO_W_2_SPP_N | MISO_W | SPP_N | Internal | Shoulder | B11 | 25 | 3537 | 0 | 78.78 | 73.77 | 7 | 0
2030 | MISO_W_2_SPP_N | MISO_W | SPP_N | Internal | Shoulder | B12 | 200 | 3537 | 0 | 72.39 | 67.4 | 7 | 0
2030 | MISO_W_2_SPP_N | MISO_W | SPP_N | Internal | Shoulder | B13 | 600 | 3537 | 0 | 68.98 | 62.82 | 7 | 0
2030 | MISO_W_2_SPP_N | MISO_W | SPP_N | Internal | Shoulder | B14 | 900 | 3537 | 0 | 63.26 | 58.26 | 7 | 0
2030 | MISO_W_2_SPP_N | MISO_W | SPP_N | Internal | Shoulder | B15 | 1203 | 3537 | 0 | 12.17 | 0.16 | 7 | 0
2030 | MISO_W_2_SPP_N | MISO_W | SPP_N | Internal | Summer | B1 | 10 | 3537 | 0 | 118.73 | 71.92 | 7 | 0
2030 | MISO_W_2_SPP_N | MISO_W | SPP_N | Internal | Summer | B2 | 25 | 3537 | 0 | 113.6 | 108.6 | 7 | 0
2030 | MISO_W_2_SPP_N | MISO_W | SPP_N | Internal | Summer | B3 | 75 | 3537 | 0 | 114.97 | 109.98 | 7 | 0
2030 | MISO_W_2_SPP_N | MISO_W | SPP_N | Internal | Summer | B4 | 100 | 3537 | 0 | 112.17 | 107.19 | 7 | 0
2030 | MISO_W_2_SPP_N | MISO_W | SPP_N | Internal | Summer | B5 | 200 | 3537 | 0 | 109.59 | 104.6 | 7 | 0
2030 | MISO_W_2_SPP_N | MISO_W | SPP_N | Internal | Summer | B6 | 300 | 3537 | 0 | 89.23 | 84.24 | 7 | 0
2030 | MISO_W_2_SPP_N | MISO_W | SPP_N | Internal | Summer | B7 | 400 | 3537 | 0 | 74.99 | 70.28 | 7 | 0
2030 | MISO_W_2_SPP_N | MISO_W | SPP_N | Internal | Summer | B8 | 500 | 3537 | 0 | 69.21 | 67.22 | 7 | 0
2030 | MISO_W_2_SPP_N | MISO_W | SPP_N | Internal | Summer | B9 | 800 | 3537 | 0 | 65.77 | 66.83 | 7 | 0
2030 | MISO_W_2_SPP_N | MISO_W | SPP_N | Internal | Summer | B10 | 1262 | 3537 | 0 | 58.29 | 56.26 | 7 | 0
2030 | MISO_W_2_SPP_N | MISO_W | SPP_N | Internal | Winter | B16 | 25 | 3537 | 2472.44 | 64.26 | 71.26 | 7 | 0
2030 | MISO_W_2_SPP_N | MISO_W | SPP_N | Internal | Winter | B17 | 100 | 3537 | 0 | 66.87 | 66.3 | 7 | 0
2030 | MISO_W_2_SPP_N | MISO_W | SPP_N | Internal | Winter | B18 | 400 | 3537 | 0 | 71.12 | 66.12 | 7 | 0
2030 | MISO_W_2_SPP_N | MISO_W | SPP_N | Internal | Winter | B19 | 700 | 3537 | 0 | 66.87 | 61.88 | 7 | 0
2030 | MISO_W_2_SPP_N | MISO_W | SPP_N | Internal | Winter | B20 | 935 | 3537 | 0 | 59.81 | 47.82 | 7 | 0
2030 | MISO_WUMS_2_MISO_MI | MISO_WUMS | MISO_MI | Internal | Shoulder | B11 | 25 | 787 | 786.76 | 78.77 | 78.82 | 0.01 | 0.04
2030 | MISO_WUMS_2_MISO_MI | MISO_WUMS | MISO_MI | Internal | Shoulder | B12 | 200 | 787 | 786.97 | 72.37 | 72.42 | 0.01 | 0.04
2030 | MISO_WUMS_2_MISO_MI | MISO_WUMS | MISO_MI | Internal | Shoulder | B13 | 600 | 787 | 787 | 68.99 | 70.43 | 0.01 | 1.42
2030 | MISO_WUMS_2_MISO_MI | MISO_WUMS | MISO_MI | Internal | Shoulder | B14 | 900 | 787 | 786.98 | 63.27 | 63.29 | 0.01 | 0.01
2030 | MISO_WUMS_2_MISO_MI | MISO_WUMS | MISO_MI | Internal | Shoulder | B15 | 1203 | 787 | 787 | 61.62 | 61.88 | 0.01 | 0.25
2030 | MISO_WUMS_2_MISO_MI | MISO_WUMS | MISO_MI | Internal | Summer | B1 | 10 | 787 | 653.6 | 118.73 | 118.74 | 0.01 | 0
2030 | MISO_WUMS_2_MISO_MI | MISO_WUMS | MISO_MI | Internal | Summer | B2 | 25 | 787 | 786.99 | 113.6 | 114.98 | 0.01 | 1.37
2030 | MISO_WUMS_2_MISO_MI | MISO_WUMS | MISO_MI | Internal | Summer | B3 | 75 | 787 | 665.52 | 114.96 | 114.97 | 0.01 | 0
2030 | MISO_WUMS_2_MISO_MI | MISO_WUMS | MISO_MI | Internal | Summer | B4 | 100 | 787 | 786.82 | 112.16 | 112.19 | 0.01 | 0.01
2030 | MISO_WUMS_2_MISO_MI | MISO_WUMS | MISO_MI | Internal | Summer | B5 | 200 | 787 | 786.91 | 109.58 | 109.6 | 0.01 | 0.01
2030 | MISO_WUMS_2_MISO_MI | MISO_WUMS | MISO_MI | Internal | Summer | B6 | 300 | 787 | 671.36 | 89.21 | 89.23 | 0.01 | 0
2030 | MISO_WUMS_2_MISO_MI | MISO_WUMS | MISO_MI | Internal | Summer | B7 | 400 | 787 | 786.96 | 74.97 | 75 | 0.01 | 0.01
2030 | MISO_WUMS_2_MISO_MI | MISO_WUMS | MISO_MI | Internal | Summer | B8 | 500 | 787 | 787 | 69.2 | 69.69 | 0.01 | 0.48
2030 | MISO_WUMS_2_MISO_MI | MISO_WUMS | MISO_MI | Internal | Summer | B9 | 800 | 787 | 507.74 | 65.77 | 65.79 | 0.01 | 0
2030 | MISO_WUMS_2_MISO_MI | MISO_WUMS | MISO_MI | Internal | Summer | B10 | 1262 | 787 | 787 | 60.27 | 60.68 | 0.01 | 0.4
2030 | MISO_WUMS_2_MISO_MI | MISO_WUMS | MISO_MI | Internal | Winter | B16 | 25 | 787 | 787 | 73.89 | 84.29 | 0.01 | 10.39
2030 | MISO_WUMS_2_MISO_MI | MISO_WUMS | MISO_MI | Internal | Winter | B17 | 100 | 787 | 787 | 73.89 | 76.47 | 0.01 | 2.58
2030 | MISO_WUMS_2_MISO_MI | MISO_WUMS | MISO_MI | Internal | Winter | B18 | 400 | 787 | 787 | 72.27 | 72.62 | 0.01 | 0.34
2030 | MISO_WUMS_2_MISO_MI | MISO_WUMS | MISO_MI | Internal | Winter | B19 | 700 | 787 | 576.52 | 66.88 | 66.89 | 0.01 | 0
2030 | MISO_WUMS_2_MISO_MI | MISO_WUMS | MISO_MI | Internal | Winter | B20 | 935 | 787 | 787 | 64.25 | 64.52 | 0.01 | 0.26
2030 | MISO_WUMS_2_MISO_W | MISO_WUMS | MISO_W | Internal | Shoulder | B11 | 25 | 1175 | 584.92 | 78.77 | 78.78 | 0.01 | 0
2030 | MISO_WUMS_2_MISO_W | MISO_WUMS | MISO_W | Internal | Shoulder | B12 | 200 | 1175 | 581.55 | 72.37 | 72.39 | 0.01 | 0
2030 | MISO_WUMS_2_MISO_W | MISO_WUMS | MISO_W | Internal | Shoulder | B13 | 600 | 1175 | 0.02 | 68.99 | 68.98 | 0.01 | 0
2030 | MISO_WUMS_2_MISO_W | MISO_WUMS | MISO_W | Internal | Shoulder | B14 | 900 | 1175 | 0.01 | 63.27 | 63.26 | 0.01 | 0
2030 | MISO_WUMS_2_MISO_W | MISO_WUMS | MISO_W | Internal | Shoulder | B15 | 1203 | 1175 | 0 | 61.62 | 12.17 | 0.01 | 0
2030 | MISO_WUMS_2_MISO_W | MISO_WUMS | MISO_W | Internal | Summer | B1 | 10 | 1175 | 1.7 | 118.73 | 118.73 | 0.01 | 0
2030 | MISO_WUMS_2_MISO_W | MISO_WUMS | MISO_W | Internal | Summer | B2 | 25 | 1175 | 0.71 | 113.6 | 113.6 | 0.01 | 0
2030 | MISO_WUMS_2_MISO_W | MISO_WUMS | MISO_W | Internal | Summer | B3 | 75 | 1175 | 1134.51 | 114.96 | 114.97 | 0.01 | 0
2030 | MISO_WUMS_2_MISO_W | MISO_WUMS | MISO_W | Internal | Summer | B4 | 100 | 1175 | 166.36 | 112.16 | 112.17 | 0.01 | 0
2030 | MISO_WUMS_2_MISO_W | MISO_WUMS | MISO_W | Internal | Summer | B5 | 200 | 1175 | 728.49 | 109.58 | 109.59 | 0.01 | 0
2030 | MISO_WUMS_2_MISO_W | MISO_WUMS | MISO_W | Internal | Summer | B6 | 300 | 1175 | 884.78 | 89.21 | 89.23 | 0.01 | 0
2030 | MISO_WUMS_2_MISO_W | MISO_WUMS | MISO_W | Internal | Summer | B7 | 400 | 1175 | 1016.78 | 74.97 | 74.99 | 0.01 | 0
2030 | MISO_WUMS_2_MISO_W | MISO_WUMS | MISO_W | Internal | Summer | B8 | 500 | 1175 | 561.29 | 69.2 | 69.21 | 0.01 | 0
2030 | MISO_WUMS_2_MISO_W | MISO_WUMS | MISO_W | Internal | Summer | B9 | 800 | 1175 | 0.03 | 65.77 | 65.77 | 0.01 | 0
2030 | MISO_WUMS_2_MISO_W | MISO_WUMS | MISO_W | Internal | Summer | B10 | 1262 | 1175 | 0 | 60.27 | 58.29 | 0.01 | 0
2030 | MISO_WUMS_2_MISO_W | MISO_WUMS | MISO_W | Internal | Winter | B16 | 25 | 1175 | 0 | 73.89 | 64.26 | 0.01 | 0
2030 | MISO_WUMS_2_MISO_W | MISO_WUMS | MISO_W | Internal | Winter | B17 | 100 | 1175 | 0 | 73.89 | 66.87 | 0.01 | 0
2030 | MISO_WUMS_2_MISO_W | MISO_WUMS | MISO_W | Internal | Winter | B18 | 400 | 1175 | 0 | 72.27 | 71.12 | 0.01 | 0
2030 | MISO_WUMS_2_MISO_W | MISO_WUMS | MISO_W | Internal | Winter | B19 | 700 | 1175 | 0.02 | 66.88 | 66.87 | 0.01 | 0
2030 | MISO_WUMS_2_MISO_W | MISO_WUMS | MISO_W | Internal | Winter | B20 | 935 | 1175 | 0 | 64.25 | 59.81 | 0.01 | 0
2030 | MISO_WUMS_2_PJM_ROR | MISO_WUMS | PJM_ROR | Internal | Shoulder | B11 | 25 | 1600 | 1599.31 | 78.77 | 80.78 | 2 | 0.01
2030 | MISO_WUMS_2_PJM_ROR | MISO_WUMS | PJM_ROR | Internal | Shoulder | B12 | 200 | 1600 | 1599.95 | 72.37 | 74.4 | 2 | 0.02
2030 | MISO_WUMS_2_PJM_ROR | MISO_WUMS | PJM_ROR | Internal | Shoulder | B13 | 600 | 1600 | 591.9 | 68.99 | 70.99 | 2 | 0
2030 | MISO_WUMS_2_PJM_ROR | MISO_WUMS | PJM_ROR | Internal | Shoulder | B14 | 900 | 1600 | 1599.98 | 63.27 | 65.28 | 2 | 0.01
2030 | MISO_WUMS_2_PJM_ROR | MISO_WUMS | PJM_ROR | Internal | Shoulder | B15 | 1203 | 1600 | 0 | 61.62 | 61.79 | 2 | 0
2030 | MISO_WUMS_2_PJM_ROR | MISO_WUMS | PJM_ROR | Internal | Summer | B1 | 10 | 1600 | 491.09 | 118.73 | 120.73 | 2 | 0
2030 | MISO_WUMS_2_PJM_ROR | MISO_WUMS | PJM_ROR | Internal | Summer | B2 | 25 | 1600 | 421.24 | 113.6 | 115.6 | 2 | 0
2030 | MISO_WUMS_2_PJM_ROR | MISO_WUMS | PJM_ROR | Internal | Summer | B3 | 75 | 1600 | 0 | 114.96 | 114.17 | 2 | 0
2030 | MISO_WUMS_2_PJM_ROR | MISO_WUMS | PJM_ROR | Internal | Summer | B4 | 100 | 1600 | 1599.8 | 112.16 | 114.17 | 2 | 0.01
2030 | MISO_WUMS_2_PJM_ROR | MISO_WUMS | PJM_ROR | Internal | Summer | B5 | 200 | 1600 | 1599.9 | 109.58 | 111.59 | 2 | 0.01
2030 | MISO_WUMS_2_PJM_ROR | MISO_WUMS | PJM_ROR | Internal | Summer | B6 | 300 | 1600 | 1599.94 | 89.21 | 91.23 | 2 | 0.01
2030 | MISO_WUMS_2_PJM_ROR | MISO_WUMS | PJM_ROR | Internal | Summer | B7 | 400 | 1600 | 1599.95 | 74.97 | 76.99 | 2 | 0.01
2030 | MISO_WUMS_2_PJM_ROR | MISO_WUMS | PJM_ROR | Internal | Summer | B8 | 500 | 1600 | 1599.96 | 69.2 | 71.21 | 2 | 0.01
2030 | MISO_WUMS_2_PJM_ROR | MISO_WUMS | PJM_ROR | Internal | Summer | B9 | 800 | 1600 | 1340.9 | 65.77 | 67.77 | 2 | 0
2030 | MISO_WUMS_2_PJM_ROR | MISO_WUMS | PJM_ROR | Internal | Summer | B10 | 1262 | 1600 | 0 | 60.27 | 60.29 | 2 | 0
2030 | MISO_WUMS_2_PJM_ROR | MISO_WUMS | PJM_ROR | Internal | Winter | B16 | 25 | 1600 | 1600 | 73.89 | 86.27 | 2 | 10.38
2030 | MISO_WUMS_2_PJM_ROR | MISO_WUMS | PJM_ROR | Internal | Winter | B17 | 100 | 1600 | 1600 | 73.89 | 78.47 | 2 | 2.59
2030 | MISO_WUMS_2_PJM_ROR | MISO_WUMS | PJM_ROR | Internal | Winter | B18 | 400 | 1600 | 1600 | 72.27 | 74.61 | 2 | 0.34
2030 | MISO_WUMS_2_PJM_ROR | MISO_WUMS | PJM_ROR | Internal | Winter | B19 | 700 | 1600 | 916.09 | 66.88 | 68.88 | 2 | 0
2030 | MISO_WUMS_2_PJM_ROR | MISO_WUMS | PJM_ROR | Internal | Winter | B20 | 935 | 1600 | 0 | 64.25 | 64.87 | 2 | 0
2030 | NE_2_MAPP_US | NE | MAPP_US | Internal | Shoulder | B11 | 25 | 1600 | 0 | 73.78 | 71.78 | 5 | 0
2030 | NE_2_MAPP_US | NE | MAPP_US | Internal | Shoulder | B12 | 200 | 1600 | 0 | 67.39 | 65.39 | 5 | 0
2030 | NE_2_MAPP_US | NE | MAPP_US | Internal | Shoulder | B13 | 600 | 1600 | 0 | 62.81 | 61.98 | 5 | 0
2030 | NE_2_MAPP_US | NE | MAPP_US | Internal | Shoulder | B14 | 900 | 1600 | 0 | 58.24 | 56.26 | 5 | 0
2030 | NE_2_MAPP_US | NE | MAPP_US | Internal | Shoulder | B15 | 1203 | 1600 | 993.26 | 0.17 | 5.17 | 5 | 0
2030 | NE_2_MAPP_US | NE | MAPP_US | Internal | Summer | B1 | 10 | 1600 | 0 | 113.73 | 111.73 | 5 | 0
2030 | NE_2_MAPP_US | NE | MAPP_US | Internal | Summer | B2 | 25 | 1600 | 0 | 108.6 | 106.6 | 5 | 0
2030 | NE_2_MAPP_US | NE | MAPP_US | Internal | Summer | B3 | 75 | 1600 | 0 | 109.97 | 107.97 | 5 | 0
2030 | NE_2_MAPP_US | NE | MAPP_US | Internal | Summer | B4 | 100 | 1600 | 0 | 107.17 | 105.17 | 5 | 0
2030 | NE_2_MAPP_US | NE | MAPP_US | Internal | Summer | B5 | 200 | 1600 | 0 | 104.59 | 102.59 | 5 | 0
2030 | NE_2_MAPP_US | NE | MAPP_US | Internal | Summer | B6 | 300 | 1600 | 0 | 84.23 | 82.23 | 5 | 0
2030 | NE_2_MAPP_US | NE | MAPP_US | Internal | Summer | B7 | 400 | 1600 | 0 | 70.26 | 67.99 | 5 | 0
2030 | NE_2_MAPP_US | NE | MAPP_US | Internal | Summer | B8 | 500 | 1600 | 0 | 64.21 | 62.21 | 5 | 0
2030 | NE_2_MAPP_US | NE | MAPP_US | Internal | Summer | B9 | 800 | 1600 | 0 | 60.77 | 58.77 | 5 | 0
2030 | NE_2_MAPP_US | NE | MAPP_US | Internal | Summer | B10 | 1262 | 1600 | 0 | 53.29 | 51.29 | 5 | 0
2030 | NE_2_MAPP_US | NE | MAPP_US | Internal | Winter | B16 | 25 | 1600 | 1198.88 | 52.26 | 57.26 | 5 | 0
2030 | NE_2_MAPP_US | NE | MAPP_US | Internal | Winter | B17 | 100 | 1600 | 230.07 | 54.87 | 59.87 | 5 | 0
2030 | NE_2_MAPP_US | NE | MAPP_US | Internal | Winter | B18 | 400 | 1600 | 0 | 62.05 | 64.12 | 5 | 0
2030 | NE_2_MAPP_US | NE | MAPP_US | Internal | Winter | B19 | 700 | 1600 | 0 | 61.87 | 59.87 | 5 | 0
2030 | NE_2_MAPP_US | NE | MAPP_US | Internal | Winter | B20 | 935 | 1600 | 747.52 | 47.81 | 52.81 | 5 | 0
2030 | NE_2_MISO_W | NE | MISO_W | Internal | Shoulder | B11 | 25 | 4089 | 2747.52 | 73.78 | 78.78 | 5 | 0
2030 | NE_2_MISO_W | NE | MISO_W | Internal | Shoulder | B12 | 200 | 4089 | 3778.65 | 67.39 | 72.39 | 5 | 0
2030 | NE_2_MISO_W | NE | MISO_W | Internal | Shoulder | B13 | 600 | 4089 | 4089 | 62.81 | 68.98 | 5 | 1.17
2030 | NE_2_MISO_W | NE | MISO_W | Internal | Shoulder | B14 | 900 | 4089 | 4088.97 | 58.24 | 63.26 | 5 | 0.01
2030 | NE_2_MISO_W | NE | MISO_W | Internal | Shoulder | B15 | 1203 | 4089 | 4089 | 0.17 | 12.17 | 5 | 7
2030 | NE_2_MISO_W | NE | MISO_W | Internal | Summer | B1 | 10 | 4089 | 1727.77 | 113.73 | 118.73 | 5 | 0
2030 | NE_2_MISO_W | NE | MISO_W | Internal | Summer | B2 | 25 | 4089 | 3013.27 | 108.6 | 113.6 | 5 | 0
2030 | NE_2_MISO_W | NE | MISO_W | Internal | Summer | B3 | 75 | 4089 | 283.58 | 109.97 | 114.97 | 5 | 0
2030 | NE_2_MISO_W | NE | MISO_W | Internal | Summer | B4 | 100 | 4089 | 869.7 | 107.17 | 112.17 | 5 | 0
2030 | NE_2_MISO_W | NE | MISO_W | Internal | Summer | B5 | 200 | 4089 | 575.7 | 104.59 | 109.59 | 5 | 0
2030 | NE_2_MISO_W | NE | MISO_W | Internal | Summer | B6 | 300 | 4089 | 1210.77 | 84.23 | 89.23 | 5 | 0
2030 | NE_2_MISO_W | NE | MISO_W | Internal | Summer | B7 | 400 | 4089 | 0 | 70.26 | 74.99 | 5 | 0
2030 | NE_2_MISO_W | NE | MISO_W | Internal | Summer | B8 | 500 | 4089 | 1103.43 | 64.21 | 69.21 | 5 | 0
2030 | NE_2_MISO_W | NE | MISO_W | Internal | Summer | B9 | 800 | 4089 | 1188.14 | 60.77 | 65.77 | 5 | 0
2030 | NE_2_MISO_W | NE | MISO_W | Internal | Summer | B10 | 1262 | 4089 | 2487.76 | 53.29 | 58.29 | 5 | 0
2030 | NE_2_MISO_W | NE | MISO_W | Internal | Winter | B16 | 25 | 4089 | 4089 | 52.26 | 64.26 | 5 | 7
2030 | NE_2_MISO_W | NE | MISO_W | Internal | Winter | B17 | 100 | 4089 | 4089 | 54.87 | 66.87 | 5 | 7
2030 | NE_2_MISO_W | NE | MISO_W | Internal | Winter | B18 | 400 | 4089 | 4089 | 62.05 | 71.12 | 5 | 4.08
2030 | NE_2_MISO_W | NE | MISO_W | Internal | Winter | B19 | 700 | 4089 | 3938.63 | 61.87 | 66.87 | 5 | 0
2030 | NE_2_MISO_W | NE | MISO_W | Internal | Winter | B20 | 935 | 4089 | 4089 | 47.81 | 59.81 | 5 | 7
2030 | NE_2_SPP_N | NE | SPP_N | Internal | Shoulder | B11 | 25 | 1960 | 0.3 | 73.78 | 73.77 | 0.01 | 0
2030 | NE_2_SPP_N | NE | SPP_N | Internal | Shoulder | B12 | 200 | 1960 | 282.72 | 67.39 | 67.4 | 0.01 | 0
2030 | NE_2_SPP_N | NE | SPP_N | Internal | Shoulder | B13 | 600 | 1960 | 544.3 | 62.81 | 62.82 | 0.01 | 0
2030 | NE_2_SPP_N | NE | SPP_N | Internal | Shoulder | B14 | 900 | 1960 | 763.92 | 58.24 | 58.26 | 0.01 | 0
2030 | NE_2_SPP_N | NE | SPP_N | Internal | Shoulder | B15 | 1203 | 1960 | 0 | 0.17 | 0.16 | 0.01 | 0
2030 | NE_2_SPP_N | NE | SPP_N | Internal | Summer | B1 | 10 | 1960 | 0 | 113.73 | 71.92 | 0.01 | 0
2030 | NE_2_SPP_N | NE | SPP_N | Internal | Summer | B2 | 25 | 1960 | 0.76 | 108.6 | 108.6 | 0.01 | 0
2030 | NE_2_SPP_N | NE | SPP_N | Internal | Summer | B3 | 75 | 1960 | 1666.68 | 109.97 | 109.98 | 0.01 | 0
2030 | NE_2_SPP_N | NE | SPP_N | Internal | Summer | B4 | 100 | 1960 | 334.06 | 107.17 | 107.19 | 0.01 | 0
2030 | NE_2_SPP_N | NE | SPP_N | Internal | Summer | B5 | 200 | 1960 | 1296.05 | 104.59 | 104.6 | 0.01 | 0
2030 | NE_2_SPP_N | NE | SPP_N | Internal | Summer | B6 | 300 | 1960 | 752.17 | 84.23 | 84.24 | 0.01 | 0
2030 | NE_2_SPP_N | NE | SPP_N | Internal | Summer | B7 | 400 | 1960 | 1631.62 | 70.26 | 70.28 | 0.01 | 0
2030 | NE_2_SPP_N | NE | SPP_N | Internal | Summer | B8 | 500 | 1960 | 1960 | 64.21 | 67.22 | 0.01 | 2.99
2030 | NE_2_SPP_N | NE | SPP_N | Internal | Summer | B9 | 800 | 1960 | 1960 | 60.77 | 66.83 | 0.01 | 6.05
2030 | NE_2_SPP_N | NE | SPP_N | Internal | Summer | B10 | 1262 | 1960 | 1960 | 53.29 | 56.26 | 0.01 | 2.95
2030 | NE_2_SPP_N | NE | SPP_N | Internal | Winter | B16 | 25 | 1960 | 1960 | 52.26 | 71.26 | 0.01 | 18.99
2030 | NE_2_SPP_N | NE | SPP_N | Internal | Winter | B17 | 100 | 1960 | 1960 | 54.87 | 66.3 | 0.01 | 11.42
2030 | NE_2_SPP_N | NE | SPP_N | Internal | Winter | B18 | 400 | 1960 | 1960 | 62.05 | 66.12 | 0.01 | 4.06
2030 | NE_2_SPP_N | NE | SPP_N | Internal | Winter | B19 | 700 | 1960 | 1247.35 | 61.87 | 61.88 | 0.01 | 0
2030 | NE_2_SPP_N | NE | SPP_N | Internal | Winter | B20 | 935 | 1960 | 1273.15 | 47.81 | 47.82 | 0.01 | 0
2030 | NEISO_2_NYISO_A-F | NEISO | NYISO_A-F | Internal | Shoulder | B11 | 25 | 600 | 599.97 | 67.76 | 71.06 | 3 | 0.29
2030 | NEISO_2_NYISO_A-F | NEISO | NYISO_A-F | Internal | Shoulder | B12 | 200 | 600 | 0.05 | 67.5 | 70.48 | 3 | 0
2030 | NEISO_2_NYISO_A-F | NEISO | NYISO_A-F | Internal | Shoulder | B13 | 600 | 600 | 0.03 | 65.35 | 68.34 | 3 | 0
2030 | NEISO_2_NYISO_A-F | NEISO | NYISO_A-F | Internal | Shoulder | B14 | 900 | 600 | 0.01 | 65.35 | 68.33 | 3 | 0
2030 | NEISO_2_NYISO_A-F | NEISO | NYISO_A-F | Internal | Shoulder | B15 | 1203 | 600 | 0 | 65.35 | 68.33 | 3 | 0
2030 | NEISO_2_NYISO_A-F | NEISO | NYISO_A-F | Internal | Summer | B1 | 10 | 600 | 0 | 105.03 | 102.03 | 3 | 0
2030 | NEISO_2_NYISO_A-F | NEISO | NYISO_A-F | Internal | Summer | B2 | 25 | 600 | 0 | 103.76 | 100.76 | 3 | 0
2030 | NEISO_2_NYISO_A-F | NEISO | NYISO_A-F | Internal | Summer | B3 | 75 | 600 | 0 | 88.16 | 90.78 | 3 | 0
2030 | NEISO_2_NYISO_A-F | NEISO | NYISO_A-F | Internal | Summer | B4 | 100 | 600 | 273.24 | 75.83 | 78.83 | 3 | 0
2030 | NEISO_2_NYISO_A-F | NEISO | NYISO_A-F | Internal | Summer | B5 | 200 | 600 | 600 | 64.34 | 76.62 | 3 | 9.28
2030 | NEISO_2_NYISO_A-F | NEISO | NYISO_A-F | Internal | Summer | B6 | 300 | 600 | 600 | 64.34 | 69.74 | 3 | 2.39
2030 | NEISO_2_NYISO_A-F | NEISO | NYISO_A-F | Internal | Summer | B7 | 400 | 600 | 600 | 64.34 | 68.97 | 3 | 1.63
2030 | NEISO_2_NYISO_A-F | NEISO | NYISO_A-F | Internal | Summer | B8 | 500 | 600 | 0.02 | 64.34 | 67.32 | 3 | 0
2030 | NEISO_2_NYISO_A-F | NEISO | NYISO_A-F | Internal | Summer | B9 | 800 | 600 | 0 | 64.34 | 66.3 | 3 | 0
2030 | NEISO_2_NYISO_A-F | NEISO | NYISO_A-F | Internal | Summer | B10 | 1262 | 600 | 0 | 64.34 | 66.3 | 3 | 0
2030 | NEISO_2_NYISO_A-F | NEISO | NYISO_A-F | Internal | Winter | B16 | 25 | 600 | 0 | 78.32 | 75.32 | 3 | 0
2030 | NEISO_2_NYISO_A-F | NEISO | NYISO_A-F | Internal | Winter | B17 | 100 | 600 | 0 | 74.86 | 73.74 | 3 | 0
2030 | NEISO_2_NYISO_A-F | NEISO | NYISO_A-F | Internal | Winter | B18 | 400 | 600 | 0 | 74.86 | 73.25 | 3 | 0
2030 | NEISO_2_NYISO_A-F | NEISO | NYISO_A-F | Internal | Winter | B19 | 700 | 600 | 0 | 73.5 | 73.25 | 3 | 0
2030 | NEISO_2_NYISO_A-F | NEISO | NYISO_A-F | Internal | Winter | B20 | 935 | 600 | 0 | 73.5 | 73.25 | 3 | 0
2030 | NEISO_2_NYISO_G-I | NEISO | NYISO_G-I | Internal | Shoulder | B11 | 25 | 600 | 600 | 67.76 | 72.76 | 3 | 2
2030 | NEISO_2_NYISO_G-I | NEISO | NYISO_G-I | Internal | Shoulder | B12 | 200 | 600 | 0.1 | 67.5 | 70.49 | 3 | 0
2030 | NEISO_2_NYISO_G-I | NEISO | NYISO_G-I | Internal | Shoulder | B13 | 600 | 600 | 108.04 | 65.35 | 68.35 | 3 | 0
2030 | NEISO_2_NYISO_G-I | NEISO | NYISO_G-I | Internal | Shoulder | B14 | 900 | 600 | 0.02 | 65.35 | 68.34 | 3 | 0
2030 | NEISO_2_NYISO_G-I | NEISO | NYISO_G-I | Internal | Shoulder | B15 | 1203 | 600 | 0.02 | 65.35 | 68.34 | 3 | 0
2030 | NEISO_2_NYISO_G-I | NEISO | NYISO_G-I | Internal | Summer | B1 | 10 | 600 | 600 | 105.03 | 138.16 | 3 | 30.13
2030 | NEISO_2_NYISO_G-I | NEISO | NYISO_G-I | Internal | Summer | B2 | 25 | 600 | 599.99 | 103.76 | 107.62 | 3 | 0.86
2030 | NEISO_2_NYISO_G-I | NEISO | NYISO_G-I | Internal | Summer | B3 | 75 | 600 | 600 | 88.16 | 94.44 | 3 | 3.28
2030 | NEISO_2_NYISO_G-I | NEISO | NYISO_G-I | Internal | Summer | B4 | 100 | 600 | 600 | 75.83 | 92.29 | 3 | 13.47
2030 | NEISO_2_NYISO_G-I | NEISO | NYISO_G-I | Internal | Summer | B5 | 200 | 600 | 600 | 64.34 | 92.29 | 3 | 24.95
2030 | NEISO_2_NYISO_G-I | NEISO | NYISO_G-I | Internal | Summer | B6 | 300 | 600 | 600 | 64.34 | 83.23 | 3 | 15.88
2030 | NEISO_2_NYISO_G-I | NEISO | NYISO_G-I | Internal | Summer | B7 | 400 | 600 | 600 | 64.34 | 68.99 | 3 | 1.64
2030 | NEISO_2_NYISO_G-I | NEISO | NYISO_G-I | Internal | Summer | B8 | 500 | 600 | 0.04 | 64.34 | 67.33 | 3 | 0
2030 | NEISO_2_NYISO_G-I | NEISO | NYISO_G-I | Internal | Summer | B9 | 800 | 600 | 0 | 64.34 | 66.32 | 3 | 0
2030 | NEISO_2_NYISO_G-I | NEISO | NYISO_G-I | Internal | Summer | B10 | 1262 | 600 | 0 | 64.34 | 66.32 | 3 | 0
2030 | NEISO_2_NYISO_G-I | NEISO | NYISO_G-I | Internal | Winter | B16 | 25 | 600 | 91.33 | 78.32 | 81.32 | 3 | 0
2030 | NEISO_2_NYISO_G-I | NEISO | NYISO_G-I | Internal | Winter | B17 | 100 | 600 | 8.25 | 74.86 | 77.86 | 3 | 0
2030 | NEISO_2_NYISO_G-I | NEISO | NYISO_G-I | Internal | Winter | B18 | 400 | 600 | 578.7 | 74.86 | 77.86 | 3 | 0
2030 | NEISO_2_NYISO_G-I | NEISO | NYISO_G-I | Internal | Winter | B19 | 700 | 600 | 506.53 | 73.5 | 76.5 | 3 | 0
2030 | NEISO_2_NYISO_G-I | NEISO | NYISO_G-I | Internal | Winter | B20 | 935 | 600 | 0 | 73.5 | 73.27 | 3 | 0
2030 | NEISO_2_NYISO_J-K | NEISO | NYISO_J-K | Internal | Shoulder | B11 | 25 | 745 | 745 | 67.76 | 72.77 | 3 | 2.01
2030 | NEISO_2_NYISO_J-K | NEISO | NYISO_J-K | Internal | Shoulder | B12 | 200 | 745 | 707.94 | 67.5 | 70.5 | 3 | 0
2030 | NEISO_2_NYISO_J-K | NEISO | NYISO_J-K | Internal | Shoulder | B13 | 600 | 745 | 744.97 | 65.35 | 68.37 | 3 | 0.01
2030 | NEISO_2_NYISO_J-K | NEISO | NYISO_J-K | Internal | Shoulder | B14 | 900 | 745 | 508.15 | 65.35 | 68.35 | 3 | 0
2030 | NEISO_2_NYISO_J-K | NEISO | NYISO_J-K | Internal | Shoulder | B15 | 1203 | 745 | 199.85 | 65.35 | 68.35 | 3 | 0
2030 | NEISO_2_NYISO_J-K | NEISO | NYISO_J-K | Internal | Summer | B1 | 10 | 745 | 745 | 105.03 | 138.17 | 3 | 30.14
2030 | NEISO_2_NYISO_J-K | NEISO | NYISO_J-K | Internal | Summer | B2 | 25 | 745 | 744.99 | 103.76 | 107.63 | 3 | 0.87
2030 | NEISO_2_NYISO_J-K | NEISO | NYISO_J-K | Internal | Summer | B3 | 75 | 745 | 745 | 88.16 | 94.46 | 3 | 3.29
2030 | NEISO_2_NYISO_J-K | NEISO | NYISO_J-K | Internal | Summer | B4 | 100 | 745 | 745 | 75.83 | 92.3 | 3 | 13.48
2030 | NEISO_2_NYISO_J-K | NEISO | NYISO_J-K | Internal | Summer | B5 | 200 | 745 | 745 | 64.34 | 92.3 | 3 | 24.96
2030 | NEISO_2_NYISO_J-K | NEISO | NYISO_J-K | Internal | Summer | B6 | 300 | 745 | 745 | 64.34 | 83.24 | 3 | 15.9
2030 | NEISO_2_NYISO_J-K | NEISO | NYISO_J-K | Internal | Summer | B7 | 400 | 745 | 745 | 64.34 | 69 | 3 | 1.65
2030 | NEISO_2_NYISO_J-K | NEISO | NYISO_J-K | Internal | Summer | B8 | 500 | 745 | 298.83 | 64.34 | 67.34 | 3 | 0
2030 | NEISO_2_NYISO_J-K | NEISO | NYISO_J-K | Internal | Summer | B9 | 800 | 745 | 0 | 64.34 | 66.33 | 3 | 0
2030 | NEISO_2_NYISO_J-K | NEISO | NYISO_J-K | Internal | Summer | B10 | 1262 | 745 | 0 | 64.34 | 66.33 | 3 | 0
2030 | NEISO_2_NYISO_J-K | NEISO | NYISO_J-K | Internal | Winter | B16 | 25 | 745 | 744.26 | 78.32 | 81.34 | 3 | 0.01
2030 | NEISO_2_NYISO_J-K | NEISO | NYISO_J-K | Internal | Winter | B17 | 100 | 745 | 745 | 74.86 | 80.7 | 3 | 2.84
2030 | NEISO_2_NYISO_J-K | NEISO | NYISO_J-K | Internal | Winter | B18 | 400 | 745 | 745 | 74.86 | 80.7 | 3 | 2.84
2030 | NEISO_2_NYISO_J-K | NEISO | NYISO_J-K | Internal | Winter | B19 | 700 | 745 | 745 | 73.5 | 80.7 | 3 | 4.2
2030 | NEISO_2_NYISO_J-K | NEISO | NYISO_J-K | Internal | Winter | B20 | 935 | 745 | 0 | 73.5 | 73.28 | 3 | 0
2030 | NonRTO_Midwest_2_MISO_IN | NonRTO_Midwest | MISO_IN | Internal | Shoulder | B11 | 25 | 4450 | 0 | 86.81 | 78.81 | 8 | 0
2030 | NonRTO_Midwest_2_MISO_IN | NonRTO_Midwest | MISO_IN | Internal | Shoulder | B12 | 200 | 4450 | 0 | 80.41 | 72.41 | 8 | 0
2030 | NonRTO_Midwest_2_MISO_IN | NonRTO_Midwest | MISO_IN | Internal | Shoulder | B13 | 600 | 4450 | 0 | 78.42 | 70.42 | 8 | 0
2030 | NonRTO_Midwest_2_MISO_IN | NonRTO_Midwest | MISO_IN | Internal | Shoulder | B14 | 900 | 4450 | 0 | 71.28 | 63.28 | 8 | 0
2030 | NonRTO_Midwest_2_MISO_IN | NonRTO_Midwest | MISO_IN | Internal | Shoulder | B15 | 1203 | 4450 | 0 | 66.04 | 61.87 | 8 | 0
2030 | NonRTO_Midwest_2_MISO_IN | NonRTO_Midwest | MISO_IN | Internal | Summer | B1 | 10 | 4450 | 0 | 121.05 | 118.73 | 8 | 0
2030 | NonRTO_Midwest_2_MISO_IN | NonRTO_Midwest | MISO_IN | Internal | Summer | B2 | 25 | 4450 | 0 | 121.05 | 114.97 | 8 | 0
2030 | NonRTO_Midwest_2_MISO_IN | NonRTO_Midwest | MISO_IN | Internal | Summer | B3 | 75 | 4450 | 0 | 121.05 | 114.97 | 8 | 0
2030 | NonRTO_Midwest_2_MISO_IN | NonRTO_Midwest | MISO_IN | Internal | Summer | B4 | 100 | 4450 | 0 | 120.17 | 112.17 | 8 | 0
2030 | NonRTO_Midwest_2_MISO_IN | NonRTO_Midwest | MISO_IN | Internal | Summer | B5 | 200 | 4450 | 0 | 117.59 | 109.59 | 8 | 0
2030 | NonRTO_Midwest_2_MISO_IN | NonRTO_Midwest | MISO_IN | Internal | Summer | B6 | 300 | 4450 | 0 | 97.23 | 89.23 | 8 | 0
2030 | NonRTO_Midwest_2_MISO_IN | NonRTO_Midwest | MISO_IN | Internal | Summer | B7 | 400 | 4450 | 0 | 82.99 | 74.99 | 8 | 0
2030 | NonRTO_Midwest_2_MISO_IN | NonRTO_Midwest | MISO_IN | Internal | Summer | B8 | 500 | 4450 | 0 | 77.68 | 69.68 | 8 | 0
2030 | NonRTO_Midwest_2_MISO_IN | NonRTO_Midwest | MISO_IN | Internal | Summer | B9 | 800 | 4450 | 0 | 65.77 | 65.77 | 8 | 0
2030 | NonRTO_Midwest_2_MISO_IN | NonRTO_Midwest | MISO_IN | Internal | Summer | B10 | 1262 | 4450 | 0 | 63.95 | 60.52 | 8 | 0
2030 | NonRTO_Midwest_2_MISO_IN | NonRTO_Midwest | MISO_IN | Internal | Winter | B16 | 25 | 4450 | 0 | 92.28 | 84.28 | 8 | 0
2030 | NonRTO_Midwest_2_MISO_IN | NonRTO_Midwest | MISO_IN | Internal | Winter | B17 | 100 | 4450 | 0 | 84.46 | 76.46 | 8 | 0
2030 | NonRTO_Midwest_2_MISO_IN | NonRTO_Midwest | MISO_IN | Internal | Winter | B18 | 400 | 4450 | 0 | 80.61 | 72.61 | 8 | 0
2030 | NonRTO_Midwest_2_MISO_IN | NonRTO_Midwest | MISO_IN | Internal | Winter | B19 | 700 | 4450 | 0 | 74.88 | 66.88 | 8 | 0
2030 | NonRTO_Midwest_2_MISO_IN | NonRTO_Midwest | MISO_IN | Internal | Winter | B20 | 935 | 4450 | 0 | 69.36 | 64.51 | 8 | 0
2030 | NonRTO_Midwest_2_TVA_Transmission | NonRTO_Midwest | TVA_Transmission | Internal | Shoulder | B11 | 25 | 2400 | 0 | 86.81 | 86.78 | 8 | 0
2030 | NonRTO_Midwest_2_TVA_Transmission | NonRTO_Midwest | TVA_Transmission | Internal | Shoulder | B12 | 200 | 2400 | 0 | 80.41 | 77.65 | 8 | 0
2030 | NonRTO_Midwest_2_TVA_Transmission | NonRTO_Midwest | TVA_Transmission | Internal | Shoulder | B13 | 600 | 2400 | 0 | 78.42 | 75.47 | 8 | 0
2030 | NonRTO_Midwest_2_TVA_Transmission | NonRTO_Midwest | TVA_Transmission | Internal | Shoulder | B14 | 900 | 2400 | 0 | 71.28 | 71.27 | 8 | 0
2030 | NonRTO_Midwest_2_TVA_Transmission | NonRTO_Midwest | TVA_Transmission | Internal | Shoulder | B15 | 1203 | 2400 | 0 | 66.04 | 66.75 | 8 | 0
2030 | NonRTO_Midwest_2_TVA_Transmission | NonRTO_Midwest | TVA_Transmission | Internal | Summer | B1 | 10 | 2400 | 0.01 | 121.05 | 126.73 | 8 | 0
2030 | NonRTO_Midwest_2_TVA_Transmission | NonRTO_Midwest | TVA_Transmission | Internal | Summer | B2 | 25 | 2400 | 0 | 121.05 | 121.6 | 8 | 0
2030 | NonRTO_Midwest_2_TVA_Transmission | NonRTO_Midwest | TVA_Transmission | Internal | Summer | B3 | 75 | 2400 | 0 | 121.05 | 120.17 | 8 | 0
2030 | NonRTO_Midwest_2_TVA_Transmission | NonRTO_Midwest | TVA_Transmission | Internal | Summer | B4 | 100 | 2400 | 0 | 120.17 | 120.17 | 8 | 0
2030 | NonRTO_Midwest_2_TVA_Transmission | NonRTO_Midwest | TVA_Transmission | Internal | Summer | B5 | 200 | 2400 | 0 | 117.59 | 115.85 | 8 | 0
2030 | NonRTO_Midwest_2_TVA_Transmission | NonRTO_Midwest | TVA_Transmission | Internal | Summer | B6 | 300 | 2400 | 0 | 97.23 | 97.23 | 8 | 0
2030 | NonRTO_Midwest_2_TVA_Transmission | NonRTO_Midwest | TVA_Transmission | Internal | Summer | B7 | 400 | 2400 | 0 | 82.99 | 82.99 | 8 | 0
2030 | NonRTO_Midwest_2_TVA_Transmission | NonRTO_Midwest | TVA_Transmission | Internal | Summer | B8 | 500 | 2400 | 0 | 77.68 | 75.3 | 8 | 0
2030 | NonRTO_Midwest_2_TVA_Transmission | NonRTO_Midwest | TVA_Transmission | Internal | Summer | B9 | 800 | 2400 | 53.74 | 65.77 | 73.77 | 8 | 0
2030 | NonRTO_Midwest_2_TVA_Transmission | NonRTO_Midwest | TVA_Transmission | Internal | Summer | B10 | 1262 | 2400 | 0 | 63.95 | 65.81 | 8 | 0
2030 | NonRTO_Midwest_2_TVA_Transmission | NonRTO_Midwest | TVA_Transmission | Internal | Winter | B16 | 25 | 2400 | 0 | 92.28 | 92.27 | 8 | 0
2030 | NonRTO_Midwest_2_TVA_Transmission | NonRTO_Midwest | TVA_Transmission | Internal | Winter | B17 | 100 | 2400 | 0 | 84.46 | 79.3 | 8 | 0
2030 | NonRTO_Midwest_2_TVA_Transmission | NonRTO_Midwest | TVA_Transmission | Internal | Winter | B18 | 400 | 2400 | 0 | 80.61 | 78.51 | 8 | 0
2030 | NonRTO_Midwest_2_TVA_Transmission | NonRTO_Midwest | TVA_Transmission | Internal | Winter | B19 | 700 | 2400 | 0 | 74.88 | 74.88 | 8 | 0
2030 | NonRTO_Midwest_2_TVA_Transmission | NonRTO_Midwest | TVA_Transmission | Internal | Winter | B20 | 935 | 2400 | 0 | 69.36 | 68.82 | 8 | 0
2030 | NYISO_A-F_2_IESO | NYISO_A-F | IESO | Internal | Shoulder | B11 | 25 | 1600 | 0 | 71.06 | 56.29 | 7 | 0
2030 | NYISO_A-F_2_IESO | NYISO_A-F | IESO | Internal | Shoulder | B12 | 200 | 1600 | 0 | 70.48 | 63.48 | 7 | 0
2030 | NYISO_A-F_2_IESO | NYISO_A-F | IESO | Internal | Shoulder | B13 | 600 | 1600 | 0 | 68.34 | 56.29 | 7 | 0
2030 | NYISO_A-F_2_IESO | NYISO_A-F | IESO | Internal | Shoulder | B14 | 900 | 1600 | 0 | 68.33 | 56.29 | 7 | 0
2030 | NYISO_A-F_2_IESO | NYISO_A-F | IESO | Internal | Shoulder | B15 | 1203 | 1600 | 0 | 68.33 | 56.29 | 7 | 0
2030 | NYISO_A-F_2_IESO | NYISO_A-F | IESO | Internal | Summer | B1 | 10 | 1600 | 0 | 102.03 | 95.03 | 7 | 0
2030 | NYISO_A-F_2_IESO | NYISO_A-F | IESO | Internal | Summer | B2 | 25 | 1600 | 0 | 100.76 | 93.76 | 7 | 0
2030 | NYISO_A-F_2_IESO | NYISO_A-F | IESO | Internal | Summer | B3 | 75 | 1600 | 0 | 90.78 | 83.78 | 7 | 0
2030 | NYISO_A-F_2_IESO | NYISO_A-F | IESO | Internal | Summer | B4 | 100 | 1600 | 0 | 78.83 | 71.83 | 7 | 0
2030 | NYISO_A-F_2_IESO | NYISO_A-F | IESO | Internal | Summer | B5 | 200 | 1600 | 0 | 76.62 | 69.62 | 7 | 0
2030 | NYISO_A-F_2_IESO | NYISO_A-F | IESO | Internal | Summer | B6 | 300 | 1600 | 0 | 69.74 | 62.74 | 7 | 0
2030 | NYISO_A-F_2_IESO | NYISO_A-F | IESO | Internal | Summer | B7 | 400 | 1600 | 0 | 68.97 | 53.68 | 7 | 0
2030 | NYISO_A-F_2_IESO | NYISO_A-F | IESO | Internal | Summer | B8 | 500 | 1600 | 0 | 67.32 | 53.68 | 7 | 0
2030 | NYISO_A-F_2_IESO | NYISO_A-F | IESO | Internal | Summer | B9 | 800 | 1600 | 0 | 66.3 | 53.68 | 7 | 0
2030 | NYISO_A-F_2_IESO | NYISO_A-F | IESO | Internal | Summer | B10 | 1262 | 1600 | 0 | 66.3 | 53.68 | 7 | 0
2030 | NYISO_A-F_2_IESO | NYISO_A-F | IESO | Internal | Winter | B16 | 25 | 1600 | 0 | 75.32 | 68.32 | 7 | 0
2030 | NYISO_A-F_2_IESO | NYISO_A-F | IESO | Internal | Winter | B17 | 100 | 1600 | 0 | 73.74 | 59.87 | 7 | 0
2030 | NYISO_A-F_2_IESO | NYISO_A-F | IESO | Internal | Winter | B18 | 400 | 1600 | 0 | 73.25 | 59.87 | 7 | 0
2030 | NYISO_A-F_2_IESO | NYISO_A-F | IESO | Internal | Winter | B19 | 700 | 1600 | 0 | 73.25 | 59.87 | 7 | 0
2030 | NYISO_A-F_2_IESO | NYISO_A-F | IESO | Internal | Winter | B20 | 935 | 1600 | 0 | 73.25 | 59.87 | 7 | 0
2030 | NYISO_A-F_2_NEISO | NYISO_A-F | NEISO | Internal | Shoulder | B11 | 25 | 600 | 0 | 71.06 | 67.76 | 3 | 0
2030 | NYISO_A-F_2_NEISO | NYISO_A-F | NEISO | Internal | Shoulder | B12 | 200 | 600 | 0 | 70.48 | 67.5 | 3 | 0
2030 | NYISO_A-F_2_NEISO | NYISO_A-F | NEISO | Internal | Shoulder | B13 | 600 | 600 | 0 | 68.34 | 65.35 | 3 | 0
2030 | NYISO_A-F_2_NEISO | NYISO_A-F | NEISO | Internal | Shoulder | B14 | 900 | 600 | 0 | 68.33 | 65.35 | 3 | 0
2030 | NYISO_A-F_2_NEISO | NYISO_A-F | NEISO | Internal | Shoulder | B15 | 1203 | 600 | 0 | 68.33 | 65.35 | 3 | 0
2030 | NYISO_A-F_2_NEISO | NYISO_A-F | NEISO | Internal | Summer | B1 | 10 | 600 | 360.63 | 102.03 | 105.03 | 3 | 0
2030 | NYISO_A-F_2_NEISO | NYISO_A-F | NEISO | Internal | Summer | B2 | 25 | 600 | 174.45 | 100.76 | 103.76 | 3 | 0
2030 | NYISO_A-F_2_NEISO | NYISO_A-F | NEISO | Internal | Summer | B3 | 75 | 600 | 0 | 90.78 | 88.16 | 3 | 0
2030 | NYISO_A-F_2_NEISO | NYISO_A-F | NEISO | Internal | Summer | B4 | 100 | 600 | 0 | 78.83 | 75.83 | 3 | 0
2030 | NYISO_A-F_2_NEISO | NYISO_A-F | NEISO | Internal | Summer | B5 | 200 | 600 | 0 | 76.62 | 64.34 | 3 | 0
2030 | NYISO_A-F_2_NEISO | NYISO_A-F | NEISO | Internal | Summer | B6 | 300 | 600 | 0 | 69.74 | 64.34 | 3 | 0
2030 | NYISO_A-F_2_NEISO | NYISO_A-F | NEISO | Internal | Summer | B7 | 400 | 600 | 0 | 68.97 | 64.34 | 3 | 0
2030 | NYISO_A-F_2_NEISO | NYISO_A-F | NEISO | Internal | Summer | B8 | 500 | 600 | 0 | 67.32 | 64.34 | 3 | 0
2030 | NYISO_A-F_2_NEISO | NYISO_A-F | NEISO | Internal | Summer | B9 | 800 | 600 | 0 | 66.3 | 64.34 | 3 | 0
2030 | NYISO_A-F_2_NEISO | NYISO_A-F | NEISO | Internal | Summer | B10 | 1262 | 600 | 0 | 66.3 | 64.34 | 3 | 0
2030 | NYISO_A-F_2_NEISO | NYISO_A-F | NEISO | Internal | Winter | B16 | 25 | 600 | 239.79 | 75.32 | 78.32 | 3 | 0
2030 | NYISO_A-F_2_NEISO | NYISO_A-F | NEISO | Internal | Winter | B17 | 100 | 600 | 0 | 73.74 | 74.86 | 3 | 0
2030 | NYISO_A-F_2_NEISO | NYISO_A-F | NEISO | Internal | Winter | B18 | 400 | 600 | 0 | 73.25 | 74.86 | 3 | 0
2030 | NYISO_A-F_2_NEISO | NYISO_A-F | NEISO | Internal | Winter | B19 | 700 | 600 | 0 | 73.25 | 73.5 | 3 | 0
2030 | NYISO_A-F_2_NEISO | NYISO_A-F | NEISO | Internal | Winter | B20 | 935 | 600 | 0 | 73.25 | 73.5 | 3 | 0
2030 | NYISO_A-F_2_NYISO_G-I | NYISO_A-F | NYISO_G-I | Internal | Shoulder | B11 | 25 | 5685 | 5684.99 | 71.06 | 72.76 | 0.01 | 1.69
2030 | NYISO_A-F_2_NYISO_G-I | NYISO_A-F | NYISO_G-I | Internal | Shoulder | B12 | 200 | 5685 | 4497.64 | 70.48 | 70.49 | 0.01 | 0
2030 | NYISO_A-F_2_NYISO_G-I | NYISO_A-F | NYISO_G-I | Internal | Shoulder | B13 | 600 | 5685 | 5015.02 | 68.34 | 68.35 | 0.01 | 0
2030 | NYISO_A-F_2_NYISO_G-I | NYISO_A-F | NYISO_G-I | Internal | Shoulder | B14 | 900 | 5685 | 5130.56 | 68.33 | 68.34 | 0.01 | 0
2030 | NYISO_A-F_2_NYISO_G-I | NYISO_A-F | NYISO_G-I | Internal | Shoulder | B15 | 1203 | 5685 | 3912 | 68.33 | 68.34 | 0.01 | 0
2030 | NYISO_A-F_2_NYISO_G-I | NYISO_A-F | NYISO_G-I | Internal | Summer | B1 | 10 | 5685 | 5685 | 102.03 | 138.16 | 0.01 | 36.12
2030 | NYISO_A-F_2_NYISO_G-I | NYISO_A-F | NYISO_G-I | Internal | Summer | B2 | 25 | 5685 | 5685 | 100.76 | 107.62 | 0.01 | 6.85
2030 | NYISO_A-F_2_NYISO_G-I | NYISO_A-F | NYISO_G-I | Internal | Summer | B3 | 75 | 5685 | 5685 | 90.78 | 94.44 | 0.01 | 3.65
2030 | NYISO_A-F_2_NYISO_G-I | NYISO_A-F | NYISO_G-I | Internal | Summer | B4 | 100 | 5685 | 5685 | 78.83 | 92.29 | 0.01 | 13.45
2030 | NYISO_A-F_2_NYISO_G-I | NYISO_A-F | NYISO_G-I | Internal | Summer | B5 | 200 | 5685 | 5685 | 76.62 | 92.29 | 0.01 | 15.66
2030 | NYISO_A-F_2_NYISO_G-I | NYISO_A-F | NYISO_G-I | Internal | Summer | B6 | 300 | 5685 | 5685 | 69.74 | 83.23 | 0.01 | 13.48
2030 | NYISO_A-F_2_NYISO_G-I | NYISO_A-F | NYISO_G-I | Internal | Summer | B7 | 400 | 5685 | 4499.62 | 68.97 | 68.99 | 0.01 | 0
2030 | NYISO_A-F_2_NYISO_G-I | NYISO_A-F | NYISO_G-I | Internal | Summer | B8 | 500 | 5685 | 5259.71 | 67.32 | 67.33 | 0.01 | 0
2030 | NYISO_A-F_2_NYISO_G-I | NYISO_A-F | NYISO_G-I | Internal | Summer | B9 | 800 | 5685 | 5552.31 | 66.3 | 66.32 | 0.01 | 0
2030 | NYISO_A-F_2_NYISO_G-I | NYISO_A-F | NYISO_G-I | Internal | Summer | B10 | 1262 | 5685 | 2479.72 | 66.3 | 66.32 | 0.01 | 0
2030 | NYISO_A-F_2_NYISO_G-I | NYISO_A-F | NYISO_G-I | Internal | Winter | B16 | 25 | 5685 | 5685 | 75.32 | 81.32 | 0.01 | 5.99
2030 | NYISO_A-F_2_NYISO_G-I | NYISO_A-F | NYISO_G-I | Internal | Winter | B17 | 100 | 5685 | 5685 | 73.74 | 77.86 | 0.01 | 4.1
2030 | NYISO_A-F_2_NYISO_G-I | NYISO_A-F | NYISO_G-I | Internal | Winter | B18 | 400 | 5685 | 5685 | 73.25 | 77.86 | 0.01 | 4.59
2030 | NYISO_A-F_2_NYISO_G-I | NYISO_A-F | NYISO_G-I | Internal | Winter | B19 | 700 | 5685 | 5685 | 73.25 | 76.5 | 0.01 | 3.23
2030 | NYISO_A-F_2_NYISO_G-I | NYISO_A-F | NYISO_G-I | Internal | Winter | B20 | 935 | 5685 | 4875.48 | 73.25 | 73.27 | 0.01 | 0
2030 | NYISO_A-F_2_PJM_ROM | NYISO_A-F | PJM_ROM | Internal | Shoulder | B11 | 25 | 1000 | 999.99 | 71.06 | 80.8 | 8 | 1.74
2030 | NYISO_A-F_2_PJM_ROM | NYISO_A-F | PJM_ROM | Internal | Shoulder | B12 | 200 | 1000 | 0 | 70.48 | 76.05 | 8 | 0
2030 | NYISO_A-F_2_PJM_ROM | NYISO_A-F | PJM_ROM | Internal | Shoulder | B13 | 600 | 1000 | 0 | 68.34 | 71.29 | 8 | 0
2030 | NYISO_A-F_2_PJM_ROM | NYISO_A-F | PJM_ROM | Internal | Shoulder | B14 | 900 | 1000 | 0 | 68.33 | 71.16 | 8 | 0
2030 | NYISO_A-F_2_PJM_ROM | NYISO_A-F | PJM_ROM | Internal | Shoulder | B15 | 1203 | 1000 | 0 | 68.33 | 62.33 | 8 | 0
2030 | NYISO_A-F_2_PJM_ROM | NYISO_A-F | PJM_ROM | Internal | Summer | B1 | 10 | 1000 | 1000 | 102.03 | 146.15 | 8 | 36.12
2030 | NYISO_A-F_2_PJM_ROM | NYISO_A-F | PJM_ROM | Internal | Summer | B2 | 25 | 1000 | 1000 | 100.76 | 115.61 | 8 | 6.85
2030 | NYISO_A-F_2_PJM_ROM | NYISO_A-F | PJM_ROM | Internal | Summer | B3 | 75 | 1000 | 1000 | 90.78 | 114.19 | 8 | 15.41
2030 | NYISO_A-F_2_PJM_ROM | NYISO_A-F | PJM_ROM | Internal | Summer | B4 | 100 | 1000 | 1000 | 78.83 | 114.16 | 8 | 27.33
2030 | NYISO_A-F_2_PJM_ROM | NYISO_A-F | PJM_ROM | Internal | Summer | B5 | 200 | 1000 | 1000 | 76.62 | 111.58 | 8 | 26.95
2030 | NYISO_A-F_2_PJM_ROM | NYISO_A-F | PJM_ROM | Internal | Summer | B6 | 300 | 1000 | 1000 | 69.74 | 91.24 | 8 | 13.5
2030 | NYISO_A-F_2_PJM_ROM | NYISO_A-F | PJM_ROM | Internal | Summer | B7 | 400 | 1000 | 999.97 | 68.97 | 77 | 8 | 0.02
2030 | NYISO_A-F_2_PJM_ROM | NYISO_A-F | PJM_ROM | Internal | Summer | B8 | 500 | 1000 | 0 | 67.32 | 71.22 | 8 | 0
2030 | NYISO_A-F_2_PJM_ROM | NYISO_A-F | PJM_ROM | Internal | Summer | B9 | 800 | 1000 | 0 | 66.3 | 68.52 | 8 | 0
2030 | NYISO_A-F_2_PJM_ROM | NYISO_A-F | PJM_ROM | Internal | Summer | B10 | 1262 | 1000 | 0 | 66.3 | 60.3 | 8 | 0
2030 | NYISO_A-F_2_PJM_ROM | NYISO_A-F | PJM_ROM | Internal | Winter | B16 | 25 | 1000 | 1000 | 75.32 | 86.28 | 8 | 2.95
2030 | NYISO_A-F_2_PJM_ROM | NYISO_A-F | PJM_ROM | Internal | Winter | B17 | 100 | 1000 | 740.23 | 73.74 | 81.74 | 8 | 0
2030 | NYISO_A-F_2_PJM_ROM | NYISO_A-F | PJM_ROM | Internal | Winter | B18 | 400 | 1000 | 0 | 73.25 | 77.42 | 8 | 0
2030 | NYISO_A-F_2_PJM_ROM | NYISO_A-F | PJM_ROM | Internal | Winter | B19 | 700 | 1000 | 0 | 73.25 | 77.37 | 8 | 0
2030 | NYISO_A-F_2_PJM_ROM | NYISO_A-F | PJM_ROM | Internal | Winter | B20 | 935 | 1000 | 0 | 73.25 | 67.25 | 8 | 0
2030 | NYISO_G-I_2_NEISO | NYISO_G-I | NEISO | Internal | Shoulder | B11 | 25 | 600 | 0 | 72.76 | 67.76 | 3 | 0
2030 | NYISO_G-I_2_NEISO | NYISO_G-I | NEISO | Internal | Shoulder | B12 | 200 | 600 | 0 | 70.49 | 67.5 | 3 | 0
2030 | NYISO_G-I_2_NEISO | NYISO_G-I | NEISO | Internal | Shoulder | B13 | 600 | 600 | 0 | 68.35 | 65.35 | 3 | 0
2030 | NYISO_G-I_2_NEISO | NYISO_G-I | NEISO | Internal | Shoulder | B14 | 900 | 600 | 0 | 68.34 | 65.35 | 3 | 0
2030 | NYISO_G-I_2_NEISO | NYISO_G-I | NEISO | Internal | Shoulder | B15 | 1203 | 600 | 0 | 68.34 | 65.35 | 3 | 0
2030 | NYISO_G-I_2_NEISO | NYISO_G-I | NEISO | Internal | Summer | B1 | 10 | 600 | 0 | 138.16 | 105.03 | 3 | 0
2030 | NYISO_G-I_2_NEISO | NYISO_G-I | NEISO | Internal | Summer | B2 | 25 | 600 | 0 | 107.62 | 103.76 | 3 | 0
2030 | NYISO_G-I_2_NEISO | NYISO_G-I | NEISO | Internal | Summer | B3 | 75 | 600 | 0 | 94.44 | 88.16 | 3 | 0
2030 | NYISO_G-I_2_NEISO | NYISO_G-I | NEISO | Internal | Summer | B4 | 100 | 600 | 0 | 92.29 | 75.83 | 3 | 0
2030 | NYISO_G-I_2_NEISO | NYISO_G-I | NEISO | Internal | Summer | B5 | 200 | 600 | 0 | 92.29 | 64.34 | 3 | 0
2030 | NYISO_G-I_2_NEISO | NYISO_G-I | NEISO | Internal | Summer | B6 | 300 | 600 | 0 | 83.23 | 64.34 | 3 | 0
2030 | NYISO_G-I_2_NEISO | NYISO_G-I | NEISO | Internal | Summer | B7 | 400 | 600 | 0 | 68.99 | 64.34 | 3 | 0
2030 | NYISO_G-I_2_NEISO | NYISO_G-I | NEISO | Internal | Summer | B8 | 500 | 600 | 0 | 67.33 | 64.34 | 3 | 0
2030 | NYISO_G-I_2_NEISO | NYISO_G-I | NEISO | Internal | Summer | B9 | 800 | 600 | 0 | 66.32 | 64.34 | 3 | 0
2030 | NYISO_G-I_2_NEISO | NYISO_G-I | NEISO | Internal | Summer | B10 | 1262 | 600 | 0 | 66.32 | 64.34 | 3 | 0
2030 | NYISO_G-I_2_NEISO | NYISO_G-I | NEISO | Internal | Winter | B16 | 25 | 600 | 0 | 81.32 | 78.32 | 3 | 0
2030 | NYISO_G-I_2_NEISO | NYISO_G-I | NEISO | Internal | Winter | B17 | 100 | 600 | 0 | 77.86 | 74.86 | 3 | 0
2030 | NYISO_G-I_2_NEISO | NYISO_G-I | NEISO | Internal | Winter | B18 | 400 | 600 | 0 | 77.86 | 74.86 | 3 | 0
2030 | NYISO_G-I_2_NEISO | NYISO_G-I | NEISO | Internal | Winter | B19 | 700 | 600 | 0 | 76.5 | 73.5 | 3 | 0
2030 | NYISO_G-I_2_NEISO | NYISO_G-I | NEISO | Internal | Winter | B20 | 935 | 600 | 0 | 73.27 | 73.5 | 3 | 0
2030 | NYISO_G-I_2_NYISO_A-F | NYISO_G-I | NYISO_A-F | Internal | Shoulder | B11 | 25 | 3434 | 0 | 72.76 | 71.06 | 0.01 | 0
2030 | NYISO_G-I_2_NYISO_A-F | NYISO_G-I | NYISO_A-F | Internal | Shoulder | B12 | 200 | 3434 | 0.05 | 70.49 | 70.48 | 0.01 | 0
2030 | NYISO_G-I_2_NYISO_A-F | NYISO_G-I | NYISO_A-F | Internal | Shoulder | B13 | 600 | 3434 | 0.02 | 68.35 | 68.34 | 0.01 | 0
2030 | NYISO_G-I_2_NYISO_A-F | NYISO_G-I | NYISO_A-F | Internal | Shoulder | B14 | 900 | 3434 | 0.01 | 68.34 | 68.33 | 0.01 | 0
2030 | NYISO_G-I_2_NYISO_A-F | NYISO_G-I | NYISO_A-F | Internal | Shoulder | B15 | 1203 | 3434 | 0 | 68.34 | 68.33 | 0.01 | 0
2030 | NYISO_G-I_2_NYISO_A-F | NYISO_G-I | NYISO_A-F | Internal | Summer | B1 | 10 | 3434 | 0 | 138.16 | 102.03 | 0.01 | 0
2030 | NYISO_G-I_2_NYISO_A-F | NYISO_G-I | NYISO_A-F | Internal | Summer | B2 | 25 | 3434 | 0 | 107.62 | 100.76 | 0.01 | 0
2030 | NYISO_G-I_2_NYISO_A-F | NYISO_G-I | NYISO_A-F | Internal | Summer | B3 | 75 | 3434 | 0 | 94.44 | 90.78 | 0.01 | 0
2030 | NYISO_G-I_2_NYISO_A-F | NYISO_G-I | NYISO_A-F | Internal | Summer | B4 | 100 | 3434 | 0 | 92.29 | 78.83 | 0.01 | 0
2030 | NYISO_G-I_2_NYISO_A-F | NYISO_G-I | NYISO_A-F | Internal | Summer | B5 | 200 | 3434 | 0 | 92.29 | 76.62 | 0.01 | 0
2030 | NYISO_G-I_2_NYISO_A-F | NYISO_G-I | NYISO_A-F | Internal | Summer | B6 | 300 | 3434 | 0 | 83.23 | 69.74 | 0.01 | 0
2030 | NYISO_G-I_2_NYISO_A-F | NYISO_G-I | NYISO_A-F | Internal | Summer | B7 | 400 | 3434 | 0.03 | 68.99 | 68.97 | 0.01 | 0
2030 | NYISO_G-I_2_NYISO_A-F | NYISO_G-I | NYISO_A-F | Internal | Summer | B8 | 500 | 3434 | 0.02 | 67.33 | 67.32 | 0.01 | 0
2030 | NYISO_G-I_2_NYISO_A-F | NYISO_G-I | NYISO_A-F | Internal | Summer | B9 | 800 | 3434 | 0.01 | 66.32 | 66.3 | 0.01 | 0
2030 | NYISO_G-I_2_NYISO_A-F | NYISO_G-I | NYISO_A-F | Internal | Summer | B10 | 1262 | 3434 | 0 | 66.32 | 66.3 | 0.01 | 0
2030 | NYISO_G-I_2_NYISO_A-F | NYISO_G-I | NYISO_A-F | Internal | Winter | B16 | 25 | 3434 | 0 | 81.32 | 75.32 | 0.01 | 0
2030 | NYISO_G-I_2_NYISO_A-F | NYISO_G-I | NYISO_A-F | Internal | Winter | B17 | 100 | 3434 | 0 | 77.86 | 73.74 | 0.01 | 0
2030 | NYISO_G-I_2_NYISO_A-F | NYISO_G-I | NYISO_A-F | Internal | Winter | B18 | 400 | 3434 | 0 | 77.86 | 73.25 | 0.01 | 0
2030 | NYISO_G-I_2_NYISO_A-F | NYISO_G-I | NYISO_A-F | Internal | Winter | B19 | 700 | 3434 | 0 | 76.5 | 73.25 | 0.01 | 0
2030 | NYISO_G-I_2_NYISO_A-F | NYISO_G-I | NYISO_A-F | Internal | Winter | B20 | 935 | 3434 | 0.01 | 73.27 | 73.25 | 0.01 | 0
2030 | NYISO_G-I_2_NYISO_J-K | NYISO_G-I | NYISO_J-K | Internal | Shoulder | B11 | 25 | 6130 | 5138.54 | 72.76 | 72.77 | 0.01 | 0
2030 | NYISO_G-I_2_NYISO_J-K | NYISO_G-I | NYISO_J-K | Internal | Shoulder | B12 | 200 | 6130 | 4911.9 | 70.49 | 70.5 | 0.01 | 0
2030 | NYISO_G-I_2_NYISO_J-K | NYISO_G-I | NYISO_J-K | Internal | Shoulder | B13 | 600 | 6130 | 4589.23 | 68.35 | 68.37 | 0.01 | 0
2030 | NYISO_G-I_2_NYISO_J-K | NYISO_G-I | NYISO_J-K | Internal | Shoulder | B14 | 900 | 6130 | 4747.32 | 68.34 | 68.35 | 0.01 | 0
2030 | NYISO_G-I_2_NYISO_J-K | NYISO_G-I | NYISO_J-K | Internal | Shoulder | B15 | 1203 | 6130 | 4307.71 | 68.34 | 68.35 | 0.01 | 0
2030 | NYISO_G-I_2_NYISO_J-K | NYISO_G-I | NYISO_J-K | Internal | Summer | B1 | 10 | 6130 | 5520.15 | 138.16 | 138.17 | 0.01 | 0
2030 | NYISO_G-I_2_NYISO_J-K | NYISO_G-I | NYISO_J-K | Internal | Summer | B2 | 25 | 6130 | 5064.96 | 107.62 | 107.63 | 0.01 | 0
2030 | NYISO_G-I_2_NYISO_J-K | NYISO_G-I | NYISO_J-K | Internal | Summer | B3 | 75 | 6130 | 4707.24 | 94.44 | 94.46 | 0.01 | 0
2030 | NYISO_G-I_2_NYISO_J-K | NYISO_G-I | NYISO_J-K | Internal | Summer | B4 | 100 | 6130 | 4964.4 | 92.29 | 92.3 | 0.01 | 0
2030 | NYISO_G-I_2_NYISO_J-K | NYISO_G-I | NYISO_J-K | Internal | Summer | B5 | 200 | 6130 | 5096.95 | 92.29 | 92.3 | 0.01 | 0
2030 | NYISO_G-I_2_NYISO_J-K | NYISO_G-I | NYISO_J-K | Internal | Summer | B6 | 300 | 6130 | 5897.17 | 83.23 | 83.24 | 0.01 | 0
2030 | NYISO_G-I_2_NYISO_J-K | NYISO_G-I | NYISO_J-K | Internal | Summer | B7 | 400 | 6130 | 5157.24 | 68.99 | 69 | 0.01 | 0
2030 | NYISO_G-I_2_NYISO_J-K | NYISO_G-I | NYISO_J-K | Internal | Summer | B8 | 500 | 6130 | 6074.1 | 67.33 | 67.34 | 0.01 | 0
2030 | NYISO_G-I_2_NYISO_J-K | NYISO_G-I | NYISO_J-K | Internal | Summer | B9 | 800 | 6130 | 5501.29 | 66.32 | 66.33 | 0.01 | 0
2030 | NYISO_G-I_2_NYISO_J-K | NYISO_G-I | NYISO_J-K | Internal | Summer | B10 | 1262 | 6130 | 3369 | 66.32 | 66.33 | 0.01 | 0
2030 | NYISO_G-I_2_NYISO_J-K | NYISO_G-I | NYISO_J-K | Internal | Winter | B16 | 25 | 6130 | 6112.24 | 81.32 | 81.34 | 0.01 | 0
2030 | NYISO_G-I_2_NYISO_J-K | NYISO_G-I | NYISO_J-K | Internal | Winter | B17 | 100 | 6130 | 6130 | 77.86 | 80.7 | 0.01 | 2.83
2030 | NYISO_G-I_2_NYISO_J-K | NYISO_G-I | NYISO_J-K | Internal | Winter | B18 | 400 | 6130 | 6130 | 77.86 | 80.7 | 0.01 | 2.83
2030 | NYISO_G-I_2_NYISO_J-K | NYISO_G-I | NYISO_J-K | Internal | Winter | B19 | 700 | 6130 | 6130 | 76.5 | 80.7 | 0.01 | 4.19
2030 | NYISO_G-I_2_NYISO_J-K | NYISO_G-I | NYISO_J-K | Internal | Winter | B20 | 935 | 6130 | 5411.53 | 73.27 | 73.28 | 0.01 | 0
2030 | NYISO_G-I_2_PJM_E | NYISO_G-I | PJM_E | Internal | Shoulder | B11 | 25 | 1500 | 1499.7 | 72.76 | 80.78 | 8 | 0.02
2030 | NYISO_G-I_2_PJM_E | NYISO_G-I | PJM_E | Internal | Shoulder | B12 | 200 | 1500 | 0 | 70.49 | 76.03 | 8 | 0
2030 | NYISO_G-I_2_PJM_E | NYISO_G-I | PJM_E | Internal | Shoulder | B13 | 600 | 1500 | 0 | 68.35 | 71.28 | 8 | 0
2030 | NYISO_G-I_2_PJM_E | NYISO_G-I | PJM_E | Internal | Shoulder | B14 | 900 | 1500 | 0 | 68.34 | 71.15 | 8 | 0
2030 | NYISO_G-I_2_PJM_E | NYISO_G-I | PJM_E | Internal | Shoulder | B15 | 1203 | 1500 | 0 | 68.34 | 62.34 | 8 | 0
2030 | NYISO_G-I_2_PJM_E | NYISO_G-I | PJM_E | Internal | Summer | B1 | 10 | 1500 | 141.83 | 138.16 | 146.16 | 8 | 0
2030 | NYISO_G-I_2_PJM_E | NYISO_G-I | PJM_E | Internal | Summer | B2 | 25 | 1500 | 749.73 | 107.62 | 115.62 | 8 | 0
2030 | NYISO_G-I_2_PJM_E | NYISO_G-I | PJM_E | Internal | Summer | B3 | 75 | 1500 | 1500 | 94.44 | 114.17 | 8 | 11.73
2030 | NYISO_G-I_2_PJM_E | NYISO_G-I | PJM_E | Internal | Summer | B4 | 100 | 1500 | 1500 | 92.29 | 114.15 | 8 | 13.86
2030 | NYISO_G-I_2_PJM_E | NYISO_G-I | PJM_E | Internal | Summer | B5 | 200 | 1500 | 1500 | 92.29 | 111.57 | 8 | 11.27
2030 | NYISO_G-I_2_PJM_E | NYISO_G-I | PJM_E | Internal | Summer | B6 | 300 | 1500 | 888.68 | 83.23 | 91.23 | 8 | 0
2030 | NYISO_G-I_2_PJM_E | NYISO_G-I | PJM_E | Internal | Summer | B7 | 400 | 1500 | 608.18 | 68.99 | 76.99 | 8 | 0
2030 | NYISO_G-I_2_PJM_E | NYISO_G-I | PJM_E | Internal | Summer | B8 | 500 | 1500 | 0 | 67.33 | 71.21 | 8 | 0
2030 | NYISO_G-I_2_PJM_E | NYISO_G-I | PJM_E | Internal | Summer | B9 | 800 | 1500 | 0 | 66.32 | 68.51 | 8 | 0
2030 | NYISO_G-I_2_PJM_E | NYISO_G-I | PJM_E | Internal | Summer | B10 | 1262 | 1500 | 0 | 66.32 | 60.29 | 8 | 0
2030 | NYISO_G-I_2_PJM_E | NYISO_G-I | PJM_E | Internal | Winter | B16 | 25 | 1500 | 0 | 81.32 | 86.27 | 8 | 0
2030 | NYISO_G-I_2_PJM_E | NYISO_G-I | PJM_E | Internal | Winter | B17 | 100 | 1500 | 0 | 77.86 | 81.76 | 8 | 0
2030 | NYISO_G-I_2_PJM_E | NYISO_G-I | PJM_E | Internal | Winter | B18 | 400 | 1500 | 0 | 77.86 | 77.43 | 8 | 0
2030 | NYISO_G-I_2_PJM_E | NYISO_G-I | PJM_E | Internal | Winter | B19 | 700 | 1500 | 0 | 76.5 | 77.38 | 8 | 0
2030 | NYISO_G-I_2_PJM_E | NYISO_G-I | PJM_E | Internal | Winter | B20 | 935 | 1500 | 0 | 73.27 | 67.27 | 8 | 0
2030 | NYISO_J-K_2_NEISO | NYISO_J-K | NEISO | Internal | Shoulder | B11 | 25 | 315 | 0 | 72.77 | 67.76 | 3 | 0
2030 | NYISO_J-K_2_NEISO | NYISO_J-K | NEISO | Internal | Shoulder | B12 | 200 | 315 | 0 | 70.5 | 67.5 | 3 | 0
2030 | NYISO_J-K_2_NEISO | NYISO_J-K | NEISO | Internal | Shoulder | B13 | 600 | 315 | 0 | 68.37 | 65.35 | 3 | 0
2030 | NYISO_J-K_2_NEISO | NYISO_J-K | NEISO | Internal | Shoulder | B14 | 900 | 315 | 0 | 68.35 | 65.35 | 3 | 0
2030 | NYISO_J-K_2_NEISO | NYISO_J-K | NEISO | Internal | Shoulder | B15 | 1203 | 315 | 0 | 68.35 | 65.35 | 3 | 0
2030 | NYISO_J-K_2_NEISO | NYISO_J-K | NEISO | Internal | Summer | B1 | 10 | 315 | 0 | 138.17 | 105.03 | 3 | 0
2030 | NYISO_J-K_2_NEISO | NYISO_J-K | NEISO | Internal | Summer | B2 | 25 | 315 | 0 | 107.63 | 103.76 | 3 | 0
2030 | NYISO_J-K_2_NEISO | NYISO_J-K | NEISO | Internal | Summer | B3 | 75 | 315 | 0 | 94.46 | 88.16 | 3 | 0
2030 | NYISO_J-K_2_NEISO | NYISO_J-K | NEISO | Internal | Summer | B4 | 100 | 315 | 0 | 92.3 | 75.83 | 3 | 0
2030 | NYISO_J-K_2_NEISO | NYISO_J-K | NEISO | Internal | Summer | B5 | 200 | 315 | 0 | 92.3 | 64.34 | 3 | 0
2030 | NYISO_J-K_2_NEISO | NYISO_J-K | NEISO | Internal | Summer | B6 | 300 | 315 | 0 | 83.24 | 64.34 | 3 | 0
2030 | NYISO_J-K_2_NEISO | NYISO_J-K | NEISO | Internal | Summer | B7 | 400 | 315 | 0 | 69 | 64.34 | 3 | 0
2030 | NYISO_J-K_2_NEISO | NYISO_J-K | NEISO | Internal | Summer | B8 | 500 | 315 | 0 | 67.34 | 64.34 | 3 | 0
2030 | NYISO_J-K_2_NEISO | NYISO_J-K | NEISO | Internal | Summer | B9 | 800 | 315 | 0 | 66.33 | 64.34 | 3 | 0
2030 | NYISO_J-K_2_NEISO | NYISO_J-K | NEISO | Internal | Summer | B10 | 1262 | 315 | 0 | 66.33 | 64.34 | 3 | 0
2030 | NYISO_J-K_2_NEISO | NYISO_J-K | NEISO | Internal | Winter | B16 | 25 | 315 | 0 | 81.34 | 78.32 | 3 | 0
2030 | NYISO_J-K_2_NEISO | NYISO_J-K | NEISO | Internal | Winter | B17 | 100 | 315 | 0 | 80.7 | 74.86 | 3 | 0
2030 | NYISO_J-K_2_NEISO | NYISO_J-K | NEISO | Internal | Winter | B18 | 400 | 315 | 0 | 80.7 | 74.86 | 3 | 0
2030 | NYISO_J-K_2_NEISO | NYISO_J-K | NEISO | Internal | Winter | B19 | 700 | 315 | 0 | 80.7 | 73.5 | 3 | 0
2030 | NYISO_J-K_2_NEISO | NYISO_J-K | NEISO | Internal | Winter | B20 | 935 | 315 | 0 | 73.28 | 73.5 | 3 | 0
2030 | NYISO_J-K_2_NYISO_G-I | NYISO_J-K | NYISO_G-I | Internal | Shoulder | B11 | 25 | 1999 | 0.37 | 72.77 | 72.76 | 0.01 | 0
2030 | NYISO_J-K_2_NYISO_G-I | NYISO_J-K | NYISO_G-I | Internal | Shoulder | B12 | 200 | 1999 | 0.05 | 70.5 | 70.49 | 0.01 | 0
2030 | NYISO_J-K_2_NYISO_G-I | NYISO_J-K | NYISO_G-I | Internal | Shoulder | B13 | 600 | 1999 | 0.02 | 68.37 | 68.35 | 0.01 | 0
2030 | NYISO_J-K_2_NYISO_G-I | NYISO_J-K | NYISO_G-I | Internal | Shoulder | B14 | 900 | 1999 | 0.01 | 68.35 | 68.34 | 0.01 | 0
2030 | NYISO_J-K_2_NYISO_G-I | NYISO_J-K | NYISO_G-I | Internal | Shoulder | B15 | 1203 | 1999 | 0 | 68.35 | 68.34 | 0.01 | 0
2030 | NYISO_J-K_2_NYISO_G-I | NYISO_J-K | NYISO_G-I | Internal | Summer | B1 | 10 | 1999 | 0.85 | 138.17 | 138.16 | 0.01 | 0
2030 | NYISO_J-K_2_NYISO_G-I | NYISO_J-K | NYISO_G-I | Internal | Summer | B2 | 25 | 1999 | 0.37 | 107.63 | 107.62 | 0.01 | 0
2030 | NYISO_J-K_2_NYISO_G-I | NYISO_J-K | NYISO_G-I | Internal | Summer | B3 | 75 | 1999 | 0.13 | 94.46 | 94.44 | 0.01 | 0
2030 | NYISO_J-K_2_NYISO_G-I | NYISO_J-K | NYISO_G-I | Internal | Summer | B4 | 100 | 1999 | 0.1 | 92.3 | 92.29 | 0.01 | 0
2030 | NYISO_J-K_2_NYISO_G-I | NYISO_J-K | NYISO_G-I | Internal | Summer | B5 | 200 | 1999 | 0.05 | 92.3 | 92.29 | 0.01 | 0
2030 | NYISO_J-K_2_NYISO_G-I | NYISO_J-K | NYISO_G-I | Internal | Summer | B6 | 300 | 1999 | 0.03 | 83.24 | 83.23 | 0.01 | 0
2030 | NYISO_J-K_2_NYISO_G-I | NYISO_J-K | NYISO_G-I | Internal | Summer | B7 | 400 | 1999 | 0.03 | 69 | 68.99 | 0.01 | 0
2030 | NYISO_J-K_2_NYISO_G-I | NYISO_J-K | NYISO_G-I | Internal | Summer | B8 | 500 | 1999 | 0.02 | 67.34 | 67.33 | 0.01 | 0
2030 | NYISO_J-K_2_NYISO_G-I | NYISO_J-K | NYISO_G-I | Internal | Summer | B9 | 800 | 1999 | 0.01 | 66.33 | 66.32 | 0.01 | 0
2030 | NYISO_J-K_2_NYISO_G-I | NYISO_J-K | NYISO_G-I | Internal | Summer | B10 | 1262 | 1999 | 0 | 66.33 | 66.32 | 0.01 | 0
2030 | NYISO_J-K_2_NYISO_G-I | NYISO_J-K | NYISO_G-I | Internal | Winter | B16 | 25 | 1999 | 0.31 | 81.34 | 81.32 | 0.01 | 0
2030 | NYISO_J-K_2_NYISO_G-I | NYISO_J-K | NYISO_G-I | Internal | Winter | B17 | 100 | 1999 | 0 | 80.7 | 77.86 | 0.01 | 0
2030 | NYISO_J-K_2_NYISO_G-I | NYISO_J-K | NYISO_G-I | Internal | Winter | B18 | 400 | 1999 | 0 | 80.7 | 77.86 | 0.01 | 0
2030 | NYISO_J-K_2_NYISO_G-I | NYISO_J-K | NYISO_G-I | Internal | Winter | B19 | 700 | 1999 | 0 | 80.7 | 76.5 | 0.01 | 0
2030 | NYISO_J-K_2_NYISO_G-I | NYISO_J-K | NYISO_G-I | Internal | Winter | B20 | 935 | 1999 | 0.01 | 73.28 | 73.27 | 0.01 | 0
2030 | NYISO_J-K_2_PJM_E | NYISO_J-K | PJM_E | Internal | Shoulder | B11 | 25 | 330 | 329.4 | 72.77 | 80.78 | 8 | 0.01
2030 | NYISO_J-K_2_PJM_E | NYISO_J-K | PJM_E | Internal | Shoulder | B12 | 200 | 330 | 0 | 70.5 | 76.03 | 8 | 0
2030 | NYISO_J-K_2_PJM_E | NYISO_J-K | PJM_E | Internal | Shoulder | B13 | 600 | 330 | 0 | 68.37 | 71.28 | 8 | 0
2030 | NYISO_J-K_2_PJM_E | NYISO_J-K | PJM_E | Internal | Shoulder | B14 | 900 | 330 | 0 | 68.35 | 71.15 | 8 | 0
2030 | NYISO_J-K_2_PJM_E | NYISO_J-K | PJM_E | Internal | Shoulder | B15 | 1203 | 330 | 0 | 68.35 | 62.34 | 8 | 0
2030 | NYISO_J-K_2_PJM_E | NYISO_J-K | PJM_E | Internal | Summer | B1 | 10 | 330 | 1.44 | 138.17 | 146.16 | 8 | 0
2030 | NYISO_J-K_2_PJM_E | NYISO_J-K | PJM_E | Internal | Summer | B2 | 25 | 330 | 0.69 | 107.63 | 115.62 | 8 | 0
2030 | NYISO_J-K_2_PJM_E | NYISO_J-K | PJM_E | Internal | Summer | B3 | 75 | 330 | 330 | 94.46 | 114.17 | 8 | 11.72
2030 | NYISO_J-K_2_PJM_E | NYISO_J-K | PJM_E | Internal | Summer | B4 | 100 | 330 | 330 | 92.3 | 114.15 | 8 | 13.84
2030 | NYISO_J-K_2_PJM_E | NYISO_J-K | PJM_E | Internal | Summer | B5 | 200 | 330 | 330 | 92.3 | 111.57 | 8 | 11.26
2030 | NYISO_J-K_2_PJM_E | NYISO_J-K | PJM_E | Internal | Summer | B6 | 300 | 330 | 0.06 | 83.24 | 91.23 | 8 | 0
2030 | NYISO_J-K_2_PJM_E | NYISO_J-K | PJM_E | Internal | Summer | B7 | 400 | 330 | 0.05 | 69 | 76.99 | 8 | 0
2030 | NYISO_J-K_2_PJM_E | NYISO_J-K | PJM_E | Internal | Summer | B8 | 500 | 330 | 0 | 67.34 | 71.21 | 8 | 0
2030 | NYISO_J-K_2_PJM_E | NYISO_J-K | PJM_E | Internal | Summer | B9 | 800 | 330 | 0 | 66.33 | 68.51 | 8 | 0
2030 | NYISO_J-K_2_PJM_E | NYISO_J-K | PJM_E | Internal | Summer | B10 | 1262 | 330 | 0 | 66.33 | 60.29 | 8 | 0
2030 | NYISO_J-K_2_PJM_E | NYISO_J-K | PJM_E | Internal | Winter | B16 | 25 | 330 | 0 | 81.34 | 86.27 | 8 | 0
2030 | NYISO_J-K_2_PJM_E | NYISO_J-K | PJM_E | Internal | Winter | B17 | 100 | 330 | 0 | 80.7 | 81.76 | 8 | 0
2030 | NYISO_J-K_2_PJM_E | NYISO_J-K | PJM_E | Internal | Winter | B18 | 400 | 330 | 0 | 80.7 | 77.43 | 8 | 0
2030 | NYISO_J-K_2_PJM_E | NYISO_J-K | PJM_E | Internal | Winter | B19 | 700 | 330 | 0 | 80.7 | 77.38 | 8 | 0
2030 | NYISO_J-K_2_PJM_E | NYISO_J-K | PJM_E | Internal | Winter | B20 | 935 | 330 | 0 | 73.28 | 67.27 | 8 | 0
2030 | PJM_E_2_NYISO_G-I | PJM_E | NYISO_G-I | Internal | Shoulder | B11 | 25 | 500 | 0 | 80.78 | 72.76 | 6 | 0
2030 | PJM_E_2_NYISO_G-I | PJM_E | NYISO_G-I | Internal | Shoulder | B12 | 200 | 500 | 0 | 76.03 | 70.49 | 6 | 0
2030 | PJM_E_2_NYISO_G-I | PJM_E | NYISO_G-I | Internal | Shoulder | B13 | 600 | 500 | 0 | 71.28 | 68.35 | 6 | 0
2030 | PJM_E_2_NYISO_G-I | PJM_E | NYISO_G-I | Internal | Shoulder | B14 | 900 | 500 | 0 | 71.15 | 68.34 | 6 | 0
2030 | PJM_E_2_NYISO_G-I | PJM_E | NYISO_G-I | Internal | Shoulder | B15 | 1203 | 500 | 359.29 | 62.34 | 68.34 | 6 | 0
2030 | PJM_E_2_NYISO_G-I | PJM_E | NYISO_G-I | Internal | Summer | B1 | 10 | 500 | 0 | 146.16 | 138.16 | 6 | 0
2030 | PJM_E_2_NYISO_G-I | PJM_E | NYISO_G-I | Internal | Summer | B2 | 25 | 500 | 0 | 115.62 | 107.62 | 6 | 0
2030 | PJM_E_2_NYISO_G-I | PJM_E | NYISO_G-I | Internal | Summer | B3 | 75 | 500 | 0 | 114.17 | 94.44 | 6 | 0
2030 | PJM_E_2_NYISO_G-I | PJM_E | NYISO_G-I | Internal | Summer | B4 | 100 | 500 | 0 | 114.15 | 92.29 | 6 | 0
2030 | PJM_E_2_NYISO_G-I | PJM_E | NYISO_G-I | Internal | Summer | B5 | 200 | 500 | 0 | 111.57 | 92.29 | 6 | 0
2030 | PJM_E_2_NYISO_G-I | PJM_E | NYISO_G-I | Internal | Summer | B6 | 300 | 500 | 0 | 91.23 | 83.23 | 6 | 0
2030 | PJM_E_2_NYISO_G-I | PJM_E | NYISO_G-I | Internal | Summer | B7 | 400 | 500 | 0 | 76.99 | 68.99 | 6 | 0
2030 | PJM_E_2_NYISO_G-I | PJM_E | NYISO_G-I | Internal | Summer | B8 | 500 | 500 | 0 | 71.21 | 67.33 | 6 | 0
2030 | PJM_E_2_NYISO_G-I | PJM_E | NYISO_G-I | Internal | Summer | B9 | 800 | 500 | 0 | 68.51 | 66.32 | 6 | 0
2030 | PJM_E_2_NYISO_G-I | PJM_E | NYISO_G-I | Internal | Summer | B10 | 1262 | 500 | 499.99 | 60.29 | 66.32 | 6 | 0.02
2030 | PJM_E_2_NYISO_G-I | PJM_E | NYISO_G-I | Internal | Winter | B16 | 25 | 500 | 0 | 86.27 | 81.32 | 6 | 0
2030 | PJM_E_2_NYISO_G-I | PJM_E | NYISO_G-I | Internal | Winter | B17 | 100 | 500 | 0 | 81.76 | 77.86 | 6 | 0
2030 | PJM_E_2_NYISO_G-I | PJM_E | NYISO_G-I | Internal | Winter | B18 | 400 | 500 | 0 | 77.43 | 77.86 | 6 | 0
2030 | PJM_E_2_NYISO_G-I | PJM_E | NYISO_G-I | Internal | Winter | B19 | 700 | 500 | 0 | 77.38 | 76.5 | 6 | 0
2030 | PJM_E_2_NYISO_G-I | PJM_E | NYISO_G-I | Internal | Winter | B20 | 935 | 500 | 194.78 | 67.27 | 73.27 | 6 | 0
2030 | PJM_E_2_NYISO_J-K | PJM_E | NYISO_J-K | Internal | Shoulder | B11 | 25 | 330 | 0 | 80.78 | 72.77 | 6 | 0
2030 | PJM_E_2_NYISO_J-K | PJM_E | NYISO_J-K | Internal | Shoulder | B12 | 200 | 330 | 0 | 76.03 | 70.5 | 6 | 0
2030 | PJM_E_2_NYISO_J-K | PJM_E | NYISO_J-K | Internal | Shoulder | B13 | 600 | 330 | 0 | 71.28 | 68.37 | 6 | 0
2030 | PJM_E_2_NYISO_J-K | PJM_E | NYISO_J-K | Internal | Shoulder | B14 | 900 | 330 | 0 | 71.15 | 68.35 | 6 | 0
2030 | PJM_E_2_NYISO_J-K | PJM_E | NYISO_J-K | Internal | Shoulder | B15 | 1203 | 330 | 329.98 | 62.34 | 68.35 | 6 | 0.01
2030 | PJM_E_2_NYISO_J-K | PJM_E | NYISO_J-K | Internal | Summer | B1 | 10 | 330 | 0 | 146.16 | 138.17 | 6 | 0
2030 | PJM_E_2_NYISO_J-K | PJM_E | NYISO_J-K | Internal | Summer | B2 | 25 | 330 | 0 | 115.62 | 107.63 | 6 | 0
2030 | PJM_E_2_NYISO_J-K | PJM_E | NYISO_J-K | Internal | Summer | B3 | 75 | 330 | 0 | 114.17 | 94.46 | 6 | 0
2030 | PJM_E_2_NYISO_J-K | PJM_E | NYISO_J-K | Internal | Summer | B4 | 100 | 330 | 0 | 114.15 | 92.3 | 6 | 0
2030 | PJM_E_2_NYISO_J-K | PJM_E | NYISO_J-K | Internal | Summer | B5 | 200 | 330 | 0 | 111.57 | 92.3 | 6 | 0
2030 | PJM_E_2_NYISO_J-K | PJM_E | NYISO_J-K | Internal | Summer | B6 | 300 | 330 | 0 | 91.23 | 83.24 | 6 | 0
2030 | PJM_E_2_NYISO_J-K | PJM_E | NYISO_J-K | Internal | Summer | B7 | 400 | 330 | 0 | 76.99 | 69 | 6 | 0
2030 | PJM_E_2_NYISO_J-K | PJM_E | NYISO_J-K | Internal | Summer | B8 | 500 | 330 | 0 | 71.21 | 67.34 | 6 | 0
2030 | PJM_E_2_NYISO_J-K | PJM_E | NYISO_J-K | Internal | Summer | B9 | 800 | 330 | 0 | 68.51 | 66.33 | 6 | 0
2030 | PJM_E_2_NYISO_J-K | PJM_E | NYISO_J-K | Internal | Summer | B10 | 1262 | 330 | 329.99 | 60.29 | 66.33 | 6 | 0.04
2030 | PJM_E_2_NYISO_J-K | PJM_E | NYISO_J-K | Internal | Winter | B16 | 25 | 330 | 0 | 86.27 | 81.34 | 6 | 0
2030 | PJM_E_2_NYISO_J-K | PJM_E | NYISO_J-K | Internal | Winter | B17 | 100 | 330 | 0 | 81.76 | 80.7 | 6 | 0
2030 | PJM_E_2_NYISO_J-K | PJM_E | NYISO_J-K | Internal | Winter | B18 | 400 | 330 | 0 | 77.43 | 80.7 | 6 | 0
2030 | PJM_E_2_NYISO_J-K | PJM_E | NYISO_J-K | Internal | Winter | B19 | 700 | 330 | 0 | 77.38 | 80.7 | 6 | 0
2030 | PJM_E_2_NYISO_J-K | PJM_E | NYISO_J-K | Internal | Winter | B20 | 935 | 330 | 329.98 | 67.27 | 73.28 | 6 | 0.01
2030 | PJM_E_2_PJM_ROM | PJM_E | PJM_ROM | Internal | Shoulder | B11 | 25 | 8000 | 4311.05 | 80.78 | 80.8 | 0.01 | 0
2030 | PJM_E_2_PJM_ROM | PJM_E | PJM_ROM | Internal | Shoulder | B12 | 200 | 8000 | 894.76 | 76.03 | 76.05 | 0.01 | 0
2030 | PJM_E_2_PJM_ROM | PJM_E | PJM_ROM | Internal | Shoulder | B13 | 600 | 8000 | 669.04 | 71.28 | 71.29 | 0.01 | 0
2030 | PJM_E_2_PJM_ROM | PJM_E | PJM_ROM | Internal | Shoulder | B14 | 900 | 8000 | 1628.59 | 71.15 | 71.16 | 0.01 | 0
2030 | PJM_E_2_PJM_ROM | PJM_E | PJM_ROM | Internal | Shoulder | B15 | 1203 | 8000 | 0 | 62.34 | 62.33 | 0.01 | 0
2030 | PJM_E_2_PJM_ROM | PJM_E | PJM_ROM | Internal | Summer | B1 | 10 | 8000 | 0.98 | 146.16 | 146.15 | 0.01 | 0
2030 | PJM_E_2_PJM_ROM | PJM_E | PJM_ROM | Internal | Summer | B2 | 25 | 8000 | 0.41 | 115.62 | 115.61 | 0.01 | 0
2030 | PJM_E_2_PJM_ROM | PJM_E | PJM_ROM | Internal | Summer | B3 | 75 | 8000 | 2138.04 | 114.17 | 114.19 | 0.01 | 0
2030 | PJM_E_2_PJM_ROM | PJM_E | PJM_ROM | Internal | Summer | B4 | 100 | 8000 | 3970.7 | 114.15 | 114.16 | 0.01 | 0
2030 | PJM_E_2_PJM_ROM | PJM_E | PJM_ROM | Internal | Summer | B5 | 200 | 8000 | 4951.22 | 111.57 | 111.58 | 0.01 | 0
2030 | PJM_E_2_PJM_ROM | PJM_E | PJM_ROM | Internal | Summer | B6 | 300 | 8000 | 2888.06 | 91.23 | 91.24 | 0.01 | 0
2030 | PJM_E_2_PJM_ROM | PJM_E | PJM_ROM | Internal | Summer | B7 | 400 | 8000 | 3620.53 | 76.99 | 77 | 0.01 | 0
2030 | PJM_E_2_PJM_ROM | PJM_E | PJM_ROM | Internal | Summer | B8 | 500 | 8000 | 1548.01 | 71.21 | 71.22 | 0.01 | 0
2030 | PJM_E_2_PJM_ROM | PJM_E | PJM_ROM | Internal | Summer | B9 | 800 | 8000 | 676.37 | 68.51 | 68.52 | 0.01 | 0
2030 | PJM_E_2_PJM_ROM | PJM_E | PJM_ROM | Internal | Summer | B10 | 1262 | 8000 | 174.26 | 60.29 | 60.3 | 0.01 | 0
2030 | PJM_E_2_PJM_ROM | PJM_E | PJM_ROM | Internal | Winter | B16 | 25 | 8000 | 1166.35 | 86.27 | 86.28 | 0.01 | 0
2030 | PJM_E_2_PJM_ROM | PJM_E | PJM_ROM | Internal | Winter | B17 | 100 | 8000 | 0.11 | 81.76 | 81.74 | 0.01 | 0
2030 | PJM_E_2_PJM_ROM | PJM_E | PJM_ROM | Internal | Winter | B18 | 400 | 8000 | 0.03 | 77.43 | 77.42 | 0.01 | 0
2030 | PJM_E_2_PJM_ROM | PJM_E | PJM_ROM | Internal | Winter | B19 | 700 | 8000 | 0.02 | 77.38 | 77.37 | 0.01 | 0
2030 | PJM_E_2_PJM_ROM | PJM_E | PJM_ROM | Internal | Winter | B20 | 935 | 8000 | 0.01 | 67.27 | 67.25 | 0.01 | 0
2030 | PJM_ROR_2_MISO_IN | PJM_ROR | MISO_IN | Internal | Shoulder | B11 | 25 | 1170 | 0 | 80.78 | 78.81 | 2 | 0
2030 | PJM_ROR_2_MISO_IN | PJM_ROR | MISO_IN | Internal | Shoulder | B12 | 200 | 1170 | 0 | 74.4 | 72.41 | 2 | 0
2030 | PJM_ROR_2_MISO_IN | PJM_ROR | MISO_IN | Internal | Shoulder | B13 | 600 | 1170 | 0 | 70.99 | 70.42 | 2 | 0
2030 | PJM_ROR_2_MISO_IN | PJM_ROR | MISO_IN | Internal | Shoulder | B14 | 900 | 1170 | 0 | 65.28 | 63.28 | 2 | 0
2030 | PJM_ROR_2_MISO_IN | PJM_ROR | MISO_IN | Internal | Shoulder | B15 | 1203 | 1170 | 0 | 61.79 | 61.87 | 2 | 0
2030 | PJM_ROR_2_MISO_IN | PJM_ROR | MISO_IN | Internal | Summer | B1 | 10 | 1170 | 0 | 120.73 | 118.73 | 2 | 0
2030 | PJM_ROR_2_MISO_IN | PJM_ROR | MISO_IN | Internal | Summer | B2 | 25 | 1170 | 0 | 115.6 | 114.97 | 2 | 0
2030 | PJM_ROR_2_MISO_IN | PJM_ROR | MISO_IN | Internal | Summer | B3 | 75 | 1170 | 0 | 114.17 | 114.97 | 2 | 0
2030 | PJM_ROR_2_MISO_IN | PJM_ROR | MISO_IN | Internal | Summer | B4 | 100 | 1170 | 0 | 114.17 | 112.17 | 2 | 0
2030 | PJM_ROR_2_MISO_IN | PJM_ROR | MISO_IN | Internal | Summer | B5 | 200 | 1170 | 0 | 111.59 | 109.59 | 2 | 0
2030 | PJM_ROR_2_MISO_IN | PJM_ROR | MISO_IN | Internal | Summer | B6 | 300 | 1170 | 0 | 91.23 | 89.23 | 2 | 0
2030 | PJM_ROR_2_MISO_IN | PJM_ROR | MISO_IN | Internal | Summer | B7 | 400 | 1170 | 0 | 76.99 | 74.99 | 2 | 0
2030 | PJM_ROR_2_MISO_IN | PJM_ROR | MISO_IN | Internal | Summer | B8 | 500 | 1170 | 0 | 71.21 | 69.68 | 2 | 0
2030 | PJM_ROR_2_MISO_IN | PJM_ROR | MISO_IN | Internal | Summer | B9 | 800 | 1170 | 0 | 67.77 | 65.77 | 2 | 0
2030 | PJM_ROR_2_MISO_IN | PJM_ROR | MISO_IN | Internal | Summer | B10 | 1262 | 1170 | 0 | 60.29 | 60.52 | 2 | 0
2030 | PJM_ROR_2_MISO_IN | PJM_ROR | MISO_IN | Internal | Winter | B16 | 25 | 1170 | 0 | 86.27 | 84.28 | 2 | 0
2030 | PJM_ROR_2_MISO_IN | PJM_ROR | MISO_IN | Internal | Winter | B17 | 100 | 1170 | 0 | 78.47 | 76.46 | 2 | 0
2030 | PJM_ROR_2_MISO_IN | PJM_ROR | MISO_IN | Internal | Winter | B18 | 400 | 1170 | 0 | 74.61 | 72.61 | 2 | 0
2030 | PJM_ROR_2_MISO_IN | PJM_ROR | MISO_IN | Internal | Winter | B19 | 700 | 1170 | 0 | 68.88 | 66.88 | 2 | 0
2030 | PJM_ROR_2_MISO_IN | PJM_ROR | MISO_IN | Internal | Winter | B20 | 935 | 1170 | 0 | 64.87 | 64.51 | 2 | 0
2030 | PJM_ROR_2_MISO_MI | PJM_ROR | MISO_MI | Internal | Shoulder | B11 | 25 | 1305 | 0 | 80.78 | 78.82 | 2 | 0
2030 | PJM_ROR_2_MISO_MI | PJM_ROR | MISO_MI | Internal | Shoulder | B12 | 200 | 1305 | 0 | 74.4 | 72.42 | 2 | 0
2030 | PJM_ROR_2_MISO_MI | PJM_ROR | MISO_MI | Internal | Shoulder | B13 | 600 | 1305 | 0 | 70.99 | 70.43 | 2 | 0
2030 | PJM_ROR_2_MISO_MI | PJM_ROR | MISO_MI | Internal | Shoulder | B14 | 900 | 1305 | 0 | 65.28 | 63.29 | 2 | 0
2030 | PJM_ROR_2_MISO_MI | PJM_ROR | MISO_MI | Internal | Shoulder | B15 | 1203 | 1305 | 0 | 61.79 | 61.88 | 2 | 0
2030 | PJM_ROR_2_MISO_MI | PJM_ROR | MISO_MI | Internal | Summer | B1 | 10 | 1305 | 0 | 120.73 | 118.74 | 2 | 0
2030 | PJM_ROR_2_MISO_MI | PJM_ROR | MISO_MI | Internal | Summer | B2 | 25 | 1305 | 0 | 115.6 | 114.98 | 2 | 0
2030 | PJM_ROR_2_MISO_MI | PJM_ROR | MISO_MI | Internal | Summer | B3 | 75 | 1305 | 0 | 114.17 | 114.97 | 2 | 0
2030 | PJM_ROR_2_MISO_MI | PJM_ROR | MISO_MI | Internal | Summer | B4 | 100 | 1305 | 0 | 114.17 | 112.19 | 2 | 0
2030 | PJM_ROR_2_MISO_MI | PJM_ROR | MISO_MI | Internal | Summer | B5 | 200 | 1305 | 0 | 111.59 | 109.6 | 2 | 0
2030 | PJM_ROR_2_MISO_MI | PJM_ROR | MISO_MI | Internal | Summer | B6 | 300 | 1305 | 0 | 91.23 | 89.23 | 2 | 0
2030 | PJM_ROR_2_MISO_MI | PJM_ROR | MISO_MI | Internal | Summer | B7 | 400 | 1305 | 0 | 76.99 | 75 | 2 | 0
2030 | PJM_ROR_2_MISO_MI | PJM_ROR | MISO_MI | Internal | Summer | B8 | 500 | 1305 | 0 | 71.21 | 69.69 | 2 | 0
2030 | PJM_ROR_2_MISO_MI | PJM_ROR | MISO_MI | Internal | Summer | B9 | 800 | 1305 | 0 | 67.77 | 65.79 | 2 | 0
2030 | PJM_ROR_2_MISO_MI | PJM_ROR | MISO_MI | Internal | Summer | B10 | 1262 | 1305 | 0 | 60.29 | 60.68 | 2 | 0
2030 | PJM_ROR_2_MISO_MI | PJM_ROR | MISO_MI | Internal | Winter | B16 | 25 | 1305 | 0 | 86.27 | 84.29 | 2 | 0
2030 | PJM_ROR_2_MISO_MI | PJM_ROR | MISO_MI | Internal | Winter | B17 | 100 | 1305 | 0 | 78.47 | 76.47 | 2 | 0
2030 | PJM_ROR_2_MISO_MI | PJM_ROR | MISO_MI | Internal | Winter | B18 | 400 | 1305 | 0 | 74.61 | 72.62 | 2 | 0
2030 | PJM_ROR_2_MISO_MI | PJM_ROR | MISO_MI | Internal | Winter | B19 | 700 | 1305 | 0 | 68.88 | 66.89 | 2 | 0
2030 | PJM_ROR_2_MISO_MI | PJM_ROR | MISO_MI | Internal | Winter | B20 | 935 | 1305 | 0 | 64.87 | 64.52 | 2 | 0
2030 | PJM_ROR_2_MISO_MO-IL | PJM_ROR | MISO_MO-IL | Internal | Shoulder | B11 | 25 | 1111 | 0 | 80.78 | 78.8 | 2 | 0
2030 | PJM_ROR_2_MISO_MO-IL | PJM_ROR | MISO_MO-IL | Internal | Shoulder | B12 | 200 | 1111 | 0 | 74.4 | 72.4 | 2 | 0
2030 | PJM_ROR_2_MISO_MO-IL | PJM_ROR | MISO_MO-IL | Internal | Shoulder | B13 | 600 | 1111 | 0 | 70.99 | 68.99 | 2 | 0
2030 | PJM_ROR_2_MISO_MO-IL | PJM_ROR | MISO_MO-IL | Internal | Shoulder | B14 | 900 | 1111 | 0 | 65.28 | 63.27 | 2 | 0
2030 | PJM_ROR_2_MISO_MO-IL | PJM_ROR | MISO_MO-IL | Internal | Shoulder | B15 | 1203 | 1111 | 0 | 61.79 | 58.75 | 2 | 0
2030 | PJM_ROR_2_MISO_MO-IL | PJM_ROR | MISO_MO-IL | Internal | Summer | B1 | 10 | 1111 | 0 | 120.73 | 118.73 | 2 | 0
2030 | PJM_ROR_2_MISO_MO-IL | PJM_ROR | MISO_MO-IL | Internal | Summer | B2 | 25 | 1111 | 0 | 115.6 | 114.98 | 2 | 0
2030 | PJM_ROR_2_MISO_MO-IL | PJM_ROR | MISO_MO-IL | Internal | Summer | B3 | 75 | 1111 | 0 | 114.17 | 114.98 | 2 | 0
2030 | PJM_ROR_2_MISO_MO-IL | PJM_ROR | MISO_MO-IL | Internal | Summer | B4 | 100 | 1111 | 0 | 114.17 | 112.19 | 2 | 0
2030 | PJM_ROR_2_MISO_MO-IL | PJM_ROR | MISO_MO-IL | Internal | Summer | B5 | 200 | 1111 | 0 | 111.59 | 109.6 | 2 | 0
2030 | PJM_ROR_2_MISO_MO-IL | PJM_ROR | MISO_MO-IL | Internal | Summer | B6 | 300 | 1111 | 0 | 91.23 | 89.24 | 2 | 0
2030 | PJM_ROR_2_MISO_MO-IL | PJM_ROR | MISO_MO-IL | Internal | Summer | B7 | 400 | 1111 | 0 | 76.99 | 75 | 2 | 0
2030 | PJM_ROR_2_MISO_MO-IL | PJM_ROR | MISO_MO-IL | Internal | Summer | B8 | 500 | 1111 | 0 | 71.21 | 69.69 | 2 | 0
2030 | PJM_ROR_2_MISO_MO-IL | PJM_ROR | MISO_MO-IL | Internal | Summer | B9 | 800 | 1111 | 0 | 67.77 | 65.79 | 2 | 0
2030 | PJM_ROR_2_MISO_MO-IL | PJM_ROR | MISO_MO-IL | Internal | Summer | B10 | 1262 | 1111 | 0 | 60.29 | 60.53 | 2 | 0
2030 | PJM_ROR_2_MISO_MO-IL | PJM_ROR | MISO_MO-IL | Internal | Winter | B16 | 25 | 1111 | 0 | 86.27 | 84.27 | 2 | 0
2030 | PJM_ROR_2_MISO_MO-IL | PJM_ROR | MISO_MO-IL | Internal | Winter | B17 | 100 | 1111 | 0 | 78.47 | 75.63 | 2 | 0
2030 | PJM_ROR_2_MISO_MO-IL | PJM_ROR | MISO_MO-IL | Internal | Winter | B18 | 400 | 1111 | 0 | 74.61 | 71.42 | 2 | 0
2030 | PJM_ROR_2_MISO_MO-IL | PJM_ROR | MISO_MO-IL | Internal | Winter | B19 | 700 | 1111 | 0 | 68.88 | 66.88 | 2 | 0
2030 | PJM_ROR_2_MISO_MO-IL | PJM_ROR | MISO_MO-IL | Internal | Winter | B20 | 935 | 1111 | 0 | 64.87 | 60.82 | 2 | 0
2030 | PJM_ROR_2_MISO_W | PJM_ROR | MISO_W | Internal | Shoulder | B11 | 25 | 13129 | 0 | 80.78 | 78.78 | 2 | 0
2030 | PJM_ROR_2_MISO_W | PJM_ROR | MISO_W | Internal | Shoulder | B12 | 200 | 13129 | 0 | 74.4 | 72.39 | 2 | 0
2030 | PJM_ROR_2_MISO_W | PJM_ROR | MISO_W | Internal | Shoulder | B13 | 600 | 13129 | 0 | 70.99 | 68.98 | 2 | 0
2030 | PJM_ROR_2_MISO_W | PJM_ROR | MISO_W | Internal | Shoulder | B14 | 900 | 13129 | 0 | 65.28 | 63.26 | 2 | 0
2030 | PJM_ROR_2_MISO_W | PJM_ROR | MISO_W | Internal | Shoulder | B15 | 1203 | 13129 | 0 | 61.79 | 12.17 | 2 | 0
2030 | PJM_ROR_2_MISO_W | PJM_ROR | MISO_W | Internal | Summer | B1 | 10 | 13129 | 0 | 120.73 | 118.73 | 2 | 0
2030 | PJM_ROR_2_MISO_W | PJM_ROR | MISO_W | Internal | Summer | B2 | 25 | 13129 | 0 | 115.6 | 113.6 | 2 | 0
2030 | PJM_ROR_2_MISO_W | PJM_ROR | MISO_W | Internal | Summer | B3 | 75 | 13129 | 0 | 114.17 | 114.97 | 2 | 0
2030 | PJM_ROR_2_MISO_W | PJM_ROR | MISO_W | Internal | Summer | B4 | 100 | 13129 | 0 | 114.17 | 112.17 | 2 | 0
2030 | PJM_ROR_2_MISO_W | PJM_ROR | MISO_W | Internal | Summer | B5 | 200 | 13129 | 0 | 111.59 | 109.59 | 2 | 0
2030 | PJM_ROR_2_MISO_W | PJM_ROR | MISO_W | Internal | Summer | B6 | 300 | 13129 | 0 | 91.23 | 89.23 | 2 | 0
2030 | PJM_ROR_2_MISO_W | PJM_ROR | MISO_W | Internal | Summer | B7 | 400 | 13129 | 0 | 76.99 | 74.99 | 2 | 0
2030 | PJM_ROR_2_MISO_W | PJM_ROR | MISO_W | Internal | Summer | B8 | 500 | 13129 | 0 | 71.21 | 69.21 | 2 | 0
2030 | PJM_ROR_2_MISO_W | PJM_ROR | MISO_W | Internal | Summer | B9 | 800 | 13129 | 0 | 67.77 | 65.77 | 2 | 0
2030 | PJM_ROR_2_MISO_W | PJM_ROR | MISO_W | Internal | Summer | B10 | 1262 | 13129 | 0 | 60.29 | 58.29 | 2 | 0
2030 | PJM_ROR_2_MISO_W | PJM_ROR | MISO_W | Internal | Winter | B16 | 25 | 13129 | 0 | 86.27 | 64.26 | 2 | 0
2030 | PJM_ROR_2_MISO_W | PJM_ROR | MISO_W | Internal | Winter | B17 | 100 | 13129 | 0 | 78.47 | 66.87 | 2 | 0
2030 | PJM_ROR_2_MISO_W | PJM_ROR | MISO_W | Internal | Winter | B18 | 400 | 13129 | 0 | 74.61 | 71.12 | 2 | 0
2030 | PJM_ROR_2_MISO_W | PJM_ROR | MISO_W | Internal | Winter | B19 | 700 | 13129 | 0 | 68.88 | 66.87 | 2 | 0
2030 | PJM_ROR_2_MISO_W | PJM_ROR | MISO_W | Internal | Winter | B20 | 935 | 13129 | 0 | 64.87 | 59.81 | 2 | 0
2030 | PJM_ROR_2_MISO_WUMS | PJM_ROR | MISO_WUMS | Internal | Shoulder | B11 | 25 | 1467 | 0 | 80.78 | 78.77 | 2 | 0
2030 | PJM_ROR_2_MISO_WUMS | PJM_ROR | MISO_WUMS | Internal | Shoulder | B12 | 200 | 1467 | 0 | 74.4 | 72.37 | 2 | 0
2030 | PJM_ROR_2_MISO_WUMS | PJM_ROR | MISO_WUMS | Internal | Shoulder | B13 | 600 | 1467 | 0 | 70.99 | 68.99 | 2 | 0
2030 | PJM_ROR_2_MISO_WUMS | PJM_ROR | MISO_WUMS | Internal | Shoulder | B14 | 900 | 1467 | 0 | 65.28 | 63.27 | 2 | 0
2030 | PJM_ROR_2_MISO_WUMS | PJM_ROR | MISO_WUMS | Internal | Shoulder | B15 | 1203 | 1467 | 0 | 61.79 | 61.62 | 2 | 0
2030 | PJM_ROR_2_MISO_WUMS | PJM_ROR | MISO_WUMS | Internal | Summer | B1 | 10 | 1467 | 0 | 120.73 | 118.73 | 2 | 0
2030 | PJM_ROR_2_MISO_WUMS | PJM_ROR | MISO_WUMS | Internal | Summer | B2 | 25 | 1467 | 0 | 115.6 | 113.6 | 2 | 0
2030 | PJM_ROR_2_MISO_WUMS | PJM_ROR | MISO_WUMS | Internal | Summer | B3 | 75 | 1467 | 0 | 114.17 | 114.96 | 2 | 0
2030 | PJM_ROR_2_MISO_WUMS | PJM_ROR | MISO_WUMS | Internal | Summer | B4 | 100 | 1467 | 0 | 114.17 | 112.16 | 2 | 0
2030 | PJM_ROR_2_MISO_WUMS | PJM_ROR | MISO_WUMS | Internal | Summer | B5 | 200 | 1467 | 0 | 111.59 | 109.58 | 2 | 0
2030 | PJM_ROR_2_MISO_WUMS | PJM_ROR | MISO_WUMS | Internal | Summer | B6 | 300 | 1467 | 0 | 91.23 | 89.21 | 2 | 0
2030 | PJM_ROR_2_MISO_WUMS | PJM_ROR | MISO_WUMS | Internal | Summer | B7 | 400 | 1467 | 0 | 76.99 | 74.97 | 2 | 0
2030 | PJM_ROR_2_MISO_WUMS | PJM_ROR | MISO_WUMS | Internal | Summer | B8 | 500 | 1467 | 0 | 71.21 | 69.2 | 2 | 0
2030 | PJM_ROR_2_MISO_WUMS | PJM_ROR | MISO_WUMS | Internal | Summer | B9 | 800 | 1467 | 0 | 67.77 | 65.77 | 2 | 0
2030 | PJM_ROR_2_MISO_WUMS | PJM_ROR | MISO_WUMS | Internal | Summer | B10 | 1262 | 1467 | 0 | 60.29 | 60.27 | 2 | 0
2030 | PJM_ROR_2_MISO_WUMS | PJM_ROR | MISO_WUMS | Internal | Winter | B16 | 25 | 1467 | 0 | 86.27 | 73.89 | 2 | 0
2030 | PJM_ROR_2_MISO_WUMS | PJM_ROR | MISO_WUMS | Internal | Winter | B17 | 100 | 1467 | 0 | 78.47 | 73.89 | 2 | 0
2030 | PJM_ROR_2_MISO_WUMS | PJM_ROR | MISO_WUMS | Internal | Winter | B18 | 400 | 1467 | 0 | 74.61 | 72.27 | 2 | 0
2030 | PJM_ROR_2_MISO_WUMS | PJM_ROR | MISO_WUMS | Internal | Winter | B19 | 700 | 1467 | 0 | 68.88 | 66.88 | 2 | 0
2030 | PJM_ROR_2_MISO_WUMS | PJM_ROR | MISO_WUMS | Internal | Winter | B20 | 935 | 1467 | 0 | 64.87 | 64.25 | 2 | 0
2030 | PJM_ROR_2_PJM_ROM | PJM_ROR | PJM_ROM | Internal | Shoulder | B11 | 25 | 8000 | 3114.41 | 80.78 | 80.8 | 0.01 | 0
2030 | PJM_ROR_2_PJM_ROM | PJM_ROR | PJM_ROM | Internal | Shoulder | B12 | 200 | 8000 | 8000 | 74.4 | 76.05 | 0.01 | 1.64
2030 | PJM_ROR_2_PJM_ROM | PJM_ROR | PJM_ROM | Internal | Shoulder | B13 | 600 | 8000 | 8000 | 70.99 | 71.29 | 0.01 | 0.29
2030 | PJM_ROR_2_PJM_ROM | PJM_ROR | PJM_ROM | Internal | Shoulder | B14 | 900 | 8000 | 8000 | 65.28 | 71.16 | 0.01 | 5.87
2030 | PJM_ROR_2_PJM_ROM | PJM_ROR | PJM_ROM | Internal | Shoulder | B15 | 1203 | 8000 | 8000 | 61.79 | 62.33 | 0.01 | 0.53
2030 | PJM_ROR_2_PJM_ROM | PJM_ROR | PJM_ROM | Internal | Summer | B1 | 10 | 8000 | 8000 | 120.73 | 146.15 | 0.01 | 25.41
2030 | PJM_ROR_2_PJM_ROM | PJM_ROR | PJM_ROM | Internal | Summer | B2 | 25 | 8000 | 6476.22 | 115.6 | 115.61 | 0.01 | 0
2030 | PJM_ROR_2_PJM_ROM | PJM_ROR | PJM_ROM | Internal | Summer | B3 | 75 | 8000 | 1194.78 | 114.17 | 114.19 | 0.01 | 0
2030 | PJM_ROR_2_PJM_ROM | PJM_ROR | PJM_ROM | Internal | Summer | B4 | 100 | 8000 | 0.11 | 114.17 | 114.16 | 0.01 | 0
2030 | PJM_ROR_2_PJM_ROM | PJM_ROR | PJM_ROM | Internal | Summer | B5 | 200 | 8000 | 0.05 | 111.59 | 111.58 | 0.01 | 0
2030 | PJM_ROR_2_PJM_ROM | PJM_ROR | PJM_ROM | Internal | Summer | B6 | 300 | 8000 | 2246.96 | 91.23 | 91.24 | 0.01 | 0
2030 | PJM_ROR_2_PJM_ROM | PJM_ROR | PJM_ROM | Internal | Summer | B7 | 400 | 8000 | 2377.09 | 76.99 | 77 | 0.01 | 0
2030 | PJM_ROR_2_PJM_ROM | PJM_ROR | PJM_ROM | Internal | Summer | B8 | 500 | 8000 | 6080.92 | 71.21 | 71.22 | 0.01 | 0
2030 | PJM_ROR_2_PJM_ROM | PJM_ROR | PJM_ROM | Internal | Summer | B9 | 800 | 8000 | 8000 | 67.77 | 68.52 | 0.01 | 0.73
2030 | PJM_ROR_2_PJM_ROM | PJM_ROR | PJM_ROM | Internal | Summer | B10 | 1262 | 8000 | 6777.76 | 60.29 | 60.3 | 0.01 | 0
2030 | PJM_ROR_2_PJM_ROM | PJM_ROR | PJM_ROM | Internal | Winter | B16 | 25 | 8000 | 5890.21 | 86.27 | 86.28 | 0.01 | 0
2030 | PJM_ROR_2_PJM_ROM | PJM_ROR | PJM_ROM | Internal | Winter | B17 | 100 | 8000 | 8000 | 78.47 | 81.74 | 0.01 | 3.26
2030 | PJM_ROR_2_PJM_ROM | PJM_ROR | PJM_ROM | Internal | Winter | B18 | 400 | 8000 | 8000 | 74.61 | 77.42 | 0.01 | 2.8
2030 | PJM_ROR_2_PJM_ROM | PJM_ROR | PJM_ROM | Internal | Winter | B19 | 700 | 8000 | 8000 | 68.88 | 77.37 | 0.01 | 8.48
2030 | PJM_ROR_2_PJM_ROM | PJM_ROR | PJM_ROM | Internal | Winter | B20 | 935 | 8000 | 8000 | 64.87 | 67.25 | 0.01 | 2.38
2030 | PJM_ROR_2_TVA_Transmission | PJM_ROR | TVA_Transmission | Internal | Shoulder | B11 | 25 | 2500 | 1881.35 | 80.78 | 86.78 | 6 | 0
2030 | PJM_ROR_2_TVA_Transmission | PJM_ROR | TVA_Transmission | Internal | Shoulder | B12 | 200 | 2500 | 0 | 74.4 | 77.65 | 6 | 0
2030 | PJM_ROR_2_TVA_Transmission | PJM_ROR | TVA_Transmission | Internal | Shoulder | B13 | 600 | 2500 | 0 | 70.99 | 75.47 | 6 | 0
2030 | PJM_ROR_2_TVA_Transmission | PJM_ROR | TVA_Transmission | Internal | Shoulder | B14 | 900 | 2500 | 0.02 | 65.28 | 71.27 | 6 | 0
2030 | PJM_ROR_2_TVA_Transmission | PJM_ROR | TVA_Transmission | Internal | Shoulder | B15 | 1203 | 2500 | 0 | 61.79 | 66.75 | 6 | 0
2030 | PJM_ROR_2_TVA_Transmission | PJM_ROR | TVA_Transmission | Internal | Summer | B1 | 10 | 2500 | 1116.1 | 120.73 | 126.73 | 6 | 0
2030 | PJM_ROR_2_TVA_Transmission | PJM_ROR | TVA_Transmission | Internal | Summer | B2 | 25 | 2500 | 1766.1 | 115.6 | 121.6 | 6 | 0
2030 | PJM_ROR_2_TVA_Transmission | PJM_ROR | TVA_Transmission | Internal | Summer | B3 | 75 | 2500 | 1687.83 | 114.17 | 120.17 | 6 | 0
2030 | PJM_ROR_2_TVA_Transmission | PJM_ROR | TVA_Transmission | Internal | Summer | B4 | 100 | 2500 | 1011.42 | 114.17 | 120.17 | 6 | 0
2030 | PJM_ROR_2_TVA_Transmission | PJM_ROR | TVA_Transmission | Internal | Summer | B5 | 200 | 2500 | 0 | 111.59 | 115.85 | 6 | 0
2030 | PJM_ROR_2_TVA_Transmission | PJM_ROR | TVA_Transmission | Internal | Summer | B6 | 300 | 2500 | 536.35 | 91.23 | 97.23 | 6 | 0
2030 | PJM_ROR_2_TVA_Transmission | PJM_ROR | TVA_Transmission | Internal | Summer | B7 | 400 | 2500 | 480.25 | 76.99 | 82.99 | 6 | 0
2030 | PJM_ROR_2_TVA_Transmission | PJM_ROR | TVA_Transmission | Internal | Summer | B8 | 500 | 2500 | 0 | 71.21 | 75.3 | 6 | 0
2030 | PJM_ROR_2_TVA_Transmission | PJM_ROR | TVA_Transmission | Internal | Summer | B9 | 800 | 2500 | 883.9 | 67.77 | 73.77 | 6 | 0
2030 | PJM_ROR_2_TVA_Transmission | PJM_ROR | TVA_Transmission | Internal | Summer | B10 | 1262 | 2500 | 0 | 60.29 | 65.81 | 6 | 0
2030 | PJM_ROR_2_TVA_Transmission | PJM_ROR | TVA_Transmission | Internal | Winter | B16 | 25 | 2500 | 999.49 | 86.27 | 92.27 | 6 | 0
2030 | PJM_ROR_2_TVA_Transmission | PJM_ROR | TVA_Transmission | Internal | Winter | B17 | 100 | 2500 | 0 | 78.47 | 79.3 | 6 | 0
2030 | PJM_ROR_2_TVA_Transmission | PJM_ROR | TVA_Transmission | Internal | Winter | B18 | 400 | 2500 | 0 | 74.61 | 78.51 | 6 | 0
2030 | PJM_ROR_2_TVA_Transmission | PJM_ROR | TVA_Transmission | Internal | Winter | B19 | 700 | 2500 | 126.8 | 68.88 | 74.88 | 6 | 0
2030 | PJM_ROR_2_TVA_Transmission | PJM_ROR | TVA_Transmission | Internal | Winter | B20 | 935 | 2500 | 0 | 64.87 | 68.82 | 6 | 0
2030 | PJM_ROR_2_VACAR | PJM_ROR | VACAR | Internal | Shoulder | B11 | 25 | 3000 | 3000 | 80.78 | 89.66 | 6 | 2.88
2030 | PJM_ROR_2_VACAR | PJM_ROR | VACAR | Internal | Shoulder | B12 | 200 | 3000 | 1205.23 | 74.4 | 80.4 | 6 | 0
2030 | PJM_ROR_2_VACAR | PJM_ROR | VACAR | Internal | Shoulder | B13 | 600 | 3000 | 1184.03 | 70.99 | 76.99 | 6 | 0
2030 | PJM_ROR_2_VACAR | PJM_ROR | VACAR | Internal | Shoulder | B14 | 900 | 3000 | 601.45 | 65.28 | 71.28 | 6 | 0
2030 | PJM_ROR_2_VACAR | PJM_ROR | VACAR | Internal | Shoulder | B15 | 1203 | 3000 | 3000 | 61.79 | 68.75 | 6 | 0.96
2030 | PJM_ROR_2_VACAR | PJM_ROR | VACAR | Internal | Summer | B1 | 10 | 3000 | 3000 | 120.73 | 135.5 | 6 | 8.77
2030 | PJM_ROR_2_VACAR | PJM_ROR | VACAR | Internal | Summer | B2 | 25 | 3000 | 3000 | 115.6 | 125.37 | 6 | 3.78
2030 | PJM_ROR_2_VACAR | PJM_ROR | VACAR | Internal | Summer | B3 | 75 | 3000 | 3000 | 114.17 | 125.37 | 6 | 5.2
2030 | PJM_ROR_2_VACAR | PJM_ROR | VACAR | Internal | Summer | B4 | 100 | 3000 | 3000 | 114.17 | 125.37 | 6 | 5.2
2030 | PJM_ROR_2_VACAR | PJM_ROR | VACAR | Internal | Summer | B5 | 200 | 3000 | 3000 | 111.59 | 122.8 | 6 | 5.21
2030 | PJM_ROR_2_VACAR | PJM_ROR | VACAR | Internal | Summer | B6 | 300 | 3000 | 3000 | 91.23 | 99.23 | 6 | 2
2030 | PJM_ROR_2_VACAR | PJM_ROR | VACAR | Internal | Summer | B7 | 400 | 3000 | 3000 | 76.99 | 84.99 | 6 | 2
2030 | PJM_ROR_2_VACAR | PJM_ROR | VACAR | Internal | Summer | B8 | 500 | 3000 | 1010.3 | 71.21 | 77.21 | 6 | 0
2030 | PJM_ROR_2_VACAR | PJM_ROR | VACAR | Internal | Summer | B9 | 800 | 3000 | 0 | 67.77 | 70.03 | 6 | 0
2030 | PJM_ROR_2_VACAR | PJM_ROR | VACAR | Internal | Summer | B10 | 1262 | 3000 | 3000 | 60.29 | 66.79 | 6 | 0.49
2030 | PJM_ROR_2_VACAR | PJM_ROR | VACAR | Internal | Winter | B16 | 25 | 3000 | 3000 | 86.27 | 119.46 | 6 | 27.19
2030 | PJM_ROR_2_VACAR | PJM_ROR | VACAR | Internal | Winter | B17 | 100 | 3000 | 3000 | 78.47 | 89.26 | 6 | 4.79
2030 | PJM_ROR_2_VACAR | PJM_ROR | VACAR | Internal | Winter | B18 | 400 | 3000 | 3000 | 74.61 | 81.74 | 6 | 1.13
2030 | PJM_ROR_2_VACAR | PJM_ROR | VACAR | Internal | Winter | B19 | 700 | 3000 | 1932.67 | 68.88 | 74.88 | 6 | 0
2030 | PJM_ROR_2_VACAR | PJM_ROR | VACAR | Internal | Winter | B20 | 935 | 3000 | 3000 | 64.87 | 73.13 | 6 | 2.27
2030 | PJM_ROM_2_NYISO_A-F | PJM_ROM | NYISO_A-F | Internal | Shoulder | B11 | 25 | 2000 | 0 | 80.8 | 71.06 | 6 | 0
2030 | PJM_ROM_2_NYISO_A-F | PJM_ROM | NYISO_A-F | Internal | Shoulder | B12 | 200 | 2000 | 0 | 76.05 | 70.48 | 6 | 0
2030 | PJM_ROM_2_NYISO_A-F | PJM_ROM | NYISO_A-F | Internal | Shoulder | B13 | 600 | 2000 | 0 | 71.29 | 68.34 | 6 | 0
2030 | PJM_ROM_2_NYISO_A-F | PJM_ROM | NYISO_A-F | Internal | Shoulder | B14 | 900 | 2000 | 0 | 71.16 | 68.33 | 6 | 0
2030 | PJM_ROM_2_NYISO_A-F | PJM_ROM | NYISO_A-F | Internal | Shoulder | B15 | 1203 | 2000 | 623.13 | 62.33 | 68.33 | 6 | 0
2030 | PJM_ROM_2_NYISO_A-F | PJM_ROM | NYISO_A-F | Internal | Summer | B1 | 10 | 2000 | 0 | 146.15 | 102.03 | 6 | 0
2030 | PJM_ROM_2_NYISO_A-F | PJM_ROM | NYISO_A-F | Internal | Summer | B2 | 25 | 2000 | 0 | 115.61 | 100.76 | 6 | 0
2030 | PJM_ROM_2_NYISO_A-F | PJM_ROM | NYISO_A-F | Internal | Summer | B3 | 75 | 2000 | 0 | 114.19 | 90.78 | 6 | 0
2030 | PJM_ROM_2_NYISO_A-F | PJM_ROM | NYISO_A-F | Internal | Summer | B4 | 100 | 2000 | 0 | 114.16 | 78.83 | 6 | 0
2030 | PJM_ROM_2_NYISO_A-F | PJM_ROM | NYISO_A-F | Internal | Summer | B5 | 200 | 2000 | 0 | 111.58 | 76.62 | 6 | 0
2030 | PJM_ROM_2_NYISO_A-F | PJM_ROM | NYISO_A-F | Internal | Summer | B6 | 300 | 2000 | 0 | 91.24 | 69.74 | 6 | 0
2030 | PJM_ROM_2_NYISO_A-F | PJM_ROM | NYISO_A-F | Internal | Summer | B7 | 400 | 2000 | 0 | 77 | 68.97 | 6 | 0
2030 | PJM_ROM_2_NYISO_A-F | PJM_ROM | NYISO_A-F | Internal | Summer | B8 | 500 | 2000 | 0 | 71.22 | 67.32 | 6 | 0
2030 | PJM_ROM_2_NYISO_A-F | PJM_ROM | NYISO_A-F | Internal | Summer | B9 | 800 | 2000 | 0 | 68.52 | 66.3 | 6 | 0
2030 | PJM_ROM_2_NYISO_A-F | PJM_ROM | NYISO_A-F | Internal | Summer | B10 | 1262 | 2000 | 76.59 | 60.3 | 66.3 | 6 | 0
2030 | PJM_ROM_2_NYISO_A-F | PJM_ROM | NYISO_A-F | Internal | Winter | B16 | 25 | 2000 | 0 | 86.28 | 75.32 | 6 | 0
2030 | PJM_ROM_2_NYISO_A-F | PJM_ROM | NYISO_A-F | Internal | Winter | B17 | 100 | 2000 | 0 | 81.74 | 73.74 | 6 | 0
2030 | PJM_ROM_2_NYISO_A-F | PJM_ROM | NYISO_A-F | Internal | Winter | B18 | 400 | 2000 | 0 | 77.42 | 73.25 | 6 | 0
2030 | PJM_ROM_2_NYISO_A-F | PJM_ROM | NYISO_A-F | Internal | Winter | B19 | 700 | 2000 | 0 | 77.37 | 73.25 | 6 | 0
2030 | PJM_ROM_2_NYISO_A-F | PJM_ROM | NYISO_A-F | Internal | Winter | B20 | 935 | 2000 | 244.75 | 67.25 | 73.25 | 6 | 0
2030 | PJM_ROM_2_PJM_E | PJM_ROM | PJM_E | Internal | Shoulder | B11 | 25 | 8000 | 0.39 | 80.8 | 80.78 | 0.01 | 0
2030 | PJM_ROM_2_PJM_E | PJM_ROM | PJM_E | Internal | Shoulder | B12 | 200 | 8000 | 0.05 | 76.05 | 76.03 | 0.01 | 0
2030 | PJM_ROM_2_PJM_E | PJM_ROM | PJM_E | Internal | Shoulder | B13 | 600 | 8000 | 0.02 | 71.29 | 71.28 | 0.01 | 0
2030 | PJM_ROM_2_PJM_E | PJM_ROM | PJM_E | Internal | Shoulder | B14 | 900 | 8000 | 0.01 | 71.16 | 71.15 | 0.01 | 0
2030 | PJM_ROM_2_PJM_E | PJM_ROM | PJM_E | Internal | Shoulder | B15 | 1203 | 8000 | 202.81 | 62.33 | 62.34 | 0.01 | 0
2030 | PJM_ROM_2_PJM_E | PJM_ROM | PJM_E | Internal | Summer | B1 | 10 | 8000 | 2900.61 | 146.15 | 146.16 | 0.01 | 0
2030 | PJM_ROM_2_PJM_E | PJM_ROM | PJM_E | Internal | Summer | B2 | 25 | 8000 | 1564.95 | 115.61 | 115.62 | 0.01 | 0
2030 | PJM_ROM_2_PJM_E | PJM_ROM | PJM_E | Internal | Summer | B3 | 75 | 8000 | 0.14 | 114.19 | 114.17 | 0.01 | 0
2030 | PJM_ROM_2_PJM_E | PJM_ROM | PJM_E | Internal | Summer | B4 | 100 | 8000 | 0.1 | 114.16 | 114.15 | 0.01 | 0
2030 | PJM_ROM_2_PJM_E | PJM_ROM | PJM_E | Internal | Summer | B5 | 200 | 8000 | 0.05 | 111.58 | 111.57 | 0.01 | 0
2030 | PJM_ROM_2_PJM_E | PJM_ROM | PJM_E | Internal | Summer | B6 | 300 | 8000 | 0.03 | 91.24 | 91.23 | 0.01 | 0
2030 | PJM_ROM_2_PJM_E | PJM_ROM | PJM_E | Internal | Summer | B7 | 400 | 8000 | 0.03 | 77 | 76.99 | 0.01 | 0
2030 | PJM_ROM_2_PJM_E | PJM_ROM | PJM_E | Internal | Summer | B8 | 500 | 8000 | 0.02 | 71.22 | 71.21 | 0.01 | 0
2030 | PJM_ROM_2_PJM_E | PJM_ROM | PJM_E | Internal | Summer | B9 | 800 | 8000 | 0.01 | 68.52 | 68.51 | 0.01 | 0
2030 | PJM_ROM_2_PJM_E | PJM_ROM | PJM_E | Internal | Summer | B10 | 1262 | 8000 | 0 | 60.3 | 60.29 | 0.01 | 0
2030 | PJM_ROM_2_PJM_E | PJM_ROM | PJM_E | Internal | Winter | B16 | 25 | 8000 | 0.42 | 86.28 | 86.27 | 0.01 | 0
2030 | PJM_ROM_2_PJM_E | PJM_ROM | PJM_E | Internal | Winter | B17 | 100 | 8000 | 488.36 | 81.74 | 81.76 | 0.01 | 0
2030 | PJM_ROM_2_PJM_E | PJM_ROM | PJM_E | Internal | Winter | B18 | 400 | 8000 | 902.25 | 77.42 | 77.43 | 0.01 | 0
2030 | PJM_ROM_2_PJM_E | PJM_ROM | PJM_E | Internal | Winter | B19 | 700 | 8000 | 1461.74 | 77.37 | 77.38 | 0.01 | 0
2030 | PJM_ROM_2_PJM_E | PJM_ROM | PJM_E | Internal | Winter | B20 | 935 | 8000 | 1037.64 | 67.25 | 67.27 | 0.01 | 0
2030 | PJM_ROM_2_PJM_ROR | PJM_ROM | PJM_ROR | Internal | Shoulder | B11 | 25 | 8000 | 0.4 | 80.8 | 80.78 | 0.01 | 0
2030 | PJM_ROM_2_PJM_ROR | PJM_ROM | PJM_ROR | Internal | Shoulder | B12 | 200 | 8000 | 0 | 76.05 | 74.4 | 0.01 | 0
2030 | PJM_ROM_2_PJM_ROR | PJM_ROM | PJM_ROR | Internal | Shoulder | B13 | 600 | 8000 | 0 | 71.29 | 70.99 | 0.01 | 0
2030 | PJM_ROM_2_PJM_ROR | PJM_ROM | PJM_ROR | Internal | Shoulder | B14 | 900 | 8000 | 0 | 71.16 | 65.28 | 0.01 | 0
2030 | PJM_ROM_2_PJM_ROR | PJM_ROM | PJM_ROR | Internal | Shoulder | B15 | 1203 | 8000 | 0 | 62.33 | 61.79 | 0.01 | 0
2030 | PJM_ROM_2_PJM_ROR | PJM_ROM | PJM_ROR | Internal | Summer | B1 | 10 | 8000 | 0 | 146.15 | 120.73 | 0.01 | 0
2030 | PJM_ROM_2_PJM_ROR | PJM_ROM | PJM_ROR | Internal | Summer | B2 | 25 | 8000 | 0.65 | 115.61 | 115.6 | 0.01 | 0
2030 | PJM_ROM_2_PJM_ROR | PJM_ROM | PJM_ROR | Internal | Summer | B3 | 75 | 8000 | 0.14 | 114.19 | 114.17 | 0.01 | 0
2030 | PJM_ROM_2_PJM_ROR | PJM_ROM | PJM_ROR | Internal | Summer | B4 | 100 | 8000 | 1783.27 | 114.16 | 114.17 | 0.01 | 0
2030 | PJM_ROM_2_PJM_ROR | PJM_ROM | PJM_ROR | Internal | Summer | B5 | 200 | 8000 | 2018.76 | 111.58 | 111.59 | 0.01 | 0
2030 | PJM_ROM_2_PJM_ROR | PJM_ROM | PJM_ROR | Internal | Summer | B6 | 300 | 8000 | 0.04 | 91.24 | 91.23 | 0.01 | 0
2030 | PJM_ROM_2_PJM_ROR | PJM_ROM | PJM_ROR | Internal | Summer | B7 | 400 | 8000 | 0.03 | 77 | 76.99 | 0.01 | 0
2030 | PJM_ROM_2_PJM_ROR | PJM_ROM | PJM_ROR | Internal | Summer | B8 | 500 | 8000 | 0.02 | 71.22 | 71.21 | 0.01 | 0
2030 | PJM_ROM_2_PJM_ROR | PJM_ROM | PJM_ROR | Internal | Summer | B9 | 800 | 8000 | 0 | 68.52 | 67.77 | 0.01 | 0
2030 | PJM_ROM_2_PJM_ROR | PJM_ROM | PJM_ROR | Internal | Summer | B10 | 1262 | 8000 | 0 | 60.3 | 60.29 | 0.01 | 0
2030 | PJM_ROM_2_PJM_ROR | PJM_ROM | PJM_ROR | Internal | Winter | B16 | 25 | 8000 | 0.38 | 86.28 | 86.27 | 0.01 | 0
2030 | PJM_ROM_2_PJM_ROR | PJM_ROM | PJM_ROR | Internal | Winter | B17 | 100 | 8000 | 0 | 81.74 | 78.47 | 0.01 | 0
2030 | PJM_ROM_2_PJM_ROR | PJM_ROM | PJM_ROR | Internal | Winter | B18 | 400 | 8000 | 0 | 77.42 | 74.61 | 0.01 | 0
2030 | PJM_ROM_2_PJM_ROR | PJM_ROM | PJM_ROR | Internal | Winter | B19 | 700 | 8000 | 0 | 77.37 | 68.88 | 0.01 | 0
2030 | PJM_ROM_2_PJM_ROR | PJM_ROM | PJM_ROR | Internal | Winter | B20 | 935 | 8000 | 0 | 67.25 | 64.87 | 0.01 | 0
2030 | SOCO_2_ENT | SOCO | ENT | Internal | Shoulder | B11 | 25 | 4300 | 0 | 96.66 | 78.77 | 10 | 0
2030 | SOCO_2_ENT | SOCO | ENT | Internal | Shoulder | B12 | 200 | 4300 | 0 | 78.59 | 72.4 | 10 | 0
2030 | SOCO_2_ENT | SOCO | ENT | Internal | Shoulder | B13 | 600 | 4300 | 0 | 75.82 | 67.82 | 10 | 0
2030 | SOCO_2_ENT | SOCO | ENT | Internal | Shoulder | B14 | 900 | 4300 | 0 | 75.82 | 63.26 | 10 | 0
2030 | SOCO_2_ENT | SOCO | ENT | Internal | Shoulder | B15 | 1203 | 4300 | 0 | 75.75 | 50.75 | 10 | 0
2030 | SOCO_2_ENT | SOCO | ENT | Internal | Summer | B1 | 10 | 4300 | 0 | 125.5 | 76.92 | 10 | 0
2030 | SOCO_2_ENT | SOCO | ENT | Internal | Summer | B2 | 25 | 4300 | 0 | 123.01 | 113.6 | 10 | 0
2030 | SOCO_2_ENT | SOCO | ENT | Internal | Summer | B3 | 75 | 4300 | 0 | 123.01 | 114.98 | 10 | 0
2030 | SOCO_2_ENT | SOCO | ENT | Internal | Summer | B4 | 100 | 4300 | 0 | 123.01 | 112.19 | 10 | 0
2030 | SOCO_2_ENT | SOCO | ENT | Internal | Summer | B5 | 200 | 4300 | 0 | 123.01 | 109.6 | 10 | 0
2030 | SOCO_2_ENT | SOCO | ENT | Internal | Summer | B6 | 300 | 4300 | 0 | 106.23 | 89.24 | 10 | 0
2030 | SOCO_2_ENT | SOCO | ENT | Internal | Summer | B7 | 400 | 4300 | 0 | 91.99 | 75.28 | 10 | 0
2030 | SOCO_2_ENT | SOCO | ENT | Internal | Summer | B8 | 500 | 4300 | 0 | 80.22 | 72.22 | 10 | 0
2030 | SOCO_2_ENT | SOCO | ENT | Internal | Summer | B9 | 800 | 4300 | 0 | 77.03 | 71.83 | 10 | 0
2030 | SOCO_2_ENT | SOCO | ENT | Internal | Summer | B10 | 1262 | 4300 | 0 | 74.32 | 61.26 | 10 | 0
2030 | SOCO_2_ENT | SOCO | ENT | Internal | Winter | B16 | 25 | 4300 | 0 | 109.46 | 76.27 | 10 | 0
2030 | SOCO_2_ENT | SOCO | ENT | Internal | Winter | B17 | 100 | 4300 | 0 | 79.3 | 71.3 | 10 | 0
2030 | SOCO_2_ENT | SOCO | ENT | Internal | Winter | B18 | 400 | 4300 | 0 | 78.99 | 71.12 | 10 | 0
2030 | SOCO_2_ENT | SOCO | ENT | Internal | Winter | B19 | 700 | 4300 | 0 | 78.99 | 66.88 | 10 | 0
2030 | SOCO_2_ENT | SOCO | ENT | Internal | Winter | B20 | 935 | 4300 | 0 | 77.82 | 52.82 | 10 | 0
2030 | SOCO_2_FRCC | SOCO | FRCC | Internal | Shoulder | B11 | 25 | 3700 | 3700 | 96.66 | 128.08 | 10 | 21.42
2030 | SOCO_2_FRCC | SOCO | FRCC | Internal | Shoulder | B12 | 200 | 3700 | 0 | 78.59 | 84.6 | 10 | 0
2030 | SOCO_2_FRCC | SOCO | FRCC | Internal | Shoulder | B13 | 600 | 3700 | 0 | 75.82 | 84.6 | 10 | 0
2030 | SOCO_2_FRCC | SOCO | FRCC | Internal | Shoulder | B14 | 900 | 3700 | 0 | 75.82 | 81.06 | 10 | 0
2030 | SOCO_2_FRCC | SOCO | FRCC | Internal | Shoulder | B15 | 1203 | 3700 | 0 | 75.75 | 81.06 | 10 | 0
2030 | SOCO_2_FRCC | SOCO | FRCC | Internal | Summer | B1 | 10 | 3700 | 1895.76 | 125.5 | 135.5 | 10 | 0
2030 | SOCO_2_FRCC | SOCO | FRCC | Internal | Summer | B2 | 25 | 3700 | 0 | 123.01 | 129.98 | 10 | 0
2030 | SOCO_2_FRCC | SOCO | FRCC | Internal | Summer | B3 | 75 | 3700 | 0 | 123.01 | 129.98 | 10 | 0
2030 | SOCO_2_FRCC | SOCO | FRCC | Internal | Summer | B4 | 100 | 3700 | 0 | 123.01 | 129.98 | 10 | 0
2030 | SOCO_2_FRCC | SOCO | FRCC | Internal | Summer | B5 | 200 | 3700 | 0 | 123.01 | 129.98 | 10 | 0
2030 | SOCO_2_FRCC | SOCO | FRCC | Internal | Summer | B6 | 300 | 3700 | 2225.35 | 106.23 | 116.23 | 10 | 0
2030 | SOCO_2_FRCC | SOCO | FRCC | Internal | Summer | B7 | 400 | 3700 | 181.11 | 91.99 | 101.99 | 10 | 0
2030 | SOCO_2_FRCC | SOCO | FRCC | Internal | Summer | B8 | 500 | 3700 | 0 | 80.22 | 83.65 | 10 | 0
2030 | SOCO_2_FRCC | SOCO | FRCC | Internal | Summer | B9 | 800 | 3700 | 0 | 77.03 | 80.15 | 10 | 0
2030 | SOCO_2_FRCC | SOCO | FRCC | Internal | Summer | B10 | 1262 | 3700 | 0 | 74.32 | 80.15 | 10 | 0
2030 | SOCO_2_FRCC | SOCO | FRCC | Internal | Winter | B16 | 25 | 3700 | 1798.46 | 109.46 | 119.46 | 10 | 0
2030 | SOCO_2_FRCC | SOCO | FRCC | Internal | Winter | B17 | 100 | 3700 | 0 | 79.3 | 87.38 | 10 | 0
2030 | SOCO_2_FRCC | SOCO | FRCC | Internal | Winter | B18 | 400 | 3700 | 0 | 78.99 | 85.82 | 10 | 0
2030 | SOCO_2_FRCC | SOCO | FRCC | Internal | Winter | B19 | 700 | 3700 | 0 | 78.99 | 83.72 | 10 | 0
2030 | SOCO_2_FRCC | SOCO | FRCC | Internal | Winter | B20 | 935 | 3700 | 0 | 77.82 | 83.72 | 10 | 0
2030 | SOCO_2_TVA_Transmission | SOCO | TVA_Transmission | Internal | Shoulder | B11 | 25 | 2600 | 0 | 96.66 | 86.78 | 10 | 0
2030 | SOCO_2_TVA_Transmission | SOCO | TVA_Transmission | Internal | Shoulder | B12 | 200 | 2600 | 0 | 78.59 | 77.65 | 10 | 0
2030 | SOCO_2_TVA_Transmission | SOCO | TVA_Transmission | Internal | Shoulder | B13 | 600 | 2600 | 0 | 75.82 | 75.47 | 10 | 0
2030 | SOCO_2_TVA_Transmission | SOCO | TVA_Transmission | Internal | Shoulder | B14 | 900 | 2600 | 0 | 75.82 | 71.27 | 10 | 0
2030 | SOCO_2_TVA_Transmission | SOCO | TVA_Transmission | Internal | Shoulder | B15 | 1203 | 2600 | 0 | 75.75 | 66.75 | 10 | 0
2030 | SOCO_2_TVA_Transmission | SOCO | TVA_Transmission | Internal | Summer | B1 | 10 | 2600 | 0 | 125.5 | 126.73 | 10 | 0
2030 | SOCO_2_TVA_Transmission | SOCO | TVA_Transmission | Internal | Summer | B2 | 25 | 2600 | 0 | 123.01 | 121.6 | 10 | 0
2030 | SOCO_2_TVA_Transmission | SOCO | TVA_Transmission | Internal | Summer | B3 | 75 | 2600 | 0 | 123.01 | 120.17 | 10 | 0
2030 | SOCO_2_TVA_Transmission | SOCO | TVA_Transmission | Internal | Summer | B4 | 100 | 2600 | 0 | 123.01 | 120.17 | 10 | 0
2030 | SOCO_2_TVA_Transmission | SOCO | TVA_Transmission | Internal | Summer | B5 | 200 | 2600 | 0 | 123.01 | 115.85 | 10 | 0
2030 | SOCO_2_TVA_Transmission | SOCO | TVA_Transmission | Internal | Summer | B6 | 300 | 2600 | 0 | 106.23 | 97.23 | 10 | 0
2030 | SOCO_2_TVA_Transmission | SOCO | TVA_Transmission | Internal | Summer | B7 | 400 | 2600 | 0 | 91.99 | 82.99 | 10 | 0
2030 | SOCO_2_TVA_Transmission | SOCO | TVA_Transmission | Internal | Summer | B8 | 500 | 2600 | 0 | 80.22 | 75.3 | 10 | 0
2030 | SOCO_2_TVA_Transmission | SOCO | TVA_Transmission | Internal | Summer | B9 | 800 | 2600 | 0 | 77.03 | 73.77 | 10 | 0
2030 | SOCO_2_TVA_Transmission | SOCO | TVA_Transmission | Internal | Summer | B10 | 1262 | 2600 | 0 | 74.32 | 65.81 | 10 | 0
2030 | SOCO_2_TVA_Transmission | SOCO | TVA_Transmission | Internal | Winter | B16 | 25 | 2600 | 0 | 109.46 | 92.27 | 10 | 0
2030 | SOCO_2_TVA_Transmission | SOCO | TVA_Transmission | Internal | Winter | B17 | 100 | 2600 | 0 | 79.3 | 79.3 | 10 | 0
2030 | SOCO_2_TVA_Transmission | SOCO | TVA_Transmission | Internal | Winter | B18 | 400 | 2600 | 0 | 78.99 | 78.51 | 10 | 0
2030 | SOCO_2_TVA_Transmission | SOCO | TVA_Transmission | Internal | Winter | B19 | 700 | 2600 | 0 | 78.99 | 74.88 | 10 | 0
2030 | SOCO_2_TVA_Transmission | SOCO | TVA_Transmission | Internal | Winter | B20 | 935 | 2600 | 0 | 77.82 | 68.82 | 10 | 0
2030 | SOCO_2_VACAR | SOCO | VACAR | Internal | Shoulder | B11 | 25 | 2000 | 0 | 96.66 | 89.66 | 10 | 0
2030 | SOCO_2_VACAR | SOCO | VACAR | Internal | Shoulder | B12 | 200 | 2000 | 0 | 78.59 | 80.4 | 10 | 0
2030 | SOCO_2_VACAR | SOCO | VACAR | Internal | Shoulder | B13 | 600 | 2000 | 0 | 75.82 | 76.99 | 10 | 0
2030 | SOCO_2_VACAR | SOCO | VACAR | Internal | Shoulder | B14 | 900 | 2000 | 0 | 75.82 | 71.28 | 10 | 0
2030 | SOCO_2_VACAR | SOCO | VACAR | Internal | Shoulder | B15 | 1203 | 2000 | 0 | 75.75 | 68.75 | 10 | 0
2030 | SOCO_2_VACAR | SOCO | VACAR | Internal | Summer | B1 | 10 | 2000 | 271.5 | 125.5 | 135.5 | 10 | 0
2030 | SOCO_2_VACAR | SOCO | VACAR | Internal | Summer | B2 | 25 | 2000 | 0 | 123.01 | 125.37 | 10 | 0
2030 | SOCO_2_VACAR | SOCO | VACAR | Internal | Summer | B3 | 75 | 2000 | 0 | 123.01 | 125.37 | 10 | 0
2030 | SOCO_2_VACAR | SOCO | VACAR | Internal | Summer | B4 | 100 | 2000 | 0 | 123.01 | 125.37 | 10 | 0
2030 | SOCO_2_VACAR | SOCO | VACAR | Internal | Summer | B5 | 200 | 2000 | 0 | 123.01 | 122.8 | 10 | 0
2030 | SOCO_2_VACAR | SOCO | VACAR | Internal | Summer | B6 | 300 | 2000 | 0 | 106.23 | 99.23 | 10 | 0
2030 | SOCO_2_VACAR | SOCO | VACAR | Internal | Summer | B7 | 400 | 2000 | 0 | 91.99 | 84.99 | 10 | 0
2030 | SOCO_2_VACAR | SOCO | VACAR | Internal | Summer | B8 | 500 | 2000 | 0 | 80.22 | 77.21 | 10 | 0
2030 | SOCO_2_VACAR | SOCO | VACAR | Internal | Summer | B9 | 800 | 2000 | 0 | 77.03 | 70.03 | 10 | 0
2030 | SOCO_2_VACAR | SOCO | VACAR | Internal | Summer | B10 | 1262 | 2000 | 0 | 74.32 | 66.79 | 10 | 0
2030 | SOCO_2_VACAR | SOCO | VACAR | Internal | Winter | B16 | 25 | 2000 | 1929.45 | 109.46 | 119.46 | 10 | 0
2030 | SOCO_2_VACAR | SOCO | VACAR | Internal | Winter | B17 | 100 | 2000 | 0.06 | 79.3 | 89.26 | 10 | 0
2030 | SOCO_2_VACAR | SOCO | VACAR | Internal | Winter | B18 | 400 | 2000 | 0 | 78.99 | 81.74 | 10 | 0
2030 | SOCO_2_VACAR | SOCO | VACAR | Internal | Winter | B19 | 700 | 2000 | 0 | 78.99 | 74.88 | 10 | 0
2030 | SOCO_2_VACAR | SOCO | VACAR | Internal | Winter | B20 | 935 | 2000 | 0 | 77.82 | 73.13 | 10 | 0
2030 | SPP_N_2_ENT | SPP_N | ENT | Internal | Shoulder | B11 | 25 | 15643 | 5227.88 | 73.77 | 78.77 | 5 | 0
2030 | SPP_N_2_ENT | SPP_N | ENT | Internal | Shoulder | B12 | 200 | 15643 | 8735.14 | 67.4 | 72.4 | 5 | 0
2030 | SPP_N_2_ENT | SPP_N | ENT | Internal | Shoulder | B13 | 600 | 15643 | 8320.78 | 62.82 | 67.82 | 5 | 0
2030 | SPP_N_2_ENT | SPP_N | ENT | Internal | Shoulder | B14 | 900 | 15643 | 15241.47 | 58.26 | 63.26 | 5 | 0
2030 | SPP_N_2_ENT | SPP_N | ENT | Internal | Shoulder | B15 | 1203 | 15643 | 15643 | 0.16 | 50.75 | 5 | 45.59
2030 | SPP_N_2_ENT | SPP_N | ENT | Internal | Summer | B1 | 10 | 15643 | 11822.37 | 71.92 | 76.92 | 5 | 0
2030 | SPP_N_2_ENT | SPP_N | ENT | Internal | Summer | B2 | 25 | 15643 | 5378.58 | 108.6 | 113.6 | 5 | 0
2030 | SPP_N_2_ENT | SPP_N | ENT | Internal | Summer | B3 | 75 | 15643 | 2987.61 | 109.98 | 114.98 | 5 | 0
2030 | SPP_N_2_ENT | SPP_N | ENT | Internal | Summer | B4 | 100 | 15643 | 2745.95 | 107.19 | 112.19 | 5 | 0
2030 | SPP_N_2_ENT | SPP_N | ENT | Internal | Summer | B5 | 200 | 15643 | 4685.4 | 104.6 | 109.6 | 5 | 0
2030 | SPP_N_2_ENT | SPP_N | ENT | Internal | Summer | B6 | 300 | 15643 | 3365.19 | 84.24 | 89.24 | 5 | 0
2030 | SPP_N_2_ENT | SPP_N | ENT | Internal | Summer | B7 | 400 | 15643 | 4012.17 | 70.28 | 75.28 | 5 | 0
2030 | SPP_N_2_ENT | SPP_N | ENT | Internal | Summer | B8 | 500 | 15643 | 7325.12 | 67.22 | 72.22 | 5 | 0
2030 | SPP_N_2_ENT | SPP_N | ENT | Internal | Summer | B9 | 800 | 15643 | 8179.74 | 66.83 | 71.83 | 5 | 0
2030 | SPP_N_2_ENT | SPP_N | ENT | Internal | Summer | B10 | 1262 | 15643 | 14916.51 | 56.26 | 61.26 | 5 | 0
2030 | SPP_N_2_ENT | SPP_N | ENT | Internal | Winter | B16 | 25 | 15643 | 15642.11 | 71.26 | 76.27 | 5 | 0.01
2030 | SPP_N_2_ENT | SPP_N | ENT | Internal | Winter | B17 | 100 | 15643 | 13761.67 | 66.3 | 71.3 | 5 | 0
2030 | SPP_N_2_ENT | SPP_N | ENT | Internal | Winter | B18 | 400 | 15643 | 8364.77 | 66.12 | 71.12 | 5 | 0
2030 | SPP_N_2_ENT | SPP_N | ENT | Internal | Winter | B19 | 700 | 15643 | 11793.58 | 61.88 | 66.88 | 5 | 0
2030 | SPP_N_2_ENT | SPP_N | ENT | Internal | Winter | B20 | 935 | 15643 | 15560.2 | 47.82 | 52.82 | 5 | 0
2030 | SPP_N_2_MISO_MO-IL | SPP_N | MISO_MO-IL | Internal | Shoulder | B11 | 25 | 4019 | 4018.71 | 73.77 | 78.8 | 5 | 0.02
2030 | SPP_N_2_MISO_MO-IL | SPP_N | MISO_MO-IL | Internal | Shoulder | B12 | 200 | 4019 | 3861.67 | 67.4 | 72.4 | 5 | 0
2030 | SPP_N_2_MISO_MO-IL | SPP_N | MISO_MO-IL | Internal | Shoulder | B13 | 600 | 4019 | 4019 | 62.82 | 68.99 | 5 | 1.17
2030 | SPP_N_2_MISO_MO-IL | SPP_N | MISO_MO-IL | Internal | Shoulder | B14 | 900 | 4019 | 4018.97 | 58.26 | 63.27 | 5 | 0.01
2030 | SPP_N_2_MISO_MO-IL | SPP_N | MISO_MO-IL | Internal | Shoulder | B15 | 1203 | 4019 | 4019 | 0.16 | 58.75 | 5 | 53.59
2030 | SPP_N_2_MISO_MO-IL | SPP_N | MISO_MO-IL | Internal | Summer | B1 | 10 | 4019 | 4019 | 71.92 | 118.73 | 5 | 41.81
2030 | SPP_N_2_MISO_MO-IL | SPP_N | MISO_MO-IL | Internal | Summer | B2 | 25 | 4019 | 4018.99 | 108.6 | 114.98 | 5 | 1.39
2030 | SPP_N_2_MISO_MO-IL | SPP_N | MISO_MO-IL | Internal | Summer | B3 | 75 | 4019 | 1504.28 | 109.98 | 114.98 | 5 | 0
2030 | SPP_N_2_MISO_MO-IL | SPP_N | MISO_MO-IL | Internal | Summer | B4 | 100 | 4019 | 3728.39 | 107.19 | 112.19 | 5 | 0
2030 | SPP_N_2_MISO_MO-IL | SPP_N | MISO_MO-IL | Internal | Summer | B5 | 200 | 4019 | 1618.72 | 104.6 | 109.6 | 5 | 0
2030 | SPP_N_2_MISO_MO-IL | SPP_N | MISO_MO-IL | Internal | Summer | B6 | 300 | 4019 | 1837.95 | 84.24 | 89.24 | 5 | 0
2030 | SPP_N_2_MISO_MO-IL | SPP_N | MISO_MO-IL | Internal | Summer | B7 | 400 | 4019 | 0 | 70.28 | 75 | 5 | 0
2030 | SPP_N_2_MISO_MO-IL | SPP_N | MISO_MO-IL | Internal | Summer | B8 | 500 | 4019 | 0 | 67.22 | 69.69 | 5 | 0
2030 | SPP_N_2_MISO_MO-IL | SPP_N | MISO_MO-IL | Internal | Summer | B9 | 800 | 4019 | 0 | 66.83 | 65.79 | 5 | 0
2030 | SPP_N_2_MISO_MO-IL | SPP_N | MISO_MO-IL | Internal | Summer | B10 | 1262 | 4019 | 0 | 56.26 | 60.53 | 5 | 0
2030 | SPP_N_2_MISO_MO-IL | SPP_N | MISO_MO-IL | Internal | Winter | B16 | 25 | 4019 | 4019 | 71.26 | 84.27 | 5 | 8.01
2030 | SPP_N_2_MISO_MO-IL | SPP_N | MISO_MO-IL | Internal | Winter | B17 | 100 | 4019 | 4019 | 66.3 | 75.63 | 5 | 4.34
2030 | SPP_N_2_MISO_MO-IL | SPP_N | MISO_MO-IL | Internal | Winter | B18 | 400 | 4019 | 4019 | 66.12 | 71.42 | 5 | 0.3
2030 | SPP_N_2_MISO_MO-IL | SPP_N | MISO_MO-IL | Internal | Winter | B19 | 700 | 4019 | 3794.2 | 61.88 | 66.88 | 5 | 0
2030 | SPP_N_2_MISO_MO-IL | SPP_N | MISO_MO-IL | Internal | Winter | B20 | 935 | 4019 | 4019 | 47.82 | 60.82 | 5 | 8
2030 | SPP_N_2_MISO_W | SPP_N | MISO_W | Internal | Shoulder | B11 | 25 | 1087 | 1086.45 | 73.77 | 78.78 | 5 | 0.01
2030 | SPP_N_2_MISO_W | SPP_N | MISO_W | Internal | Shoulder | B12 | 200 | 1087 | 0.11 | 67.4 | 72.39 | 5 | 0
2030 | SPP_N_2_MISO_W | SPP_N | MISO_W | Internal | Shoulder | B13 | 600 | 1087 | 1087 | 62.82 | 68.98 | 5 | 1.15
2030 | SPP_N_2_MISO_W | SPP_N | MISO_W | Internal | Shoulder | B14 | 900 | 1087 | 812.91 | 58.26 | 63.26 | 5 | 0
2030 | SPP_N_2_MISO_W | SPP_N | MISO_W | Internal | Shoulder | B15 | 1203 | 1087 | 1087 | 0.16 | 12.17 | 5 | 7.01
2030 | SPP_N_2_MISO_W | SPP_N | MISO_W | Internal | Summer | B1 | 10 | 1087 | 1087 | 71.92 | 118.73 | 5 | 41.81
2030 | SPP_N_2_MISO_W | SPP_N | MISO_W | Internal | Summer | B2 | 25 | 1087 | 513.32 | 108.6 | 113.6 | 5 | 0
2030 | SPP_N_2_MISO_W | SPP_N | MISO_W | Internal | Summer | B3 | 75 | 1087 | 0.23 | 109.98 | 114.97 | 5 | 0
2030 | SPP_N_2_MISO_W | SPP_N | MISO_W | Internal | Summer | B4 | 100 | 1087 | 0.19 | 107.19 | 112.17 | 5 | 0
2030 | SPP_N_2_MISO_W | SPP_N | MISO_W | Internal | Summer | B5 | 200 | 1087 | 0.09 | 104.6 | 109.59 | 5 | 0
2030 | SPP_N_2_MISO_W | SPP_N | MISO_W | Internal | Summer | B6 | 300 | 1087 | 0.07 | 84.24 | 89.23 | 5 | 0
2030 | SPP_N_2_MISO_W | SPP_N | MISO_W | Internal | Summer | B7 | 400 | 1087 | 0 | 70.28 | 74.99 | 5 | 0
2030 | SPP_N_2_MISO_W | SPP_N | MISO_W | Internal | Summer | B8 | 500 | 1087 | 0 | 67.22 | 69.21 | 5 | 0
2030 | SPP_N_2_MISO_W | SPP_N | MISO_W | Internal | Summer | B9 | 800 | 1087 | 0 | 66.83 | 65.77 | 5 | 0
2030 | SPP_N_2_MISO_W | SPP_N | MISO_W | Internal | Summer | B10 | 1262 | 1087 | 0 | 56.26 | 58.29 | 5 | 0
2030 | SPP_N_2_MISO_W | SPP_N | MISO_W | Internal | Winter | B16 | 25 | 1087 | 0 | 71.26 | 64.26 | 5 | 0
2030 | SPP_N_2_MISO_W | SPP_N | MISO_W | Internal | Winter | B17 | 100 | 1087 | 0 | 66.3 | 66.87 | 5 | 0
2030 | SPP_N_2_MISO_W | SPP_N | MISO_W | Internal | Winter | B18 | 400 | 1087 | 708.03 | 66.12 | 71.12 | 5 | 0
2030 | SPP_N_2_MISO_W | SPP_N | MISO_W | Internal | Winter | B19 | 700 | 1087 | 0.03 | 61.88 | 66.87 | 5 | 0
2030 | SPP_N_2_MISO_W | SPP_N | MISO_W | Internal | Winter | B20 | 935 | 1087 | 1087 | 47.82 | 59.81 | 5 | 6.99
2030 | SPP_N_2_NE | SPP_N | NE | Internal | Shoulder | B11 | 25 | 490 | 355.04 | 73.77 | 73.78 | 0.01 | 0
2030 | SPP_N_2_NE | SPP_N | NE | Internal | Shoulder | B12 | 200 | 490 | 0.05 | 67.4 | 67.39 | 0.01 | 0
2030 | SPP_N_2_NE | SPP_N | NE | Internal | Shoulder | B13 | 600 | 490 | 0.02 | 62.82 | 62.81 | 0.01 | 0
2030 | SPP_N_2_NE | SPP_N | NE | Internal | Shoulder | B14 | 900 | 490 | 0.01 | 58.26 | 58.24 | 0.01 | 0
2030 | SPP_N_2_NE | SPP_N | NE | Internal | Shoulder | B15 | 1203 | 490 | 238.34 | 0.16 | 0.17 | 0.01 | 0
2030 | SPP_N_2_NE | SPP_N | NE | Internal | Summer | B1 | 10 | 490 | 490 | 71.92 | 113.73 | 0.01 | 41.8
2030 | SPP_N_2_NE | SPP_N | NE | Internal | Summer | B2 | 25 | 490 | 0.69 | 108.6 | 108.6 | 0.01 | 0
2030 | SPP_N_2_NE | SPP_N | NE | Internal | Summer | B3 | 75 | 490 | 0.12 | 109.98 | 109.97 | 0.01 | 0
2030 | SPP_N_2_NE | SPP_N | NE | Internal | Summer | B4 | 100 | 490 | 0.1 | 107.19 | 107.17 | 0.01 | 0
2030 | SPP_N_2_NE | SPP_N | NE | Internal | Summer | B5 | 200 | 490 | 0.05 | 104.6 | 104.59 | 0.01 | 0
2030 | SPP_N_2_NE | SPP_N | NE | Internal | Summer | B6 | 300 | 490 | 0.03 | 84.24 | 84.23 | 0.01 | 0
2030 | SPP_N_2_NE | SPP_N | NE | Internal | Summer | B7 | 400 | 490 | 0.02 | 70.28 | 70.26 | 0.01 | 0
2030 | SPP_N_2_NE | SPP_N | NE | Internal | Summer | B8 | 500 | 490 | 0 | 67.22 | 64.21 | 0.01 | 0
2030 | SPP_N_2_NE | SPP_N | NE | Internal | Summer | B9 | 800 | 490 | 0 | 66.83 | 60.77 | 0.01 | 0
2030 | SPP_N_2_NE | SPP_N | NE | Internal | Summer | B10 | 1262 | 490 | 0 | 56.26 | 53.29 | 0.01 | 0
2030 | SPP_N_2_NE | SPP_N | NE | Internal | Winter | B16 | 25 | 490 | 0 | 71.26 | 52.26 | 0.01 | 0
2030 | SPP_N_2_NE | SPP_N | NE | Internal | Winter | B17 | 100 | 490 | 0 | 66.3 | 54.87 | 0.01 | 0
2030 | SPP_N_2_NE | SPP_N | NE | Internal | Winter | B18 | 400 | 490 | 0 | 66.12 | 62.05 | 0.01 | 0
2030 | SPP_N_2_NE | SPP_N | NE | Internal | Winter | B19 | 700 | 490 | 0.01 | 61.88 | 61.87 | 0.01 | 0
2030 | SPP_N_2_NE | SPP_N | NE | Internal | Winter | B20 | 935 | 490 | 0.01 | 47.82 | 47.81 | 0.01 | 0
2030 | SPP_N_2_SPP_S | SPP_N | SPP_S | Internal | Shoulder | B11 | 25 | 4236 | 627.22 | 73.77 | 73.78 | 0.01 | 0
2030 | SPP_N_2_SPP_S | SPP_N | SPP_S | Internal | Shoulder | B12 | 200 | 4236 | 813.62 | 67.4 | 67.41 | 0.01 | 0
2030 | SPP_N_2_SPP_S | SPP_N | SPP_S | Internal | Shoulder | B13 | 600 | 4236 | 825.26 | 62.82 | 62.84 | 0.01 | 0
2030 | SPP_N_2_SPP_S | SPP_N | SPP_S | Internal | Shoulder | B14 | 900 | 4236 | 0 | 58.26 | 53.53 | 0.01 | 0
2030 | SPP_N_2_SPP_S | SPP_N | SPP_S | Internal | Shoulder | B15 | 1203 | 4236 | 0 | 0.16 | 0.01 | 0.01 | 0
2030 | SPP_N_2_SPP_S | SPP_N | SPP_S | Internal | Summer | B1 | 10 | 4236 | 1414.47 | 71.92 | 71.93 | 0.01 | 0
2030 | SPP_N_2_SPP_S | SPP_N | SPP_S | Internal | Summer | B2 | 25 | 4236 | 0 | 108.6 | 105.5 | 0.01 | 0
2030 | SPP_N_2_SPP_S | SPP_N | SPP_S | Internal | Summer | B3 | 75 | 4236 | 0.25 | 109.98 | 109.98 | 0.01 | 0
2030 | SPP_N_2_SPP_S | SPP_N | SPP_S | Internal | Summer | B4 | 100 | 4236 | 0 | 107.19 | 105.5 | 0.01 | 0
2030 | SPP_N_2_SPP_S | SPP_N | SPP_S | Internal | Summer | B5 | 200 | 4236 | 604.47 | 104.6 | 104.61 | 0.01 | 0
2030 | SPP_N_2_SPP_S | SPP_N | SPP_S | Internal | Summer | B6 | 300 | 4236 | 1551.49 | 84.24 | 84.25 | 0.01 | 0
2030 | SPP_N_2_SPP_S | SPP_N | SPP_S | Internal | Summer | B7 | 400 | 4236 | 4236 | 70.28 | 72.1 | 0.01 | 1.81
2030 | SPP_N_2_SPP_S | SPP_N | SPP_S | Internal | Summer | B8 | 500 | 4236 | 4236 | 67.22 | 71.93 | 0.01 | 4.7
2030 | SPP_N_2_SPP_S | SPP_N | SPP_S | Internal | Summer | B9 | 800 | 4236 | 4236 | 66.83 | 71.93 | 0.01 | 5.09
2030 | SPP_N_2_SPP_S | SPP_N | SPP_S | Internal | Summer | B10 | 1262 | 4236 | 2259.44 | 56.26 | 56.27 | 0.01 | 0
2030 | SPP_N_2_SPP_S | SPP_N | SPP_S | Internal | Winter | B16 | 25 | 4236 | 750.79 | 71.26 | 71.27 | 0.01 | 0
2030 | SPP_N_2_SPP_S | SPP_N | SPP_S | Internal | Winter | B17 | 100 | 4236 | 552.69 | 66.3 | 66.31 | 0.01 | 0
2030 | SPP_N_2_SPP_S | SPP_N | SPP_S | Internal | Winter | B18 | 400 | 4236 | 1639.75 | 66.12 | 66.14 | 0.01 | 0
2030 | SPP_N_2_SPP_S | SPP_N | SPP_S | Internal | Winter | B19 | 700 | 4236 | 203.42 | 61.88 | 61.89 | 0.01 | 0
2030 | SPP_N_2_SPP_S | SPP_N | SPP_S | Internal | Winter | B20 | 935 | 4236 | 0.02 | 47.82 | 47.82 | 0.01 | 0
2030 | SPP_S_2_ENT | SPP_S | ENT | Internal | Shoulder | B11 | 25 | 2842 | 0.78 | 73.78 | 78.77 | 5 | 0
2030 | SPP_S_2_ENT | SPP_S | ENT | Internal | Shoulder | B12 | 200 | 2842 | 0.1 | 67.41 | 72.4 | 5 | 0
2030 | SPP_S_2_ENT | SPP_S | ENT | Internal | Shoulder | B13 | 600 | 2842 | 0.03 | 62.84 | 67.82 | 5 | 0
2030 | SPP_S_2_ENT | SPP_S | ENT | Internal | Shoulder | B14 | 900 | 2842 | 2842 | 53.53 | 63.26 | 5 | 4.72
2030 | SPP_S_2_ENT | SPP_S | ENT | Internal | Shoulder | B15 | 1203 | 2842 | 2842 | 0.01 | 50.75 | 5 | 45.74
2030 | SPP_S_2_ENT | SPP_S | ENT | Internal | Summer | B1 | 10 | 2842 | 1.85 | 71.93 | 76.92 | 5 | 0
2030 | SPP_S_2_ENT | SPP_S | ENT | Internal | Summer | B2 | 25 | 2842 | 2842 | 105.5 | 113.6 | 5 | 3.09
2030 | SPP_S_2_ENT | SPP_S | ENT | Internal | Summer | B3 | 75 | 2842 | 2138.98 | 109.98 | 114.98 | 5 | 0
2030 | SPP_S_2_ENT | SPP_S | ENT | Internal | Summer | B4 | 100 | 2842 | 2842 | 105.5 | 112.19 | 5 | 1.68
2030 | SPP_S_2_ENT | SPP_S | ENT | Internal | Summer | B5 | 200 | 2842 | 0.1 | 104.61 | 109.6 | 5 | 0
2030 | SPP_S_2_ENT | SPP_S | ENT | Internal | Summer | B6 | 300 | 2842 | 0.07 | 84.25 | 89.24 | 5 | 0
2030 | SPP_S_2_ENT | SPP_S | ENT | Internal | Summer | B7 | 400 | 2842 | 0 | 72.1 | 75.28 | 5 | 0
2030 | SPP_S_2_ENT | SPP_S | ENT | Internal | Summer | B8 | 500 | 2842 | 0 | 71.93 | 72.22 | 5 | 0
2030 | SPP_S_2_ENT | SPP_S | ENT | Internal | Summer | B9 | 800 | 2842 | 0 | 71.93 | 71.83 | 5 | 0
2030 | SPP_S_2_ENT | SPP_S | ENT | Internal | Summer | B10 | 1262 | 2842 | 0.02 | 56.27 | 61.26 | 5 | 0
2030 | SPP_S_2_ENT | SPP_S | ENT | Internal | Winter | B16 | 25 | 2842 | 496.28 | 71.27 | 76.27 | 5 | 0
2030 | SPP_S_2_ENT | SPP_S | ENT | Internal | Winter | B17 | 100 | 2842 | 0.21 | 66.31 | 71.3 | 5 | 0
2030 | SPP_S_2_ENT | SPP_S | ENT | Internal | Winter | B18 | 400 | 2842 | 0.05 | 66.14 | 71.12 | 5 | 0
2030 | SPP_S_2_ENT | SPP_S | ENT | Internal | Winter | B19 | 700 | 2842 | 0.03 | 61.89 | 66.88 | 5 | 0
2030 | SPP_S_2_ENT | SPP_S | ENT | Internal | Winter | B20 | 935 | 2842 | 2339.59 | 47.82 | 52.82 | 5 | 0
2030 | SPP_S_2_SPP_N | SPP_S | SPP_N | Internal | Shoulder | B11 | 25 | 876 | 0.38 | 73.78 | 73.77 | 0.01 | 0
2030 | SPP_S_2_SPP_N | SPP_S | SPP_N | Internal | Shoulder | B12 | 200 | 876 | 0.05 | 67.41 | 67.4 | 0.01 | 0
2030 | SPP_S_2_SPP_N | SPP_S | SPP_N | Internal | Shoulder | B13 | 600 | 876 | 0.02 | 62.84 | 62.82 | 0.01 | 0
2030 | SPP_S_2_SPP_N | SPP_S | SPP_N | Internal | Shoulder | B14 | 900 | 876 | 876 | 53.53 | 58.26 | 0.01 | 4.71
2030 | SPP_S_2_SPP_N | SPP_S | SPP_N | Internal | Shoulder | B15 | 1203 | 876 | 876 | 0.01 | 0.16 | 0.01 | 0.14
2030 | SPP_S_2_SPP_N | SPP_S | SPP_N | Internal | Summer | B1 | 10 | 876 | 0.89 | 71.93 | 71.92 | 0.01 | 0
2030 | SPP_S_2_SPP_N | SPP_S | SPP_N | Internal | Summer | B2 | 25 | 876 | 876 | 105.5 | 108.6 | 0.01 | 3.08
2030 | SPP_S_2_SPP_N | SPP_S | SPP_N | Internal | Summer | B3 | 75 | 876 | 0.26 | 109.98 | 109.98 | 0.01 | 0
2030 | SPP_S_2_SPP_N | SPP_S | SPP_N | Internal | Summer | B4 | 100 | 876 | 876 | 105.5 | 107.19 | 0.01 | 1.67
2030 | SPP_S_2_SPP_N | SPP_S | SPP_N | Internal | Summer | B5 | 200 | 876 | 0.05 | 104.61 | 104.6 | 0.01 | 0
2030 | SPP_S_2_SPP_N | SPP_S | SPP_N | Internal | Summer | B6 | 300 | 876 | 0.03 | 84.25 | 84.24 | 0.01 | 0
2030 | SPP_S_2_SPP_N | SPP_S | SPP_N | Internal | Summer | B7 | 400 | 876 | 0 | 72.1 | 70.28 | 0.01 | 0
2030 | SPP_S_2_SPP_N | SPP_S | SPP_N | Internal | Summer | B8 | 500 | 876 | 0 | 71.93 | 67.22 | 0.01 | 0
2030 | SPP_S_2_SPP_N | SPP_S | SPP_N | Internal | Summer | B9 | 800 | 876 | 0 | 71.93 | 66.83 | 0.01 | 0
2030 | SPP_S_2_SPP_N | SPP_S | SPP_N | Internal | Summer | B10 | 1262 | 876 | 0 | 56.27 | 56.26 | 0.01 | 0
2030 | SPP_S_2_SPP_N | SPP_S | SPP_N | Internal | Winter | B16 | 25 | 876 | 0.38 | 71.27 | 71.26 | 0.01 | 0
2030 | SPP_S_2_SPP_N | SPP_S | SPP_N | Internal | Winter | B17 | 100 | 876 | 0.1 | 66.31 | 66.3 | 0.01 | 0
2030 | SPP_S_2_SPP_N | SPP_S | SPP_N | Internal | Winter | B18 | 400 | 876 | 0.03 | 66.14 | 66.12 | 0.01 | 0
2030 | SPP_S_2_SPP_N | SPP_S | SPP_N | Internal | Winter | B19 | 700 | 876 | 0.01 | 61.89 | 61.88 | 0.01 | 0
2030 | SPP_S_2_SPP_N | SPP_S | SPP_N | Internal | Winter | B20 | 935 | 876 | 0.02 | 47.82 | 47.82 | 0.01 | 0
2030 | TVA_2_ENT | TVA | ENT | Internal | Shoulder | B11 | 25 | 500 | 0 | 86.8 | 78.77 | 9 | 0
2030 | TVA_2_ENT | TVA | ENT | Internal | Shoulder | B12 | 200 | 500 | 0 | 76.27 | 72.4 | 9 | 0
2030 | TVA_2_ENT | TVA | ENT | Internal | Shoulder | B13 | 600 | 500 | 0 | 75.22 | 67.82 | 9 | 0
2030 | TVA_2_ENT | TVA | ENT | Internal | Shoulder | B14 | 900 | 500 | 0 | 71.28 | 63.26 | 9 | 0
2030 | TVA_2_ENT | TVA | ENT | Internal | Shoulder | B15 | 1203 | 500 | 0 | 66.76 | 50.75 | 9 | 0
2030 | TVA_2_ENT | TVA | ENT | Internal | Summer | B1 | 10 | 500 | 0 | 126.74 | 76.92 | 9 | 0
2030 | TVA_2_ENT | TVA | ENT | Internal | Summer | B2 | 25 | 500 | 0 | 121.61 | 113.6 | 9 | 0
2030 | TVA_2_ENT | TVA | ENT | Internal | Summer | B3 | 75 | 500 | 0 | 120.19 | 114.98 | 9 | 0
2030 | TVA_2_ENT | TVA | ENT | Internal | Summer | B4 | 100 | 500 | 0 | 120.19 | 112.19 | 9 | 0
2030 | TVA_2_ENT | TVA | ENT | Internal | Summer | B5 | 200 | 500 | 0 | 113.8 | 109.6 | 9 | 0
2030 | TVA_2_ENT | TVA | ENT | Internal | Summer | B6 | 300 | 500 | 0 | 82.23 | 89.24 | 9 | 0
2030 | TVA_2_ENT | TVA | ENT | Internal | Summer | B7 | 400 | 500 | 0 | 73.79 | 75.28 | 9 | 0
2030 | TVA_2_ENT | TVA | ENT | Internal | Summer | B8 | 500 | 500 | 0 | 73.79 | 72.22 | 9 | 0
2030 | TVA_2_ENT | TVA | ENT | Internal | Summer | B9 | 800 | 500 | 0 | 73.79 | 71.83 | 9 | 0
2030 | TVA_2_ENT | TVA | ENT | Internal | Summer | B10 | 1262 | 500 | 0 | 64.16 | 61.26 | 9 | 0
2030 | TVA_2_ENT | TVA | ENT | Internal | Winter | B16 | 25 | 500 | 0 | 92.28 | 76.27 | 9 | 0
2030 | TVA_2_ENT | TVA | ENT | Internal | Winter | B17 | 100 | 500 | 0 | 79.31 | 71.3 | 9 | 0
2030 | TVA_2_ENT | TVA | ENT | Internal | Winter | B18 | 400 | 500 | 0 | 78.18 | 71.12 | 9 | 0
2030 | TVA_2_ENT | TVA | ENT | Internal | Winter | B19 | 700 | 500 | 0 | 74.89 | 66.88 | 9 | 0
2030 | TVA_2_ENT | TVA | ENT | Internal | Winter | B20 | 935 | 500 | 0 | 68.83 | 52.82 | 9 | 0
2030 | TVA_2_MISO_MO-IL | TVA | MISO_MO-IL | Internal | Shoulder | B11 | 25 | 50 | 0 | 86.8 | 78.8 | 9 | 0
2030 | TVA_2_MISO_MO-IL | TVA | MISO_MO-IL | Internal | Shoulder | B12 | 200 | 50 | 0 | 76.27 | 72.4 | 9 | 0
2030 | TVA_2_MISO_MO-IL | TVA | MISO_MO-IL | Internal | Shoulder | B13 | 600 | 50 | 0 | 75.22 | 68.99 | 9 | 0
2030 | TVA_2_MISO_MO-IL | TVA | MISO_MO-IL | Internal | Shoulder | B14 | 900 | 50 | 0 | 71.28 | 63.27 | 9 | 0
2030 | TVA_2_MISO_MO-IL | TVA | MISO_MO-IL | Internal | Shoulder | B15 | 1203 | 50 | 0 | 66.76 | 58.75 | 9 | 0
2030 | TVA_2_MISO_MO-IL | TVA | MISO_MO-IL | Internal | Summer | B1 | 10 | 50 | 0 | 126.74 | 118.73 | 9 | 0
2030 | TVA_2_MISO_MO-IL | TVA | MISO_MO-IL | Internal | Summer | B2 | 25 | 50 | 0 | 121.61 | 114.98 | 9 | 0
2030 | TVA_2_MISO_MO-IL | TVA | MISO_MO-IL | Internal | Summer | B3 | 75 | 50 | 0 | 120.19 | 114.98 | 9 | 0
2030 | TVA_2_MISO_MO-IL | TVA | MISO_MO-IL | Internal | Summer | B4 | 100 | 50 | 0 | 120.19 | 112.19 | 9 | 0
2030 | TVA_2_MISO_MO-IL | TVA | MISO_MO-IL | Internal | Summer | B5 | 200 | 50 | 0 | 113.8 | 109.6 | 9 | 0
2030 | TVA_2_MISO_MO-IL | TVA | MISO_MO-IL | Internal | Summer | B6 | 300 | 50 | 0 | 82.23 | 89.24 | 9 | 0
2030 | TVA_2_MISO_MO-IL | TVA | MISO_MO-IL | Internal | Summer | B7 | 400 | 50 | 0 | 73.79 | 75 | 9 | 0
2030 | TVA_2_MISO_MO-IL | TVA | MISO_MO-IL | Internal | Summer | B8 | 500 | 50 | 0 | 73.79 | 69.69 | 9 | 0
2030 | TVA_2_MISO_MO-IL | TVA | MISO_MO-IL | Internal | Summer | B9 | 800 | 50 | 0 | 73.79 | 65.79 | 9 | 0
2030 | TVA_2_MISO_MO-IL | TVA | MISO_MO-IL | Internal | Summer | B10 | 1262 | 50 | 0 | 64.16 | 60.53 | 9 | 0
2030 | TVA_2_MISO_MO-IL | TVA | MISO_MO-IL | Internal | Winter | B16 | 25 | 50 | 0 | 92.28 | 84.27 | 9 | 0
2030 | TVA_2_MISO_MO-IL | TVA | MISO_MO-IL | Internal | Winter | B17 | 100 | 50 | 0 | 79.31 | 75.63 | 9 | 0
2030 | TVA_2_MISO_MO-IL | TVA | MISO_MO-IL | Internal | Winter | B18 | 400 | 50 | 0 | 78.18 | 71.42 | 9 | 0
2030 | TVA_2_MISO_MO-IL | TVA | MISO_MO-IL | Internal | Winter | B19 | 700 | 50 | 0 | 74.89 | 66.88 | 9 | 0
2030 | TVA_2_MISO_MO-IL | TVA | MISO_MO-IL | Internal | Winter | B20 | 935 | 50 | 0 | 68.83 | 60.82 | 9 | 0
2030 | TVA_2_NonRTO_Midwest | TVA | NonRTO_Midwest | Internal | Shoulder | B11 | 25 | 100 | 0 | 86.8 | 86.81 | 9 | 0
2030 | TVA_2_NonRTO_Midwest | TVA | NonRTO_Midwest | Internal | Shoulder | B12 | 200 | 100 | 0 | 76.27 | 80.41 | 9 | 0
2030 | TVA_2_NonRTO_Midwest | TVA | NonRTO_Midwest | Internal | Shoulder | B13 | 600 | 100 | 0 | 75.22 | 78.42 | 9 | 0
2030 | TVA_2_NonRTO_Midwest | TVA | NonRTO_Midwest | Internal | Shoulder | B14 | 900 | 100 | 0 | 71.28 | 71.28 | 9 | 0
2030 | TVA_2_NonRTO_Midwest | TVA | NonRTO_Midwest | Internal | Shoulder | B15 | 1203 | 100 | 0 | 66.76 | 66.04 | 9 | 0
2030 | TVA_2_NonRTO_Midwest | TVA | NonRTO_Midwest | Internal | Summer | B1 | 10 | 100 | 0 | 126.74 | 121.05 | 9 | 0
2030 | TVA_2_NonRTO_Midwest | TVA | NonRTO_Midwest | Internal | Summer | B2 | 25 | 100 | 0 | 121.61 | 121.05 | 9 | 0
2030 | TVA_2_NonRTO_Midwest | TVA | NonRTO_Midwest | Internal | Summer | B3 | 75 | 100 | 0 | 120.19 | 121.05 | 9 | 0
2030 | TVA_2_NonRTO_Midwest | TVA | NonRTO_Midwest | Internal | Summer | B4 | 100 | 100 | 0 | 120.19 | 120.17 | 9 | 0
2030 | TVA_2_NonRTO_Midwest | TVA | NonRTO_Midwest | Internal | Summer | B5 | 200 | 100 | 0 | 113.8 | 117.59 | 9 | 0
2030 | TVA_2_NonRTO_Midwest | TVA | NonRTO_Midwest | Internal | Summer | B6 | 300 | 100 | 100 | 82.23 | 97.23 | 9 | 6
2030 | TVA_2_NonRTO_Midwest | TVA | NonRTO_Midwest | Internal | Summer | B7 | 400 | 100 | 100 | 73.79 | 82.99 | 9 | 0.2
2030 | TVA_2_NonRTO_Midwest | TVA | NonRTO_Midwest | Internal | Summer | B8 | 500 | 100 | 0 | 73.79 | 77.68 | 9 | 0
2030 | TVA_2_NonRTO_Midwest | TVA | NonRTO_Midwest | Internal | Summer | B9 | 800 | 100 | 0 | 73.79 | 65.77 | 9 | 0
2030 | TVA_2_NonRTO_Midwest | TVA | NonRTO_Midwest | Internal | Summer | B10 | 1262 | 100 | 0 | 64.16 | 63.95 | 9 | 0
2030 | TVA_2_NonRTO_Midwest | TVA | NonRTO_Midwest | Internal | Winter | B16 | 25 | 100 | 0 | 92.28 | 92.28 | 9 | 0
2030 | TVA_2_NonRTO_Midwest | TVA | NonRTO_Midwest | Internal | Winter | B17 | 100 | 100 | 0 | 79.31 | 84.46 | 9 | 0
2030 | TVA_2_NonRTO_Midwest | TVA | NonRTO_Midwest | Internal | Winter | B18 | 400 | 100 | 0 | 78.18 | 80.61 | 9 | 0
2030 | TVA_2_NonRTO_Midwest | TVA | NonRTO_Midwest | Internal | Winter | B19 | 700 | 100 | 0 | 74.89 | 74.88 | 9 | 0
2030 | TVA_2_NonRTO_Midwest | TVA | NonRTO_Midwest | Internal | Winter | B20 | 935 | 100 | 0 | 68.83 | 69.36 | 9 | 0
2030 | TVA_2_PJM_ROR | TVA | PJM_ROR | Internal | Shoulder | B11 | 25 | 500 | 0 | 86.8 | 80.78 | 9 | 0
2030 | TVA_2_PJM_ROR | TVA | PJM_ROR | Internal | Shoulder | B12 | 200 | 500 | 0 | 76.27 | 74.4 | 9 | 0
2030 | TVA_2_PJM_ROR | TVA | PJM_ROR | Internal | Shoulder | B13 | 600 | 500 | 0 | 75.22 | 70.99 | 9 | 0
2030 | TVA_2_PJM_ROR | TVA | PJM_ROR | Internal | Shoulder | B14 | 900 | 500 | 0 | 71.28 | 65.28 | 9 | 0
2030 | TVA_2_PJM_ROR | TVA | PJM_ROR | Internal | Shoulder | B15 | 1203 | 500 | 0 | 66.76 | 61.79 | 9 | 0
2030 | TVA_2_PJM_ROR | TVA | PJM_ROR | Internal | Summer | B1 | 10 | 500 | 0 | 126.74 | 120.73 | 9 | 0
2030 | TVA_2_PJM_ROR | TVA | PJM_ROR | Internal | Summer | B2 | 25 | 500 | 0 | 121.61 | 115.6 | 9 | 0
2030 | TVA_2_PJM_ROR | TVA | PJM_ROR | Internal | Summer | B3 | 75 | 500 | 0 | 120.19 | 114.17 | 9 | 0
2030 | TVA_2_PJM_ROR | TVA | PJM_ROR | Internal | Summer | B4 | 100 | 500 | 0 | 120.19 | 114.17 | 9 | 0
2030 | TVA_2_PJM_ROR | TVA | PJM_ROR | Internal | Summer | B5 | 200 | 500 | 0 | 113.8 | 111.59 | 9 | 0
2030 | TVA_2_PJM_ROR | TVA | PJM_ROR | Internal | Summer | B6 | 300 | 500 | 238.44 | 82.23 | 91.23 | 9 | 0
2030 | TVA_2_PJM_ROR | TVA | PJM_ROR | Internal | Summer | B7 | 400 | 500 | 0 | 73.79 | 76.99 | 9 | 0
2030 | TVA_2_PJM_ROR | TVA | PJM_ROR | Internal | Summer | B8 | 500 | 500 | 0 | 73.79 | 71.21 | 9 | 0
2030 | TVA_2_PJM_ROR | TVA | PJM_ROR | Internal | Summer | B9 | 800 | 500 | 0 | 73.79 | 67.77 | 9 | 0
2030 | TVA_2_PJM_ROR | TVA | PJM_ROR | Internal | Summer | B10 | 1262 | 500 | 0 | 64.16 | 60.29 | 9 | 0
2030 | TVA_2_PJM_ROR | TVA | PJM_ROR | Internal | Winter | B16 | 25 | 500 | 0 | 92.28 | 86.27 | 9 | 0
2030 | TVA_2_PJM_ROR | TVA | PJM_ROR | Internal | Winter | B17 | 100 | 500 | 0 | 79.31 | 78.47 | 9 | 0
2030 | TVA_2_PJM_ROR | TVA | PJM_ROR | Internal | Winter | B18 | 400 | 500 | 0 | 78.18 | 74.61 | 9 | 0
2030 | TVA_2_PJM_ROR | TVA | PJM_ROR | Internal | Winter | B19 | 700 | 500 | 0 | 74.89 | 68.88 | 9 | 0
2030 | TVA_2_PJM_ROR | TVA | PJM_ROR | Internal | Winter | B20 | 935 | 500 | 0 | 68.83 | 64.87 | 9 | 0
2030 | TVA_2_SOCO | TVA | SOCO | Internal | Shoulder | B11 | 25 | 500 | 499.99 | 86.8 | 96.66 | 9 | 0.87
2030 | TVA_2_SOCO | TVA | SOCO | Internal | Shoulder | B12 | 200 | 500 | 0 | 76.27 | 78.59 | 9 | 0
2030 | TVA_2_SOCO | TVA | SOCO | Internal | Shoulder | B13 | 600 | 500 | 0 | 75.22 | 75.82 | 9 | 0
2030 | TVA_2_SOCO | TVA | SOCO | Internal | Shoulder | B14 | 900 | 500 | 0 | 71.28 | 75.82 | 9 | 0
2030 | TVA_2_SOCO | TVA | SOCO | Internal | Shoulder | B15 | 1203 | 500 | 0.02 | 66.76 | 75.75 | 9 | 0
2030 | TVA_2_SOCO | TVA | SOCO | Internal | Summer | B1 | 10 | 500 | 0 | 126.74 | 125.5 | 9 | 0
2030 | TVA_2_SOCO | TVA | SOCO | Internal | Summer | B2 | 25 | 500 | 0 | 121.61 | 123.01 | 9 | 0
2030 | TVA_2_SOCO | TVA | SOCO | Internal | Summer | B3 | 75 | 500 | 0 | 120.19 | 123.01 | 9 | 0
2030 | TVA_2_SOCO | TVA | SOCO | Internal | Summer | B4 | 100 | 500 | 0 | 120.19 | 123.01 | 9 | 0
2030 | TVA_2_SOCO | TVA | SOCO | Internal | Summer | B5 | 200 | 500 | 499.99 | 113.8 | 123.01 | 9 | 0.21
2030 | TVA_2_SOCO | TVA | SOCO | Internal | Summer | B6 | 300 | 500 | 500 | 82.23 | 106.23 | 9 | 15
2030 | TVA_2_SOCO | TVA | SOCO | Internal | Summer | B7 | 400 | 500 | 500 | 73.79 | 91.99 | 9 | 9.2
2030 | TVA_2_SOCO | TVA | SOCO | Internal | Summer | B8 | 500 | 500 | 0 | 73.79 | 80.22 | 9 | 0
2030 | TVA_2_SOCO | TVA | SOCO | Internal | Summer | B9 | 800 | 500 | 0 | 73.79 | 77.03 | 9 | 0
2030 | TVA_2_SOCO | TVA | SOCO | Internal | Summer | B10 | 1262 | 500 | 500 | 64.16 | 74.32 | 9 | 1.16
2030 | TVA_2_SOCO | TVA | SOCO | Internal | Winter | B16 | 25 | 500 | 500 | 92.28 | 109.46 | 9 | 8.18
2030 | TVA_2_SOCO | TVA | SOCO | Internal | Winter | B17 | 100 | 500 | 0 | 79.31 | 79.3 | 9 | 0
2030 | TVA_2_SOCO | TVA | SOCO | Internal | Winter | B18 | 400 | 500 | 0 | 78.18 | 78.99 | 9 | 0
2030 | TVA_2_SOCO | TVA | SOCO | Internal | Winter | B19 | 700 | 500 | 0 | 74.89 | 78.99 | 9 | 0
2030 | TVA_2_SOCO | TVA | SOCO | Internal | Winter | B20 | 935 | 500 | 0.02 | 68.83 | 77.82 | 9 | 0
2030 | TVA_2_VACAR | TVA | VACAR | Internal | Shoulder | B11 | 25 | 150 | 0 | 86.8 | 89.66 | 9 | 0
2030 | TVA_2_VACAR | TVA | VACAR | Internal | Shoulder | B12 | 200 | 150 | 0 | 76.27 | 80.4 | 9 | 0
2030 | TVA_2_VACAR | TVA | VACAR | Internal | Shoulder | B13 | 600 | 150 | 0 | 75.22 | 76.99 | 9 | 0
2030 | TVA_2_VACAR | TVA | VACAR | Internal | Shoulder | B14 | 900 | 150 | 0 | 71.28 | 71.28 | 9 | 0
2030 | TVA_2_VACAR | TVA | VACAR | Internal | Shoulder | B15 | 1203 | 150 | 0 | 66.76 | 68.75 | 9 | 0
2030 | TVA_2_VACAR | TVA | VACAR | Internal | Summer | B1 | 10 | 150 | 0.09 | 126.74 | 135.5 | 9 | 0
2030 | TVA_2_VACAR | TVA | VACAR | Internal | Summer | B2 | 25 | 150 | 0 | 121.61 | 125.37 | 9 | 0
2030 | TVA_2_VACAR | TVA | VACAR | Internal | Summer | B3 | 75 | 150 | 0 | 120.19 | 125.37 | 9 | 0
2030 | TVA_2_VACAR | TVA | VACAR | Internal | Summer | B4 | 100 | 150 | 0 | 120.19 | 125.37 | 9 | 0
2030 | TVA_2_VACAR | TVA | VACAR | Internal | Summer | B5 | 200 | 150 | 38.33 | 113.8 | 122.8 | 9 | 0
2030 | TVA_2_VACAR | TVA | VACAR | Internal | Summer | B6 | 300 | 150 | 150 | 82.23 | 99.23 | 9 | 8
2030 | TVA_2_VACAR | TVA | VACAR | Internal | Summer | B7 | 400 | 150 | 150 | 73.79 | 84.99 | 9 | 2.2
2030 | TVA_2_VACAR | TVA | VACAR | Internal | Summer | B8 | 500 | 150 | 0 | 73.79 | 77.21 | 9 | 0
2030 | TVA_2_VACAR | TVA | VACAR | Internal | Summer | B9 | 800 | 150 | 0 | 73.79 | 70.03 | 9 | 0
2030 | TVA_2_VACAR | TVA | VACAR | Internal | Summer | B10 | 1262 | 150 | 0 | 64.16 | 66.79 | 9 | 0
2030 | TVA_2_VACAR | TVA | VACAR | Internal | Winter | B16 | 25 | 150 | 150 | 92.28 | 119.46 | 9 | 18.18
2030 | TVA_2_VACAR | TVA | VACAR | Internal | Winter | B17 | 100 | 150 | 150 | 79.31 | 89.26 | 9 | 0.95
2030 | TVA_2_VACAR | TVA | VACAR | Internal | Winter | B18 | 400 | 150 | 0 | 78.18 | 81.74 | 9 | 0
2030 | TVA_2_VACAR | TVA | VACAR | Internal | Winter | B19 | 700 | 150 | 0 | 74.89 | 74.88 | 9 | 0
2030 | TVA_2_VACAR | TVA | VACAR | Internal | Winter | B20 | 935 | 150 | 0 | 68.83 | 73.13 | 9 | 0
2030 | TVA_Transmission_2_ENT | TVA_Transmission | ENT | Internal | Shoulder | B11 | 25 | 3000 | 0 | 86.78 | 78.77 | 9 | 0
2030 | TVA_Transmission_2_ENT | TVA_Transmission | ENT | Internal | Shoulder | B12 | 200 | 3000 | 0 | 77.65 | 72.4 | 9 | 0
2030 | TVA_Transmission_2_ENT | TVA_Transmission | ENT | Internal | Shoulder | B13 | 600 | 3000 | 0 | 75.47 | 67.82 | 9 | 0
2030 | TVA_Transmission_2_ENT | TVA_Transmission | ENT | Internal | Shoulder | B14 | 900 | 3000 | 0 | 71.27 | 63.26 | 9 | 0
2030 | TVA_Transmission_2_ENT | TVA_Transmission | ENT | Internal | Shoulder | B15 | 1203 | 3000 | 0 | 66.75 | 50.75 | 9 | 0
2030 | TVA_Transmission_2_ENT | TVA_Transmission | ENT | Internal | Summer | B1 | 10 | 3000 | 0 | 126.73 | 76.92 | 9 | 0
2030 | TVA_Transmission_2_ENT | TVA_Transmission | ENT | Internal | Summer | B2 | 25 | 3000 | 0 | 121.6 | 113.6 | 9 | 0
2030 | TVA_Transmission_2_ENT | TVA_Transmission | ENT | Internal | Summer | B3 | 75 | 3000 | 0 | 120.17 | 114.98 | 9 | 0
2030 | TVA_Transmission_2_ENT | TVA_Transmission | ENT | Internal | Summer | B4 | 100 | 3000 | 0 | 120.17 | 112.19 | 9 | 0
2030 | TVA_Transmission_2_ENT | TVA_Transmission | ENT | Internal | Summer | B5 | 200 | 3000 | 0 | 115.85 | 109.6 | 9 | 0
2030 | TVA_Transmission_2_ENT | TVA_Transmission | ENT | Internal | Summer | B6 | 300 | 3000 | 0 | 97.23 | 89.24 | 9 | 0
2030 | TVA_Transmission_2_ENT | TVA_Transmission | ENT | Internal | Summer | B7 | 400 | 3000 | 0 | 82.99 | 75.28 | 9 | 0
2030 | TVA_Transmission_2_ENT | TVA_Transmission | ENT | Internal | Summer | B8 | 500 | 3000 | 0 | 75.3 | 72.22 | 9 | 0
2030 | TVA_Transmission_2_ENT | TVA_Transmission | ENT | Internal | Summer | B9 | 800 | 3000 | 0 | 73.77 | 71.83 | 9 | 0
2030 | TVA_Transmission_2_ENT | TVA_Transmission | ENT | Internal | Summer | B10 | 1262 | 3000 | 0 | 65.81 | 61.26 | 9 | 0
2030 | TVA_Transmission_2_ENT | TVA_Transmission | ENT | Internal | Winter | B16 | 25 | 3000 | 0 | 92.27 | 76.27 | 9 | 0
2030 | TVA_Transmission_2_ENT | TVA_Transmission | ENT | Internal | Winter | B17 | 100 | 3000 | 0 | 79.3 | 71.3 | 9 | 0
2030 | TVA_Transmission_2_ENT | TVA_Transmission | ENT | Internal | Winter | B18 | 400 | 3000 | 0 | 78.51 | 71.12 | 9 | 0
2030 | TVA_Transmission_2_ENT | TVA_Transmission | ENT | Internal | Winter | B19 | 700 | 3000 | 0 | 74.88 | 66.88 | 9 | 0
2030 | TVA_Transmission_2_ENT | TVA_Transmission | ENT | Internal | Winter | B20 | 935 | 3000 | 0 | 68.82 | 52.82 | 9 | 0
2030 | TVA_Transmission_2_MISO_MO-IL | TVA_Transmission | MISO_MO-IL | Internal | Shoulder | B11 | 25 | 4000 | 0 | 86.78 | 78.8 | 9 | 0
2030 | TVA_Transmission_2_MISO_MO-IL | TVA_Transmission | MISO_MO-IL | Internal | Shoulder | B12 | 200 | 4000 | 0 | 77.65 | 72.4 | 9 | 0
2030 | TVA_Transmission_2_MISO_MO-IL | TVA_Transmission | MISO_MO-IL | Internal | Shoulder | B13 | 600 | 4000 | 0 | 75.47 | 68.99 | 9 | 0
2030 | TVA_Transmission_2_MISO_MO-IL | TVA_Transmission | MISO_MO-IL | Internal | Shoulder | B14 | 900 | 4000 | 0 | 71.27 | 63.27 | 9 | 0
2030 | TVA_Transmission_2_MISO_MO-IL | TVA_Transmission | MISO_MO-IL | Internal | Shoulder | B15 | 1203 | 4000 | 0 | 66.75 | 58.75 | 9 | 0
2030 | TVA_Transmission_2_MISO_MO-IL | TVA_Transmission | MISO_MO-IL | Internal | Summer | B1 | 10 | 4000 | 0 | 126.73 | 118.73 | 9 | 0
2030 | TVA_Transmission_2_MISO_MO-IL | TVA_Transmission | MISO_MO-IL | Internal | Summer | B2 | 25 | 4000 | 0 | 121.6 | 114.98 | 9 | 0
2030 | TVA_Transmission_2_MISO_MO-IL | TVA_Transmission | MISO_MO-IL | Internal | Summer | B3 | 75 | 4000 | 0 | 120.17 | 114.98 | 9 | 0
2030 | TVA_Transmission_2_MISO_MO-IL | TVA_Transmission | MISO_MO-IL | Internal | Summer | B4 | 100 | 4000 | 0 | 120.17 | 112.19 | 9 | 0
2030 | TVA_Transmission_2_MISO_MO-IL | TVA_Transmission | MISO_MO-IL | Internal | Summer | B5 | 200 | 4000 | 0 | 115.85 | 109.6 | 9 | 0
2030 | TVA_Transmission_2_MISO_MO-IL | TVA_Transmission | MISO_MO-IL | Internal | Summer | B6 | 300 | 4000 | 0 | 97.23 | 89.24 | 9 | 0
2030 | TVA_Transmission_2_MISO_MO-IL | TVA_Transmission | MISO_MO-IL | Internal | Summer | B7 | 400 | 4000 | 0 | 82.99 | 75 | 9 | 0
2030 | TVA_Transmission_2_MISO_MO-IL | TVA_Transmission | MISO_MO-IL | Internal | Summer | B8 | 500 | 4000 | 0 | 75.3 | 69.69 | 9 | 0
2030 | TVA_Transmission_2_MISO_MO-IL | TVA_Transmission | MISO_MO-IL | Internal | Summer | B9 | 800 | 4000 | 0 | 73.77 | 65.79 | 9 | 0
2030 | TVA_Transmission_2_MISO_MO-IL | TVA_Transmission | MISO_MO-IL | Internal | Summer | B10 | 1262 | 4000 | 0 | 65.81 | 60.53 | 9 | 0
2030 | TVA_Transmission_2_MISO_MO-IL | TVA_Transmission | MISO_MO-IL | Internal | Winter | B16 | 25 | 4000 | 0 | 92.27 | 84.27 | 9 | 0
2030 | TVA_Transmission_2_MISO_MO-IL | TVA_Transmission | MISO_MO-IL | Internal | Winter | B17 | 100 | 4000 | 0 | 79.3 | 75.63 | 9 | 0
2030 | TVA_Transmission_2_MISO_MO-IL | TVA_Transmission | MISO_MO-IL | Internal | Winter | B18 | 400 | 4000 | 0 | 78.51 | 71.42 | 9 | 0
2030 | TVA_Transmission_2_MISO_MO-IL | TVA_Transmission | MISO_MO-IL | Internal | Winter | B19 | 700 | 4000 | 0 | 74.88 | 66.88 | 9 | 0
2030 | TVA_Transmission_2_MISO_MO-IL | TVA_Transmission | MISO_MO-IL | Internal | Winter | B20 | 935 | 4000 | 0 | 68.82 | 60.82 | 9 | 0
2030 | TVA_Transmission_2_NonRTO_Midwest | TVA_Transmission | NonRTO_Midwest | Internal | Shoulder | B11 | 25 | 700 | 0 | 86.78 | 86.81 | 9 | 0
2030 | TVA_Transmission_2_NonRTO_Midwest | TVA_Transmission | NonRTO_Midwest | Internal | Shoulder | B12 | 200 | 700 | 0 | 77.65 | 80.41 | 9 | 0
2030 | TVA_Transmission_2_NonRTO_Midwest | TVA_Transmission | NonRTO_Midwest | Internal | Shoulder | B13 | 600 | 700 | 0 | 75.47 | 78.42 | 9 | 0
2030 | TVA_Transmission_2_NonRTO_Midwest | TVA_Transmission | NonRTO_Midwest | Internal | Shoulder | B14 | 900 | 700 | 0 | 71.27 | 71.28 | 9 | 0
2030 | TVA_Transmission_2_NonRTO_Midwest | TVA_Transmission | NonRTO_Midwest | Internal | Shoulder | B15 | 1203 | 700 | 0 | 66.75 | 66.04 | 9 | 0
2030 | TVA_Transmission_2_NonRTO_Midwest | TVA_Transmission | NonRTO_Midwest | Internal | Summer | B1 | 10 | 700 | 0 | 126.73 | 121.05 | 9 | 0
2030 | TVA_Transmission_2_NonRTO_Midwest | TVA_Transmission | NonRTO_Midwest | Internal | Summer | B2 | 25 | 700 | 0 | 121.6 | 121.05 | 9 | 0
2030 | TVA_Transmission_2_NonRTO_Midwest | TVA_Transmission | NonRTO_Midwest | Internal | Summer | B3 | 75 | 700 | 0 | 120.17 | 121.05 | 9 | 0
2030 | TVA_Transmission_2_NonRTO_Midwest | TVA_Transmission | NonRTO_Midwest | Internal | Summer | B4 | 100 | 700 | 0 | 120.17 | 120.17 | 9 | 0
2030 | TVA_Transmission_2_NonRTO_Midwest | TVA_Transmission | NonRTO_Midwest | Internal | Summer | B5 | 200 | 700 | 0 | 115.85 | 117.59 | 9 | 0
2030 | TVA_Transmission_2_NonRTO_Midwest | TVA_Transmission | NonRTO_Midwest | Internal | Summer | B6 | 300 | 700 | 0 | 97.23 | 97.23 | 9 | 0
2030 | TVA_Transmission_2_NonRTO_Midwest | TVA_Transmission | NonRTO_Midwest | Internal | Summer | B7 | 400 | 700 | 0 | 82.99 | 82.99 | 9 | 0
2030 | TVA_Transmission_2_NonRTO_Midwest | TVA_Transmission | NonRTO_Midwest | Internal | Summer | B8 | 500 | 700 | 0 | 75.3 | 77.68 | 9 | 0
2030 | TVA_Transmission_2_NonRTO_Midwest | TVA_Transmission | NonRTO_Midwest | Internal | Summer | B9 | 800 | 700 | 0 | 73.77 | 65.77 | 9 | 0
2030 | TVA_Transmission_2_NonRTO_Midwest | TVA_Transmission | NonRTO_Midwest | Internal | Summer | B10 | 1262 | 700 | 0 | 65.81 | 63.95 | 9 | 0
2030 | TVA_Transmission_2_NonRTO_Midwest | TVA_Transmission | NonRTO_Midwest | Internal | Winter | B16 | 25 | 700 | 0 | 92.27 | 92.28 | 9 | 0
2030 | TVA_Transmission_2_NonRTO_Midwest | TVA_Transmission | NonRTO_Midwest | Internal | Winter | B17 | 100 | 700 | 0 | 79.3 | 84.46 | 9 | 0
2030 | TVA_Transmission_2_NonRTO_Midwest | TVA_Transmission | NonRTO_Midwest | Internal | Winter | B18 | 400 | 700 | 0 | 78.51 | 80.61 | 9 | 0
2030 | TVA_Transmission_2_NonRTO_Midwest | TVA_Transmission | NonRTO_Midwest | Internal | Winter | B19 | 700 | 700 | 0 | 74.88 | 74.88 | 9 | 0
2030 | TVA_Transmission_2_NonRTO_Midwest | TVA_Transmission | NonRTO_Midwest | Internal | Winter | B20 | 935 | 700 | 0 | 68.82 | 69.36 | 9 | 0
2030 | TVA_Transmission_2_PJM_ROR | TVA_Transmission | PJM_ROR | Internal | Shoulder | B11 | 25 | 2000 | 0 | 86.78 | 80.78 | 9 | 0
2030 | TVA_Transmission_2_PJM_ROR | TVA_Transmission | PJM_ROR | Internal | Shoulder | B12 | 200 | 2000 | 0 | 77.65 | 74.4 | 9 | 0
2030 | TVA_Transmission_2_PJM_ROR | TVA_Transmission | PJM_ROR | Internal | Shoulder | B13 | 600 | 2000 | 0 | 75.47 | 70.99 | 9 | 0
2030 | TVA_Transmission_2_PJM_ROR | TVA_Transmission | PJM_ROR | Internal | Shoulder | B14 | 900 | 2000 | 0 | 71.27 | 65.28 | 9 | 0
2030 | TVA_Transmission_2_PJM_ROR | TVA_Transmission | PJM_ROR | Internal | Shoulder | B15 | 1203 | 2000 | 0 | 66.75 | 61.79 | 9 | 0
2030 | TVA_Transmission_2_PJM_ROR | TVA_Transmission | PJM_ROR | Internal | Summer | B1 | 10 | 2000 | 0 | 126.73 | 120.73 | 9 | 0
2030 | TVA_Transmission_2_PJM_ROR | TVA_Transmission | PJM_ROR | Internal | Summer | B2 | 25 | 2000 | 0 | 121.6 | 115.6 | 9 | 0
2030 | TVA_Transmission_2_PJM_ROR | TVA_Transmission | PJM_ROR | Internal | Summer | B3 | 75 | 2000 | 0 | 120.17 | 114.17 | 9 | 0
2030 | TVA_Transmission_2_PJM_ROR | TVA_Transmission | PJM_ROR | Internal | Summer | B4 | 100 | 2000 | 0 | 120.17 | 114.17 | 9 | 0
2030 | TVA_Transmission_2_PJM_ROR | TVA_Transmission | PJM_ROR | Internal | Summer | B5 | 200 | 2000 | 0 | 115.85 | 111.59 | 9 | 0
2030 | TVA_Transmission_2_PJM_ROR | TVA_Transmission | PJM_ROR | Internal | Summer | B6 | 300 | 2000 | 0 | 97.23 | 91.23 | 9 | 0
2030 | TVA_Transmission_2_PJM_ROR | TVA_Transmission | PJM_ROR | Internal | Summer | B7 | 400 | 2000 | 0 | 82.99 | 76.99 | 9 | 0
2030 | TVA_Transmission_2_PJM_ROR | TVA_Transmission | PJM_ROR | Internal | Summer | B8 | 500 | 2000 | 0 | 75.3 | 71.21 | 9 | 0
2030 | TVA_Transmission_2_PJM_ROR | TVA_Transmission | PJM_ROR | Internal | Summer | B9 | 800 | 2000 | 0 | 73.77 | 67.77 | 9 | 0
2030 | TVA_Transmission_2_PJM_ROR | TVA_Transmission | PJM_ROR | Internal | Summer | B10 | 1262 | 2000 | 0 | 65.81 | 60.29 | 9 | 0
2030 | TVA_Transmission_2_PJM_ROR | TVA_Transmission | PJM_ROR | Internal | Winter | B16 | 25 | 2000 | 0 | 92.27 | 86.27 | 9 | 0
2030 | TVA_Transmission_2_PJM_ROR | TVA_Transmission | PJM_ROR | Internal | Winter | B17 | 100 | 2000 | 0 | 79.3 | 78.47 | 9 | 0
2030 | TVA_Transmission_2_PJM_ROR | TVA_Transmission | PJM_ROR | Internal | Winter | B18 | 400 | 2000 | 0 | 78.51 | 74.61 | 9 | 0
2030 | TVA_Transmission_2_PJM_ROR | TVA_Transmission | PJM_ROR | Internal | Winter | B19 | 700 | 2000 | 0 | 74.88 | 68.88 | 9 | 0
2030 | TVA_Transmission_2_PJM_ROR | TVA_Transmission | PJM_ROR | Internal | Winter | B20 | 935 | 2000 | 0 | 68.82 | 64.87 | 9 | 0
2030 | TVA_Transmission_2_SOCO | TVA_Transmission | SOCO | Internal | Shoulder | B11 | 25 | 3200 | 3199.99 | 86.78 | 96.66 | 9 | 0.88
2030 | TVA_Transmission_2_SOCO | TVA_Transmission | SOCO | Internal | Shoulder | B12 | 200 | 3200 | 0 | 77.65 | 78.59 | 9 | 0
2030 | TVA_Transmission_2_SOCO | TVA_Transmission | SOCO | Internal | Shoulder | B13 | 600 | 3200 | 0 | 75.47 | 75.82 | 9 | 0
2030 | TVA_Transmission_2_SOCO | TVA_Transmission | SOCO | Internal | Shoulder | B14 | 900 | 3200 | 0 | 71.27 | 75.82 | 9 | 0
2030 | TVA_Transmission_2_SOCO | TVA_Transmission | SOCO | Internal | Shoulder | B15 | 1203 | 3200 | 2289.42 | 66.75 | 75.75 | 9 | 0
2030 | TVA_Transmission_2_SOCO | TVA_Transmission | SOCO | Internal | Summer | B1 | 10 | 3200 | 0 | 126.73 | 125.5 | 9 | 0
2030 | TVA_Transmission_2_SOCO | TVA_Transmission | SOCO | Internal | Summer | B2 | 25 | 3200 | 0 | 121.6 | 123.01 | 9 | 0
2030 | TVA_Transmission_2_SOCO | TVA_Transmission | SOCO | Internal | Summer | B3 | 75 | 3200 | 0 | 120.17 | 123.01 | 9 | 0
2030 | TVA_Transmission_2_SOCO | TVA_Transmission | SOCO | Internal | Summer | B4 | 100 | 3200 | 0 | 120.17 | 123.01 | 9 | 0
2030 | TVA_Transmission_2_SOCO | TVA_Transmission | SOCO | Internal | Summer | B5 | 200 | 3200 | 0 | 115.85 | 123.01 | 9 | 0
2030 | TVA_Transmission_2_SOCO | TVA_Transmission | SOCO | Internal | Summer | B6 | 300 | 3200 | 536.48 | 97.23 | 106.23 | 9 | 0
2030 | TVA_Transmission_2_SOCO | TVA_Transmission | SOCO | Internal | Summer | B7 | 400 | 3200 | 480.29 | 82.99 | 91.99 | 9 | 0
2030 | TVA_Transmission_2_SOCO | TVA_Transmission | SOCO | Internal | Summer | B8 | 500 | 3200 | 0 | 75.3 | 80.22 | 9 | 0
2030 | TVA_Transmission_2_SOCO | TVA_Transmission | SOCO | Internal | Summer | B9 | 800 | 3200 | 0 | 73.77 | 77.03 | 9 | 0
2030 | TVA_Transmission_2_SOCO | TVA_Transmission | SOCO | Internal | Summer | B10 | 1262 | 3200 | 0 | 65.81 | 74.32 | 9 | 0
2030 | TVA_Transmission_2_SOCO | TVA_Transmission | SOCO | Internal | Winter | B16 | 25 | 3200 | 3200 | 92.27 | 109.46 | 9 | 8.19
2030 | TVA_Transmission_2_SOCO | TVA_Transmission | SOCO | Internal | Winter | B17 | 100 | 3200 | 0 | 79.3 | 79.3 | 9 | 0
2030 | TVA_Transmission_2_SOCO | TVA_Transmission | SOCO | Internal | Winter | B18 | 400 | 3200 | 0 | 78.51 | 78.99 | 9 | 0
2030 | TVA_Transmission_2_SOCO | TVA_Transmission | SOCO | Internal | Winter | B19 | 700 | 3200 | 0 | 74.88 | 78.99 | 9 | 0
2030 | TVA_Transmission_2_SOCO | TVA_Transmission | SOCO | Internal | Winter | B20 | 935 | 3200 | 2851.66 | 68.82 | 77.82 | 9 | 0
2030 | TVA_Transmission_2_TVA | TVA_Transmission | TVA | Internal | Shoulder | B11 | 25 | 99999 | 781.55 | 86.78 | 86.8 | 0.01 | 0
2030 | TVA_Transmission_2_TVA | TVA_Transmission | TVA | Internal | Shoulder | B12 | 200 | 99999 | 0 | 77.65 | 76.27 | 0.01 | 0
2030 | TVA_Transmission_2_TVA | TVA_Transmission | TVA | Internal | Shoulder | B13 | 600 | 99999 | 0 | 75.47 | 75.22 | 0.01 | 0
2030 | TVA_Transmission_2_TVA | TVA_Transmission | TVA | Internal | Shoulder | B14 | 900 | 99999 | 2313.24 | 71.27 | 71.28 | 0.01 | 0
2030 | TVA_Transmission_2_TVA | TVA_Transmission | TVA | Internal | Shoulder | B15 | 1203 | 99999 | 1743.82 | 66.75 | 66.76 | 0.01 | 0
2030 | TVA_Transmission_2_TVA | TVA_Transmission | TVA | Internal | Summer | B1 | 10 | 99999 | 3896.1 | 126.73 | 126.74 | 0.01 | 0
2030 | TVA_Transmission_2_TVA | TVA_Transmission | TVA | Internal | Summer | B2 | 25 | 99999 | 3150.92 | 121.6 | 121.61 | 0.01 | 0
2030 | TVA_Transmission_2_TVA | TVA_Transmission | TVA | Internal | Summer | B3 | 75 | 99999 | 1687.83 | 120.17 | 120.19 | 0.01 | 0
2030 | TVA_Transmission_2_TVA | TVA_Transmission | TVA | Internal | Summer | B4 | 100 | 99999 | 1011.78 | 120.17 | 120.19 | 0.01 | 0
2030 | TVA_Transmission_2_TVA | TVA_Transmission | TVA | Internal | Summer | B5 | 200 | 99999 | 0 | 115.85 | 113.8 | 0.01 | 0
2030 | TVA_Transmission_2_TVA | TVA_Transmission | TVA | Internal | Summer | B6 | 300 | 99999 | 0 | 97.23 | 82.23 | 0.01 | 0
2030 | TVA_Transmission_2_TVA | TVA_Transmission | TVA | Internal | Summer | B7 | 400 | 99999 | 0 | 82.99 | 73.79 | 0.01 | 0
2030 | TVA_Transmission_2_TVA | TVA_Transmission | TVA | Internal | Summer | B8 | 500 | 99999 | 0 | 75.3 | 73.79 | 0.01 | 0
2030 | TVA_Transmission_2_TVA | TVA_Transmission | TVA | Internal | Summer | B9 | 800 | 99999 | 937.67 | 73.77 | 73.79 | 0.01 | 0
2030 | TVA_Transmission_2_TVA | TVA_Transmission | TVA | Internal | Summer | B10 | 1262 | 99999 | 0 | 65.81 | 64.16 | 0.01 | 0
2030 | TVA_Transmission_2_TVA | TVA_Transmission | TVA | Internal | Winter | B16 | 25 | 99999 | 1234.68 | 92.27 | 92.28 | 0.01 | 0
2030 | TVA_Transmission_2_TVA | TVA_Transmission | TVA | Internal | Winter | B17 | 100 | 99999 | 215.12 | 79.3 | 79.31 | 0.01 | 0
2030 | TVA_Transmission_2_TVA | TVA_Transmission | TVA | Internal | Winter | B18 | 400 | 99999 | 0 | 78.51 | 78.18 | 0.01 | 0
2030 | TVA_Transmission_2_TVA | TVA_Transmission | TVA | Internal | Winter | B19 | 700 | 99999 | 784.15 | 74.88 | 74.89 | 0.01 | 0
2030 | TVA_Transmission_2_TVA | TVA_Transmission | TVA | Internal | Winter | B20 | 935 | 99999 | 1072.28 | 68.82 | 68.83 | 0.01 | 0
2030 | TVA_Transmission_2_VACAR | TVA_Transmission | VACAR | Internal | Shoulder | B11 | 25 | 900 | 0 | 86.78 | 89.66 | 9 | 0
2030 | TVA_Transmission_2_VACAR | TVA_Transmission | VACAR | Internal | Shoulder | B12 | 200 | 900 | 0 | 77.65 | 80.4 | 9 | 0
2030 | TVA_Transmission_2_VACAR | TVA_Transmission | VACAR | Internal | Shoulder | B13 | 600 | 900 | 0 | 75.47 | 76.99 | 9 | 0
2030 | TVA_Transmission_2_VACAR | TVA_Transmission | VACAR | Internal | Shoulder | B14 | 900 | 900 | 0 | 71.27 | 71.28 | 9 | 0
2030 | TVA_Transmission_2_VACAR | TVA_Transmission | VACAR | Internal | Shoulder | B15 | 1203 | 900 | 0 | 66.75 | 68.75 | 9 | 0
2030 | TVA_Transmission_2_VACAR | TVA_Transmission | VACAR | Internal | Summer | B1 | 10 | 900 | 0.1 | 126.73 | 135.5 | 9 | 0
2030 | TVA_Transmission_2_VACAR | TVA_Transmission | VACAR | Internal | Summer | B2 | 25 | 900 | 0 | 121.6 | 125.37 | 9 | 0
2030 | TVA_Transmission_2_VACAR | TVA_Transmission | VACAR | Internal | Summer | B3 | 75 | 900 | 0 | 120.17 | 125.37 | 9 | 0
2030 | TVA_Transmission_2_VACAR | TVA_Transmission | VACAR | Internal | Summer | B4 | 100 | 900 | 0 | 120.17 | 125.37 | 9 | 0
2030 | TVA_Transmission_2_VACAR | TVA_Transmission | VACAR | Internal | Summer | B5 | 200 | 900 | 0 | 115.85 | 122.8 | 9 | 0
2030 | TVA_Transmission_2_VACAR | TVA_Transmission | VACAR | Internal | Summer | B6 | 300 | 900 | 0 | 97.23 | 99.23 | 9 | 0
2030 | TVA_Transmission_2_VACAR | TVA_Transmission | VACAR | Internal | Summer | B7 | 400 | 900 | 0 | 82.99 | 84.99 | 9 | 0
2030 | TVA_Transmission_2_VACAR | TVA_Transmission | VACAR | Internal | Summer | B8 | 500 | 900 | 0 | 75.3 | 77.21 | 9 | 0
2030 | TVA_Transmission_2_VACAR | TVA_Transmission | VACAR | Internal | Summer | B9 | 800 | 900 | 0 | 73.77 | 70.03 | 9 | 0
2030 | TVA_Transmission_2_VACAR | TVA_Transmission | VACAR | Internal | Summer | B10 | 1262 | 900 | 0 | 65.81 | 66.79 | 9 | 0
2030 | TVA_Transmission_2_VACAR | TVA_Transmission | VACAR | Internal | Winter | B16 | 25 | 900 | 900 | 92.27 | 119.46 | 9 | 18.19
2030 | TVA_Transmission_2_VACAR | TVA_Transmission | VACAR | Internal | Winter | B17 | 100 | 900 | 900 | 79.3 | 89.26 | 9 | 0.97
2030 | TVA_Transmission_2_VACAR | TVA_Transmission | VACAR | Internal | Winter | B18 | 400 | 900 | 0 | 78.51 | 81.74 | 9 | 0
2030 | TVA_Transmission_2_VACAR | TVA_Transmission | VACAR | Internal | Winter | B19 | 700 | 900 | 0 | 74.88 | 74.88 | 9 | 0
2030 | TVA_Transmission_2_VACAR | TVA_Transmission | VACAR | Internal | Winter | B20 | 935 | 900 | 0 | 68.82 | 73.13 | 9 | 0
2030 | VACAR_2_PJM_ROR | VACAR | PJM_ROR | Internal | Shoulder | B11 | 25 | 2000 | 0 | 89.66 | 80.78 | 7 | 0
2030 | VACAR_2_PJM_ROR | VACAR | PJM_ROR | Internal | Shoulder | B12 | 200 | 2000 | 0 | 80.4 | 74.4 | 7 | 0
2030 | VACAR_2_PJM_ROR | VACAR | PJM_ROR | Internal | Shoulder | B13 | 600 | 2000 | 0 | 76.99 | 70.99 | 7 | 0
2030 | VACAR_2_PJM_ROR | VACAR | PJM_ROR | Internal | Shoulder | B14 | 900 | 2000 | 0 | 71.28 | 65.28 | 7 | 0
2030 | VACAR_2_PJM_ROR | VACAR | PJM_ROR | Internal | Shoulder | B15 | 1203 | 2000 | 0 | 68.75 | 61.79 | 7 | 0
2030 | VACAR_2_PJM_ROR | VACAR | PJM_ROR | Internal | Summer | B1 | 10 | 2000 | 0 | 135.5 | 120.73 | 7 | 0
2030 | VACAR_2_PJM_ROR | VACAR | PJM_ROR | Internal | Summer | B2 | 25 | 2000 | 0 | 125.37 | 115.6 | 7 | 0
2030 | VACAR_2_PJM_ROR | VACAR | PJM_ROR | Internal | Summer | B3 | 75 | 2000 | 0 | 125.37 | 114.17 | 7 | 0
2030 | VACAR_2_PJM_ROR | VACAR | PJM_ROR | Internal | Summer | B4 | 100 | 2000 | 0 | 125.37 | 114.17 | 7 | 0
2030 | VACAR_2_PJM_ROR | VACAR | PJM_ROR | Internal | Summer | B5 | 200 | 2000 | 0 | 122.8 | 111.59 | 7 | 0
2030 | VACAR_2_PJM_ROR | VACAR | PJM_ROR | Internal | Summer | B6 | 300 | 2000 | 0 | 99.23 | 91.23 | 7 | 0
2030 | VACAR_2_PJM_ROR | VACAR | PJM_ROR | Internal | Summer | B7 | 400 | 2000 | 0 | 84.99 | 76.99 | 7 | 0
2030 | VACAR_2_PJM_ROR | VACAR | PJM_ROR | Internal | Summer | B8 | 500 | 2000 | 0 | 77.21 | 71.21 | 7 | 0
2030 | VACAR_2_PJM_ROR | VACAR | PJM_ROR | Internal | Summer | B9 | 800 | 2000 | 0 | 70.03 | 67.77 | 7 | 0
2030 | VACAR_2_PJM_ROR | VACAR | PJM_ROR | Internal | Summer | B10 | 1262 | 2000 | 0 | 66.79 | 60.29 | 7 | 0
2030 | VACAR_2_PJM_ROR | VACAR | PJM_ROR | Internal | Winter | B16 | 25 | 2000 | 0 | 119.46 | 86.27 | 7 | 0
2030 | VACAR_2_PJM_ROR | VACAR | PJM_ROR | Internal | Winter | B17 | 100 | 2000 | 0 | 89.26 | 78.47 | 7 | 0
2030 | VACAR_2_PJM_ROR | VACAR | PJM_ROR | Internal | Winter | B18 | 400 | 2000 | 0 | 81.74 | 74.61 | 7 | 0
2030 | VACAR_2_PJM_ROR | VACAR | PJM_ROR | Internal | Winter | B19 | 700 | 2000 | 0 | 74.88 | 68.88 | 7 | 0
2030 | VACAR_2_PJM_ROR | VACAR | PJM_ROR | Internal | Winter | B20 | 935 | 2000 | 0 | 73.13 | 64.87 | 7 | 0
2030 | VACAR_2_SOCO | VACAR | SOCO | Internal | Shoulder | B11 | 25 | 3000 | 600.68 | 89.66 | 96.66 | 7 | 0
2030 | VACAR_2_SOCO | VACAR | SOCO | Internal | Shoulder | B12 | 200 | 3000 | 0 | 80.4 | 78.59 | 7 | 0
2030 | VACAR_2_SOCO | VACAR | SOCO | Internal | Shoulder | B13 | 600 | 3000 | 0 | 76.99 | 75.82 | 7 | 0
2030 | VACAR_2_SOCO | VACAR | SOCO | Internal | Shoulder | B14 | 900 | 3000 | 0 | 71.28 | 75.82 | 7 | 0
2030 | VACAR_2_SOCO | VACAR | SOCO | Internal | Shoulder | B15 | 1203 | 3000 | 1076.86 | 68.75 | 75.75 | 7 | 0
2030 | VACAR_2_SOCO | VACAR | SOCO | Internal | Summer | B1 | 10 | 3000 | 0 | 135.5 | 125.5 | 7 | 0
2030 | VACAR_2_SOCO | VACAR | SOCO | Internal | Summer | B2 | 25 | 3000 | 0 | 125.37 | 123.01 | 7 | 0
2030 | VACAR_2_SOCO | VACAR | SOCO | Internal | Summer | B3 | 75 | 3000 | 0 | 125.37 | 123.01 | 7 | 0
2030 | VACAR_2_SOCO | VACAR | SOCO | Internal | Summer | B4 | 100 | 3000 | 0 | 125.37 | 123.01 | 7 | 0
2030 | VACAR_2_SOCO | VACAR | SOCO | Internal | Summer | B5 | 200 | 3000 | 0 | 122.8 | 123.01 | 7 | 0
2030 | VACAR_2_SOCO | VACAR | SOCO | Internal | Summer | B6 | 300 | 3000 | 1129.14 | 99.23 | 106.23 | 7 | 0
2030 | VACAR_2_SOCO | VACAR | SOCO | Internal | Summer | B7 | 400 | 3000 | 165.25 | 84.99 | 91.99 | 7 | 0
2030 | VACAR_2_SOCO | VACAR | SOCO | Internal | Summer | B8 | 500 | 3000 | 0 | 77.21 | 80.22 | 7 | 0
2030 | VACAR_2_SOCO | VACAR | SOCO | Internal | Summer | B9 | 800 | 3000 | 560.32 | 70.03 | 77.03 | 7 | 0
2030 | VACAR_2_SOCO | VACAR | SOCO | Internal | Summer | B10 | 1262 | 3000 | 3000 | 66.79 | 74.32 | 7 | 0.54
2030 | VACAR_2_SOCO | VACAR | SOCO | Internal | Winter | B16 | 25 | 3000 | 0 | 119.46 | 109.46 | 7 | 0
2030 | VACAR_2_SOCO | VACAR | SOCO | Internal | Winter | B17 | 100 | 3000 | 0 | 89.26 | 79.3 | 7 | 0
2030 | VACAR_2_SOCO | VACAR | SOCO | Internal | Winter | B18 | 400 | 3000 | 0 | 81.74 | 78.99 | 7 | 0
2030 | VACAR_2_SOCO | VACAR | SOCO | Internal | Winter | B19 | 700 | 3000 | 0 | 74.88 | 78.99 | 7 | 0
2030 | VACAR_2_SOCO | VACAR | SOCO | Internal | Winter | B20 | 935 | 3000 | 0 | 73.13 | 77.82 | 7 | 0
2030 | VACAR_2_TVA_Transmission | VACAR | TVA_Transmission | Internal | Shoulder | B11 | 25 | 900 | 0 | 89.66 | 86.78 | 7 | 0
2030 | VACAR_2_TVA_Transmission | VACAR | TVA_Transmission | Internal | Shoulder | B12 | 200 | 900 | 0 | 80.4 | 77.65 | 7 | 0
2030 | VACAR_2_TVA_Transmission | VACAR | TVA_Transmission | Internal | Shoulder | B13 | 600 | 900 | 0 | 76.99 | 75.47 | 7 | 0
2030 | VACAR_2_TVA_Transmission | VACAR | TVA_Transmission | Internal | Shoulder | B14 | 900 | 900 | 0 | 71.28 | 71.27 | 7 | 0
2030 | VACAR_2_TVA_Transmission | VACAR | TVA_Transmission | Internal | Shoulder | B15 | 1203 | 900 | 0 | 68.75 | 66.75 | 7 | 0
2030 | VACAR_2_TVA_Transmission | VACAR | TVA_Transmission | Internal | Summer | B1 | 10 | 900 | 0 | 135.5 | 126.73 | 7 | 0
2030 | VACAR_2_TVA_Transmission | VACAR | TVA_Transmission | Internal | Summer | B2 | 25 | 900 | 0 | 125.37 | 121.6 | 7 | 0
2030 | VACAR_2_TVA_Transmission | VACAR | TVA_Transmission | Internal | Summer | B3 | 75 | 900 | 0 | 125.37 | 120.17 | 7 | 0
2030 | VACAR_2_TVA_Transmission | VACAR | TVA_Transmission | Internal | Summer | B4 | 100 | 900 | 0 | 125.37 | 120.17 | 7 | 0
2030 | VACAR_2_TVA_Transmission | VACAR | TVA_Transmission | Internal | Summer | B5 | 200 | 900 | 0 | 122.8 | 115.85 | 7 | 0
2030 | VACAR_2_TVA_Transmission | VACAR | TVA_Transmission | Internal | Summer | B6 | 300 | 900 | 0 | 99.23 | 97.23 | 7 | 0
2030 | VACAR_2_TVA_Transmission | VACAR | TVA_Transmission | Internal | Summer | B7 | 400 | 900 | 0 | 84.99 | 82.99 | 7 | 0
2030 | VACAR_2_TVA_Transmission | VACAR | TVA_Transmission | Internal | Summer | B8 | 500 | 900 | 0 | 77.21 | 75.3 | 7 | 0
2030 | VACAR_2_TVA_Transmission | VACAR | TVA_Transmission | Internal | Summer | B9 | 800 | 900 | 0 | 70.03 | 73.77 | 7 | 0
2030 | VACAR_2_TVA_Transmission | VACAR | TVA_Transmission | Internal | Summer | B10 | 1262 | 900 | 0 | 66.79 | 65.81 | 7 | 0
2030 | VACAR_2_TVA_Transmission | VACAR | TVA_Transmission | Internal | Winter | B16 | 25 | 900 | 0 | 119.46 | 92.27 | 7 | 0
2030 | VACAR_2_TVA_Transmission | VACAR | TVA_Transmission | Internal | Winter | B17 | 100 | 900 | 0 | 89.26 | 79.3 | 7 | 0
2030 | VACAR_2_TVA_Transmission | VACAR | TVA_Transmission | Internal | Winter | B18 | 400 | 900 | 0 | 81.74 | 78.51 | 7 | 0
2030 | VACAR_2_TVA_Transmission | VACAR | TVA_Transmission | Internal | Winter | B19 | 700 | 900 | 0 | 74.88 | 74.88 | 7 | 0
2030 | VACAR_2_TVA_Transmission | VACAR | TVA_Transmission | Internal | Winter | B20 | 935 | 900 | 0 | 73.13 | 68.82 | 7 | 0
2035 | ENT_2_MISO_MO-IL | ENT | MISO_MO-IL | Internal | Shoulder | B11 | 25 | 2260 | 0 | 112.63 | 112.63 | 8 | 0
2035 | ENT_2_MISO_MO-IL | ENT | MISO_MO-IL | Internal | Shoulder | B12 | 200 | 2260 | 0 | 95.64 | 97.98 | 8 | 0
2035 | ENT_2_MISO_MO-IL | ENT | MISO_MO-IL | Internal | Shoulder | B13 | 600 | 2260 | 0 | 93.73 | 97.98 | 8 | 0
2035 | ENT_2_MISO_MO-IL | ENT | MISO_MO-IL | Internal | Shoulder | B14 | 900 | 2260 | 784.59 | 85.73 | 93.73 | 8 | 0
2035 | ENT_2_MISO_MO-IL | ENT | MISO_MO-IL | Internal | Shoulder | B15 | 1203 | 2260 | 2260 | 12.14 | 92.09 | 8 | 71.96
2035 | ENT_2_MISO_MO-IL | ENT | MISO_MO-IL | Internal | Summer | B1 | 10 | 2260 | 2260 | 114.77 | 174.34 | 8 | 51.57
2035 | ENT_2_MISO_MO-IL | ENT | MISO_MO-IL | Internal | Summer | B2 | 25 | 2260 | 1529.81 | 171.2 | 179.2 | 8 | 0
2035 | ENT_2_MISO_MO-IL | ENT | MISO_MO-IL | Internal | Summer | B3 | 75 | 2260 | 0 | 179.21 | 179.21 | 8 | 0
2035 | ENT_2_MISO_MO-IL | ENT | MISO_MO-IL | Internal | Summer | B4 | 100 | 2260 | 0 | 156.39 | 156.39 | 8 | 0
2035 | ENT_2_MISO_MO-IL | ENT | MISO_MO-IL | Internal | Summer | B5 | 200 | 2260 | 0 | 127.7 | 127.7 | 8 | 0
2035 | ENT_2_MISO_MO-IL | ENT | MISO_MO-IL | Internal | Summer | B6 | 300 | 2260 | 0 | 119.69 | 119.69 | 8 | 0
2035 | ENT_2_MISO_MO-IL | ENT | MISO_MO-IL | Internal | Summer | B7 | 400 | 2260 | 0 | 114.77 | 113.14 | 8 | 0
2035 | ENT_2_MISO_MO-IL | ENT | MISO_MO-IL | Internal | Summer | B8 | 500 | 2260 | 0 | 103.83 | 103.83 | 8 | 0
2035 | ENT_2_MISO_MO-IL | ENT | MISO_MO-IL | Internal | Summer | B9 | 800 | 2260 | 0 | 99.02 | 96.56 | 8 | 0
2035 | ENT_2_MISO_MO-IL | ENT | MISO_MO-IL | Internal | Summer | B10 | 1262 | 2260 | 152.82 | 84.46 | 92.46 | 8 | 0
2035 | ENT_2_MISO_MO-IL | ENT | MISO_MO-IL | Internal | Winter | B16 | 25 | 2260 | 0 | 103.61 | 101.02 | 8 | 0
2035 | ENT_2_MISO_MO-IL | ENT | MISO_MO-IL | Internal | Winter | B17 | 100 | 2260 | 0 | 97.36 | 101 | 8 | 0
2035 | ENT_2_MISO_MO-IL | ENT | MISO_MO-IL | Internal | Winter | B18 | 400 | 2260 | 0 | 96.51 | 101 | 8 | 0
2035 | ENT_2_MISO_MO-IL | ENT | MISO_MO-IL | Internal | Winter | B19 | 700 | 2260 | 1189.43 | 88.51 | 96.51 | 8 | 0
2035 | ENT_2_MISO_MO-IL | ENT | MISO_MO-IL | Internal | Winter | B20 | 935 | 2260 | 2260 | 13.34 | 89.07 | 8 | 67.72
2035 | ENT_2_SOCO | ENT | SOCO | Internal | Shoulder | B11 | 25 | 3900 | 33.36 | 112.63 | 120.63 | 8 | 0
2035 | ENT_2_SOCO | ENT | SOCO | Internal | Shoulder | B12 | 200 | 3900 | 0 | 95.64 | 102.8 | 8 | 0
2035 | ENT_2_SOCO | ENT | SOCO | Internal | Shoulder | B13 | 600 | 3900 | 3900 | 93.73 | 102.4 | 8 | 0.67
2035 | ENT_2_SOCO | ENT | SOCO | Internal | Shoulder | B14 | 900 | 3900 | 3900 | 85.73 | 102.4 | 8 | 8.67
2035 | ENT_2_SOCO | ENT | SOCO | Internal | Shoulder | B15 | 1203 | 3900 | 3900 | 12.14 | 102.4 | 8 | 82.27
2035 | ENT_2_SOCO | ENT | SOCO | Internal | Summer | B1 | 10 | 3900 | 3900 | 114.77 | 191.34 | 8 | 68.57
2035 | ENT_2_SOCO | ENT | SOCO | Internal | Summer | B2 | 25 | 3900 | 3900 | 171.2 | 191.34 | 8 | 12.14
2035 | ENT_2_SOCO | ENT | SOCO | Internal | Summer | B3 | 75 | 3900 | 3900 | 179.21 | 191.34 | 8 | 4.13
2035 | ENT_2_SOCO | ENT | SOCO | Internal | Summer | B4 | 100 | 3900 | 3900 | 156.39 | 167.2 | 8 | 2.8
2035 | ENT_2_SOCO | ENT | SOCO | Internal | Summer | B5 | 200 | 3900 | 2786.21 | 127.7 | 135.7 | 8 | 0
2035 | ENT_2_SOCO | ENT | SOCO | Internal | Summer | B6 | 300 | 3900 | 0 | 119.69 | 121.69 | 8 | 0
2035 | ENT_2_SOCO | ENT | SOCO | Internal | Summer | B7 | 400 | 3900 | 0 | 114.77 | 117.18 | 8 | 0
2035 | ENT_2_SOCO | ENT | SOCO | Internal | Summer | B8 | 500 | 3900 | 0 | 103.83 | 109.1 | 8 | 0
2035 | ENT_2_SOCO | ENT | SOCO | Internal | Summer | B9 | 800 | 3900 | 0 | 99.02 | 101.07 | 8 | 0
2035 | ENT_2_SOCO | ENT | SOCO | Internal | Summer | B10 | 1262 | 3900 | 3900 | 84.46 | 101.07 | 8 | 8.61
2035 | ENT_2_SOCO | ENT | SOCO | Internal | Winter | B16 | 25 | 3900 | 3900 | 103.61 | 121.16 | 8 | 9.55
2035 | ENT_2_SOCO | ENT | SOCO | Internal | Winter | B17 | 100 | 3900 | 3626.46 | 97.36 | 105.36 | 8 | 0
2035 | ENT_2_SOCO | ENT | SOCO | Internal | Winter | B18 | 400 | 3900 | 3900 | 96.51 | 105.36 | 8 | 0.85
2035 | ENT_2_SOCO | ENT | SOCO | Internal | Winter | B19 | 700 | 3900 | 3900 | 88.51 | 105.36 | 8 | 8.85
2035 | ENT_2_SOCO | ENT | SOCO | Internal | Winter | B20 | 935 | 3900 | 3900 | 13.34 | 103.27 | 8 | 81.93
2035 | ENT_2_SPP_N | ENT | SPP_N | Internal | Shoulder | B11 | 25 | 15143 | 0 | 112.63 | 107.63 | 8 | 0
2035 | ENT_2_SPP_N | ENT | SPP_N | Internal | Shoulder | B12 | 200 | 15143 | 0 | 95.64 | 90.64 | 8 | 0
2035 | ENT_2_SPP_N | ENT | SPP_N | Internal | Shoulder | B13 | 600 | 15143 | 0 | 93.73 | 88.73 | 8 | 0
2035 | ENT_2_SPP_N | ENT | SPP_N | Internal | Shoulder | B14 | 900 | 15143 | 0 | 85.73 | 0.86 | 8 | 0
2035 | ENT_2_SPP_N | ENT | SPP_N | Internal | Shoulder | B15 | 1203 | 15143 | 0 | 12.14 | 0.86 | 8 | 0
2035 | ENT_2_SPP_N | ENT | SPP_N | Internal | Summer | B1 | 10 | 15143 | 0 | 114.77 | 0.86 | 8 | 0
2035 | ENT_2_SPP_N | ENT | SPP_N | Internal | Summer | B2 | 25 | 15143 | 0 | 171.2 | 166.2 | 8 | 0
2035 | ENT_2_SPP_N | ENT | SPP_N | Internal | Summer | B3 | 75 | 15143 | 0 | 179.21 | 174.21 | 8 | 0
2035 | ENT_2_SPP_N | ENT | SPP_N | Internal | Summer | B4 | 100 | 15143 | 0 | 156.39 | 151.39 | 8 | 0
2035 | ENT_2_SPP_N | ENT | SPP_N | Internal | Summer | B5 | 200 | 15143 | 0 | 127.7 | 122.7 | 8 | 0
2035 | ENT_2_SPP_N | ENT | SPP_N | Internal | Summer | B6 | 300 | 15143 | 0 | 119.69 | 114.69 | 8 | 0
2035 | ENT_2_SPP_N | ENT | SPP_N | Internal | Summer | B7 | 400 | 15143 | 0 | 114.77 | 109.77 | 8 | 0
2035 | ENT_2_SPP_N | ENT | SPP_N | Internal | Summer | B8 | 500 | 15143 | 0 | 103.83 | 98.83 | 8 | 0
2035 | ENT_2_SPP_N | ENT | SPP_N | Internal | Summer | B9 | 800 | 15143 | 0 | 99.02 | 94.02 | 8 | 0
2035 | ENT_2_SPP_N | ENT | SPP_N | Internal | Summer | B10 | 1262 | 15143 | 0 | 84.46 | 79.45 | 8 | 0
2035 | ENT_2_SPP_N | ENT | SPP_N | Internal | Winter | B16 | 25 | 15143 | 0 | 103.61 | 0.87 | 8 | 0
2035 | ENT_2_SPP_N | ENT | SPP_N | Internal | Winter | B17 | 100 | 15143 | 0 | 97.36 | 0.87 | 8 | 0
2035 | ENT_2_SPP_N | ENT | SPP_N | Internal | Winter | B18 | 400 | 15143 | 0 | 96.51 | 91.51 | 8 | 0
2035 | ENT_2_SPP_N | ENT | SPP_N | Internal | Winter | B19 | 700 | 15143 | 0 | 88.51 | 79.14 | 8 | 0
2035 | ENT_2_SPP_N | ENT | SPP_N | Internal | Winter | B20 | 935 | 15143 | 0 | 13.34 | 0.86 | 8 | 0
2035 | ENT_2_SPP_S | ENT | SPP_S | Internal | Shoulder | B11 | 25 | 3292 | 0 | 112.63 | 107.64 | 8 | 0
2035 | ENT_2_SPP_S | ENT | SPP_S | Internal | Shoulder | B12 | 200 | 3292 | 0 | 95.64 | 90.64 | 8 | 0
2035 | ENT_2_SPP_S | ENT | SPP_S | Internal | Shoulder | B13 | 600 | 3292 | 0 | 93.73 | 88.73 | 8 | 0
2035 | ENT_2_SPP_S | ENT | SPP_S | Internal | Shoulder | B14 | 900 | 3292 | 0 | 85.73 | 0.86 | 8 | 0
2035 | ENT_2_SPP_S | ENT | SPP_S | Internal | Shoulder | B15 | 1203 | 3292 | 0 | 12.14 | 0.86 | 8 | 0
2035 | ENT_2_SPP_S | ENT | SPP_S | Internal | Summer | B1 | 10 | 3292 | 0 | 114.77 | 0.87 | 8 | 0
2035 | ENT_2_SPP_S | ENT | SPP_S | Internal | Summer | B2 | 25 | 3292 | 0 | 171.2 | 166.2 | 8 | 0
2035 | ENT_2_SPP_S | ENT | SPP_S | Internal | Summer | B3 | 75 | 3292 | 0 | 179.21 | 168.59 | 8 | 0
2035 | ENT_2_SPP_S | ENT | SPP_S | Internal | Summer | B4 | 100 | 3292 | 0 | 156.39 | 151.39 | 8 | 0
2035 | ENT_2_SPP_S | ENT | SPP_S | Internal | Summer | B5 | 200 | 3292 | 0 | 127.7 | 122.7 | 8 | 0
2035 | ENT_2_SPP_S | ENT | SPP_S | Internal | Summer | B6 | 300 | 3292 | 0 | 119.69 | 114.75 | 8 | 0
2035 | ENT_2_SPP_S | ENT | SPP_S | Internal | Summer | B7 | 400 | 3292 | 0 | 114.77 | 114.49 | 8 | 0
2035 | ENT_2_SPP_S | ENT | SPP_S | Internal | Summer | B8 | 500 | 3292 | 0 | 103.83 | 109.7 | 8 | 0
2035 | ENT_2_SPP_S | ENT | SPP_S | Internal | Summer | B9 | 800 | 3292 | 0 | 99.02 | 94.03 | 8 | 0
2035 | ENT_2_SPP_S | ENT | SPP_S | Internal | Summer | B10 | 1262 | 3292 | 0 | 84.46 | 79.46 | 8 | 0
2035 | ENT_2_SPP_S | ENT | SPP_S | Internal | Winter | B16 | 25 | 3292 | 0 | 103.61 | 0.88 | 8 | 0
2035 | ENT_2_SPP_S | ENT | SPP_S | Internal | Winter | B17 | 100 | 3292 | 0 | 97.36 | 0.88 | 8 | 0
2035 | ENT_2_SPP_S | ENT | SPP_S | Internal | Winter | B18 | 400 | 3292 | 0 | 96.51 | 91.51 | 8 | 0
2035 | ENT_2_SPP_S | ENT | SPP_S | Internal | Winter | B19 | 700 | 3292 | 0 | 88.51 | 75.32 | 8 | 0
2035 | ENT_2_SPP_S | ENT | SPP_S | Internal | Winter | B20 | 935 | 3292 | 0 | 13.34 | 0.86 | 8 | 0
2035 | ENT_2_TVA_Transmission | ENT | TVA_Transmission | Internal | Shoulder | B11 | 25 | 2100 | 0 | 112.63 | 117.96 | 8 | 0
2035 | ENT_2_TVA_Transmission | ENT | TVA_Transmission | Internal | Shoulder | B12 | 200 | 2100 | 1517.94 | 95.64 | 103.64 | 8 | 0
2035 | ENT_2_TVA_Transmission | ENT | TVA_Transmission | Internal | Shoulder | B13 | 600 | 2100 | 1097.98 | 93.73 | 101.73 | 8 | 0
2035 | ENT_2_TVA_Transmission | ENT | TVA_Transmission | Internal | Shoulder | B14 | 900 | 2100 | 2100 | 85.73 | 101.73 | 8 | 8
2035 | ENT_2_TVA_Transmission | ENT | TVA_Transmission | Internal | Shoulder | B15 | 1203 | 2100 | 2100 | 12.14 | 101.73 | 8 | 81.59
2035 | ENT_2_TVA_Transmission | ENT | TVA_Transmission | Internal | Summer | B1 | 10 | 2100 | 2100 | 114.77 | 182.34 | 8 | 59.57
2035 | ENT_2_TVA_Transmission | ENT | TVA_Transmission | Internal | Summer | B2 | 25 | 2100 | 2100 | 171.2 | 187.2 | 8 | 8
2035 | ENT_2_TVA_Transmission | ENT | TVA_Transmission | Internal | Summer | B3 | 75 | 2100 | 102.23 | 179.21 | 187.21 | 8 | 0
2035 | ENT_2_TVA_Transmission | ENT | TVA_Transmission | Internal | Summer | B4 | 100 | 2100 | 80.31 | 156.39 | 164.39 | 8 | 0
2035 | ENT_2_TVA_Transmission | ENT | TVA_Transmission | Internal | Summer | B5 | 200 | 2100 | 645.41 | 127.7 | 135.7 | 8 | 0
2035 | ENT_2_TVA_Transmission | ENT | TVA_Transmission | Internal | Summer | B6 | 300 | 2100 | 0 | 119.69 | 121.6 | 8 | 0
2035 | ENT_2_TVA_Transmission | ENT | TVA_Transmission | Internal | Summer | B7 | 400 | 2100 | 0 | 114.77 | 112.54 | 8 | 0
2035 | ENT_2_TVA_Transmission | ENT | TVA_Transmission | Internal | Summer | B8 | 500 | 2100 | 0 | 103.83 | 104.92 | 8 | 0
2035 | ENT_2_TVA_Transmission | ENT | TVA_Transmission | Internal | Summer | B9 | 800 | 2100 | 0 | 99.02 | 101.73 | 8 | 0
2035 | ENT_2_TVA_Transmission | ENT | TVA_Transmission | Internal | Summer | B10 | 1262 | 2100 | 2100 | 84.46 | 100.46 | 8 | 8
2035 | ENT_2_TVA_Transmission | ENT | TVA_Transmission | Internal | Winter | B16 | 25 | 2100 | 2099.98 | 103.61 | 112.16 | 8 | 0.55
2035 | ENT_2_TVA_Transmission | ENT | TVA_Transmission | Internal | Winter | B17 | 100 | 2100 | 2100 | 97.36 | 108.41 | 8 | 3.05
2035 | ENT_2_TVA_Transmission | ENT | TVA_Transmission | Internal | Winter | B18 | 400 | 2100 | 531.98 | 96.51 | 104.51 | 8 | 0
2035 | ENT_2_TVA_Transmission | ENT | TVA_Transmission | Internal | Winter | B19 | 700 | 2100 | 2100 | 88.51 | 104.51 | 8 | 8
2035 | ENT_2_TVA_Transmission | ENT | TVA_Transmission | Internal | Winter | B20 | 935 | 2100 | 2100 | 13.34 | 104.51 | 8 | 83.17
2035 | FRCC_2_SOCO | FRCC | SOCO | Internal | Shoulder | B11 | 25 | 900 | 0 | 130.63 | 120.63 | 8 | 0
2035 | FRCC_2_SOCO | FRCC | SOCO | Internal | Shoulder | B12 | 200 | 900 | 0 | 106.83 | 102.8 | 8 | 0
2035 | FRCC_2_SOCO | FRCC | SOCO | Internal | Shoulder | B13 | 600 | 900 | 0 | 106.83 | 102.4 | 8 | 0
2035 | FRCC_2_SOCO | FRCC | SOCO | Internal | Shoulder | B14 | 900 | 900 | 0 | 106.83 | 102.4 | 8 | 0
2035 | FRCC_2_SOCO | FRCC | SOCO | Internal | Shoulder | B15 | 1203 | 900 | 0 | 106.83 | 102.4 | 8 | 0
2035 | FRCC_2_SOCO | FRCC | SOCO | Internal | Summer | B1 | 10 | 900 | 0 | 196.83 | 191.34 | 8 | 0
2035 | FRCC_2_SOCO | FRCC | SOCO | Internal | Summer | B2 | 25 | 900 | 0 | 196.83 | 191.34 | 8 | 0
2035 | FRCC_2_SOCO | FRCC | SOCO | Internal | Summer | B3 | 75 | 900 | 0 | 196.83 | 191.34 | 8 | 0
2035 | FRCC_2_SOCO | FRCC | SOCO | Internal | Summer | B4 | 100 | 900 | 0 | 177.2 | 167.2 | 8 | 0
2035 | FRCC_2_SOCO | FRCC | SOCO | Internal | Summer | B5 | 200 | 900 | 9.31 | 127.7 | 135.7 | 8 | 0
2035 | FRCC_2_SOCO | FRCC | SOCO | Internal | Summer | B6 | 300 | 900 | 0 | 122.89 | 121.69 | 8 | 0
2035 | FRCC_2_SOCO | FRCC | SOCO | Internal | Summer | B7 | 400 | 900 | 0 | 117.69 | 117.18 | 8 | 0
2035 | FRCC_2_SOCO | FRCC | SOCO | Internal | Summer | B8 | 500 | 900 | 0 | 105.92 | 109.1 | 8 | 0
2035 | FRCC_2_SOCO | FRCC | SOCO | Internal | Summer | B9 | 800 | 900 | 0 | 105.92 | 101.07 | 8 | 0
2035 | FRCC_2_SOCO | FRCC | SOCO | Internal | Summer | B10 | 1262 | 900 | 0 | 105.92 | 101.07 | 8 | 0
2035 | FRCC_2_SOCO | FRCC | SOCO | Internal | Winter | B16 | 25 | 900 | 0 | 126.86 | 121.16 | 8 | 0
2035 | FRCC_2_SOCO | FRCC | SOCO | Internal | Winter | B17 | 100 | 900 | 0 | 109.31 | 105.36 | 8 | 0
2035 | FRCC_2_SOCO | FRCC | SOCO | Internal | Winter | B18 | 400 | 900 | 0 | 109.31 | 105.36 | 8 | 0
2035 | FRCC_2_SOCO | FRCC | SOCO | Internal | Winter | B19 | 700 | 900 | 0 | 109.31 | 105.36 | 8 | 0
2035 | FRCC_2_SOCO | FRCC | SOCO | Internal | Winter | B20 | 935 | 900 | 0 | 103.58 | 103.27 | 8 | 0
2035 | HQ_NEISO_2_NEISO | HQ_NEISO | NEISO | Internal | Shoulder | B11 | 25 | 99999 | 3112.4 | 79.25 | 79.26 | 0.01 | 0
2035 | HQ_NEISO_2_NEISO | HQ_NEISO | NEISO | Internal | Shoulder | B12 | 200 | 99999 | 3110.47 | 79.25 | 79.26 | 0.01 | 0
2035 | HQ_NEISO_2_NEISO | HQ_NEISO | NEISO | Internal | Shoulder | B13 | 600 | 99999 | 3102.87 | 79.25 | 79.26 | 0.01 | 0
2035 | HQ_NEISO_2_NEISO | HQ_NEISO | NEISO | Internal | Shoulder | B14 | 900 | 99999 | 3089.58 | 79.25 | 79.26 | 0.01 | 0
2035 | HQ_NEISO_2_NEISO | HQ_NEISO | NEISO | Internal | Shoulder | B15 | 1203 | 99999 | 1276.23 | 79.25 | 79.26 | 0.01 | 0
2035 | HQ_NEISO_2_NEISO | HQ_NEISO | NEISO | Internal | Summer | B1 | 10 | 99999 | 3220.1 | 121.73 | 121.74 | 0.01 | 0
2035 | HQ_NEISO_2_NEISO | HQ_NEISO | NEISO | Internal | Summer | B2 | 25 | 99999 | 3207.34 | 153.1 | 153.11 | 0.01 | 0
2035 | HQ_NEISO_2_NEISO | HQ_NEISO | NEISO | Internal | Summer | B3 | 75 | 99999 | 3181.93 | 119.94 | 119.95 | 0.01 | 0
2035 | HQ_NEISO_2_NEISO | HQ_NEISO | NEISO | Internal | Summer | B4 | 100 | 99999 | 3160.08 | 103.6 | 103.61 | 0.01 | 0
2035 | HQ_NEISO_2_NEISO | HQ_NEISO | NEISO | Internal | Summer | B5 | 200 | 99999 | 3148.19 | 103.6 | 103.61 | 0.01 | 0
2035 | HQ_NEISO_2_NEISO | HQ_NEISO | NEISO | Internal | Summer | B6 | 300 | 99999 | 3134.79 | 103.6 | 103.61 | 0.01 | 0
2035 | HQ_NEISO_2_NEISO | HQ_NEISO | NEISO | Internal | Summer | B7 | 400 | 99999 | 3119.43 | 103.6 | 103.61 | 0.01 | 0
2035 | HQ_NEISO_2_NEISO | HQ_NEISO | NEISO | Internal | Summer | B8 | 500 | 99999 | 3107.36 | 97.22 | 97.23 | 0.01 | 0
2035 | HQ_NEISO_2_NEISO | HQ_NEISO | NEISO | Internal | Summer | B9 | 800 | 99999 | 3092.47 | 89.52 | 89.53 | 0.01 | 0
2035 | HQ_NEISO_2_NEISO | HQ_NEISO | NEISO | Internal | Summer | B10 | 1262 | 99999 | 933.3 | 89.52 | 89.53 | 0.01 | 0
2035 | HQ_NEISO_2_NEISO | HQ_NEISO | NEISO | Internal | Winter | B16 | 25 | 99999 | 3139.14 | 79.25 | 79.26 | 0.01 | 0
2035 | HQ_NEISO_2_NEISO | HQ_NEISO | NEISO | Internal | Winter | B17 | 100 | 99999 | 3128.41 | 79.25 | 79.26 | 0.01 | 0
2035 | HQ_NEISO_2_NEISO | HQ_NEISO | NEISO | Internal | Winter | B18 | 400 | 99999 | 3120.19 | 79.25 | 79.26 | 0.01 | 0
2035 | HQ_NEISO_2_NEISO | HQ_NEISO | NEISO | Internal | Winter | B19 | 700 | 99999 | 3104.89 | 79.25 | 79.26 | 0.01 | 0
2035 | HQ_NEISO_2_NEISO | HQ_NEISO | NEISO | Internal | Winter | B20 | 935 | 99999 | 1382.08 | 79.25 | 79.26 | 0.01 | 0
2035 | HQ_NY_2_NYISO_A-F | HQ_NY | NYISO_A-F | Internal | Shoulder | B11 | 25 | 99999 | 2812.27 | 82.25 | 82.26 | 0.01 | 0
2035 | HQ_NY_2_NYISO_A-F | HQ_NY | NYISO_A-F | Internal | Shoulder | B12 | 200 | 99999 | 2847.69 | 82.25 | 82.26 | 0.01 | 0
2035 | HQ_NY_2_NYISO_A-F | HQ_NY | NYISO_A-F | Internal | Shoulder | B13 | 600 | 99999 | 2781.85 | 82.25 | 82.26 | 0.01 | 0
2035 | HQ_NY_2_NYISO_A-F | HQ_NY | NYISO_A-F | Internal | Shoulder | B14 | 900 | 99999 | 2673.14 | 82.25 | 82.26 | 0.01 | 0
2035 | HQ_NY_2_NYISO_A-F | HQ_NY | NYISO_A-F | Internal | Shoulder | B15 | 1203 | 99999 | 1582.7 | 82.25 | 82.26 | 0.01 | 0
2035 | HQ_NY_2_NYISO_A-F | HQ_NY | NYISO_A-F | Internal | Summer | B1 | 10 | 99999 | 3500.09 | 93.72 | 93.73 | 0.01 | 0
2035 | HQ_NY_2_NYISO_A-F | HQ_NY | NYISO_A-F | Internal | Summer | B2 | 25 | 99999 | 3406.71 | 116.94 | 116.95 | 0.01 | 0
2035 | HQ_NY_2_NYISO_A-F | HQ_NY | NYISO_A-F | Internal | Summer | B3 | 75 | 99999 | 3266.7 | 116.94 | 116.95 | 0.01 | 0
2035 | HQ_NY_2_NYISO_A-F | HQ_NY | NYISO_A-F | Internal | Summer | B4 | 100 | 99999 | 3116.37 | 109.75 | 109.76 | 0.01 | 0
2035 | HQ_NY_2_NYISO_A-F | HQ_NY | NYISO_A-F | Internal | Summer | B5 | 200 | 99999 | 3025.59 | 106.6 | 106.61 | 0.01 | 0
2035 | HQ_NY_2_NYISO_A-F | HQ_NY | NYISO_A-F | Internal | Summer | B6 | 300 | 99999 | 2934.96 | 106.6 | 106.61 | 0.01 | 0
2035 | HQ_NY_2_NYISO_A-F | HQ_NY | NYISO_A-F | Internal | Summer | B7 | 400 | 99999 | 2830.84 | 106.6 | 106.61 | 0.01 | 0
2035 | HQ_NY_2_NYISO_A-F | HQ_NY | NYISO_A-F | Internal | Summer | B8 | 500 | 99999 | 2760.34 | 94.22 | 94.23 | 0.01 | 0
2035 | HQ_NY_2_NYISO_A-F | HQ_NY | NYISO_A-F | Internal | Summer | B9 | 800 | 99999 | 2664.8 | 92.49 | 92.5 | 0.01 | 0
2035 | HQ_NY_2_NYISO_A-F | HQ_NY | NYISO_A-F | Internal | Summer | B10 | 1262 | 99999 | 1436.41 | 92.49 | 92.5 | 0.01 | 0
2035 | HQ_NY_2_NYISO_A-F | HQ_NY | NYISO_A-F | Internal | Winter | B16 | 25 | 99999 | 3058.87 | 82.25 | 82.26 | 0.01 | 0
2035 | HQ_NY_2_NYISO_A-F | HQ_NY | NYISO_A-F | Internal | Winter | B17 | 100 | 99999 | 3001.1 | 82.25 | 82.26 | 0.01 | 0
2035 | HQ_NY_2_NYISO_A-F | HQ_NY | NYISO_A-F | Internal | Winter | B18 | 400 | 99999 | 2934.69 | 82.25 | 82.26 | 0.01 | 0
2035 | HQ_NY_2_NYISO_A-F | HQ_NY | NYISO_A-F | Internal | Winter | B19 | 700 | 99999 | 2819.07 | 82.25 | 82.26 | 0.01 | 0
2035 | HQ_NY_2_NYISO_A-F | HQ_NY | NYISO_A-F | Internal | Winter | B20 | 935 | 99999 | 1762.97 | 82.25 | 82.26 | 0.01 | 0
2035 | HQ_IESO_2_IESO | HQ_IESO | IESO | Internal | Shoulder | B11 | 25 | 99999 | 400 | 75.25 | 75.26 | 0.01 | 0
2035 | HQ_IESO_2_IESO | HQ_IESO | IESO | Internal | Shoulder | B12 | 200 | 99999 | 400 | 75.25 | 75.26 | 0.01 | 0
2035 | HQ_IESO_2_IESO | HQ_IESO | IESO | Internal | Shoulder | B13 | 600 | 99999 | 400 | 75.25 | 75.26 | 0.01 | 0
2035 | HQ_IESO_2_IESO | HQ_IESO | IESO | Internal | Shoulder | B14 | 900 | 99999 | 400 | 75.25 | 75.26 | 0.01 | 0
2035 | HQ_IESO_2_IESO | HQ_IESO | IESO | Internal | Shoulder | B15 | 1203 | 99999 | 75.48 | 75.25 | 75.26 | 0.01 | 0
2035 | HQ_IESO_2_IESO | HQ_IESO | IESO | Internal | Summer | B1 | 10 | 99999 | 400.09 | 100.72 | 100.73 | 0.01 | 0
2035 | HQ_IESO_2_IESO | HQ_IESO | IESO | Internal | Summer | B2 | 25 | 99999 | 400.1 | 109.94 | 109.95 | 0.01 | 0
2035 | HQ_IESO_2_IESO | HQ_IESO | IESO | Internal | Summer | B3 | 75 | 99999 | 400.1 | 109.94 | 109.95 | 0.01 | 0
2035 | HQ_IESO_2_IESO | HQ_IESO | IESO | Internal | Summer | B4 | 100 | 99999 | 400 | 89.86 | 89.87 | 0.01 | 0
2035 | HQ_IESO_2_IESO | HQ_IESO | IESO | Internal | Summer | B5 | 200 | 99999 | 400 | 73.75 | 73.77 | 0.01 | 0
2035 | HQ_IESO_2_IESO | HQ_IESO | IESO | Internal | Summer | B6 | 300 | 99999 | 400 | 73.75 | 73.77 | 0.01 | 0
2035 | HQ_IESO_2_IESO | HQ_IESO | IESO | Internal | Summer | B7 | 400 | 99999 | 400 | 73.75 | 73.77 | 0.01 | 0
2035 | HQ_IESO_2_IESO | HQ_IESO | IESO | Internal | Summer | B8 | 500 | 99999 | 400 | 73.75 | 73.77 | 0.01 | 0
2035 | HQ_IESO_2_IESO | HQ_IESO | IESO | Internal | Summer | B9 | 800 | 99999 | 400 | 73.75 | 73.77 | 0.01 | 0
2035 | HQ_IESO_2_IESO | HQ_IESO | IESO | Internal | Summer | B10 | 1262 | 99999 | 12.04 | 73.75 | 73.77 | 0.01 | 0
2035 | HQ_IESO_2_IESO | HQ_IESO | IESO | Internal | Winter | B16 | 25 | 99999 | 400 | 75.25 | 75.26 | 0.01 | 0
2035 | HQ_IESO_2_IESO | HQ_IESO | IESO | Internal | Winter | B17 | 100 | 99999 | 400 | 75.25 | 75.26 | 0.01 | 0
2035 | HQ_IESO_2_IESO | HQ_IESO | IESO | Internal | Winter | B18 | 400 | 99999 | 400 | 75.25 | 75.26 | 0.01 | 0
2035 | HQ_IESO_2_IESO | HQ_IESO | IESO | Internal | Winter | B19 | 700 | 99999 | 400 | 75.25 | 75.26 | 0.01 | 0
2035 | HQ_IESO_2_IESO | HQ_IESO | IESO | Internal | Winter | B20 | 935 | 99999 | 91.98 | 75.25 | 75.26 | 0.01 | 0
2035 | IESO_2_MAPP_CA | IESO | MAPP_CA | Internal | Shoulder | B11 | 25 | 262 | 0 | 75.26 | 31.39 | 7 | 0
2035 | IESO_2_MAPP_CA | IESO | MAPP_CA | Internal | Shoulder | B12 | 200 | 262 | 0 | 75.26 | 31.39 | 7 | 0
2035 | IESO_2_MAPP_CA | IESO | MAPP_CA | Internal | Shoulder | B13 | 600 | 262 | 0 | 75.26 | 31.39 | 7 | 0
2035 | IESO_2_MAPP_CA | IESO | MAPP_CA | Internal | Shoulder | B14 | 900 | 262 | 0 | 75.26 | 31.39 | 7 | 0
2035 | IESO_2_MAPP_CA | IESO | MAPP_CA | Internal | Shoulder | B15 | 1203 | 262 | 0 | 75.26 | 31.39 | 7 | 0
2035 | IESO_2_MAPP_CA | IESO | MAPP_CA | Internal | Summer | B1 | 10 | 262 | 0 | 100.73 | 80.77 | 7 | 0
2035 | IESO_2_MAPP_CA | IESO | MAPP_CA | Internal | Summer | B2 | 25 | 262 | 0 | 109.95 | 80.77 | 7 | 0
2035 | IESO_2_MAPP_CA | IESO | MAPP_CA | Internal | Summer | B3 | 75 | 262 | 0 | 109.95 | 80.77 | 7 | 0
2035 | IESO_2_MAPP_CA | IESO | MAPP_CA | Internal | Summer | B4 | 100 | 262 | 0 | 89.87 | 80.77 | 7 | 0
2035 | IESO_2_MAPP_CA | IESO | MAPP_CA | Internal | Summer | B5 | 200 | 262 | 16.19 | 73.77 | 80.77 | 7 | 0
2035 | IESO_2_MAPP_CA | IESO | MAPP_CA | Internal | Summer | B6 | 300 | 262 | 170.5 | 73.77 | 80.77 | 7 | 0
2035 | IESO_2_MAPP_CA | IESO | MAPP_CA | Internal | Summer | B7 | 400 | 262 | 193.96 | 73.77 | 80.77 | 7 | 0
2035 | IESO_2_MAPP_CA | IESO | MAPP_CA | Internal | Summer | B8 | 500 | 262 | 203.97 | 73.77 | 80.77 | 7 | 0
2035 | IESO_2_MAPP_CA | IESO | MAPP_CA | Internal | Summer | B9 | 800 | 262 | 219.67 | 73.77 | 80.77 | 7 | 0
2035 | IESO_2_MAPP_CA | IESO | MAPP_CA | Internal | Summer | B10 | 1262 | 262 | 231.52 | 73.77 | 80.77 | 7 | 0
2035 | IESO_2_MAPP_CA | IESO | MAPP_CA | Internal | Winter | B16 | 25 | 262 | 0 | 75.26 | 67.26 | 7 | 0
2035 | IESO_2_MAPP_CA | IESO | MAPP_CA | Internal | Winter | B17 | 100 | 262 | 0 | 75.26 | 67.26 | 7 | 0
2035 | IESO_2_MAPP_CA | IESO | MAPP_CA | Internal | Winter | B18 | 400 | 262 | 0 | 75.26 | 67.26 | 7 | 0
2035 | IESO_2_MAPP_CA | IESO | MAPP_CA | Internal | Winter | B19 | 700 | 262 | 0 | 75.26 | 67.26 | 7 | 0
2035 | IESO_2_MAPP_CA | IESO | MAPP_CA | Internal | Winter | B20 | 935 | 262 | 0 | 75.26 | 67.26 | 7 | 0
2035 | IESO_2_MISO_MI | IESO | MISO_MI | Internal | Shoulder | B11 | 25 | 2591 | 2591 | 75.26 | 112.64 | 7 | 30.38
2035 | IESO_2_MISO_MI | IESO | MISO_MI | Internal | Shoulder | B12 | 200 | 2591 | 2591 | 75.26 | 109.06 | 7 | 26.8
2035 | IESO_2_MISO_MI | IESO | MISO_MI | Internal | Shoulder | B13 | 600 | 2591 | 2591 | 75.26 | 98.01 | 7 | 15.74
2035 | IESO_2_MISO_MI | IESO | MISO_MI | Internal | Shoulder | B14 | 900 | 2591 | 2591 | 75.26 | 97.94 | 7 | 15.68
2035 | IESO_2_MISO_MI | IESO | MISO_MI | Internal | Shoulder | B15 | 1203 | 2591 | 2591 | 75.26 | 95.93 | 7 | 13.67
2035 | IESO_2_MISO_MI | IESO | MISO_MI | Internal | Summer | B1 | 10 | 2591 | 2591 | 100.73 | 179.21 | 7 | 71.49
2035 | IESO_2_MISO_MI | IESO | MISO_MI | Internal | Summer | B2 | 25 | 2591 | 2591 | 109.95 | 179.21 | 7 | 62.26
2035 | IESO_2_MISO_MI | IESO | MISO_MI | Internal | Summer | B3 | 75 | 2591 | 2591 | 109.95 | 171.23 | 7 | 54.28
2035 | IESO_2_MISO_MI | IESO | MISO_MI | Internal | Summer | B4 | 100 | 2591 | 2591 | 89.87 | 148.41 | 7 | 51.54
2035 | IESO_2_MISO_MI | IESO | MISO_MI | Internal | Summer | B5 | 200 | 2591 | 2591 | 73.77 | 129.6 | 7 | 48.84
2035 | IESO_2_MISO_MI | IESO | MISO_MI | Internal | Summer | B6 | 300 | 2591 | 2591 | 73.77 | 119.69 | 7 | 38.92
2035 | IESO_2_MISO_MI | IESO | MISO_MI | Internal | Summer | B7 | 400 | 2591 | 2591 | 73.77 | 112.21 | 7 | 31.45
2035 | IESO_2_MISO_MI | IESO | MISO_MI | Internal | Summer | B8 | 500 | 2591 | 2591 | 73.77 | 103.83 | 7 | 23.07
2035 | IESO_2_MISO_MI | IESO | MISO_MI | Internal | Summer | B9 | 800 | 2591 | 2591 | 73.77 | 96.84 | 7 | 16.08
2035 | IESO_2_MISO_MI | IESO | MISO_MI | Internal | Summer | B10 | 1262 | 2591 | 2591 | 73.77 | 96.56 | 7 | 15.79
2035 | IESO_2_MISO_MI | IESO | MISO_MI | Internal | Winter | B16 | 25 | 2591 | 2591 | 75.26 | 116.33 | 7 | 34.07
2035 | IESO_2_MISO_MI | IESO | MISO_MI | Internal | Winter | B17 | 100 | 2591 | 2591 | 75.26 | 115.41 | 7 | 33.14
2035 | IESO_2_MISO_MI | IESO | MISO_MI | Internal | Winter | B18 | 400 | 2591 | 2591 | 75.26 | 101.02 | 7 | 18.76
2035 | IESO_2_MISO_MI | IESO | MISO_MI | Internal | Winter | B19 | 700 | 2591 | 2591 | 75.26 | 100.9 | 7 | 18.64
2035 | IESO_2_MISO_MI | IESO | MISO_MI | Internal | Winter | B20 | 935 | 2591 | 2591 | 75.26 | 99.43 | 7 | 17.17
2035 | IESO_2_MISO_W | IESO | MISO_W | Internal | Shoulder | B11 | 25 | 207 | 207 | 75.26 | 112.64 | 7 | 30.38
2035 | IESO_2_MISO_W | IESO | MISO_W | Internal | Shoulder | B12 | 200 | 207 | 207 | 75.26 | 97.97 | 7 | 15.71
2035 | IESO_2_MISO_W | IESO | MISO_W | Internal | Shoulder | B13 | 600 | 207 | 207 | 75.26 | 97.94 | 7 | 15.68
2035 | IESO_2_MISO_W | IESO | MISO_W | Internal | Shoulder | B14 | 900 | 207 | 0 | 75.26 | 67.26 | 7 | 0
2035 | IESO_2_MISO_W | IESO | MISO_W | Internal | Shoulder | B15 | 1203 | 207 | 0 | 75.26 | 31.38 | 7 | 0
2035 | IESO_2_MISO_W | IESO | MISO_W | Internal | Summer | B1 | 10 | 207 | 207 | 100.73 | 179.21 | 7 | 71.49
2035 | IESO_2_MISO_W | IESO | MISO_W | Internal | Summer | B2 | 25 | 207 | 207 | 109.95 | 179.21 | 7 | 62.26
2035 | IESO_2_MISO_W | IESO | MISO_W | Internal | Summer | B3 | 75 | 207 | 207 | 109.95 | 179.21 | 7 | 62.26
2035 | IESO_2_MISO_W | IESO | MISO_W | Internal | Summer | B4 | 100 | 207 | 207 | 89.87 | 156.41 | 7 | 59.54
2035 | IESO_2_MISO_W | IESO | MISO_W | Internal | Summer | B5 | 200 | 207 | 207 | 73.77 | 129.6 | 7 | 48.84
2035 | IESO_2_MISO_W | IESO | MISO_W | Internal | Summer | B6 | 300 | 207 | 207 | 73.77 | 119.69 | 7 | 38.92
2035 | IESO_2_MISO_W | IESO | MISO_W | Internal | Summer | B7 | 400 | 207 | 207 | 73.77 | 113.12 | 7 | 32.36
2035 | IESO_2_MISO_W | IESO | MISO_W | Internal | Summer | B8 | 500 | 207 | 207 | 73.77 | 103.82 | 7 | 23.05
2035 | IESO_2_MISO_W | IESO | MISO_W | Internal | Summer | B9 | 800 | 207 | 207 | 73.77 | 96.54 | 7 | 15.78
2035 | IESO_2_MISO_W | IESO | MISO_W | Internal | Summer | B10 | 1262 | 207 | 207 | 73.77 | 84.45 | 7 | 3.68
2035 | IESO_2_MISO_W | IESO | MISO_W | Internal | Winter | B16 | 25 | 207 | 0 | 75.26 | 21.63 | 7 | 0
2035 | IESO_2_MISO_W | IESO | MISO_W | Internal | Winter | B17 | 100 | 207 | 0 | 75.26 | 28.63 | 7 | 0
2035 | IESO_2_MISO_W | IESO | MISO_W | Internal | Winter | B18 | 400 | 207 | 207 | 75.26 | 96.51 | 7 | 14.25
2035 | IESO_2_MISO_W | IESO | MISO_W | Internal | Winter | B19 | 700 | 207 | 207 | 75.26 | 96.5 | 7 | 14.23
2035 | IESO_2_MISO_W | IESO | MISO_W | Internal | Winter | B20 | 935 | 207 | 0 | 75.26 | 67.26 | 7 | 0
2035 | IESO_2_NYISO_A-F | IESO | NYISO_A-F | Internal | Shoulder | B11 | 25 | 1725 | 829.44 | 75.26 | 82.26 | 7 | 0
2035 | IESO_2_NYISO_A-F | IESO | NYISO_A-F | Internal | Shoulder | B12 | 200 | 1725 | 1035.95 | 75.26 | 82.26 | 7 | 0
2035 | IESO_2_NYISO_A-F | IESO | NYISO_A-F | Internal | Shoulder | B13 | 600 | 1725 | 586.5 | 75.26 | 82.26 | 7 | 0
2035 | IESO_2_NYISO_A-F | IESO | NYISO_A-F | Internal | Shoulder | B14 | 900 | 1725 | 453.95 | 75.26 | 82.26 | 7 | 0
2035 | IESO_2_NYISO_A-F | IESO | NYISO_A-F | Internal | Shoulder | B15 | 1203 | 1725 | 395.81 | 75.26 | 82.26 | 7 | 0
2035 | IESO_2_NYISO_A-F | IESO | NYISO_A-F | Internal | Summer | B1 | 10 | 1725 | 0 | 100.73 | 93.73 | 7 | 0
2035 | IESO_2_NYISO_A-F | IESO | NYISO_A-F | Internal | Summer | B2 | 25 | 1725 | 869.28 | 109.95 | 116.95 | 7 | 0
2035 | IESO_2_NYISO_A-F | IESO | NYISO_A-F | Internal | Summer | B3 | 75 | 1725 | 1396.4 | 109.95 | 116.95 | 7 | 0
2035 | IESO_2_NYISO_A-F | IESO | NYISO_A-F | Internal | Summer | B4 | 100 | 1725 | 1725 | 89.87 | 109.76 | 7 | 12.89
2035 | IESO_2_NYISO_A-F | IESO | NYISO_A-F | Internal | Summer | B5 | 200 | 1725 | 1725 | 73.77 | 106.61 | 7 | 25.84
2035 | IESO_2_NYISO_A-F | IESO | NYISO_A-F | Internal | Summer | B6 | 300 | 1725 | 1725 | 73.77 | 106.61 | 7 | 25.84
2035 | IESO_2_NYISO_A-F | IESO | NYISO_A-F | Internal | Summer | B7 | 400 | 1725 | 1725 | 73.77 | 106.61 | 7 | 25.84
2035 | IESO_2_NYISO_A-F | IESO | NYISO_A-F | Internal | Summer | B8 | 500 | 1725 | 1725 | 73.77 | 94.23 | 7 | 13.47
2035 | IESO_2_NYISO_A-F | IESO | NYISO_A-F | Internal | Summer | B9 | 800 | 1725 | 1725 | 73.77 | 92.5 | 7 | 11.74
2035 | IESO_2_NYISO_A-F | IESO | NYISO_A-F | Internal | Summer | B10 | 1262 | 1725 | 1725 | 73.77 | 92.5 | 7 | 11.74
2035 | IESO_2_NYISO_A-F | IESO | NYISO_A-F | Internal | Winter | B16 | 25 | 1725 | 480.31 | 75.26 | 82.26 | 7 | 0
2035 | IESO_2_NYISO_A-F | IESO | NYISO_A-F | Internal | Winter | B17 | 100 | 1725 | 244.57 | 75.26 | 82.26 | 7 | 0
2035 | IESO_2_NYISO_A-F | IESO | NYISO_A-F | Internal | Winter | B18 | 400 | 1725 | 59.48 | 75.26 | 82.26 | 7 | 0
2035 | IESO_2_NYISO_A-F | IESO | NYISO_A-F | Internal | Winter | B19 | 700 | 1725 | 33.7 | 75.26 | 82.26 | 7 | 0
2035 | IESO_2_NYISO_A-F | IESO | NYISO_A-F | Internal | Winter | B20 | 935 | 1725 | 25.84 | 75.26 | 82.26 | 7 | 0
2035 | MAPP_CA_2_IESO | MAPP_CA | IESO | Internal | Shoulder | B11 | 25 | 330 | 330 | 31.39 | 75.26 | 8 | 35.87
2035 | MAPP_CA_2_IESO | MAPP_CA | IESO | Internal | Shoulder | B12 | 200 | 330 | 330 | 31.39 | 75.26 | 8 | 35.87
2035 | MAPP_CA_2_IESO | MAPP_CA | IESO | Internal | Shoulder | B13 | 600 | 330 | 330 | 31.39 | 75.26 | 8 | 35.87
2035 | MAPP_CA_2_IESO | MAPP_CA | IESO | Internal | Shoulder | B14 | 900 | 330 | 330 | 31.39 | 75.26 | 8 | 35.87
2035 | MAPP_CA_2_IESO | MAPP_CA | IESO | Internal | Shoulder | B15 | 1203 | 330 | 330 | 31.39 | 75.26 | 8 | 35.87
2035 | MAPP_CA_2_IESO | MAPP_CA | IESO | Internal | Summer | B1 | 10 | 330 | 330 | 80.77 | 100.73 | 8 | 11.96
2035 | MAPP_CA_2_IESO | MAPP_CA | IESO | Internal | Summer | B2 | 25 | 330 | 330 | 80.77 | 109.95 | 8 | 21.18
2035 | MAPP_CA_2_IESO | MAPP_CA | IESO | Internal | Summer | B3 | 75 | 330 | 330 | 80.77 | 109.95 | 8 | 21.18
2035 | MAPP_CA_2_IESO | MAPP_CA | IESO | Internal | Summer | B4 | 100 | 330 | 330 | 80.77 | 89.87 | 8 | 1.1
2035 | MAPP_CA_2_IESO | MAPP_CA | IESO | Internal | Summer | B5 | 200 | 330 | 0 | 80.77 | 73.77 | 8 | 0
2035 | MAPP_CA_2_IESO | MAPP_CA | IESO | Internal | Summer | B6 | 300 | 330 | 0 | 80.77 | 73.77 | 8 | 0
2035 | MAPP_CA_2_IESO | MAPP_CA | IESO | Internal | Summer | B7 | 400 | 330 | 0 | 80.77 | 73.77 | 8 | 0
2035 | MAPP_CA_2_IESO | MAPP_CA | IESO | Internal | Summer | B8 | 500 | 330 | 0 | 80.77 | 73.77 | 8 | 0
2035 | MAPP_CA_2_IESO | MAPP_CA | IESO | Internal | Summer | B9 | 800 | 330 | 0 | 80.77 | 73.77 | 8 | 0
2035 | MAPP_CA_2_IESO | MAPP_CA | IESO | Internal | Summer | B10 | 1262 | 330 | 0 | 80.77 | 73.77 | 8 | 0
2035 | MAPP_CA_2_IESO | MAPP_CA | IESO | Internal | Winter | B16 | 25 | 330 | 182.56 | 67.26 | 75.26 | 8 | 0
2035 | MAPP_CA_2_IESO | MAPP_CA | IESO | Internal | Winter | B17 | 100 | 330 | 164.52 | 67.26 | 75.26 | 8 | 0
2035 | MAPP_CA_2_IESO | MAPP_CA | IESO | Internal | Winter | B18 | 400 | 330 | 30.81 | 67.26 | 75.26 | 8 | 0
2035 | MAPP_CA_2_IESO | MAPP_CA | IESO | Internal | Winter | B19 | 700 | 330 | 31.29 | 67.26 | 75.26 | 8 | 0
2035 | MAPP_CA_2_IESO | MAPP_CA | IESO | Internal | Winter | B20 | 935 | 330 | 85.84 | 67.26 | 75.26 | 8 | 0
2035 | MAPP_CA_2_MAPP_US | MAPP_CA | MAPP_US | Internal | Shoulder | B11 | 25 | 372 | 372 | 31.39 | 105.64 | 7 | 67.25
2035 | MAPP_CA_2_MAPP_US | MAPP_CA | MAPP_US | Internal | Shoulder | B12 | 200 | 372 | 372 | 31.39 | 90.97 | 7 | 52.58
2035 | MAPP_CA_2_MAPP_US | MAPP_CA | MAPP_US | Internal | Shoulder | B13 | 600 | 372 | 372 | 31.39 | 90.94 | 7 | 52.55
2035 | MAPP_CA_2_MAPP_US | MAPP_CA | MAPP_US | Internal | Shoulder | B14 | 900 | 372 | 372 | 31.39 | 60.26 | 7 | 21.87
2035 | MAPP_CA_2_MAPP_US | MAPP_CA | MAPP_US | Internal | Shoulder | B15 | 1203 | 372 | 0 | 31.39 | 24.38 | 7 | 0
2035 | MAPP_CA_2_MAPP_US | MAPP_CA | MAPP_US | Internal | Summer | B1 | 10 | 372 | 372 | 80.77 | 172.21 | 7 | 84.45
2035 | MAPP_CA_2_MAPP_US | MAPP_CA | MAPP_US | Internal | Summer | B2 | 25 | 372 | 372 | 80.77 | 172.21 | 7 | 84.45
2035 | MAPP_CA_2_MAPP_US | MAPP_CA | MAPP_US | Internal | Summer | B3 | 75 | 372 | 372 | 80.77 | 172.21 | 7 | 84.45
2035 | MAPP_CA_2_MAPP_US | MAPP_CA | MAPP_US | Internal | Summer | B4 | 100 | 372 | 372 | 80.77 | 149.41 | 7 | 61.64
2035 | MAPP_CA_2_MAPP_US | MAPP_CA | MAPP_US | Internal | Summer | B5 | 200 | 372 | 372 | 80.77 | 122.6 | 7 | 34.84
2035 | MAPP_CA_2_MAPP_US | MAPP_CA | MAPP_US | Internal | Summer | B6 | 300 | 372 | 372 | 80.77 | 112.69 | 7 | 24.92
2035 | MAPP_CA_2_MAPP_US | MAPP_CA | MAPP_US | Internal | Summer | B7 | 400 | 372 | 372 | 80.77 | 106.12 | 7 | 18.36
2035 | MAPP_CA_2_MAPP_US | MAPP_CA | MAPP_US | Internal | Summer | B8 | 500 | 372 | 372 | 80.77 | 96.82 | 7 | 9.05
2035 | MAPP_CA_2_MAPP_US | MAPP_CA | MAPP_US | Internal | Summer | B9 | 800 | 372 | 372 | 80.77 | 89.54 | 7 | 1.78
2035 | MAPP_CA_2_MAPP_US | MAPP_CA | MAPP_US | Internal | Summer | B10 | 1262 | 372 | 0 | 80.77 | 77.45 | 7 | 0
2035 | MAPP_CA_2_MAPP_US | MAPP_CA | MAPP_US | Internal | Winter | B16 | 25 | 372 | 0 | 67.26 | 21.63 | 7 | 0
2035 | MAPP_CA_2_MAPP_US | MAPP_CA | MAPP_US | Internal | Winter | B17 | 100 | 372 | 0 | 67.26 | 21.63 | 7 | 0
2035 | MAPP_CA_2_MAPP_US | MAPP_CA | MAPP_US | Internal | Winter | B18 | 400 | 372 | 372 | 67.26 | 89.5 | 7 | 15.23
2035 | MAPP_CA_2_MAPP_US | MAPP_CA | MAPP_US | Internal | Winter | B19 | 700 | 372 | 372 | 67.26 | 89.5 | 7 | 15.23
2035 | MAPP_CA_2_MAPP_US | MAPP_CA | MAPP_US | Internal | Winter | B20 | 935 | 372 | 0 | 67.26 | 60.26 | 7 | 0
2035 | MAPP_CA_2_MISO_W | MAPP_CA | MISO_W | Internal | Shoulder | B11 | 25 | 1970 | 1970 | 31.39 | 112.64 | 0.01 | 81.24
2035 | MAPP_CA_2_MISO_W | MAPP_CA | MISO_W | Internal | Shoulder | B12 | 200 | 1970 | 1970 | 31.39 | 97.97 | 0.01 | 66.56
2035 | MAPP_CA_2_MISO_W | MAPP_CA | MISO_W | Internal | Shoulder | B13 | 600 | 1970 | 1970 | 31.39 | 97.94 | 0.01 | 66.54
2035 | MAPP_CA_2_MISO_W | MAPP_CA | MISO_W | Internal | Shoulder | B14 | 900 | 1970 | 1970 | 31.39 | 67.26 | 0.01 | 35.86
2035 | MAPP_CA_2_MISO_W | MAPP_CA | MISO_W | Internal | Shoulder | B15 | 1203 | 1970 | 0.01 | 31.39 | 31.38 | 0.01 | 0
2035 | MAPP_CA_2_MISO_W | MAPP_CA | MISO_W | Internal | Summer | B1 | 10 | 1970 | 1970 | 80.77 | 179.21 | 0.01 | 98.44
2035 | MAPP_CA_2_MISO_W | MAPP_CA | MISO_W | Internal | Summer | B2 | 25 | 1970 | 1970 | 80.77 | 179.21 | 0.01 | 98.44
2035 | MAPP_CA_2_MISO_W | MAPP_CA | MISO_W | Internal | Summer | B3 | 75 | 1970 | 1970 | 80.77 | 179.21 | 0.01 | 98.44
2035 | MAPP_CA_2_MISO_W | MAPP_CA | MISO_W | Internal | Summer | B4 | 100 | 1970 | 1970 | 80.77 | 156.41 | 0.01 | 75.63
2035 | MAPP_CA_2_MISO_W | MAPP_CA | MISO_W | Internal | Summer | B5 | 200 | 1970 | 1970 | 80.77 | 129.6 | 0.01 | 48.83
2035 | MAPP_CA_2_MISO_W | MAPP_CA | MISO_W | Internal | Summer | B6 | 300 | 1970 | 1970 | 80.77 | 119.69 | 0.01 | 38.91
2035 | MAPP_CA_2_MISO_W | MAPP_CA | MISO_W | Internal | Summer | B7 | 400 | 1970 | 1970 | 80.77 | 113.12 | 0.01 | 32.35
2035 | MAPP_CA_2_MISO_W | MAPP_CA | MISO_W | Internal | Summer | B8 | 500 | 1970 | 1970 | 80.77 | 103.82 | 0.01 | 23.04
2035 | MAPP_CA_2_MISO_W | MAPP_CA | MISO_W | Internal | Summer | B9 | 800 | 1970 | 1970 | 80.77 | 96.54 | 0.01 | 15.77
2035 | MAPP_CA_2_MISO_W | MAPP_CA | MISO_W | Internal | Summer | B10 | 1262 | 1970 | 1970 | 80.77 | 84.45 | 0.01 | 3.67
2035 | MAPP_CA_2_MISO_W | MAPP_CA | MISO_W | Internal | Winter | B16 | 25 | 1970 | 0 | 67.26 | 21.63 | 0.01 | 0
2035 | MAPP_CA_2_MISO_W | MAPP_CA | MISO_W | Internal | Winter | B17 | 100 | 1970 | 0 | 67.26 | 28.63 | 0.01 | 0
2035 | MAPP_CA_2_MISO_W | MAPP_CA | MISO_W | Internal | Winter | B18 | 400 | 1970 | 1970 | 67.26 | 96.51 | 0.01 | 29.23
2035 | MAPP_CA_2_MISO_W | MAPP_CA | MISO_W | Internal | Winter | B19 | 700 | 1970 | 1970 | 67.26 | 96.5 | 0.01 | 29.22
2035 | MAPP_CA_2_MISO_W | MAPP_CA | MISO_W | Internal | Winter | B20 | 935 | 1970 | 0.03 | 67.26 | 67.26 | 0.01 | 0
2035 | MAPP_US_2_MAPP_CA | MAPP_US | MAPP_CA | Internal | Shoulder | B11 | 25 | 165 | 0 | 105.64 | 31.39 | 7 | 0
2035 | MAPP_US_2_MAPP_CA | MAPP_US | MAPP_CA | Internal | Shoulder | B12 | 200 | 165 | 0 | 90.97 | 31.39 | 7 | 0
2035 | MAPP_US_2_MAPP_CA | MAPP_US | MAPP_CA | Internal | Shoulder | B13 | 600 | 165 | 0 | 90.94 | 31.39 | 7 | 0
2035 | MAPP_US_2_MAPP_CA | MAPP_US | MAPP_CA | Internal | Shoulder | B14 | 900 | 165 | 0 | 60.26 | 31.39 | 7 | 0
2035 | MAPP_US_2_MAPP_CA | MAPP_US | MAPP_CA | Internal | Shoulder | B15 | 1203 | 165 | 164.98 | 24.38 | 31.39 | 7 | 0.01
2035 | MAPP_US_2_MAPP_CA | MAPP_US | MAPP_CA | Internal | Summer | B1 | 10 | 165 | 0 | 172.21 | 80.77 | 7 | 0
2035 | MAPP_US_2_MAPP_CA | MAPP_US | MAPP_CA | Internal | Summer | B2 | 25 | 165 | 0 | 172.21 | 80.77 | 7 | 0
2035 | MAPP_US_2_MAPP_CA | MAPP_US | MAPP_CA | Internal | Summer | B3 | 75 | 165 | 0 | 172.21 | 80.77 | 7 | 0
2035 | MAPP_US_2_MAPP_CA | MAPP_US | MAPP_CA | Internal | Summer | B4 | 100 | 165 | 0 | 149.41 | 80.77 | 7 | 0
2035 | MAPP_US_2_MAPP_CA | MAPP_US | MAPP_CA | Internal | Summer | B5 | 200 | 165 | 0 | 122.6 | 80.77 | 7 | 0
2035 | MAPP_US_2_MAPP_CA | MAPP_US | MAPP_CA | Internal | Summer | B6 | 300 | 165 | 0 | 112.69 | 80.77 | 7 | 0
2035 | MAPP_US_2_MAPP_CA | MAPP_US | MAPP_CA | Internal | Summer | B7 | 400 | 165 | 0 | 106.12 | 80.77 | 7 | 0
2035 | MAPP_US_2_MAPP_CA | MAPP_US | MAPP_CA | Internal | Summer | B8 | 500 | 165 | 0 | 96.82 | 80.77 | 7 | 0
2035 | MAPP_US_2_MAPP_CA | MAPP_US | MAPP_CA | Internal | Summer | B9 | 800 | 165 | 0 | 89.54 | 80.77 | 7 | 0
2035 | MAPP_US_2_MAPP_CA | MAPP_US | MAPP_CA | Internal | Summer | B10 | 1262 | 165 | 0 | 77.45 | 80.77 | 7 | 0
2035 | MAPP_US_2_MAPP_CA | MAPP_US | MAPP_CA | Internal | Winter | B16 | 25 | 165 | 165 | 21.63 | 67.26 | 7 | 38.64
2035 | MAPP_US_2_MAPP_CA | MAPP_US | MAPP_CA | Internal | Winter | B17 | 100 | 165 | 165 | 21.63 | 67.26 | 7 | 38.63
2035 | MAPP_US_2_MAPP_CA | MAPP_US | MAPP_CA | Internal | Winter | B18 | 400 | 165 | 0 | 89.5 | 67.26 | 7 | 0
2035 | MAPP_US_2_MAPP_CA | MAPP_US | MAPP_CA | Internal | Winter | B19 | 700 | 165 | 0 | 89.5 | 67.26 | 7 | 0
2035 | MAPP_US_2_MAPP_CA | MAPP_US | MAPP_CA | Internal | Winter | B20 | 935 | 165 | 132.96 | 60.26 | 67.26 | 7 | 0
2035 | MAPP_US_2_MISO_W | MAPP_US | MISO_W | Internal | Shoulder | B11 | 25 | 2635 | 1704.41 | 105.64 | 112.64 | 7 | 0
2035 | MAPP_US_2_MISO_W | MAPP_US | MISO_W | Internal | Shoulder | B12 | 200 | 2635 | 1351.94 | 90.97 | 97.97 | 7 | 0
2035 | MAPP_US_2_MISO_W | MAPP_US | MISO_W | Internal | Shoulder | B13 | 600 | 2635 | 1712.9 | 90.94 | 97.94 | 7 | 0
2035 | MAPP_US_2_MISO_W | MAPP_US | MISO_W | Internal | Shoulder | B14 | 900 | 2635 | 2112.78 | 60.26 | 67.26 | 7 | 0
2035 | MAPP_US_2_MISO_W | MAPP_US | MISO_W | Internal | Shoulder | B15 | 1203 | 2635 | 1805.74 | 24.38 | 31.38 | 7 | 0
2035 | MAPP_US_2_MISO_W | MAPP_US | MISO_W | Internal | Summer | B1 | 10 | 2635 | 711.62 | 172.21 | 179.21 | 7 | 0
2035 | MAPP_US_2_MISO_W | MAPP_US | MISO_W | Internal | Summer | B2 | 25 | 2635 | 1392.77 | 172.21 | 179.21 | 7 | 0
2035 | MAPP_US_2_MISO_W | MAPP_US | MISO_W | Internal | Summer | B3 | 75 | 2635 | 1199.86 | 172.21 | 179.21 | 7 | 0
2035 | MAPP_US_2_MISO_W | MAPP_US | MISO_W | Internal | Summer | B4 | 100 | 2635 | 1077.37 | 149.41 | 156.41 | 7 | 0
2035 | MAPP_US_2_MISO_W | MAPP_US | MISO_W | Internal | Summer | B5 | 200 | 2635 | 893.95 | 122.6 | 129.6 | 7 | 0
2035 | MAPP_US_2_MISO_W | MAPP_US | MISO_W | Internal | Summer | B6 | 300 | 2635 | 672.49 | 112.69 | 119.69 | 7 | 0
2035 | MAPP_US_2_MISO_W | MAPP_US | MISO_W | Internal | Summer | B7 | 400 | 2635 | 1324.09 | 106.12 | 113.12 | 7 | 0
2035 | MAPP_US_2_MISO_W | MAPP_US | MISO_W | Internal | Summer | B8 | 500 | 2635 | 1439.19 | 96.82 | 103.82 | 7 | 0
2035 | MAPP_US_2_MISO_W | MAPP_US | MISO_W | Internal | Summer | B9 | 800 | 2635 | 806.41 | 89.54 | 96.54 | 7 | 0
2035 | MAPP_US_2_MISO_W | MAPP_US | MISO_W | Internal | Summer | B10 | 1262 | 2635 | 479.22 | 77.45 | 84.45 | 7 | 0
2035 | MAPP_US_2_MISO_W | MAPP_US | MISO_W | Internal | Winter | B16 | 25 | 2635 | 0 | 21.63 | 21.63 | 7 | 0
2035 | MAPP_US_2_MISO_W | MAPP_US | MISO_W | Internal | Winter | B17 | 100 | 2635 | 1231.3 | 21.63 | 28.63 | 7 | 0
2035 | MAPP_US_2_MISO_W | MAPP_US | MISO_W | Internal | Winter | B18 | 400 | 2635 | 2634.94 | 89.5 | 96.51 | 7 | 0.01
2035 | MAPP_US_2_MISO_W | MAPP_US | MISO_W | Internal | Winter | B19 | 700 | 2635 | 2342.18 | 89.5 | 96.5 | 7 | 0
2035 | MAPP_US_2_MISO_W | MAPP_US | MISO_W | Internal | Winter | B20 | 935 | 2635 | 1639.5 | 60.26 | 67.26 | 7 | 0
2035 | MAPP_US_2_NE | MAPP_US | NE | Internal | Shoulder | B11 | 25 | 2000 | 0 | 105.64 | 107.64 | 7 | 0
2035 | MAPP_US_2_NE | MAPP_US | NE | Internal | Shoulder | B12 | 200 | 2000 | 0 | 90.97 | 90.63 | 7 | 0
2035 | MAPP_US_2_NE | MAPP_US | NE | Internal | Shoulder | B13 | 600 | 2000 | 0 | 90.94 | 85.94 | 7 | 0
2035 | MAPP_US_2_NE | MAPP_US | NE | Internal | Shoulder | B14 | 900 | 2000 | 0 | 60.26 | 0.86 | 7 | 0
2035 | MAPP_US_2_NE | MAPP_US | NE | Internal | Shoulder | B15 | 1203 | 2000 | 0 | 24.38 | 0.86 | 7 | 0
2035 | MAPP_US_2_NE | MAPP_US | NE | Internal | Summer | B1 | 10 | 2000 | 0 | 172.21 | 174.21 | 7 | 0
2035 | MAPP_US_2_NE | MAPP_US | NE | Internal | Summer | B2 | 25 | 2000 | 0 | 172.21 | 167.21 | 7 | 0
2035 | MAPP_US_2_NE | MAPP_US | NE | Internal | Summer | B3 | 75 | 2000 | 0 | 172.21 | 174.21 | 7 | 0
2035 | MAPP_US_2_NE | MAPP_US | NE | Internal | Summer | B4 | 100 | 2000 | 0 | 149.41 | 151.41 | 7 | 0
2035 | MAPP_US_2_NE | MAPP_US | NE | Internal | Summer | B5 | 200 | 2000 | 0 | 122.6 | 124.6 | 7 | 0
2035 | MAPP_US_2_NE | MAPP_US | NE | Internal | Summer | B6 | 300 | 2000 | 0 | 112.69 | 114.69 | 7 | 0
2035 | MAPP_US_2_NE | MAPP_US | NE | Internal | Summer | B7 | 400 | 2000 | 0 | 106.12 | 108.12 | 7 | 0
2035 | MAPP_US_2_NE | MAPP_US | NE | Internal | Summer | B8 | 500 | 2000 | 0 | 96.82 | 98.82 | 7 | 0
2035 | MAPP_US_2_NE | MAPP_US | NE | Internal | Summer | B9 | 800 | 2000 | 0 | 89.54 | 91.54 | 7 | 0
2035 | MAPP_US_2_NE | MAPP_US | NE | Internal | Summer | B10 | 1262 | 2000 | 0 | 77.45 | 79.44 | 7 | 0
2035 | MAPP_US_2_NE | MAPP_US | NE | Internal | Winter | B16 | 25 | 2000 | 0 | 21.63 | 0.86 | 7 | 0
2035 | MAPP_US_2_NE | MAPP_US | NE | Internal | Winter | B17 | 100 | 2000 | 0 | 21.63 | 0.86 | 7 | 0
2035 | MAPP_US_2_NE | MAPP_US | NE | Internal | Winter | B18 | 400 | 2000 | 0 | 89.5 | 84.5 | 7 | 0
2035 | MAPP_US_2_NE | MAPP_US | NE | Internal | Winter | B19 | 700 | 2000 | 0 | 89.5 | 79.13 | 7 | 0
2035 | MAPP_US_2_NE | MAPP_US | NE | Internal | Winter | B20 | 935 | 2000 | 0 | 60.26 | 0.86 | 7 | 0
2035 | MARITIMES_2_NEISO | MARITIMES | NEISO | Internal | Shoulder | B11 | 25 | 99999 | 1720.66 | 79.25 | 79.26 | 0.01 | 0
2035 | MARITIMES_2_NEISO | MARITIMES | NEISO | Internal | Shoulder | B12 | 200 | 99999 | 1717.44 | 79.25 | 79.26 | 0.01 | 0
2035 | MARITIMES_2_NEISO | MARITIMES | NEISO | Internal | Shoulder | B13 | 600 | 99999 | 1704.79 | 79.25 | 79.26 | 0.01 | 0
2035 | MARITIMES_2_NEISO | MARITIMES | NEISO | Internal | Shoulder | B14 | 900 | 99999 | 1682.64 | 79.25 | 79.26 | 0.01 | 0
2035 | MARITIMES_2_NEISO | MARITIMES | NEISO | Internal | Shoulder | B15 | 1203 | 99999 | 648.08 | 79.25 | 79.26 | 0.01 | 0
2035 | MARITIMES_2_NEISO | MARITIMES | NEISO | Internal | Summer | B1 | 10 | 99999 | 1900.1 | 121.73 | 121.74 | 0.01 | 0
2035 | MARITIMES_2_NEISO | MARITIMES | NEISO | Internal | Summer | B2 | 25 | 99999 | 1878.84 | 153.1 | 153.11 | 0.01 | 0
2035 | MARITIMES_2_NEISO | MARITIMES | NEISO | Internal | Summer | B3 | 75 | 99999 | 1836.48 | 119.94 | 119.95 | 0.01 | 0
2035 | MARITIMES_2_NEISO | MARITIMES | NEISO | Internal | Summer | B4 | 100 | 99999 | 1800.07 | 103.6 | 103.61 | 0.01 | 0
2035 | MARITIMES_2_NEISO | MARITIMES | NEISO | Internal | Summer | B5 | 200 | 99999 | 1780.26 | 103.6 | 103.61 | 0.01 | 0
2035 | MARITIMES_2_NEISO | MARITIMES | NEISO | Internal | Summer | B6 | 300 | 99999 | 1757.92 | 103.6 | 103.61 | 0.01 | 0
2035 | MARITIMES_2_NEISO | MARITIMES | NEISO | Internal | Summer | B7 | 400 | 99999 | 1732.32 | 103.6 | 103.61 | 0.01 | 0
2035 | MARITIMES_2_NEISO | MARITIMES | NEISO | Internal | Summer | B8 | 500 | 99999 | 1712.2 | 97.22 | 97.23 | 0.01 | 0
2035 | MARITIMES_2_NEISO | MARITIMES | NEISO | Internal | Summer | B9 | 800 | 99999 | 1687.45 | 89.52 | 89.53 | 0.01 | 0
2035 | MARITIMES_2_NEISO | MARITIMES | NEISO | Internal | Summer | B10 | 1262 | 99999 | 465.06 | 89.52 | 89.53 | 0.01 | 0
2035 | MARITIMES_2_NEISO | MARITIMES | NEISO | Internal | Winter | B16 | 25 | 99999 | 1765.23 | 79.25 | 79.26 | 0.01 | 0
2035 | MARITIMES_2_NEISO | MARITIMES | NEISO | Internal | Winter | B17 | 100 | 99999 | 1747.34 | 79.25 | 79.26 | 0.01 | 0
2035 | MARITIMES_2_NEISO | MARITIMES | NEISO | Internal | Winter | B18 | 400 | 99999 | 1733.65 | 79.25 | 79.26 | 0.01 | 0
2035 | MARITIMES_2_NEISO | MARITIMES | NEISO | Internal | Winter | B19 | 700 | 99999 | 1708.15 | 79.25 | 79.26 | 0.01 | 0
2035 | MARITIMES_2_NEISO | MARITIMES | NEISO | Internal | Winter | B20 | 935 | 99999 | 723.43 | 79.25 | 79.26 | 0.01 | 0
2035 | MISO_IN_2_MISO_MI | MISO_IN | MISO_MI | Internal | Shoulder | B11 | 25 | 5768 | 5768 | 97.99 | 112.64 | 0.01 | 14.64
2035 | MISO_IN_2_MISO_MI | MISO_IN | MISO_MI | Internal | Shoulder | B12 | 200 | 5768 | 5768 | 97.99 | 109.06 | 0.01 | 11.06
2035 | MISO_IN_2_MISO_MI | MISO_IN | MISO_MI | Internal | Shoulder | B13 | 600 | 5768 | 5121.63 | 97.99 | 98.01 | 0.01 | 0
2035 | MISO_IN_2_MISO_MI | MISO_IN | MISO_MI | Internal | Shoulder | B14 | 900 | 5768 | 4499.3 | 97.93 | 97.94 | 0.01 | 0
2035 | MISO_IN_2_MISO_MI | MISO_IN | MISO_MI | Internal | Shoulder | B15 | 1203 | 5768 | 5768 | 93.68 | 95.93 | 0.01 | 2.24
2035 | MISO_IN_2_MISO_MI | MISO_IN | MISO_MI | Internal | Summer | B1 | 10 | 5768 | 5768 | 102.5 | 179.21 | 0.01 | 76.7
2035 | MISO_IN_2_MISO_MI | MISO_IN | MISO_MI | Internal | Summer | B2 | 25 | 5768 | 5767.23 | 179.19 | 179.21 | 0.01 | 0.01
2035 | MISO_IN_2_MISO_MI | MISO_IN | MISO_MI | Internal | Summer | B3 | 75 | 5768 | 4534.25 | 171.21 | 171.23 | 0.01 | 0
2035 | MISO_IN_2_MISO_MI | MISO_IN | MISO_MI | Internal | Summer | B4 | 100 | 5768 | 3679.41 | 148.39 | 148.41 | 0.01 | 0
2035 | MISO_IN_2_MISO_MI | MISO_IN | MISO_MI | Internal | Summer | B5 | 200 | 5768 | 5768 | 127.69 | 129.6 | 0.01 | 1.91
2035 | MISO_IN_2_MISO_MI | MISO_IN | MISO_MI | Internal | Summer | B6 | 300 | 5768 | 5768 | 105.6 | 119.69 | 0.01 | 14.08
2035 | MISO_IN_2_MISO_MI | MISO_IN | MISO_MI | Internal | Summer | B7 | 400 | 5768 | 5768 | 96.54 | 112.21 | 0.01 | 15.66
2035 | MISO_IN_2_MISO_MI | MISO_IN | MISO_MI | Internal | Summer | B8 | 500 | 5768 | 5768 | 96.54 | 103.83 | 0.01 | 7.28
2035 | MISO_IN_2_MISO_MI | MISO_IN | MISO_MI | Internal | Summer | B9 | 800 | 5768 | 5768 | 96.54 | 96.84 | 0.01 | 0.29
2035 | MISO_IN_2_MISO_MI | MISO_IN | MISO_MI | Internal | Summer | B10 | 1262 | 5768 | 4832.74 | 96.54 | 96.56 | 0.01 | 0
2035 | MISO_IN_2_MISO_MI | MISO_IN | MISO_MI | Internal | Winter | B16 | 25 | 5768 | 5768 | 101.01 | 116.33 | 0.01 | 15.31
2035 | MISO_IN_2_MISO_MI | MISO_IN | MISO_MI | Internal | Winter | B17 | 100 | 5768 | 5768 | 101.01 | 115.41 | 0.01 | 14.38
2035 | MISO_IN_2_MISO_MI | MISO_IN | MISO_MI | Internal | Winter | B18 | 400 | 5768 | 5650.46 | 101.01 | 101.02 | 0.01 | 0
2035 | MISO_IN_2_MISO_MI | MISO_IN | MISO_MI | Internal | Winter | B19 | 700 | 5768 | 5002.49 | 100.89 | 100.9 | 0.01 | 0
2035 | MISO_IN_2_MISO_MI | MISO_IN | MISO_MI | Internal | Winter | B20 | 935 | 5768 | 5768 | 97 | 99.43 | 0.01 | 2.42
2035 | MISO_IN_2_MISO_MO-IL | MISO_IN | MISO_MO-IL | Internal | Shoulder | B11 | 25 | 5000 | 5000 | 97.99 | 112.63 | 0.01 | 14.63
2035 | MISO_IN_2_MISO_MO-IL | MISO_IN | MISO_MO-IL | Internal | Shoulder | B12 | 200 | 5000 | 0.07 | 97.99 | 97.98 | 0.01 | 0
2035 | MISO_IN_2_MISO_MO-IL | MISO_IN | MISO_MO-IL | Internal | Shoulder | B13 | 600 | 5000 | 0.02 | 97.99 | 97.98 | 0.01 | 0
2035 | MISO_IN_2_MISO_MO-IL | MISO_IN | MISO_MO-IL | Internal | Shoulder | B14 | 900 | 5000 | 0 | 97.93 | 93.73 | 0.01 | 0
2035 | MISO_IN_2_MISO_MO-IL | MISO_IN | MISO_MO-IL | Internal | Shoulder | B15 | 1203 | 5000 | 0 | 93.68 | 92.09 | 0.01 | 0
2035 | MISO_IN_2_MISO_MO-IL | MISO_IN | MISO_MO-IL | Internal | Summer | B1 | 10 | 5000 | 5000 | 102.5 | 174.34 | 0.01 | 71.83
2035 | MISO_IN_2_MISO_MO-IL | MISO_IN | MISO_MO-IL | Internal | Summer | B2 | 25 | 5000 | 4825.98 | 179.19 | 179.2 | 0.01 | 0
2035 | MISO_IN_2_MISO_MO-IL | MISO_IN | MISO_MO-IL | Internal | Summer | B3 | 75 | 5000 | 5000 | 171.21 | 179.21 | 0.01 | 7.99
2035 | MISO_IN_2_MISO_MO-IL | MISO_IN | MISO_MO-IL | Internal | Summer | B4 | 100 | 5000 | 5000 | 148.39 | 156.39 | 0.01 | 7.99
2035 | MISO_IN_2_MISO_MO-IL | MISO_IN | MISO_MO-IL | Internal | Summer | B5 | 200 | 5000 | 4625.14 | 127.69 | 127.7 | 0.01 | 0
2035 | MISO_IN_2_MISO_MO-IL | MISO_IN | MISO_MO-IL | Internal | Summer | B6 | 300 | 5000 | 5000 | 105.6 | 119.69 | 0.01 | 14.08
2035 | MISO_IN_2_MISO_MO-IL | MISO_IN | MISO_MO-IL | Internal | Summer | B7 | 400 | 5000 | 5000 | 96.54 | 113.14 | 0.01 | 16.58
2035 | MISO_IN_2_MISO_MO-IL | MISO_IN | MISO_MO-IL | Internal | Summer | B8 | 500 | 5000 | 5000 | 96.54 | 103.83 | 0.01 | 7.28
2035 | MISO_IN_2_MISO_MO-IL | MISO_IN | MISO_MO-IL | Internal | Summer | B9 | 800 | 5000 | 3327.12 | 96.54 | 96.56 | 0.01 | 0
2035 | MISO_IN_2_MISO_MO-IL | MISO_IN | MISO_MO-IL | Internal | Summer | B10 | 1262 | 5000 | 0 | 96.54 | 92.46 | 0.01 | 0
2035 | MISO_IN_2_MISO_MO-IL | MISO_IN | MISO_MO-IL | Internal | Winter | B16 | 25 | 5000 | 2696.88 | 101.01 | 101.02 | 0.01 | 0
2035 | MISO_IN_2_MISO_MO-IL | MISO_IN | MISO_MO-IL | Internal | Winter | B17 | 100 | 5000 | 0.13 | 101.01 | 101 | 0.01 | 0
2035 | MISO_IN_2_MISO_MO-IL | MISO_IN | MISO_MO-IL | Internal | Winter | B18 | 400 | 5000 | 0.03 | 101.01 | 101 | 0.01 | 0
2035 | MISO_IN_2_MISO_MO-IL | MISO_IN | MISO_MO-IL | Internal | Winter | B19 | 700 | 5000 | 0 | 100.89 | 96.51 | 0.01 | 0
2035 | MISO_IN_2_MISO_MO-IL | MISO_IN | MISO_MO-IL | Internal | Winter | B20 | 935 | 5000 | 0 | 97 | 89.07 | 0.01 | 0
2035 | MISO_IN_2_NonRTO_Midwest | MISO_IN | NonRTO_Midwest | Internal | Shoulder | B11 | 25 | 4800 | 3325.47 | 97.99 | 105.99 | 8 | 0
2035 | MISO_IN_2_NonRTO_Midwest | MISO_IN | NonRTO_Midwest | Internal | Shoulder | B12 | 200 | 4800 | 250.23 | 97.99 | 105.99 | 8 | 0
2035 | MISO_IN_2_NonRTO_Midwest | MISO_IN | NonRTO_Midwest | Internal | Shoulder | B13 | 600 | 4800 | 5.24 | 97.99 | 105.99 | 8 | 0
2035 | MISO_IN_2_NonRTO_Midwest | MISO_IN | NonRTO_Midwest | Internal | Shoulder | B14 | 900 | 4800 | 0 | 97.93 | 105 | 8 | 0
2035 | MISO_IN_2_NonRTO_Midwest | MISO_IN | NonRTO_Midwest | Internal | Shoulder | B15 | 1203 | 4800 | 1017.65 | 93.68 | 101.68 | 8 | 0
2035 | MISO_IN_2_NonRTO_Midwest | MISO_IN | NonRTO_Midwest | Internal | Summer | B1 | 10 | 4800 | 4800 | 102.5 | 174.34 | 8 | 63.84
2035 | MISO_IN_2_NonRTO_Midwest | MISO_IN | NonRTO_Midwest | Internal | Summer | B2 | 25 | 4800 | 2343.44 | 179.19 | 187.19 | 8 | 0
2035 | MISO_IN_2_NonRTO_Midwest | MISO_IN | NonRTO_Midwest | Internal | Summer | B3 | 75 | 4800 | 2910.71 | 171.21 | 179.21 | 8 | 0
2035 | MISO_IN_2_NonRTO_Midwest | MISO_IN | NonRTO_Midwest | Internal | Summer | B4 | 100 | 4800 | 1882.42 | 148.39 | 156.39 | 8 | 0
2035 | MISO_IN_2_NonRTO_Midwest | MISO_IN | NonRTO_Midwest | Internal | Summer | B5 | 200 | 4800 | 1131.13 | 127.69 | 135.69 | 8 | 0
2035 | MISO_IN_2_NonRTO_Midwest | MISO_IN | NonRTO_Midwest | Internal | Summer | B6 | 300 | 4800 | 781.68 | 105.6 | 113.6 | 8 | 0
2035 | MISO_IN_2_NonRTO_Midwest | MISO_IN | NonRTO_Midwest | Internal | Summer | B7 | 400 | 4800 | 788.82 | 96.54 | 104.54 | 8 | 0
2035 | MISO_IN_2_NonRTO_Midwest | MISO_IN | NonRTO_Midwest | Internal | Summer | B8 | 500 | 4800 | 222.34 | 96.54 | 104.54 | 8 | 0
2035 | MISO_IN_2_NonRTO_Midwest | MISO_IN | NonRTO_Midwest | Internal | Summer | B9 | 800 | 4800 | 0 | 96.54 | 100.17 | 8 | 0
2035 | MISO_IN_2_NonRTO_Midwest | MISO_IN | NonRTO_Midwest | Internal | Summer | B10 | 1262 | 4800 | 0 | 96.54 | 100.17 | 8 | 0
2035 | MISO_IN_2_NonRTO_Midwest | MISO_IN | NonRTO_Midwest | Internal | Winter | B16 | 25 | 4800 | 3310.54 | 101.01 | 109.01 | 8 | 0
2035 | MISO_IN_2_NonRTO_Midwest | MISO_IN | NonRTO_Midwest | Internal | Winter | B17 | 100 | 4800 | 2164.34 | 101.01 | 109.01 | 8 | 0
2035 | MISO_IN_2_NonRTO_Midwest | MISO_IN | NonRTO_Midwest | Internal | Winter | B18 | 400 | 4800 | 1256.33 | 101.01 | 109.01 | 8 | 0
2035 | MISO_IN_2_NonRTO_Midwest | MISO_IN | NonRTO_Midwest | Internal | Winter | B19 | 700 | 4800 | 1153.99 | 100.89 | 108.89 | 8 | 0
2035 | MISO_IN_2_NonRTO_Midwest | MISO_IN | NonRTO_Midwest | Internal | Winter | B20 | 935 | 4800 | 4002.32 | 97 | 105 | 8 | 0
2035 | MISO_IN_2_PJM_ROR | MISO_IN | PJM_ROR | Internal | Shoulder | B11 | 25 | 1253 | 1253 | 97.99 | 114.64 | 2 | 14.65
2035 | MISO_IN_2_PJM_ROR | MISO_IN | PJM_ROR | Internal | Shoulder | B12 | 200 | 1253 | 1253 | 97.99 | 111.06 | 2 | 11.07
2035 | MISO_IN_2_PJM_ROR | MISO_IN | PJM_ROR | Internal | Shoulder | B13 | 600 | 1253 | 1252.96 | 97.99 | 100.01 | 2 | 0.01
2035 | MISO_IN_2_PJM_ROR | MISO_IN | PJM_ROR | Internal | Shoulder | B14 | 900 | 1253 | 939.07 | 97.93 | 99.93 | 2 | 0
2035 | MISO_IN_2_PJM_ROR | MISO_IN | PJM_ROR | Internal | Shoulder | B15 | 1203 | 1253 | 1253 | 93.68 | 97.93 | 2 | 2.25
2035 | MISO_IN_2_PJM_ROR | MISO_IN | PJM_ROR | Internal | Summer | B1 | 10 | 1253 | 1253 | 102.5 | 181.21 | 2 | 76.72
2035 | MISO_IN_2_PJM_ROR | MISO_IN | PJM_ROR | Internal | Summer | B2 | 25 | 1253 | 1252.61 | 179.19 | 181.21 | 2 | 0.02
2035 | MISO_IN_2_PJM_ROR | MISO_IN | PJM_ROR | Internal | Summer | B3 | 75 | 1253 | 1253 | 171.21 | 181.21 | 2 | 8
2035 | MISO_IN_2_PJM_ROR | MISO_IN | PJM_ROR | Internal | Summer | B4 | 100 | 1253 | 1253 | 148.39 | 158.41 | 2 | 8.01
2035 | MISO_IN_2_PJM_ROR | MISO_IN | PJM_ROR | Internal | Summer | B5 | 200 | 1253 | 1253 | 127.69 | 131.6 | 2 | 1.92
2035 | MISO_IN_2_PJM_ROR | MISO_IN | PJM_ROR | Internal | Summer | B6 | 300 | 1253 | 1253 | 105.6 | 121.69 | 2 | 14.09
2035 | MISO_IN_2_PJM_ROR | MISO_IN | PJM_ROR | Internal | Summer | B7 | 400 | 1253 | 1253 | 96.54 | 115.12 | 2 | 16.58
2035 | MISO_IN_2_PJM_ROR | MISO_IN | PJM_ROR | Internal | Summer | B8 | 500 | 1253 | 1253 | 96.54 | 105.83 | 2 | 7.29
2035 | MISO_IN_2_PJM_ROR | MISO_IN | PJM_ROR | Internal | Summer | B9 | 800 | 1253 | 716.51 | 96.54 | 98.54 | 2 | 0
2035 | MISO_IN_2_PJM_ROR | MISO_IN | PJM_ROR | Internal | Summer | B10 | 1262 | 1253 | 0 | 96.54 | 96.3 | 2 | 0
2035 | MISO_IN_2_PJM_ROR | MISO_IN | PJM_ROR | Internal | Winter | B16 | 25 | 1253 | 1253 | 101.01 | 118.46 | 2 | 15.45
2035 | MISO_IN_2_PJM_ROR | MISO_IN | PJM_ROR | Internal | Winter | B17 | 100 | 1253 | 1253 | 101.01 | 117.41 | 2 | 14.4
2035 | MISO_IN_2_PJM_ROR | MISO_IN | PJM_ROR | Internal | Winter | B18 | 400 | 1253 | 1253 | 101.01 | 104.78 | 2 | 1.77
2035 | MISO_IN_2_PJM_ROR | MISO_IN | PJM_ROR | Internal | Winter | B19 | 700 | 1253 | 1253 | 100.89 | 103.04 | 2 | 0.16
2035 | MISO_IN_2_PJM_ROR | MISO_IN | PJM_ROR | Internal | Winter | B20 | 935 | 1253 | 1253 | 97 | 101.43 | 2 | 2.43
2035 | MISO_MI_2_IESO | MISO_MI | IESO | Internal | Shoulder | B11 | 25 | 2331 | 0 | 112.64 | 75.26 | 8 | 0
2035 | MISO_MI_2_IESO | MISO_MI | IESO | Internal | Shoulder | B12 | 200 | 2331 | 0 | 109.06 | 75.26 | 8 | 0
2035 | MISO_MI_2_IESO | MISO_MI | IESO | Internal | Shoulder | B13 | 600 | 2331 | 0 | 98.01 | 75.26 | 8 | 0
2035 | MISO_MI_2_IESO | MISO_MI | IESO | Internal | Shoulder | B14 | 900 | 2331 | 0 | 97.94 | 75.26 | 8 | 0
2035 | MISO_MI_2_IESO | MISO_MI | IESO | Internal | Shoulder | B15 | 1203 | 2331 | 0 | 95.93 | 75.26 | 8 | 0
2035 | MISO_MI_2_IESO | MISO_MI | IESO | Internal | Summer | B1 | 10 | 2331 | 0 | 179.21 | 100.73 | 8 | 0
2035 | MISO_MI_2_IESO | MISO_MI | IESO | Internal | Summer | B2 | 25 | 2331 | 0 | 179.21 | 109.95 | 8 | 0
2035 | MISO_MI_2_IESO | MISO_MI | IESO | Internal | Summer | B3 | 75 | 2331 | 0 | 171.23 | 109.95 | 8 | 0
2035 | MISO_MI_2_IESO | MISO_MI | IESO | Internal | Summer | B4 | 100 | 2331 | 0 | 148.41 | 89.87 | 8 | 0
2035 | MISO_MI_2_IESO | MISO_MI | IESO | Internal | Summer | B5 | 200 | 2331 | 0 | 129.6 | 73.77 | 8 | 0
2035 | MISO_MI_2_IESO | MISO_MI | IESO | Internal | Summer | B6 | 300 | 2331 | 0 | 119.69 | 73.77 | 8 | 0
2035 | MISO_MI_2_IESO | MISO_MI | IESO | Internal | Summer | B7 | 400 | 2331 | 0 | 112.21 | 73.77 | 8 | 0
2035 | MISO_MI_2_IESO | MISO_MI | IESO | Internal | Summer | B8 | 500 | 2331 | 0 | 103.83 | 73.77 | 8 | 0
2035 | MISO_MI_2_IESO | MISO_MI | IESO | Internal | Summer | B9 | 800 | 2331 | 0 | 96.84 | 73.77 | 8 | 0
2035 | MISO_MI_2_IESO | MISO_MI | IESO | Internal | Summer | B10 | 1262 | 2331 | 0 | 96.56 | 73.77 | 8 | 0
2035 | MISO_MI_2_IESO | MISO_MI | IESO | Internal | Winter | B16 | 25 | 2331 | 0 | 116.33 | 75.26 | 8 | 0
2035 | MISO_MI_2_IESO | MISO_MI | IESO | Internal | Winter | B17 | 100 | 2331 | 0 | 115.41 | 75.26 | 8 | 0
2035 | MISO_MI_2_IESO | MISO_MI | IESO | Internal | Winter | B18 | 400 | 2331 | 0 | 101.02 | 75.26 | 8 | 0
2035 | MISO_MI_2_IESO | MISO_MI | IESO | Internal | Winter | B19 | 700 | 2331 | 0 | 100.9 | 75.26 | 8 | 0
2035 | MISO_MI_2_IESO | MISO_MI | IESO | Internal | Winter | B20 | 935 | 2331 | 0 | 99.43 | 75.26 | 8 | 0
2035 | MISO_MI_2_MISO_IN | MISO_MI | MISO_IN | Internal | Shoulder | B11 | 25 | 2813 | 0 | 112.64 | 97.99 | 0.01 | 0
2035 | MISO_MI_2_MISO_IN | MISO_MI | MISO_IN | Internal | Shoulder | B12 | 200 | 2813 | 0 | 109.06 | 97.99 | 0.01 | 0
2035 | MISO_MI_2_MISO_IN | MISO_MI | MISO_IN | Internal | Shoulder | B13 | 600 | 2813 | 0.02 | 98.01 | 97.99 | 0.01 | 0
2035 | MISO_MI_2_MISO_IN | MISO_MI | MISO_IN | Internal | Shoulder | B14 | 900 | 2813 | 0.01 | 97.94 | 97.93 | 0.01 | 0
2035 | MISO_MI_2_MISO_IN | MISO_MI | MISO_IN | Internal | Shoulder | B15 | 1203 | 2813 | 0 | 95.93 | 93.68 | 0.01 | 0
2035 | MISO_MI_2_MISO_IN | MISO_MI | MISO_IN | Internal | Summer | B1 | 10 | 2813 | 0 | 179.21 | 102.5 | 0.01 | 0
2035 | MISO_MI_2_MISO_IN | MISO_MI | MISO_IN | Internal | Summer | B2 | 25 | 2813 | 0.27 | 179.21 | 179.19 | 0.01 | 0
2035 | MISO_MI_2_MISO_IN | MISO_MI | MISO_IN | Internal | Summer | B3 | 75 | 2813 | 0.17 | 171.23 | 171.21 | 0.01 | 0
2035 | MISO_MI_2_MISO_IN | MISO_MI | MISO_IN | Internal | Summer | B4 | 100 | 2813 | 0.13 | 148.41 | 148.39 | 0.01 | 0
2035 | MISO_MI_2_MISO_IN | MISO_MI | MISO_IN | Internal | Summer | B5 | 200 | 2813 | 0 | 129.6 | 127.69 | 0.01 | 0
2035 | MISO_MI_2_MISO_IN | MISO_MI | MISO_IN | Internal | Summer | B6 | 300 | 2813 | 0 | 119.69 | 105.6 | 0.01 | 0
2035 | MISO_MI_2_MISO_IN | MISO_MI | MISO_IN | Internal | Summer | B7 | 400 | 2813 | 0 | 112.21 | 96.54 | 0.01 | 0
2035 | MISO_MI_2_MISO_IN | MISO_MI | MISO_IN | Internal | Summer | B8 | 500 | 2813 | 0 | 103.83 | 96.54 | 0.01 | 0
2035 | MISO_MI_2_MISO_IN | MISO_MI | MISO_IN | Internal | Summer | B9 | 800 | 2813 | 0 | 96.84 | 96.54 | 0.01 | 0
2035 | MISO_MI_2_MISO_IN | MISO_MI | MISO_IN | Internal | Summer | B10 | 1262 | 2813 | 0.01 | 96.56 | 96.54 | 0.01 | 0
2035 | MISO_MI_2_MISO_IN | MISO_MI | MISO_IN | Internal | Winter | B16 | 25 | 2813 | 0 | 116.33 | 101.01 | 0.01 | 0
2035 | MISO_MI_2_MISO_IN | MISO_MI | MISO_IN | Internal | Winter | B17 | 100 | 2813 | 0 | 115.41 | 101.01 | 0.01 | 0
2035 | MISO_MI_2_MISO_IN | MISO_MI | MISO_IN | Internal | Winter | B18 | 400 | 2813 | 0.03 | 101.02 | 101.01 | 0.01 | 0
2035 | MISO_MI_2_MISO_IN | MISO_MI | MISO_IN | Internal | Winter | B19 | 700 | 2813 | 0.02 | 100.9 | 100.89 | 0.01 | 0
2035 | MISO_MI_2_MISO_IN | MISO_MI | MISO_IN | Internal | Winter | B20 | 935 | 2813 | 0 | 99.43 | 97 | 0.01 | 0
2035 | MISO_MI_2_MISO_WUMS | MISO_MI | MISO_WUMS | Internal | Shoulder | B11 | 25 | 805 | 0 | 112.64 | 97.93 | 0.01 | 0
2035 | MISO_MI_2_MISO_WUMS | MISO_MI | MISO_WUMS | Internal | Shoulder | B12 | 200 | 805 | 0 | 109.06 | 97.93 | 0.01 | 0
2035 | MISO_MI_2_MISO_WUMS | MISO_MI | MISO_WUMS | Internal | Shoulder | B13 | 600 | 805 | 0 | 98.01 | 97.93 | 0.01 | 0
2035 | MISO_MI_2_MISO_WUMS | MISO_MI | MISO_WUMS | Internal | Shoulder | B14 | 900 | 805 | 0.02 | 97.94 | 97.93 | 0.01 | 0
2035 | MISO_MI_2_MISO_WUMS | MISO_MI | MISO_WUMS | Internal | Shoulder | B15 | 1203 | 805 | 0.02 | 95.93 | 95.93 | 0.01 | 0
2035 | MISO_MI_2_MISO_WUMS | MISO_MI | MISO_WUMS | Internal | Summer | B1 | 10 | 805 | 0 | 179.21 | 103.81 | 0.01 | 0
2035 | MISO_MI_2_MISO_WUMS | MISO_MI | MISO_WUMS | Internal | Summer | B2 | 25 | 805 | 0 | 179.21 | 111.64 | 0.01 | 0
2035 | MISO_MI_2_MISO_WUMS | MISO_MI | MISO_WUMS | Internal | Summer | B3 | 75 | 805 | 0.13 | 171.23 | 171.21 | 0.01 | 0
2035 | MISO_MI_2_MISO_WUMS | MISO_MI | MISO_WUMS | Internal | Summer | B4 | 100 | 805 | 0.12 | 148.41 | 148.39 | 0.01 | 0
2035 | MISO_MI_2_MISO_WUMS | MISO_MI | MISO_WUMS | Internal | Summer | B5 | 200 | 805 | 0 | 129.6 | 111.64 | 0.01 | 0
2035 | MISO_MI_2_MISO_WUMS | MISO_MI | MISO_WUMS | Internal | Summer | B6 | 300 | 805 | 0 | 119.69 | 111.64 | 0.01 | 0
2035 | MISO_MI_2_MISO_WUMS | MISO_MI | MISO_WUMS | Internal | Summer | B7 | 400 | 805 | 0 | 112.21 | 111.64 | 0.01 | 0
2035 | MISO_MI_2_MISO_WUMS | MISO_MI | MISO_WUMS | Internal | Summer | B8 | 500 | 805 | 0.02 | 103.83 | 103.81 | 0.01 | 0
2035 | MISO_MI_2_MISO_WUMS | MISO_MI | MISO_WUMS | Internal | Summer | B9 | 800 | 805 | 0 | 96.84 | 96.36 | 0.01 | 0
2035 | MISO_MI_2_MISO_WUMS | MISO_MI | MISO_WUMS | Internal | Summer | B10 | 1262 | 805 | 0 | 96.56 | 96.36 | 0.01 | 0
2035 | MISO_MI_2_MISO_WUMS | MISO_MI | MISO_WUMS | Internal | Winter | B16 | 25 | 805 | 0 | 116.33 | 100.89 | 0.01 | 0
2035 | MISO_MI_2_MISO_WUMS | MISO_MI | MISO_WUMS | Internal | Winter | B17 | 100 | 805 | 0 | 115.41 | 100.89 | 0.01 | 0
2035 | MISO_MI_2_MISO_WUMS | MISO_MI | MISO_WUMS | Internal | Winter | B18 | 400 | 805 | 0 | 101.02 | 100.89 | 0.01 | 0
2035 | MISO_MI_2_MISO_WUMS | MISO_MI | MISO_WUMS | Internal | Winter | B19 | 700 | 805 | 0.02 | 100.9 | 100.89 | 0.01 | 0
2035 | MISO_MI_2_MISO_WUMS | MISO_MI | MISO_WUMS | Internal | Winter | B20 | 935 | 805 | 0.03 | 99.43 | 99.43 | 0.01 | 0
2035 | MISO_MI_2_PJM_ROR | MISO_MI | PJM_ROR | Internal | Shoulder | B11 | 25 | 1424 | 634.92 | 112.64 | 114.64 | 2 | 0
2035 | MISO_MI_2_PJM_ROR | MISO_MI | PJM_ROR | Internal | Shoulder | B12 | 200 | 1424 | 654.28 | 109.06 | 111.06 | 2 | 0
2035 | MISO_MI_2_PJM_ROR | MISO_MI | PJM_ROR | Internal | Shoulder | B13 | 600 | 1424 | 364.62 | 98.01 | 100.01 | 2 | 0
2035 | MISO_MI_2_PJM_ROR | MISO_MI | PJM_ROR | Internal | Shoulder | B14 | 900 | 1424 | 0.03 | 97.94 | 99.93 | 2 | 0
2035 | MISO_MI_2_PJM_ROR | MISO_MI | PJM_ROR | Internal | Shoulder | B15 | 1203 | 1424 | 1132.02 | 95.93 | 97.93 | 2 | 0
2035 | MISO_MI_2_PJM_ROR | MISO_MI | PJM_ROR | Internal | Summer | B1 | 10 | 1424 | 224.18 | 179.21 | 181.21 | 2 | 0
2035 | MISO_MI_2_PJM_ROR | MISO_MI | PJM_ROR | Internal | Summer | B2 | 25 | 1424 | 1344.91 | 179.21 | 181.21 | 2 | 0
2035 | MISO_MI_2_PJM_ROR | MISO_MI | PJM_ROR | Internal | Summer | B3 | 75 | 1424 | 1424 | 171.23 | 181.21 | 2 | 7.99
2035 | MISO_MI_2_PJM_ROR | MISO_MI | PJM_ROR | Internal | Summer | B4 | 100 | 1424 | 1424 | 148.41 | 158.41 | 2 | 8
2035 | MISO_MI_2_PJM_ROR | MISO_MI | PJM_ROR | Internal | Summer | B5 | 200 | 1424 | 1266.9 | 129.6 | 131.6 | 2 | 0
2035 | MISO_MI_2_PJM_ROR | MISO_MI | PJM_ROR | Internal | Summer | B6 | 300 | 1424 | 981.16 | 119.69 | 121.69 | 2 | 0
2035 | MISO_MI_2_PJM_ROR | MISO_MI | PJM_ROR | Internal | Summer | B7 | 400 | 1424 | 1424 | 112.21 | 115.12 | 2 | 0.91
2035 | MISO_MI_2_PJM_ROR | MISO_MI | PJM_ROR | Internal | Summer | B8 | 500 | 1424 | 1057.74 | 103.83 | 105.83 | 2 | 0
2035 | MISO_MI_2_PJM_ROR | MISO_MI | PJM_ROR | Internal | Summer | B9 | 800 | 1424 | 0 | 96.84 | 98.54 | 2 | 0
2035 | MISO_MI_2_PJM_ROR | MISO_MI | PJM_ROR | Internal | Summer | B10 | 1262 | 1424 | 0 | 96.56 | 96.3 | 2 | 0
2035 | MISO_MI_2_PJM_ROR | MISO_MI | PJM_ROR | Internal | Winter | B16 | 25 | 1424 | 1423.92 | 116.33 | 118.46 | 2 | 0.13
2035 | MISO_MI_2_PJM_ROR | MISO_MI | PJM_ROR | Internal | Winter | B17 | 100 | 1424 | 832.3 | 115.41 | 117.41 | 2 | 0
2035 | MISO_MI_2_PJM_ROR | MISO_MI | PJM_ROR | Internal | Winter | B18 | 400 | 1424 | 1424 | 101.02 | 104.78 | 2 | 1.76
2035 | MISO_MI_2_PJM_ROR | MISO_MI | PJM_ROR | Internal | Winter | B19 | 700 | 1424 | 1424 | 100.9 | 103.04 | 2 | 0.14
2035 | MISO_MI_2_PJM_ROR | MISO_MI | PJM_ROR | Internal | Winter | B20 | 935 | 1424 | 1304.48 | 99.43 | 101.43 | 2 | 0
2035 | MISO_MO-IL_2_ENT | MISO_MO-IL | ENT | Internal | Shoulder | B11 | 25 | 2540 | 0 | 112.63 | 112.63 | 8 | 0
2035 | MISO_MO-IL_2_ENT | MISO_MO-IL | ENT | Internal | Shoulder | B12 | 200 | 2540 | 0 | 97.98 | 95.64 | 8 | 0
2035 | MISO_MO-IL_2_ENT | MISO_MO-IL | ENT | Internal | Shoulder | B13 | 600 | 2540 | 0 | 97.98 | 93.73 | 8 | 0
2035 | MISO_MO-IL_2_ENT | MISO_MO-IL | ENT | Internal | Shoulder | B14 | 900 | 2540 | 0 | 93.73 | 85.73 | 8 | 0
2035 | MISO_MO-IL_2_ENT | MISO_MO-IL | ENT | Internal | Shoulder | B15 | 1203 | 2540 | 0 | 92.09 | 12.14 | 8 | 0
2035 | MISO_MO-IL_2_ENT | MISO_MO-IL | ENT | Internal | Summer | B1 | 10 | 2540 | 0 | 174.34 | 114.77 | 8 | 0
2035 | MISO_MO-IL_2_ENT | MISO_MO-IL | ENT | Internal | Summer | B2 | 25 | 2540 | 0 | 179.2 | 171.2 | 8 | 0
2035 | MISO_MO-IL_2_ENT | MISO_MO-IL | ENT | Internal | Summer | B3 | 75 | 2540 | 0 | 179.21 | 179.21 | 8 | 0
2035 | MISO_MO-IL_2_ENT | MISO_MO-IL | ENT | Internal | Summer | B4 | 100 | 2540 | 0 | 156.39 | 156.39 | 8 | 0
2035 | MISO_MO-IL_2_ENT | MISO_MO-IL | ENT | Internal | Summer | B5 | 200 | 2540 | 0 | 127.7 | 127.7 | 8 | 0
2035 | MISO_MO-IL_2_ENT | MISO_MO-IL | ENT | Internal | Summer | B6 | 300 | 2540 | 0 | 119.69 | 119.69 | 8 | 0
2035 | MISO_MO-IL_2_ENT | MISO_MO-IL | ENT | Internal | Summer | B7 | 400 | 2540 | 0 | 113.14 | 114.77 | 8 | 0
2035 | MISO_MO-IL_2_ENT | MISO_MO-IL | ENT | Internal | Summer | B8 | 500 | 2540 | 0 | 103.83 | 103.83 | 8 | 0
2035 | MISO_MO-IL_2_ENT | MISO_MO-IL | ENT | Internal | Summer | B9 | 800 | 2540 | 0 | 96.56 | 99.02 | 8 | 0
2035 | MISO_MO-IL_2_ENT | MISO_MO-IL | ENT | Internal | Summer | B10 | 1262 | 2540 | 0 | 92.46 | 84.46 | 8 | 0
2035 | MISO_MO-IL_2_ENT | MISO_MO-IL | ENT | Internal | Winter | B16 | 25 | 2540 | 0 | 101.02 | 103.61 | 8 | 0
2035 | MISO_MO-IL_2_ENT | MISO_MO-IL | ENT | Internal | Winter | B17 | 100 | 2540 | 0 | 101 | 97.36 | 8 | 0
2035 | MISO_MO-IL_2_ENT | MISO_MO-IL | ENT | Internal | Winter | B18 | 400 | 2540 | 0 | 101 | 96.51 | 8 | 0
2035 | MISO_MO-IL_2_ENT | MISO_MO-IL | ENT | Internal | Winter | B19 | 700 | 2540 | 0 | 96.51 | 88.51 | 8 | 0
2035 | MISO_MO-IL_2_ENT | MISO_MO-IL | ENT | Internal | Winter | B20 | 935 | 2540 | 0 | 89.07 | 13.34 | 8 | 0
2035 | MISO_MO-IL_2_MISO_IN | MISO_MO-IL | MISO_IN | Internal | Shoulder | B11 | 25 | 2100 | 0 | 112.63 | 97.99 | 0.01 | 0
2035 | MISO_MO-IL_2_MISO_IN | MISO_MO-IL | MISO_IN | Internal | Shoulder | B12 | 200 | 2100 | 326.91 | 97.98 | 97.99 | 0.01 | 0
2035 | MISO_MO-IL_2_MISO_IN | MISO_MO-IL | MISO_IN | Internal | Shoulder | B13 | 600 | 2100 | 1592.22 | 97.98 | 97.99 | 0.01 | 0
2035 | MISO_MO-IL_2_MISO_IN | MISO_MO-IL | MISO_IN | Internal | Shoulder | B14 | 900 | 2100 | 2100 | 93.73 | 97.93 | 0.01 | 4.19
2035 | MISO_MO-IL_2_MISO_IN | MISO_MO-IL | MISO_IN | Internal | Shoulder | B15 | 1203 | 2100 | 2100 | 92.09 | 93.68 | 0.01 | 1.58
2035 | MISO_MO-IL_2_MISO_IN | MISO_MO-IL | MISO_IN | Internal | Summer | B1 | 10 | 2100 | 0 | 174.34 | 102.5 | 0.01 | 0
2035 | MISO_MO-IL_2_MISO_IN | MISO_MO-IL | MISO_IN | Internal | Summer | B2 | 25 | 2100 | 0.4 | 179.2 | 179.19 | 0.01 | 0
2035 | MISO_MO-IL_2_MISO_IN | MISO_MO-IL | MISO_IN | Internal | Summer | B3 | 75 | 2100 | 0 | 179.21 | 171.21 | 0.01 | 0
2035 | MISO_MO-IL_2_MISO_IN | MISO_MO-IL | MISO_IN | Internal | Summer | B4 | 100 | 2100 | 0 | 156.39 | 148.39 | 0.01 | 0
2035 | MISO_MO-IL_2_MISO_IN | MISO_MO-IL | MISO_IN | Internal | Summer | B5 | 200 | 2100 | 0.06 | 127.7 | 127.69 | 0.01 | 0
2035 | MISO_MO-IL_2_MISO_IN | MISO_MO-IL | MISO_IN | Internal | Summer | B6 | 300 | 2100 | 0 | 119.69 | 105.6 | 0.01 | 0
2035 | MISO_MO-IL_2_MISO_IN | MISO_MO-IL | MISO_IN | Internal | Summer | B7 | 400 | 2100 | 0 | 113.14 | 96.54 | 0.01 | 0
2035 | MISO_MO-IL_2_MISO_IN | MISO_MO-IL | MISO_IN | Internal | Summer | B8 | 500 | 2100 | 0 | 103.83 | 96.54 | 0.01 | 0
2035 | MISO_MO-IL_2_MISO_IN | MISO_MO-IL | MISO_IN | Internal | Summer | B9 | 800 | 2100 | 0.02 | 96.56 | 96.54 | 0.01 | 0
2035 | MISO_MO-IL_2_MISO_IN | MISO_MO-IL | MISO_IN | Internal | Summer | B10 | 1262 | 2100 | 2100 | 92.46 | 96.54 | 0.01 | 4.07
2035 | MISO_MO-IL_2_MISO_IN | MISO_MO-IL | MISO_IN | Internal | Winter | B16 | 25 | 2100 | 0.48 | 101.02 | 101.01 | 0.01 | 0
2035 | MISO_MO-IL_2_MISO_IN | MISO_MO-IL | MISO_IN | Internal | Winter | B17 | 100 | 2100 | 976.53 | 101 | 101.01 | 0.01 | 0
2035 | MISO_MO-IL_2_MISO_IN | MISO_MO-IL | MISO_IN | Internal | Winter | B18 | 400 | 2100 | 1469.95 | 101 | 101.01 | 0.01 | 0
2035 | MISO_MO-IL_2_MISO_IN | MISO_MO-IL | MISO_IN | Internal | Winter | B19 | 700 | 2100 | 2100 | 96.51 | 100.89 | 0.01 | 4.37
2035 | MISO_MO-IL_2_MISO_IN | MISO_MO-IL | MISO_IN | Internal | Winter | B20 | 935 | 2100 | 2100 | 89.07 | 97 | 0.01 | 7.92
2035 | MISO_MO-IL_2_MISO_W | MISO_MO-IL | MISO_W | Internal | Shoulder | B11 | 25 | 1082 | 520.57 | 112.63 | 112.64 | 0.01 | 0
2035 | MISO_MO-IL_2_MISO_W | MISO_MO-IL | MISO_W | Internal | Shoulder | B12 | 200 | 1082 | 0.06 | 97.98 | 97.97 | 0.01 | 0
2035 | MISO_MO-IL_2_MISO_W | MISO_MO-IL | MISO_W | Internal | Shoulder | B13 | 600 | 1082 | 0.01 | 97.98 | 97.94 | 0.01 | 0
2035 | MISO_MO-IL_2_MISO_W | MISO_MO-IL | MISO_W | Internal | Shoulder | B14 | 900 | 1082 | 0 | 93.73 | 67.26 | 0.01 | 0
2035 | MISO_MO-IL_2_MISO_W | MISO_MO-IL | MISO_W | Internal | Shoulder | B15 | 1203 | 1082 | 0 | 92.09 | 31.38 | 0.01 | 0
2035 | MISO_MO-IL_2_MISO_W | MISO_MO-IL | MISO_W | Internal | Summer | B1 | 10 | 1082 | 1081.99 | 174.34 | 179.21 | 0.01 | 4.86
2035 | MISO_MO-IL_2_MISO_W | MISO_MO-IL | MISO_W | Internal | Summer | B2 | 25 | 1082 | 602.36 | 179.2 | 179.21 | 0.01 | 0
2035 | MISO_MO-IL_2_MISO_W | MISO_MO-IL | MISO_W | Internal | Summer | B3 | 75 | 1082 | 0.35 | 179.21 | 179.21 | 0.01 | 0
2035 | MISO_MO-IL_2_MISO_W | MISO_MO-IL | MISO_W | Internal | Summer | B4 | 100 | 1082 | 93.76 | 156.39 | 156.41 | 0.01 | 0
2035 | MISO_MO-IL_2_MISO_W | MISO_MO-IL | MISO_W | Internal | Summer | B5 | 200 | 1082 | 1082 | 127.7 | 129.6 | 0.01 | 1.89
2035 | MISO_MO-IL_2_MISO_W | MISO_MO-IL | MISO_W | Internal | Summer | B6 | 300 | 1082 | 0.08 | 119.69 | 119.69 | 0.01 | 0
2035 | MISO_MO-IL_2_MISO_W | MISO_MO-IL | MISO_W | Internal | Summer | B7 | 400 | 1082 | 0.03 | 113.14 | 113.12 | 0.01 | 0
2035 | MISO_MO-IL_2_MISO_W | MISO_MO-IL | MISO_W | Internal | Summer | B8 | 500 | 1082 | 0.03 | 103.83 | 103.82 | 0.01 | 0
2035 | MISO_MO-IL_2_MISO_W | MISO_MO-IL | MISO_W | Internal | Summer | B9 | 800 | 1082 | 0.02 | 96.56 | 96.54 | 0.01 | 0
2035 | MISO_MO-IL_2_MISO_W | MISO_MO-IL | MISO_W | Internal | Summer | B10 | 1262 | 1082 | 0 | 92.46 | 84.45 | 0.01 | 0
2035 | MISO_MO-IL_2_MISO_W | MISO_MO-IL | MISO_W | Internal | Winter | B16 | 25 | 1082 | 0 | 101.02 | 21.63 | 0.01 | 0
2035 | MISO_MO-IL_2_MISO_W | MISO_MO-IL | MISO_W | Internal | Winter | B17 | 100 | 1082 | 0 | 101 | 28.63 | 0.01 | 0
2035 | MISO_MO-IL_2_MISO_W | MISO_MO-IL | MISO_W | Internal | Winter | B18 | 400 | 1082 | 0 | 101 | 96.51 | 0.01 | 0
2035 | MISO_MO-IL_2_MISO_W | MISO_MO-IL | MISO_W | Internal | Winter | B19 | 700 | 1082 | 0.02 | 96.51 | 96.5 | 0.01 | 0
2035 | MISO_MO-IL_2_MISO_W | MISO_MO-IL | MISO_W | Internal | Winter | B20 | 935 | 1082 | 0 | 89.07 | 67.26 | 0.01 | 0
2035 | MISO_MO-IL_2_PJM_ROR | MISO_MO-IL | PJM_ROR | Internal | Shoulder | B11 | 25 | 1212 | 1211.15 | 112.63 | 114.64 | 2 | 0.01
2035 | MISO_MO-IL_2_PJM_ROR | MISO_MO-IL | PJM_ROR | Internal | Shoulder | B12 | 200 | 1212 | 1212 | 97.98 | 111.06 | 2 | 11.08
2035 | MISO_MO-IL_2_PJM_ROR | MISO_MO-IL | PJM_ROR | Internal | Shoulder | B13 | 600 | 1212 | 1211.98 | 97.98 | 100.01 | 2 | 0.02
2035 | MISO_MO-IL_2_PJM_ROR | MISO_MO-IL | PJM_ROR | Internal | Shoulder | B14 | 900 | 1212 | 1212 | 93.73 | 99.93 | 2 | 4.2
2035 | MISO_MO-IL_2_PJM_ROR | MISO_MO-IL | PJM_ROR | Internal | Shoulder | B15 | 1203 | 1212 | 1212 | 92.09 | 97.93 | 2 | 3.84
2035 | MISO_MO-IL_2_PJM_ROR | MISO_MO-IL | PJM_ROR | Internal | Summer | B1 | 10 | 1212 | 1211.99 | 174.34 | 181.21 | 2 | 4.87
2035 | MISO_MO-IL_2_PJM_ROR | MISO_MO-IL | PJM_ROR | Internal | Summer | B2 | 25 | 1212 | 1211.23 | 179.2 | 181.21 | 2 | 0.01
2035 | MISO_MO-IL_2_PJM_ROR | MISO_MO-IL | PJM_ROR | Internal | Summer | B3 | 75 | 1212 | 974.76 | 179.21 | 181.21 | 2 | 0
2035 | MISO_MO-IL_2_PJM_ROR | MISO_MO-IL | PJM_ROR | Internal | Summer | B4 | 100 | 1212 | 1211.74 | 156.39 | 158.41 | 2 | 0.01
2035 | MISO_MO-IL_2_PJM_ROR | MISO_MO-IL | PJM_ROR | Internal | Summer | B5 | 200 | 1212 | 1212 | 127.7 | 131.6 | 2 | 1.91
2035 | MISO_MO-IL_2_PJM_ROR | MISO_MO-IL | PJM_ROR | Internal | Summer | B6 | 300 | 1212 | 448.98 | 119.69 | 121.69 | 2 | 0
2035 | MISO_MO-IL_2_PJM_ROR | MISO_MO-IL | PJM_ROR | Internal | Summer | B7 | 400 | 1212 | 0.07 | 113.14 | 115.12 | 2 | 0
2035 | MISO_MO-IL_2_PJM_ROR | MISO_MO-IL | PJM_ROR | Internal | Summer | B8 | 500 | 1212 | 970.68 | 103.83 | 105.83 | 2 | 0
2035 | MISO_MO-IL_2_PJM_ROR | MISO_MO-IL | PJM_ROR | Internal | Summer | B9 | 800 | 1212 | 0.03 | 96.56 | 98.54 | 2 | 0
2035 | MISO_MO-IL_2_PJM_ROR | MISO_MO-IL | PJM_ROR | Internal | Summer | B10 | 1262 | 1212 | 1212 | 92.46 | 96.3 | 2 | 1.84
2035 | MISO_MO-IL_2_PJM_ROR | MISO_MO-IL | PJM_ROR | Internal | Winter | B16 | 25 | 1212 | 1212 | 101.02 | 118.46 | 2 | 15.43
2035 | MISO_MO-IL_2_PJM_ROR | MISO_MO-IL | PJM_ROR | Internal | Winter | B17 | 100 | 1212 | 1212 | 101 | 117.41 | 2 | 14.41
2035 | MISO_MO-IL_2_PJM_ROR | MISO_MO-IL | PJM_ROR | Internal | Winter | B18 | 400 | 1212 | 1212 | 101 | 104.78 | 2 | 1.78
2035 | MISO_MO-IL_2_PJM_ROR | MISO_MO-IL | PJM_ROR | Internal | Winter | B19 | 700 | 1212 | 1212 | 96.51 | 103.04 | 2 | 4.54
2035 | MISO_MO-IL_2_PJM_ROR | MISO_MO-IL | PJM_ROR | Internal | Winter | B20 | 935 | 1212 | 1212 | 89.07 | 101.43 | 2 | 10.37
2035 | MISO_MO-IL_2_SPP_N | MISO_MO-IL | SPP_N | Internal | Shoulder | B11 | 25 | 4019 | 0 | 112.63 | 107.63 | 8 | 0
2035 | MISO_MO-IL_2_SPP_N | MISO_MO-IL | SPP_N | Internal | Shoulder | B12 | 200 | 4019 | 0 | 97.98 | 90.64 | 8 | 0
2035 | MISO_MO-IL_2_SPP_N | MISO_MO-IL | SPP_N | Internal | Shoulder | B13 | 600 | 4019 | 0 | 97.98 | 88.73 | 8 | 0
2035 | MISO_MO-IL_2_SPP_N | MISO_MO-IL | SPP_N | Internal | Shoulder | B14 | 900 | 4019 | 0 | 93.73 | 0.86 | 8 | 0
2035 | MISO_MO-IL_2_SPP_N | MISO_MO-IL | SPP_N | Internal | Shoulder | B15 | 1203 | 4019 | 0 | 92.09 | 0.86 | 8 | 0
2035 | MISO_MO-IL_2_SPP_N | MISO_MO-IL | SPP_N | Internal | Summer | B1 | 10 | 4019 | 0 | 174.34 | 0.86 | 8 | 0
2035 | MISO_MO-IL_2_SPP_N | MISO_MO-IL | SPP_N | Internal | Summer | B2 | 25 | 4019 | 0 | 179.2 | 166.2 | 8 | 0
2035 | MISO_MO-IL_2_SPP_N | MISO_MO-IL | SPP_N | Internal | Summer | B3 | 75 | 4019 | 0 | 179.21 | 174.21 | 8 | 0
2035 | MISO_MO-IL_2_SPP_N | MISO_MO-IL | SPP_N | Internal | Summer | B4 | 100 | 4019 | 0 | 156.39 | 151.39 | 8 | 0
2035 | MISO_MO-IL_2_SPP_N | MISO_MO-IL | SPP_N | Internal | Summer | B5 | 200 | 4019 | 0 | 127.7 | 122.7 | 8 | 0
2035 | MISO_MO-IL_2_SPP_N | MISO_MO-IL | SPP_N | Internal | Summer | B6 | 300 | 4019 | 0 | 119.69 | 114.69 | 8 | 0
2035 | MISO_MO-IL_2_SPP_N | MISO_MO-IL | SPP_N | Internal | Summer | B7 | 400 | 4019 | 0 | 113.14 | 109.77 | 8 | 0
2035 | MISO_MO-IL_2_SPP_N | MISO_MO-IL | SPP_N | Internal | Summer | B8 | 500 | 4019 | 0 | 103.83 | 98.83 | 8 | 0
2035 | MISO_MO-IL_2_SPP_N | MISO_MO-IL | SPP_N | Internal | Summer | B9 | 800 | 4019 | 0 | 96.56 | 94.02 | 8 | 0
2035 | MISO_MO-IL_2_SPP_N | MISO_MO-IL | SPP_N | Internal | Summer | B10 | 1262 | 4019 | 0 | 92.46 | 79.45 | 8 | 0
2035 | MISO_MO-IL_2_SPP_N | MISO_MO-IL | SPP_N | Internal | Winter | B16 | 25 | 4019 | 0 | 101.02 | 0.87 | 8 | 0
2035 | MISO_MO-IL_2_SPP_N | MISO_MO-IL | SPP_N | Internal | Winter | B17 | 100 | 4019 | 0 | 101 | 0.87 | 8 | 0
2035 | MISO_MO-IL_2_SPP_N | MISO_MO-IL | SPP_N | Internal | Winter | B18 | 400 | 4019 | 0 | 101 | 91.51 | 8 | 0
2035 | MISO_MO-IL_2_SPP_N | MISO_MO-IL | SPP_N | Internal | Winter | B19 | 700 | 4019 | 0 | 96.51 | 79.14 | 8 | 0
2035 | MISO_MO-IL_2_SPP_N | MISO_MO-IL | SPP_N | Internal | Winter | B20 | 935 | 4019 | 0 | 89.07 | 0.86 | 8 | 0
2035 | MISO_MO-IL_2_TVA_Transmission | MISO_MO-IL | TVA_Transmission | Internal | Shoulder | B11 | 25 | 4000 | 0 | 112.63 | 117.96 | 8 | 0
2035 | MISO_MO-IL_2_TVA_Transmission | MISO_MO-IL | TVA_Transmission | Internal | Shoulder | B12 | 200 | 4000 | 0 | 97.98 | 103.64 | 8 | 0
2035 | MISO_MO-IL_2_TVA_Transmission | MISO_MO-IL | TVA_Transmission | Internal | Shoulder | B13 | 600 | 4000 | 0 | 97.98 | 101.73 | 8 | 0
2035 | MISO_MO-IL_2_TVA_Transmission | MISO_MO-IL | TVA_Transmission | Internal | Shoulder | B14 | 900 | 4000 | 841.99 | 93.73 | 101.73 | 8 | 0
2035 | MISO_MO-IL_2_TVA_Transmission | MISO_MO-IL | TVA_Transmission | Internal | Shoulder | B15 | 1203 | 4000 | 4000 | 92.09 | 101.73 | 8 | 1.64
2035 | MISO_MO-IL_2_TVA_Transmission | MISO_MO-IL | TVA_Transmission | Internal | Summer | B1 | 10 | 4000 | 1441.86 | 174.34 | 182.34 | 8 | 0
2035 | MISO_MO-IL_2_TVA_Transmission | MISO_MO-IL | TVA_Transmission | Internal | Summer | B2 | 25 | 4000 | 772.12 | 179.2 | 187.2 | 8 | 0
2035 | MISO_MO-IL_2_TVA_Transmission | MISO_MO-IL | TVA_Transmission | Internal | Summer | B3 | 75 | 4000 | 86.9 | 179.21 | 187.21 | 8 | 0
2035 | MISO_MO-IL_2_TVA_Transmission | MISO_MO-IL | TVA_Transmission | Internal | Summer | B4 | 100 | 4000 | 74.19 | 156.39 | 164.39 | 8 | 0
2035 | MISO_MO-IL_2_TVA_Transmission | MISO_MO-IL | TVA_Transmission | Internal | Summer | B5 | 200 | 4000 | 47.85 | 127.7 | 135.7 | 8 | 0
2035 | MISO_MO-IL_2_TVA_Transmission | MISO_MO-IL | TVA_Transmission | Internal | Summer | B6 | 300 | 4000 | 0 | 119.69 | 121.6 | 8 | 0
2035 | MISO_MO-IL_2_TVA_Transmission | MISO_MO-IL | TVA_Transmission | Internal | Summer | B7 | 400 | 4000 | 0 | 113.14 | 112.54 | 8 | 0
2035 | MISO_MO-IL_2_TVA_Transmission | MISO_MO-IL | TVA_Transmission | Internal | Summer | B8 | 500 | 4000 | 0 | 103.83 | 104.92 | 8 | 0
2035 | MISO_MO-IL_2_TVA_Transmission | MISO_MO-IL | TVA_Transmission | Internal | Summer | B9 | 800 | 4000 | 0 | 96.56 | 101.73 | 8 | 0
2035 | MISO_MO-IL_2_TVA_Transmission | MISO_MO-IL | TVA_Transmission | Internal | Summer | B10 | 1262 | 4000 | 511.4 | 92.46 | 100.46 | 8 | 0
2035 | MISO_MO-IL_2_TVA_Transmission | MISO_MO-IL | TVA_Transmission | Internal | Winter | B16 | 25 | 4000 | 4000 | 101.02 | 112.16 | 8 | 3.14
2035 | MISO_MO-IL_2_TVA_Transmission | MISO_MO-IL | TVA_Transmission | Internal | Winter | B17 | 100 | 4000 | 0 | 101 | 108.41 | 8 | 0
2035 | MISO_MO-IL_2_TVA_Transmission | MISO_MO-IL | TVA_Transmission | Internal | Winter | B18 | 400 | 4000 | 0 | 101 | 104.51 | 8 | 0
2035 | MISO_MO-IL_2_TVA_Transmission | MISO_MO-IL | TVA_Transmission | Internal | Winter | B19 | 700 | 4000 | 330.73 | 96.51 | 104.51 | 8 | 0
2035 | MISO_MO-IL_2_TVA_Transmission | MISO_MO-IL | TVA_Transmission | Internal | Winter | B20 | 935 | 4000 | 4000 | 89.07 | 104.51 | 8 | 7.44
2035 | MISO_W_2_IESO | MISO_W | IESO | Internal | Shoulder | B11 | 25 | 157 | 0 | 112.64 | 75.26 | 8 | 0
2035 | MISO_W_2_IESO | MISO_W | IESO | Internal | Shoulder | B12 | 200 | 157 | 0 | 97.97 | 75.26 | 8 | 0
2035 | MISO_W_2_IESO | MISO_W | IESO | Internal | Shoulder | B13 | 600 | 157 | 0 | 97.94 | 75.26 | 8 | 0
2035 | MISO_W_2_IESO | MISO_W | IESO | Internal | Shoulder | B14 | 900 | 157 | 44.47 | 67.26 | 75.26 | 8 | 0
2035 | MISO_W_2_IESO | MISO_W | IESO | Internal | Shoulder | B15 | 1203 | 157 | 157 | 31.38 | 75.26 | 8 | 35.88
2035 | MISO_W_2_IESO | MISO_W | IESO | Internal | Summer | B1 | 10 | 157 | 0 | 179.21 | 100.73 | 8 | 0
2035 | MISO_W_2_IESO | MISO_W | IESO | Internal | Summer | B2 | 25 | 157 | 0 | 179.21 | 109.95 | 8 | 0
2035 | MISO_W_2_IESO | MISO_W | IESO | Internal | Summer | B3 | 75 | 157 | 0 | 179.21 | 109.95 | 8 | 0
2035 | MISO_W_2_IESO | MISO_W | IESO | Internal | Summer | B4 | 100 | 157 | 0 | 156.41 | 89.87 | 8 | 0
2035 | MISO_W_2_IESO | MISO_W | IESO | Internal | Summer | B5 | 200 | 157 | 0 | 129.6 | 73.77 | 8 | 0
2035 | MISO_W_2_IESO | MISO_W | IESO | Internal | Summer | B6 | 300 | 157 | 0 | 119.69 | 73.77 | 8 | 0
2035 | MISO_W_2_IESO | MISO_W | IESO | Internal | Summer | B7 | 400 | 157 | 0 | 113.12 | 73.77 | 8 | 0
2035 | MISO_W_2_IESO | MISO_W | IESO | Internal | Summer | B8 | 500 | 157 | 0 | 103.82 | 73.77 | 8 | 0
2035 | MISO_W_2_IESO | MISO_W | IESO | Internal | Summer | B9 | 800 | 157 | 0 | 96.54 | 73.77 | 8 | 0
2035 | MISO_W_2_IESO | MISO_W | IESO | Internal | Summer | B10 | 1262 | 157 | 0 | 84.45 | 73.77 | 8 | 0
2035 | MISO_W_2_IESO | MISO_W | IESO | Internal | Winter | B16 | 25 | 157 | 157 | 21.63 | 75.26 | 8 | 45.63
2035 | MISO_W_2_IESO | MISO_W | IESO | Internal | Winter | B17 | 100 | 157 | 157 | 28.63 | 75.26 | 8 | 38.63
2035 | MISO_W_2_IESO | MISO_W | IESO | Internal | Winter | B18 | 400 | 157 | 0 | 96.51 | 75.26 | 8 | 0
2035 | MISO_W_2_IESO | MISO_W | IESO | Internal | Winter | B19 | 700 | 157 | 0 | 96.5 | 75.26 | 8 | 0
2035 | MISO_W_2_IESO | MISO_W | IESO | Internal | Winter | B20 | 935 | 157 | 114.6 | 67.26 | 75.26 | 8 | 0
2035 | MISO_W_2_MAPP_CA | MISO_W | MAPP_CA | Internal | Shoulder | B11 | 25 | 700 | 0 | 112.64 | 31.39 | 0.01 | 0
2035 | MISO_W_2_MAPP_CA | MISO_W | MAPP_CA | Internal | Shoulder | B12 | 200 | 700 | 0 | 97.97 | 31.39 | 0.01 | 0
2035 | MISO_W_2_MAPP_CA | MISO_W | MAPP_CA | Internal | Shoulder | B13 | 600 | 700 | 0 | 97.94 | 31.39 | 0.01 | 0
2035 | MISO_W_2_MAPP_CA | MISO_W | MAPP_CA | Internal | Shoulder | B14 | 900 | 700 | 0 | 67.26 | 31.39 | 0.01 | 0
2035 | MISO_W_2_MAPP_CA | MISO_W | MAPP_CA | Internal | Shoulder | B15 | 1203 | 700 | 333.02 | 31.38 | 31.39 | 0.01 | 0
2035 | MISO_W_2_MAPP_CA | MISO_W | MAPP_CA | Internal | Summer | B1 | 10 | 700 | 0 | 179.21 | 80.77 | 0.01 | 0
2035 | MISO_W_2_MAPP_CA | MISO_W | MAPP_CA | Internal | Summer | B2 | 25 | 700 | 0 | 179.21 | 80.77 | 0.01 | 0
2035 | MISO_W_2_MAPP_CA | MISO_W | MAPP_CA | Internal | Summer | B3 | 75 | 700 | 0 | 179.21 | 80.77 | 0.01 | 0
2035 | MISO_W_2_MAPP_CA | MISO_W | MAPP_CA | Internal | Summer | B4 | 100 | 700 | 0 | 156.41 | 80.77 | 0.01 | 0
2035 | MISO_W_2_MAPP_CA | MISO_W | MAPP_CA | Internal | Summer | B5 | 200 | 700 | 0 | 129.6 | 80.77 | 0.01 | 0
2035 | MISO_W_2_MAPP_CA | MISO_W | MAPP_CA | Internal | Summer | B6 | 300 | 700 | 0 | 119.69 | 80.77 | 0.01 | 0
2035 | MISO_W_2_MAPP_CA | MISO_W | MAPP_CA | Internal | Summer | B7 | 400 | 700 | 0 | 113.12 | 80.77 | 0.01 | 0
2035 | MISO_W_2_MAPP_CA | MISO_W | MAPP_CA | Internal | Summer | B8 | 500 | 700 | 0 | 103.82 | 80.77 | 0.01 | 0
2035 | MISO_W_2_MAPP_CA | MISO_W | MAPP_CA | Internal | Summer | B9 | 800 | 700 | 0 | 96.54 | 80.77 | 0.01 | 0
2035 | MISO_W_2_MAPP_CA | MISO_W | MAPP_CA | Internal | Summer | B10 | 1262 | 700 | 0 | 84.45 | 80.77 | 0.01 | 0
2035 | MISO_W_2_MAPP_CA | MISO_W | MAPP_CA | Internal | Winter | B16 | 25 | 700 | 700 | 21.63 | 67.26 | 0.01 | 45.62
2035 | MISO_W_2_MAPP_CA | MISO_W | MAPP_CA | Internal | Winter | B17 | 100 | 700 | 700 | 28.63 | 67.26 | 0.01 | 38.62
2035 | MISO_W_2_MAPP_CA | MISO_W | MAPP_CA | Internal | Winter | B18 | 400 | 700 | 0 | 96.51 | 67.26 | 0.01 | 0
2035 | MISO_W_2_MAPP_CA | MISO_W | MAPP_CA | Internal | Winter | B19 | 700 | 700 | 0 | 96.5 | 67.26 | 0.01 | 0
2035 | MISO_W_2_MAPP_CA | MISO_W | MAPP_CA | Internal | Winter | B20 | 935 | 700 | 0.03 | 67.26 | 67.26 | 0.01 | 0
2035 | MISO_W_2_MAPP_US | MISO_W | MAPP_US | Internal | Shoulder | B11 | 25 | 2300 | 0 | 112.64 | 105.64 | 7 | 0
2035 | MISO_W_2_MAPP_US | MISO_W | MAPP_US | Internal | Shoulder | B12 | 200 | 2300 | 0 | 97.97 | 90.97 | 7 | 0
2035 | MISO_W_2_MAPP_US | MISO_W | MAPP_US | Internal | Shoulder | B13 | 600 | 2300 | 0 | 97.94 | 90.94 | 7 | 0
2035 | MISO_W_2_MAPP_US | MISO_W | MAPP_US | Internal | Shoulder | B14 | 900 | 2300 | 0 | 67.26 | 60.26 | 7 | 0
2035 | MISO_W_2_MAPP_US | MISO_W | MAPP_US | Internal | Shoulder | B15 | 1203 | 2300 | 0 | 31.38 | 24.38 | 7 | 0
2035 | MISO_W_2_MAPP_US | MISO_W | MAPP_US | Internal | Summer | B1 | 10 | 2300 | 0 | 179.21 | 172.21 | 7 | 0
2035 | MISO_W_2_MAPP_US | MISO_W | MAPP_US | Internal | Summer | B2 | 25 | 2300 | 0 | 179.21 | 172.21 | 7 | 0
2035 | MISO_W_2_MAPP_US | MISO_W | MAPP_US | Internal | Summer | B3 | 75 | 2300 | 0 | 179.21 | 172.21 | 7 | 0
2035 | MISO_W_2_MAPP_US | MISO_W | MAPP_US | Internal | Summer | B4 | 100 | 2300 | 0 | 156.41 | 149.41 | 7 | 0
2035 | MISO_W_2_MAPP_US | MISO_W | MAPP_US | Internal | Summer | B5 | 200 | 2300 | 0 | 129.6 | 122.6 | 7 | 0
2035 | MISO_W_2_MAPP_US | MISO_W | MAPP_US | Internal | Summer | B6 | 300 | 2300 | 0 | 119.69 | 112.69 | 7 | 0
2035 | MISO_W_2_MAPP_US | MISO_W | MAPP_US | Internal | Summer | B7 | 400 | 2300 | 0 | 113.12 | 106.12 | 7 | 0
2035 | MISO_W_2_MAPP_US | MISO_W | MAPP_US | Internal | Summer | B8 | 500 | 2300 | 0 | 103.82 | 96.82 | 7 | 0
2035 | MISO_W_2_MAPP_US | MISO_W | MAPP_US | Internal | Summer | B9 | 800 | 2300 | 0 | 96.54 | 89.54 | 7 | 0
2035 | MISO_W_2_MAPP_US | MISO_W | MAPP_US | Internal | Summer | B10 | 1262 | 2300 | 0 | 84.45 | 77.45 | 7 | 0
2035 | MISO_W_2_MAPP_US | MISO_W | MAPP_US | Internal | Winter | B16 | 25 | 2300 | 0 | 21.63 | 21.63 | 7 | 0
2035 | MISO_W_2_MAPP_US | MISO_W | MAPP_US | Internal | Winter | B17 | 100 | 2300 | 0 | 28.63 | 21.63 | 7 | 0
2035 | MISO_W_2_MAPP_US | MISO_W | MAPP_US | Internal | Winter | B18 | 400 | 2300 | 0 | 96.51 | 89.5 | 7 | 0
2035 | MISO_W_2_MAPP_US | MISO_W | MAPP_US | Internal | Winter | B19 | 700 | 2300 | 0 | 96.5 | 89.5 | 7 | 0
2035 | MISO_W_2_MAPP_US | MISO_W | MAPP_US | Internal | Winter | B20 | 935 | 2300 | 0 | 67.26 | 60.26 | 7 | 0
2035 | MISO_W_2_MISO_MO-IL | MISO_W | MISO_MO-IL | Internal | Shoulder | B11 | 25 | 3922 | 0.44 | 112.64 | 112.63 | 0.01 | 0
2035 | MISO_W_2_MISO_MO-IL | MISO_W | MISO_MO-IL | Internal | Shoulder | B12 | 200 | 3922 | 2928.9 | 97.97 | 97.98 | 0.01 | 0
2035 | MISO_W_2_MISO_MO-IL | MISO_W | MISO_MO-IL | Internal | Shoulder | B13 | 600 | 3922 | 3921.98 | 97.94 | 97.98 | 0.01 | 0.03
2035 | MISO_W_2_MISO_MO-IL | MISO_W | MISO_MO-IL | Internal | Shoulder | B14 | 900 | 3922 | 3922 | 67.26 | 93.73 | 0.01 | 26.45
2035 | MISO_W_2_MISO_MO-IL | MISO_W | MISO_MO-IL | Internal | Shoulder | B15 | 1203 | 3922 | 3922 | 31.38 | 92.09 | 0.01 | 60.7
2035 | MISO_W_2_MISO_MO-IL | MISO_W | MISO_MO-IL | Internal | Summer | B1 | 10 | 3922 | 0 | 179.21 | 174.34 | 0.01 | 0
2035 | MISO_W_2_MISO_MO-IL | MISO_W | MISO_MO-IL | Internal | Summer | B2 | 25 | 3922 | 0.44 | 179.21 | 179.2 | 0.01 | 0
2035 | MISO_W_2_MISO_MO-IL | MISO_W | MISO_MO-IL | Internal | Summer | B3 | 75 | 3922 | 0.31 | 179.21 | 179.21 | 0.01 | 0
2035 | MISO_W_2_MISO_MO-IL | MISO_W | MISO_MO-IL | Internal | Summer | B4 | 100 | 3922 | 0.13 | 156.41 | 156.39 | 0.01 | 0
2035 | MISO_W_2_MISO_MO-IL | MISO_W | MISO_MO-IL | Internal | Summer | B5 | 200 | 3922 | 0 | 129.6 | 127.7 | 0.01 | 0
2035 | MISO_W_2_MISO_MO-IL | MISO_W | MISO_MO-IL | Internal | Summer | B6 | 300 | 3922 | 0.09 | 119.69 | 119.69 | 0.01 | 0
2035 | MISO_W_2_MISO_MO-IL | MISO_W | MISO_MO-IL | Internal | Summer | B7 | 400 | 3922 | 116.85 | 113.12 | 113.14 | 0.01 | 0
2035 | MISO_W_2_MISO_MO-IL | MISO_W | MISO_MO-IL | Internal | Summer | B8 | 500 | 3922 | 262.59 | 103.82 | 103.83 | 0.01 | 0
2035 | MISO_W_2_MISO_MO-IL | MISO_W | MISO_MO-IL | Internal | Summer | B9 | 800 | 3922 | 2682.65 | 96.54 | 96.56 | 0.01 | 0
2035 | MISO_W_2_MISO_MO-IL | MISO_W | MISO_MO-IL | Internal | Summer | B10 | 1262 | 3922 | 3922 | 84.45 | 92.46 | 0.01 | 8
2035 | MISO_W_2_MISO_MO-IL | MISO_W | MISO_MO-IL | Internal | Winter | B16 | 25 | 3922 | 3922 | 21.63 | 101.02 | 0.01 | 79.38
2035 | MISO_W_2_MISO_MO-IL | MISO_W | MISO_MO-IL | Internal | Winter | B17 | 100 | 3922 | 3922 | 28.63 | 101 | 0.01 | 72.36
2035 | MISO_W_2_MISO_MO-IL | MISO_W | MISO_MO-IL | Internal | Winter | B18 | 400 | 3922 | 3922 | 96.51 | 101 | 0.01 | 4.48
2035 | MISO_W_2_MISO_MO-IL | MISO_W | MISO_MO-IL | Internal | Winter | B19 | 700 | 3922 | 3214.5 | 96.5 | 96.51 | 0.01 | 0
2035 | MISO_W_2_MISO_MO-IL | MISO_W | MISO_MO-IL | Internal | Winter | B20 | 935 | 3922 | 3922 | 67.26 | 89.07 | 0.01 | 21.79
2035 | MISO_W_2_MISO_WUMS | MISO_W | MISO_WUMS | Internal | Shoulder | B11 | 25 | 1667 | 0 | 112.64 | 97.93 | 0.01 | 0
2035 | MISO_W_2_MISO_WUMS | MISO_W | MISO_WUMS | Internal | Shoulder | B12 | 200 | 1667 | 0.03 | 97.97 | 97.93 | 0.01 | 0
2035 | MISO_W_2_MISO_WUMS | MISO_W | MISO_WUMS | Internal | Shoulder | B13 | 600 | 1667 | 0.02 | 97.94 | 97.93 | 0.01 | 0
2035 | MISO_W_2_MISO_WUMS | MISO_W | MISO_WUMS | Internal | Shoulder | B14 | 900 | 1667 | 1667 | 67.26 | 97.93 | 0.01 | 30.66
2035 | MISO_W_2_MISO_WUMS | MISO_W | MISO_WUMS | Internal | Shoulder | B15 | 1203 | 1667 | 1667 | 31.38 | 95.93 | 0.01 | 64.54
2035 | MISO_W_2_MISO_WUMS | MISO_W | MISO_WUMS | Internal | Summer | B1 | 10 | 1667 | 0 | 179.21 | 103.81 | 0.01 | 0
2035 | MISO_W_2_MISO_WUMS | MISO_W | MISO_WUMS | Internal | Summer | B2 | 25 | 1667 | 0 | 179.21 | 111.64 | 0.01 | 0
2035 | MISO_W_2_MISO_WUMS | MISO_W | MISO_WUMS | Internal | Summer | B3 | 75 | 1667 | 0 | 179.21 | 171.21 | 0.01 | 0
2035 | MISO_W_2_MISO_WUMS | MISO_W | MISO_WUMS | Internal | Summer | B4 | 100 | 1667 | 0 | 156.41 | 148.39 | 0.01 | 0
2035 | MISO_W_2_MISO_WUMS | MISO_W | MISO_WUMS | Internal | Summer | B5 | 200 | 1667 | 0 | 129.6 | 111.64 | 0.01 | 0
2035 | MISO_W_2_MISO_WUMS | MISO_W | MISO_WUMS | Internal | Summer | B6 | 300 | 1667 | 0 | 119.69 | 111.64 | 0.01 | 0
2035 | MISO_W_2_MISO_WUMS | MISO_W | MISO_WUMS | Internal | Summer | B7 | 400 | 1667 | 0 | 113.12 | 111.64 | 0.01 | 0
2035 | MISO_W_2_MISO_WUMS | MISO_W | MISO_WUMS | Internal | Summer | B8 | 500 | 1667 | 0.02 | 103.82 | 103.81 | 0.01 | 0
2035 | MISO_W_2_MISO_WUMS | MISO_W | MISO_WUMS | Internal | Summer | B9 | 800 | 1667 | 0 | 96.54 | 96.36 | 0.01 | 0
2035 | MISO_W_2_MISO_WUMS | MISO_W | MISO_WUMS | Internal | Summer | B10 | 1262 | 1667 | 1667 | 84.45 | 96.36 | 0.01 | 11.9
2035 | MISO_W_2_MISO_WUMS | MISO_W | MISO_WUMS | Internal | Winter | B16 | 25 | 1667 | 1667 | 21.63 | 100.89 | 0.01 | 79.25
2035 | MISO_W_2_MISO_WUMS | MISO_W | MISO_WUMS | Internal | Winter | B17 | 100 | 1667 | 1667 | 28.63 | 100.89 | 0.01 | 72.25
2035 | MISO_W_2_MISO_WUMS | MISO_W | MISO_WUMS | Internal | Winter | B18 | 400 | 1667 | 1667 | 96.51 | 100.89 | 0.01 | 4.37
2035 | MISO_W_2_MISO_WUMS | MISO_W | MISO_WUMS | Internal | Winter | B19 | 700 | 1667 | 1667 | 96.5 | 100.89 | 0.01 | 4.38
2035 | MISO_W_2_MISO_WUMS | MISO_W | MISO_WUMS | Internal | Winter | B20 | 935 | 1667 | 1667 | 67.26 | 99.43 | 0.01 | 32.16
2035 | MISO_W_2_NE | MISO_W | NE | Internal | Shoulder | B11 | 25 | 5289 | 0 | 112.64 | 107.64 | 7 | 0
2035 | MISO_W_2_NE | MISO_W | NE | Internal | Shoulder | B12 | 200 | 5289 | 0 | 97.97 | 90.63 | 7 | 0
2035 | MISO_W_2_NE | MISO_W | NE | Internal | Shoulder | B13 | 600 | 5289 | 0 | 97.94 | 85.94 | 7 | 0
2035 | MISO_W_2_NE | MISO_W | NE | Internal | Shoulder | B14 | 900 | 5289 | 0 | 67.26 | 0.86 | 7 | 0
2035 | MISO_W_2_NE | MISO_W | NE | Internal | Shoulder | B15 | 1203 | 5289 | 0 | 31.38 | 0.86 | 7 | 0
2035 | MISO_W_2_NE | MISO_W | NE | Internal | Summer | B1 | 10 | 5289 | 0 | 179.21 | 174.21 | 7 | 0
2035 | MISO_W_2_NE | MISO_W | NE | Internal | Summer | B2 | 25 | 5289 | 0 | 179.21 | 167.21 | 7 | 0
2035 | MISO_W_2_NE | MISO_W | NE | Internal | Summer | B3 | 75 | 5289 | 0 | 179.21 | 174.21 | 7 | 0
2035 | MISO_W_2_NE | MISO_W | NE | Internal | Summer | B4 | 100 | 5289 | 0 | 156.41 | 151.41 | 7 | 0
2035 | MISO_W_2_NE | MISO_W | NE | Internal | Summer | B5 | 200 | 5289 | 0 | 129.6 | 124.6 | 7 | 0
2035 | MISO_W_2_NE | MISO_W | NE | Internal | Summer | B6 | 300 | 5289 | 0 | 119.69 | 114.69 | 7 | 0
2035 | MISO_W_2_NE | MISO_W | NE | Internal | Summer | B7 | 400 | 5289 | 0 | 113.12 | 108.12 | 7 | 0
2035 | MISO_W_2_NE | MISO_W | NE | Internal | Summer | B8 | 500 | 5289 | 0 | 103.82 | 98.82 | 7 | 0
2035 | MISO_W_2_NE | MISO_W | NE | Internal | Summer | B9 | 800 | 5289 | 0 | 96.54 | 91.54 | 7 | 0
2035 | MISO_W_2_NE | MISO_W | NE | Internal | Summer | B10 | 1262 | 5289 | 0 | 84.45 | 79.44 | 7 | 0
2035 | MISO_W_2_NE | MISO_W | NE | Internal | Winter | B16 | 25 | 5289 | 0 | 21.63 | 0.86 | 7 | 0
2035 | MISO_W_2_NE | MISO_W | NE | Internal | Winter | B17 | 100 | 5289 | 0 | 28.63 | 0.86 | 7 | 0
2035 | MISO_W_2_NE | MISO_W | NE | Internal | Winter | B18 | 400 | 5289 | 0 | 96.51 | 84.5 | 7 | 0
2035 | MISO_W_2_NE | MISO_W | NE | Internal | Winter | B19 | 700 | 5289 | 0 | 96.5 | 79.13 | 7 | 0
2035 | MISO_W_2_NE | MISO_W | NE | Internal | Winter | B20 | 935 | 5289 | 0 | 67.26 | 0.86 | 7 | 0
2035 | MISO_W_2_PJM_ROR | MISO_W | PJM_ROR | Internal | Shoulder | B11 | 25 | 13193 | 10654.07 | 112.64 | 114.64 | 2 | 0
2035 | MISO_W_2_PJM_ROR | MISO_W | PJM_ROR | Internal | Shoulder | B12 | 200 | 13193 | 13193 | 97.97 | 111.06 | 2 | 11.09
2035 | MISO_W_2_PJM_ROR | MISO_W | PJM_ROR | Internal | Shoulder | B13 | 600 | 13193 | 13192.99 | 97.94 | 100.01 | 2 | 0.06
2035 | MISO_W_2_PJM_ROR | MISO_W | PJM_ROR | Internal | Shoulder | B14 | 900 | 13193 | 13193 | 67.26 | 99.93 | 2 | 30.67
2035 | MISO_W_2_PJM_ROR | MISO_W | PJM_ROR | Internal | Shoulder | B15 | 1203 | 13193 | 13193 | 31.38 | 97.93 | 2 | 64.55
2035 | MISO_W_2_PJM_ROR | MISO_W | PJM_ROR | Internal | Summer | B1 | 10 | 13193 | 6210.88 | 179.21 | 181.21 | 2 | 0
2035 | MISO_W_2_PJM_ROR | MISO_W | PJM_ROR | Internal | Summer | B2 | 25 | 13193 | 12924.1 | 179.21 | 181.21 | 2 | 0
2035 | MISO_W_2_PJM_ROR | MISO_W | PJM_ROR | Internal | Summer | B3 | 75 | 13193 | 5709.29 | 179.21 | 181.21 | 2 | 0
2035 | MISO_W_2_PJM_ROR | MISO_W | PJM_ROR | Internal | Summer | B4 | 100 | 13193 | 6175.45 | 156.41 | 158.41 | 2 | 0
2035 | MISO_W_2_PJM_ROR | MISO_W | PJM_ROR | Internal | Summer | B5 | 200 | 13193 | 7212.67 | 129.6 | 131.6 | 2 | 0
2035 | MISO_W_2_PJM_ROR | MISO_W | PJM_ROR | Internal | Summer | B6 | 300 | 13193 | 5203.54 | 119.69 | 121.69 | 2 | 0
2035 | MISO_W_2_PJM_ROR | MISO_W | PJM_ROR | Internal | Summer | B7 | 400 | 13193 | 6650.49 | 113.12 | 115.12 | 2 | 0
2035 | MISO_W_2_PJM_ROR | MISO_W | PJM_ROR | Internal | Summer | B8 | 500 | 13193 | 13192.95 | 103.82 | 105.83 | 2 | 0.01
2035 | MISO_W_2_PJM_ROR | MISO_W | PJM_ROR | Internal | Summer | B9 | 800 | 13193 | 9533.54 | 96.54 | 98.54 | 2 | 0
2035 | MISO_W_2_PJM_ROR | MISO_W | PJM_ROR | Internal | Summer | B10 | 1262 | 13193 | 13193 | 84.45 | 96.3 | 2 | 9.85
2035 | MISO_W_2_PJM_ROR | MISO_W | PJM_ROR | Internal | Winter | B16 | 25 | 13193 | 13193 | 21.63 | 118.46 | 2 | 94.83
2035 | MISO_W_2_PJM_ROR | MISO_W | PJM_ROR | Internal | Winter | B17 | 100 | 13193 | 13193 | 28.63 | 117.41 | 2 | 86.78
2035 | MISO_W_2_PJM_ROR | MISO_W | PJM_ROR | Internal | Winter | B18 | 400 | 13193 | 13193 | 96.51 | 104.78 | 2 | 6.27
2035 | MISO_W_2_PJM_ROR | MISO_W | PJM_ROR | Internal | Winter | B19 | 700 | 13193 | 13193 | 96.5 | 103.04 | 2 | 4.55
2035 | MISO_W_2_PJM_ROR | MISO_W | PJM_ROR | Internal | Winter | B20 | 935 | 13193 | 13193 | 67.26 | 101.43 | 2 | 32.17
2035 | MISO_W_2_SPP_N | MISO_W | SPP_N | Internal | Shoulder | B11 | 25 | 3537 | 0 | 112.64 | 107.63 | 7 | 0
2035 | MISO_W_2_SPP_N | MISO_W | SPP_N | Internal | Shoulder | B12 | 200 | 3537 | 0 | 97.97 | 90.64 | 7 | 0
2035 | MISO_W_2_SPP_N | MISO_W | SPP_N | Internal | Shoulder | B13 | 600 | 3537 | 0 | 97.94 | 88.73 | 7 | 0
2035 | MISO_W_2_SPP_N | MISO_W | SPP_N | Internal | Shoulder | B14 | 900 | 3537 | 0 | 67.26 | 0.86 | 7 | 0
2035 | MISO_W_2_SPP_N | MISO_W | SPP_N | Internal | Shoulder | B15 | 1203 | 3537 | 0 | 31.38 | 0.86 | 7 | 0
2035 | MISO_W_2_SPP_N | MISO_W | SPP_N | Internal | Summer | B1 | 10 | 3537 | 0 | 179.21 | 0.86 | 7 | 0
2035 | MISO_W_2_SPP_N | MISO_W | SPP_N | Internal | Summer | B2 | 25 | 3537 | 0 | 179.21 | 166.2 | 7 | 0
2035 | MISO_W_2_SPP_N | MISO_W | SPP_N | Internal | Summer | B3 | 75 | 3537 | 0 | 179.21 | 174.21 | 7 | 0
2035 | MISO_W_2_SPP_N | MISO_W | SPP_N | Internal | Summer | B4 | 100 | 3537 | 0 | 156.41 | 151.39 | 7 | 0
2035 | MISO_W_2_SPP_N | MISO_W | SPP_N | Internal | Summer | B5 | 200 | 3537 | 0 | 129.6 | 122.7 | 7 | 0
2035 | MISO_W_2_SPP_N | MISO_W | SPP_N | Internal | Summer | B6 | 300 | 3537 | 0 | 119.69 | 114.69 | 7 | 0
2035 | MISO_W_2_SPP_N | MISO_W | SPP_N | Internal | Summer | B7 | 400 | 3537 | 0 | 113.12 | 109.77 | 7 | 0
2035 | MISO_W_2_SPP_N | MISO_W | SPP_N | Internal | Summer | B8 | 500 | 3537 | 0 | 103.82 | 98.83 | 7 | 0
2035 | MISO_W_2_SPP_N | MISO_W | SPP_N | Internal | Summer | B9 | 800 | 3537 | 0 | 96.54 | 94.02 | 7 | 0
2035 | MISO_W_2_SPP_N | MISO_W | SPP_N | Internal | Summer | B10 | 1262 | 3537 | 0 | 84.45 | 79.45 | 7 | 0
2035 | MISO_W_2_SPP_N | MISO_W | SPP_N | Internal | Winter | B16 | 25 | 3537 | 0 | 21.63 | 0.87 | 7 | 0
2035 | MISO_W_2_SPP_N | MISO_W | SPP_N | Internal | Winter | B17 | 100 | 3537 | 0 | 28.63 | 0.87 | 7 | 0
2035 | MISO_W_2_SPP_N | MISO_W | SPP_N | Internal | Winter | B18 | 400 | 3537 | 0 | 96.51 | 91.51 | 7 | 0
2035 | MISO_W_2_SPP_N | MISO_W | SPP_N | Internal | Winter | B19 | 700 | 3537 | 0 | 96.5 | 79.14 | 7 | 0
2035 | MISO_W_2_SPP_N | MISO_W | SPP_N | Internal | Winter | B20 | 935 | 3537 | 0 | 67.26 | 0.86 | 7 | 0
2035 | MISO_WUMS_2_MISO_MI | MISO_WUMS | MISO_MI | Internal | Shoulder | B11 | 25 | 787 | 787 | 97.93 | 112.64 | 0.01 | 14.7
2035 | MISO_WUMS_2_MISO_MI | MISO_WUMS | MISO_MI | Internal | Shoulder | B12 | 200 | 787 | 787 | 97.93 | 109.06 | 0.01 | 11.12
2035 | MISO_WUMS_2_MISO_MI | MISO_WUMS | MISO_MI | Internal | Shoulder | B13 | 600 | 787 | 786.99 | 97.93 | 98.01 | 0.01 | 0.06
2035 | MISO_WUMS_2_MISO_MI | MISO_WUMS | MISO_MI | Internal | Shoulder | B14 | 900 | 787 | 156.27 | 97.93 | 97.94 | 0.01 | 0
2035 | MISO_WUMS_2_MISO_MI | MISO_WUMS | MISO_MI | Internal | Shoulder | B15 | 1203 | 787 | 0.02 | 95.93 | 95.93 | 0.01 | 0
2035 | MISO_WUMS_2_MISO_MI | MISO_WUMS | MISO_MI | Internal | Summer | B1 | 10 | 787 | 787 | 103.81 | 179.21 | 0.01 | 75.39
2035 | MISO_WUMS_2_MISO_MI | MISO_WUMS | MISO_MI | Internal | Summer | B2 | 25 | 787 | 787 | 111.64 | 179.21 | 0.01 | 67.56
2035 | MISO_WUMS_2_MISO_MI | MISO_WUMS | MISO_MI | Internal | Summer | B3 | 75 | 787 | 765.49 | 171.21 | 171.23 | 0.01 | 0
2035 | MISO_WUMS_2_MISO_MI | MISO_WUMS | MISO_MI | Internal | Summer | B4 | 100 | 787 | 541.91 | 148.39 | 148.41 | 0.01 | 0
2035 | MISO_WUMS_2_MISO_MI | MISO_WUMS | MISO_MI | Internal | Summer | B5 | 200 | 787 | 787 | 111.64 | 129.6 | 0.01 | 17.95
2035 | MISO_WUMS_2_MISO_MI | MISO_WUMS | MISO_MI | Internal | Summer | B6 | 300 | 787 | 787 | 111.64 | 119.69 | 0.01 | 8.03
2035 | MISO_WUMS_2_MISO_MI | MISO_WUMS | MISO_MI | Internal | Summer | B7 | 400 | 787 | 787 | 111.64 | 112.21 | 0.01 | 0.56
2035 | MISO_WUMS_2_MISO_MI | MISO_WUMS | MISO_MI | Internal | Summer | B8 | 500 | 787 | 786.95 | 103.81 | 103.83 | 0.01 | 0.01
2035 | MISO_WUMS_2_MISO_MI | MISO_WUMS | MISO_MI | Internal | Summer | B9 | 800 | 787 | 787 | 96.36 | 96.84 | 0.01 | 0.47
2035 | MISO_WUMS_2_MISO_MI | MISO_WUMS | MISO_MI | Internal | Summer | B10 | 1262 | 787 | 787 | 96.36 | 96.56 | 0.01 | 0.18
2035 | MISO_WUMS_2_MISO_MI | MISO_WUMS | MISO_MI | Internal | Winter | B16 | 25 | 787 | 787 | 100.89 | 116.33 | 0.01 | 15.43
2035 | MISO_WUMS_2_MISO_MI | MISO_WUMS | MISO_MI | Internal | Winter | B17 | 100 | 787 | 787 | 100.89 | 115.41 | 0.01 | 14.51
2035 | MISO_WUMS_2_MISO_MI | MISO_WUMS | MISO_MI | Internal | Winter | B18 | 400 | 787 | 786.99 | 100.89 | 101.02 | 0.01 | 0.12
2035 | MISO_WUMS_2_MISO_MI | MISO_WUMS | MISO_MI | Internal | Winter | B19 | 700 | 787 | 605.37 | 100.89 | 100.9 | 0.01 | 0
2035 | MISO_WUMS_2_MISO_MI | MISO_WUMS | MISO_MI | Internal | Winter | B20 | 935 | 787 | 0.03 | 99.43 | 99.43 | 0.01 | 0
2035 | MISO_WUMS_2_MISO_W | MISO_WUMS | MISO_W | Internal | Shoulder | B11 | 25 | 1175 | 1175 | 97.93 | 112.64 | 0.01 | 14.7
2035 | MISO_WUMS_2_MISO_W | MISO_WUMS | MISO_W | Internal | Shoulder | B12 | 200 | 1175 | 1174.94 | 97.93 | 97.97 | 0.01 | 0.03
2035 | MISO_WUMS_2_MISO_W | MISO_WUMS | MISO_W | Internal | Shoulder | B13 | 600 | 1175 | 690.34 | 97.93 | 97.94 | 0.01 | 0
2035 | MISO_WUMS_2_MISO_W | MISO_WUMS | MISO_W | Internal | Shoulder | B14 | 900 | 1175 | 0 | 97.93 | 67.26 | 0.01 | 0
2035 | MISO_WUMS_2_MISO_W | MISO_WUMS | MISO_W | Internal | Shoulder | B15 | 1203 | 1175 | 0 | 95.93 | 31.38 | 0.01 | 0
2035 | MISO_WUMS_2_MISO_W | MISO_WUMS | MISO_W | Internal | Summer | B1 | 10 | 1175 | 1175 | 103.81 | 179.21 | 0.01 | 75.39
2035 | MISO_WUMS_2_MISO_W | MISO_WUMS | MISO_W | Internal | Summer | B2 | 25 | 1175 | 1175 | 111.64 | 179.21 | 0.01 | 67.56
2035 | MISO_WUMS_2_MISO_W | MISO_WUMS | MISO_W | Internal | Summer | B3 | 75 | 1175 | 1175 | 171.21 | 179.21 | 0.01 | 7.99
2035 | MISO_WUMS_2_MISO_W | MISO_WUMS | MISO_W | Internal | Summer | B4 | 100 | 1175 | 1175 | 148.39 | 156.41 | 0.01 | 8
2035 | MISO_WUMS_2_MISO_W | MISO_WUMS | MISO_W | Internal | Summer | B5 | 200 | 1175 | 1175 | 111.64 | 129.6 | 0.01 | 17.95
2035 | MISO_WUMS_2_MISO_W | MISO_WUMS | MISO_W | Internal | Summer | B6 | 300 | 1175 | 1175 | 111.64 | 119.69 | 0.01 | 8.03
2035 | MISO_WUMS_2_MISO_W | MISO_WUMS | MISO_W | Internal | Summer | B7 | 400 | 1175 | 1175 | 111.64 | 113.12 | 0.01 | 1.47
2035 | MISO_WUMS_2_MISO_W | MISO_WUMS | MISO_W | Internal | Summer | B8 | 500 | 1175 | 867.79 | 103.81 | 103.82 | 0.01 | 0
2035 | MISO_WUMS_2_MISO_W | MISO_WUMS | MISO_W | Internal | Summer | B9 | 800 | 1175 | 1175 | 96.36 | 96.54 | 0.01 | 0.17
2035 | MISO_WUMS_2_MISO_W | MISO_WUMS | MISO_W | Internal | Summer | B10 | 1262 | 1175 | 0 | 96.36 | 84.45 | 0.01 | 0
2035 | MISO_WUMS_2_MISO_W | MISO_WUMS | MISO_W | Internal | Winter | B16 | 25 | 1175 | 0 | 100.89 | 21.63 | 0.01 | 0
2035 | MISO_WUMS_2_MISO_W | MISO_WUMS | MISO_W | Internal | Winter | B17 | 100 | 1175 | 0 | 100.89 | 28.63 | 0.01 | 0
2035 | MISO_WUMS_2_MISO_W | MISO_WUMS | MISO_W | Internal | Winter | B18 | 400 | 1175 | 0 | 100.89 | 96.51 | 0.01 | 0
2035 | MISO_WUMS_2_MISO_W | MISO_WUMS | MISO_W | Internal | Winter | B19 | 700 | 1175 | 0 | 100.89 | 96.5 | 0.01 | 0
2035 | MISO_WUMS_2_MISO_W | MISO_WUMS | MISO_W | Internal | Winter | B20 | 935 | 1175 | 0 | 99.43 | 67.26 | 0.01 | 0
2035 | MISO_WUMS_2_PJM_ROR | MISO_WUMS | PJM_ROR | Internal | Shoulder | B11 | 25 | 1600 | 1600 | 97.93 | 114.64 | 2 | 14.71
2035 | MISO_WUMS_2_PJM_ROR | MISO_WUMS | PJM_ROR | Internal | Shoulder | B12 | 200 | 1600 | 1600 | 97.93 | 111.06 | 2 | 11.13
2035 | MISO_WUMS_2_PJM_ROR | MISO_WUMS | PJM_ROR | Internal | Shoulder | B13 | 600 | 1600 | 1599.99 | 97.93 | 100.01 | 2 | 0.07
2035 | MISO_WUMS_2_PJM_ROR | MISO_WUMS | PJM_ROR | Internal | Shoulder | B14 | 900 | 1600 | 467.03 | 97.93 | 99.93 | 2 | 0
2035 | MISO_WUMS_2_PJM_ROR | MISO_WUMS | PJM_ROR | Internal | Shoulder | B15 | 1203 | 1600 | 344.3 | 95.93 | 97.93 | 2 | 0
2035 | MISO_WUMS_2_PJM_ROR | MISO_WUMS | PJM_ROR | Internal | Summer | B1 | 10 | 1600 | 1600 | 103.81 | 181.21 | 2 | 75.4
2035 | MISO_WUMS_2_PJM_ROR | MISO_WUMS | PJM_ROR | Internal | Summer | B2 | 25 | 1600 | 1600 | 111.64 | 181.21 | 2 | 67.57
2035 | MISO_WUMS_2_PJM_ROR | MISO_WUMS | PJM_ROR | Internal | Summer | B3 | 75 | 1600 | 1600 | 171.21 | 181.21 | 2 | 8
2035 | MISO_WUMS_2_PJM_ROR | MISO_WUMS | PJM_ROR | Internal | Summer | B4 | 100 | 1600 | 1600 | 148.39 | 158.41 | 2 | 8.01
2035 | MISO_WUMS_2_PJM_ROR | MISO_WUMS | PJM_ROR | Internal | Summer | B5 | 200 | 1600 | 1600 | 111.64 | 131.6 | 2 | 17.96
2035 | MISO_WUMS_2_PJM_ROR | MISO_WUMS | PJM_ROR | Internal | Summer | B6 | 300 | 1600 | 1600 | 111.64 | 121.69 | 2 | 8.05
2035 | MISO_WUMS_2_PJM_ROR | MISO_WUMS | PJM_ROR | Internal | Summer | B7 | 400 | 1600 | 1600 | 111.64 | 115.12 | 2 | 1.48
2035 | MISO_WUMS_2_PJM_ROR | MISO_WUMS | PJM_ROR | Internal | Summer | B8 | 500 | 1600 | 1599.98 | 103.81 | 105.83 | 2 | 0.02
2035 | MISO_WUMS_2_PJM_ROR | MISO_WUMS | PJM_ROR | Internal | Summer | B9 | 800 | 1600 | 1600 | 96.36 | 98.54 | 2 | 0.18
2035 | MISO_WUMS_2_PJM_ROR | MISO_WUMS | PJM_ROR | Internal | Summer | B10 | 1262 | 1600 | 0 | 96.36 | 96.3 | 2 | 0
2035 | MISO_WUMS_2_PJM_ROR | MISO_WUMS | PJM_ROR | Internal | Winter | B16 | 25 | 1600 | 1600 | 100.89 | 118.46 | 2 | 15.57
2035 | MISO_WUMS_2_PJM_ROR | MISO_WUMS | PJM_ROR | Internal | Winter | B17 | 100 | 1600 | 1600 | 100.89 | 117.41 | 2 | 14.52
2035 | MISO_WUMS_2_PJM_ROR | MISO_WUMS | PJM_ROR | Internal | Winter | B18 | 400 | 1600 | 1600 | 100.89 | 104.78 | 2 | 1.89
2035 | MISO_WUMS_2_PJM_ROR | MISO_WUMS | PJM_ROR | Internal | Winter | B19 | 700 | 1600 | 1600 | 100.89 | 103.04 | 2 | 0.16
2035 | MISO_WUMS_2_PJM_ROR | MISO_WUMS | PJM_ROR | Internal | Winter | B20 | 935 | 1600 | 673.49 | 99.43 | 101.43 | 2 | 0
2035 | NE_2_MAPP_US | NE | MAPP_US | Internal | Shoulder | B11 | 25 | 1600 | 0 | 107.64 | 105.64 | 5 | 0
2035 | NE_2_MAPP_US | NE | MAPP_US | Internal | Shoulder | B12 | 200 | 1600 | 0 | 90.63 | 90.97 | 5 | 0
2035 | NE_2_MAPP_US | NE | MAPP_US | Internal | Shoulder | B13 | 600 | 1600 | 160.7 | 85.94 | 90.94 | 5 | 0
2035 | NE_2_MAPP_US | NE | MAPP_US | Internal | Shoulder | B14 | 900 | 1600 | 1600 | 0.86 | 60.26 | 5 | 54.41
2035 | NE_2_MAPP_US | NE | MAPP_US | Internal | Shoulder | B15 | 1203 | 1600 | 1600 | 0.86 | 24.38 | 5 | 18.52
2035 | NE_2_MAPP_US | NE | MAPP_US | Internal | Summer | B1 | 10 | 1600 | 0 | 174.21 | 172.21 | 5 | 0
2035 | NE_2_MAPP_US | NE | MAPP_US | Internal | Summer | B2 | 25 | 1600 | 106.7 | 167.21 | 172.21 | 5 | 0
2035 | NE_2_MAPP_US | NE | MAPP_US | Internal | Summer | B3 | 75 | 1600 | 0 | 174.21 | 172.21 | 5 | 0
2035 | NE_2_MAPP_US | NE | MAPP_US | Internal | Summer | B4 | 100 | 1600 | 0 | 151.41 | 149.41 | 5 | 0
2035 | NE_2_MAPP_US | NE | MAPP_US | Internal | Summer | B5 | 200 | 1600 | 0 | 124.6 | 122.6 | 5 | 0
2035 | NE_2_MAPP_US | NE | MAPP_US | Internal | Summer | B6 | 300 | 1600 | 0 | 114.69 | 112.69 | 5 | 0
2035 | NE_2_MAPP_US | NE | MAPP_US | Internal | Summer | B7 | 400 | 1600 | 0 | 108.12 | 106.12 | 5 | 0
2035 | NE_2_MAPP_US | NE | MAPP_US | Internal | Summer | B8 | 500 | 1600 | 0 | 98.82 | 96.82 | 5 | 0
2035 | NE_2_MAPP_US | NE | MAPP_US | Internal | Summer | B9 | 800 | 1600 | 0 | 91.54 | 89.54 | 5 | 0
2035 | NE_2_MAPP_US | NE | MAPP_US | Internal | Summer | B10 | 1262 | 1600 | 0 | 79.44 | 77.45 | 5 | 0
2035 | NE_2_MAPP_US | NE | MAPP_US | Internal | Winter | B16 | 25 | 1600 | 1600 | 0.86 | 21.63 | 5 | 15.77
2035 | NE_2_MAPP_US | NE | MAPP_US | Internal | Winter | B17 | 100 | 1600 | 1600 | 0.86 | 21.63 | 5 | 15.77
2035 | NE_2_MAPP_US | NE | MAPP_US | Internal | Winter | B18 | 400 | 1600 | 1544.55 | 84.5 | 89.5 | 5 | 0
2035 | NE_2_MAPP_US | NE | MAPP_US | Internal | Winter | B19 | 700 | 1600 | 1600 | 79.13 | 89.5 | 5 | 5.37
2035 | NE_2_MAPP_US | NE | MAPP_US | Internal | Winter | B20 | 935 | 1600 | 1600 | 0.86 | 60.26 | 5 | 54.41
2035 | NE_2_MISO_W | NE | MISO_W | Internal | Shoulder | B11 | 25 | 4089 | 3014.71 | 107.64 | 112.64 | 5 | 0
2035 | NE_2_MISO_W | NE | MISO_W | Internal | Shoulder | B12 | 200 | 4089 | 4089 | 90.63 | 97.97 | 5 | 2.34
2035 | NE_2_MISO_W | NE | MISO_W | Internal | Shoulder | B13 | 600 | 4089 | 4089 | 85.94 | 97.94 | 5 | 7
2035 | NE_2_MISO_W | NE | MISO_W | Internal | Shoulder | B14 | 900 | 4089 | 4089 | 0.86 | 67.26 | 5 | 61.41
2035 | NE_2_MISO_W | NE | MISO_W | Internal | Shoulder | B15 | 1203 | 4089 | 4089 | 0.86 | 31.38 | 5 | 25.52
2035 | NE_2_MISO_W | NE | MISO_W | Internal | Summer | B1 | 10 | 4089 | 1537.63 | 174.21 | 179.21 | 5 | 0
2035 | NE_2_MISO_W | NE | MISO_W | Internal | Summer | B2 | 25 | 4089 | 4089 | 167.21 | 179.21 | 5 | 7
2035 | NE_2_MISO_W | NE | MISO_W | Internal | Summer | B3 | 75 | 4089 | 2266.35 | 174.21 | 179.21 | 5 | 0
2035 | NE_2_MISO_W | NE | MISO_W | Internal | Summer | B4 | 100 | 4089 | 1432.01 | 151.41 | 156.41 | 5 | 0
2035 | NE_2_MISO_W | NE | MISO_W | Internal | Summer | B5 | 200 | 4089 | 1952.82 | 124.6 | 129.6 | 5 | 0
2035 | NE_2_MISO_W | NE | MISO_W | Internal | Summer | B6 | 300 | 4089 | 1301.29 | 114.69 | 119.69 | 5 | 0
2035 | NE_2_MISO_W | NE | MISO_W | Internal | Summer | B7 | 400 | 4089 | 537.6 | 108.12 | 113.12 | 5 | 0
2035 | NE_2_MISO_W | NE | MISO_W | Internal | Summer | B8 | 500 | 4089 | 2636.74 | 98.82 | 103.82 | 5 | 0
2035 | NE_2_MISO_W | NE | MISO_W | Internal | Summer | B9 | 800 | 4089 | 1854.89 | 91.54 | 96.54 | 5 | 0
2035 | NE_2_MISO_W | NE | MISO_W | Internal | Summer | B10 | 1262 | 4089 | 4088.98 | 79.44 | 84.45 | 5 | 0.01
2035 | NE_2_MISO_W | NE | MISO_W | Internal | Winter | B16 | 25 | 4089 | 4089 | 0.86 | 21.63 | 5 | 15.77
2035 | NE_2_MISO_W | NE | MISO_W | Internal | Winter | B17 | 100 | 4089 | 4089 | 0.86 | 28.63 | 5 | 22.77
2035 | NE_2_MISO_W | NE | MISO_W | Internal | Winter | B18 | 400 | 4089 | 4089 | 84.5 | 96.51 | 5 | 7.01
2035 | NE_2_MISO_W | NE | MISO_W | Internal | Winter | B19 | 700 | 4089 | 4089 | 79.13 | 96.5 | 5 | 12.37
2035 | NE_2_MISO_W | NE | MISO_W | Internal | Winter | B20 | 935 | 4089 | 4089 | 0.86 | 67.26 | 5 | 61.41
2035 | NE_2_SPP_N | NE | SPP_N | Internal | Shoulder | B11 | 25 | 1960 | 0.46 | 107.64 | 107.63 | 0.01 | 0
2035 | NE_2_SPP_N | NE | SPP_N | Internal | Shoulder | B12 | 200 | 1960 | 1020.61 | 90.63 | 90.64 | 0.01 | 0
2035 | NE_2_SPP_N | NE | SPP_N | Internal | Shoulder | B13 | 600 | 1960 | 1960 | 85.94 | 88.73 | 0.01 | 2.78
2035 | NE_2_SPP_N | NE | SPP_N | Internal | Shoulder | B14 | 900 | 1960 | 0.03 | 0.86 | 0.86 | 0.01 | 0
2035 | NE_2_SPP_N | NE | SPP_N | Internal | Shoulder | B15 | 1203 | 1960 | 0.02 | 0.86 | 0.86 | 0.01 | 0
2035 | NE_2_SPP_N | NE | SPP_N | Internal | Summer | B1 | 10 | 1960 | 0 | 174.21 | 0.86 | 0.01 | 0
2035 | NE_2_SPP_N | NE | SPP_N | Internal | Summer | B2 | 25 | 1960 | 0.01 | 167.21 | 166.2 | 0.01 | 0
2035 | NE_2_SPP_N | NE | SPP_N | Internal | Summer | B3 | 75 | 1960 | 0.3 | 174.21 | 174.21 | 0.01 | 0
2035 | NE_2_SPP_N | NE | SPP_N | Internal | Summer | B4 | 100 | 1960 | 0.13 | 151.41 | 151.39 | 0.01 | 0
2035 | NE_2_SPP_N | NE | SPP_N | Internal | Summer | B5 | 200 | 1960 | 0 | 124.6 | 122.7 | 0.01 | 0
2035 | NE_2_SPP_N | NE | SPP_N | Internal | Summer | B6 | 300 | 1960 | 0.09 | 114.69 | 114.69 | 0.01 | 0
2035 | NE_2_SPP_N | NE | SPP_N | Internal | Summer | B7 | 400 | 1960 | 1960 | 108.12 | 109.77 | 0.01 | 1.63
2035 | NE_2_SPP_N | NE | SPP_N | Internal | Summer | B8 | 500 | 1960 | 1178.82 | 98.82 | 98.83 | 0.01 | 0
2035 | NE_2_SPP_N | NE | SPP_N | Internal | Summer | B9 | 800 | 1960 | 1960 | 91.54 | 94.02 | 0.01 | 2.46
2035 | NE_2_SPP_N | NE | SPP_N | Internal | Summer | B10 | 1262 | 1960 | 1332.46 | 79.44 | 79.45 | 0.01 | 0
2035 | NE_2_SPP_N | NE | SPP_N | Internal | Winter | B16 | 25 | 1960 | 1215.85 | 0.86 | 0.87 | 0.01 | 0
2035 | NE_2_SPP_N | NE | SPP_N | Internal | Winter | B17 | 100 | 1960 | 1013.45 | 0.86 | 0.87 | 0.01 | 0
2035 | NE_2_SPP_N | NE | SPP_N | Internal | Winter | B18 | 400 | 1960 | 1960 | 84.5 | 91.51 | 0.01 | 7
2035 | NE_2_SPP_N | NE | SPP_N | Internal | Winter | B19 | 700 | 1960 | 1040.64 | 79.13 | 79.14 | 0.01 | 0
2035 | NE_2_SPP_N | NE | SPP_N | Internal | Winter | B20 | 935 | 1960 | 0.03 | 0.86 | 0.86 | 0.01 | 0
2035 | NEISO_2_NYISO_A-F | NEISO | NYISO_A-F | Internal | Shoulder | B11 | 25 | 600 | 369.06 | 79.26 | 82.26 | 3 | 0
2035 | NEISO_2_NYISO_A-F | NEISO | NYISO_A-F | Internal | Shoulder | B12 | 200 | 600 | 509.79 | 79.26 | 82.26 | 3 | 0
2035 | NEISO_2_NYISO_A-F | NEISO | NYISO_A-F | Internal | Shoulder | B13 | 600 | 600 | 562.3 | 79.26 | 82.26 | 3 | 0
2035 | NEISO_2_NYISO_A-F | NEISO | NYISO_A-F | Internal | Shoulder | B14 | 900 | 600 | 575.08 | 79.26 | 82.26 | 3 | 0
2035 | NEISO_2_NYISO_A-F | NEISO | NYISO_A-F | Internal | Shoulder | B15 | 1203 | 600 | 580.91 | 79.26 | 82.26 | 3 | 0
2035 | NEISO_2_NYISO_A-F | NEISO | NYISO_A-F | Internal | Summer | B1 | 10 | 600 | 0 | 121.74 | 93.73 | 3 | 0
2035 | NEISO_2_NYISO_A-F | NEISO | NYISO_A-F | Internal | Summer | B2 | 25 | 600 | 0 | 153.11 | 116.95 | 3 | 0
2035 | NEISO_2_NYISO_A-F | NEISO | NYISO_A-F | Internal | Summer | B3 | 75 | 600 | 0 | 119.95 | 116.95 | 3 | 0
2035 | NEISO_2_NYISO_A-F | NEISO | NYISO_A-F | Internal | Summer | B4 | 100 | 600 | 600 | 103.61 | 109.76 | 3 | 3.15
2035 | NEISO_2_NYISO_A-F | NEISO | NYISO_A-F | Internal | Summer | B5 | 200 | 600 | 400.75 | 103.61 | 106.61 | 3 | 0
2035 | NEISO_2_NYISO_A-F | NEISO | NYISO_A-F | Internal | Summer | B6 | 300 | 600 | 133.17 | 103.61 | 106.61 | 3 | 0
2035 | NEISO_2_NYISO_A-F | NEISO | NYISO_A-F | Internal | Summer | B7 | 400 | 600 | 268.59 | 103.61 | 106.61 | 3 | 0
2035 | NEISO_2_NYISO_A-F | NEISO | NYISO_A-F | Internal | Summer | B8 | 500 | 600 | 0 | 97.23 | 94.23 | 3 | 0
2035 | NEISO_2_NYISO_A-F | NEISO | NYISO_A-F | Internal | Summer | B9 | 800 | 600 | 0.02 | 89.53 | 92.5 | 3 | 0
2035 | NEISO_2_NYISO_A-F | NEISO | NYISO_A-F | Internal | Summer | B10 | 1262 | 600 | 0.01 | 89.53 | 92.5 | 3 | 0
2035 | NEISO_2_NYISO_A-F | NEISO | NYISO_A-F | Internal | Winter | B16 | 25 | 600 | 298.18 | 79.26 | 82.26 | 3 | 0
2035 | NEISO_2_NYISO_A-F | NEISO | NYISO_A-F | Internal | Winter | B17 | 100 | 600 | 290.8 | 79.26 | 82.26 | 3 | 0
2035 | NEISO_2_NYISO_A-F | NEISO | NYISO_A-F | Internal | Winter | B18 | 400 | 600 | 379.79 | 79.26 | 82.26 | 3 | 0
2035 | NEISO_2_NYISO_A-F | NEISO | NYISO_A-F | Internal | Winter | B19 | 700 | 600 | 442.61 | 79.26 | 82.26 | 3 | 0
2035 | NEISO_2_NYISO_A-F | NEISO | NYISO_A-F | Internal | Winter | B20 | 935 | 600 | 481.14 | 79.26 | 82.26 | 3 | 0
2035 | NEISO_2_NYISO_G-I | NEISO | NYISO_G-I | Internal | Shoulder | B11 | 25 | 600 | 600 | 79.26 | 109.09 | 3 | 26.82
2035 | NEISO_2_NYISO_G-I | NEISO | NYISO_G-I | Internal | Shoulder | B12 | 200 | 600 | 600 | 79.26 | 108 | 3 | 25.73
2035 | NEISO_2_NYISO_G-I | NEISO | NYISO_G-I | Internal | Shoulder | B13 | 600 | 600 | 600 | 79.26 | 108 | 3 | 25.73
2035 | NEISO_2_NYISO_G-I | NEISO | NYISO_G-I | Internal | Shoulder | B14 | 900 | 600 | 600 | 79.26 | 106.79 | 3 | 24.53
2035 | NEISO_2_NYISO_G-I | NEISO | NYISO_G-I | Internal | Shoulder | B15 | 1203 | 600 | 600 | 79.26 | 89.96 | 3 | 7.69
2035 | NEISO_2_NYISO_G-I | NEISO | NYISO_G-I | Internal | Summer | B1 | 10 | 600 | 600 | 121.74 | 173.24 | 3 | 48.49
2035 | NEISO_2_NYISO_G-I | NEISO | NYISO_G-I | Internal | Summer | B2 | 25 | 600 | 600 | 153.11 | 173.24 | 3 | 17.12
2035 | NEISO_2_NYISO_G-I | NEISO | NYISO_G-I | Internal | Summer | B3 | 75 | 600 | 600 | 119.95 | 149.07 | 3 | 26.12
2035 | NEISO_2_NYISO_G-I | NEISO | NYISO_G-I | Internal | Summer | B4 | 100 | 600 | 600 | 103.61 | 149.07 | 3 | 42.46
2035 | NEISO_2_NYISO_G-I | NEISO | NYISO_G-I | Internal | Summer | B5 | 200 | 600 | 600 | 103.61 | 123.63 | 3 | 17.02
2035 | NEISO_2_NYISO_G-I | NEISO | NYISO_G-I | Internal | Summer | B6 | 300 | 600 | 600 | 103.61 | 113.71 | 3 | 7.11
2035 | NEISO_2_NYISO_G-I | NEISO | NYISO_G-I | Internal | Summer | B7 | 400 | 600 | 600 | 103.61 | 107.15 | 3 | 0.54
2035 | NEISO_2_NYISO_G-I | NEISO | NYISO_G-I | Internal | Summer | B8 | 500 | 600 | 600 | 97.23 | 104.22 | 3 | 3.99
2035 | NEISO_2_NYISO_G-I | NEISO | NYISO_G-I | Internal | Summer | B9 | 800 | 600 | 600 | 89.53 | 104.22 | 3 | 11.7
2035 | NEISO_2_NYISO_G-I | NEISO | NYISO_G-I | Internal | Summer | B10 | 1262 | 600 | 0.02 | 89.53 | 92.52 | 3 | 0
2035 | NEISO_2_NYISO_G-I | NEISO | NYISO_G-I | Internal | Winter | B16 | 25 | 600 | 600 | 79.26 | 118.05 | 3 | 35.79
2035 | NEISO_2_NYISO_G-I | NEISO | NYISO_G-I | Internal | Winter | B17 | 100 | 600 | 600 | 79.26 | 118.05 | 3 | 35.79
2035 | NEISO_2_NYISO_G-I | NEISO | NYISO_G-I | Internal | Winter | B18 | 400 | 600 | 600 | 79.26 | 118.05 | 3 | 35.79
2035 | NEISO_2_NYISO_G-I | NEISO | NYISO_G-I | Internal | Winter | B19 | 700 | 600 | 600 | 79.26 | 114.35 | 3 | 32.09
2035 | NEISO_2_NYISO_G-I | NEISO | NYISO_G-I | Internal | Winter | B20 | 935 | 600 | 600 | 79.26 | 93.46 | 3 | 11.19
2035 | NEISO_2_NYISO_J-K | NEISO | NYISO_J-K | Internal | Shoulder | B11 | 25 | 745 | 745 | 79.26 | 109.1 | 3 | 26.83
2035 | NEISO_2_NYISO_J-K | NEISO | NYISO_J-K | Internal | Shoulder | B12 | 200 | 745 | 745 | 79.26 | 108.01 | 3 | 25.75
2035 | NEISO_2_NYISO_J-K | NEISO | NYISO_J-K | Internal | Shoulder | B13 | 600 | 745 | 745 | 79.26 | 108.01 | 3 | 25.75
2035 | NEISO_2_NYISO_J-K | NEISO | NYISO_J-K | Internal | Shoulder | B14 | 900 | 745 | 745 | 79.26 | 106.8 | 3 | 24.54
2035 | NEISO_2_NYISO_J-K | NEISO | NYISO_J-K | Internal | Shoulder | B15 | 1203 | 745 | 745 | 79.26 | 89.97 | 3 | 7.71
2035 | NEISO_2_NYISO_J-K | NEISO | NYISO_J-K | Internal | Summer | B1 | 10 | 745 | 745 | 121.74 | 173.25 | 3 | 48.51
2035 | NEISO_2_NYISO_J-K | NEISO | NYISO_J-K | Internal | Summer | B2 | 25 | 745 | 745 | 153.11 | 173.25 | 3 | 17.14
2035 | NEISO_2_NYISO_J-K | NEISO | NYISO_J-K | Internal | Summer | B3 | 75 | 745 | 745 | 119.95 | 149.08 | 3 | 26.13
2035 | NEISO_2_NYISO_J-K | NEISO | NYISO_J-K | Internal | Summer | B4 | 100 | 745 | 745 | 103.61 | 149.08 | 3 | 42.47
2035 | NEISO_2_NYISO_J-K | NEISO | NYISO_J-K | Internal | Summer | B5 | 200 | 745 | 745 | 103.61 | 148.84 | 3 | 42.23
2035 | NEISO_2_NYISO_J-K | NEISO | NYISO_J-K | Internal | Summer | B6 | 300 | 745 | 745 | 103.61 | 113.73 | 3 | 7.12
2035 | NEISO_2_NYISO_J-K | NEISO | NYISO_J-K | Internal | Summer | B7 | 400 | 745 | 745 | 103.61 | 107.16 | 3 | 0.55
2035 | NEISO_2_NYISO_J-K | NEISO | NYISO_J-K | Internal | Summer | B8 | 500 | 745 | 745 | 97.23 | 104.24 | 3 | 4
2035 | NEISO_2_NYISO_J-K | NEISO | NYISO_J-K | Internal | Summer | B9 | 800 | 745 | 745 | 89.53 | 104.24 | 3 | 11.71
2035 | NEISO_2_NYISO_J-K | NEISO | NYISO_J-K | Internal | Summer | B10 | 1262 | 745 | 703.05 | 89.53 | 92.53 | 3 | 0
2035 | NEISO_2_NYISO_J-K | NEISO | NYISO_J-K | Internal | Winter | B16 | 25 | 745 | 745 | 79.26 | 121.11 | 3 | 38.84
2035 | NEISO_2_NYISO_J-K | NEISO | NYISO_J-K | Internal | Winter | B17 | 100 | 745 | 745 | 79.26 | 121.11 | 3 | 38.84
2035 | NEISO_2_NYISO_J-K | NEISO | NYISO_J-K | Internal | Winter | B18 | 400 | 745 | 745 | 79.26 | 121.11 | 3 | 38.84
2035 | NEISO_2_NYISO_J-K | NEISO | NYISO_J-K | Internal | Winter | B19 | 700 | 745 | 745 | 79.26 | 117.56 | 3 | 35.3
2035 | NEISO_2_NYISO_J-K | NEISO | NYISO_J-K | Internal | Winter | B20 | 935 | 745 | 745 | 79.26 | 93.47 | 3 | 11.21
2035 | NonRTO_Midwest_2_MISO_IN | NonRTO_Midwest | MISO_IN | Internal | Shoulder | B11 | 25 | 4450 | 0 | 105.99 | 97.99 | 8 | 0
2035 | NonRTO_Midwest_2_MISO_IN | NonRTO_Midwest | MISO_IN | Internal | Shoulder | B12 | 200 | 4450 | 0 | 105.99 | 97.99 | 8 | 0
2035 | NonRTO_Midwest_2_MISO_IN | NonRTO_Midwest | MISO_IN | Internal | Shoulder | B13 | 600 | 4450 | 0 | 105.99 | 97.99 | 8 | 0
2035 | NonRTO_Midwest_2_MISO_IN | NonRTO_Midwest | MISO_IN | Internal | Shoulder | B14 | 900 | 4450 | 0 | 105 | 97.93 | 8 | 0
2035 | NonRTO_Midwest_2_MISO_IN | NonRTO_Midwest | MISO_IN | Internal | Shoulder | B15 | 1203 | 4450 | 0 | 101.68 | 93.68 | 8 | 0
2035 | NonRTO_Midwest_2_MISO_IN | NonRTO_Midwest | MISO_IN | Internal | Summer | B1 | 10 | 4450 | 0 | 174.34 | 102.5 | 8 | 0
2035 | NonRTO_Midwest_2_MISO_IN | NonRTO_Midwest | MISO_IN | Internal | Summer | B2 | 25 | 4450 | 0 | 187.19 | 179.19 | 8 | 0
2035 | NonRTO_Midwest_2_MISO_IN | NonRTO_Midwest | MISO_IN | Internal | Summer | B3 | 75 | 4450 | 0 | 179.21 | 171.21 | 8 | 0
2035 | NonRTO_Midwest_2_MISO_IN | NonRTO_Midwest | MISO_IN | Internal | Summer | B4 | 100 | 4450 | 0 | 156.39 | 148.39 | 8 | 0
2035 | NonRTO_Midwest_2_MISO_IN | NonRTO_Midwest | MISO_IN | Internal | Summer | B5 | 200 | 4450 | 0 | 135.69 | 127.69 | 8 | 0
2035 | NonRTO_Midwest_2_MISO_IN | NonRTO_Midwest | MISO_IN | Internal | Summer | B6 | 300 | 4450 | 0 | 113.6 | 105.6 | 8 | 0
2035 | NonRTO_Midwest_2_MISO_IN | NonRTO_Midwest | MISO_IN | Internal | Summer | B7 | 400 | 4450 | 0 | 104.54 | 96.54 | 8 | 0
2035 | NonRTO_Midwest_2_MISO_IN | NonRTO_Midwest | MISO_IN | Internal | Summer | B8 | 500 | 4450 | 0 | 104.54 | 96.54 | 8 | 0
2035 | NonRTO_Midwest_2_MISO_IN | NonRTO_Midwest | MISO_IN | Internal | Summer | B9 | 800 | 4450 | 0 | 100.17 | 96.54 | 8 | 0
2035 | NonRTO_Midwest_2_MISO_IN | NonRTO_Midwest | MISO_IN | Internal | Summer | B10 | 1262 | 4450 | 0 | 100.17 | 96.54 | 8 | 0
2035 | NonRTO_Midwest_2_MISO_IN | NonRTO_Midwest | MISO_IN | Internal | Winter | B16 | 25 | 4450 | 0 | 109.01 | 101.01 | 8 | 0
2035 | NonRTO_Midwest_2_MISO_IN | NonRTO_Midwest | MISO_IN | Internal | Winter | B17 | 100 | 4450 | 0 | 109.01 | 101.01 | 8 | 0
2035 | NonRTO_Midwest_2_MISO_IN | NonRTO_Midwest | MISO_IN | Internal | Winter | B18 | 400 | 4450 | 0 | 109.01 | 101.01 | 8 | 0
2035 | NonRTO_Midwest_2_MISO_IN | NonRTO_Midwest | MISO_IN | Internal | Winter | B19 | 700 | 4450 | 0 | 108.89 | 100.89 | 8 | 0
2035 | NonRTO_Midwest_2_MISO_IN | NonRTO_Midwest | MISO_IN | Internal | Winter | B20 | 935 | 4450 | 0 | 105 | 97 | 8 | 0
2035 | NonRTO_Midwest_2_TVA_Transmission | NonRTO_Midwest | TVA_Transmission | Internal | Shoulder | B11 | 25 | 2400 | 2400 | 105.99 | 117.96 | 8 | 3.96
2035 | NonRTO_Midwest_2_TVA_Transmission | NonRTO_Midwest | TVA_Transmission | Internal | Shoulder | B12 | 200 | 2400 | 0 | 105.99 | 103.64 | 8 | 0
2035 | NonRTO_Midwest_2_TVA_Transmission | NonRTO_Midwest | TVA_Transmission | Internal | Shoulder | B13 | 600 | 2400 | 0 | 105.99 | 101.73 | 8 | 0
2035 | NonRTO_Midwest_2_TVA_Transmission | NonRTO_Midwest | TVA_Transmission | Internal | Shoulder | B14 | 900 | 2400 | 0 | 105 | 101.73 | 8 | 0
2035 | NonRTO_Midwest_2_TVA_Transmission | NonRTO_Midwest | TVA_Transmission | Internal | Shoulder | B15 | 1203 | 2400 | 0 | 101.68 | 101.73 | 8 | 0
2035 | NonRTO_Midwest_2_TVA_Transmission | NonRTO_Midwest | TVA_Transmission | Internal | Summer | B1 | 10 | 2400 | 2262.51 | 174.34 | 182.34 | 8 | 0
2035 | NonRTO_Midwest_2_TVA_Transmission | NonRTO_Midwest | TVA_Transmission | Internal | Summer | B2 | 25 | 2400 | 0 | 187.19 | 187.2 | 8 | 0
2035 | NonRTO_Midwest_2_TVA_Transmission | NonRTO_Midwest | TVA_Transmission | Internal | Summer | B3 | 75 | 2400 | 1059.1 | 179.21 | 187.21 | 8 | 0
2035 | NonRTO_Midwest_2_TVA_Transmission | NonRTO_Midwest | TVA_Transmission | Internal | Summer | B4 | 100 | 2400 | 440.48 | 156.39 | 164.39 | 8 | 0
2035 | NonRTO_Midwest_2_TVA_Transmission | NonRTO_Midwest | TVA_Transmission | Internal | Summer | B5 | 200 | 2400 | 0 | 135.69 | 135.7 | 8 | 0
2035 | NonRTO_Midwest_2_TVA_Transmission | NonRTO_Midwest | TVA_Transmission | Internal | Summer | B6 | 300 | 2400 | 123.19 | 113.6 | 121.6 | 8 | 0
2035 | NonRTO_Midwest_2_TVA_Transmission | NonRTO_Midwest | TVA_Transmission | Internal | Summer | B7 | 400 | 2400 | 54.64 | 104.54 | 112.54 | 8 | 0
2035 | NonRTO_Midwest_2_TVA_Transmission | NonRTO_Midwest | TVA_Transmission | Internal | Summer | B8 | 500 | 2400 | 0 | 104.54 | 104.92 | 8 | 0
2035 | NonRTO_Midwest_2_TVA_Transmission | NonRTO_Midwest | TVA_Transmission | Internal | Summer | B9 | 800 | 2400 | 0 | 100.17 | 101.73 | 8 | 0
2035 | NonRTO_Midwest_2_TVA_Transmission | NonRTO_Midwest | TVA_Transmission | Internal | Summer | B10 | 1262 | 2400 | 0 | 100.17 | 100.46 | 8 | 0
2035 | NonRTO_Midwest_2_TVA_Transmission | NonRTO_Midwest | TVA_Transmission | Internal | Winter | B16 | 25 | 2400 | 0 | 109.01 | 112.16 | 8 | 0
2035 | NonRTO_Midwest_2_TVA_Transmission | NonRTO_Midwest | TVA_Transmission | Internal | Winter | B17 | 100 | 2400 | 0 | 109.01 | 108.41 | 8 | 0
2035 | NonRTO_Midwest_2_TVA_Transmission | NonRTO_Midwest | TVA_Transmission | Internal | Winter | B18 | 400 | 2400 | 0 | 109.01 | 104.51 | 8 | 0
2035 | NonRTO_Midwest_2_TVA_Transmission | NonRTO_Midwest | TVA_Transmission | Internal | Winter | B19 | 700 | 2400 | 0 | 108.89 | 104.51 | 8 | 0
2035 | NonRTO_Midwest_2_TVA_Transmission | NonRTO_Midwest | TVA_Transmission | Internal | Winter | B20 | 935 | 2400 | 0 | 105 | 104.51 | 8 | 0
2035 | NYISO_A-F_2_IESO | NYISO_A-F | IESO | Internal | Shoulder | B11 | 25 | 1600 | 0 | 82.26 | 75.26 | 7 | 0
2035 | NYISO_A-F_2_IESO | NYISO_A-F | IESO | Internal | Shoulder | B12 | 200 | 1600 | 0 | 82.26 | 75.26 | 7 | 0
2035 | NYISO_A-F_2_IESO | NYISO_A-F | IESO | Internal | Shoulder | B13 | 600 | 1600 | 0 | 82.26 | 75.26 | 7 | 0
2035 | NYISO_A-F_2_IESO | NYISO_A-F | IESO | Internal | Shoulder | B14 | 900 | 1600 | 0 | 82.26 | 75.26 | 7 | 0
2035 | NYISO_A-F_2_IESO | NYISO_A-F | IESO | Internal | Shoulder | B15 | 1203 | 1600 | 0 | 82.26 | 75.26 | 7 | 0
2035 | NYISO_A-F_2_IESO | NYISO_A-F | IESO | Internal | Summer | B1 | 10 | 1600 | 105.19 | 93.73 | 100.73 | 7 | 0
2035 | NYISO_A-F_2_IESO | NYISO_A-F | IESO | Internal | Summer | B2 | 25 | 1600 | 0 | 116.95 | 109.95 | 7 | 0
2035 | NYISO_A-F_2_IESO | NYISO_A-F | IESO | Internal | Summer | B3 | 75 | 1600 | 0 | 116.95 | 109.95 | 7 | 0
2035 | NYISO_A-F_2_IESO | NYISO_A-F | IESO | Internal | Summer | B4 | 100 | 1600 | 0 | 109.76 | 89.87 | 7 | 0
2035 | NYISO_A-F_2_IESO | NYISO_A-F | IESO | Internal | Summer | B5 | 200 | 1600 | 0 | 106.61 | 73.77 | 7 | 0
2035 | NYISO_A-F_2_IESO | NYISO_A-F | IESO | Internal | Summer | B6 | 300 | 1600 | 0 | 106.61 | 73.77 | 7 | 0
2035 | NYISO_A-F_2_IESO | NYISO_A-F | IESO | Internal | Summer | B7 | 400 | 1600 | 0 | 106.61 | 73.77 | 7 | 0
2035 | NYISO_A-F_2_IESO | NYISO_A-F | IESO | Internal | Summer | B8 | 500 | 1600 | 0 | 94.23 | 73.77 | 7 | 0
2035 | NYISO_A-F_2_IESO | NYISO_A-F | IESO | Internal | Summer | B9 | 800 | 1600 | 0 | 92.5 | 73.77 | 7 | 0
2035 | NYISO_A-F_2_IESO | NYISO_A-F | IESO | Internal | Summer | B10 | 1262 | 1600 | 0 | 92.5 | 73.77 | 7 | 0
2035 | NYISO_A-F_2_IESO | NYISO_A-F | IESO | Internal | Winter | B16 | 25 | 1600 | 0 | 82.26 | 75.26 | 7 | 0
2035 | NYISO_A-F_2_IESO | NYISO_A-F | IESO | Internal | Winter | B17 | 100 | 1600 | 0 | 82.26 | 75.26 | 7 | 0
2035 | NYISO_A-F_2_IESO | NYISO_A-F | IESO | Internal | Winter | B18 | 400 | 1600 | 0 | 82.26 | 75.26 | 7 | 0
2035 | NYISO_A-F_2_IESO | NYISO_A-F | IESO | Internal | Winter | B19 | 700 | 1600 | 0 | 82.26 | 75.26 | 7 | 0
2035 | NYISO_A-F_2_IESO | NYISO_A-F | IESO | Internal | Winter | B20 | 935 | 1600 | 0 | 82.26 | 75.26 | 7 | 0
2035 | NYISO_A-F_2_NEISO | NYISO_A-F | NEISO | Internal | Shoulder | B11 | 25 | 600 | 0 | 82.26 | 79.26 | 3 | 0
2035 | NYISO_A-F_2_NEISO | NYISO_A-F | NEISO | Internal | Shoulder | B12 | 200 | 600 | 0 | 82.26 | 79.26 | 3 | 0
2035 | NYISO_A-F_2_NEISO | NYISO_A-F | NEISO | Internal | Shoulder | B13 | 600 | 600 | 0 | 82.26 | 79.26 | 3 | 0
2035 | NYISO_A-F_2_NEISO | NYISO_A-F | NEISO | Internal | Shoulder | B14 | 900 | 600 | 0 | 82.26 | 79.26 | 3 | 0
2035 | NYISO_A-F_2_NEISO | NYISO_A-F | NEISO | Internal | Shoulder | B15 | 1203 | 600 | 0 | 82.26 | 79.26 | 3 | 0
2035 | NYISO_A-F_2_NEISO | NYISO_A-F | NEISO | Internal | Summer | B1 | 10 | 600 | 600 | 93.73 | 121.74 | 3 | 25.02
2035 | NYISO_A-F_2_NEISO | NYISO_A-F | NEISO | Internal | Summer | B2 | 25 | 600 | 600 | 116.95 | 153.11 | 3 | 33.16
2035 | NYISO_A-F_2_NEISO | NYISO_A-F | NEISO | Internal | Summer | B3 | 75 | 600 | 176.65 | 116.95 | 119.95 | 3 | 0
2035 | NYISO_A-F_2_NEISO | NYISO_A-F | NEISO | Internal | Summer | B4 | 100 | 600 | 0 | 109.76 | 103.61 | 3 | 0
2035 | NYISO_A-F_2_NEISO | NYISO_A-F | NEISO | Internal | Summer | B5 | 200 | 600 | 0 | 106.61 | 103.61 | 3 | 0
2035 | NYISO_A-F_2_NEISO | NYISO_A-F | NEISO | Internal | Summer | B6 | 300 | 600 | 0 | 106.61 | 103.61 | 3 | 0
2035 | NYISO_A-F_2_NEISO | NYISO_A-F | NEISO | Internal | Summer | B7 | 400 | 600 | 0 | 106.61 | 103.61 | 3 | 0
2035 | NYISO_A-F_2_NEISO | NYISO_A-F | NEISO | Internal | Summer | B8 | 500 | 600 | 301.57 | 94.23 | 97.23 | 3 | 0
2035 | NYISO_A-F_2_NEISO | NYISO_A-F | NEISO | Internal | Summer | B9 | 800 | 600 | 0 | 92.5 | 89.53 | 3 | 0
2035 | NYISO_A-F_2_NEISO | NYISO_A-F | NEISO | Internal | Summer | B10 | 1262 | 600 | 0 | 92.5 | 89.53 | 3 | 0
2035 | NYISO_A-F_2_NEISO | NYISO_A-F | NEISO | Internal | Winter | B16 | 25 | 600 | 0 | 82.26 | 79.26 | 3 | 0
2035 | NYISO_A-F_2_NEISO | NYISO_A-F | NEISO | Internal | Winter | B17 | 100 | 600 | 0 | 82.26 | 79.26 | 3 | 0
2035 | NYISO_A-F_2_NEISO | NYISO_A-F | NEISO | Internal | Winter | B18 | 400 | 600 | 0 | 82.26 | 79.26 | 3 | 0
2035 | NYISO_A-F_2_NEISO | NYISO_A-F | NEISO | Internal | Winter | B19 | 700 | 600 | 0 | 82.26 | 79.26 | 3 | 0
2035 | NYISO_A-F_2_NEISO | NYISO_A-F | NEISO | Internal | Winter | B20 | 935 | 600 | 0 | 82.26 | 79.26 | 3 | 0
2035 | NYISO_A-F_2_NYISO_G-I | NYISO_A-F | NYISO_G-I | Internal | Shoulder | B11 | 25 | 5685 | 5685 | 82.26 | 109.09 | 0.01 | 26.81
2035 | NYISO_A-F_2_NYISO_G-I | NYISO_A-F | NYISO_G-I | Internal | Shoulder | B12 | 200 | 5685 | 5685 | 82.26 | 108 | 0.01 | 25.72
2035 | NYISO_A-F_2_NYISO_G-I | NYISO_A-F | NYISO_G-I | Internal | Shoulder | B13 | 600 | 5685 | 5685 | 82.26 | 108 | 0.01 | 25.72
2035 | NYISO_A-F_2_NYISO_G-I | NYISO_A-F | NYISO_G-I | Internal | Shoulder | B14 | 900 | 5685 | 5685 | 82.26 | 106.79 | 0.01 | 24.52
2035 | NYISO_A-F_2_NYISO_G-I | NYISO_A-F | NYISO_G-I | Internal | Shoulder | B15 | 1203 | 5685 | 5685 | 82.26 | 89.96 | 0.01 | 7.68
2035 | NYISO_A-F_2_NYISO_G-I | NYISO_A-F | NYISO_G-I | Internal | Summer | B1 | 10 | 5685 | 5685 | 93.73 | 173.24 | 0.01 | 79.5
2035 | NYISO_A-F_2_NYISO_G-I | NYISO_A-F | NYISO_G-I | Internal | Summer | B2 | 25 | 5685 | 5685 | 116.95 | 173.24 | 0.01 | 56.28
2035 | NYISO_A-F_2_NYISO_G-I | NYISO_A-F | NYISO_G-I | Internal | Summer | B3 | 75 | 5685 | 5685 | 116.95 | 149.07 | 0.01 | 32.11
2035 | NYISO_A-F_2_NYISO_G-I | NYISO_A-F | NYISO_G-I | Internal | Summer | B4 | 100 | 5685 | 5685 | 109.76 | 149.07 | 0.01 | 39.29
2035 | NYISO_A-F_2_NYISO_G-I | NYISO_A-F | NYISO_G-I | Internal | Summer | B5 | 200 | 5685 | 5685 | 106.61 | 123.63 | 0.01 | 17.01
2035 | NYISO_A-F_2_NYISO_G-I | NYISO_A-F | NYISO_G-I | Internal | Summer | B6 | 300 | 5685 | 5685 | 106.61 | 113.71 | 0.01 | 7.09
2035 | NYISO_A-F_2_NYISO_G-I | NYISO_A-F | NYISO_G-I | Internal | Summer | B7 | 400 | 5685 | 5685 | 106.61 | 107.15 | 0.01 | 0.53
2035 | NYISO_A-F_2_NYISO_G-I | NYISO_A-F | NYISO_G-I | Internal | Summer | B8 | 500 | 5685 | 5685 | 94.23 | 104.22 | 0.01 | 9.98
2035 | NYISO_A-F_2_NYISO_G-I | NYISO_A-F | NYISO_G-I | Internal | Summer | B9 | 800 | 5685 | 5685 | 92.5 | 104.22 | 0.01 | 11.71
2035 | NYISO_A-F_2_NYISO_G-I | NYISO_A-F | NYISO_G-I | Internal | Summer | B10 | 1262 | 5685 | 4961.13 | 92.5 | 92.52 | 0.01 | 0
2035 | NYISO_A-F_2_NYISO_G-I | NYISO_A-F | NYISO_G-I | Internal | Winter | B16 | 25 | 5685 | 5685 | 82.26 | 118.05 | 0.01 | 35.77
2035 | NYISO_A-F_2_NYISO_G-I | NYISO_A-F | NYISO_G-I | Internal | Winter | B17 | 100 | 5685 | 5685 | 82.26 | 118.05 | 0.01 | 35.77
2035 | NYISO_A-F_2_NYISO_G-I | NYISO_A-F | NYISO_G-I | Internal | Winter | B18 | 400 | 5685 | 5685 | 82.26 | 118.05 | 0.01 | 35.77
2035 | NYISO_A-F_2_NYISO_G-I | NYISO_A-F | NYISO_G-I | Internal | Winter | B19 | 700 | 5685 | 5685 | 82.26 | 114.35 | 0.01 | 32.08
2035 | NYISO_A-F_2_NYISO_G-I | NYISO_A-F | NYISO_G-I | Internal | Winter | B20 | 935 | 5685 | 5685 | 82.26 | 93.46 | 0.01 | 11.18
2035 | NYISO_A-F_2_PJM_ROM | NYISO_A-F | PJM_ROM | Internal | Shoulder | B11 | 25 | 1000 | 1000 | 82.26 | 114.65 | 8 | 24.39
2035 | NYISO_A-F_2_PJM_ROM | NYISO_A-F | PJM_ROM | Internal | Shoulder | B12 | 200 | 1000 | 1000 | 82.26 | 111.08 | 8 | 20.81
2035 | NYISO_A-F_2_PJM_ROM | NYISO_A-F | PJM_ROM | Internal | Shoulder | B13 | 600 | 1000 | 1000 | 82.26 | 110.86 | 8 | 20.59
2035 | NYISO_A-F_2_PJM_ROM | NYISO_A-F | PJM_ROM | Internal | Shoulder | B14 | 900 | 1000 | 1000 | 82.26 | 100.79 | 8 | 10.53
2035 | NYISO_A-F_2_PJM_ROM | NYISO_A-F | PJM_ROM | Internal | Shoulder | B15 | 1203 | 1000 | 1000 | 82.26 | 97.94 | 8 | 7.68
2035 | NYISO_A-F_2_PJM_ROM | NYISO_A-F | PJM_ROM | Internal | Summer | B1 | 10 | 1000 | 1000 | 93.73 | 181.23 | 8 | 79.5
2035 | NYISO_A-F_2_PJM_ROM | NYISO_A-F | PJM_ROM | Internal | Summer | B2 | 25 | 1000 | 1000 | 116.95 | 181.23 | 8 | 56.28
2035 | NYISO_A-F_2_PJM_ROM | NYISO_A-F | PJM_ROM | Internal | Summer | B3 | 75 | 1000 | 1000 | 116.95 | 181.2 | 8 | 56.25
2035 | NYISO_A-F_2_PJM_ROM | NYISO_A-F | PJM_ROM | Internal | Summer | B4 | 100 | 1000 | 1000 | 109.76 | 158.42 | 8 | 40.66
2035 | NYISO_A-F_2_PJM_ROM | NYISO_A-F | PJM_ROM | Internal | Summer | B5 | 200 | 1000 | 1000 | 106.61 | 131.62 | 8 | 17.01
2035 | NYISO_A-F_2_PJM_ROM | NYISO_A-F | PJM_ROM | Internal | Summer | B6 | 300 | 1000 | 1000 | 106.61 | 121.7 | 8 | 7.09
2035 | NYISO_A-F_2_PJM_ROM | NYISO_A-F | PJM_ROM | Internal | Summer | B7 | 400 | 1000 | 1000 | 106.61 | 115.14 | 8 | 0.53
2035 | NYISO_A-F_2_PJM_ROM | NYISO_A-F | PJM_ROM | Internal | Summer | B8 | 500 | 1000 | 1000 | 94.23 | 108.14 | 8 | 5.91
2035 | NYISO_A-F_2_PJM_ROM | NYISO_A-F | PJM_ROM | Internal | Summer | B9 | 800 | 1000 | 0 | 92.5 | 98.56 | 8 | 0
2035 | NYISO_A-F_2_PJM_ROM | NYISO_A-F | PJM_ROM | Internal | Summer | B10 | 1262 | 1000 | 0 | 92.5 | 96.31 | 8 | 0
2035 | NYISO_A-F_2_PJM_ROM | NYISO_A-F | PJM_ROM | Internal | Winter | B16 | 25 | 1000 | 1000 | 82.26 | 118.47 | 8 | 28.21
2035 | NYISO_A-F_2_PJM_ROM | NYISO_A-F | PJM_ROM | Internal | Winter | B17 | 100 | 1000 | 1000 | 82.26 | 117.42 | 8 | 27.16
2035 | NYISO_A-F_2_PJM_ROM | NYISO_A-F | PJM_ROM | Internal | Winter | B18 | 400 | 1000 | 1000 | 82.26 | 116.93 | 8 | 26.67
2035 | NYISO_A-F_2_PJM_ROM | NYISO_A-F | PJM_ROM | Internal | Winter | B19 | 700 | 1000 | 1000 | 82.26 | 108.34 | 8 | 18.08
2035 | NYISO_A-F_2_PJM_ROM | NYISO_A-F | PJM_ROM | Internal | Winter | B20 | 935 | 1000 | 1000 | 82.26 | 101.45 | 8 | 11.18
2035 | NYISO_G-I_2_NEISO | NYISO_G-I | NEISO | Internal | Shoulder | B11 | 25 | 600 | 0 | 109.09 | 79.26 | 3 | 0
2035 | NYISO_G-I_2_NEISO | NYISO_G-I | NEISO | Internal | Shoulder | B12 | 200 | 600 | 0 | 108 | 79.26 | 3 | 0
2035 | NYISO_G-I_2_NEISO | NYISO_G-I | NEISO | Internal | Shoulder | B13 | 600 | 600 | 0 | 108 | 79.26 | 3 | 0
2035 | NYISO_G-I_2_NEISO | NYISO_G-I | NEISO | Internal | Shoulder | B14 | 900 | 600 | 0 | 106.79 | 79.26 | 3 | 0
2035 | NYISO_G-I_2_NEISO | NYISO_G-I | NEISO | Internal | Shoulder | B15 | 1203 | 600 | 0 | 89.96 | 79.26 | 3 | 0
2035 | NYISO_G-I_2_NEISO | NYISO_G-I | NEISO | Internal | Summer | B1 | 10 | 600 | 0 | 173.24 | 121.74 | 3 | 0
2035 | NYISO_G-I_2_NEISO | NYISO_G-I | NEISO | Internal | Summer | B2 | 25 | 600 | 0 | 173.24 | 153.11 | 3 | 0
2035 | NYISO_G-I_2_NEISO | NYISO_G-I | NEISO | Internal | Summer | B3 | 75 | 600 | 0 | 149.07 | 119.95 | 3 | 0
2035 | NYISO_G-I_2_NEISO | NYISO_G-I | NEISO | Internal | Summer | B4 | 100 | 600 | 0 | 149.07 | 103.61 | 3 | 0
2035 | NYISO_G-I_2_NEISO | NYISO_G-I | NEISO | Internal | Summer | B5 | 200 | 600 | 0 | 123.63 | 103.61 | 3 | 0
2035 | NYISO_G-I_2_NEISO | NYISO_G-I | NEISO | Internal | Summer | B6 | 300 | 600 | 0 | 113.71 | 103.61 | 3 | 0
2035 | NYISO_G-I_2_NEISO | NYISO_G-I | NEISO | Internal | Summer | B7 | 400 | 600 | 0 | 107.15 | 103.61 | 3 | 0
2035 | NYISO_G-I_2_NEISO | NYISO_G-I | NEISO | Internal | Summer | B8 | 500 | 600 | 0 | 104.22 | 97.23 | 3 | 0
2035 | NYISO_G-I_2_NEISO | NYISO_G-I | NEISO | Internal | Summer | B9 | 800 | 600 | 0 | 104.22 | 89.53 | 3 | 0
2035 | NYISO_G-I_2_NEISO | NYISO_G-I | NEISO | Internal | Summer | B10 | 1262 | 600 | 0 | 92.52 | 89.53 | 3 | 0
2035 | NYISO_G-I_2_NEISO | NYISO_G-I | NEISO | Internal | Winter | B16 | 25 | 600 | 0 | 118.05 | 79.26 | 3 | 0
2035 | NYISO_G-I_2_NEISO | NYISO_G-I | NEISO | Internal | Winter | B17 | 100 | 600 | 0 | 118.05 | 79.26 | 3 | 0
2035 | NYISO_G-I_2_NEISO | NYISO_G-I | NEISO | Internal | Winter | B18 | 400 | 600 | 0 | 118.05 | 79.26 | 3 | 0
2035 | NYISO_G-I_2_NEISO | NYISO_G-I | NEISO | Internal | Winter | B19 | 700 | 600 | 0 | 114.35 | 79.26 | 3 | 0
2035 | NYISO_G-I_2_NEISO | NYISO_G-I | NEISO | Internal | Winter | B20 | 935 | 600 | 0 | 93.46 | 79.26 | 3 | 0
2035 | NYISO_G-I_2_NYISO_A-F | NYISO_G-I | NYISO_A-F | Internal | Shoulder | B11 | 25 | 3434 | 0 | 109.09 | 82.26 | 0.01 | 0
2035 | NYISO_G-I_2_NYISO_A-F | NYISO_G-I | NYISO_A-F | Internal | Shoulder | B12 | 200 | 3434 | 0 | 108 | 82.26 | 0.01 | 0
2035 | NYISO_G-I_2_NYISO_A-F | NYISO_G-I | NYISO_A-F | Internal | Shoulder | B13 | 600 | 3434 | 0 | 108 | 82.26 | 0.01 | 0
2035 | NYISO_G-I_2_NYISO_A-F | NYISO_G-I | NYISO_A-F | Internal | Shoulder | B14 | 900 | 3434 | 0 | 106.79 | 82.26 | 0.01 | 0
2035 | NYISO_G-I_2_NYISO_A-F | NYISO_G-I | NYISO_A-F | Internal | Shoulder | B15 | 1203 | 3434 | 0 | 89.96 | 82.26 | 0.01 | 0
2035 | NYISO_G-I_2_NYISO_A-F | NYISO_G-I | NYISO_A-F | Internal | Summer | B1 | 10 | 3434 | 0 | 173.24 | 93.73 | 0.01 | 0
2035 | NYISO_G-I_2_NYISO_A-F | NYISO_G-I | NYISO_A-F | Internal | Summer | B2 | 25 | 3434 | 0 | 173.24 | 116.95 | 0.01 | 0
2035 | NYISO_G-I_2_NYISO_A-F | NYISO_G-I | NYISO_A-F | Internal | Summer | B3 | 75 | 3434 | 0 | 149.07 | 116.95 | 0.01 | 0
2035 | NYISO_G-I_2_NYISO_A-F | NYISO_G-I | NYISO_A-F | Internal | Summer | B4 | 100 | 3434 | 0 | 149.07 | 109.76 | 0.01 | 0
2035 | NYISO_G-I_2_NYISO_A-F | NYISO_G-I | NYISO_A-F | Internal | Summer | B5 | 200 | 3434 | 0 | 123.63 | 106.61 | 0.01 | 0
2035 | NYISO_G-I_2_NYISO_A-F | NYISO_G-I | NYISO_A-F | Internal | Summer | B6 | 300 | 3434 | 0 | 113.71 | 106.61 | 0.01 | 0
2035 | NYISO_G-I_2_NYISO_A-F | NYISO_G-I | NYISO_A-F | Internal | Summer | B7 | 400 | 3434 | 0 | 107.15 | 106.61 | 0.01 | 0
2035 | NYISO_G-I_2_NYISO_A-F | NYISO_G-I | NYISO_A-F | Internal | Summer | B8 | 500 | 3434 | 0 | 104.22 | 94.23 | 0.01 | 0
2035 | NYISO_G-I_2_NYISO_A-F | NYISO_G-I | NYISO_A-F | Internal | Summer | B9 | 800 | 3434 | 0 | 104.22 | 92.5 | 0.01 | 0
2035 | NYISO_G-I_2_NYISO_A-F | NYISO_G-I | NYISO_A-F | Internal | Summer | B10 | 1262 | 3434 | 0.01 | 92.52 | 92.5 | 0.01 | 0
2035 | NYISO_G-I_2_NYISO_A-F | NYISO_G-I | NYISO_A-F | Internal | Winter | B16 | 25 | 3434 | 0 | 118.05 | 82.26 | 0.01 | 0
2035 | NYISO_G-I_2_NYISO_A-F | NYISO_G-I | NYISO_A-F | Internal | Winter | B17 | 100 | 3434 | 0 | 118.05 | 82.26 | 0.01 | 0
2035 | NYISO_G-I_2_NYISO_A-F | NYISO_G-I | NYISO_A-F | Internal | Winter | B18 | 400 | 3434 | 0 | 118.05 | 82.26 | 0.01 | 0
2035 | NYISO_G-I_2_NYISO_A-F | NYISO_G-I | NYISO_A-F | Internal | Winter | B19 | 700 | 3434 | 0 | 114.35 | 82.26 | 0.01 | 0
2035 | NYISO_G-I_2_NYISO_A-F | NYISO_G-I | NYISO_A-F | Internal | Winter | B20 | 935 | 3434 | 0 | 93.46 | 82.26 | 0.01 | 0
2035 | NYISO_G-I_2_NYISO_J-K | NYISO_G-I | NYISO_J-K | Internal | Shoulder | B11 | 25 | 6130 | 5402.57 | 109.09 | 109.1 | 0.01 | 0
2035 | NYISO_G-I_2_NYISO_J-K | NYISO_G-I | NYISO_J-K | Internal | Shoulder | B12 | 200 | 6130 | 5355.4 | 108 | 108.01 | 0.01 | 0
2035 | NYISO_G-I_2_NYISO_J-K | NYISO_G-I | NYISO_J-K | Internal | Shoulder | B13 | 600 | 6130 | 5471 | 108 | 108.01 | 0.01 | 0
2035 | NYISO_G-I_2_NYISO_J-K | NYISO_G-I | NYISO_J-K | Internal | Shoulder | B14 | 900 | 6130 | 5622.93 | 106.79 | 106.8 | 0.01 | 0
2035 | NYISO_G-I_2_NYISO_J-K | NYISO_G-I | NYISO_J-K | Internal | Shoulder | B15 | 1203 | 6130 | 5194.72 | 89.96 | 89.97 | 0.01 | 0
2035 | NYISO_G-I_2_NYISO_J-K | NYISO_G-I | NYISO_J-K | Internal | Summer | B1 | 10 | 6130 | 5231.13 | 173.24 | 173.25 | 0.01 | 0
2035 | NYISO_G-I_2_NYISO_J-K | NYISO_G-I | NYISO_J-K | Internal | Summer | B2 | 25 | 6130 | 4825.19 | 173.24 | 173.25 | 0.01 | 0
2035 | NYISO_G-I_2_NYISO_J-K | NYISO_G-I | NYISO_J-K | Internal | Summer | B3 | 75 | 6130 | 4308.83 | 149.07 | 149.08 | 0.01 | 0
2035 | NYISO_G-I_2_NYISO_J-K | NYISO_G-I | NYISO_J-K | Internal | Summer | B4 | 100 | 6130 | 4550.28 | 149.07 | 149.08 | 0.01 | 0
2035 | NYISO_G-I_2_NYISO_J-K | NYISO_G-I | NYISO_J-K | Internal | Summer | B5 | 200 | 6130 | 6130 | 123.63 | 148.84 | 0.01 | 25.2
2035 | NYISO_G-I_2_NYISO_J-K | NYISO_G-I | NYISO_J-K | Internal | Summer | B6 | 300 | 6130 | 5700.27 | 113.71 | 113.73 | 0.01 | 0
2035 | NYISO_G-I_2_NYISO_J-K | NYISO_G-I | NYISO_J-K | Internal | Summer | B7 | 400 | 6130 | 6122.49 | 107.15 | 107.16 | 0.01 | 0
2035 | NYISO_G-I_2_NYISO_J-K | NYISO_G-I | NYISO_J-K | Internal | Summer | B8 | 500 | 6130 | 5613.43 | 104.22 | 104.24 | 0.01 | 0
2035 | NYISO_G-I_2_NYISO_J-K | NYISO_G-I | NYISO_J-K | Internal | Summer | B9 | 800 | 6130 | 5827.39 | 104.22 | 104.24 | 0.01 | 0
2035 | NYISO_G-I_2_NYISO_J-K | NYISO_G-I | NYISO_J-K | Internal | Summer | B10 | 1262 | 6130 | 4938.72 | 92.52 | 92.53 | 0.01 | 0
2035 | NYISO_G-I_2_NYISO_J-K | NYISO_G-I | NYISO_J-K | Internal | Winter | B16 | 25 | 6130 | 6130 | 118.05 | 121.11 | 0.01 | 3.04
2035 | NYISO_G-I_2_NYISO_J-K | NYISO_G-I | NYISO_J-K | Internal | Winter | B17 | 100 | 6130 | 6130 | 118.05 | 121.11 | 0.01 | 3.04
2035 | NYISO_G-I_2_NYISO_J-K | NYISO_G-I | NYISO_J-K | Internal | Winter | B18 | 400 | 6130 | 6130 | 118.05 | 121.11 | 0.01 | 3.04
2035 | NYISO_G-I_2_NYISO_J-K | NYISO_G-I | NYISO_J-K | Internal | Winter | B19 | 700 | 6130 | 6130 | 114.35 | 117.56 | 0.01 | 3.2
2035 | NYISO_G-I_2_NYISO_J-K | NYISO_G-I | NYISO_J-K | Internal | Winter | B20 | 935 | 6130 | 5596.97 | 93.46 | 93.47 | 0.01 | 0
2035 | NYISO_G-I_2_PJM_E | NYISO_G-I | PJM_E | Internal | Shoulder | B11 | 25 | 1500 | 0 | 109.09 | 114.67 | 8 | 0
2035 | NYISO_G-I_2_PJM_E | NYISO_G-I | PJM_E | Internal | Shoulder | B12 | 200 | 1500 | 0 | 108 | 111.09 | 8 | 0
2035 | NYISO_G-I_2_PJM_E | NYISO_G-I | PJM_E | Internal | Shoulder | B13 | 600 | 1500 | 0 | 108 | 110.87 | 8 | 0
2035 | NYISO_G-I_2_PJM_E | NYISO_G-I | PJM_E | Internal | Shoulder | B14 | 900 | 1500 | 0 | 106.79 | 100.8 | 8 | 0
2035 | NYISO_G-I_2_PJM_E | NYISO_G-I | PJM_E | Internal | Shoulder | B15 | 1203 | 1500 | 845.54 | 89.96 | 97.96 | 8 | 0
2035 | NYISO_G-I_2_PJM_E | NYISO_G-I | PJM_E | Internal | Summer | B1 | 10 | 1500 | 63.04 | 173.24 | 181.24 | 8 | 0
2035 | NYISO_G-I_2_PJM_E | NYISO_G-I | PJM_E | Internal | Summer | B2 | 25 | 1500 | 596.69 | 173.24 | 181.24 | 8 | 0
2035 | NYISO_G-I_2_PJM_E | NYISO_G-I | PJM_E | Internal | Summer | B3 | 75 | 1500 | 1500 | 149.07 | 181.21 | 8 | 24.15
2035 | NYISO_G-I_2_PJM_E | NYISO_G-I | PJM_E | Internal | Summer | B4 | 100 | 1500 | 1500 | 149.07 | 158.43 | 8 | 1.36
2035 | NYISO_G-I_2_PJM_E | NYISO_G-I | PJM_E | Internal | Summer | B5 | 200 | 1500 | 59.91 | 123.63 | 131.63 | 8 | 0
2035 | NYISO_G-I_2_PJM_E | NYISO_G-I | PJM_E | Internal | Summer | B6 | 300 | 1500 | 665.41 | 113.71 | 121.71 | 8 | 0
2035 | NYISO_G-I_2_PJM_E | NYISO_G-I | PJM_E | Internal | Summer | B7 | 400 | 1500 | 409.66 | 107.15 | 115.15 | 8 | 0
2035 | NYISO_G-I_2_PJM_E | NYISO_G-I | PJM_E | Internal | Summer | B8 | 500 | 1500 | 0 | 104.22 | 108.15 | 8 | 0
2035 | NYISO_G-I_2_PJM_E | NYISO_G-I | PJM_E | Internal | Summer | B9 | 800 | 1500 | 0 | 104.22 | 98.57 | 8 | 0
2035 | NYISO_G-I_2_PJM_E | NYISO_G-I | PJM_E | Internal | Summer | B10 | 1262 | 1500 | 0 | 92.52 | 96.33 | 8 | 0
2035 | NYISO_G-I_2_PJM_E | NYISO_G-I | PJM_E | Internal | Winter | B16 | 25 | 1500 | 0 | 118.05 | 118.48 | 8 | 0
2035 | NYISO_G-I_2_PJM_E | NYISO_G-I | PJM_E | Internal | Winter | B17 | 100 | 1500 | 0 | 118.05 | 117.43 | 8 | 0
2035 | NYISO_G-I_2_PJM_E | NYISO_G-I | PJM_E | Internal | Winter | B18 | 400 | 1500 | 0 | 118.05 | 116.94 | 8 | 0
2035 | NYISO_G-I_2_PJM_E | NYISO_G-I | PJM_E | Internal | Winter | B19 | 700 | 1500 | 0 | 114.35 | 108.35 | 8 | 0
2035 | NYISO_G-I_2_PJM_E | NYISO_G-I | PJM_E | Internal | Winter | B20 | 935 | 1500 | 661.95 | 93.46 | 101.46 | 8 | 0
2035 | NYISO_J-K_2_NEISO | NYISO_J-K | NEISO | Internal | Shoulder | B11 | 25 | 315 | 0 | 109.1 | 79.26 | 3 | 0
2035 | NYISO_J-K_2_NEISO | NYISO_J-K | NEISO | Internal | Shoulder | B12 | 200 | 315 | 0 | 108.01 | 79.26 | 3 | 0
2035 | NYISO_J-K_2_NEISO | NYISO_J-K | NEISO | Internal | Shoulder | B13 | 600 | 315 | 0 | 108.01 | 79.26 | 3 | 0
2035 | NYISO_J-K_2_NEISO | NYISO_J-K | NEISO | Internal | Shoulder | B14 | 900 | 315 | 0 | 106.8 | 79.26 | 3 | 0
2035 | NYISO_J-K_2_NEISO | NYISO_J-K | NEISO | Internal | Shoulder | B15 | 1203 | 315 | 0 | 89.97 | 79.26 | 3 | 0
2035 | NYISO_J-K_2_NEISO | NYISO_J-K | NEISO | Internal | Summer | B1 | 10 | 315 | 0 | 173.25 | 121.74 | 3 | 0
2035 | NYISO_J-K_2_NEISO | NYISO_J-K | NEISO | Internal | Summer | B2 | 25 | 315 | 0 | 173.25 | 153.11 | 3 | 0
2035 | NYISO_J-K_2_NEISO | NYISO_J-K | NEISO | Internal | Summer | B3 | 75 | 315 | 0 | 149.08 | 119.95 | 3 | 0
2035 | NYISO_J-K_2_NEISO | NYISO_J-K | NEISO | Internal | Summer | B4 | 100 | 315 | 0 | 149.08 | 103.61 | 3 | 0
2035 | NYISO_J-K_2_NEISO | NYISO_J-K | NEISO | Internal | Summer | B5 | 200 | 315 | 0 | 148.84 | 103.61 | 3 | 0
2035 | NYISO_J-K_2_NEISO | NYISO_J-K | NEISO | Internal | Summer | B6 | 300 | 315 | 0 | 113.73 | 103.61 | 3 | 0
2035 | NYISO_J-K_2_NEISO | NYISO_J-K | NEISO | Internal | Summer | B7 | 400 | 315 | 0 | 107.16 | 103.61 | 3 | 0
2035 | NYISO_J-K_2_NEISO | NYISO_J-K | NEISO | Internal | Summer | B8 | 500 | 315 | 0 | 104.24 | 97.23 | 3 | 0
2035 | NYISO_J-K_2_NEISO | NYISO_J-K | NEISO | Internal | Summer | B9 | 800 | 315 | 0 | 104.24 | 89.53 | 3 | 0
2035 | NYISO_J-K_2_NEISO | NYISO_J-K | NEISO | Internal | Summer | B10 | 1262 | 315 | 0 | 92.53 | 89.53 | 3 | 0
2035 | NYISO_J-K_2_NEISO | NYISO_J-K | NEISO | Internal | Winter | B16 | 25 | 315 | 0 | 121.11 | 79.26 | 3 | 0
2035 | NYISO_J-K_2_NEISO | NYISO_J-K | NEISO | Internal | Winter | B17 | 100 | 315 | 0 | 121.11 | 79.26 | 3 | 0
2035 | NYISO_J-K_2_NEISO | NYISO_J-K | NEISO | Internal | Winter | B18 | 400 | 315 | 0 | 121.11 | 79.26 | 3 | 0
2035 | NYISO_J-K_2_NEISO | NYISO_J-K | NEISO | Internal | Winter | B19 | 700 | 315 | 0 | 117.56 | 79.26 | 3 | 0
2035 | NYISO_J-K_2_NEISO | NYISO_J-K | NEISO | Internal | Winter | B20 | 935 | 315 | 0 | 93.47 | 79.26 | 3 | 0
2035 | NYISO_J-K_2_NYISO_G-I | NYISO_J-K | NYISO_G-I | Internal | Shoulder | B11 | 25 | 1999 | 0.46 | 109.1 | 109.09 | 0.01 | 0
2035 | NYISO_J-K_2_NYISO_G-I | NYISO_J-K | NYISO_G-I | Internal | Shoulder | B12 | 200 | 1999 | 0.06 | 108.01 | 108 | 0.01 | 0
2035 | NYISO_J-K_2_NYISO_G-I | NYISO_J-K | NYISO_G-I | Internal | Shoulder | B13 | 600 | 1999 | 0.02 | 108.01 | 108 | 0.01 | 0
2035 | NYISO_J-K_2_NYISO_G-I | NYISO_J-K | NYISO_G-I | Internal | Shoulder | B14 | 900 | 1999 | 0.01 | 106.8 | 106.79 | 0.01 | 0
2035 | NYISO_J-K_2_NYISO_G-I | NYISO_J-K | NYISO_G-I | Internal | Shoulder | B15 | 1203 | 1999 | 0.01 | 89.97 | 89.96 | 0.01 | 0
2035 | NYISO_J-K_2_NYISO_G-I | NYISO_J-K | NYISO_G-I | Internal | Summer | B1 | 10 | 1999 | 1.11 | 173.25 | 173.24 | 0.01 | 0
2035 | NYISO_J-K_2_NYISO_G-I | NYISO_J-K | NYISO_G-I | Internal | Summer | B2 | 25 | 1999 | 0.48 | 173.25 | 173.24 | 0.01 | 0
2035 | NYISO_J-K_2_NYISO_G-I | NYISO_J-K | NYISO_G-I | Internal | Summer | B3 | 75 | 1999 | 0.17 | 149.08 | 149.07 | 0.01 | 0
2035 | NYISO_J-K_2_NYISO_G-I | NYISO_J-K | NYISO_G-I | Internal | Summer | B4 | 100 | 1999 | 0.13 | 149.08 | 149.07 | 0.01 | 0
2035 | NYISO_J-K_2_NYISO_G-I | NYISO_J-K | NYISO_G-I | Internal | Summer | B5 | 200 | 1999 | 0 | 148.84 | 123.63 | 0.01 | 0
2035 | NYISO_J-K_2_NYISO_G-I | NYISO_J-K | NYISO_G-I | Internal | Summer | B6 | 300 | 1999 | 0.04 | 113.73 | 113.71 | 0.01 | 0
2035 | NYISO_J-K_2_NYISO_G-I | NYISO_J-K | NYISO_G-I | Internal | Summer | B7 | 400 | 1999 | 0.02 | 107.16 | 107.15 | 0.01 | 0
2035 | NYISO_J-K_2_NYISO_G-I | NYISO_J-K | NYISO_G-I | Internal | Summer | B8 | 500 | 1999 | 0.03 | 104.24 | 104.22 | 0.01 | 0
2035 | NYISO_J-K_2_NYISO_G-I | NYISO_J-K | NYISO_G-I | Internal | Summer | B9 | 800 | 1999 | 0.02 | 104.24 | 104.22 | 0.01 | 0
2035 | NYISO_J-K_2_NYISO_G-I | NYISO_J-K | NYISO_G-I | Internal | Summer | B10 | 1262 | 1999 | 0.01 | 92.53 | 92.52 | 0.01 | 0
2035 | NYISO_J-K_2_NYISO_G-I | NYISO_J-K | NYISO_G-I | Internal | Winter | B16 | 25 | 1999 | 0 | 121.11 | 118.05 | 0.01 | 0
2035 | NYISO_J-K_2_NYISO_G-I | NYISO_J-K | NYISO_G-I | Internal | Winter | B17 | 100 | 1999 | 0 | 121.11 | 118.05 | 0.01 | 0
2035 | NYISO_J-K_2_NYISO_G-I | NYISO_J-K | NYISO_G-I | Internal | Winter | B18 | 400 | 1999 | 0 | 121.11 | 118.05 | 0.01 | 0
2035 | NYISO_J-K_2_NYISO_G-I | NYISO_J-K | NYISO_G-I | Internal | Winter | B19 | 700 | 1999 | 0 | 117.56 | 114.35 | 0.01 | 0
2035 | NYISO_J-K_2_NYISO_G-I | NYISO_J-K | NYISO_G-I | Internal | Winter | B20 | 935 | 1999 | 0.01 | 93.47 | 93.46 | 0.01 | 0
2035 | NYISO_J-K_2_PJM_E | NYISO_J-K | PJM_E | Internal | Shoulder | B11 | 25 | 330 | 0 | 109.1 | 114.67 | 8 | 0
2035 | NYISO_J-K_2_PJM_E | NYISO_J-K | PJM_E | Internal | Shoulder | B12 | 200 | 330 | 0 | 108.01 | 111.09 | 8 | 0
2035 | NYISO_J-K_2_PJM_E | NYISO_J-K | PJM_E | Internal | Shoulder | B13 | 600 | 330 | 0 | 108.01 | 110.87 | 8 | 0
2035 | NYISO_J-K_2_PJM_E | NYISO_J-K | PJM_E | Internal | Shoulder | B14 | 900 | 330 | 0 | 106.8 | 100.8 | 8 | 0
2035 | NYISO_J-K_2_PJM_E | NYISO_J-K | PJM_E | Internal | Shoulder | B15 | 1203 | 330 | 0.02 | 89.97 | 97.96 | 8 | 0
2035 | NYISO_J-K_2_PJM_E | NYISO_J-K | PJM_E | Internal | Summer | B1 | 10 | 330 | 2.37 | 173.25 | 181.24 | 8 | 0
2035 | NYISO_J-K_2_PJM_E | NYISO_J-K | PJM_E | Internal | Summer | B2 | 25 | 330 | 0.86 | 173.25 | 181.24 | 8 | 0
2035 | NYISO_J-K_2_PJM_E | NYISO_J-K | PJM_E | Internal | Summer | B3 | 75 | 330 | 330 | 149.08 | 181.21 | 8 | 24.13
2035 | NYISO_J-K_2_PJM_E | NYISO_J-K | PJM_E | Internal | Summer | B4 | 100 | 330 | 330 | 149.08 | 158.43 | 8 | 1.35
2035 | NYISO_J-K_2_PJM_E | NYISO_J-K | PJM_E | Internal | Summer | B5 | 200 | 330 | 0 | 148.84 | 131.63 | 8 | 0
2035 | NYISO_J-K_2_PJM_E | NYISO_J-K | PJM_E | Internal | Summer | B6 | 300 | 330 | 0.08 | 113.73 | 121.71 | 8 | 0
2035 | NYISO_J-K_2_PJM_E | NYISO_J-K | PJM_E | Internal | Summer | B7 | 400 | 330 | 0.05 | 107.16 | 115.15 | 8 | 0
2035 | NYISO_J-K_2_PJM_E | NYISO_J-K | PJM_E | Internal | Summer | B8 | 500 | 330 | 0 | 104.24 | 108.15 | 8 | 0
2035 | NYISO_J-K_2_PJM_E | NYISO_J-K | PJM_E | Internal | Summer | B9 | 800 | 330 | 0 | 104.24 | 98.57 | 8 | 0
2035 | NYISO_J-K_2_PJM_E | NYISO_J-K | PJM_E | Internal | Summer | B10 | 1262 | 330 | 0 | 92.53 | 96.33 | 8 | 0
2035 | NYISO_J-K_2_PJM_E | NYISO_J-K | PJM_E | Internal | Winter | B16 | 25 | 330 | 0 | 121.11 | 118.48 | 8 | 0
2035 | NYISO_J-K_2_PJM_E | NYISO_J-K | PJM_E | Internal | Winter | B17 | 100 | 330 | 0 | 121.11 | 117.43 | 8 | 0
2035 | NYISO_J-K_2_PJM_E | NYISO_J-K | PJM_E | Internal | Winter | B18 | 400 | 330 | 0 | 121.11 | 116.94 | 8 | 0
2035 | NYISO_J-K_2_PJM_E | NYISO_J-K | PJM_E | Internal | Winter | B19 | 700 | 330 | 0 | 117.56 | 108.35 | 8 | 0
2035 | NYISO_J-K_2_PJM_E | NYISO_J-K | PJM_E | Internal | Winter | B20 | 935 | 330 | 0.03 | 93.47 | 101.46 | 8 | 0
2035 | PJM_E_2_NYISO_G-I | PJM_E | NYISO_G-I | Internal | Shoulder | B11 | 25 | 500 | 0 | 114.67 | 109.09 | 6 | 0
2035 | PJM_E_2_NYISO_G-I | PJM_E | NYISO_G-I | Internal | Shoulder | B12 | 200 | 500 | 0 | 111.09 | 108 | 6 | 0
2035 | PJM_E_2_NYISO_G-I | PJM_E | NYISO_G-I | Internal | Shoulder | B13 | 600 | 500 | 0 | 110.87 | 108 | 6 | 0
2035 | PJM_E_2_NYISO_G-I | PJM_E | NYISO_G-I | Internal | Shoulder | B14 | 900 | 500 | 0.03 | 100.8 | 106.79 | 6 | 0
2035 | PJM_E_2_NYISO_G-I | PJM_E | NYISO_G-I | Internal | Shoulder | B15 | 1203 | 500 | 0 | 97.96 | 89.96 | 6 | 0
2035 | PJM_E_2_NYISO_G-I | PJM_E | NYISO_G-I | Internal | Summer | B1 | 10 | 500 | 0 | 181.24 | 173.24 | 6 | 0
2035 | PJM_E_2_NYISO_G-I | PJM_E | NYISO_G-I | Internal | Summer | B2 | 25 | 500 | 0 | 181.24 | 173.24 | 6 | 0
2035 | PJM_E_2_NYISO_G-I | PJM_E | NYISO_G-I | Internal | Summer | B3 | 75 | 500 | 0 | 181.21 | 149.07 | 6 | 0
2035 | PJM_E_2_NYISO_G-I | PJM_E | NYISO_G-I | Internal | Summer | B4 | 100 | 500 | 0 | 158.43 | 149.07 | 6 | 0
2035 | PJM_E_2_NYISO_G-I | PJM_E | NYISO_G-I | Internal | Summer | B5 | 200 | 500 | 0 | 131.63 | 123.63 | 6 | 0
2035 | PJM_E_2_NYISO_G-I | PJM_E | NYISO_G-I | Internal | Summer | B6 | 300 | 500 | 0 | 121.71 | 113.71 | 6 | 0
2035 | PJM_E_2_NYISO_G-I | PJM_E | NYISO_G-I | Internal | Summer | B7 | 400 | 500 | 0 | 115.15 | 107.15 | 6 | 0
2035 | PJM_E_2_NYISO_G-I | PJM_E | NYISO_G-I | Internal | Summer | B8 | 500 | 500 | 0 | 108.15 | 104.22 | 6 | 0
2035 | PJM_E_2_NYISO_G-I | PJM_E | NYISO_G-I | Internal | Summer | B9 | 800 | 500 | 0 | 98.57 | 104.22 | 6 | 0
2035 | PJM_E_2_NYISO_G-I | PJM_E | NYISO_G-I | Internal | Summer | B10 | 1262 | 500 | 0 | 96.33 | 92.52 | 6 | 0
2035 | PJM_E_2_NYISO_G-I | PJM_E | NYISO_G-I | Internal | Winter | B16 | 25 | 500 | 0 | 118.48 | 118.05 | 6 | 0
2035 | PJM_E_2_NYISO_G-I | PJM_E | NYISO_G-I | Internal | Winter | B17 | 100 | 500 | 0 | 117.43 | 118.05 | 6 | 0
2035 | PJM_E_2_NYISO_G-I | PJM_E | NYISO_G-I | Internal | Winter | B18 | 400 | 500 | 0 | 116.94 | 118.05 | 6 | 0
2035 | PJM_E_2_NYISO_G-I | PJM_E | NYISO_G-I | Internal | Winter | B19 | 700 | 500 | 283.96 | 108.35 | 114.35 | 6 | 0
2035 | PJM_E_2_NYISO_G-I | PJM_E | NYISO_G-I | Internal | Winter | B20 | 935 | 500 | 0 | 101.46 | 93.46 | 6 | 0
2035 | PJM_E_2_NYISO_J-K | PJM_E | NYISO_J-K | Internal | Shoulder | B11 | 25 | 330 | 0 | 114.67 | 109.1 | 6 | 0
2035 | PJM_E_2_NYISO_J-K | PJM_E | NYISO_J-K | Internal | Shoulder | B12 | 200 | 330 | 0 | 111.09 | 108.01 | 6 | 0
2035 | PJM_E_2_NYISO_J-K | PJM_E | NYISO_J-K | Internal | Shoulder | B13 | 600 | 330 | 0 | 110.87 | 108.01 | 6 | 0
2035 | PJM_E_2_NYISO_J-K | PJM_E | NYISO_J-K | Internal | Shoulder | B14 | 900 | 330 | 176.84 | 100.8 | 106.8 | 6 | 0
2035 | PJM_E_2_NYISO_J-K | PJM_E | NYISO_J-K | Internal | Shoulder | B15 | 1203 | 330 | 0 | 97.96 | 89.97 | 6 | 0
2035 | PJM_E_2_NYISO_J-K | PJM_E | NYISO_J-K | Internal | Summer | B1 | 10 | 330 | 0 | 181.24 | 173.25 | 6 | 0
2035 | PJM_E_2_NYISO_J-K | PJM_E | NYISO_J-K | Internal | Summer | B2 | 25 | 330 | 0 | 181.24 | 173.25 | 6 | 0
2035 | PJM_E_2_NYISO_J-K | PJM_E | NYISO_J-K | Internal | Summer | B3 | 75 | 330 | 0 | 181.21 | 149.08 | 6 | 0
2035 | PJM_E_2_NYISO_J-K | PJM_E | NYISO_J-K | Internal | Summer | B4 | 100 | 330 | 0 | 158.43 | 149.08 | 6 | 0
2035 | PJM_E_2_NYISO_J-K | PJM_E | NYISO_J-K | Internal | Summer | B5 | 200 | 330 | 330 | 131.63 | 148.84 | 6 | 11.21
2035 | PJM_E_2_NYISO_J-K | PJM_E | NYISO_J-K | Internal | Summer | B6 | 300 | 330 | 0 | 121.71 | 113.73 | 6 | 0
2035 | PJM_E_2_NYISO_J-K | PJM_E | NYISO_J-K | Internal | Summer | B7 | 400 | 330 | 0 | 115.15 | 107.16 | 6 | 0
2035 | PJM_E_2_NYISO_J-K | PJM_E | NYISO_J-K | Internal | Summer | B8 | 500 | 330 | 0 | 108.15 | 104.24 | 6 | 0
2035 | PJM_E_2_NYISO_J-K | PJM_E | NYISO_J-K | Internal | Summer | B9 | 800 | 330 | 0 | 98.57 | 104.24 | 6 | 0
2035 | PJM_E_2_NYISO_J-K | PJM_E | NYISO_J-K | Internal | Summer | B10 | 1262 | 330 | 0 | 96.33 | 92.53 | 6 | 0
2035 | PJM_E_2_NYISO_J-K | PJM_E | NYISO_J-K | Internal | Winter | B16 | 25 | 330 | 0 | 118.48 | 121.11 | 6 | 0
2035 | PJM_E_2_NYISO_J-K | PJM_E | NYISO_J-K | Internal | Winter | B17 | 100 | 330 | 0 | 117.43 | 121.11 | 6 | 0
2035 | PJM_E_2_NYISO_J-K | PJM_E | NYISO_J-K | Internal | Winter | B18 | 400 | 330 | 0 | 116.94 | 121.11 | 6 | 0
2035 | PJM_E_2_NYISO_J-K | PJM_E | NYISO_J-K | Internal | Winter | B19 | 700 | 330 | 330 | 108.35 | 117.56 | 6 | 3.21
2035 | PJM_E_2_NYISO_J-K | PJM_E | NYISO_J-K | Internal | Winter | B20 | 935 | 330 | 0 | 101.46 | 93.47 | 6 | 0
2035 | PJM_E_2_PJM_ROM | PJM_E | PJM_ROM | Internal | Shoulder | B11 | 25 | 8000 | 0.52 | 114.67 | 114.65 | 0.01 | 0
2035 | PJM_E_2_PJM_ROM | PJM_E | PJM_ROM | Internal | Shoulder | B12 | 200 | 8000 | 0.07 | 111.09 | 111.08 | 0.01 | 0
2035 | PJM_E_2_PJM_ROM | PJM_E | PJM_ROM | Internal | Shoulder | B13 | 600 | 8000 | 0.02 | 110.87 | 110.86 | 0.01 | 0
2035 | PJM_E_2_PJM_ROM | PJM_E | PJM_ROM | Internal | Shoulder | B14 | 900 | 8000 | 0.02 | 100.8 | 100.79 | 0.01 | 0
2035 | PJM_E_2_PJM_ROM | PJM_E | PJM_ROM | Internal | Shoulder | B15 | 1203 | 8000 | 0.01 | 97.96 | 97.94 | 0.01 | 0
2035 | PJM_E_2_PJM_ROM | PJM_E | PJM_ROM | Internal | Summer | B1 | 10 | 8000 | 1.17 | 181.24 | 181.23 | 0.01 | 0
2035 | PJM_E_2_PJM_ROM | PJM_E | PJM_ROM | Internal | Summer | B2 | 25 | 8000 | 0.5 | 181.24 | 181.23 | 0.01 | 0
2035 | PJM_E_2_PJM_ROM | PJM_E | PJM_ROM | Internal | Summer | B3 | 75 | 8000 | 0.18 | 181.21 | 181.2 | 0.01 | 0
2035 | PJM_E_2_PJM_ROM | PJM_E | PJM_ROM | Internal | Summer | B4 | 100 | 8000 | 0.13 | 158.43 | 158.42 | 0.01 | 0
2035 | PJM_E_2_PJM_ROM | PJM_E | PJM_ROM | Internal | Summer | B5 | 200 | 8000 | 0.07 | 131.63 | 131.62 | 0.01 | 0
2035 | PJM_E_2_PJM_ROM | PJM_E | PJM_ROM | Internal | Summer | B6 | 300 | 8000 | 0.05 | 121.71 | 121.7 | 0.01 | 0
2035 | PJM_E_2_PJM_ROM | PJM_E | PJM_ROM | Internal | Summer | B7 | 400 | 8000 | 0.03 | 115.15 | 115.14 | 0.01 | 0
2035 | PJM_E_2_PJM_ROM | PJM_E | PJM_ROM | Internal | Summer | B8 | 500 | 8000 | 0.03 | 108.15 | 108.14 | 0.01 | 0
2035 | PJM_E_2_PJM_ROM | PJM_E | PJM_ROM | Internal | Summer | B9 | 800 | 8000 | 0.02 | 98.57 | 98.56 | 0.01 | 0
2035 | PJM_E_2_PJM_ROM | PJM_E | PJM_ROM | Internal | Summer | B10 | 1262 | 8000 | 0.01 | 96.33 | 96.31 | 0.01 | 0
2035 | PJM_E_2_PJM_ROM | PJM_E | PJM_ROM | Internal | Winter | B16 | 25 | 8000 | 0.5 | 118.48 | 118.47 | 0.01 | 0
2035 | PJM_E_2_PJM_ROM | PJM_E | PJM_ROM | Internal | Winter | B17 | 100 | 8000 | 0.13 | 117.43 | 117.42 | 0.01 | 0
2035 | PJM_E_2_PJM_ROM | PJM_E | PJM_ROM | Internal | Winter | B18 | 400 | 8000 | 0.03 | 116.94 | 116.93 | 0.01 | 0
2035 | PJM_E_2_PJM_ROM | PJM_E | PJM_ROM | Internal | Winter | B19 | 700 | 8000 | 0.02 | 108.35 | 108.34 | 0.01 | 0
2035 | PJM_E_2_PJM_ROM | PJM_E | PJM_ROM | Internal | Winter | B20 | 935 | 8000 | 0.01 | 101.46 | 101.45 | 0.01 | 0
2035 | PJM_ROR_2_MISO_IN | PJM_ROR | MISO_IN | Internal | Shoulder | B11 | 25 | 1170 | 0 | 114.64 | 97.99 | 2 | 0
2035 | PJM_ROR_2_MISO_IN | PJM_ROR | MISO_IN | Internal | Shoulder | B12 | 200 | 1170 | 0 | 111.06 | 97.99 | 2 | 0
2035 | PJM_ROR_2_MISO_IN | PJM_ROR | MISO_IN | Internal | Shoulder | B13 | 600 | 1170 | 0 | 100.01 | 97.99 | 2 | 0
2035 | PJM_ROR_2_MISO_IN | PJM_ROR | MISO_IN | Internal | Shoulder | B14 | 900 | 1170 | 0 | 99.93 | 97.93 | 2 | 0
2035 | PJM_ROR_2_MISO_IN | PJM_ROR | MISO_IN | Internal | Shoulder | B15 | 1203 | 1170 | 0 | 97.93 | 93.68 | 2 | 0
2035 | PJM_ROR_2_MISO_IN | PJM_ROR | MISO_IN | Internal | Summer | B1 | 10 | 1170 | 0 | 181.21 | 102.5 | 2 | 0
2035 | PJM_ROR_2_MISO_IN | PJM_ROR | MISO_IN | Internal | Summer | B2 | 25 | 1170 | 0 | 181.21 | 179.19 | 2 | 0
2035 | PJM_ROR_2_MISO_IN | PJM_ROR | MISO_IN | Internal | Summer | B3 | 75 | 1170 | 0 | 181.21 | 171.21 | 2 | 0
2035 | PJM_ROR_2_MISO_IN | PJM_ROR | MISO_IN | Internal | Summer | B4 | 100 | 1170 | 0 | 158.41 | 148.39 | 2 | 0
2035 | PJM_ROR_2_MISO_IN | PJM_ROR | MISO_IN | Internal | Summer | B5 | 200 | 1170 | 0 | 131.6 | 127.69 | 2 | 0
2035 | PJM_ROR_2_MISO_IN | PJM_ROR | MISO_IN | Internal | Summer | B6 | 300 | 1170 | 0 | 121.69 | 105.6 | 2 | 0
2035 | PJM_ROR_2_MISO_IN | PJM_ROR | MISO_IN | Internal | Summer | B7 | 400 | 1170 | 0 | 115.12 | 96.54 | 2 | 0
2035 | PJM_ROR_2_MISO_IN | PJM_ROR | MISO_IN | Internal | Summer | B8 | 500 | 1170 | 0 | 105.83 | 96.54 | 2 | 0
2035 | PJM_ROR_2_MISO_IN | PJM_ROR | MISO_IN | Internal | Summer | B9 | 800 | 1170 | 0 | 98.54 | 96.54 | 2 | 0
2035 | PJM_ROR_2_MISO_IN | PJM_ROR | MISO_IN | Internal | Summer | B10 | 1262 | 1170 | 0 | 96.3 | 96.54 | 2 | 0
2035 | PJM_ROR_2_MISO_IN | PJM_ROR | MISO_IN | Internal | Winter | B16 | 25 | 1170 | 0 | 118.46 | 101.01 | 2 | 0
2035 | PJM_ROR_2_MISO_IN | PJM_ROR | MISO_IN | Internal | Winter | B17 | 100 | 1170 | 0 | 117.41 | 101.01 | 2 | 0
2035 | PJM_ROR_2_MISO_IN | PJM_ROR | MISO_IN | Internal | Winter | B18 | 400 | 1170 | 0 | 104.78 | 101.01 | 2 | 0
2035 | PJM_ROR_2_MISO_IN | PJM_ROR | MISO_IN | Internal | Winter | B19 | 700 | 1170 | 0 | 103.04 | 100.89 | 2 | 0
2035 | PJM_ROR_2_MISO_IN | PJM_ROR | MISO_IN | Internal | Winter | B20 | 935 | 1170 | 0 | 101.43 | 97 | 2 | 0
2035 | PJM_ROR_2_MISO_MI | PJM_ROR | MISO_MI | Internal | Shoulder | B11 | 25 | 1305 | 0 | 114.64 | 112.64 | 2 | 0
2035 | PJM_ROR_2_MISO_MI | PJM_ROR | MISO_MI | Internal | Shoulder | B12 | 200 | 1305 | 0 | 111.06 | 109.06 | 2 | 0
2035 | PJM_ROR_2_MISO_MI | PJM_ROR | MISO_MI | Internal | Shoulder | B13 | 600 | 1305 | 0 | 100.01 | 98.01 | 2 | 0
2035 | PJM_ROR_2_MISO_MI | PJM_ROR | MISO_MI | Internal | Shoulder | B14 | 900 | 1305 | 0 | 99.93 | 97.94 | 2 | 0
2035 | PJM_ROR_2_MISO_MI | PJM_ROR | MISO_MI | Internal | Shoulder | B15 | 1203 | 1305 | 0 | 97.93 | 95.93 | 2 | 0
2035 | PJM_ROR_2_MISO_MI | PJM_ROR | MISO_MI | Internal | Summer | B1 | 10 | 1305 | 0 | 181.21 | 179.21 | 2 | 0
2035 | PJM_ROR_2_MISO_MI | PJM_ROR | MISO_MI | Internal | Summer | B2 | 25 | 1305 | 0 | 181.21 | 179.21 | 2 | 0
2035 | PJM_ROR_2_MISO_MI | PJM_ROR | MISO_MI | Internal | Summer | B3 | 75 | 1305 | 0 | 181.21 | 171.23 | 2 | 0
2035 | PJM_ROR_2_MISO_MI | PJM_ROR | MISO_MI | Internal | Summer | B4 | 100 | 1305 | 0 | 158.41 | 148.41 | 2 | 0
2035 | PJM_ROR_2_MISO_MI | PJM_ROR | MISO_MI | Internal | Summer | B5 | 200 | 1305 | 0 | 131.6 | 129.6 | 2 | 0
2035 | PJM_ROR_2_MISO_MI | PJM_ROR | MISO_MI | Internal | Summer | B6 | 300 | 1305 | 0 | 121.69 | 119.69 | 2 | 0
2035 | PJM_ROR_2_MISO_MI | PJM_ROR | MISO_MI | Internal | Summer | B7 | 400 | 1305 | 0 | 115.12 | 112.21 | 2 | 0
2035 | PJM_ROR_2_MISO_MI | PJM_ROR | MISO_MI | Internal | Summer | B8 | 500 | 1305 | 0 | 105.83 | 103.83 | 2 | 0
2035 | PJM_ROR_2_MISO_MI | PJM_ROR | MISO_MI | Internal | Summer | B9 | 800 | 1305 | 0 | 98.54 | 96.84 | 2 | 0
2035 | PJM_ROR_2_MISO_MI | PJM_ROR | MISO_MI | Internal | Summer | B10 | 1262 | 1305 | 0 | 96.3 | 96.56 | 2 | 0
2035 | PJM_ROR_2_MISO_MI | PJM_ROR | MISO_MI | Internal | Winter | B16 | 25 | 1305 | 0 | 118.46 | 116.33 | 2 | 0
2035 | PJM_ROR_2_MISO_MI | PJM_ROR | MISO_MI | Internal | Winter | B17 | 100 | 1305 | 0 | 117.41 | 115.41 | 2 | 0
2035 | PJM_ROR_2_MISO_MI | PJM_ROR | MISO_MI | Internal | Winter | B18 | 400 | 1305 | 0 | 104.78 | 101.02 | 2 | 0
2035 | PJM_ROR_2_MISO_MI | PJM_ROR | MISO_MI | Internal | Winter | B19 | 700 | 1305 | 0 | 103.04 | 100.9 | 2 | 0
2035 | PJM_ROR_2_MISO_MI | PJM_ROR | MISO_MI | Internal | Winter | B20 | 935 | 1305 | 0 | 101.43 | 99.43 | 2 | 0
2035 | PJM_ROR_2_MISO_MO-IL | PJM_ROR | MISO_MO-IL | Internal | Shoulder | B11 | 25 | 1111 | 0 | 114.64 | 112.63 | 2 | 0
2035 | PJM_ROR_2_MISO_MO-IL | PJM_ROR | MISO_MO-IL | Internal | Shoulder | B12 | 200 | 1111 | 0 | 111.06 | 97.98 | 2 | 0
2035 | PJM_ROR_2_MISO_MO-IL | PJM_ROR | MISO_MO-IL | Internal | Shoulder | B13 | 600 | 1111 | 0 | 100.01 | 97.98 | 2 | 0
2035 | PJM_ROR_2_MISO_MO-IL | PJM_ROR | MISO_MO-IL | Internal | Shoulder | B14 | 900 | 1111 | 0 | 99.93 | 93.73 | 2 | 0
2035 | PJM_ROR_2_MISO_MO-IL | PJM_ROR | MISO_MO-IL | Internal | Shoulder | B15 | 1203 | 1111 | 0 | 97.93 | 92.09 | 2 | 0
2035 | PJM_ROR_2_MISO_MO-IL | PJM_ROR | MISO_MO-IL | Internal | Summer | B1 | 10 | 1111 | 0 | 181.21 | 174.34 | 2 | 0
2035 | PJM_ROR_2_MISO_MO-IL | PJM_ROR | MISO_MO-IL | Internal | Summer | B2 | 25 | 1111 | 0 | 181.21 | 179.2 | 2 | 0
2035 | PJM_ROR_2_MISO_MO-IL | PJM_ROR | MISO_MO-IL | Internal | Summer | B3 | 75 | 1111 | 0 | 181.21 | 179.21 | 2 | 0
2035 | PJM_ROR_2_MISO_MO-IL | PJM_ROR | MISO_MO-IL | Internal | Summer | B4 | 100 | 1111 | 0 | 158.41 | 156.39 | 2 | 0
2035 | PJM_ROR_2_MISO_MO-IL | PJM_ROR | MISO_MO-IL | Internal | Summer | B5 | 200 | 1111 | 0 | 131.6 | 127.7 | 2 | 0
2035 | PJM_ROR_2_MISO_MO-IL | PJM_ROR | MISO_MO-IL | Internal | Summer | B6 | 300 | 1111 | 0 | 121.69 | 119.69 | 2 | 0
2035 | PJM_ROR_2_MISO_MO-IL | PJM_ROR | MISO_MO-IL | Internal | Summer | B7 | 400 | 1111 | 0 | 115.12 | 113.14 | 2 | 0
2035 | PJM_ROR_2_MISO_MO-IL | PJM_ROR | MISO_MO-IL | Internal | Summer | B8 | 500 | 1111 | 0 | 105.83 | 103.83 | 2 | 0
2035 | PJM_ROR_2_MISO_MO-IL | PJM_ROR | MISO_MO-IL | Internal | Summer | B9 | 800 | 1111 | 0 | 98.54 | 96.56 | 2 | 0
2035 | PJM_ROR_2_MISO_MO-IL | PJM_ROR | MISO_MO-IL | Internal | Summer | B10 | 1262 | 1111 | 0 | 96.3 | 92.46 | 2 | 0
2035 | PJM_ROR_2_MISO_MO-IL | PJM_ROR | MISO_MO-IL | Internal | Winter | B16 | 25 | 1111 | 0 | 118.46 | 101.02 | 2 | 0
2035 | PJM_ROR_2_MISO_MO-IL | PJM_ROR | MISO_MO-IL | Internal | Winter | B17 | 100 | 1111 | 0 | 117.41 | 101 | 2 | 0
2035 | PJM_ROR_2_MISO_MO-IL | PJM_ROR | MISO_MO-IL | Internal | Winter | B18 | 400 | 1111 | 0 | 104.78 | 101 | 2 | 0
2035 | PJM_ROR_2_MISO_MO-IL | PJM_ROR | MISO_MO-IL | Internal | Winter | B19 | 700 | 1111 | 0 | 103.04 | 96.51 | 2 | 0
2035 | PJM_ROR_2_MISO_MO-IL | PJM_ROR | MISO_MO-IL | Internal | Winter | B20 | 935 | 1111 | 0 | 101.43 | 89.07 | 2 | 0
2035 | PJM_ROR_2_MISO_W | PJM_ROR | MISO_W | Internal | Shoulder | B11 | 25 | 13129 | 0 | 114.64 | 112.64 | 2 | 0
2035 | PJM_ROR_2_MISO_W | PJM_ROR | MISO_W | Internal | Shoulder | B12 | 200 | 13129 | 0 | 111.06 | 97.97 | 2 | 0
2035 | PJM_ROR_2_MISO_W | PJM_ROR | MISO_W | Internal | Shoulder | B13 | 600 | 13129 | 0 | 100.01 | 97.94 | 2 | 0
2035 | PJM_ROR_2_MISO_W | PJM_ROR | MISO_W | Internal | Shoulder | B14 | 900 | 13129 | 0 | 99.93 | 67.26 | 2 | 0
2035 | PJM_ROR_2_MISO_W | PJM_ROR | MISO_W | Internal | Shoulder | B15 | 1203 | 13129 | 0 | 97.93 | 31.38 | 2 | 0
2035 | PJM_ROR_2_MISO_W | PJM_ROR | MISO_W | Internal | Summer | B1 | 10 | 13129 | 0 | 181.21 | 179.21 | 2 | 0
2035 | PJM_ROR_2_MISO_W | PJM_ROR | MISO_W | Internal | Summer | B2 | 25 | 13129 | 0 | 181.21 | 179.21 | 2 | 0
2035 | PJM_ROR_2_MISO_W | PJM_ROR | MISO_W | Internal | Summer | B3 | 75 | 13129 | 0 | 181.21 | 179.21 | 2 | 0
2035 | PJM_ROR_2_MISO_W | PJM_ROR | MISO_W | Internal | Summer | B4 | 100 | 13129 | 0 | 158.41 | 156.41 | 2 | 0
2035 | PJM_ROR_2_MISO_W | PJM_ROR | MISO_W | Internal | Summer | B5 | 200 | 13129 | 0 | 131.6 | 129.6 | 2 | 0
2035 | PJM_ROR_2_MISO_W | PJM_ROR | MISO_W | Internal | Summer | B6 | 300 | 13129 | 0 | 121.69 | 119.69 | 2 | 0
2035 | PJM_ROR_2_MISO_W | PJM_ROR | MISO_W | Internal | Summer | B7 | 400 | 13129 | 0 | 115.12 | 113.12 | 2 | 0
2035 | PJM_ROR_2_MISO_W | PJM_ROR | MISO_W | Internal | Summer | B8 | 500 | 13129 | 0 | 105.83 | 103.82 | 2 | 0
2035 | PJM_ROR_2_MISO_W | PJM_ROR | MISO_W | Internal | Summer | B9 | 800 | 13129 | 0 | 98.54 | 96.54 | 2 | 0
2035 | PJM_ROR_2_MISO_W | PJM_ROR | MISO_W | Internal | Summer | B10 | 1262 | 13129 | 0 | 96.3 | 84.45 | 2 | 0
2035 | PJM_ROR_2_MISO_W | PJM_ROR | MISO_W | Internal | Winter | B16 | 25 | 13129 | 0 | 118.46 | 21.63 | 2 | 0
2035 | PJM_ROR_2_MISO_W | PJM_ROR | MISO_W | Internal | Winter | B17 | 100 | 13129 | 0 | 117.41 | 28.63 | 2 | 0
2035 | PJM_ROR_2_MISO_W | PJM_ROR | MISO_W | Internal | Winter | B18 | 400 | 13129 | 0 | 104.78 | 96.51 | 2 | 0
2035 | PJM_ROR_2_MISO_W | PJM_ROR | MISO_W | Internal | Winter | B19 | 700 | 13129 | 0 | 103.04 | 96.5 | 2 | 0
2035 | PJM_ROR_2_MISO_W | PJM_ROR | MISO_W | Internal | Winter | B20 | 935 | 13129 | 0 | 101.43 | 67.26 | 2 | 0
2035 | PJM_ROR_2_MISO_WUMS | PJM_ROR | MISO_WUMS | Internal | Shoulder | B11 | 25 | 1467 | 0 | 114.64 | 97.93 | 2 | 0
2035 | PJM_ROR_2_MISO_WUMS | PJM_ROR | MISO_WUMS | Internal | Shoulder | B12 | 200 | 1467 | 0 | 111.06 | 97.93 | 2 | 0
2035 | PJM_ROR_2_MISO_WUMS | PJM_ROR | MISO_WUMS | Internal | Shoulder | B13 | 600 | 1467 | 0 | 100.01 | 97.93 | 2 | 0
2035 | PJM_ROR_2_MISO_WUMS | PJM_ROR | MISO_WUMS | Internal | Shoulder | B14 | 900 | 1467 | 0 | 99.93 | 97.93 | 2 | 0
2035 | PJM_ROR_2_MISO_WUMS | PJM_ROR | MISO_WUMS | Internal | Shoulder | B15 | 1203 | 1467 | 0 | 97.93 | 95.93 | 2 | 0
2035 | PJM_ROR_2_MISO_WUMS | PJM_ROR | MISO_WUMS | Internal | Summer | B1 | 10 | 1467 | 0 | 181.21 | 103.81 | 2 | 0
2035 | PJM_ROR_2_MISO_WUMS | PJM_ROR | MISO_WUMS | Internal | Summer | B2 | 25 | 1467 | 0 | 181.21 | 111.64 | 2 | 0
2035 | PJM_ROR_2_MISO_WUMS | PJM_ROR | MISO_WUMS | Internal | Summer | B3 | 75 | 1467 | 0 | 181.21 | 171.21 | 2 | 0
2035 | PJM_ROR_2_MISO_WUMS | PJM_ROR | MISO_WUMS | Internal | Summer | B4 | 100 | 1467 | 0 | 158.41 | 148.39 | 2 | 0
2035 | PJM_ROR_2_MISO_WUMS | PJM_ROR | MISO_WUMS | Internal | Summer | B5 | 200 | 1467 | 0 | 131.6 | 111.64 | 2 | 0
2035 | PJM_ROR_2_MISO_WUMS | PJM_ROR | MISO_WUMS | Internal | Summer | B6 | 300 | 1467 | 0 | 121.69 | 111.64 | 2 | 0
2035 | PJM_ROR_2_MISO_WUMS | PJM_ROR | MISO_WUMS | Internal | Summer | B7 | 400 | 1467 | 0 | 115.12 | 111.64 | 2 | 0
2035 | PJM_ROR_2_MISO_WUMS | PJM_ROR | MISO_WUMS | Internal | Summer | B8 | 500 | 1467 | 0 | 105.83 | 103.81 | 2 | 0
2035 | PJM_ROR_2_MISO_WUMS | PJM_ROR | MISO_WUMS | Internal | Summer | B9 | 800 | 1467 | 0 | 98.54 | 96.36 | 2 | 0
2035 | PJM_ROR_2_MISO_WUMS | PJM_ROR | MISO_WUMS | Internal | Summer | B10 | 1262 | 1467 | 0 | 96.3 | 96.36 | 2 | 0
2035 | PJM_ROR_2_MISO_WUMS | PJM_ROR | MISO_WUMS | Internal | Winter | B16 | 25 | 1467 | 0 | 118.46 | 100.89 | 2 | 0
2035 | PJM_ROR_2_MISO_WUMS | PJM_ROR | MISO_WUMS | Internal | Winter | B17 | 100 | 1467 | 0 | 117.41 | 100.89 | 2 | 0
2035 | PJM_ROR_2_MISO_WUMS | PJM_ROR | MISO_WUMS | Internal | Winter | B18 | 400 | 1467 | 0 | 104.78 | 100.89 | 2 | 0
2035 | PJM_ROR_2_MISO_WUMS | PJM_ROR | MISO_WUMS | Internal | Winter | B19 | 700 | 1467 | 0 | 103.04 | 100.89 | 2 | 0
2035 | PJM_ROR_2_MISO_WUMS | PJM_ROR | MISO_WUMS | Internal | Winter | B20 | 935 | 1467 | 0 | 101.43 | 99.43 | 2 | 0
2035 | PJM_ROR_2_PJM_ROM | PJM_ROR | PJM_ROM | Internal | Shoulder | B11 | 25 | 8000 | 6243.78 | 114.64 | 114.65 | 0.01 | 0
2035 | PJM_ROR_2_PJM_ROM | PJM_ROR | PJM_ROM | Internal | Shoulder | B12 | 200 | 8000 | 5784.68 | 111.06 | 111.08 | 0.01 | 0
2035 | PJM_ROR_2_PJM_ROM | PJM_ROR | PJM_ROM | Internal | Shoulder | B13 | 600 | 8000 | 8000 | 100.01 | 110.86 | 0.01 | 10.84
2035 | PJM_ROR_2_PJM_ROM | PJM_ROR | PJM_ROM | Internal | Shoulder | B14 | 900 | 8000 | 8000 | 99.93 | 100.79 | 0.01 | 0.85
2035 | PJM_ROR_2_PJM_ROM | PJM_ROR | PJM_ROM | Internal | Shoulder | B15 | 1203 | 8000 | 2237.62 | 97.93 | 97.94 | 0.01 | 0
2035 | PJM_ROR_2_PJM_ROM | PJM_ROR | PJM_ROM | Internal | Summer | B1 | 10 | 8000 | 6357.23 | 181.21 | 181.23 | 0.01 | 0
2035 | PJM_ROR_2_PJM_ROM | PJM_ROR | PJM_ROM | Internal | Summer | B2 | 25 | 8000 | 4566.12 | 181.21 | 181.23 | 0.01 | 0
2035 | PJM_ROR_2_PJM_ROM | PJM_ROR | PJM_ROM | Internal | Summer | B3 | 75 | 8000 | 0.18 | 181.21 | 181.2 | 0.01 | 0
2035 | PJM_ROR_2_PJM_ROM | PJM_ROR | PJM_ROM | Internal | Summer | B4 | 100 | 8000 | 2301.97 | 158.41 | 158.42 | 0.01 | 0
2035 | PJM_ROR_2_PJM_ROM | PJM_ROR | PJM_ROM | Internal | Summer | B5 | 200 | 8000 | 4041.31 | 131.6 | 131.62 | 0.01 | 0
2035 | PJM_ROR_2_PJM_ROM | PJM_ROR | PJM_ROM | Internal | Summer | B6 | 300 | 8000 | 2917.6 | 121.69 | 121.7 | 0.01 | 0
2035 | PJM_ROR_2_PJM_ROM | PJM_ROR | PJM_ROM | Internal | Summer | B7 | 400 | 8000 | 4353.27 | 115.12 | 115.14 | 0.01 | 0
2035 | PJM_ROR_2_PJM_ROM | PJM_ROR | PJM_ROM | Internal | Summer | B8 | 500 | 8000 | 8000 | 105.83 | 108.14 | 0.01 | 2.3
2035 | PJM_ROR_2_PJM_ROM | PJM_ROR | PJM_ROM | Internal | Summer | B9 | 800 | 8000 | 6949.65 | 98.54 | 98.56 | 0.01 | 0
2035 | PJM_ROR_2_PJM_ROM | PJM_ROR | PJM_ROM | Internal | Summer | B10 | 1262 | 8000 | 2476.89 | 96.3 | 96.31 | 0.01 | 0
2035 | PJM_ROR_2_PJM_ROM | PJM_ROR | PJM_ROM | Internal | Winter | B16 | 25 | 8000 | 7955.71 | 118.46 | 118.47 | 0.01 | 0
2035 | PJM_ROR_2_PJM_ROM | PJM_ROR | PJM_ROM | Internal | Winter | B17 | 100 | 8000 | 6726.97 | 117.41 | 117.42 | 0.01 | 0
2035 | PJM_ROR_2_PJM_ROM | PJM_ROR | PJM_ROM | Internal | Winter | B18 | 400 | 8000 | 8000 | 104.78 | 116.93 | 0.01 | 12.14
2035 | PJM_ROR_2_PJM_ROM | PJM_ROR | PJM_ROM | Internal | Winter | B19 | 700 | 8000 | 8000 | 103.04 | 108.34 | 0.01 | 5.28
2035 | PJM_ROR_2_PJM_ROM | PJM_ROR | PJM_ROM | Internal | Winter | B20 | 935 | 8000 | 2270.84 | 101.43 | 101.45 | 0.01 | 0
2035 | PJM_ROR_2_TVA_Transmission | PJM_ROR | TVA_Transmission | Internal | Shoulder | B11 | 25 | 2500 | 0 | 114.64 | 117.96 | 6 | 0
2035 | PJM_ROR_2_TVA_Transmission | PJM_ROR | TVA_Transmission | Internal | Shoulder | B12 | 200 | 2500 | 0 | 111.06 | 103.64 | 6 | 0
2035 | PJM_ROR_2_TVA_Transmission | PJM_ROR | TVA_Transmission | Internal | Shoulder | B13 | 600 | 2500 | 0 | 100.01 | 101.73 | 6 | 0
2035 | PJM_ROR_2_TVA_Transmission | PJM_ROR | TVA_Transmission | Internal | Shoulder | B14 | 900 | 2500 | 0 | 99.93 | 101.73 | 6 | 0
2035 | PJM_ROR_2_TVA_Transmission | PJM_ROR | TVA_Transmission | Internal | Shoulder | B15 | 1203 | 2500 | 0 | 97.93 | 101.73 | 6 | 0
2035 | PJM_ROR_2_TVA_Transmission | PJM_ROR | TVA_Transmission | Internal | Summer | B1 | 10 | 2500 | 0 | 181.21 | 182.34 | 6 | 0
2035 | PJM_ROR_2_TVA_Transmission | PJM_ROR | TVA_Transmission | Internal | Summer | B2 | 25 | 2500 | 0.77 | 181.21 | 187.2 | 6 | 0
2035 | PJM_ROR_2_TVA_Transmission | PJM_ROR | TVA_Transmission | Internal | Summer | B3 | 75 | 2500 | 65.9 | 181.21 | 187.21 | 6 | 0
2035 | PJM_ROR_2_TVA_Transmission | PJM_ROR | TVA_Transmission | Internal | Summer | B4 | 100 | 2500 | 0.21 | 158.41 | 164.39 | 6 | 0
2035 | PJM_ROR_2_TVA_Transmission | PJM_ROR | TVA_Transmission | Internal | Summer | B5 | 200 | 2500 | 0 | 131.6 | 135.7 | 6 | 0
2035 | PJM_ROR_2_TVA_Transmission | PJM_ROR | TVA_Transmission | Internal | Summer | B6 | 300 | 2500 | 0 | 121.69 | 121.6 | 6 | 0
2035 | PJM_ROR_2_TVA_Transmission | PJM_ROR | TVA_Transmission | Internal | Summer | B7 | 400 | 2500 | 0 | 115.12 | 112.54 | 6 | 0
2035 | PJM_ROR_2_TVA_Transmission | PJM_ROR | TVA_Transmission | Internal | Summer | B8 | 500 | 2500 | 0 | 105.83 | 104.92 | 6 | 0
2035 | PJM_ROR_2_TVA_Transmission | PJM_ROR | TVA_Transmission | Internal | Summer | B9 | 800 | 2500 | 0 | 98.54 | 101.73 | 6 | 0
2035 | PJM_ROR_2_TVA_Transmission | PJM_ROR | TVA_Transmission | Internal | Summer | B10 | 1262 | 2500 | 0 | 96.3 | 100.46 | 6 | 0
2035 | PJM_ROR_2_TVA_Transmission | PJM_ROR | TVA_Transmission | Internal | Winter | B16 | 25 | 2500 | 0 | 118.46 | 112.16 | 6 | 0
2035 | PJM_ROR_2_TVA_Transmission | PJM_ROR | TVA_Transmission | Internal | Winter | B17 | 100 | 2500 | 0 | 117.41 | 108.41 | 6 | 0
2035 | PJM_ROR_2_TVA_Transmission | PJM_ROR | TVA_Transmission | Internal | Winter | B18 | 400 | 2500 | 0 | 104.78 | 104.51 | 6 | 0
2035 | PJM_ROR_2_TVA_Transmission | PJM_ROR | TVA_Transmission | Internal | Winter | B19 | 700 | 2500 | 0 | 103.04 | 104.51 | 6 | 0
2035 | PJM_ROR_2_TVA_Transmission | PJM_ROR | TVA_Transmission | Internal | Winter | B20 | 935 | 2500 | 0 | 101.43 | 104.51 | 6 | 0
2035 | PJM_ROR_2_VACAR | PJM_ROR | VACAR | Internal | Shoulder | B11 | 25 | 3000 | 1053.62 | 114.64 | 120.64 | 6 | 0
2035 | PJM_ROR_2_VACAR | PJM_ROR | VACAR | Internal | Shoulder | B12 | 200 | 3000 | 0 | 111.06 | 104.22 | 6 | 0
2035 | PJM_ROR_2_VACAR | PJM_ROR | VACAR | Internal | Shoulder | B13 | 600 | 3000 | 0 | 100.01 | 104.22 | 6 | 0
2035 | PJM_ROR_2_VACAR | PJM_ROR | VACAR | Internal | Shoulder | B14 | 900 | 3000 | 0 | 99.93 | 104.22 | 6 | 0
2035 | PJM_ROR_2_VACAR | PJM_ROR | VACAR | Internal | Shoulder | B15 | 1203 | 3000 | 3000 | 97.93 | 104.22 | 6 | 0.28
2035 | PJM_ROR_2_VACAR | PJM_ROR | VACAR | Internal | Summer | B1 | 10 | 3000 | 2999.99 | 181.21 | 190.62 | 6 | 3.4
2035 | PJM_ROR_2_VACAR | PJM_ROR | VACAR | Internal | Summer | B2 | 25 | 3000 | 3000 | 181.21 | 190.62 | 6 | 3.4
2035 | PJM_ROR_2_VACAR | PJM_ROR | VACAR | Internal | Summer | B3 | 75 | 3000 | 1555.4 | 181.21 | 187.21 | 6 | 0
2035 | PJM_ROR_2_VACAR | PJM_ROR | VACAR | Internal | Summer | B4 | 100 | 3000 | 0 | 158.41 | 163.21 | 6 | 0
2035 | PJM_ROR_2_VACAR | PJM_ROR | VACAR | Internal | Summer | B5 | 200 | 3000 | 1000.29 | 131.6 | 137.6 | 6 | 0
2035 | PJM_ROR_2_VACAR | PJM_ROR | VACAR | Internal | Summer | B6 | 300 | 3000 | 0 | 121.69 | 114.69 | 6 | 0
2035 | PJM_ROR_2_VACAR | PJM_ROR | VACAR | Internal | Summer | B7 | 400 | 3000 | 0 | 115.12 | 110.18 | 6 | 0
2035 | PJM_ROR_2_VACAR | PJM_ROR | VACAR | Internal | Summer | B8 | 500 | 3000 | 0 | 105.83 | 102.1 | 6 | 0
2035 | PJM_ROR_2_VACAR | PJM_ROR | VACAR | Internal | Summer | B9 | 800 | 3000 | 0 | 98.54 | 102.1 | 6 | 0
2035 | PJM_ROR_2_VACAR | PJM_ROR | VACAR | Internal | Summer | B10 | 1262 | 3000 | 0 | 96.3 | 102.1 | 6 | 0
2035 | PJM_ROR_2_VACAR | PJM_ROR | VACAR | Internal | Winter | B16 | 25 | 3000 | 0 | 118.46 | 121.16 | 6 | 0
2035 | PJM_ROR_2_VACAR | PJM_ROR | VACAR | Internal | Winter | B17 | 100 | 3000 | 0 | 117.41 | 109.04 | 6 | 0
2035 | PJM_ROR_2_VACAR | PJM_ROR | VACAR | Internal | Winter | B18 | 400 | 3000 | 0 | 104.78 | 109.04 | 6 | 0
2035 | PJM_ROR_2_VACAR | PJM_ROR | VACAR | Internal | Winter | B19 | 700 | 3000 | 2189.42 | 103.04 | 109.04 | 6 | 0
2035 | PJM_ROR_2_VACAR | PJM_ROR | VACAR | Internal | Winter | B20 | 935 | 3000 | 3000 | 101.43 | 109.04 | 6 | 1.61
2035 | PJM_ROM_2_NYISO_A-F | PJM_ROM | NYISO_A-F | Internal | Shoulder | B11 | 25 | 2000 | 0 | 114.65 | 82.26 | 6 | 0
2035 | PJM_ROM_2_NYISO_A-F | PJM_ROM | NYISO_A-F | Internal | Shoulder | B12 | 200 | 2000 | 0 | 111.08 | 82.26 | 6 | 0
2035 | PJM_ROM_2_NYISO_A-F | PJM_ROM | NYISO_A-F | Internal | Shoulder | B13 | 600 | 2000 | 0 | 110.86 | 82.26 | 6 | 0
2035 | PJM_ROM_2_NYISO_A-F | PJM_ROM | NYISO_A-F | Internal | Shoulder | B14 | 900 | 2000 | 0 | 100.79 | 82.26 | 6 | 0
2035 | PJM_ROM_2_NYISO_A-F | PJM_ROM | NYISO_A-F | Internal | Shoulder | B15 | 1203 | 2000 | 0 | 97.94 | 82.26 | 6 | 0
2035 | PJM_ROM_2_NYISO_A-F | PJM_ROM | NYISO_A-F | Internal | Summer | B1 | 10 | 2000 | 0 | 181.23 | 93.73 | 6 | 0
2035 | PJM_ROM_2_NYISO_A-F | PJM_ROM | NYISO_A-F | Internal | Summer | B2 | 25 | 2000 | 0 | 181.23 | 116.95 | 6 | 0
2035 | PJM_ROM_2_NYISO_A-F | PJM_ROM | NYISO_A-F | Internal | Summer | B3 | 75 | 2000 | 0 | 181.2 | 116.95 | 6 | 0
2035 | PJM_ROM_2_NYISO_A-F | PJM_ROM | NYISO_A-F | Internal | Summer | B4 | 100 | 2000 | 0 | 158.42 | 109.76 | 6 | 0
2035 | PJM_ROM_2_NYISO_A-F | PJM_ROM | NYISO_A-F | Internal | Summer | B5 | 200 | 2000 | 0 | 131.62 | 106.61 | 6 | 0
2035 | PJM_ROM_2_NYISO_A-F | PJM_ROM | NYISO_A-F | Internal | Summer | B6 | 300 | 2000 | 0 | 121.7 | 106.61 | 6 | 0
2035 | PJM_ROM_2_NYISO_A-F | PJM_ROM | NYISO_A-F | Internal | Summer | B7 | 400 | 2000 | 0 | 115.14 | 106.61 | 6 | 0
2035 | PJM_ROM_2_NYISO_A-F | PJM_ROM | NYISO_A-F | Internal | Summer | B8 | 500 | 2000 | 0 | 108.14 | 94.23 | 6 | 0
2035 | PJM_ROM_2_NYISO_A-F | PJM_ROM | NYISO_A-F | Internal | Summer | B9 | 800 | 2000 | 0 | 98.56 | 92.5 | 6 | 0
2035 | PJM_ROM_2_NYISO_A-F | PJM_ROM | NYISO_A-F | Internal | Summer | B10 | 1262 | 2000 | 0 | 96.31 | 92.5 | 6 | 0
2035 | PJM_ROM_2_NYISO_A-F | PJM_ROM | NYISO_A-F | Internal | Winter | B16 | 25 | 2000 | 0 | 118.47 | 82.26 | 6 | 0
2035 | PJM_ROM_2_NYISO_A-F | PJM_ROM | NYISO_A-F | Internal | Winter | B17 | 100 | 2000 | 0 | 117.42 | 82.26 | 6 | 0
2035 | PJM_ROM_2_NYISO_A-F | PJM_ROM | NYISO_A-F | Internal | Winter | B18 | 400 | 2000 | 0 | 116.93 | 82.26 | 6 | 0
2035 | PJM_ROM_2_NYISO_A-F | PJM_ROM | NYISO_A-F | Internal | Winter | B19 | 700 | 2000 | 0 | 108.34 | 82.26 | 6 | 0
2035 | PJM_ROM_2_NYISO_A-F | PJM_ROM | NYISO_A-F | Internal | Winter | B20 | 935 | 2000 | 0 | 101.45 | 82.26 | 6 | 0
2035 | PJM_ROM_2_PJM_E | PJM_ROM | PJM_E | Internal | Shoulder | B11 | 25 | 8000 | 2035.45 | 114.65 | 114.67 | 0.01 | 0
2035 | PJM_ROM_2_PJM_E | PJM_ROM | PJM_E | Internal | Shoulder | B12 | 200 | 8000 | 1577.69 | 111.08 | 111.09 | 0.01 | 0
2035 | PJM_ROM_2_PJM_E | PJM_ROM | PJM_E | Internal | Shoulder | B13 | 600 | 8000 | 3207.32 | 110.86 | 110.87 | 0.01 | 0
2035 | PJM_ROM_2_PJM_E | PJM_ROM | PJM_E | Internal | Shoulder | B14 | 900 | 8000 | 3461.59 | 100.79 | 100.8 | 0.01 | 0
2035 | PJM_ROM_2_PJM_E | PJM_ROM | PJM_E | Internal | Shoulder | B15 | 1203 | 8000 | 167.25 | 97.94 | 97.96 | 0.01 | 0
2035 | PJM_ROM_2_PJM_E | PJM_ROM | PJM_E | Internal | Summer | B1 | 10 | 8000 | 5901.7 | 181.23 | 181.24 | 0.01 | 0
2035 | PJM_ROM_2_PJM_E | PJM_ROM | PJM_E | Internal | Summer | B2 | 25 | 8000 | 4609.6 | 181.23 | 181.24 | 0.01 | 0
2035 | PJM_ROM_2_PJM_E | PJM_ROM | PJM_E | Internal | Summer | B3 | 75 | 8000 | 737.52 | 181.2 | 181.21 | 0.01 | 0
2035 | PJM_ROM_2_PJM_E | PJM_ROM | PJM_E | Internal | Summer | B4 | 100 | 8000 | 1210.92 | 158.42 | 158.43 | 0.01 | 0
2035 | PJM_ROM_2_PJM_E | PJM_ROM | PJM_E | Internal | Summer | B5 | 200 | 8000 | 2815.53 | 131.62 | 131.63 | 0.01 | 0
2035 | PJM_ROM_2_PJM_E | PJM_ROM | PJM_E | Internal | Summer | B6 | 300 | 8000 | 1033.62 | 121.7 | 121.71 | 0.01 | 0
2035 | PJM_ROM_2_PJM_E | PJM_ROM | PJM_E | Internal | Summer | B7 | 400 | 8000 | 2239.47 | 115.14 | 115.15 | 0.01 | 0
2035 | PJM_ROM_2_PJM_E | PJM_ROM | PJM_E | Internal | Summer | B8 | 500 | 8000 | 3928.99 | 108.14 | 108.15 | 0.01 | 0
2035 | PJM_ROM_2_PJM_E | PJM_ROM | PJM_E | Internal | Summer | B9 | 800 | 8000 | 3268.43 | 98.56 | 98.57 | 0.01 | 0
2035 | PJM_ROM_2_PJM_E | PJM_ROM | PJM_E | Internal | Summer | B10 | 1262 | 8000 | 1090.42 | 96.31 | 96.33 | 0.01 | 0
2035 | PJM_ROM_2_PJM_E | PJM_ROM | PJM_E | Internal | Winter | B16 | 25 | 8000 | 4329.76 | 118.47 | 118.48 | 0.01 | 0
2035 | PJM_ROM_2_PJM_E | PJM_ROM | PJM_E | Internal | Winter | B17 | 100 | 8000 | 4008.66 | 117.42 | 117.43 | 0.01 | 0
2035 | PJM_ROM_2_PJM_E | PJM_ROM | PJM_E | Internal | Winter | B18 | 400 | 8000 | 5160.21 | 116.93 | 116.94 | 0.01 | 0
2035 | PJM_ROM_2_PJM_E | PJM_ROM | PJM_E | Internal | Winter | B19 | 700 | 8000 | 4577.34 | 108.34 | 108.35 | 0.01 | 0
2035 | PJM_ROM_2_PJM_E | PJM_ROM | PJM_E | Internal | Winter | B20 | 935 | 8000 | 1113.13 | 101.45 | 101.46 | 0.01 | 0
2035 | PJM_ROM_2_PJM_ROR | PJM_ROM | PJM_ROR | Internal | Shoulder | B11 | 25 | 8000 | 0.48 | 114.65 | 114.64 | 0.01 | 0
2035 | PJM_ROM_2_PJM_ROR | PJM_ROM | PJM_ROR | Internal | Shoulder | B12 | 200 | 8000 | 0.06 | 111.08 | 111.06 | 0.01 | 0
2035 | PJM_ROM_2_PJM_ROR | PJM_ROM | PJM_ROR | Internal | Shoulder | B13 | 600 | 8000 | 0 | 110.86 | 100.01 | 0.01 | 0
2035 | PJM_ROM_2_PJM_ROR | PJM_ROM | PJM_ROR | Internal | Shoulder | B14 | 900 | 8000 | 0 | 100.79 | 99.93 | 0.01 | 0
2035 | PJM_ROM_2_PJM_ROR | PJM_ROM | PJM_ROR | Internal | Shoulder | B15 | 1203 | 8000 | 0.01 | 97.94 | 97.93 | 0.01 | 0
2035 | PJM_ROM_2_PJM_ROR | PJM_ROM | PJM_ROR | Internal | Summer | B1 | 10 | 8000 | 1.62 | 181.23 | 181.21 | 0.01 | 0
2035 | PJM_ROM_2_PJM_ROR | PJM_ROM | PJM_ROR | Internal | Summer | B2 | 25 | 8000 | 0.61 | 181.23 | 181.21 | 0.01 | 0
2035 | PJM_ROM_2_PJM_ROR | PJM_ROM | PJM_ROR | Internal | Summer | B3 | 75 | 8000 | 892.61 | 181.2 | 181.21 | 0.01 | 0
2035 | PJM_ROM_2_PJM_ROR | PJM_ROM | PJM_ROR | Internal | Summer | B4 | 100 | 8000 | 0.13 | 158.42 | 158.41 | 0.01 | 0
2035 | PJM_ROM_2_PJM_ROR | PJM_ROM | PJM_ROR | Internal | Summer | B5 | 200 | 8000 | 0.07 | 131.62 | 131.6 | 0.01 | 0
2035 | PJM_ROM_2_PJM_ROR | PJM_ROM | PJM_ROR | Internal | Summer | B6 | 300 | 8000 | 0.04 | 121.7 | 121.69 | 0.01 | 0
2035 | PJM_ROM_2_PJM_ROR | PJM_ROM | PJM_ROR | Internal | Summer | B7 | 400 | 8000 | 0.03 | 115.14 | 115.12 | 0.01 | 0
2035 | PJM_ROM_2_PJM_ROR | PJM_ROM | PJM_ROR | Internal | Summer | B8 | 500 | 8000 | 0 | 108.14 | 105.83 | 0.01 | 0
2035 | PJM_ROM_2_PJM_ROR | PJM_ROM | PJM_ROR | Internal | Summer | B9 | 800 | 8000 | 0.02 | 98.56 | 98.54 | 0.01 | 0
2035 | PJM_ROM_2_PJM_ROR | PJM_ROM | PJM_ROR | Internal | Summer | B10 | 1262 | 8000 | 0.01 | 96.31 | 96.3 | 0.01 | 0
2035 | PJM_ROM_2_PJM_ROR | PJM_ROM | PJM_ROR | Internal | Winter | B16 | 25 | 8000 | 0.37 | 118.47 | 118.46 | 0.01 | 0
2035 | PJM_ROM_2_PJM_ROR | PJM_ROM | PJM_ROR | Internal | Winter | B17 | 100 | 8000 | 0.13 | 117.42 | 117.41 | 0.01 | 0
2035 | PJM_ROM_2_PJM_ROR | PJM_ROM | PJM_ROR | Internal | Winter | B18 | 400 | 8000 | 0 | 116.93 | 104.78 | 0.01 | 0
2035 | PJM_ROM_2_PJM_ROR | PJM_ROM | PJM_ROR | Internal | Winter | B19 | 700 | 8000 | 0 | 108.34 | 103.04 | 0.01 | 0
2035 | PJM_ROM_2_PJM_ROR | PJM_ROM | PJM_ROR | Internal | Winter | B20 | 935 | 8000 | 0.01 | 101.45 | 101.43 | 0.01 | 0
2035 | SOCO_2_ENT | SOCO | ENT | Internal | Shoulder | B11 | 25 | 4300 | 0 | 120.63 | 112.63 | 10 | 0
2035 | SOCO_2_ENT | SOCO | ENT | Internal | Shoulder | B12 | 200 | 4300 | 0 | 102.8 | 95.64 | 10 | 0
2035 | SOCO_2_ENT | SOCO | ENT | Internal | Shoulder | B13 | 600 | 4300 | 0 | 102.4 | 93.73 | 10 | 0
2035 | SOCO_2_ENT | SOCO | ENT | Internal | Shoulder | B14 | 900 | 4300 | 0 | 102.4 | 85.73 | 10 | 0
2035 | SOCO_2_ENT | SOCO | ENT | Internal | Shoulder | B15 | 1203 | 4300 | 0 | 102.4 | 12.14 | 10 | 0
2035 | SOCO_2_ENT | SOCO | ENT | Internal | Summer | B1 | 10 | 4300 | 0 | 191.34 | 114.77 | 10 | 0
2035 | SOCO_2_ENT | SOCO | ENT | Internal | Summer | B2 | 25 | 4300 | 0 | 191.34 | 171.2 | 10 | 0
2035 | SOCO_2_ENT | SOCO | ENT | Internal | Summer | B3 | 75 | 4300 | 0 | 191.34 | 179.21 | 10 | 0
2035 | SOCO_2_ENT | SOCO | ENT | Internal | Summer | B4 | 100 | 4300 | 0 | 167.2 | 156.39 | 10 | 0
2035 | SOCO_2_ENT | SOCO | ENT | Internal | Summer | B5 | 200 | 4300 | 0 | 135.7 | 127.7 | 10 | 0
2035 | SOCO_2_ENT | SOCO | ENT | Internal | Summer | B6 | 300 | 4300 | 0 | 121.69 | 119.69 | 10 | 0
2035 | SOCO_2_ENT | SOCO | ENT | Internal | Summer | B7 | 400 | 4300 | 0 | 117.18 | 114.77 | 10 | 0
2035 | SOCO_2_ENT | SOCO | ENT | Internal | Summer | B8 | 500 | 4300 | 0 | 109.1 | 103.83 | 10 | 0
2035 | SOCO_2_ENT | SOCO | ENT | Internal | Summer | B9 | 800 | 4300 | 0 | 101.07 | 99.02 | 10 | 0
2035 | SOCO_2_ENT | SOCO | ENT | Internal | Summer | B10 | 1262 | 4300 | 0 | 101.07 | 84.46 | 10 | 0
2035 | SOCO_2_ENT | SOCO | ENT | Internal | Winter | B16 | 25 | 4300 | 0 | 121.16 | 103.61 | 10 | 0
2035 | SOCO_2_ENT | SOCO | ENT | Internal | Winter | B17 | 100 | 4300 | 0 | 105.36 | 97.36 | 10 | 0
2035 | SOCO_2_ENT | SOCO | ENT | Internal | Winter | B18 | 400 | 4300 | 0 | 105.36 | 96.51 | 10 | 0
2035 | SOCO_2_ENT | SOCO | ENT | Internal | Winter | B19 | 700 | 4300 | 0 | 105.36 | 88.51 | 10 | 0
2035 | SOCO_2_ENT | SOCO | ENT | Internal | Winter | B20 | 935 | 4300 | 0 | 103.27 | 13.34 | 10 | 0
2035 | SOCO_2_FRCC | SOCO | FRCC | Internal | Shoulder | B11 | 25 | 3700 | 470.46 | 120.63 | 130.63 | 10 | 0
2035 | SOCO_2_FRCC | SOCO | FRCC | Internal | Shoulder | B12 | 200 | 3700 | 0 | 102.8 | 106.83 | 10 | 0
2035 | SOCO_2_FRCC | SOCO | FRCC | Internal | Shoulder | B13 | 600 | 3700 | 0 | 102.4 | 106.83 | 10 | 0
2035 | SOCO_2_FRCC | SOCO | FRCC | Internal | Shoulder | B14 | 900 | 3700 | 0 | 102.4 | 106.83 | 10 | 0
2035 | SOCO_2_FRCC | SOCO | FRCC | Internal | Shoulder | B15 | 1203 | 3700 | 0 | 102.4 | 106.83 | 10 | 0
2035 | SOCO_2_FRCC | SOCO | FRCC | Internal | Summer | B1 | 10 | 3700 | 0 | 191.34 | 196.83 | 10 | 0
2035 | SOCO_2_FRCC | SOCO | FRCC | Internal | Summer | B2 | 25 | 3700 | 0 | 191.34 | 196.83 | 10 | 0
2035 | SOCO_2_FRCC | SOCO | FRCC | Internal | Summer | B3 | 75 | 3700 | 0 | 191.34 | 196.83 | 10 | 0
2035 | SOCO_2_FRCC | SOCO | FRCC | Internal | Summer | B4 | 100 | 3700 | 1058.31 | 167.2 | 177.2 | 10 | 0
2035 | SOCO_2_FRCC | SOCO | FRCC | Internal | Summer | B5 | 200 | 3700 | 0 | 135.7 | 127.7 | 10 | 0
2035 | SOCO_2_FRCC | SOCO | FRCC | Internal | Summer | B6 | 300 | 3700 | 0 | 121.69 | 122.89 | 10 | 0
2035 | SOCO_2_FRCC | SOCO | FRCC | Internal | Summer | B7 | 400 | 3700 | 0 | 117.18 | 117.69 | 10 | 0
2035 | SOCO_2_FRCC | SOCO | FRCC | Internal | Summer | B8 | 500 | 3700 | 0 | 109.1 | 105.92 | 10 | 0
2035 | SOCO_2_FRCC | SOCO | FRCC | Internal | Summer | B9 | 800 | 3700 | 0 | 101.07 | 105.92 | 10 | 0
2035 | SOCO_2_FRCC | SOCO | FRCC | Internal | Summer | B10 | 1262 | 3700 | 0 | 101.07 | 105.92 | 10 | 0
2035 | SOCO_2_FRCC | SOCO | FRCC | Internal | Winter | B16 | 25 | 3700 | 0 | 121.16 | 126.86 | 10 | 0
2035 | SOCO_2_FRCC | SOCO | FRCC | Internal | Winter | B17 | 100 | 3700 | 0 | 105.36 | 109.31 | 10 | 0
2035 | SOCO_2_FRCC | SOCO | FRCC | Internal | Winter | B18 | 400 | 3700 | 0 | 105.36 | 109.31 | 10 | 0
2035 | SOCO_2_FRCC | SOCO | FRCC | Internal | Winter | B19 | 700 | 3700 | 0 | 105.36 | 109.31 | 10 | 0
2035 | SOCO_2_FRCC | SOCO | FRCC | Internal | Winter | B20 | 935 | 3700 | 0 | 103.27 | 103.58 | 10 | 0
2035 | SOCO_2_TVA_Transmission | SOCO | TVA_Transmission | Internal | Shoulder | B11 | 25 | 2600 | 0 | 120.63 | 117.96 | 10 | 0
2035 | SOCO_2_TVA_Transmission | SOCO | TVA_Transmission | Internal | Shoulder | B12 | 200 | 2600 | 0 | 102.8 | 103.64 | 10 | 0
2035 | SOCO_2_TVA_Transmission | SOCO | TVA_Transmission | Internal | Shoulder | B13 | 600 | 2600 | 0 | 102.4 | 101.73 | 10 | 0
2035 | SOCO_2_TVA_Transmission | SOCO | TVA_Transmission | Internal | Shoulder | B14 | 900 | 2600 | 0 | 102.4 | 101.73 | 10 | 0
2035 | SOCO_2_TVA_Transmission | SOCO | TVA_Transmission | Internal | Shoulder | B15 | 1203 | 2600 | 0 | 102.4 | 101.73 | 10 | 0
2035 | SOCO_2_TVA_Transmission | SOCO | TVA_Transmission | Internal | Summer | B1 | 10 | 2600 | 0 | 191.34 | 182.34 | 10 | 0
2035 | SOCO_2_TVA_Transmission | SOCO | TVA_Transmission | Internal | Summer | B2 | 25 | 2600 | 0 | 191.34 | 187.2 | 10 | 0
2035 | SOCO_2_TVA_Transmission | SOCO | TVA_Transmission | Internal | Summer | B3 | 75 | 2600 | 0 | 191.34 | 187.21 | 10 | 0
2035 | SOCO_2_TVA_Transmission | SOCO | TVA_Transmission | Internal | Summer | B4 | 100 | 2600 | 0 | 167.2 | 164.39 | 10 | 0
2035 | SOCO_2_TVA_Transmission | SOCO | TVA_Transmission | Internal | Summer | B5 | 200 | 2600 | 0 | 135.7 | 135.7 | 10 | 0
2035 | SOCO_2_TVA_Transmission | SOCO | TVA_Transmission | Internal | Summer | B6 | 300 | 2600 | 0 | 121.69 | 121.6 | 10 | 0
2035 | SOCO_2_TVA_Transmission | SOCO | TVA_Transmission | Internal | Summer | B7 | 400 | 2600 | 0 | 117.18 | 112.54 | 10 | 0
2035 | SOCO_2_TVA_Transmission | SOCO | TVA_Transmission | Internal | Summer | B8 | 500 | 2600 | 0 | 109.1 | 104.92 | 10 | 0
2035 | SOCO_2_TVA_Transmission | SOCO | TVA_Transmission | Internal | Summer | B9 | 800 | 2600 | 0 | 101.07 | 101.73 | 10 | 0
2035 | SOCO_2_TVA_Transmission | SOCO | TVA_Transmission | Internal | Summer | B10 | 1262 | 2600 | 0 | 101.07 | 100.46 | 10 | 0
2035 | SOCO_2_TVA_Transmission | SOCO | TVA_Transmission | Internal | Winter | B16 | 25 | 2600 | 0 | 121.16 | 112.16 | 10 | 0
2035 | SOCO_2_TVA_Transmission | SOCO | TVA_Transmission | Internal | Winter | B17 | 100 | 2600 | 0 | 105.36 | 108.41 | 10 | 0
2035 | SOCO_2_TVA_Transmission | SOCO | TVA_Transmission | Internal | Winter | B18 | 400 | 2600 | 0 | 105.36 | 104.51 | 10 | 0
2035 | SOCO_2_TVA_Transmission | SOCO | TVA_Transmission | Internal | Winter | B19 | 700 | 2600 | 0 | 105.36 | 104.51 | 10 | 0
2035 | SOCO_2_TVA_Transmission | SOCO | TVA_Transmission | Internal | Winter | B20 | 935 | 2600 | 0 | 103.27 | 104.51 | 10 | 0
2035 | SOCO_2_VACAR | SOCO | VACAR | Internal | Shoulder | B11 | 25 | 2000 | 0 | 120.63 | 120.64 | 10 | 0
2035 | SOCO_2_VACAR | SOCO | VACAR | Internal | Shoulder | B12 | 200 | 2000 | 0 | 102.8 | 104.22 | 10 | 0
2035 | SOCO_2_VACAR | SOCO | VACAR | Internal | Shoulder | B13 | 600 | 2000 | 0 | 102.4 | 104.22 | 10 | 0
2035 | SOCO_2_VACAR | SOCO | VACAR | Internal | Shoulder | B14 | 900 | 2000 | 0 | 102.4 | 104.22 | 10 | 0
2035 | SOCO_2_VACAR | SOCO | VACAR | Internal | Shoulder | B15 | 1203 | 2000 | 0 | 102.4 | 104.22 | 10 | 0
2035 | SOCO_2_VACAR | SOCO | VACAR | Internal | Summer | B1 | 10 | 2000 | 0 | 191.34 | 190.62 | 10 | 0
2035 | SOCO_2_VACAR | SOCO | VACAR | Internal | Summer | B2 | 25 | 2000 | 0 | 191.34 | 190.62 | 10 | 0
2035 | SOCO_2_VACAR | SOCO | VACAR | Internal | Summer | B3 | 75 | 2000 | 0 | 191.34 | 187.21 | 10 | 0
2035 | SOCO_2_VACAR | SOCO | VACAR | Internal | Summer | B4 | 100 | 2000 | 0 | 167.2 | 163.21 | 10 | 0
2035 | SOCO_2_VACAR | SOCO | VACAR | Internal | Summer | B5 | 200 | 2000 | 0 | 135.7 | 137.6 | 10 | 0
2035 | SOCO_2_VACAR | SOCO | VACAR | Internal | Summer | B6 | 300 | 2000 | 0 | 121.69 | 114.69 | 10 | 0
2035 | SOCO_2_VACAR | SOCO | VACAR | Internal | Summer | B7 | 400 | 2000 | 0 | 117.18 | 110.18 | 10 | 0
2035 | SOCO_2_VACAR | SOCO | VACAR | Internal | Summer | B8 | 500 | 2000 | 0 | 109.1 | 102.1 | 10 | 0
2035 | SOCO_2_VACAR | SOCO | VACAR | Internal | Summer | B9 | 800 | 2000 | 0 | 101.07 | 102.1 | 10 | 0
2035 | SOCO_2_VACAR | SOCO | VACAR | Internal | Summer | B10 | 1262 | 2000 | 0 | 101.07 | 102.1 | 10 | 0
2035 | SOCO_2_VACAR | SOCO | VACAR | Internal | Winter | B16 | 25 | 2000 | 0 | 121.16 | 121.16 | 10 | 0
2035 | SOCO_2_VACAR | SOCO | VACAR | Internal | Winter | B17 | 100 | 2000 | 0 | 105.36 | 109.04 | 10 | 0
2035 | SOCO_2_VACAR | SOCO | VACAR | Internal | Winter | B18 | 400 | 2000 | 0 | 105.36 | 109.04 | 10 | 0
2035 | SOCO_2_VACAR | SOCO | VACAR | Internal | Winter | B19 | 700 | 2000 | 0 | 105.36 | 109.04 | 10 | 0
2035 | SOCO_2_VACAR | SOCO | VACAR | Internal | Winter | B20 | 935 | 2000 | 0 | 103.27 | 109.04 | 10 | 0
2035 | SPP_N_2_ENT | SPP_N | ENT | Internal | Shoulder | B11 | 25 | 15643 | 11292.11 | 107.63 | 112.63 | 5 | 0
2035 | SPP_N_2_ENT | SPP_N | ENT | Internal | Shoulder | B12 | 200 | 15643 | 13163.35 | 90.64 | 95.64 | 5 | 0
2035 | SPP_N_2_ENT | SPP_N | ENT | Internal | Shoulder | B13 | 600 | 15643 | 14721.94 | 88.73 | 93.73 | 5 | 0
2035 | SPP_N_2_ENT | SPP_N | ENT | Internal | Shoulder | B14 | 900 | 15643 | 15643 | 0.86 | 85.73 | 5 | 79.87
2035 | SPP_N_2_ENT | SPP_N | ENT | Internal | Shoulder | B15 | 1203 | 15643 | 15643 | 0.86 | 12.14 | 5 | 6.28
2035 | SPP_N_2_ENT | SPP_N | ENT | Internal | Summer | B1 | 10 | 15643 | 15643 | 0.86 | 114.77 | 5 | 108.91
2035 | SPP_N_2_ENT | SPP_N | ENT | Internal | Summer | B2 | 25 | 15643 | 7423.57 | 166.2 | 171.2 | 5 | 0
2035 | SPP_N_2_ENT | SPP_N | ENT | Internal | Summer | B3 | 75 | 15643 | 1917.68 | 174.21 | 179.21 | 5 | 0
2035 | SPP_N_2_ENT | SPP_N | ENT | Internal | Summer | B4 | 100 | 15643 | 3828.19 | 151.39 | 156.39 | 5 | 0
2035 | SPP_N_2_ENT | SPP_N | ENT | Internal | Summer | B5 | 200 | 15643 | 2646.09 | 122.7 | 127.7 | 5 | 0
2035 | SPP_N_2_ENT | SPP_N | ENT | Internal | Summer | B6 | 300 | 15643 | 1356.51 | 114.69 | 119.69 | 5 | 0
2035 | SPP_N_2_ENT | SPP_N | ENT | Internal | Summer | B7 | 400 | 15643 | 7397.07 | 109.77 | 114.77 | 5 | 0
2035 | SPP_N_2_ENT | SPP_N | ENT | Internal | Summer | B8 | 500 | 15643 | 9783.07 | 98.83 | 103.83 | 5 | 0
2035 | SPP_N_2_ENT | SPP_N | ENT | Internal | Summer | B9 | 800 | 15643 | 13054.39 | 94.02 | 99.02 | 5 | 0
2035 | SPP_N_2_ENT | SPP_N | ENT | Internal | Summer | B10 | 1262 | 15643 | 15642.98 | 79.45 | 84.46 | 5 | 0.01
2035 | SPP_N_2_ENT | SPP_N | ENT | Internal | Winter | B16 | 25 | 15643 | 15643 | 0.87 | 103.61 | 5 | 97.74
2035 | SPP_N_2_ENT | SPP_N | ENT | Internal | Winter | B17 | 100 | 15643 | 15643 | 0.87 | 97.36 | 5 | 91.49
2035 | SPP_N_2_ENT | SPP_N | ENT | Internal | Winter | B18 | 400 | 15643 | 14231.82 | 91.51 | 96.51 | 5 | 0
2035 | SPP_N_2_ENT | SPP_N | ENT | Internal | Winter | B19 | 700 | 15643 | 15643 | 79.14 | 88.51 | 5 | 4.37
2035 | SPP_N_2_ENT | SPP_N | ENT | Internal | Winter | B20 | 935 | 15643 | 15643 | 0.86 | 13.34 | 5 | 7.49
2035 | SPP_N_2_MISO_MO-IL | SPP_N | MISO_MO-IL | Internal | Shoulder | B11 | 25 | 4019 | 613.42 | 107.63 | 112.63 | 5 | 0
2035 | SPP_N_2_MISO_MO-IL | SPP_N | MISO_MO-IL | Internal | Shoulder | B12 | 200 | 4019 | 4019 | 90.64 | 97.98 | 5 | 2.34
2035 | SPP_N_2_MISO_MO-IL | SPP_N | MISO_MO-IL | Internal | Shoulder | B13 | 600 | 4019 | 4019 | 88.73 | 97.98 | 5 | 4.25
2035 | SPP_N_2_MISO_MO-IL | SPP_N | MISO_MO-IL | Internal | Shoulder | B14 | 900 | 4019 | 4019 | 0.86 | 93.73 | 5 | 87.87
2035 | SPP_N_2_MISO_MO-IL | SPP_N | MISO_MO-IL | Internal | Shoulder | B15 | 1203 | 4019 | 4019 | 0.86 | 92.09 | 5 | 86.23
2035 | SPP_N_2_MISO_MO-IL | SPP_N | MISO_MO-IL | Internal | Summer | B1 | 10 | 4019 | 4019 | 0.86 | 174.34 | 5 | 168.48
2035 | SPP_N_2_MISO_MO-IL | SPP_N | MISO_MO-IL | Internal | Summer | B2 | 25 | 4019 | 4019 | 166.2 | 179.2 | 5 | 8
2035 | SPP_N_2_MISO_MO-IL | SPP_N | MISO_MO-IL | Internal | Summer | B3 | 75 | 4019 | 3406.42 | 174.21 | 179.21 | 5 | 0
2035 | SPP_N_2_MISO_MO-IL | SPP_N | MISO_MO-IL | Internal | Summer | B4 | 100 | 4019 | 3198.22 | 151.39 | 156.39 | 5 | 0
2035 | SPP_N_2_MISO_MO-IL | SPP_N | MISO_MO-IL | Internal | Summer | B5 | 200 | 4019 | 3965.37 | 122.7 | 127.7 | 5 | 0
2035 | SPP_N_2_MISO_MO-IL | SPP_N | MISO_MO-IL | Internal | Summer | B6 | 300 | 4019 | 1268.45 | 114.69 | 119.69 | 5 | 0
2035 | SPP_N_2_MISO_MO-IL | SPP_N | MISO_MO-IL | Internal | Summer | B7 | 400 | 4019 | 0 | 109.77 | 113.14 | 5 | 0
2035 | SPP_N_2_MISO_MO-IL | SPP_N | MISO_MO-IL | Internal | Summer | B8 | 500 | 4019 | 279.8 | 98.83 | 103.83 | 5 | 0
2035 | SPP_N_2_MISO_MO-IL | SPP_N | MISO_MO-IL | Internal | Summer | B9 | 800 | 4019 | 0 | 94.02 | 96.56 | 5 | 0
2035 | SPP_N_2_MISO_MO-IL | SPP_N | MISO_MO-IL | Internal | Summer | B10 | 1262 | 4019 | 4019 | 79.45 | 92.46 | 5 | 8.01
2035 | SPP_N_2_MISO_MO-IL | SPP_N | MISO_MO-IL | Internal | Winter | B16 | 25 | 4019 | 4019 | 0.87 | 101.02 | 5 | 95.15
2035 | SPP_N_2_MISO_MO-IL | SPP_N | MISO_MO-IL | Internal | Winter | B17 | 100 | 4019 | 4019 | 0.87 | 101 | 5 | 95.13
2035 | SPP_N_2_MISO_MO-IL | SPP_N | MISO_MO-IL | Internal | Winter | B18 | 400 | 4019 | 4019 | 91.51 | 101 | 5 | 4.49
2035 | SPP_N_2_MISO_MO-IL | SPP_N | MISO_MO-IL | Internal | Winter | B19 | 700 | 4019 | 4019 | 79.14 | 96.51 | 5 | 12.37
2035 | SPP_N_2_MISO_MO-IL | SPP_N | MISO_MO-IL | Internal | Winter | B20 | 935 | 4019 | 4019 | 0.86 | 89.07 | 5 | 83.21
2035 | SPP_N_2_MISO_W | SPP_N | MISO_W | Internal | Shoulder | B11 | 25 | 1087 | 1086.12 | 107.63 | 112.64 | 5 | 0.01
2035 | SPP_N_2_MISO_W | SPP_N | MISO_W | Internal | Shoulder | B12 | 200 | 1087 | 1087 | 90.64 | 97.97 | 5 | 2.33
2035 | SPP_N_2_MISO_W | SPP_N | MISO_W | Internal | Shoulder | B13 | 600 | 1087 | 1087 | 88.73 | 97.94 | 5 | 4.21
2035 | SPP_N_2_MISO_W | SPP_N | MISO_W | Internal | Shoulder | B14 | 900 | 1087 | 1087 | 0.86 | 67.26 | 5 | 61.41
2035 | SPP_N_2_MISO_W | SPP_N | MISO_W | Internal | Shoulder | B15 | 1203 | 1087 | 1087 | 0.86 | 31.38 | 5 | 25.52
2035 | SPP_N_2_MISO_W | SPP_N | MISO_W | Internal | Summer | B1 | 10 | 1087 | 1087 | 0.86 | 179.21 | 5 | 173.36
2035 | SPP_N_2_MISO_W | SPP_N | MISO_W | Internal | Summer | B2 | 25 | 1087 | 1087 | 166.2 | 179.21 | 5 | 8.01
2035 | SPP_N_2_MISO_W | SPP_N | MISO_W | Internal | Summer | B3 | 75 | 1087 | 913.32 | 174.21 | 179.21 | 5 | 0
2035 | SPP_N_2_MISO_W | SPP_N | MISO_W | Internal | Summer | B4 | 100 | 1087 | 1086.75 | 151.39 | 156.41 | 5 | 0.01
2035 | SPP_N_2_MISO_W | SPP_N | MISO_W | Internal | Summer | B5 | 200 | 1087 | 1087 | 122.7 | 129.6 | 5 | 1.91
2035 | SPP_N_2_MISO_W | SPP_N | MISO_W | Internal | Summer | B6 | 300 | 1087 | 370.13 | 114.69 | 119.69 | 5 | 0
2035 | SPP_N_2_MISO_W | SPP_N | MISO_W | Internal | Summer | B7 | 400 | 1087 | 0 | 109.77 | 113.12 | 5 | 0
2035 | SPP_N_2_MISO_W | SPP_N | MISO_W | Internal | Summer | B8 | 500 | 1087 | 0.05 | 98.83 | 103.82 | 5 | 0
2035 | SPP_N_2_MISO_W | SPP_N | MISO_W | Internal | Summer | B9 | 800 | 1087 | 0 | 94.02 | 96.54 | 5 | 0
2035 | SPP_N_2_MISO_W | SPP_N | MISO_W | Internal | Summer | B10 | 1262 | 1087 | 808.59 | 79.45 | 84.45 | 5 | 0
2035 | SPP_N_2_MISO_W | SPP_N | MISO_W | Internal | Winter | B16 | 25 | 1087 | 1087 | 0.87 | 21.63 | 5 | 15.76
2035 | SPP_N_2_MISO_W | SPP_N | MISO_W | Internal | Winter | B17 | 100 | 1087 | 1087 | 0.87 | 28.63 | 5 | 22.76
2035 | SPP_N_2_MISO_W | SPP_N | MISO_W | Internal | Winter | B18 | 400 | 1087 | 471.76 | 91.51 | 96.51 | 5 | 0
2035 | SPP_N_2_MISO_W | SPP_N | MISO_W | Internal | Winter | B19 | 700 | 1087 | 1087 | 79.14 | 96.5 | 5 | 12.36
2035 | SPP_N_2_MISO_W | SPP_N | MISO_W | Internal | Winter | B20 | 935 | 1087 | 1087 | 0.86 | 67.26 | 5 | 61.41
2035 | SPP_N_2_NE | SPP_N | NE | Internal | Shoulder | B11 | 25 | 490 | 181.07 | 107.63 | 107.64 | 0.01 | 0
2035 | SPP_N_2_NE | SPP_N | NE | Internal | Shoulder | B12 | 200 | 490 | 0.06 | 90.64 | 90.63 | 0.01 | 0
2035 | SPP_N_2_NE | SPP_N | NE | Internal | Shoulder | B13 | 600 | 490 | 0 | 88.73 | 85.94 | 0.01 | 0
2035 | SPP_N_2_NE | SPP_N | NE | Internal | Shoulder | B14 | 900 | 490 | 0.03 | 0.86 | 0.86 | 0.01 | 0
2035 | SPP_N_2_NE | SPP_N | NE | Internal | Shoulder | B15 | 1203 | 490 | 0.02 | 0.86 | 0.86 | 0.01 | 0
2035 | SPP_N_2_NE | SPP_N | NE | Internal | Summer | B1 | 10 | 490 | 490 | 0.86 | 174.21 | 0.01 | 173.34
2035 | SPP_N_2_NE | SPP_N | NE | Internal | Summer | B2 | 25 | 490 | 489.99 | 166.2 | 167.21 | 0.01 | 1
2035 | SPP_N_2_NE | SPP_N | NE | Internal | Summer | B3 | 75 | 490 | 0.34 | 174.21 | 174.21 | 0.01 | 0
2035 | SPP_N_2_NE | SPP_N | NE | Internal | Summer | B4 | 100 | 490 | 97.21 | 151.39 | 151.41 | 0.01 | 0
2035 | SPP_N_2_NE | SPP_N | NE | Internal | Summer | B5 | 200 | 490 | 490 | 122.7 | 124.6 | 0.01 | 1.89
2035 | SPP_N_2_NE | SPP_N | NE | Internal | Summer | B6 | 300 | 490 | 0.08 | 114.69 | 114.69 | 0.01 | 0
2035 | SPP_N_2_NE | SPP_N | NE | Internal | Summer | B7 | 400 | 490 | 0 | 109.77 | 108.12 | 0.01 | 0
2035 | SPP_N_2_NE | SPP_N | NE | Internal | Summer | B8 | 500 | 490 | 0.03 | 98.83 | 98.82 | 0.01 | 0
2035 | SPP_N_2_NE | SPP_N | NE | Internal | Summer | B9 | 800 | 490 | 0 | 94.02 | 91.54 | 0.01 | 0
2035 | SPP_N_2_NE | SPP_N | NE | Internal | Summer | B10 | 1262 | 490 | 0.01 | 79.45 | 79.44 | 0.01 | 0
2035 | SPP_N_2_NE | SPP_N | NE | Internal | Winter | B16 | 25 | 490 | 0.44 | 0.87 | 0.86 | 0.01 | 0
2035 | SPP_N_2_NE | SPP_N | NE | Internal | Winter | B17 | 100 | 490 | 0.12 | 0.87 | 0.86 | 0.01 | 0
2035 | SPP_N_2_NE | SPP_N | NE | Internal | Winter | B18 | 400 | 490 | 0 | 91.51 | 84.5 | 0.01 | 0
2035 | SPP_N_2_NE | SPP_N | NE | Internal | Winter | B19 | 700 | 490 | 0.02 | 79.14 | 79.13 | 0.01 | 0
2035 | SPP_N_2_NE | SPP_N | NE | Internal | Winter | B20 | 935 | 490 | 0.03 | 0.86 | 0.86 | 0.01 | 0
2035 | SPP_N_2_SPP_S | SPP_N | SPP_S | Internal | Shoulder | B11 | 25 | 4236 | 2353.34 | 107.63 | 107.64 | 0.01 | 0
2035 | SPP_N_2_SPP_S | SPP_N | SPP_S | Internal | Shoulder | B12 | 200 | 4236 | 0.13 | 90.64 | 90.64 | 0.01 | 0
2035 | SPP_N_2_SPP_S | SPP_N | SPP_S | Internal | Shoulder | B13 | 600 | 4236 | 0.04 | 88.73 | 88.73 | 0.01 | 0
2035 | SPP_N_2_SPP_S | SPP_N | SPP_S | Internal | Shoulder | B14 | 900 | 4236 | 0.03 | 0.86 | 0.86 | 0.01 | 0
2035 | SPP_N_2_SPP_S | SPP_N | SPP_S | Internal | Shoulder | B15 | 1203 | 4236 | 0.02 | 0.86 | 0.86 | 0.01 | 0
2035 | SPP_N_2_SPP_S | SPP_N | SPP_S | Internal | Summer | B1 | 10 | 4236 | 2353.47 | 0.86 | 0.87 | 0.01 | 0
2035 | SPP_N_2_SPP_S | SPP_N | SPP_S | Internal | Summer | B2 | 25 | 4236 | 0.88 | 166.2 | 166.2 | 0.01 | 0
2035 | SPP_N_2_SPP_S | SPP_N | SPP_S | Internal | Summer | B3 | 75 | 4236 | 0 | 174.21 | 168.59 | 0.01 | 0
2035 | SPP_N_2_SPP_S | SPP_N | SPP_S | Internal | Summer | B4 | 100 | 4236 | 0.25 | 151.39 | 151.39 | 0.01 | 0
2035 | SPP_N_2_SPP_S | SPP_N | SPP_S | Internal | Summer | B5 | 200 | 4236 | 0.13 | 122.7 | 122.7 | 0.01 | 0
2035 | SPP_N_2_SPP_S | SPP_N | SPP_S | Internal | Summer | B6 | 300 | 4236 | 4235.98 | 114.69 | 114.75 | 0.01 | 0.05
2035 | SPP_N_2_SPP_S | SPP_N | SPP_S | Internal | Summer | B7 | 400 | 4236 | 4236 | 109.77 | 114.49 | 0.01 | 4.7
2035 | SPP_N_2_SPP_S | SPP_N | SPP_S | Internal | Summer | B8 | 500 | 4236 | 4236 | 98.83 | 109.7 | 0.01 | 10.86
2035 | SPP_N_2_SPP_S | SPP_N | SPP_S | Internal | Summer | B9 | 800 | 4236 | 2851.57 | 94.02 | 94.03 | 0.01 | 0
2035 | SPP_N_2_SPP_S | SPP_N | SPP_S | Internal | Summer | B10 | 1262 | 4236 | 321.92 | 79.45 | 79.46 | 0.01 | 0
2035 | SPP_N_2_SPP_S | SPP_N | SPP_S | Internal | Winter | B16 | 25 | 4236 | 287.26 | 0.87 | 0.88 | 0.01 | 0
2035 | SPP_N_2_SPP_S | SPP_N | SPP_S | Internal | Winter | B17 | 100 | 4236 | 334.24 | 0.87 | 0.88 | 0.01 | 0
2035 | SPP_N_2_SPP_S | SPP_N | SPP_S | Internal | Winter | B18 | 400 | 4236 | 0.06 | 91.51 | 91.51 | 0.01 | 0
2035 | SPP_N_2_SPP_S | SPP_N | SPP_S | Internal | Winter | B19 | 700 | 4236 | 0 | 79.14 | 75.32 | 0.01 | 0
2035 | SPP_N_2_SPP_S | SPP_N | SPP_S | Internal | Winter | B20 | 935 | 4236 | 0.03 | 0.86 | 0.86 | 0.01 | 0
2035 | SPP_S_2_ENT | SPP_S | ENT | Internal | Shoulder | B11 | 25 | 2842 | 0.94 | 107.64 | 112.63 | 5 | 0
2035 | SPP_S_2_ENT | SPP_S | ENT | Internal | Shoulder | B12 | 200 | 2842 | 1928.86 | 90.64 | 95.64 | 5 | 0
2035 | SPP_S_2_ENT | SPP_S | ENT | Internal | Shoulder | B13 | 600 | 2842 | 2707.93 | 88.73 | 93.73 | 5 | 0
2035 | SPP_S_2_ENT | SPP_S | ENT | Internal | Shoulder | B14 | 900 | 2842 | 2842 | 0.86 | 85.73 | 5 | 79.87
2035 | SPP_S_2_ENT | SPP_S | ENT | Internal | Shoulder | B15 | 1203 | 2842 | 2842 | 0.86 | 12.14 | 5 | 6.28
2035 | SPP_S_2_ENT | SPP_S | ENT | Internal | Summer | B1 | 10 | 2842 | 2842 | 0.87 | 114.77 | 5 | 108.9
2035 | SPP_S_2_ENT | SPP_S | ENT | Internal | Summer | B2 | 25 | 2842 | 2513.56 | 166.2 | 171.2 | 5 | 0
2035 | SPP_S_2_ENT | SPP_S | ENT | Internal | Summer | B3 | 75 | 2842 | 2842 | 168.59 | 179.21 | 5 | 5.62
2035 | SPP_S_2_ENT | SPP_S | ENT | Internal | Summer | B4 | 100 | 2842 | 1373.6 | 151.39 | 156.39 | 5 | 0
2035 | SPP_S_2_ENT | SPP_S | ENT | Internal | Summer | B5 | 200 | 2842 | 1149.84 | 122.7 | 127.7 | 5 | 0
2035 | SPP_S_2_ENT | SPP_S | ENT | Internal | Summer | B6 | 300 | 2842 | 0.02 | 114.75 | 119.69 | 5 | 0
2035 | SPP_S_2_ENT | SPP_S | ENT | Internal | Summer | B7 | 400 | 2842 | 0 | 114.49 | 114.77 | 5 | 0
2035 | SPP_S_2_ENT | SPP_S | ENT | Internal | Summer | B8 | 500 | 2842 | 0 | 109.7 | 103.83 | 5 | 0
2035 | SPP_S_2_ENT | SPP_S | ENT | Internal | Summer | B9 | 800 | 2842 | 0.03 | 94.03 | 99.02 | 5 | 0
2035 | SPP_S_2_ENT | SPP_S | ENT | Internal | Summer | B10 | 1262 | 2842 | 1521.71 | 79.46 | 84.46 | 5 | 0
2035 | SPP_S_2_ENT | SPP_S | ENT | Internal | Winter | B16 | 25 | 2842 | 2842 | 0.88 | 103.61 | 5 | 97.73
2035 | SPP_S_2_ENT | SPP_S | ENT | Internal | Winter | B17 | 100 | 2842 | 2842 | 0.88 | 97.36 | 5 | 91.48
2035 | SPP_S_2_ENT | SPP_S | ENT | Internal | Winter | B18 | 400 | 2842 | 2369.84 | 91.51 | 96.51 | 5 | 0
2035 | SPP_S_2_ENT | SPP_S | ENT | Internal | Winter | B19 | 700 | 2842 | 2842 | 75.32 | 88.51 | 5 | 8.19
2035 | SPP_S_2_ENT | SPP_S | ENT | Internal | Winter | B20 | 935 | 2842 | 2842 | 0.86 | 13.34 | 5 | 7.49
2035 | SPP_S_2_SPP_N | SPP_S | SPP_N | Internal | Shoulder | B11 | 25 | 876 | 0.47 | 107.64 | 107.63 | 0.01 | 0
2035 | SPP_S_2_SPP_N | SPP_S | SPP_N | Internal | Shoulder | B12 | 200 | 876 | 0.13 | 90.64 | 90.64 | 0.01 | 0
2035 | SPP_S_2_SPP_N | SPP_S | SPP_N | Internal | Shoulder | B13 | 600 | 876 | 0.05 | 88.73 | 88.73 | 0.01 | 0
2035 | SPP_S_2_SPP_N | SPP_S | SPP_N | Internal | Shoulder | B14 | 900 | 876 | 0.03 | 0.86 | 0.86 | 0.01 | 0
2035 | SPP_S_2_SPP_N | SPP_S | SPP_N | Internal | Shoulder | B15 | 1203 | 876 | 0.02 | 0.86 | 0.86 | 0.01 | 0
2035 | SPP_S_2_SPP_N | SPP_S | SPP_N | Internal | Summer | B1 | 10 | 876 | 1.11 | 0.87 | 0.86 | 0.01 | 0
2035 | SPP_S_2_SPP_N | SPP_S | SPP_N | Internal | Summer | B2 | 25 | 876 | 1 | 166.2 | 166.2 | 0.01 | 0
2035 | SPP_S_2_SPP_N | SPP_S | SPP_N | Internal | Summer | B3 | 75 | 876 | 876 | 168.59 | 174.21 | 0.01 | 5.61
2035 | SPP_S_2_SPP_N | SPP_S | SPP_N | Internal | Summer | B4 | 100 | 876 | 0.25 | 151.39 | 151.39 | 0.01 | 0
2035 | SPP_S_2_SPP_N | SPP_S | SPP_N | Internal | Summer | B5 | 200 | 876 | 0.13 | 122.7 | 122.7 | 0.01 | 0
2035 | SPP_S_2_SPP_N | SPP_S | SPP_N | Internal | Summer | B6 | 300 | 876 | 0.01 | 114.75 | 114.69 | 0.01 | 0
2035 | SPP_S_2_SPP_N | SPP_S | SPP_N | Internal | Summer | B7 | 400 | 876 | 0 | 114.49 | 109.77 | 0.01 | 0
2035 | SPP_S_2_SPP_N | SPP_S | SPP_N | Internal | Summer | B8 | 500 | 876 | 0 | 109.7 | 98.83 | 0.01 | 0
2035 | SPP_S_2_SPP_N | SPP_S | SPP_N | Internal | Summer | B9 | 800 | 876 | 0.02 | 94.03 | 94.02 | 0.01 | 0
2035 | SPP_S_2_SPP_N | SPP_S | SPP_N | Internal | Summer | B10 | 1262 | 876 | 0.01 | 79.46 | 79.45 | 0.01 | 0
2035 | SPP_S_2_SPP_N | SPP_S | SPP_N | Internal | Winter | B16 | 25 | 876 | 0.49 | 0.88 | 0.87 | 0.01 | 0
2035 | SPP_S_2_SPP_N | SPP_S | SPP_N | Internal | Winter | B17 | 100 | 876 | 0.13 | 0.88 | 0.87 | 0.01 | 0
2035 | SPP_S_2_SPP_N | SPP_S | SPP_N | Internal | Winter | B18 | 400 | 876 | 0.06 | 91.51 | 91.51 | 0.01 | 0
2035 | SPP_S_2_SPP_N | SPP_S | SPP_N | Internal | Winter | B19 | 700 | 876 | 876 | 75.32 | 79.14 | 0.01 | 3.81
2035 | SPP_S_2_SPP_N | SPP_S | SPP_N | Internal | Winter | B20 | 935 | 876 | 0.03 | 0.86 | 0.86 | 0.01 | 0
2035 | TVA_2_ENT | TVA | ENT | Internal | Shoulder | B11 | 25 | 500 | 0 | 117.97 | 112.63 | 9 | 0
2035 | TVA_2_ENT | TVA | ENT | Internal | Shoulder | B12 | 200 | 500 | 0 | 103.65 | 95.64 | 9 | 0
2035 | TVA_2_ENT | TVA | ENT | Internal | Shoulder | B13 | 600 | 500 | 0 | 101.74 | 93.73 | 9 | 0
2035 | TVA_2_ENT | TVA | ENT | Internal | Shoulder | B14 | 900 | 500 | 0 | 101.74 | 85.73 | 9 | 0
2035 | TVA_2_ENT | TVA | ENT | Internal | Shoulder | B15 | 1203 | 500 | 0 | 101.74 | 12.14 | 9 | 0
2035 | TVA_2_ENT | TVA | ENT | Internal | Summer | B1 | 10 | 500 | 0 | 182.35 | 114.77 | 9 | 0
2035 | TVA_2_ENT | TVA | ENT | Internal | Summer | B2 | 25 | 500 | 0 | 187.21 | 171.2 | 9 | 0
2035 | TVA_2_ENT | TVA | ENT | Internal | Summer | B3 | 75 | 500 | 0 | 187.23 | 179.21 | 9 | 0
2035 | TVA_2_ENT | TVA | ENT | Internal | Summer | B4 | 100 | 500 | 0 | 164.41 | 156.39 | 9 | 0
2035 | TVA_2_ENT | TVA | ENT | Internal | Summer | B5 | 200 | 500 | 0 | 135.71 | 127.7 | 9 | 0
2035 | TVA_2_ENT | TVA | ENT | Internal | Summer | B6 | 300 | 500 | 0 | 121.61 | 119.69 | 9 | 0
2035 | TVA_2_ENT | TVA | ENT | Internal | Summer | B7 | 400 | 500 | 0 | 112.56 | 114.77 | 9 | 0
2035 | TVA_2_ENT | TVA | ENT | Internal | Summer | B8 | 500 | 500 | 0 | 100.47 | 103.83 | 9 | 0
2035 | TVA_2_ENT | TVA | ENT | Internal | Summer | B9 | 800 | 500 | 0 | 100.47 | 99.02 | 9 | 0
2035 | TVA_2_ENT | TVA | ENT | Internal | Summer | B10 | 1262 | 500 | 0 | 100.47 | 84.46 | 9 | 0
2035 | TVA_2_ENT | TVA | ENT | Internal | Winter | B16 | 25 | 500 | 0 | 112.17 | 103.61 | 9 | 0
2035 | TVA_2_ENT | TVA | ENT | Internal | Winter | B17 | 100 | 500 | 0 | 108.42 | 97.36 | 9 | 0
2035 | TVA_2_ENT | TVA | ENT | Internal | Winter | B18 | 400 | 500 | 0 | 104.52 | 96.51 | 9 | 0
2035 | TVA_2_ENT | TVA | ENT | Internal | Winter | B19 | 700 | 500 | 0 | 104.52 | 88.51 | 9 | 0
2035 | TVA_2_ENT | TVA | ENT | Internal | Winter | B20 | 935 | 500 | 0 | 104.52 | 13.34 | 9 | 0
2035 | TVA_2_MISO_MO-IL | TVA | MISO_MO-IL | Internal | Shoulder | B11 | 25 | 50 | 0 | 117.97 | 112.63 | 9 | 0
2035 | TVA_2_MISO_MO-IL | TVA | MISO_MO-IL | Internal | Shoulder | B12 | 200 | 50 | 0 | 103.65 | 97.98 | 9 | 0
2035 | TVA_2_MISO_MO-IL | TVA | MISO_MO-IL | Internal | Shoulder | B13 | 600 | 50 | 0 | 101.74 | 97.98 | 9 | 0
2035 | TVA_2_MISO_MO-IL | TVA | MISO_MO-IL | Internal | Shoulder | B14 | 900 | 50 | 0 | 101.74 | 93.73 | 9 | 0
2035 | TVA_2_MISO_MO-IL | TVA | MISO_MO-IL | Internal | Shoulder | B15 | 1203 | 50 | 0 | 101.74 | 92.09 | 9 | 0
2035 | TVA_2_MISO_MO-IL | TVA | MISO_MO-IL | Internal | Summer | B1 | 10 | 50 | 0 | 182.35 | 174.34 | 9 | 0
2035 | TVA_2_MISO_MO-IL | TVA | MISO_MO-IL | Internal | Summer | B2 | 25 | 50 | 0 | 187.21 | 179.2 | 9 | 0
2035 | TVA_2_MISO_MO-IL | TVA | MISO_MO-IL | Internal | Summer | B3 | 75 | 50 | 0 | 187.23 | 179.21 | 9 | 0
2035 | TVA_2_MISO_MO-IL | TVA | MISO_MO-IL | Internal | Summer | B4 | 100 | 50 | 0 | 164.41 | 156.39 | 9 | 0
2035 | TVA_2_MISO_MO-IL | TVA | MISO_MO-IL | Internal | Summer | B5 | 200 | 50 | 0 | 135.71 | 127.7 | 9 | 0
2035 | TVA_2_MISO_MO-IL | TVA | MISO_MO-IL | Internal | Summer | B6 | 300 | 50 | 0 | 121.61 | 119.69 | 9 | 0
2035 | TVA_2_MISO_MO-IL | TVA | MISO_MO-IL | Internal | Summer | B7 | 400 | 50 | 0 | 112.56 | 113.14 | 9 | 0
2035 | TVA_2_MISO_MO-IL | TVA | MISO_MO-IL | Internal | Summer | B8 | 500 | 50 | 0 | 100.47 | 103.83 | 9 | 0
2035 | TVA_2_MISO_MO-IL | TVA | MISO_MO-IL | Internal | Summer | B9 | 800 | 50 | 0 | 100.47 | 96.56 | 9 | 0
2035 | TVA_2_MISO_MO-IL | TVA | MISO_MO-IL | Internal | Summer | B10 | 1262 | 50 | 0 | 100.47 | 92.46 | 9 | 0
2035 | TVA_2_MISO_MO-IL | TVA | MISO_MO-IL | Internal | Winter | B16 | 25 | 50 | 0 | 112.17 | 101.02 | 9 | 0
2035 | TVA_2_MISO_MO-IL | TVA | MISO_MO-IL | Internal | Winter | B17 | 100 | 50 | 0 | 108.42 | 101 | 9 | 0
2035 | TVA_2_MISO_MO-IL | TVA | MISO_MO-IL | Internal | Winter | B18 | 400 | 50 | 0 | 104.52 | 101 | 9 | 0
2035 | TVA_2_MISO_MO-IL | TVA | MISO_MO-IL | Internal | Winter | B19 | 700 | 50 | 0 | 104.52 | 96.51 | 9 | 0
2035 | TVA_2_MISO_MO-IL | TVA | MISO_MO-IL | Internal | Winter | B20 | 935 | 50 | 0 | 104.52 | 89.07 | 9 | 0
2035 | TVA_2_NonRTO_Midwest | TVA | NonRTO_Midwest | Internal | Shoulder | B11 | 25 | 100 | 0 | 117.97 | 105.99 | 9 | 0
2035 | TVA_2_NonRTO_Midwest | TVA | NonRTO_Midwest | Internal | Shoulder | B12 | 200 | 100 | 0 | 103.65 | 105.99 | 9 | 0
2035 | TVA_2_NonRTO_Midwest | TVA | NonRTO_Midwest | Internal | Shoulder | B13 | 600 | 100 | 0 | 101.74 | 105.99 | 9 | 0
2035 | TVA_2_NonRTO_Midwest | TVA | NonRTO_Midwest | Internal | Shoulder | B14 | 900 | 100 | 0 | 101.74 | 105 | 9 | 0
2035 | TVA_2_NonRTO_Midwest | TVA | NonRTO_Midwest | Internal | Shoulder | B15 | 1203 | 100 | 0 | 101.74 | 101.68 | 9 | 0
2035 | TVA_2_NonRTO_Midwest | TVA | NonRTO_Midwest | Internal | Summer | B1 | 10 | 100 | 0 | 182.35 | 174.34 | 9 | 0
2035 | TVA_2_NonRTO_Midwest | TVA | NonRTO_Midwest | Internal | Summer | B2 | 25 | 100 | 0 | 187.21 | 187.19 | 9 | 0
2035 | TVA_2_NonRTO_Midwest | TVA | NonRTO_Midwest | Internal | Summer | B3 | 75 | 100 | 0 | 187.23 | 179.21 | 9 | 0
2035 | TVA_2_NonRTO_Midwest | TVA | NonRTO_Midwest | Internal | Summer | B4 | 100 | 100 | 0 | 164.41 | 156.39 | 9 | 0
2035 | TVA_2_NonRTO_Midwest | TVA | NonRTO_Midwest | Internal | Summer | B5 | 200 | 100 | 0 | 135.71 | 135.69 | 9 | 0
2035 | TVA_2_NonRTO_Midwest | TVA | NonRTO_Midwest | Internal | Summer | B6 | 300 | 100 | 0 | 121.61 | 113.6 | 9 | 0
2035 | TVA_2_NonRTO_Midwest | TVA | NonRTO_Midwest | Internal | Summer | B7 | 400 | 100 | 0 | 112.56 | 104.54 | 9 | 0
2035 | TVA_2_NonRTO_Midwest | TVA | NonRTO_Midwest | Internal | Summer | B8 | 500 | 100 | 0 | 100.47 | 104.54 | 9 | 0
2035 | TVA_2_NonRTO_Midwest | TVA | NonRTO_Midwest | Internal | Summer | B9 | 800 | 100 | 0 | 100.47 | 100.17 | 9 | 0
2035 | TVA_2_NonRTO_Midwest | TVA | NonRTO_Midwest | Internal | Summer | B10 | 1262 | 100 | 0 | 100.47 | 100.17 | 9 | 0
2035 | TVA_2_NonRTO_Midwest | TVA | NonRTO_Midwest | Internal | Winter | B16 | 25 | 100 | 0 | 112.17 | 109.01 | 9 | 0
2035 | TVA_2_NonRTO_Midwest | TVA | NonRTO_Midwest | Internal | Winter | B17 | 100 | 100 | 0 | 108.42 | 109.01 | 9 | 0
2035 | TVA_2_NonRTO_Midwest | TVA | NonRTO_Midwest | Internal | Winter | B18 | 400 | 100 | 0 | 104.52 | 109.01 | 9 | 0
2035 | TVA_2_NonRTO_Midwest | TVA | NonRTO_Midwest | Internal | Winter | B19 | 700 | 100 | 0 | 104.52 | 108.89 | 9 | 0
2035 | TVA_2_NonRTO_Midwest | TVA | NonRTO_Midwest | Internal | Winter | B20 | 935 | 100 | 0 | 104.52 | 105 | 9 | 0
2035 | TVA_2_PJM_ROR | TVA | PJM_ROR | Internal | Shoulder | B11 | 25 | 500 | 0 | 117.97 | 114.64 | 9 | 0
2035 | TVA_2_PJM_ROR | TVA | PJM_ROR | Internal | Shoulder | B12 | 200 | 500 | 0 | 103.65 | 111.06 | 9 | 0
2035 | TVA_2_PJM_ROR | TVA | PJM_ROR | Internal | Shoulder | B13 | 600 | 500 | 0 | 101.74 | 100.01 | 9 | 0
2035 | TVA_2_PJM_ROR | TVA | PJM_ROR | Internal | Shoulder | B14 | 900 | 500 | 0 | 101.74 | 99.93 | 9 | 0
2035 | TVA_2_PJM_ROR | TVA | PJM_ROR | Internal | Shoulder | B15 | 1203 | 500 | 0 | 101.74 | 97.93 | 9 | 0
2035 | TVA_2_PJM_ROR | TVA | PJM_ROR | Internal | Summer | B1 | 10 | 500 | 0 | 182.35 | 181.21 | 9 | 0
2035 | TVA_2_PJM_ROR | TVA | PJM_ROR | Internal | Summer | B2 | 25 | 500 | 0 | 187.21 | 181.21 | 9 | 0
2035 | TVA_2_PJM_ROR | TVA | PJM_ROR | Internal | Summer | B3 | 75 | 500 | 0 | 187.23 | 181.21 | 9 | 0
2035 | TVA_2_PJM_ROR | TVA | PJM_ROR | Internal | Summer | B4 | 100 | 500 | 0 | 164.41 | 158.41 | 9 | 0
2035 | TVA_2_PJM_ROR | TVA | PJM_ROR | Internal | Summer | B5 | 200 | 500 | 0 | 135.71 | 131.6 | 9 | 0
2035 | TVA_2_PJM_ROR | TVA | PJM_ROR | Internal | Summer | B6 | 300 | 500 | 0 | 121.61 | 121.69 | 9 | 0
2035 | TVA_2_PJM_ROR | TVA | PJM_ROR | Internal | Summer | B7 | 400 | 500 | 0 | 112.56 | 115.12 | 9 | 0
2035 | TVA_2_PJM_ROR | TVA | PJM_ROR | Internal | Summer | B8 | 500 | 500 | 0 | 100.47 | 105.83 | 9 | 0
2035 | TVA_2_PJM_ROR | TVA | PJM_ROR | Internal | Summer | B9 | 800 | 500 | 0 | 100.47 | 98.54 | 9 | 0
2035 | TVA_2_PJM_ROR | TVA | PJM_ROR | Internal | Summer | B10 | 1262 | 500 | 0 | 100.47 | 96.3 | 9 | 0
2035 | TVA_2_PJM_ROR | TVA | PJM_ROR | Internal | Winter | B16 | 25 | 500 | 0 | 112.17 | 118.46 | 9 | 0
2035 | TVA_2_PJM_ROR | TVA | PJM_ROR | Internal | Winter | B17 | 100 | 500 | 0.25 | 108.42 | 117.41 | 9 | 0
2035 | TVA_2_PJM_ROR | TVA | PJM_ROR | Internal | Winter | B18 | 400 | 500 | 0 | 104.52 | 104.78 | 9 | 0
2035 | TVA_2_PJM_ROR | TVA | PJM_ROR | Internal | Winter | B19 | 700 | 500 | 0 | 104.52 | 103.04 | 9 | 0
2035 | TVA_2_PJM_ROR | TVA | PJM_ROR | Internal | Winter | B20 | 935 | 500 | 0 | 104.52 | 101.43 | 9 | 0
2035 | TVA_2_SOCO | TVA | SOCO | Internal | Shoulder | B11 | 25 | 500 | 0 | 117.97 | 120.63 | 9 | 0
2035 | TVA_2_SOCO | TVA | SOCO | Internal | Shoulder | B12 | 200 | 500 | 0 | 103.65 | 102.8 | 9 | 0
2035 | TVA_2_SOCO | TVA | SOCO | Internal | Shoulder | B13 | 600 | 500 | 0 | 101.74 | 102.4 | 9 | 0
2035 | TVA_2_SOCO | TVA | SOCO | Internal | Shoulder | B14 | 900 | 500 | 0 | 101.74 | 102.4 | 9 | 0
2035 | TVA_2_SOCO | TVA | SOCO | Internal | Shoulder | B15 | 1203 | 500 | 0 | 101.74 | 102.4 | 9 | 0
2035 | TVA_2_SOCO | TVA | SOCO | Internal | Summer | B1 | 10 | 500 | 2.09 | 182.35 | 191.34 | 9 | 0
2035 | TVA_2_SOCO | TVA | SOCO | Internal | Summer | B2 | 25 | 500 | 0 | 187.21 | 191.34 | 9 | 0
2035 | TVA_2_SOCO | TVA | SOCO | Internal | Summer | B3 | 75 | 500 | 0 | 187.23 | 191.34 | 9 | 0
2035 | TVA_2_SOCO | TVA | SOCO | Internal | Summer | B4 | 100 | 500 | 0 | 164.41 | 167.2 | 9 | 0
2035 | TVA_2_SOCO | TVA | SOCO | Internal | Summer | B5 | 200 | 500 | 0 | 135.71 | 135.7 | 9 | 0
2035 | TVA_2_SOCO | TVA | SOCO | Internal | Summer | B6 | 300 | 500 | 0 | 121.61 | 121.69 | 9 | 0
2035 | TVA_2_SOCO | TVA | SOCO | Internal | Summer | B7 | 400 | 500 | 0 | 112.56 | 117.18 | 9 | 0
2035 | TVA_2_SOCO | TVA | SOCO | Internal | Summer | B8 | 500 | 500 | 0 | 100.47 | 109.1 | 9 | 0
2035 | TVA_2_SOCO | TVA | SOCO | Internal | Summer | B9 | 800 | 500 | 0 | 100.47 | 101.07 | 9 | 0
2035 | TVA_2_SOCO | TVA | SOCO | Internal | Summer | B10 | 1262 | 500 | 0 | 100.47 | 101.07 | 9 | 0
2035 | TVA_2_SOCO | TVA | SOCO | Internal | Winter | B16 | 25 | 500 | 0.89 | 112.17 | 121.16 | 9 | 0
2035 | TVA_2_SOCO | TVA | SOCO | Internal | Winter | B17 | 100 | 500 | 0 | 108.42 | 105.36 | 9 | 0
2035 | TVA_2_SOCO | TVA | SOCO | Internal | Winter | B18 | 400 | 500 | 0 | 104.52 | 105.36 | 9 | 0
2035 | TVA_2_SOCO | TVA | SOCO | Internal | Winter | B19 | 700 | 500 | 0 | 104.52 | 105.36 | 9 | 0
2035 | TVA_2_SOCO | TVA | SOCO | Internal | Winter | B20 | 935 | 500 | 0 | 104.52 | 103.27 | 9 | 0
2035 | TVA_2_VACAR | TVA | VACAR | Internal | Shoulder | B11 | 25 | 150 | 0 | 117.97 | 120.64 | 9 | 0
2035 | TVA_2_VACAR | TVA | VACAR | Internal | Shoulder | B12 | 200 | 150 | 0 | 103.65 | 104.22 | 9 | 0
2035 | TVA_2_VACAR | TVA | VACAR | Internal | Shoulder | B13 | 600 | 150 | 0 | 101.74 | 104.22 | 9 | 0
2035 | TVA_2_VACAR | TVA | VACAR | Internal | Shoulder | B14 | 900 | 150 | 0 | 101.74 | 104.22 | 9 | 0
2035 | TVA_2_VACAR | TVA | VACAR | Internal | Shoulder | B15 | 1203 | 150 | 0 | 101.74 | 104.22 | 9 | 0
2035 | TVA_2_VACAR | TVA | VACAR | Internal | Summer | B1 | 10 | 150 | 0.04 | 182.35 | 190.62 | 9 | 0
2035 | TVA_2_VACAR | TVA | VACAR | Internal | Summer | B2 | 25 | 150 | 0 | 187.21 | 190.62 | 9 | 0
2035 | TVA_2_VACAR | TVA | VACAR | Internal | Summer | B3 | 75 | 150 | 0 | 187.23 | 187.21 | 9 | 0
2035 | TVA_2_VACAR | TVA | VACAR | Internal | Summer | B4 | 100 | 150 | 0 | 164.41 | 163.21 | 9 | 0
2035 | TVA_2_VACAR | TVA | VACAR | Internal | Summer | B5 | 200 | 150 | 0 | 135.71 | 137.6 | 9 | 0
2035 | TVA_2_VACAR | TVA | VACAR | Internal | Summer | B6 | 300 | 150 | 0 | 121.61 | 114.69 | 9 | 0
2035 | TVA_2_VACAR | TVA | VACAR | Internal | Summer | B7 | 400 | 150 | 0 | 112.56 | 110.18 | 9 | 0
2035 | TVA_2_VACAR | TVA | VACAR | Internal | Summer | B8 | 500 | 150 | 0 | 100.47 | 102.1 | 9 | 0
2035 | TVA_2_VACAR | TVA | VACAR | Internal | Summer | B9 | 800 | 150 | 0 | 100.47 | 102.1 | 9 | 0
2035 | TVA_2_VACAR | TVA | VACAR | Internal | Summer | B10 | 1262 | 150 | 0 | 100.47 | 102.1 | 9 | 0
2035 | TVA_2_VACAR | TVA | VACAR | Internal | Winter | B16 | 25 | 150 | 0.84 | 112.17 | 121.16 | 9 | 0
2035 | TVA_2_VACAR | TVA | VACAR | Internal | Winter | B17 | 100 | 150 | 0 | 108.42 | 109.04 | 9 | 0
2035 | TVA_2_VACAR | TVA | VACAR | Internal | Winter | B18 | 400 | 150 | 0 | 104.52 | 109.04 | 9 | 0
2035 | TVA_2_VACAR | TVA | VACAR | Internal | Winter | B19 | 700 | 150 | 0 | 104.52 | 109.04 | 9 | 0
2035 | TVA_2_VACAR | TVA | VACAR | Internal | Winter | B20 | 935 | 150 | 0 | 104.52 | 109.04 | 9 | 0
2035 | TVA_Transmission_2_ENT | TVA_Transmission | ENT | Internal | Shoulder | B11 | 25 | 3000 | 0 | 117.96 | 112.63 | 9 | 0
2035 | TVA_Transmission_2_ENT | TVA_Transmission | ENT | Internal | Shoulder | B12 | 200 | 3000 | 0 | 103.64 | 95.64 | 9 | 0
2035 | TVA_Transmission_2_ENT | TVA_Transmission | ENT | Internal | Shoulder | B13 | 600 | 3000 | 0 | 101.73 | 93.73 | 9 | 0
2035 | TVA_Transmission_2_ENT | TVA_Transmission | ENT | Internal | Shoulder | B14 | 900 | 3000 | 0 | 101.73 | 85.73 | 9 | 0
2035 | TVA_Transmission_2_ENT | TVA_Transmission | ENT | Internal | Shoulder | B15 | 1203 | 3000 | 0 | 101.73 | 12.14 | 9 | 0
2035 | TVA_Transmission_2_ENT | TVA_Transmission | ENT | Internal | Summer | B1 | 10 | 3000 | 0 | 182.34 | 114.77 | 9 | 0
2035 | TVA_Transmission_2_ENT | TVA_Transmission | ENT | Internal | Summer | B2 | 25 | 3000 | 0 | 187.2 | 171.2 | 9 | 0
2035 | TVA_Transmission_2_ENT | TVA_Transmission | ENT | Internal | Summer | B3 | 75 | 3000 | 0 | 187.21 | 179.21 | 9 | 0
2035 | TVA_Transmission_2_ENT | TVA_Transmission | ENT | Internal | Summer | B4 | 100 | 3000 | 0 | 164.39 | 156.39 | 9 | 0
2035 | TVA_Transmission_2_ENT | TVA_Transmission | ENT | Internal | Summer | B5 | 200 | 3000 | 0 | 135.7 | 127.7 | 9 | 0
2035 | TVA_Transmission_2_ENT | TVA_Transmission | ENT | Internal | Summer | B6 | 300 | 3000 | 0 | 121.6 | 119.69 | 9 | 0
2035 | TVA_Transmission_2_ENT | TVA_Transmission | ENT | Internal | Summer | B7 | 400 | 3000 | 0 | 112.54 | 114.77 | 9 | 0
2035 | TVA_Transmission_2_ENT | TVA_Transmission | ENT | Internal | Summer | B8 | 500 | 3000 | 0 | 104.92 | 103.83 | 9 | 0
2035 | TVA_Transmission_2_ENT | TVA_Transmission | ENT | Internal | Summer | B9 | 800 | 3000 | 0 | 101.73 | 99.02 | 9 | 0
2035 | TVA_Transmission_2_ENT | TVA_Transmission | ENT | Internal | Summer | B10 | 1262 | 3000 | 0 | 100.46 | 84.46 | 9 | 0
2035 | TVA_Transmission_2_ENT | TVA_Transmission | ENT | Internal | Winter | B16 | 25 | 3000 | 0 | 112.16 | 103.61 | 9 | 0
2035 | TVA_Transmission_2_ENT | TVA_Transmission | ENT | Internal | Winter | B17 | 100 | 3000 | 0 | 108.41 | 97.36 | 9 | 0
2035 | TVA_Transmission_2_ENT | TVA_Transmission | ENT | Internal | Winter | B18 | 400 | 3000 | 0 | 104.51 | 96.51 | 9 | 0
2035 | TVA_Transmission_2_ENT | TVA_Transmission | ENT | Internal | Winter | B19 | 700 | 3000 | 0 | 104.51 | 88.51 | 9 | 0
2035 | TVA_Transmission_2_ENT | TVA_Transmission | ENT | Internal | Winter | B20 | 935 | 3000 | 0 | 104.51 | 13.34 | 9 | 0
2035 | TVA_Transmission_2_MISO_MO-IL | TVA_Transmission | MISO_MO-IL | Internal | Shoulder | B11 | 25 | 4000 | 0 | 117.96 | 112.63 | 9 | 0
2035 | TVA_Transmission_2_MISO_MO-IL | TVA_Transmission | MISO_MO-IL | Internal | Shoulder | B12 | 200 | 4000 | 0 | 103.64 | 97.98 | 9 | 0
2035 | TVA_Transmission_2_MISO_MO-IL | TVA_Transmission | MISO_MO-IL | Internal | Shoulder | B13 | 600 | 4000 | 0 | 101.73 | 97.98 | 9 | 0
2035 | TVA_Transmission_2_MISO_MO-IL | TVA_Transmission | MISO_MO-IL | Internal | Shoulder | B14 | 900 | 4000 | 0 | 101.73 | 93.73 | 9 | 0
2035 | TVA_Transmission_2_MISO_MO-IL | TVA_Transmission | MISO_MO-IL | Internal | Shoulder | B15 | 1203 | 4000 | 0 | 101.73 | 92.09 | 9 | 0
2035 | TVA_Transmission_2_MISO_MO-IL | TVA_Transmission | MISO_MO-IL | Internal | Summer | B1 | 10 | 4000 | 0 | 182.34 | 174.34 | 9 | 0
2035 | TVA_Transmission_2_MISO_MO-IL | TVA_Transmission | MISO_MO-IL | Internal | Summer | B2 | 25 | 4000 | 0 | 187.2 | 179.2 | 9 | 0
2035 | TVA_Transmission_2_MISO_MO-IL | TVA_Transmission | MISO_MO-IL | Internal | Summer | B3 | 75 | 4000 | 0 | 187.21 | 179.21 | 9 | 0
2035 | TVA_Transmission_2_MISO_MO-IL | TVA_Transmission | MISO_MO-IL | Internal | Summer | B4 | 100 | 4000 | 0 | 164.39 | 156.39 | 9 | 0
2035 | TVA_Transmission_2_MISO_MO-IL | TVA_Transmission | MISO_MO-IL | Internal | Summer | B5 | 200 | 4000 | 0 | 135.7 | 127.7 | 9 | 0
2035 | TVA_Transmission_2_MISO_MO-IL | TVA_Transmission | MISO_MO-IL | Internal | Summer | B6 | 300 | 4000 | 0 | 121.6 | 119.69 | 9 | 0
2035 | TVA_Transmission_2_MISO_MO-IL | TVA_Transmission | MISO_MO-IL | Internal | Summer | B7 | 400 | 4000 | 0 | 112.54 | 113.14 | 9 | 0
2035 | TVA_Transmission_2_MISO_MO-IL | TVA_Transmission | MISO_MO-IL | Internal | Summer | B8 | 500 | 4000 | 0 | 104.92 | 103.83 | 9 | 0
2035 | TVA_Transmission_2_MISO_MO-IL | TVA_Transmission | MISO_MO-IL | Internal | Summer | B9 | 800 | 4000 | 0 | 101.73 | 96.56 | 9 | 0
2035 | TVA_Transmission_2_MISO_MO-IL | TVA_Transmission | MISO_MO-IL | Internal | Summer | B10 | 1262 | 4000 | 0 | 100.46 | 92.46 | 9 | 0
2035 | TVA_Transmission_2_MISO_MO-IL | TVA_Transmission | MISO_MO-IL | Internal | Winter | B16 | 25 | 4000 | 0 | 112.16 | 101.02 | 9 | 0
2035 | TVA_Transmission_2_MISO_MO-IL | TVA_Transmission | MISO_MO-IL | Internal | Winter | B17 | 100 | 4000 | 0 | 108.41 | 101 | 9 | 0
2035 | TVA_Transmission_2_MISO_MO-IL | TVA_Transmission | MISO_MO-IL | Internal | Winter | B18 | 400 | 4000 | 0 | 104.51 | 101 | 9 | 0
2035 | TVA_Transmission_2_MISO_MO-IL | TVA_Transmission | MISO_MO-IL | Internal | Winter | B19 | 700 | 4000 | 0 | 104.51 | 96.51 | 9 | 0
2035 | TVA_Transmission_2_MISO_MO-IL | TVA_Transmission | MISO_MO-IL | Internal | Winter | B20 | 935 | 4000 | 0 | 104.51 | 89.07 | 9 | 0
2035 | TVA_Transmission_2_NonRTO_Midwest | TVA_Transmission | NonRTO_Midwest | Internal | Shoulder | B11 | 25 | 700 | 0 | 117.96 | 105.99 | 9 | 0
2035 | TVA_Transmission_2_NonRTO_Midwest | TVA_Transmission | NonRTO_Midwest | Internal | Shoulder | B12 | 200 | 700 | 0 | 103.64 | 105.99 | 9 | 0
2035 | TVA_Transmission_2_NonRTO_Midwest | TVA_Transmission | NonRTO_Midwest | Internal | Shoulder | B13 | 600 | 700 | 0 | 101.73 | 105.99 | 9 | 0
2035 | TVA_Transmission_2_NonRTO_Midwest | TVA_Transmission | NonRTO_Midwest | Internal | Shoulder | B14 | 900 | 700 | 0 | 101.73 | 105 | 9 | 0
2035 | TVA_Transmission_2_NonRTO_Midwest | TVA_Transmission | NonRTO_Midwest | Internal | Shoulder | B15 | 1203 | 700 | 0 | 101.73 | 101.68 | 9 | 0
2035 | TVA_Transmission_2_NonRTO_Midwest | TVA_Transmission | NonRTO_Midwest | Internal | Summer | B1 | 10 | 700 | 0 | 182.34 | 174.34 | 9 | 0
2035 | TVA_Transmission_2_NonRTO_Midwest | TVA_Transmission | NonRTO_Midwest | Internal | Summer | B2 | 25 | 700 | 0 | 187.2 | 187.19 | 9 | 0
2035 | TVA_Transmission_2_NonRTO_Midwest | TVA_Transmission | NonRTO_Midwest | Internal | Summer | B3 | 75 | 700 | 0 | 187.21 | 179.21 | 9 | 0
2035 | TVA_Transmission_2_NonRTO_Midwest | TVA_Transmission | NonRTO_Midwest | Internal | Summer | B4 | 100 | 700 | 0 | 164.39 | 156.39 | 9 | 0
2035 | TVA_Transmission_2_NonRTO_Midwest | TVA_Transmission | NonRTO_Midwest | Internal | Summer | B5 | 200 | 700 | 0 | 135.7 | 135.69 | 9 | 0
2035 | TVA_Transmission_2_NonRTO_Midwest | TVA_Transmission | NonRTO_Midwest | Internal | Summer | B6 | 300 | 700 | 0 | 121.6 | 113.6 | 9 | 0
2035 | TVA_Transmission_2_NonRTO_Midwest | TVA_Transmission | NonRTO_Midwest | Internal | Summer | B7 | 400 | 700 | 0 | 112.54 | 104.54 | 9 | 0
2035 | TVA_Transmission_2_NonRTO_Midwest | TVA_Transmission | NonRTO_Midwest | Internal | Summer | B8 | 500 | 700 | 0 | 104.92 | 104.54 | 9 | 0
2035 | TVA_Transmission_2_NonRTO_Midwest | TVA_Transmission | NonRTO_Midwest | Internal | Summer | B9 | 800 | 700 | 0 | 101.73 | 100.17 | 9 | 0
2035 | TVA_Transmission_2_NonRTO_Midwest | TVA_Transmission | NonRTO_Midwest | Internal | Summer | B10 | 1262 | 700 | 0 | 100.46 | 100.17 | 9 | 0
2035 | TVA_Transmission_2_NonRTO_Midwest | TVA_Transmission | NonRTO_Midwest | Internal | Winter | B16 | 25 | 700 | 0 | 112.16 | 109.01 | 9 | 0
2035 | TVA_Transmission_2_NonRTO_Midwest | TVA_Transmission | NonRTO_Midwest | Internal | Winter | B17 | 100 | 700 | 0 | 108.41 | 109.01 | 9 | 0
2035 | TVA_Transmission_2_NonRTO_Midwest | TVA_Transmission | NonRTO_Midwest | Internal | Winter | B18 | 400 | 700 | 0 | 104.51 | 109.01 | 9 | 0
2035 | TVA_Transmission_2_NonRTO_Midwest | TVA_Transmission | NonRTO_Midwest | Internal | Winter | B19 | 700 | 700 | 0 | 104.51 | 108.89 | 9 | 0
2035 | TVA_Transmission_2_NonRTO_Midwest | TVA_Transmission | NonRTO_Midwest | Internal | Winter | B20 | 935 | 700 | 0 | 104.51 | 105 | 9 | 0
2035 | TVA_Transmission_2_PJM_ROR | TVA_Transmission | PJM_ROR | Internal | Shoulder | B11 | 25 | 2000 | 0 | 117.96 | 114.64 | 9 | 0
2035 | TVA_Transmission_2_PJM_ROR | TVA_Transmission | PJM_ROR | Internal | Shoulder | B12 | 200 | 2000 | 0 | 103.64 | 111.06 | 9 | 0
2035 | TVA_Transmission_2_PJM_ROR | TVA_Transmission | PJM_ROR | Internal | Shoulder | B13 | 600 | 2000 | 0 | 101.73 | 100.01 | 9 | 0
2035 | TVA_Transmission_2_PJM_ROR | TVA_Transmission | PJM_ROR | Internal | Shoulder | B14 | 900 | 2000 | 0 | 101.73 | 99.93 | 9 | 0
2035 | TVA_Transmission_2_PJM_ROR | TVA_Transmission | PJM_ROR | Internal | Shoulder | B15 | 1203 | 2000 | 0 | 101.73 | 97.93 | 9 | 0
2035 | TVA_Transmission_2_PJM_ROR | TVA_Transmission | PJM_ROR | Internal | Summer | B1 | 10 | 2000 | 0 | 182.34 | 181.21 | 9 | 0
2035 | TVA_Transmission_2_PJM_ROR | TVA_Transmission | PJM_ROR | Internal | Summer | B2 | 25 | 2000 | 0 | 187.2 | 181.21 | 9 | 0
2035 | TVA_Transmission_2_PJM_ROR | TVA_Transmission | PJM_ROR | Internal | Summer | B3 | 75 | 2000 | 0 | 187.21 | 181.21 | 9 | 0
2035 | TVA_Transmission_2_PJM_ROR | TVA_Transmission | PJM_ROR | Internal | Summer | B4 | 100 | 2000 | 0 | 164.39 | 158.41 | 9 | 0
2035 | TVA_Transmission_2_PJM_ROR | TVA_Transmission | PJM_ROR | Internal | Summer | B5 | 200 | 2000 | 0 | 135.7 | 131.6 | 9 | 0
2035 | TVA_Transmission_2_PJM_ROR | TVA_Transmission | PJM_ROR | Internal | Summer | B6 | 300 | 2000 | 0 | 121.6 | 121.69 | 9 | 0
2035 | TVA_Transmission_2_PJM_ROR | TVA_Transmission | PJM_ROR | Internal | Summer | B7 | 400 | 2000 | 0 | 112.54 | 115.12 | 9 | 0
2035 | TVA_Transmission_2_PJM_ROR | TVA_Transmission | PJM_ROR | Internal | Summer | B8 | 500 | 2000 | 0 | 104.92 | 105.83 | 9 | 0
2035 | TVA_Transmission_2_PJM_ROR | TVA_Transmission | PJM_ROR | Internal | Summer | B9 | 800 | 2000 | 0 | 101.73 | 98.54 | 9 | 0
2035 | TVA_Transmission_2_PJM_ROR | TVA_Transmission | PJM_ROR | Internal | Summer | B10 | 1262 | 2000 | 0 | 100.46 | 96.3 | 9 | 0
2035 | TVA_Transmission_2_PJM_ROR | TVA_Transmission | PJM_ROR | Internal | Winter | B16 | 25 | 2000 | 0 | 112.16 | 118.46 | 9 | 0
2035 | TVA_Transmission_2_PJM_ROR | TVA_Transmission | PJM_ROR | Internal | Winter | B17 | 100 | 2000 | 1577.73 | 108.41 | 117.41 | 9 | 0
2035 | TVA_Transmission_2_PJM_ROR | TVA_Transmission | PJM_ROR | Internal | Winter | B18 | 400 | 2000 | 0 | 104.51 | 104.78 | 9 | 0
2035 | TVA_Transmission_2_PJM_ROR | TVA_Transmission | PJM_ROR | Internal | Winter | B19 | 700 | 2000 | 0 | 104.51 | 103.04 | 9 | 0
2035 | TVA_Transmission_2_PJM_ROR | TVA_Transmission | PJM_ROR | Internal | Winter | B20 | 935 | 2000 | 0 | 104.51 | 101.43 | 9 | 0
2035 | TVA_Transmission_2_SOCO | TVA_Transmission | SOCO | Internal | Shoulder | B11 | 25 | 3200 | 0 | 117.96 | 120.63 | 9 | 0
2035 | TVA_Transmission_2_SOCO | TVA_Transmission | SOCO | Internal | Shoulder | B12 | 200 | 3200 | 0 | 103.64 | 102.8 | 9 | 0
2035 | TVA_Transmission_2_SOCO | TVA_Transmission | SOCO | Internal | Shoulder | B13 | 600 | 3200 | 0 | 101.73 | 102.4 | 9 | 0
2035 | TVA_Transmission_2_SOCO | TVA_Transmission | SOCO | Internal | Shoulder | B14 | 900 | 3200 | 0 | 101.73 | 102.4 | 9 | 0
2035 | TVA_Transmission_2_SOCO | TVA_Transmission | SOCO | Internal | Shoulder | B15 | 1203 | 3200 | 0 | 101.73 | 102.4 | 9 | 0
2035 | TVA_Transmission_2_SOCO | TVA_Transmission | SOCO | Internal | Summer | B1 | 10 | 3200 | 2138.49 | 182.34 | 191.34 | 9 | 0
2035 | TVA_Transmission_2_SOCO | TVA_Transmission | SOCO | Internal | Summer | B2 | 25 | 3200 | 0 | 187.2 | 191.34 | 9 | 0
2035 | TVA_Transmission_2_SOCO | TVA_Transmission | SOCO | Internal | Summer | B3 | 75 | 3200 | 0 | 187.21 | 191.34 | 9 | 0
2035 | TVA_Transmission_2_SOCO | TVA_Transmission | SOCO | Internal | Summer | B4 | 100 | 3200 | 0 | 164.39 | 167.2 | 9 | 0
2035 | TVA_Transmission_2_SOCO | TVA_Transmission | SOCO | Internal | Summer | B5 | 200 | 3200 | 0 | 135.7 | 135.7 | 9 | 0
2035 | TVA_Transmission_2_SOCO | TVA_Transmission | SOCO | Internal | Summer | B6 | 300 | 3200 | 0 | 121.6 | 121.69 | 9 | 0
2035 | TVA_Transmission_2_SOCO | TVA_Transmission | SOCO | Internal | Summer | B7 | 400 | 3200 | 0 | 112.54 | 117.18 | 9 | 0
2035 | TVA_Transmission_2_SOCO | TVA_Transmission | SOCO | Internal | Summer | B8 | 500 | 3200 | 0 | 104.92 | 109.1 | 9 | 0
2035 | TVA_Transmission_2_SOCO | TVA_Transmission | SOCO | Internal | Summer | B9 | 800 | 3200 | 0 | 101.73 | 101.07 | 9 | 0
2035 | TVA_Transmission_2_SOCO | TVA_Transmission | SOCO | Internal | Summer | B10 | 1262 | 3200 | 0 | 100.46 | 101.07 | 9 | 0
2035 | TVA_Transmission_2_SOCO | TVA_Transmission | SOCO | Internal | Winter | B16 | 25 | 3200 | 1887.54 | 112.16 | 121.16 | 9 | 0
2035 | TVA_Transmission_2_SOCO | TVA_Transmission | SOCO | Internal | Winter | B17 | 100 | 3200 | 0 | 108.41 | 105.36 | 9 | 0
2035 | TVA_Transmission_2_SOCO | TVA_Transmission | SOCO | Internal | Winter | B18 | 400 | 3200 | 0 | 104.51 | 105.36 | 9 | 0
2035 | TVA_Transmission_2_SOCO | TVA_Transmission | SOCO | Internal | Winter | B19 | 700 | 3200 | 0 | 104.51 | 105.36 | 9 | 0
2035 | TVA_Transmission_2_SOCO | TVA_Transmission | SOCO | Internal | Winter | B20 | 935 | 3200 | 0 | 104.51 | 103.27 | 9 | 0
2035 | TVA_Transmission_2_TVA | TVA_Transmission | TVA | Internal | Shoulder | B11 | 25 | 99999 | 2400.01 | 117.96 | 117.97 | 0.01 | 0
2035 | TVA_Transmission_2_TVA | TVA_Transmission | TVA | Internal | Shoulder | B12 | 200 | 99999 | 1517.94 | 103.64 | 103.65 | 0.01 | 0
2035 | TVA_Transmission_2_TVA | TVA_Transmission | TVA | Internal | Shoulder | B13 | 600 | 99999 | 1097.98 | 101.73 | 101.74 | 0.01 | 0
2035 | TVA_Transmission_2_TVA | TVA_Transmission | TVA | Internal | Shoulder | B14 | 900 | 99999 | 2941.99 | 101.73 | 101.74 | 0.01 | 0
2035 | TVA_Transmission_2_TVA | TVA_Transmission | TVA | Internal | Shoulder | B15 | 1203 | 99999 | 6100 | 101.73 | 101.74 | 0.01 | 0
2035 | TVA_Transmission_2_TVA | TVA_Transmission | TVA | Internal | Summer | B1 | 10 | 99999 | 3665.84 | 182.34 | 182.35 | 0.01 | 0
2035 | TVA_Transmission_2_TVA | TVA_Transmission | TVA | Internal | Summer | B2 | 25 | 99999 | 2872.88 | 187.2 | 187.21 | 0.01 | 0
2035 | TVA_Transmission_2_TVA | TVA_Transmission | TVA | Internal | Summer | B3 | 75 | 99999 | 1314.13 | 187.21 | 187.23 | 0.01 | 0
2035 | TVA_Transmission_2_TVA | TVA_Transmission | TVA | Internal | Summer | B4 | 100 | 99999 | 595.2 | 164.39 | 164.41 | 0.01 | 0
2035 | TVA_Transmission_2_TVA | TVA_Transmission | TVA | Internal | Summer | B5 | 200 | 99999 | 693.26 | 135.7 | 135.71 | 0.01 | 0
2035 | TVA_Transmission_2_TVA | TVA_Transmission | TVA | Internal | Summer | B6 | 300 | 99999 | 123.2 | 121.6 | 121.61 | 0.01 | 0
2035 | TVA_Transmission_2_TVA | TVA_Transmission | TVA | Internal | Summer | B7 | 400 | 99999 | 54.64 | 112.54 | 112.56 | 0.01 | 0
2035 | TVA_Transmission_2_TVA | TVA_Transmission | TVA | Internal | Summer | B8 | 500 | 99999 | 0 | 104.92 | 100.47 | 0.01 | 0
2035 | TVA_Transmission_2_TVA | TVA_Transmission | TVA | Internal | Summer | B9 | 800 | 99999 | 0 | 101.73 | 100.47 | 0.01 | 0
2035 | TVA_Transmission_2_TVA | TVA_Transmission | TVA | Internal | Summer | B10 | 1262 | 99999 | 2611.4 | 100.46 | 100.47 | 0.01 | 0
2035 | TVA_Transmission_2_TVA | TVA_Transmission | TVA | Internal | Winter | B16 | 25 | 99999 | 3406.84 | 112.16 | 112.17 | 0.01 | 0
2035 | TVA_Transmission_2_TVA | TVA_Transmission | TVA | Internal | Winter | B17 | 100 | 99999 | 522.27 | 108.41 | 108.42 | 0.01 | 0
2035 | TVA_Transmission_2_TVA | TVA_Transmission | TVA | Internal | Winter | B18 | 400 | 99999 | 531.98 | 104.51 | 104.52 | 0.01 | 0
2035 | TVA_Transmission_2_TVA | TVA_Transmission | TVA | Internal | Winter | B19 | 700 | 99999 | 2430.73 | 104.51 | 104.52 | 0.01 | 0
2035 | TVA_Transmission_2_TVA | TVA_Transmission | TVA | Internal | Winter | B20 | 935 | 99999 | 6100 | 104.51 | 104.52 | 0.01 | 0
2035 | TVA_Transmission_2_VACAR | TVA_Transmission | VACAR | Internal | Shoulder | B11 | 25 | 900 | 0 | 117.96 | 120.64 | 9 | 0
2035 | TVA_Transmission_2_VACAR | TVA_Transmission | VACAR | Internal | Shoulder | B12 | 200 | 900 | 0 | 103.64 | 104.22 | 9 | 0
2035 | TVA_Transmission_2_VACAR | TVA_Transmission | VACAR | Internal | Shoulder | B13 | 600 | 900 | 0 | 101.73 | 104.22 | 9 | 0
2035 | TVA_Transmission_2_VACAR | TVA_Transmission | VACAR | Internal | Shoulder | B14 | 900 | 900 | 0 | 101.73 | 104.22 | 9 | 0
2035 | TVA_Transmission_2_VACAR | TVA_Transmission | VACAR | Internal | Shoulder | B15 | 1203 | 900 | 0 | 101.73 | 104.22 | 9 | 0
2035 | TVA_Transmission_2_VACAR | TVA_Transmission | VACAR | Internal | Summer | B1 | 10 | 900 | 0.04 | 182.34 | 190.62 | 9 | 0
2035 | TVA_Transmission_2_VACAR | TVA_Transmission | VACAR | Internal | Summer | B2 | 25 | 900 | 0 | 187.2 | 190.62 | 9 | 0
2035 | TVA_Transmission_2_VACAR | TVA_Transmission | VACAR | Internal | Summer | B3 | 75 | 900 | 0 | 187.21 | 187.21 | 9 | 0
2035 | TVA_Transmission_2_VACAR | TVA_Transmission | VACAR | Internal | Summer | B4 | 100 | 900 | 0 | 164.39 | 163.21 | 9 | 0
2035 | TVA_Transmission_2_VACAR | TVA_Transmission | VACAR | Internal | Summer | B5 | 200 | 900 | 0 | 135.7 | 137.6 | 9 | 0
2035 | TVA_Transmission_2_VACAR | TVA_Transmission | VACAR | Internal | Summer | B6 | 300 | 900 | 0 | 121.6 | 114.69 | 9 | 0
2035 | TVA_Transmission_2_VACAR | TVA_Transmission | VACAR | Internal | Summer | B7 | 400 | 900 | 0 | 112.54 | 110.18 | 9 | 0
2035 | TVA_Transmission_2_VACAR | TVA_Transmission | VACAR | Internal | Summer | B8 | 500 | 900 | 0 | 104.92 | 102.1 | 9 | 0
2035 | TVA_Transmission_2_VACAR | TVA_Transmission | VACAR | Internal | Summer | B9 | 800 | 900 | 0 | 101.73 | 102.1 | 9 | 0
2035 | TVA_Transmission_2_VACAR | TVA_Transmission | VACAR | Internal | Summer | B10 | 1262 | 900 | 0 | 100.46 | 102.1 | 9 | 0
2035 | TVA_Transmission_2_VACAR | TVA_Transmission | VACAR | Internal | Winter | B16 | 25 | 900 | 805.59 | 112.16 | 121.16 | 9 | 0
2035 | TVA_Transmission_2_VACAR | TVA_Transmission | VACAR | Internal | Winter | B17 | 100 | 900 | 0 | 108.41 | 109.04 | 9 | 0
2035 | TVA_Transmission_2_VACAR | TVA_Transmission | VACAR | Internal | Winter | B18 | 400 | 900 | 0 | 104.51 | 109.04 | 9 | 0
2035 | TVA_Transmission_2_VACAR | TVA_Transmission | VACAR | Internal | Winter | B19 | 700 | 900 | 0 | 104.51 | 109.04 | 9 | 0
2035 | TVA_Transmission_2_VACAR | TVA_Transmission | VACAR | Internal | Winter | B20 | 935 | 900 | 0 | 104.51 | 109.04 | 9 | 0
2035 | VACAR_2_PJM_ROR | VACAR | PJM_ROR | Internal | Shoulder | B11 | 25 | 2000 | 0 | 120.64 | 114.64 | 7 | 0
2035 | VACAR_2_PJM_ROR | VACAR | PJM_ROR | Internal | Shoulder | B12 | 200 | 2000 | 0.01 | 104.22 | 111.06 | 7 | 0
2035 | VACAR_2_PJM_ROR | VACAR | PJM_ROR | Internal | Shoulder | B13 | 600 | 2000 | 0 | 104.22 | 100.01 | 7 | 0
2035 | VACAR_2_PJM_ROR | VACAR | PJM_ROR | Internal | Shoulder | B14 | 900 | 2000 | 0 | 104.22 | 99.93 | 7 | 0
2035 | VACAR_2_PJM_ROR | VACAR | PJM_ROR | Internal | Shoulder | B15 | 1203 | 2000 | 0 | 104.22 | 97.93 | 7 | 0
2035 | VACAR_2_PJM_ROR | VACAR | PJM_ROR | Internal | Summer | B1 | 10 | 2000 | 0 | 190.62 | 181.21 | 7 | 0
2035 | VACAR_2_PJM_ROR | VACAR | PJM_ROR | Internal | Summer | B2 | 25 | 2000 | 0 | 190.62 | 181.21 | 7 | 0
2035 | VACAR_2_PJM_ROR | VACAR | PJM_ROR | Internal | Summer | B3 | 75 | 2000 | 0 | 187.21 | 181.21 | 7 | 0
2035 | VACAR_2_PJM_ROR | VACAR | PJM_ROR | Internal | Summer | B4 | 100 | 2000 | 0 | 163.21 | 158.41 | 7 | 0
2035 | VACAR_2_PJM_ROR | VACAR | PJM_ROR | Internal | Summer | B5 | 200 | 2000 | 0 | 137.6 | 131.6 | 7 | 0
2035 | VACAR_2_PJM_ROR | VACAR | PJM_ROR | Internal | Summer | B6 | 300 | 2000 | 530.56 | 114.69 | 121.69 | 7 | 0
2035 | VACAR_2_PJM_ROR | VACAR | PJM_ROR | Internal | Summer | B7 | 400 | 2000 | 0 | 110.18 | 115.12 | 7 | 0
2035 | VACAR_2_PJM_ROR | VACAR | PJM_ROR | Internal | Summer | B8 | 500 | 2000 | 0 | 102.1 | 105.83 | 7 | 0
2035 | VACAR_2_PJM_ROR | VACAR | PJM_ROR | Internal | Summer | B9 | 800 | 2000 | 0 | 102.1 | 98.54 | 7 | 0
2035 | VACAR_2_PJM_ROR | VACAR | PJM_ROR | Internal | Summer | B10 | 1262 | 2000 | 0 | 102.1 | 96.3 | 7 | 0
2035 | VACAR_2_PJM_ROR | VACAR | PJM_ROR | Internal | Winter | B16 | 25 | 2000 | 0 | 121.16 | 118.46 | 7 | 0
2035 | VACAR_2_PJM_ROR | VACAR | PJM_ROR | Internal | Winter | B17 | 100 | 2000 | 2000 | 109.04 | 117.41 | 7 | 1.36
2035 | VACAR_2_PJM_ROR | VACAR | PJM_ROR | Internal | Winter | B18 | 400 | 2000 | 0 | 109.04 | 104.78 | 7 | 0
2035 | VACAR_2_PJM_ROR | VACAR | PJM_ROR | Internal | Winter | B19 | 700 | 2000 | 0 | 109.04 | 103.04 | 7 | 0
2035 | VACAR_2_PJM_ROR | VACAR | PJM_ROR | Internal | Winter | B20 | 935 | 2000 | 0 | 109.04 | 101.43 | 7 | 0
2035 | VACAR_2_SOCO | VACAR | SOCO | Internal | Shoulder | B11 | 25 | 3000 | 0 | 120.64 | 120.63 | 7 | 0
2035 | VACAR_2_SOCO | VACAR | SOCO | Internal | Shoulder | B12 | 200 | 3000 | 0 | 104.22 | 102.8 | 7 | 0
2035 | VACAR_2_SOCO | VACAR | SOCO | Internal | Shoulder | B13 | 600 | 3000 | 0 | 104.22 | 102.4 | 7 | 0
2035 | VACAR_2_SOCO | VACAR | SOCO | Internal | Shoulder | B14 | 900 | 3000 | 0 | 104.22 | 102.4 | 7 | 0
2035 | VACAR_2_SOCO | VACAR | SOCO | Internal | Shoulder | B15 | 1203 | 3000 | 0 | 104.22 | 102.4 | 7 | 0
2035 | VACAR_2_SOCO | VACAR | SOCO | Internal | Summer | B1 | 10 | 3000 | 0 | 190.62 | 191.34 | 7 | 0
2035 | VACAR_2_SOCO | VACAR | SOCO | Internal | Summer | B2 | 25 | 3000 | 0 | 190.62 | 191.34 | 7 | 0
2035 | VACAR_2_SOCO | VACAR | SOCO | Internal | Summer | B3 | 75 | 3000 | 0 | 187.21 | 191.34 | 7 | 0
2035 | VACAR_2_SOCO | VACAR | SOCO | Internal | Summer | B4 | 100 | 3000 | 0 | 163.21 | 167.2 | 7 | 0
2035 | VACAR_2_SOCO | VACAR | SOCO | Internal | Summer | B5 | 200 | 3000 | 0 | 137.6 | 135.7 | 7 | 0
2035 | VACAR_2_SOCO | VACAR | SOCO | Internal | Summer | B6 | 300 | 3000 | 250.48 | 114.69 | 121.69 | 7 | 0
2035 | VACAR_2_SOCO | VACAR | SOCO | Internal | Summer | B7 | 400 | 3000 | 2379.47 | 110.18 | 117.18 | 7 | 0
2035 | VACAR_2_SOCO | VACAR | SOCO | Internal | Summer | B8 | 500 | 3000 | 2425.54 | 102.1 | 109.1 | 7 | 0
2035 | VACAR_2_SOCO | VACAR | SOCO | Internal | Summer | B9 | 800 | 3000 | 0 | 102.1 | 101.07 | 7 | 0
2035 | VACAR_2_SOCO | VACAR | SOCO | Internal | Summer | B10 | 1262 | 3000 | 0 | 102.1 | 101.07 | 7 | 0
2035 | VACAR_2_SOCO | VACAR | SOCO | Internal | Winter | B16 | 25 | 3000 | 0 | 121.16 | 121.16 | 7 | 0
2035 | VACAR_2_SOCO | VACAR | SOCO | Internal | Winter | B17 | 100 | 3000 | 0 | 109.04 | 105.36 | 7 | 0
2035 | VACAR_2_SOCO | VACAR | SOCO | Internal | Winter | B18 | 400 | 3000 | 0 | 109.04 | 105.36 | 7 | 0
2035 | VACAR_2_SOCO | VACAR | SOCO | Internal | Winter | B19 | 700 | 3000 | 0 | 109.04 | 105.36 | 7 | 0
2035 | VACAR_2_SOCO | VACAR | SOCO | Internal | Winter | B20 | 935 | 3000 | 0 | 109.04 | 103.27 | 7 | 0
2035 | VACAR_2_TVA_Transmission | VACAR | TVA_Transmission | Internal | Shoulder | B11 | 25 | 900 | 0 | 120.64 | 117.96 | 7 | 0
2035 | VACAR_2_TVA_Transmission | VACAR | TVA_Transmission | Internal | Shoulder | B12 | 200 | 900 | 0 | 104.22 | 103.64 | 7 | 0
2035 | VACAR_2_TVA_Transmission | VACAR | TVA_Transmission | Internal | Shoulder | B13 | 600 | 900 | 0 | 104.22 | 101.73 | 7 | 0
2035 | VACAR_2_TVA_Transmission | VACAR | TVA_Transmission | Internal | Shoulder | B14 | 900 | 900 | 0 | 104.22 | 101.73 | 7 | 0
2035 | VACAR_2_TVA_Transmission | VACAR | TVA_Transmission | Internal | Shoulder | B15 | 1203 | 900 | 0 | 104.22 | 101.73 | 7 | 0
2035 | VACAR_2_TVA_Transmission | VACAR | TVA_Transmission | Internal | Summer | B1 | 10 | 900 | 0 | 190.62 | 182.34 | 7 | 0
2035 | VACAR_2_TVA_Transmission | VACAR | TVA_Transmission | Internal | Summer | B2 | 25 | 900 | 0 | 190.62 | 187.2 | 7 | 0
2035 | VACAR_2_TVA_Transmission | VACAR | TVA_Transmission | Internal | Summer | B3 | 75 | 900 | 0 | 187.21 | 187.21 | 7 | 0
2035 | VACAR_2_TVA_Transmission | VACAR | TVA_Transmission | Internal | Summer | B4 | 100 | 900 | 0 | 163.21 | 164.39 | 7 | 0
2035 | VACAR_2_TVA_Transmission | VACAR | TVA_Transmission | Internal | Summer | B5 | 200 | 900 | 0 | 137.6 | 135.7 | 7 | 0
2035 | VACAR_2_TVA_Transmission | VACAR | TVA_Transmission | Internal | Summer | B6 | 300 | 900 | 0.01 | 114.69 | 121.6 | 7 | 0
2035 | VACAR_2_TVA_Transmission | VACAR | TVA_Transmission | Internal | Summer | B7 | 400 | 900 | 0 | 110.18 | 112.54 | 7 | 0
2035 | VACAR_2_TVA_Transmission | VACAR | TVA_Transmission | Internal | Summer | B8 | 500 | 900 | 0 | 102.1 | 104.92 | 7 | 0
2035 | VACAR_2_TVA_Transmission | VACAR | TVA_Transmission | Internal | Summer | B9 | 800 | 900 | 0 | 102.1 | 101.73 | 7 | 0
2035 | VACAR_2_TVA_Transmission | VACAR | TVA_Transmission | Internal | Summer | B10 | 1262 | 900 | 0 | 102.1 | 100.46 | 7 | 0
2035 | VACAR_2_TVA_Transmission | VACAR | TVA_Transmission | Internal | Winter | B16 | 25 | 900 | 0 | 121.16 | 112.16 | 7 | 0
2035 | VACAR_2_TVA_Transmission | VACAR | TVA_Transmission | Internal | Winter | B17 | 100 | 900 | 0 | 109.04 | 108.41 | 7 | 0
2035 | VACAR_2_TVA_Transmission | VACAR | TVA_Transmission | Internal | Winter | B18 | 400 | 900 | 0 | 109.04 | 104.51 | 7 | 0
2035 | VACAR_2_TVA_Transmission | VACAR | TVA_Transmission | Internal | Winter | B19 | 700 | 900 | 0 | 109.04 | 104.51 | 7 | 0
2035 | VACAR_2_TVA_Transmission | VACAR | TVA_Transmission | Internal | Winter | B20 | 935 | 900 | 0 | 109.04 | 104.51 | 7 | 0
2040 | ENT_2_MISO_MO-IL | ENT | MISO_MO-IL | Internal | Shoulder | B11 | 25 | 2260 | 0 | 141.38 | 141.36 | 8 | 0
2040 | ENT_2_MISO_MO-IL | ENT | MISO_MO-IL | Internal | Shoulder | B12 | 200 | 2260 | 0 | 133.87 | 137.02 | 8 | 0
2040 | ENT_2_MISO_MO-IL | ENT | MISO_MO-IL | Internal | Shoulder | B13 | 600 | 2260 | 0 | 128.06 | 134.98 | 8 | 0
2040 | ENT_2_MISO_MO-IL | ENT | MISO_MO-IL | Internal | Shoulder | B14 | 900 | 2260 | 475.09 | 126.96 | 134.96 | 8 | 0
2040 | ENT_2_MISO_MO-IL | ENT | MISO_MO-IL | Internal | Shoulder | B15 | 1203 | 2260 | 1978.65 | 82.28 | 90.28 | 8 | 0
2040 | ENT_2_MISO_MO-IL | ENT | MISO_MO-IL | Internal | Summer | B1 | 10 | 2260 | 2260 | 166.42 | 248.21 | 8 | 73.79
2040 | ENT_2_MISO_MO-IL | ENT | MISO_MO-IL | Internal | Summer | B2 | 25 | 2260 | 1956.19 | 243.62 | 251.62 | 8 | 0
2040 | ENT_2_MISO_MO-IL | ENT | MISO_MO-IL | Internal | Summer | B3 | 75 | 2260 | 0 | 243.79 | 243.79 | 8 | 0
2040 | ENT_2_MISO_MO-IL | ENT | MISO_MO-IL | Internal | Summer | B4 | 100 | 2260 | 0 | 173.45 | 173.45 | 8 | 0
2040 | ENT_2_MISO_MO-IL | ENT | MISO_MO-IL | Internal | Summer | B5 | 200 | 2260 | 0 | 166.42 | 165.42 | 8 | 0
2040 | ENT_2_MISO_MO-IL | ENT | MISO_MO-IL | Internal | Summer | B6 | 300 | 2260 | 0 | 165.83 | 160.52 | 8 | 0
2040 | ENT_2_MISO_MO-IL | ENT | MISO_MO-IL | Internal | Summer | B7 | 400 | 2260 | 0 | 160.43 | 149.07 | 8 | 0
2040 | ENT_2_MISO_MO-IL | ENT | MISO_MO-IL | Internal | Summer | B8 | 500 | 2260 | 0 | 139.1 | 135.45 | 8 | 0
2040 | ENT_2_MISO_MO-IL | ENT | MISO_MO-IL | Internal | Summer | B9 | 800 | 2260 | 0 | 138.12 | 135.45 | 8 | 0
2040 | ENT_2_MISO_MO-IL | ENT | MISO_MO-IL | Internal | Summer | B10 | 1262 | 2260 | 2059.26 | 87.84 | 95.84 | 8 | 0
2040 | ENT_2_MISO_MO-IL | ENT | MISO_MO-IL | Internal | Winter | B16 | 25 | 2260 | 0 | 143.32 | 139.86 | 8 | 0
2040 | ENT_2_MISO_MO-IL | ENT | MISO_MO-IL | Internal | Winter | B17 | 100 | 2260 | 0 | 135.92 | 140.41 | 8 | 0
2040 | ENT_2_MISO_MO-IL | ENT | MISO_MO-IL | Internal | Winter | B18 | 400 | 2260 | 0 | 131.83 | 138.93 | 8 | 0
2040 | ENT_2_MISO_MO-IL | ENT | MISO_MO-IL | Internal | Winter | B19 | 700 | 2260 | 0 | 131.4 | 138.91 | 8 | 0
2040 | ENT_2_MISO_MO-IL | ENT | MISO_MO-IL | Internal | Winter | B20 | 935 | 2260 | 1124.51 | 79.64 | 87.64 | 8 | 0
2040 | ENT_2_SOCO | ENT | SOCO | Internal | Shoulder | B11 | 25 | 3900 | 3900 | 141.38 | 155.07 | 8 | 5.69
2040 | ENT_2_SOCO | ENT | SOCO | Internal | Shoulder | B12 | 200 | 3900 | 3646.06 | 133.87 | 141.87 | 8 | 0
2040 | ENT_2_SOCO | ENT | SOCO | Internal | Shoulder | B13 | 600 | 3900 | 3900 | 128.06 | 141.87 | 8 | 5.81
2040 | ENT_2_SOCO | ENT | SOCO | Internal | Shoulder | B14 | 900 | 3900 | 3900 | 126.96 | 141.87 | 8 | 6.91
2040 | ENT_2_SOCO | ENT | SOCO | Internal | Shoulder | B15 | 1203 | 3900 | 3900 | 82.28 | 90.6 | 8 | 0.31
2040 | ENT_2_SOCO | ENT | SOCO | Internal | Summer | B1 | 10 | 3900 | 3900 | 166.42 | 265.21 | 8 | 90.79
2040 | ENT_2_SOCO | ENT | SOCO | Internal | Summer | B2 | 25 | 3900 | 3900 | 243.62 | 265.21 | 8 | 13.6
2040 | ENT_2_SOCO | ENT | SOCO | Internal | Summer | B3 | 75 | 3900 | 3900 | 243.79 | 258.79 | 8 | 7
2040 | ENT_2_SOCO | ENT | SOCO | Internal | Summer | B4 | 100 | 3900 | 3452.02 | 173.45 | 181.45 | 8 | 0
2040 | ENT_2_SOCO | ENT | SOCO | Internal | Summer | B5 | 200 | 3900 | 0 | 166.42 | 169.71 | 8 | 0
2040 | ENT_2_SOCO | ENT | SOCO | Internal | Summer | B6 | 300 | 3900 | 0 | 165.83 | 161.31 | 8 | 0
2040 | ENT_2_SOCO | ENT | SOCO | Internal | Summer | B7 | 400 | 3900 | 0 | 160.43 | 151.06 | 8 | 0
2040 | ENT_2_SOCO | ENT | SOCO | Internal | Summer | B8 | 500 | 3900 | 489.96 | 139.1 | 147.1 | 8 | 0
2040 | ENT_2_SOCO | ENT | SOCO | Internal | Summer | B9 | 800 | 3900 | 0 | 138.12 | 140.48 | 8 | 0
2040 | ENT_2_SOCO | ENT | SOCO | Internal | Summer | B10 | 1262 | 3900 | 640.28 | 87.84 | 95.84 | 8 | 0
2040 | ENT_2_SOCO | ENT | SOCO | Internal | Winter | B16 | 25 | 3900 | 3900 | 143.32 | 154.86 | 8 | 3.54
2040 | ENT_2_SOCO | ENT | SOCO | Internal | Winter | B17 | 100 | 3900 | 3900 | 135.92 | 145.12 | 8 | 1.19
2040 | ENT_2_SOCO | ENT | SOCO | Internal | Winter | B18 | 400 | 3900 | 3900 | 131.83 | 143.97 | 8 | 4.13
2040 | ENT_2_SOCO | ENT | SOCO | Internal | Winter | B19 | 700 | 3900 | 3900 | 131.4 | 143.97 | 8 | 4.56
2040 | ENT_2_SOCO | ENT | SOCO | Internal | Winter | B20 | 935 | 3900 | 3900 | 79.64 | 90.3 | 8 | 2.66
2040 | ENT_2_SPP_N | ENT | SPP_N | Internal | Shoulder | B11 | 25 | 15143 | 0 | 141.38 | 136.37 | 8 | 0
2040 | ENT_2_SPP_N | ENT | SPP_N | Internal | Shoulder | B12 | 200 | 15143 | 0 | 133.87 | 128.87 | 8 | 0
2040 | ENT_2_SPP_N | ENT | SPP_N | Internal | Shoulder | B13 | 600 | 15143 | 0 | 128.06 | 106.31 | 8 | 0
2040 | ENT_2_SPP_N | ENT | SPP_N | Internal | Shoulder | B14 | 900 | 15143 | 0 | 126.96 | 11.52 | 8 | 0
2040 | ENT_2_SPP_N | ENT | SPP_N | Internal | Shoulder | B15 | 1203 | 15143 | 0 | 82.28 | 11.52 | 8 | 0
2040 | ENT_2_SPP_N | ENT | SPP_N | Internal | Summer | B1 | 10 | 15143 | 0 | 166.42 | 11.52 | 8 | 0
2040 | ENT_2_SPP_N | ENT | SPP_N | Internal | Summer | B2 | 25 | 15143 | 0 | 243.62 | 238.62 | 8 | 0
2040 | ENT_2_SPP_N | ENT | SPP_N | Internal | Summer | B3 | 75 | 15143 | 0 | 243.79 | 238.79 | 8 | 0
2040 | ENT_2_SPP_N | ENT | SPP_N | Internal | Summer | B4 | 100 | 15143 | 0 | 173.45 | 168.45 | 8 | 0
2040 | ENT_2_SPP_N | ENT | SPP_N | Internal | Summer | B5 | 200 | 15143 | 0 | 166.42 | 161.42 | 8 | 0
2040 | ENT_2_SPP_N | ENT | SPP_N | Internal | Summer | B6 | 300 | 15143 | 0 | 165.83 | 160.83 | 8 | 0
2040 | ENT_2_SPP_N | ENT | SPP_N | Internal | Summer | B7 | 400 | 15143 | 0 | 160.43 | 155.43 | 8 | 0
2040 | ENT_2_SPP_N | ENT | SPP_N | Internal | Summer | B8 | 500 | 15143 | 0 | 139.1 | 134.1 | 8 | 0
2040 | ENT_2_SPP_N | ENT | SPP_N | Internal | Summer | B9 | 800 | 15143 | 0 | 138.12 | 133.12 | 8 | 0
2040 | ENT_2_SPP_N | ENT | SPP_N | Internal | Summer | B10 | 1262 | 15143 | 0 | 87.84 | 82.84 | 8 | 0
2040 | ENT_2_SPP_N | ENT | SPP_N | Internal | Winter | B16 | 25 | 15143 | 0 | 143.32 | 11.52 | 8 | 0
2040 | ENT_2_SPP_N | ENT | SPP_N | Internal | Winter | B17 | 100 | 15143 | 0 | 135.92 | 11.52 | 8 | 0
2040 | ENT_2_SPP_N | ENT | SPP_N | Internal | Winter | B18 | 400 | 15143 | 0 | 131.83 | 126.83 | 8 | 0
2040 | ENT_2_SPP_N | ENT | SPP_N | Internal | Winter | B19 | 700 | 15143 | 0 | 131.4 | 11.53 | 8 | 0
2040 | ENT_2_SPP_N | ENT | SPP_N | Internal | Winter | B20 | 935 | 15143 | 0 | 79.64 | 11.52 | 8 | 0
2040 | ENT_2_SPP_S | ENT | SPP_S | Internal | Shoulder | B11 | 25 | 3292 | 0 | 141.38 | 136.38 | 8 | 0
2040 | ENT_2_SPP_S | ENT | SPP_S | Internal | Shoulder | B12 | 200 | 3292 | 0 | 133.87 | 128.86 | 8 | 0
2040 | ENT_2_SPP_S | ENT | SPP_S | Internal | Shoulder | B13 | 600 | 3292 | 0 | 128.06 | 106.3 | 8 | 0
2040 | ENT_2_SPP_S | ENT | SPP_S | Internal | Shoulder | B14 | 900 | 3292 | 0 | 126.96 | 11.52 | 8 | 0
2040 | ENT_2_SPP_S | ENT | SPP_S | Internal | Shoulder | B15 | 1203 | 3292 | 0 | 82.28 | 11.52 | 8 | 0
2040 | ENT_2_SPP_S | ENT | SPP_S | Internal | Summer | B1 | 10 | 3292 | 0 | 166.42 | 11.53 | 8 | 0
2040 | ENT_2_SPP_S | ENT | SPP_S | Internal | Summer | B2 | 25 | 3292 | 0 | 243.62 | 234.75 | 8 | 0
2040 | ENT_2_SPP_S | ENT | SPP_S | Internal | Summer | B3 | 75 | 3292 | 0 | 243.79 | 236.77 | 8 | 0
2040 | ENT_2_SPP_S | ENT | SPP_S | Internal | Summer | B4 | 100 | 3292 | 0 | 173.45 | 168.46 | 8 | 0
2040 | ENT_2_SPP_S | ENT | SPP_S | Internal | Summer | B5 | 200 | 3292 | 0 | 166.42 | 161.43 | 8 | 0
2040 | ENT_2_SPP_S | ENT | SPP_S | Internal | Summer | B6 | 300 | 3292 | 0 | 165.83 | 160.84 | 8 | 0
2040 | ENT_2_SPP_S | ENT | SPP_S | Internal | Summer | B7 | 400 | 3292 | 0 | 160.43 | 160.47 | 8 | 0
2040 | ENT_2_SPP_S | ENT | SPP_S | Internal | Summer | B8 | 500 | 3292 | 0 | 139.1 | 140.92 | 8 | 0
2040 | ENT_2_SPP_S | ENT | SPP_S | Internal | Summer | B9 | 800 | 3292 | 0 | 138.12 | 133.13 | 8 | 0
2040 | ENT_2_SPP_S | ENT | SPP_S | Internal | Summer | B10 | 1262 | 3292 | 0 | 87.84 | 82.84 | 8 | 0
2040 | ENT_2_SPP_S | ENT | SPP_S | Internal | Winter | B16 | 25 | 3292 | 0 | 143.32 | 11.52 | 8 | 0
2040 | ENT_2_SPP_S | ENT | SPP_S | Internal | Winter | B17 | 100 | 3292 | 0 | 135.92 | 11.52 | 8 | 0
2040 | ENT_2_SPP_S | ENT | SPP_S | Internal | Winter | B18 | 400 | 3292 | 0 | 131.83 | 126.82 | 8 | 0
2040 | ENT_2_SPP_S | ENT | SPP_S | Internal | Winter | B19 | 700 | 3292 | 0 | 131.4 | 11.52 | 8 | 0
2040 | ENT_2_SPP_S | ENT | SPP_S | Internal | Winter | B20 | 935 | 3292 | 0 | 79.64 | 11.52 | 8 | 0
2040 | ENT_2_TVA_Transmission | ENT | TVA_Transmission | Internal | Shoulder | B11 | 25 | 2100 | 0.58 | 141.38 | 149.35 | 8 | 0
2040 | ENT_2_TVA_Transmission | ENT | TVA_Transmission | Internal | Shoulder | B12 | 200 | 2100 | 0 | 133.87 | 141.37 | 8 | 0
2040 | ENT_2_TVA_Transmission | ENT | TVA_Transmission | Internal | Shoulder | B13 | 600 | 2100 | 1628.49 | 128.06 | 136.06 | 8 | 0
2040 | ENT_2_TVA_Transmission | ENT | TVA_Transmission | Internal | Shoulder | B14 | 900 | 2100 | 2100 | 126.96 | 136.06 | 8 | 1.1
2040 | ENT_2_TVA_Transmission | ENT | TVA_Transmission | Internal | Shoulder | B15 | 1203 | 2100 | 2100 | 82.28 | 98.28 | 8 | 8
2040 | ENT_2_TVA_Transmission | ENT | TVA_Transmission | Internal | Summer | B1 | 10 | 2100 | 2100 | 166.42 | 256.21 | 8 | 81.79
2040 | ENT_2_TVA_Transmission | ENT | TVA_Transmission | Internal | Summer | B2 | 25 | 2100 | 2100 | 243.62 | 259.62 | 8 | 8
2040 | ENT_2_TVA_Transmission | ENT | TVA_Transmission | Internal | Summer | B3 | 75 | 2100 | 3.8 | 243.79 | 251.79 | 8 | 0
2040 | ENT_2_TVA_Transmission | ENT | TVA_Transmission | Internal | Summer | B4 | 100 | 2100 | 0.31 | 173.45 | 181.44 | 8 | 0
2040 | ENT_2_TVA_Transmission | ENT | TVA_Transmission | Internal | Summer | B5 | 200 | 2100 | 0 | 166.42 | 169.71 | 8 | 0
2040 | ENT_2_TVA_Transmission | ENT | TVA_Transmission | Internal | Summer | B6 | 300 | 2100 | 0 | 165.83 | 158.52 | 8 | 0
2040 | ENT_2_TVA_Transmission | ENT | TVA_Transmission | Internal | Summer | B7 | 400 | 2100 | 0 | 160.43 | 151.43 | 8 | 0
2040 | ENT_2_TVA_Transmission | ENT | TVA_Transmission | Internal | Summer | B8 | 500 | 2100 | 0 | 139.1 | 141.11 | 8 | 0
2040 | ENT_2_TVA_Transmission | ENT | TVA_Transmission | Internal | Summer | B9 | 800 | 2100 | 0 | 138.12 | 139.96 | 8 | 0
2040 | ENT_2_TVA_Transmission | ENT | TVA_Transmission | Internal | Summer | B10 | 1262 | 2100 | 2100 | 87.84 | 103.84 | 8 | 8
2040 | ENT_2_TVA_Transmission | ENT | TVA_Transmission | Internal | Winter | B16 | 25 | 2100 | 0 | 143.32 | 147.86 | 8 | 0
2040 | ENT_2_TVA_Transmission | ENT | TVA_Transmission | Internal | Winter | B17 | 100 | 2100 | 584.98 | 135.92 | 143.92 | 8 | 0
2040 | ENT_2_TVA_Transmission | ENT | TVA_Transmission | Internal | Winter | B18 | 400 | 2100 | 370.02 | 131.83 | 139.83 | 8 | 0
2040 | ENT_2_TVA_Transmission | ENT | TVA_Transmission | Internal | Winter | B19 | 700 | 2100 | 2100 | 131.4 | 139.83 | 8 | 0.43
2040 | ENT_2_TVA_Transmission | ENT | TVA_Transmission | Internal | Winter | B20 | 935 | 2100 | 2100 | 79.64 | 95.64 | 8 | 8
2040 | FRCC_2_SOCO | FRCC | SOCO | Internal | Shoulder | B11 | 25 | 900 | 0 | 167.88 | 155.07 | 8 | 0
2040 | FRCC_2_SOCO | FRCC | SOCO | Internal | Shoulder | B12 | 200 | 900 | 0 | 146.11 | 141.87 | 8 | 0
2040 | FRCC_2_SOCO | FRCC | SOCO | Internal | Shoulder | B13 | 600 | 900 | 0 | 146.11 | 141.87 | 8 | 0
2040 | FRCC_2_SOCO | FRCC | SOCO | Internal | Shoulder | B14 | 900 | 900 | 0 | 146.11 | 141.87 | 8 | 0
2040 | FRCC_2_SOCO | FRCC | SOCO | Internal | Shoulder | B15 | 1203 | 900 | 301.26 | 82.6 | 90.6 | 8 | 0
2040 | FRCC_2_SOCO | FRCC | SOCO | Internal | Summer | B1 | 10 | 900 | 0 | 268.79 | 265.21 | 8 | 0
2040 | FRCC_2_SOCO | FRCC | SOCO | Internal | Summer | B2 | 25 | 900 | 0 | 268.79 | 265.21 | 8 | 0
2040 | FRCC_2_SOCO | FRCC | SOCO | Internal | Summer | B3 | 75 | 900 | 0 | 268.79 | 258.79 | 8 | 0
2040 | FRCC_2_SOCO | FRCC | SOCO | Internal | Summer | B4 | 100 | 900 | 0 | 191.45 | 181.45 | 8 | 0
2040 | FRCC_2_SOCO | FRCC | SOCO | Internal | Summer | B5 | 200 | 900 | 0 | 168.89 | 169.71 | 8 | 0
2040 | FRCC_2_SOCO | FRCC | SOCO | Internal | Summer | B6 | 300 | 900 | 0 | 168.89 | 161.31 | 8 | 0
2040 | FRCC_2_SOCO | FRCC | SOCO | Internal | Summer | B7 | 400 | 900 | 0 | 145.05 | 151.06 | 8 | 0
2040 | FRCC_2_SOCO | FRCC | SOCO | Internal | Summer | B8 | 500 | 900 | 0 | 145.05 | 147.1 | 8 | 0
2040 | FRCC_2_SOCO | FRCC | SOCO | Internal | Summer | B9 | 800 | 900 | 0 | 145.05 | 140.48 | 8 | 0
2040 | FRCC_2_SOCO | FRCC | SOCO | Internal | Summer | B10 | 1262 | 900 | 743.05 | 87.84 | 95.84 | 8 | 0
2040 | FRCC_2_SOCO | FRCC | SOCO | Internal | Winter | B16 | 25 | 900 | 0 | 164.86 | 154.86 | 8 | 0
2040 | FRCC_2_SOCO | FRCC | SOCO | Internal | Winter | B17 | 100 | 900 | 0 | 148.8 | 145.12 | 8 | 0
2040 | FRCC_2_SOCO | FRCC | SOCO | Internal | Winter | B18 | 400 | 900 | 0 | 148.8 | 143.97 | 8 | 0
2040 | FRCC_2_SOCO | FRCC | SOCO | Internal | Winter | B19 | 700 | 900 | 0 | 148.8 | 143.97 | 8 | 0
2040 | FRCC_2_SOCO | FRCC | SOCO | Internal | Winter | B20 | 935 | 900 | 628.18 | 82.3 | 90.3 | 8 | 0
2040 | HQ_NEISO_2_NEISO | HQ_NEISO | NEISO | Internal | Shoulder | B11 | 25 | 99999 | 3112.4 | 87.38 | 87.39 | 0.01 | 0
2040 | HQ_NEISO_2_NEISO | HQ_NEISO | NEISO | Internal | Shoulder | B12 | 200 | 99999 | 3110.47 | 87.38 | 87.39 | 0.01 | 0
2040 | HQ_NEISO_2_NEISO | HQ_NEISO | NEISO | Internal | Shoulder | B13 | 600 | 99999 | 3102.87 | 87.38 | 87.39 | 0.01 | 0
2040 | HQ_NEISO_2_NEISO | HQ_NEISO | NEISO | Internal | Shoulder | B14 | 900 | 99999 | 3089.58 | 87.38 | 87.39 | 0.01 | 0
2040 | HQ_NEISO_2_NEISO | HQ_NEISO | NEISO | Internal | Shoulder | B15 | 1203 | 99999 | 1276.23 | 87.38 | 87.39 | 0.01 | 0
2040 | HQ_NEISO_2_NEISO | HQ_NEISO | NEISO | Internal | Summer | B1 | 10 | 99999 | 3220.1 | 169.94 | 169.95 | 0.01 | 0
2040 | HQ_NEISO_2_NEISO | HQ_NEISO | NEISO | Internal | Summer | B2 | 25 | 99999 | 3207.34 | 213.91 | 213.92 | 0.01 | 0
2040 | HQ_NEISO_2_NEISO | HQ_NEISO | NEISO | Internal | Summer | B3 | 75 | 99999 | 3181.93 | 169.94 | 169.95 | 0.01 | 0
2040 | HQ_NEISO_2_NEISO | HQ_NEISO | NEISO | Internal | Summer | B4 | 100 | 99999 | 3160.08 | 146.11 | 146.12 | 0.01 | 0
2040 | HQ_NEISO_2_NEISO | HQ_NEISO | NEISO | Internal | Summer | B5 | 200 | 99999 | 3148.19 | 146.11 | 146.12 | 0.01 | 0
2040 | HQ_NEISO_2_NEISO | HQ_NEISO | NEISO | Internal | Summer | B6 | 300 | 99999 | 3134.79 | 146.11 | 146.12 | 0.01 | 0
2040 | HQ_NEISO_2_NEISO | HQ_NEISO | NEISO | Internal | Summer | B7 | 400 | 99999 | 3119.43 | 145.85 | 145.87 | 0.01 | 0
2040 | HQ_NEISO_2_NEISO | HQ_NEISO | NEISO | Internal | Summer | B8 | 500 | 99999 | 3107.36 | 139.56 | 139.58 | 0.01 | 0
2040 | HQ_NEISO_2_NEISO | HQ_NEISO | NEISO | Internal | Summer | B9 | 800 | 99999 | 3092.57 | 125.67 | 125.69 | 0.01 | 0
2040 | HQ_NEISO_2_NEISO | HQ_NEISO | NEISO | Internal | Summer | B10 | 1262 | 99999 | 933.4 | 125.67 | 125.69 | 0.01 | 0
2040 | HQ_NEISO_2_NEISO | HQ_NEISO | NEISO | Internal | Winter | B16 | 25 | 99999 | 3139.14 | 87.38 | 87.39 | 0.01 | 0
2040 | HQ_NEISO_2_NEISO | HQ_NEISO | NEISO | Internal | Winter | B17 | 100 | 99999 | 3128.41 | 87.38 | 87.39 | 0.01 | 0
2040 | HQ_NEISO_2_NEISO | HQ_NEISO | NEISO | Internal | Winter | B18 | 400 | 99999 | 3120.19 | 87.38 | 87.39 | 0.01 | 0
2040 | HQ_NEISO_2_NEISO | HQ_NEISO | NEISO | Internal | Winter | B19 | 700 | 99999 | 3104.89 | 87.38 | 87.39 | 0.01 | 0
2040 | HQ_NEISO_2_NEISO | HQ_NEISO | NEISO | Internal | Winter | B20 | 935 | 99999 | 1382.08 | 87.38 | 87.39 | 0.01 | 0
2040 | HQ_NY_2_NYISO_A-F | HQ_NY | NYISO_A-F | Internal | Shoulder | B11 | 25 | 99999 | 2812.37 | 105.27 | 105.28 | 0.01 | 0
2040 | HQ_NY_2_NYISO_A-F | HQ_NY | NYISO_A-F | Internal | Shoulder | B12 | 200 | 99999 | 2847.79 | 136 | 136.01 | 0.01 | 0
2040 | HQ_NY_2_NYISO_A-F | HQ_NY | NYISO_A-F | Internal | Shoulder | B13 | 600 | 99999 | 2781.95 | 105.27 | 105.28 | 0.01 | 0
2040 | HQ_NY_2_NYISO_A-F | HQ_NY | NYISO_A-F | Internal | Shoulder | B14 | 900 | 99999 | 2673.23 | 105.27 | 105.28 | 0.01 | 0
2040 | HQ_NY_2_NYISO_A-F | HQ_NY | NYISO_A-F | Internal | Shoulder | B15 | 1203 | 99999 | 1582.8 | 100.21 | 100.23 | 0.01 | 0
2040 | HQ_NY_2_NYISO_A-F | HQ_NY | NYISO_A-F | Internal | Summer | B1 | 10 | 99999 | 3500.1 | 153.1 | 153.11 | 0.01 | 0
2040 | HQ_NY_2_NYISO_A-F | HQ_NY | NYISO_A-F | Internal | Summer | B2 | 25 | 99999 | 3406.71 | 170.82 | 170.83 | 0.01 | 0
2040 | HQ_NY_2_NYISO_A-F | HQ_NY | NYISO_A-F | Internal | Summer | B3 | 75 | 99999 | 3266.7 | 170.82 | 170.83 | 0.01 | 0
2040 | HQ_NY_2_NYISO_A-F | HQ_NY | NYISO_A-F | Internal | Summer | B4 | 100 | 99999 | 3116.37 | 155.47 | 155.48 | 0.01 | 0
2040 | HQ_NY_2_NYISO_A-F | HQ_NY | NYISO_A-F | Internal | Summer | B5 | 200 | 99999 | 3025.59 | 153.32 | 153.33 | 0.01 | 0
2040 | HQ_NY_2_NYISO_A-F | HQ_NY | NYISO_A-F | Internal | Summer | B6 | 300 | 99999 | 2934.96 | 150.52 | 150.53 | 0.01 | 0
2040 | HQ_NY_2_NYISO_A-F | HQ_NY | NYISO_A-F | Internal | Summer | B7 | 400 | 99999 | 2830.84 | 148.84 | 148.85 | 0.01 | 0
2040 | HQ_NY_2_NYISO_A-F | HQ_NY | NYISO_A-F | Internal | Summer | B8 | 500 | 99999 | 2760.34 | 136.56 | 136.58 | 0.01 | 0
2040 | HQ_NY_2_NYISO_A-F | HQ_NY | NYISO_A-F | Internal | Summer | B9 | 800 | 99999 | 2664.8 | 127.2 | 127.21 | 0.01 | 0
2040 | HQ_NY_2_NYISO_A-F | HQ_NY | NYISO_A-F | Internal | Summer | B10 | 1262 | 99999 | 1436.41 | 126.33 | 126.34 | 0.01 | 0
2040 | HQ_NY_2_NYISO_A-F | HQ_NY | NYISO_A-F | Internal | Winter | B16 | 25 | 99999 | 3058.94 | 95.91 | 95.93 | 0.01 | 0
2040 | HQ_NY_2_NYISO_A-F | HQ_NY | NYISO_A-F | Internal | Winter | B17 | 100 | 99999 | 3001.17 | 95.91 | 95.93 | 0.01 | 0
2040 | HQ_NY_2_NYISO_A-F | HQ_NY | NYISO_A-F | Internal | Winter | B18 | 400 | 99999 | 2934.76 | 95.91 | 95.93 | 0.01 | 0
2040 | HQ_NY_2_NYISO_A-F | HQ_NY | NYISO_A-F | Internal | Winter | B19 | 700 | 99999 | 2819.13 | 95.91 | 95.93 | 0.01 | 0
2040 | HQ_NY_2_NYISO_A-F | HQ_NY | NYISO_A-F | Internal | Winter | B20 | 935 | 99999 | 1763.03 | 95.91 | 95.93 | 0.01 | 0
2040 | HQ_IESO_2_IESO | HQ_IESO | IESO | Internal | Shoulder | B11 | 25 | 99999 | 400.08 | 98.27 | 98.28 | 0.01 | 0
2040 | HQ_IESO_2_IESO | HQ_IESO | IESO | Internal | Shoulder | B12 | 200 | 99999 | 400.08 | 129 | 129.01 | 0.01 | 0
2040 | HQ_IESO_2_IESO | HQ_IESO | IESO | Internal | Shoulder | B13 | 600 | 99999 | 400.08 | 98.27 | 98.28 | 0.01 | 0
2040 | HQ_IESO_2_IESO | HQ_IESO | IESO | Internal | Shoulder | B14 | 900 | 99999 | 400.08 | 98.27 | 98.28 | 0.01 | 0
2040 | HQ_IESO_2_IESO | HQ_IESO | IESO | Internal | Shoulder | B15 | 1203 | 99999 | 75.56 | 98.27 | 98.28 | 0.01 | 0
2040 | HQ_IESO_2_IESO | HQ_IESO | IESO | Internal | Summer | B1 | 10 | 99999 | 400.1 | 148.47 | 148.48 | 0.01 | 0
2040 | HQ_IESO_2_IESO | HQ_IESO | IESO | Internal | Summer | B2 | 25 | 99999 | 400.1 | 163.82 | 163.83 | 0.01 | 0
2040 | HQ_IESO_2_IESO | HQ_IESO | IESO | Internal | Summer | B3 | 75 | 99999 | 400.1 | 163.82 | 163.83 | 0.01 | 0
2040 | HQ_IESO_2_IESO | HQ_IESO | IESO | Internal | Summer | B4 | 100 | 99999 | 400.1 | 148.47 | 148.48 | 0.01 | 0
2040 | HQ_IESO_2_IESO | HQ_IESO | IESO | Internal | Summer | B5 | 200 | 99999 | 400.1 | 146.32 | 146.33 | 0.01 | 0
2040 | HQ_IESO_2_IESO | HQ_IESO | IESO | Internal | Summer | B6 | 300 | 99999 | 400.1 | 107.96 | 107.97 | 0.01 | 0
2040 | HQ_IESO_2_IESO | HQ_IESO | IESO | Internal | Summer | B7 | 400 | 99999 | 400.1 | 107.96 | 107.97 | 0.01 | 0
2040 | HQ_IESO_2_IESO | HQ_IESO | IESO | Internal | Summer | B8 | 500 | 99999 | 400.1 | 107.96 | 107.97 | 0.01 | 0
2040 | HQ_IESO_2_IESO | HQ_IESO | IESO | Internal | Summer | B9 | 800 | 99999 | 400.1 | 107.96 | 107.97 | 0.01 | 0
2040 | HQ_IESO_2_IESO | HQ_IESO | IESO | Internal | Summer | B10 | 1262 | 99999 | 12.14 | 107.96 | 107.97 | 0.01 | 0
2040 | HQ_IESO_2_IESO | HQ_IESO | IESO | Internal | Winter | B16 | 25 | 99999 | 400.08 | 100.37 | 100.38 | 0.01 | 0
2040 | HQ_IESO_2_IESO | HQ_IESO | IESO | Internal | Winter | B17 | 100 | 99999 | 400.08 | 100.37 | 100.38 | 0.01 | 0
2040 | HQ_IESO_2_IESO | HQ_IESO | IESO | Internal | Winter | B18 | 400 | 99999 | 400.08 | 100.37 | 100.38 | 0.01 | 0
2040 | HQ_IESO_2_IESO | HQ_IESO | IESO | Internal | Winter | B19 | 700 | 99999 | 400.08 | 100.37 | 100.38 | 0.01 | 0
2040 | HQ_IESO_2_IESO | HQ_IESO | IESO | Internal | Winter | B20 | 935 | 99999 | 92.06 | 100.37 | 100.38 | 0.01 | 0
2040 | IESO_2_MAPP_CA | IESO | MAPP_CA | Internal | Shoulder | B11 | 25 | 262 | 0 | 98.28 | 54.36 | 7 | 0
2040 | IESO_2_MAPP_CA | IESO | MAPP_CA | Internal | Shoulder | B12 | 200 | 262 | 0 | 129.01 | 54.36 | 7 | 0
2040 | IESO_2_MAPP_CA | IESO | MAPP_CA | Internal | Shoulder | B13 | 600 | 262 | 0 | 98.28 | 54.36 | 7 | 0
2040 | IESO_2_MAPP_CA | IESO | MAPP_CA | Internal | Shoulder | B14 | 900 | 262 | 0 | 98.28 | 54.36 | 7 | 0
2040 | IESO_2_MAPP_CA | IESO | MAPP_CA | Internal | Shoulder | B15 | 1203 | 262 | 0 | 98.28 | 54.36 | 7 | 0
2040 | IESO_2_MAPP_CA | IESO | MAPP_CA | Internal | Summer | B1 | 10 | 262 | 0 | 148.48 | 94.84 | 7 | 0
2040 | IESO_2_MAPP_CA | IESO | MAPP_CA | Internal | Summer | B2 | 25 | 262 | 0 | 163.83 | 94.84 | 7 | 0
2040 | IESO_2_MAPP_CA | IESO | MAPP_CA | Internal | Summer | B3 | 75 | 262 | 0 | 163.83 | 94.84 | 7 | 0
2040 | IESO_2_MAPP_CA | IESO | MAPP_CA | Internal | Summer | B4 | 100 | 262 | 0 | 148.48 | 94.84 | 7 | 0
2040 | IESO_2_MAPP_CA | IESO | MAPP_CA | Internal | Summer | B5 | 200 | 262 | 0 | 146.33 | 94.84 | 7 | 0
2040 | IESO_2_MAPP_CA | IESO | MAPP_CA | Internal | Summer | B6 | 300 | 262 | 0 | 107.97 | 94.84 | 7 | 0
2040 | IESO_2_MAPP_CA | IESO | MAPP_CA | Internal | Summer | B7 | 400 | 262 | 0 | 107.97 | 94.84 | 7 | 0
2040 | IESO_2_MAPP_CA | IESO | MAPP_CA | Internal | Summer | B8 | 500 | 262 | 0 | 107.97 | 94.84 | 7 | 0
2040 | IESO_2_MAPP_CA | IESO | MAPP_CA | Internal | Summer | B9 | 800 | 262 | 0 | 107.97 | 94.84 | 7 | 0
2040 | IESO_2_MAPP_CA | IESO | MAPP_CA | Internal | Summer | B10 | 1262 | 262 | 0 | 107.97 | 94.84 | 7 | 0
2040 | IESO_2_MAPP_CA | IESO | MAPP_CA | Internal | Winter | B16 | 25 | 262 | 0 | 100.38 | 82.21 | 7 | 0
2040 | IESO_2_MAPP_CA | IESO | MAPP_CA | Internal | Winter | B17 | 100 | 262 | 0 | 100.38 | 82.21 | 7 | 0
2040 | IESO_2_MAPP_CA | IESO | MAPP_CA | Internal | Winter | B18 | 400 | 262 | 0 | 100.38 | 92.38 | 7 | 0
2040 | IESO_2_MAPP_CA | IESO | MAPP_CA | Internal | Winter | B19 | 700 | 262 | 0 | 100.38 | 92.38 | 7 | 0
2040 | IESO_2_MAPP_CA | IESO | MAPP_CA | Internal | Winter | B20 | 935 | 262 | 0 | 100.38 | 82.21 | 7 | 0
2040 | IESO_2_MISO_MI | IESO | MISO_MI | Internal | Shoulder | B11 | 25 | 2591 | 2591 | 98.28 | 137.14 | 7 | 31.86
2040 | IESO_2_MISO_MI | IESO | MISO_MI | Internal | Shoulder | B12 | 200 | 2591 | 2591 | 129.01 | 137.09 | 7 | 1.08
2040 | IESO_2_MISO_MI | IESO | MISO_MI | Internal | Shoulder | B13 | 600 | 2591 | 2591 | 98.28 | 137.09 | 7 | 31.81
2040 | IESO_2_MISO_MI | IESO | MISO_MI | Internal | Shoulder | B14 | 900 | 2591 | 2591 | 98.28 | 134.98 | 7 | 29.7
2040 | IESO_2_MISO_MI | IESO | MISO_MI | Internal | Shoulder | B15 | 1203 | 2591 | 103.43 | 98.28 | 105.28 | 7 | 0
2040 | IESO_2_MISO_MI | IESO | MISO_MI | Internal | Summer | B1 | 10 | 2591 | 2591 | 148.48 | 195.92 | 7 | 40.44
2040 | IESO_2_MISO_MI | IESO | MISO_MI | Internal | Summer | B2 | 25 | 2591 | 2591 | 163.83 | 243.63 | 7 | 72.8
2040 | IESO_2_MISO_MI | IESO | MISO_MI | Internal | Summer | B3 | 75 | 2591 | 2591 | 163.83 | 235.81 | 7 | 64.97
2040 | IESO_2_MISO_MI | IESO | MISO_MI | Internal | Summer | B4 | 100 | 2591 | 2591 | 148.48 | 173.44 | 7 | 17.96
2040 | IESO_2_MISO_MI | IESO | MISO_MI | Internal | Summer | B5 | 200 | 2591 | 2591 | 146.33 | 158.51 | 7 | 5.18
2040 | IESO_2_MISO_MI | IESO | MISO_MI | Internal | Summer | B6 | 300 | 2591 | 2591 | 107.97 | 156.52 | 7 | 41.55
2040 | IESO_2_MISO_MI | IESO | MISO_MI | Internal | Summer | B7 | 400 | 2591 | 2591 | 107.97 | 135.91 | 7 | 20.94
2040 | IESO_2_MISO_MI | IESO | MISO_MI | Internal | Summer | B8 | 500 | 2591 | 2591 | 107.97 | 135.45 | 7 | 20.48
2040 | IESO_2_MISO_MI | IESO | MISO_MI | Internal | Summer | B9 | 800 | 2591 | 2591 | 107.97 | 135.45 | 7 | 20.48
2040 | IESO_2_MISO_MI | IESO | MISO_MI | Internal | Summer | B10 | 1262 | 2591 | 2591 | 107.97 | 117.1 | 7 | 2.13
2040 | IESO_2_MISO_MI | IESO | MISO_MI | Internal | Winter | B16 | 25 | 2591 | 2591 | 100.38 | 139.87 | 7 | 32.49
2040 | IESO_2_MISO_MI | IESO | MISO_MI | Internal | Winter | B17 | 100 | 2591 | 2591 | 100.38 | 140.44 | 7 | 33.06
2040 | IESO_2_MISO_MI | IESO | MISO_MI | Internal | Winter | B18 | 400 | 2591 | 2591 | 100.38 | 139.26 | 7 | 31.88
2040 | IESO_2_MISO_MI | IESO | MISO_MI | Internal | Winter | B19 | 700 | 2591 | 2591 | 100.38 | 138.94 | 7 | 31.56
2040 | IESO_2_MISO_MI | IESO | MISO_MI | Internal | Winter | B20 | 935 | 2591 | 0 | 100.38 | 102.66 | 7 | 0
2040 | IESO_2_MISO_W | IESO | MISO_W | Internal | Shoulder | B11 | 25 | 207 | 207 | 98.28 | 141.36 | 7 | 36.07
2040 | IESO_2_MISO_W | IESO | MISO_W | Internal | Shoulder | B12 | 200 | 207 | 207 | 129.01 | 137 | 7 | 1
2040 | IESO_2_MISO_W | IESO | MISO_W | Internal | Shoulder | B13 | 600 | 207 | 207 | 98.28 | 134.97 | 7 | 29.69
2040 | IESO_2_MISO_W | IESO | MISO_W | Internal | Shoulder | B14 | 900 | 207 | 0 | 98.28 | 76.61 | 7 | 0
2040 | IESO_2_MISO_W | IESO | MISO_W | Internal | Shoulder | B15 | 1203 | 207 | 0 | 98.28 | 54.35 | 7 | 0
2040 | IESO_2_MISO_W | IESO | MISO_W | Internal | Summer | B1 | 10 | 207 | 207 | 148.48 | 251.63 | 7 | 96.15
2040 | IESO_2_MISO_W | IESO | MISO_W | Internal | Summer | B2 | 25 | 207 | 207 | 163.83 | 251.63 | 7 | 80.8
2040 | IESO_2_MISO_W | IESO | MISO_W | Internal | Summer | B3 | 75 | 207 | 207 | 163.83 | 243.79 | 7 | 72.96
2040 | IESO_2_MISO_W | IESO | MISO_W | Internal | Summer | B4 | 100 | 207 | 207 | 148.48 | 173.44 | 7 | 17.96
2040 | IESO_2_MISO_W | IESO | MISO_W | Internal | Summer | B5 | 200 | 207 | 207 | 146.33 | 165.41 | 7 | 12.08
2040 | IESO_2_MISO_W | IESO | MISO_W | Internal | Summer | B6 | 300 | 207 | 207 | 107.97 | 160.5 | 7 | 45.54
2040 | IESO_2_MISO_W | IESO | MISO_W | Internal | Summer | B7 | 400 | 207 | 207 | 107.97 | 149.06 | 7 | 34.09
2040 | IESO_2_MISO_W | IESO | MISO_W | Internal | Summer | B8 | 500 | 207 | 207 | 107.97 | 135.35 | 7 | 20.38
2040 | IESO_2_MISO_W | IESO | MISO_W | Internal | Summer | B9 | 800 | 207 | 207 | 107.97 | 133.2 | 7 | 18.23
2040 | IESO_2_MISO_W | IESO | MISO_W | Internal | Summer | B10 | 1262 | 207 | 0 | 107.97 | 94.86 | 7 | 0
2040 | IESO_2_MISO_W | IESO | MISO_W | Internal | Winter | B16 | 25 | 207 | 0 | 100.38 | 47.35 | 7 | 0
2040 | IESO_2_MISO_W | IESO | MISO_W | Internal | Winter | B17 | 100 | 207 | 0 | 100.38 | 54.35 | 7 | 0
2040 | IESO_2_MISO_W | IESO | MISO_W | Internal | Winter | B18 | 400 | 207 | 207 | 100.38 | 131.83 | 7 | 24.45
2040 | IESO_2_MISO_W | IESO | MISO_W | Internal | Winter | B19 | 700 | 207 | 207 | 100.38 | 138.9 | 7 | 31.52
2040 | IESO_2_MISO_W | IESO | MISO_W | Internal | Winter | B20 | 935 | 207 | 0 | 100.38 | 82.19 | 7 | 0
2040 | IESO_2_NYISO_A-F | IESO | NYISO_A-F | Internal | Shoulder | B11 | 25 | 1725 | 359.77 | 98.28 | 105.28 | 7 | 0
2040 | IESO_2_NYISO_A-F | IESO | NYISO_A-F | Internal | Shoulder | B12 | 200 | 1725 | 325.69 | 129.01 | 136.01 | 7 | 0
2040 | IESO_2_NYISO_A-F | IESO | NYISO_A-F | Internal | Shoulder | B13 | 600 | 1725 | 413.71 | 98.28 | 105.28 | 7 | 0
2040 | IESO_2_NYISO_A-F | IESO | NYISO_A-F | Internal | Shoulder | B14 | 900 | 1725 | 78.66 | 98.28 | 105.28 | 7 | 0
2040 | IESO_2_NYISO_A-F | IESO | NYISO_A-F | Internal | Shoulder | B15 | 1203 | 1725 | 0 | 98.28 | 100.23 | 7 | 0
2040 | IESO_2_NYISO_A-F | IESO | NYISO_A-F | Internal | Summer | B1 | 10 | 1725 | 0.02 | 148.48 | 153.11 | 7 | 0
2040 | IESO_2_NYISO_A-F | IESO | NYISO_A-F | Internal | Summer | B2 | 25 | 1725 | 558.52 | 163.83 | 170.83 | 7 | 0
2040 | IESO_2_NYISO_A-F | IESO | NYISO_A-F | Internal | Summer | B3 | 75 | 1725 | 1399.6 | 163.83 | 170.83 | 7 | 0
2040 | IESO_2_NYISO_A-F | IESO | NYISO_A-F | Internal | Summer | B4 | 100 | 1725 | 1695.89 | 148.48 | 155.48 | 7 | 0
2040 | IESO_2_NYISO_A-F | IESO | NYISO_A-F | Internal | Summer | B5 | 200 | 1725 | 1426.19 | 146.33 | 153.33 | 7 | 0
2040 | IESO_2_NYISO_A-F | IESO | NYISO_A-F | Internal | Summer | B6 | 300 | 1725 | 1725 | 107.97 | 150.53 | 7 | 35.56
2040 | IESO_2_NYISO_A-F | IESO | NYISO_A-F | Internal | Summer | B7 | 400 | 1725 | 1725 | 107.97 | 148.85 | 7 | 33.89
2040 | IESO_2_NYISO_A-F | IESO | NYISO_A-F | Internal | Summer | B8 | 500 | 1725 | 1725 | 107.97 | 136.58 | 7 | 21.61
2040 | IESO_2_NYISO_A-F | IESO | NYISO_A-F | Internal | Summer | B9 | 800 | 1725 | 1725 | 107.97 | 127.21 | 7 | 12.24
2040 | IESO_2_NYISO_A-F | IESO | NYISO_A-F | Internal | Summer | B10 | 1262 | 1725 | 1725 | 107.97 | 126.34 | 7 | 11.38
2040 | IESO_2_NYISO_A-F | IESO | NYISO_A-F | Internal | Winter | B16 | 25 | 1725 | 0 | 100.38 | 95.93 | 7 | 0
2040 | IESO_2_NYISO_A-F | IESO | NYISO_A-F | Internal | Winter | B17 | 100 | 1725 | 0 | 100.38 | 95.93 | 7 | 0
2040 | IESO_2_NYISO_A-F | IESO | NYISO_A-F | Internal | Winter | B18 | 400 | 1725 | 0 | 100.38 | 95.93 | 7 | 0
2040 | IESO_2_NYISO_A-F | IESO | NYISO_A-F | Internal | Winter | B19 | 700 | 1725 | 0 | 100.38 | 95.93 | 7 | 0
2040 | IESO_2_NYISO_A-F | IESO | NYISO_A-F | Internal | Winter | B20 | 935 | 1725 | 0 | 100.38 | 95.93 | 7 | 0
2040 | MAPP_CA_2_IESO | MAPP_CA | IESO | Internal | Shoulder | B11 | 25 | 330 | 330 | 54.36 | 98.28 | 8 | 35.92
2040 | MAPP_CA_2_IESO | MAPP_CA | IESO | Internal | Shoulder | B12 | 200 | 330 | 330 | 54.36 | 129.01 | 8 | 66.64
2040 | MAPP_CA_2_IESO | MAPP_CA | IESO | Internal | Shoulder | B13 | 600 | 330 | 330 | 54.36 | 98.28 | 8 | 35.92
2040 | MAPP_CA_2_IESO | MAPP_CA | IESO | Internal | Shoulder | B14 | 900 | 330 | 330 | 54.36 | 98.28 | 8 | 35.92
2040 | MAPP_CA_2_IESO | MAPP_CA | IESO | Internal | Shoulder | B15 | 1203 | 330 | 330 | 54.36 | 98.28 | 8 | 35.92
2040 | MAPP_CA_2_IESO | MAPP_CA | IESO | Internal | Summer | B1 | 10 | 330 | 330 | 94.84 | 148.48 | 8 | 45.63
2040 | MAPP_CA_2_IESO | MAPP_CA | IESO | Internal | Summer | B2 | 25 | 330 | 330 | 94.84 | 163.83 | 8 | 60.99
2040 | MAPP_CA_2_IESO | MAPP_CA | IESO | Internal | Summer | B3 | 75 | 330 | 330 | 94.84 | 163.83 | 8 | 60.99
2040 | MAPP_CA_2_IESO | MAPP_CA | IESO | Internal | Summer | B4 | 100 | 330 | 330 | 94.84 | 148.48 | 8 | 45.63
2040 | MAPP_CA_2_IESO | MAPP_CA | IESO | Internal | Summer | B5 | 200 | 330 | 330 | 94.84 | 146.33 | 8 | 43.49
2040 | MAPP_CA_2_IESO | MAPP_CA | IESO | Internal | Summer | B6 | 300 | 330 | 330 | 94.84 | 107.97 | 8 | 5.12
2040 | MAPP_CA_2_IESO | MAPP_CA | IESO | Internal | Summer | B7 | 400 | 330 | 330 | 94.84 | 107.97 | 8 | 5.12
2040 | MAPP_CA_2_IESO | MAPP_CA | IESO | Internal | Summer | B8 | 500 | 330 | 330 | 94.84 | 107.97 | 8 | 5.12
2040 | MAPP_CA_2_IESO | MAPP_CA | IESO | Internal | Summer | B9 | 800 | 330 | 330 | 94.84 | 107.97 | 8 | 5.12
2040 | MAPP_CA_2_IESO | MAPP_CA | IESO | Internal | Summer | B10 | 1262 | 330 | 330 | 94.84 | 107.97 | 8 | 5.12
2040 | MAPP_CA_2_IESO | MAPP_CA | IESO | Internal | Winter | B16 | 25 | 330 | 330 | 82.21 | 100.38 | 8 | 10.18
2040 | MAPP_CA_2_IESO | MAPP_CA | IESO | Internal | Winter | B17 | 100 | 330 | 330 | 82.21 | 100.38 | 8 | 10.18
2040 | MAPP_CA_2_IESO | MAPP_CA | IESO | Internal | Winter | B18 | 400 | 330 | 39.89 | 92.38 | 100.38 | 8 | 0
2040 | MAPP_CA_2_IESO | MAPP_CA | IESO | Internal | Winter | B19 | 700 | 330 | 42.73 | 92.38 | 100.38 | 8 | 0
2040 | MAPP_CA_2_IESO | MAPP_CA | IESO | Internal | Winter | B20 | 935 | 330 | 330 | 82.21 | 100.38 | 8 | 10.18
2040 | MAPP_CA_2_MAPP_US | MAPP_CA | MAPP_US | Internal | Shoulder | B11 | 25 | 372 | 372 | 54.36 | 134.36 | 7 | 72.99
2040 | MAPP_CA_2_MAPP_US | MAPP_CA | MAPP_US | Internal | Shoulder | B12 | 200 | 372 | 372 | 54.36 | 130 | 7 | 68.64
2040 | MAPP_CA_2_MAPP_US | MAPP_CA | MAPP_US | Internal | Shoulder | B13 | 600 | 372 | 372 | 54.36 | 111.3 | 7 | 49.94
2040 | MAPP_CA_2_MAPP_US | MAPP_CA | MAPP_US | Internal | Shoulder | B14 | 900 | 372 | 372 | 54.36 | 69.61 | 7 | 8.25
2040 | MAPP_CA_2_MAPP_US | MAPP_CA | MAPP_US | Internal | Shoulder | B15 | 1203 | 372 | 0 | 54.36 | 47.35 | 7 | 0
2040 | MAPP_CA_2_MAPP_US | MAPP_CA | MAPP_US | Internal | Summer | B1 | 10 | 372 | 372 | 94.84 | 244.63 | 7 | 142.79
2040 | MAPP_CA_2_MAPP_US | MAPP_CA | MAPP_US | Internal | Summer | B2 | 25 | 372 | 372 | 94.84 | 244.63 | 7 | 142.79
2040 | MAPP_CA_2_MAPP_US | MAPP_CA | MAPP_US | Internal | Summer | B3 | 75 | 372 | 372 | 94.84 | 236.79 | 7 | 134.95
2040 | MAPP_CA_2_MAPP_US | MAPP_CA | MAPP_US | Internal | Summer | B4 | 100 | 372 | 372 | 94.84 | 166.44 | 7 | 64.6
2040 | MAPP_CA_2_MAPP_US | MAPP_CA | MAPP_US | Internal | Summer | B5 | 200 | 372 | 372 | 94.84 | 158.41 | 7 | 56.56
2040 | MAPP_CA_2_MAPP_US | MAPP_CA | MAPP_US | Internal | Summer | B6 | 300 | 372 | 372 | 94.84 | 153.5 | 7 | 51.66
2040 | MAPP_CA_2_MAPP_US | MAPP_CA | MAPP_US | Internal | Summer | B7 | 400 | 372 | 372 | 94.84 | 142.06 | 7 | 40.21
2040 | MAPP_CA_2_MAPP_US | MAPP_CA | MAPP_US | Internal | Summer | B8 | 500 | 372 | 372 | 94.84 | 128.35 | 7 | 26.51
2040 | MAPP_CA_2_MAPP_US | MAPP_CA | MAPP_US | Internal | Summer | B9 | 800 | 372 | 372 | 94.84 | 126.2 | 7 | 24.35
2040 | MAPP_CA_2_MAPP_US | MAPP_CA | MAPP_US | Internal | Summer | B10 | 1262 | 372 | 0 | 94.84 | 87.86 | 7 | 0
2040 | MAPP_CA_2_MAPP_US | MAPP_CA | MAPP_US | Internal | Winter | B16 | 25 | 372 | 0 | 82.21 | 47.35 | 7 | 0
2040 | MAPP_CA_2_MAPP_US | MAPP_CA | MAPP_US | Internal | Winter | B17 | 100 | 372 | 0 | 82.21 | 47.35 | 7 | 0
2040 | MAPP_CA_2_MAPP_US | MAPP_CA | MAPP_US | Internal | Winter | B18 | 400 | 372 | 372 | 92.38 | 124.83 | 7 | 25.45
2040 | MAPP_CA_2_MAPP_US | MAPP_CA | MAPP_US | Internal | Winter | B19 | 700 | 372 | 372 | 92.38 | 124.83 | 7 | 25.45
2040 | MAPP_CA_2_MAPP_US | MAPP_CA | MAPP_US | Internal | Winter | B20 | 935 | 372 | 0 | 82.21 | 75.19 | 7 | 0
2040 | MAPP_CA_2_MISO_W | MAPP_CA | MISO_W | Internal | Shoulder | B11 | 25 | 1970 | 1970 | 54.36 | 141.36 | 0.01 | 86.98
2040 | MAPP_CA_2_MISO_W | MAPP_CA | MISO_W | Internal | Shoulder | B12 | 200 | 1970 | 1970 | 54.36 | 137 | 0.01 | 82.63
2040 | MAPP_CA_2_MISO_W | MAPP_CA | MISO_W | Internal | Shoulder | B13 | 600 | 1970 | 1970 | 54.36 | 134.97 | 0.01 | 80.59
2040 | MAPP_CA_2_MISO_W | MAPP_CA | MISO_W | Internal | Shoulder | B14 | 900 | 1970 | 1970 | 54.36 | 76.61 | 0.01 | 22.23
2040 | MAPP_CA_2_MISO_W | MAPP_CA | MISO_W | Internal | Shoulder | B15 | 1203 | 1970 | 0.01 | 54.36 | 54.35 | 0.01 | 0
2040 | MAPP_CA_2_MISO_W | MAPP_CA | MISO_W | Internal | Summer | B1 | 10 | 1970 | 1970 | 94.84 | 251.63 | 0.01 | 156.78
2040 | MAPP_CA_2_MISO_W | MAPP_CA | MISO_W | Internal | Summer | B2 | 25 | 1970 | 1970 | 94.84 | 251.63 | 0.01 | 156.78
2040 | MAPP_CA_2_MISO_W | MAPP_CA | MISO_W | Internal | Summer | B3 | 75 | 1970 | 1970 | 94.84 | 243.79 | 0.01 | 148.94
2040 | MAPP_CA_2_MISO_W | MAPP_CA | MISO_W | Internal | Summer | B4 | 100 | 1970 | 1970 | 94.84 | 173.44 | 0.01 | 78.58
2040 | MAPP_CA_2_MISO_W | MAPP_CA | MISO_W | Internal | Summer | B5 | 200 | 1970 | 1970 | 94.84 | 165.41 | 0.01 | 70.55
2040 | MAPP_CA_2_MISO_W | MAPP_CA | MISO_W | Internal | Summer | B6 | 300 | 1970 | 1970 | 94.84 | 160.5 | 0.01 | 65.65
2040 | MAPP_CA_2_MISO_W | MAPP_CA | MISO_W | Internal | Summer | B7 | 400 | 1970 | 1970 | 94.84 | 149.06 | 0.01 | 54.2
2040 | MAPP_CA_2_MISO_W | MAPP_CA | MISO_W | Internal | Summer | B8 | 500 | 1970 | 1970 | 94.84 | 135.35 | 0.01 | 40.49
2040 | MAPP_CA_2_MISO_W | MAPP_CA | MISO_W | Internal | Summer | B9 | 800 | 1970 | 1970 | 94.84 | 133.2 | 0.01 | 38.34
2040 | MAPP_CA_2_MISO_W | MAPP_CA | MISO_W | Internal | Summer | B10 | 1262 | 1970 | 429.19 | 94.84 | 94.86 | 0.01 | 0
2040 | MAPP_CA_2_MISO_W | MAPP_CA | MISO_W | Internal | Winter | B16 | 25 | 1970 | 0 | 82.21 | 47.35 | 0.01 | 0
2040 | MAPP_CA_2_MISO_W | MAPP_CA | MISO_W | Internal | Winter | B17 | 100 | 1970 | 0 | 82.21 | 54.35 | 0.01 | 0
2040 | MAPP_CA_2_MISO_W | MAPP_CA | MISO_W | Internal | Winter | B18 | 400 | 1970 | 1970 | 92.38 | 131.83 | 0.01 | 39.44
2040 | MAPP_CA_2_MISO_W | MAPP_CA | MISO_W | Internal | Winter | B19 | 700 | 1970 | 1970 | 92.38 | 138.9 | 0.01 | 46.51
2040 | MAPP_CA_2_MISO_W | MAPP_CA | MISO_W | Internal | Winter | B20 | 935 | 1970 | 0.02 | 82.21 | 82.19 | 0.01 | 0
2040 | MAPP_US_2_MAPP_CA | MAPP_US | MAPP_CA | Internal | Shoulder | B11 | 25 | 165 | 0 | 134.36 | 54.36 | 7 | 0
2040 | MAPP_US_2_MAPP_CA | MAPP_US | MAPP_CA | Internal | Shoulder | B12 | 200 | 165 | 0 | 130 | 54.36 | 7 | 0
2040 | MAPP_US_2_MAPP_CA | MAPP_US | MAPP_CA | Internal | Shoulder | B13 | 600 | 165 | 0 | 111.3 | 54.36 | 7 | 0
2040 | MAPP_US_2_MAPP_CA | MAPP_US | MAPP_CA | Internal | Shoulder | B14 | 900 | 165 | 0 | 69.61 | 54.36 | 7 | 0
2040 | MAPP_US_2_MAPP_CA | MAPP_US | MAPP_CA | Internal | Shoulder | B15 | 1203 | 165 | 164.97 | 47.35 | 54.36 | 7 | 0.01
2040 | MAPP_US_2_MAPP_CA | MAPP_US | MAPP_CA | Internal | Summer | B1 | 10 | 165 | 0 | 244.63 | 94.84 | 7 | 0
2040 | MAPP_US_2_MAPP_CA | MAPP_US | MAPP_CA | Internal | Summer | B2 | 25 | 165 | 0 | 244.63 | 94.84 | 7 | 0
2040 | MAPP_US_2_MAPP_CA | MAPP_US | MAPP_CA | Internal | Summer | B3 | 75 | 165 | 0 | 236.79 | 94.84 | 7 | 0
2040 | MAPP_US_2_MAPP_CA | MAPP_US | MAPP_CA | Internal | Summer | B4 | 100 | 165 | 0 | 166.44 | 94.84 | 7 | 0
2040 | MAPP_US_2_MAPP_CA | MAPP_US | MAPP_CA | Internal | Summer | B5 | 200 | 165 | 0 | 158.41 | 94.84 | 7 | 0
2040 | MAPP_US_2_MAPP_CA | MAPP_US | MAPP_CA | Internal | Summer | B6 | 300 | 165 | 0 | 153.5 | 94.84 | 7 | 0
2040 | MAPP_US_2_MAPP_CA | MAPP_US | MAPP_CA | Internal | Summer | B7 | 400 | 165 | 0 | 142.06 | 94.84 | 7 | 0
2040 | MAPP_US_2_MAPP_CA | MAPP_US | MAPP_CA | Internal | Summer | B8 | 500 | 165 | 0 | 128.35 | 94.84 | 7 | 0
2040 | MAPP_US_2_MAPP_CA | MAPP_US | MAPP_CA | Internal | Summer | B9 | 800 | 165 | 0 | 126.2 | 94.84 | 7 | 0
2040 | MAPP_US_2_MAPP_CA | MAPP_US | MAPP_CA | Internal | Summer | B10 | 1262 | 165 | 0.03 | 87.86 | 94.84 | 7 | 0
2040 | MAPP_US_2_MAPP_CA | MAPP_US | MAPP_CA | Internal | Winter | B16 | 25 | 165 | 165 | 47.35 | 82.21 | 7 | 27.85
2040 | MAPP_US_2_MAPP_CA | MAPP_US | MAPP_CA | Internal | Winter | B17 | 100 | 165 | 165 | 47.35 | 82.21 | 7 | 27.85
2040 | MAPP_US_2_MAPP_CA | MAPP_US | MAPP_CA | Internal | Winter | B18 | 400 | 165 | 0 | 124.83 | 92.38 | 7 | 0
2040 | MAPP_US_2_MAPP_CA | MAPP_US | MAPP_CA | Internal | Winter | B19 | 700 | 165 | 0 | 124.83 | 92.38 | 7 | 0
2040 | MAPP_US_2_MAPP_CA | MAPP_US | MAPP_CA | Internal | Winter | B20 | 935 | 165 | 164.97 | 75.19 | 82.21 | 7 | 0.01
2040 | MAPP_US_2_MISO_W | MAPP_US | MISO_W | Internal | Shoulder | B11 | 25 | 2635 | 1429.94 | 134.36 | 141.36 | 7 | 0
2040 | MAPP_US_2_MISO_W | MAPP_US | MISO_W | Internal | Shoulder | B12 | 200 | 2635 | 1675.22 | 130 | 137 | 7 | 0
2040 | MAPP_US_2_MISO_W | MAPP_US | MISO_W | Internal | Shoulder | B13 | 600 | 2635 | 2635 | 111.3 | 134.97 | 7 | 16.67
2040 | MAPP_US_2_MISO_W | MAPP_US | MISO_W | Internal | Shoulder | B14 | 900 | 2635 | 2087.39 | 69.61 | 76.61 | 7 | 0
2040 | MAPP_US_2_MISO_W | MAPP_US | MISO_W | Internal | Shoulder | B15 | 1203 | 2635 | 1733.15 | 47.35 | 54.35 | 7 | 0
2040 | MAPP_US_2_MISO_W | MAPP_US | MISO_W | Internal | Summer | B1 | 10 | 2635 | 673.82 | 244.63 | 251.63 | 7 | 0
2040 | MAPP_US_2_MISO_W | MAPP_US | MISO_W | Internal | Summer | B2 | 25 | 2635 | 1613.97 | 244.63 | 251.63 | 7 | 0
2040 | MAPP_US_2_MISO_W | MAPP_US | MISO_W | Internal | Summer | B3 | 75 | 2635 | 1166.69 | 236.79 | 243.79 | 7 | 0
2040 | MAPP_US_2_MISO_W | MAPP_US | MISO_W | Internal | Summer | B4 | 100 | 2635 | 1038.48 | 166.44 | 173.44 | 7 | 0
2040 | MAPP_US_2_MISO_W | MAPP_US | MISO_W | Internal | Summer | B5 | 200 | 2635 | 400.35 | 158.41 | 165.41 | 7 | 0
2040 | MAPP_US_2_MISO_W | MAPP_US | MISO_W | Internal | Summer | B6 | 300 | 2635 | 229.86 | 153.5 | 160.5 | 7 | 0
2040 | MAPP_US_2_MISO_W | MAPP_US | MISO_W | Internal | Summer | B7 | 400 | 2635 | 1297.26 | 142.06 | 149.06 | 7 | 0
2040 | MAPP_US_2_MISO_W | MAPP_US | MISO_W | Internal | Summer | B8 | 500 | 2635 | 1414.5 | 128.35 | 135.35 | 7 | 0
2040 | MAPP_US_2_MISO_W | MAPP_US | MISO_W | Internal | Summer | B9 | 800 | 2635 | 783.77 | 126.2 | 133.2 | 7 | 0
2040 | MAPP_US_2_MISO_W | MAPP_US | MISO_W | Internal | Summer | B10 | 1262 | 2635 | 1981.76 | 87.86 | 94.86 | 7 | 0
2040 | MAPP_US_2_MISO_W | MAPP_US | MISO_W | Internal | Winter | B16 | 25 | 2635 | 0 | 47.35 | 47.35 | 7 | 0
2040 | MAPP_US_2_MISO_W | MAPP_US | MISO_W | Internal | Winter | B17 | 100 | 2635 | 1082.37 | 47.35 | 54.35 | 7 | 0
2040 | MAPP_US_2_MISO_W | MAPP_US | MISO_W | Internal | Winter | B18 | 400 | 2635 | 2487.11 | 124.83 | 131.83 | 7 | 0
2040 | MAPP_US_2_MISO_W | MAPP_US | MISO_W | Internal | Winter | B19 | 700 | 2635 | 2635 | 124.83 | 138.9 | 7 | 7.07
2040 | MAPP_US_2_MISO_W | MAPP_US | MISO_W | Internal | Winter | B20 | 935 | 2635 | 1582.89 | 75.19 | 82.19 | 7 | 0
2040 | MAPP_US_2_NE | MAPP_US | NE | Internal | Shoulder | B11 | 25 | 2000 | 0 | 134.36 | 136.36 | 7 | 0
2040 | MAPP_US_2_NE | MAPP_US | NE | Internal | Shoulder | B12 | 200 | 2000 | 0 | 130 | 128.86 | 7 | 0
2040 | MAPP_US_2_NE | MAPP_US | NE | Internal | Shoulder | B13 | 600 | 2000 | 0 | 111.3 | 106.3 | 7 | 0
2040 | MAPP_US_2_NE | MAPP_US | NE | Internal | Shoulder | B14 | 900 | 2000 | 0 | 69.61 | 11.52 | 7 | 0
2040 | MAPP_US_2_NE | MAPP_US | NE | Internal | Shoulder | B15 | 1203 | 2000 | 0 | 47.35 | 11.52 | 7 | 0
2040 | MAPP_US_2_NE | MAPP_US | NE | Internal | Summer | B1 | 10 | 2000 | 0 | 244.63 | 246.63 | 7 | 0
2040 | MAPP_US_2_NE | MAPP_US | NE | Internal | Summer | B2 | 25 | 2000 | 0 | 244.63 | 239.63 | 7 | 0
2040 | MAPP_US_2_NE | MAPP_US | NE | Internal | Summer | B3 | 75 | 2000 | 0 | 236.79 | 238.79 | 7 | 0
2040 | MAPP_US_2_NE | MAPP_US | NE | Internal | Summer | B4 | 100 | 2000 | 0 | 166.44 | 168.44 | 7 | 0
2040 | MAPP_US_2_NE | MAPP_US | NE | Internal | Summer | B5 | 200 | 2000 | 0 | 158.41 | 161.41 | 7 | 0
2040 | MAPP_US_2_NE | MAPP_US | NE | Internal | Summer | B6 | 300 | 2000 | 414.21 | 153.5 | 160.5 | 7 | 0
2040 | MAPP_US_2_NE | MAPP_US | NE | Internal | Summer | B7 | 400 | 2000 | 0 | 142.06 | 144.06 | 7 | 0
2040 | MAPP_US_2_NE | MAPP_US | NE | Internal | Summer | B8 | 500 | 2000 | 0 | 128.35 | 130.35 | 7 | 0
2040 | MAPP_US_2_NE | MAPP_US | NE | Internal | Summer | B9 | 800 | 2000 | 0 | 126.2 | 128.2 | 7 | 0
2040 | MAPP_US_2_NE | MAPP_US | NE | Internal | Summer | B10 | 1262 | 2000 | 0 | 87.86 | 82.86 | 7 | 0
2040 | MAPP_US_2_NE | MAPP_US | NE | Internal | Winter | B16 | 25 | 2000 | 0 | 47.35 | 11.52 | 7 | 0
2040 | MAPP_US_2_NE | MAPP_US | NE | Internal | Winter | B17 | 100 | 2000 | 0 | 47.35 | 11.52 | 7 | 0
2040 | MAPP_US_2_NE | MAPP_US | NE | Internal | Winter | B18 | 400 | 2000 | 0 | 124.83 | 119.83 | 7 | 0
2040 | MAPP_US_2_NE | MAPP_US | NE | Internal | Winter | B19 | 700 | 2000 | 0 | 124.83 | 11.52 | 7 | 0
2040 | MAPP_US_2_NE | MAPP_US | NE | Internal | Winter | B20 | 935 | 2000 | 0 | 75.19 | 11.52 | 7 | 0
2040 | MARITIMES_2_NEISO | MARITIMES | NEISO | Internal | Shoulder | B11 | 25 | 99999 | 1720.66 | 87.38 | 87.39 | 0.01 | 0
2040 | MARITIMES_2_NEISO | MARITIMES | NEISO | Internal | Shoulder | B12 | 200 | 99999 | 1717.44 | 87.38 | 87.39 | 0.01 | 0
2040 | MARITIMES_2_NEISO | MARITIMES | NEISO | Internal | Shoulder | B13 | 600 | 99999 | 1704.79 | 87.38 | 87.39 | 0.01 | 0
2040 | MARITIMES_2_NEISO | MARITIMES | NEISO | Internal | Shoulder | B14 | 900 | 99999 | 1682.64 | 87.38 | 87.39 | 0.01 | 0
2040 | MARITIMES_2_NEISO | MARITIMES | NEISO | Internal | Shoulder | B15 | 1203 | 99999 | 648.08 | 87.38 | 87.39 | 0.01 | 0
2040 | MARITIMES_2_NEISO | MARITIMES | NEISO | Internal | Summer | B1 | 10 | 99999 | 1900.1 | 169.94 | 169.95 | 0.01 | 0
2040 | MARITIMES_2_NEISO | MARITIMES | NEISO | Internal | Summer | B2 | 25 | 99999 | 1878.84 | 213.91 | 213.92 | 0.01 | 0
2040 | MARITIMES_2_NEISO | MARITIMES | NEISO | Internal | Summer | B3 | 75 | 99999 | 1836.48 | 169.94 | 169.95 | 0.01 | 0
2040 | MARITIMES_2_NEISO | MARITIMES | NEISO | Internal | Summer | B4 | 100 | 99999 | 1800.07 | 146.11 | 146.12 | 0.01 | 0
2040 | MARITIMES_2_NEISO | MARITIMES | NEISO | Internal | Summer | B5 | 200 | 99999 | 1780.26 | 146.11 | 146.12 | 0.01 | 0
2040 | MARITIMES_2_NEISO | MARITIMES | NEISO | Internal | Summer | B6 | 300 | 99999 | 1757.92 | 146.11 | 146.12 | 0.01 | 0
2040 | MARITIMES_2_NEISO | MARITIMES | NEISO | Internal | Summer | B7 | 400 | 99999 | 1732.32 | 145.85 | 145.87 | 0.01 | 0
2040 | MARITIMES_2_NEISO | MARITIMES | NEISO | Internal | Summer | B8 | 500 | 99999 | 1712.2 | 139.56 | 139.58 | 0.01 | 0
2040 | MARITIMES_2_NEISO | MARITIMES | NEISO | Internal | Summer | B9 | 800 | 99999 | 1687.55 | 125.67 | 125.69 | 0.01 | 0
2040 | MARITIMES_2_NEISO | MARITIMES | NEISO | Internal | Summer | B10 | 1262 | 99999 | 465.16 | 125.67 | 125.69 | 0.01 | 0
2040 | MARITIMES_2_NEISO | MARITIMES | NEISO | Internal | Winter | B16 | 25 | 99999 | 1765.24 | 87.38 | 87.39 | 0.01 | 0
2040 | MARITIMES_2_NEISO | MARITIMES | NEISO | Internal | Winter | B17 | 100 | 99999 | 1747.34 | 87.38 | 87.39 | 0.01 | 0
2040 | MARITIMES_2_NEISO | MARITIMES | NEISO | Internal | Winter | B18 | 400 | 99999 | 1733.65 | 87.38 | 87.39 | 0.01 | 0
2040 | MARITIMES_2_NEISO | MARITIMES | NEISO | Internal | Winter | B19 | 700 | 99999 | 1708.15 | 87.38 | 87.39 | 0.01 | 0
2040 | MARITIMES_2_NEISO | MARITIMES | NEISO | Internal | Winter | B20 | 935 | 99999 | 723.43 | 87.38 | 87.39 | 0.01 | 0
2040 | MISO_IN_2_MISO_MI | MISO_IN | MISO_MI | Internal | Shoulder | B11 | 25 | 5768 | 5767.86 | 137.03 | 137.14 | 0.01 | 0.1
2040 | MISO_IN_2_MISO_MI | MISO_IN | MISO_MI | Internal | Shoulder | B12 | 200 | 5768 | 5767.96 | 137.03 | 137.09 | 0.01 | 0.05
2040 | MISO_IN_2_MISO_MI | MISO_IN | MISO_MI | Internal | Shoulder | B13 | 600 | 5768 | 5767.99 | 137.03 | 137.09 | 0.01 | 0.05
2040 | MISO_IN_2_MISO_MI | MISO_IN | MISO_MI | Internal | Shoulder | B14 | 900 | 5768 | 4415.09 | 134.97 | 134.98 | 0.01 | 0
2040 | MISO_IN_2_MISO_MI | MISO_IN | MISO_MI | Internal | Shoulder | B15 | 1203 | 5768 | 5768 | 99.28 | 105.28 | 0.01 | 5.99
2040 | MISO_IN_2_MISO_MI | MISO_IN | MISO_MI | Internal | Summer | B1 | 10 | 5768 | 5768 | 157.59 | 195.92 | 0.01 | 38.32
2040 | MISO_IN_2_MISO_MI | MISO_IN | MISO_MI | Internal | Summer | B2 | 25 | 5768 | 4412.93 | 243.62 | 243.63 | 0.01 | 0
2040 | MISO_IN_2_MISO_MI | MISO_IN | MISO_MI | Internal | Summer | B3 | 75 | 5768 | 3017.37 | 235.79 | 235.81 | 0.01 | 0
2040 | MISO_IN_2_MISO_MI | MISO_IN | MISO_MI | Internal | Summer | B4 | 100 | 5768 | 3297.84 | 173.43 | 173.44 | 0.01 | 0
2040 | MISO_IN_2_MISO_MI | MISO_IN | MISO_MI | Internal | Summer | B5 | 200 | 5768 | 4309.79 | 158.5 | 158.51 | 0.01 | 0
2040 | MISO_IN_2_MISO_MI | MISO_IN | MISO_MI | Internal | Summer | B6 | 300 | 5768 | 5196.22 | 156.5 | 156.52 | 0.01 | 0
2040 | MISO_IN_2_MISO_MI | MISO_IN | MISO_MI | Internal | Summer | B7 | 400 | 5768 | 5768 | 135.43 | 135.91 | 0.01 | 0.46
2040 | MISO_IN_2_MISO_MI | MISO_IN | MISO_MI | Internal | Summer | B8 | 500 | 5768 | 5336.46 | 135.43 | 135.45 | 0.01 | 0
2040 | MISO_IN_2_MISO_MI | MISO_IN | MISO_MI | Internal | Summer | B9 | 800 | 5768 | 4387.75 | 135.43 | 135.45 | 0.01 | 0
2040 | MISO_IN_2_MISO_MI | MISO_IN | MISO_MI | Internal | Summer | B10 | 1262 | 5768 | 2590.89 | 117.09 | 117.1 | 0.01 | 0
2040 | MISO_IN_2_MISO_MI | MISO_IN | MISO_MI | Internal | Winter | B16 | 25 | 5768 | 4527.37 | 139.86 | 139.87 | 0.01 | 0
2040 | MISO_IN_2_MISO_MI | MISO_IN | MISO_MI | Internal | Winter | B17 | 100 | 5768 | 2144.64 | 140.42 | 140.44 | 0.01 | 0
2040 | MISO_IN_2_MISO_MI | MISO_IN | MISO_MI | Internal | Winter | B18 | 400 | 5768 | 5187.46 | 139.24 | 139.26 | 0.01 | 0
2040 | MISO_IN_2_MISO_MI | MISO_IN | MISO_MI | Internal | Winter | B19 | 700 | 5768 | 5098.95 | 138.93 | 138.94 | 0.01 | 0
2040 | MISO_IN_2_MISO_MI | MISO_IN | MISO_MI | Internal | Winter | B20 | 935 | 5768 | 5768 | 87.65 | 102.66 | 0.01 | 15
2040 | MISO_IN_2_MISO_MO-IL | MISO_IN | MISO_MO-IL | Internal | Shoulder | B11 | 25 | 5000 | 5000 | 137.03 | 141.36 | 0.01 | 4.32
2040 | MISO_IN_2_MISO_MO-IL | MISO_IN | MISO_MO-IL | Internal | Shoulder | B12 | 200 | 5000 | 0.08 | 137.03 | 137.02 | 0.01 | 0
2040 | MISO_IN_2_MISO_MO-IL | MISO_IN | MISO_MO-IL | Internal | Shoulder | B13 | 600 | 5000 | 0 | 137.03 | 134.98 | 0.01 | 0
2040 | MISO_IN_2_MISO_MO-IL | MISO_IN | MISO_MO-IL | Internal | Shoulder | B14 | 900 | 5000 | 0.02 | 134.97 | 134.96 | 0.01 | 0
2040 | MISO_IN_2_MISO_MO-IL | MISO_IN | MISO_MO-IL | Internal | Shoulder | B15 | 1203 | 5000 | 0 | 99.28 | 90.28 | 0.01 | 0
2040 | MISO_IN_2_MISO_MO-IL | MISO_IN | MISO_MO-IL | Internal | Summer | B1 | 10 | 5000 | 5000 | 157.59 | 248.21 | 0.01 | 90.62
2040 | MISO_IN_2_MISO_MO-IL | MISO_IN | MISO_MO-IL | Internal | Summer | B2 | 25 | 5000 | 5000 | 243.62 | 251.62 | 0.01 | 7.99
2040 | MISO_IN_2_MISO_MO-IL | MISO_IN | MISO_MO-IL | Internal | Summer | B3 | 75 | 5000 | 5000 | 235.79 | 243.79 | 0.01 | 7.99
2040 | MISO_IN_2_MISO_MO-IL | MISO_IN | MISO_MO-IL | Internal | Summer | B4 | 100 | 5000 | 4999.74 | 173.43 | 173.45 | 0.01 | 0.01
2040 | MISO_IN_2_MISO_MO-IL | MISO_IN | MISO_MO-IL | Internal | Summer | B5 | 200 | 5000 | 5000 | 158.5 | 165.42 | 0.01 | 6.91
2040 | MISO_IN_2_MISO_MO-IL | MISO_IN | MISO_MO-IL | Internal | Summer | B6 | 300 | 5000 | 5000 | 156.5 | 160.52 | 0.01 | 4
2040 | MISO_IN_2_MISO_MO-IL | MISO_IN | MISO_MO-IL | Internal | Summer | B7 | 400 | 5000 | 5000 | 135.43 | 149.07 | 0.01 | 13.62
2040 | MISO_IN_2_MISO_MO-IL | MISO_IN | MISO_MO-IL | Internal | Summer | B8 | 500 | 5000 | 4137.38 | 135.43 | 135.45 | 0.01 | 0
2040 | MISO_IN_2_MISO_MO-IL | MISO_IN | MISO_MO-IL | Internal | Summer | B9 | 800 | 5000 | 2507.86 | 135.43 | 135.45 | 0.01 | 0
2040 | MISO_IN_2_MISO_MO-IL | MISO_IN | MISO_MO-IL | Internal | Summer | B10 | 1262 | 5000 | 0 | 117.09 | 95.84 | 0.01 | 0
2040 | MISO_IN_2_MISO_MO-IL | MISO_IN | MISO_MO-IL | Internal | Winter | B16 | 25 | 5000 | 1.41 | 139.86 | 139.86 | 0.01 | 0
2040 | MISO_IN_2_MISO_MO-IL | MISO_IN | MISO_MO-IL | Internal | Winter | B17 | 100 | 5000 | 0.13 | 140.42 | 140.41 | 0.01 | 0
2040 | MISO_IN_2_MISO_MO-IL | MISO_IN | MISO_MO-IL | Internal | Winter | B18 | 400 | 5000 | 0 | 139.24 | 138.93 | 0.01 | 0
2040 | MISO_IN_2_MISO_MO-IL | MISO_IN | MISO_MO-IL | Internal | Winter | B19 | 700 | 5000 | 0.03 | 138.93 | 138.91 | 0.01 | 0
2040 | MISO_IN_2_MISO_MO-IL | MISO_IN | MISO_MO-IL | Internal | Winter | B20 | 935 | 5000 | 0.02 | 87.65 | 87.64 | 0.01 | 0
2040 | MISO_IN_2_NonRTO_Midwest | MISO_IN | NonRTO_Midwest | Internal | Shoulder | B11 | 25 | 4800 | 601.71 | 137.03 | 145.03 | 8 | 0
2040 | MISO_IN_2_NonRTO_Midwest | MISO_IN | NonRTO_Midwest | Internal | Shoulder | B12 | 200 | 4800 | 0 | 137.03 | 142.31 | 8 | 0
2040 | MISO_IN_2_NonRTO_Midwest | MISO_IN | NonRTO_Midwest | Internal | Shoulder | B13 | 600 | 4800 | 0 | 137.03 | 140.81 | 8 | 0
2040 | MISO_IN_2_NonRTO_Midwest | MISO_IN | NonRTO_Midwest | Internal | Shoulder | B14 | 900 | 4800 | 0 | 134.97 | 140.81 | 8 | 0
2040 | MISO_IN_2_NonRTO_Midwest | MISO_IN | NonRTO_Midwest | Internal | Shoulder | B15 | 1203 | 4800 | 468.93 | 99.28 | 107.28 | 8 | 0
2040 | MISO_IN_2_NonRTO_Midwest | MISO_IN | NonRTO_Midwest | Internal | Summer | B1 | 10 | 4800 | 4800 | 157.59 | 206.51 | 8 | 40.93
2040 | MISO_IN_2_NonRTO_Midwest | MISO_IN | NonRTO_Midwest | Internal | Summer | B2 | 25 | 4800 | 2403.61 | 243.62 | 251.62 | 8 | 0
2040 | MISO_IN_2_NonRTO_Midwest | MISO_IN | NonRTO_Midwest | Internal | Summer | B3 | 75 | 4800 | 3363.6 | 235.79 | 243.79 | 8 | 0
2040 | MISO_IN_2_NonRTO_Midwest | MISO_IN | NonRTO_Midwest | Internal | Summer | B4 | 100 | 4800 | 1253.28 | 173.43 | 181.43 | 8 | 0
2040 | MISO_IN_2_NonRTO_Midwest | MISO_IN | NonRTO_Midwest | Internal | Summer | B5 | 200 | 4800 | 927.96 | 158.5 | 166.5 | 8 | 0
2040 | MISO_IN_2_NonRTO_Midwest | MISO_IN | NonRTO_Midwest | Internal | Summer | B6 | 300 | 4800 | 432.71 | 156.5 | 164.5 | 8 | 0
2040 | MISO_IN_2_NonRTO_Midwest | MISO_IN | NonRTO_Midwest | Internal | Summer | B7 | 400 | 4800 | 49.18 | 135.43 | 143.43 | 8 | 0
2040 | MISO_IN_2_NonRTO_Midwest | MISO_IN | NonRTO_Midwest | Internal | Summer | B8 | 500 | 4800 | 0 | 135.43 | 139.24 | 8 | 0
2040 | MISO_IN_2_NonRTO_Midwest | MISO_IN | NonRTO_Midwest | Internal | Summer | B9 | 800 | 4800 | 0 | 135.43 | 139.24 | 8 | 0
2040 | MISO_IN_2_NonRTO_Midwest | MISO_IN | NonRTO_Midwest | Internal | Summer | B10 | 1262 | 4800 | 0 | 117.09 | 112.86 | 8 | 0
2040 | MISO_IN_2_NonRTO_Midwest | MISO_IN | NonRTO_Midwest | Internal | Winter | B16 | 25 | 4800 | 3156.81 | 139.86 | 147.86 | 8 | 0
2040 | MISO_IN_2_NonRTO_Midwest | MISO_IN | NonRTO_Midwest | Internal | Winter | B17 | 100 | 4800 | 2074.51 | 140.42 | 148.42 | 8 | 0
2040 | MISO_IN_2_NonRTO_Midwest | MISO_IN | NonRTO_Midwest | Internal | Winter | B18 | 400 | 4800 | 1200.42 | 139.24 | 147.24 | 8 | 0
2040 | MISO_IN_2_NonRTO_Midwest | MISO_IN | NonRTO_Midwest | Internal | Winter | B19 | 700 | 4800 | 849.4 | 138.93 | 146.93 | 8 | 0
2040 | MISO_IN_2_NonRTO_Midwest | MISO_IN | NonRTO_Midwest | Internal | Winter | B20 | 935 | 4800 | 2808.9 | 87.65 | 95.65 | 8 | 0
2040 | MISO_IN_2_PJM_ROR | MISO_IN | PJM_ROR | Internal | Shoulder | B11 | 25 | 1253 | 1253 | 137.03 | 143.36 | 2 | 4.33
2040 | MISO_IN_2_PJM_ROR | MISO_IN | PJM_ROR | Internal | Shoulder | B12 | 200 | 1253 | 0.08 | 137.03 | 139 | 2 | 0
2040 | MISO_IN_2_PJM_ROR | MISO_IN | PJM_ROR | Internal | Shoulder | B13 | 600 | 1253 | 0 | 137.03 | 136.97 | 2 | 0
2040 | MISO_IN_2_PJM_ROR | MISO_IN | PJM_ROR | Internal | Shoulder | B14 | 900 | 1253 | 375.2 | 134.97 | 136.97 | 2 | 0
2040 | MISO_IN_2_PJM_ROR | MISO_IN | PJM_ROR | Internal | Shoulder | B15 | 1203 | 1253 | 1253 | 99.28 | 107.28 | 2 | 6
2040 | MISO_IN_2_PJM_ROR | MISO_IN | PJM_ROR | Internal | Summer | B1 | 10 | 1253 | 1253 | 157.59 | 253.63 | 2 | 94.04
2040 | MISO_IN_2_PJM_ROR | MISO_IN | PJM_ROR | Internal | Summer | B2 | 25 | 1253 | 1253 | 243.62 | 253.63 | 2 | 8.01
2040 | MISO_IN_2_PJM_ROR | MISO_IN | PJM_ROR | Internal | Summer | B3 | 75 | 1253 | 1253 | 235.79 | 245.79 | 2 | 8
2040 | MISO_IN_2_PJM_ROR | MISO_IN | PJM_ROR | Internal | Summer | B4 | 100 | 1253 | 1252.75 | 173.43 | 175.44 | 2 | 0.01
2040 | MISO_IN_2_PJM_ROR | MISO_IN | PJM_ROR | Internal | Summer | B5 | 200 | 1253 | 1253 | 158.5 | 165.6 | 2 | 5.1
2040 | MISO_IN_2_PJM_ROR | MISO_IN | PJM_ROR | Internal | Summer | B6 | 300 | 1253 | 1252.89 | 156.5 | 158.52 | 2 | 0.01
2040 | MISO_IN_2_PJM_ROR | MISO_IN | PJM_ROR | Internal | Summer | B7 | 400 | 1253 | 1253 | 135.43 | 151.06 | 2 | 13.62
2040 | MISO_IN_2_PJM_ROR | MISO_IN | PJM_ROR | Internal | Summer | B8 | 500 | 1253 | 0 | 135.43 | 137.35 | 2 | 0
2040 | MISO_IN_2_PJM_ROR | MISO_IN | PJM_ROR | Internal | Summer | B9 | 800 | 1253 | 0 | 135.43 | 135.2 | 2 | 0
2040 | MISO_IN_2_PJM_ROR | MISO_IN | PJM_ROR | Internal | Summer | B10 | 1262 | 1253 | 0 | 117.09 | 115.1 | 2 | 0
2040 | MISO_IN_2_PJM_ROR | MISO_IN | PJM_ROR | Internal | Winter | B16 | 25 | 1253 | 1168.86 | 139.86 | 141.86 | 2 | 0
2040 | MISO_IN_2_PJM_ROR | MISO_IN | PJM_ROR | Internal | Winter | B17 | 100 | 1253 | 0.01 | 140.42 | 142 | 2 | 0
2040 | MISO_IN_2_PJM_ROR | MISO_IN | PJM_ROR | Internal | Winter | B18 | 400 | 1253 | 0 | 139.24 | 140.93 | 2 | 0
2040 | MISO_IN_2_PJM_ROR | MISO_IN | PJM_ROR | Internal | Winter | B19 | 700 | 1253 | 359.97 | 138.93 | 140.93 | 2 | 0
2040 | MISO_IN_2_PJM_ROR | MISO_IN | PJM_ROR | Internal | Winter | B20 | 935 | 1253 | 1253 | 87.65 | 103.91 | 2 | 14.26
2040 | MISO_MI_2_IESO | MISO_MI | IESO | Internal | Shoulder | B11 | 25 | 2331 | 0 | 137.14 | 98.28 | 8 | 0
2040 | MISO_MI_2_IESO | MISO_MI | IESO | Internal | Shoulder | B12 | 200 | 2331 | 0 | 137.09 | 129.01 | 8 | 0
2040 | MISO_MI_2_IESO | MISO_MI | IESO | Internal | Shoulder | B13 | 600 | 2331 | 0 | 137.09 | 98.28 | 8 | 0
2040 | MISO_MI_2_IESO | MISO_MI | IESO | Internal | Shoulder | B14 | 900 | 2331 | 0 | 134.98 | 98.28 | 8 | 0
2040 | MISO_MI_2_IESO | MISO_MI | IESO | Internal | Shoulder | B15 | 1203 | 2331 | 0 | 105.28 | 98.28 | 8 | 0
2040 | MISO_MI_2_IESO | MISO_MI | IESO | Internal | Summer | B1 | 10 | 2331 | 0 | 195.92 | 148.48 | 8 | 0
2040 | MISO_MI_2_IESO | MISO_MI | IESO | Internal | Summer | B2 | 25 | 2331 | 0 | 243.63 | 163.83 | 8 | 0
2040 | MISO_MI_2_IESO | MISO_MI | IESO | Internal | Summer | B3 | 75 | 2331 | 0 | 235.81 | 163.83 | 8 | 0
2040 | MISO_MI_2_IESO | MISO_MI | IESO | Internal | Summer | B4 | 100 | 2331 | 0 | 173.44 | 148.48 | 8 | 0
2040 | MISO_MI_2_IESO | MISO_MI | IESO | Internal | Summer | B5 | 200 | 2331 | 0 | 158.51 | 146.33 | 8 | 0
2040 | MISO_MI_2_IESO | MISO_MI | IESO | Internal | Summer | B6 | 300 | 2331 | 0 | 156.52 | 107.97 | 8 | 0
2040 | MISO_MI_2_IESO | MISO_MI | IESO | Internal | Summer | B7 | 400 | 2331 | 0 | 135.91 | 107.97 | 8 | 0
2040 | MISO_MI_2_IESO | MISO_MI | IESO | Internal | Summer | B8 | 500 | 2331 | 0 | 135.45 | 107.97 | 8 | 0
2040 | MISO_MI_2_IESO | MISO_MI | IESO | Internal | Summer | B9 | 800 | 2331 | 0 | 135.45 | 107.97 | 8 | 0
2040 | MISO_MI_2_IESO | MISO_MI | IESO | Internal | Summer | B10 | 1262 | 2331 | 0 | 117.1 | 107.97 | 8 | 0
2040 | MISO_MI_2_IESO | MISO_MI | IESO | Internal | Winter | B16 | 25 | 2331 | 0 | 139.87 | 100.38 | 8 | 0
2040 | MISO_MI_2_IESO | MISO_MI | IESO | Internal | Winter | B17 | 100 | 2331 | 0 | 140.44 | 100.38 | 8 | 0
2040 | MISO_MI_2_IESO | MISO_MI | IESO | Internal | Winter | B18 | 400 | 2331 | 0 | 139.26 | 100.38 | 8 | 0
2040 | MISO_MI_2_IESO | MISO_MI | IESO | Internal | Winter | B19 | 700 | 2331 | 0 | 138.94 | 100.38 | 8 | 0
2040 | MISO_MI_2_IESO | MISO_MI | IESO | Internal | Winter | B20 | 935 | 2331 | 0 | 102.66 | 100.38 | 8 | 0
2040 | MISO_MI_2_MISO_IN | MISO_MI | MISO_IN | Internal | Shoulder | B11 | 25 | 2813 | 0.12 | 137.14 | 137.03 | 0.01 | 0
2040 | MISO_MI_2_MISO_IN | MISO_MI | MISO_IN | Internal | Shoulder | B12 | 200 | 2813 | 0.03 | 137.09 | 137.03 | 0.01 | 0
2040 | MISO_MI_2_MISO_IN | MISO_MI | MISO_IN | Internal | Shoulder | B13 | 600 | 2813 | 0 | 137.09 | 137.03 | 0.01 | 0
2040 | MISO_MI_2_MISO_IN | MISO_MI | MISO_IN | Internal | Shoulder | B14 | 900 | 2813 | 0.02 | 134.98 | 134.97 | 0.01 | 0
2040 | MISO_MI_2_MISO_IN | MISO_MI | MISO_IN | Internal | Shoulder | B15 | 1203 | 2813 | 0 | 105.28 | 99.28 | 0.01 | 0
2040 | MISO_MI_2_MISO_IN | MISO_MI | MISO_IN | Internal | Summer | B1 | 10 | 2813 | 0 | 195.92 | 157.59 | 0.01 | 0
2040 | MISO_MI_2_MISO_IN | MISO_MI | MISO_IN | Internal | Summer | B2 | 25 | 2813 | 0.61 | 243.63 | 243.62 | 0.01 | 0
2040 | MISO_MI_2_MISO_IN | MISO_MI | MISO_IN | Internal | Summer | B3 | 75 | 2813 | 0.21 | 235.81 | 235.79 | 0.01 | 0
2040 | MISO_MI_2_MISO_IN | MISO_MI | MISO_IN | Internal | Summer | B4 | 100 | 2813 | 0.16 | 173.44 | 173.43 | 0.01 | 0
2040 | MISO_MI_2_MISO_IN | MISO_MI | MISO_IN | Internal | Summer | B5 | 200 | 2813 | 0.08 | 158.51 | 158.5 | 0.01 | 0
2040 | MISO_MI_2_MISO_IN | MISO_MI | MISO_IN | Internal | Summer | B6 | 300 | 2813 | 0.05 | 156.52 | 156.5 | 0.01 | 0
2040 | MISO_MI_2_MISO_IN | MISO_MI | MISO_IN | Internal | Summer | B7 | 400 | 2813 | 0 | 135.91 | 135.43 | 0.01 | 0
2040 | MISO_MI_2_MISO_IN | MISO_MI | MISO_IN | Internal | Summer | B8 | 500 | 2813 | 0.03 | 135.45 | 135.43 | 0.01 | 0
2040 | MISO_MI_2_MISO_IN | MISO_MI | MISO_IN | Internal | Summer | B9 | 800 | 2813 | 0.02 | 135.45 | 135.43 | 0.01 | 0
2040 | MISO_MI_2_MISO_IN | MISO_MI | MISO_IN | Internal | Summer | B10 | 1262 | 2813 | 0.01 | 117.1 | 117.09 | 0.01 | 0
2040 | MISO_MI_2_MISO_IN | MISO_MI | MISO_IN | Internal | Winter | B16 | 25 | 2813 | 0.61 | 139.87 | 139.86 | 0.01 | 0
2040 | MISO_MI_2_MISO_IN | MISO_MI | MISO_IN | Internal | Winter | B17 | 100 | 2813 | 0.16 | 140.44 | 140.42 | 0.01 | 0
2040 | MISO_MI_2_MISO_IN | MISO_MI | MISO_IN | Internal | Winter | B18 | 400 | 2813 | 0.04 | 139.26 | 139.24 | 0.01 | 0
2040 | MISO_MI_2_MISO_IN | MISO_MI | MISO_IN | Internal | Winter | B19 | 700 | 2813 | 0.03 | 138.94 | 138.93 | 0.01 | 0
2040 | MISO_MI_2_MISO_IN | MISO_MI | MISO_IN | Internal | Winter | B20 | 935 | 2813 | 0 | 102.66 | 87.65 | 0.01 | 0
2040 | MISO_MI_2_MISO_WUMS | MISO_MI | MISO_WUMS | Internal | Shoulder | B11 | 25 | 805 | 103.03 | 137.14 | 137.15 | 0.01 | 0
2040 | MISO_MI_2_MISO_WUMS | MISO_MI | MISO_WUMS | Internal | Shoulder | B12 | 200 | 805 | 95.68 | 137.09 | 137.11 | 0.01 | 0
2040 | MISO_MI_2_MISO_WUMS | MISO_MI | MISO_WUMS | Internal | Shoulder | B13 | 600 | 805 | 195.23 | 137.09 | 137.11 | 0.01 | 0
2040 | MISO_MI_2_MISO_WUMS | MISO_MI | MISO_WUMS | Internal | Shoulder | B14 | 900 | 805 | 0.02 | 134.98 | 134.97 | 0.01 | 0
2040 | MISO_MI_2_MISO_WUMS | MISO_MI | MISO_WUMS | Internal | Shoulder | B15 | 1203 | 805 | 0.01 | 105.28 | 105.27 | 0.01 | 0
2040 | MISO_MI_2_MISO_WUMS | MISO_MI | MISO_WUMS | Internal | Summer | B1 | 10 | 805 | 0 | 195.92 | 135.35 | 0.01 | 0
2040 | MISO_MI_2_MISO_WUMS | MISO_MI | MISO_WUMS | Internal | Summer | B2 | 25 | 805 | 0 | 243.63 | 145.77 | 0.01 | 0
2040 | MISO_MI_2_MISO_WUMS | MISO_MI | MISO_WUMS | Internal | Summer | B3 | 75 | 805 | 0 | 235.81 | 157.49 | 0.01 | 0
2040 | MISO_MI_2_MISO_WUMS | MISO_MI | MISO_WUMS | Internal | Summer | B4 | 100 | 805 | 0 | 173.44 | 157.49 | 0.01 | 0
2040 | MISO_MI_2_MISO_WUMS | MISO_MI | MISO_WUMS | Internal | Summer | B5 | 200 | 805 | 0 | 158.51 | 157.49 | 0.01 | 0
2040 | MISO_MI_2_MISO_WUMS | MISO_MI | MISO_WUMS | Internal | Summer | B6 | 300 | 805 | 0 | 156.52 | 145.77 | 0.01 | 0
2040 | MISO_MI_2_MISO_WUMS | MISO_MI | MISO_WUMS | Internal | Summer | B7 | 400 | 805 | 0 | 135.91 | 135.35 | 0.01 | 0
2040 | MISO_MI_2_MISO_WUMS | MISO_MI | MISO_WUMS | Internal | Summer | B8 | 500 | 805 | 0 | 135.45 | 135.35 | 0.01 | 0
2040 | MISO_MI_2_MISO_WUMS | MISO_MI | MISO_WUMS | Internal | Summer | B9 | 800 | 805 | 0 | 135.45 | 135.35 | 0.01 | 0
2040 | MISO_MI_2_MISO_WUMS | MISO_MI | MISO_WUMS | Internal | Summer | B10 | 1262 | 805 | 0 | 117.1 | 114.57 | 0.01 | 0
2040 | MISO_MI_2_MISO_WUMS | MISO_MI | MISO_WUMS | Internal | Winter | B16 | 25 | 805 | 0 | 139.87 | 73.5 | 0.01 | 0
2040 | MISO_MI_2_MISO_WUMS | MISO_MI | MISO_WUMS | Internal | Winter | B17 | 100 | 805 | 0 | 140.44 | 140 | 0.01 | 0
2040 | MISO_MI_2_MISO_WUMS | MISO_MI | MISO_WUMS | Internal | Winter | B18 | 400 | 805 | 0 | 139.26 | 138.93 | 0.01 | 0
2040 | MISO_MI_2_MISO_WUMS | MISO_MI | MISO_WUMS | Internal | Winter | B19 | 700 | 805 | 0.02 | 138.94 | 138.93 | 0.01 | 0
2040 | MISO_MI_2_MISO_WUMS | MISO_MI | MISO_WUMS | Internal | Winter | B20 | 935 | 805 | 0 | 102.66 | 101.91 | 0.01 | 0
2040 | MISO_MI_2_PJM_ROR | MISO_MI | PJM_ROR | Internal | Shoulder | B11 | 25 | 1424 | 1424 | 137.14 | 143.36 | 2 | 4.22
2040 | MISO_MI_2_PJM_ROR | MISO_MI | PJM_ROR | Internal | Shoulder | B12 | 200 | 1424 | 0.02 | 137.09 | 139 | 2 | 0
2040 | MISO_MI_2_PJM_ROR | MISO_MI | PJM_ROR | Internal | Shoulder | B13 | 600 | 1424 | 0 | 137.09 | 136.97 | 2 | 0
2040 | MISO_MI_2_PJM_ROR | MISO_MI | PJM_ROR | Internal | Shoulder | B14 | 900 | 1424 | 0.04 | 134.98 | 136.97 | 2 | 0
2040 | MISO_MI_2_PJM_ROR | MISO_MI | PJM_ROR | Internal | Shoulder | B15 | 1203 | 1424 | 1156.94 | 105.28 | 107.28 | 2 | 0
2040 | MISO_MI_2_PJM_ROR | MISO_MI | PJM_ROR | Internal | Summer | B1 | 10 | 1424 | 1424 | 195.92 | 253.63 | 2 | 55.71
2040 | MISO_MI_2_PJM_ROR | MISO_MI | PJM_ROR | Internal | Summer | B2 | 25 | 1424 | 1424 | 243.63 | 253.63 | 2 | 8
2040 | MISO_MI_2_PJM_ROR | MISO_MI | PJM_ROR | Internal | Summer | B3 | 75 | 1424 | 1424 | 235.81 | 245.79 | 2 | 7.99
2040 | MISO_MI_2_PJM_ROR | MISO_MI | PJM_ROR | Internal | Summer | B4 | 100 | 1424 | 1340.78 | 173.44 | 175.44 | 2 | 0
2040 | MISO_MI_2_PJM_ROR | MISO_MI | PJM_ROR | Internal | Summer | B5 | 200 | 1424 | 1424 | 158.51 | 165.6 | 2 | 5.09
2040 | MISO_MI_2_PJM_ROR | MISO_MI | PJM_ROR | Internal | Summer | B6 | 300 | 1424 | 498.89 | 156.52 | 158.52 | 2 | 0
2040 | MISO_MI_2_PJM_ROR | MISO_MI | PJM_ROR | Internal | Summer | B7 | 400 | 1424 | 1424 | 135.91 | 151.06 | 2 | 13.15
2040 | MISO_MI_2_PJM_ROR | MISO_MI | PJM_ROR | Internal | Summer | B8 | 500 | 1424 | 0 | 135.45 | 137.35 | 2 | 0
2040 | MISO_MI_2_PJM_ROR | MISO_MI | PJM_ROR | Internal | Summer | B9 | 800 | 1424 | 0 | 135.45 | 135.2 | 2 | 0
2040 | MISO_MI_2_PJM_ROR | MISO_MI | PJM_ROR | Internal | Summer | B10 | 1262 | 1424 | 0 | 117.1 | 115.1 | 2 | 0
2040 | MISO_MI_2_PJM_ROR | MISO_MI | PJM_ROR | Internal | Winter | B16 | 25 | 1424 | 1.24 | 139.87 | 141.86 | 2 | 0
2040 | MISO_MI_2_PJM_ROR | MISO_MI | PJM_ROR | Internal | Winter | B17 | 100 | 1424 | 0.01 | 140.44 | 142 | 2 | 0
2040 | MISO_MI_2_PJM_ROR | MISO_MI | PJM_ROR | Internal | Winter | B18 | 400 | 1424 | 0 | 139.26 | 140.93 | 2 | 0
2040 | MISO_MI_2_PJM_ROR | MISO_MI | PJM_ROR | Internal | Winter | B19 | 700 | 1424 | 0.05 | 138.94 | 140.93 | 2 | 0
2040 | MISO_MI_2_PJM_ROR | MISO_MI | PJM_ROR | Internal | Winter | B20 | 935 | 1424 | 0 | 102.66 | 103.91 | 2 | 0
2040 | MISO_MO-IL_2_ENT | MISO_MO-IL | ENT | Internal | Shoulder | B11 | 25 | 2540 | 0 | 141.36 | 141.38 | 8 | 0
2040 | MISO_MO-IL_2_ENT | MISO_MO-IL | ENT | Internal | Shoulder | B12 | 200 | 2540 | 0 | 137.02 | 133.87 | 8 | 0
2040 | MISO_MO-IL_2_ENT | MISO_MO-IL | ENT | Internal | Shoulder | B13 | 600 | 2540 | 0 | 134.98 | 128.06 | 8 | 0
2040 | MISO_MO-IL_2_ENT | MISO_MO-IL | ENT | Internal | Shoulder | B14 | 900 | 2540 | 0 | 134.96 | 126.96 | 8 | 0
2040 | MISO_MO-IL_2_ENT | MISO_MO-IL | ENT | Internal | Shoulder | B15 | 1203 | 2540 | 0 | 90.28 | 82.28 | 8 | 0
2040 | MISO_MO-IL_2_ENT | MISO_MO-IL | ENT | Internal | Summer | B1 | 10 | 2540 | 0 | 248.21 | 166.42 | 8 | 0
2040 | MISO_MO-IL_2_ENT | MISO_MO-IL | ENT | Internal | Summer | B2 | 25 | 2540 | 0 | 251.62 | 243.62 | 8 | 0
2040 | MISO_MO-IL_2_ENT | MISO_MO-IL | ENT | Internal | Summer | B3 | 75 | 2540 | 0 | 243.79 | 243.79 | 8 | 0
2040 | MISO_MO-IL_2_ENT | MISO_MO-IL | ENT | Internal | Summer | B4 | 100 | 2540 | 0 | 173.45 | 173.45 | 8 | 0
2040 | MISO_MO-IL_2_ENT | MISO_MO-IL | ENT | Internal | Summer | B5 | 200 | 2540 | 0 | 165.42 | 166.42 | 8 | 0
2040 | MISO_MO-IL_2_ENT | MISO_MO-IL | ENT | Internal | Summer | B6 | 300 | 2540 | 0 | 160.52 | 165.83 | 8 | 0
2040 | MISO_MO-IL_2_ENT | MISO_MO-IL | ENT | Internal | Summer | B7 | 400 | 2540 | 2540 | 149.07 | 160.43 | 8 | 3.36
2040 | MISO_MO-IL_2_ENT | MISO_MO-IL | ENT | Internal | Summer | B8 | 500 | 2540 | 0 | 135.45 | 139.1 | 8 | 0
2040 | MISO_MO-IL_2_ENT | MISO_MO-IL | ENT | Internal | Summer | B9 | 800 | 2540 | 0 | 135.45 | 138.12 | 8 | 0
2040 | MISO_MO-IL_2_ENT | MISO_MO-IL | ENT | Internal | Summer | B10 | 1262 | 2540 | 0 | 95.84 | 87.84 | 8 | 0
2040 | MISO_MO-IL_2_ENT | MISO_MO-IL | ENT | Internal | Winter | B16 | 25 | 2540 | 0 | 139.86 | 143.32 | 8 | 0
2040 | MISO_MO-IL_2_ENT | MISO_MO-IL | ENT | Internal | Winter | B17 | 100 | 2540 | 0 | 140.41 | 135.92 | 8 | 0
2040 | MISO_MO-IL_2_ENT | MISO_MO-IL | ENT | Internal | Winter | B18 | 400 | 2540 | 0 | 138.93 | 131.83 | 8 | 0
2040 | MISO_MO-IL_2_ENT | MISO_MO-IL | ENT | Internal | Winter | B19 | 700 | 2540 | 0 | 138.91 | 131.4 | 8 | 0
2040 | MISO_MO-IL_2_ENT | MISO_MO-IL | ENT | Internal | Winter | B20 | 935 | 2540 | 0 | 87.64 | 79.64 | 8 | 0
2040 | MISO_MO-IL_2_MISO_IN | MISO_MO-IL | MISO_IN | Internal | Shoulder | B11 | 25 | 2100 | 0 | 141.36 | 137.03 | 0.01 | 0
2040 | MISO_MO-IL_2_MISO_IN | MISO_MO-IL | MISO_IN | Internal | Shoulder | B12 | 200 | 2100 | 558.07 | 137.02 | 137.03 | 0.01 | 0
2040 | MISO_MO-IL_2_MISO_IN | MISO_MO-IL | MISO_IN | Internal | Shoulder | B13 | 600 | 2100 | 2100 | 134.98 | 137.03 | 0.01 | 2.04
2040 | MISO_MO-IL_2_MISO_IN | MISO_MO-IL | MISO_IN | Internal | Shoulder | B14 | 900 | 2100 | 2053.93 | 134.96 | 134.97 | 0.01 | 0
2040 | MISO_MO-IL_2_MISO_IN | MISO_MO-IL | MISO_IN | Internal | Shoulder | B15 | 1203 | 2100 | 2100 | 90.28 | 99.28 | 0.01 | 8.99
2040 | MISO_MO-IL_2_MISO_IN | MISO_MO-IL | MISO_IN | Internal | Summer | B1 | 10 | 2100 | 0 | 248.21 | 157.59 | 0.01 | 0
2040 | MISO_MO-IL_2_MISO_IN | MISO_MO-IL | MISO_IN | Internal | Summer | B2 | 25 | 2100 | 0 | 251.62 | 243.62 | 0.01 | 0
2040 | MISO_MO-IL_2_MISO_IN | MISO_MO-IL | MISO_IN | Internal | Summer | B3 | 75 | 2100 | 0 | 243.79 | 235.79 | 0.01 | 0
2040 | MISO_MO-IL_2_MISO_IN | MISO_MO-IL | MISO_IN | Internal | Summer | B4 | 100 | 2100 | 0.09 | 173.45 | 173.43 | 0.01 | 0
2040 | MISO_MO-IL_2_MISO_IN | MISO_MO-IL | MISO_IN | Internal | Summer | B5 | 200 | 2100 | 0 | 165.42 | 158.5 | 0.01 | 0
2040 | MISO_MO-IL_2_MISO_IN | MISO_MO-IL | MISO_IN | Internal | Summer | B6 | 300 | 2100 | 0 | 160.52 | 156.5 | 0.01 | 0
2040 | MISO_MO-IL_2_MISO_IN | MISO_MO-IL | MISO_IN | Internal | Summer | B7 | 400 | 2100 | 0 | 149.07 | 135.43 | 0.01 | 0
2040 | MISO_MO-IL_2_MISO_IN | MISO_MO-IL | MISO_IN | Internal | Summer | B8 | 500 | 2100 | 0.03 | 135.45 | 135.43 | 0.01 | 0
2040 | MISO_MO-IL_2_MISO_IN | MISO_MO-IL | MISO_IN | Internal | Summer | B9 | 800 | 2100 | 0.02 | 135.45 | 135.43 | 0.01 | 0
2040 | MISO_MO-IL_2_MISO_IN | MISO_MO-IL | MISO_IN | Internal | Summer | B10 | 1262 | 2100 | 2100 | 95.84 | 117.09 | 0.01 | 21.23
2040 | MISO_MO-IL_2_MISO_IN | MISO_MO-IL | MISO_IN | Internal | Winter | B16 | 25 | 2100 | 1.15 | 139.86 | 139.86 | 0.01 | 0
2040 | MISO_MO-IL_2_MISO_IN | MISO_MO-IL | MISO_IN | Internal | Winter | B17 | 100 | 2100 | 2049.78 | 140.41 | 140.42 | 0.01 | 0
2040 | MISO_MO-IL_2_MISO_IN | MISO_MO-IL | MISO_IN | Internal | Winter | B18 | 400 | 2100 | 2100 | 138.93 | 139.24 | 0.01 | 0.31
2040 | MISO_MO-IL_2_MISO_IN | MISO_MO-IL | MISO_IN | Internal | Winter | B19 | 700 | 2100 | 1621.67 | 138.91 | 138.93 | 0.01 | 0
2040 | MISO_MO-IL_2_MISO_IN | MISO_MO-IL | MISO_IN | Internal | Winter | B20 | 935 | 2100 | 1647.37 | 87.64 | 87.65 | 0.01 | 0
2040 | MISO_MO-IL_2_MISO_W | MISO_MO-IL | MISO_W | Internal | Shoulder | B11 | 25 | 1082 | 1.2 | 141.36 | 141.36 | 0.01 | 0
2040 | MISO_MO-IL_2_MISO_W | MISO_MO-IL | MISO_W | Internal | Shoulder | B12 | 200 | 1082 | 0.08 | 137.02 | 137 | 0.01 | 0
2040 | MISO_MO-IL_2_MISO_W | MISO_MO-IL | MISO_W | Internal | Shoulder | B13 | 600 | 1082 | 0.03 | 134.98 | 134.97 | 0.01 | 0
2040 | MISO_MO-IL_2_MISO_W | MISO_MO-IL | MISO_W | Internal | Shoulder | B14 | 900 | 1082 | 0 | 134.96 | 76.61 | 0.01 | 0
2040 | MISO_MO-IL_2_MISO_W | MISO_MO-IL | MISO_W | Internal | Shoulder | B15 | 1203 | 1082 | 0 | 90.28 | 54.35 | 0.01 | 0
2040 | MISO_MO-IL_2_MISO_W | MISO_MO-IL | MISO_W | Internal | Summer | B1 | 10 | 1082 | 1081.99 | 248.21 | 251.63 | 0.01 | 3.4
2040 | MISO_MO-IL_2_MISO_W | MISO_MO-IL | MISO_W | Internal | Summer | B2 | 25 | 1082 | 110.35 | 251.62 | 251.63 | 0.01 | 0
2040 | MISO_MO-IL_2_MISO_W | MISO_MO-IL | MISO_W | Internal | Summer | B3 | 75 | 1082 | 0.37 | 243.79 | 243.79 | 0.01 | 0
2040 | MISO_MO-IL_2_MISO_W | MISO_MO-IL | MISO_W | Internal | Summer | B4 | 100 | 1082 | 0.16 | 173.45 | 173.44 | 0.01 | 0
2040 | MISO_MO-IL_2_MISO_W | MISO_MO-IL | MISO_W | Internal | Summer | B5 | 200 | 1082 | 0.08 | 165.42 | 165.41 | 0.01 | 0
2040 | MISO_MO-IL_2_MISO_W | MISO_MO-IL | MISO_W | Internal | Summer | B6 | 300 | 1082 | 0.06 | 160.52 | 160.5 | 0.01 | 0
2040 | MISO_MO-IL_2_MISO_W | MISO_MO-IL | MISO_W | Internal | Summer | B7 | 400 | 1082 | 0.04 | 149.07 | 149.06 | 0.01 | 0
2040 | MISO_MO-IL_2_MISO_W | MISO_MO-IL | MISO_W | Internal | Summer | B8 | 500 | 1082 | 0 | 135.45 | 135.35 | 0.01 | 0
2040 | MISO_MO-IL_2_MISO_W | MISO_MO-IL | MISO_W | Internal | Summer | B9 | 800 | 1082 | 0 | 135.45 | 133.2 | 0.01 | 0
2040 | MISO_MO-IL_2_MISO_W | MISO_MO-IL | MISO_W | Internal | Summer | B10 | 1262 | 1082 | 0 | 95.84 | 94.86 | 0.01 | 0
2040 | MISO_MO-IL_2_MISO_W | MISO_MO-IL | MISO_W | Internal | Winter | B16 | 25 | 1082 | 0 | 139.86 | 47.35 | 0.01 | 0
2040 | MISO_MO-IL_2_MISO_W | MISO_MO-IL | MISO_W | Internal | Winter | B17 | 100 | 1082 | 0 | 140.41 | 54.35 | 0.01 | 0
2040 | MISO_MO-IL_2_MISO_W | MISO_MO-IL | MISO_W | Internal | Winter | B18 | 400 | 1082 | 0 | 138.93 | 131.83 | 0.01 | 0
2040 | MISO_MO-IL_2_MISO_W | MISO_MO-IL | MISO_W | Internal | Winter | B19 | 700 | 1082 | 0.03 | 138.91 | 138.9 | 0.01 | 0
2040 | MISO_MO-IL_2_MISO_W | MISO_MO-IL | MISO_W | Internal | Winter | B20 | 935 | 1082 | 0 | 87.64 | 82.19 | 0.01 | 0
2040 | MISO_MO-IL_2_PJM_ROR | MISO_MO-IL | PJM_ROR | Internal | Shoulder | B11 | 25 | 1212 | 697.54 | 141.36 | 143.36 | 2 | 0
2040 | MISO_MO-IL_2_PJM_ROR | MISO_MO-IL | PJM_ROR | Internal | Shoulder | B12 | 200 | 1212 | 0.16 | 137.02 | 139 | 2 | 0
2040 | MISO_MO-IL_2_PJM_ROR | MISO_MO-IL | PJM_ROR | Internal | Shoulder | B13 | 600 | 1212 | 0.05 | 134.98 | 136.97 | 2 | 0
2040 | MISO_MO-IL_2_PJM_ROR | MISO_MO-IL | PJM_ROR | Internal | Shoulder | B14 | 900 | 1212 | 1211.97 | 134.96 | 136.97 | 2 | 0.01
2040 | MISO_MO-IL_2_PJM_ROR | MISO_MO-IL | PJM_ROR | Internal | Shoulder | B15 | 1203 | 1212 | 1212 | 90.28 | 107.28 | 2 | 15
2040 | MISO_MO-IL_2_PJM_ROR | MISO_MO-IL | PJM_ROR | Internal | Summer | B1 | 10 | 1212 | 1211.99 | 248.21 | 253.63 | 2 | 3.42
2040 | MISO_MO-IL_2_PJM_ROR | MISO_MO-IL | PJM_ROR | Internal | Summer | B2 | 25 | 1212 | 1210.89 | 251.62 | 253.63 | 2 | 0.01
2040 | MISO_MO-IL_2_PJM_ROR | MISO_MO-IL | PJM_ROR | Internal | Summer | B3 | 75 | 1212 | 89.16 | 243.79 | 245.79 | 2 | 0
2040 | MISO_MO-IL_2_PJM_ROR | MISO_MO-IL | PJM_ROR | Internal | Summer | B4 | 100 | 1212 | 0.31 | 173.45 | 175.44 | 2 | 0
2040 | MISO_MO-IL_2_PJM_ROR | MISO_MO-IL | PJM_ROR | Internal | Summer | B5 | 200 | 1212 | 0 | 165.42 | 165.6 | 2 | 0
2040 | MISO_MO-IL_2_PJM_ROR | MISO_MO-IL | PJM_ROR | Internal | Summer | B6 | 300 | 1212 | 0 | 160.52 | 158.52 | 2 | 0
2040 | MISO_MO-IL_2_PJM_ROR | MISO_MO-IL | PJM_ROR | Internal | Summer | B7 | 400 | 1212 | 0.08 | 149.07 | 151.06 | 2 | 0
2040 | MISO_MO-IL_2_PJM_ROR | MISO_MO-IL | PJM_ROR | Internal | Summer | B8 | 500 | 1212 | 0 | 135.45 | 137.35 | 2 | 0
2040 | MISO_MO-IL_2_PJM_ROR | MISO_MO-IL | PJM_ROR | Internal | Summer | B9 | 800 | 1212 | 0 | 135.45 | 135.2 | 2 | 0
2040 | MISO_MO-IL_2_PJM_ROR | MISO_MO-IL | PJM_ROR | Internal | Summer | B10 | 1262 | 1212 | 1212 | 95.84 | 115.1 | 2 | 17.26
2040 | MISO_MO-IL_2_PJM_ROR | MISO_MO-IL | PJM_ROR | Internal | Winter | B16 | 25 | 1212 | 553.03 | 139.86 | 141.86 | 2 | 0
2040 | MISO_MO-IL_2_PJM_ROR | MISO_MO-IL | PJM_ROR | Internal | Winter | B17 | 100 | 1212 | 0.01 | 140.41 | 142 | 2 | 0
2040 | MISO_MO-IL_2_PJM_ROR | MISO_MO-IL | PJM_ROR | Internal | Winter | B18 | 400 | 1212 | 479.57 | 138.93 | 140.93 | 2 | 0
2040 | MISO_MO-IL_2_PJM_ROR | MISO_MO-IL | PJM_ROR | Internal | Winter | B19 | 700 | 1212 | 1211.95 | 138.91 | 140.93 | 2 | 0.01
2040 | MISO_MO-IL_2_PJM_ROR | MISO_MO-IL | PJM_ROR | Internal | Winter | B20 | 935 | 1212 | 1212 | 87.64 | 103.91 | 2 | 14.27
2040 | MISO_MO-IL_2_SPP_N | MISO_MO-IL | SPP_N | Internal | Shoulder | B11 | 25 | 4019 | 0 | 141.36 | 136.37 | 8 | 0
2040 | MISO_MO-IL_2_SPP_N | MISO_MO-IL | SPP_N | Internal | Shoulder | B12 | 200 | 4019 | 0 | 137.02 | 128.87 | 8 | 0
2040 | MISO_MO-IL_2_SPP_N | MISO_MO-IL | SPP_N | Internal | Shoulder | B13 | 600 | 4019 | 0 | 134.98 | 106.31 | 8 | 0
2040 | MISO_MO-IL_2_SPP_N | MISO_MO-IL | SPP_N | Internal | Shoulder | B14 | 900 | 4019 | 0 | 134.96 | 11.52 | 8 | 0
2040 | MISO_MO-IL_2_SPP_N | MISO_MO-IL | SPP_N | Internal | Shoulder | B15 | 1203 | 4019 | 0 | 90.28 | 11.52 | 8 | 0
2040 | MISO_MO-IL_2_SPP_N | MISO_MO-IL | SPP_N | Internal | Summer | B1 | 10 | 4019 | 0 | 248.21 | 11.52 | 8 | 0
2040 | MISO_MO-IL_2_SPP_N | MISO_MO-IL | SPP_N | Internal | Summer | B2 | 25 | 4019 | 0 | 251.62 | 238.62 | 8 | 0
2040 | MISO_MO-IL_2_SPP_N | MISO_MO-IL | SPP_N | Internal | Summer | B3 | 75 | 4019 | 0 | 243.79 | 238.79 | 8 | 0
2040 | MISO_MO-IL_2_SPP_N | MISO_MO-IL | SPP_N | Internal | Summer | B4 | 100 | 4019 | 0 | 173.45 | 168.45 | 8 | 0
2040 | MISO_MO-IL_2_SPP_N | MISO_MO-IL | SPP_N | Internal | Summer | B5 | 200 | 4019 | 0 | 165.42 | 161.42 | 8 | 0
2040 | MISO_MO-IL_2_SPP_N | MISO_MO-IL | SPP_N | Internal | Summer | B6 | 300 | 4019 | 0 | 160.52 | 160.83 | 8 | 0
2040 | MISO_MO-IL_2_SPP_N | MISO_MO-IL | SPP_N | Internal | Summer | B7 | 400 | 4019 | 0 | 149.07 | 155.43 | 8 | 0
2040 | MISO_MO-IL_2_SPP_N | MISO_MO-IL | SPP_N | Internal | Summer | B8 | 500 | 4019 | 0 | 135.45 | 134.1 | 8 | 0
2040 | MISO_MO-IL_2_SPP_N | MISO_MO-IL | SPP_N | Internal | Summer | B9 | 800 | 4019 | 0 | 135.45 | 133.12 | 8 | 0
2040 | MISO_MO-IL_2_SPP_N | MISO_MO-IL | SPP_N | Internal | Summer | B10 | 1262 | 4019 | 0 | 95.84 | 82.84 | 8 | 0
2040 | MISO_MO-IL_2_SPP_N | MISO_MO-IL | SPP_N | Internal | Winter | B16 | 25 | 4019 | 0 | 139.86 | 11.52 | 8 | 0
2040 | MISO_MO-IL_2_SPP_N | MISO_MO-IL | SPP_N | Internal | Winter | B17 | 100 | 4019 | 0 | 140.41 | 11.52 | 8 | 0
2040 | MISO_MO-IL_2_SPP_N | MISO_MO-IL | SPP_N | Internal | Winter | B18 | 400 | 4019 | 0 | 138.93 | 126.83 | 8 | 0
2040 | MISO_MO-IL_2_SPP_N | MISO_MO-IL | SPP_N | Internal | Winter | B19 | 700 | 4019 | 0 | 138.91 | 11.53 | 8 | 0
2040 | MISO_MO-IL_2_SPP_N | MISO_MO-IL | SPP_N | Internal | Winter | B20 | 935 | 4019 | 0 | 87.64 | 11.52 | 8 | 0
2040 | MISO_MO-IL_2_TVA_Transmission | MISO_MO-IL | TVA_Transmission | Internal | Shoulder | B11 | 25 | 4000 | 33 | 141.36 | 149.35 | 8 | 0
2040 | MISO_MO-IL_2_TVA_Transmission | MISO_MO-IL | TVA_Transmission | Internal | Shoulder | B12 | 200 | 4000 | 0 | 137.02 | 141.37 | 8 | 0
2040 | MISO_MO-IL_2_TVA_Transmission | MISO_MO-IL | TVA_Transmission | Internal | Shoulder | B13 | 600 | 4000 | 0 | 134.98 | 136.06 | 8 | 0
2040 | MISO_MO-IL_2_TVA_Transmission | MISO_MO-IL | TVA_Transmission | Internal | Shoulder | B14 | 900 | 4000 | 0 | 134.96 | 136.06 | 8 | 0
2040 | MISO_MO-IL_2_TVA_Transmission | MISO_MO-IL | TVA_Transmission | Internal | Shoulder | B15 | 1203 | 4000 | 2708.97 | 90.28 | 98.28 | 8 | 0
2040 | MISO_MO-IL_2_TVA_Transmission | MISO_MO-IL | TVA_Transmission | Internal | Summer | B1 | 10 | 4000 | 456.11 | 248.21 | 256.21 | 8 | 0
2040 | MISO_MO-IL_2_TVA_Transmission | MISO_MO-IL | TVA_Transmission | Internal | Summer | B2 | 25 | 4000 | 913.62 | 251.62 | 259.62 | 8 | 0
2040 | MISO_MO-IL_2_TVA_Transmission | MISO_MO-IL | TVA_Transmission | Internal | Summer | B3 | 75 | 4000 | 3.79 | 243.79 | 251.79 | 8 | 0
2040 | MISO_MO-IL_2_TVA_Transmission | MISO_MO-IL | TVA_Transmission | Internal | Summer | B4 | 100 | 4000 | 0.31 | 173.45 | 181.44 | 8 | 0
2040 | MISO_MO-IL_2_TVA_Transmission | MISO_MO-IL | TVA_Transmission | Internal | Summer | B5 | 200 | 4000 | 0 | 165.42 | 169.71 | 8 | 0
2040 | MISO_MO-IL_2_TVA_Transmission | MISO_MO-IL | TVA_Transmission | Internal | Summer | B6 | 300 | 4000 | 0 | 160.52 | 158.52 | 8 | 0
2040 | MISO_MO-IL_2_TVA_Transmission | MISO_MO-IL | TVA_Transmission | Internal | Summer | B7 | 400 | 4000 | 0 | 149.07 | 151.43 | 8 | 0
2040 | MISO_MO-IL_2_TVA_Transmission | MISO_MO-IL | TVA_Transmission | Internal | Summer | B8 | 500 | 4000 | 0 | 135.45 | 141.11 | 8 | 0
2040 | MISO_MO-IL_2_TVA_Transmission | MISO_MO-IL | TVA_Transmission | Internal | Summer | B9 | 800 | 4000 | 0 | 135.45 | 139.96 | 8 | 0
2040 | MISO_MO-IL_2_TVA_Transmission | MISO_MO-IL | TVA_Transmission | Internal | Summer | B10 | 1262 | 4000 | 1671.34 | 95.84 | 103.84 | 8 | 0
2040 | MISO_MO-IL_2_TVA_Transmission | MISO_MO-IL | TVA_Transmission | Internal | Winter | B16 | 25 | 4000 | 1765.62 | 139.86 | 147.86 | 8 | 0
2040 | MISO_MO-IL_2_TVA_Transmission | MISO_MO-IL | TVA_Transmission | Internal | Winter | B17 | 100 | 4000 | 0 | 140.41 | 143.92 | 8 | 0
2040 | MISO_MO-IL_2_TVA_Transmission | MISO_MO-IL | TVA_Transmission | Internal | Winter | B18 | 400 | 4000 | 0 | 138.93 | 139.83 | 8 | 0
2040 | MISO_MO-IL_2_TVA_Transmission | MISO_MO-IL | TVA_Transmission | Internal | Winter | B19 | 700 | 4000 | 0 | 138.91 | 139.83 | 8 | 0
2040 | MISO_MO-IL_2_TVA_Transmission | MISO_MO-IL | TVA_Transmission | Internal | Winter | B20 | 935 | 4000 | 2487.29 | 87.64 | 95.64 | 8 | 0
2040 | MISO_W_2_IESO | MISO_W | IESO | Internal | Shoulder | B11 | 25 | 157 | 0 | 141.36 | 98.28 | 8 | 0
2040 | MISO_W_2_IESO | MISO_W | IESO | Internal | Shoulder | B12 | 200 | 157 | 0 | 137 | 129.01 | 8 | 0
2040 | MISO_W_2_IESO | MISO_W | IESO | Internal | Shoulder | B13 | 600 | 157 | 0 | 134.97 | 98.28 | 8 | 0
2040 | MISO_W_2_IESO | MISO_W | IESO | Internal | Shoulder | B14 | 900 | 157 | 157 | 76.61 | 98.28 | 8 | 13.67
2040 | MISO_W_2_IESO | MISO_W | IESO | Internal | Shoulder | B15 | 1203 | 157 | 157 | 54.35 | 98.28 | 8 | 35.93
2040 | MISO_W_2_IESO | MISO_W | IESO | Internal | Summer | B1 | 10 | 157 | 0 | 251.63 | 148.48 | 8 | 0
2040 | MISO_W_2_IESO | MISO_W | IESO | Internal | Summer | B2 | 25 | 157 | 0 | 251.63 | 163.83 | 8 | 0
2040 | MISO_W_2_IESO | MISO_W | IESO | Internal | Summer | B3 | 75 | 157 | 0 | 243.79 | 163.83 | 8 | 0
2040 | MISO_W_2_IESO | MISO_W | IESO | Internal | Summer | B4 | 100 | 157 | 0 | 173.44 | 148.48 | 8 | 0
2040 | MISO_W_2_IESO | MISO_W | IESO | Internal | Summer | B5 | 200 | 157 | 0 | 165.41 | 146.33 | 8 | 0
2040 | MISO_W_2_IESO | MISO_W | IESO | Internal | Summer | B6 | 300 | 157 | 0 | 160.5 | 107.97 | 8 | 0
2040 | MISO_W_2_IESO | MISO_W | IESO | Internal | Summer | B7 | 400 | 157 | 0 | 149.06 | 107.97 | 8 | 0
2040 | MISO_W_2_IESO | MISO_W | IESO | Internal | Summer | B8 | 500 | 157 | 0 | 135.35 | 107.97 | 8 | 0
2040 | MISO_W_2_IESO | MISO_W | IESO | Internal | Summer | B9 | 800 | 157 | 0 | 133.2 | 107.97 | 8 | 0
2040 | MISO_W_2_IESO | MISO_W | IESO | Internal | Summer | B10 | 1262 | 157 | 157 | 94.86 | 107.97 | 8 | 5.11
2040 | MISO_W_2_IESO | MISO_W | IESO | Internal | Winter | B16 | 25 | 157 | 157 | 47.35 | 100.38 | 8 | 45.03
2040 | MISO_W_2_IESO | MISO_W | IESO | Internal | Winter | B17 | 100 | 157 | 157 | 54.35 | 100.38 | 8 | 38.03
2040 | MISO_W_2_IESO | MISO_W | IESO | Internal | Winter | B18 | 400 | 157 | 0 | 131.83 | 100.38 | 8 | 0
2040 | MISO_W_2_IESO | MISO_W | IESO | Internal | Winter | B19 | 700 | 157 | 0 | 138.9 | 100.38 | 8 | 0
2040 | MISO_W_2_IESO | MISO_W | IESO | Internal | Winter | B20 | 935 | 157 | 157 | 82.19 | 100.38 | 8 | 10.19
2040 | MISO_W_2_MAPP_CA | MISO_W | MAPP_CA | Internal | Shoulder | B11 | 25 | 700 | 0 | 141.36 | 54.36 | 0.01 | 0
2040 | MISO_W_2_MAPP_CA | MISO_W | MAPP_CA | Internal | Shoulder | B12 | 200 | 700 | 0 | 137 | 54.36 | 0.01 | 0
2040 | MISO_W_2_MAPP_CA | MISO_W | MAPP_CA | Internal | Shoulder | B13 | 600 | 700 | 0 | 134.97 | 54.36 | 0.01 | 0
2040 | MISO_W_2_MAPP_CA | MISO_W | MAPP_CA | Internal | Shoulder | B14 | 900 | 700 | 0 | 76.61 | 54.36 | 0.01 | 0
2040 | MISO_W_2_MAPP_CA | MISO_W | MAPP_CA | Internal | Shoulder | B15 | 1203 | 700 | 401.53 | 54.35 | 54.36 | 0.01 | 0
2040 | MISO_W_2_MAPP_CA | MISO_W | MAPP_CA | Internal | Summer | B1 | 10 | 700 | 0 | 251.63 | 94.84 | 0.01 | 0
2040 | MISO_W_2_MAPP_CA | MISO_W | MAPP_CA | Internal | Summer | B2 | 25 | 700 | 0 | 251.63 | 94.84 | 0.01 | 0
2040 | MISO_W_2_MAPP_CA | MISO_W | MAPP_CA | Internal | Summer | B3 | 75 | 700 | 0 | 243.79 | 94.84 | 0.01 | 0
2040 | MISO_W_2_MAPP_CA | MISO_W | MAPP_CA | Internal | Summer | B4 | 100 | 700 | 0 | 173.44 | 94.84 | 0.01 | 0
2040 | MISO_W_2_MAPP_CA | MISO_W | MAPP_CA | Internal | Summer | B5 | 200 | 700 | 0 | 165.41 | 94.84 | 0.01 | 0
2040 | MISO_W_2_MAPP_CA | MISO_W | MAPP_CA | Internal | Summer | B6 | 300 | 700 | 0 | 160.5 | 94.84 | 0.01 | 0
2040 | MISO_W_2_MAPP_CA | MISO_W | MAPP_CA | Internal | Summer | B7 | 400 | 700 | 0 | 149.06 | 94.84 | 0.01 | 0
2040 | MISO_W_2_MAPP_CA | MISO_W | MAPP_CA | Internal | Summer | B8 | 500 | 700 | 0 | 135.35 | 94.84 | 0.01 | 0
2040 | MISO_W_2_MAPP_CA | MISO_W | MAPP_CA | Internal | Summer | B9 | 800 | 700 | 0 | 133.2 | 94.84 | 0.01 | 0
2040 | MISO_W_2_MAPP_CA | MISO_W | MAPP_CA | Internal | Summer | B10 | 1262 | 700 | 0.01 | 94.86 | 94.84 | 0.01 | 0
2040 | MISO_W_2_MAPP_CA | MISO_W | MAPP_CA | Internal | Winter | B16 | 25 | 700 | 700 | 47.35 | 82.21 | 0.01 | 34.84
2040 | MISO_W_2_MAPP_CA | MISO_W | MAPP_CA | Internal | Winter | B17 | 100 | 700 | 700 | 54.35 | 82.21 | 0.01 | 27.84
2040 | MISO_W_2_MAPP_CA | MISO_W | MAPP_CA | Internal | Winter | B18 | 400 | 700 | 0 | 131.83 | 92.38 | 0.01 | 0
2040 | MISO_W_2_MAPP_CA | MISO_W | MAPP_CA | Internal | Winter | B19 | 700 | 700 | 0 | 138.9 | 92.38 | 0.01 | 0
2040 | MISO_W_2_MAPP_CA | MISO_W | MAPP_CA | Internal | Winter | B20 | 935 | 700 | 320.16 | 82.19 | 82.21 | 0.01 | 0
2040 | MISO_W_2_MAPP_US | MISO_W | MAPP_US | Internal | Shoulder | B11 | 25 | 2300 | 0 | 141.36 | 134.36 | 7 | 0
2040 | MISO_W_2_MAPP_US | MISO_W | MAPP_US | Internal | Shoulder | B12 | 200 | 2300 | 0 | 137 | 130 | 7 | 0
2040 | MISO_W_2_MAPP_US | MISO_W | MAPP_US | Internal | Shoulder | B13 | 600 | 2300 | 0 | 134.97 | 111.3 | 7 | 0
2040 | MISO_W_2_MAPP_US | MISO_W | MAPP_US | Internal | Shoulder | B14 | 900 | 2300 | 0 | 76.61 | 69.61 | 7 | 0
2040 | MISO_W_2_MAPP_US | MISO_W | MAPP_US | Internal | Shoulder | B15 | 1203 | 2300 | 0 | 54.35 | 47.35 | 7 | 0
2040 | MISO_W_2_MAPP_US | MISO_W | MAPP_US | Internal | Summer | B1 | 10 | 2300 | 0 | 251.63 | 244.63 | 7 | 0
2040 | MISO_W_2_MAPP_US | MISO_W | MAPP_US | Internal | Summer | B2 | 25 | 2300 | 0 | 251.63 | 244.63 | 7 | 0
2040 | MISO_W_2_MAPP_US | MISO_W | MAPP_US | Internal | Summer | B3 | 75 | 2300 | 0 | 243.79 | 236.79 | 7 | 0
2040 | MISO_W_2_MAPP_US | MISO_W | MAPP_US | Internal | Summer | B4 | 100 | 2300 | 0 | 173.44 | 166.44 | 7 | 0
2040 | MISO_W_2_MAPP_US | MISO_W | MAPP_US | Internal | Summer | B5 | 200 | 2300 | 0 | 165.41 | 158.41 | 7 | 0
2040 | MISO_W_2_MAPP_US | MISO_W | MAPP_US | Internal | Summer | B6 | 300 | 2300 | 0 | 160.5 | 153.5 | 7 | 0
2040 | MISO_W_2_MAPP_US | MISO_W | MAPP_US | Internal | Summer | B7 | 400 | 2300 | 0 | 149.06 | 142.06 | 7 | 0
2040 | MISO_W_2_MAPP_US | MISO_W | MAPP_US | Internal | Summer | B8 | 500 | 2300 | 0 | 135.35 | 128.35 | 7 | 0
2040 | MISO_W_2_MAPP_US | MISO_W | MAPP_US | Internal | Summer | B9 | 800 | 2300 | 0 | 133.2 | 126.2 | 7 | 0
2040 | MISO_W_2_MAPP_US | MISO_W | MAPP_US | Internal | Summer | B10 | 1262 | 2300 | 0 | 94.86 | 87.86 | 7 | 0
2040 | MISO_W_2_MAPP_US | MISO_W | MAPP_US | Internal | Winter | B16 | 25 | 2300 | 0 | 47.35 | 47.35 | 7 | 0
2040 | MISO_W_2_MAPP_US | MISO_W | MAPP_US | Internal | Winter | B17 | 100 | 2300 | 0 | 54.35 | 47.35 | 7 | 0
2040 | MISO_W_2_MAPP_US | MISO_W | MAPP_US | Internal | Winter | B18 | 400 | 2300 | 0 | 131.83 | 124.83 | 7 | 0
2040 | MISO_W_2_MAPP_US | MISO_W | MAPP_US | Internal | Winter | B19 | 700 | 2300 | 0 | 138.9 | 124.83 | 7 | 0
2040 | MISO_W_2_MAPP_US | MISO_W | MAPP_US | Internal | Winter | B20 | 935 | 2300 | 0 | 82.19 | 75.19 | 7 | 0
2040 | MISO_W_2_MISO_MO-IL | MISO_W | MISO_MO-IL | Internal | Shoulder | B11 | 25 | 3922 | 1.16 | 141.36 | 141.36 | 0.01 | 0
2040 | MISO_W_2_MISO_MO-IL | MISO_W | MISO_MO-IL | Internal | Shoulder | B12 | 200 | 3922 | 2210.32 | 137 | 137.02 | 0.01 | 0
2040 | MISO_W_2_MISO_MO-IL | MISO_W | MISO_MO-IL | Internal | Shoulder | B13 | 600 | 3922 | 3444.64 | 134.97 | 134.98 | 0.01 | 0
2040 | MISO_W_2_MISO_MO-IL | MISO_W | MISO_MO-IL | Internal | Shoulder | B14 | 900 | 3922 | 3922 | 76.61 | 134.96 | 0.01 | 58.34
2040 | MISO_W_2_MISO_MO-IL | MISO_W | MISO_MO-IL | Internal | Shoulder | B15 | 1203 | 3922 | 3922 | 54.35 | 90.28 | 0.01 | 35.92
2040 | MISO_W_2_MISO_MO-IL | MISO_W | MISO_MO-IL | Internal | Summer | B1 | 10 | 3922 | 0.01 | 251.63 | 248.21 | 0.01 | 0
2040 | MISO_W_2_MISO_MO-IL | MISO_W | MISO_MO-IL | Internal | Summer | B2 | 25 | 3922 | 0.61 | 251.63 | 251.62 | 0.01 | 0
2040 | MISO_W_2_MISO_MO-IL | MISO_W | MISO_MO-IL | Internal | Summer | B3 | 75 | 3922 | 0.52 | 243.79 | 243.79 | 0.01 | 0
2040 | MISO_W_2_MISO_MO-IL | MISO_W | MISO_MO-IL | Internal | Summer | B4 | 100 | 3922 | 627.37 | 173.44 | 173.45 | 0.01 | 0
2040 | MISO_W_2_MISO_MO-IL | MISO_W | MISO_MO-IL | Internal | Summer | B5 | 200 | 3922 | 2399.96 | 165.41 | 165.42 | 0.01 | 0
2040 | MISO_W_2_MISO_MO-IL | MISO_W | MISO_MO-IL | Internal | Summer | B6 | 300 | 3922 | 727.65 | 160.5 | 160.52 | 0.01 | 0
2040 | MISO_W_2_MISO_MO-IL | MISO_W | MISO_MO-IL | Internal | Summer | B7 | 400 | 3922 | 3586.44 | 149.06 | 149.07 | 0.01 | 0
2040 | MISO_W_2_MISO_MO-IL | MISO_W | MISO_MO-IL | Internal | Summer | B8 | 500 | 3922 | 3921.99 | 135.35 | 135.45 | 0.01 | 0.09
2040 | MISO_W_2_MISO_MO-IL | MISO_W | MISO_MO-IL | Internal | Summer | B9 | 800 | 3922 | 3922 | 133.2 | 135.45 | 0.01 | 2.24
2040 | MISO_W_2_MISO_MO-IL | MISO_W | MISO_MO-IL | Internal | Summer | B10 | 1262 | 3922 | 3922 | 94.86 | 95.84 | 0.01 | 0.98
2040 | MISO_W_2_MISO_MO-IL | MISO_W | MISO_MO-IL | Internal | Winter | B16 | 25 | 3922 | 3922 | 47.35 | 139.86 | 0.01 | 92.49
2040 | MISO_W_2_MISO_MO-IL | MISO_W | MISO_MO-IL | Internal | Winter | B17 | 100 | 3922 | 3922 | 54.35 | 140.41 | 0.01 | 86.05
2040 | MISO_W_2_MISO_MO-IL | MISO_W | MISO_MO-IL | Internal | Winter | B18 | 400 | 3922 | 3922 | 131.83 | 138.93 | 0.01 | 7.08
2040 | MISO_W_2_MISO_MO-IL | MISO_W | MISO_MO-IL | Internal | Winter | B19 | 700 | 3922 | 3854.01 | 138.9 | 138.91 | 0.01 | 0
2040 | MISO_W_2_MISO_MO-IL | MISO_W | MISO_MO-IL | Internal | Winter | B20 | 935 | 3922 | 3922 | 82.19 | 87.64 | 0.01 | 5.44
2040 | MISO_W_2_MISO_WUMS | MISO_W | MISO_WUMS | Internal | Shoulder | B11 | 25 | 1667 | 0 | 141.36 | 137.15 | 0.01 | 0
2040 | MISO_W_2_MISO_WUMS | MISO_W | MISO_WUMS | Internal | Shoulder | B12 | 200 | 1667 | 1666.98 | 137 | 137.11 | 0.01 | 0.09
2040 | MISO_W_2_MISO_WUMS | MISO_W | MISO_WUMS | Internal | Shoulder | B13 | 600 | 1667 | 1667 | 134.97 | 137.11 | 0.01 | 2.12
2040 | MISO_W_2_MISO_WUMS | MISO_W | MISO_WUMS | Internal | Shoulder | B14 | 900 | 1667 | 1667 | 76.61 | 134.97 | 0.01 | 58.35
2040 | MISO_W_2_MISO_WUMS | MISO_W | MISO_WUMS | Internal | Shoulder | B15 | 1203 | 1667 | 1667 | 54.35 | 105.27 | 0.01 | 50.91
2040 | MISO_W_2_MISO_WUMS | MISO_W | MISO_WUMS | Internal | Summer | B1 | 10 | 1667 | 0 | 251.63 | 135.35 | 0.01 | 0
2040 | MISO_W_2_MISO_WUMS | MISO_W | MISO_WUMS | Internal | Summer | B2 | 25 | 1667 | 0 | 251.63 | 145.77 | 0.01 | 0
2040 | MISO_W_2_MISO_WUMS | MISO_W | MISO_WUMS | Internal | Summer | B3 | 75 | 1667 | 0 | 243.79 | 157.49 | 0.01 | 0
2040 | MISO_W_2_MISO_WUMS | MISO_W | MISO_WUMS | Internal | Summer | B4 | 100 | 1667 | 0 | 173.44 | 157.49 | 0.01 | 0
2040 | MISO_W_2_MISO_WUMS | MISO_W | MISO_WUMS | Internal | Summer | B5 | 200 | 1667 | 0 | 165.41 | 157.49 | 0.01 | 0
2040 | MISO_W_2_MISO_WUMS | MISO_W | MISO_WUMS | Internal | Summer | B6 | 300 | 1667 | 0 | 160.5 | 145.77 | 0.01 | 0
2040 | MISO_W_2_MISO_WUMS | MISO_W | MISO_WUMS | Internal | Summer | B7 | 400 | 1667 | 0 | 149.06 | 135.35 | 0.01 | 0
2040 | MISO_W_2_MISO_WUMS | MISO_W | MISO_WUMS | Internal | Summer | B8 | 500 | 1667 | 0.07 | 135.35 | 135.35 | 0.01 | 0
2040 | MISO_W_2_MISO_WUMS | MISO_W | MISO_WUMS | Internal | Summer | B9 | 800 | 1667 | 1667 | 133.2 | 135.35 | 0.01 | 2.14
2040 | MISO_W_2_MISO_WUMS | MISO_W | MISO_WUMS | Internal | Summer | B10 | 1262 | 1667 | 1667 | 94.86 | 114.57 | 0.01 | 19.7
2040 | MISO_W_2_MISO_WUMS | MISO_W | MISO_WUMS | Internal | Winter | B16 | 25 | 1667 | 1667 | 47.35 | 73.5 | 0.01 | 26.13
2040 | MISO_W_2_MISO_WUMS | MISO_W | MISO_WUMS | Internal | Winter | B17 | 100 | 1667 | 1667 | 54.35 | 140 | 0.01 | 85.63
2040 | MISO_W_2_MISO_WUMS | MISO_W | MISO_WUMS | Internal | Winter | B18 | 400 | 1667 | 1667 | 131.83 | 138.93 | 0.01 | 7.08
2040 | MISO_W_2_MISO_WUMS | MISO_W | MISO_WUMS | Internal | Winter | B19 | 700 | 1667 | 1666.95 | 138.9 | 138.93 | 0.01 | 0.01
2040 | MISO_W_2_MISO_WUMS | MISO_W | MISO_WUMS | Internal | Winter | B20 | 935 | 1667 | 1667 | 82.19 | 101.91 | 0.01 | 19.71
2040 | MISO_W_2_NE | MISO_W | NE | Internal | Shoulder | B11 | 25 | 5289 | 0 | 141.36 | 136.36 | 7 | 0
2040 | MISO_W_2_NE | MISO_W | NE | Internal | Shoulder | B12 | 200 | 5289 | 0 | 137 | 128.86 | 7 | 0
2040 | MISO_W_2_NE | MISO_W | NE | Internal | Shoulder | B13 | 600 | 5289 | 0 | 134.97 | 106.3 | 7 | 0
2040 | MISO_W_2_NE | MISO_W | NE | Internal | Shoulder | B14 | 900 | 5289 | 0 | 76.61 | 11.52 | 7 | 0
2040 | MISO_W_2_NE | MISO_W | NE | Internal | Shoulder | B15 | 1203 | 5289 | 0 | 54.35 | 11.52 | 7 | 0
2040 | MISO_W_2_NE | MISO_W | NE | Internal | Summer | B1 | 10 | 5289 | 0 | 251.63 | 246.63 | 7 | 0
2040 | MISO_W_2_NE | MISO_W | NE | Internal | Summer | B2 | 25 | 5289 | 0 | 251.63 | 239.63 | 7 | 0
2040 | MISO_W_2_NE | MISO_W | NE | Internal | Summer | B3 | 75 | 5289 | 0 | 243.79 | 238.79 | 7 | 0
2040 | MISO_W_2_NE | MISO_W | NE | Internal | Summer | B4 | 100 | 5289 | 0 | 173.44 | 168.44 | 7 | 0
2040 | MISO_W_2_NE | MISO_W | NE | Internal | Summer | B5 | 200 | 5289 | 0 | 165.41 | 161.41 | 7 | 0
2040 | MISO_W_2_NE | MISO_W | NE | Internal | Summer | B6 | 300 | 5289 | 0 | 160.5 | 160.5 | 7 | 0
2040 | MISO_W_2_NE | MISO_W | NE | Internal | Summer | B7 | 400 | 5289 | 0 | 149.06 | 144.06 | 7 | 0
2040 | MISO_W_2_NE | MISO_W | NE | Internal | Summer | B8 | 500 | 5289 | 0 | 135.35 | 130.35 | 7 | 0
2040 | MISO_W_2_NE | MISO_W | NE | Internal | Summer | B9 | 800 | 5289 | 0 | 133.2 | 128.2 | 7 | 0
2040 | MISO_W_2_NE | MISO_W | NE | Internal | Summer | B10 | 1262 | 5289 | 0 | 94.86 | 82.86 | 7 | 0
2040 | MISO_W_2_NE | MISO_W | NE | Internal | Winter | B16 | 25 | 5289 | 0 | 47.35 | 11.52 | 7 | 0
2040 | MISO_W_2_NE | MISO_W | NE | Internal | Winter | B17 | 100 | 5289 | 0 | 54.35 | 11.52 | 7 | 0
2040 | MISO_W_2_NE | MISO_W | NE | Internal | Winter | B18 | 400 | 5289 | 0 | 131.83 | 119.83 | 7 | 0
2040 | MISO_W_2_NE | MISO_W | NE | Internal | Winter | B19 | 700 | 5289 | 0 | 138.9 | 11.52 | 7 | 0
2040 | MISO_W_2_NE | MISO_W | NE | Internal | Winter | B20 | 935 | 5289 | 0 | 82.19 | 11.52 | 7 | 0
2040 | MISO_W_2_PJM_ROR | MISO_W | PJM_ROR | Internal | Shoulder | B11 | 25 | 13193 | 6728.01 | 141.36 | 143.36 | 2 | 0
2040 | MISO_W_2_PJM_ROR | MISO_W | PJM_ROR | Internal | Shoulder | B12 | 200 | 13193 | 11474.65 | 137 | 139 | 2 | 0
2040 | MISO_W_2_PJM_ROR | MISO_W | PJM_ROR | Internal | Shoulder | B13 | 600 | 13193 | 12330.89 | 134.97 | 136.97 | 2 | 0
2040 | MISO_W_2_PJM_ROR | MISO_W | PJM_ROR | Internal | Shoulder | B14 | 900 | 13193 | 13193 | 76.61 | 136.97 | 2 | 58.36
2040 | MISO_W_2_PJM_ROR | MISO_W | PJM_ROR | Internal | Shoulder | B15 | 1203 | 13193 | 13193 | 54.35 | 107.28 | 2 | 50.93
2040 | MISO_W_2_PJM_ROR | MISO_W | PJM_ROR | Internal | Summer | B1 | 10 | 13193 | 6040.32 | 251.63 | 253.63 | 2 | 0
2040 | MISO_W_2_PJM_ROR | MISO_W | PJM_ROR | Internal | Summer | B2 | 25 | 13193 | 12579.06 | 251.63 | 253.63 | 2 | 0
2040 | MISO_W_2_PJM_ROR | MISO_W | PJM_ROR | Internal | Summer | B3 | 75 | 13193 | 4609.41 | 243.79 | 245.79 | 2 | 0
2040 | MISO_W_2_PJM_ROR | MISO_W | PJM_ROR | Internal | Summer | B4 | 100 | 13193 | 3036.8 | 173.44 | 175.44 | 2 | 0
2040 | MISO_W_2_PJM_ROR | MISO_W | PJM_ROR | Internal | Summer | B5 | 200 | 13193 | 0 | 165.41 | 165.6 | 2 | 0
2040 | MISO_W_2_PJM_ROR | MISO_W | PJM_ROR | Internal | Summer | B6 | 300 | 13193 | 0 | 160.5 | 158.52 | 2 | 0
2040 | MISO_W_2_PJM_ROR | MISO_W | PJM_ROR | Internal | Summer | B7 | 400 | 13193 | 3045.16 | 149.06 | 151.06 | 2 | 0
2040 | MISO_W_2_PJM_ROR | MISO_W | PJM_ROR | Internal | Summer | B8 | 500 | 13193 | 7317.48 | 135.35 | 137.35 | 2 | 0
2040 | MISO_W_2_PJM_ROR | MISO_W | PJM_ROR | Internal | Summer | B9 | 800 | 13193 | 5490.08 | 133.2 | 135.2 | 2 | 0
2040 | MISO_W_2_PJM_ROR | MISO_W | PJM_ROR | Internal | Summer | B10 | 1262 | 13193 | 13193 | 94.86 | 115.1 | 2 | 18.24
2040 | MISO_W_2_PJM_ROR | MISO_W | PJM_ROR | Internal | Winter | B16 | 25 | 13193 | 13193 | 47.35 | 141.86 | 2 | 92.5
2040 | MISO_W_2_PJM_ROR | MISO_W | PJM_ROR | Internal | Winter | B17 | 100 | 13193 | 13193 | 54.35 | 142 | 2 | 85.65
2040 | MISO_W_2_PJM_ROR | MISO_W | PJM_ROR | Internal | Winter | B18 | 400 | 13193 | 13193 | 131.83 | 140.93 | 2 | 7.1
2040 | MISO_W_2_PJM_ROR | MISO_W | PJM_ROR | Internal | Winter | B19 | 700 | 13193 | 13192.98 | 138.9 | 140.93 | 2 | 0.02
2040 | MISO_W_2_PJM_ROR | MISO_W | PJM_ROR | Internal | Winter | B20 | 935 | 13193 | 13193 | 82.19 | 103.91 | 2 | 19.72
2040 | MISO_W_2_SPP_N | MISO_W | SPP_N | Internal | Shoulder | B11 | 25 | 3537 | 0 | 141.36 | 136.37 | 7 | 0
2040 | MISO_W_2_SPP_N | MISO_W | SPP_N | Internal | Shoulder | B12 | 200 | 3537 | 0 | 137 | 128.87 | 7 | 0
2040 | MISO_W_2_SPP_N | MISO_W | SPP_N | Internal | Shoulder | B13 | 600 | 3537 | 0 | 134.97 | 106.31 | 7 | 0
2040 | MISO_W_2_SPP_N | MISO_W | SPP_N | Internal | Shoulder | B14 | 900 | 3537 | 0 | 76.61 | 11.52 | 7 | 0
2040 | MISO_W_2_SPP_N | MISO_W | SPP_N | Internal | Shoulder | B15 | 1203 | 3537 | 0 | 54.35 | 11.52 | 7 | 0
2040 | MISO_W_2_SPP_N | MISO_W | SPP_N | Internal | Summer | B1 | 10 | 3537 | 0 | 251.63 | 11.52 | 7 | 0
2040 | MISO_W_2_SPP_N | MISO_W | SPP_N | Internal | Summer | B2 | 25 | 3537 | 0 | 251.63 | 238.62 | 7 | 0
2040 | MISO_W_2_SPP_N | MISO_W | SPP_N | Internal | Summer | B3 | 75 | 3537 | 0 | 243.79 | 238.79 | 7 | 0
2040 | MISO_W_2_SPP_N | MISO_W | SPP_N | Internal | Summer | B4 | 100 | 3537 | 0 | 173.44 | 168.45 | 7 | 0
2040 | MISO_W_2_SPP_N | MISO_W | SPP_N | Internal | Summer | B5 | 200 | 3537 | 0 | 165.41 | 161.42 | 7 | 0
2040 | MISO_W_2_SPP_N | MISO_W | SPP_N | Internal | Summer | B6 | 300 | 3537 | 0 | 160.5 | 160.83 | 7 | 0
2040 | MISO_W_2_SPP_N | MISO_W | SPP_N | Internal | Summer | B7 | 400 | 3537 | 0 | 149.06 | 155.43 | 7 | 0
2040 | MISO_W_2_SPP_N | MISO_W | SPP_N | Internal | Summer | B8 | 500 | 3537 | 0 | 135.35 | 134.1 | 7 | 0
2040 | MISO_W_2_SPP_N | MISO_W | SPP_N | Internal | Summer | B9 | 800 | 3537 | 0 | 133.2 | 133.12 | 7 | 0
2040 | MISO_W_2_SPP_N | MISO_W | SPP_N | Internal | Summer | B10 | 1262 | 3537 | 0 | 94.86 | 82.84 | 7 | 0
2040 | MISO_W_2_SPP_N | MISO_W | SPP_N | Internal | Winter | B16 | 25 | 3537 | 0 | 47.35 | 11.52 | 7 | 0
2040 | MISO_W_2_SPP_N | MISO_W | SPP_N | Internal | Winter | B17 | 100 | 3537 | 0 | 54.35 | 11.52 | 7 | 0
2040 | MISO_W_2_SPP_N | MISO_W | SPP_N | Internal | Winter | B18 | 400 | 3537 | 0 | 131.83 | 126.83 | 7 | 0
2040 | MISO_W_2_SPP_N | MISO_W | SPP_N | Internal | Winter | B19 | 700 | 3537 | 0 | 138.9 | 11.53 | 7 | 0
2040 | MISO_W_2_SPP_N | MISO_W | SPP_N | Internal | Winter | B20 | 935 | 3537 | 0 | 82.19 | 11.52 | 7 | 0
2040 | MISO_WUMS_2_MISO_MI | MISO_WUMS | MISO_MI | Internal | Shoulder | B11 | 25 | 787 | 0.68 | 137.15 | 137.14 | 0.01 | 0
2040 | MISO_WUMS_2_MISO_MI | MISO_WUMS | MISO_MI | Internal | Shoulder | B12 | 200 | 787 | 0.09 | 137.11 | 137.09 | 0.01 | 0
2040 | MISO_WUMS_2_MISO_MI | MISO_WUMS | MISO_MI | Internal | Shoulder | B13 | 600 | 787 | 0.03 | 137.11 | 137.09 | 0.01 | 0
2040 | MISO_WUMS_2_MISO_MI | MISO_WUMS | MISO_MI | Internal | Shoulder | B14 | 900 | 787 | 292.4 | 134.97 | 134.98 | 0.01 | 0
2040 | MISO_WUMS_2_MISO_MI | MISO_WUMS | MISO_MI | Internal | Shoulder | B15 | 1203 | 787 | 730.15 | 105.27 | 105.28 | 0.01 | 0
2040 | MISO_WUMS_2_MISO_MI | MISO_WUMS | MISO_MI | Internal | Summer | B1 | 10 | 787 | 787 | 135.35 | 195.92 | 0.01 | 60.56
2040 | MISO_WUMS_2_MISO_MI | MISO_WUMS | MISO_MI | Internal | Summer | B2 | 25 | 787 | 787 | 145.77 | 243.63 | 0.01 | 97.85
2040 | MISO_WUMS_2_MISO_MI | MISO_WUMS | MISO_MI | Internal | Summer | B3 | 75 | 787 | 787 | 157.49 | 235.81 | 0.01 | 78.31
2040 | MISO_WUMS_2_MISO_MI | MISO_WUMS | MISO_MI | Internal | Summer | B4 | 100 | 787 | 787 | 157.49 | 173.44 | 0.01 | 15.94
2040 | MISO_WUMS_2_MISO_MI | MISO_WUMS | MISO_MI | Internal | Summer | B5 | 200 | 787 | 787 | 157.49 | 158.51 | 0.01 | 1.01
2040 | MISO_WUMS_2_MISO_MI | MISO_WUMS | MISO_MI | Internal | Summer | B6 | 300 | 787 | 787 | 145.77 | 156.52 | 0.01 | 10.74
2040 | MISO_WUMS_2_MISO_MI | MISO_WUMS | MISO_MI | Internal | Summer | B7 | 400 | 787 | 787 | 135.35 | 135.91 | 0.01 | 0.55
2040 | MISO_WUMS_2_MISO_MI | MISO_WUMS | MISO_MI | Internal | Summer | B8 | 500 | 787 | 786.99 | 135.35 | 135.45 | 0.01 | 0.09
2040 | MISO_WUMS_2_MISO_MI | MISO_WUMS | MISO_MI | Internal | Summer | B9 | 800 | 787 | 786.99 | 135.35 | 135.45 | 0.01 | 0.09
2040 | MISO_WUMS_2_MISO_MI | MISO_WUMS | MISO_MI | Internal | Summer | B10 | 1262 | 787 | 787 | 114.57 | 117.1 | 0.01 | 2.52
2040 | MISO_WUMS_2_MISO_MI | MISO_WUMS | MISO_MI | Internal | Winter | B16 | 25 | 787 | 787 | 73.5 | 139.87 | 0.01 | 66.36
2040 | MISO_WUMS_2_MISO_MI | MISO_WUMS | MISO_MI | Internal | Winter | B17 | 100 | 787 | 786.99 | 140 | 140.44 | 0.01 | 0.42
2040 | MISO_WUMS_2_MISO_MI | MISO_WUMS | MISO_MI | Internal | Winter | B18 | 400 | 787 | 787 | 138.93 | 139.26 | 0.01 | 0.32
2040 | MISO_WUMS_2_MISO_MI | MISO_WUMS | MISO_MI | Internal | Winter | B19 | 700 | 787 | 376 | 138.93 | 138.94 | 0.01 | 0
2040 | MISO_WUMS_2_MISO_MI | MISO_WUMS | MISO_MI | Internal | Winter | B20 | 935 | 787 | 787 | 101.91 | 102.66 | 0.01 | 0.74
2040 | MISO_WUMS_2_MISO_W | MISO_WUMS | MISO_W | Internal | Shoulder | B11 | 25 | 1175 | 1175 | 137.15 | 141.36 | 0.01 | 4.19
2040 | MISO_WUMS_2_MISO_W | MISO_WUMS | MISO_W | Internal | Shoulder | B12 | 200 | 1175 | 0.02 | 137.11 | 137 | 0.01 | 0
2040 | MISO_WUMS_2_MISO_W | MISO_WUMS | MISO_W | Internal | Shoulder | B13 | 600 | 1175 | 0 | 137.11 | 134.97 | 0.01 | 0
2040 | MISO_WUMS_2_MISO_W | MISO_WUMS | MISO_W | Internal | Shoulder | B14 | 900 | 1175 | 0 | 134.97 | 76.61 | 0.01 | 0
2040 | MISO_WUMS_2_MISO_W | MISO_WUMS | MISO_W | Internal | Shoulder | B15 | 1203 | 1175 | 0 | 105.27 | 54.35 | 0.01 | 0
2040 | MISO_WUMS_2_MISO_W | MISO_WUMS | MISO_W | Internal | Summer | B1 | 10 | 1175 | 1175 | 135.35 | 251.63 | 0.01 | 116.27
2040 | MISO_WUMS_2_MISO_W | MISO_WUMS | MISO_W | Internal | Summer | B2 | 25 | 1175 | 1175 | 145.77 | 251.63 | 0.01 | 105.85
2040 | MISO_WUMS_2_MISO_W | MISO_WUMS | MISO_W | Internal | Summer | B3 | 75 | 1175 | 1175 | 157.49 | 243.79 | 0.01 | 86.3
2040 | MISO_WUMS_2_MISO_W | MISO_WUMS | MISO_W | Internal | Summer | B4 | 100 | 1175 | 1175 | 157.49 | 173.44 | 0.01 | 15.94
2040 | MISO_WUMS_2_MISO_W | MISO_WUMS | MISO_W | Internal | Summer | B5 | 200 | 1175 | 1175 | 157.49 | 165.41 | 0.01 | 7.91
2040 | MISO_WUMS_2_MISO_W | MISO_WUMS | MISO_W | Internal | Summer | B6 | 300 | 1175 | 1175 | 145.77 | 160.5 | 0.01 | 14.72
2040 | MISO_WUMS_2_MISO_W | MISO_WUMS | MISO_W | Internal | Summer | B7 | 400 | 1175 | 1175 | 135.35 | 149.06 | 0.01 | 13.7
2040 | MISO_WUMS_2_MISO_W | MISO_WUMS | MISO_W | Internal | Summer | B8 | 500 | 1175 | 0.06 | 135.35 | 135.35 | 0.01 | 0
2040 | MISO_WUMS_2_MISO_W | MISO_WUMS | MISO_W | Internal | Summer | B9 | 800 | 1175 | 0 | 135.35 | 133.2 | 0.01 | 0
2040 | MISO_WUMS_2_MISO_W | MISO_WUMS | MISO_W | Internal | Summer | B10 | 1262 | 1175 | 0 | 114.57 | 94.86 | 0.01 | 0
2040 | MISO_WUMS_2_MISO_W | MISO_WUMS | MISO_W | Internal | Winter | B16 | 25 | 1175 | 0 | 73.5 | 47.35 | 0.01 | 0
2040 | MISO_WUMS_2_MISO_W | MISO_WUMS | MISO_W | Internal | Winter | B17 | 100 | 1175 | 0 | 140 | 54.35 | 0.01 | 0
2040 | MISO_WUMS_2_MISO_W | MISO_WUMS | MISO_W | Internal | Winter | B18 | 400 | 1175 | 0 | 138.93 | 131.83 | 0.01 | 0
2040 | MISO_WUMS_2_MISO_W | MISO_WUMS | MISO_W | Internal | Winter | B19 | 700 | 1175 | 0.02 | 138.93 | 138.9 | 0.01 | 0
2040 | MISO_WUMS_2_MISO_W | MISO_WUMS | MISO_W | Internal | Winter | B20 | 935 | 1175 | 0 | 101.91 | 82.19 | 0.01 | 0
2040 | MISO_WUMS_2_PJM_ROR | MISO_WUMS | PJM_ROR | Internal | Shoulder | B11 | 25 | 1600 | 1600 | 137.15 | 143.36 | 2 | 4.2
2040 | MISO_WUMS_2_PJM_ROR | MISO_WUMS | PJM_ROR | Internal | Shoulder | B12 | 200 | 1600 | 0.02 | 137.11 | 139 | 2 | 0
2040 | MISO_WUMS_2_PJM_ROR | MISO_WUMS | PJM_ROR | Internal | Shoulder | B13 | 600 | 1600 | 0 | 137.11 | 136.97 | 2 | 0
2040 | MISO_WUMS_2_PJM_ROR | MISO_WUMS | PJM_ROR | Internal | Shoulder | B14 | 900 | 1600 | 237.36 | 134.97 | 136.97 | 2 | 0
2040 | MISO_WUMS_2_PJM_ROR | MISO_WUMS | PJM_ROR | Internal | Shoulder | B15 | 1203 | 1600 | 1599.98 | 105.27 | 107.28 | 2 | 0.01
2040 | MISO_WUMS_2_PJM_ROR | MISO_WUMS | PJM_ROR | Internal | Summer | B1 | 10 | 1600 | 1600 | 135.35 | 253.63 | 2 | 116.28
2040 | MISO_WUMS_2_PJM_ROR | MISO_WUMS | PJM_ROR | Internal | Summer | B2 | 25 | 1600 | 1600 | 145.77 | 253.63 | 2 | 105.86
2040 | MISO_WUMS_2_PJM_ROR | MISO_WUMS | PJM_ROR | Internal | Summer | B3 | 75 | 1600 | 1600 | 157.49 | 245.79 | 2 | 86.31
2040 | MISO_WUMS_2_PJM_ROR | MISO_WUMS | PJM_ROR | Internal | Summer | B4 | 100 | 1600 | 1600 | 157.49 | 175.44 | 2 | 15.95
2040 | MISO_WUMS_2_PJM_ROR | MISO_WUMS | PJM_ROR | Internal | Summer | B5 | 200 | 1600 | 1600 | 157.49 | 165.6 | 2 | 6.11
2040 | MISO_WUMS_2_PJM_ROR | MISO_WUMS | PJM_ROR | Internal | Summer | B6 | 300 | 1600 | 1600 | 145.77 | 158.52 | 2 | 10.75
2040 | MISO_WUMS_2_PJM_ROR | MISO_WUMS | PJM_ROR | Internal | Summer | B7 | 400 | 1600 | 1600 | 135.35 | 151.06 | 2 | 13.71
2040 | MISO_WUMS_2_PJM_ROR | MISO_WUMS | PJM_ROR | Internal | Summer | B8 | 500 | 1600 | 793.41 | 135.35 | 137.35 | 2 | 0
2040 | MISO_WUMS_2_PJM_ROR | MISO_WUMS | PJM_ROR | Internal | Summer | B9 | 800 | 1600 | 0 | 135.35 | 135.2 | 2 | 0
2040 | MISO_WUMS_2_PJM_ROR | MISO_WUMS | PJM_ROR | Internal | Summer | B10 | 1262 | 1600 | 0 | 114.57 | 115.1 | 2 | 0
2040 | MISO_WUMS_2_PJM_ROR | MISO_WUMS | PJM_ROR | Internal | Winter | B16 | 25 | 1600 | 1600 | 73.5 | 141.86 | 2 | 66.36
2040 | MISO_WUMS_2_PJM_ROR | MISO_WUMS | PJM_ROR | Internal | Winter | B17 | 100 | 1600 | 846.23 | 140 | 142 | 2 | 0
2040 | MISO_WUMS_2_PJM_ROR | MISO_WUMS | PJM_ROR | Internal | Winter | B18 | 400 | 1600 | 20.05 | 138.93 | 140.93 | 2 | 0
2040 | MISO_WUMS_2_PJM_ROR | MISO_WUMS | PJM_ROR | Internal | Winter | B19 | 700 | 1600 | 194.74 | 138.93 | 140.93 | 2 | 0
2040 | MISO_WUMS_2_PJM_ROR | MISO_WUMS | PJM_ROR | Internal | Winter | B20 | 935 | 1600 | 1577.38 | 101.91 | 103.91 | 2 | 0
2040 | NE_2_MAPP_US | NE | MAPP_US | Internal | Shoulder | B11 | 25 | 1600 | 0 | 136.36 | 134.36 | 5 | 0
2040 | NE_2_MAPP_US | NE | MAPP_US | Internal | Shoulder | B12 | 200 | 1600 | 0 | 128.86 | 130 | 5 | 0
2040 | NE_2_MAPP_US | NE | MAPP_US | Internal | Shoulder | B13 | 600 | 1600 | 909.1 | 106.3 | 111.3 | 5 | 0
2040 | NE_2_MAPP_US | NE | MAPP_US | Internal | Shoulder | B14 | 900 | 1600 | 1600 | 11.52 | 69.61 | 5 | 53.09
2040 | NE_2_MAPP_US | NE | MAPP_US | Internal | Shoulder | B15 | 1203 | 1600 | 1600 | 11.52 | 47.35 | 5 | 30.83
2040 | NE_2_MAPP_US | NE | MAPP_US | Internal | Summer | B1 | 10 | 1600 | 0 | 246.63 | 244.63 | 5 | 0
2040 | NE_2_MAPP_US | NE | MAPP_US | Internal | Summer | B2 | 25 | 1600 | 162.52 | 239.63 | 244.63 | 5 | 0
2040 | NE_2_MAPP_US | NE | MAPP_US | Internal | Summer | B3 | 75 | 1600 | 0 | 238.79 | 236.79 | 5 | 0
2040 | NE_2_MAPP_US | NE | MAPP_US | Internal | Summer | B4 | 100 | 1600 | 0 | 168.44 | 166.44 | 5 | 0
2040 | NE_2_MAPP_US | NE | MAPP_US | Internal | Summer | B5 | 200 | 1600 | 0 | 161.41 | 158.41 | 5 | 0
2040 | NE_2_MAPP_US | NE | MAPP_US | Internal | Summer | B6 | 300 | 1600 | 0 | 160.5 | 153.5 | 5 | 0
2040 | NE_2_MAPP_US | NE | MAPP_US | Internal | Summer | B7 | 400 | 1600 | 0 | 144.06 | 142.06 | 5 | 0
2040 | NE_2_MAPP_US | NE | MAPP_US | Internal | Summer | B8 | 500 | 1600 | 0 | 130.35 | 128.35 | 5 | 0
2040 | NE_2_MAPP_US | NE | MAPP_US | Internal | Summer | B9 | 800 | 1600 | 0 | 128.2 | 126.2 | 5 | 0
2040 | NE_2_MAPP_US | NE | MAPP_US | Internal | Summer | B10 | 1262 | 1600 | 1522.32 | 82.86 | 87.86 | 5 | 0
2040 | NE_2_MAPP_US | NE | MAPP_US | Internal | Winter | B16 | 25 | 1600 | 1600 | 11.52 | 47.35 | 5 | 30.83
2040 | NE_2_MAPP_US | NE | MAPP_US | Internal | Winter | B17 | 100 | 1600 | 1600 | 11.52 | 47.35 | 5 | 30.83
2040 | NE_2_MAPP_US | NE | MAPP_US | Internal | Winter | B18 | 400 | 1600 | 1439.34 | 119.83 | 124.83 | 5 | 0
2040 | NE_2_MAPP_US | NE | MAPP_US | Internal | Winter | B19 | 700 | 1600 | 1600 | 11.52 | 124.83 | 5 | 108.31
2040 | NE_2_MAPP_US | NE | MAPP_US | Internal | Winter | B20 | 935 | 1600 | 1600 | 11.52 | 75.19 | 5 | 58.67
2040 | NE_2_MISO_W | NE | MISO_W | Internal | Shoulder | B11 | 25 | 4089 | 958.56 | 136.36 | 141.36 | 5 | 0
2040 | NE_2_MISO_W | NE | MISO_W | Internal | Shoulder | B12 | 200 | 4089 | 4089 | 128.86 | 137 | 5 | 3.15
2040 | NE_2_MISO_W | NE | MISO_W | Internal | Shoulder | B13 | 600 | 4089 | 4089 | 106.3 | 134.97 | 5 | 23.67
2040 | NE_2_MISO_W | NE | MISO_W | Internal | Shoulder | B14 | 900 | 4089 | 4089 | 11.52 | 76.61 | 5 | 60.09
2040 | NE_2_MISO_W | NE | MISO_W | Internal | Shoulder | B15 | 1203 | 4089 | 4089 | 11.52 | 54.35 | 5 | 37.83
2040 | NE_2_MISO_W | NE | MISO_W | Internal | Summer | B1 | 10 | 4089 | 1527.72 | 246.63 | 251.63 | 5 | 0
2040 | NE_2_MISO_W | NE | MISO_W | Internal | Summer | B2 | 25 | 4089 | 4089 | 239.63 | 251.63 | 5 | 7
2040 | NE_2_MISO_W | NE | MISO_W | Internal | Summer | B3 | 75 | 4089 | 2139.5 | 238.79 | 243.79 | 5 | 0
2040 | NE_2_MISO_W | NE | MISO_W | Internal | Summer | B4 | 100 | 4089 | 382.44 | 168.44 | 173.44 | 5 | 0
2040 | NE_2_MISO_W | NE | MISO_W | Internal | Summer | B5 | 200 | 4089 | 0 | 161.41 | 165.41 | 5 | 0
2040 | NE_2_MISO_W | NE | MISO_W | Internal | Summer | B6 | 300 | 4089 | 0 | 160.5 | 160.5 | 5 | 0
2040 | NE_2_MISO_W | NE | MISO_W | Internal | Summer | B7 | 400 | 4089 | 474.9 | 144.06 | 149.06 | 5 | 0
2040 | NE_2_MISO_W | NE | MISO_W | Internal | Summer | B8 | 500 | 4089 | 1797.71 | 130.35 | 135.35 | 5 | 0
2040 | NE_2_MISO_W | NE | MISO_W | Internal | Summer | B9 | 800 | 4089 | 1802.53 | 128.2 | 133.2 | 5 | 0
2040 | NE_2_MISO_W | NE | MISO_W | Internal | Summer | B10 | 1262 | 4089 | 4089 | 82.86 | 94.86 | 5 | 7
2040 | NE_2_MISO_W | NE | MISO_W | Internal | Winter | B16 | 25 | 4089 | 4089 | 11.52 | 47.35 | 5 | 30.83
2040 | NE_2_MISO_W | NE | MISO_W | Internal | Winter | B17 | 100 | 4089 | 4089 | 11.52 | 54.35 | 5 | 37.83
2040 | NE_2_MISO_W | NE | MISO_W | Internal | Winter | B18 | 400 | 4089 | 4089 | 119.83 | 131.83 | 5 | 7
2040 | NE_2_MISO_W | NE | MISO_W | Internal | Winter | B19 | 700 | 4089 | 4089 | 11.52 | 138.9 | 5 | 122.38
2040 | NE_2_MISO_W | NE | MISO_W | Internal | Winter | B20 | 935 | 4089 | 4089 | 11.52 | 82.19 | 5 | 65.67
2040 | NE_2_SPP_N | NE | SPP_N | Internal | Shoulder | B11 | 25 | 1960 | 1903.33 | 136.36 | 136.37 | 0.01 | 0
2040 | NE_2_SPP_N | NE | SPP_N | Internal | Shoulder | B12 | 200 | 1960 | 1319.1 | 128.86 | 128.87 | 0.01 | 0
2040 | NE_2_SPP_N | NE | SPP_N | Internal | Shoulder | B13 | 600 | 1960 | 1201.77 | 106.3 | 106.31 | 0.01 | 0
2040 | NE_2_SPP_N | NE | SPP_N | Internal | Shoulder | B14 | 900 | 1960 | 0.04 | 11.52 | 11.52 | 0.01 | 0
2040 | NE_2_SPP_N | NE | SPP_N | Internal | Shoulder | B15 | 1203 | 1960 | 0.03 | 11.52 | 11.52 | 0.01 | 0
2040 | NE_2_SPP_N | NE | SPP_N | Internal | Summer | B1 | 10 | 1960 | 0 | 246.63 | 11.52 | 0.01 | 0
2040 | NE_2_SPP_N | NE | SPP_N | Internal | Summer | B2 | 25 | 1960 | 0.01 | 239.63 | 238.62 | 0.01 | 0
2040 | NE_2_SPP_N | NE | SPP_N | Internal | Summer | B3 | 75 | 1960 | 0.47 | 238.79 | 238.79 | 0.01 | 0
2040 | NE_2_SPP_N | NE | SPP_N | Internal | Summer | B4 | 100 | 1960 | 235.9 | 168.44 | 168.45 | 0.01 | 0
2040 | NE_2_SPP_N | NE | SPP_N | Internal | Summer | B5 | 200 | 1960 | 751.42 | 161.41 | 161.42 | 0.01 | 0
2040 | NE_2_SPP_N | NE | SPP_N | Internal | Summer | B6 | 300 | 1960 | 1960 | 160.5 | 160.83 | 0.01 | 0.31
2040 | NE_2_SPP_N | NE | SPP_N | Internal | Summer | B7 | 400 | 1960 | 1960 | 144.06 | 155.43 | 0.01 | 11.36
2040 | NE_2_SPP_N | NE | SPP_N | Internal | Summer | B8 | 500 | 1960 | 1960 | 130.35 | 134.1 | 0.01 | 3.74
2040 | NE_2_SPP_N | NE | SPP_N | Internal | Summer | B9 | 800 | 1960 | 1960 | 128.2 | 133.12 | 0.01 | 4.91
2040 | NE_2_SPP_N | NE | SPP_N | Internal | Summer | B10 | 1262 | 1960 | 0.01 | 82.86 | 82.84 | 0.01 | 0
2040 | NE_2_SPP_N | NE | SPP_N | Internal | Winter | B16 | 25 | 1960 | 1.41 | 11.52 | 11.52 | 0.01 | 0
2040 | NE_2_SPP_N | NE | SPP_N | Internal | Winter | B17 | 100 | 1960 | 0.35 | 11.52 | 11.52 | 0.01 | 0
2040 | NE_2_SPP_N | NE | SPP_N | Internal | Winter | B18 | 400 | 1960 | 1960 | 119.83 | 126.83 | 0.01 | 6.99
2040 | NE_2_SPP_N | NE | SPP_N | Internal | Winter | B19 | 700 | 1960 | 717.37 | 11.52 | 11.53 | 0.01 | 0
2040 | NE_2_SPP_N | NE | SPP_N | Internal | Winter | B20 | 935 | 1960 | 0.04 | 11.52 | 11.52 | 0.01 | 0
2040 | NEISO_2_NYISO_A-F | NEISO | NYISO_A-F | Internal | Shoulder | B11 | 25 | 600 | 600 | 87.39 | 105.28 | 3 | 14.89
2040 | NEISO_2_NYISO_A-F | NEISO | NYISO_A-F | Internal | Shoulder | B12 | 200 | 600 | 600 | 87.39 | 136.01 | 3 | 45.62
2040 | NEISO_2_NYISO_A-F | NEISO | NYISO_A-F | Internal | Shoulder | B13 | 600 | 600 | 600 | 87.39 | 105.28 | 3 | 14.89
2040 | NEISO_2_NYISO_A-F | NEISO | NYISO_A-F | Internal | Shoulder | B14 | 900 | 600 | 600 | 87.39 | 105.28 | 3 | 14.89
2040 | NEISO_2_NYISO_A-F | NEISO | NYISO_A-F | Internal | Shoulder | B15 | 1203 | 600 | 600 | 87.39 | 100.23 | 3 | 9.84
2040 | NEISO_2_NYISO_A-F | NEISO | NYISO_A-F | Internal | Summer | B1 | 10 | 600 | 0 | 169.95 | 153.11 | 3 | 0
2040 | NEISO_2_NYISO_A-F | NEISO | NYISO_A-F | Internal | Summer | B2 | 25 | 600 | 0 | 213.92 | 170.83 | 3 | 0
2040 | NEISO_2_NYISO_A-F | NEISO | NYISO_A-F | Internal | Summer | B3 | 75 | 600 | 0 | 169.95 | 170.83 | 3 | 0
2040 | NEISO_2_NYISO_A-F | NEISO | NYISO_A-F | Internal | Summer | B4 | 100 | 600 | 600 | 146.12 | 155.48 | 3 | 6.35
2040 | NEISO_2_NYISO_A-F | NEISO | NYISO_A-F | Internal | Summer | B5 | 200 | 600 | 600 | 146.12 | 153.33 | 3 | 4.21
2040 | NEISO_2_NYISO_A-F | NEISO | NYISO_A-F | Internal | Summer | B6 | 300 | 600 | 600 | 146.12 | 150.53 | 3 | 1.4
2040 | NEISO_2_NYISO_A-F | NEISO | NYISO_A-F | Internal | Summer | B7 | 400 | 600 | 0.07 | 145.87 | 148.85 | 3 | 0
2040 | NEISO_2_NYISO_A-F | NEISO | NYISO_A-F | Internal | Summer | B8 | 500 | 600 | 0 | 139.58 | 136.58 | 3 | 0
2040 | NEISO_2_NYISO_A-F | NEISO | NYISO_A-F | Internal | Summer | B9 | 800 | 600 | 0 | 125.69 | 127.21 | 3 | 0
2040 | NEISO_2_NYISO_A-F | NEISO | NYISO_A-F | Internal | Summer | B10 | 1262 | 600 | 0 | 125.69 | 126.34 | 3 | 0
2040 | NEISO_2_NYISO_A-F | NEISO | NYISO_A-F | Internal | Winter | B16 | 25 | 600 | 600 | 87.39 | 95.93 | 3 | 5.54
2040 | NEISO_2_NYISO_A-F | NEISO | NYISO_A-F | Internal | Winter | B17 | 100 | 600 | 600 | 87.39 | 95.93 | 3 | 5.54
2040 | NEISO_2_NYISO_A-F | NEISO | NYISO_A-F | Internal | Winter | B18 | 400 | 600 | 600 | 87.39 | 95.93 | 3 | 5.54
2040 | NEISO_2_NYISO_A-F | NEISO | NYISO_A-F | Internal | Winter | B19 | 700 | 600 | 600 | 87.39 | 95.93 | 3 | 5.54
2040 | NEISO_2_NYISO_A-F | NEISO | NYISO_A-F | Internal | Winter | B20 | 935 | 600 | 600 | 87.39 | 95.93 | 3 | 5.54
2040 | NEISO_2_NYISO_G-I | NEISO | NYISO_G-I | Internal | Shoulder | B11 | 25 | 600 | 600 | 87.39 | 150.93 | 3 | 60.54
2040 | NEISO_2_NYISO_G-I | NEISO | NYISO_G-I | Internal | Shoulder | B12 | 200 | 600 | 600 | 87.39 | 150.93 | 3 | 60.54
2040 | NEISO_2_NYISO_G-I | NEISO | NYISO_G-I | Internal | Shoulder | B13 | 600 | 600 | 600 | 87.39 | 128.99 | 3 | 38.61
2040 | NEISO_2_NYISO_G-I | NEISO | NYISO_G-I | Internal | Shoulder | B14 | 900 | 600 | 600 | 87.39 | 128.99 | 3 | 38.61
2040 | NEISO_2_NYISO_G-I | NEISO | NYISO_G-I | Internal | Shoulder | B15 | 1203 | 600 | 600 | 87.39 | 100.24 | 3 | 9.85
2040 | NEISO_2_NYISO_G-I | NEISO | NYISO_G-I | Internal | Summer | B1 | 10 | 600 | 600 | 169.95 | 309.17 | 3 | 136.22
2040 | NEISO_2_NYISO_G-I | NEISO | NYISO_G-I | Internal | Summer | B2 | 25 | 600 | 600 | 213.92 | 245.65 | 3 | 28.73
2040 | NEISO_2_NYISO_G-I | NEISO | NYISO_G-I | Internal | Summer | B3 | 75 | 600 | 600 | 169.95 | 210.55 | 3 | 37.6
2040 | NEISO_2_NYISO_G-I | NEISO | NYISO_G-I | Internal | Summer | B4 | 100 | 600 | 600 | 146.12 | 167.46 | 3 | 18.34
2040 | NEISO_2_NYISO_G-I | NEISO | NYISO_G-I | Internal | Summer | B5 | 200 | 600 | 600 | 146.12 | 157.62 | 3 | 8.5
2040 | NEISO_2_NYISO_G-I | NEISO | NYISO_G-I | Internal | Summer | B6 | 300 | 600 | 600 | 146.12 | 150.54 | 3 | 1.42
2040 | NEISO_2_NYISO_G-I | NEISO | NYISO_G-I | Internal | Summer | B7 | 400 | 600 | 445.35 | 145.87 | 148.87 | 3 | 0
2040 | NEISO_2_NYISO_G-I | NEISO | NYISO_G-I | Internal | Summer | B8 | 500 | 600 | 423.99 | 139.58 | 142.58 | 3 | 0
2040 | NEISO_2_NYISO_G-I | NEISO | NYISO_G-I | Internal | Summer | B9 | 800 | 600 | 208.7 | 125.69 | 128.69 | 3 | 0
2040 | NEISO_2_NYISO_G-I | NEISO | NYISO_G-I | Internal | Summer | B10 | 1262 | 600 | 0 | 125.69 | 126.36 | 3 | 0
2040 | NEISO_2_NYISO_G-I | NEISO | NYISO_G-I | Internal | Winter | B16 | 25 | 600 | 600 | 87.39 | 161.62 | 3 | 71.23
2040 | NEISO_2_NYISO_G-I | NEISO | NYISO_G-I | Internal | Winter | B17 | 100 | 600 | 600 | 87.39 | 161.62 | 3 | 71.23
2040 | NEISO_2_NYISO_G-I | NEISO | NYISO_G-I | Internal | Winter | B18 | 400 | 600 | 600 | 87.39 | 134.44 | 3 | 44.06
2040 | NEISO_2_NYISO_G-I | NEISO | NYISO_G-I | Internal | Winter | B19 | 700 | 600 | 600 | 87.39 | 132.95 | 3 | 42.56
2040 | NEISO_2_NYISO_G-I | NEISO | NYISO_G-I | Internal | Winter | B20 | 935 | 600 | 600 | 87.39 | 95.94 | 3 | 5.55
2040 | NEISO_2_NYISO_J-K | NEISO | NYISO_J-K | Internal | Shoulder | B11 | 25 | 745 | 745 | 87.39 | 150.94 | 3 | 60.55
2040 | NEISO_2_NYISO_J-K | NEISO | NYISO_J-K | Internal | Shoulder | B12 | 200 | 745 | 745 | 87.39 | 150.94 | 3 | 60.55
2040 | NEISO_2_NYISO_J-K | NEISO | NYISO_J-K | Internal | Shoulder | B13 | 600 | 745 | 745 | 87.39 | 150.94 | 3 | 60.55
2040 | NEISO_2_NYISO_J-K | NEISO | NYISO_J-K | Internal | Shoulder | B14 | 900 | 745 | 745 | 87.39 | 129.78 | 3 | 39.39
2040 | NEISO_2_NYISO_J-K | NEISO | NYISO_J-K | Internal | Shoulder | B15 | 1203 | 745 | 745 | 87.39 | 100.25 | 3 | 9.86
2040 | NEISO_2_NYISO_J-K | NEISO | NYISO_J-K | Internal | Summer | B1 | 10 | 745 | 745 | 169.95 | 309.18 | 3 | 136.23
2040 | NEISO_2_NYISO_J-K | NEISO | NYISO_J-K | Internal | Summer | B2 | 25 | 745 | 745 | 213.92 | 245.67 | 3 | 28.74
2040 | NEISO_2_NYISO_J-K | NEISO | NYISO_J-K | Internal | Summer | B3 | 75 | 745 | 745 | 169.95 | 210.56 | 3 | 37.61
2040 | NEISO_2_NYISO_J-K | NEISO | NYISO_J-K | Internal | Summer | B4 | 100 | 745 | 745 | 146.12 | 207.74 | 3 | 58.62
2040 | NEISO_2_NYISO_J-K | NEISO | NYISO_J-K | Internal | Summer | B5 | 200 | 745 | 745 | 146.12 | 207.74 | 3 | 58.62
2040 | NEISO_2_NYISO_J-K | NEISO | NYISO_J-K | Internal | Summer | B6 | 300 | 745 | 745 | 146.12 | 156.61 | 3 | 7.48
2040 | NEISO_2_NYISO_J-K | NEISO | NYISO_J-K | Internal | Summer | B7 | 400 | 745 | 745 | 145.87 | 156.61 | 3 | 7.74
2040 | NEISO_2_NYISO_J-K | NEISO | NYISO_J-K | Internal | Summer | B8 | 500 | 745 | 745 | 139.58 | 146.92 | 3 | 4.35
2040 | NEISO_2_NYISO_J-K | NEISO | NYISO_J-K | Internal | Summer | B9 | 800 | 745 | 745 | 125.69 | 146.92 | 3 | 18.24
2040 | NEISO_2_NYISO_J-K | NEISO | NYISO_J-K | Internal | Summer | B10 | 1262 | 745 | 0 | 125.69 | 126.37 | 3 | 0
2040 | NEISO_2_NYISO_J-K | NEISO | NYISO_J-K | Internal | Winter | B16 | 25 | 745 | 745 | 87.39 | 164.92 | 3 | 74.54
2040 | NEISO_2_NYISO_J-K | NEISO | NYISO_J-K | Internal | Winter | B17 | 100 | 745 | 745 | 87.39 | 164.92 | 3 | 74.54
2040 | NEISO_2_NYISO_J-K | NEISO | NYISO_J-K | Internal | Winter | B18 | 400 | 745 | 745 | 87.39 | 164.92 | 3 | 74.54
2040 | NEISO_2_NYISO_J-K | NEISO | NYISO_J-K | Internal | Winter | B19 | 700 | 745 | 745 | 87.39 | 146.95 | 3 | 56.56
2040 | NEISO_2_NYISO_J-K | NEISO | NYISO_J-K | Internal | Winter | B20 | 935 | 745 | 745 | 87.39 | 95.95 | 3 | 5.56
2040 | NonRTO_Midwest_2_MISO_IN | NonRTO_Midwest | MISO_IN | Internal | Shoulder | B11 | 25 | 4450 | 0 | 145.03 | 137.03 | 8 | 0
2040 | NonRTO_Midwest_2_MISO_IN | NonRTO_Midwest | MISO_IN | Internal | Shoulder | B12 | 200 | 4450 | 0 | 142.31 | 137.03 | 8 | 0
2040 | NonRTO_Midwest_2_MISO_IN | NonRTO_Midwest | MISO_IN | Internal | Shoulder | B13 | 600 | 4450 | 0 | 140.81 | 137.03 | 8 | 0
2040 | NonRTO_Midwest_2_MISO_IN | NonRTO_Midwest | MISO_IN | Internal | Shoulder | B14 | 900 | 4450 | 0 | 140.81 | 134.97 | 8 | 0
2040 | NonRTO_Midwest_2_MISO_IN | NonRTO_Midwest | MISO_IN | Internal | Shoulder | B15 | 1203 | 4450 | 0 | 107.28 | 99.28 | 8 | 0
2040 | NonRTO_Midwest_2_MISO_IN | NonRTO_Midwest | MISO_IN | Internal | Summer | B1 | 10 | 4450 | 0 | 206.51 | 157.59 | 8 | 0
2040 | NonRTO_Midwest_2_MISO_IN | NonRTO_Midwest | MISO_IN | Internal | Summer | B2 | 25 | 4450 | 0 | 251.62 | 243.62 | 8 | 0
2040 | NonRTO_Midwest_2_MISO_IN | NonRTO_Midwest | MISO_IN | Internal | Summer | B3 | 75 | 4450 | 0 | 243.79 | 235.79 | 8 | 0
2040 | NonRTO_Midwest_2_MISO_IN | NonRTO_Midwest | MISO_IN | Internal | Summer | B4 | 100 | 4450 | 0 | 181.43 | 173.43 | 8 | 0
2040 | NonRTO_Midwest_2_MISO_IN | NonRTO_Midwest | MISO_IN | Internal | Summer | B5 | 200 | 4450 | 0 | 166.5 | 158.5 | 8 | 0
2040 | NonRTO_Midwest_2_MISO_IN | NonRTO_Midwest | MISO_IN | Internal | Summer | B6 | 300 | 4450 | 0 | 164.5 | 156.5 | 8 | 0
2040 | NonRTO_Midwest_2_MISO_IN | NonRTO_Midwest | MISO_IN | Internal | Summer | B7 | 400 | 4450 | 0 | 143.43 | 135.43 | 8 | 0
2040 | NonRTO_Midwest_2_MISO_IN | NonRTO_Midwest | MISO_IN | Internal | Summer | B8 | 500 | 4450 | 0 | 139.24 | 135.43 | 8 | 0
2040 | NonRTO_Midwest_2_MISO_IN | NonRTO_Midwest | MISO_IN | Internal | Summer | B9 | 800 | 4450 | 0 | 139.24 | 135.43 | 8 | 0
2040 | NonRTO_Midwest_2_MISO_IN | NonRTO_Midwest | MISO_IN | Internal | Summer | B10 | 1262 | 4450 | 0 | 112.86 | 117.09 | 8 | 0
2040 | NonRTO_Midwest_2_MISO_IN | NonRTO_Midwest | MISO_IN | Internal | Winter | B16 | 25 | 4450 | 0 | 147.86 | 139.86 | 8 | 0
2040 | NonRTO_Midwest_2_MISO_IN | NonRTO_Midwest | MISO_IN | Internal | Winter | B17 | 100 | 4450 | 0 | 148.42 | 140.42 | 8 | 0
2040 | NonRTO_Midwest_2_MISO_IN | NonRTO_Midwest | MISO_IN | Internal | Winter | B18 | 400 | 4450 | 0 | 147.24 | 139.24 | 8 | 0
2040 | NonRTO_Midwest_2_MISO_IN | NonRTO_Midwest | MISO_IN | Internal | Winter | B19 | 700 | 4450 | 0 | 146.93 | 138.93 | 8 | 0
2040 | NonRTO_Midwest_2_MISO_IN | NonRTO_Midwest | MISO_IN | Internal | Winter | B20 | 935 | 4450 | 0 | 95.65 | 87.65 | 8 | 0
2040 | NonRTO_Midwest_2_TVA_Transmission | NonRTO_Midwest | TVA_Transmission | Internal | Shoulder | B11 | 25 | 2400 | 0 | 145.03 | 149.35 | 8 | 0
2040 | NonRTO_Midwest_2_TVA_Transmission | NonRTO_Midwest | TVA_Transmission | Internal | Shoulder | B12 | 200 | 2400 | 0 | 142.31 | 141.37 | 8 | 0
2040 | NonRTO_Midwest_2_TVA_Transmission | NonRTO_Midwest | TVA_Transmission | Internal | Shoulder | B13 | 600 | 2400 | 0 | 140.81 | 136.06 | 8 | 0
2040 | NonRTO_Midwest_2_TVA_Transmission | NonRTO_Midwest | TVA_Transmission | Internal | Shoulder | B14 | 900 | 2400 | 0 | 140.81 | 136.06 | 8 | 0
2040 | NonRTO_Midwest_2_TVA_Transmission | NonRTO_Midwest | TVA_Transmission | Internal | Shoulder | B15 | 1203 | 2400 | 0 | 107.28 | 98.28 | 8 | 0
2040 | NonRTO_Midwest_2_TVA_Transmission | NonRTO_Midwest | TVA_Transmission | Internal | Summer | B1 | 10 | 2400 | 2400 | 206.51 | 256.21 | 8 | 41.7
2040 | NonRTO_Midwest_2_TVA_Transmission | NonRTO_Midwest | TVA_Transmission | Internal | Summer | B2 | 25 | 2400 | 206.18 | 251.62 | 259.62 | 8 | 0
2040 | NonRTO_Midwest_2_TVA_Transmission | NonRTO_Midwest | TVA_Transmission | Internal | Summer | B3 | 75 | 2400 | 1681.33 | 243.79 | 251.79 | 8 | 0
2040 | NonRTO_Midwest_2_TVA_Transmission | NonRTO_Midwest | TVA_Transmission | Internal | Summer | B4 | 100 | 2400 | 0 | 181.43 | 181.44 | 8 | 0
2040 | NonRTO_Midwest_2_TVA_Transmission | NonRTO_Midwest | TVA_Transmission | Internal | Summer | B5 | 200 | 2400 | 0 | 166.5 | 169.71 | 8 | 0
2040 | NonRTO_Midwest_2_TVA_Transmission | NonRTO_Midwest | TVA_Transmission | Internal | Summer | B6 | 300 | 2400 | 0 | 164.5 | 158.52 | 8 | 0
2040 | NonRTO_Midwest_2_TVA_Transmission | NonRTO_Midwest | TVA_Transmission | Internal | Summer | B7 | 400 | 2400 | 224.2 | 143.43 | 151.43 | 8 | 0
2040 | NonRTO_Midwest_2_TVA_Transmission | NonRTO_Midwest | TVA_Transmission | Internal | Summer | B8 | 500 | 2400 | 0 | 139.24 | 141.11 | 8 | 0
2040 | NonRTO_Midwest_2_TVA_Transmission | NonRTO_Midwest | TVA_Transmission | Internal | Summer | B9 | 800 | 2400 | 0 | 139.24 | 139.96 | 8 | 0
2040 | NonRTO_Midwest_2_TVA_Transmission | NonRTO_Midwest | TVA_Transmission | Internal | Summer | B10 | 1262 | 2400 | 0 | 112.86 | 103.84 | 8 | 0
2040 | NonRTO_Midwest_2_TVA_Transmission | NonRTO_Midwest | TVA_Transmission | Internal | Winter | B16 | 25 | 2400 | 0 | 147.86 | 147.86 | 8 | 0
2040 | NonRTO_Midwest_2_TVA_Transmission | NonRTO_Midwest | TVA_Transmission | Internal | Winter | B17 | 100 | 2400 | 0 | 148.42 | 143.92 | 8 | 0
2040 | NonRTO_Midwest_2_TVA_Transmission | NonRTO_Midwest | TVA_Transmission | Internal | Winter | B18 | 400 | 2400 | 0 | 147.24 | 139.83 | 8 | 0
2040 | NonRTO_Midwest_2_TVA_Transmission | NonRTO_Midwest | TVA_Transmission | Internal | Winter | B19 | 700 | 2400 | 0 | 146.93 | 139.83 | 8 | 0
2040 | NonRTO_Midwest_2_TVA_Transmission | NonRTO_Midwest | TVA_Transmission | Internal | Winter | B20 | 935 | 2400 | 0 | 95.65 | 95.64 | 8 | 0
2040 | NYISO_A-F_2_IESO | NYISO_A-F | IESO | Internal | Shoulder | B11 | 25 | 1600 | 0 | 105.28 | 98.28 | 7 | 0
2040 | NYISO_A-F_2_IESO | NYISO_A-F | IESO | Internal | Shoulder | B12 | 200 | 1600 | 0 | 136.01 | 129.01 | 7 | 0
2040 | NYISO_A-F_2_IESO | NYISO_A-F | IESO | Internal | Shoulder | B13 | 600 | 1600 | 0 | 105.28 | 98.28 | 7 | 0
2040 | NYISO_A-F_2_IESO | NYISO_A-F | IESO | Internal | Shoulder | B14 | 900 | 1600 | 0 | 105.28 | 98.28 | 7 | 0
2040 | NYISO_A-F_2_IESO | NYISO_A-F | IESO | Internal | Shoulder | B15 | 1203 | 1600 | 0 | 100.23 | 98.28 | 7 | 0
2040 | NYISO_A-F_2_IESO | NYISO_A-F | IESO | Internal | Summer | B1 | 10 | 1600 | 0 | 153.11 | 148.48 | 7 | 0
2040 | NYISO_A-F_2_IESO | NYISO_A-F | IESO | Internal | Summer | B2 | 25 | 1600 | 0 | 170.83 | 163.83 | 7 | 0
2040 | NYISO_A-F_2_IESO | NYISO_A-F | IESO | Internal | Summer | B3 | 75 | 1600 | 0 | 170.83 | 163.83 | 7 | 0
2040 | NYISO_A-F_2_IESO | NYISO_A-F | IESO | Internal | Summer | B4 | 100 | 1600 | 0 | 155.48 | 148.48 | 7 | 0
2040 | NYISO_A-F_2_IESO | NYISO_A-F | IESO | Internal | Summer | B5 | 200 | 1600 | 0 | 153.33 | 146.33 | 7 | 0
2040 | NYISO_A-F_2_IESO | NYISO_A-F | IESO | Internal | Summer | B6 | 300 | 1600 | 0 | 150.53 | 107.97 | 7 | 0
2040 | NYISO_A-F_2_IESO | NYISO_A-F | IESO | Internal | Summer | B7 | 400 | 1600 | 0 | 148.85 | 107.97 | 7 | 0
2040 | NYISO_A-F_2_IESO | NYISO_A-F | IESO | Internal | Summer | B8 | 500 | 1600 | 0 | 136.58 | 107.97 | 7 | 0
2040 | NYISO_A-F_2_IESO | NYISO_A-F | IESO | Internal | Summer | B9 | 800 | 1600 | 0 | 127.21 | 107.97 | 7 | 0
2040 | NYISO_A-F_2_IESO | NYISO_A-F | IESO | Internal | Summer | B10 | 1262 | 1600 | 0 | 126.34 | 107.97 | 7 | 0
2040 | NYISO_A-F_2_IESO | NYISO_A-F | IESO | Internal | Winter | B16 | 25 | 1600 | 0 | 95.93 | 100.38 | 7 | 0
2040 | NYISO_A-F_2_IESO | NYISO_A-F | IESO | Internal | Winter | B17 | 100 | 1600 | 0 | 95.93 | 100.38 | 7 | 0
2040 | NYISO_A-F_2_IESO | NYISO_A-F | IESO | Internal | Winter | B18 | 400 | 1600 | 0 | 95.93 | 100.38 | 7 | 0
2040 | NYISO_A-F_2_IESO | NYISO_A-F | IESO | Internal | Winter | B19 | 700 | 1600 | 0 | 95.93 | 100.38 | 7 | 0
2040 | NYISO_A-F_2_IESO | NYISO_A-F | IESO | Internal | Winter | B20 | 935 | 1600 | 0 | 95.93 | 100.38 | 7 | 0
2040 | NYISO_A-F_2_NEISO | NYISO_A-F | NEISO | Internal | Shoulder | B11 | 25 | 600 | 0 | 105.28 | 87.39 | 3 | 0
2040 | NYISO_A-F_2_NEISO | NYISO_A-F | NEISO | Internal | Shoulder | B12 | 200 | 600 | 0 | 136.01 | 87.39 | 3 | 0
2040 | NYISO_A-F_2_NEISO | NYISO_A-F | NEISO | Internal | Shoulder | B13 | 600 | 600 | 0 | 105.28 | 87.39 | 3 | 0
2040 | NYISO_A-F_2_NEISO | NYISO_A-F | NEISO | Internal | Shoulder | B14 | 900 | 600 | 0 | 105.28 | 87.39 | 3 | 0
2040 | NYISO_A-F_2_NEISO | NYISO_A-F | NEISO | Internal | Shoulder | B15 | 1203 | 600 | 0 | 100.23 | 87.39 | 3 | 0
2040 | NYISO_A-F_2_NEISO | NYISO_A-F | NEISO | Internal | Summer | B1 | 10 | 600 | 600 | 153.11 | 169.95 | 3 | 13.84
2040 | NYISO_A-F_2_NEISO | NYISO_A-F | NEISO | Internal | Summer | B2 | 25 | 600 | 600 | 170.83 | 213.92 | 3 | 40.09
2040 | NYISO_A-F_2_NEISO | NYISO_A-F | NEISO | Internal | Summer | B3 | 75 | 600 | 0 | 170.83 | 169.95 | 3 | 0
2040 | NYISO_A-F_2_NEISO | NYISO_A-F | NEISO | Internal | Summer | B4 | 100 | 600 | 0 | 155.48 | 146.12 | 3 | 0
2040 | NYISO_A-F_2_NEISO | NYISO_A-F | NEISO | Internal | Summer | B5 | 200 | 600 | 0 | 153.33 | 146.12 | 3 | 0
2040 | NYISO_A-F_2_NEISO | NYISO_A-F | NEISO | Internal | Summer | B6 | 300 | 600 | 0 | 150.53 | 146.12 | 3 | 0
2040 | NYISO_A-F_2_NEISO | NYISO_A-F | NEISO | Internal | Summer | B7 | 400 | 600 | 0 | 148.85 | 145.87 | 3 | 0
2040 | NYISO_A-F_2_NEISO | NYISO_A-F | NEISO | Internal | Summer | B8 | 500 | 600 | 507.81 | 136.58 | 139.58 | 3 | 0
2040 | NYISO_A-F_2_NEISO | NYISO_A-F | NEISO | Internal | Summer | B9 | 800 | 600 | 0 | 127.21 | 125.69 | 3 | 0
2040 | NYISO_A-F_2_NEISO | NYISO_A-F | NEISO | Internal | Summer | B10 | 1262 | 600 | 0 | 126.34 | 125.69 | 3 | 0
2040 | NYISO_A-F_2_NEISO | NYISO_A-F | NEISO | Internal | Winter | B16 | 25 | 600 | 0 | 95.93 | 87.39 | 3 | 0
2040 | NYISO_A-F_2_NEISO | NYISO_A-F | NEISO | Internal | Winter | B17 | 100 | 600 | 0 | 95.93 | 87.39 | 3 | 0
2040 | NYISO_A-F_2_NEISO | NYISO_A-F | NEISO | Internal | Winter | B18 | 400 | 600 | 0 | 95.93 | 87.39 | 3 | 0
2040 | NYISO_A-F_2_NEISO | NYISO_A-F | NEISO | Internal | Winter | B19 | 700 | 600 | 0 | 95.93 | 87.39 | 3 | 0
2040 | NYISO_A-F_2_NEISO | NYISO_A-F | NEISO | Internal | Winter | B20 | 935 | 600 | 0 | 95.93 | 87.39 | 3 | 0
2040 | NYISO_A-F_2_NYISO_G-I | NYISO_A-F | NYISO_G-I | Internal | Shoulder | B11 | 25 | 5685 | 5685 | 105.28 | 150.93 | 0.01 | 45.63
2040 | NYISO_A-F_2_NYISO_G-I | NYISO_A-F | NYISO_G-I | Internal | Shoulder | B12 | 200 | 5685 | 5685 | 136.01 | 150.93 | 0.01 | 14.91
2040 | NYISO_A-F_2_NYISO_G-I | NYISO_A-F | NYISO_G-I | Internal | Shoulder | B13 | 600 | 5685 | 5685 | 105.28 | 128.99 | 0.01 | 23.7
2040 | NYISO_A-F_2_NYISO_G-I | NYISO_A-F | NYISO_G-I | Internal | Shoulder | B14 | 900 | 5685 | 5685 | 105.28 | 128.99 | 0.01 | 23.7
2040 | NYISO_A-F_2_NYISO_G-I | NYISO_A-F | NYISO_G-I | Internal | Shoulder | B15 | 1203 | 5685 | 4236.42 | 100.23 | 100.24 | 0.01 | 0
2040 | NYISO_A-F_2_NYISO_G-I | NYISO_A-F | NYISO_G-I | Internal | Summer | B1 | 10 | 5685 | 5685 | 153.11 | 309.17 | 0.01 | 156.04
2040 | NYISO_A-F_2_NYISO_G-I | NYISO_A-F | NYISO_G-I | Internal | Summer | B2 | 25 | 5685 | 5685 | 170.83 | 245.65 | 0.01 | 74.81
2040 | NYISO_A-F_2_NYISO_G-I | NYISO_A-F | NYISO_G-I | Internal | Summer | B3 | 75 | 5685 | 5685 | 170.83 | 210.55 | 0.01 | 39.71
2040 | NYISO_A-F_2_NYISO_G-I | NYISO_A-F | NYISO_G-I | Internal | Summer | B4 | 100 | 5685 | 5685 | 155.48 | 167.46 | 0.01 | 11.97
2040 | NYISO_A-F_2_NYISO_G-I | NYISO_A-F | NYISO_G-I | Internal | Summer | B5 | 200 | 5685 | 5685 | 153.33 | 157.62 | 0.01 | 4.28
2040 | NYISO_A-F_2_NYISO_G-I | NYISO_A-F | NYISO_G-I | Internal | Summer | B6 | 300 | 5685 | 5523.95 | 150.53 | 150.54 | 0.01 | 0
2040 | NYISO_A-F_2_NYISO_G-I | NYISO_A-F | NYISO_G-I | Internal | Summer | B7 | 400 | 5685 | 5642.33 | 148.85 | 148.87 | 0.01 | 0
2040 | NYISO_A-F_2_NYISO_G-I | NYISO_A-F | NYISO_G-I | Internal | Summer | B8 | 500 | 5685 | 5685 | 136.58 | 142.58 | 0.01 | 5.99
2040 | NYISO_A-F_2_NYISO_G-I | NYISO_A-F | NYISO_G-I | Internal | Summer | B9 | 800 | 5685 | 5685 | 127.21 | 128.69 | 0.01 | 1.46
2040 | NYISO_A-F_2_NYISO_G-I | NYISO_A-F | NYISO_G-I | Internal | Summer | B10 | 1262 | 5685 | 4477.96 | 126.34 | 126.36 | 0.01 | 0
2040 | NYISO_A-F_2_NYISO_G-I | NYISO_A-F | NYISO_G-I | Internal | Winter | B16 | 25 | 5685 | 5685 | 95.93 | 161.62 | 0.01 | 65.68
2040 | NYISO_A-F_2_NYISO_G-I | NYISO_A-F | NYISO_G-I | Internal | Winter | B17 | 100 | 5685 | 5685 | 95.93 | 161.62 | 0.01 | 65.68
2040 | NYISO_A-F_2_NYISO_G-I | NYISO_A-F | NYISO_G-I | Internal | Winter | B18 | 400 | 5685 | 5685 | 95.93 | 134.44 | 0.01 | 38.5
2040 | NYISO_A-F_2_NYISO_G-I | NYISO_A-F | NYISO_G-I | Internal | Winter | B19 | 700 | 5685 | 5685 | 95.93 | 132.95 | 0.01 | 37.01
2040 | NYISO_A-F_2_NYISO_G-I | NYISO_A-F | NYISO_G-I | Internal | Winter | B20 | 935 | 5685 | 5197.91 | 95.93 | 95.94 | 0.01 | 0
2040 | NYISO_A-F_2_PJM_ROM | NYISO_A-F | PJM_ROM | Internal | Shoulder | B11 | 25 | 1000 | 1000 | 105.28 | 153.86 | 8 | 40.57
2040 | NYISO_A-F_2_PJM_ROM | NYISO_A-F | PJM_ROM | Internal | Shoulder | B12 | 200 | 1000 | 1000 | 136.01 | 146.68 | 8 | 2.67
2040 | NYISO_A-F_2_PJM_ROM | NYISO_A-F | PJM_ROM | Internal | Shoulder | B13 | 600 | 1000 | 1000 | 105.28 | 136.98 | 8 | 23.7
2040 | NYISO_A-F_2_PJM_ROM | NYISO_A-F | PJM_ROM | Internal | Shoulder | B14 | 900 | 1000 | 1000 | 105.28 | 136.98 | 8 | 23.7
2040 | NYISO_A-F_2_PJM_ROM | NYISO_A-F | PJM_ROM | Internal | Shoulder | B15 | 1203 | 1000 | 55.24 | 100.23 | 108.23 | 8 | 0
2040 | NYISO_A-F_2_PJM_ROM | NYISO_A-F | PJM_ROM | Internal | Summer | B1 | 10 | 1000 | 1000 | 153.11 | 317.16 | 8 | 156.04
2040 | NYISO_A-F_2_PJM_ROM | NYISO_A-F | PJM_ROM | Internal | Summer | B2 | 25 | 1000 | 1000 | 170.83 | 253.64 | 8 | 74.81
2040 | NYISO_A-F_2_PJM_ROM | NYISO_A-F | PJM_ROM | Internal | Summer | B3 | 75 | 1000 | 1000 | 170.83 | 245.81 | 8 | 66.98
2040 | NYISO_A-F_2_PJM_ROM | NYISO_A-F | PJM_ROM | Internal | Summer | B4 | 100 | 1000 | 1000 | 155.48 | 175.45 | 8 | 11.97
2040 | NYISO_A-F_2_PJM_ROM | NYISO_A-F | PJM_ROM | Internal | Summer | B5 | 200 | 1000 | 1000 | 153.33 | 165.61 | 8 | 4.28
2040 | NYISO_A-F_2_PJM_ROM | NYISO_A-F | PJM_ROM | Internal | Summer | B6 | 300 | 1000 | 856.52 | 150.53 | 158.53 | 8 | 0
2040 | NYISO_A-F_2_PJM_ROM | NYISO_A-F | PJM_ROM | Internal | Summer | B7 | 400 | 1000 | 0 | 148.85 | 151.07 | 8 | 0
2040 | NYISO_A-F_2_PJM_ROM | NYISO_A-F | PJM_ROM | Internal | Summer | B8 | 500 | 1000 | 99.83 | 136.58 | 144.58 | 8 | 0
2040 | NYISO_A-F_2_PJM_ROM | NYISO_A-F | PJM_ROM | Internal | Summer | B9 | 800 | 1000 | 905.15 | 127.21 | 135.21 | 8 | 0
2040 | NYISO_A-F_2_PJM_ROM | NYISO_A-F | PJM_ROM | Internal | Summer | B10 | 1262 | 1000 | 0 | 126.34 | 120.34 | 8 | 0
2040 | NYISO_A-F_2_PJM_ROM | NYISO_A-F | PJM_ROM | Internal | Winter | B16 | 25 | 1000 | 1000 | 95.93 | 160.24 | 8 | 56.31
2040 | NYISO_A-F_2_PJM_ROM | NYISO_A-F | PJM_ROM | Internal | Winter | B17 | 100 | 1000 | 1000 | 95.93 | 158.91 | 8 | 54.99
2040 | NYISO_A-F_2_PJM_ROM | NYISO_A-F | PJM_ROM | Internal | Winter | B18 | 400 | 1000 | 1000 | 95.93 | 140.94 | 8 | 37.02
2040 | NYISO_A-F_2_PJM_ROM | NYISO_A-F | PJM_ROM | Internal | Winter | B19 | 700 | 1000 | 1000 | 95.93 | 140.94 | 8 | 37.01
2040 | NYISO_A-F_2_PJM_ROM | NYISO_A-F | PJM_ROM | Internal | Winter | B20 | 935 | 1000 | 611.04 | 95.93 | 103.93 | 8 | 0
2040 | NYISO_G-I_2_NEISO | NYISO_G-I | NEISO | Internal | Shoulder | B11 | 25 | 600 | 0 | 150.93 | 87.39 | 3 | 0
2040 | NYISO_G-I_2_NEISO | NYISO_G-I | NEISO | Internal | Shoulder | B12 | 200 | 600 | 0 | 150.93 | 87.39 | 3 | 0
2040 | NYISO_G-I_2_NEISO | NYISO_G-I | NEISO | Internal | Shoulder | B13 | 600 | 600 | 0 | 128.99 | 87.39 | 3 | 0
2040 | NYISO_G-I_2_NEISO | NYISO_G-I | NEISO | Internal | Shoulder | B14 | 900 | 600 | 0 | 128.99 | 87.39 | 3 | 0
2040 | NYISO_G-I_2_NEISO | NYISO_G-I | NEISO | Internal | Shoulder | B15 | 1203 | 600 | 0 | 100.24 | 87.39 | 3 | 0
2040 | NYISO_G-I_2_NEISO | NYISO_G-I | NEISO | Internal | Summer | B1 | 10 | 600 | 0 | 309.17 | 169.95 | 3 | 0
2040 | NYISO_G-I_2_NEISO | NYISO_G-I | NEISO | Internal | Summer | B2 | 25 | 600 | 0 | 245.65 | 213.92 | 3 | 0
2040 | NYISO_G-I_2_NEISO | NYISO_G-I | NEISO | Internal | Summer | B3 | 75 | 600 | 0 | 210.55 | 169.95 | 3 | 0
2040 | NYISO_G-I_2_NEISO | NYISO_G-I | NEISO | Internal | Summer | B4 | 100 | 600 | 0 | 167.46 | 146.12 | 3 | 0
2040 | NYISO_G-I_2_NEISO | NYISO_G-I | NEISO | Internal | Summer | B5 | 200 | 600 | 0 | 157.62 | 146.12 | 3 | 0
2040 | NYISO_G-I_2_NEISO | NYISO_G-I | NEISO | Internal | Summer | B6 | 300 | 600 | 0 | 150.54 | 146.12 | 3 | 0
2040 | NYISO_G-I_2_NEISO | NYISO_G-I | NEISO | Internal | Summer | B7 | 400 | 600 | 0 | 148.87 | 145.87 | 3 | 0
2040 | NYISO_G-I_2_NEISO | NYISO_G-I | NEISO | Internal | Summer | B8 | 500 | 600 | 0 | 142.58 | 139.58 | 3 | 0
2040 | NYISO_G-I_2_NEISO | NYISO_G-I | NEISO | Internal | Summer | B9 | 800 | 600 | 0 | 128.69 | 125.69 | 3 | 0
2040 | NYISO_G-I_2_NEISO | NYISO_G-I | NEISO | Internal | Summer | B10 | 1262 | 600 | 0 | 126.36 | 125.69 | 3 | 0
2040 | NYISO_G-I_2_NEISO | NYISO_G-I | NEISO | Internal | Winter | B16 | 25 | 600 | 0 | 161.62 | 87.39 | 3 | 0
2040 | NYISO_G-I_2_NEISO | NYISO_G-I | NEISO | Internal | Winter | B17 | 100 | 600 | 0 | 161.62 | 87.39 | 3 | 0
2040 | NYISO_G-I_2_NEISO | NYISO_G-I | NEISO | Internal | Winter | B18 | 400 | 600 | 0 | 134.44 | 87.39 | 3 | 0
2040 | NYISO_G-I_2_NEISO | NYISO_G-I | NEISO | Internal | Winter | B19 | 700 | 600 | 0 | 132.95 | 87.39 | 3 | 0
2040 | NYISO_G-I_2_NEISO | NYISO_G-I | NEISO | Internal | Winter | B20 | 935 | 600 | 0 | 95.94 | 87.39 | 3 | 0
2040 | NYISO_G-I_2_NYISO_A-F | NYISO_G-I | NYISO_A-F | Internal | Shoulder | B11 | 25 | 3434 | 0 | 150.93 | 105.28 | 0.01 | 0
2040 | NYISO_G-I_2_NYISO_A-F | NYISO_G-I | NYISO_A-F | Internal | Shoulder | B12 | 200 | 3434 | 0 | 150.93 | 136.01 | 0.01 | 0
2040 | NYISO_G-I_2_NYISO_A-F | NYISO_G-I | NYISO_A-F | Internal | Shoulder | B13 | 600 | 3434 | 0 | 128.99 | 105.28 | 0.01 | 0
2040 | NYISO_G-I_2_NYISO_A-F | NYISO_G-I | NYISO_A-F | Internal | Shoulder | B14 | 900 | 3434 | 0 | 128.99 | 105.28 | 0.01 | 0
2040 | NYISO_G-I_2_NYISO_A-F | NYISO_G-I | NYISO_A-F | Internal | Shoulder | B15 | 1203 | 3434 | 0.01 | 100.24 | 100.23 | 0.01 | 0
2040 | NYISO_G-I_2_NYISO_A-F | NYISO_G-I | NYISO_A-F | Internal | Summer | B1 | 10 | 3434 | 0 | 309.17 | 153.11 | 0.01 | 0
2040 | NYISO_G-I_2_NYISO_A-F | NYISO_G-I | NYISO_A-F | Internal | Summer | B2 | 25 | 3434 | 0 | 245.65 | 170.83 | 0.01 | 0
2040 | NYISO_G-I_2_NYISO_A-F | NYISO_G-I | NYISO_A-F | Internal | Summer | B3 | 75 | 3434 | 0 | 210.55 | 170.83 | 0.01 | 0
2040 | NYISO_G-I_2_NYISO_A-F | NYISO_G-I | NYISO_A-F | Internal | Summer | B4 | 100 | 3434 | 0 | 167.46 | 155.48 | 0.01 | 0
2040 | NYISO_G-I_2_NYISO_A-F | NYISO_G-I | NYISO_A-F | Internal | Summer | B5 | 200 | 3434 | 0 | 157.62 | 153.33 | 0.01 | 0
2040 | NYISO_G-I_2_NYISO_A-F | NYISO_G-I | NYISO_A-F | Internal | Summer | B6 | 300 | 3434 | 0.05 | 150.54 | 150.53 | 0.01 | 0
2040 | NYISO_G-I_2_NYISO_A-F | NYISO_G-I | NYISO_A-F | Internal | Summer | B7 | 400 | 3434 | 0.04 | 148.87 | 148.85 | 0.01 | 0
2040 | NYISO_G-I_2_NYISO_A-F | NYISO_G-I | NYISO_A-F | Internal | Summer | B8 | 500 | 3434 | 0 | 142.58 | 136.58 | 0.01 | 0
2040 | NYISO_G-I_2_NYISO_A-F | NYISO_G-I | NYISO_A-F | Internal | Summer | B9 | 800 | 3434 | 0 | 128.69 | 127.21 | 0.01 | 0
2040 | NYISO_G-I_2_NYISO_A-F | NYISO_G-I | NYISO_A-F | Internal | Summer | B10 | 1262 | 3434 | 0.01 | 126.36 | 126.34 | 0.01 | 0
2040 | NYISO_G-I_2_NYISO_A-F | NYISO_G-I | NYISO_A-F | Internal | Winter | B16 | 25 | 3434 | 0 | 161.62 | 95.93 | 0.01 | 0
2040 | NYISO_G-I_2_NYISO_A-F | NYISO_G-I | NYISO_A-F | Internal | Winter | B17 | 100 | 3434 | 0 | 161.62 | 95.93 | 0.01 | 0
2040 | NYISO_G-I_2_NYISO_A-F | NYISO_G-I | NYISO_A-F | Internal | Winter | B18 | 400 | 3434 | 0 | 134.44 | 95.93 | 0.01 | 0
2040 | NYISO_G-I_2_NYISO_A-F | NYISO_G-I | NYISO_A-F | Internal | Winter | B19 | 700 | 3434 | 0 | 132.95 | 95.93 | 0.01 | 0
2040 | NYISO_G-I_2_NYISO_A-F | NYISO_G-I | NYISO_A-F | Internal | Winter | B20 | 935 | 3434 | 0.02 | 95.94 | 95.93 | 0.01 | 0
2040 | NYISO_G-I_2_NYISO_J-K | NYISO_G-I | NYISO_J-K | Internal | Shoulder | B11 | 25 | 6130 | 6021.78 | 150.93 | 150.94 | 0.01 | 0
2040 | NYISO_G-I_2_NYISO_J-K | NYISO_G-I | NYISO_J-K | Internal | Shoulder | B12 | 200 | 6130 | 6056.67 | 150.93 | 150.94 | 0.01 | 0
2040 | NYISO_G-I_2_NYISO_J-K | NYISO_G-I | NYISO_J-K | Internal | Shoulder | B13 | 600 | 6130 | 6130 | 128.99 | 150.94 | 0.01 | 21.93
2040 | NYISO_G-I_2_NYISO_J-K | NYISO_G-I | NYISO_J-K | Internal | Shoulder | B14 | 900 | 6130 | 6130 | 128.99 | 129.78 | 0.01 | 0.78
2040 | NYISO_G-I_2_NYISO_J-K | NYISO_G-I | NYISO_J-K | Internal | Shoulder | B15 | 1203 | 6130 | 5242.24 | 100.24 | 100.25 | 0.01 | 0
2040 | NYISO_G-I_2_NYISO_J-K | NYISO_G-I | NYISO_J-K | Internal | Summer | B1 | 10 | 6130 | 5347.87 | 309.17 | 309.18 | 0.01 | 0
2040 | NYISO_G-I_2_NYISO_J-K | NYISO_G-I | NYISO_J-K | Internal | Summer | B2 | 25 | 6130 | 4938.41 | 245.65 | 245.67 | 0.01 | 0
2040 | NYISO_G-I_2_NYISO_J-K | NYISO_G-I | NYISO_J-K | Internal | Summer | B3 | 75 | 6130 | 4995.49 | 210.55 | 210.56 | 0.01 | 0
2040 | NYISO_G-I_2_NYISO_J-K | NYISO_G-I | NYISO_J-K | Internal | Summer | B4 | 100 | 6130 | 6130 | 167.46 | 207.74 | 0.01 | 40.26
2040 | NYISO_G-I_2_NYISO_J-K | NYISO_G-I | NYISO_J-K | Internal | Summer | B5 | 200 | 6130 | 6130 | 157.62 | 207.74 | 0.01 | 50.1
2040 | NYISO_G-I_2_NYISO_J-K | NYISO_G-I | NYISO_J-K | Internal | Summer | B6 | 300 | 6130 | 6130 | 150.54 | 156.61 | 0.01 | 6.06
2040 | NYISO_G-I_2_NYISO_J-K | NYISO_G-I | NYISO_J-K | Internal | Summer | B7 | 400 | 6130 | 6130 | 148.87 | 156.61 | 0.01 | 7.73
2040 | NYISO_G-I_2_NYISO_J-K | NYISO_G-I | NYISO_J-K | Internal | Summer | B8 | 500 | 6130 | 6130 | 142.58 | 146.92 | 0.01 | 4.34
2040 | NYISO_G-I_2_NYISO_J-K | NYISO_G-I | NYISO_J-K | Internal | Summer | B9 | 800 | 6130 | 6130 | 128.69 | 146.92 | 0.01 | 18.23
2040 | NYISO_G-I_2_NYISO_J-K | NYISO_G-I | NYISO_J-K | Internal | Summer | B10 | 1262 | 6130 | 5433.26 | 126.36 | 126.37 | 0.01 | 0
2040 | NYISO_G-I_2_NYISO_J-K | NYISO_G-I | NYISO_J-K | Internal | Winter | B16 | 25 | 6130 | 6130 | 161.62 | 164.92 | 0.01 | 3.29
2040 | NYISO_G-I_2_NYISO_J-K | NYISO_G-I | NYISO_J-K | Internal | Winter | B17 | 100 | 6130 | 6130 | 161.62 | 164.92 | 0.01 | 3.29
2040 | NYISO_G-I_2_NYISO_J-K | NYISO_G-I | NYISO_J-K | Internal | Winter | B18 | 400 | 6130 | 6130 | 134.44 | 164.92 | 0.01 | 30.47
2040 | NYISO_G-I_2_NYISO_J-K | NYISO_G-I | NYISO_J-K | Internal | Winter | B19 | 700 | 6130 | 6130 | 132.95 | 146.95 | 0.01 | 13.99
2040 | NYISO_G-I_2_NYISO_J-K | NYISO_G-I | NYISO_J-K | Internal | Winter | B20 | 935 | 6130 | 5653.72 | 95.94 | 95.95 | 0.01 | 0
2040 | NYISO_G-I_2_PJM_E | NYISO_G-I | PJM_E | Internal | Shoulder | B11 | 25 | 1500 | 0 | 150.93 | 153.87 | 8 | 0
2040 | NYISO_G-I_2_PJM_E | NYISO_G-I | PJM_E | Internal | Shoulder | B12 | 200 | 1500 | 0 | 150.93 | 146.69 | 8 | 0
2040 | NYISO_G-I_2_PJM_E | NYISO_G-I | PJM_E | Internal | Shoulder | B13 | 600 | 1500 | 43.03 | 128.99 | 136.99 | 8 | 0
2040 | NYISO_G-I_2_PJM_E | NYISO_G-I | PJM_E | Internal | Shoulder | B14 | 900 | 1500 | 195.92 | 128.99 | 136.99 | 8 | 0
2040 | NYISO_G-I_2_PJM_E | NYISO_G-I | PJM_E | Internal | Shoulder | B15 | 1203 | 1500 | 55.22 | 100.24 | 108.24 | 8 | 0
2040 | NYISO_G-I_2_PJM_E | NYISO_G-I | PJM_E | Internal | Summer | B1 | 10 | 1500 | 630.26 | 309.17 | 317.17 | 8 | 0
2040 | NYISO_G-I_2_PJM_E | NYISO_G-I | PJM_E | Internal | Summer | B2 | 25 | 1500 | 1167.62 | 245.65 | 253.66 | 8 | 0
2040 | NYISO_G-I_2_PJM_E | NYISO_G-I | PJM_E | Internal | Summer | B3 | 75 | 1500 | 1500 | 210.55 | 245.82 | 8 | 27.27
2040 | NYISO_G-I_2_PJM_E | NYISO_G-I | PJM_E | Internal | Summer | B4 | 100 | 1500 | 608.47 | 167.46 | 175.46 | 8 | 0
2040 | NYISO_G-I_2_PJM_E | NYISO_G-I | PJM_E | Internal | Summer | B5 | 200 | 1500 | 731.25 | 157.62 | 165.62 | 8 | 0
2040 | NYISO_G-I_2_PJM_E | NYISO_G-I | PJM_E | Internal | Summer | B6 | 300 | 1500 | 764.95 | 150.54 | 158.54 | 8 | 0
2040 | NYISO_G-I_2_PJM_E | NYISO_G-I | PJM_E | Internal | Summer | B7 | 400 | 1500 | 0 | 148.87 | 151.08 | 8 | 0
2040 | NYISO_G-I_2_PJM_E | NYISO_G-I | PJM_E | Internal | Summer | B8 | 500 | 1500 | 0 | 142.58 | 144.59 | 8 | 0
2040 | NYISO_G-I_2_PJM_E | NYISO_G-I | PJM_E | Internal | Summer | B9 | 800 | 1500 | 0 | 128.69 | 135.22 | 8 | 0
2040 | NYISO_G-I_2_PJM_E | NYISO_G-I | PJM_E | Internal | Summer | B10 | 1262 | 1500 | 0 | 126.36 | 120.36 | 8 | 0
2040 | NYISO_G-I_2_PJM_E | NYISO_G-I | PJM_E | Internal | Winter | B16 | 25 | 1500 | 0 | 161.62 | 160.25 | 8 | 0
2040 | NYISO_G-I_2_PJM_E | NYISO_G-I | PJM_E | Internal | Winter | B17 | 100 | 1500 | 0 | 161.62 | 158.92 | 8 | 0
2040 | NYISO_G-I_2_PJM_E | NYISO_G-I | PJM_E | Internal | Winter | B18 | 400 | 1500 | 0 | 134.44 | 140.95 | 8 | 0
2040 | NYISO_G-I_2_PJM_E | NYISO_G-I | PJM_E | Internal | Winter | B19 | 700 | 1500 | 166.85 | 132.95 | 140.95 | 8 | 0
2040 | NYISO_G-I_2_PJM_E | NYISO_G-I | PJM_E | Internal | Winter | B20 | 935 | 1500 | 571.01 | 95.94 | 103.94 | 8 | 0
2040 | NYISO_J-K_2_NEISO | NYISO_J-K | NEISO | Internal | Shoulder | B11 | 25 | 315 | 0 | 150.94 | 87.39 | 3 | 0
2040 | NYISO_J-K_2_NEISO | NYISO_J-K | NEISO | Internal | Shoulder | B12 | 200 | 315 | 0 | 150.94 | 87.39 | 3 | 0
2040 | NYISO_J-K_2_NEISO | NYISO_J-K | NEISO | Internal | Shoulder | B13 | 600 | 315 | 0 | 150.94 | 87.39 | 3 | 0
2040 | NYISO_J-K_2_NEISO | NYISO_J-K | NEISO | Internal | Shoulder | B14 | 900 | 315 | 0 | 129.78 | 87.39 | 3 | 0
2040 | NYISO_J-K_2_NEISO | NYISO_J-K | NEISO | Internal | Shoulder | B15 | 1203 | 315 | 0 | 100.25 | 87.39 | 3 | 0
2040 | NYISO_J-K_2_NEISO | NYISO_J-K | NEISO | Internal | Summer | B1 | 10 | 315 | 0 | 309.18 | 169.95 | 3 | 0
2040 | NYISO_J-K_2_NEISO | NYISO_J-K | NEISO | Internal | Summer | B2 | 25 | 315 | 0 | 245.67 | 213.92 | 3 | 0
2040 | NYISO_J-K_2_NEISO | NYISO_J-K | NEISO | Internal | Summer | B3 | 75 | 315 | 0 | 210.56 | 169.95 | 3 | 0
2040 | NYISO_J-K_2_NEISO | NYISO_J-K | NEISO | Internal | Summer | B4 | 100 | 315 | 0 | 207.74 | 146.12 | 3 | 0
2040 | NYISO_J-K_2_NEISO | NYISO_J-K | NEISO | Internal | Summer | B5 | 200 | 315 | 0 | 207.74 | 146.12 | 3 | 0
2040 | NYISO_J-K_2_NEISO | NYISO_J-K | NEISO | Internal | Summer | B6 | 300 | 315 | 0 | 156.61 | 146.12 | 3 | 0
2040 | NYISO_J-K_2_NEISO | NYISO_J-K | NEISO | Internal | Summer | B7 | 400 | 315 | 0 | 156.61 | 145.87 | 3 | 0
2040 | NYISO_J-K_2_NEISO | NYISO_J-K | NEISO | Internal | Summer | B8 | 500 | 315 | 0 | 146.92 | 139.58 | 3 | 0
2040 | NYISO_J-K_2_NEISO | NYISO_J-K | NEISO | Internal | Summer | B9 | 800 | 315 | 0 | 146.92 | 125.69 | 3 | 0
2040 | NYISO_J-K_2_NEISO | NYISO_J-K | NEISO | Internal | Summer | B10 | 1262 | 315 | 0 | 126.37 | 125.69 | 3 | 0
2040 | NYISO_J-K_2_NEISO | NYISO_J-K | NEISO | Internal | Winter | B16 | 25 | 315 | 0 | 164.92 | 87.39 | 3 | 0
2040 | NYISO_J-K_2_NEISO | NYISO_J-K | NEISO | Internal | Winter | B17 | 100 | 315 | 0 | 164.92 | 87.39 | 3 | 0
2040 | NYISO_J-K_2_NEISO | NYISO_J-K | NEISO | Internal | Winter | B18 | 400 | 315 | 0 | 164.92 | 87.39 | 3 | 0
2040 | NYISO_J-K_2_NEISO | NYISO_J-K | NEISO | Internal | Winter | B19 | 700 | 315 | 0 | 146.95 | 87.39 | 3 | 0
2040 | NYISO_J-K_2_NEISO | NYISO_J-K | NEISO | Internal | Winter | B20 | 935 | 315 | 0 | 95.95 | 87.39 | 3 | 0
2040 | NYISO_J-K_2_NYISO_G-I | NYISO_J-K | NYISO_G-I | Internal | Shoulder | B11 | 25 | 1999 | 0.51 | 150.94 | 150.93 | 0.01 | 0
2040 | NYISO_J-K_2_NYISO_G-I | NYISO_J-K | NYISO_G-I | Internal | Shoulder | B12 | 200 | 1999 | 0.07 | 150.94 | 150.93 | 0.01 | 0
2040 | NYISO_J-K_2_NYISO_G-I | NYISO_J-K | NYISO_G-I | Internal | Shoulder | B13 | 600 | 1999 | 0 | 150.94 | 128.99 | 0.01 | 0
2040 | NYISO_J-K_2_NYISO_G-I | NYISO_J-K | NYISO_G-I | Internal | Shoulder | B14 | 900 | 1999 | 0 | 129.78 | 128.99 | 0.01 | 0
2040 | NYISO_J-K_2_NYISO_G-I | NYISO_J-K | NYISO_G-I | Internal | Shoulder | B15 | 1203 | 1999 | 0.01 | 100.25 | 100.24 | 0.01 | 0
2040 | NYISO_J-K_2_NYISO_G-I | NYISO_J-K | NYISO_G-I | Internal | Summer | B1 | 10 | 1999 | 1.37 | 309.18 | 309.17 | 0.01 | 0
2040 | NYISO_J-K_2_NYISO_G-I | NYISO_J-K | NYISO_G-I | Internal | Summer | B2 | 25 | 1999 | 0.6 | 245.67 | 245.65 | 0.01 | 0
2040 | NYISO_J-K_2_NYISO_G-I | NYISO_J-K | NYISO_G-I | Internal | Summer | B3 | 75 | 1999 | 0.21 | 210.56 | 210.55 | 0.01 | 0
2040 | NYISO_J-K_2_NYISO_G-I | NYISO_J-K | NYISO_G-I | Internal | Summer | B4 | 100 | 1999 | 0 | 207.74 | 167.46 | 0.01 | 0
2040 | NYISO_J-K_2_NYISO_G-I | NYISO_J-K | NYISO_G-I | Internal | Summer | B5 | 200 | 1999 | 0 | 207.74 | 157.62 | 0.01 | 0
2040 | NYISO_J-K_2_NYISO_G-I | NYISO_J-K | NYISO_G-I | Internal | Summer | B6 | 300 | 1999 | 0 | 156.61 | 150.54 | 0.01 | 0
2040 | NYISO_J-K_2_NYISO_G-I | NYISO_J-K | NYISO_G-I | Internal | Summer | B7 | 400 | 1999 | 0 | 156.61 | 148.87 | 0.01 | 0
2040 | NYISO_J-K_2_NYISO_G-I | NYISO_J-K | NYISO_G-I | Internal | Summer | B8 | 500 | 1999 | 0 | 146.92 | 142.58 | 0.01 | 0
2040 | NYISO_J-K_2_NYISO_G-I | NYISO_J-K | NYISO_G-I | Internal | Summer | B9 | 800 | 1999 | 0 | 146.92 | 128.69 | 0.01 | 0
2040 | NYISO_J-K_2_NYISO_G-I | NYISO_J-K | NYISO_G-I | Internal | Summer | B10 | 1262 | 1999 | 0.01 | 126.37 | 126.36 | 0.01 | 0
2040 | NYISO_J-K_2_NYISO_G-I | NYISO_J-K | NYISO_G-I | Internal | Winter | B16 | 25 | 1999 | 0 | 164.92 | 161.62 | 0.01 | 0
2040 | NYISO_J-K_2_NYISO_G-I | NYISO_J-K | NYISO_G-I | Internal | Winter | B17 | 100 | 1999 | 0 | 164.92 | 161.62 | 0.01 | 0
2040 | NYISO_J-K_2_NYISO_G-I | NYISO_J-K | NYISO_G-I | Internal | Winter | B18 | 400 | 1999 | 0 | 164.92 | 134.44 | 0.01 | 0
2040 | NYISO_J-K_2_NYISO_G-I | NYISO_J-K | NYISO_G-I | Internal | Winter | B19 | 700 | 1999 | 0 | 146.95 | 132.95 | 0.01 | 0
2040 | NYISO_J-K_2_NYISO_G-I | NYISO_J-K | NYISO_G-I | Internal | Winter | B20 | 935 | 1999 | 0.02 | 95.95 | 95.94 | 0.01 | 0
2040 | NYISO_J-K_2_PJM_E | NYISO_J-K | PJM_E | Internal | Shoulder | B11 | 25 | 330 | 0 | 150.94 | 153.87 | 8 | 0
2040 | NYISO_J-K_2_PJM_E | NYISO_J-K | PJM_E | Internal | Shoulder | B12 | 200 | 330 | 0 | 150.94 | 146.69 | 8 | 0
2040 | NYISO_J-K_2_PJM_E | NYISO_J-K | PJM_E | Internal | Shoulder | B13 | 600 | 330 | 0 | 150.94 | 136.99 | 8 | 0
2040 | NYISO_J-K_2_PJM_E | NYISO_J-K | PJM_E | Internal | Shoulder | B14 | 900 | 330 | 0 | 129.78 | 136.99 | 8 | 0
2040 | NYISO_J-K_2_PJM_E | NYISO_J-K | PJM_E | Internal | Shoulder | B15 | 1203 | 330 | 0.02 | 100.25 | 108.24 | 8 | 0
2040 | NYISO_J-K_2_PJM_E | NYISO_J-K | PJM_E | Internal | Summer | B1 | 10 | 330 | 2.57 | 309.18 | 317.17 | 8 | 0
2040 | NYISO_J-K_2_PJM_E | NYISO_J-K | PJM_E | Internal | Summer | B2 | 25 | 330 | 1.12 | 245.67 | 253.66 | 8 | 0
2040 | NYISO_J-K_2_PJM_E | NYISO_J-K | PJM_E | Internal | Summer | B3 | 75 | 330 | 330 | 210.56 | 245.82 | 8 | 27.26
2040 | NYISO_J-K_2_PJM_E | NYISO_J-K | PJM_E | Internal | Summer | B4 | 100 | 330 | 0 | 207.74 | 175.46 | 8 | 0
2040 | NYISO_J-K_2_PJM_E | NYISO_J-K | PJM_E | Internal | Summer | B5 | 200 | 330 | 0 | 207.74 | 165.62 | 8 | 0
2040 | NYISO_J-K_2_PJM_E | NYISO_J-K | PJM_E | Internal | Summer | B6 | 300 | 330 | 0 | 156.61 | 158.54 | 8 | 0
2040 | NYISO_J-K_2_PJM_E | NYISO_J-K | PJM_E | Internal | Summer | B7 | 400 | 330 | 0 | 156.61 | 151.08 | 8 | 0
2040 | NYISO_J-K_2_PJM_E | NYISO_J-K | PJM_E | Internal | Summer | B8 | 500 | 330 | 0 | 146.92 | 144.59 | 8 | 0
2040 | NYISO_J-K_2_PJM_E | NYISO_J-K | PJM_E | Internal | Summer | B9 | 800 | 330 | 0 | 146.92 | 135.22 | 8 | 0
2040 | NYISO_J-K_2_PJM_E | NYISO_J-K | PJM_E | Internal | Summer | B10 | 1262 | 330 | 0 | 126.37 | 120.36 | 8 | 0
2040 | NYISO_J-K_2_PJM_E | NYISO_J-K | PJM_E | Internal | Winter | B16 | 25 | 330 | 0 | 164.92 | 160.25 | 8 | 0
2040 | NYISO_J-K_2_PJM_E | NYISO_J-K | PJM_E | Internal | Winter | B17 | 100 | 330 | 0 | 164.92 | 158.92 | 8 | 0
2040 | NYISO_J-K_2_PJM_E | NYISO_J-K | PJM_E | Internal | Winter | B18 | 400 | 330 | 0 | 164.92 | 140.95 | 8 | 0
2040 | NYISO_J-K_2_PJM_E | NYISO_J-K | PJM_E | Internal | Winter | B19 | 700 | 330 | 0 | 146.95 | 140.95 | 8 | 0
2040 | NYISO_J-K_2_PJM_E | NYISO_J-K | PJM_E | Internal | Winter | B20 | 935 | 330 | 0.03 | 95.95 | 103.94 | 8 | 0
2040 | PJM_E_2_NYISO_G-I | PJM_E | NYISO_G-I | Internal | Shoulder | B11 | 25 | 500 | 0 | 153.87 | 150.93 | 6 | 0
2040 | PJM_E_2_NYISO_G-I | PJM_E | NYISO_G-I | Internal | Shoulder | B12 | 200 | 500 | 0 | 146.69 | 150.93 | 6 | 0
2040 | PJM_E_2_NYISO_G-I | PJM_E | NYISO_G-I | Internal | Shoulder | B13 | 600 | 500 | 0 | 136.99 | 128.99 | 6 | 0
2040 | PJM_E_2_NYISO_G-I | PJM_E | NYISO_G-I | Internal | Shoulder | B14 | 900 | 500 | 0 | 136.99 | 128.99 | 6 | 0
2040 | PJM_E_2_NYISO_G-I | PJM_E | NYISO_G-I | Internal | Shoulder | B15 | 1203 | 500 | 0 | 108.24 | 100.24 | 6 | 0
2040 | PJM_E_2_NYISO_G-I | PJM_E | NYISO_G-I | Internal | Summer | B1 | 10 | 500 | 0 | 317.17 | 309.17 | 6 | 0
2040 | PJM_E_2_NYISO_G-I | PJM_E | NYISO_G-I | Internal | Summer | B2 | 25 | 500 | 0 | 253.66 | 245.65 | 6 | 0
2040 | PJM_E_2_NYISO_G-I | PJM_E | NYISO_G-I | Internal | Summer | B3 | 75 | 500 | 0 | 245.82 | 210.55 | 6 | 0
2040 | PJM_E_2_NYISO_G-I | PJM_E | NYISO_G-I | Internal | Summer | B4 | 100 | 500 | 0 | 175.46 | 167.46 | 6 | 0
2040 | PJM_E_2_NYISO_G-I | PJM_E | NYISO_G-I | Internal | Summer | B5 | 200 | 500 | 0 | 165.62 | 157.62 | 6 | 0
2040 | PJM_E_2_NYISO_G-I | PJM_E | NYISO_G-I | Internal | Summer | B6 | 300 | 500 | 0 | 158.54 | 150.54 | 6 | 0
2040 | PJM_E_2_NYISO_G-I | PJM_E | NYISO_G-I | Internal | Summer | B7 | 400 | 500 | 0 | 151.08 | 148.87 | 6 | 0
2040 | PJM_E_2_NYISO_G-I | PJM_E | NYISO_G-I | Internal | Summer | B8 | 500 | 500 | 0 | 144.59 | 142.58 | 6 | 0
2040 | PJM_E_2_NYISO_G-I | PJM_E | NYISO_G-I | Internal | Summer | B9 | 800 | 500 | 0 | 135.22 | 128.69 | 6 | 0
2040 | PJM_E_2_NYISO_G-I | PJM_E | NYISO_G-I | Internal | Summer | B10 | 1262 | 500 | 280.91 | 120.36 | 126.36 | 6 | 0
2040 | PJM_E_2_NYISO_G-I | PJM_E | NYISO_G-I | Internal | Winter | B16 | 25 | 500 | 0 | 160.25 | 161.62 | 6 | 0
2040 | PJM_E_2_NYISO_G-I | PJM_E | NYISO_G-I | Internal | Winter | B17 | 100 | 500 | 0 | 158.92 | 161.62 | 6 | 0
2040 | PJM_E_2_NYISO_G-I | PJM_E | NYISO_G-I | Internal | Winter | B18 | 400 | 500 | 0 | 140.95 | 134.44 | 6 | 0
2040 | PJM_E_2_NYISO_G-I | PJM_E | NYISO_G-I | Internal | Winter | B19 | 700 | 500 | 0 | 140.95 | 132.95 | 6 | 0
2040 | PJM_E_2_NYISO_G-I | PJM_E | NYISO_G-I | Internal | Winter | B20 | 935 | 500 | 0 | 103.94 | 95.94 | 6 | 0
2040 | PJM_E_2_NYISO_J-K | PJM_E | NYISO_J-K | Internal | Shoulder | B11 | 25 | 330 | 0 | 153.87 | 150.94 | 6 | 0
2040 | PJM_E_2_NYISO_J-K | PJM_E | NYISO_J-K | Internal | Shoulder | B12 | 200 | 330 | 0 | 146.69 | 150.94 | 6 | 0
2040 | PJM_E_2_NYISO_J-K | PJM_E | NYISO_J-K | Internal | Shoulder | B13 | 600 | 330 | 330 | 136.99 | 150.94 | 6 | 7.95
2040 | PJM_E_2_NYISO_J-K | PJM_E | NYISO_J-K | Internal | Shoulder | B14 | 900 | 330 | 0 | 136.99 | 129.78 | 6 | 0
2040 | PJM_E_2_NYISO_J-K | PJM_E | NYISO_J-K | Internal | Shoulder | B15 | 1203 | 330 | 0 | 108.24 | 100.25 | 6 | 0
2040 | PJM_E_2_NYISO_J-K | PJM_E | NYISO_J-K | Internal | Summer | B1 | 10 | 330 | 0 | 317.17 | 309.18 | 6 | 0
2040 | PJM_E_2_NYISO_J-K | PJM_E | NYISO_J-K | Internal | Summer | B2 | 25 | 330 | 0 | 253.66 | 245.67 | 6 | 0
2040 | PJM_E_2_NYISO_J-K | PJM_E | NYISO_J-K | Internal | Summer | B3 | 75 | 330 | 0 | 245.82 | 210.56 | 6 | 0
2040 | PJM_E_2_NYISO_J-K | PJM_E | NYISO_J-K | Internal | Summer | B4 | 100 | 330 | 330 | 175.46 | 207.74 | 6 | 26.28
2040 | PJM_E_2_NYISO_J-K | PJM_E | NYISO_J-K | Internal | Summer | B5 | 200 | 330 | 330 | 165.62 | 207.74 | 6 | 36.12
2040 | PJM_E_2_NYISO_J-K | PJM_E | NYISO_J-K | Internal | Summer | B6 | 300 | 330 | 0 | 158.54 | 156.61 | 6 | 0
2040 | PJM_E_2_NYISO_J-K | PJM_E | NYISO_J-K | Internal | Summer | B7 | 400 | 330 | 0 | 151.08 | 156.61 | 6 | 0
2040 | PJM_E_2_NYISO_J-K | PJM_E | NYISO_J-K | Internal | Summer | B8 | 500 | 330 | 0 | 144.59 | 146.92 | 6 | 0
2040 | PJM_E_2_NYISO_J-K | PJM_E | NYISO_J-K | Internal | Summer | B9 | 800 | 330 | 330 | 135.22 | 146.92 | 6 | 5.7
2040 | PJM_E_2_NYISO_J-K | PJM_E | NYISO_J-K | Internal | Summer | B10 | 1262 | 330 | 329.97 | 120.36 | 126.37 | 6 | 0.01
2040 | PJM_E_2_NYISO_J-K | PJM_E | NYISO_J-K | Internal | Winter | B16 | 25 | 330 | 0.01 | 160.25 | 164.92 | 6 | 0
2040 | PJM_E_2_NYISO_J-K | PJM_E | NYISO_J-K | Internal | Winter | B17 | 100 | 330 | 38.09 | 158.92 | 164.92 | 6 | 0
2040 | PJM_E_2_NYISO_J-K | PJM_E | NYISO_J-K | Internal | Winter | B18 | 400 | 330 | 330 | 140.95 | 164.92 | 6 | 17.97
2040 | PJM_E_2_NYISO_J-K | PJM_E | NYISO_J-K | Internal | Winter | B19 | 700 | 330 | 119.9 | 140.95 | 146.95 | 6 | 0
2040 | PJM_E_2_NYISO_J-K | PJM_E | NYISO_J-K | Internal | Winter | B20 | 935 | 330 | 0 | 103.94 | 95.95 | 6 | 0
2040 | PJM_E_2_PJM_ROM | PJM_E | PJM_ROM | Internal | Shoulder | B11 | 25 | 8000 | 0.62 | 153.87 | 153.86 | 0.01 | 0
2040 | PJM_E_2_PJM_ROM | PJM_E | PJM_ROM | Internal | Shoulder | B12 | 200 | 8000 | 0.08 | 146.69 | 146.68 | 0.01 | 0
2040 | PJM_E_2_PJM_ROM | PJM_E | PJM_ROM | Internal | Shoulder | B13 | 600 | 8000 | 0.03 | 136.99 | 136.98 | 0.01 | 0
2040 | PJM_E_2_PJM_ROM | PJM_E | PJM_ROM | Internal | Shoulder | B14 | 900 | 8000 | 0.02 | 136.99 | 136.98 | 0.01 | 0
2040 | PJM_E_2_PJM_ROM | PJM_E | PJM_ROM | Internal | Shoulder | B15 | 1203 | 8000 | 0.01 | 108.24 | 108.23 | 0.01 | 0
2040 | PJM_E_2_PJM_ROM | PJM_E | PJM_ROM | Internal | Summer | B1 | 10 | 8000 | 1.41 | 317.17 | 317.16 | 0.01 | 0
2040 | PJM_E_2_PJM_ROM | PJM_E | PJM_ROM | Internal | Summer | B2 | 25 | 8000 | 0.62 | 253.66 | 253.64 | 0.01 | 0
2040 | PJM_E_2_PJM_ROM | PJM_E | PJM_ROM | Internal | Summer | B3 | 75 | 8000 | 0.22 | 245.82 | 245.81 | 0.01 | 0
2040 | PJM_E_2_PJM_ROM | PJM_E | PJM_ROM | Internal | Summer | B4 | 100 | 8000 | 0.16 | 175.46 | 175.45 | 0.01 | 0
2040 | PJM_E_2_PJM_ROM | PJM_E | PJM_ROM | Internal | Summer | B5 | 200 | 8000 | 0.08 | 165.62 | 165.61 | 0.01 | 0
2040 | PJM_E_2_PJM_ROM | PJM_E | PJM_ROM | Internal | Summer | B6 | 300 | 8000 | 0.06 | 158.54 | 158.53 | 0.01 | 0
2040 | PJM_E_2_PJM_ROM | PJM_E | PJM_ROM | Internal | Summer | B7 | 400 | 8000 | 0.04 | 151.08 | 151.07 | 0.01 | 0
2040 | PJM_E_2_PJM_ROM | PJM_E | PJM_ROM | Internal | Summer | B8 | 500 | 8000 | 0.03 | 144.59 | 144.58 | 0.01 | 0
2040 | PJM_E_2_PJM_ROM | PJM_E | PJM_ROM | Internal | Summer | B9 | 800 | 8000 | 0.02 | 135.22 | 135.21 | 0.01 | 0
2040 | PJM_E_2_PJM_ROM | PJM_E | PJM_ROM | Internal | Summer | B10 | 1262 | 8000 | 0.01 | 120.36 | 120.34 | 0.01 | 0
2040 | PJM_E_2_PJM_ROM | PJM_E | PJM_ROM | Internal | Winter | B16 | 25 | 8000 | 0.52 | 160.25 | 160.24 | 0.01 | 0
2040 | PJM_E_2_PJM_ROM | PJM_E | PJM_ROM | Internal | Winter | B17 | 100 | 8000 | 0.16 | 158.92 | 158.91 | 0.01 | 0
2040 | PJM_E_2_PJM_ROM | PJM_E | PJM_ROM | Internal | Winter | B18 | 400 | 8000 | 0.04 | 140.95 | 140.94 | 0.01 | 0
2040 | PJM_E_2_PJM_ROM | PJM_E | PJM_ROM | Internal | Winter | B19 | 700 | 8000 | 0.02 | 140.95 | 140.94 | 0.01 | 0
2040 | PJM_E_2_PJM_ROM | PJM_E | PJM_ROM | Internal | Winter | B20 | 935 | 8000 | 0.02 | 103.94 | 103.93 | 0.01 | 0
2040 | PJM_ROR_2_MISO_IN | PJM_ROR | MISO_IN | Internal | Shoulder | B11 | 25 | 1170 | 0 | 143.36 | 137.03 | 2 | 0
2040 | PJM_ROR_2_MISO_IN | PJM_ROR | MISO_IN | Internal | Shoulder | B12 | 200 | 1170 | 0 | 139 | 137.03 | 2 | 0
2040 | PJM_ROR_2_MISO_IN | PJM_ROR | MISO_IN | Internal | Shoulder | B13 | 600 | 1170 | 0 | 136.97 | 137.03 | 2 | 0
2040 | PJM_ROR_2_MISO_IN | PJM_ROR | MISO_IN | Internal | Shoulder | B14 | 900 | 1170 | 0 | 136.97 | 134.97 | 2 | 0
2040 | PJM_ROR_2_MISO_IN | PJM_ROR | MISO_IN | Internal | Shoulder | B15 | 1203 | 1170 | 0 | 107.28 | 99.28 | 2 | 0
2040 | PJM_ROR_2_MISO_IN | PJM_ROR | MISO_IN | Internal | Summer | B1 | 10 | 1170 | 0 | 253.63 | 157.59 | 2 | 0
2040 | PJM_ROR_2_MISO_IN | PJM_ROR | MISO_IN | Internal | Summer | B2 | 25 | 1170 | 0 | 253.63 | 243.62 | 2 | 0
2040 | PJM_ROR_2_MISO_IN | PJM_ROR | MISO_IN | Internal | Summer | B3 | 75 | 1170 | 0 | 245.79 | 235.79 | 2 | 0
2040 | PJM_ROR_2_MISO_IN | PJM_ROR | MISO_IN | Internal | Summer | B4 | 100 | 1170 | 0 | 175.44 | 173.43 | 2 | 0
2040 | PJM_ROR_2_MISO_IN | PJM_ROR | MISO_IN | Internal | Summer | B5 | 200 | 1170 | 0 | 165.6 | 158.5 | 2 | 0
2040 | PJM_ROR_2_MISO_IN | PJM_ROR | MISO_IN | Internal | Summer | B6 | 300 | 1170 | 0 | 158.52 | 156.5 | 2 | 0
2040 | PJM_ROR_2_MISO_IN | PJM_ROR | MISO_IN | Internal | Summer | B7 | 400 | 1170 | 0 | 151.06 | 135.43 | 2 | 0
2040 | PJM_ROR_2_MISO_IN | PJM_ROR | MISO_IN | Internal | Summer | B8 | 500 | 1170 | 0 | 137.35 | 135.43 | 2 | 0
2040 | PJM_ROR_2_MISO_IN | PJM_ROR | MISO_IN | Internal | Summer | B9 | 800 | 1170 | 0 | 135.2 | 135.43 | 2 | 0
2040 | PJM_ROR_2_MISO_IN | PJM_ROR | MISO_IN | Internal | Summer | B10 | 1262 | 1170 | 0.03 | 115.1 | 117.09 | 2 | 0
2040 | PJM_ROR_2_MISO_IN | PJM_ROR | MISO_IN | Internal | Winter | B16 | 25 | 1170 | 0 | 141.86 | 139.86 | 2 | 0
2040 | PJM_ROR_2_MISO_IN | PJM_ROR | MISO_IN | Internal | Winter | B17 | 100 | 1170 | 0 | 142 | 140.42 | 2 | 0
2040 | PJM_ROR_2_MISO_IN | PJM_ROR | MISO_IN | Internal | Winter | B18 | 400 | 1170 | 0 | 140.93 | 139.24 | 2 | 0
2040 | PJM_ROR_2_MISO_IN | PJM_ROR | MISO_IN | Internal | Winter | B19 | 700 | 1170 | 0 | 140.93 | 138.93 | 2 | 0
2040 | PJM_ROR_2_MISO_IN | PJM_ROR | MISO_IN | Internal | Winter | B20 | 935 | 1170 | 0 | 103.91 | 87.65 | 2 | 0
2040 | PJM_ROR_2_MISO_MI | PJM_ROR | MISO_MI | Internal | Shoulder | B11 | 25 | 1305 | 0 | 143.36 | 137.14 | 2 | 0
2040 | PJM_ROR_2_MISO_MI | PJM_ROR | MISO_MI | Internal | Shoulder | B12 | 200 | 1305 | 0 | 139 | 137.09 | 2 | 0
2040 | PJM_ROR_2_MISO_MI | PJM_ROR | MISO_MI | Internal | Shoulder | B13 | 600 | 1305 | 0 | 136.97 | 137.09 | 2 | 0
2040 | PJM_ROR_2_MISO_MI | PJM_ROR | MISO_MI | Internal | Shoulder | B14 | 900 | 1305 | 0 | 136.97 | 134.98 | 2 | 0
2040 | PJM_ROR_2_MISO_MI | PJM_ROR | MISO_MI | Internal | Shoulder | B15 | 1203 | 1305 | 0 | 107.28 | 105.28 | 2 | 0
2040 | PJM_ROR_2_MISO_MI | PJM_ROR | MISO_MI | Internal | Summer | B1 | 10 | 1305 | 0 | 253.63 | 195.92 | 2 | 0
2040 | PJM_ROR_2_MISO_MI | PJM_ROR | MISO_MI | Internal | Summer | B2 | 25 | 1305 | 0 | 253.63 | 243.63 | 2 | 0
2040 | PJM_ROR_2_MISO_MI | PJM_ROR | MISO_MI | Internal | Summer | B3 | 75 | 1305 | 0 | 245.79 | 235.81 | 2 | 0
2040 | PJM_ROR_2_MISO_MI | PJM_ROR | MISO_MI | Internal | Summer | B4 | 100 | 1305 | 0 | 175.44 | 173.44 | 2 | 0
2040 | PJM_ROR_2_MISO_MI | PJM_ROR | MISO_MI | Internal | Summer | B5 | 200 | 1305 | 0 | 165.6 | 158.51 | 2 | 0
2040 | PJM_ROR_2_MISO_MI | PJM_ROR | MISO_MI | Internal | Summer | B6 | 300 | 1305 | 0 | 158.52 | 156.52 | 2 | 0
2040 | PJM_ROR_2_MISO_MI | PJM_ROR | MISO_MI | Internal | Summer | B7 | 400 | 1305 | 0 | 151.06 | 135.91 | 2 | 0
2040 | PJM_ROR_2_MISO_MI | PJM_ROR | MISO_MI | Internal | Summer | B8 | 500 | 1305 | 0 | 137.35 | 135.45 | 2 | 0
2040 | PJM_ROR_2_MISO_MI | PJM_ROR | MISO_MI | Internal | Summer | B9 | 800 | 1305 | 0 | 135.2 | 135.45 | 2 | 0
2040 | PJM_ROR_2_MISO_MI | PJM_ROR | MISO_MI | Internal | Summer | B10 | 1262 | 1305 | 755.02 | 115.1 | 117.1 | 2 | 0
2040 | PJM_ROR_2_MISO_MI | PJM_ROR | MISO_MI | Internal | Winter | B16 | 25 | 1305 | 0 | 141.86 | 139.87 | 2 | 0
2040 | PJM_ROR_2_MISO_MI | PJM_ROR | MISO_MI | Internal | Winter | B17 | 100 | 1305 | 0 | 142 | 140.44 | 2 | 0
2040 | PJM_ROR_2_MISO_MI | PJM_ROR | MISO_MI | Internal | Winter | B18 | 400 | 1305 | 0 | 140.93 | 139.26 | 2 | 0
2040 | PJM_ROR_2_MISO_MI | PJM_ROR | MISO_MI | Internal | Winter | B19 | 700 | 1305 | 0 | 140.93 | 138.94 | 2 | 0
2040 | PJM_ROR_2_MISO_MI | PJM_ROR | MISO_MI | Internal | Winter | B20 | 935 | 1305 | 0 | 103.91 | 102.66 | 2 | 0
2040 | PJM_ROR_2_MISO_MO-IL | PJM_ROR | MISO_MO-IL | Internal | Shoulder | B11 | 25 | 1111 | 0 | 143.36 | 141.36 | 2 | 0
2040 | PJM_ROR_2_MISO_MO-IL | PJM_ROR | MISO_MO-IL | Internal | Shoulder | B12 | 200 | 1111 | 0 | 139 | 137.02 | 2 | 0
2040 | PJM_ROR_2_MISO_MO-IL | PJM_ROR | MISO_MO-IL | Internal | Shoulder | B13 | 600 | 1111 | 0 | 136.97 | 134.98 | 2 | 0
2040 | PJM_ROR_2_MISO_MO-IL | PJM_ROR | MISO_MO-IL | Internal | Shoulder | B14 | 900 | 1111 | 0 | 136.97 | 134.96 | 2 | 0
2040 | PJM_ROR_2_MISO_MO-IL | PJM_ROR | MISO_MO-IL | Internal | Shoulder | B15 | 1203 | 1111 | 0 | 107.28 | 90.28 | 2 | 0
2040 | PJM_ROR_2_MISO_MO-IL | PJM_ROR | MISO_MO-IL | Internal | Summer | B1 | 10 | 1111 | 0 | 253.63 | 248.21 | 2 | 0
2040 | PJM_ROR_2_MISO_MO-IL | PJM_ROR | MISO_MO-IL | Internal | Summer | B2 | 25 | 1111 | 0 | 253.63 | 251.62 | 2 | 0
2040 | PJM_ROR_2_MISO_MO-IL | PJM_ROR | MISO_MO-IL | Internal | Summer | B3 | 75 | 1111 | 0 | 245.79 | 243.79 | 2 | 0
2040 | PJM_ROR_2_MISO_MO-IL | PJM_ROR | MISO_MO-IL | Internal | Summer | B4 | 100 | 1111 | 0 | 175.44 | 173.45 | 2 | 0
2040 | PJM_ROR_2_MISO_MO-IL | PJM_ROR | MISO_MO-IL | Internal | Summer | B5 | 200 | 1111 | 0 | 165.6 | 165.42 | 2 | 0
2040 | PJM_ROR_2_MISO_MO-IL | PJM_ROR | MISO_MO-IL | Internal | Summer | B6 | 300 | 1111 | 412.17 | 158.52 | 160.52 | 2 | 0
2040 | PJM_ROR_2_MISO_MO-IL | PJM_ROR | MISO_MO-IL | Internal | Summer | B7 | 400 | 1111 | 0 | 151.06 | 149.07 | 2 | 0
2040 | PJM_ROR_2_MISO_MO-IL | PJM_ROR | MISO_MO-IL | Internal | Summer | B8 | 500 | 1111 | 0 | 137.35 | 135.45 | 2 | 0
2040 | PJM_ROR_2_MISO_MO-IL | PJM_ROR | MISO_MO-IL | Internal | Summer | B9 | 800 | 1111 | 0 | 135.2 | 135.45 | 2 | 0
2040 | PJM_ROR_2_MISO_MO-IL | PJM_ROR | MISO_MO-IL | Internal | Summer | B10 | 1262 | 1111 | 0 | 115.1 | 95.84 | 2 | 0
2040 | PJM_ROR_2_MISO_MO-IL | PJM_ROR | MISO_MO-IL | Internal | Winter | B16 | 25 | 1111 | 0 | 141.86 | 139.86 | 2 | 0
2040 | PJM_ROR_2_MISO_MO-IL | PJM_ROR | MISO_MO-IL | Internal | Winter | B17 | 100 | 1111 | 0 | 142 | 140.41 | 2 | 0
2040 | PJM_ROR_2_MISO_MO-IL | PJM_ROR | MISO_MO-IL | Internal | Winter | B18 | 400 | 1111 | 0 | 140.93 | 138.93 | 2 | 0
2040 | PJM_ROR_2_MISO_MO-IL | PJM_ROR | MISO_MO-IL | Internal | Winter | B19 | 700 | 1111 | 0 | 140.93 | 138.91 | 2 | 0
2040 | PJM_ROR_2_MISO_MO-IL | PJM_ROR | MISO_MO-IL | Internal | Winter | B20 | 935 | 1111 | 0 | 103.91 | 87.64 | 2 | 0
2040 | PJM_ROR_2_MISO_W | PJM_ROR | MISO_W | Internal | Shoulder | B11 | 25 | 13129 | 0 | 143.36 | 141.36 | 2 | 0
2040 | PJM_ROR_2_MISO_W | PJM_ROR | MISO_W | Internal | Shoulder | B12 | 200 | 13129 | 0 | 139 | 137 | 2 | 0
2040 | PJM_ROR_2_MISO_W | PJM_ROR | MISO_W | Internal | Shoulder | B13 | 600 | 13129 | 0 | 136.97 | 134.97 | 2 | 0
2040 | PJM_ROR_2_MISO_W | PJM_ROR | MISO_W | Internal | Shoulder | B14 | 900 | 13129 | 0 | 136.97 | 76.61 | 2 | 0
2040 | PJM_ROR_2_MISO_W | PJM_ROR | MISO_W | Internal | Shoulder | B15 | 1203 | 13129 | 0 | 107.28 | 54.35 | 2 | 0
2040 | PJM_ROR_2_MISO_W | PJM_ROR | MISO_W | Internal | Summer | B1 | 10 | 13129 | 0.01 | 253.63 | 251.63 | 2 | 0
2040 | PJM_ROR_2_MISO_W | PJM_ROR | MISO_W | Internal | Summer | B2 | 25 | 13129 | 0 | 253.63 | 251.63 | 2 | 0
2040 | PJM_ROR_2_MISO_W | PJM_ROR | MISO_W | Internal | Summer | B3 | 75 | 13129 | 0 | 245.79 | 243.79 | 2 | 0
2040 | PJM_ROR_2_MISO_W | PJM_ROR | MISO_W | Internal | Summer | B4 | 100 | 13129 | 0 | 175.44 | 173.44 | 2 | 0
2040 | PJM_ROR_2_MISO_W | PJM_ROR | MISO_W | Internal | Summer | B5 | 200 | 13129 | 0 | 165.6 | 165.41 | 2 | 0
2040 | PJM_ROR_2_MISO_W | PJM_ROR | MISO_W | Internal | Summer | B6 | 300 | 13129 | 0.11 | 158.52 | 160.5 | 2 | 0
2040 | PJM_ROR_2_MISO_W | PJM_ROR | MISO_W | Internal | Summer | B7 | 400 | 13129 | 0 | 151.06 | 149.06 | 2 | 0
2040 | PJM_ROR_2_MISO_W | PJM_ROR | MISO_W | Internal | Summer | B8 | 500 | 13129 | 0 | 137.35 | 135.35 | 2 | 0
2040 | PJM_ROR_2_MISO_W | PJM_ROR | MISO_W | Internal | Summer | B9 | 800 | 13129 | 0 | 135.2 | 133.2 | 2 | 0
2040 | PJM_ROR_2_MISO_W | PJM_ROR | MISO_W | Internal | Summer | B10 | 1262 | 13129 | 0 | 115.1 | 94.86 | 2 | 0
2040 | PJM_ROR_2_MISO_W | PJM_ROR | MISO_W | Internal | Winter | B16 | 25 | 13129 | 0 | 141.86 | 47.35 | 2 | 0
2040 | PJM_ROR_2_MISO_W | PJM_ROR | MISO_W | Internal | Winter | B17 | 100 | 13129 | 0 | 142 | 54.35 | 2 | 0
2040 | PJM_ROR_2_MISO_W | PJM_ROR | MISO_W | Internal | Winter | B18 | 400 | 13129 | 0 | 140.93 | 131.83 | 2 | 0
2040 | PJM_ROR_2_MISO_W | PJM_ROR | MISO_W | Internal | Winter | B19 | 700 | 13129 | 0 | 140.93 | 138.9 | 2 | 0
2040 | PJM_ROR_2_MISO_W | PJM_ROR | MISO_W | Internal | Winter | B20 | 935 | 13129 | 0 | 103.91 | 82.19 | 2 | 0
2040 | PJM_ROR_2_MISO_WUMS | PJM_ROR | MISO_WUMS | Internal | Shoulder | B11 | 25 | 1467 | 0 | 143.36 | 137.15 | 2 | 0
2040 | PJM_ROR_2_MISO_WUMS | PJM_ROR | MISO_WUMS | Internal | Shoulder | B12 | 200 | 1467 | 0 | 139 | 137.11 | 2 | 0
2040 | PJM_ROR_2_MISO_WUMS | PJM_ROR | MISO_WUMS | Internal | Shoulder | B13 | 600 | 1467 | 0 | 136.97 | 137.11 | 2 | 0
2040 | PJM_ROR_2_MISO_WUMS | PJM_ROR | MISO_WUMS | Internal | Shoulder | B14 | 900 | 1467 | 0 | 136.97 | 134.97 | 2 | 0
2040 | PJM_ROR_2_MISO_WUMS | PJM_ROR | MISO_WUMS | Internal | Shoulder | B15 | 1203 | 1467 | 0 | 107.28 | 105.27 | 2 | 0
2040 | PJM_ROR_2_MISO_WUMS | PJM_ROR | MISO_WUMS | Internal | Summer | B1 | 10 | 1467 | 0 | 253.63 | 135.35 | 2 | 0
2040 | PJM_ROR_2_MISO_WUMS | PJM_ROR | MISO_WUMS | Internal | Summer | B2 | 25 | 1467 | 0 | 253.63 | 145.77 | 2 | 0
2040 | PJM_ROR_2_MISO_WUMS | PJM_ROR | MISO_WUMS | Internal | Summer | B3 | 75 | 1467 | 0 | 245.79 | 157.49 | 2 | 0
2040 | PJM_ROR_2_MISO_WUMS | PJM_ROR | MISO_WUMS | Internal | Summer | B4 | 100 | 1467 | 0 | 175.44 | 157.49 | 2 | 0
2040 | PJM_ROR_2_MISO_WUMS | PJM_ROR | MISO_WUMS | Internal | Summer | B5 | 200 | 1467 | 0 | 165.6 | 157.49 | 2 | 0
2040 | PJM_ROR_2_MISO_WUMS | PJM_ROR | MISO_WUMS | Internal | Summer | B6 | 300 | 1467 | 0 | 158.52 | 145.77 | 2 | 0
2040 | PJM_ROR_2_MISO_WUMS | PJM_ROR | MISO_WUMS | Internal | Summer | B7 | 400 | 1467 | 0 | 151.06 | 135.35 | 2 | 0
2040 | PJM_ROR_2_MISO_WUMS | PJM_ROR | MISO_WUMS | Internal | Summer | B8 | 500 | 1467 | 0 | 137.35 | 135.35 | 2 | 0
2040 | PJM_ROR_2_MISO_WUMS | PJM_ROR | MISO_WUMS | Internal | Summer | B9 | 800 | 1467 | 0 | 135.2 | 135.35 | 2 | 0
2040 | PJM_ROR_2_MISO_WUMS | PJM_ROR | MISO_WUMS | Internal | Summer | B10 | 1262 | 1467 | 0 | 115.1 | 114.57 | 2 | 0
2040 | PJM_ROR_2_MISO_WUMS | PJM_ROR | MISO_WUMS | Internal | Winter | B16 | 25 | 1467 | 0 | 141.86 | 73.5 | 2 | 0
2040 | PJM_ROR_2_MISO_WUMS | PJM_ROR | MISO_WUMS | Internal | Winter | B17 | 100 | 1467 | 0 | 142 | 140 | 2 | 0
2040 | PJM_ROR_2_MISO_WUMS | PJM_ROR | MISO_WUMS | Internal | Winter | B18 | 400 | 1467 | 0 | 140.93 | 138.93 | 2 | 0
2040 | PJM_ROR_2_MISO_WUMS | PJM_ROR | MISO_WUMS | Internal | Winter | B19 | 700 | 1467 | 0 | 140.93 | 138.93 | 2 | 0
2040 | PJM_ROR_2_MISO_WUMS | PJM_ROR | MISO_WUMS | Internal | Winter | B20 | 935 | 1467 | 0 | 103.91 | 101.91 | 2 | 0
2040 | PJM_ROR_2_PJM_ROM | PJM_ROR | PJM_ROM | Internal | Shoulder | B11 | 25 | 8000 | 8000 | 143.36 | 153.86 | 0.01 | 10.49
2040 | PJM_ROR_2_PJM_ROM | PJM_ROR | PJM_ROM | Internal | Shoulder | B12 | 200 | 8000 | 8000 | 139 | 146.68 | 0.01 | 7.66
2040 | PJM_ROR_2_PJM_ROM | PJM_ROR | PJM_ROM | Internal | Shoulder | B13 | 600 | 8000 | 7938.18 | 136.97 | 136.98 | 0.01 | 0
2040 | PJM_ROR_2_PJM_ROM | PJM_ROR | PJM_ROM | Internal | Shoulder | B14 | 900 | 8000 | 6059.74 | 136.97 | 136.98 | 0.01 | 0
2040 | PJM_ROR_2_PJM_ROM | PJM_ROR | PJM_ROM | Internal | Shoulder | B15 | 1203 | 8000 | 8000 | 107.28 | 108.23 | 0.01 | 0.93
2040 | PJM_ROR_2_PJM_ROM | PJM_ROR | PJM_ROM | Internal | Summer | B1 | 10 | 8000 | 8000 | 253.63 | 317.16 | 0.01 | 63.52
2040 | PJM_ROR_2_PJM_ROM | PJM_ROR | PJM_ROM | Internal | Summer | B2 | 25 | 8000 | 6302.57 | 253.63 | 253.64 | 0.01 | 0
2040 | PJM_ROR_2_PJM_ROM | PJM_ROR | PJM_ROM | Internal | Summer | B3 | 75 | 8000 | 1318.35 | 245.79 | 245.81 | 0.01 | 0
2040 | PJM_ROR_2_PJM_ROM | PJM_ROR | PJM_ROM | Internal | Summer | B4 | 100 | 8000 | 4362.38 | 175.44 | 175.45 | 0.01 | 0
2040 | PJM_ROR_2_PJM_ROM | PJM_ROR | PJM_ROM | Internal | Summer | B5 | 200 | 8000 | 2572.44 | 165.6 | 165.61 | 0.01 | 0
2040 | PJM_ROR_2_PJM_ROM | PJM_ROR | PJM_ROM | Internal | Summer | B6 | 300 | 8000 | 5364.13 | 158.52 | 158.53 | 0.01 | 0
2040 | PJM_ROR_2_PJM_ROM | PJM_ROR | PJM_ROM | Internal | Summer | B7 | 400 | 8000 | 6681.87 | 151.06 | 151.07 | 0.01 | 0
2040 | PJM_ROR_2_PJM_ROM | PJM_ROR | PJM_ROM | Internal | Summer | B8 | 500 | 8000 | 8000 | 137.35 | 144.58 | 0.01 | 7.22
2040 | PJM_ROR_2_PJM_ROM | PJM_ROR | PJM_ROM | Internal | Summer | B9 | 800 | 8000 | 4642 | 135.2 | 135.21 | 0.01 | 0
2040 | PJM_ROR_2_PJM_ROM | PJM_ROR | PJM_ROM | Internal | Summer | B10 | 1262 | 8000 | 8000 | 115.1 | 120.34 | 0.01 | 5.23
2040 | PJM_ROR_2_PJM_ROM | PJM_ROR | PJM_ROM | Internal | Winter | B16 | 25 | 8000 | 8000 | 141.86 | 160.24 | 0.01 | 18.37
2040 | PJM_ROR_2_PJM_ROM | PJM_ROR | PJM_ROM | Internal | Winter | B17 | 100 | 8000 | 8000 | 142 | 158.91 | 0.01 | 16.9
2040 | PJM_ROR_2_PJM_ROM | PJM_ROR | PJM_ROM | Internal | Winter | B18 | 400 | 8000 | 7999.74 | 140.93 | 140.94 | 0.01 | 0
2040 | PJM_ROR_2_PJM_ROM | PJM_ROR | PJM_ROM | Internal | Winter | B19 | 700 | 8000 | 6116.36 | 140.93 | 140.94 | 0.01 | 0
2040 | PJM_ROR_2_PJM_ROM | PJM_ROR | PJM_ROM | Internal | Winter | B20 | 935 | 8000 | 5707.06 | 103.91 | 103.93 | 0.01 | 0
2040 | PJM_ROR_2_TVA_Transmission | PJM_ROR | TVA_Transmission | Internal | Shoulder | B11 | 25 | 2500 | 31.51 | 143.36 | 149.35 | 6 | 0
2040 | PJM_ROR_2_TVA_Transmission | PJM_ROR | TVA_Transmission | Internal | Shoulder | B12 | 200 | 2500 | 0 | 139 | 141.37 | 6 | 0
2040 | PJM_ROR_2_TVA_Transmission | PJM_ROR | TVA_Transmission | Internal | Shoulder | B13 | 600 | 2500 | 0 | 136.97 | 136.06 | 6 | 0
2040 | PJM_ROR_2_TVA_Transmission | PJM_ROR | TVA_Transmission | Internal | Shoulder | B14 | 900 | 2500 | 0 | 136.97 | 136.06 | 6 | 0
2040 | PJM_ROR_2_TVA_Transmission | PJM_ROR | TVA_Transmission | Internal | Shoulder | B15 | 1203 | 2500 | 0 | 107.28 | 98.28 | 6 | 0
2040 | PJM_ROR_2_TVA_Transmission | PJM_ROR | TVA_Transmission | Internal | Summer | B1 | 10 | 2500 | 0.01 | 253.63 | 256.21 | 6 | 0
2040 | PJM_ROR_2_TVA_Transmission | PJM_ROR | TVA_Transmission | Internal | Summer | B2 | 25 | 2500 | 1.09 | 253.63 | 259.62 | 6 | 0
2040 | PJM_ROR_2_TVA_Transmission | PJM_ROR | TVA_Transmission | Internal | Summer | B3 | 75 | 2500 | 3.94 | 245.79 | 251.79 | 6 | 0
2040 | PJM_ROR_2_TVA_Transmission | PJM_ROR | TVA_Transmission | Internal | Summer | B4 | 100 | 2500 | 987.23 | 175.44 | 181.44 | 6 | 0
2040 | PJM_ROR_2_TVA_Transmission | PJM_ROR | TVA_Transmission | Internal | Summer | B5 | 200 | 2500 | 0 | 165.6 | 169.71 | 6 | 0
2040 | PJM_ROR_2_TVA_Transmission | PJM_ROR | TVA_Transmission | Internal | Summer | B6 | 300 | 2500 | 0 | 158.52 | 158.52 | 6 | 0
2040 | PJM_ROR_2_TVA_Transmission | PJM_ROR | TVA_Transmission | Internal | Summer | B7 | 400 | 2500 | 0 | 151.06 | 151.43 | 6 | 0
2040 | PJM_ROR_2_TVA_Transmission | PJM_ROR | TVA_Transmission | Internal | Summer | B8 | 500 | 2500 | 0 | 137.35 | 141.11 | 6 | 0
2040 | PJM_ROR_2_TVA_Transmission | PJM_ROR | TVA_Transmission | Internal | Summer | B9 | 800 | 2500 | 0 | 135.2 | 139.96 | 6 | 0
2040 | PJM_ROR_2_TVA_Transmission | PJM_ROR | TVA_Transmission | Internal | Summer | B10 | 1262 | 2500 | 0 | 115.1 | 103.84 | 6 | 0
2040 | PJM_ROR_2_TVA_Transmission | PJM_ROR | TVA_Transmission | Internal | Winter | B16 | 25 | 2500 | 1358.92 | 141.86 | 147.86 | 6 | 0
2040 | PJM_ROR_2_TVA_Transmission | PJM_ROR | TVA_Transmission | Internal | Winter | B17 | 100 | 2500 | 0 | 142 | 143.92 | 6 | 0
2040 | PJM_ROR_2_TVA_Transmission | PJM_ROR | TVA_Transmission | Internal | Winter | B18 | 400 | 2500 | 0 | 140.93 | 139.83 | 6 | 0
2040 | PJM_ROR_2_TVA_Transmission | PJM_ROR | TVA_Transmission | Internal | Winter | B19 | 700 | 2500 | 0 | 140.93 | 139.83 | 6 | 0
2040 | PJM_ROR_2_TVA_Transmission | PJM_ROR | TVA_Transmission | Internal | Winter | B20 | 935 | 2500 | 0 | 103.91 | 95.64 | 6 | 0
2040 | PJM_ROR_2_VACAR | PJM_ROR | VACAR | Internal | Shoulder | B11 | 25 | 3000 | 0 | 143.36 | 142.36 | 6 | 0
2040 | PJM_ROR_2_VACAR | PJM_ROR | VACAR | Internal | Shoulder | B12 | 200 | 3000 | 0 | 139 | 142.36 | 6 | 0
2040 | PJM_ROR_2_VACAR | PJM_ROR | VACAR | Internal | Shoulder | B13 | 600 | 3000 | 0 | 136.97 | 136.08 | 6 | 0
2040 | PJM_ROR_2_VACAR | PJM_ROR | VACAR | Internal | Shoulder | B14 | 900 | 3000 | 0 | 136.97 | 136.08 | 6 | 0
2040 | PJM_ROR_2_VACAR | PJM_ROR | VACAR | Internal | Shoulder | B15 | 1203 | 3000 | 0 | 107.28 | 100.28 | 6 | 0
2040 | PJM_ROR_2_VACAR | PJM_ROR | VACAR | Internal | Summer | B1 | 10 | 3000 | 2999.97 | 253.63 | 260.84 | 6 | 1.21
2040 | PJM_ROR_2_VACAR | PJM_ROR | VACAR | Internal | Summer | B2 | 25 | 3000 | 2999.99 | 253.63 | 260.84 | 6 | 1.21
2040 | PJM_ROR_2_VACAR | PJM_ROR | VACAR | Internal | Summer | B3 | 75 | 3000 | 2625.79 | 245.79 | 251.79 | 6 | 0
2040 | PJM_ROR_2_VACAR | PJM_ROR | VACAR | Internal | Summer | B4 | 100 | 3000 | 0 | 175.44 | 174.45 | 6 | 0
2040 | PJM_ROR_2_VACAR | PJM_ROR | VACAR | Internal | Summer | B5 | 200 | 3000 | 0 | 165.6 | 162.71 | 6 | 0
2040 | PJM_ROR_2_VACAR | PJM_ROR | VACAR | Internal | Summer | B6 | 300 | 3000 | 0 | 158.52 | 151.52 | 6 | 0
2040 | PJM_ROR_2_VACAR | PJM_ROR | VACAR | Internal | Summer | B7 | 400 | 3000 | 0 | 151.06 | 144.06 | 6 | 0
2040 | PJM_ROR_2_VACAR | PJM_ROR | VACAR | Internal | Summer | B8 | 500 | 3000 | 0 | 137.35 | 140.1 | 6 | 0
2040 | PJM_ROR_2_VACAR | PJM_ROR | VACAR | Internal | Summer | B9 | 800 | 3000 | 0 | 135.2 | 133.48 | 6 | 0
2040 | PJM_ROR_2_VACAR | PJM_ROR | VACAR | Internal | Summer | B10 | 1262 | 3000 | 0 | 115.1 | 88.84 | 6 | 0
2040 | PJM_ROR_2_VACAR | PJM_ROR | VACAR | Internal | Winter | B16 | 25 | 3000 | 218.09 | 141.86 | 147.86 | 6 | 0
2040 | PJM_ROR_2_VACAR | PJM_ROR | VACAR | Internal | Winter | B17 | 100 | 3000 | 0.01 | 142 | 147.69 | 6 | 0
2040 | PJM_ROR_2_VACAR | PJM_ROR | VACAR | Internal | Winter | B18 | 400 | 3000 | 0 | 140.93 | 137.24 | 6 | 0
2040 | PJM_ROR_2_VACAR | PJM_ROR | VACAR | Internal | Winter | B19 | 700 | 3000 | 0 | 140.93 | 137.24 | 6 | 0
2040 | PJM_ROR_2_VACAR | PJM_ROR | VACAR | Internal | Winter | B20 | 935 | 3000 | 0 | 103.91 | 100.3 | 6 | 0
2040 | PJM_ROM_2_NYISO_A-F | PJM_ROM | NYISO_A-F | Internal | Shoulder | B11 | 25 | 2000 | 0 | 153.86 | 105.28 | 6 | 0
2040 | PJM_ROM_2_NYISO_A-F | PJM_ROM | NYISO_A-F | Internal | Shoulder | B12 | 200 | 2000 | 0 | 146.68 | 136.01 | 6 | 0
2040 | PJM_ROM_2_NYISO_A-F | PJM_ROM | NYISO_A-F | Internal | Shoulder | B13 | 600 | 2000 | 0 | 136.98 | 105.28 | 6 | 0
2040 | PJM_ROM_2_NYISO_A-F | PJM_ROM | NYISO_A-F | Internal | Shoulder | B14 | 900 | 2000 | 0 | 136.98 | 105.28 | 6 | 0
2040 | PJM_ROM_2_NYISO_A-F | PJM_ROM | NYISO_A-F | Internal | Shoulder | B15 | 1203 | 2000 | 0 | 108.23 | 100.23 | 6 | 0
2040 | PJM_ROM_2_NYISO_A-F | PJM_ROM | NYISO_A-F | Internal | Summer | B1 | 10 | 2000 | 0 | 317.16 | 153.11 | 6 | 0
2040 | PJM_ROM_2_NYISO_A-F | PJM_ROM | NYISO_A-F | Internal | Summer | B2 | 25 | 2000 | 0 | 253.64 | 170.83 | 6 | 0
2040 | PJM_ROM_2_NYISO_A-F | PJM_ROM | NYISO_A-F | Internal | Summer | B3 | 75 | 2000 | 0 | 245.81 | 170.83 | 6 | 0
2040 | PJM_ROM_2_NYISO_A-F | PJM_ROM | NYISO_A-F | Internal | Summer | B4 | 100 | 2000 | 0 | 175.45 | 155.48 | 6 | 0
2040 | PJM_ROM_2_NYISO_A-F | PJM_ROM | NYISO_A-F | Internal | Summer | B5 | 200 | 2000 | 0 | 165.61 | 153.33 | 6 | 0
2040 | PJM_ROM_2_NYISO_A-F | PJM_ROM | NYISO_A-F | Internal | Summer | B6 | 300 | 2000 | 0 | 158.53 | 150.53 | 6 | 0
2040 | PJM_ROM_2_NYISO_A-F | PJM_ROM | NYISO_A-F | Internal | Summer | B7 | 400 | 2000 | 0 | 151.07 | 148.85 | 6 | 0
2040 | PJM_ROM_2_NYISO_A-F | PJM_ROM | NYISO_A-F | Internal | Summer | B8 | 500 | 2000 | 0 | 144.58 | 136.58 | 6 | 0
2040 | PJM_ROM_2_NYISO_A-F | PJM_ROM | NYISO_A-F | Internal | Summer | B9 | 800 | 2000 | 0 | 135.21 | 127.21 | 6 | 0
2040 | PJM_ROM_2_NYISO_A-F | PJM_ROM | NYISO_A-F | Internal | Summer | B10 | 1262 | 2000 | 1438.47 | 120.34 | 126.34 | 6 | 0
2040 | PJM_ROM_2_NYISO_A-F | PJM_ROM | NYISO_A-F | Internal | Winter | B16 | 25 | 2000 | 0 | 160.24 | 95.93 | 6 | 0
2040 | PJM_ROM_2_NYISO_A-F | PJM_ROM | NYISO_A-F | Internal | Winter | B17 | 100 | 2000 | 0 | 158.91 | 95.93 | 6 | 0
2040 | PJM_ROM_2_NYISO_A-F | PJM_ROM | NYISO_A-F | Internal | Winter | B18 | 400 | 2000 | 0 | 140.94 | 95.93 | 6 | 0
2040 | PJM_ROM_2_NYISO_A-F | PJM_ROM | NYISO_A-F | Internal | Winter | B19 | 700 | 2000 | 0 | 140.94 | 95.93 | 6 | 0
2040 | PJM_ROM_2_NYISO_A-F | PJM_ROM | NYISO_A-F | Internal | Winter | B20 | 935 | 2000 | 0 | 103.93 | 95.93 | 6 | 0
2040 | PJM_ROM_2_PJM_E | PJM_ROM | PJM_E | Internal | Shoulder | B11 | 25 | 8000 | 5862.96 | 153.86 | 153.87 | 0.01 | 0
2040 | PJM_ROM_2_PJM_E | PJM_ROM | PJM_E | Internal | Shoulder | B12 | 200 | 8000 | 6036.88 | 146.68 | 146.69 | 0.01 | 0
2040 | PJM_ROM_2_PJM_E | PJM_ROM | PJM_E | Internal | Shoulder | B13 | 600 | 8000 | 5586.12 | 136.98 | 136.99 | 0.01 | 0
2040 | PJM_ROM_2_PJM_E | PJM_ROM | PJM_E | Internal | Shoulder | B14 | 900 | 8000 | 4105.46 | 136.98 | 136.99 | 0.01 | 0
2040 | PJM_ROM_2_PJM_E | PJM_ROM | PJM_E | Internal | Shoulder | B15 | 1203 | 8000 | 5718.02 | 108.23 | 108.24 | 0.01 | 0
2040 | PJM_ROM_2_PJM_E | PJM_ROM | PJM_E | Internal | Summer | B1 | 10 | 8000 | 7018.13 | 317.16 | 317.17 | 0.01 | 0
2040 | PJM_ROM_2_PJM_E | PJM_ROM | PJM_E | Internal | Summer | B2 | 25 | 8000 | 5707.65 | 253.64 | 253.66 | 0.01 | 0
2040 | PJM_ROM_2_PJM_E | PJM_ROM | PJM_E | Internal | Summer | B3 | 75 | 8000 | 2362.05 | 245.81 | 245.82 | 0.01 | 0
2040 | PJM_ROM_2_PJM_E | PJM_ROM | PJM_E | Internal | Summer | B4 | 100 | 8000 | 5196.64 | 175.45 | 175.46 | 0.01 | 0
2040 | PJM_ROM_2_PJM_E | PJM_ROM | PJM_E | Internal | Summer | B5 | 200 | 8000 | 4071.11 | 165.61 | 165.62 | 0.01 | 0
2040 | PJM_ROM_2_PJM_E | PJM_ROM | PJM_E | Internal | Summer | B6 | 300 | 8000 | 5207.79 | 158.53 | 158.54 | 0.01 | 0
2040 | PJM_ROM_2_PJM_E | PJM_ROM | PJM_E | Internal | Summer | B7 | 400 | 8000 | 4156.52 | 151.07 | 151.08 | 0.01 | 0
2040 | PJM_ROM_2_PJM_E | PJM_ROM | PJM_E | Internal | Summer | B8 | 500 | 8000 | 6086.69 | 144.58 | 144.59 | 0.01 | 0
2040 | PJM_ROM_2_PJM_E | PJM_ROM | PJM_E | Internal | Summer | B9 | 800 | 8000 | 4966.33 | 135.21 | 135.22 | 0.01 | 0
2040 | PJM_ROM_2_PJM_E | PJM_ROM | PJM_E | Internal | Summer | B10 | 1262 | 8000 | 6796.79 | 120.34 | 120.36 | 0.01 | 0
2040 | PJM_ROM_2_PJM_E | PJM_ROM | PJM_E | Internal | Winter | B16 | 25 | 8000 | 7838.37 | 160.24 | 160.25 | 0.01 | 0
2040 | PJM_ROM_2_PJM_E | PJM_ROM | PJM_E | Internal | Winter | B17 | 100 | 8000 | 6940.81 | 158.91 | 158.92 | 0.01 | 0
2040 | PJM_ROM_2_PJM_E | PJM_ROM | PJM_E | Internal | Winter | B18 | 400 | 8000 | 6952.25 | 140.94 | 140.95 | 0.01 | 0
2040 | PJM_ROM_2_PJM_E | PJM_ROM | PJM_E | Internal | Winter | B19 | 700 | 8000 | 5359.72 | 140.94 | 140.95 | 0.01 | 0
2040 | PJM_ROM_2_PJM_E | PJM_ROM | PJM_E | Internal | Winter | B20 | 935 | 8000 | 5347.94 | 103.93 | 103.94 | 0.01 | 0
2040 | PJM_ROM_2_PJM_ROR | PJM_ROM | PJM_ROR | Internal | Shoulder | B11 | 25 | 8000 | 0 | 153.86 | 143.36 | 0.01 | 0
2040 | PJM_ROM_2_PJM_ROR | PJM_ROM | PJM_ROR | Internal | Shoulder | B12 | 200 | 8000 | 0 | 146.68 | 139 | 0.01 | 0
2040 | PJM_ROM_2_PJM_ROR | PJM_ROM | PJM_ROR | Internal | Shoulder | B13 | 600 | 8000 | 0.03 | 136.98 | 136.97 | 0.01 | 0
2040 | PJM_ROM_2_PJM_ROR | PJM_ROM | PJM_ROR | Internal | Shoulder | B14 | 900 | 8000 | 0.02 | 136.98 | 136.97 | 0.01 | 0
2040 | PJM_ROM_2_PJM_ROR | PJM_ROM | PJM_ROR | Internal | Shoulder | B15 | 1203 | 8000 | 0 | 108.23 | 107.28 | 0.01 | 0
2040 | PJM_ROM_2_PJM_ROR | PJM_ROM | PJM_ROR | Internal | Summer | B1 | 10 | 8000 | 0 | 317.16 | 253.63 | 0.01 | 0
2040 | PJM_ROM_2_PJM_ROR | PJM_ROM | PJM_ROR | Internal | Summer | B2 | 25 | 8000 | 0.63 | 253.64 | 253.63 | 0.01 | 0
2040 | PJM_ROM_2_PJM_ROR | PJM_ROM | PJM_ROR | Internal | Summer | B3 | 75 | 8000 | 0.23 | 245.81 | 245.79 | 0.01 | 0
2040 | PJM_ROM_2_PJM_ROR | PJM_ROM | PJM_ROR | Internal | Summer | B4 | 100 | 8000 | 0.16 | 175.45 | 175.44 | 0.01 | 0
2040 | PJM_ROM_2_PJM_ROR | PJM_ROM | PJM_ROR | Internal | Summer | B5 | 200 | 8000 | 0.08 | 165.61 | 165.6 | 0.01 | 0
2040 | PJM_ROM_2_PJM_ROR | PJM_ROM | PJM_ROR | Internal | Summer | B6 | 300 | 8000 | 0.06 | 158.53 | 158.52 | 0.01 | 0
2040 | PJM_ROM_2_PJM_ROR | PJM_ROM | PJM_ROR | Internal | Summer | B7 | 400 | 8000 | 0.04 | 151.07 | 151.06 | 0.01 | 0
2040 | PJM_ROM_2_PJM_ROR | PJM_ROM | PJM_ROR | Internal | Summer | B8 | 500 | 8000 | 0 | 144.58 | 137.35 | 0.01 | 0
2040 | PJM_ROM_2_PJM_ROR | PJM_ROM | PJM_ROR | Internal | Summer | B9 | 800 | 8000 | 0.02 | 135.21 | 135.2 | 0.01 | 0
2040 | PJM_ROM_2_PJM_ROR | PJM_ROM | PJM_ROR | Internal | Summer | B10 | 1262 | 8000 | 0 | 120.34 | 115.1 | 0.01 | 0
2040 | PJM_ROM_2_PJM_ROR | PJM_ROM | PJM_ROR | Internal | Winter | B16 | 25 | 8000 | 0 | 160.24 | 141.86 | 0.01 | 0
2040 | PJM_ROM_2_PJM_ROR | PJM_ROM | PJM_ROR | Internal | Winter | B17 | 100 | 8000 | 0 | 158.91 | 142 | 0.01 | 0
2040 | PJM_ROM_2_PJM_ROR | PJM_ROM | PJM_ROR | Internal | Winter | B18 | 400 | 8000 | 0.04 | 140.94 | 140.93 | 0.01 | 0
2040 | PJM_ROM_2_PJM_ROR | PJM_ROM | PJM_ROR | Internal | Winter | B19 | 700 | 8000 | 0.02 | 140.94 | 140.93 | 0.01 | 0
2040 | PJM_ROM_2_PJM_ROR | PJM_ROM | PJM_ROR | Internal | Winter | B20 | 935 | 8000 | 0.02 | 103.93 | 103.91 | 0.01 | 0
2040 | SOCO_2_ENT | SOCO | ENT | Internal | Shoulder | B11 | 25 | 4300 | 0 | 155.07 | 141.38 | 10 | 0
2040 | SOCO_2_ENT | SOCO | ENT | Internal | Shoulder | B12 | 200 | 4300 | 0 | 141.87 | 133.87 | 10 | 0
2040 | SOCO_2_ENT | SOCO | ENT | Internal | Shoulder | B13 | 600 | 4300 | 0 | 141.87 | 128.06 | 10 | 0
2040 | SOCO_2_ENT | SOCO | ENT | Internal | Shoulder | B14 | 900 | 4300 | 0 | 141.87 | 126.96 | 10 | 0
2040 | SOCO_2_ENT | SOCO | ENT | Internal | Shoulder | B15 | 1203 | 4300 | 0 | 90.6 | 82.28 | 10 | 0
2040 | SOCO_2_ENT | SOCO | ENT | Internal | Summer | B1 | 10 | 4300 | 0 | 265.21 | 166.42 | 10 | 0
2040 | SOCO_2_ENT | SOCO | ENT | Internal | Summer | B2 | 25 | 4300 | 0 | 265.21 | 243.62 | 10 | 0
2040 | SOCO_2_ENT | SOCO | ENT | Internal | Summer | B3 | 75 | 4300 | 0 | 258.79 | 243.79 | 10 | 0
2040 | SOCO_2_ENT | SOCO | ENT | Internal | Summer | B4 | 100 | 4300 | 0 | 181.45 | 173.45 | 10 | 0
2040 | SOCO_2_ENT | SOCO | ENT | Internal | Summer | B5 | 200 | 4300 | 0 | 169.71 | 166.42 | 10 | 0
2040 | SOCO_2_ENT | SOCO | ENT | Internal | Summer | B6 | 300 | 4300 | 0 | 161.31 | 165.83 | 10 | 0
2040 | SOCO_2_ENT | SOCO | ENT | Internal | Summer | B7 | 400 | 4300 | 0 | 151.06 | 160.43 | 10 | 0
2040 | SOCO_2_ENT | SOCO | ENT | Internal | Summer | B8 | 500 | 4300 | 0 | 147.1 | 139.1 | 10 | 0
2040 | SOCO_2_ENT | SOCO | ENT | Internal | Summer | B9 | 800 | 4300 | 0 | 140.48 | 138.12 | 10 | 0
2040 | SOCO_2_ENT | SOCO | ENT | Internal | Summer | B10 | 1262 | 4300 | 0 | 95.84 | 87.84 | 10 | 0
2040 | SOCO_2_ENT | SOCO | ENT | Internal | Winter | B16 | 25 | 4300 | 0 | 154.86 | 143.32 | 10 | 0
2040 | SOCO_2_ENT | SOCO | ENT | Internal | Winter | B17 | 100 | 4300 | 0 | 145.12 | 135.92 | 10 | 0
2040 | SOCO_2_ENT | SOCO | ENT | Internal | Winter | B18 | 400 | 4300 | 0 | 143.97 | 131.83 | 10 | 0
2040 | SOCO_2_ENT | SOCO | ENT | Internal | Winter | B19 | 700 | 4300 | 0 | 143.97 | 131.4 | 10 | 0
2040 | SOCO_2_ENT | SOCO | ENT | Internal | Winter | B20 | 935 | 4300 | 0 | 90.3 | 79.64 | 10 | 0
2040 | SOCO_2_FRCC | SOCO | FRCC | Internal | Shoulder | B11 | 25 | 3700 | 3699.99 | 155.07 | 167.88 | 10 | 2.81
2040 | SOCO_2_FRCC | SOCO | FRCC | Internal | Shoulder | B12 | 200 | 3700 | 0 | 141.87 | 146.11 | 10 | 0
2040 | SOCO_2_FRCC | SOCO | FRCC | Internal | Shoulder | B13 | 600 | 3700 | 0 | 141.87 | 146.11 | 10 | 0
2040 | SOCO_2_FRCC | SOCO | FRCC | Internal | Shoulder | B14 | 900 | 3700 | 0 | 141.87 | 146.11 | 10 | 0
2040 | SOCO_2_FRCC | SOCO | FRCC | Internal | Shoulder | B15 | 1203 | 3700 | 0 | 90.6 | 82.6 | 10 | 0
2040 | SOCO_2_FRCC | SOCO | FRCC | Internal | Summer | B1 | 10 | 3700 | 0 | 265.21 | 268.79 | 10 | 0
2040 | SOCO_2_FRCC | SOCO | FRCC | Internal | Summer | B2 | 25 | 3700 | 0 | 265.21 | 268.79 | 10 | 0
2040 | SOCO_2_FRCC | SOCO | FRCC | Internal | Summer | B3 | 75 | 3700 | 192.18 | 258.79 | 268.79 | 10 | 0
2040 | SOCO_2_FRCC | SOCO | FRCC | Internal | Summer | B4 | 100 | 3700 | 760.8 | 181.45 | 191.45 | 10 | 0
2040 | SOCO_2_FRCC | SOCO | FRCC | Internal | Summer | B5 | 200 | 3700 | 0 | 169.71 | 168.89 | 10 | 0
2040 | SOCO_2_FRCC | SOCO | FRCC | Internal | Summer | B6 | 300 | 3700 | 0 | 161.31 | 168.89 | 10 | 0
2040 | SOCO_2_FRCC | SOCO | FRCC | Internal | Summer | B7 | 400 | 3700 | 0 | 151.06 | 145.05 | 10 | 0
2040 | SOCO_2_FRCC | SOCO | FRCC | Internal | Summer | B8 | 500 | 3700 | 0 | 147.1 | 145.05 | 10 | 0
2040 | SOCO_2_FRCC | SOCO | FRCC | Internal | Summer | B9 | 800 | 3700 | 0 | 140.48 | 145.05 | 10 | 0
2040 | SOCO_2_FRCC | SOCO | FRCC | Internal | Summer | B10 | 1262 | 3700 | 0 | 95.84 | 87.84 | 10 | 0
2040 | SOCO_2_FRCC | SOCO | FRCC | Internal | Winter | B16 | 25 | 3700 | 1950.29 | 154.86 | 164.86 | 10 | 0
2040 | SOCO_2_FRCC | SOCO | FRCC | Internal | Winter | B17 | 100 | 3700 | 0 | 145.12 | 148.8 | 10 | 0
2040 | SOCO_2_FRCC | SOCO | FRCC | Internal | Winter | B18 | 400 | 3700 | 0 | 143.97 | 148.8 | 10 | 0
2040 | SOCO_2_FRCC | SOCO | FRCC | Internal | Winter | B19 | 700 | 3700 | 0 | 143.97 | 148.8 | 10 | 0
2040 | SOCO_2_FRCC | SOCO | FRCC | Internal | Winter | B20 | 935 | 3700 | 0 | 90.3 | 82.3 | 10 | 0
2040 | SOCO_2_TVA_Transmission | SOCO | TVA_Transmission | Internal | Shoulder | B11 | 25 | 2600 | 0 | 155.07 | 149.35 | 10 | 0
2040 | SOCO_2_TVA_Transmission | SOCO | TVA_Transmission | Internal | Shoulder | B12 | 200 | 2600 | 0 | 141.87 | 141.37 | 10 | 0
2040 | SOCO_2_TVA_Transmission | SOCO | TVA_Transmission | Internal | Shoulder | B13 | 600 | 2600 | 0 | 141.87 | 136.06 | 10 | 0
2040 | SOCO_2_TVA_Transmission | SOCO | TVA_Transmission | Internal | Shoulder | B14 | 900 | 2600 | 0 | 141.87 | 136.06 | 10 | 0
2040 | SOCO_2_TVA_Transmission | SOCO | TVA_Transmission | Internal | Shoulder | B15 | 1203 | 2600 | 0 | 90.6 | 98.28 | 10 | 0
2040 | SOCO_2_TVA_Transmission | SOCO | TVA_Transmission | Internal | Summer | B1 | 10 | 2600 | 0 | 265.21 | 256.21 | 10 | 0
2040 | SOCO_2_TVA_Transmission | SOCO | TVA_Transmission | Internal | Summer | B2 | 25 | 2600 | 0 | 265.21 | 259.62 | 10 | 0
2040 | SOCO_2_TVA_Transmission | SOCO | TVA_Transmission | Internal | Summer | B3 | 75 | 2600 | 0 | 258.79 | 251.79 | 10 | 0
2040 | SOCO_2_TVA_Transmission | SOCO | TVA_Transmission | Internal | Summer | B4 | 100 | 2600 | 0 | 181.45 | 181.44 | 10 | 0
2040 | SOCO_2_TVA_Transmission | SOCO | TVA_Transmission | Internal | Summer | B5 | 200 | 2600 | 0 | 169.71 | 169.71 | 10 | 0
2040 | SOCO_2_TVA_Transmission | SOCO | TVA_Transmission | Internal | Summer | B6 | 300 | 2600 | 0 | 161.31 | 158.52 | 10 | 0
2040 | SOCO_2_TVA_Transmission | SOCO | TVA_Transmission | Internal | Summer | B7 | 400 | 2600 | 0 | 151.06 | 151.43 | 10 | 0
2040 | SOCO_2_TVA_Transmission | SOCO | TVA_Transmission | Internal | Summer | B8 | 500 | 2600 | 0 | 147.1 | 141.11 | 10 | 0
2040 | SOCO_2_TVA_Transmission | SOCO | TVA_Transmission | Internal | Summer | B9 | 800 | 2600 | 0 | 140.48 | 139.96 | 10 | 0
2040 | SOCO_2_TVA_Transmission | SOCO | TVA_Transmission | Internal | Summer | B10 | 1262 | 2600 | 0 | 95.84 | 103.84 | 10 | 0
2040 | SOCO_2_TVA_Transmission | SOCO | TVA_Transmission | Internal | Winter | B16 | 25 | 2600 | 0 | 154.86 | 147.86 | 10 | 0
2040 | SOCO_2_TVA_Transmission | SOCO | TVA_Transmission | Internal | Winter | B17 | 100 | 2600 | 0 | 145.12 | 143.92 | 10 | 0
2040 | SOCO_2_TVA_Transmission | SOCO | TVA_Transmission | Internal | Winter | B18 | 400 | 2600 | 0 | 143.97 | 139.83 | 10 | 0
2040 | SOCO_2_TVA_Transmission | SOCO | TVA_Transmission | Internal | Winter | B19 | 700 | 2600 | 0 | 143.97 | 139.83 | 10 | 0
2040 | SOCO_2_TVA_Transmission | SOCO | TVA_Transmission | Internal | Winter | B20 | 935 | 2600 | 0 | 90.3 | 95.64 | 10 | 0
2040 | SOCO_2_VACAR | SOCO | VACAR | Internal | Shoulder | B11 | 25 | 2000 | 0 | 155.07 | 142.36 | 10 | 0
2040 | SOCO_2_VACAR | SOCO | VACAR | Internal | Shoulder | B12 | 200 | 2000 | 0 | 141.87 | 142.36 | 10 | 0
2040 | SOCO_2_VACAR | SOCO | VACAR | Internal | Shoulder | B13 | 600 | 2000 | 0 | 141.87 | 136.08 | 10 | 0
2040 | SOCO_2_VACAR | SOCO | VACAR | Internal | Shoulder | B14 | 900 | 2000 | 0 | 141.87 | 136.08 | 10 | 0
2040 | SOCO_2_VACAR | SOCO | VACAR | Internal | Shoulder | B15 | 1203 | 2000 | 0 | 90.6 | 100.28 | 10 | 0
2040 | SOCO_2_VACAR | SOCO | VACAR | Internal | Summer | B1 | 10 | 2000 | 0 | 265.21 | 260.84 | 10 | 0
2040 | SOCO_2_VACAR | SOCO | VACAR | Internal | Summer | B2 | 25 | 2000 | 0 | 265.21 | 260.84 | 10 | 0
2040 | SOCO_2_VACAR | SOCO | VACAR | Internal | Summer | B3 | 75 | 2000 | 0 | 258.79 | 251.79 | 10 | 0
2040 | SOCO_2_VACAR | SOCO | VACAR | Internal | Summer | B4 | 100 | 2000 | 0 | 181.45 | 174.45 | 10 | 0
2040 | SOCO_2_VACAR | SOCO | VACAR | Internal | Summer | B5 | 200 | 2000 | 0 | 169.71 | 162.71 | 10 | 0
2040 | SOCO_2_VACAR | SOCO | VACAR | Internal | Summer | B6 | 300 | 2000 | 0 | 161.31 | 151.52 | 10 | 0
2040 | SOCO_2_VACAR | SOCO | VACAR | Internal | Summer | B7 | 400 | 2000 | 0 | 151.06 | 144.06 | 10 | 0
2040 | SOCO_2_VACAR | SOCO | VACAR | Internal | Summer | B8 | 500 | 2000 | 0 | 147.1 | 140.1 | 10 | 0
2040 | SOCO_2_VACAR | SOCO | VACAR | Internal | Summer | B9 | 800 | 2000 | 0 | 140.48 | 133.48 | 10 | 0
2040 | SOCO_2_VACAR | SOCO | VACAR | Internal | Summer | B10 | 1262 | 2000 | 0 | 95.84 | 88.84 | 10 | 0
2040 | SOCO_2_VACAR | SOCO | VACAR | Internal | Winter | B16 | 25 | 2000 | 0 | 154.86 | 147.86 | 10 | 0
2040 | SOCO_2_VACAR | SOCO | VACAR | Internal | Winter | B17 | 100 | 2000 | 0 | 145.12 | 147.69 | 10 | 0
2040 | SOCO_2_VACAR | SOCO | VACAR | Internal | Winter | B18 | 400 | 2000 | 0 | 143.97 | 137.24 | 10 | 0
2040 | SOCO_2_VACAR | SOCO | VACAR | Internal | Winter | B19 | 700 | 2000 | 0 | 143.97 | 137.24 | 10 | 0
2040 | SOCO_2_VACAR | SOCO | VACAR | Internal | Winter | B20 | 935 | 2000 | 384.13 | 90.3 | 100.3 | 10 | 0
2040 | SPP_N_2_ENT | SPP_N | ENT | Internal | Shoulder | B11 | 25 | 15643 | 15641.8 | 136.37 | 141.38 | 5 | 0.01
2040 | SPP_N_2_ENT | SPP_N | ENT | Internal | Shoulder | B12 | 200 | 15643 | 14970.53 | 128.87 | 133.87 | 5 | 0
2040 | SPP_N_2_ENT | SPP_N | ENT | Internal | Shoulder | B13 | 600 | 15643 | 15643 | 106.31 | 128.06 | 5 | 16.75
2040 | SPP_N_2_ENT | SPP_N | ENT | Internal | Shoulder | B14 | 900 | 15643 | 15643 | 11.52 | 126.96 | 5 | 110.44
2040 | SPP_N_2_ENT | SPP_N | ENT | Internal | Shoulder | B15 | 1203 | 15643 | 15643 | 11.52 | 82.28 | 5 | 65.76
2040 | SPP_N_2_ENT | SPP_N | ENT | Internal | Summer | B1 | 10 | 15643 | 15643 | 11.52 | 166.42 | 5 | 149.9
2040 | SPP_N_2_ENT | SPP_N | ENT | Internal | Summer | B2 | 25 | 15643 | 9107 | 238.62 | 243.62 | 5 | 0
2040 | SPP_N_2_ENT | SPP_N | ENT | Internal | Summer | B3 | 75 | 15643 | 3335.14 | 238.79 | 243.79 | 5 | 0
2040 | SPP_N_2_ENT | SPP_N | ENT | Internal | Summer | B4 | 100 | 15643 | 6179.3 | 168.45 | 173.45 | 5 | 0
2040 | SPP_N_2_ENT | SPP_N | ENT | Internal | Summer | B5 | 200 | 15643 | 6926.81 | 161.42 | 166.42 | 5 | 0
2040 | SPP_N_2_ENT | SPP_N | ENT | Internal | Summer | B6 | 300 | 15643 | 6919.45 | 160.83 | 165.83 | 5 | 0
2040 | SPP_N_2_ENT | SPP_N | ENT | Internal | Summer | B7 | 400 | 15643 | 8242.61 | 155.43 | 160.43 | 5 | 0
2040 | SPP_N_2_ENT | SPP_N | ENT | Internal | Summer | B8 | 500 | 15643 | 11589.87 | 134.1 | 139.1 | 5 | 0
2040 | SPP_N_2_ENT | SPP_N | ENT | Internal | Summer | B9 | 800 | 15643 | 14283.94 | 133.12 | 138.12 | 5 | 0
2040 | SPP_N_2_ENT | SPP_N | ENT | Internal | Summer | B10 | 1262 | 15643 | 15044.25 | 82.84 | 87.84 | 5 | 0
2040 | SPP_N_2_ENT | SPP_N | ENT | Internal | Winter | B16 | 25 | 15643 | 15643 | 11.52 | 143.32 | 5 | 126.8
2040 | SPP_N_2_ENT | SPP_N | ENT | Internal | Winter | B17 | 100 | 15643 | 15643 | 11.52 | 135.92 | 5 | 119.4
2040 | SPP_N_2_ENT | SPP_N | ENT | Internal | Winter | B18 | 400 | 15643 | 14807.48 | 126.83 | 131.83 | 5 | 0
2040 | SPP_N_2_ENT | SPP_N | ENT | Internal | Winter | B19 | 700 | 15643 | 15643 | 11.53 | 131.4 | 5 | 114.87
2040 | SPP_N_2_ENT | SPP_N | ENT | Internal | Winter | B20 | 935 | 15643 | 15643 | 11.52 | 79.64 | 5 | 63.12
2040 | SPP_N_2_MISO_MO-IL | SPP_N | MISO_MO-IL | Internal | Shoulder | B11 | 25 | 4019 | 1.1 | 136.37 | 141.36 | 5 | 0
2040 | SPP_N_2_MISO_MO-IL | SPP_N | MISO_MO-IL | Internal | Shoulder | B12 | 200 | 4019 | 4019 | 128.87 | 137.02 | 5 | 3.15
2040 | SPP_N_2_MISO_MO-IL | SPP_N | MISO_MO-IL | Internal | Shoulder | B13 | 600 | 4019 | 4019 | 106.31 | 134.98 | 5 | 23.67
2040 | SPP_N_2_MISO_MO-IL | SPP_N | MISO_MO-IL | Internal | Shoulder | B14 | 900 | 4019 | 4019 | 11.52 | 134.96 | 5 | 118.44
2040 | SPP_N_2_MISO_MO-IL | SPP_N | MISO_MO-IL | Internal | Shoulder | B15 | 1203 | 4019 | 4019 | 11.52 | 90.28 | 5 | 73.76
2040 | SPP_N_2_MISO_MO-IL | SPP_N | MISO_MO-IL | Internal | Summer | B1 | 10 | 4019 | 4019 | 11.52 | 248.21 | 5 | 231.7
2040 | SPP_N_2_MISO_MO-IL | SPP_N | MISO_MO-IL | Internal | Summer | B2 | 25 | 4019 | 4019 | 238.62 | 251.62 | 5 | 8
2040 | SPP_N_2_MISO_MO-IL | SPP_N | MISO_MO-IL | Internal | Summer | B3 | 75 | 4019 | 3322.58 | 238.79 | 243.79 | 5 | 0
2040 | SPP_N_2_MISO_MO-IL | SPP_N | MISO_MO-IL | Internal | Summer | B4 | 100 | 4019 | 2026.9 | 168.45 | 173.45 | 5 | 0
2040 | SPP_N_2_MISO_MO-IL | SPP_N | MISO_MO-IL | Internal | Summer | B5 | 200 | 4019 | 0 | 161.42 | 165.42 | 5 | 0
2040 | SPP_N_2_MISO_MO-IL | SPP_N | MISO_MO-IL | Internal | Summer | B6 | 300 | 4019 | 0 | 160.83 | 160.52 | 5 | 0
2040 | SPP_N_2_MISO_MO-IL | SPP_N | MISO_MO-IL | Internal | Summer | B7 | 400 | 4019 | 0 | 155.43 | 149.07 | 5 | 0
2040 | SPP_N_2_MISO_MO-IL | SPP_N | MISO_MO-IL | Internal | Summer | B8 | 500 | 4019 | 0 | 134.1 | 135.45 | 5 | 0
2040 | SPP_N_2_MISO_MO-IL | SPP_N | MISO_MO-IL | Internal | Summer | B9 | 800 | 4019 | 0 | 133.12 | 135.45 | 5 | 0
2040 | SPP_N_2_MISO_MO-IL | SPP_N | MISO_MO-IL | Internal | Summer | B10 | 1262 | 4019 | 4019 | 82.84 | 95.84 | 5 | 8
2040 | SPP_N_2_MISO_MO-IL | SPP_N | MISO_MO-IL | Internal | Winter | B16 | 25 | 4019 | 4019 | 11.52 | 139.86 | 5 | 123.34
2040 | SPP_N_2_MISO_MO-IL | SPP_N | MISO_MO-IL | Internal | Winter | B17 | 100 | 4019 | 4019 | 11.52 | 140.41 | 5 | 123.89
2040 | SPP_N_2_MISO_MO-IL | SPP_N | MISO_MO-IL | Internal | Winter | B18 | 400 | 4019 | 4019 | 126.83 | 138.93 | 5 | 7.1
2040 | SPP_N_2_MISO_MO-IL | SPP_N | MISO_MO-IL | Internal | Winter | B19 | 700 | 4019 | 4019 | 11.53 | 138.91 | 5 | 122.38
2040 | SPP_N_2_MISO_MO-IL | SPP_N | MISO_MO-IL | Internal | Winter | B20 | 935 | 4019 | 4019 | 11.52 | 87.64 | 5 | 71.12
2040 | SPP_N_2_MISO_W | SPP_N | MISO_W | Internal | Shoulder | B11 | 25 | 1087 | 1.08 | 136.37 | 141.36 | 5 | 0
2040 | SPP_N_2_MISO_W | SPP_N | MISO_W | Internal | Shoulder | B12 | 200 | 1087 | 1087 | 128.87 | 137 | 5 | 3.14
2040 | SPP_N_2_MISO_W | SPP_N | MISO_W | Internal | Shoulder | B13 | 600 | 1087 | 1087 | 106.31 | 134.97 | 5 | 23.66
2040 | SPP_N_2_MISO_W | SPP_N | MISO_W | Internal | Shoulder | B14 | 900 | 1087 | 1087 | 11.52 | 76.61 | 5 | 60.09
2040 | SPP_N_2_MISO_W | SPP_N | MISO_W | Internal | Shoulder | B15 | 1203 | 1087 | 1087 | 11.52 | 54.35 | 5 | 37.83
2040 | SPP_N_2_MISO_W | SPP_N | MISO_W | Internal | Summer | B1 | 10 | 1087 | 1087 | 11.52 | 251.63 | 5 | 235.11
2040 | SPP_N_2_MISO_W | SPP_N | MISO_W | Internal | Summer | B2 | 25 | 1087 | 1087 | 238.62 | 251.63 | 5 | 8.01
2040 | SPP_N_2_MISO_W | SPP_N | MISO_W | Internal | Summer | B3 | 75 | 1087 | 102.15 | 238.79 | 243.79 | 5 | 0
2040 | SPP_N_2_MISO_W | SPP_N | MISO_W | Internal | Summer | B4 | 100 | 1087 | 0.31 | 168.45 | 173.44 | 5 | 0
2040 | SPP_N_2_MISO_W | SPP_N | MISO_W | Internal | Summer | B5 | 200 | 1087 | 0 | 161.42 | 165.41 | 5 | 0
2040 | SPP_N_2_MISO_W | SPP_N | MISO_W | Internal | Summer | B6 | 300 | 1087 | 0 | 160.83 | 160.5 | 5 | 0
2040 | SPP_N_2_MISO_W | SPP_N | MISO_W | Internal | Summer | B7 | 400 | 1087 | 0 | 155.43 | 149.06 | 5 | 0
2040 | SPP_N_2_MISO_W | SPP_N | MISO_W | Internal | Summer | B8 | 500 | 1087 | 0 | 134.1 | 135.35 | 5 | 0
2040 | SPP_N_2_MISO_W | SPP_N | MISO_W | Internal | Summer | B9 | 800 | 1087 | 0 | 133.12 | 133.2 | 5 | 0
2040 | SPP_N_2_MISO_W | SPP_N | MISO_W | Internal | Summer | B10 | 1262 | 1087 | 1087 | 82.84 | 94.86 | 5 | 7.01
2040 | SPP_N_2_MISO_W | SPP_N | MISO_W | Internal | Winter | B16 | 25 | 1087 | 1087 | 11.52 | 47.35 | 5 | 30.83
2040 | SPP_N_2_MISO_W | SPP_N | MISO_W | Internal | Winter | B17 | 100 | 1087 | 1087 | 11.52 | 54.35 | 5 | 37.83
2040 | SPP_N_2_MISO_W | SPP_N | MISO_W | Internal | Winter | B18 | 400 | 1087 | 1007.71 | 126.83 | 131.83 | 5 | 0
2040 | SPP_N_2_MISO_W | SPP_N | MISO_W | Internal | Winter | B19 | 700 | 1087 | 1087 | 11.53 | 138.9 | 5 | 122.37
2040 | SPP_N_2_MISO_W | SPP_N | MISO_W | Internal | Winter | B20 | 935 | 1087 | 1087 | 11.52 | 82.19 | 5 | 65.67
2040 | SPP_N_2_NE | SPP_N | NE | Internal | Shoulder | B11 | 25 | 490 | 0.44 | 136.37 | 136.36 | 0.01 | 0
2040 | SPP_N_2_NE | SPP_N | NE | Internal | Shoulder | B12 | 200 | 490 | 0.08 | 128.87 | 128.86 | 0.01 | 0
2040 | SPP_N_2_NE | SPP_N | NE | Internal | Shoulder | B13 | 600 | 490 | 0.03 | 106.31 | 106.3 | 0.01 | 0
2040 | SPP_N_2_NE | SPP_N | NE | Internal | Shoulder | B14 | 900 | 490 | 0.04 | 11.52 | 11.52 | 0.01 | 0
2040 | SPP_N_2_NE | SPP_N | NE | Internal | Shoulder | B15 | 1203 | 490 | 0.03 | 11.52 | 11.52 | 0.01 | 0
2040 | SPP_N_2_NE | SPP_N | NE | Internal | Summer | B1 | 10 | 490 | 490 | 11.52 | 246.63 | 0.01 | 235.1
2040 | SPP_N_2_NE | SPP_N | NE | Internal | Summer | B2 | 25 | 490 | 489.99 | 238.62 | 239.63 | 0.01 | 1
2040 | SPP_N_2_NE | SPP_N | NE | Internal | Summer | B3 | 75 | 490 | 0.37 | 238.79 | 238.79 | 0.01 | 0
2040 | SPP_N_2_NE | SPP_N | NE | Internal | Summer | B4 | 100 | 490 | 0.16 | 168.45 | 168.44 | 0.01 | 0
2040 | SPP_N_2_NE | SPP_N | NE | Internal | Summer | B5 | 200 | 490 | 0.08 | 161.42 | 161.41 | 0.01 | 0
2040 | SPP_N_2_NE | SPP_N | NE | Internal | Summer | B6 | 300 | 490 | 0 | 160.83 | 160.5 | 0.01 | 0
2040 | SPP_N_2_NE | SPP_N | NE | Internal | Summer | B7 | 400 | 490 | 0 | 155.43 | 144.06 | 0.01 | 0
2040 | SPP_N_2_NE | SPP_N | NE | Internal | Summer | B8 | 500 | 490 | 0 | 134.1 | 130.35 | 0.01 | 0
2040 | SPP_N_2_NE | SPP_N | NE | Internal | Summer | B9 | 800 | 490 | 0 | 133.12 | 128.2 | 0.01 | 0
2040 | SPP_N_2_NE | SPP_N | NE | Internal | Summer | B10 | 1262 | 490 | 234.51 | 82.84 | 82.86 | 0.01 | 0
2040 | SPP_N_2_NE | SPP_N | NE | Internal | Winter | B16 | 25 | 490 | 1.05 | 11.52 | 11.52 | 0.01 | 0
2040 | SPP_N_2_NE | SPP_N | NE | Internal | Winter | B17 | 100 | 490 | 0.29 | 11.52 | 11.52 | 0.01 | 0
2040 | SPP_N_2_NE | SPP_N | NE | Internal | Winter | B18 | 400 | 490 | 0 | 126.83 | 119.83 | 0.01 | 0
2040 | SPP_N_2_NE | SPP_N | NE | Internal | Winter | B19 | 700 | 490 | 0.02 | 11.53 | 11.52 | 0.01 | 0
2040 | SPP_N_2_NE | SPP_N | NE | Internal | Winter | B20 | 935 | 490 | 0.03 | 11.52 | 11.52 | 0.01 | 0
2040 | SPP_N_2_SPP_S | SPP_N | SPP_S | Internal | Shoulder | B11 | 25 | 4236 | 3149.04 | 136.37 | 136.38 | 0.01 | 0
2040 | SPP_N_2_SPP_S | SPP_N | SPP_S | Internal | Shoulder | B12 | 200 | 4236 | 0.08 | 128.87 | 128.86 | 0.01 | 0
2040 | SPP_N_2_SPP_S | SPP_N | SPP_S | Internal | Shoulder | B13 | 600 | 4236 | 0.03 | 106.31 | 106.3 | 0.01 | 0
2040 | SPP_N_2_SPP_S | SPP_N | SPP_S | Internal | Shoulder | B14 | 900 | 4236 | 0.04 | 11.52 | 11.52 | 0.01 | 0
2040 | SPP_N_2_SPP_S | SPP_N | SPP_S | Internal | Shoulder | B15 | 1203 | 4236 | 0.03 | 11.52 | 11.52 | 0.01 | 0
2040 | SPP_N_2_SPP_S | SPP_N | SPP_S | Internal | Summer | B1 | 10 | 4236 | 1302.73 | 11.52 | 11.53 | 0.01 | 0
2040 | SPP_N_2_SPP_S | SPP_N | SPP_S | Internal | Summer | B2 | 25 | 4236 | 0 | 238.62 | 234.75 | 0.01 | 0
2040 | SPP_N_2_SPP_S | SPP_N | SPP_S | Internal | Summer | B3 | 75 | 4236 | 0 | 238.79 | 236.77 | 0.01 | 0
2040 | SPP_N_2_SPP_S | SPP_N | SPP_S | Internal | Summer | B4 | 100 | 4236 | 735.71 | 168.45 | 168.46 | 0.01 | 0
2040 | SPP_N_2_SPP_S | SPP_N | SPP_S | Internal | Summer | B5 | 200 | 4236 | 1276.09 | 161.42 | 161.43 | 0.01 | 0
2040 | SPP_N_2_SPP_S | SPP_N | SPP_S | Internal | Summer | B6 | 300 | 4236 | 3041.22 | 160.83 | 160.84 | 0.01 | 0
2040 | SPP_N_2_SPP_S | SPP_N | SPP_S | Internal | Summer | B7 | 400 | 4236 | 4236 | 155.43 | 160.47 | 0.01 | 5.02
2040 | SPP_N_2_SPP_S | SPP_N | SPP_S | Internal | Summer | B8 | 500 | 4236 | 4236 | 134.1 | 140.92 | 0.01 | 6.8
2040 | SPP_N_2_SPP_S | SPP_N | SPP_S | Internal | Summer | B9 | 800 | 4236 | 2367.84 | 133.12 | 133.13 | 0.01 | 0
2040 | SPP_N_2_SPP_S | SPP_N | SPP_S | Internal | Summer | B10 | 1262 | 4236 | 0.03 | 82.84 | 82.84 | 0.01 | 0
2040 | SPP_N_2_SPP_S | SPP_N | SPP_S | Internal | Winter | B16 | 25 | 4236 | 1.47 | 11.52 | 11.52 | 0.01 | 0
2040 | SPP_N_2_SPP_S | SPP_N | SPP_S | Internal | Winter | B17 | 100 | 4236 | 0.38 | 11.52 | 11.52 | 0.01 | 0
2040 | SPP_N_2_SPP_S | SPP_N | SPP_S | Internal | Winter | B18 | 400 | 4236 | 0.04 | 126.83 | 126.82 | 0.01 | 0
2040 | SPP_N_2_SPP_S | SPP_N | SPP_S | Internal | Winter | B19 | 700 | 4236 | 0.02 | 11.53 | 11.52 | 0.01 | 0
2040 | SPP_N_2_SPP_S | SPP_N | SPP_S | Internal | Winter | B20 | 935 | 4236 | 0.04 | 11.52 | 11.52 | 0.01 | 0
2040 | SPP_S_2_ENT | SPP_S | ENT | Internal | Shoulder | B11 | 25 | 2842 | 503.47 | 136.38 | 141.38 | 5 | 0
2040 | SPP_S_2_ENT | SPP_S | ENT | Internal | Shoulder | B12 | 200 | 2842 | 2841.83 | 128.86 | 133.87 | 5 | 0.01
2040 | SPP_S_2_ENT | SPP_S | ENT | Internal | Shoulder | B13 | 600 | 2842 | 2842 | 106.3 | 128.06 | 5 | 16.76
2040 | SPP_S_2_ENT | SPP_S | ENT | Internal | Shoulder | B14 | 900 | 2842 | 2842 | 11.52 | 126.96 | 5 | 110.44
2040 | SPP_S_2_ENT | SPP_S | ENT | Internal | Shoulder | B15 | 1203 | 2842 | 2842 | 11.52 | 82.28 | 5 | 65.76
2040 | SPP_S_2_ENT | SPP_S | ENT | Internal | Summer | B1 | 10 | 2842 | 2842 | 11.53 | 166.42 | 5 | 149.89
2040 | SPP_S_2_ENT | SPP_S | ENT | Internal | Summer | B2 | 25 | 2842 | 2842 | 234.75 | 243.62 | 5 | 3.87
2040 | SPP_S_2_ENT | SPP_S | ENT | Internal | Summer | B3 | 75 | 2842 | 2842 | 236.77 | 243.79 | 5 | 2.03
2040 | SPP_S_2_ENT | SPP_S | ENT | Internal | Summer | B4 | 100 | 2842 | 0.33 | 168.46 | 173.45 | 5 | 0
2040 | SPP_S_2_ENT | SPP_S | ENT | Internal | Summer | B5 | 200 | 2842 | 0.16 | 161.43 | 166.42 | 5 | 0
2040 | SPP_S_2_ENT | SPP_S | ENT | Internal | Summer | B6 | 300 | 2842 | 0.11 | 160.84 | 165.83 | 5 | 0
2040 | SPP_S_2_ENT | SPP_S | ENT | Internal | Summer | B7 | 400 | 2842 | 0 | 160.47 | 160.43 | 5 | 0
2040 | SPP_S_2_ENT | SPP_S | ENT | Internal | Summer | B8 | 500 | 2842 | 0 | 140.92 | 139.1 | 5 | 0
2040 | SPP_S_2_ENT | SPP_S | ENT | Internal | Summer | B9 | 800 | 2842 | 0.04 | 133.13 | 138.12 | 5 | 0
2040 | SPP_S_2_ENT | SPP_S | ENT | Internal | Summer | B10 | 1262 | 2842 | 1836.61 | 82.84 | 87.84 | 5 | 0
2040 | SPP_S_2_ENT | SPP_S | ENT | Internal | Winter | B16 | 25 | 2842 | 2842 | 11.52 | 143.32 | 5 | 126.8
2040 | SPP_S_2_ENT | SPP_S | ENT | Internal | Winter | B17 | 100 | 2842 | 2842 | 11.52 | 135.92 | 5 | 119.4
2040 | SPP_S_2_ENT | SPP_S | ENT | Internal | Winter | B18 | 400 | 2842 | 2841.92 | 126.82 | 131.83 | 5 | 0.01
2040 | SPP_S_2_ENT | SPP_S | ENT | Internal | Winter | B19 | 700 | 2842 | 2842 | 11.52 | 131.4 | 5 | 114.88
2040 | SPP_S_2_ENT | SPP_S | ENT | Internal | Winter | B20 | 935 | 2842 | 2842 | 11.52 | 79.64 | 5 | 63.12
2040 | SPP_S_2_SPP_N | SPP_S | SPP_N | Internal | Shoulder | B11 | 25 | 876 | 0.57 | 136.38 | 136.37 | 0.01 | 0
2040 | SPP_S_2_SPP_N | SPP_S | SPP_N | Internal | Shoulder | B12 | 200 | 876 | 122.77 | 128.86 | 128.87 | 0.01 | 0
2040 | SPP_S_2_SPP_N | SPP_S | SPP_N | Internal | Shoulder | B13 | 600 | 876 | 491.85 | 106.3 | 106.31 | 0.01 | 0
2040 | SPP_S_2_SPP_N | SPP_S | SPP_N | Internal | Shoulder | B14 | 900 | 876 | 0.04 | 11.52 | 11.52 | 0.01 | 0
2040 | SPP_S_2_SPP_N | SPP_S | SPP_N | Internal | Shoulder | B15 | 1203 | 876 | 0.03 | 11.52 | 11.52 | 0.01 | 0
2040 | SPP_S_2_SPP_N | SPP_S | SPP_N | Internal | Summer | B1 | 10 | 876 | 1.41 | 11.53 | 11.52 | 0.01 | 0
2040 | SPP_S_2_SPP_N | SPP_S | SPP_N | Internal | Summer | B2 | 25 | 876 | 876 | 234.75 | 238.62 | 0.01 | 3.86
2040 | SPP_S_2_SPP_N | SPP_S | SPP_N | Internal | Summer | B3 | 75 | 876 | 876 | 236.77 | 238.79 | 0.01 | 2.02
2040 | SPP_S_2_SPP_N | SPP_S | SPP_N | Internal | Summer | B4 | 100 | 876 | 0.16 | 168.46 | 168.45 | 0.01 | 0
2040 | SPP_S_2_SPP_N | SPP_S | SPP_N | Internal | Summer | B5 | 200 | 876 | 0.08 | 161.43 | 161.42 | 0.01 | 0
2040 | SPP_S_2_SPP_N | SPP_S | SPP_N | Internal | Summer | B6 | 300 | 876 | 0.05 | 160.84 | 160.83 | 0.01 | 0
2040 | SPP_S_2_SPP_N | SPP_S | SPP_N | Internal | Summer | B7 | 400 | 876 | 0 | 160.47 | 155.43 | 0.01 | 0
2040 | SPP_S_2_SPP_N | SPP_S | SPP_N | Internal | Summer | B8 | 500 | 876 | 0 | 140.92 | 134.1 | 0.01 | 0
2040 | SPP_S_2_SPP_N | SPP_S | SPP_N | Internal | Summer | B9 | 800 | 876 | 0.02 | 133.13 | 133.12 | 0.01 | 0
2040 | SPP_S_2_SPP_N | SPP_S | SPP_N | Internal | Summer | B10 | 1262 | 876 | 0.03 | 82.84 | 82.84 | 0.01 | 0
2040 | SPP_S_2_SPP_N | SPP_S | SPP_N | Internal | Winter | B16 | 25 | 876 | 1.02 | 11.52 | 11.52 | 0.01 | 0
2040 | SPP_S_2_SPP_N | SPP_S | SPP_N | Internal | Winter | B17 | 100 | 876 | 0.28 | 11.52 | 11.52 | 0.01 | 0
2040 | SPP_S_2_SPP_N | SPP_S | SPP_N | Internal | Winter | B18 | 400 | 876 | 432.15 | 126.82 | 126.83 | 0.01 | 0
2040 | SPP_S_2_SPP_N | SPP_S | SPP_N | Internal | Winter | B19 | 700 | 876 | 660.73 | 11.52 | 11.53 | 0.01 | 0
2040 | SPP_S_2_SPP_N | SPP_S | SPP_N | Internal | Winter | B20 | 935 | 876 | 0.04 | 11.52 | 11.52 | 0.01 | 0
2040 | TVA_2_ENT | TVA | ENT | Internal | Shoulder | B11 | 25 | 500 | 0 | 149.37 | 141.38 | 9 | 0
2040 | TVA_2_ENT | TVA | ENT | Internal | Shoulder | B12 | 200 | 500 | 0 | 140.95 | 133.87 | 9 | 0
2040 | TVA_2_ENT | TVA | ENT | Internal | Shoulder | B13 | 600 | 500 | 0 | 136.07 | 128.06 | 9 | 0
2040 | TVA_2_ENT | TVA | ENT | Internal | Shoulder | B14 | 900 | 500 | 0 | 136.07 | 126.96 | 9 | 0
2040 | TVA_2_ENT | TVA | ENT | Internal | Shoulder | B15 | 1203 | 500 | 0 | 98.29 | 82.28 | 9 | 0
2040 | TVA_2_ENT | TVA | ENT | Internal | Summer | B1 | 10 | 500 | 0 | 256.23 | 166.42 | 9 | 0
2040 | TVA_2_ENT | TVA | ENT | Internal | Summer | B2 | 25 | 500 | 0 | 259.63 | 243.62 | 9 | 0
2040 | TVA_2_ENT | TVA | ENT | Internal | Summer | B3 | 75 | 500 | 0 | 251.81 | 243.79 | 9 | 0
2040 | TVA_2_ENT | TVA | ENT | Internal | Summer | B4 | 100 | 500 | 0 | 181.45 | 173.45 | 9 | 0
2040 | TVA_2_ENT | TVA | ENT | Internal | Summer | B5 | 200 | 500 | 0 | 169.72 | 166.42 | 9 | 0
2040 | TVA_2_ENT | TVA | ENT | Internal | Summer | B6 | 300 | 500 | 0 | 158.53 | 165.83 | 9 | 0
2040 | TVA_2_ENT | TVA | ENT | Internal | Summer | B7 | 400 | 500 | 500 | 142.06 | 160.43 | 9 | 9.38
2040 | TVA_2_ENT | TVA | ENT | Internal | Summer | B8 | 500 | 500 | 0 | 139.62 | 139.1 | 9 | 0
2040 | TVA_2_ENT | TVA | ENT | Internal | Summer | B9 | 800 | 500 | 0 | 139.62 | 138.12 | 9 | 0
2040 | TVA_2_ENT | TVA | ENT | Internal | Summer | B10 | 1262 | 500 | 0 | 103.86 | 87.84 | 9 | 0
2040 | TVA_2_ENT | TVA | ENT | Internal | Winter | B16 | 25 | 500 | 0 | 147.87 | 143.32 | 9 | 0
2040 | TVA_2_ENT | TVA | ENT | Internal | Winter | B17 | 100 | 500 | 0 | 143.94 | 135.92 | 9 | 0
2040 | TVA_2_ENT | TVA | ENT | Internal | Winter | B18 | 400 | 500 | 0 | 139.84 | 131.83 | 9 | 0
2040 | TVA_2_ENT | TVA | ENT | Internal | Winter | B19 | 700 | 500 | 0 | 139.84 | 131.4 | 9 | 0
2040 | TVA_2_ENT | TVA | ENT | Internal | Winter | B20 | 935 | 500 | 0 | 95.65 | 79.64 | 9 | 0
2040 | TVA_2_MISO_MO-IL | TVA | MISO_MO-IL | Internal | Shoulder | B11 | 25 | 50 | 0 | 149.37 | 141.36 | 9 | 0
2040 | TVA_2_MISO_MO-IL | TVA | MISO_MO-IL | Internal | Shoulder | B12 | 200 | 50 | 0 | 140.95 | 137.02 | 9 | 0
2040 | TVA_2_MISO_MO-IL | TVA | MISO_MO-IL | Internal | Shoulder | B13 | 600 | 50 | 0 | 136.07 | 134.98 | 9 | 0
2040 | TVA_2_MISO_MO-IL | TVA | MISO_MO-IL | Internal | Shoulder | B14 | 900 | 50 | 0 | 136.07 | 134.96 | 9 | 0
2040 | TVA_2_MISO_MO-IL | TVA | MISO_MO-IL | Internal | Shoulder | B15 | 1203 | 50 | 0 | 98.29 | 90.28 | 9 | 0
2040 | TVA_2_MISO_MO-IL | TVA | MISO_MO-IL | Internal | Summer | B1 | 10 | 50 | 0 | 256.23 | 248.21 | 9 | 0
2040 | TVA_2_MISO_MO-IL | TVA | MISO_MO-IL | Internal | Summer | B2 | 25 | 50 | 0 | 259.63 | 251.62 | 9 | 0
2040 | TVA_2_MISO_MO-IL | TVA | MISO_MO-IL | Internal | Summer | B3 | 75 | 50 | 0 | 251.81 | 243.79 | 9 | 0
2040 | TVA_2_MISO_MO-IL | TVA | MISO_MO-IL | Internal | Summer | B4 | 100 | 50 | 0 | 181.45 | 173.45 | 9 | 0
2040 | TVA_2_MISO_MO-IL | TVA | MISO_MO-IL | Internal | Summer | B5 | 200 | 50 | 0 | 169.72 | 165.42 | 9 | 0
2040 | TVA_2_MISO_MO-IL | TVA | MISO_MO-IL | Internal | Summer | B6 | 300 | 50 | 0 | 158.53 | 160.52 | 9 | 0
2040 | TVA_2_MISO_MO-IL | TVA | MISO_MO-IL | Internal | Summer | B7 | 400 | 50 | 0 | 142.06 | 149.07 | 9 | 0
2040 | TVA_2_MISO_MO-IL | TVA | MISO_MO-IL | Internal | Summer | B8 | 500 | 50 | 0 | 139.62 | 135.45 | 9 | 0
2040 | TVA_2_MISO_MO-IL | TVA | MISO_MO-IL | Internal | Summer | B9 | 800 | 50 | 0 | 139.62 | 135.45 | 9 | 0
2040 | TVA_2_MISO_MO-IL | TVA | MISO_MO-IL | Internal | Summer | B10 | 1262 | 50 | 0 | 103.86 | 95.84 | 9 | 0
2040 | TVA_2_MISO_MO-IL | TVA | MISO_MO-IL | Internal | Winter | B16 | 25 | 50 | 0 | 147.87 | 139.86 | 9 | 0
2040 | TVA_2_MISO_MO-IL | TVA | MISO_MO-IL | Internal | Winter | B17 | 100 | 50 | 0 | 143.94 | 140.41 | 9 | 0
2040 | TVA_2_MISO_MO-IL | TVA | MISO_MO-IL | Internal | Winter | B18 | 400 | 50 | 0 | 139.84 | 138.93 | 9 | 0
2040 | TVA_2_MISO_MO-IL | TVA | MISO_MO-IL | Internal | Winter | B19 | 700 | 50 | 0 | 139.84 | 138.91 | 9 | 0
2040 | TVA_2_MISO_MO-IL | TVA | MISO_MO-IL | Internal | Winter | B20 | 935 | 50 | 0 | 95.65 | 87.64 | 9 | 0
2040 | TVA_2_NonRTO_Midwest | TVA | NonRTO_Midwest | Internal | Shoulder | B11 | 25 | 100 | 0 | 149.37 | 145.03 | 9 | 0
2040 | TVA_2_NonRTO_Midwest | TVA | NonRTO_Midwest | Internal | Shoulder | B12 | 200 | 100 | 0 | 140.95 | 142.31 | 9 | 0
2040 | TVA_2_NonRTO_Midwest | TVA | NonRTO_Midwest | Internal | Shoulder | B13 | 600 | 100 | 0 | 136.07 | 140.81 | 9 | 0
2040 | TVA_2_NonRTO_Midwest | TVA | NonRTO_Midwest | Internal | Shoulder | B14 | 900 | 100 | 0 | 136.07 | 140.81 | 9 | 0
2040 | TVA_2_NonRTO_Midwest | TVA | NonRTO_Midwest | Internal | Shoulder | B15 | 1203 | 100 | 0.02 | 98.29 | 107.28 | 9 | 0
2040 | TVA_2_NonRTO_Midwest | TVA | NonRTO_Midwest | Internal | Summer | B1 | 10 | 100 | 0 | 256.23 | 206.51 | 9 | 0
2040 | TVA_2_NonRTO_Midwest | TVA | NonRTO_Midwest | Internal | Summer | B2 | 25 | 100 | 0 | 259.63 | 251.62 | 9 | 0
2040 | TVA_2_NonRTO_Midwest | TVA | NonRTO_Midwest | Internal | Summer | B3 | 75 | 100 | 0 | 251.81 | 243.79 | 9 | 0
2040 | TVA_2_NonRTO_Midwest | TVA | NonRTO_Midwest | Internal | Summer | B4 | 100 | 100 | 0 | 181.45 | 181.43 | 9 | 0
2040 | TVA_2_NonRTO_Midwest | TVA | NonRTO_Midwest | Internal | Summer | B5 | 200 | 100 | 0 | 169.72 | 166.5 | 9 | 0
2040 | TVA_2_NonRTO_Midwest | TVA | NonRTO_Midwest | Internal | Summer | B6 | 300 | 100 | 0 | 158.53 | 164.5 | 9 | 0
2040 | TVA_2_NonRTO_Midwest | TVA | NonRTO_Midwest | Internal | Summer | B7 | 400 | 100 | 0 | 142.06 | 143.43 | 9 | 0
2040 | TVA_2_NonRTO_Midwest | TVA | NonRTO_Midwest | Internal | Summer | B8 | 500 | 100 | 0 | 139.62 | 139.24 | 9 | 0
2040 | TVA_2_NonRTO_Midwest | TVA | NonRTO_Midwest | Internal | Summer | B9 | 800 | 100 | 0 | 139.62 | 139.24 | 9 | 0
2040 | TVA_2_NonRTO_Midwest | TVA | NonRTO_Midwest | Internal | Summer | B10 | 1262 | 100 | 8.51 | 103.86 | 112.86 | 9 | 0
2040 | TVA_2_NonRTO_Midwest | TVA | NonRTO_Midwest | Internal | Winter | B16 | 25 | 100 | 0 | 147.87 | 147.86 | 9 | 0
2040 | TVA_2_NonRTO_Midwest | TVA | NonRTO_Midwest | Internal | Winter | B17 | 100 | 100 | 0 | 143.94 | 148.42 | 9 | 0
2040 | TVA_2_NonRTO_Midwest | TVA | NonRTO_Midwest | Internal | Winter | B18 | 400 | 100 | 0 | 139.84 | 147.24 | 9 | 0
2040 | TVA_2_NonRTO_Midwest | TVA | NonRTO_Midwest | Internal | Winter | B19 | 700 | 100 | 0 | 139.84 | 146.93 | 9 | 0
2040 | TVA_2_NonRTO_Midwest | TVA | NonRTO_Midwest | Internal | Winter | B20 | 935 | 100 | 0 | 95.65 | 95.65 | 9 | 0
2040 | TVA_2_PJM_ROR | TVA | PJM_ROR | Internal | Shoulder | B11 | 25 | 500 | 0 | 149.37 | 143.36 | 9 | 0
2040 | TVA_2_PJM_ROR | TVA | PJM_ROR | Internal | Shoulder | B12 | 200 | 500 | 0 | 140.95 | 139 | 9 | 0
2040 | TVA_2_PJM_ROR | TVA | PJM_ROR | Internal | Shoulder | B13 | 600 | 500 | 0 | 136.07 | 136.97 | 9 | 0
2040 | TVA_2_PJM_ROR | TVA | PJM_ROR | Internal | Shoulder | B14 | 900 | 500 | 0 | 136.07 | 136.97 | 9 | 0
2040 | TVA_2_PJM_ROR | TVA | PJM_ROR | Internal | Shoulder | B15 | 1203 | 500 | 0.03 | 98.29 | 107.28 | 9 | 0
2040 | TVA_2_PJM_ROR | TVA | PJM_ROR | Internal | Summer | B1 | 10 | 500 | 0 | 256.23 | 253.63 | 9 | 0
2040 | TVA_2_PJM_ROR | TVA | PJM_ROR | Internal | Summer | B2 | 25 | 500 | 0 | 259.63 | 253.63 | 9 | 0
2040 | TVA_2_PJM_ROR | TVA | PJM_ROR | Internal | Summer | B3 | 75 | 500 | 0 | 251.81 | 245.79 | 9 | 0
2040 | TVA_2_PJM_ROR | TVA | PJM_ROR | Internal | Summer | B4 | 100 | 500 | 0 | 181.45 | 175.44 | 9 | 0
2040 | TVA_2_PJM_ROR | TVA | PJM_ROR | Internal | Summer | B5 | 200 | 500 | 0 | 169.72 | 165.6 | 9 | 0
2040 | TVA_2_PJM_ROR | TVA | PJM_ROR | Internal | Summer | B6 | 300 | 500 | 0 | 158.53 | 158.52 | 9 | 0
2040 | TVA_2_PJM_ROR | TVA | PJM_ROR | Internal | Summer | B7 | 400 | 500 | 445.63 | 142.06 | 151.06 | 9 | 0
2040 | TVA_2_PJM_ROR | TVA | PJM_ROR | Internal | Summer | B8 | 500 | 500 | 0 | 139.62 | 137.35 | 9 | 0
2040 | TVA_2_PJM_ROR | TVA | PJM_ROR | Internal | Summer | B9 | 800 | 500 | 0 | 139.62 | 135.2 | 9 | 0
2040 | TVA_2_PJM_ROR | TVA | PJM_ROR | Internal | Summer | B10 | 1262 | 500 | 500 | 103.86 | 115.1 | 9 | 2.24
2040 | TVA_2_PJM_ROR | TVA | PJM_ROR | Internal | Winter | B16 | 25 | 500 | 0 | 147.87 | 141.86 | 9 | 0
2040 | TVA_2_PJM_ROR | TVA | PJM_ROR | Internal | Winter | B17 | 100 | 500 | 0 | 143.94 | 142 | 9 | 0
2040 | TVA_2_PJM_ROR | TVA | PJM_ROR | Internal | Winter | B18 | 400 | 500 | 0 | 139.84 | 140.93 | 9 | 0
2040 | TVA_2_PJM_ROR | TVA | PJM_ROR | Internal | Winter | B19 | 700 | 500 | 0 | 139.84 | 140.93 | 9 | 0
2040 | TVA_2_PJM_ROR | TVA | PJM_ROR | Internal | Winter | B20 | 935 | 500 | 0 | 95.65 | 103.91 | 9 | 0
2040 | TVA_2_SOCO | TVA | SOCO | Internal | Shoulder | B11 | 25 | 500 | 0 | 149.37 | 155.07 | 9 | 0
2040 | TVA_2_SOCO | TVA | SOCO | Internal | Shoulder | B12 | 200 | 500 | 0 | 140.95 | 141.87 | 9 | 0
2040 | TVA_2_SOCO | TVA | SOCO | Internal | Shoulder | B13 | 600 | 500 | 0 | 136.07 | 141.87 | 9 | 0
2040 | TVA_2_SOCO | TVA | SOCO | Internal | Shoulder | B14 | 900 | 500 | 0 | 136.07 | 141.87 | 9 | 0
2040 | TVA_2_SOCO | TVA | SOCO | Internal | Shoulder | B15 | 1203 | 500 | 0 | 98.29 | 90.6 | 9 | 0
2040 | TVA_2_SOCO | TVA | SOCO | Internal | Summer | B1 | 10 | 500 | 2.53 | 256.23 | 265.21 | 9 | 0
2040 | TVA_2_SOCO | TVA | SOCO | Internal | Summer | B2 | 25 | 500 | 0 | 259.63 | 265.21 | 9 | 0
2040 | TVA_2_SOCO | TVA | SOCO | Internal | Summer | B3 | 75 | 500 | 0 | 251.81 | 258.79 | 9 | 0
2040 | TVA_2_SOCO | TVA | SOCO | Internal | Summer | B4 | 100 | 500 | 0 | 181.45 | 181.45 | 9 | 0
2040 | TVA_2_SOCO | TVA | SOCO | Internal | Summer | B5 | 200 | 500 | 0 | 169.72 | 169.71 | 9 | 0
2040 | TVA_2_SOCO | TVA | SOCO | Internal | Summer | B6 | 300 | 500 | 0 | 158.53 | 161.31 | 9 | 0
2040 | TVA_2_SOCO | TVA | SOCO | Internal | Summer | B7 | 400 | 500 | 455.49 | 142.06 | 151.06 | 9 | 0
2040 | TVA_2_SOCO | TVA | SOCO | Internal | Summer | B8 | 500 | 500 | 0 | 139.62 | 147.1 | 9 | 0
2040 | TVA_2_SOCO | TVA | SOCO | Internal | Summer | B9 | 800 | 500 | 0 | 139.62 | 140.48 | 9 | 0
2040 | TVA_2_SOCO | TVA | SOCO | Internal | Summer | B10 | 1262 | 500 | 0 | 103.86 | 95.84 | 9 | 0
2040 | TVA_2_SOCO | TVA | SOCO | Internal | Winter | B16 | 25 | 500 | 0 | 147.87 | 154.86 | 9 | 0
2040 | TVA_2_SOCO | TVA | SOCO | Internal | Winter | B17 | 100 | 500 | 0 | 143.94 | 145.12 | 9 | 0
2040 | TVA_2_SOCO | TVA | SOCO | Internal | Winter | B18 | 400 | 500 | 0 | 139.84 | 143.97 | 9 | 0
2040 | TVA_2_SOCO | TVA | SOCO | Internal | Winter | B19 | 700 | 500 | 0 | 139.84 | 143.97 | 9 | 0
2040 | TVA_2_SOCO | TVA | SOCO | Internal | Winter | B20 | 935 | 500 | 0 | 95.65 | 90.3 | 9 | 0
2040 | TVA_2_VACAR | TVA | VACAR | Internal | Shoulder | B11 | 25 | 150 | 0 | 149.37 | 142.36 | 9 | 0
2040 | TVA_2_VACAR | TVA | VACAR | Internal | Shoulder | B12 | 200 | 150 | 0 | 140.95 | 142.36 | 9 | 0
2040 | TVA_2_VACAR | TVA | VACAR | Internal | Shoulder | B13 | 600 | 150 | 0 | 136.07 | 136.08 | 9 | 0
2040 | TVA_2_VACAR | TVA | VACAR | Internal | Shoulder | B14 | 900 | 150 | 0 | 136.07 | 136.08 | 9 | 0
2040 | TVA_2_VACAR | TVA | VACAR | Internal | Shoulder | B15 | 1203 | 150 | 0 | 98.29 | 100.28 | 9 | 0
2040 | TVA_2_VACAR | TVA | VACAR | Internal | Summer | B1 | 10 | 150 | 0 | 256.23 | 260.84 | 9 | 0
2040 | TVA_2_VACAR | TVA | VACAR | Internal | Summer | B2 | 25 | 150 | 0 | 259.63 | 260.84 | 9 | 0
2040 | TVA_2_VACAR | TVA | VACAR | Internal | Summer | B3 | 75 | 150 | 0 | 251.81 | 251.79 | 9 | 0
2040 | TVA_2_VACAR | TVA | VACAR | Internal | Summer | B4 | 100 | 150 | 0 | 181.45 | 174.45 | 9 | 0
2040 | TVA_2_VACAR | TVA | VACAR | Internal | Summer | B5 | 200 | 150 | 0 | 169.72 | 162.71 | 9 | 0
2040 | TVA_2_VACAR | TVA | VACAR | Internal | Summer | B6 | 300 | 150 | 0 | 158.53 | 151.52 | 9 | 0
2040 | TVA_2_VACAR | TVA | VACAR | Internal | Summer | B7 | 400 | 150 | 0 | 142.06 | 144.06 | 9 | 0
2040 | TVA_2_VACAR | TVA | VACAR | Internal | Summer | B8 | 500 | 150 | 0 | 139.62 | 140.1 | 9 | 0
2040 | TVA_2_VACAR | TVA | VACAR | Internal | Summer | B9 | 800 | 150 | 0 | 139.62 | 133.48 | 9 | 0
2040 | TVA_2_VACAR | TVA | VACAR | Internal | Summer | B10 | 1262 | 150 | 0 | 103.86 | 88.84 | 9 | 0
2040 | TVA_2_VACAR | TVA | VACAR | Internal | Winter | B16 | 25 | 150 | 0 | 147.87 | 147.86 | 9 | 0
2040 | TVA_2_VACAR | TVA | VACAR | Internal | Winter | B17 | 100 | 150 | 0 | 143.94 | 147.69 | 9 | 0
2040 | TVA_2_VACAR | TVA | VACAR | Internal | Winter | B18 | 400 | 150 | 0 | 139.84 | 137.24 | 9 | 0
2040 | TVA_2_VACAR | TVA | VACAR | Internal | Winter | B19 | 700 | 150 | 0 | 139.84 | 137.24 | 9 | 0
2040 | TVA_2_VACAR | TVA | VACAR | Internal | Winter | B20 | 935 | 150 | 0 | 95.65 | 100.3 | 9 | 0
2040 | TVA_Transmission_2_ENT | TVA_Transmission | ENT | Internal | Shoulder | B11 | 25 | 3000 | 0 | 149.35 | 141.38 | 9 | 0
2040 | TVA_Transmission_2_ENT | TVA_Transmission | ENT | Internal | Shoulder | B12 | 200 | 3000 | 0 | 141.37 | 133.87 | 9 | 0
2040 | TVA_Transmission_2_ENT | TVA_Transmission | ENT | Internal | Shoulder | B13 | 600 | 3000 | 0 | 136.06 | 128.06 | 9 | 0
2040 | TVA_Transmission_2_ENT | TVA_Transmission | ENT | Internal | Shoulder | B14 | 900 | 3000 | 0 | 136.06 | 126.96 | 9 | 0
2040 | TVA_Transmission_2_ENT | TVA_Transmission | ENT | Internal | Shoulder | B15 | 1203 | 3000 | 0 | 98.28 | 82.28 | 9 | 0
2040 | TVA_Transmission_2_ENT | TVA_Transmission | ENT | Internal | Summer | B1 | 10 | 3000 | 0 | 256.21 | 166.42 | 9 | 0
2040 | TVA_Transmission_2_ENT | TVA_Transmission | ENT | Internal | Summer | B2 | 25 | 3000 | 0 | 259.62 | 243.62 | 9 | 0
2040 | TVA_Transmission_2_ENT | TVA_Transmission | ENT | Internal | Summer | B3 | 75 | 3000 | 0 | 251.79 | 243.79 | 9 | 0
2040 | TVA_Transmission_2_ENT | TVA_Transmission | ENT | Internal | Summer | B4 | 100 | 3000 | 0 | 181.44 | 173.45 | 9 | 0
2040 | TVA_Transmission_2_ENT | TVA_Transmission | ENT | Internal | Summer | B5 | 200 | 3000 | 0 | 169.71 | 166.42 | 9 | 0
2040 | TVA_Transmission_2_ENT | TVA_Transmission | ENT | Internal | Summer | B6 | 300 | 3000 | 0 | 158.52 | 165.83 | 9 | 0
2040 | TVA_Transmission_2_ENT | TVA_Transmission | ENT | Internal | Summer | B7 | 400 | 3000 | 1124.19 | 151.43 | 160.43 | 9 | 0
2040 | TVA_Transmission_2_ENT | TVA_Transmission | ENT | Internal | Summer | B8 | 500 | 3000 | 0 | 141.11 | 139.1 | 9 | 0
2040 | TVA_Transmission_2_ENT | TVA_Transmission | ENT | Internal | Summer | B9 | 800 | 3000 | 0 | 139.96 | 138.12 | 9 | 0
2040 | TVA_Transmission_2_ENT | TVA_Transmission | ENT | Internal | Summer | B10 | 1262 | 3000 | 0 | 103.84 | 87.84 | 9 | 0
2040 | TVA_Transmission_2_ENT | TVA_Transmission | ENT | Internal | Winter | B16 | 25 | 3000 | 0 | 147.86 | 143.32 | 9 | 0
2040 | TVA_Transmission_2_ENT | TVA_Transmission | ENT | Internal | Winter | B17 | 100 | 3000 | 0 | 143.92 | 135.92 | 9 | 0
2040 | TVA_Transmission_2_ENT | TVA_Transmission | ENT | Internal | Winter | B18 | 400 | 3000 | 0 | 139.83 | 131.83 | 9 | 0
2040 | TVA_Transmission_2_ENT | TVA_Transmission | ENT | Internal | Winter | B19 | 700 | 3000 | 0 | 139.83 | 131.4 | 9 | 0
2040 | TVA_Transmission_2_ENT | TVA_Transmission | ENT | Internal | Winter | B20 | 935 | 3000 | 0 | 95.64 | 79.64 | 9 | 0
2040 | TVA_Transmission_2_MISO_MO-IL | TVA_Transmission | MISO_MO-IL | Internal | Shoulder | B11 | 25 | 4000 | 0 | 149.35 | 141.36 | 9 | 0
2040 | TVA_Transmission_2_MISO_MO-IL | TVA_Transmission | MISO_MO-IL | Internal | Shoulder | B12 | 200 | 4000 | 0 | 141.37 | 137.02 | 9 | 0
2040 | TVA_Transmission_2_MISO_MO-IL | TVA_Transmission | MISO_MO-IL | Internal | Shoulder | B13 | 600 | 4000 | 0 | 136.06 | 134.98 | 9 | 0
2040 | TVA_Transmission_2_MISO_MO-IL | TVA_Transmission | MISO_MO-IL | Internal | Shoulder | B14 | 900 | 4000 | 0 | 136.06 | 134.96 | 9 | 0
2040 | TVA_Transmission_2_MISO_MO-IL | TVA_Transmission | MISO_MO-IL | Internal | Shoulder | B15 | 1203 | 4000 | 0 | 98.28 | 90.28 | 9 | 0
2040 | TVA_Transmission_2_MISO_MO-IL | TVA_Transmission | MISO_MO-IL | Internal | Summer | B1 | 10 | 4000 | 0 | 256.21 | 248.21 | 9 | 0
2040 | TVA_Transmission_2_MISO_MO-IL | TVA_Transmission | MISO_MO-IL | Internal | Summer | B2 | 25 | 4000 | 0 | 259.62 | 251.62 | 9 | 0
2040 | TVA_Transmission_2_MISO_MO-IL | TVA_Transmission | MISO_MO-IL | Internal | Summer | B3 | 75 | 4000 | 0 | 251.79 | 243.79 | 9 | 0
2040 | TVA_Transmission_2_MISO_MO-IL | TVA_Transmission | MISO_MO-IL | Internal | Summer | B4 | 100 | 4000 | 0 | 181.44 | 173.45 | 9 | 0
2040 | TVA_Transmission_2_MISO_MO-IL | TVA_Transmission | MISO_MO-IL | Internal | Summer | B5 | 200 | 4000 | 0 | 169.71 | 165.42 | 9 | 0
2040 | TVA_Transmission_2_MISO_MO-IL | TVA_Transmission | MISO_MO-IL | Internal | Summer | B6 | 300 | 4000 | 0 | 158.52 | 160.52 | 9 | 0
2040 | TVA_Transmission_2_MISO_MO-IL | TVA_Transmission | MISO_MO-IL | Internal | Summer | B7 | 400 | 4000 | 0 | 151.43 | 149.07 | 9 | 0
2040 | TVA_Transmission_2_MISO_MO-IL | TVA_Transmission | MISO_MO-IL | Internal | Summer | B8 | 500 | 4000 | 0 | 141.11 | 135.45 | 9 | 0
2040 | TVA_Transmission_2_MISO_MO-IL | TVA_Transmission | MISO_MO-IL | Internal | Summer | B9 | 800 | 4000 | 0 | 139.96 | 135.45 | 9 | 0
2040 | TVA_Transmission_2_MISO_MO-IL | TVA_Transmission | MISO_MO-IL | Internal | Summer | B10 | 1262 | 4000 | 0 | 103.84 | 95.84 | 9 | 0
2040 | TVA_Transmission_2_MISO_MO-IL | TVA_Transmission | MISO_MO-IL | Internal | Winter | B16 | 25 | 4000 | 0 | 147.86 | 139.86 | 9 | 0
2040 | TVA_Transmission_2_MISO_MO-IL | TVA_Transmission | MISO_MO-IL | Internal | Winter | B17 | 100 | 4000 | 0 | 143.92 | 140.41 | 9 | 0
2040 | TVA_Transmission_2_MISO_MO-IL | TVA_Transmission | MISO_MO-IL | Internal | Winter | B18 | 400 | 4000 | 0 | 139.83 | 138.93 | 9 | 0
2040 | TVA_Transmission_2_MISO_MO-IL | TVA_Transmission | MISO_MO-IL | Internal | Winter | B19 | 700 | 4000 | 0 | 139.83 | 138.91 | 9 | 0
2040 | TVA_Transmission_2_MISO_MO-IL | TVA_Transmission | MISO_MO-IL | Internal | Winter | B20 | 935 | 4000 | 0 | 95.64 | 87.64 | 9 | 0
2040 | TVA_Transmission_2_NonRTO_Midwest | TVA_Transmission | NonRTO_Midwest | Internal | Shoulder | B11 | 25 | 700 | 0 | 149.35 | 145.03 | 9 | 0
2040 | TVA_Transmission_2_NonRTO_Midwest | TVA_Transmission | NonRTO_Midwest | Internal | Shoulder | B12 | 200 | 700 | 0 | 141.37 | 142.31 | 9 | 0
2040 | TVA_Transmission_2_NonRTO_Midwest | TVA_Transmission | NonRTO_Midwest | Internal | Shoulder | B13 | 600 | 700 | 0 | 136.06 | 140.81 | 9 | 0
2040 | TVA_Transmission_2_NonRTO_Midwest | TVA_Transmission | NonRTO_Midwest | Internal | Shoulder | B14 | 900 | 700 | 0 | 136.06 | 140.81 | 9 | 0
2040 | TVA_Transmission_2_NonRTO_Midwest | TVA_Transmission | NonRTO_Midwest | Internal | Shoulder | B15 | 1203 | 700 | 44.36 | 98.28 | 107.28 | 9 | 0
2040 | TVA_Transmission_2_NonRTO_Midwest | TVA_Transmission | NonRTO_Midwest | Internal | Summer | B1 | 10 | 700 | 0 | 256.21 | 206.51 | 9 | 0
2040 | TVA_Transmission_2_NonRTO_Midwest | TVA_Transmission | NonRTO_Midwest | Internal | Summer | B2 | 25 | 700 | 0 | 259.62 | 251.62 | 9 | 0
2040 | TVA_Transmission_2_NonRTO_Midwest | TVA_Transmission | NonRTO_Midwest | Internal | Summer | B3 | 75 | 700 | 0 | 251.79 | 243.79 | 9 | 0
2040 | TVA_Transmission_2_NonRTO_Midwest | TVA_Transmission | NonRTO_Midwest | Internal | Summer | B4 | 100 | 700 | 0 | 181.44 | 181.43 | 9 | 0
2040 | TVA_Transmission_2_NonRTO_Midwest | TVA_Transmission | NonRTO_Midwest | Internal | Summer | B5 | 200 | 700 | 0 | 169.71 | 166.5 | 9 | 0
2040 | TVA_Transmission_2_NonRTO_Midwest | TVA_Transmission | NonRTO_Midwest | Internal | Summer | B6 | 300 | 700 | 0 | 158.52 | 164.5 | 9 | 0
2040 | TVA_Transmission_2_NonRTO_Midwest | TVA_Transmission | NonRTO_Midwest | Internal | Summer | B7 | 400 | 700 | 0 | 151.43 | 143.43 | 9 | 0
2040 | TVA_Transmission_2_NonRTO_Midwest | TVA_Transmission | NonRTO_Midwest | Internal | Summer | B8 | 500 | 700 | 0 | 141.11 | 139.24 | 9 | 0
2040 | TVA_Transmission_2_NonRTO_Midwest | TVA_Transmission | NonRTO_Midwest | Internal | Summer | B9 | 800 | 700 | 0 | 139.96 | 139.24 | 9 | 0
2040 | TVA_Transmission_2_NonRTO_Midwest | TVA_Transmission | NonRTO_Midwest | Internal | Summer | B10 | 1262 | 700 | 699.96 | 103.84 | 112.86 | 9 | 0.01
2040 | TVA_Transmission_2_NonRTO_Midwest | TVA_Transmission | NonRTO_Midwest | Internal | Winter | B16 | 25 | 700 | 0 | 147.86 | 147.86 | 9 | 0
2040 | TVA_Transmission_2_NonRTO_Midwest | TVA_Transmission | NonRTO_Midwest | Internal | Winter | B17 | 100 | 700 | 0 | 143.92 | 148.42 | 9 | 0
2040 | TVA_Transmission_2_NonRTO_Midwest | TVA_Transmission | NonRTO_Midwest | Internal | Winter | B18 | 400 | 700 | 0 | 139.83 | 147.24 | 9 | 0
2040 | TVA_Transmission_2_NonRTO_Midwest | TVA_Transmission | NonRTO_Midwest | Internal | Winter | B19 | 700 | 700 | 0 | 139.83 | 146.93 | 9 | 0
2040 | TVA_Transmission_2_NonRTO_Midwest | TVA_Transmission | NonRTO_Midwest | Internal | Winter | B20 | 935 | 700 | 0 | 95.64 | 95.65 | 9 | 0
2040 | TVA_Transmission_2_PJM_ROR | TVA_Transmission | PJM_ROR | Internal | Shoulder | B11 | 25 | 2000 | 0 | 149.35 | 143.36 | 9 | 0
2040 | TVA_Transmission_2_PJM_ROR | TVA_Transmission | PJM_ROR | Internal | Shoulder | B12 | 200 | 2000 | 0 | 141.37 | 139 | 9 | 0
2040 | TVA_Transmission_2_PJM_ROR | TVA_Transmission | PJM_ROR | Internal | Shoulder | B13 | 600 | 2000 | 0 | 136.06 | 136.97 | 9 | 0
2040 | TVA_Transmission_2_PJM_ROR | TVA_Transmission | PJM_ROR | Internal | Shoulder | B14 | 900 | 2000 | 0 | 136.06 | 136.97 | 9 | 0
2040 | TVA_Transmission_2_PJM_ROR | TVA_Transmission | PJM_ROR | Internal | Shoulder | B15 | 1203 | 2000 | 207.47 | 98.28 | 107.28 | 9 | 0
2040 | TVA_Transmission_2_PJM_ROR | TVA_Transmission | PJM_ROR | Internal | Summer | B1 | 10 | 2000 | 0 | 256.21 | 253.63 | 9 | 0
2040 | TVA_Transmission_2_PJM_ROR | TVA_Transmission | PJM_ROR | Internal | Summer | B2 | 25 | 2000 | 0 | 259.62 | 253.63 | 9 | 0
2040 | TVA_Transmission_2_PJM_ROR | TVA_Transmission | PJM_ROR | Internal | Summer | B3 | 75 | 2000 | 0 | 251.79 | 245.79 | 9 | 0
2040 | TVA_Transmission_2_PJM_ROR | TVA_Transmission | PJM_ROR | Internal | Summer | B4 | 100 | 2000 | 0 | 181.44 | 175.44 | 9 | 0
2040 | TVA_Transmission_2_PJM_ROR | TVA_Transmission | PJM_ROR | Internal | Summer | B5 | 200 | 2000 | 0 | 169.71 | 165.6 | 9 | 0
2040 | TVA_Transmission_2_PJM_ROR | TVA_Transmission | PJM_ROR | Internal | Summer | B6 | 300 | 2000 | 0 | 158.52 | 158.52 | 9 | 0
2040 | TVA_Transmission_2_PJM_ROR | TVA_Transmission | PJM_ROR | Internal | Summer | B7 | 400 | 2000 | 0 | 151.43 | 151.06 | 9 | 0
2040 | TVA_Transmission_2_PJM_ROR | TVA_Transmission | PJM_ROR | Internal | Summer | B8 | 500 | 2000 | 0 | 141.11 | 137.35 | 9 | 0
2040 | TVA_Transmission_2_PJM_ROR | TVA_Transmission | PJM_ROR | Internal | Summer | B9 | 800 | 2000 | 0 | 139.96 | 135.2 | 9 | 0
2040 | TVA_Transmission_2_PJM_ROR | TVA_Transmission | PJM_ROR | Internal | Summer | B10 | 1262 | 2000 | 2000 | 103.84 | 115.1 | 9 | 2.26
2040 | TVA_Transmission_2_PJM_ROR | TVA_Transmission | PJM_ROR | Internal | Winter | B16 | 25 | 2000 | 0 | 147.86 | 141.86 | 9 | 0
2040 | TVA_Transmission_2_PJM_ROR | TVA_Transmission | PJM_ROR | Internal | Winter | B17 | 100 | 2000 | 0 | 143.92 | 142 | 9 | 0
2040 | TVA_Transmission_2_PJM_ROR | TVA_Transmission | PJM_ROR | Internal | Winter | B18 | 400 | 2000 | 0 | 139.83 | 140.93 | 9 | 0
2040 | TVA_Transmission_2_PJM_ROR | TVA_Transmission | PJM_ROR | Internal | Winter | B19 | 700 | 2000 | 0 | 139.83 | 140.93 | 9 | 0
2040 | TVA_Transmission_2_PJM_ROR | TVA_Transmission | PJM_ROR | Internal | Winter | B20 | 935 | 2000 | 0 | 95.64 | 103.91 | 9 | 0
2040 | TVA_Transmission_2_SOCO | TVA_Transmission | SOCO | Internal | Shoulder | B11 | 25 | 3200 | 0 | 149.35 | 155.07 | 9 | 0
2040 | TVA_Transmission_2_SOCO | TVA_Transmission | SOCO | Internal | Shoulder | B12 | 200 | 3200 | 0 | 141.37 | 141.87 | 9 | 0
2040 | TVA_Transmission_2_SOCO | TVA_Transmission | SOCO | Internal | Shoulder | B13 | 600 | 3200 | 0 | 136.06 | 141.87 | 9 | 0
2040 | TVA_Transmission_2_SOCO | TVA_Transmission | SOCO | Internal | Shoulder | B14 | 900 | 3200 | 0 | 136.06 | 141.87 | 9 | 0
2040 | TVA_Transmission_2_SOCO | TVA_Transmission | SOCO | Internal | Shoulder | B15 | 1203 | 3200 | 0 | 98.28 | 90.6 | 9 | 0
2040 | TVA_Transmission_2_SOCO | TVA_Transmission | SOCO | Internal | Summer | B1 | 10 | 3200 | 957.53 | 256.21 | 265.21 | 9 | 0
2040 | TVA_Transmission_2_SOCO | TVA_Transmission | SOCO | Internal | Summer | B2 | 25 | 3200 | 0 | 259.62 | 265.21 | 9 | 0
2040 | TVA_Transmission_2_SOCO | TVA_Transmission | SOCO | Internal | Summer | B3 | 75 | 3200 | 0 | 251.79 | 258.79 | 9 | 0
2040 | TVA_Transmission_2_SOCO | TVA_Transmission | SOCO | Internal | Summer | B4 | 100 | 3200 | 0 | 181.44 | 181.45 | 9 | 0
2040 | TVA_Transmission_2_SOCO | TVA_Transmission | SOCO | Internal | Summer | B5 | 200 | 3200 | 0 | 169.71 | 169.71 | 9 | 0
2040 | TVA_Transmission_2_SOCO | TVA_Transmission | SOCO | Internal | Summer | B6 | 300 | 3200 | 0 | 158.52 | 161.31 | 9 | 0
2040 | TVA_Transmission_2_SOCO | TVA_Transmission | SOCO | Internal | Summer | B7 | 400 | 3200 | 0 | 151.43 | 151.06 | 9 | 0
2040 | TVA_Transmission_2_SOCO | TVA_Transmission | SOCO | Internal | Summer | B8 | 500 | 3200 | 0 | 141.11 | 147.1 | 9 | 0
2040 | TVA_Transmission_2_SOCO | TVA_Transmission | SOCO | Internal | Summer | B9 | 800 | 3200 | 0 | 139.96 | 140.48 | 9 | 0
2040 | TVA_Transmission_2_SOCO | TVA_Transmission | SOCO | Internal | Summer | B10 | 1262 | 3200 | 0 | 103.84 | 95.84 | 9 | 0
2040 | TVA_Transmission_2_SOCO | TVA_Transmission | SOCO | Internal | Winter | B16 | 25 | 3200 | 0 | 147.86 | 154.86 | 9 | 0
2040 | TVA_Transmission_2_SOCO | TVA_Transmission | SOCO | Internal | Winter | B17 | 100 | 3200 | 0 | 143.92 | 145.12 | 9 | 0
2040 | TVA_Transmission_2_SOCO | TVA_Transmission | SOCO | Internal | Winter | B18 | 400 | 3200 | 0 | 139.83 | 143.97 | 9 | 0
2040 | TVA_Transmission_2_SOCO | TVA_Transmission | SOCO | Internal | Winter | B19 | 700 | 3200 | 0 | 139.83 | 143.97 | 9 | 0
2040 | TVA_Transmission_2_SOCO | TVA_Transmission | SOCO | Internal | Winter | B20 | 935 | 3200 | 0 | 95.64 | 90.3 | 9 | 0
2040 | TVA_Transmission_2_TVA | TVA_Transmission | TVA | Internal | Shoulder | B11 | 25 | 99999 | 134.51 | 149.35 | 149.37 | 0.01 | 0
2040 | TVA_Transmission_2_TVA | TVA_Transmission | TVA | Internal | Shoulder | B12 | 200 | 99999 | 0 | 141.37 | 140.95 | 0.01 | 0
2040 | TVA_Transmission_2_TVA | TVA_Transmission | TVA | Internal | Shoulder | B13 | 600 | 99999 | 1628.49 | 136.06 | 136.07 | 0.01 | 0
2040 | TVA_Transmission_2_TVA | TVA_Transmission | TVA | Internal | Shoulder | B14 | 900 | 99999 | 2100 | 136.06 | 136.07 | 0.01 | 0
2040 | TVA_Transmission_2_TVA | TVA_Transmission | TVA | Internal | Shoulder | B15 | 1203 | 99999 | 4557.14 | 98.28 | 98.29 | 0.01 | 0
2040 | TVA_Transmission_2_TVA | TVA_Transmission | TVA | Internal | Summer | B1 | 10 | 99999 | 3998.57 | 256.21 | 256.23 | 0.01 | 0
2040 | TVA_Transmission_2_TVA | TVA_Transmission | TVA | Internal | Summer | B2 | 25 | 99999 | 3220.88 | 259.62 | 259.63 | 0.01 | 0
2040 | TVA_Transmission_2_TVA | TVA_Transmission | TVA | Internal | Summer | B3 | 75 | 99999 | 1692.86 | 251.79 | 251.81 | 0.01 | 0
2040 | TVA_Transmission_2_TVA | TVA_Transmission | TVA | Internal | Summer | B4 | 100 | 99999 | 988.14 | 181.44 | 181.45 | 0.01 | 0
2040 | TVA_Transmission_2_TVA | TVA_Transmission | TVA | Internal | Summer | B5 | 200 | 99999 | 116.89 | 169.71 | 169.72 | 0.01 | 0
2040 | TVA_Transmission_2_TVA | TVA_Transmission | TVA | Internal | Summer | B6 | 300 | 99999 | 250.53 | 158.52 | 158.53 | 0.01 | 0
2040 | TVA_Transmission_2_TVA | TVA_Transmission | TVA | Internal | Summer | B7 | 400 | 99999 | 0 | 151.43 | 142.06 | 0.01 | 0
2040 | TVA_Transmission_2_TVA | TVA_Transmission | TVA | Internal | Summer | B8 | 500 | 99999 | 0 | 141.11 | 139.62 | 0.01 | 0
2040 | TVA_Transmission_2_TVA | TVA_Transmission | TVA | Internal | Summer | B9 | 800 | 99999 | 0 | 139.96 | 139.62 | 0.01 | 0
2040 | TVA_Transmission_2_TVA | TVA_Transmission | TVA | Internal | Summer | B10 | 1262 | 99999 | 1971.38 | 103.84 | 103.86 | 0.01 | 0
2040 | TVA_Transmission_2_TVA | TVA_Transmission | TVA | Internal | Winter | B16 | 25 | 99999 | 3124.54 | 147.86 | 147.87 | 0.01 | 0
2040 | TVA_Transmission_2_TVA | TVA_Transmission | TVA | Internal | Winter | B17 | 100 | 99999 | 584.98 | 143.92 | 143.94 | 0.01 | 0
2040 | TVA_Transmission_2_TVA | TVA_Transmission | TVA | Internal | Winter | B18 | 400 | 99999 | 370.02 | 139.83 | 139.84 | 0.01 | 0
2040 | TVA_Transmission_2_TVA | TVA_Transmission | TVA | Internal | Winter | B19 | 700 | 99999 | 2100 | 139.83 | 139.84 | 0.01 | 0
2040 | TVA_Transmission_2_TVA | TVA_Transmission | TVA | Internal | Winter | B20 | 935 | 99999 | 4587.29 | 95.64 | 95.65 | 0.01 | 0
2040 | TVA_Transmission_2_VACAR | TVA_Transmission | VACAR | Internal | Shoulder | B11 | 25 | 900 | 0 | 149.35 | 142.36 | 9 | 0
2040 | TVA_Transmission_2_VACAR | TVA_Transmission | VACAR | Internal | Shoulder | B12 | 200 | 900 | 0 | 141.37 | 142.36 | 9 | 0
2040 | TVA_Transmission_2_VACAR | TVA_Transmission | VACAR | Internal | Shoulder | B13 | 600 | 900 | 0 | 136.06 | 136.08 | 9 | 0
2040 | TVA_Transmission_2_VACAR | TVA_Transmission | VACAR | Internal | Shoulder | B14 | 900 | 900 | 0 | 136.06 | 136.08 | 9 | 0
2040 | TVA_Transmission_2_VACAR | TVA_Transmission | VACAR | Internal | Shoulder | B15 | 1203 | 900 | 0 | 98.28 | 100.28 | 9 | 0
2040 | TVA_Transmission_2_VACAR | TVA_Transmission | VACAR | Internal | Summer | B1 | 10 | 900 | 0 | 256.21 | 260.84 | 9 | 0
2040 | TVA_Transmission_2_VACAR | TVA_Transmission | VACAR | Internal | Summer | B2 | 25 | 900 | 0 | 259.62 | 260.84 | 9 | 0
2040 | TVA_Transmission_2_VACAR | TVA_Transmission | VACAR | Internal | Summer | B3 | 75 | 900 | 0 | 251.79 | 251.79 | 9 | 0
2040 | TVA_Transmission_2_VACAR | TVA_Transmission | VACAR | Internal | Summer | B4 | 100 | 900 | 0 | 181.44 | 174.45 | 9 | 0
2040 | TVA_Transmission_2_VACAR | TVA_Transmission | VACAR | Internal | Summer | B5 | 200 | 900 | 0 | 169.71 | 162.71 | 9 | 0
2040 | TVA_Transmission_2_VACAR | TVA_Transmission | VACAR | Internal | Summer | B6 | 300 | 900 | 0 | 158.52 | 151.52 | 9 | 0
2040 | TVA_Transmission_2_VACAR | TVA_Transmission | VACAR | Internal | Summer | B7 | 400 | 900 | 0 | 151.43 | 144.06 | 9 | 0
2040 | TVA_Transmission_2_VACAR | TVA_Transmission | VACAR | Internal | Summer | B8 | 500 | 900 | 0 | 141.11 | 140.1 | 9 | 0
2040 | TVA_Transmission_2_VACAR | TVA_Transmission | VACAR | Internal | Summer | B9 | 800 | 900 | 0 | 139.96 | 133.48 | 9 | 0
2040 | TVA_Transmission_2_VACAR | TVA_Transmission | VACAR | Internal | Summer | B10 | 1262 | 900 | 0 | 103.84 | 88.84 | 9 | 0
2040 | TVA_Transmission_2_VACAR | TVA_Transmission | VACAR | Internal | Winter | B16 | 25 | 900 | 0 | 147.86 | 147.86 | 9 | 0
2040 | TVA_Transmission_2_VACAR | TVA_Transmission | VACAR | Internal | Winter | B17 | 100 | 900 | 0 | 143.92 | 147.69 | 9 | 0
2040 | TVA_Transmission_2_VACAR | TVA_Transmission | VACAR | Internal | Winter | B18 | 400 | 900 | 0 | 139.83 | 137.24 | 9 | 0
2040 | TVA_Transmission_2_VACAR | TVA_Transmission | VACAR | Internal | Winter | B19 | 700 | 900 | 0 | 139.83 | 137.24 | 9 | 0
2040 | TVA_Transmission_2_VACAR | TVA_Transmission | VACAR | Internal | Winter | B20 | 935 | 900 | 0 | 95.64 | 100.3 | 9 | 0
2040 | VACAR_2_PJM_ROR | VACAR | PJM_ROR | Internal | Shoulder | B11 | 25 | 2000 | 0 | 142.36 | 143.36 | 7 | 0
2040 | VACAR_2_PJM_ROR | VACAR | PJM_ROR | Internal | Shoulder | B12 | 200 | 2000 | 0 | 142.36 | 139 | 7 | 0
2040 | VACAR_2_PJM_ROR | VACAR | PJM_ROR | Internal | Shoulder | B13 | 600 | 2000 | 0 | 136.08 | 136.97 | 7 | 0
2040 | VACAR_2_PJM_ROR | VACAR | PJM_ROR | Internal | Shoulder | B14 | 900 | 2000 | 0 | 136.08 | 136.97 | 7 | 0
2040 | VACAR_2_PJM_ROR | VACAR | PJM_ROR | Internal | Shoulder | B15 | 1203 | 2000 | 891.3 | 100.28 | 107.28 | 7 | 0
2040 | VACAR_2_PJM_ROR | VACAR | PJM_ROR | Internal | Summer | B1 | 10 | 2000 | 0 | 260.84 | 253.63 | 7 | 0
2040 | VACAR_2_PJM_ROR | VACAR | PJM_ROR | Internal | Summer | B2 | 25 | 2000 | 0 | 260.84 | 253.63 | 7 | 0
2040 | VACAR_2_PJM_ROR | VACAR | PJM_ROR | Internal | Summer | B3 | 75 | 2000 | 0 | 251.79 | 245.79 | 7 | 0
2040 | VACAR_2_PJM_ROR | VACAR | PJM_ROR | Internal | Summer | B4 | 100 | 2000 | 0 | 174.45 | 175.44 | 7 | 0
2040 | VACAR_2_PJM_ROR | VACAR | PJM_ROR | Internal | Summer | B5 | 200 | 2000 | 0 | 162.71 | 165.6 | 7 | 0
2040 | VACAR_2_PJM_ROR | VACAR | PJM_ROR | Internal | Summer | B6 | 300 | 2000 | 1065.6 | 151.52 | 158.52 | 7 | 0
2040 | VACAR_2_PJM_ROR | VACAR | PJM_ROR | Internal | Summer | B7 | 400 | 2000 | 1916.43 | 144.06 | 151.06 | 7 | 0
2040 | VACAR_2_PJM_ROR | VACAR | PJM_ROR | Internal | Summer | B8 | 500 | 2000 | 0 | 140.1 | 137.35 | 7 | 0
2040 | VACAR_2_PJM_ROR | VACAR | PJM_ROR | Internal | Summer | B9 | 800 | 2000 | 0 | 133.48 | 135.2 | 7 | 0
2040 | VACAR_2_PJM_ROR | VACAR | PJM_ROR | Internal | Summer | B10 | 1262 | 2000 | 2000 | 88.84 | 115.1 | 7 | 19.26
2040 | VACAR_2_PJM_ROR | VACAR | PJM_ROR | Internal | Winter | B16 | 25 | 2000 | 0 | 147.86 | 141.86 | 7 | 0
2040 | VACAR_2_PJM_ROR | VACAR | PJM_ROR | Internal | Winter | B17 | 100 | 2000 | 0 | 147.69 | 142 | 7 | 0
2040 | VACAR_2_PJM_ROR | VACAR | PJM_ROR | Internal | Winter | B18 | 400 | 2000 | 0 | 137.24 | 140.93 | 7 | 0
2040 | VACAR_2_PJM_ROR | VACAR | PJM_ROR | Internal | Winter | B19 | 700 | 2000 | 0 | 137.24 | 140.93 | 7 | 0
2040 | VACAR_2_PJM_ROR | VACAR | PJM_ROR | Internal | Winter | B20 | 935 | 2000 | 0 | 100.3 | 103.91 | 7 | 0
2040 | VACAR_2_SOCO | VACAR | SOCO | Internal | Shoulder | B11 | 25 | 3000 | 3000 | 142.36 | 155.07 | 7 | 5.72
2040 | VACAR_2_SOCO | VACAR | SOCO | Internal | Shoulder | B12 | 200 | 3000 | 0 | 142.36 | 141.87 | 7 | 0
2040 | VACAR_2_SOCO | VACAR | SOCO | Internal | Shoulder | B13 | 600 | 3000 | 0 | 136.08 | 141.87 | 7 | 0
2040 | VACAR_2_SOCO | VACAR | SOCO | Internal | Shoulder | B14 | 900 | 3000 | 0 | 136.08 | 141.87 | 7 | 0
2040 | VACAR_2_SOCO | VACAR | SOCO | Internal | Shoulder | B15 | 1203 | 3000 | 0 | 100.28 | 90.6 | 7 | 0
2040 | VACAR_2_SOCO | VACAR | SOCO | Internal | Summer | B1 | 10 | 3000 | 0.02 | 260.84 | 265.21 | 7 | 0
2040 | VACAR_2_SOCO | VACAR | SOCO | Internal | Summer | B2 | 25 | 3000 | 0 | 260.84 | 265.21 | 7 | 0
2040 | VACAR_2_SOCO | VACAR | SOCO | Internal | Summer | B3 | 75 | 3000 | 1104.22 | 251.79 | 258.79 | 7 | 0
2040 | VACAR_2_SOCO | VACAR | SOCO | Internal | Summer | B4 | 100 | 3000 | 775.41 | 174.45 | 181.45 | 7 | 0
2040 | VACAR_2_SOCO | VACAR | SOCO | Internal | Summer | B5 | 200 | 3000 | 1772.45 | 162.71 | 169.71 | 7 | 0
2040 | VACAR_2_SOCO | VACAR | SOCO | Internal | Summer | B6 | 300 | 3000 | 3000 | 151.52 | 161.31 | 7 | 2.8
2040 | VACAR_2_SOCO | VACAR | SOCO | Internal | Summer | B7 | 400 | 3000 | 2660.22 | 144.06 | 151.06 | 7 | 0
2040 | VACAR_2_SOCO | VACAR | SOCO | Internal | Summer | B8 | 500 | 3000 | 877.09 | 140.1 | 147.1 | 7 | 0
2040 | VACAR_2_SOCO | VACAR | SOCO | Internal | Summer | B9 | 800 | 3000 | 735.6 | 133.48 | 140.48 | 7 | 0
2040 | VACAR_2_SOCO | VACAR | SOCO | Internal | Summer | B10 | 1262 | 3000 | 1315.35 | 88.84 | 95.84 | 7 | 0
2040 | VACAR_2_SOCO | VACAR | SOCO | Internal | Winter | B16 | 25 | 3000 | 111.91 | 147.86 | 154.86 | 7 | 0
2040 | VACAR_2_SOCO | VACAR | SOCO | Internal | Winter | B17 | 100 | 3000 | 0 | 147.69 | 145.12 | 7 | 0
2040 | VACAR_2_SOCO | VACAR | SOCO | Internal | Winter | B18 | 400 | 3000 | 0 | 137.24 | 143.97 | 7 | 0
2040 | VACAR_2_SOCO | VACAR | SOCO | Internal | Winter | B19 | 700 | 3000 | 0 | 137.24 | 143.97 | 7 | 0
2040 | VACAR_2_SOCO | VACAR | SOCO | Internal | Winter | B20 | 935 | 3000 | 0 | 100.3 | 90.3 | 7 | 0
2040 | VACAR_2_TVA_Transmission | VACAR | TVA_Transmission | Internal | Shoulder | B11 | 25 | 900 | 69.42 | 142.36 | 149.35 | 7 | 0
2040 | VACAR_2_TVA_Transmission | VACAR | TVA_Transmission | Internal | Shoulder | B12 | 200 | 900 | 0 | 142.36 | 141.37 | 7 | 0
2040 | VACAR_2_TVA_Transmission | VACAR | TVA_Transmission | Internal | Shoulder | B13 | 600 | 900 | 0 | 136.08 | 136.06 | 7 | 0
2040 | VACAR_2_TVA_Transmission | VACAR | TVA_Transmission | Internal | Shoulder | B14 | 900 | 900 | 0 | 136.08 | 136.06 | 7 | 0
2040 | VACAR_2_TVA_Transmission | VACAR | TVA_Transmission | Internal | Shoulder | B15 | 1203 | 900 | 0 | 100.28 | 98.28 | 7 | 0
2040 | VACAR_2_TVA_Transmission | VACAR | TVA_Transmission | Internal | Summer | B1 | 10 | 900 | 0 | 260.84 | 256.21 | 7 | 0
2040 | VACAR_2_TVA_Transmission | VACAR | TVA_Transmission | Internal | Summer | B2 | 25 | 900 | 0 | 260.84 | 259.62 | 7 | 0
2040 | VACAR_2_TVA_Transmission | VACAR | TVA_Transmission | Internal | Summer | B3 | 75 | 900 | 0 | 251.79 | 251.79 | 7 | 0
2040 | VACAR_2_TVA_Transmission | VACAR | TVA_Transmission | Internal | Summer | B4 | 100 | 900 | 0.29 | 174.45 | 181.44 | 7 | 0
2040 | VACAR_2_TVA_Transmission | VACAR | TVA_Transmission | Internal | Summer | B5 | 200 | 900 | 116.89 | 162.71 | 169.71 | 7 | 0
2040 | VACAR_2_TVA_Transmission | VACAR | TVA_Transmission | Internal | Summer | B6 | 300 | 900 | 250.53 | 151.52 | 158.52 | 7 | 0
2040 | VACAR_2_TVA_Transmission | VACAR | TVA_Transmission | Internal | Summer | B7 | 400 | 900 | 900 | 144.06 | 151.43 | 7 | 0.38
2040 | VACAR_2_TVA_Transmission | VACAR | TVA_Transmission | Internal | Summer | B8 | 500 | 900 | 0 | 140.1 | 141.11 | 7 | 0
2040 | VACAR_2_TVA_Transmission | VACAR | TVA_Transmission | Internal | Summer | B9 | 800 | 900 | 0 | 133.48 | 139.96 | 7 | 0
2040 | VACAR_2_TVA_Transmission | VACAR | TVA_Transmission | Internal | Summer | B10 | 1262 | 900 | 900 | 88.84 | 103.84 | 7 | 8
2040 | VACAR_2_TVA_Transmission | VACAR | TVA_Transmission | Internal | Winter | B16 | 25 | 900 | 0 | 147.86 | 147.86 | 7 | 0
2040 | VACAR_2_TVA_Transmission | VACAR | TVA_Transmission | Internal | Winter | B17 | 100 | 900 | 0 | 147.69 | 143.92 | 7 | 0
2040 | VACAR_2_TVA_Transmission | VACAR | TVA_Transmission | Internal | Winter | B18 | 400 | 900 | 0 | 137.24 | 139.83 | 7 | 0
2040 | VACAR_2_TVA_Transmission | VACAR | TVA_Transmission | Internal | Winter | B19 | 700 | 900 | 0 | 137.24 | 139.83 | 7 | 0
2040 | VACAR_2_TVA_Transmission | VACAR | TVA_Transmission | Internal | Winter | B20 | 935 | 900 | 0 | 100.3 | 95.64 | 7 | 0
2015 | AZ_NM_SNV_Coal_2_SPP_S | AZ_NM_SNV_Coal | SPP_S | External | Shoulder | B11 | 25 | 400 | 400 | 55.23 | 78.39 | 8.17 | 15
2015 | AZ_NM_SNV_Coal_2_SPP_S | AZ_NM_SNV_Coal | SPP_S | External | Shoulder | B12 | 200 | 400 | 177.67 | 54.55 | 62.71 | 8.17 | 0
2015 | AZ_NM_SNV_Coal_2_SPP_S | AZ_NM_SNV_Coal | SPP_S | External | Shoulder | B13 | 600 | 400 | 0 | 54.55 | 56.71 | 8.17 | 0
2015 | AZ_NM_SNV_Coal_2_SPP_S | AZ_NM_SNV_Coal | SPP_S | External | Shoulder | B14 | 900 | 400 | 0 | 54.55 | 56.14 | 8.17 | 0
2015 | AZ_NM_SNV_Coal_2_SPP_S | AZ_NM_SNV_Coal | SPP_S | External | Shoulder | B15 | 1203 | 400 | 0 | 54.55 | 54.21 | 8.17 | 0
2015 | AZ_NM_SNV_Coal_2_SPP_S | AZ_NM_SNV_Coal | SPP_S | External | Summer | B1 | 10 | 400 | 204.22 | 77.19 | 85.35 | 8.17 | 0
2015 | AZ_NM_SNV_Coal_2_SPP_S | AZ_NM_SNV_Coal | SPP_S | External | Summer | B2 | 25 | 400 | 400 | 71.01 | 79.93 | 8.17 | 0.75
2015 | AZ_NM_SNV_Coal_2_SPP_S | AZ_NM_SNV_Coal | SPP_S | External | Summer | B3 | 75 | 400 | 400 | 71.01 | 79.81 | 8.17 | 0.63
2015 | AZ_NM_SNV_Coal_2_SPP_S | AZ_NM_SNV_Coal | SPP_S | External | Summer | B4 | 100 | 400 | 400 | 71.01 | 79.81 | 8.17 | 0.63
2015 | AZ_NM_SNV_Coal_2_SPP_S | AZ_NM_SNV_Coal | SPP_S | External | Summer | B5 | 200 | 400 | 0 | 71.01 | 77.17 | 8.17 | 0
2015 | AZ_NM_SNV_Coal_2_SPP_S | AZ_NM_SNV_Coal | SPP_S | External | Summer | B6 | 300 | 400 | 400 | 61.9 | 73.04 | 8.17 | 2.97
2015 | AZ_NM_SNV_Coal_2_SPP_S | AZ_NM_SNV_Coal | SPP_S | External | Summer | B7 | 400 | 400 | 0 | 56.56 | 62.11 | 8.17 | 0
2015 | AZ_NM_SNV_Coal_2_SPP_S | AZ_NM_SNV_Coal | SPP_S | External | Summer | B8 | 500 | 400 | 0 | 56.56 | 58.08 | 8.17 | 0
2015 | AZ_NM_SNV_Coal_2_SPP_S | AZ_NM_SNV_Coal | SPP_S | External | Summer | B9 | 800 | 400 | 0 | 56.56 | 54.82 | 8.17 | 0
2015 | AZ_NM_SNV_Coal_2_SPP_S | AZ_NM_SNV_Coal | SPP_S | External | Summer | B10 | 1262 | 400 | 0 | 53.14 | 52.94 | 8.17 | 0
2015 | AZ_NM_SNV_Coal_2_SPP_S | AZ_NM_SNV_Coal | SPP_S | External | Winter | B16 | 25 | 400 | 400 | 57.69 | 80.6 | 8.17 | 14.74
2015 | AZ_NM_SNV_Coal_2_SPP_S | AZ_NM_SNV_Coal | SPP_S | External | Winter | B17 | 100 | 400 | 0 | 57.19 | 59.92 | 8.17 | 0
2015 | AZ_NM_SNV_Coal_2_SPP_S | AZ_NM_SNV_Coal | SPP_S | External | Winter | B18 | 400 | 400 | 0 | 57.19 | 58.71 | 8.17 | 0
2015 | AZ_NM_SNV_Coal_2_SPP_S | AZ_NM_SNV_Coal | SPP_S | External | Winter | B19 | 700 | 400 | 0 | 57.19 | 56.69 | 8.17 | 0
2015 | AZ_NM_SNV_Coal_2_SPP_S | AZ_NM_SNV_Coal | SPP_S | External | Winter | B20 | 935 | 400 | 0 | 57.19 | 56.63 | 8.17 | 0
2015 | ERCOT_2_SPP_S | ERCOT | SPP_S | External | Shoulder | B11 | 25 | 800 | 0 | 79.28 | 78.39 | 8 | 0
2015 | ERCOT_2_SPP_S | ERCOT | SPP_S | External | Shoulder | B12 | 200 | 800 | 0 | 58.5 | 62.71 | 8 | 0
2015 | ERCOT_2_SPP_S | ERCOT | SPP_S | External | Shoulder | B13 | 600 | 800 | 0 | 54.07 | 56.71 | 8 | 0
2015 | ERCOT_2_SPP_S | ERCOT | SPP_S | External | Shoulder | B14 | 900 | 800 | 0 | 54.07 | 56.14 | 8 | 0
2015 | ERCOT_2_SPP_S | ERCOT | SPP_S | External | Shoulder | B15 | 1203 | 800 | 0 | 54.07 | 54.21 | 8 | 0
2015 | ERCOT_2_SPP_S | ERCOT | SPP_S | External | Summer | B1 | 10 | 800 | 0.03 | 77.72 | 85.35 | 8 | 0
2015 | ERCOT_2_SPP_S | ERCOT | SPP_S | External | Summer | B2 | 25 | 800 | 0.05 | 77.72 | 79.93 | 8 | 0
2015 | ERCOT_2_SPP_S | ERCOT | SPP_S | External | Summer | B3 | 75 | 800 | 0 | 77.72 | 79.81 | 8 | 0
2015 | ERCOT_2_SPP_S | ERCOT | SPP_S | External | Summer | B4 | 100 | 800 | 0 | 77.72 | 79.81 | 8 | 0
2015 | ERCOT_2_SPP_S | ERCOT | SPP_S | External | Summer | B5 | 200 | 800 | 0 | 77.72 | 77.17 | 8 | 0
2015 | ERCOT_2_SPP_S | ERCOT | SPP_S | External | Summer | B6 | 300 | 800 | 0 | 77.72 | 73.04 | 8 | 0
2015 | ERCOT_2_SPP_S | ERCOT | SPP_S | External | Summer | B7 | 400 | 800 | 0 | 57.85 | 62.11 | 8 | 0
2015 | ERCOT_2_SPP_S | ERCOT | SPP_S | External | Summer | B8 | 500 | 800 | 0 | 53.02 | 58.08 | 8 | 0
2015 | ERCOT_2_SPP_S | ERCOT | SPP_S | External | Summer | B9 | 800 | 800 | 0 | 53.02 | 54.82 | 8 | 0
2015 | ERCOT_2_SPP_S | ERCOT | SPP_S | External | Summer | B10 | 1262 | 800 | 0 | 53.02 | 52.94 | 8 | 0
2015 | ERCOT_2_SPP_S | ERCOT | SPP_S | External | Winter | B16 | 25 | 800 | 627.58 | 72.6 | 80.6 | 8 | 0
2015 | ERCOT_2_SPP_S | ERCOT | SPP_S | External | Winter | B17 | 100 | 800 | 0 | 56.27 | 59.92 | 8 | 0
2015 | ERCOT_2_SPP_S | ERCOT | SPP_S | External | Winter | B18 | 400 | 800 | 0 | 56.27 | 58.71 | 8 | 0
2015 | ERCOT_2_SPP_S | ERCOT | SPP_S | External | Winter | B19 | 700 | 800 | 0 | 56.27 | 56.69 | 8 | 0
2015 | ERCOT_2_SPP_S | ERCOT | SPP_S | External | Winter | B20 | 935 | 800 | 0 | 56.27 | 56.63 | 8 | 0
2015 | MAPP_US_2_RMPA | MAPP_US | RMPA | External | Shoulder | B11 | 25 | 200 | 0 | 73.2 | 63.39 | 8 | 0
2015 | MAPP_US_2_RMPA | MAPP_US | RMPA | External | Shoulder | B12 | 200 | 200 | 0 | 55.71 | 62.7 | 8 | 0
2015 | MAPP_US_2_RMPA | MAPP_US | RMPA | External | Shoulder | B13 | 600 | 200 | 0 | 55.71 | 57.46 | 8 | 0
2015 | MAPP_US_2_RMPA | MAPP_US | RMPA | External | Shoulder | B14 | 900 | 200 | 0 | 55.71 | 57.46 | 8 | 0
2015 | MAPP_US_2_RMPA | MAPP_US | RMPA | External | Shoulder | B15 | 1203 | 200 | 0 | 55.71 | 57.46 | 8 | 0
2015 | MAPP_US_2_RMPA | MAPP_US | RMPA | External | Summer | B1 | 10 | 200 | 0 | 79.56 | 85.35 | 8 | 0
2015 | MAPP_US_2_RMPA | MAPP_US | RMPA | External | Summer | B2 | 25 | 200 | 0 | 79.29 | 79.18 | 8 | 0
2015 | MAPP_US_2_RMPA | MAPP_US | RMPA | External | Summer | B3 | 75 | 200 | 0 | 79.29 | 79.55 | 8 | 0
2015 | MAPP_US_2_RMPA | MAPP_US | RMPA | External | Summer | B4 | 100 | 200 | 0 | 77.93 | 76.94 | 8 | 0
2015 | MAPP_US_2_RMPA | MAPP_US | RMPA | External | Summer | B5 | 200 | 200 | 0 | 74.38 | 73.38 | 8 | 0
2015 | MAPP_US_2_RMPA | MAPP_US | RMPA | External | Summer | B6 | 300 | 200 | 0 | 65.72 | 64.72 | 8 | 0
2015 | MAPP_US_2_RMPA | MAPP_US | RMPA | External | Summer | B7 | 400 | 200 | 0 | 52.65 | 55.92 | 8 | 0
2015 | MAPP_US_2_RMPA | MAPP_US | RMPA | External | Summer | B8 | 500 | 200 | 0 | 52.45 | 55.92 | 8 | 0
2015 | MAPP_US_2_RMPA | MAPP_US | RMPA | External | Summer | B9 | 800 | 200 | 0 | 52.45 | 55.92 | 8 | 0
2015 | MAPP_US_2_RMPA | MAPP_US | RMPA | External | Summer | B10 | 1262 | 200 | 0 | 52.45 | 55.92 | 8 | 0
2015 | MAPP_US_2_RMPA | MAPP_US | RMPA | External | Winter | B16 | 25 | 200 | 200 | 66.59 | 77.54 | 8 | 2.95
2015 | MAPP_US_2_RMPA | MAPP_US | RMPA | External | Winter | B17 | 100 | 200 | 0 | 58.4 | 64.91 | 8 | 0
2015 | MAPP_US_2_RMPA | MAPP_US | RMPA | External | Winter | B18 | 400 | 200 | 0 | 58.4 | 60.37 | 8 | 0
2015 | MAPP_US_2_RMPA | MAPP_US | RMPA | External | Winter | B19 | 700 | 200 | 0 | 58.4 | 60.37 | 8 | 0
2015 | MAPP_US_2_RMPA | MAPP_US | RMPA | External | Winter | B20 | 935 | 200 | 0 | 58.4 | 60.37 | 8 | 0
2015 | NE_2_RMPA | NE | RMPA | External | Shoulder | B11 | 25 | 310 | 0 | 80.2 | 63.39 | 5 | 0
2015 | NE_2_RMPA | NE | RMPA | External | Shoulder | B12 | 200 | 310 | 0 | 62.71 | 62.7 | 5 | 0
2015 | NE_2_RMPA | NE | RMPA | External | Shoulder | B13 | 600 | 310 | 0 | 56.71 | 57.46 | 5 | 0
2015 | NE_2_RMPA | NE | RMPA | External | Shoulder | B14 | 900 | 310 | 0 | 56.14 | 57.46 | 5 | 0
2015 | NE_2_RMPA | NE | RMPA | External | Shoulder | B15 | 1203 | 310 | 0 | 54.19 | 57.46 | 5 | 0
2015 | NE_2_RMPA | NE | RMPA | External | Summer | B1 | 10 | 310 | 0 | 86.56 | 85.35 | 5 | 0
2015 | NE_2_RMPA | NE | RMPA | External | Summer | B2 | 25 | 310 | 0 | 86.29 | 79.18 | 5 | 0
2015 | NE_2_RMPA | NE | RMPA | External | Summer | B3 | 75 | 310 | 0 | 86.29 | 79.55 | 5 | 0
2015 | NE_2_RMPA | NE | RMPA | External | Summer | B4 | 100 | 310 | 0 | 84.93 | 76.94 | 5 | 0
2015 | NE_2_RMPA | NE | RMPA | External | Summer | B5 | 200 | 310 | 0 | 81.38 | 73.38 | 5 | 0
2015 | NE_2_RMPA | NE | RMPA | External | Summer | B6 | 300 | 310 | 0 | 72.72 | 64.72 | 5 | 0
2015 | NE_2_RMPA | NE | RMPA | External | Summer | B7 | 400 | 310 | 0 | 59.65 | 55.92 | 5 | 0
2015 | NE_2_RMPA | NE | RMPA | External | Summer | B8 | 500 | 310 | 0 | 58.06 | 55.92 | 5 | 0
2015 | NE_2_RMPA | NE | RMPA | External | Summer | B9 | 800 | 310 | 0 | 54.8 | 55.92 | 5 | 0
2015 | NE_2_RMPA | NE | RMPA | External | Summer | B10 | 1262 | 310 | 0 | 52.92 | 55.92 | 5 | 0
2015 | NE_2_RMPA | NE | RMPA | External | Winter | B16 | 25 | 310 | 0 | 73.59 | 77.54 | 5 | 0
2015 | NE_2_RMPA | NE | RMPA | External | Winter | B17 | 100 | 310 | 309.91 | 59.89 | 64.91 | 5 | 0.01
2015 | NE_2_RMPA | NE | RMPA | External | Winter | B18 | 400 | 310 | 0 | 58.68 | 60.37 | 5 | 0
2015 | NE_2_RMPA | NE | RMPA | External | Winter | B19 | 700 | 310 | 0 | 56.67 | 60.37 | 5 | 0
2015 | NE_2_RMPA | NE | RMPA | External | Winter | B20 | 935 | 310 | 50.68 | 55.37 | 60.37 | 5 | 0
2015 | NWPP_Coal_2_MAPP_US | NWPP_Coal | MAPP_US | External | Shoulder | B11 | 25 | 150 | 150 | 54.53 | 73.2 | 8 | 10.67
2015 | NWPP_Coal_2_MAPP_US | NWPP_Coal | MAPP_US | External | Shoulder | B12 | 200 | 150 | 0 | 54.53 | 55.71 | 8 | 0
2015 | NWPP_Coal_2_MAPP_US | NWPP_Coal | MAPP_US | External | Shoulder | B13 | 600 | 150 | 0 | 54.53 | 55.71 | 8 | 0
2015 | NWPP_Coal_2_MAPP_US | NWPP_Coal | MAPP_US | External | Shoulder | B14 | 900 | 150 | 0 | 54.53 | 55.71 | 8 | 0
2015 | NWPP_Coal_2_MAPP_US | NWPP_Coal | MAPP_US | External | Shoulder | B15 | 1203 | 150 | 0 | 54.53 | 55.71 | 8 | 0
2015 | NWPP_Coal_2_MAPP_US | NWPP_Coal | MAPP_US | External | Summer | B1 | 10 | 150 | 150 | 56.55 | 79.56 | 8 | 15
2015 | NWPP_Coal_2_MAPP_US | NWPP_Coal | MAPP_US | External | Summer | B2 | 25 | 150 | 150 | 56.55 | 79.29 | 8 | 14.74
2015 | NWPP_Coal_2_MAPP_US | NWPP_Coal | MAPP_US | External | Summer | B3 | 75 | 150 | 150 | 56.55 | 79.29 | 8 | 14.74
2015 | NWPP_Coal_2_MAPP_US | NWPP_Coal | MAPP_US | External | Summer | B4 | 100 | 150 | 150 | 56.55 | 77.93 | 8 | 13.37
2015 | NWPP_Coal_2_MAPP_US | NWPP_Coal | MAPP_US | External | Summer | B5 | 200 | 150 | 150 | 56.55 | 74.38 | 8 | 9.83
2015 | NWPP_Coal_2_MAPP_US | NWPP_Coal | MAPP_US | External | Summer | B6 | 300 | 150 | 150 | 56.55 | 65.72 | 8 | 1.17
2015 | NWPP_Coal_2_MAPP_US | NWPP_Coal | MAPP_US | External | Summer | B7 | 400 | 150 | 0 | 56.55 | 52.65 | 8 | 0
2015 | NWPP_Coal_2_MAPP_US | NWPP_Coal | MAPP_US | External | Summer | B8 | 500 | 150 | 0 | 56.55 | 52.45 | 8 | 0
2015 | NWPP_Coal_2_MAPP_US | NWPP_Coal | MAPP_US | External | Summer | B9 | 800 | 150 | 0 | 56.55 | 52.45 | 8 | 0
2015 | NWPP_Coal_2_MAPP_US | NWPP_Coal | MAPP_US | External | Summer | B10 | 1262 | 150 | 0 | 56.55 | 52.45 | 8 | 0
2015 | NWPP_Coal_2_MAPP_US | NWPP_Coal | MAPP_US | External | Winter | B16 | 25 | 150 | 150 | 57.68 | 66.59 | 8 | 0.91
2015 | NWPP_Coal_2_MAPP_US | NWPP_Coal | MAPP_US | External | Winter | B17 | 100 | 150 | 0 | 57.68 | 58.4 | 8 | 0
2015 | NWPP_Coal_2_MAPP_US | NWPP_Coal | MAPP_US | External | Winter | B18 | 400 | 150 | 0 | 57.68 | 58.4 | 8 | 0
2015 | NWPP_Coal_2_MAPP_US | NWPP_Coal | MAPP_US | External | Winter | B19 | 700 | 150 | 0 | 57.68 | 58.4 | 8 | 0
2015 | NWPP_Coal_2_MAPP_US | NWPP_Coal | MAPP_US | External | Winter | B20 | 935 | 150 | 0 | 57.68 | 58.4 | 8 | 0
2015 | RMPA_2_MAPP_US | RMPA | MAPP_US | External | Shoulder | B11 | 25 | 200 | 200 | 63.39 | 73.2 | 8 | 1.81
2015 | RMPA_2_MAPP_US | RMPA | MAPP_US | External | Shoulder | B12 | 200 | 200 | 0 | 62.7 | 55.71 | 8 | 0
2015 | RMPA_2_MAPP_US | RMPA | MAPP_US | External | Shoulder | B13 | 600 | 200 | 0 | 57.46 | 55.71 | 8 | 0
2015 | RMPA_2_MAPP_US | RMPA | MAPP_US | External | Shoulder | B14 | 900 | 200 | 0 | 57.46 | 55.71 | 8 | 0
2015 | RMPA_2_MAPP_US | RMPA | MAPP_US | External | Shoulder | B15 | 1203 | 200 | 0 | 57.46 | 55.71 | 8 | 0
2015 | RMPA_2_MAPP_US | RMPA | MAPP_US | External | Summer | B1 | 10 | 200 | 0 | 85.35 | 79.56 | 8 | 0
2015 | RMPA_2_MAPP_US | RMPA | MAPP_US | External | Summer | B2 | 25 | 200 | 0 | 79.18 | 79.29 | 8 | 0
2015 | RMPA_2_MAPP_US | RMPA | MAPP_US | External | Summer | B3 | 75 | 200 | 0 | 79.55 | 79.29 | 8 | 0
2015 | RMPA_2_MAPP_US | RMPA | MAPP_US | External | Summer | B4 | 100 | 200 | 0 | 76.94 | 77.93 | 8 | 0
2015 | RMPA_2_MAPP_US | RMPA | MAPP_US | External | Summer | B5 | 200 | 200 | 0 | 73.38 | 74.38 | 8 | 0
2015 | RMPA_2_MAPP_US | RMPA | MAPP_US | External | Summer | B6 | 300 | 200 | 0 | 64.72 | 65.72 | 8 | 0
2015 | RMPA_2_MAPP_US | RMPA | MAPP_US | External | Summer | B7 | 400 | 200 | 0 | 55.92 | 52.65 | 8 | 0
2015 | RMPA_2_MAPP_US | RMPA | MAPP_US | External | Summer | B8 | 500 | 200 | 0 | 55.92 | 52.45 | 8 | 0
2015 | RMPA_2_MAPP_US | RMPA | MAPP_US | External | Summer | B9 | 800 | 200 | 0 | 55.92 | 52.45 | 8 | 0
2015 | RMPA_2_MAPP_US | RMPA | MAPP_US | External | Summer | B10 | 1262 | 200 | 0 | 55.92 | 52.45 | 8 | 0
2015 | RMPA_2_MAPP_US | RMPA | MAPP_US | External | Winter | B16 | 25 | 200 | 0 | 77.54 | 66.59 | 8 | 0
2015 | RMPA_2_MAPP_US | RMPA | MAPP_US | External | Winter | B17 | 100 | 200 | 0 | 64.91 | 58.4 | 8 | 0
2015 | RMPA_2_MAPP_US | RMPA | MAPP_US | External | Winter | B18 | 400 | 200 | 0 | 60.37 | 58.4 | 8 | 0
2015 | RMPA_2_MAPP_US | RMPA | MAPP_US | External | Winter | B19 | 700 | 200 | 0 | 60.37 | 58.4 | 8 | 0
2015 | RMPA_2_MAPP_US | RMPA | MAPP_US | External | Winter | B20 | 935 | 200 | 0 | 60.37 | 58.4 | 8 | 0
2015 | RMPA_2_NE | RMPA | NE | External | Shoulder | B11 | 25 | 310 | 310 | 63.39 | 80.2 | 8 | 8.81
2015 | RMPA_2_NE | RMPA | NE | External | Shoulder | B12 | 200 | 310 | 0 | 62.7 | 62.71 | 8 | 0
2015 | RMPA_2_NE | RMPA | NE | External | Shoulder | B13 | 600 | 310 | 0 | 57.46 | 56.71 | 8 | 0
2015 | RMPA_2_NE | RMPA | NE | External | Shoulder | B14 | 900 | 310 | 0 | 57.46 | 56.14 | 8 | 0
2015 | RMPA_2_NE | RMPA | NE | External | Shoulder | B15 | 1203 | 310 | 0 | 57.46 | 54.19 | 8 | 0
2015 | RMPA_2_NE | RMPA | NE | External | Summer | B1 | 10 | 310 | 0 | 85.35 | 86.56 | 8 | 0
2015 | RMPA_2_NE | RMPA | NE | External | Summer | B2 | 25 | 310 | 0 | 79.18 | 86.29 | 8 | 0
2015 | RMPA_2_NE | RMPA | NE | External | Summer | B3 | 75 | 310 | 0 | 79.55 | 86.29 | 8 | 0
2015 | RMPA_2_NE | RMPA | NE | External | Summer | B4 | 100 | 310 | 0.1 | 76.94 | 84.93 | 8 | 0
2015 | RMPA_2_NE | RMPA | NE | External | Summer | B5 | 200 | 310 | 31.92 | 73.38 | 81.38 | 8 | 0
2015 | RMPA_2_NE | RMPA | NE | External | Summer | B6 | 300 | 310 | 269.35 | 64.72 | 72.72 | 8 | 0
2015 | RMPA_2_NE | RMPA | NE | External | Summer | B7 | 400 | 310 | 0 | 55.92 | 59.65 | 8 | 0
2015 | RMPA_2_NE | RMPA | NE | External | Summer | B8 | 500 | 310 | 0 | 55.92 | 58.06 | 8 | 0
2015 | RMPA_2_NE | RMPA | NE | External | Summer | B9 | 800 | 310 | 0 | 55.92 | 54.8 | 8 | 0
2015 | RMPA_2_NE | RMPA | NE | External | Summer | B10 | 1262 | 310 | 0 | 55.92 | 52.92 | 8 | 0
2015 | RMPA_2_NE | RMPA | NE | External | Winter | B16 | 25 | 310 | 0 | 77.54 | 73.59 | 8 | 0
2015 | RMPA_2_NE | RMPA | NE | External | Winter | B17 | 100 | 310 | 0 | 64.91 | 59.89 | 8 | 0
2015 | RMPA_2_NE | RMPA | NE | External | Winter | B18 | 400 | 310 | 0 | 60.37 | 58.68 | 8 | 0
2015 | RMPA_2_NE | RMPA | NE | External | Winter | B19 | 700 | 310 | 0 | 60.37 | 56.67 | 8 | 0
2015 | RMPA_2_NE | RMPA | NE | External | Winter | B20 | 935 | 310 | 0 | 60.37 | 55.37 | 8 | 0
2015 | RMPA_2_SPP_N | RMPA | SPP_N | External | Shoulder | B11 | 25 | 210 | 210 | 63.39 | 80.22 | 8 | 8.83
2015 | RMPA_2_SPP_N | RMPA | SPP_N | External | Shoulder | B12 | 200 | 210 | 0 | 62.7 | 62.72 | 8 | 0
2015 | RMPA_2_SPP_N | RMPA | SPP_N | External | Shoulder | B13 | 600 | 210 | 0 | 57.46 | 56.72 | 8 | 0
2015 | RMPA_2_SPP_N | RMPA | SPP_N | External | Shoulder | B14 | 900 | 210 | 0 | 57.46 | 56.15 | 8 | 0
2015 | RMPA_2_SPP_N | RMPA | SPP_N | External | Shoulder | B15 | 1203 | 210 | 0 | 57.46 | 54.2 | 8 | 0
2015 | RMPA_2_SPP_N | RMPA | SPP_N | External | Summer | B1 | 10 | 210 | 0 | 85.35 | 87.55 | 8 | 0
2015 | RMPA_2_SPP_N | RMPA | SPP_N | External | Summer | B2 | 25 | 210 | 209.99 | 79.18 | 87.55 | 8 | 0.37
2015 | RMPA_2_SPP_N | RMPA | SPP_N | External | Summer | B3 | 75 | 210 | 194.23 | 79.55 | 87.55 | 8 | 0
2015 | RMPA_2_SPP_N | RMPA | SPP_N | External | Summer | B4 | 100 | 210 | 205.04 | 76.94 | 84.94 | 8 | 0
2015 | RMPA_2_SPP_N | RMPA | SPP_N | External | Summer | B5 | 200 | 210 | 209.95 | 73.38 | 81.4 | 8 | 0.01
2015 | RMPA_2_SPP_N | RMPA | SPP_N | External | Summer | B6 | 300 | 210 | 210 | 64.72 | 73.03 | 8 | 0.31
2015 | RMPA_2_SPP_N | RMPA | SPP_N | External | Summer | B7 | 400 | 210 | 0 | 55.92 | 62.09 | 8 | 0
2015 | RMPA_2_SPP_N | RMPA | SPP_N | External | Summer | B8 | 500 | 210 | 0 | 55.92 | 58.07 | 8 | 0
2015 | RMPA_2_SPP_N | RMPA | SPP_N | External | Summer | B9 | 800 | 210 | 0 | 55.92 | 54.81 | 8 | 0
2015 | RMPA_2_SPP_N | RMPA | SPP_N | External | Summer | B10 | 1262 | 210 | 0 | 55.92 | 52.93 | 8 | 0
2015 | RMPA_2_SPP_N | RMPA | SPP_N | External | Winter | B16 | 25 | 210 | 0 | 77.54 | 80.59 | 8 | 0
2015 | RMPA_2_SPP_N | RMPA | SPP_N | External | Winter | B17 | 100 | 210 | 0 | 64.91 | 59.91 | 8 | 0
2015 | RMPA_2_SPP_N | RMPA | SPP_N | External | Winter | B18 | 400 | 210 | 0 | 60.37 | 58.7 | 8 | 0
2015 | RMPA_2_SPP_N | RMPA | SPP_N | External | Winter | B19 | 700 | 210 | 0 | 60.37 | 56.68 | 8 | 0
2015 | RMPA_2_SPP_N | RMPA | SPP_N | External | Winter | B20 | 935 | 210 | 0 | 60.37 | 56.62 | 8 | 0
2015 | SPP_N_2_RMPA | SPP_N | RMPA | External | Shoulder | B11 | 25 | 210 | 0 | 80.22 | 63.39 | 5 | 0
2015 | SPP_N_2_RMPA | SPP_N | RMPA | External | Shoulder | B12 | 200 | 210 | 0 | 62.72 | 62.7 | 5 | 0
2015 | SPP_N_2_RMPA | SPP_N | RMPA | External | Shoulder | B13 | 600 | 210 | 0 | 56.72 | 57.46 | 5 | 0
2015 | SPP_N_2_RMPA | SPP_N | RMPA | External | Shoulder | B14 | 900 | 210 | 0 | 56.15 | 57.46 | 5 | 0
2015 | SPP_N_2_RMPA | SPP_N | RMPA | External | Shoulder | B15 | 1203 | 210 | 0 | 54.2 | 57.46 | 5 | 0
2015 | SPP_N_2_RMPA | SPP_N | RMPA | External | Summer | B1 | 10 | 210 | 0 | 87.55 | 85.35 | 5 | 0
2015 | SPP_N_2_RMPA | SPP_N | RMPA | External | Summer | B2 | 25 | 210 | 0 | 87.55 | 79.18 | 5 | 0
2015 | SPP_N_2_RMPA | SPP_N | RMPA | External | Summer | B3 | 75 | 210 | 0 | 87.55 | 79.55 | 5 | 0
2015 | SPP_N_2_RMPA | SPP_N | RMPA | External | Summer | B4 | 100 | 210 | 0 | 84.94 | 76.94 | 5 | 0
2015 | SPP_N_2_RMPA | SPP_N | RMPA | External | Summer | B5 | 200 | 210 | 0 | 81.4 | 73.38 | 5 | 0
2015 | SPP_N_2_RMPA | SPP_N | RMPA | External | Summer | B6 | 300 | 210 | 0 | 73.03 | 64.72 | 5 | 0
2015 | SPP_N_2_RMPA | SPP_N | RMPA | External | Summer | B7 | 400 | 210 | 0 | 62.09 | 55.92 | 5 | 0
2015 | SPP_N_2_RMPA | SPP_N | RMPA | External | Summer | B8 | 500 | 210 | 0 | 58.07 | 55.92 | 5 | 0
2015 | SPP_N_2_RMPA | SPP_N | RMPA | External | Summer | B9 | 800 | 210 | 0 | 54.81 | 55.92 | 5 | 0
2015 | SPP_N_2_RMPA | SPP_N | RMPA | External | Summer | B10 | 1262 | 210 | 0 | 52.93 | 55.92 | 5 | 0
2015 | SPP_N_2_RMPA | SPP_N | RMPA | External | Winter | B16 | 25 | 210 | 0 | 80.59 | 77.54 | 5 | 0
2015 | SPP_N_2_RMPA | SPP_N | RMPA | External | Winter | B17 | 100 | 210 | 80.49 | 59.91 | 64.91 | 5 | 0
2015 | SPP_N_2_RMPA | SPP_N | RMPA | External | Winter | B18 | 400 | 210 | 0 | 58.7 | 60.37 | 5 | 0
2015 | SPP_N_2_RMPA | SPP_N | RMPA | External | Winter | B19 | 700 | 210 | 0 | 56.68 | 60.37 | 5 | 0
2015 | SPP_N_2_RMPA | SPP_N | RMPA | External | Winter | B20 | 935 | 210 | 0 | 56.62 | 60.37 | 5 | 0
2015 | SPP_S_2_ERCOT | SPP_S | ERCOT | External | Shoulder | B11 | 25 | 800 | 0 | 78.39 | 79.28 | 5 | 0
2015 | SPP_S_2_ERCOT | SPP_S | ERCOT | External | Shoulder | B12 | 200 | 800 | 0 | 62.71 | 58.5 | 5 | 0
2015 | SPP_S_2_ERCOT | SPP_S | ERCOT | External | Shoulder | B13 | 600 | 800 | 0 | 56.71 | 54.07 | 5 | 0
2015 | SPP_S_2_ERCOT | SPP_S | ERCOT | External | Shoulder | B14 | 900 | 800 | 0 | 56.14 | 54.07 | 5 | 0
2015 | SPP_S_2_ERCOT | SPP_S | ERCOT | External | Shoulder | B15 | 1203 | 800 | 0 | 54.21 | 54.07 | 5 | 0
2015 | SPP_S_2_ERCOT | SPP_S | ERCOT | External | Summer | B1 | 10 | 800 | 0 | 85.35 | 77.72 | 5 | 0
2015 | SPP_S_2_ERCOT | SPP_S | ERCOT | External | Summer | B2 | 25 | 800 | 0 | 79.93 | 77.72 | 5 | 0
2015 | SPP_S_2_ERCOT | SPP_S | ERCOT | External | Summer | B3 | 75 | 800 | 0 | 79.81 | 77.72 | 5 | 0
2015 | SPP_S_2_ERCOT | SPP_S | ERCOT | External | Summer | B4 | 100 | 800 | 0 | 79.81 | 77.72 | 5 | 0
2015 | SPP_S_2_ERCOT | SPP_S | ERCOT | External | Summer | B5 | 200 | 800 | 0 | 77.17 | 77.72 | 5 | 0
2015 | SPP_S_2_ERCOT | SPP_S | ERCOT | External | Summer | B6 | 300 | 800 | 0 | 73.04 | 77.72 | 5 | 0
2015 | SPP_S_2_ERCOT | SPP_S | ERCOT | External | Summer | B7 | 400 | 800 | 0 | 62.11 | 57.85 | 5 | 0
2015 | SPP_S_2_ERCOT | SPP_S | ERCOT | External | Summer | B8 | 500 | 800 | 0 | 58.08 | 53.02 | 5 | 0
2015 | SPP_S_2_ERCOT | SPP_S | ERCOT | External | Summer | B9 | 800 | 800 | 0 | 54.82 | 53.02 | 5 | 0
2015 | SPP_S_2_ERCOT | SPP_S | ERCOT | External | Summer | B10 | 1262 | 800 | 0 | 52.94 | 53.02 | 5 | 0
2015 | SPP_S_2_ERCOT | SPP_S | ERCOT | External | Winter | B16 | 25 | 800 | 0 | 80.6 | 72.6 | 5 | 0
2015 | SPP_S_2_ERCOT | SPP_S | ERCOT | External | Winter | B17 | 100 | 800 | 0 | 59.92 | 56.27 | 5 | 0
2015 | SPP_S_2_ERCOT | SPP_S | ERCOT | External | Winter | B18 | 400 | 800 | 0 | 58.71 | 56.27 | 5 | 0
2015 | SPP_S_2_ERCOT | SPP_S | ERCOT | External | Winter | B19 | 700 | 800 | 0 | 56.69 | 56.27 | 5 | 0
2015 | SPP_S_2_ERCOT | SPP_S | ERCOT | External | Winter | B20 | 935 | 800 | 0 | 56.63 | 56.27 | 5 | 0
2020 | AZ_NM_SNV_Coal_2_SPP_S | AZ_NM_SNV_Coal | SPP_S | External | Shoulder | B11 | 25 | 400 | 0 | 59.41 | 65.97 | 8.17 | 0
2020 | AZ_NM_SNV_Coal_2_SPP_S | AZ_NM_SNV_Coal | SPP_S | External | Shoulder | B12 | 200 | 400 | 0 | 59.41 | 58.04 | 8.17 | 0
2020 | AZ_NM_SNV_Coal_2_SPP_S | AZ_NM_SNV_Coal | SPP_S | External | Shoulder | B13 | 600 | 400 | 0 | 59.41 | 57.91 | 8.17 | 0
2020 | AZ_NM_SNV_Coal_2_SPP_S | AZ_NM_SNV_Coal | SPP_S | External | Shoulder | B14 | 900 | 400 | 0 | 59.41 | 54.76 | 8.17 | 0
2020 | AZ_NM_SNV_Coal_2_SPP_S | AZ_NM_SNV_Coal | SPP_S | External | Shoulder | B15 | 1203 | 400 | 0 | 59.41 | 52.84 | 8.17 | 0
2020 | AZ_NM_SNV_Coal_2_SPP_S | AZ_NM_SNV_Coal | SPP_S | External | Summer | B1 | 10 | 400 | 0 | 82.13 | 61.22 | 8.17 | 0
2020 | AZ_NM_SNV_Coal_2_SPP_S | AZ_NM_SNV_Coal | SPP_S | External | Summer | B2 | 25 | 400 | 0 | 78.38 | 81.94 | 8.17 | 0
2020 | AZ_NM_SNV_Coal_2_SPP_S | AZ_NM_SNV_Coal | SPP_S | External | Summer | B3 | 75 | 400 | 0 | 78.38 | 81.94 | 8.17 | 0
2020 | AZ_NM_SNV_Coal_2_SPP_S | AZ_NM_SNV_Coal | SPP_S | External | Summer | B4 | 100 | 400 | 0 | 78.38 | 81.94 | 8.17 | 0
2020 | AZ_NM_SNV_Coal_2_SPP_S | AZ_NM_SNV_Coal | SPP_S | External | Summer | B5 | 200 | 400 | 311.5 | 70.55 | 78.72 | 8.17 | 0
2020 | AZ_NM_SNV_Coal_2_SPP_S | AZ_NM_SNV_Coal | SPP_S | External | Summer | B6 | 300 | 400 | 0 | 67.51 | 73.11 | 8.17 | 0
2020 | AZ_NM_SNV_Coal_2_SPP_S | AZ_NM_SNV_Coal | SPP_S | External | Summer | B7 | 400 | 400 | 0 | 64.9 | 64.39 | 8.17 | 0
2020 | AZ_NM_SNV_Coal_2_SPP_S | AZ_NM_SNV_Coal | SPP_S | External | Summer | B8 | 500 | 400 | 0 | 61.54 | 59.53 | 8.17 | 0
2020 | AZ_NM_SNV_Coal_2_SPP_S | AZ_NM_SNV_Coal | SPP_S | External | Summer | B9 | 800 | 400 | 0 | 58.66 | 58.2 | 8.17 | 0
2020 | AZ_NM_SNV_Coal_2_SPP_S | AZ_NM_SNV_Coal | SPP_S | External | Summer | B10 | 1262 | 400 | 0 | 57.79 | 56.51 | 8.17 | 0
2020 | AZ_NM_SNV_Coal_2_SPP_S | AZ_NM_SNV_Coal | SPP_S | External | Winter | B16 | 25 | 400 | 0 | 62.44 | 63.61 | 8.17 | 0
2020 | AZ_NM_SNV_Coal_2_SPP_S | AZ_NM_SNV_Coal | SPP_S | External | Winter | B17 | 100 | 400 | 0 | 62.44 | 60.8 | 8.17 | 0
2020 | AZ_NM_SNV_Coal_2_SPP_S | AZ_NM_SNV_Coal | SPP_S | External | Winter | B18 | 400 | 400 | 0 | 62.44 | 60.67 | 8.17 | 0
2020 | AZ_NM_SNV_Coal_2_SPP_S | AZ_NM_SNV_Coal | SPP_S | External | Winter | B19 | 700 | 400 | 0 | 62.44 | 58.75 | 8.17 | 0
2020 | AZ_NM_SNV_Coal_2_SPP_S | AZ_NM_SNV_Coal | SPP_S | External | Winter | B20 | 935 | 400 | 0 | 62.44 | 55.68 | 8.17 | 0
2020 | ERCOT_2_SPP_S | ERCOT | SPP_S | External | Shoulder | B11 | 25 | 800 | 0 | 84.88 | 65.97 | 8 | 0
2020 | ERCOT_2_SPP_S | ERCOT | SPP_S | External | Shoulder | B12 | 200 | 800 | 0 | 63.13 | 58.04 | 8 | 0
2020 | ERCOT_2_SPP_S | ERCOT | SPP_S | External | Shoulder | B13 | 600 | 800 | 0 | 57.84 | 57.91 | 8 | 0
2020 | ERCOT_2_SPP_S | ERCOT | SPP_S | External | Shoulder | B14 | 900 | 800 | 0 | 57.84 | 54.76 | 8 | 0
2020 | ERCOT_2_SPP_S | ERCOT | SPP_S | External | Shoulder | B15 | 1203 | 800 | 0 | 57.84 | 52.84 | 8 | 0
2020 | ERCOT_2_SPP_S | ERCOT | SPP_S | External | Summer | B1 | 10 | 800 | 0 | 96.21 | 61.22 | 8 | 0
2020 | ERCOT_2_SPP_S | ERCOT | SPP_S | External | Summer | B2 | 25 | 800 | 0 | 86.94 | 81.94 | 8 | 0
2020 | ERCOT_2_SPP_S | ERCOT | SPP_S | External | Summer | B3 | 75 | 800 | 0 | 83.18 | 81.94 | 8 | 0
2020 | ERCOT_2_SPP_S | ERCOT | SPP_S | External | Summer | B4 | 100 | 800 | 0 | 83.18 | 81.94 | 8 | 0
2020 | ERCOT_2_SPP_S | ERCOT | SPP_S | External | Summer | B5 | 200 | 800 | 0 | 83.18 | 78.72 | 8 | 0
2020 | ERCOT_2_SPP_S | ERCOT | SPP_S | External | Summer | B6 | 300 | 800 | 0 | 83.18 | 73.11 | 8 | 0
2020 | ERCOT_2_SPP_S | ERCOT | SPP_S | External | Summer | B7 | 400 | 800 | 0 | 61.88 | 64.39 | 8 | 0
2020 | ERCOT_2_SPP_S | ERCOT | SPP_S | External | Summer | B8 | 500 | 800 | 0 | 60.98 | 59.53 | 8 | 0
2020 | ERCOT_2_SPP_S | ERCOT | SPP_S | External | Summer | B9 | 800 | 800 | 0 | 56.7 | 58.2 | 8 | 0
2020 | ERCOT_2_SPP_S | ERCOT | SPP_S | External | Summer | B10 | 1262 | 800 | 0 | 56.7 | 56.51 | 8 | 0
2020 | ERCOT_2_SPP_S | ERCOT | SPP_S | External | Winter | B16 | 25 | 800 | 0 | 68.61 | 63.61 | 8 | 0
2020 | ERCOT_2_SPP_S | ERCOT | SPP_S | External | Winter | B17 | 100 | 800 | 0 | 65.8 | 60.8 | 8 | 0
2020 | ERCOT_2_SPP_S | ERCOT | SPP_S | External | Winter | B18 | 400 | 800 | 0 | 60.31 | 60.67 | 8 | 0
2020 | ERCOT_2_SPP_S | ERCOT | SPP_S | External | Winter | B19 | 700 | 800 | 0 | 60.31 | 58.75 | 8 | 0
2020 | ERCOT_2_SPP_S | ERCOT | SPP_S | External | Winter | B20 | 935 | 800 | 0 | 60.31 | 55.68 | 8 | 0
2020 | MAPP_US_2_RMPA | MAPP_US | RMPA | External | Shoulder | B11 | 25 | 200 | 0 | 70.05 | 62.52 | 8 | 0
2020 | MAPP_US_2_RMPA | MAPP_US | RMPA | External | Shoulder | B12 | 200 | 200 | 0 | 56.78 | 62.52 | 8 | 0
2020 | MAPP_US_2_RMPA | MAPP_US | RMPA | External | Shoulder | B13 | 600 | 200 | 0 | 56.78 | 62.52 | 8 | 0
2020 | MAPP_US_2_RMPA | MAPP_US | RMPA | External | Shoulder | B14 | 900 | 200 | 0 | 56.78 | 62.52 | 8 | 0
2020 | MAPP_US_2_RMPA | MAPP_US | RMPA | External | Shoulder | B15 | 1203 | 200 | 0 | 56.78 | 61.07 | 8 | 0
2020 | MAPP_US_2_RMPA | MAPP_US | RMPA | External | Summer | B1 | 10 | 200 | 0 | 85.73 | 90.3 | 8 | 0
2020 | MAPP_US_2_RMPA | MAPP_US | RMPA | External | Summer | B2 | 25 | 200 | 0 | 85.04 | 83.37 | 8 | 0
2020 | MAPP_US_2_RMPA | MAPP_US | RMPA | External | Summer | B3 | 75 | 200 | 0 | 84.37 | 83.38 | 8 | 0
2020 | MAPP_US_2_RMPA | MAPP_US | RMPA | External | Summer | B4 | 100 | 200 | 0 | 82.15 | 80.45 | 8 | 0
2020 | MAPP_US_2_RMPA | MAPP_US | RMPA | External | Summer | B5 | 200 | 200 | 0 | 74.66 | 73.67 | 8 | 0
2020 | MAPP_US_2_RMPA | MAPP_US | RMPA | External | Summer | B6 | 300 | 200 | 0 | 68.11 | 61.07 | 8 | 0
2020 | MAPP_US_2_RMPA | MAPP_US | RMPA | External | Summer | B7 | 400 | 200 | 0 | 57.96 | 60.79 | 8 | 0
2020 | MAPP_US_2_RMPA | MAPP_US | RMPA | External | Summer | B8 | 500 | 200 | 0 | 55.14 | 60.75 | 8 | 0
2020 | MAPP_US_2_RMPA | MAPP_US | RMPA | External | Summer | B9 | 800 | 200 | 0 | 55.14 | 60.75 | 8 | 0
2020 | MAPP_US_2_RMPA | MAPP_US | RMPA | External | Summer | B10 | 1262 | 200 | 0 | 55.14 | 60.75 | 8 | 0
2020 | MAPP_US_2_RMPA | MAPP_US | RMPA | External | Winter | B16 | 25 | 200 | 0 | 71.64 | 65.86 | 8 | 0
2020 | MAPP_US_2_RMPA | MAPP_US | RMPA | External | Winter | B17 | 100 | 200 | 0 | 60.94 | 65.86 | 8 | 0
2020 | MAPP_US_2_RMPA | MAPP_US | RMPA | External | Winter | B18 | 400 | 200 | 0 | 60 | 65.65 | 8 | 0
2020 | MAPP_US_2_RMPA | MAPP_US | RMPA | External | Winter | B19 | 700 | 200 | 0 | 60 | 65.65 | 8 | 0
2020 | MAPP_US_2_RMPA | MAPP_US | RMPA | External | Winter | B20 | 935 | 200 | 0 | 60 | 60.79 | 8 | 0
2020 | NE_2_RMPA | NE | RMPA | External | Shoulder | B11 | 25 | 310 | 0 | 72.05 | 62.52 | 5 | 0
2020 | NE_2_RMPA | NE | RMPA | External | Shoulder | B12 | 200 | 310 | 0 | 58.73 | 62.52 | 5 | 0
2020 | NE_2_RMPA | NE | RMPA | External | Shoulder | B13 | 600 | 310 | 0 | 57.89 | 62.52 | 5 | 0
2020 | NE_2_RMPA | NE | RMPA | External | Shoulder | B14 | 900 | 310 | 310 | 54.75 | 62.52 | 5 | 2.77
2020 | NE_2_RMPA | NE | RMPA | External | Shoulder | B15 | 1203 | 310 | 310 | 52.67 | 61.07 | 5 | 3.4
2020 | NE_2_RMPA | NE | RMPA | External | Summer | B1 | 10 | 310 | 0 | 87.73 | 90.3 | 5 | 0
2020 | NE_2_RMPA | NE | RMPA | External | Summer | B2 | 25 | 310 | 0 | 88.44 | 83.37 | 5 | 0
2020 | NE_2_RMPA | NE | RMPA | External | Summer | B3 | 75 | 310 | 0 | 91.37 | 83.38 | 5 | 0
2020 | NE_2_RMPA | NE | RMPA | External | Summer | B4 | 100 | 310 | 0 | 88.44 | 80.45 | 5 | 0
2020 | NE_2_RMPA | NE | RMPA | External | Summer | B5 | 200 | 310 | 0 | 81.66 | 73.67 | 5 | 0
2020 | NE_2_RMPA | NE | RMPA | External | Summer | B6 | 300 | 310 | 0 | 73.1 | 61.07 | 5 | 0
2020 | NE_2_RMPA | NE | RMPA | External | Summer | B7 | 400 | 310 | 0 | 64.38 | 60.79 | 5 | 0
2020 | NE_2_RMPA | NE | RMPA | External | Summer | B8 | 500 | 310 | 0 | 59.51 | 60.75 | 5 | 0
2020 | NE_2_RMPA | NE | RMPA | External | Summer | B9 | 800 | 310 | 0 | 55.88 | 60.75 | 5 | 0
2020 | NE_2_RMPA | NE | RMPA | External | Summer | B10 | 1262 | 310 | 310 | 50.57 | 60.75 | 5 | 5.18
2020 | NE_2_RMPA | NE | RMPA | External | Winter | B16 | 25 | 310 | 0 | 69.84 | 65.86 | 5 | 0
2020 | NE_2_RMPA | NE | RMPA | External | Winter | B17 | 100 | 310 | 0 | 62.92 | 65.86 | 5 | 0
2020 | NE_2_RMPA | NE | RMPA | External | Winter | B18 | 400 | 310 | 310 | 60.4 | 65.65 | 5 | 0.25
2020 | NE_2_RMPA | NE | RMPA | External | Winter | B19 | 700 | 310 | 310 | 58.19 | 65.65 | 5 | 2.47
2020 | NE_2_RMPA | NE | RMPA | External | Winter | B20 | 935 | 310 | 310 | 55 | 60.79 | 5 | 0.79
2020 | NWPP_Coal_2_MAPP_US | NWPP_Coal | MAPP_US | External | Shoulder | B11 | 25 | 150 | 0 | 67.58 | 70.05 | 8 | 0
2020 | NWPP_Coal_2_MAPP_US | NWPP_Coal | MAPP_US | External | Shoulder | B12 | 200 | 150 | 0 | 67.58 | 56.78 | 8 | 0
2020 | NWPP_Coal_2_MAPP_US | NWPP_Coal | MAPP_US | External | Shoulder | B13 | 600 | 150 | 0 | 67.58 | 56.78 | 8 | 0
2020 | NWPP_Coal_2_MAPP_US | NWPP_Coal | MAPP_US | External | Shoulder | B14 | 900 | 150 | 0 | 67.58 | 56.78 | 8 | 0
2020 | NWPP_Coal_2_MAPP_US | NWPP_Coal | MAPP_US | External | Shoulder | B15 | 1203 | 150 | 0 | 67.58 | 56.78 | 8 | 0
2020 | NWPP_Coal_2_MAPP_US | NWPP_Coal | MAPP_US | External | Summer | B1 | 10 | 150 | 150 | 73.97 | 85.73 | 8 | 3.76
2020 | NWPP_Coal_2_MAPP_US | NWPP_Coal | MAPP_US | External | Summer | B2 | 25 | 150 | 150 | 67.5 | 85.04 | 8 | 9.54
2020 | NWPP_Coal_2_MAPP_US | NWPP_Coal | MAPP_US | External | Summer | B3 | 75 | 150 | 150 | 67.5 | 84.37 | 8 | 8.87
2020 | NWPP_Coal_2_MAPP_US | NWPP_Coal | MAPP_US | External | Summer | B4 | 100 | 150 | 150 | 67.5 | 82.15 | 8 | 6.65
2020 | NWPP_Coal_2_MAPP_US | NWPP_Coal | MAPP_US | External | Summer | B5 | 200 | 150 | 0 | 67.5 | 74.66 | 8 | 0
2020 | NWPP_Coal_2_MAPP_US | NWPP_Coal | MAPP_US | External | Summer | B6 | 300 | 150 | 0 | 67.5 | 68.11 | 8 | 0
2020 | NWPP_Coal_2_MAPP_US | NWPP_Coal | MAPP_US | External | Summer | B7 | 400 | 150 | 0 | 67.5 | 57.96 | 8 | 0
2020 | NWPP_Coal_2_MAPP_US | NWPP_Coal | MAPP_US | External | Summer | B8 | 500 | 150 | 0 | 67.5 | 55.14 | 8 | 0
2020 | NWPP_Coal_2_MAPP_US | NWPP_Coal | MAPP_US | External | Summer | B9 | 800 | 150 | 0 | 67.5 | 55.14 | 8 | 0
2020 | NWPP_Coal_2_MAPP_US | NWPP_Coal | MAPP_US | External | Summer | B10 | 1262 | 150 | 0 | 67.5 | 55.14 | 8 | 0
2020 | NWPP_Coal_2_MAPP_US | NWPP_Coal | MAPP_US | External | Winter | B16 | 25 | 150 | 0 | 71.25 | 71.64 | 8 | 0
2020 | NWPP_Coal_2_MAPP_US | NWPP_Coal | MAPP_US | External | Winter | B17 | 100 | 150 | 0 | 71.25 | 60.94 | 8 | 0
2020 | NWPP_Coal_2_MAPP_US | NWPP_Coal | MAPP_US | External | Winter | B18 | 400 | 150 | 0 | 71.25 | 60 | 8 | 0
2020 | NWPP_Coal_2_MAPP_US | NWPP_Coal | MAPP_US | External | Winter | B19 | 700 | 150 | 0 | 71.25 | 60 | 8 | 0
2020 | NWPP_Coal_2_MAPP_US | NWPP_Coal | MAPP_US | External | Winter | B20 | 935 | 150 | 0 | 71.25 | 60 | 8 | 0
2020 | RMPA_2_MAPP_US | RMPA | MAPP_US | External | Shoulder | B11 | 25 | 200 | 0.01 | 62.52 | 70.05 | 8 | 0
2020 | RMPA_2_MAPP_US | RMPA | MAPP_US | External | Shoulder | B12 | 200 | 200 | 0 | 62.52 | 56.78 | 8 | 0
2020 | RMPA_2_MAPP_US | RMPA | MAPP_US | External | Shoulder | B13 | 600 | 200 | 0 | 62.52 | 56.78 | 8 | 0
2020 | RMPA_2_MAPP_US | RMPA | MAPP_US | External | Shoulder | B14 | 900 | 200 | 0 | 62.52 | 56.78 | 8 | 0
2020 | RMPA_2_MAPP_US | RMPA | MAPP_US | External | Shoulder | B15 | 1203 | 200 | 0 | 61.07 | 56.78 | 8 | 0
2020 | RMPA_2_MAPP_US | RMPA | MAPP_US | External | Summer | B1 | 10 | 200 | 0 | 90.3 | 85.73 | 8 | 0
2020 | RMPA_2_MAPP_US | RMPA | MAPP_US | External | Summer | B2 | 25 | 200 | 0 | 83.37 | 85.04 | 8 | 0
2020 | RMPA_2_MAPP_US | RMPA | MAPP_US | External | Summer | B3 | 75 | 200 | 0 | 83.38 | 84.37 | 8 | 0
2020 | RMPA_2_MAPP_US | RMPA | MAPP_US | External | Summer | B4 | 100 | 200 | 0 | 80.45 | 82.15 | 8 | 0
2020 | RMPA_2_MAPP_US | RMPA | MAPP_US | External | Summer | B5 | 200 | 200 | 0 | 73.67 | 74.66 | 8 | 0
2020 | RMPA_2_MAPP_US | RMPA | MAPP_US | External | Summer | B6 | 300 | 200 | 0 | 61.07 | 68.11 | 8 | 0
2020 | RMPA_2_MAPP_US | RMPA | MAPP_US | External | Summer | B7 | 400 | 200 | 0 | 60.79 | 57.96 | 8 | 0
2020 | RMPA_2_MAPP_US | RMPA | MAPP_US | External | Summer | B8 | 500 | 200 | 0 | 60.75 | 55.14 | 8 | 0
2020 | RMPA_2_MAPP_US | RMPA | MAPP_US | External | Summer | B9 | 800 | 200 | 0 | 60.75 | 55.14 | 8 | 0
2020 | RMPA_2_MAPP_US | RMPA | MAPP_US | External | Summer | B10 | 1262 | 200 | 0 | 60.75 | 55.14 | 8 | 0
2020 | RMPA_2_MAPP_US | RMPA | MAPP_US | External | Winter | B16 | 25 | 200 | 0 | 65.86 | 71.64 | 8 | 0
2020 | RMPA_2_MAPP_US | RMPA | MAPP_US | External | Winter | B17 | 100 | 200 | 0 | 65.86 | 60.94 | 8 | 0
2020 | RMPA_2_MAPP_US | RMPA | MAPP_US | External | Winter | B18 | 400 | 200 | 0 | 65.65 | 60 | 8 | 0
2020 | RMPA_2_MAPP_US | RMPA | MAPP_US | External | Winter | B19 | 700 | 200 | 0 | 65.65 | 60 | 8 | 0
2020 | RMPA_2_MAPP_US | RMPA | MAPP_US | External | Winter | B20 | 935 | 200 | 0 | 60.79 | 60 | 8 | 0
2020 | RMPA_2_NE | RMPA | NE | External | Shoulder | B11 | 25 | 310 | 310 | 62.52 | 72.05 | 8 | 1.53
2020 | RMPA_2_NE | RMPA | NE | External | Shoulder | B12 | 200 | 310 | 0 | 62.52 | 58.73 | 8 | 0
2020 | RMPA_2_NE | RMPA | NE | External | Shoulder | B13 | 600 | 310 | 0 | 62.52 | 57.89 | 8 | 0
2020 | RMPA_2_NE | RMPA | NE | External | Shoulder | B14 | 900 | 310 | 0 | 62.52 | 54.75 | 8 | 0
2020 | RMPA_2_NE | RMPA | NE | External | Shoulder | B15 | 1203 | 310 | 0 | 61.07 | 52.67 | 8 | 0
2020 | RMPA_2_NE | RMPA | NE | External | Summer | B1 | 10 | 310 | 0 | 90.3 | 87.73 | 8 | 0
2020 | RMPA_2_NE | RMPA | NE | External | Summer | B2 | 25 | 310 | 0 | 83.37 | 88.44 | 8 | 0
2020 | RMPA_2_NE | RMPA | NE | External | Summer | B3 | 75 | 310 | 0.13 | 83.38 | 91.37 | 8 | 0
2020 | RMPA_2_NE | RMPA | NE | External | Summer | B4 | 100 | 310 | 0.12 | 80.45 | 88.44 | 8 | 0
2020 | RMPA_2_NE | RMPA | NE | External | Summer | B5 | 200 | 310 | 0.07 | 73.67 | 81.66 | 8 | 0
2020 | RMPA_2_NE | RMPA | NE | External | Summer | B6 | 300 | 310 | 310 | 61.07 | 73.1 | 8 | 4.02
2020 | RMPA_2_NE | RMPA | NE | External | Summer | B7 | 400 | 310 | 0 | 60.79 | 64.38 | 8 | 0
2020 | RMPA_2_NE | RMPA | NE | External | Summer | B8 | 500 | 310 | 0 | 60.75 | 59.51 | 8 | 0
2020 | RMPA_2_NE | RMPA | NE | External | Summer | B9 | 800 | 310 | 0 | 60.75 | 55.88 | 8 | 0
2020 | RMPA_2_NE | RMPA | NE | External | Summer | B10 | 1262 | 310 | 0 | 60.75 | 50.57 | 8 | 0
2020 | RMPA_2_NE | RMPA | NE | External | Winter | B16 | 25 | 310 | 0 | 65.86 | 69.84 | 8 | 0
2020 | RMPA_2_NE | RMPA | NE | External | Winter | B17 | 100 | 310 | 0 | 65.86 | 62.92 | 8 | 0
2020 | RMPA_2_NE | RMPA | NE | External | Winter | B18 | 400 | 310 | 0 | 65.65 | 60.4 | 8 | 0
2020 | RMPA_2_NE | RMPA | NE | External | Winter | B19 | 700 | 310 | 0 | 65.65 | 58.19 | 8 | 0
2020 | RMPA_2_NE | RMPA | NE | External | Winter | B20 | 935 | 310 | 0 | 60.79 | 55 | 8 | 0
2020 | RMPA_2_SPP_N | RMPA | SPP_N | External | Shoulder | B11 | 25 | 210 | 210 | 62.52 | 72.06 | 8 | 1.54
2020 | RMPA_2_SPP_N | RMPA | SPP_N | External | Shoulder | B12 | 200 | 210 | 0 | 62.52 | 58.75 | 8 | 0
2020 | RMPA_2_SPP_N | RMPA | SPP_N | External | Shoulder | B13 | 600 | 210 | 0 | 62.52 | 57.9 | 8 | 0
2020 | RMPA_2_SPP_N | RMPA | SPP_N | External | Shoulder | B14 | 900 | 210 | 0 | 62.52 | 54.76 | 8 | 0
2020 | RMPA_2_SPP_N | RMPA | SPP_N | External | Shoulder | B15 | 1203 | 210 | 0 | 61.07 | 52.85 | 8 | 0
2020 | RMPA_2_SPP_N | RMPA | SPP_N | External | Summer | B1 | 10 | 210 | 0 | 90.3 | 87.73 | 8 | 0
2020 | RMPA_2_SPP_N | RMPA | SPP_N | External | Summer | B2 | 25 | 210 | 0 | 83.37 | 88.45 | 8 | 0
2020 | RMPA_2_SPP_N | RMPA | SPP_N | External | Summer | B3 | 75 | 210 | 54.26 | 83.38 | 91.38 | 8 | 0
2020 | RMPA_2_SPP_N | RMPA | SPP_N | External | Summer | B4 | 100 | 210 | 152.38 | 80.45 | 88.45 | 8 | 0
2020 | RMPA_2_SPP_N | RMPA | SPP_N | External | Summer | B5 | 200 | 210 | 207.68 | 73.67 | 81.67 | 8 | 0
2020 | RMPA_2_SPP_N | RMPA | SPP_N | External | Summer | B6 | 300 | 210 | 210 | 61.07 | 73.11 | 8 | 4.04
2020 | RMPA_2_SPP_N | RMPA | SPP_N | External | Summer | B7 | 400 | 210 | 0 | 60.79 | 64.39 | 8 | 0
2020 | RMPA_2_SPP_N | RMPA | SPP_N | External | Summer | B8 | 500 | 210 | 0 | 60.75 | 59.52 | 8 | 0
2020 | RMPA_2_SPP_N | RMPA | SPP_N | External | Summer | B9 | 800 | 210 | 0 | 60.75 | 58.19 | 8 | 0
2020 | RMPA_2_SPP_N | RMPA | SPP_N | External | Summer | B10 | 1262 | 210 | 0 | 60.75 | 56.5 | 8 | 0
2020 | RMPA_2_SPP_N | RMPA | SPP_N | External | Winter | B16 | 25 | 210 | 0 | 65.86 | 69.85 | 8 | 0
2020 | RMPA_2_SPP_N | RMPA | SPP_N | External | Winter | B17 | 100 | 210 | 0 | 65.86 | 62.93 | 8 | 0
2020 | RMPA_2_SPP_N | RMPA | SPP_N | External | Winter | B18 | 400 | 210 | 0 | 65.65 | 60.65 | 8 | 0
2020 | RMPA_2_SPP_N | RMPA | SPP_N | External | Winter | B19 | 700 | 210 | 0 | 65.65 | 58.73 | 8 | 0
2020 | RMPA_2_SPP_N | RMPA | SPP_N | External | Winter | B20 | 935 | 210 | 0 | 60.79 | 55.68 | 8 | 0
2020 | SPP_N_2_RMPA | SPP_N | RMPA | External | Shoulder | B11 | 25 | 210 | 0 | 72.06 | 62.52 | 5 | 0
2020 | SPP_N_2_RMPA | SPP_N | RMPA | External | Shoulder | B12 | 200 | 210 | 0 | 58.75 | 62.52 | 5 | 0
2020 | SPP_N_2_RMPA | SPP_N | RMPA | External | Shoulder | B13 | 600 | 210 | 0 | 57.9 | 62.52 | 5 | 0
2020 | SPP_N_2_RMPA | SPP_N | RMPA | External | Shoulder | B14 | 900 | 210 | 210 | 54.76 | 62.52 | 5 | 2.76
2020 | SPP_N_2_RMPA | SPP_N | RMPA | External | Shoulder | B15 | 1203 | 210 | 210 | 52.85 | 61.07 | 5 | 3.22
2020 | SPP_N_2_RMPA | SPP_N | RMPA | External | Summer | B1 | 10 | 210 | 0 | 87.73 | 90.3 | 5 | 0
2020 | SPP_N_2_RMPA | SPP_N | RMPA | External | Summer | B2 | 25 | 210 | 0 | 88.45 | 83.37 | 5 | 0
2020 | SPP_N_2_RMPA | SPP_N | RMPA | External | Summer | B3 | 75 | 210 | 0 | 91.38 | 83.38 | 5 | 0
2020 | SPP_N_2_RMPA | SPP_N | RMPA | External | Summer | B4 | 100 | 210 | 0 | 88.45 | 80.45 | 5 | 0
2020 | SPP_N_2_RMPA | SPP_N | RMPA | External | Summer | B5 | 200 | 210 | 0 | 81.67 | 73.67 | 5 | 0
2020 | SPP_N_2_RMPA | SPP_N | RMPA | External | Summer | B6 | 300 | 210 | 0 | 73.11 | 61.07 | 5 | 0
2020 | SPP_N_2_RMPA | SPP_N | RMPA | External | Summer | B7 | 400 | 210 | 0 | 64.39 | 60.79 | 5 | 0
2020 | SPP_N_2_RMPA | SPP_N | RMPA | External | Summer | B8 | 500 | 210 | 0 | 59.52 | 60.75 | 5 | 0
2020 | SPP_N_2_RMPA | SPP_N | RMPA | External | Summer | B9 | 800 | 210 | 0 | 58.19 | 60.75 | 5 | 0
2020 | SPP_N_2_RMPA | SPP_N | RMPA | External | Summer | B10 | 1262 | 210 | 0 | 56.5 | 60.75 | 5 | 0
2020 | SPP_N_2_RMPA | SPP_N | RMPA | External | Winter | B16 | 25 | 210 | 0 | 69.85 | 65.86 | 5 | 0
2020 | SPP_N_2_RMPA | SPP_N | RMPA | External | Winter | B17 | 100 | 210 | 0 | 62.93 | 65.86 | 5 | 0
2020 | SPP_N_2_RMPA | SPP_N | RMPA | External | Winter | B18 | 400 | 210 | 113.9 | 60.65 | 65.65 | 5 | 0
2020 | SPP_N_2_RMPA | SPP_N | RMPA | External | Winter | B19 | 700 | 210 | 210 | 58.73 | 65.65 | 5 | 1.92
2020 | SPP_N_2_RMPA | SPP_N | RMPA | External | Winter | B20 | 935 | 210 | 210 | 55.68 | 60.79 | 5 | 0.11
2020 | SPP_S_2_ERCOT | SPP_S | ERCOT | External | Shoulder | B11 | 25 | 800 | 800 | 65.97 | 84.88 | 5 | 13.9
2020 | SPP_S_2_ERCOT | SPP_S | ERCOT | External | Shoulder | B12 | 200 | 800 | 799.99 | 58.04 | 63.13 | 5 | 0.09
2020 | SPP_S_2_ERCOT | SPP_S | ERCOT | External | Shoulder | B13 | 600 | 800 | 0 | 57.91 | 57.84 | 5 | 0
2020 | SPP_S_2_ERCOT | SPP_S | ERCOT | External | Shoulder | B14 | 900 | 800 | 0 | 54.76 | 57.84 | 5 | 0
2020 | SPP_S_2_ERCOT | SPP_S | ERCOT | External | Shoulder | B15 | 1203 | 800 | 239.5 | 52.84 | 57.84 | 5 | 0
2020 | SPP_S_2_ERCOT | SPP_S | ERCOT | External | Summer | B1 | 10 | 800 | 800 | 61.22 | 96.21 | 5 | 29.99
2020 | SPP_S_2_ERCOT | SPP_S | ERCOT | External | Summer | B2 | 25 | 800 | 449.92 | 81.94 | 86.94 | 5 | 0
2020 | SPP_S_2_ERCOT | SPP_S | ERCOT | External | Summer | B3 | 75 | 800 | 0 | 81.94 | 83.18 | 5 | 0
2020 | SPP_S_2_ERCOT | SPP_S | ERCOT | External | Summer | B4 | 100 | 800 | 0 | 81.94 | 83.18 | 5 | 0
2020 | SPP_S_2_ERCOT | SPP_S | ERCOT | External | Summer | B5 | 200 | 800 | 0 | 78.72 | 83.18 | 5 | 0
2020 | SPP_S_2_ERCOT | SPP_S | ERCOT | External | Summer | B6 | 300 | 800 | 800 | 73.11 | 83.18 | 5 | 5.07
2020 | SPP_S_2_ERCOT | SPP_S | ERCOT | External | Summer | B7 | 400 | 800 | 0 | 64.39 | 61.88 | 5 | 0
2020 | SPP_S_2_ERCOT | SPP_S | ERCOT | External | Summer | B8 | 500 | 800 | 0 | 59.53 | 60.98 | 5 | 0
2020 | SPP_S_2_ERCOT | SPP_S | ERCOT | External | Summer | B9 | 800 | 800 | 0 | 58.2 | 56.7 | 5 | 0
2020 | SPP_S_2_ERCOT | SPP_S | ERCOT | External | Summer | B10 | 1262 | 800 | 0 | 56.51 | 56.7 | 5 | 0
2020 | SPP_S_2_ERCOT | SPP_S | ERCOT | External | Winter | B16 | 25 | 800 | 315.38 | 63.61 | 68.61 | 5 | 0
2020 | SPP_S_2_ERCOT | SPP_S | ERCOT | External | Winter | B17 | 100 | 800 | 162.86 | 60.8 | 65.8 | 5 | 0
2020 | SPP_S_2_ERCOT | SPP_S | ERCOT | External | Winter | B18 | 400 | 800 | 0 | 60.67 | 60.31 | 5 | 0
2020 | SPP_S_2_ERCOT | SPP_S | ERCOT | External | Winter | B19 | 700 | 800 | 0 | 58.75 | 60.31 | 5 | 0
2020 | SPP_S_2_ERCOT | SPP_S | ERCOT | External | Winter | B20 | 935 | 800 | 0 | 55.68 | 60.31 | 5 | 0
2025 | AZ_NM_SNV_Coal_2_SPP_S | AZ_NM_SNV_Coal | SPP_S | External | Shoulder | B11 | 25 | 400 | 0 | 62.87 | 64.25 | 8.17 | 0
2025 | AZ_NM_SNV_Coal_2_SPP_S | AZ_NM_SNV_Coal | SPP_S | External | Shoulder | B12 | 200 | 400 | 0 | 59.6 | 56.42 | 8.17 | 0
2025 | AZ_NM_SNV_Coal_2_SPP_S | AZ_NM_SNV_Coal | SPP_S | External | Shoulder | B13 | 600 | 400 | 0 | 59.6 | 52.88 | 8.17 | 0
2025 | AZ_NM_SNV_Coal_2_SPP_S | AZ_NM_SNV_Coal | SPP_S | External | Shoulder | B14 | 900 | 400 | 0 | 59.6 | 46.72 | 8.17 | 0
2025 | AZ_NM_SNV_Coal_2_SPP_S | AZ_NM_SNV_Coal | SPP_S | External | Shoulder | B15 | 1203 | 400 | 0 | 59.6 | 40.53 | 8.17 | 0
2025 | AZ_NM_SNV_Coal_2_SPP_S | AZ_NM_SNV_Coal | SPP_S | External | Summer | B1 | 10 | 400 | 0 | 89.09 | 58.77 | 8.17 | 0
2025 | AZ_NM_SNV_Coal_2_SPP_S | AZ_NM_SNV_Coal | SPP_S | External | Summer | B2 | 25 | 400 | 0 | 80.08 | 81.96 | 8.17 | 0
2025 | AZ_NM_SNV_Coal_2_SPP_S | AZ_NM_SNV_Coal | SPP_S | External | Summer | B3 | 75 | 400 | 0 | 79.43 | 84.51 | 8.17 | 0
2025 | AZ_NM_SNV_Coal_2_SPP_S | AZ_NM_SNV_Coal | SPP_S | External | Summer | B4 | 100 | 400 | 0 | 78.69 | 81.96 | 8.17 | 0
2025 | AZ_NM_SNV_Coal_2_SPP_S | AZ_NM_SNV_Coal | SPP_S | External | Summer | B5 | 200 | 400 | 0 | 78.69 | 81.28 | 8.17 | 0
2025 | AZ_NM_SNV_Coal_2_SPP_S | AZ_NM_SNV_Coal | SPP_S | External | Summer | B6 | 300 | 400 | 0 | 72.42 | 78.12 | 8.17 | 0
2025 | AZ_NM_SNV_Coal_2_SPP_S | AZ_NM_SNV_Coal | SPP_S | External | Summer | B7 | 400 | 400 | 0 | 69.32 | 62.82 | 8.17 | 0
2025 | AZ_NM_SNV_Coal_2_SPP_S | AZ_NM_SNV_Coal | SPP_S | External | Summer | B8 | 500 | 400 | 0 | 65.15 | 56.18 | 8.17 | 0
2025 | AZ_NM_SNV_Coal_2_SPP_S | AZ_NM_SNV_Coal | SPP_S | External | Summer | B9 | 800 | 400 | 0 | 64.24 | 56.06 | 8.17 | 0
2025 | AZ_NM_SNV_Coal_2_SPP_S | AZ_NM_SNV_Coal | SPP_S | External | Summer | B10 | 1262 | 400 | 0 | 57.79 | 45.34 | 8.17 | 0
2025 | AZ_NM_SNV_Coal_2_SPP_S | AZ_NM_SNV_Coal | SPP_S | External | Winter | B16 | 25 | 400 | 0 | 65.37 | 60.79 | 8.17 | 0
2025 | AZ_NM_SNV_Coal_2_SPP_S | AZ_NM_SNV_Coal | SPP_S | External | Winter | B17 | 100 | 400 | 0 | 62.96 | 55.68 | 8.17 | 0
2025 | AZ_NM_SNV_Coal_2_SPP_S | AZ_NM_SNV_Coal | SPP_S | External | Winter | B18 | 400 | 400 | 0 | 62.96 | 55.68 | 8.17 | 0
2025 | AZ_NM_SNV_Coal_2_SPP_S | AZ_NM_SNV_Coal | SPP_S | External | Winter | B19 | 700 | 400 | 0 | 62.96 | 54.45 | 8.17 | 0
2025 | AZ_NM_SNV_Coal_2_SPP_S | AZ_NM_SNV_Coal | SPP_S | External | Winter | B20 | 935 | 400 | 0 | 62.96 | 46.95 | 8.17 | 0
2025 | ERCOT_2_SPP_S | ERCOT | SPP_S | External | Shoulder | B11 | 25 | 800 | 0 | 84.41 | 64.25 | 8 | 0
2025 | ERCOT_2_SPP_S | ERCOT | SPP_S | External | Shoulder | B12 | 200 | 800 | 0 | 62.78 | 56.42 | 8 | 0
2025 | ERCOT_2_SPP_S | ERCOT | SPP_S | External | Shoulder | B13 | 600 | 800 | 0 | 57.52 | 52.88 | 8 | 0
2025 | ERCOT_2_SPP_S | ERCOT | SPP_S | External | Shoulder | B14 | 900 | 800 | 0 | 57.52 | 46.72 | 8 | 0
2025 | ERCOT_2_SPP_S | ERCOT | SPP_S | External | Shoulder | B15 | 1203 | 800 | 0 | 57.52 | 40.53 | 8 | 0
2025 | ERCOT_2_SPP_S | ERCOT | SPP_S | External | Summer | B1 | 10 | 800 | 0 | 95.51 | 58.77 | 8 | 0
2025 | ERCOT_2_SPP_S | ERCOT | SPP_S | External | Summer | B2 | 25 | 800 | 0 | 95.51 | 81.96 | 8 | 0
2025 | ERCOT_2_SPP_S | ERCOT | SPP_S | External | Summer | B3 | 75 | 800 | 0 | 95.51 | 84.51 | 8 | 0
2025 | ERCOT_2_SPP_S | ERCOT | SPP_S | External | Summer | B4 | 100 | 800 | 0 | 82.54 | 81.96 | 8 | 0
2025 | ERCOT_2_SPP_S | ERCOT | SPP_S | External | Summer | B5 | 200 | 800 | 0 | 82.54 | 81.28 | 8 | 0
2025 | ERCOT_2_SPP_S | ERCOT | SPP_S | External | Summer | B6 | 300 | 800 | 0 | 82.54 | 78.12 | 8 | 0
2025 | ERCOT_2_SPP_S | ERCOT | SPP_S | External | Summer | B7 | 400 | 800 | 0 | 81.97 | 62.82 | 8 | 0
2025 | ERCOT_2_SPP_S | ERCOT | SPP_S | External | Summer | B8 | 500 | 800 | 0 | 61.4 | 56.18 | 8 | 0
2025 | ERCOT_2_SPP_S | ERCOT | SPP_S | External | Summer | B9 | 800 | 800 | 0 | 56.27 | 56.06 | 8 | 0
2025 | ERCOT_2_SPP_S | ERCOT | SPP_S | External | Summer | B10 | 1262 | 800 | 0 | 56.27 | 45.34 | 8 | 0
2025 | ERCOT_2_SPP_S | ERCOT | SPP_S | External | Winter | B16 | 25 | 800 | 0 | 81.71 | 60.79 | 8 | 0
2025 | ERCOT_2_SPP_S | ERCOT | SPP_S | External | Winter | B17 | 100 | 800 | 0 | 65.75 | 55.68 | 8 | 0
2025 | ERCOT_2_SPP_S | ERCOT | SPP_S | External | Winter | B18 | 400 | 800 | 0 | 60.24 | 55.68 | 8 | 0
2025 | ERCOT_2_SPP_S | ERCOT | SPP_S | External | Winter | B19 | 700 | 800 | 0 | 60.24 | 54.45 | 8 | 0
2025 | ERCOT_2_SPP_S | ERCOT | SPP_S | External | Winter | B20 | 935 | 800 | 0 | 60.24 | 46.95 | 8 | 0
2025 | MAPP_US_2_RMPA | MAPP_US | RMPA | External | Shoulder | B11 | 25 | 200 | 0 | 62.25 | 62.87 | 8 | 0
2025 | MAPP_US_2_RMPA | MAPP_US | RMPA | External | Shoulder | B12 | 200 | 200 | 199.93 | 54.86 | 62.87 | 8 | 0.01
2025 | MAPP_US_2_RMPA | MAPP_US | RMPA | External | Shoulder | B13 | 600 | 200 | 200 | 50.86 | 62.87 | 8 | 4.02
2025 | MAPP_US_2_RMPA | MAPP_US | RMPA | External | Shoulder | B14 | 900 | 200 | 200 | 49.92 | 62.87 | 8 | 4.95
2025 | MAPP_US_2_RMPA | MAPP_US | RMPA | External | Shoulder | B15 | 1203 | 200 | 200 | 49.33 | 62.87 | 8 | 5.54
2025 | MAPP_US_2_RMPA | MAPP_US | RMPA | External | Summer | B1 | 10 | 200 | 0.06 | 84.76 | 92.48 | 8 | 0
2025 | MAPP_US_2_RMPA | MAPP_US | RMPA | External | Summer | B2 | 25 | 200 | 0 | 82.36 | 88.25 | 8 | 0
2025 | MAPP_US_2_RMPA | MAPP_US | RMPA | External | Summer | B3 | 75 | 200 | 0 | 82.36 | 87.59 | 8 | 0
2025 | MAPP_US_2_RMPA | MAPP_US | RMPA | External | Summer | B4 | 100 | 200 | 0 | 79.96 | 83.54 | 8 | 0
2025 | MAPP_US_2_RMPA | MAPP_US | RMPA | External | Summer | B5 | 200 | 200 | 0 | 79.27 | 80.57 | 8 | 0
2025 | MAPP_US_2_RMPA | MAPP_US | RMPA | External | Summer | B6 | 300 | 200 | 0 | 73.1 | 70.25 | 8 | 0
2025 | MAPP_US_2_RMPA | MAPP_US | RMPA | External | Summer | B7 | 400 | 200 | 0 | 58.89 | 64.24 | 8 | 0
2025 | MAPP_US_2_RMPA | MAPP_US | RMPA | External | Summer | B8 | 500 | 200 | 200 | 48.28 | 60.88 | 8 | 4.6
2025 | MAPP_US_2_RMPA | MAPP_US | RMPA | External | Summer | B9 | 800 | 200 | 200 | 45.61 | 60.88 | 8 | 7.26
2025 | MAPP_US_2_RMPA | MAPP_US | RMPA | External | Summer | B10 | 1262 | 200 | 200 | 40.7 | 60.88 | 8 | 12.18
2025 | MAPP_US_2_RMPA | MAPP_US | RMPA | External | Winter | B16 | 25 | 200 | 0.02 | 59.42 | 66.99 | 8 | 0
2025 | MAPP_US_2_RMPA | MAPP_US | RMPA | External | Winter | B17 | 100 | 200 | 0 | 59.18 | 66.61 | 8 | 0
2025 | MAPP_US_2_RMPA | MAPP_US | RMPA | External | Winter | B18 | 400 | 200 | 200 | 53.65 | 66.61 | 8 | 4.96
2025 | MAPP_US_2_RMPA | MAPP_US | RMPA | External | Winter | B19 | 700 | 200 | 200 | 53.65 | 66.61 | 8 | 4.96
2025 | MAPP_US_2_RMPA | MAPP_US | RMPA | External | Winter | B20 | 935 | 200 | 200 | 51.94 | 66.61 | 8 | 6.67
2025 | NE_2_RMPA | NE | RMPA | External | Shoulder | B11 | 25 | 310 | 0 | 64.25 | 62.87 | 5 | 0
2025 | NE_2_RMPA | NE | RMPA | External | Shoulder | B12 | 200 | 310 | 310 | 56.86 | 62.87 | 5 | 1.01
2025 | NE_2_RMPA | NE | RMPA | External | Shoulder | B13 | 600 | 310 | 310 | 52.86 | 62.87 | 5 | 5.02
2025 | NE_2_RMPA | NE | RMPA | External | Shoulder | B14 | 900 | 310 | 310 | 46.71 | 62.87 | 5 | 11.16
2025 | NE_2_RMPA | NE | RMPA | External | Shoulder | B15 | 1203 | 310 | 310 | 44.64 | 62.87 | 5 | 13.24
2025 | NE_2_RMPA | NE | RMPA | External | Summer | B1 | 10 | 310 | 309.97 | 86.76 | 92.48 | 5 | 0.71
2025 | NE_2_RMPA | NE | RMPA | External | Summer | B2 | 25 | 310 | 0 | 84.36 | 88.25 | 5 | 0
2025 | NE_2_RMPA | NE | RMPA | External | Summer | B3 | 75 | 310 | 0 | 84.49 | 87.59 | 5 | 0
2025 | NE_2_RMPA | NE | RMPA | External | Summer | B4 | 100 | 310 | 0 | 81.96 | 83.54 | 5 | 0
2025 | NE_2_RMPA | NE | RMPA | External | Summer | B5 | 200 | 310 | 0 | 81.27 | 80.57 | 5 | 0
2025 | NE_2_RMPA | NE | RMPA | External | Summer | B6 | 300 | 310 | 0 | 77.67 | 70.25 | 5 | 0
2025 | NE_2_RMPA | NE | RMPA | External | Summer | B7 | 400 | 310 | 0 | 60.89 | 64.24 | 5 | 0
2025 | NE_2_RMPA | NE | RMPA | External | Summer | B8 | 500 | 310 | 310 | 50.28 | 60.88 | 5 | 5.6
2025 | NE_2_RMPA | NE | RMPA | External | Summer | B9 | 800 | 310 | 310 | 47.61 | 60.88 | 5 | 8.26
2025 | NE_2_RMPA | NE | RMPA | External | Summer | B10 | 1262 | 310 | 310 | 41.69 | 60.88 | 5 | 14.19
2025 | NE_2_RMPA | NE | RMPA | External | Winter | B16 | 25 | 310 | 310 | 54.42 | 66.99 | 5 | 7.56
2025 | NE_2_RMPA | NE | RMPA | External | Winter | B17 | 100 | 310 | 310 | 54.42 | 66.61 | 5 | 7.18
2025 | NE_2_RMPA | NE | RMPA | External | Winter | B18 | 400 | 310 | 310 | 55.65 | 66.61 | 5 | 5.96
2025 | NE_2_RMPA | NE | RMPA | External | Winter | B19 | 700 | 310 | 310 | 54.42 | 66.61 | 5 | 7.18
2025 | NE_2_RMPA | NE | RMPA | External | Winter | B20 | 935 | 310 | 310 | 46.94 | 66.61 | 5 | 14.67
2025 | NWPP_Coal_2_MAPP_US | NWPP_Coal | MAPP_US | External | Shoulder | B11 | 25 | 150 | 0 | 71.04 | 62.25 | 8 | 0
2025 | NWPP_Coal_2_MAPP_US | NWPP_Coal | MAPP_US | External | Shoulder | B12 | 200 | 150 | 0 | 71.04 | 54.86 | 8 | 0
2025 | NWPP_Coal_2_MAPP_US | NWPP_Coal | MAPP_US | External | Shoulder | B13 | 600 | 150 | 0 | 71.04 | 50.86 | 8 | 0
2025 | NWPP_Coal_2_MAPP_US | NWPP_Coal | MAPP_US | External | Shoulder | B14 | 900 | 150 | 0 | 71.04 | 49.92 | 8 | 0
2025 | NWPP_Coal_2_MAPP_US | NWPP_Coal | MAPP_US | External | Shoulder | B15 | 1203 | 150 | 0 | 71.04 | 49.33 | 8 | 0
2025 | NWPP_Coal_2_MAPP_US | NWPP_Coal | MAPP_US | External | Summer | B1 | 10 | 150 | 0 | 80.92 | 84.76 | 8 | 0
2025 | NWPP_Coal_2_MAPP_US | NWPP_Coal | MAPP_US | External | Summer | B2 | 25 | 150 | 149.89 | 74.3 | 82.36 | 8 | 0.06
2025 | NWPP_Coal_2_MAPP_US | NWPP_Coal | MAPP_US | External | Summer | B3 | 75 | 150 | 150 | 72.41 | 82.36 | 8 | 1.95
2025 | NWPP_Coal_2_MAPP_US | NWPP_Coal | MAPP_US | External | Summer | B4 | 100 | 150 | 0 | 72.41 | 79.96 | 8 | 0
2025 | NWPP_Coal_2_MAPP_US | NWPP_Coal | MAPP_US | External | Summer | B5 | 200 | 150 | 0 | 72.41 | 79.27 | 8 | 0
2025 | NWPP_Coal_2_MAPP_US | NWPP_Coal | MAPP_US | External | Summer | B6 | 300 | 150 | 0 | 72.41 | 73.1 | 8 | 0
2025 | NWPP_Coal_2_MAPP_US | NWPP_Coal | MAPP_US | External | Summer | B7 | 400 | 150 | 0 | 72.41 | 58.89 | 8 | 0
2025 | NWPP_Coal_2_MAPP_US | NWPP_Coal | MAPP_US | External | Summer | B8 | 500 | 150 | 0 | 72.41 | 48.28 | 8 | 0
2025 | NWPP_Coal_2_MAPP_US | NWPP_Coal | MAPP_US | External | Summer | B9 | 800 | 150 | 0 | 72.41 | 45.61 | 8 | 0
2025 | NWPP_Coal_2_MAPP_US | NWPP_Coal | MAPP_US | External | Summer | B10 | 1262 | 150 | 0 | 72.41 | 40.7 | 8 | 0
2025 | NWPP_Coal_2_MAPP_US | NWPP_Coal | MAPP_US | External | Winter | B16 | 25 | 150 | 0 | 75.15 | 59.42 | 8 | 0
2025 | NWPP_Coal_2_MAPP_US | NWPP_Coal | MAPP_US | External | Winter | B17 | 100 | 150 | 0 | 75.15 | 59.18 | 8 | 0
2025 | NWPP_Coal_2_MAPP_US | NWPP_Coal | MAPP_US | External | Winter | B18 | 400 | 150 | 0 | 75.15 | 53.65 | 8 | 0
2025 | NWPP_Coal_2_MAPP_US | NWPP_Coal | MAPP_US | External | Winter | B19 | 700 | 150 | 0 | 75.15 | 53.65 | 8 | 0
2025 | NWPP_Coal_2_MAPP_US | NWPP_Coal | MAPP_US | External | Winter | B20 | 935 | 150 | 0 | 75.15 | 51.94 | 8 | 0
2025 | RMPA_2_MAPP_US | RMPA | MAPP_US | External | Shoulder | B11 | 25 | 200 | 0 | 62.87 | 62.25 | 8 | 0
2025 | RMPA_2_MAPP_US | RMPA | MAPP_US | External | Shoulder | B12 | 200 | 200 | 0 | 62.87 | 54.86 | 8 | 0
2025 | RMPA_2_MAPP_US | RMPA | MAPP_US | External | Shoulder | B13 | 600 | 200 | 0 | 62.87 | 50.86 | 8 | 0
2025 | RMPA_2_MAPP_US | RMPA | MAPP_US | External | Shoulder | B14 | 900 | 200 | 0 | 62.87 | 49.92 | 8 | 0
2025 | RMPA_2_MAPP_US | RMPA | MAPP_US | External | Shoulder | B15 | 1203 | 200 | 0 | 62.87 | 49.33 | 8 | 0
2025 | RMPA_2_MAPP_US | RMPA | MAPP_US | External | Summer | B1 | 10 | 200 | 0 | 92.48 | 84.76 | 8 | 0
2025 | RMPA_2_MAPP_US | RMPA | MAPP_US | External | Summer | B2 | 25 | 200 | 0 | 88.25 | 82.36 | 8 | 0
2025 | RMPA_2_MAPP_US | RMPA | MAPP_US | External | Summer | B3 | 75 | 200 | 0 | 87.59 | 82.36 | 8 | 0
2025 | RMPA_2_MAPP_US | RMPA | MAPP_US | External | Summer | B4 | 100 | 200 | 0 | 83.54 | 79.96 | 8 | 0
2025 | RMPA_2_MAPP_US | RMPA | MAPP_US | External | Summer | B5 | 200 | 200 | 0 | 80.57 | 79.27 | 8 | 0
2025 | RMPA_2_MAPP_US | RMPA | MAPP_US | External | Summer | B6 | 300 | 200 | 0 | 70.25 | 73.1 | 8 | 0
2025 | RMPA_2_MAPP_US | RMPA | MAPP_US | External | Summer | B7 | 400 | 200 | 0 | 64.24 | 58.89 | 8 | 0
2025 | RMPA_2_MAPP_US | RMPA | MAPP_US | External | Summer | B8 | 500 | 200 | 0 | 60.88 | 48.28 | 8 | 0
2025 | RMPA_2_MAPP_US | RMPA | MAPP_US | External | Summer | B9 | 800 | 200 | 0 | 60.88 | 45.61 | 8 | 0
2025 | RMPA_2_MAPP_US | RMPA | MAPP_US | External | Summer | B10 | 1262 | 200 | 0 | 60.88 | 40.7 | 8 | 0
2025 | RMPA_2_MAPP_US | RMPA | MAPP_US | External | Winter | B16 | 25 | 200 | 0 | 66.99 | 59.42 | 8 | 0
2025 | RMPA_2_MAPP_US | RMPA | MAPP_US | External | Winter | B17 | 100 | 200 | 0 | 66.61 | 59.18 | 8 | 0
2025 | RMPA_2_MAPP_US | RMPA | MAPP_US | External | Winter | B18 | 400 | 200 | 0 | 66.61 | 53.65 | 8 | 0
2025 | RMPA_2_MAPP_US | RMPA | MAPP_US | External | Winter | B19 | 700 | 200 | 0 | 66.61 | 53.65 | 8 | 0
2025 | RMPA_2_MAPP_US | RMPA | MAPP_US | External | Winter | B20 | 935 | 200 | 0 | 66.61 | 51.94 | 8 | 0
2025 | RMPA_2_NE | RMPA | NE | External | Shoulder | B11 | 25 | 310 | 0 | 62.87 | 64.25 | 8 | 0
2025 | RMPA_2_NE | RMPA | NE | External | Shoulder | B12 | 200 | 310 | 0 | 62.87 | 56.86 | 8 | 0
2025 | RMPA_2_NE | RMPA | NE | External | Shoulder | B13 | 600 | 310 | 0 | 62.87 | 52.86 | 8 | 0
2025 | RMPA_2_NE | RMPA | NE | External | Shoulder | B14 | 900 | 310 | 0 | 62.87 | 46.71 | 8 | 0
2025 | RMPA_2_NE | RMPA | NE | External | Shoulder | B15 | 1203 | 310 | 0 | 62.87 | 44.64 | 8 | 0
2025 | RMPA_2_NE | RMPA | NE | External | Summer | B1 | 10 | 310 | 0 | 92.48 | 86.76 | 8 | 0
2025 | RMPA_2_NE | RMPA | NE | External | Summer | B2 | 25 | 310 | 0 | 88.25 | 84.36 | 8 | 0
2025 | RMPA_2_NE | RMPA | NE | External | Summer | B3 | 75 | 310 | 0 | 87.59 | 84.49 | 8 | 0
2025 | RMPA_2_NE | RMPA | NE | External | Summer | B4 | 100 | 310 | 0 | 83.54 | 81.96 | 8 | 0
2025 | RMPA_2_NE | RMPA | NE | External | Summer | B5 | 200 | 310 | 0 | 80.57 | 81.27 | 8 | 0
2025 | RMPA_2_NE | RMPA | NE | External | Summer | B6 | 300 | 310 | 0 | 70.25 | 77.67 | 8 | 0
2025 | RMPA_2_NE | RMPA | NE | External | Summer | B7 | 400 | 310 | 0 | 64.24 | 60.89 | 8 | 0
2025 | RMPA_2_NE | RMPA | NE | External | Summer | B8 | 500 | 310 | 0 | 60.88 | 50.28 | 8 | 0
2025 | RMPA_2_NE | RMPA | NE | External | Summer | B9 | 800 | 310 | 0 | 60.88 | 47.61 | 8 | 0
2025 | RMPA_2_NE | RMPA | NE | External | Summer | B10 | 1262 | 310 | 0 | 60.88 | 41.69 | 8 | 0
2025 | RMPA_2_NE | RMPA | NE | External | Winter | B16 | 25 | 310 | 0 | 66.99 | 54.42 | 8 | 0
2025 | RMPA_2_NE | RMPA | NE | External | Winter | B17 | 100 | 310 | 0 | 66.61 | 54.42 | 8 | 0
2025 | RMPA_2_NE | RMPA | NE | External | Winter | B18 | 400 | 310 | 0 | 66.61 | 55.65 | 8 | 0
2025 | RMPA_2_NE | RMPA | NE | External | Winter | B19 | 700 | 310 | 0 | 66.61 | 54.42 | 8 | 0
2025 | RMPA_2_NE | RMPA | NE | External | Winter | B20 | 935 | 310 | 0 | 66.61 | 46.94 | 8 | 0
2025 | RMPA_2_SPP_N | RMPA | SPP_N | External | Shoulder | B11 | 25 | 210 | 0 | 62.87 | 64.25 | 8 | 0
2025 | RMPA_2_SPP_N | RMPA | SPP_N | External | Shoulder | B12 | 200 | 210 | 0 | 62.87 | 56.4 | 8 | 0
2025 | RMPA_2_SPP_N | RMPA | SPP_N | External | Shoulder | B13 | 600 | 210 | 0 | 62.87 | 52.87 | 8 | 0
2025 | RMPA_2_SPP_N | RMPA | SPP_N | External | Shoulder | B14 | 900 | 210 | 0 | 62.87 | 46.72 | 8 | 0
2025 | RMPA_2_SPP_N | RMPA | SPP_N | External | Shoulder | B15 | 1203 | 210 | 0 | 62.87 | 44.65 | 8 | 0
2025 | RMPA_2_SPP_N | RMPA | SPP_N | External | Summer | B1 | 10 | 210 | 0 | 92.48 | 78.76 | 8 | 0
2025 | RMPA_2_SPP_N | RMPA | SPP_N | External | Summer | B2 | 25 | 210 | 0 | 88.25 | 84.37 | 8 | 0
2025 | RMPA_2_SPP_N | RMPA | SPP_N | External | Summer | B3 | 75 | 210 | 0 | 87.59 | 84.51 | 8 | 0
2025 | RMPA_2_SPP_N | RMPA | SPP_N | External | Summer | B4 | 100 | 210 | 0 | 83.54 | 81.98 | 8 | 0
2025 | RMPA_2_SPP_N | RMPA | SPP_N | External | Summer | B5 | 200 | 210 | 0 | 80.57 | 81.28 | 8 | 0
2025 | RMPA_2_SPP_N | RMPA | SPP_N | External | Summer | B6 | 300 | 210 | 0 | 70.25 | 78.1 | 8 | 0
2025 | RMPA_2_SPP_N | RMPA | SPP_N | External | Summer | B7 | 400 | 210 | 0 | 64.24 | 62.81 | 8 | 0
2025 | RMPA_2_SPP_N | RMPA | SPP_N | External | Summer | B8 | 500 | 210 | 0 | 60.88 | 53.71 | 8 | 0
2025 | RMPA_2_SPP_N | RMPA | SPP_N | External | Summer | B9 | 800 | 210 | 0 | 60.88 | 51.34 | 8 | 0
2025 | RMPA_2_SPP_N | RMPA | SPP_N | External | Summer | B10 | 1262 | 210 | 0 | 60.88 | 45.32 | 8 | 0
2025 | RMPA_2_SPP_N | RMPA | SPP_N | External | Winter | B16 | 25 | 210 | 0 | 66.99 | 60.79 | 8 | 0
2025 | RMPA_2_SPP_N | RMPA | SPP_N | External | Winter | B17 | 100 | 210 | 0 | 66.61 | 55.66 | 8 | 0
2025 | RMPA_2_SPP_N | RMPA | SPP_N | External | Winter | B18 | 400 | 210 | 0 | 66.61 | 55.66 | 8 | 0
2025 | RMPA_2_SPP_N | RMPA | SPP_N | External | Winter | B19 | 700 | 210 | 0 | 66.61 | 54.43 | 8 | 0
2025 | RMPA_2_SPP_N | RMPA | SPP_N | External | Winter | B20 | 935 | 210 | 0 | 66.61 | 46.95 | 8 | 0
2025 | SPP_N_2_RMPA | SPP_N | RMPA | External | Shoulder | B11 | 25 | 210 | 0 | 64.25 | 62.87 | 5 | 0
2025 | SPP_N_2_RMPA | SPP_N | RMPA | External | Shoulder | B12 | 200 | 210 | 210 | 56.4 | 62.87 | 5 | 1.47
2025 | SPP_N_2_RMPA | SPP_N | RMPA | External | Shoulder | B13 | 600 | 210 | 210 | 52.87 | 62.87 | 5 | 5
2025 | SPP_N_2_RMPA | SPP_N | RMPA | External | Shoulder | B14 | 900 | 210 | 210 | 46.72 | 62.87 | 5 | 11.15
2025 | SPP_N_2_RMPA | SPP_N | RMPA | External | Shoulder | B15 | 1203 | 210 | 210 | 44.65 | 62.87 | 5 | 13.23
2025 | SPP_N_2_RMPA | SPP_N | RMPA | External | Summer | B1 | 10 | 210 | 210 | 78.76 | 92.48 | 5 | 8.71
2025 | SPP_N_2_RMPA | SPP_N | RMPA | External | Summer | B2 | 25 | 210 | 0 | 84.37 | 88.25 | 5 | 0
2025 | SPP_N_2_RMPA | SPP_N | RMPA | External | Summer | B3 | 75 | 210 | 0 | 84.51 | 87.59 | 5 | 0
2025 | SPP_N_2_RMPA | SPP_N | RMPA | External | Summer | B4 | 100 | 210 | 0 | 81.98 | 83.54 | 5 | 0
2025 | SPP_N_2_RMPA | SPP_N | RMPA | External | Summer | B5 | 200 | 210 | 0 | 81.28 | 80.57 | 5 | 0
2025 | SPP_N_2_RMPA | SPP_N | RMPA | External | Summer | B6 | 300 | 210 | 0 | 78.1 | 70.25 | 5 | 0
2025 | SPP_N_2_RMPA | SPP_N | RMPA | External | Summer | B7 | 400 | 210 | 0 | 62.81 | 64.24 | 5 | 0
2025 | SPP_N_2_RMPA | SPP_N | RMPA | External | Summer | B8 | 500 | 210 | 210 | 53.71 | 60.88 | 5 | 2.17
2025 | SPP_N_2_RMPA | SPP_N | RMPA | External | Summer | B9 | 800 | 210 | 210 | 51.34 | 60.88 | 5 | 4.53
2025 | SPP_N_2_RMPA | SPP_N | RMPA | External | Summer | B10 | 1262 | 210 | 210 | 45.32 | 60.88 | 5 | 10.55
2025 | SPP_N_2_RMPA | SPP_N | RMPA | External | Winter | B16 | 25 | 210 | 209.99 | 60.79 | 66.99 | 5 | 1.2
2025 | SPP_N_2_RMPA | SPP_N | RMPA | External | Winter | B17 | 100 | 210 | 210 | 55.66 | 66.61 | 5 | 5.94
2025 | SPP_N_2_RMPA | SPP_N | RMPA | External | Winter | B18 | 400 | 210 | 210 | 55.66 | 66.61 | 5 | 5.94
2025 | SPP_N_2_RMPA | SPP_N | RMPA | External | Winter | B19 | 700 | 210 | 210 | 54.43 | 66.61 | 5 | 7.17
2025 | SPP_N_2_RMPA | SPP_N | RMPA | External | Winter | B20 | 935 | 210 | 210 | 46.95 | 66.61 | 5 | 14.66
2025 | SPP_S_2_ERCOT | SPP_S | ERCOT | External | Shoulder | B11 | 25 | 800 | 800 | 64.25 | 84.41 | 5 | 15.16
2025 | SPP_S_2_ERCOT | SPP_S | ERCOT | External | Shoulder | B12 | 200 | 800 | 800 | 56.42 | 62.78 | 5 | 1.36
2025 | SPP_S_2_ERCOT | SPP_S | ERCOT | External | Shoulder | B13 | 600 | 800 | 0 | 52.88 | 57.52 | 5 | 0
2025 | SPP_S_2_ERCOT | SPP_S | ERCOT | External | Shoulder | B14 | 900 | 800 | 800 | 46.72 | 57.52 | 5 | 5.8
2025 | SPP_S_2_ERCOT | SPP_S | ERCOT | External | Shoulder | B15 | 1203 | 800 | 800 | 40.53 | 57.52 | 5 | 11.99
2025 | SPP_S_2_ERCOT | SPP_S | ERCOT | External | Summer | B1 | 10 | 800 | 800 | 58.77 | 95.51 | 5 | 31.74
2025 | SPP_S_2_ERCOT | SPP_S | ERCOT | External | Summer | B2 | 25 | 800 | 800 | 81.96 | 95.51 | 5 | 8.55
2025 | SPP_S_2_ERCOT | SPP_S | ERCOT | External | Summer | B3 | 75 | 800 | 800 | 84.51 | 95.51 | 5 | 6.01
2025 | SPP_S_2_ERCOT | SPP_S | ERCOT | External | Summer | B4 | 100 | 800 | 0 | 81.96 | 82.54 | 5 | 0
2025 | SPP_S_2_ERCOT | SPP_S | ERCOT | External | Summer | B5 | 200 | 800 | 0 | 81.28 | 82.54 | 5 | 0
2025 | SPP_S_2_ERCOT | SPP_S | ERCOT | External | Summer | B6 | 300 | 800 | 0 | 78.12 | 82.54 | 5 | 0
2025 | SPP_S_2_ERCOT | SPP_S | ERCOT | External | Summer | B7 | 400 | 800 | 800 | 62.82 | 81.97 | 5 | 14.15
2025 | SPP_S_2_ERCOT | SPP_S | ERCOT | External | Summer | B8 | 500 | 800 | 800 | 56.18 | 61.4 | 5 | 0.22
2025 | SPP_S_2_ERCOT | SPP_S | ERCOT | External | Summer | B9 | 800 | 800 | 0 | 56.06 | 56.27 | 5 | 0
2025 | SPP_S_2_ERCOT | SPP_S | ERCOT | External | Summer | B10 | 1262 | 800 | 800 | 45.34 | 56.27 | 5 | 5.93
2025 | SPP_S_2_ERCOT | SPP_S | ERCOT | External | Winter | B16 | 25 | 800 | 800 | 60.79 | 81.71 | 5 | 15.92
2025 | SPP_S_2_ERCOT | SPP_S | ERCOT | External | Winter | B17 | 100 | 800 | 800 | 55.68 | 65.75 | 5 | 5.08
2025 | SPP_S_2_ERCOT | SPP_S | ERCOT | External | Winter | B18 | 400 | 800 | 0 | 55.68 | 60.24 | 5 | 0
2025 | SPP_S_2_ERCOT | SPP_S | ERCOT | External | Winter | B19 | 700 | 800 | 800 | 54.45 | 60.24 | 5 | 0.79
2025 | SPP_S_2_ERCOT | SPP_S | ERCOT | External | Winter | B20 | 935 | 800 | 800 | 46.95 | 60.24 | 5 | 8.29
2030 | AZ_NM_SNV_Coal_2_SPP_S | AZ_NM_SNV_Coal | SPP_S | External | Shoulder | B11 | 25 | 400 | 0 | 76.14 | 73.78 | 8.17 | 0
2030 | AZ_NM_SNV_Coal_2_SPP_S | AZ_NM_SNV_Coal | SPP_S | External | Shoulder | B12 | 200 | 400 | 0 | 76.14 | 67.41 | 8.17 | 0
2030 | AZ_NM_SNV_Coal_2_SPP_S | AZ_NM_SNV_Coal | SPP_S | External | Shoulder | B13 | 600 | 400 | 0 | 76.14 | 62.84 | 8.17 | 0
2030 | AZ_NM_SNV_Coal_2_SPP_S | AZ_NM_SNV_Coal | SPP_S | External | Shoulder | B14 | 900 | 400 | 0 | 76.14 | 53.53 | 8.17 | 0
2030 | AZ_NM_SNV_Coal_2_SPP_S | AZ_NM_SNV_Coal | SPP_S | External | Shoulder | B15 | 1203 | 400 | 0 | 76.14 | 0.01 | 8.17 | 0
2030 | AZ_NM_SNV_Coal_2_SPP_S | AZ_NM_SNV_Coal | SPP_S | External | Summer | B1 | 10 | 400 | 0 | 117.74 | 71.93 | 8.17 | 0
2030 | AZ_NM_SNV_Coal_2_SPP_S | AZ_NM_SNV_Coal | SPP_S | External | Summer | B2 | 25 | 400 | 0 | 105.43 | 105.5 | 8.17 | 0
2030 | AZ_NM_SNV_Coal_2_SPP_S | AZ_NM_SNV_Coal | SPP_S | External | Summer | B3 | 75 | 400 | 0 | 105.13 | 109.98 | 8.17 | 0
2030 | AZ_NM_SNV_Coal_2_SPP_S | AZ_NM_SNV_Coal | SPP_S | External | Summer | B4 | 100 | 400 | 399.96 | 97.28 | 105.5 | 8.17 | 0.06
2030 | AZ_NM_SNV_Coal_2_SPP_S | AZ_NM_SNV_Coal | SPP_S | External | Summer | B5 | 200 | 400 | 400 | 86.42 | 104.61 | 8.17 | 10.02
2030 | AZ_NM_SNV_Coal_2_SPP_S | AZ_NM_SNV_Coal | SPP_S | External | Summer | B6 | 300 | 400 | 0 | 85.47 | 84.25 | 8.17 | 0
2030 | AZ_NM_SNV_Coal_2_SPP_S | AZ_NM_SNV_Coal | SPP_S | External | Summer | B7 | 400 | 400 | 0 | 79.03 | 72.1 | 8.17 | 0
2030 | AZ_NM_SNV_Coal_2_SPP_S | AZ_NM_SNV_Coal | SPP_S | External | Summer | B8 | 500 | 400 | 0 | 79.03 | 71.93 | 8.17 | 0
2030 | AZ_NM_SNV_Coal_2_SPP_S | AZ_NM_SNV_Coal | SPP_S | External | Summer | B9 | 800 | 400 | 0 | 75.45 | 71.93 | 8.17 | 0
2030 | AZ_NM_SNV_Coal_2_SPP_S | AZ_NM_SNV_Coal | SPP_S | External | Summer | B10 | 1262 | 400 | 0 | 74.18 | 56.27 | 8.17 | 0
2030 | AZ_NM_SNV_Coal_2_SPP_S | AZ_NM_SNV_Coal | SPP_S | External | Winter | B16 | 25 | 400 | 0 | 79.9 | 71.27 | 8.17 | 0
2030 | AZ_NM_SNV_Coal_2_SPP_S | AZ_NM_SNV_Coal | SPP_S | External | Winter | B17 | 100 | 400 | 0 | 79.9 | 66.31 | 8.17 | 0
2030 | AZ_NM_SNV_Coal_2_SPP_S | AZ_NM_SNV_Coal | SPP_S | External | Winter | B18 | 400 | 400 | 0 | 79.9 | 66.14 | 8.17 | 0
2030 | AZ_NM_SNV_Coal_2_SPP_S | AZ_NM_SNV_Coal | SPP_S | External | Winter | B19 | 700 | 400 | 0 | 79.9 | 61.89 | 8.17 | 0
2030 | AZ_NM_SNV_Coal_2_SPP_S | AZ_NM_SNV_Coal | SPP_S | External | Winter | B20 | 935 | 400 | 0 | 79.9 | 47.82 | 8.17 | 0
2030 | ERCOT_2_SPP_S | ERCOT | SPP_S | External | Shoulder | B11 | 25 | 800 | 0 | 80.3 | 73.78 | 8 | 0
2030 | ERCOT_2_SPP_S | ERCOT | SPP_S | External | Shoulder | B12 | 200 | 800 | 0 | 73.52 | 67.41 | 8 | 0
2030 | ERCOT_2_SPP_S | ERCOT | SPP_S | External | Shoulder | B13 | 600 | 800 | 0 | 73.52 | 62.84 | 8 | 0
2030 | ERCOT_2_SPP_S | ERCOT | SPP_S | External | Shoulder | B14 | 900 | 800 | 0 | 73.52 | 53.53 | 8 | 0
2030 | ERCOT_2_SPP_S | ERCOT | SPP_S | External | Shoulder | B15 | 1203 | 800 | 0 | 63.94 | 0.01 | 8 | 0
2030 | ERCOT_2_SPP_S | ERCOT | SPP_S | External | Summer | B1 | 10 | 800 | 0 | 121.2 | 71.93 | 8 | 0
2030 | ERCOT_2_SPP_S | ERCOT | SPP_S | External | Summer | B2 | 25 | 800 | 0 | 121.2 | 105.5 | 8 | 0
2030 | ERCOT_2_SPP_S | ERCOT | SPP_S | External | Summer | B3 | 75 | 800 | 0 | 106.15 | 109.98 | 8 | 0
2030 | ERCOT_2_SPP_S | ERCOT | SPP_S | External | Summer | B4 | 100 | 800 | 0 | 106.15 | 105.5 | 8 | 0
2030 | ERCOT_2_SPP_S | ERCOT | SPP_S | External | Summer | B5 | 200 | 800 | 0 | 106.15 | 104.61 | 8 | 0
2030 | ERCOT_2_SPP_S | ERCOT | SPP_S | External | Summer | B6 | 300 | 800 | 0 | 78.79 | 84.25 | 8 | 0
2030 | ERCOT_2_SPP_S | ERCOT | SPP_S | External | Summer | B7 | 400 | 800 | 0 | 77.1 | 72.1 | 8 | 0
2030 | ERCOT_2_SPP_S | ERCOT | SPP_S | External | Summer | B8 | 500 | 800 | 0 | 72.14 | 71.93 | 8 | 0
2030 | ERCOT_2_SPP_S | ERCOT | SPP_S | External | Summer | B9 | 800 | 800 | 0 | 72.14 | 71.93 | 8 | 0
2030 | ERCOT_2_SPP_S | ERCOT | SPP_S | External | Summer | B10 | 1262 | 800 | 0 | 72.14 | 56.27 | 8 | 0
2030 | ERCOT_2_SPP_S | ERCOT | SPP_S | External | Winter | B16 | 25 | 800 | 0 | 77.98 | 71.27 | 8 | 0
2030 | ERCOT_2_SPP_S | ERCOT | SPP_S | External | Winter | B17 | 100 | 800 | 0 | 76.48 | 66.31 | 8 | 0
2030 | ERCOT_2_SPP_S | ERCOT | SPP_S | External | Winter | B18 | 400 | 800 | 0 | 76.48 | 66.14 | 8 | 0
2030 | ERCOT_2_SPP_S | ERCOT | SPP_S | External | Winter | B19 | 700 | 800 | 0 | 76.48 | 61.89 | 8 | 0
2030 | ERCOT_2_SPP_S | ERCOT | SPP_S | External | Winter | B20 | 935 | 800 | 0 | 66.46 | 47.82 | 8 | 0
2030 | MAPP_US_2_RMPA | MAPP_US | RMPA | External | Shoulder | B11 | 25 | 200 | 0 | 71.78 | 78.77 | 8 | 0
2030 | MAPP_US_2_RMPA | MAPP_US | RMPA | External | Shoulder | B12 | 200 | 200 | 200 | 65.39 | 77.57 | 8 | 4.19
2030 | MAPP_US_2_RMPA | MAPP_US | RMPA | External | Shoulder | B13 | 600 | 200 | 200 | 61.98 | 77.57 | 8 | 7.59
2030 | MAPP_US_2_RMPA | MAPP_US | RMPA | External | Shoulder | B14 | 900 | 200 | 200 | 56.26 | 77.57 | 8 | 13.32
2030 | MAPP_US_2_RMPA | MAPP_US | RMPA | External | Shoulder | B15 | 1203 | 200 | 200 | 5.17 | 77.57 | 8 | 64.4
2030 | MAPP_US_2_RMPA | MAPP_US | RMPA | External | Summer | B1 | 10 | 200 | 0.01 | 111.73 | 117.46 | 8 | 0
2030 | MAPP_US_2_RMPA | MAPP_US | RMPA | External | Summer | B2 | 25 | 200 | 0 | 106.6 | 113.6 | 8 | 0
2030 | MAPP_US_2_RMPA | MAPP_US | RMPA | External | Summer | B3 | 75 | 200 | 0 | 107.97 | 113.3 | 8 | 0
2030 | MAPP_US_2_RMPA | MAPP_US | RMPA | External | Summer | B4 | 100 | 200 | 0 | 105.17 | 105.44 | 8 | 0
2030 | MAPP_US_2_RMPA | MAPP_US | RMPA | External | Summer | B5 | 200 | 200 | 0 | 102.59 | 94.59 | 8 | 0
2030 | MAPP_US_2_RMPA | MAPP_US | RMPA | External | Summer | B6 | 300 | 200 | 0 | 82.23 | 78.24 | 8 | 0
2030 | MAPP_US_2_RMPA | MAPP_US | RMPA | External | Summer | B7 | 400 | 200 | 200 | 67.99 | 78.24 | 8 | 2.26
2030 | MAPP_US_2_RMPA | MAPP_US | RMPA | External | Summer | B8 | 500 | 200 | 200 | 62.21 | 78.24 | 8 | 8.03
2030 | MAPP_US_2_RMPA | MAPP_US | RMPA | External | Summer | B9 | 800 | 200 | 200 | 58.77 | 78.24 | 8 | 11.47
2030 | MAPP_US_2_RMPA | MAPP_US | RMPA | External | Summer | B10 | 1262 | 200 | 200 | 51.29 | 78.24 | 8 | 18.95
2030 | MAPP_US_2_RMPA | MAPP_US | RMPA | External | Winter | B16 | 25 | 200 | 200 | 57.26 | 84.58 | 8 | 19.32
2030 | MAPP_US_2_RMPA | MAPP_US | RMPA | External | Winter | B17 | 100 | 200 | 200 | 59.87 | 84.58 | 8 | 16.71
2030 | MAPP_US_2_RMPA | MAPP_US | RMPA | External | Winter | B18 | 400 | 200 | 200 | 64.12 | 84.58 | 8 | 12.45
2030 | MAPP_US_2_RMPA | MAPP_US | RMPA | External | Winter | B19 | 700 | 200 | 200 | 59.87 | 84.58 | 8 | 16.71
2030 | MAPP_US_2_RMPA | MAPP_US | RMPA | External | Winter | B20 | 935 | 200 | 200 | 52.81 | 71.73 | 8 | 10.92
2030 | NE_2_RMPA | NE | RMPA | External | Shoulder | B11 | 25 | 310 | 0.55 | 73.78 | 78.77 | 5 | 0
2030 | NE_2_RMPA | NE | RMPA | External | Shoulder | B12 | 200 | 310 | 310 | 67.39 | 77.57 | 5 | 5.19
2030 | NE_2_RMPA | NE | RMPA | External | Shoulder | B13 | 600 | 310 | 310 | 62.81 | 77.57 | 5 | 9.76
2030 | NE_2_RMPA | NE | RMPA | External | Shoulder | B14 | 900 | 310 | 310 | 58.24 | 77.57 | 5 | 14.33
2030 | NE_2_RMPA | NE | RMPA | External | Shoulder | B15 | 1203 | 310 | 310 | 0.17 | 77.57 | 5 | 72.4
2030 | NE_2_RMPA | NE | RMPA | External | Summer | B1 | 10 | 310 | 0.02 | 113.73 | 117.46 | 5 | 0
2030 | NE_2_RMPA | NE | RMPA | External | Summer | B2 | 25 | 310 | 122.77 | 108.6 | 113.6 | 5 | 0
2030 | NE_2_RMPA | NE | RMPA | External | Summer | B3 | 75 | 310 | 0 | 109.97 | 113.3 | 5 | 0
2030 | NE_2_RMPA | NE | RMPA | External | Summer | B4 | 100 | 310 | 0 | 107.17 | 105.44 | 5 | 0
2030 | NE_2_RMPA | NE | RMPA | External | Summer | B5 | 200 | 310 | 0 | 104.59 | 94.59 | 5 | 0
2030 | NE_2_RMPA | NE | RMPA | External | Summer | B6 | 300 | 310 | 0 | 84.23 | 78.24 | 5 | 0
2030 | NE_2_RMPA | NE | RMPA | External | Summer | B7 | 400 | 310 | 310 | 70.26 | 78.24 | 5 | 2.98
2030 | NE_2_RMPA | NE | RMPA | External | Summer | B8 | 500 | 310 | 310 | 64.21 | 78.24 | 5 | 9.03
2030 | NE_2_RMPA | NE | RMPA | External | Summer | B9 | 800 | 310 | 310 | 60.77 | 78.24 | 5 | 12.47
2030 | NE_2_RMPA | NE | RMPA | External | Summer | B10 | 1262 | 310 | 310 | 53.29 | 78.24 | 5 | 19.95
2030 | NE_2_RMPA | NE | RMPA | External | Winter | B16 | 25 | 310 | 310 | 52.26 | 84.58 | 5 | 27.32
2030 | NE_2_RMPA | NE | RMPA | External | Winter | B17 | 100 | 310 | 310 | 54.87 | 84.58 | 5 | 24.71
2030 | NE_2_RMPA | NE | RMPA | External | Winter | B18 | 400 | 310 | 310 | 62.05 | 84.58 | 5 | 17.53
2030 | NE_2_RMPA | NE | RMPA | External | Winter | B19 | 700 | 310 | 310 | 61.87 | 84.58 | 5 | 17.71
2030 | NE_2_RMPA | NE | RMPA | External | Winter | B20 | 935 | 310 | 310 | 47.81 | 71.73 | 5 | 18.92
2030 | NWPP_Coal_2_MAPP_US | NWPP_Coal | MAPP_US | External | Shoulder | B11 | 25 | 150 | 0 | 85.74 | 71.78 | 8 | 0
2030 | NWPP_Coal_2_MAPP_US | NWPP_Coal | MAPP_US | External | Shoulder | B12 | 200 | 150 | 0 | 85.74 | 65.39 | 8 | 0
2030 | NWPP_Coal_2_MAPP_US | NWPP_Coal | MAPP_US | External | Shoulder | B13 | 600 | 150 | 0 | 85.74 | 61.98 | 8 | 0
2030 | NWPP_Coal_2_MAPP_US | NWPP_Coal | MAPP_US | External | Shoulder | B14 | 900 | 150 | 0 | 85.74 | 56.26 | 8 | 0
2030 | NWPP_Coal_2_MAPP_US | NWPP_Coal | MAPP_US | External | Shoulder | B15 | 1203 | 150 | 0 | 85.74 | 5.17 | 8 | 0
2030 | NWPP_Coal_2_MAPP_US | NWPP_Coal | MAPP_US | External | Summer | B1 | 10 | 150 | 149.98 | 102.66 | 111.73 | 8 | 1.07
2030 | NWPP_Coal_2_MAPP_US | NWPP_Coal | MAPP_US | External | Summer | B2 | 25 | 150 | 149.99 | 97.27 | 106.6 | 8 | 1.33
2030 | NWPP_Coal_2_MAPP_US | NWPP_Coal | MAPP_US | External | Summer | B3 | 75 | 150 | 150 | 96.97 | 107.97 | 8 | 3
2030 | NWPP_Coal_2_MAPP_US | NWPP_Coal | MAPP_US | External | Summer | B4 | 100 | 150 | 150 | 85.46 | 105.17 | 8 | 11.72
2030 | NWPP_Coal_2_MAPP_US | NWPP_Coal | MAPP_US | External | Summer | B5 | 200 | 150 | 150 | 85.46 | 102.59 | 8 | 9.13
2030 | NWPP_Coal_2_MAPP_US | NWPP_Coal | MAPP_US | External | Summer | B6 | 300 | 150 | 0 | 85.46 | 82.23 | 8 | 0
2030 | NWPP_Coal_2_MAPP_US | NWPP_Coal | MAPP_US | External | Summer | B7 | 400 | 150 | 0 | 85.46 | 67.99 | 8 | 0
2030 | NWPP_Coal_2_MAPP_US | NWPP_Coal | MAPP_US | External | Summer | B8 | 500 | 150 | 0 | 85.46 | 62.21 | 8 | 0
2030 | NWPP_Coal_2_MAPP_US | NWPP_Coal | MAPP_US | External | Summer | B9 | 800 | 150 | 0 | 85.46 | 58.77 | 8 | 0
2030 | NWPP_Coal_2_MAPP_US | NWPP_Coal | MAPP_US | External | Summer | B10 | 1262 | 150 | 0 | 85.46 | 51.29 | 8 | 0
2030 | NWPP_Coal_2_MAPP_US | NWPP_Coal | MAPP_US | External | Winter | B16 | 25 | 150 | 0 | 90.35 | 57.26 | 8 | 0
2030 | NWPP_Coal_2_MAPP_US | NWPP_Coal | MAPP_US | External | Winter | B17 | 100 | 150 | 0 | 90.35 | 59.87 | 8 | 0
2030 | NWPP_Coal_2_MAPP_US | NWPP_Coal | MAPP_US | External | Winter | B18 | 400 | 150 | 0 | 90.35 | 64.12 | 8 | 0
2030 | NWPP_Coal_2_MAPP_US | NWPP_Coal | MAPP_US | External | Winter | B19 | 700 | 150 | 0 | 90.35 | 59.87 | 8 | 0
2030 | NWPP_Coal_2_MAPP_US | NWPP_Coal | MAPP_US | External | Winter | B20 | 935 | 150 | 0 | 90.35 | 52.81 | 8 | 0
2030 | RMPA_2_MAPP_US | RMPA | MAPP_US | External | Shoulder | B11 | 25 | 200 | 0 | 78.77 | 71.78 | 8 | 0
2030 | RMPA_2_MAPP_US | RMPA | MAPP_US | External | Shoulder | B12 | 200 | 200 | 0 | 77.57 | 65.39 | 8 | 0
2030 | RMPA_2_MAPP_US | RMPA | MAPP_US | External | Shoulder | B13 | 600 | 200 | 0 | 77.57 | 61.98 | 8 | 0
2030 | RMPA_2_MAPP_US | RMPA | MAPP_US | External | Shoulder | B14 | 900 | 200 | 0 | 77.57 | 56.26 | 8 | 0
2030 | RMPA_2_MAPP_US | RMPA | MAPP_US | External | Shoulder | B15 | 1203 | 200 | 0 | 77.57 | 5.17 | 8 | 0
2030 | RMPA_2_MAPP_US | RMPA | MAPP_US | External | Summer | B1 | 10 | 200 | 0 | 117.46 | 111.73 | 8 | 0
2030 | RMPA_2_MAPP_US | RMPA | MAPP_US | External | Summer | B2 | 25 | 200 | 0 | 113.6 | 106.6 | 8 | 0
2030 | RMPA_2_MAPP_US | RMPA | MAPP_US | External | Summer | B3 | 75 | 200 | 0 | 113.3 | 107.97 | 8 | 0
2030 | RMPA_2_MAPP_US | RMPA | MAPP_US | External | Summer | B4 | 100 | 200 | 0 | 105.44 | 105.17 | 8 | 0
2030 | RMPA_2_MAPP_US | RMPA | MAPP_US | External | Summer | B5 | 200 | 200 | 3.52 | 94.59 | 102.59 | 8 | 0
2030 | RMPA_2_MAPP_US | RMPA | MAPP_US | External | Summer | B6 | 300 | 200 | 0 | 78.24 | 82.23 | 8 | 0
2030 | RMPA_2_MAPP_US | RMPA | MAPP_US | External | Summer | B7 | 400 | 200 | 0 | 78.24 | 67.99 | 8 | 0
2030 | RMPA_2_MAPP_US | RMPA | MAPP_US | External | Summer | B8 | 500 | 200 | 0 | 78.24 | 62.21 | 8 | 0
2030 | RMPA_2_MAPP_US | RMPA | MAPP_US | External | Summer | B9 | 800 | 200 | 0 | 78.24 | 58.77 | 8 | 0
2030 | RMPA_2_MAPP_US | RMPA | MAPP_US | External | Summer | B10 | 1262 | 200 | 0 | 78.24 | 51.29 | 8 | 0
2030 | RMPA_2_MAPP_US | RMPA | MAPP_US | External | Winter | B16 | 25 | 200 | 0 | 84.58 | 57.26 | 8 | 0
2030 | RMPA_2_MAPP_US | RMPA | MAPP_US | External | Winter | B17 | 100 | 200 | 0 | 84.58 | 59.87 | 8 | 0
2030 | RMPA_2_MAPP_US | RMPA | MAPP_US | External | Winter | B18 | 400 | 200 | 0 | 84.58 | 64.12 | 8 | 0
2030 | RMPA_2_MAPP_US | RMPA | MAPP_US | External | Winter | B19 | 700 | 200 | 0 | 84.58 | 59.87 | 8 | 0
2030 | RMPA_2_MAPP_US | RMPA | MAPP_US | External | Winter | B20 | 935 | 200 | 0 | 71.73 | 52.81 | 8 | 0
2030 | RMPA_2_NE | RMPA | NE | External | Shoulder | B11 | 25 | 310 | 0 | 78.77 | 73.78 | 8 | 0
2030 | RMPA_2_NE | RMPA | NE | External | Shoulder | B12 | 200 | 310 | 0 | 77.57 | 67.39 | 8 | 0
2030 | RMPA_2_NE | RMPA | NE | External | Shoulder | B13 | 600 | 310 | 0 | 77.57 | 62.81 | 8 | 0
2030 | RMPA_2_NE | RMPA | NE | External | Shoulder | B14 | 900 | 310 | 0 | 77.57 | 58.24 | 8 | 0
2030 | RMPA_2_NE | RMPA | NE | External | Shoulder | B15 | 1203 | 310 | 0 | 77.57 | 0.17 | 8 | 0
2030 | RMPA_2_NE | RMPA | NE | External | Summer | B1 | 10 | 310 | 0 | 117.46 | 113.73 | 8 | 0
2030 | RMPA_2_NE | RMPA | NE | External | Summer | B2 | 25 | 310 | 0 | 113.6 | 108.6 | 8 | 0
2030 | RMPA_2_NE | RMPA | NE | External | Summer | B3 | 75 | 310 | 0 | 113.3 | 109.97 | 8 | 0
2030 | RMPA_2_NE | RMPA | NE | External | Summer | B4 | 100 | 310 | 0 | 105.44 | 107.17 | 8 | 0
2030 | RMPA_2_NE | RMPA | NE | External | Summer | B5 | 200 | 310 | 310 | 94.59 | 104.59 | 8 | 2
2030 | RMPA_2_NE | RMPA | NE | External | Summer | B6 | 300 | 310 | 0 | 78.24 | 84.23 | 8 | 0
2030 | RMPA_2_NE | RMPA | NE | External | Summer | B7 | 400 | 310 | 0 | 78.24 | 70.26 | 8 | 0
2030 | RMPA_2_NE | RMPA | NE | External | Summer | B8 | 500 | 310 | 0 | 78.24 | 64.21 | 8 | 0
2030 | RMPA_2_NE | RMPA | NE | External | Summer | B9 | 800 | 310 | 0 | 78.24 | 60.77 | 8 | 0
2030 | RMPA_2_NE | RMPA | NE | External | Summer | B10 | 1262 | 310 | 0 | 78.24 | 53.29 | 8 | 0
2030 | RMPA_2_NE | RMPA | NE | External | Winter | B16 | 25 | 310 | 0 | 84.58 | 52.26 | 8 | 0
2030 | RMPA_2_NE | RMPA | NE | External | Winter | B17 | 100 | 310 | 0 | 84.58 | 54.87 | 8 | 0
2030 | RMPA_2_NE | RMPA | NE | External | Winter | B18 | 400 | 310 | 0 | 84.58 | 62.05 | 8 | 0
2030 | RMPA_2_NE | RMPA | NE | External | Winter | B19 | 700 | 310 | 0 | 84.58 | 61.87 | 8 | 0
2030 | RMPA_2_NE | RMPA | NE | External | Winter | B20 | 935 | 310 | 0 | 71.73 | 47.81 | 8 | 0
2030 | RMPA_2_SPP_N | RMPA | SPP_N | External | Shoulder | B11 | 25 | 210 | 0 | 78.77 | 73.77 | 8 | 0
2030 | RMPA_2_SPP_N | RMPA | SPP_N | External | Shoulder | B12 | 200 | 210 | 0 | 77.57 | 67.4 | 8 | 0
2030 | RMPA_2_SPP_N | RMPA | SPP_N | External | Shoulder | B13 | 600 | 210 | 0 | 77.57 | 62.82 | 8 | 0
2030 | RMPA_2_SPP_N | RMPA | SPP_N | External | Shoulder | B14 | 900 | 210 | 0 | 77.57 | 58.26 | 8 | 0
2030 | RMPA_2_SPP_N | RMPA | SPP_N | External | Shoulder | B15 | 1203 | 210 | 0 | 77.57 | 0.16 | 8 | 0
2030 | RMPA_2_SPP_N | RMPA | SPP_N | External | Summer | B1 | 10 | 210 | 0 | 117.46 | 71.92 | 8 | 0
2030 | RMPA_2_SPP_N | RMPA | SPP_N | External | Summer | B2 | 25 | 210 | 0 | 113.6 | 108.6 | 8 | 0
2030 | RMPA_2_SPP_N | RMPA | SPP_N | External | Summer | B3 | 75 | 210 | 0 | 113.3 | 109.98 | 8 | 0
2030 | RMPA_2_SPP_N | RMPA | SPP_N | External | Summer | B4 | 100 | 210 | 0 | 105.44 | 107.19 | 8 | 0
2030 | RMPA_2_SPP_N | RMPA | SPP_N | External | Summer | B5 | 200 | 210 | 210 | 94.59 | 104.6 | 8 | 2.01
2030 | RMPA_2_SPP_N | RMPA | SPP_N | External | Summer | B6 | 300 | 210 | 0 | 78.24 | 84.24 | 8 | 0
2030 | RMPA_2_SPP_N | RMPA | SPP_N | External | Summer | B7 | 400 | 210 | 0 | 78.24 | 70.28 | 8 | 0
2030 | RMPA_2_SPP_N | RMPA | SPP_N | External | Summer | B8 | 500 | 210 | 0 | 78.24 | 67.22 | 8 | 0
2030 | RMPA_2_SPP_N | RMPA | SPP_N | External | Summer | B9 | 800 | 210 | 0 | 78.24 | 66.83 | 8 | 0
2030 | RMPA_2_SPP_N | RMPA | SPP_N | External | Summer | B10 | 1262 | 210 | 0 | 78.24 | 56.26 | 8 | 0
2030 | RMPA_2_SPP_N | RMPA | SPP_N | External | Winter | B16 | 25 | 210 | 0 | 84.58 | 71.26 | 8 | 0
2030 | RMPA_2_SPP_N | RMPA | SPP_N | External | Winter | B17 | 100 | 210 | 0 | 84.58 | 66.3 | 8 | 0
2030 | RMPA_2_SPP_N | RMPA | SPP_N | External | Winter | B18 | 400 | 210 | 0 | 84.58 | 66.12 | 8 | 0
2030 | RMPA_2_SPP_N | RMPA | SPP_N | External | Winter | B19 | 700 | 210 | 0 | 84.58 | 61.88 | 8 | 0
2030 | RMPA_2_SPP_N | RMPA | SPP_N | External | Winter | B20 | 935 | 210 | 0 | 71.73 | 47.82 | 8 | 0
2030 | SPP_N_2_RMPA | SPP_N | RMPA | External | Shoulder | B11 | 25 | 210 | 131.04 | 73.77 | 78.77 | 5 | 0
2030 | SPP_N_2_RMPA | SPP_N | RMPA | External | Shoulder | B12 | 200 | 210 | 210 | 67.4 | 77.57 | 5 | 5.18
2030 | SPP_N_2_RMPA | SPP_N | RMPA | External | Shoulder | B13 | 600 | 210 | 210 | 62.82 | 77.57 | 5 | 9.75
2030 | SPP_N_2_RMPA | SPP_N | RMPA | External | Shoulder | B14 | 900 | 210 | 210 | 58.26 | 77.57 | 5 | 14.32
2030 | SPP_N_2_RMPA | SPP_N | RMPA | External | Shoulder | B15 | 1203 | 210 | 210 | 0.16 | 77.57 | 5 | 72.41
2030 | SPP_N_2_RMPA | SPP_N | RMPA | External | Summer | B1 | 10 | 210 | 210 | 71.92 | 117.46 | 5 | 40.54
2030 | SPP_N_2_RMPA | SPP_N | RMPA | External | Summer | B2 | 25 | 210 | 83.46 | 108.6 | 113.6 | 5 | 0
2030 | SPP_N_2_RMPA | SPP_N | RMPA | External | Summer | B3 | 75 | 210 | 0 | 109.98 | 113.3 | 5 | 0
2030 | SPP_N_2_RMPA | SPP_N | RMPA | External | Summer | B4 | 100 | 210 | 0 | 107.19 | 105.44 | 5 | 0
2030 | SPP_N_2_RMPA | SPP_N | RMPA | External | Summer | B5 | 200 | 210 | 0 | 104.6 | 94.59 | 5 | 0
2030 | SPP_N_2_RMPA | SPP_N | RMPA | External | Summer | B6 | 300 | 210 | 0 | 84.24 | 78.24 | 5 | 0
2030 | SPP_N_2_RMPA | SPP_N | RMPA | External | Summer | B7 | 400 | 210 | 210 | 70.28 | 78.24 | 5 | 2.97
2030 | SPP_N_2_RMPA | SPP_N | RMPA | External | Summer | B8 | 500 | 210 | 210 | 67.22 | 78.24 | 5 | 6.02
2030 | SPP_N_2_RMPA | SPP_N | RMPA | External | Summer | B9 | 800 | 210 | 210 | 66.83 | 78.24 | 5 | 6.41
2030 | SPP_N_2_RMPA | SPP_N | RMPA | External | Summer | B10 | 1262 | 210 | 210 | 56.26 | 78.24 | 5 | 16.98
2030 | SPP_N_2_RMPA | SPP_N | RMPA | External | Winter | B16 | 25 | 210 | 210 | 71.26 | 84.58 | 5 | 8.32
2030 | SPP_N_2_RMPA | SPP_N | RMPA | External | Winter | B17 | 100 | 210 | 210 | 66.3 | 84.58 | 5 | 13.28
2030 | SPP_N_2_RMPA | SPP_N | RMPA | External | Winter | B18 | 400 | 210 | 210 | 66.12 | 84.58 | 5 | 13.45
2030 | SPP_N_2_RMPA | SPP_N | RMPA | External | Winter | B19 | 700 | 210 | 210 | 61.88 | 84.58 | 5 | 17.7
2030 | SPP_N_2_RMPA | SPP_N | RMPA | External | Winter | B20 | 935 | 210 | 210 | 47.82 | 71.73 | 5 | 18.91
2030 | SPP_S_2_ERCOT | SPP_S | ERCOT | External | Shoulder | B11 | 25 | 800 | 799.99 | 73.78 | 80.3 | 5 | 1.52
2030 | SPP_S_2_ERCOT | SPP_S | ERCOT | External | Shoulder | B12 | 200 | 800 | 800 | 67.41 | 73.52 | 5 | 1.11
2030 | SPP_S_2_ERCOT | SPP_S | ERCOT | External | Shoulder | B13 | 600 | 800 | 800 | 62.84 | 73.52 | 5 | 5.68
2030 | SPP_S_2_ERCOT | SPP_S | ERCOT | External | Shoulder | B14 | 900 | 800 | 800 | 53.53 | 73.52 | 5 | 14.99
2030 | SPP_S_2_ERCOT | SPP_S | ERCOT | External | Shoulder | B15 | 1203 | 800 | 800 | 0.01 | 63.94 | 5 | 58.93
2030 | SPP_S_2_ERCOT | SPP_S | ERCOT | External | Summer | B1 | 10 | 800 | 800 | 71.93 | 121.2 | 5 | 44.26
2030 | SPP_S_2_ERCOT | SPP_S | ERCOT | External | Summer | B2 | 25 | 800 | 800 | 105.5 | 121.2 | 5 | 10.69
2030 | SPP_S_2_ERCOT | SPP_S | ERCOT | External | Summer | B3 | 75 | 800 | 0 | 109.98 | 106.15 | 5 | 0
2030 | SPP_S_2_ERCOT | SPP_S | ERCOT | External | Summer | B4 | 100 | 800 | 0 | 105.5 | 106.15 | 5 | 0
2030 | SPP_S_2_ERCOT | SPP_S | ERCOT | External | Summer | B5 | 200 | 800 | 0 | 104.61 | 106.15 | 5 | 0
2030 | SPP_S_2_ERCOT | SPP_S | ERCOT | External | Summer | B6 | 300 | 800 | 0 | 84.25 | 78.79 | 5 | 0
2030 | SPP_S_2_ERCOT | SPP_S | ERCOT | External | Summer | B7 | 400 | 800 | 659.03 | 72.1 | 77.1 | 5 | 0
2030 | SPP_S_2_ERCOT | SPP_S | ERCOT | External | Summer | B8 | 500 | 800 | 0 | 71.93 | 72.14 | 5 | 0
2030 | SPP_S_2_ERCOT | SPP_S | ERCOT | External | Summer | B9 | 800 | 800 | 0 | 71.93 | 72.14 | 5 | 0
2030 | SPP_S_2_ERCOT | SPP_S | ERCOT | External | Summer | B10 | 1262 | 800 | 800 | 56.27 | 72.14 | 5 | 10.87
2030 | SPP_S_2_ERCOT | SPP_S | ERCOT | External | Winter | B16 | 25 | 800 | 799.99 | 71.27 | 77.98 | 5 | 1.71
2030 | SPP_S_2_ERCOT | SPP_S | ERCOT | External | Winter | B17 | 100 | 800 | 800 | 66.31 | 76.48 | 5 | 5.18
2030 | SPP_S_2_ERCOT | SPP_S | ERCOT | External | Winter | B18 | 400 | 800 | 800 | 66.14 | 76.48 | 5 | 5.35
2030 | SPP_S_2_ERCOT | SPP_S | ERCOT | External | Winter | B19 | 700 | 800 | 800 | 61.89 | 76.48 | 5 | 9.59
2030 | SPP_S_2_ERCOT | SPP_S | ERCOT | External | Winter | B20 | 935 | 800 | 800 | 47.82 | 66.46 | 5 | 13.64
2035 | AZ_NM_SNV_Coal_2_SPP_S | AZ_NM_SNV_Coal | SPP_S | External | Shoulder | B11 | 25 | 400 | 0 | 111.54 | 107.64 | 8.17 | 0
2035 | AZ_NM_SNV_Coal_2_SPP_S | AZ_NM_SNV_Coal | SPP_S | External | Shoulder | B12 | 200 | 400 | 0 | 103.39 | 90.64 | 8.17 | 0
2035 | AZ_NM_SNV_Coal_2_SPP_S | AZ_NM_SNV_Coal | SPP_S | External | Shoulder | B13 | 600 | 400 | 0 | 102.31 | 88.73 | 8.17 | 0
2035 | AZ_NM_SNV_Coal_2_SPP_S | AZ_NM_SNV_Coal | SPP_S | External | Shoulder | B14 | 900 | 400 | 0 | 102.31 | 0.86 | 8.17 | 0
2035 | AZ_NM_SNV_Coal_2_SPP_S | AZ_NM_SNV_Coal | SPP_S | External | Shoulder | B15 | 1203 | 400 | 0 | 96.8 | 0.86 | 8.17 | 0
2035 | AZ_NM_SNV_Coal_2_SPP_S | AZ_NM_SNV_Coal | SPP_S | External | Summer | B1 | 10 | 400 | 0 | 164.87 | 0.87 | 8.17 | 0
2035 | AZ_NM_SNV_Coal_2_SPP_S | AZ_NM_SNV_Coal | SPP_S | External | Summer | B2 | 25 | 400 | 58.96 | 158.04 | 166.2 | 8.17 | 0
2035 | AZ_NM_SNV_Coal_2_SPP_S | AZ_NM_SNV_Coal | SPP_S | External | Summer | B3 | 75 | 400 | 400 | 139.48 | 168.59 | 8.17 | 20.95
2035 | AZ_NM_SNV_Coal_2_SPP_S | AZ_NM_SNV_Coal | SPP_S | External | Summer | B4 | 100 | 400 | 400 | 125.26 | 151.39 | 8.17 | 17.96
2035 | AZ_NM_SNV_Coal_2_SPP_S | AZ_NM_SNV_Coal | SPP_S | External | Summer | B5 | 200 | 400 | 0 | 117.11 | 122.7 | 8.17 | 0
2035 | AZ_NM_SNV_Coal_2_SPP_S | AZ_NM_SNV_Coal | SPP_S | External | Summer | B6 | 300 | 400 | 0 | 117.11 | 114.75 | 8.17 | 0
2035 | AZ_NM_SNV_Coal_2_SPP_S | AZ_NM_SNV_Coal | SPP_S | External | Summer | B7 | 400 | 400 | 0 | 116.5 | 114.49 | 8.17 | 0
2035 | AZ_NM_SNV_Coal_2_SPP_S | AZ_NM_SNV_Coal | SPP_S | External | Summer | B8 | 500 | 400 | 0 | 116.5 | 109.7 | 8.17 | 0
2035 | AZ_NM_SNV_Coal_2_SPP_S | AZ_NM_SNV_Coal | SPP_S | External | Summer | B9 | 800 | 400 | 0 | 116.5 | 94.03 | 8.17 | 0
2035 | AZ_NM_SNV_Coal_2_SPP_S | AZ_NM_SNV_Coal | SPP_S | External | Summer | B10 | 1262 | 400 | 0 | 100.79 | 79.46 | 8.17 | 0
2035 | AZ_NM_SNV_Coal_2_SPP_S | AZ_NM_SNV_Coal | SPP_S | External | Winter | B16 | 25 | 400 | 0 | 107.86 | 0.88 | 8.17 | 0
2035 | AZ_NM_SNV_Coal_2_SPP_S | AZ_NM_SNV_Coal | SPP_S | External | Winter | B17 | 100 | 400 | 0 | 105.99 | 0.88 | 8.17 | 0
2035 | AZ_NM_SNV_Coal_2_SPP_S | AZ_NM_SNV_Coal | SPP_S | External | Winter | B18 | 400 | 400 | 0 | 101.68 | 91.51 | 8.17 | 0
2035 | AZ_NM_SNV_Coal_2_SPP_S | AZ_NM_SNV_Coal | SPP_S | External | Winter | B19 | 700 | 400 | 0 | 101.68 | 75.32 | 8.17 | 0
2035 | AZ_NM_SNV_Coal_2_SPP_S | AZ_NM_SNV_Coal | SPP_S | External | Winter | B20 | 935 | 400 | 0 | 99.82 | 0.86 | 8.17 | 0
2035 | ERCOT_2_SPP_S | ERCOT | SPP_S | External | Shoulder | B11 | 25 | 800 | 0 | 116.26 | 107.64 | 8 | 0
2035 | ERCOT_2_SPP_S | ERCOT | SPP_S | External | Shoulder | B12 | 200 | 800 | 0 | 116.26 | 90.64 | 8 | 0
2035 | ERCOT_2_SPP_S | ERCOT | SPP_S | External | Shoulder | B13 | 600 | 800 | 0 | 100.29 | 88.73 | 8 | 0
2035 | ERCOT_2_SPP_S | ERCOT | SPP_S | External | Shoulder | B14 | 900 | 800 | 0 | 100.29 | 0.86 | 8 | 0
2035 | ERCOT_2_SPP_S | ERCOT | SPP_S | External | Shoulder | B15 | 1203 | 800 | 0 | 100.29 | 0.86 | 8 | 0
2035 | ERCOT_2_SPP_S | ERCOT | SPP_S | External | Summer | B1 | 10 | 800 | 0 | 190.06 | 0.87 | 8 | 0
2035 | ERCOT_2_SPP_S | ERCOT | SPP_S | External | Summer | B2 | 25 | 800 | 0 | 190.06 | 166.2 | 8 | 0
2035 | ERCOT_2_SPP_S | ERCOT | SPP_S | External | Summer | B3 | 75 | 800 | 798.19 | 160.59 | 168.59 | 8 | 0
2035 | ERCOT_2_SPP_S | ERCOT | SPP_S | External | Summer | B4 | 100 | 800 | 800 | 114.7 | 151.39 | 8 | 28.69
2035 | ERCOT_2_SPP_S | ERCOT | SPP_S | External | Summer | B5 | 200 | 800 | 284.26 | 114.7 | 122.7 | 8 | 0
2035 | ERCOT_2_SPP_S | ERCOT | SPP_S | External | Summer | B6 | 300 | 800 | 0 | 114.7 | 114.75 | 8 | 0
2035 | ERCOT_2_SPP_S | ERCOT | SPP_S | External | Summer | B7 | 400 | 800 | 0 | 114.7 | 114.49 | 8 | 0
2035 | ERCOT_2_SPP_S | ERCOT | SPP_S | External | Summer | B8 | 500 | 800 | 0 | 114.7 | 109.7 | 8 | 0
2035 | ERCOT_2_SPP_S | ERCOT | SPP_S | External | Summer | B9 | 800 | 800 | 0 | 98.96 | 94.03 | 8 | 0
2035 | ERCOT_2_SPP_S | ERCOT | SPP_S | External | Summer | B10 | 1262 | 800 | 0 | 98.96 | 79.46 | 8 | 0
2035 | ERCOT_2_SPP_S | ERCOT | SPP_S | External | Winter | B16 | 25 | 800 | 0 | 119.53 | 0.88 | 8 | 0
2035 | ERCOT_2_SPP_S | ERCOT | SPP_S | External | Winter | B17 | 100 | 800 | 0 | 119.53 | 0.88 | 8 | 0
2035 | ERCOT_2_SPP_S | ERCOT | SPP_S | External | Winter | B18 | 400 | 800 | 0 | 103.07 | 91.51 | 8 | 0
2035 | ERCOT_2_SPP_S | ERCOT | SPP_S | External | Winter | B19 | 700 | 800 | 0 | 103.07 | 75.32 | 8 | 0
2035 | ERCOT_2_SPP_S | ERCOT | SPP_S | External | Winter | B20 | 935 | 800 | 0 | 103.07 | 0.86 | 8 | 0
2035 | MAPP_US_2_RMPA | MAPP_US | RMPA | External | Shoulder | B11 | 25 | 200 | 0 | 105.64 | 103.38 | 8 | 0
2035 | MAPP_US_2_RMPA | MAPP_US | RMPA | External | Shoulder | B12 | 200 | 200 | 200 | 90.97 | 102.89 | 8 | 3.92
2035 | MAPP_US_2_RMPA | MAPP_US | RMPA | External | Shoulder | B13 | 600 | 200 | 200 | 90.94 | 102.89 | 8 | 3.95
2035 | MAPP_US_2_RMPA | MAPP_US | RMPA | External | Shoulder | B14 | 900 | 200 | 200 | 60.26 | 102.89 | 8 | 34.63
2035 | MAPP_US_2_RMPA | MAPP_US | RMPA | External | Shoulder | B15 | 1203 | 200 | 200 | 24.38 | 102.89 | 8 | 70.51
2035 | MAPP_US_2_RMPA | MAPP_US | RMPA | External | Summer | B1 | 10 | 200 | 0.03 | 172.21 | 179.21 | 8 | 0
2035 | MAPP_US_2_RMPA | MAPP_US | RMPA | External | Summer | B2 | 25 | 200 | 0 | 172.21 | 166.2 | 8 | 0
2035 | MAPP_US_2_RMPA | MAPP_US | RMPA | External | Summer | B3 | 75 | 200 | 0 | 172.21 | 166.21 | 8 | 0
2035 | MAPP_US_2_RMPA | MAPP_US | RMPA | External | Summer | B4 | 100 | 200 | 0 | 149.41 | 143.39 | 8 | 0
2035 | MAPP_US_2_RMPA | MAPP_US | RMPA | External | Summer | B5 | 200 | 200 | 0 | 122.6 | 125.26 | 8 | 0
2035 | MAPP_US_2_RMPA | MAPP_US | RMPA | External | Summer | B6 | 300 | 200 | 200 | 112.69 | 123.05 | 8 | 2.36
2035 | MAPP_US_2_RMPA | MAPP_US | RMPA | External | Summer | B7 | 400 | 200 | 200 | 106.12 | 123.05 | 8 | 8.92
2035 | MAPP_US_2_RMPA | MAPP_US | RMPA | External | Summer | B8 | 500 | 200 | 200 | 96.82 | 114.04 | 8 | 9.22
2035 | MAPP_US_2_RMPA | MAPP_US | RMPA | External | Summer | B9 | 800 | 200 | 200 | 89.54 | 108.93 | 8 | 11.39
2035 | MAPP_US_2_RMPA | MAPP_US | RMPA | External | Summer | B10 | 1262 | 200 | 200 | 77.45 | 108.93 | 8 | 23.49
2035 | MAPP_US_2_RMPA | MAPP_US | RMPA | External | Winter | B16 | 25 | 200 | 200 | 21.63 | 116.02 | 8 | 86.39
2035 | MAPP_US_2_RMPA | MAPP_US | RMPA | External | Winter | B17 | 100 | 200 | 200 | 21.63 | 106.64 | 8 | 77.01
2035 | MAPP_US_2_RMPA | MAPP_US | RMPA | External | Winter | B18 | 400 | 200 | 200 | 89.5 | 106.64 | 8 | 9.14
2035 | MAPP_US_2_RMPA | MAPP_US | RMPA | External | Winter | B19 | 700 | 200 | 200 | 89.5 | 106.64 | 8 | 9.14
2035 | MAPP_US_2_RMPA | MAPP_US | RMPA | External | Winter | B20 | 935 | 200 | 200 | 60.26 | 99.68 | 8 | 31.42
2035 | NE_2_RMPA | NE | RMPA | External | Shoulder | B11 | 25 | 310 | 0 | 107.64 | 103.38 | 5 | 0
2035 | NE_2_RMPA | NE | RMPA | External | Shoulder | B12 | 200 | 310 | 310 | 90.63 | 102.89 | 5 | 7.27
2035 | NE_2_RMPA | NE | RMPA | External | Shoulder | B13 | 600 | 310 | 310 | 85.94 | 102.89 | 5 | 11.95
2035 | NE_2_RMPA | NE | RMPA | External | Shoulder | B14 | 900 | 310 | 310 | 0.86 | 102.89 | 5 | 97.04
2035 | NE_2_RMPA | NE | RMPA | External | Shoulder | B15 | 1203 | 310 | 310 | 0.86 | 102.89 | 5 | 97.04
2035 | NE_2_RMPA | NE | RMPA | External | Summer | B1 | 10 | 310 | 62.87 | 174.21 | 179.21 | 5 | 0
2035 | NE_2_RMPA | NE | RMPA | External | Summer | B2 | 25 | 310 | 0 | 167.21 | 166.2 | 5 | 0
2035 | NE_2_RMPA | NE | RMPA | External | Summer | B3 | 75 | 310 | 0 | 174.21 | 166.21 | 5 | 0
2035 | NE_2_RMPA | NE | RMPA | External | Summer | B4 | 100 | 310 | 0 | 151.41 | 143.39 | 5 | 0
2035 | NE_2_RMPA | NE | RMPA | External | Summer | B5 | 200 | 310 | 0 | 124.6 | 125.26 | 5 | 0
2035 | NE_2_RMPA | NE | RMPA | External | Summer | B6 | 300 | 310 | 310 | 114.69 | 123.05 | 5 | 3.36
2035 | NE_2_RMPA | NE | RMPA | External | Summer | B7 | 400 | 310 | 310 | 108.12 | 123.05 | 5 | 9.92
2035 | NE_2_RMPA | NE | RMPA | External | Summer | B8 | 500 | 310 | 310 | 98.82 | 114.04 | 5 | 10.22
2035 | NE_2_RMPA | NE | RMPA | External | Summer | B9 | 800 | 310 | 310 | 91.54 | 108.93 | 5 | 12.39
2035 | NE_2_RMPA | NE | RMPA | External | Summer | B10 | 1262 | 310 | 310 | 79.44 | 108.93 | 5 | 24.5
2035 | NE_2_RMPA | NE | RMPA | External | Winter | B16 | 25 | 310 | 310 | 0.86 | 116.02 | 5 | 110.16
2035 | NE_2_RMPA | NE | RMPA | External | Winter | B17 | 100 | 310 | 310 | 0.86 | 106.64 | 5 | 100.78
2035 | NE_2_RMPA | NE | RMPA | External | Winter | B18 | 400 | 310 | 310 | 84.5 | 106.64 | 5 | 17.14
2035 | NE_2_RMPA | NE | RMPA | External | Winter | B19 | 700 | 310 | 310 | 79.13 | 106.64 | 5 | 22.51
2035 | NE_2_RMPA | NE | RMPA | External | Winter | B20 | 935 | 310 | 310 | 0.86 | 99.68 | 5 | 93.82
2035 | NWPP_Coal_2_MAPP_US | NWPP_Coal | MAPP_US | External | Shoulder | B11 | 25 | 150 | 0 | 103.38 | 105.64 | 8 | 0
2035 | NWPP_Coal_2_MAPP_US | NWPP_Coal | MAPP_US | External | Shoulder | B12 | 200 | 150 | 0 | 103.38 | 90.97 | 8 | 0
2035 | NWPP_Coal_2_MAPP_US | NWPP_Coal | MAPP_US | External | Shoulder | B13 | 600 | 150 | 0 | 103.38 | 90.94 | 8 | 0
2035 | NWPP_Coal_2_MAPP_US | NWPP_Coal | MAPP_US | External | Shoulder | B14 | 900 | 150 | 0 | 103.38 | 60.26 | 8 | 0
2035 | NWPP_Coal_2_MAPP_US | NWPP_Coal | MAPP_US | External | Shoulder | B15 | 1203 | 150 | 0 | 103.38 | 24.38 | 8 | 0
2035 | NWPP_Coal_2_MAPP_US | NWPP_Coal | MAPP_US | External | Summer | B1 | 10 | 150 | 150 | 138.66 | 172.21 | 8 | 25.55
2035 | NWPP_Coal_2_MAPP_US | NWPP_Coal | MAPP_US | External | Summer | B2 | 25 | 150 | 150 | 117.55 | 172.21 | 8 | 46.66
2035 | NWPP_Coal_2_MAPP_US | NWPP_Coal | MAPP_US | External | Summer | B3 | 75 | 150 | 150 | 117.1 | 172.21 | 8 | 47.11
2035 | NWPP_Coal_2_MAPP_US | NWPP_Coal | MAPP_US | External | Summer | B4 | 100 | 150 | 150 | 117.1 | 149.41 | 8 | 24.31
2035 | NWPP_Coal_2_MAPP_US | NWPP_Coal | MAPP_US | External | Summer | B5 | 200 | 150 | 0 | 117.1 | 122.6 | 8 | 0
2035 | NWPP_Coal_2_MAPP_US | NWPP_Coal | MAPP_US | External | Summer | B6 | 300 | 150 | 0 | 117.1 | 112.69 | 8 | 0
2035 | NWPP_Coal_2_MAPP_US | NWPP_Coal | MAPP_US | External | Summer | B7 | 400 | 150 | 0 | 117.1 | 106.12 | 8 | 0
2035 | NWPP_Coal_2_MAPP_US | NWPP_Coal | MAPP_US | External | Summer | B8 | 500 | 150 | 0 | 117.1 | 96.82 | 8 | 0
2035 | NWPP_Coal_2_MAPP_US | NWPP_Coal | MAPP_US | External | Summer | B9 | 800 | 150 | 0 | 117.1 | 89.54 | 8 | 0
2035 | NWPP_Coal_2_MAPP_US | NWPP_Coal | MAPP_US | External | Summer | B10 | 1262 | 150 | 0 | 117.1 | 77.45 | 8 | 0
2035 | NWPP_Coal_2_MAPP_US | NWPP_Coal | MAPP_US | External | Winter | B16 | 25 | 150 | 0 | 107.84 | 21.63 | 8 | 0
2035 | NWPP_Coal_2_MAPP_US | NWPP_Coal | MAPP_US | External | Winter | B17 | 100 | 150 | 0 | 107.84 | 21.63 | 8 | 0
2035 | NWPP_Coal_2_MAPP_US | NWPP_Coal | MAPP_US | External | Winter | B18 | 400 | 150 | 0 | 107.84 | 89.5 | 8 | 0
2035 | NWPP_Coal_2_MAPP_US | NWPP_Coal | MAPP_US | External | Winter | B19 | 700 | 150 | 0 | 107.84 | 89.5 | 8 | 0
2035 | NWPP_Coal_2_MAPP_US | NWPP_Coal | MAPP_US | External | Winter | B20 | 935 | 150 | 0 | 107.84 | 60.26 | 8 | 0
2035 | RMPA_2_MAPP_US | RMPA | MAPP_US | External | Shoulder | B11 | 25 | 200 | 0 | 103.38 | 105.64 | 8 | 0
2035 | RMPA_2_MAPP_US | RMPA | MAPP_US | External | Shoulder | B12 | 200 | 200 | 0 | 102.89 | 90.97 | 8 | 0
2035 | RMPA_2_MAPP_US | RMPA | MAPP_US | External | Shoulder | B13 | 600 | 200 | 0 | 102.89 | 90.94 | 8 | 0
2035 | RMPA_2_MAPP_US | RMPA | MAPP_US | External | Shoulder | B14 | 900 | 200 | 0 | 102.89 | 60.26 | 8 | 0
2035 | RMPA_2_MAPP_US | RMPA | MAPP_US | External | Shoulder | B15 | 1203 | 200 | 0 | 102.89 | 24.38 | 8 | 0
2035 | RMPA_2_MAPP_US | RMPA | MAPP_US | External | Summer | B1 | 10 | 200 | 0 | 179.21 | 172.21 | 8 | 0
2035 | RMPA_2_MAPP_US | RMPA | MAPP_US | External | Summer | B2 | 25 | 200 | 0 | 166.2 | 172.21 | 8 | 0
2035 | RMPA_2_MAPP_US | RMPA | MAPP_US | External | Summer | B3 | 75 | 200 | 0 | 166.21 | 172.21 | 8 | 0
2035 | RMPA_2_MAPP_US | RMPA | MAPP_US | External | Summer | B4 | 100 | 200 | 0 | 143.39 | 149.41 | 8 | 0
2035 | RMPA_2_MAPP_US | RMPA | MAPP_US | External | Summer | B5 | 200 | 200 | 0 | 125.26 | 122.6 | 8 | 0
2035 | RMPA_2_MAPP_US | RMPA | MAPP_US | External | Summer | B6 | 300 | 200 | 0 | 123.05 | 112.69 | 8 | 0
2035 | RMPA_2_MAPP_US | RMPA | MAPP_US | External | Summer | B7 | 400 | 200 | 0 | 123.05 | 106.12 | 8 | 0
2035 | RMPA_2_MAPP_US | RMPA | MAPP_US | External | Summer | B8 | 500 | 200 | 0 | 114.04 | 96.82 | 8 | 0
2035 | RMPA_2_MAPP_US | RMPA | MAPP_US | External | Summer | B9 | 800 | 200 | 0 | 108.93 | 89.54 | 8 | 0
2035 | RMPA_2_MAPP_US | RMPA | MAPP_US | External | Summer | B10 | 1262 | 200 | 0 | 108.93 | 77.45 | 8 | 0
2035 | RMPA_2_MAPP_US | RMPA | MAPP_US | External | Winter | B16 | 25 | 200 | 0 | 116.02 | 21.63 | 8 | 0
2035 | RMPA_2_MAPP_US | RMPA | MAPP_US | External | Winter | B17 | 100 | 200 | 0 | 106.64 | 21.63 | 8 | 0
2035 | RMPA_2_MAPP_US | RMPA | MAPP_US | External | Winter | B18 | 400 | 200 | 0 | 106.64 | 89.5 | 8 | 0
2035 | RMPA_2_MAPP_US | RMPA | MAPP_US | External | Winter | B19 | 700 | 200 | 0 | 106.64 | 89.5 | 8 | 0
2035 | RMPA_2_MAPP_US | RMPA | MAPP_US | External | Winter | B20 | 935 | 200 | 0 | 99.68 | 60.26 | 8 | 0
2035 | RMPA_2_NE | RMPA | NE | External | Shoulder | B11 | 25 | 310 | 0 | 103.38 | 107.64 | 8 | 0
2035 | RMPA_2_NE | RMPA | NE | External | Shoulder | B12 | 200 | 310 | 0 | 102.89 | 90.63 | 8 | 0
2035 | RMPA_2_NE | RMPA | NE | External | Shoulder | B13 | 600 | 310 | 0 | 102.89 | 85.94 | 8 | 0
2035 | RMPA_2_NE | RMPA | NE | External | Shoulder | B14 | 900 | 310 | 0 | 102.89 | 0.86 | 8 | 0
2035 | RMPA_2_NE | RMPA | NE | External | Shoulder | B15 | 1203 | 310 | 0 | 102.89 | 0.86 | 8 | 0
2035 | RMPA_2_NE | RMPA | NE | External | Summer | B1 | 10 | 310 | 0 | 179.21 | 174.21 | 8 | 0
2035 | RMPA_2_NE | RMPA | NE | External | Summer | B2 | 25 | 310 | 0 | 166.2 | 167.21 | 8 | 0
2035 | RMPA_2_NE | RMPA | NE | External | Summer | B3 | 75 | 310 | 188.12 | 166.21 | 174.21 | 8 | 0
2035 | RMPA_2_NE | RMPA | NE | External | Summer | B4 | 100 | 310 | 309.77 | 143.39 | 151.41 | 8 | 0.01
2035 | RMPA_2_NE | RMPA | NE | External | Summer | B5 | 200 | 310 | 0 | 125.26 | 124.6 | 8 | 0
2035 | RMPA_2_NE | RMPA | NE | External | Summer | B6 | 300 | 310 | 0 | 123.05 | 114.69 | 8 | 0
2035 | RMPA_2_NE | RMPA | NE | External | Summer | B7 | 400 | 310 | 0 | 123.05 | 108.12 | 8 | 0
2035 | RMPA_2_NE | RMPA | NE | External | Summer | B8 | 500 | 310 | 0 | 114.04 | 98.82 | 8 | 0
2035 | RMPA_2_NE | RMPA | NE | External | Summer | B9 | 800 | 310 | 0 | 108.93 | 91.54 | 8 | 0
2035 | RMPA_2_NE | RMPA | NE | External | Summer | B10 | 1262 | 310 | 0 | 108.93 | 79.44 | 8 | 0
2035 | RMPA_2_NE | RMPA | NE | External | Winter | B16 | 25 | 310 | 0 | 116.02 | 0.86 | 8 | 0
2035 | RMPA_2_NE | RMPA | NE | External | Winter | B17 | 100 | 310 | 0 | 106.64 | 0.86 | 8 | 0
2035 | RMPA_2_NE | RMPA | NE | External | Winter | B18 | 400 | 310 | 0 | 106.64 | 84.5 | 8 | 0
2035 | RMPA_2_NE | RMPA | NE | External | Winter | B19 | 700 | 310 | 0 | 106.64 | 79.13 | 8 | 0
2035 | RMPA_2_NE | RMPA | NE | External | Winter | B20 | 935 | 310 | 0 | 99.68 | 0.86 | 8 | 0
2035 | RMPA_2_SPP_N | RMPA | SPP_N | External | Shoulder | B11 | 25 | 210 | 0 | 103.38 | 107.63 | 8 | 0
2035 | RMPA_2_SPP_N | RMPA | SPP_N | External | Shoulder | B12 | 200 | 210 | 0 | 102.89 | 90.64 | 8 | 0
2035 | RMPA_2_SPP_N | RMPA | SPP_N | External | Shoulder | B13 | 600 | 210 | 0 | 102.89 | 88.73 | 8 | 0
2035 | RMPA_2_SPP_N | RMPA | SPP_N | External | Shoulder | B14 | 900 | 210 | 0 | 102.89 | 0.86 | 8 | 0
2035 | RMPA_2_SPP_N | RMPA | SPP_N | External | Shoulder | B15 | 1203 | 210 | 0 | 102.89 | 0.86 | 8 | 0
2035 | RMPA_2_SPP_N | RMPA | SPP_N | External | Summer | B1 | 10 | 210 | 0 | 179.21 | 0.86 | 8 | 0
2035 | RMPA_2_SPP_N | RMPA | SPP_N | External | Summer | B2 | 25 | 210 | 0 | 166.2 | 166.2 | 8 | 0
2035 | RMPA_2_SPP_N | RMPA | SPP_N | External | Summer | B3 | 75 | 210 | 97.12 | 166.21 | 174.21 | 8 | 0
2035 | RMPA_2_SPP_N | RMPA | SPP_N | External | Summer | B4 | 100 | 210 | 82.75 | 143.39 | 151.39 | 8 | 0
2035 | RMPA_2_SPP_N | RMPA | SPP_N | External | Summer | B5 | 200 | 210 | 0 | 125.26 | 122.7 | 8 | 0
2035 | RMPA_2_SPP_N | RMPA | SPP_N | External | Summer | B6 | 300 | 210 | 0 | 123.05 | 114.69 | 8 | 0
2035 | RMPA_2_SPP_N | RMPA | SPP_N | External | Summer | B7 | 400 | 210 | 0 | 123.05 | 109.77 | 8 | 0
2035 | RMPA_2_SPP_N | RMPA | SPP_N | External | Summer | B8 | 500 | 210 | 0 | 114.04 | 98.83 | 8 | 0
2035 | RMPA_2_SPP_N | RMPA | SPP_N | External | Summer | B9 | 800 | 210 | 0 | 108.93 | 94.02 | 8 | 0
2035 | RMPA_2_SPP_N | RMPA | SPP_N | External | Summer | B10 | 1262 | 210 | 0 | 108.93 | 79.45 | 8 | 0
2035 | RMPA_2_SPP_N | RMPA | SPP_N | External | Winter | B16 | 25 | 210 | 0 | 116.02 | 0.87 | 8 | 0
2035 | RMPA_2_SPP_N | RMPA | SPP_N | External | Winter | B17 | 100 | 210 | 0 | 106.64 | 0.87 | 8 | 0
2035 | RMPA_2_SPP_N | RMPA | SPP_N | External | Winter | B18 | 400 | 210 | 0 | 106.64 | 91.51 | 8 | 0
2035 | RMPA_2_SPP_N | RMPA | SPP_N | External | Winter | B19 | 700 | 210 | 0 | 106.64 | 79.14 | 8 | 0
2035 | RMPA_2_SPP_N | RMPA | SPP_N | External | Winter | B20 | 935 | 210 | 0 | 99.68 | 0.86 | 8 | 0
2035 | SPP_N_2_RMPA | SPP_N | RMPA | External | Shoulder | B11 | 25 | 210 | 0 | 107.63 | 103.38 | 5 | 0
2035 | SPP_N_2_RMPA | SPP_N | RMPA | External | Shoulder | B12 | 200 | 210 | 210 | 90.64 | 102.89 | 5 | 7.25
2035 | SPP_N_2_RMPA | SPP_N | RMPA | External | Shoulder | B13 | 600 | 210 | 210 | 88.73 | 102.89 | 5 | 9.16
2035 | SPP_N_2_RMPA | SPP_N | RMPA | External | Shoulder | B14 | 900 | 210 | 210 | 0.86 | 102.89 | 5 | 97.04
2035 | SPP_N_2_RMPA | SPP_N | RMPA | External | Shoulder | B15 | 1203 | 210 | 210 | 0.86 | 102.89 | 5 | 97.04
2035 | SPP_N_2_RMPA | SPP_N | RMPA | External | Summer | B1 | 10 | 210 | 210 | 0.86 | 179.21 | 5 | 173.36
2035 | SPP_N_2_RMPA | SPP_N | RMPA | External | Summer | B2 | 25 | 210 | 0 | 166.2 | 166.2 | 5 | 0
2035 | SPP_N_2_RMPA | SPP_N | RMPA | External | Summer | B3 | 75 | 210 | 0 | 174.21 | 166.21 | 5 | 0
2035 | SPP_N_2_RMPA | SPP_N | RMPA | External | Summer | B4 | 100 | 210 | 0 | 151.39 | 143.39 | 5 | 0
2035 | SPP_N_2_RMPA | SPP_N | RMPA | External | Summer | B5 | 200 | 210 | 0 | 122.7 | 125.26 | 5 | 0
2035 | SPP_N_2_RMPA | SPP_N | RMPA | External | Summer | B6 | 300 | 210 | 210 | 114.69 | 123.05 | 5 | 3.36
2035 | SPP_N_2_RMPA | SPP_N | RMPA | External | Summer | B7 | 400 | 210 | 210 | 109.77 | 123.05 | 5 | 8.28
2035 | SPP_N_2_RMPA | SPP_N | RMPA | External | Summer | B8 | 500 | 210 | 210 | 98.83 | 114.04 | 5 | 10.2
2035 | SPP_N_2_RMPA | SPP_N | RMPA | External | Summer | B9 | 800 | 210 | 210 | 94.02 | 108.93 | 5 | 9.91
2035 | SPP_N_2_RMPA | SPP_N | RMPA | External | Summer | B10 | 1262 | 210 | 210 | 79.45 | 108.93 | 5 | 24.49
2035 | SPP_N_2_RMPA | SPP_N | RMPA | External | Winter | B16 | 25 | 210 | 210 | 0.87 | 116.02 | 5 | 110.15
2035 | SPP_N_2_RMPA | SPP_N | RMPA | External | Winter | B17 | 100 | 210 | 210 | 0.87 | 106.64 | 5 | 100.77
2035 | SPP_N_2_RMPA | SPP_N | RMPA | External | Winter | B18 | 400 | 210 | 210 | 91.51 | 106.64 | 5 | 10.13
2035 | SPP_N_2_RMPA | SPP_N | RMPA | External | Winter | B19 | 700 | 210 | 210 | 79.14 | 106.64 | 5 | 22.5
2035 | SPP_N_2_RMPA | SPP_N | RMPA | External | Winter | B20 | 935 | 210 | 210 | 0.86 | 99.68 | 5 | 93.82
2035 | SPP_S_2_ERCOT | SPP_S | ERCOT | External | Shoulder | B11 | 25 | 800 | 800 | 107.64 | 116.26 | 5 | 3.62
2035 | SPP_S_2_ERCOT | SPP_S | ERCOT | External | Shoulder | B12 | 200 | 800 | 800 | 90.64 | 116.26 | 5 | 20.62
2035 | SPP_S_2_ERCOT | SPP_S | ERCOT | External | Shoulder | B13 | 600 | 800 | 800 | 88.73 | 100.29 | 5 | 6.56
2035 | SPP_S_2_ERCOT | SPP_S | ERCOT | External | Shoulder | B14 | 900 | 800 | 800 | 0.86 | 100.29 | 5 | 94.43
2035 | SPP_S_2_ERCOT | SPP_S | ERCOT | External | Shoulder | B15 | 1203 | 800 | 800 | 0.86 | 100.29 | 5 | 94.43
2035 | SPP_S_2_ERCOT | SPP_S | ERCOT | External | Summer | B1 | 10 | 800 | 800 | 0.87 | 190.06 | 5 | 184.19
2035 | SPP_S_2_ERCOT | SPP_S | ERCOT | External | Summer | B2 | 25 | 800 | 800 | 166.2 | 190.06 | 5 | 18.86
2035 | SPP_S_2_ERCOT | SPP_S | ERCOT | External | Summer | B3 | 75 | 800 | 0 | 168.59 | 160.59 | 5 | 0
2035 | SPP_S_2_ERCOT | SPP_S | ERCOT | External | Summer | B4 | 100 | 800 | 0 | 151.39 | 114.7 | 5 | 0
2035 | SPP_S_2_ERCOT | SPP_S | ERCOT | External | Summer | B5 | 200 | 800 | 0 | 122.7 | 114.7 | 5 | 0
2035 | SPP_S_2_ERCOT | SPP_S | ERCOT | External | Summer | B6 | 300 | 800 | 0 | 114.75 | 114.7 | 5 | 0
2035 | SPP_S_2_ERCOT | SPP_S | ERCOT | External | Summer | B7 | 400 | 800 | 0 | 114.49 | 114.7 | 5 | 0
2035 | SPP_S_2_ERCOT | SPP_S | ERCOT | External | Summer | B8 | 500 | 800 | 337.96 | 109.7 | 114.7 | 5 | 0
2035 | SPP_S_2_ERCOT | SPP_S | ERCOT | External | Summer | B9 | 800 | 800 | 0 | 94.03 | 98.96 | 5 | 0
2035 | SPP_S_2_ERCOT | SPP_S | ERCOT | External | Summer | B10 | 1262 | 800 | 800 | 79.46 | 98.96 | 5 | 14.5
2035 | SPP_S_2_ERCOT | SPP_S | ERCOT | External | Winter | B16 | 25 | 800 | 800 | 0.88 | 119.53 | 5 | 113.65
2035 | SPP_S_2_ERCOT | SPP_S | ERCOT | External | Winter | B17 | 100 | 800 | 800 | 0.88 | 119.53 | 5 | 113.65
2035 | SPP_S_2_ERCOT | SPP_S | ERCOT | External | Winter | B18 | 400 | 800 | 800 | 91.51 | 103.07 | 5 | 6.56
2035 | SPP_S_2_ERCOT | SPP_S | ERCOT | External | Winter | B19 | 700 | 800 | 800 | 75.32 | 103.07 | 5 | 22.74
2035 | SPP_S_2_ERCOT | SPP_S | ERCOT | External | Winter | B20 | 935 | 800 | 800 | 0.86 | 103.07 | 5 | 97.21
2040 | AZ_NM_SNV_Coal_2_SPP_S | AZ_NM_SNV_Coal | SPP_S | External | Shoulder | B11 | 25 | 400 | 0 | 136.05 | 136.38 | 8.17 | 0
2040 | AZ_NM_SNV_Coal_2_SPP_S | AZ_NM_SNV_Coal | SPP_S | External | Shoulder | B12 | 200 | 400 | 400 | 118.53 | 128.86 | 8.17 | 2.16
2040 | AZ_NM_SNV_Coal_2_SPP_S | AZ_NM_SNV_Coal | SPP_S | External | Shoulder | B13 | 600 | 400 | 0 | 118.53 | 106.3 | 8.17 | 0
2040 | AZ_NM_SNV_Coal_2_SPP_S | AZ_NM_SNV_Coal | SPP_S | External | Shoulder | B14 | 900 | 400 | 0 | 118.53 | 11.52 | 8.17 | 0
2040 | AZ_NM_SNV_Coal_2_SPP_S | AZ_NM_SNV_Coal | SPP_S | External | Shoulder | B15 | 1203 | 400 | 0 | 102.2 | 11.52 | 8.17 | 0
2040 | AZ_NM_SNV_Coal_2_SPP_S | AZ_NM_SNV_Coal | SPP_S | External | Summer | B1 | 10 | 400 | 0 | 231.75 | 11.53 | 8.17 | 0
2040 | AZ_NM_SNV_Coal_2_SPP_S | AZ_NM_SNV_Coal | SPP_S | External | Summer | B2 | 25 | 400 | 400 | 193.7 | 234.75 | 8.17 | 32.88
2040 | AZ_NM_SNV_Coal_2_SPP_S | AZ_NM_SNV_Coal | SPP_S | External | Summer | B3 | 75 | 400 | 400 | 172.12 | 236.77 | 8.17 | 56.48
2040 | AZ_NM_SNV_Coal_2_SPP_S | AZ_NM_SNV_Coal | SPP_S | External | Summer | B4 | 100 | 400 | 0 | 163.12 | 168.46 | 8.17 | 0
2040 | AZ_NM_SNV_Coal_2_SPP_S | AZ_NM_SNV_Coal | SPP_S | External | Summer | B5 | 200 | 400 | 0 | 162.12 | 161.43 | 8.17 | 0
2040 | AZ_NM_SNV_Coal_2_SPP_S | AZ_NM_SNV_Coal | SPP_S | External | Summer | B6 | 300 | 400 | 0 | 162.12 | 160.84 | 8.17 | 0
2040 | AZ_NM_SNV_Coal_2_SPP_S | AZ_NM_SNV_Coal | SPP_S | External | Summer | B7 | 400 | 400 | 0 | 162.12 | 160.47 | 8.17 | 0
2040 | AZ_NM_SNV_Coal_2_SPP_S | AZ_NM_SNV_Coal | SPP_S | External | Summer | B8 | 500 | 400 | 0 | 162.12 | 140.92 | 8.17 | 0
2040 | AZ_NM_SNV_Coal_2_SPP_S | AZ_NM_SNV_Coal | SPP_S | External | Summer | B9 | 800 | 400 | 0 | 155.82 | 133.13 | 8.17 | 0
2040 | AZ_NM_SNV_Coal_2_SPP_S | AZ_NM_SNV_Coal | SPP_S | External | Summer | B10 | 1262 | 400 | 0 | 139.48 | 82.84 | 8.17 | 0
2040 | AZ_NM_SNV_Coal_2_SPP_S | AZ_NM_SNV_Coal | SPP_S | External | Winter | B16 | 25 | 400 | 0 | 139.74 | 11.52 | 8.17 | 0
2040 | AZ_NM_SNV_Coal_2_SPP_S | AZ_NM_SNV_Coal | SPP_S | External | Winter | B17 | 100 | 400 | 0 | 121.53 | 11.52 | 8.17 | 0
2040 | AZ_NM_SNV_Coal_2_SPP_S | AZ_NM_SNV_Coal | SPP_S | External | Winter | B18 | 400 | 400 | 305.42 | 118.65 | 126.82 | 8.17 | 0
2040 | AZ_NM_SNV_Coal_2_SPP_S | AZ_NM_SNV_Coal | SPP_S | External | Winter | B19 | 700 | 400 | 0 | 118.65 | 11.52 | 8.17 | 0
2040 | AZ_NM_SNV_Coal_2_SPP_S | AZ_NM_SNV_Coal | SPP_S | External | Winter | B20 | 935 | 400 | 0 | 102.34 | 11.52 | 8.17 | 0
2040 | ERCOT_2_SPP_S | ERCOT | SPP_S | External | Shoulder | B11 | 25 | 800 | 0 | 162.41 | 136.38 | 8 | 0
2040 | ERCOT_2_SPP_S | ERCOT | SPP_S | External | Shoulder | B12 | 200 | 800 | 0 | 162.41 | 128.86 | 8 | 0
2040 | ERCOT_2_SPP_S | ERCOT | SPP_S | External | Shoulder | B13 | 600 | 800 | 0 | 139.54 | 106.3 | 8 | 0
2040 | ERCOT_2_SPP_S | ERCOT | SPP_S | External | Shoulder | B14 | 900 | 800 | 0 | 139.54 | 11.52 | 8 | 0
2040 | ERCOT_2_SPP_S | ERCOT | SPP_S | External | Shoulder | B15 | 1203 | 800 | 0 | 59.88 | 11.52 | 8 | 0
2040 | ERCOT_2_SPP_S | ERCOT | SPP_S | External | Summer | B1 | 10 | 800 | 0 | 264.46 | 11.53 | 8 | 0
2040 | ERCOT_2_SPP_S | ERCOT | SPP_S | External | Summer | B2 | 25 | 800 | 0 | 264.46 | 234.75 | 8 | 0
2040 | ERCOT_2_SPP_S | ERCOT | SPP_S | External | Summer | B3 | 75 | 800 | 706.27 | 228.77 | 236.77 | 8 | 0
2040 | ERCOT_2_SPP_S | ERCOT | SPP_S | External | Summer | B4 | 100 | 800 | 0.02 | 160.67 | 168.46 | 8 | 0
2040 | ERCOT_2_SPP_S | ERCOT | SPP_S | External | Summer | B5 | 200 | 800 | 0 | 160.67 | 161.43 | 8 | 0
2040 | ERCOT_2_SPP_S | ERCOT | SPP_S | External | Summer | B6 | 300 | 800 | 0 | 160.67 | 160.84 | 8 | 0
2040 | ERCOT_2_SPP_S | ERCOT | SPP_S | External | Summer | B7 | 400 | 800 | 0 | 160.67 | 160.47 | 8 | 0
2040 | ERCOT_2_SPP_S | ERCOT | SPP_S | External | Summer | B8 | 500 | 800 | 0 | 159.74 | 140.92 | 8 | 0
2040 | ERCOT_2_SPP_S | ERCOT | SPP_S | External | Summer | B9 | 800 | 800 | 0 | 138.06 | 133.13 | 8 | 0
2040 | ERCOT_2_SPP_S | ERCOT | SPP_S | External | Summer | B10 | 1262 | 800 | 0 | 136.39 | 82.84 | 8 | 0
2040 | ERCOT_2_SPP_S | ERCOT | SPP_S | External | Winter | B16 | 25 | 800 | 0 | 166.02 | 11.52 | 8 | 0
2040 | ERCOT_2_SPP_S | ERCOT | SPP_S | External | Winter | B17 | 100 | 800 | 0 | 142.61 | 11.52 | 8 | 0
2040 | ERCOT_2_SPP_S | ERCOT | SPP_S | External | Winter | B18 | 400 | 800 | 0 | 142.61 | 126.82 | 8 | 0
2040 | ERCOT_2_SPP_S | ERCOT | SPP_S | External | Winter | B19 | 700 | 800 | 0 | 142.61 | 11.52 | 8 | 0
2040 | ERCOT_2_SPP_S | ERCOT | SPP_S | External | Winter | B20 | 935 | 800 | 0 | 63.34 | 11.52 | 8 | 0
2040 | MAPP_US_2_RMPA | MAPP_US | RMPA | External | Shoulder | B11 | 25 | 200 | 0 | 134.36 | 128.36 | 8 | 0
2040 | MAPP_US_2_RMPA | MAPP_US | RMPA | External | Shoulder | B12 | 200 | 200 | 0 | 130 | 126.68 | 8 | 0
2040 | MAPP_US_2_RMPA | MAPP_US | RMPA | External | Shoulder | B13 | 600 | 200 | 0 | 111.3 | 112.96 | 8 | 0
2040 | MAPP_US_2_RMPA | MAPP_US | RMPA | External | Shoulder | B14 | 900 | 200 | 200 | 69.61 | 112.96 | 8 | 35.35
2040 | MAPP_US_2_RMPA | MAPP_US | RMPA | External | Shoulder | B15 | 1203 | 200 | 200 | 47.35 | 110.35 | 8 | 55
2040 | MAPP_US_2_RMPA | MAPP_US | RMPA | External | Summer | B1 | 10 | 200 | 0.03 | 244.63 | 251.32 | 8 | 0
2040 | MAPP_US_2_RMPA | MAPP_US | RMPA | External | Summer | B2 | 25 | 200 | 0 | 244.63 | 231.63 | 8 | 0
2040 | MAPP_US_2_RMPA | MAPP_US | RMPA | External | Summer | B3 | 75 | 200 | 0 | 236.79 | 230.79 | 8 | 0
2040 | MAPP_US_2_RMPA | MAPP_US | RMPA | External | Summer | B4 | 100 | 200 | 0 | 166.44 | 171.29 | 8 | 0
2040 | MAPP_US_2_RMPA | MAPP_US | RMPA | External | Summer | B5 | 200 | 200 | 197.79 | 158.41 | 166.41 | 8 | 0
2040 | MAPP_US_2_RMPA | MAPP_US | RMPA | External | Summer | B6 | 300 | 200 | 200 | 153.5 | 163.96 | 8 | 2.46
2040 | MAPP_US_2_RMPA | MAPP_US | RMPA | External | Summer | B7 | 400 | 200 | 200 | 142.06 | 153.95 | 8 | 3.89
2040 | MAPP_US_2_RMPA | MAPP_US | RMPA | External | Summer | B8 | 500 | 200 | 200 | 128.35 | 147.63 | 8 | 11.28
2040 | MAPP_US_2_RMPA | MAPP_US | RMPA | External | Summer | B9 | 800 | 200 | 200 | 126.2 | 147.63 | 8 | 13.43
2040 | MAPP_US_2_RMPA | MAPP_US | RMPA | External | Summer | B10 | 1262 | 200 | 200 | 87.86 | 139.86 | 8 | 44.01
2040 | MAPP_US_2_RMPA | MAPP_US | RMPA | External | Winter | B16 | 25 | 200 | 200 | 47.35 | 146.27 | 8 | 90.92
2040 | MAPP_US_2_RMPA | MAPP_US | RMPA | External | Winter | B17 | 100 | 200 | 200 | 47.35 | 127.93 | 8 | 72.58
2040 | MAPP_US_2_RMPA | MAPP_US | RMPA | External | Winter | B18 | 400 | 200 | 0 | 124.83 | 126.81 | 8 | 0
2040 | MAPP_US_2_RMPA | MAPP_US | RMPA | External | Winter | B19 | 700 | 200 | 0 | 124.83 | 126.81 | 8 | 0
2040 | MAPP_US_2_RMPA | MAPP_US | RMPA | External | Winter | B20 | 935 | 200 | 200 | 75.19 | 94.17 | 8 | 10.98
2040 | NE_2_RMPA | NE | RMPA | External | Shoulder | B11 | 25 | 310 | 0 | 136.36 | 128.36 | 5 | 0
2040 | NE_2_RMPA | NE | RMPA | External | Shoulder | B12 | 200 | 310 | 0 | 128.86 | 126.68 | 5 | 0
2040 | NE_2_RMPA | NE | RMPA | External | Shoulder | B13 | 600 | 310 | 310 | 106.3 | 112.96 | 5 | 1.66
2040 | NE_2_RMPA | NE | RMPA | External | Shoulder | B14 | 900 | 310 | 310 | 11.52 | 112.96 | 5 | 96.44
2040 | NE_2_RMPA | NE | RMPA | External | Shoulder | B15 | 1203 | 310 | 310 | 11.52 | 110.35 | 5 | 93.83
2040 | NE_2_RMPA | NE | RMPA | External | Summer | B1 | 10 | 310 | 0.11 | 246.63 | 251.32 | 5 | 0
2040 | NE_2_RMPA | NE | RMPA | External | Summer | B2 | 25 | 310 | 0 | 239.63 | 231.63 | 5 | 0
2040 | NE_2_RMPA | NE | RMPA | External | Summer | B3 | 75 | 310 | 0 | 238.79 | 230.79 | 5 | 0
2040 | NE_2_RMPA | NE | RMPA | External | Summer | B4 | 100 | 310 | 0 | 168.44 | 171.29 | 5 | 0
2040 | NE_2_RMPA | NE | RMPA | External | Summer | B5 | 200 | 310 | 306.88 | 161.41 | 166.41 | 5 | 0
2040 | NE_2_RMPA | NE | RMPA | External | Summer | B6 | 300 | 310 | 0 | 160.5 | 163.96 | 5 | 0
2040 | NE_2_RMPA | NE | RMPA | External | Summer | B7 | 400 | 310 | 310 | 144.06 | 153.95 | 5 | 4.89
2040 | NE_2_RMPA | NE | RMPA | External | Summer | B8 | 500 | 310 | 310 | 130.35 | 147.63 | 5 | 12.28
2040 | NE_2_RMPA | NE | RMPA | External | Summer | B9 | 800 | 310 | 310 | 128.2 | 147.63 | 5 | 14.43
2040 | NE_2_RMPA | NE | RMPA | External | Summer | B10 | 1262 | 310 | 310 | 82.86 | 139.86 | 5 | 52.01
2040 | NE_2_RMPA | NE | RMPA | External | Winter | B16 | 25 | 310 | 310 | 11.52 | 146.27 | 5 | 129.75
2040 | NE_2_RMPA | NE | RMPA | External | Winter | B17 | 100 | 310 | 310 | 11.52 | 127.93 | 5 | 111.42
2040 | NE_2_RMPA | NE | RMPA | External | Winter | B18 | 400 | 310 | 310 | 119.83 | 126.81 | 5 | 1.98
2040 | NE_2_RMPA | NE | RMPA | External | Winter | B19 | 700 | 310 | 310 | 11.52 | 126.81 | 5 | 110.29
2040 | NE_2_RMPA | NE | RMPA | External | Winter | B20 | 935 | 310 | 310 | 11.52 | 94.17 | 5 | 77.65
2040 | NWPP_Coal_2_MAPP_US | NWPP_Coal | MAPP_US | External | Shoulder | B11 | 25 | 150 | 150 | 118.52 | 134.36 | 8 | 7.84
2040 | NWPP_Coal_2_MAPP_US | NWPP_Coal | MAPP_US | External | Shoulder | B12 | 200 | 150 | 150 | 118.52 | 130 | 8 | 3.49
2040 | NWPP_Coal_2_MAPP_US | NWPP_Coal | MAPP_US | External | Shoulder | B13 | 600 | 150 | 0 | 118.52 | 111.3 | 8 | 0
2040 | NWPP_Coal_2_MAPP_US | NWPP_Coal | MAPP_US | External | Shoulder | B14 | 900 | 150 | 0 | 118.52 | 69.61 | 8 | 0
2040 | NWPP_Coal_2_MAPP_US | NWPP_Coal | MAPP_US | External | Shoulder | B15 | 1203 | 150 | 0 | 118.52 | 47.35 | 8 | 0
2040 | NWPP_Coal_2_MAPP_US | NWPP_Coal | MAPP_US | External | Summer | B1 | 10 | 150 | 150 | 191.05 | 244.63 | 8 | 45.58
2040 | NWPP_Coal_2_MAPP_US | NWPP_Coal | MAPP_US | External | Summer | B2 | 25 | 150 | 150 | 170.88 | 244.63 | 8 | 65.75
2040 | NWPP_Coal_2_MAPP_US | NWPP_Coal | MAPP_US | External | Summer | B3 | 75 | 150 | 150 | 155.8 | 236.79 | 8 | 73
2040 | NWPP_Coal_2_MAPP_US | NWPP_Coal | MAPP_US | External | Summer | B4 | 100 | 150 | 150 | 155.8 | 166.44 | 8 | 2.64
2040 | NWPP_Coal_2_MAPP_US | NWPP_Coal | MAPP_US | External | Summer | B5 | 200 | 150 | 0 | 155.8 | 158.41 | 8 | 0
2040 | NWPP_Coal_2_MAPP_US | NWPP_Coal | MAPP_US | External | Summer | B6 | 300 | 150 | 0 | 155.8 | 153.5 | 8 | 0
2040 | NWPP_Coal_2_MAPP_US | NWPP_Coal | MAPP_US | External | Summer | B7 | 400 | 150 | 0 | 155.8 | 142.06 | 8 | 0
2040 | NWPP_Coal_2_MAPP_US | NWPP_Coal | MAPP_US | External | Summer | B8 | 500 | 150 | 0 | 155.8 | 128.35 | 8 | 0
2040 | NWPP_Coal_2_MAPP_US | NWPP_Coal | MAPP_US | External | Summer | B9 | 800 | 150 | 0 | 155.8 | 126.2 | 8 | 0
2040 | NWPP_Coal_2_MAPP_US | NWPP_Coal | MAPP_US | External | Summer | B10 | 1262 | 150 | 0 | 155.8 | 87.86 | 8 | 0
2040 | NWPP_Coal_2_MAPP_US | NWPP_Coal | MAPP_US | External | Winter | B16 | 25 | 150 | 0 | 118.64 | 47.35 | 8 | 0
2040 | NWPP_Coal_2_MAPP_US | NWPP_Coal | MAPP_US | External | Winter | B17 | 100 | 150 | 0 | 118.64 | 47.35 | 8 | 0
2040 | NWPP_Coal_2_MAPP_US | NWPP_Coal | MAPP_US | External | Winter | B18 | 400 | 150 | 0 | 118.64 | 124.83 | 8 | 0
2040 | NWPP_Coal_2_MAPP_US | NWPP_Coal | MAPP_US | External | Winter | B19 | 700 | 150 | 0 | 118.64 | 124.83 | 8 | 0
2040 | NWPP_Coal_2_MAPP_US | NWPP_Coal | MAPP_US | External | Winter | B20 | 935 | 150 | 0 | 118.64 | 75.19 | 8 | 0
2040 | RMPA_2_MAPP_US | RMPA | MAPP_US | External | Shoulder | B11 | 25 | 200 | 0 | 128.36 | 134.36 | 8 | 0
2040 | RMPA_2_MAPP_US | RMPA | MAPP_US | External | Shoulder | B12 | 200 | 200 | 0 | 126.68 | 130 | 8 | 0
2040 | RMPA_2_MAPP_US | RMPA | MAPP_US | External | Shoulder | B13 | 600 | 200 | 0 | 112.96 | 111.3 | 8 | 0
2040 | RMPA_2_MAPP_US | RMPA | MAPP_US | External | Shoulder | B14 | 900 | 200 | 0 | 112.96 | 69.61 | 8 | 0
2040 | RMPA_2_MAPP_US | RMPA | MAPP_US | External | Shoulder | B15 | 1203 | 200 | 0 | 110.35 | 47.35 | 8 | 0
2040 | RMPA_2_MAPP_US | RMPA | MAPP_US | External | Summer | B1 | 10 | 200 | 0 | 251.32 | 244.63 | 8 | 0
2040 | RMPA_2_MAPP_US | RMPA | MAPP_US | External | Summer | B2 | 25 | 200 | 200 | 231.63 | 244.63 | 8 | 5
2040 | RMPA_2_MAPP_US | RMPA | MAPP_US | External | Summer | B3 | 75 | 200 | 0 | 230.79 | 236.79 | 8 | 0
2040 | RMPA_2_MAPP_US | RMPA | MAPP_US | External | Summer | B4 | 100 | 200 | 0 | 171.29 | 166.44 | 8 | 0
2040 | RMPA_2_MAPP_US | RMPA | MAPP_US | External | Summer | B5 | 200 | 200 | 0 | 166.41 | 158.41 | 8 | 0
2040 | RMPA_2_MAPP_US | RMPA | MAPP_US | External | Summer | B6 | 300 | 200 | 0 | 163.96 | 153.5 | 8 | 0
2040 | RMPA_2_MAPP_US | RMPA | MAPP_US | External | Summer | B7 | 400 | 200 | 0 | 153.95 | 142.06 | 8 | 0
2040 | RMPA_2_MAPP_US | RMPA | MAPP_US | External | Summer | B8 | 500 | 200 | 0 | 147.63 | 128.35 | 8 | 0
2040 | RMPA_2_MAPP_US | RMPA | MAPP_US | External | Summer | B9 | 800 | 200 | 0 | 147.63 | 126.2 | 8 | 0
2040 | RMPA_2_MAPP_US | RMPA | MAPP_US | External | Summer | B10 | 1262 | 200 | 0 | 139.86 | 87.86 | 8 | 0
2040 | RMPA_2_MAPP_US | RMPA | MAPP_US | External | Winter | B16 | 25 | 200 | 0 | 146.27 | 47.35 | 8 | 0
2040 | RMPA_2_MAPP_US | RMPA | MAPP_US | External | Winter | B17 | 100 | 200 | 0 | 127.93 | 47.35 | 8 | 0
2040 | RMPA_2_MAPP_US | RMPA | MAPP_US | External | Winter | B18 | 400 | 200 | 0 | 126.81 | 124.83 | 8 | 0
2040 | RMPA_2_MAPP_US | RMPA | MAPP_US | External | Winter | B19 | 700 | 200 | 0 | 126.81 | 124.83 | 8 | 0
2040 | RMPA_2_MAPP_US | RMPA | MAPP_US | External | Winter | B20 | 935 | 200 | 0 | 94.17 | 75.19 | 8 | 0
2040 | RMPA_2_NE | RMPA | NE | External | Shoulder | B11 | 25 | 310 | 43.96 | 128.36 | 136.36 | 8 | 0
2040 | RMPA_2_NE | RMPA | NE | External | Shoulder | B12 | 200 | 310 | 0 | 126.68 | 128.86 | 8 | 0
2040 | RMPA_2_NE | RMPA | NE | External | Shoulder | B13 | 600 | 310 | 0 | 112.96 | 106.3 | 8 | 0
2040 | RMPA_2_NE | RMPA | NE | External | Shoulder | B14 | 900 | 310 | 0 | 112.96 | 11.52 | 8 | 0
2040 | RMPA_2_NE | RMPA | NE | External | Shoulder | B15 | 1203 | 310 | 0 | 110.35 | 11.52 | 8 | 0
2040 | RMPA_2_NE | RMPA | NE | External | Summer | B1 | 10 | 310 | 0 | 251.32 | 246.63 | 8 | 0
2040 | RMPA_2_NE | RMPA | NE | External | Summer | B2 | 25 | 310 | 129.09 | 231.63 | 239.63 | 8 | 0
2040 | RMPA_2_NE | RMPA | NE | External | Summer | B3 | 75 | 310 | 134 | 230.79 | 238.79 | 8 | 0
2040 | RMPA_2_NE | RMPA | NE | External | Summer | B4 | 100 | 310 | 0 | 171.29 | 168.44 | 8 | 0
2040 | RMPA_2_NE | RMPA | NE | External | Summer | B5 | 200 | 310 | 0 | 166.41 | 161.41 | 8 | 0
2040 | RMPA_2_NE | RMPA | NE | External | Summer | B6 | 300 | 310 | 0 | 163.96 | 160.5 | 8 | 0
2040 | RMPA_2_NE | RMPA | NE | External | Summer | B7 | 400 | 310 | 0 | 153.95 | 144.06 | 8 | 0
2040 | RMPA_2_NE | RMPA | NE | External | Summer | B8 | 500 | 310 | 0 | 147.63 | 130.35 | 8 | 0
2040 | RMPA_2_NE | RMPA | NE | External | Summer | B9 | 800 | 310 | 0 | 147.63 | 128.2 | 8 | 0
2040 | RMPA_2_NE | RMPA | NE | External | Summer | B10 | 1262 | 310 | 0 | 139.86 | 82.86 | 8 | 0
2040 | RMPA_2_NE | RMPA | NE | External | Winter | B16 | 25 | 310 | 0 | 146.27 | 11.52 | 8 | 0
2040 | RMPA_2_NE | RMPA | NE | External | Winter | B17 | 100 | 310 | 0 | 127.93 | 11.52 | 8 | 0
2040 | RMPA_2_NE | RMPA | NE | External | Winter | B18 | 400 | 310 | 0 | 126.81 | 119.83 | 8 | 0
2040 | RMPA_2_NE | RMPA | NE | External | Winter | B19 | 700 | 310 | 0 | 126.81 | 11.52 | 8 | 0
2040 | RMPA_2_NE | RMPA | NE | External | Winter | B20 | 935 | 310 | 0 | 94.17 | 11.52 | 8 | 0
2040 | RMPA_2_SPP_N | RMPA | SPP_N | External | Shoulder | B11 | 25 | 210 | 208.95 | 128.36 | 136.37 | 8 | 0.01
2040 | RMPA_2_SPP_N | RMPA | SPP_N | External | Shoulder | B12 | 200 | 210 | 0 | 126.68 | 128.87 | 8 | 0
2040 | RMPA_2_SPP_N | RMPA | SPP_N | External | Shoulder | B13 | 600 | 210 | 0 | 112.96 | 106.31 | 8 | 0
2040 | RMPA_2_SPP_N | RMPA | SPP_N | External | Shoulder | B14 | 900 | 210 | 0 | 112.96 | 11.52 | 8 | 0
2040 | RMPA_2_SPP_N | RMPA | SPP_N | External | Shoulder | B15 | 1203 | 210 | 0 | 110.35 | 11.52 | 8 | 0
2040 | RMPA_2_SPP_N | RMPA | SPP_N | External | Summer | B1 | 10 | 210 | 0 | 251.32 | 11.52 | 8 | 0
2040 | RMPA_2_SPP_N | RMPA | SPP_N | External | Summer | B2 | 25 | 210 | 0.01 | 231.63 | 238.62 | 8 | 0
2040 | RMPA_2_SPP_N | RMPA | SPP_N | External | Summer | B3 | 75 | 210 | 139.69 | 230.79 | 238.79 | 8 | 0
2040 | RMPA_2_SPP_N | RMPA | SPP_N | External | Summer | B4 | 100 | 210 | 0 | 171.29 | 168.45 | 8 | 0
2040 | RMPA_2_SPP_N | RMPA | SPP_N | External | Summer | B5 | 200 | 210 | 0 | 166.41 | 161.42 | 8 | 0
2040 | RMPA_2_SPP_N | RMPA | SPP_N | External | Summer | B6 | 300 | 210 | 0 | 163.96 | 160.83 | 8 | 0
2040 | RMPA_2_SPP_N | RMPA | SPP_N | External | Summer | B7 | 400 | 210 | 0 | 153.95 | 155.43 | 8 | 0
2040 | RMPA_2_SPP_N | RMPA | SPP_N | External | Summer | B8 | 500 | 210 | 0 | 147.63 | 134.1 | 8 | 0
2040 | RMPA_2_SPP_N | RMPA | SPP_N | External | Summer | B9 | 800 | 210 | 0 | 147.63 | 133.12 | 8 | 0
2040 | RMPA_2_SPP_N | RMPA | SPP_N | External | Summer | B10 | 1262 | 210 | 0 | 139.86 | 82.84 | 8 | 0
2040 | RMPA_2_SPP_N | RMPA | SPP_N | External | Winter | B16 | 25 | 210 | 0 | 146.27 | 11.52 | 8 | 0
2040 | RMPA_2_SPP_N | RMPA | SPP_N | External | Winter | B17 | 100 | 210 | 0 | 127.93 | 11.52 | 8 | 0
2040 | RMPA_2_SPP_N | RMPA | SPP_N | External | Winter | B18 | 400 | 210 | 0 | 126.81 | 126.83 | 8 | 0
2040 | RMPA_2_SPP_N | RMPA | SPP_N | External | Winter | B19 | 700 | 210 | 0 | 126.81 | 11.53 | 8 | 0
2040 | RMPA_2_SPP_N | RMPA | SPP_N | External | Winter | B20 | 935 | 210 | 0 | 94.17 | 11.52 | 8 | 0
2040 | SPP_N_2_RMPA | SPP_N | RMPA | External | Shoulder | B11 | 25 | 210 | 0 | 136.37 | 128.36 | 5 | 0
2040 | SPP_N_2_RMPA | SPP_N | RMPA | External | Shoulder | B12 | 200 | 210 | 0 | 128.87 | 126.68 | 5 | 0
2040 | SPP_N_2_RMPA | SPP_N | RMPA | External | Shoulder | B13 | 600 | 210 | 210 | 106.31 | 112.96 | 5 | 1.65
2040 | SPP_N_2_RMPA | SPP_N | RMPA | External | Shoulder | B14 | 900 | 210 | 210 | 11.52 | 112.96 | 5 | 96.44
2040 | SPP_N_2_RMPA | SPP_N | RMPA | External | Shoulder | B15 | 1203 | 210 | 210 | 11.52 | 110.35 | 5 | 93.83
2040 | SPP_N_2_RMPA | SPP_N | RMPA | External | Summer | B1 | 10 | 210 | 210 | 11.52 | 251.32 | 5 | 234.8
2040 | SPP_N_2_RMPA | SPP_N | RMPA | External | Summer | B2 | 25 | 210 | 0 | 238.62 | 231.63 | 5 | 0
2040 | SPP_N_2_RMPA | SPP_N | RMPA | External | Summer | B3 | 75 | 210 | 0 | 238.79 | 230.79 | 5 | 0
2040 | SPP_N_2_RMPA | SPP_N | RMPA | External | Summer | B4 | 100 | 210 | 0 | 168.45 | 171.29 | 5 | 0
2040 | SPP_N_2_RMPA | SPP_N | RMPA | External | Summer | B5 | 200 | 210 | 0.16 | 161.42 | 166.41 | 5 | 0
2040 | SPP_N_2_RMPA | SPP_N | RMPA | External | Summer | B6 | 300 | 210 | 0 | 160.83 | 163.96 | 5 | 0
2040 | SPP_N_2_RMPA | SPP_N | RMPA | External | Summer | B7 | 400 | 210 | 0 | 155.43 | 153.95 | 5 | 0
2040 | SPP_N_2_RMPA | SPP_N | RMPA | External | Summer | B8 | 500 | 210 | 210 | 134.1 | 147.63 | 5 | 8.53
2040 | SPP_N_2_RMPA | SPP_N | RMPA | External | Summer | B9 | 800 | 210 | 210 | 133.12 | 147.63 | 5 | 9.51
2040 | SPP_N_2_RMPA | SPP_N | RMPA | External | Summer | B10 | 1262 | 210 | 210 | 82.84 | 139.86 | 5 | 52.02
2040 | SPP_N_2_RMPA | SPP_N | RMPA | External | Winter | B16 | 25 | 210 | 210 | 11.52 | 146.27 | 5 | 129.75
2040 | SPP_N_2_RMPA | SPP_N | RMPA | External | Winter | B17 | 100 | 210 | 210 | 11.52 | 127.93 | 5 | 111.42
2040 | SPP_N_2_RMPA | SPP_N | RMPA | External | Winter | B18 | 400 | 210 | 0 | 126.83 | 126.81 | 5 | 0
2040 | SPP_N_2_RMPA | SPP_N | RMPA | External | Winter | B19 | 700 | 210 | 210 | 11.53 | 126.81 | 5 | 110.27
2040 | SPP_N_2_RMPA | SPP_N | RMPA | External | Winter | B20 | 935 | 210 | 210 | 11.52 | 94.17 | 5 | 77.65
2040 | SPP_S_2_ERCOT | SPP_S | ERCOT | External | Shoulder | B11 | 25 | 800 | 800 | 136.38 | 162.41 | 5 | 21.03
2040 | SPP_S_2_ERCOT | SPP_S | ERCOT | External | Shoulder | B12 | 200 | 800 | 800 | 128.86 | 162.41 | 5 | 28.55
2040 | SPP_S_2_ERCOT | SPP_S | ERCOT | External | Shoulder | B13 | 600 | 800 | 800 | 106.3 | 139.54 | 5 | 28.24
2040 | SPP_S_2_ERCOT | SPP_S | ERCOT | External | Shoulder | B14 | 900 | 800 | 800 | 11.52 | 139.54 | 5 | 123.02
2040 | SPP_S_2_ERCOT | SPP_S | ERCOT | External | Shoulder | B15 | 1203 | 800 | 800 | 11.52 | 59.88 | 5 | 43.36
2040 | SPP_S_2_ERCOT | SPP_S | ERCOT | External | Summer | B1 | 10 | 800 | 800 | 11.53 | 264.46 | 5 | 247.93
2040 | SPP_S_2_ERCOT | SPP_S | ERCOT | External | Summer | B2 | 25 | 800 | 800 | 234.75 | 264.46 | 5 | 24.71
2040 | SPP_S_2_ERCOT | SPP_S | ERCOT | External | Summer | B3 | 75 | 800 | 0 | 236.77 | 228.77 | 5 | 0
2040 | SPP_S_2_ERCOT | SPP_S | ERCOT | External | Summer | B4 | 100 | 800 | 0 | 168.46 | 160.67 | 5 | 0
2040 | SPP_S_2_ERCOT | SPP_S | ERCOT | External | Summer | B5 | 200 | 800 | 0 | 161.43 | 160.67 | 5 | 0
2040 | SPP_S_2_ERCOT | SPP_S | ERCOT | External | Summer | B6 | 300 | 800 | 0 | 160.84 | 160.67 | 5 | 0
2040 | SPP_S_2_ERCOT | SPP_S | ERCOT | External | Summer | B7 | 400 | 800 | 0 | 160.47 | 160.67 | 5 | 0
2040 | SPP_S_2_ERCOT | SPP_S | ERCOT | External | Summer | B8 | 500 | 800 | 800 | 140.92 | 159.74 | 5 | 13.82
2040 | SPP_S_2_ERCOT | SPP_S | ERCOT | External | Summer | B9 | 800 | 800 | 0 | 133.13 | 138.06 | 5 | 0
2040 | SPP_S_2_ERCOT | SPP_S | ERCOT | External | Summer | B10 | 1262 | 800 | 800 | 82.84 | 136.39 | 5 | 48.54
2040 | SPP_S_2_ERCOT | SPP_S | ERCOT | External | Winter | B16 | 25 | 800 | 800 | 11.52 | 166.02 | 5 | 149.5
2040 | SPP_S_2_ERCOT | SPP_S | ERCOT | External | Winter | B17 | 100 | 800 | 800 | 11.52 | 142.61 | 5 | 126.09
2040 | SPP_S_2_ERCOT | SPP_S | ERCOT | External | Winter | B18 | 400 | 800 | 800 | 126.82 | 142.61 | 5 | 10.79
2040 | SPP_S_2_ERCOT | SPP_S | ERCOT | External | Winter | B19 | 700 | 800 | 800 | 11.52 | 142.61 | 5 | 126.09
2040 | SPP_S_2_ERCOT | SPP_S | ERCOT | External | Winter | B20 | 935 | 800 | 800 | 11.52 | 63.34 | 5 | 46.82