## Title
Future 2, Sensitivity 9: Federal Carbon with Lower Carbon Costs
"The results presented herein use modeling assumptions developed by EIPC, EIPC stakeholders and CRA for purposes of EIPC capacity expansion modeling. As such, these results do not necessarily reflect the opinions or views of CRA or any individual EIPC stakeholder."

## Build Summary
EI New Build Summary
EI New Builds by Type
|  | Additions |  |  | Retirements
| 2010 | 2015 | 2020 | 2030 | 2015 | 2020 | 2030 | Total
Coal | 271.9155 | 8.4766 | 0 | 0 | 117.6429 | 82.1046 | 46.456 | 34.1886
Nuclear | 99.849 | 2.7406 | 4.53 | 8.8456 | 0 | 0.6145 | 1.4882 | 113.8625
CC | 132.682 | 56.1805 | 62.9581 | 2.0535 | 7.287 | 3.0183 | 3.7386 | 239.8302
CT | 120.329 | 4.6917 | 1.5536 | 0.10724 | 3.9178 | 0 | 3.95 | 118.8137
Steam Oil/Gas | 74.547 | 0 | 0 | 0 | 44.7966 | 0 | 1.9485 | 27.8019
Hydro | 44.6048 | 0 | 1.199 | 4.8582 | 0 | 0 | 0 | 50.662
On-Shore Wind | 18.707 | 22.1949 | 76.418 | 161.5085 | 0 | 0 | 0 | 278.8284
Off-Shore Wind | 0 | 0.469 | 0 | 1.1 | 0 | 0 | 0 | 1.569
Other Renewable | 3.613 | 2.3484 | 2.7398 | 4.2006 | 0 | 0 | 0 | 12.9017
New HQ/Maritimes | 0 | 0 | 0 | 2.5 | 0 | 0 | 0 | 2.5
Other | 17.054 | 0 | 0 | 0 | 0 | 0 | 0 | 17.054
Total w/o DR | 783.3013 | 97.1017 | 149.3984 | 185.1736 | 173.6443 | 85.7374 | 57.5813 | 898.012
DR | 33.1 | -1.344 | 16.8375 | 22.1146 | 0 | 0 | 0 | 70.7081
Total w/DR | 816.4013 | 95.7576 | 166.2359 | 207.2882 | 173.6443 | 85.7374 | 57.5813 | 968.7201
EI New Builds by Region
| EI Cumulative New Builds |  |  |  | EI Cumulative New CCs |  |  |  | EI Cumulative New On-Shore Wind |  |  |  | EI Cumulative Coal Retirements
| 2015 | 2020 | 2030 |  |  | 2015 | 2020 | 2030 |  | 2015 | 2020 | 2030 |  | 2015 | 2020 | 2030
ENT | 3452.31 | 6367.53 | 6504.32 |  | ENT | 2562.02 | 5415.71 | 5415.71 | ENT | 0 | 0 | 0 | ENT | 952.9 | 6091.89 | 8308.89
FRCC | 15231.76 | 15506.79 | 20406.05 |  | FRCC | 12522.43 | 12797.46 | 12797.47 | FRCC | 0 | 0 | 0 | FRCC | 6832.36 | 8211.37 | 8211.37
IESO | 5144.99 | 5144.99 | 5145.49 |  | IESO | 1263 | 1263 | 1263 | IESO | 2105.9 | 2105.9 | 2105.9 | IESO | 6416 | 6416 | 6416
MAPP_CA | 584.16 | 1279.16 | 4406.35 |  | MAPP_CA | 281.76 | 281.76 | 281.76 | MAPP_CA | 302.4 | 302.4 | 302.4 | MAPP_CA | 1076.84 | 1637.17 | 1745.9
MAPP_US | 729.6 | 3018.81 | 6687.86 |  | MAPP_US | 0 | 0.01 | 0.01 | MAPP_US | 421.3 | 2496.29 | 5986.43 | MAPP_US | 1678.01 | 2149.01 | 2850.48
MISO_IN | 618.01 | 16218.55 | 45730.37 |  | MISO_IN | 0.01 | 15374.72 | 15374.72 | MISO_IN | 0 | 0 | 29316.56 | MISO_IN | 3849.03 | 7327.11 | 11815.91
MISO_MI | 2000.01 | 4794.62 | 5153.59 |  | MISO_MI | 0.01 | 2393.34 | 2393.34 | MISO_MI | 2000 | 2401.28 | 2600 | MISO_MI | 5514.96 | 10791.98 | 10791.98
MISO_MO-IL | 2090 | 3095.87 | 13211.54 |  | MISO_MO-IL | 0 | 1005.87 | 1005.87 | MISO_MO-IL | 300 | 300 | 9912.34 | MISO_MO-IL | 3307.69 | 11382.67 | 12733.64
MISO_W | 2894.84 | 2894.86 | 57252.37 |  | MISO_W | 0.01 | 0.02 | 0.02 | MISO_W | 2800.5 | 2800.5 | 57086.34 | MISO_W | 3171.15 | 7616.55 | 9967.67
MISO_WUMS | 4561.14 | 8797.7 | 9051.84 |  | MISO_WUMS | 2742.24 | 6977.8 | 6977.81 | MISO_WUMS | 968.9 | 968.9 | 999.7 | MISO_WUMS | 3073.09 | 6060.08 | 6060.09
NE | 434.1 | 12059.85 | 18761.73 |  | NE | 0 | 0 | 0 | NE | 202 | 11827.75 | 18457.96 | NE | 0 | 3195.8 | 3195.8
NEISO | 3384.16 | 6176.01 | 8791.04 |  | NEISO | 2049.5 | 2049.5 | 2049.5 | NEISO | 231.2 | 2734.71 | 5280 | NEISO | 2250.13 | 2570.13 | 2570.13
NonRTO_Midwest | 1761.34 | 5013.82 | 5920.11 |  | NonRTO_Midwest | 1761.34 | 5013.82 | 5013.86 | NonRTO_Midwest | 0 | 0 | 0 | NonRTO_Midwest | 3077.99 | 6440.18 | 8238.16
NYISO_A-F | 3289.7 | 3999.5 | 4067.43 |  | NYISO_A-F | 639 | 639 | 639 | NYISO_A-F | 2476.3 | 3186.1 | 3186.1 | NYISO_A-F | 2251.9 | 2251.9 | 2251.9
NYISO_G-I | 0 | 60 | 134.34 |  | NYISO_G-I | 0 | 0 | 0 | NYISO_G-I | 0 | 60 | 60.01 | NYISO_G-I | 368.2 | 368.2 | 368.2
NYISO_J-K | 1207.4 | 1207.4 | 1281.73 |  | NYISO_J-K | 1175.4 | 1175.4 | 1175.4 | NYISO_J-K | 0 | 0 | 0 | NYISO_J-K | 0 | 0 | 0
PJM_E | 5940.05 | 6072.95 | 7172.95 |  | PJM_E | 4634.3 | 4634.3 | 4634.3 | PJM_E | 1150 | 1150 | 1150 | PJM_E | 3065.9 | 3633.9 | 3633.9
PJM_ROM | 2243.7 | 4614.2 | 6220.77 |  | PJM_ROM | 1678.5 | 1678.5 | 1678.5 | PJM_ROM | 479.8 | 1230 | 1230 | PJM_ROM | 11077.4 | 14257.21 | 15209.65
PJM_ROR | 14076.1 | 32445.32 | 43066.2 |  | PJM_ROR | 3077 | 20751.52 | 22804.93 | PJM_ROR | 8325.7 | 8517.4 | 16571.16 | PJM_ROR | 22178.27 | 42461.05 | 54473.18
SOCO | 5151.9 | 15072.05 | 15456.04 |  | SOCO | 5026.9 | 12747.05 | 12747.06 | SOCO | 0 | 0 | 0 | SOCO | 14889.34 | 21816.76 | 24000.33
SPP_N | 465.04 | 17298.4 | 60298.41 |  | SPP_N | 0 | 0.01 | 0.01 | SPP_N | 0 | 16185 | 59090.01 | SPP_N | 621 | 2718.49 | 7167.59
SPP_S | 1831 | 41512.29 | 46047.08 |  | SPP_S | 0.01 | 573.63 | 573.63 | SPP_S | 430 | 38846.66 | 43286.45 | SPP_S | 2583.96 | 6223.15 | 12917.92
TVA | 3982.39 | 10719.88 | 10854.28 |  | TVA | 2284.5 | 9021.99 | 9021.99 | TVA | 0 | 0 | 0 | TVA | 8075.98 | 12092.03 | 14718.88
VACAR | 16027.97 | 23129.55 | 27551.74 |  | VACAR | 14482.56 | 15344.16 | 15344.16 | VACAR | 0.9 | 3500 | 3500 | VACAR | 11330.81 | 14034.88 | 18555.97
| 97101.67 | 246500.1 | 429173.63 |  |  | 56180.49 | 119138.57 | 121192.05 |  | 22194.9 | 98612.89 | 260121.36 |  | 117642.91 | 199747.51 | 246203.54

## Generation
#1 | Total Generation (GWh)
Total Generation by Reporting Type: Entergy
ReportingType | 2015 | 2020 | 2025 | 2030 | 2035 | 2040
BM | 0 | 0 | 0 | 0 | 0 | 1758.99
CC | 70742.99 | 81132.85 | 52108.9 | 37470.02 | 20612.09 | 16755.64
CSP | 0 | 0 | 0 | 0 | 0 | 0
CT | 0 | 0 | 0 | 0 | 0 | 0
Coal | 60591.63 | 7535.69 | 923.95 | 0 | 0 | 0
Geo | 0 | 0 | 0 | 0 | 0 | 0
H | 153 | 153 | 153 | 153 | 153 | 3824.34
LFG | 63.07 | 63.07 | 909.81 | 909.81 | 909.81 | 909.81
Nuc | 42234.08 | 42234.08 | 42234.08 | 42234.08 | 35554.75 | 27909.39
PS | 25.67 | 24.19 | 72.28 | 135.91 | 135.91 | 145.89
PV | 0.57 | 119.14 | 175.77 | 175.77 | 175.77 | 178.45
PeakG | 0 | 0 | 0 | 0 | 0 | 0
PeakO | 0 | 0 | 0 | 0 | 0 | 0
ST | 0 | 0 | 0 | 0 | 0 | 0
STOG | 612.36 | 521.99 | 340.15 | 0 | 0 | 0
STWD | 1.85 | 76.01 | 74.16 | 129.78 | 776.04 | 1173.37
WT | 315.27 | 315.28 | 315.28 | 315.28 | 315.28 | 609.93
IGCC | 0 | 0 | 0 | 0 | 0 | 0
DemandResponse | 0 | 0 | 0 | 0 | 0 | 0
IGCC-CCS | 0 | 0 | 0 | 0 | 0 | 0
WT_off | 0 | 0 | 0 | 0 | 0 | 0
PseudoUnit | 0 | 0 | 0 | 0 | 0 | 0
FixedInterchange | 0 | 0 | 0 | 0 | 0 | 0
Total Generation by Reporting Type: FRCC
ReportingType | 2015 | 2020 | 2025 | 2030 | 2035 | 2040
BM | 0 | 0 | 0 | 0 | 0 | 0.01
CC | 192598.31 | 199079.5 | 206481.99 | 185240.38 | 63701.03 | 50189.04
CSP | 0 | 0 | 0 | 0 | 0 | 0
CT | 486.48 | 486.48 | 953.89 | 746 | 0 | 0
Coal | 19509.86 | 9263.34 | 1236.08 | 1086.29 | 2219.7 | 3471.48
Geo | 0 | 0 | 0 | 0 | 0 | 0
H | 27.85 | 27.85 | 27.85 | 27.85 | 27.85 | 27.85
LFG | 3831.62 | 3831.62 | 5392.66 | 5392.66 | 5392.66 | 5392.66
Nuc | 32180.57 | 32180.57 | 45297.82 | 68800.46 | 180845.52 | 211722.77
PS | 0 | 0 | 0 | 0 | 0 | 0
PV | 134.03 | 134.03 | 134.03 | 134.03 | 134.03 | 134.03
PeakG | 373.13 | 601.73 | 754.9 | 209.98 | 201.77 | 159.95
PeakO | 0 | 0 | 0 | 0 | 0 | 0
ST | 0 | 0 | 0 | 0 | 0 | 0
STOG | 0 | 0 | 0 | 0 | 0 | 0
STWD | 131.4 | 202.12 | 383.6 | 1366.56 | 1366.56 | 1366.56
WT | 0 | 0 | 0 | 0 | 0 | 0
IGCC | 0 | 0 | 0 | 0 | 0 | 0
DemandResponse | 0 | 0 | 0 | 0 | 0 | 0
IGCC-CCS | 0 | 0 | 0 | 0 | 0 | 0
WT_off | 0 | 0 | 0 | 0 | 0 | 0
PseudoUnit | 0 | 0 | 0 | 0 | 0 | 0
FixedInterchange | 0 | 0 | 0 | 0 | 0 | 0
Total Generation by Reporting Type: MAPP_US
ReportingType | 2015 | 2020 | 2025 | 2030 | 2035 | 2040
BM | 0 | 0 | 0 | 0 | 0 | 0
CC | 228.95 | 204.82 | 190.73 | 298.62 | 190.73 | 109.31
CSP | 0 | 0 | 0 | 0 | 0 | 0
CT | 0 | 0 | 0 | 0 | 0 | 0
Coal | 13302.87 | 6999.09 | 265.36 | 0 | 0 | 0
Geo | 354.6 | 354.6 | 354.6 | 354.6 | 354.6 | 354.6
H | 10150.02 | 10150.02 | 10150.02 | 10150.02 | 10150.02 | 10150.02
LFG | 15.77 | 15.77 | 15.77 | 580.79 | 580.79 | 580.79
Nuc | 0 | 0.02 | 0.02 | 0.07 | 0.19 | 0.52
PS | 0 | 0 | 0 | 0 | 0 | 0
PV | 0 | 0 | 0 | 0 | 0 | 0
PeakG | 68.21 | 90.12 | 25.29 | 90.12 | 47.21 | 47.21
PeakO | 0 | 0 | 0 | 0 | 0 | 0
ST | 0 | 0 | 0 | 0 | 0 | 0
STOG | 0 | 0 | 0 | 0 | 0 | 0
STWD | 0 | 0 | 0 | 0 | 0 | 0
WT | 5908.78 | 13166.61 | 24261.47 | 25374.31 | 25331.52 | 25332.31
IGCC | 0 | 0 | 0 | 0 | 0 | 0
DemandResponse | 0 | 0 | 0 | 0 | 0 | 0
IGCC-CCS | 0 | 0 | 0 | 0 | 0 | 0
WT_off | 0 | 0 | 0 | 0 | 0 | 0
PseudoUnit | 0 | 0 | 0 | 0 | 0 | 0
FixedInterchange | 0 | 0 | 0 | 0 | 0 | 0
Total Generation by Reporting Type: MISO_IN
ReportingType | 2015 | 2020 | 2025 | 2030 | 2035 | 2040
BM | 0 | 0 | 0 | 0 | 0 | 1175.5
CC | 4032.09 | 121344.83 | 121780.34 | 85769.71 | 41442.62 | 28277.13
CSP | 0 | 0 | 0 | 0 | 0 | 0
CT | 0 | 0 | 0 | 0 | 0 | 0
Coal | 74187.87 | 43274.26 | 5231.7 | 2126.15 | 5386.2 | 8353.31
Geo | 0 | 0 | 0 | 0 | 0 | 0
H | 417.2 | 417.2 | 417.2 | 417.2 | 417.2 | 417.2
LFG | 291.71 | 291.71 | 923.41 | 923.41 | 923.41 | 923.41
Nuc | 0.02 | 0.02 | 0.02 | 0.07 | 0.78 | 0.78
PS | 0 | 0 | 0 | 0 | 0 | 0
PV | 0 | 375.88 | 560.63 | 567.49 | 567.49 | 567.49
PeakG | 0 | 0 | 0 | 0 | 0 | 0
PeakO | 0 | 0 | 0 | 0 | 0 | 0
ST | 0 | 0 | 0 | 0 | 0 | 0
STOG | 28.64 | 28.64 | 28.64 | 22 | 0 | 0
STWD | 0 | 0 | 0 | 0 | 0 | 0
WT | 1553.06 | 1553.06 | 1553.06 | 76898.96 | 114097.36 | 114097.36
IGCC | 4427.31 | 4427.31 | 1910.31 | 116.8 | 0 | 0
DemandResponse | 0 | 0 | 0 | 0 | 0 | 0
IGCC-CCS | 0 | 0 | 0 | 0 | 0 | 0
WT_off | 0 | 0 | 0 | 0 | 0 | 0
PseudoUnit | 0 | 0 | 0 | 0 | 0 | 0
FixedInterchange | 0 | 0 | 0 | 0 | 0 | 0
Total Generation by Reporting Type: MISO_MI
ReportingType | 2015 | 2020 | 2025 | 2030 | 2035 | 2040
BM | 0 | 0 | 0 | 0 | 0 | 9417.16
CC | 8746.3 | 26191.3 | 27927.9 | 20563.05 | 13572.62 | 4449.6
CSP | 0 | 0 | 0 | 0 | 0 | 0
CT | 0 | 0 | 0 | 0 | 0 | 0
Coal | 35038.95 | 0.11 | 0.06 | 0.03 | 0.03 | 0.03
Geo | 0 | 0 | 0 | 0 | 0 | 0
H | 410 | 410 | 410 | 410 | 410 | 410
LFG | 1285.09 | 1285.09 | 2548.5 | 2548.5 | 2548.5 | 2548.5
Nuc | 14714.16 | 14714.16 | 14714.16 | 14714.16 | 8654.02 | 15858.01
PS | 859.25 | 802.7 | 1077.02 | 1329.12 | 767.52 | 393.12
PV | 0 | 0 | 0 | 0 | 0 | 0
PeakG | 41.77 | 29.66 | 0 | 0 | 0 | 0
PeakO | 0 | 0 | 0 | 0 | 0 | 0
ST | 0 | 0 | 0 | 0 | 0 | 0
STOG | 328.33 | 90.08 | 104.25 | 17.28 | 0 | 0
STWD | 1142.3 | 771.84 | 107.83 | 176.61 | 1142.3 | 1142.3
WT | 5161.16 | 6239.47 | 6239.47 | 6773.47 | 6773.47 | 6773.47
IGCC | 0 | 0 | 0 | 0 | 0 | 0
DemandResponse | 0 | 0 | 0 | 0 | 0 | 0
IGCC-CCS | 0 | 0 | 0 | 0 | 0 | 0
WT_off | 0 | 0 | 0 | 0 | 0 | 0
PseudoUnit | 0 | 0 | 0 | 0 | 0 | 0
FixedInterchange | 0 | 0 | 0 | 0 | 0 | 0
Total Generation by Reporting Type: MISO_MO-IL
ReportingType | 2015 | 2020 | 2025 | 2030 | 2035 | 2040
BM | 0 | 0 | 0 | 0 | 0 | 0
CC | 2772.62 | 11398.64 | 8188.49 | 5320.07 | 3214.59 | 1607.9
CSP | 0 | 0 | 0 | 0 | 0 | 0
CT | 0 | 0 | 0 | 0 | 0 | 0
Coal | 85042.02 | 27158.19 | 6570.8 | 963.08 | 1421.02 | 1759.87
Geo | 0 | 0 | 0 | 0 | 0 | 0
H | 1317.1 | 1317.1 | 2690.42 | 2690.42 | 2690.42 | 2690.42
LFG | 141.91 | 141.91 | 1649.11 | 1902.67 | 1902.67 | 1902.67
Nuc | 17393.71 | 17393.71 | 17393.71 | 17393.71 | 17393.71 | 17393.71
PS | 202.4 | 199.59 | 260.7 | 312.4 | 191.4 | 510.75
PV | 0 | 0 | 0 | 0 | 0 | 0
PeakG | 118.14 | 396.4 | 0 | 0 | 0 | 0
PeakO | 0 | 0 | 0 | 0 | 0 | 0
ST | 0 | 0 | 0 | 0 | 0 | 0
STOG | 5.26 | 18.42 | 0 | 0 | 0 | 0
STWD | 0 | 0 | 0 | 0 | 0 | 0
WT | 2075.16 | 2075.16 | 19215.14 | 30158.71 | 30158.71 | 38073.06
IGCC | 0 | 0 | 0 | 0 | 0 | 0
DemandResponse | 0 | 0 | 0 | 0 | 0 | 0
IGCC-CCS | 0 | 0 | 0 | 0 | 0 | 0
WT_off | 0 | 0 | 0 | 0 | 0 | 0
PseudoUnit | 0 | 0 | 0 | 0 | 0 | 0
FixedInterchange | 0 | 0 | 0 | 0 | 0 | 0
Total Generation by Reporting Type: MISO_W
ReportingType | 2015 | 2020 | 2025 | 2030 | 2035 | 2040
BM | 0 | 0 | 0 | 0 | 0 | 0
CC | 8822.6 | 9217.08 | 6067.03 | 3192.08 | 2659.43 | 1825.54
CSP | 0 | 0 | 0 | 0 | 0 | 0
CT | 0 | 0 | 0 | 0 | 0 | 0
Coal | 78739.2 | 39089.19 | 5463.39 | 2966.98 | 2906.83 | 3210.58
Geo | 0 | 0 | 0 | 0 | 0 | 0
H | 1643.74 | 1643.74 | 1643.74 | 1643.74 | 1643.74 | 1643.74
LFG | 1616.22 | 1616.22 | 1616.22 | 2181.24 | 2181.24 | 2181.24
Nuc | 18393.35 | 18393.35 | 18393.35 | 18393.35 | 0.78 | 0.78
PS | 0 | 0 | 0 | 0 | 0 | 0
PV | 0 | 0 | 0 | 0 | 0 | 0
PeakG | 159.25 | 260.69 | 0 | 0 | 0.23 | 0
PeakO | 0 | 0 | 0 | 0 | 0 | 0
ST | 0 | 0 | 0 | 0 | 0 | 0
STOG | 0.18 | 0.18 | 0 | 0 | 0 | 0
STWD | 59.16 | 127.24 | 115.5 | 460.58 | 1499.42 | 1857.78
WT | 27590.66 | 27590.66 | 206783.32 | 206783.33 | 206769.24 | 207844.59
IGCC | 0 | 0 | 0 | 0 | 0 | 0
DemandResponse | 0 | 0 | 0 | 0 | 0 | 0
IGCC-CCS | 0 | 0 | 0 | 0 | 0 | 0
WT_off | 0 | 0 | 0 | 0 | 0 | 0
PseudoUnit | 0 | 0 | 0 | 0 | 0 | 0
FixedInterchange | 0 | 0 | 0 | 0 | 0 | 0
Total Generation by Reporting Type: MISO_WUMS
ReportingType | 2015 | 2020 | 2025 | 2030 | 2035 | 2040
BM | 0 | 0 | 0 | 0 | 0 | 7438.85
CC | 31156.03 | 63447.24 | 57270.83 | 48727.86 | 29495.15 | 11828.01
CSP | 0 | 0 | 0 | 0 | 0 | 0
CT | 0 | 0 | 0 | 0 | 0 | 0
Coal | 22215.19 | 4060.56 | 767.17 | 688.13 | 2132.2 | 3176.71
Geo | 0 | 0 | 0 | 0 | 0 | 0
H | 1018.41 | 1023.31 | 1023.31 | 1023.31 | 1023.31 | 1023.31
LFG | 559.76 | 559.76 | 2320.52 | 2320.52 | 2320.52 | 2320.52
Nuc | 14153.33 | 14153.33 | 14153.33 | 14153.33 | 0.78 | 0.79
PS | 0 | 0 | 0 | 0 | 0 | 0
PV | 0 | 0 | 0 | 0 | 0 | 0
PeakG | 6.7 | 0 | 0 | 0 | 0 | 0
PeakO | 0 | 0 | 0 | 0 | 0 | 0
ST | 0 | 0 | 0 | 0 | 0 | 0
STOG | 0 | 0 | 0 | 0 | 0 | 0
STWD | 42.68 | 22.21 | 19.85 | 67.1 | 735.84 | 733.98
WT | 4109.61 | 4109.61 | 4109.61 | 4197.83 | 41170.08 | 43557.72
IGCC | 0 | 0 | 0 | 0 | 0 | 0
DemandResponse | 0 | 0 | 0 | 0 | 0 | 0
IGCC-CCS | 0 | 0 | 0 | 0 | 0 | 0
WT_off | 0 | 0 | 0 | 0 | 0 | 0
PseudoUnit | 0 | 0 | 0 | 0 | 0 | 0
FixedInterchange | 0 | 0 | 0 | 0 | 0 | 0
Total Generation by Reporting Type: Nebraska
ReportingType | 2015 | 2020 | 2025 | 2030 | 2035 | 2040
BM | 0 | 0 | 0 | 0 | 0 | 0
CC | 650.28 | 253.03 | 238.68 | 238.68 | 137.83 | 70.6
CSP | 0 | 0 | 0 | 0 | 0 | 0
CT | 0 | 0 | 0 | 0 | 0 | 0
Coal | 30719.51 | 5866.7 | 1711.14 | 1459.32 | 1465.21 | 1534.4
Geo | 0 | 0 | 0 | 0 | 0 | 0
H | 591 | 591 | 591 | 591 | 591 | 591
LFG | 47.3 | 47.3 | 47.3 | 537.92 | 612.32 | 612.32
Nuc | 9752.32 | 9752.32 | 9752.32 | 8644.24 | 1.04 | 0.93
PS | 0 | 0 | 0 | 0 | 0 | 0
PV | 0 | 0 | 0 | 0 | 0 | 0
PeakG | 40.68 | 0 | 0 | 0 | 0 | 0
PeakO | 0 | 0 | 0 | 0 | 0 | 0
ST | 0 | 0 | 0 | 0 | 0 | 0
STOG | 0 | 0 | 0 | 0 | 0 | 0
STWD | 0 | 0 | 0 | 0 | 0 | 0
WT | 1220.72 | 42475.98 | 61486.15 | 65856.81 | 80681.17 | 80671.24
IGCC | 0 | 0 | 0 | 0 | 0 | 0
DemandResponse | 0 | 0 | 0 | 0 | 0 | 0
IGCC-CCS | 0 | 0 | 0 | 0 | 0 | 0
WT_off | 0 | 0 | 0 | 0 | 0 | 0
PseudoUnit | 0 | 0 | 0 | 0 | 0 | 0
FixedInterchange | 0 | 0 | 0 | 0 | 0 | 0
Total Generation by Reporting Type: NEISO
ReportingType | 2015 | 2020 | 2025 | 2030 | 2035 | 2040
BM | 1882.96 | 1223.17 | 360.77 | 555.65 | 1882.96 | 1882.96
CC | 43260.67 | 29495.07 | 24940.43 | 20138.04 | 6546.86 | 8322.21
CSP | 0 | 0 | 0 | 0 | 0 | 0
CT | 0.63 | 10.66 | 10.92 | 9.66 | 0 | 0
Coal | 32.29 | 0.01 | 0 | 0 | 0 | 0
Geo | 0 | 0 | 0 | 0 | 0 | 0
H | 12289.94 | 12289.94 | 12289.94 | 12289.95 | 12303.66 | 12303.66
LFG | 4582.65 | 4582.66 | 4582.67 | 5132.48 | 5132.48 | 5132.48
Nuc | 36181.73 | 36181.73 | 36181.73 | 36181.73 | 26141.23 | 19310.53
PS | 143.33 | 184.14 | 184.14 | 127.88 | 46.93 | 70.73
PV | 5.26 | 510.43 | 510.43 | 510.43 | 510.43 | 510.43
PeakG | 8.52 | 32.3 | 38.51 | 30.79 | 1.32 | 2.41
PeakO | 0 | 0 | 0 | 0 | 0 | 0
ST | 0 | 0 | 0 | 0 | 0 | 0
STOG | 0 | 0 | 0 | 0 | 0 | 0
STWD | 4274.88 | 1224.49 | 154.18 | 155.14 | 2730.6 | 3913.73
WT | 1283.3 | 8682.52 | 13185.1 | 16205.23 | 43672.19 | 44800.01
IGCC | 0 | 0 | 0 | 0 | 0 | 0
DemandResponse | 0 | 0 | 0 | 0 | 0 | 0
IGCC-CCS | 0 | 0 | 0 | 0 | 0 | 0
WT_off | 1870.13 | 1870.13 | 1870.13 | 1870.13 | 1870.13 | 1870.13
PseudoUnit | 0 | 0 | 0 | 0 | 0 | 0
FixedInterchange | 0 | 0 | 0 | 0 | 0 | 0
Total Generation by Reporting Type: NonRTO_Midwest
ReportingType | 2015 | 2020 | 2025 | 2030 | 2035 | 2040
BM | 0 | 0 | 0 | 0 | 0 | 27650.99
CC | 12587.71 | 38264.06 | 38264.35 | 38264.36 | 34122.56 | 10824.85
CSP | 0 | 0 | 0 | 0 | 0 | 0
CT | 0 | 0 | 0 | 0 | 0 | 0
Coal | 47584.05 | 22624.39 | 10735.96 | 2396.09 | 5487.72 | 5487.73
Geo | 0 | 0 | 0 | 0 | 0 | 0
H | 457.8 | 457.8 | 3593.25 | 3593.25 | 3593.25 | 3593.25
LFG | 110.38 | 110.38 | 1373.79 | 1373.79 | 1373.79 | 1373.79
Nuc | 0.02 | 0.02 | 0.04 | 0.11 | 8629.17 | 8629.17
PS | 0 | 0 | 0 | 0 | 0 | 0
PV | 0 | 0 | 0 | 0 | 0 | 0
PeakG | 151.51 | 64.91 | 27.42 | 134.5 | 0 | 0
PeakO | 0 | 0 | 0 | 0 | 0 | 0
ST | 0 | 0 | 0 | 0 | 0 | 0
STOG | 0 | 0 | 0 | 0 | 0 | 0
STWD | 0 | 0 | 0 | 0 | 0 | 0
WT | 151.43 | 151.43 | 151.43 | 151.43 | 151.43 | 151.43
IGCC | 0 | 0 | 0 | 0 | 0 | 0
DemandResponse | 0 | 0 | 0 | 0 | 0 | 0
IGCC-CCS | 0 | 0 | 0 | 0 | 0 | 0
WT_off | 0 | 0 | 0 | 0 | 0 | 0
PseudoUnit | 0 | 0 | 0 | 0 | 0 | 0
FixedInterchange | 0 | 0 | 0 | 0 | 0 | 0
Total Generation by Reporting Type: NYISO_A-F
ReportingType | 2015 | 2020 | 2025 | 2030 | 2035 | 2040
BM | 0 | 0 | 0 | 0 | 0 | 0
CC | 8068.63 | 10009.58 | 7601.91 | 6622.86 | 1044.98 | 1348.01
CSP | 0 | 0 | 0 | 0 | 0 | 0
CT | 0 | 0 | 0 | 0 | 0 | 0
Coal | 0.01 | 0.01 | 0.01 | 0 | 0 | 0
Geo | 0 | 0 | 0 | 0 | 0 | 0
H | 27149.99 | 27149.99 | 27149.99 | 27149.99 | 27149.99 | 27149.99
LFG | 1359.2 | 1359.2 | 1359.2 | 1894.79 | 1894.79 | 1894.79
Nuc | 26211.3 | 26211.3 | 26211.3 | 21372.53 | 16850.79 | 10212.67
PS | 169.82 | 151.24 | 122.68 | 78.98 | 0 | 8.53
PV | 0 | 0 | 0 | 0 | 0 | 0
PeakG | 0 | 6.58 | 2.93 | 0 | 0 | 0
PeakO | 0 | 0 | 0 | 0 | 0 | 0
ST | 0 | 0 | 0 | 0 | 0 | 0
STOG | 0 | 0 | 0 | 0 | 0 | 0
STWD | 0 | 2.71 | 2.71 | 8.52 | 284.22 | 602.69
WT | 10101.82 | 11933.66 | 11933.66 | 11933.67 | 37306.4 | 37306.4
IGCC | 0 | 0 | 0 | 0 | 0 | 0
DemandResponse | 0 | 0 | 0 | 0 | 0 | 0
IGCC-CCS | 0 | 0 | 0 | 0 | 0 | 0
WT_off | 0 | 0 | 0 | 0 | 0 | 0
PseudoUnit | 0 | 0 | 0 | 0 | 0 | 0
FixedInterchange | 0 | 0 | 0 | 0 | 0 | 0
Total Generation by Reporting Type: NYISO_G-I
ReportingType | 2015 | 2020 | 2025 | 2030 | 2035 | 2040
BM | 0 | 0 | 0 | 0 | 0 | 0.03
CC | 3830.88 | 6617.39 | 4208.63 | 2053.89 | 1670.51 | 973.17
CSP | 0 | 0 | 0 | 0 | 0 | 0
CT | 0 | 0 | 0 | 0 | 0 | 0
Coal | 0 | 0 | 0 | 0 | 0 | 0
Geo | 0 | 0 | 0 | 0 | 0 | 0
H | 266.56 | 266.56 | 266.56 | 266.56 | 266.56 | 266.56
LFG | 504.58 | 504.58 | 504.58 | 1090.62 | 1090.62 | 1090.62
Nuc | 15929.31 | 15929.31 | 15929.31 | 15929.31 | 12233.07 | 15876.6
PS | 0 | 0 | 0 | 0 | 0 | 0
PV | 0 | 0 | 0 | 0 | 0 | 0
PeakG | 0 | 0.03 | 0.04 | 0.03 | 0.03 | 0.04
PeakO | 0 | 0 | 0 | 0 | 0 | 0
ST | 0 | 0 | 0 | 0 | 0 | 0
STOG | 0 | 0 | 0 | 0 | 0 | 0
STWD | 0 | 0 | 0 | 0 | 0 | 0
WT | 0 | 178.23 | 178.23 | 178.25 | 909.97 | 909.97
IGCC | 0 | 0 | 0 | 0 | 0 | 0
DemandResponse | 0 | 0 | 0 | 0 | 0 | 0
IGCC-CCS | 0 | 0 | 0 | 0 | 0 | 0
WT_off | 0 | 0 | 0 | 0 | 0 | 0
PseudoUnit | 0 | 0 | 0 | 0 | 0 | 0
FixedInterchange | 0 | 0 | 0 | 0 | 0 | 0
Total Generation by Reporting Type: NYISO_J-K
ReportingType | 2015 | 2020 | 2025 | 2030 | 2035 | 2040
BM | 0 | 0 | 0 | 0 | 0 | 0
CC | 24101.82 | 25394.11 | 24779.44 | 22117.21 | 13609.01 | 11906.4
CSP | 0 | 0 | 0 | 0 | 0 | 0
CT | 0 | 0 | 0 | 0 | 0 | 0
Coal | 0 | 0 | 0 | 0 | 0 | 0
Geo | 0 | 0 | 0 | 0 | 0 | 0
H | 0 | 0 | 0 | 0 | 0 | 0
LFG | 977.62 | 977.62 | 977.62 | 1563.66 | 1563.66 | 1563.66
Nuc | 0 | 0 | 0 | 0.07 | 0.69 | 0.78
PS | 0 | 0 | 0 | 0 | 0 | 0
PV | 53.26 | 53.26 | 53.26 | 53.26 | 53.26 | 53.26
PeakG | 53.24 | 95.41 | 126.87 | 115.73 | 402.17 | 272.81
PeakO | 0 | 0 | 0 | 0 | 0 | 0
ST | 0 | 0 | 0 | 0 | 0 | 0
STOG | 493.57 | 683.48 | 881.5 | 1011.61 | 446.44 | 288.51
STWD | 0 | 0 | 0 | 0 | 0 | 0
WT | 0 | 0 | 0 | 0 | 861.26 | 861.26
IGCC | 0 | 0 | 0 | 0 | 0 | 0
DemandResponse | 0 | 0 | 0 | 0 | 0 | 0
IGCC-CCS | 0 | 0 | 0 | 0 | 0 | 0
WT_off | 0 | 0 | 0 | 0 | 0 | 0
PseudoUnit | 0 | 0 | 0 | 0 | 0 | 0
FixedInterchange | 0 | 0 | 0 | 0 | 0 | 0
Total Generation by Reporting Type: PJM_E
ReportingType | 2015 | 2020 | 2025 | 2030 | 2035 | 2040
BM | 12.03 | 223.98 | 223.98 | 163.33 | 223.98 | 223.99
CC | 39953.86 | 49406.28 | 52276.81 | 50103.33 | 42261.1 | 28384.07
CSP | 0 | 0 | 0 | 0 | 0 | 0
CT | 0.24 | 2.69 | 2.69 | 5.14 | 2.69 | 0
Coal | 587.78 | 327.71 | 106.67 | 0.27 | 174.02 | 446.66
Geo | 0 | 0 | 0 | 0 | 0 | 0
H | 1839.28 | 1839.28 | 1839.28 | 1839.28 | 1839.28 | 1839.28
LFG | 3714.15 | 4761.94 | 4761.94 | 4761.94 | 4761.94 | 4761.94
Nuc | 66287.73 | 61501.14 | 61501.14 | 61501.15 | 44177.55 | 35032.81
PS | 164.02 | 170.03 | 284 | 284 | 164 | 114.34
PV | 102.4 | 102.4 | 102.4 | 102.4 | 102.4 | 102.4
PeakG | 80.25 | 466.81 | 481.53 | 940.13 | 252.23 | 252.23
PeakO | 0 | 0 | 0 | 0 | 0 | 0
ST | 0 | 0 | 0 | 0 | 0 | 0
STOG | 352.61 | 512.56 | 512.56 | 1000.72 | 440.77 | 0
STWD | 0 | 0 | 0 | 0 | 0 | 0
WT | 2143.36 | 2143.36 | 2143.36 | 2143.36 | 2143.36 | 2143.36
IGCC | 0 | 0 | 0 | 0 | 0 | 0
DemandResponse | 0 | 0 | 0 | 0 | 0 | 0
IGCC-CCS | 0 | 0 | 0 | 0 | 0 | 0
WT_off | 0 | 0 | 3990.53 | 3990.53 | 3990.53 | 3990.53
PseudoUnit | 0 | 0 | 0 | 0 | 0 | 0
FixedInterchange | 0 | 0 | 0 | 0 | 0 | 0
Total Generation by Reporting Type: PJM_ROM
ReportingType | 2015 | 2020 | 2025 | 2030 | 2035 | 2040
BM | 7.22 | 134.39 | 134.39 | 98 | 134.39 | 714.03
CC | 18361.76 | 24167.03 | 26476.62 | 24702.73 | 19452.23 | 11110.18
CSP | 0 | 0 | 0 | 0 | 0 | 0
CT | 0.15 | 1.64 | 1.64 | 3.14 | 0 | 0
Coal | 32323.38 | 12085.73 | 899.47 | 850.14 | 2342.84 | 2343.15
Geo | 0 | 0 | 0 | 0 | 0 | 0
H | 3645.46 | 3645.46 | 3645.46 | 6490.47 | 6490.47 | 6490.47
LFG | 2813.8 | 4903.85 | 4903.85 | 4903.85 | 4903.85 | 4903.85
Nuc | 39227.38 | 39227.38 | 39227.38 | 39227.38 | 68661.48 | 105493.64
PS | 633.01 | 620.42 | 1074.23 | 1074.23 | 620.33 | 506.74
PV | 10.51 | 2384.82 | 3714.14 | 4011.67 | 4034.1 | 4141.11
PeakG | 0 | 43.78 | 10.73 | 291.05 | 152.46 | 152.46
PeakO | 0 | 0 | 0 | 0 | 0 | 0
ST | 0 | 0 | 0 | 0 | 0 | 0
STOG | 691.59 | 1229.38 | 1350.24 | 1350.24 | 691.59 | 0
STWD | 25.83 | 490.56 | 490.56 | 360.46 | 490.56 | 490.56
WT | 3032.09 | 4910.74 | 4910.74 | 4910.74 | 4910.74 | 4910.74
IGCC | 0 | 0 | 0 | 0 | 0 | 0
DemandResponse | 0 | 0 | 0 | 0 | 0 | 0
IGCC-CCS | 0 | 0 | 0 | 0 | 0 | 0
WT_off | 0 | 0 | 0 | 0 | 0 | 0
PseudoUnit | 0 | 0 | 0 | 0 | 0 | 0
FixedInterchange | 0 | 0 | 0 | 0 | 0 | 0
Total Generation by Reporting Type: PJM_ROR
ReportingType | 2015 | 2020 | 2025 | 2030 | 2035 | 2040
BM | 154.43 | 2874.47 | 2874.47 | 2096.08 | 2874.47 | 2874.47
CC | 62054.8 | 193580.6 | 194222.41 | 201387.46 | 159332.59 | 91672.3
CSP | 0 | 0 | 0 | 0 | 0 | 0
CT | 5.69 | 5.69 | 5.69 | 5.69 | 0 | 0
Coal | 291754.92 | 138740.37 | 17678.32 | 6726.86 | 17231.37 | 18806.82
Geo | 0 | 0 | 0 | 0 | 0 | 0
H | 4602.26 | 6925.78 | 6925.78 | 6925.78 | 6925.78 | 6925.78
LFG | 4252.63 | 4252.63 | 8302.71 | 8302.71 | 8302.71 | 8302.71
Nuc | 156083.84 | 156083.84 | 156083.84 | 149330.44 | 142256.26 | 231376.93
PS | 1344.44 | 1287.39 | 2187.51 | 2187.51 | 1263.21 | 694.54
PV | 63.07 | 63.07 | 63.07 | 63.07 | 63.07 | 63.07
PeakG | 1138.83 | 1122.12 | 1109.98 | 1553.65 | 786.25 | 360.42
PeakO | 0 | 0 | 0 | 0 | 0 | 0
ST | 0 | 0 | 0 | 0 | 0 | 0
STOG | 687.06 | 798.51 | 798.51 | 798.51 | 408.99 | 0
STWD | 36.67 | 1359.55 | 1359.55 | 835.73 | 1359.55 | 1359.55
WT | 28147.97 | 28682.04 | 45291.15 | 47662.89 | 47662.89 | 47662.89
IGCC | 0 | 0 | 0 | 0 | 0 | 0
DemandResponse | 0 | 0 | 0 | 0 | 0 | 0
IGCC-CCS | 0 | 0 | 0 | 0 | 0 | 0
WT_off | 0 | 0 | 0 | 0 | 0 | 0
PseudoUnit | 0 | 0 | 0 | 0 | 0 | 0
FixedInterchange | 0 | 0 | 0 | 0 | 0 | 0
Total Generation by Reporting Type: SOCO
ReportingType | 2015 | 2020 | 2025 | 2030 | 2035 | 2040
BM | 38.15 | 58.54 | 83.9 | 410.64 | 410.64 | 31009.3
CC | 129702.06 | 167289.84 | 170654.6 | 149886.32 | 75262.34 | 31716.58
CSP | 0 | 0 | 0 | 0 | 0 | 0
CT | 0 | 0 | 0 | 0 | 0 | 0
Coal | 59023.19 | 25615.37 | 2182.64 | 4181.38 | 5005.34 | 5005.35
Geo | 0 | 0 | 0 | 0 | 0 | 0
H | 10893.11 | 10893.11 | 10893.11 | 10893.11 | 10893.11 | 10893.11
LFG | 291.71 | 291.71 | 1138.45 | 1138.45 | 1138.45 | 1138.45
Nuc | 45497.84 | 62634.5 | 62634.5 | 64788.92 | 148245.94 | 158294.13
PS | 750.17 | 686.76 | 1059.55 | 1189.25 | 351.75 | 2524.17
PV | 0 | 0 | 0 | 0 | 0 | 0
PeakG | 625.25 | 732.88 | 1053.66 | 1382.07 | 3.45 | 6.1
PeakO | 0 | 0 | 0 | 0 | 0 | 0
ST | 0 | 0 | 0 | 0 | 0 | 0
STOG | 0 | 0 | 0 | 0 | 0 | 0
STWD | 256.46 | 269.89 | 451.92 | 692.4 | 4681.34 | 4681.34
WT | 0 | 0 | 0 | 0 | 209.15 | 209.15
IGCC | 0 | 0 | 0 | 0 | 0 | 0
DemandResponse | 0 | 0 | 0 | 0 | 0 | 0
IGCC-CCS | 0 | 0 | 0 | 0 | 0 | 0
WT_off | 0 | 0 | 0 | 0 | 0 | 0
PseudoUnit | 0 | 0 | 0 | 0 | 0 | 0
FixedInterchange | 0 | 0 | 0 | 0 | 0 | 0
Total Generation by Reporting Type: SPP_N
ReportingType | 2015 | 2020 | 2025 | 2030 | 2035 | 2040
BM | 0 | 0 | 0 | 0 | 0 | 0
CC | 5718.7 | 1500.2 | 929.02 | 1431.62 | 720.15 | 260.31
CSP | 0 | 0 | 0 | 0 | 0 | 0
CT | 0 | 27.32 | 0 | 0 | 0 | 0
Coal | 57180.18 | 32777.96 | 593.13 | 0.01 | 0.01 | 0.02
Geo | 0 | 0 | 0 | 0 | 0 | 0
H | 60 | 60 | 60 | 60 | 60 | 60
LFG | 55.19 | 55.19 | 55.19 | 712.67 | 804.17 | 804.17
Nuc | 9035.69 | 9035.69 | 9035.69 | 8012.75 | 6046.47 | 5697.32
PS | 0 | 0 | 0 | 0 | 0 | 0
PV | 0 | 0 | 0 | 0 | 0 | 0
PeakG | 34.34 | 0 | 0 | 0 | 0 | 0
PeakO | 0 | 0 | 0 | 0 | 0 | 0
ST | 0 | 0 | 0 | 0 | 0 | 0
STOG | 325.69 | 200.87 | 0 | 0 | 0 | 0
STWD | 0 | 0 | 0 | 0 | 0 | 0
WT | 4213.48 | 59792.3 | 185198.39 | 207126.72 | 235807.03 | 241981.46
IGCC | 0 | 0 | 0 | 0 | 0 | 0
DemandResponse | 0 | 0 | 0 | 0 | 0 | 0
IGCC-CCS | 0 | 0 | 0 | 0 | 0 | 0
WT_off | 0 | 0 | 0 | 0 | 0 | 0
PseudoUnit | 0 | 0 | 0 | 0 | 0 | 0
FixedInterchange | 0 | 0 | 0 | 0 | 0 | 0
Total Generation by Reporting Type: SPP_S
ReportingType | 2015 | 2020 | 2025 | 2030 | 2035 | 2040
BM | 0 | 0 | 0 | 0 | 0 | 0
CC | 44869.77 | 14579.81 | 15805.04 | 13970.32 | 7837.01 | 7144.54
CSP | 0 | 0 | 0 | 0 | 0 | 0
CT | 2.29 | 0 | 0 | 0 | 0 | 0
Coal | 85091.27 | 20887.15 | 580.95 | 0.01 | 0 | 0
Geo | 0 | 0 | 0 | 0 | 0 | 0
H | 10050.79 | 10050.79 | 10050.79 | 10050.79 | 10050.79 | 10050.79
LFG | 149.8 | 149.8 | 149.8 | 789.33 | 898.77 | 898.78
Nuc | 0 | 0.04 | 0.02 | 0.07 | 0.28 | 0.45
PS | 194.01 | 178.4 | 654.45 | 1027.36 | 1148 | 971.83
PV | 0 | 0 | 0 | 0 | 0 | 0
PeakG | 0 | 0 | 0 | 0 | 0 | 0
PeakO | 0 | 0 | 0 | 0 | 0 | 0
ST | 0 | 0 | 0 | 0 | 0 | 0
STOG | 2238.15 | 446.1 | 606.24 | 1269.57 | 473.19 | 493.55
STWD | 32.89 | 14.7 | 15.12 | 52.92 | 253.32 | 355.83
WT | 9404.55 | 141891.3 | 148305.36 | 154575.98 | 173295.3 | 177153.53
IGCC | 0 | 0 | 0 | 0 | 0 | 0
DemandResponse | 0 | 0 | 0 | 0 | 0 | 0
IGCC-CCS | 0 | 0 | 0 | 0 | 0 | 0
WT_off | 0 | 0 | 0 | 0 | 0 | 0
PseudoUnit | 0 | 0 | 0 | 0 | 0 | 0
FixedInterchange | 0 | 0 | 0 | 0 | 0 | 0
Total Generation by Reporting Type: TVA
ReportingType | 2015 | 2020 | 2025 | 2030 | 2035 | 2040
BM | 0 | 0 | 0 | 0 | 0 | 35693.34
CC | 31844.09 | 72337.7 | 78652.75 | 73679.67 | 46858.94 | 20952.14
CSP | 0 | 0 | 0 | 0 | 0 | 0
CT | 0 | 0 | 0 | 0 | 0 | 0
Coal | 52586.82 | 18011.99 | 822.36 | 0.07 | 0.08 | 0.09
Geo | 0 | 0 | 0 | 0 | 0 | 0
H | 17444.81 | 17444.81 | 17444.81 | 17545.57 | 17545.57 | 17545.57
LFG | 102.49 | 102.49 | 949.23 | 949.23 | 949.23 | 949.23
Nuc | 65391.09 | 65391.09 | 65391.09 | 65391.09 | 89863.35 | 79903.32
PS | 758.2 | 702.01 | 714.63 | 851.73 | 471.69 | 914.52
PV | 0 | 0 | 0 | 0 | 0 | 0
PeakG | 0 | 0 | 0 | 0 | 0 | 0
PeakO | 0 | 0 | 0 | 0 | 0 | 0
ST | 0 | 0 | 0 | 0 | 0 | 0
STOG | 0 | 0 | 0 | 0 | 0 | 0
STWD | 0.95 | 1.06 | 1.96 | 9.84 | 35.04 | 35.04
WT | 73.94 | 73.94 | 73.94 | 73.94 | 283.09 | 283.09
IGCC | 0 | 0 | 0 | 0 | 0 | 0
DemandResponse | 0 | 0 | 0 | 0 | 0 | 0
IGCC-CCS | 0 | 0 | 0 | 0 | 0 | 0
WT_off | 0 | 0 | 0 | 0 | 0 | 0
PseudoUnit | 0 | 0 | 0 | 0 | 0 | 0
FixedInterchange | 0 | 0 | 0 | 0 | 0 | 0
Total Generation by Reporting Type: TVA_Transmission
ReportingType | 2015 | 2020 | 2025 | 2030 | 2035 | 2040
BM | 0 | 0 | 0 | 0 | 0 | 0
CC | 0 | 0 | 0 | 0 | 0 | 0
CSP | 0 | 0 | 0 | 0 | 0 | 0
CT | 0 | 0 | 0 | 0 | 0 | 0
Coal | 0 | 0 | 0 | 0 | 0 | 0
Geo | 0 | 0 | 0 | 0 | 0 | 0
H | 0 | 0 | 0 | 0 | 0 | 0
LFG | 0 | 0 | 0 | 0 | 0 | 0
Nuc | 0 | 0 | 0 | 0 | 0 | 0
PS | 0 | 0 | 0 | 0 | 0 | 0
PV | 0 | 0 | 0 | 0 | 0 | 0
PeakG | 0 | 0 | 0 | 0 | 0 | 0
PeakO | 0 | 0 | 0 | 0 | 0 | 0
ST | 0 | 0 | 0 | 0 | 0 | 0
STOG | 0 | 0 | 0 | 0 | 0 | 0
STWD | 0 | 0 | 0 | 0 | 0 | 0
WT | 0 | 0 | 0 | 0 | 0 | 0
IGCC | 0 | 0 | 0 | 0 | 0 | 0
DemandResponse | 0 | 0 | 0 | 0 | 0 | 0
IGCC-CCS | 0 | 0 | 0 | 0 | 0 | 0
WT_off | 0 | 0 | 0 | 0 | 0 | 0
PseudoUnit | 0 | 0 | 0 | 0 | 0 | 0
FixedInterchange | 0 | 0 | 0 | 0 | 0 | 0
Total Generation by Reporting Type: VACAR
ReportingType | 2015 | 2020 | 2025 | 2030 | 2035 | 2040
BM | 6.84 | 1277.68 | 5298.64 | 5393.73 | 5393.73 | 52160.85
CC | 116025.27 | 118879.15 | 118719.56 | 110208.62 | 69481.24 | 16851.78
CSP | 0 | 0 | 0 | 0 | 0 | 0
CT | 73.7 | 73.7 | 140.7 | 75.38 | 39.48 | 0
Coal | 40513.83 | 23548.85 | 7116.02 | 2094.36 | 3626.53 | 3626.54
Geo | 0 | 0 | 0 | 0 | 0 | 0
H | 4325 | 4325 | 4325 | 4325 | 4325 | 4325
LFG | 499.37 | 1343.43 | 1343.43 | 1343.43 | 1343.43 | 1343.43
Nuc | 89032.75 | 107182.03 | 107182.03 | 137309.56 | 171915.22 | 200980.06
PS | 1203.36 | 1653.87 | 1929.18 | 1922.76 | 1000.13 | 3228.61
PV | 42.05 | 299.54 | 304.04 | 305.59 | 305.59 | 311.37
PeakG | 104.02 | 202.8 | 401.55 | 497.69 | 99.66 | 103.96
PeakO | 0 | 0 | 0 | 0 | 0 | 0
ST | 0 | 0 | 0 | 0 | 0 | 0
STOG | 0 | 0 | 0 | 0 | 0 | 0
STWD | 1969.25 | 1969.25 | 1969.25 | 1969.25 | 1969.25 | 1969.25
WT | 2.34 | 7866.99 | 7866.99 | 7866.99 | 7866.99 | 7866.99
IGCC | 0 | 0 | 0 | 0 | 0 | 0
DemandResponse | 0 | 0 | 0 | 0 | 0 | 0
IGCC-CCS | 0 | 0 | 0 | 0 | 0 | 0
WT_off | 3.46 | 3.46 | 3.46 | 3.46 | 3.46 | 3.46
PseudoUnit | 0 | 0 | 0 | 0 | 0 | 0
FixedInterchange | 0 | 0 | 0 | 0 | 0 | 0
Total Generation by Reporting Type: IESO
ReportingType | 2015 | 2020 | 2025 | 2030 | 2035 | 2040
BM | 0 | 0 | 0 | 18.15 | 54.19 | 2436.46
CC | 9638.85 | 6751.45 | 270.1 | 165.19 | 6.8 | 154.44
CSP | 0 | 0 | 0 | 0 | 0 | 0
CT | 12.03 | 12.03 | 0 | 0 | 0 | 0
Coal | 0 | 0 | 0 | 0 | 0 | 0
Geo | 0 | 0 | 0 | 0 | 0 | 0
H | 46189.03 | 46189.03 | 46189.03 | 46189.03 | 47737.94 | 47737.94
LFG | 926.37 | 926.37 | 926.37 | 930.31 | 930.31 | 930.31
Nuc | 101402.3 | 101402.3 | 101402.3 | 101402.3 | 93379.23 | 81383.57
PS | 50.43 | 13.53 | 13.53 | 13.53 | 13.08 | 12.3
PV | 78.84 | 78.84 | 78.84 | 78.84 | 78.84 | 78.84
PeakG | 0 | 0 | 0 | 0 | 0 | 0
PeakO | 0 | 0 | 0 | 0 | 0 | 0
ST | 0 | 0 | 0 | 0 | 0 | 0
STOG | 0 | 0 | 0 | 0 | 0 | 0
STWD | 4.38 | 13.76 | 13.76 | 51.29 | 974.11 | 974.11
WT | 8479.75 | 8479.75 | 8479.75 | 8479.75 | 8479.75 | 12237.36
IGCC | 0 | 0 | 0 | 0 | 0 | 0
DemandResponse | 0 | 0 | 0 | 0 | 0 | 0
IGCC-CCS | 0 | 0 | 0 | 0 | 0 | 0
WT_off | 0 | 0 | 0 | 0 | 0 | 0
PseudoUnit | 0 | 0 | 0 | 0 | 0 | 0
FixedInterchange | 0 | 0 | 0 | 0 | 0 | 0
Total Generation by Reporting Type: MAPP_CA
ReportingType | 2015 | 2020 | 2025 | 2030 | 2035 | 2040
BM | 0 | 0 | 0 | 0 | 0 | 0
CC | 7729.05 | 7729.05 | 1734.14 | 0 | 0 | 0
CSP | 0 | 0 | 0 | 0 | 0 | 0
CT | 0 | 0 | 0 | 0 | 0 | 0
Coal | 248.44 | 49.3 | 0 | 0 | 0 | 0
Geo | 0 | 0 | 0 | 0 | 0 | 0
H | 41520.42 | 45597.02 | 52926.33 | 63939.89 | 65514.14 | 65514.14
LFG | 0 | 0 | 0 | 0 | 0 | 0
Nuc | 0 | 0.02 | 0 | 0 | 0 | 0.46
PS | 0 | 0 | 0 | 0 | 0 | 0
PV | 0 | 0 | 0 | 0 | 0 | 0
PeakG | 68.5 | 19.52 | 0 | 0 | 0 | 0
PeakO | 0 | 0 | 0 | 0 | 0 | 0
ST | 0 | 0 | 0 | 0 | 0 | 0
STOG | 12.93 | 0 | 0 | 0 | 0 | 0
STWD | 0 | 0 | 0 | 0 | 0 | 0
WT | 1446.06 | 1446.06 | 1446.06 | 1446.06 | 688.72 | 688.72
IGCC | 0 | 0 | 0 | 0 | 0 | 0
DemandResponse | 0 | 0 | 0 | 0 | 0 | 0
IGCC-CCS | 0 | 0 | 0 | 0 | 0 | 0
WT_off | 0 | 0 | 0 | 0 | 0 | 0
PseudoUnit | 0 | 0 | 0 | 0 | 0 | 0
FixedInterchange | 0 | 0 | 0 | 0 | 0 | 0
Total Generation by Reporting Type: AZ_NM_SNV_Coal
ReportingType | 2015 | 2020 | 2025 | 2030 | 2035 | 2040
BM | 0 | 0 | 0 | 0 | 0 | 0
CC | 0 | 0 | 0 | 0 | 0 | 0
CSP | 0 | 0 | 0 | 0 | 0 | 0
CT | 0 | 0 | 0 | 0 | 0 | 0
Coal | 55135.74 | 49487.03 | 22393.73 | 35.5 | 2891.75 | 3007.83
Geo | 0 | 0 | 0 | 0 | 0 | 0
H | 0 | 0 | 0 | 0 | 0 | 0
LFG | 0 | 0 | 0 | 0 | 0 | 0
Nuc | 0 | 0 | 0 | 0 | 0 | 0
PS | 0 | 0 | 0 | 0 | 0 | 0
PV | 0 | 0 | 0 | 0 | 0 | 0
PeakG | 0 | 0 | 0 | 0 | 0 | 0
PeakO | 0 | 0 | 0 | 0 | 0 | 0
ST | 0 | 0 | 0 | 0 | 0 | 0
STOG | 0 | 0 | 0 | 0 | 0 | 0
STWD | 0 | 0 | 0 | 0 | 0 | 0
WT | 0 | 0 | 0 | 0 | 0 | 0
IGCC | 0 | 0 | 0 | 0 | 0 | 0
DemandResponse | 0 | 0 | 0 | 0 | 0 | 0
IGCC-CCS | 0 | 0 | 0 | 0 | 0 | 0
WT_off | 0 | 0 | 0 | 0 | 0 | 0
PseudoUnit | 0 | 0 | 0 | 0 | 0 | 0
FixedInterchange | 0 | 0 | 0 | 0 | 0 | 0
Total Generation by Reporting Type: AZ_NM_SNV_Gas
ReportingType | 2015 | 2020 | 2025 | 2030 | 2035 | 2040
BM | 0 | 0 | 0 | 0 | 0 | 0
CC | 61052.18 | 50993.4 | 79100.79 | 60534.09 | 22238.63 | 11812.65
CSP | 0 | 0 | 0 | 0 | 0 | 0
CT | 0 | 0 | 0 | 0 | 0 | 0
Coal | 0 | 0 | 0 | 0 | 0 | 0
Geo | 0 | 0 | 0 | 0 | 0 | 0
H | 0 | 0 | 0 | 0 | 0 | 0
LFG | 0 | 0 | 0 | 0 | 0 | 0
Nuc | 0 | 0 | 0 | 0 | 0 | 0
PS | 0 | 0 | 0 | 0 | 0 | 0
PV | 0 | 0 | 0 | 0 | 0 | 0
PeakG | 0 | 0 | 0 | 0 | 0 | 0
PeakO | 0 | 0 | 0 | 0 | 0 | 0
ST | 0 | 0 | 0 | 0 | 0 | 0
STOG | 0 | 0 | 0 | 0 | 0 | 0
STWD | 0 | 0 | 0 | 0 | 0 | 0
WT | 0 | 0 | 0 | 0 | 0 | 0
IGCC | 0 | 0 | 0 | 0 | 0 | 0
DemandResponse | 0 | 0 | 0 | 0 | 0 | 0
IGCC-CCS | 0 | 0 | 0 | 0 | 0 | 0
WT_off | 0 | 0 | 0 | 0 | 0 | 0
PseudoUnit | 0 | 0 | 0 | 0 | 0 | 0
FixedInterchange | 0 | 0 | 0 | 0 | 0 | 0
Total Generation by Reporting Type: AZ_NM_SNV_NucRenew
ReportingType | 2015 | 2020 | 2025 | 2030 | 2035 | 2040
BM | 0 | 0 | 0 | 0 | 0 | 0.01
CC | 0 | 0 | 0 | 0 | 0 | 0
CSP | 0 | 0 | 0 | 0 | 0 | 0
CT | 0 | 0 | 0 | 0 | 0 | 0
Coal | 0 | 0 | 0 | 0 | 0 | 0
Geo | 0 | 208.04 | 12066.9 | 12066.9 | 12066.9 | 12066.9
H | 8952 | 8952 | 8952 | 8952 | 8952 | 8952
LFG | 55.19 | 533.48 | 533.48 | 533.48 | 533.48 | 533.48
Nuc | 30183.89 | 30183.89 | 30183.89 | 50374.18 | 100396.95 | 121273.18
PS | 2.16 | 0 | 33.66 | 23.76 | 2.16 | 23.76
PV | 365.63 | 365.63 | 365.63 | 365.63 | 365.63 | 365.63
PeakG | 0 | 0 | 0 | 0 | 0 | 0
PeakO | 0 | 0 | 0 | 0 | 0 | 0
ST | 981.12 | 2542.54 | 3340.66 | 3374.76 | 5202.99 | 5202.99
STOG | 0 | 0 | 0 | 0 | 0 | 0
STWD | 182.21 | 182.21 | 182.21 | 182.21 | 182.21 | 182.21
WT | 1407.73 | 33014.92 | 33082.12 | 33442.56 | 33442.56 | 33442.56
IGCC | 0 | 0 | 0 | 0 | 0 | 0
DemandResponse | 0 | 0 | 0 | 0 | 0 | 0
IGCC-CCS | 0 | 0 | 0 | 0 | 0 | 0
WT_off | 0 | 0 | 0 | 0 | 0 | 0
PseudoUnit | 0 | 0 | 0 | 0 | 0 | 0
FixedInterchange | 0 | 0 | 0 | 0 | 0 | 0
Total Generation by Reporting Type: ERCOT
ReportingType | 2015 | 2020 | 2025 | 2030 | 2035 | 2040
BM | 58.16 | 98.27 | 54.82 | 833.16 | 1082.59 | 30349.65
CC | 189373.78 | 232169.83 | 202576.53 | 196272.03 | 110537.2 | 83530.52
CSP | 0 | 0 | 0 | 0 | 0 | 0
CT | 0 | 2.34 | 1.46 | 8.17 | 0 | 0
Coal | 72561.43 | 31503.65 | 2533.27 | 4356.2 | 6070.93 | 6070.93
Geo | 0 | 0 | 0 | 0 | 0 | 0
H | 607.38 | 607.38 | 607.38 | 607.39 | 607.39 | 607.39
LFG | 591.3 | 591.3 | 3382.24 | 3382.24 | 3382.24 | 3382.24
Nuc | 39655.79 | 39655.79 | 39655.79 | 39655.8 | 124407.26 | 124407.27
PS | 0 | 0 | 0 | 0 | 0 | 0
PV | 30.84 | 30.84 | 30.84 | 30.84 | 2.63 | 2.63
PeakG | 0 | 6.3 | 0 | 1.49 | 38.25 | 44.98
PeakO | 0 | 0 | 0 | 0 | 0 | 0
ST | 0 | 0 | 0 | 0 | 0 | 0
STOG | 2080.06 | 3338.2 | 955.18 | 1535.23 | 0 | 0
STWD | 0 | 0 | 0 | 0 | 0 | 0
WT | 27080.39 | 27080.39 | 83850.21 | 83850.21 | 83850.39 | 84590.33
IGCC | 0 | 0 | 0 | 0 | 0 | 0
DemandResponse | 0 | 0 | 0 | 0 | 0 | 0
IGCC-CCS | 0 | 0 | 0 | 0 | 0 | 0
WT_off | 0 | 0 | 0 | 0 | 0 | 0
PseudoUnit | 0 | 0 | 0 | 0 | 0 | 0
FixedInterchange | 0 | 0 | 0 | 0 | 0 | 0
Total Generation by Reporting Type: NP15
ReportingType | 2015 | 2020 | 2025 | 2030 | 2035 | 2040
BM | 0 | 0 | 0 | 0 | 0 | 0.01
CC | 70215.52 | 65823.49 | 73017.82 | 67865.46 | 28779.73 | 10943.25
CSP | 0 | 0 | 0 | 0 | 0 | 0
CT | 0 | 0 | 0 | 0 | 0 | 0
Coal | 1435.64 | 213.43 | 213.43 | 0 | 0 | 0
Geo | 9050.48 | 14043.67 | 14043.68 | 14043.68 | 14043.68 | 14043.68
H | 24182 | 24182 | 24182 | 24182 | 24182 | 24182
LFG | 670.14 | 5124.6 | 5124.6 | 5124.6 | 5124.6 | 5124.6
Nuc | 17915.6 | 17915.6 | 17915.6 | 19518.49 | 48092.47 | 81857.54
PS | 0 | 0 | 0 | 22.58 | 11.12 | 8.69
PV | 153.52 | 153.52 | 153.52 | 153.52 | 153.52 | 153.52
PeakG | 0 | 0 | 0 | 0 | 0 | 0
PeakO | 0 | 0 | 0 | 0 | 0 | 0
ST | 99.08 | 99.08 | 99.08 | 99.08 | 99.08 | 99.08
STOG | 36.73 | 11.94 | 89.36 | 64.67 | 0 | 0
STWD | 3097.54 | 3097.54 | 163.1 | 3097.54 | 3097.54 | 3097.54
WT | 3102.31 | 9962.99 | 9962.99 | 11679.16 | 33576.2 | 35449.32
IGCC | 0 | 0 | 0 | 0 | 0 | 0
DemandResponse | 0 | 0 | 0 | 0 | 0 | 0
IGCC-CCS | 0 | 0 | 0 | 0 | 0 | 0
WT_off | 0 | 0 | 0 | 0 | 0 | 0
PseudoUnit | 0 | 0 | 0 | 0 | 0 | 0
FixedInterchange | 0 | 0 | 0 | 0 | 0 | 0
Total Generation by Reporting Type: NWPP_Coal
ReportingType | 2015 | 2020 | 2025 | 2030 | 2035 | 2040
BM | 0 | 0 | 0 | 0 | 0 | 0
CC | 0 | 0 | 0 | 0 | 0 | 0
CSP | 0 | 0 | 0 | 0 | 0 | 0
CT | 0 | 0 | 0 | 0 | 0 | 0
Coal | 55658.96 | 44534.39 | 16828.84 | 1282.62 | 1282.61 | 1282.61
Geo | 0 | 0 | 0 | 0 | 0 | 0
H | 0 | 0 | 0 | 0 | 0 | 0
LFG | 0 | 0 | 0 | 0 | 0 | 0
Nuc | 0 | 0 | 0 | 0 | 0 | 0
PS | 0 | 0 | 0 | 0 | 0 | 0
PV | 0 | 0 | 0 | 0 | 0 | 0
PeakG | 0 | 0 | 0 | 0 | 0 | 0
PeakO | 0 | 0 | 0 | 0 | 0 | 0
ST | 0 | 0 | 0 | 0 | 0 | 0
STOG | 0 | 0 | 0 | 0 | 0 | 0
STWD | 0 | 0 | 0 | 0 | 0 | 0
WT | 0 | 0 | 0 | 0 | 0 | 0
IGCC | 0 | 0 | 0 | 0 | 0 | 0
DemandResponse | 0 | 0 | 0 | 0 | 0 | 0
IGCC-CCS | 0 | 0 | 0 | 0 | 0 | 0
WT_off | 0 | 0 | 0 | 0 | 0 | 0
PseudoUnit | 0 | 0 | 0 | 0 | 0 | 0
FixedInterchange | 0 | 0 | 0 | 0 | 0 | 0
Total Generation by Reporting Type: NWPP_Gas
ReportingType | 2015 | 2020 | 2025 | 2030 | 2035 | 2040
BM | 0 | 0 | 0 | 0 | 0 | 0
CC | 45048.37 | 54362.97 | 58180.56 | 58180.56 | 8035.07 | 3436.04
CSP | 0 | 0 | 0 | 0 | 0 | 0
CT | 0 | 0 | 0 | 0 | 0 | 0
Coal | 0 | 0 | 0 | 0 | 0 | 0
Geo | 0 | 0 | 0 | 0 | 0 | 0
H | 0 | 0 | 0 | 0 | 0 | 0
LFG | 0 | 0 | 0 | 0 | 0 | 0
Nuc | 0 | 0 | 0 | 0 | 0 | 0
PS | 0 | 0 | 0 | 0 | 0 | 0
PV | 0 | 0 | 0 | 0 | 0 | 0
PeakG | 0 | 0 | 0 | 0 | 0 | 0
PeakO | 0 | 0 | 0 | 0 | 0 | 0
ST | 0 | 0 | 0 | 0 | 0 | 0
STOG | 0 | 0 | 0 | 0 | 0 | 0
STWD | 0 | 0 | 0 | 0 | 0 | 0
WT | 0 | 0 | 0 | 0 | 0 | 0
IGCC | 0 | 0 | 0 | 0 | 0 | 0
DemandResponse | 0 | 0 | 0 | 0 | 0 | 0
IGCC-CCS | 0 | 0 | 0 | 0 | 0 | 0
WT_off | 0 | 0 | 0 | 0 | 0 | 0
PseudoUnit | 0 | 0 | 0 | 0 | 0 | 0
FixedInterchange | 0 | 0 | 0 | 0 | 0 | 0
Total Generation by Reporting Type: NWPP_NucRenew
ReportingType | 2015 | 2020 | 2025 | 2030 | 2035 | 2040
BM | 0 | 1.06 | 243.02 | 243.02 | 243.02 | 7743.15
CC | 0 | 0 | 0 | 0 | 0 | 0
CSP | 0 | 0 | 0 | 0 | 0 | 0
CT | 0 | 0 | 0 | 0 | 0 | 0
Coal | 0 | 0 | 0 | 0 | 0 | 0
Geo | 3280.13 | 3280.13 | 6891.88 | 6891.88 | 6891.88 | 6891.88
H | 133486 | 133486 | 133486 | 133486 | 134577.8 | 134577.8
LFG | 1013.09 | 2885.86 | 2940.73 | 2940.73 | 2940.73 | 2940.73
Nuc | 8809.8 | 8809.8 | 8809.8 | 8809.81 | 38215.89 | 45793.7
PS | 0 | 0 | 0 | 0 | 0 | 0
PV | 7.88 | 7.88 | 7.88 | 7.88 | 7.88 | 7.88
PeakG | 0 | 0 | 0 | 0 | 0 | 0
PeakO | 0 | 0 | 0 | 0 | 0 | 0
ST | 0 | 0 | 0 | 0 | 0 | 0
STOG | 0 | 0 | 0 | 0 | 0 | 0
STWD | 0 | 0 | 1146.13 | 3931.49 | 3931.49 | 3931.49
WT | 15874.4 | 15874.4 | 15874.4 | 41274.2 | 65216 | 70575.94
IGCC | 0 | 0 | 0 | 0 | 0 | 0
DemandResponse | 0 | 0 | 0 | 0 | 0 | 0
IGCC-CCS | 0 | 0 | 0 | 0 | 0 | 0
WT_off | 0 | 0 | 0 | 0 | 0 | 0
PseudoUnit | 0 | 0 | 0 | 0 | 0 | 0
FixedInterchange | 0 | 0 | 0 | 0 | 0 | 0
Total Generation by Reporting Type: RMPA
ReportingType | 2015 | 2020 | 2025 | 2030 | 2035 | 2040
BM | 0 | 0 | 0 | 0 | 0 | 4456.91
CC | 5843.69 | 8022.07 | 14270.02 | 12315.94 | 5520.85 | 3937.41
CSP | 0 | 0 | 0 | 0 | 0 | 0
CT | 0 | 0 | 0 | 0 | 0 | 0
Coal | 54954.58 | 45205.3 | 11030.98 | 3091.33 | 3049.95 | 3049.95
Geo | 0 | 0.01 | 21387.54 | 21387.54 | 21387.54 | 21387.54
H | 4353 | 4353 | 4353 | 4353 | 4353 | 4353
LFG | 58.34 | 286.45 | 286.45 | 286.45 | 286.45 | 286.45
Nuc | 0 | 0.02 | 0.02 | 13599.58 | 20547.7 | 20547.79
PS | 61.93 | 87.24 | 68.06 | 61.93 | 65.24 | 94.72
PV | 54.93 | 54.93 | 54.93 | 54.93 | 54.93 | 54.93
PeakG | 0 | 0 | 0 | 0.24 | 0 | 0
PeakO | 0 | 0 | 0 | 0 | 0 | 0
ST | 9.83 | 1213.6 | 1213.6 | 1231.5 | 1231.5 | 1231.51
STOG | 0 | 0 | 0 | 0 | 0 | 0
STWD | 0 | 0 | 0 | 0 | 0 | 0
WT | 6354.34 | 17013.68 | 17013.68 | 18626.98 | 18626.98 | 19035.19
IGCC | 0 | 0 | 0 | 0 | 0 | 0
DemandResponse | 0 | 0 | 0 | 0 | 0 | 0
IGCC-CCS | 0 | 0 | 0 | 0 | 0 | 0
WT_off | 0 | 0 | 0 | 0 | 0 | 0
PseudoUnit | 0 | 0 | 0 | 0 | 0 | 0
FixedInterchange | 0 | 0 | 0 | 0 | 0 | 0
Total Generation by Reporting Type: SP15
ReportingType | 2015 | 2020 | 2025 | 2030 | 2035 | 2040
BM | 44.8 | 44.8 | 44.8 | 44.8 | 44.8 | 44.8
CC | 72107.06 | 73703.84 | 88206.05 | 80009.75 | 46924.73 | 24298.85
CSP | 0 | 0 | 0 | 0 | 0 | 0
CT | 0 | 0 | 0 | 0 | 0 | 0
Coal | 1392.49 | 761.6 | 761.6 | 0 | 0 | 0
Geo | 7774.15 | 19841.05 | 19841.05 | 19841.05 | 19841.05 | 19841.05
H | 5920 | 5920 | 5920 | 5920 | 5920 | 5920
LFG | 1759.71 | 6141.64 | 6141.64 | 6141.64 | 6141.64 | 6141.64
Nuc | 17526.13 | 17526.13 | 17526.13 | 17526.14 | 26539.44 | 34694.37
PS | 13.31 | 217.95 | 2.9 | 217.41 | 50.4 | 158.4
PV | 331.57 | 331.57 | 331.57 | 331.57 | 331.57 | 331.57
PeakG | 0 | 0 | 0 | 0 | 0 | 0
PeakO | 0 | 0 | 0 | 0 | 0 | 0
ST | 1569.79 | 1569.79 | 1569.79 | 1569.79 | 10012.5 | 12942.33
STOG | 797.73 | 327.9 | 430.96 | 210.56 | 24.14 | 40.17
STWD | 833.95 | 833.95 | 489.45 | 833.95 | 833.95 | 833.95
WT | 5740.26 | 5740.26 | 5740.26 | 42569.14 | 42569.14 | 42569.14
IGCC | 0 | 0 | 0 | 0 | 0 | 0
DemandResponse | 0 | 0 | 0 | 0 | 0 | 0
IGCC-CCS | 0 | 0 | 0 | 0 | 0 | 0
WT_off | 0 | 0 | 0 | 0 | 0 | 0
PseudoUnit | 0 | 0 | 0 | 0 | 0 | 0
FixedInterchange | 0 | 0 | 0 | 0 | 0 | 0
Total Generation by Reporting Type: ALB
ReportingType | 2015 | 2020 | 2025 | 2030 | 2035 | 2040
BM | 0 | 0 | 0 | 0 | 0 | 0
CC | 16196.5 | 17863.7 | 17505.11 | 2033.53 | 353.21 | 0
CSP | 0 | 0 | 0 | 0 | 0 | 0
CT | 0 | 0 | 0 | 0 | 0 | 0
Coal | 46350.59 | 46350.59 | 46350.59 | 6.83 | 0 | 0
Geo | 0 | 0 | 0 | 0 | 0 | 0
H | 1979.87 | 1979.87 | 1979.87 | 1979.87 | 1979.87 | 1979.87
LFG | 78.84 | 78.84 | 78.84 | 78.84 | 78.84 | 78.84
Nuc | 0 | 0 | 0 | 66664.63 | 67432.08 | 72373.36
PS | 0 | 0 | 0 | 0 | 0 | 0
PV | 0 | 0 | 0 | 0 | 0 | 0
PeakG | 0 | 0 | 0 | 0 | 0 | 0
PeakO | 0 | 0 | 0 | 0 | 0 | 0
ST | 0 | 0 | 0 | 0 | 0 | 0
STOG | 0 | 0 | 0 | 0 | 0 | 0
STWD | 0 | 381.33 | 907.78 | 1219.39 | 1219.39 | 1219.39
WT | 1553.84 | 1553.84 | 1553.84 | 1553.84 | 1764.26 | 1764.26
IGCC | 0 | 0 | 0 | 0 | 0 | 0
DemandResponse | 0 | 0 | 0 | 0 | 0 | 0
IGCC-CCS | 0 | 0 | 0 | 0 | 0 | 0
WT_off | 0 | 0 | 0 | 0 | 0 | 0
PseudoUnit | 0 | 0 | 0 | 0 | 0 | 0
FixedInterchange | 0 | 0 | 0 | 0 | 0 | 0
Total Generation by Reporting Type: BC
ReportingType | 2015 | 2020 | 2025 | 2030 | 2035 | 2040
BM | 0 | 0 | 0 | 0 | 0 | 0
CC | 4786.3 | 4786.33 | 4786.33 | 3221.83 | 744.26 | 0
CSP | 0 | 0 | 0 | 0 | 0 | 0
CT | 0 | 0 | 0 | 0 | 0 | 0
Coal | 0 | 0 | 0 | 0 | 0 | 0
Geo | 0 | 0 | 0 | 0 | 0 | 0
H | 54411.22 | 54411.22 | 54411.22 | 54411.22 | 54411.22 | 54411.22
LFG | 189.22 | 189.22 | 189.22 | 189.22 | 189.22 | 189.22
Nuc | 0 | 0 | 0.21 | 4442.88 | 4442.89 | 10644.05
PS | 0 | 0 | 0 | 0 | 0 | 0
PV | 0 | 0 | 0 | 0 | 0 | 0
PeakG | 0 | 0 | 0 | 0 | 0 | 0
PeakO | 0 | 0 | 0 | 0 | 0 | 0
ST | 0 | 0 | 0 | 0 | 0 | 0
STOG | 0 | 0 | 0 | 0 | 0 | 0
STWD | 0 | 991.44 | 2335.4 | 3574.08 | 3574.08 | 3574.08
WT | 568.82 | 568.82 | 568.82 | 568.82 | 929.53 | 929.53
IGCC | 0 | 0 | 0 | 0 | 0 | 0
DemandResponse | 0 | 0 | 0 | 0 | 0 | 0
IGCC-CCS | 0 | 0 | 0 | 0 | 0 | 0
WT_off | 0 | 0 | 0 | 0 | 0 | 0
PseudoUnit | 0 | 0 | 0 | 0 | 0 | 0
FixedInterchange | 0 | 0 | 0 | 0 | 0 | 0
Total Generation by Reporting Type: HQ_IESO
ReportingType | 2015 | 2020 | 2025 | 2030 | 2035 | 2040
BM | 0 | 0 | 0 | 0 | 0 | 0
CC | 0 | 0 | 0 | 0 | 0 | 0
CSP | 0 | 0 | 0 | 0 | 0 | 0
CT | 0 | 0 | 0 | 0 | 0 | 0
Coal | 0 | 0 | 0 | 0 | 0 | 0
Geo | 0 | 0 | 0 | 0 | 0 | 0
H | 0 | 0 | 0 | 0 | 0 | 0
LFG | 0 | 0 | 0 | 0 | 0 | 0
Nuc | 0 | 0 | 0 | 0 | 0.01 | 0.78
PS | 0 | 0 | 0 | 0 | 0 | 0
PV | 0 | 0 | 0 | 0 | 0 | 0
PeakG | 0 | 0 | 0 | 0 | 0 | 0
PeakO | 0 | 0 | 0 | 0 | 0 | 0
ST | 0 | 0 | 0 | 0 | 0 | 0
STOG | 0 | 0 | 0 | 0 | 0 | 0
STWD | 0 | 0 | 0 | 0 | 0 | 0
WT | 0 | 0 | 0 | 0 | 0 | 0
IGCC | 0 | 0 | 0 | 0 | 0 | 0
DemandResponse | 0 | 0 | 0 | 0 | 0 | 0
IGCC-CCS | 0 | 0 | 0 | 0 | 0 | 0
WT_off | 0 | 0 | 0 | 0 | 0 | 0
PseudoUnit | 0 | 0 | 0 | 0 | 0 | 0
FixedInterchange | 2336 | 2336 | 2336 | 2336 | 2336 | 2336
Total Generation by Reporting Type: HQ_NEISO
ReportingType | 2015 | 2020 | 2025 | 2030 | 2035 | 2040
BM | 0 | 0 | 0 | 0 | 0 | 0
CC | 0 | 0 | 0 | 0 | 0 | 0
CSP | 0 | 0 | 0 | 0 | 0 | 0
CT | 0 | 0 | 0 | 0 | 0 | 0
Coal | 0 | 0 | 0 | 0 | 0 | 0
Geo | 0 | 0 | 0 | 0 | 0 | 0
H | 0 | 0 | 0 | 0 | 0 | 0
LFG | 0 | 0 | 0 | 0 | 0 | 0
Nuc | 0 | 0 | 0 | 0.01 | 0.16 | 0.36
PS | 0 | 0 | 0 | 0 | 0 | 0
PV | 0 | 0 | 0 | 0 | 0 | 0
PeakG | 0 | 0 | 0 | 0 | 0 | 0
PeakO | 0 | 0 | 0 | 0 | 0 | 0
ST | 0 | 0 | 0 | 0 | 0 | 0
STOG | 0 | 0 | 0 | 0 | 0 | 0
STWD | 0 | 0 | 0 | 0 | 0 | 0
WT | 0 | 0 | 0 | 0 | 0 | 0
IGCC | 0 | 0 | 0 | 0 | 0 | 0
DemandResponse | 0 | 0 | 0 | 0 | 0 | 0
IGCC-CCS | 0 | 0 | 0 | 0 | 0 | 0
WT_off | 0 | 0 | 0 | 0 | 0 | 0
PseudoUnit | 0 | 0 | 0 | 0 | 1488.43 | 1488.43
FixedInterchange | 19184.4 | 19184.4 | 19184.4 | 19184.4 | 19184.4 | 19184.4
Total Generation by Reporting Type: HQ_NY
ReportingType | 2015 | 2020 | 2025 | 2030 | 2035 | 2040
BM | 0 | 0 | 0 | 0 | 0 | 0
CC | 0 | 0 | 0 | 0 | 0 | 0
CSP | 0 | 0 | 0 | 0 | 0 | 0
CT | 0 | 0 | 0 | 0 | 0 | 0
Coal | 0 | 0 | 0 | 0 | 0 | 0
Geo | 0 | 0 | 0 | 0 | 0 | 0
H | 0 | 0 | 0 | 0 | 0 | 0
LFG | 0 | 0 | 0 | 0 | 0 | 0
Nuc | 0 | 0 | 0 | 0.01 | 0.35 | 0.78
PS | 0 | 0 | 0 | 0 | 0 | 0
PV | 0 | 0 | 0 | 0 | 0 | 0
PeakG | 0 | 0 | 0 | 0 | 0 | 0
PeakO | 0 | 0 | 0 | 0 | 0 | 0
ST | 0 | 0 | 0 | 0 | 0 | 0
STOG | 0 | 0 | 0 | 0 | 0 | 0
STWD | 0 | 0 | 0 | 0 | 0 | 0
WT | 0 | 0 | 0 | 0 | 0 | 0
IGCC | 0 | 0 | 0 | 0 | 0 | 0
DemandResponse | 0 | 0 | 0 | 0 | 0 | 0
IGCC-CCS | 0 | 0 | 0 | 0 | 0 | 0
WT_off | 0 | 0 | 0 | 0 | 0 | 0
PseudoUnit | 0 | 0 | 8548.89 | 14570.11 | 14570.11 | 14570.11
FixedInterchange | 5840 | 5840 | 5840 | 5840 | 5840 | 5840
Total Generation by Reporting Type: MARITIMES
ReportingType | 2015 | 2020 | 2025 | 2030 | 2035 | 2040
BM | 0 | 0 | 0 | 0 | 0 | 0
CC | 0 | 0 | 0 | 0 | 0 | 0
CSP | 0 | 0 | 0 | 0 | 0 | 0
CT | 0 | 0 | 0 | 0 | 0 | 0
Coal | 0 | 0 | 0 | 0 | 0 | 0
Geo | 0 | 0 | 0 | 0 | 0 | 0
H | 0 | 0 | 0 | 0 | 0 | 0
LFG | 0 | 0 | 0 | 0 | 0 | 0
Nuc | 0 | 0 | 0 | 0.01 | 0.16 | 0.36
PS | 0 | 0 | 0 | 0 | 0 | 0
PV | 0 | 0 | 0 | 0 | 0 | 0
PeakG | 0 | 0 | 0 | 0 | 0 | 0
PeakO | 0 | 0 | 0 | 0 | 0 | 0
ST | 0 | 0 | 0 | 0 | 0 | 0
STOG | 0 | 0 | 0 | 0 | 0 | 0
STWD | 0 | 0 | 0 | 0 | 0 | 0
WT | 0 | 0 | 0 | 0 | 0 | 0
IGCC | 0 | 0 | 0 | 0 | 0 | 0
DemandResponse | 0 | 0 | 0 | 0 | 0 | 0
IGCC-CCS | 0 | 0 | 0 | 0 | 0 | 0
WT_off | 0 | 0 | 0 | 0 | 0 | 0
PseudoUnit | 0 | 0 | 0 | 0 | 2480.72 | 2480.72
FixedInterchange | 8760 | 8760 | 8760 | 8760 | 8760 | 8760
Total Generation by Reporting Type: All
ReportingType | 2015 | 2020 | 2025 | 2030 | 2035 | 2040
BM | 2204.59 | 5936.37 | 9318.79 | 9856.56 | 12344.78 | 217031.45
CC | 1342121.48 | 1785996.21 | 1777433.91 | 1581985.3 | 876366.07 | 494692.49
CSP | 0 | 0 | 0 | 0 | 0 | 0
CT | 581.21 | 622.55 | 1117 | 853.18 | 42.19 | 0.01
Coal | 1373762.71 | 655971.96 | 162997.61 | 34311.65 | 62694.37 | 70634.06
Geo | 20459.37 | 37727.52 | 74585.65 | 74585.65 | 74585.65 | 74585.65
H | 430354.22 | 436759.25 | 448597.34 | 462556.68 | 466785.36 | 470456.7
LFG | 32608.23 | 48005.68 | 65429.32 | 70861.98 | 71137.33 | 71137.33
Nuc | 913193.75 | 943693.23 | 956810.67 | 1105372.41 | 1500927.67 | 1736673.66
PS | 6575.52 | 6979.45 | 9738.52 | 10860.34 | 6302.89 | 10381.66
PV | 1434.35 | 5065.78 | 6640.98 | 6946.92 | 6941.15 | 7056.61
PeakG | 3072.35 | 4172.06 | 4033.42 | 5247.48 | 1985.03 | 1402.57
PeakO | 0 | 0 | 0 | 0 | 0 | 0
ST | 2659.82 | 5425.01 | 6223.13 | 6275.13 | 16546.07 | 19475.91
STOG | 8690.91 | 8208.27 | 6097.6 | 7280.39 | 2485.12 | 822.23
STWD | 12092.39 | 12031.85 | 10383.98 | 19174.83 | 31136.79 | 33494.75
WT | 178096.6 | 484567.43 | 920773.97 | 1112678.62 | 1349520.17 | 1384482.32
IGCC | 4427.31 | 4427.31 | 1910.31 | 116.8 | 0 | 0
DemandResponse | 0 | 0 | 0 | 0 | 0 | 0
IGCC-CCS | 0 | 0 | 0 | 0.01 | 0.03 | 0.04
WT_off | 1873.58 | 1873.59 | 5864.11 | 5864.11 | 5864.12 | 5864.12
PseudoUnit | 0 | 0 | 8548.89 | 14570.12 | 18539.26 | 18539.26
FixedInterchange | 36120.4 | 36120.4 | 36120.4 | 36120.4 | 36120.4 | 36120.4
Total Generation by Reporting Type: EI_US
ReportingType | 2015 | 2020 | 2025 | 2030 | 2035 | 2040
BM | 2101.64 | 5792.24 | 8976.15 | 8717.43 | 10920.18 | 172000.47
CC | 860130.17 | 1263790.08 | 1237786.45 | 1101386.91 | 653225.6 | 356579.31
CSP | 0 | 0 | 0 | 0 | 0 | 0
CT | 569.18 | 608.18 | 1115.54 | 845.01 | 42.18 | 0.01
Coal | 1086024.84 | 437866.67 | 62885.19 | 25539.17 | 49399.12 | 57222.74
Geo | 354.6 | 354.6 | 354.6 | 354.6 | 354.6 | 354.6
H | 108753.3 | 111081.73 | 115590.51 | 118536.28 | 118550 | 122221.34
LFG | 27266.03 | 31247.93 | 45825.75 | 51254.48 | 51529.82 | 51529.82
Nuc | 697700.22 | 728199.65 | 741316.91 | 783378.61 | 977473.75 | 1143697.59
PS | 6447.68 | 6660.72 | 9620.37 | 10521.14 | 6160.88 | 10083.78
PV | 411.15 | 4042.58 | 5617.78 | 5923.72 | 5946.15 | 6061.61
PeakG | 3003.85 | 4146.23 | 4033.41 | 5245.75 | 1946.78 | 1357.59
PeakO | 0 | 0 | 0 | 0 | 0 | 0
ST | 0 | 0 | 0 | 0 | 0 | 0
STOG | 5763.46 | 4530.22 | 4622.1 | 5469.93 | 2460.98 | 782.06
STWD | 7974.32 | 6531.63 | 5146.17 | 6284.88 | 17324.03 | 19681.99
WT | 106488.69 | 363832.32 | 743201.83 | 869187.9 | 1060376.65 | 1083199.99
IGCC | 4427.31 | 4427.31 | 1910.31 | 116.8 | 0 | 0
DemandResponse | 0 | 0 | 0 | 0 | 0 | 0
IGCC-CCS | 0 | 0 | 0 | 0.01 | 0.02 | 0.03
WT_off | 1873.58 | 1873.59 | 5864.11 | 5864.11 | 5864.12 | 5864.12
PseudoUnit | 0 | 0 | 8548.89 | 14570.12 | 18539.26 | 18539.26
FixedInterchange | 33784.4 | 33784.4 | 33784.4 | 33784.4 | 33784.4 | 33784.4
Total Generation by Reporting Type: EI_Canada
ReportingType | 2015 | 2020 | 2025 | 2030 | 2035 | 2040
BM | 0 | 0 | 0 | 18.15 | 54.19 | 2436.46
CC | 17367.9 | 14480.51 | 2004.24 | 165.19 | 6.81 | 154.44
CSP | 0 | 0 | 0 | 0 | 0 | 0
CT | 12.03 | 12.03 | 0 | 0 | 0 | 0
Coal | 248.44 | 49.3 | 0 | 0 | 0 | 0
Geo | 0 | 0 | 0 | 0 | 0 | 0
H | 87709.45 | 91786.05 | 99115.36 | 110128.92 | 113252.08 | 113252.08
LFG | 926.37 | 926.37 | 926.37 | 930.31 | 930.31 | 930.31
Nuc | 101402.3 | 101402.33 | 101402.31 | 101402.31 | 93379.24 | 81384.81
PS | 50.43 | 13.53 | 13.53 | 13.53 | 13.08 | 12.3
PV | 78.84 | 78.84 | 78.84 | 78.84 | 78.84 | 78.84
PeakG | 68.5 | 19.52 | 0 | 0 | 0 | 0
PeakO | 0 | 0 | 0 | 0 | 0 | 0
ST | 0 | 0 | 0 | 0 | 0 | 0
STOG | 12.93 | 0 | 0 | 0 | 0 | 0
STWD | 4.38 | 13.76 | 13.76 | 51.29 | 974.11 | 974.11
WT | 9925.81 | 9925.81 | 9925.81 | 9925.81 | 9168.47 | 12926.07
IGCC | 0 | 0 | 0 | 0 | 0 | 0
DemandResponse | 0 | 0 | 0 | 0 | 0 | 0
IGCC-CCS | 0 | 0 | 0 | 0 | 0 | 0
WT_off | 0 | 0 | 0 | 0 | 0 | 0
PseudoUnit | 0 | 0 | 0 | 0 | 0 | 0
FixedInterchange | 2336 | 2336 | 2336 | 2336 | 2336 | 2336
Total Generation by Reporting Type: EI
ReportingType | 2015 | 2020 | 2025 | 2030 | 2035 | 2040
BM | 2101.64 | 5792.24 | 8976.15 | 8735.58 | 10974.37 | 174436.93
CC | 877498.07 | 1278270.59 | 1239790.7 | 1101552.1 | 653232.4 | 356733.75
CSP | 0 | 0 | 0 | 0 | 0 | 0
CT | 581.21 | 620.21 | 1115.54 | 845.01 | 42.18 | 0.01
Coal | 1086273.28 | 437915.97 | 62885.19 | 25539.17 | 49399.12 | 57222.74
Geo | 354.6 | 354.6 | 354.6 | 354.6 | 354.6 | 354.6
H | 196462.75 | 202867.78 | 214705.87 | 228665.2 | 231802.08 | 235473.42
LFG | 28192.4 | 32174.3 | 46752.12 | 52184.79 | 52460.13 | 52460.14
Nuc | 799102.53 | 829601.98 | 842719.21 | 884780.91 | 1070852.99 | 1225082.4
PS | 6498.11 | 6674.25 | 9633.9 | 10534.67 | 6173.96 | 10096.08
PV | 489.99 | 4121.42 | 5696.62 | 6002.56 | 6024.99 | 6140.45
PeakG | 3072.35 | 4165.75 | 4033.41 | 5245.75 | 1946.78 | 1357.59
PeakO | 0 | 0 | 0 | 0 | 0 | 0
ST | 0 | 0 | 0 | 0 | 0 | 0
STOG | 5776.39 | 4530.22 | 4622.1 | 5469.93 | 2460.98 | 782.06
STWD | 7978.7 | 6545.39 | 5159.93 | 6336.17 | 18298.14 | 20656.1
WT | 116414.5 | 373758.13 | 753127.64 | 879113.7 | 1069545.11 | 1096126.06
IGCC | 4427.31 | 4427.31 | 1910.31 | 116.8 | 0 | 0
DemandResponse | 0 | 0 | 0 | 0 | 0 | 0
IGCC-CCS | 0 | 0 | 0 | 0.01 | 0.02 | 0.03
WT_off | 1873.58 | 1873.59 | 5864.11 | 5864.11 | 5864.12 | 5864.12
PseudoUnit | 0 | 0 | 8548.89 | 14570.12 | 18539.26 | 18539.26
FixedInterchange | 36120.4 | 36120.4 | 36120.4 | 36120.4 | 36120.4 | 36120.4
Total Generation by Reporting Type: Outside_EI
ReportingType | 2015 | 2020 | 2025 | 2030 | 2035 | 2040
BM | 102.96 | 144.13 | 342.64 | 1120.98 | 1370.42 | 42594.52
CC | 464623.41 | 507725.62 | 537643.21 | 480433.2 | 223133.67 | 137958.74
CSP | 0 | 0 | 0 | 0 | 0 | 0
CT | 0 | 2.34 | 1.46 | 8.17 | 0 | 0
Coal | 287489.43 | 218055.99 | 100112.42 | 8772.48 | 13295.25 | 13411.33
Geo | 20104.76 | 37372.91 | 74231.05 | 74231.05 | 74231.05 | 74231.05
H | 233891.47 | 233891.47 | 233891.47 | 233891.47 | 234983.28 | 234983.28
LFG | 4415.83 | 15831.38 | 18677.2 | 18677.2 | 18677.2 | 18677.2
Nuc | 114091.23 | 114091.25 | 114091.46 | 220591.5 | 430074.67 | 511591.26
PS | 77.4 | 305.19 | 104.62 | 325.67 | 128.93 | 285.58
PV | 944.36 | 944.36 | 944.36 | 944.36 | 916.16 | 916.16
PeakG | 0 | 6.3 | 0 | 1.73 | 38.25 | 44.98
PeakO | 0 | 0 | 0 | 0 | 0 | 0
ST | 2659.82 | 5425.01 | 6223.13 | 6275.13 | 16546.07 | 19475.91
STOG | 2914.52 | 3678.05 | 1475.5 | 1810.46 | 24.14 | 40.17
STWD | 4113.7 | 5486.46 | 5224.05 | 12838.65 | 12838.66 | 12838.66
WT | 61682.09 | 110809.3 | 167646.33 | 233564.91 | 279975.06 | 288356.26
IGCC | 0 | 0 | 0 | 0 | 0 | 0
DemandResponse | 0 | 0 | 0 | 0 | 0 | 0
IGCC-CCS | 0 | 0 | 0 | 0 | 0.01 | 0.01
WT_off | 0 | 0 | 0 | 0 | 0 | 0
PseudoUnit | 0 | 0 | 0 | 0 | 0 | 0
FixedInterchange | 0 | 0 | 0 | 0 | 0 | 0
#2 | Energy Demand (TWh)
Energy Demand by Pool & Region:
Pool/Region | 2015 | 2020 | 2025 | 2030 | 2035 | 2040
ENT | 172.04 | 166.74 | 164.88 | 154.81 | 147.07 | 153.29
FRCC | 249.96 | 246.95 | 261.68 | 262.87 | 254.14 | 272.55
MAPP_US | 27.78 | 29.68 | 29.34 | 30.48 | 30.71 | 30.93
MISO_IN | 95.89 | 93.98 | 102.22 | 102.37 | 97.12 | 103.39
MISO_MI | 96.15 | 92.37 | 98.36 | 99.38 | 98.95 | 102.19
MISO_MO-IL | 91.24 | 95.37 | 100.15 | 101 | 97.44 | 102.52
MISO_W | 132.19 | 133.58 | 149.08 | 151.71 | 143.5 | 145.36
MISO_WUMS | 63.63 | 67.24 | 67.88 | 70.14 | 66.93 | 68.95
NE | 32.16 | 33.86 | 31.52 | 33.21 | 36.12 | 36.55
NEISO | 131.59 | 120.9 | 118.42 | 115.69 | 119.21 | 114.97
NonRTO_Midwest | 61.62 | 62.5 | 64.21 | 59.2 | 60.85 | 63.79
NYISO_A-F | 56.62 | 61.14 | 61.61 | 63.5 | 59.88 | 59.47
NYISO_G-I | 17.49 | 18.44 | 18.84 | 18.49 | 18.66 | 18.78
NYISO_J-K | 66.04 | 70.45 | 71.92 | 72.55 | 71.94 | 72.49
PJM_E | 126.8 | 116.78 | 115.88 | 117.67 | 118.39 | 120.37
PJM_ROM | 141.95 | 146.23 | 145.59 | 148.64 | 149.36 | 154.32
PJM_ROR | 504.4 | 506.61 | 479.54 | 485.04 | 480.97 | 484.96
SOCO | 249.18 | 271.67 | 273.18 | 275.14 | 272.37 | 268.11
SPP_N | 78.23 | 82.77 | 77.83 | 84.33 | 90.04 | 91.71
SPP_S | 164.81 | 179.45 | 178.88 | 177.98 | 177.8 | 179.27
TVA | 170.32 | 173.78 | 169.8 | 166.86 | 177.18 | 173.67
TVA_Transmission | 0 | 0 | 0 | 0 | 0 | 0
VACAR | 254.08 | 268.15 | 273.97 | 275.09 | 271.21 | 280.29
IESO | 130.96 | 124.35 | 122.73 | 128.04 | 123.12 | 123.05
MAPP_CA | 49.66 | 51.49 | 51.1 | 53.6 | 51.82 | 52.08
AZ_NM_SNV_Coal | 129.29 | 143.69 | 147.15 | 148.73 | 156.05 | 156.04
AZ_NM_SNV_Gas | 0 | 0 | 0 | 0 | 0 | 0
AZ_NM_SNV_NucRenew | 0 | 0 | 0 | 0 | 0 | 0
ERCOT | 332.03 | 338.01 | 338.59 | 335.52 | 335.41 | 338.37
NP15 | 114.42 | 120.12 | 123.34 | 132.01 | 135.32 | 142.81
NWPP_Coal | 234.02 | 249.71 | 256.35 | 260.9 | 260.9 | 282.34
NWPP_Gas | 0 | 0 | 0 | 0 | 0 | 0
NWPP_NucRenew | 0 | 0 | 0 | 0 | 0 | 0
RMPA | 71.95 | 78.55 | 73.13 | 79.65 | 79.65 | 81.29
SP15 | 189.17 | 200.62 | 201.73 | 206.48 | 211.65 | 223.37
ALB | 63.97 | 66.3 | 67.87 | 73.44 | 73.24 | 75.91
BC | 61.93 | 62.79 | 62.87 | 66.55 | 64.92 | 65.83
HQ_IESO | 0 | 0 | 0 | 0 | 0 | 0
HQ_NEISO | 0 | 0 | 0 | 0 | 0 | 0
HQ_NY | 0 | 0 | 0 | 0 | 0 | 0
MARITIMES | 0 | 0 | 0 | 0 | 0 | 0
All | 4361.56 | 4474.28 | 4499.64 | 4551.04 | 4531.92 | 4639.01
EI_US | 2984.17 | 3038.65 | 3054.77 | 3066.13 | 3039.84 | 3097.93
EI_Canada | 180.62 | 175.84 | 173.83 | 181.64 | 174.95 | 175.12
EI | 3164.79 | 3214.49 | 3228.6 | 3247.77 | 3214.78 | 3273.05
Outside_EI | 1196.77 | 1259.79 | 1271.04 | 1303.27 | 1317.14 | 1365.96
#3 | Generation Minus Energy (TWh)
Generation Minus Energy by Pool & Region:
Pool/Region | 2015 | 2020 | 2025 | 2030 | 2035 | 2040
ENT | 2.7 | -34.56 | -67.57 | -73.29 | -88.44 | -100.02
FRCC | -0.69 | -1.14 | -1.01 | 0.14 | -0.25 | -0.08
MAPP_US | 2.25 | 1.31 | 5.93 | 6.37 | 5.94 | 5.64
MISO_IN | -10.95 | 77.73 | 30.18 | 64.48 | 65.71 | 50.42
MISO_MI | -28.42 | -41.84 | -45.23 | -52.85 | -65.08 | -61.19
MISO_MO-IL | 17.83 | -35.28 | -44.18 | -42.26 | -40.46 | -38.58
MISO_W | 4.83 | -35.64 | 91 | 83.92 | 74.16 | 73.2
MISO_WUMS | 9.64 | 20.14 | 11.78 | 1.04 | 9.95 | 1.13
NE | 10.86 | 25.13 | 42.3 | 44.12 | 47.37 | 46.93
NEISO | -25.78 | -24.61 | -24.11 | -22.48 | -18.37 | -16.85
NonRTO_Midwest | -0.58 | -0.83 | -10.06 | -13.28 | -7.49 | -6.08
NYISO_A-F | 16.44 | 15.68 | 12.78 | 5.56 | 24.65 | 19.05
NYISO_G-I | 3.04 | 5.06 | 2.25 | 1.03 | -2.49 | 0.34
NYISO_J-K | -40.36 | -43.25 | -45.11 | -47.69 | -55 | -57.54
PJM_E | -11.56 | 4.67 | 12.34 | 9.17 | -17.86 | -43.08
PJM_ROM | -41.18 | -52.38 | -58.75 | -60.37 | -36.48 | -13.06
PJM_ROR | 45.93 | 29.16 | -42.63 | -57.16 | -92.5 | -74.87
SOCO | -2.11 | -3.19 | -23.02 | -40.58 | -26.17 | -22.63
SPP_N | -1.6 | 20.68 | 118.05 | 133.01 | 153.4 | 157.1
SPP_S | -12.78 | 8.75 | -2.72 | 3.76 | 16.16 | 17.8
TVA | -2.12 | 0.28 | -5.75 | -8.36 | -21.17 | -17.4
TVA_Transmission | 0 | 0 | 0 | 0 | 0 | 0
VACAR | -0.28 | 0.48 | -17.37 | -1.77 | -3.84 | 12.48
IESO | 35.83 | 39.52 | 34.64 | 29.29 | 28.53 | 22.9
MAPP_CA | 1.36 | 3.35 | 5.01 | 11.78 | 14.38 | 14.13
AZ_NM_SNV_Coal | -74.15 | -94.21 | -124.76 | -148.7 | -153.15 | -153.04
AZ_NM_SNV_Gas | 61.05 | 50.99 | 79.1 | 60.53 | 22.24 | 11.81
AZ_NM_SNV_NucRenew | 42.13 | 75.98 | 88.74 | 109.32 | 161.14 | 182.04
ERCOT | 0.01 | -2.93 | -4.94 | -4.99 | -5.43 | -5.39
NP15 | 15.53 | 20.51 | 21.63 | 13.85 | 21.84 | 32.15
NWPP_Coal | -178.36 | -205.17 | -239.52 | -259.61 | -259.61 | -281.05
NWPP_Gas | 45.05 | 54.36 | 58.18 | 58.18 | 8.04 | 3.44
NWPP_NucRenew | 162.47 | 164.35 | 169.4 | 197.59 | 252.02 | 272.46
RMPA | -0.26 | -2.31 | -3.45 | -4.64 | -4.53 | -2.85
SP15 | -73.36 | -67.66 | -54.73 | -31.26 | -52.42 | -75.56
ALB | 2.19 | 1.9 | 0.5 | 0.1 | -0.41 | 1.5
BC | -1.97 | -1.84 | -0.58 | -0.14 | -0.63 | 3.92
HQ_IESO | 2.34 | 2.34 | 2.34 | 2.34 | 2.34 | 2.34
HQ_NEISO | 19.18 | 19.18 | 19.18 | 19.18 | 20.67 | 20.67
HQ_NY | 5.84 | 5.84 | 14.39 | 20.41 | 20.41 | 20.41
MARITIMES | 8.76 | 8.76 | 8.76 | 8.76 | 11.24 | 11.24
All | 8.77 | 9.31 | 12.98 | 14.48 | 8.4 | 13.84
EI_US | -31.09 | -29.88 | -18.57 | -19.15 | -25.94 | -14.97
EI_Canada | 39.52 | 45.21 | 41.98 | 43.41 | 45.25 | 39.36
EI | 8.43 | 15.33 | 23.41 | 24.26 | 19.31 | 24.39
Outside_EI | 0.34 | -6.02 | -10.43 | -9.78 | -10.9 | -10.55
#4 | Fuel Use (TBtu)
Total Fuel Consumption by Reporting Type: Entergy
ReportingType | 2015 | 2020 | 2025 | 2030 | 2035 | 2040
BM | 0 | 0 | 0 | 0 | 0 | 22.87
CC | 490.88 | 543.3 | 345.39 | 250.3 | 138.99 | 112.17
CSP | 0 | 0 | 0 | 0 | 0 | 0
CT | 0 | 0 | 0 | 0 | 0 | 0
Coal | 608.12 | 71.43 | 8.6 | 0 | 0 | 0
Geo | 0 | 0 | 0 | 0 | 0 | 0
H | 0 | 0 | 0 | 0 | 0 | 0
LFG | 0 | 0 | 11.56 | 11.56 | 11.56 | 11.56
Nuc | 464.87 | 464.87 | 464.87 | 464.87 | 391.35 | 307.2
PS | 0 | 0 | 0 | 0 | 0 | 0
PV | 0 | 0 | 0 | 0 | 0 | 0
PeakG | 0 | 0 | 0 | 0 | 0 | 0
PeakO | 0 | 0 | 0 | 0 | 0 | 0
ST | 0 | 0 | 0 | 0 | 0 | 0
STOG | 6.59 | 5.62 | 3.66 | 0 | 0 | 0
STWD | 0.02 | 1 | 0.97 | 1.7 | 10.18 | 15.39
WT | 0 | 0 | 0 | 0 | 0 | 0
IGCC | 0 | 0 | 0 | 0 | 0 | 0
DemandResponse | 0 | 0 | 0 | 0 | 0 | 0
IGCC-CCS | 0 | 0 | 0 | 0 | 0 | 0
WT_off | 0 | 0 | 0 | 0 | 0 | 0
PseudoUnit | 0 | 0 | 0 | 0 | 0 | 0
FixedInterchange | 0 | 0 | 0 | 0 | 0 | 0
Total Fuel Consumption by Reporting Type: FRCC
ReportingType | 2015 | 2020 | 2025 | 2030 | 2035 | 2040
BM | 0 | 0 | 0 | 0 | 0 | 0
CC | 1285.87 | 1330.54 | 1384.83 | 1230.34 | 396.25 | 311.49
CSP | 0 | 0 | 0 | 0 | 0 | 0
CT | 5.26 | 5.26 | 10.31 | 8.06 | 0 | 0
Coal | 201.37 | 99.63 | 13.27 | 15.15 | 30.68 | 48.54
Geo | 0 | 0 | 0 | 0 | 0 | 0
H | 0 | 0 | 0 | 0 | 0 | 0
LFG | 0 | 0 | 21.31 | 21.31 | 21.31 | 21.31
Nuc | 352.09 | 352.09 | 488.95 | 734.18 | 1896.88 | 2212.43
PS | 0 | 0 | 0 | 0 | 0 | 0
PV | 0 | 0 | 0 | 0 | 0 | 0
PeakG | 4.2 | 6.77 | 8.5 | 2.36 | 2.27 | 1.8
PeakO | 0 | 0 | 0 | 0 | 0 | 0
ST | 0 | 0 | 0 | 0 | 0 | 0
STOG | 0 | 0 | 0 | 0 | 0 | 0
STWD | 1.49 | 2.28 | 4.34 | 15.45 | 15.45 | 15.45
WT | 0 | 0 | 0 | 0 | 0 | 0
IGCC | 0 | 0 | 0 | 0 | 0 | 0
DemandResponse | 0 | 0 | 0 | 0 | 0 | 0
IGCC-CCS | 0 | 0 | 0 | 0 | 0 | 0
WT_off | 0 | 0 | 0 | 0 | 0 | 0
PseudoUnit | 0 | 0 | 0 | 0 | 0 | 0
FixedInterchange | 0 | 0 | 0 | 0 | 0 | 0
Total Fuel Consumption by Reporting Type: MAPP_US
ReportingType | 2015 | 2020 | 2025 | 2030 | 2035 | 2040
BM | 0 | 0 | 0 | 0 | 0 | 0
CC | 1.65 | 1.48 | 1.37 | 2.15 | 1.37 | 0.79
CSP | 0 | 0 | 0 | 0 | 0 | 0
CT | 0 | 0 | 0 | 0 | 0 | 0
Coal | 141.82 | 73.53 | 2.88 | 0 | 0 | 0
Geo | 0 | 0 | 0 | 0 | 0 | 0
H | 0 | 0 | 0 | 0 | 0 | 0
LFG | 0 | 0 | 0 | 7.71 | 7.71 | 7.71
Nuc | 0 | 0 | 0 | 0.01 | 0.02 | 0.05
PS | 0 | 0 | 0 | 0 | 0 | 0
PV | 0 | 0 | 0 | 0 | 0 | 0
PeakG | 0.68 | 0.9 | 0.25 | 0.9 | 0.47 | 0.47
PeakO | 0 | 0 | 0 | 0 | 0 | 0
ST | 0 | 0 | 0 | 0 | 0 | 0
STOG | 0 | 0 | 0 | 0 | 0 | 0
STWD | 0 | 0 | 0 | 0 | 0 | 0
WT | 0.01 | 0.01 | 0.02 | 0.03 | 0.03 | 0.03
IGCC | 0 | 0 | 0 | 0 | 0 | 0
DemandResponse | 0 | 0 | 0 | 0 | 0 | 0
IGCC-CCS | 0 | 0 | 0 | 0 | 0 | 0
WT_off | 0 | 0 | 0 | 0 | 0 | 0
PseudoUnit | 0 | 0 | 0 | 0 | 0 | 0
FixedInterchange | 0 | 0 | 0 | 0 | 0 | 0
Total Fuel Consumption by Reporting Type: MISO_IN
ReportingType | 2015 | 2020 | 2025 | 2030 | 2035 | 2040
BM | 0 | 0 | 0 | 0 | 0 | 15.28
CC | 29.16 | 747.09 | 750.31 | 527.18 | 254.91 | 174.02
CSP | 0 | 0 | 0 | 0 | 0 | 0
CT | 0 | 0 | 0 | 0 | 0 | 0
Coal | 742.23 | 427.73 | 51.69 | 27.1 | 68.79 | 106.59
Geo | 0 | 0 | 0 | 0 | 0 | 0
H | 0 | 0 | 0 | 0 | 0 | 0
LFG | 0 | 0 | 8.62 | 8.62 | 8.62 | 8.62
Nuc | 0 | 0 | 0 | 0.01 | 0.08 | 0.08
PS | 0 | 0 | 0 | 0 | 0 | 0
PV | 0 | 0 | 0 | 0 | 0 | 0
PeakG | 0 | 0 | 0 | 0 | 0 | 0
PeakO | 0 | 0 | 0 | 0 | 0 | 0
ST | 0 | 0 | 0 | 0 | 0 | 0
STOG | 0.34 | 0.34 | 0.34 | 0.26 | 0 | 0
STWD | 0 | 0 | 0 | 0 | 0 | 0
WT | 0 | 0 | 0 | 0.08 | 0.11 | 0.11
IGCC | 40.45 | 40.45 | 17.46 | 1.07 | 0 | 0
DemandResponse | 0 | 0 | 0 | 0 | 0 | 0
IGCC-CCS | 0 | 0 | 0 | 0 | 0 | 0
WT_off | 0 | 0 | 0 | 0 | 0 | 0
PseudoUnit | 0 | 0 | 0 | 0 | 0 | 0
FixedInterchange | 0 | 0 | 0 | 0 | 0 | 0
Total Fuel Consumption by Reporting Type: MISO_MI
ReportingType | 2015 | 2020 | 2025 | 2030 | 2035 | 2040
BM | 0 | 0 | 0 | 0 | 0 | 122.42
CC | 65.3 | 170.88 | 183.19 | 133.85 | 86.69 | 29.07
CSP | 0 | 0 | 0 | 0 | 0 | 0
CT | 0 | 0 | 0 | 0 | 0 | 0
Coal | 348.19 | 0 | 0 | 0 | 0 | 0
Geo | 0 | 0 | 0 | 0 | 0 | 0
H | 0 | 0 | 0 | 0 | 0 | 0
LFG | 0 | 0 | 17.24 | 17.24 | 17.24 | 17.24
Nuc | 174.19 | 174.19 | 174.19 | 174.19 | 102.45 | 177.61
PS | 0 | 0 | 0 | 0 | 0 | 0
PV | 0 | 0 | 0 | 0 | 0 | 0
PeakG | 0.49 | 0.35 | 0 | 0 | 0 | 0
PeakO | 0 | 0 | 0 | 0 | 0 | 0
ST | 0 | 0 | 0 | 0 | 0 | 0
STOG | 3.92 | 1.07 | 1.24 | 0.21 | 0 | 0
STWD | 13.39 | 9.05 | 1.26 | 2.07 | 13.39 | 13.39
WT | 0.01 | 0.01 | 0.01 | 0.01 | 0.01 | 0.01
IGCC | 0 | 0 | 0 | 0 | 0 | 0
DemandResponse | 0 | 0 | 0 | 0 | 0 | 0
IGCC-CCS | 0 | 0 | 0 | 0 | 0 | 0
WT_off | 0 | 0 | 0 | 0 | 0 | 0
PseudoUnit | 0 | 0 | 0 | 0 | 0 | 0
FixedInterchange | 0 | 0 | 0 | 0 | 0 | 0
Total Fuel Consumption by Reporting Type: MISO_MO-IL
ReportingType | 2015 | 2020 | 2025 | 2030 | 2035 | 2040
BM | 0 | 0 | 0 | 0 | 0 | 0
CC | 20.17 | 74.06 | 53.32 | 34.35 | 20.88 | 10.46
CSP | 0 | 0 | 0 | 0 | 0 | 0
CT | 0 | 0 | 0 | 0 | 0 | 0
Coal | 851.17 | 259.41 | 61.09 | 11.14 | 18.49 | 22.95
Geo | 0 | 0 | 0 | 0 | 0 | 0
H | 0 | 0 | 0 | 0 | 0 | 0
LFG | 0 | 0 | 20.57 | 24.03 | 24.03 | 24.03
Nuc | 178.81 | 178.81 | 178.81 | 178.81 | 178.81 | 178.81
PS | 0 | 0 | 0 | 0 | 0 | 0
PV | 0 | 0 | 0 | 0 | 0 | 0
PeakG | 1.33 | 4.46 | 0 | 0 | 0 | 0
PeakO | 0 | 0 | 0 | 0 | 0 | 0
ST | 0 | 0 | 0 | 0 | 0 | 0
STOG | 0.06 | 0.22 | 0 | 0 | 0 | 0
STWD | 0 | 0 | 0 | 0 | 0 | 0
WT | 0 | 0 | 0.02 | 0.03 | 0.03 | 0.04
IGCC | 0 | 0 | 0 | 0 | 0 | 0
DemandResponse | 0 | 0 | 0 | 0 | 0 | 0
IGCC-CCS | 0 | 0 | 0 | 0 | 0 | 0
WT_off | 0 | 0 | 0 | 0 | 0 | 0
PseudoUnit | 0 | 0 | 0 | 0 | 0 | 0
FixedInterchange | 0 | 0 | 0 | 0 | 0 | 0
Total Fuel Consumption by Reporting Type: MISO_W
ReportingType | 2015 | 2020 | 2025 | 2030 | 2035 | 2040
BM | 0 | 0 | 0 | 0 | 0 | 0
CC | 63.71 | 66.53 | 43.81 | 23.15 | 19.23 | 13.18
CSP | 0 | 0 | 0 | 0 | 0 | 0
CT | 0 | 0 | 0 | 0 | 0 | 0
Coal | 810.26 | 397.52 | 62.2 | 37.03 | 36.28 | 40.07
Geo | 0 | 0 | 0 | 0 | 0 | 0
H | 0 | 0 | 0 | 0 | 0 | 0
LFG | 0 | 0 | 0 | 7.71 | 7.71 | 7.71
Nuc | 190.11 | 190.11 | 190.11 | 190.11 | 0.01 | 0.01
PS | 0 | 0 | 0 | 0 | 0 | 0
PV | 0 | 0 | 0 | 0 | 0 | 0
PeakG | 1.78 | 2.92 | 0 | 0 | 0 | 0
PeakO | 0 | 0 | 0 | 0 | 0 | 0
ST | 0 | 0 | 0 | 0 | 0 | 0
STOG | 0 | 0 | 0 | 0 | 0 | 0
STWD | 0.67 | 1.45 | 1.31 | 5.24 | 17.05 | 21.12
WT | 0.03 | 0.03 | 0.21 | 0.21 | 0.21 | 0.21
IGCC | 0 | 0 | 0 | 0 | 0 | 0
DemandResponse | 0 | 0 | 0 | 0 | 0 | 0
IGCC-CCS | 0 | 0 | 0 | 0 | 0 | 0
WT_off | 0 | 0 | 0 | 0 | 0 | 0
PseudoUnit | 0 | 0 | 0 | 0 | 0 | 0
FixedInterchange | 0 | 0 | 0 | 0 | 0 | 0
Total Fuel Consumption by Reporting Type: MISO_WUMS
ReportingType | 2015 | 2020 | 2025 | 2030 | 2035 | 2040
BM | 0 | 0 | 0 | 0 | 0 | 96.71
CC | 201.79 | 399.37 | 360.81 | 302.76 | 183.06 | 73.48
CSP | 0 | 0 | 0 | 0 | 0 | 0
CT | 0 | 0 | 0 | 0 | 0 | 0
Coal | 223.77 | 39.89 | 7.42 | 8.59 | 26.73 | 40.51
Geo | 0 | 0 | 0 | 0 | 0 | 0
H | 0 | 0 | 0 | 0 | 0 | 0
LFG | 0 | 0 | 24.03 | 24.03 | 24.03 | 24.03
Nuc | 150.68 | 150.68 | 150.68 | 150.68 | 0.01 | 0.01
PS | 0 | 0 | 0 | 0 | 0 | 0
PV | 0 | 0 | 0 | 0 | 0 | 0
PeakG | 0.08 | 0 | 0 | 0 | 0 | 0
PeakO | 0 | 0 | 0 | 0 | 0 | 0
ST | 0 | 0 | 0 | 0 | 0 | 0
STOG | 0 | 0 | 0 | 0 | 0 | 0
STWD | 0.56 | 0.29 | 0.26 | 0.88 | 9.7 | 9.68
WT | 0 | 0 | 0 | 0 | 0.04 | 0.04
IGCC | 0 | 0 | 0 | 0 | 0 | 0
DemandResponse | 0 | 0 | 0 | 0 | 0 | 0
IGCC-CCS | 0 | 0 | 0 | 0 | 0 | 0
WT_off | 0 | 0 | 0 | 0 | 0 | 0
PseudoUnit | 0 | 0 | 0 | 0 | 0 | 0
FixedInterchange | 0 | 0 | 0 | 0 | 0 | 0
Total Fuel Consumption by Reporting Type: Nebraska
ReportingType | 2015 | 2020 | 2025 | 2030 | 2035 | 2040
BM | 0 | 0 | 0 | 0 | 0 | 0
CC | 5.08 | 1.98 | 1.87 | 1.87 | 1.08 | 0.55
CSP | 0 | 0 | 0 | 0 | 0 | 0
CT | 0 | 0 | 0 | 0 | 0 | 0
Coal | 332.69 | 59.18 | 21.98 | 19.66 | 19.95 | 20.89
Geo | 0 | 0 | 0 | 0 | 0 | 0
H | 0 | 0 | 0 | 0 | 0 | 0
LFG | 0 | 0 | 0 | 6.77 | 7.71 | 7.71
Nuc | 104.28 | 104.28 | 104.28 | 92.43 | 0.01 | 0.01
PS | 0 | 0 | 0 | 0 | 0 | 0
PV | 0 | 0 | 0 | 0 | 0 | 0
PeakG | 0.47 | 0 | 0 | 0 | 0 | 0
PeakO | 0 | 0 | 0 | 0 | 0 | 0
ST | 0 | 0 | 0 | 0 | 0 | 0
STOG | 0 | 0 | 0 | 0 | 0 | 0
STWD | 0 | 0 | 0 | 0 | 0 | 0
WT | 0 | 0.04 | 0.06 | 0.07 | 0.08 | 0.08
IGCC | 0 | 0 | 0 | 0 | 0 | 0
DemandResponse | 0 | 0 | 0 | 0 | 0 | 0
IGCC-CCS | 0 | 0 | 0 | 0 | 0 | 0
WT_off | 0 | 0 | 0 | 0 | 0 | 0
PseudoUnit | 0 | 0 | 0 | 0 | 0 | 0
FixedInterchange | 0 | 0 | 0 | 0 | 0 | 0
Total Fuel Consumption by Reporting Type: NEISO
ReportingType | 2015 | 2020 | 2025 | 2030 | 2035 | 2040
BM | 24.48 | 15.9 | 4.69 | 7.22 | 24.48 | 24.48
CC | 294.67 | 195.42 | 162.64 | 128.08 | 41.9 | 53.08
CSP | 0 | 0 | 0 | 0 | 0 | 0
CT | 0.01 | 0.12 | 0.12 | 0.1 | 0 | 0
Coal | 0.36 | 0 | 0 | 0 | 0 | 0
Geo | 0 | 0 | 0 | 0 | 0 | 0
H | 0 | 0 | 0 | 0 | 0 | 0
LFG | 5.3 | 5.3 | 5.3 | 12.81 | 12.81 | 12.81
Nuc | 365.51 | 365.51 | 365.51 | 365.51 | 264.08 | 195.08
PS | 0 | 0 | 0 | 0 | 0 | 0
PV | 0 | 0 | 0 | 0 | 0 | 0
PeakG | 0.09 | 0.33 | 0.4 | 0.32 | 0.01 | 0.02
PeakO | 0 | 0 | 0 | 0 | 0 | 0
ST | 0 | 0 | 0 | 0 | 0 | 0
STOG | 0 | 0 | 0 | 0 | 0 | 0
STWD | 51.79 | 14.62 | 1.79 | 1.79 | 32.62 | 47.15
WT | 0 | 0.01 | 0.01 | 0.02 | 0.04 | 0.04
IGCC | 0 | 0 | 0 | 0 | 0 | 0
DemandResponse | 0 | 0 | 0 | 0 | 0 | 0
IGCC-CCS | 0 | 0 | 0 | 0 | 0 | 0
WT_off | 0 | 0 | 0 | 0 | 0 | 0
PseudoUnit | 0 | 0 | 0 | 0 | 0 | 0
FixedInterchange | 0 | 0 | 0 | 0 | 0 | 0
Total Fuel Consumption by Reporting Type: NonRTO_Midwest
ReportingType | 2015 | 2020 | 2025 | 2030 | 2035 | 2040
BM | 0 | 0 | 0 | 0 | 0 | 359.46
CC | 77.04 | 234.18 | 234.18 | 234.18 | 208.83 | 66.25
CSP | 0 | 0 | 0 | 0 | 0 | 0
CT | 0 | 0 | 0 | 0 | 0 | 0
Coal | 471.79 | 222.07 | 105.05 | 30.67 | 70.59 | 70.59
Geo | 0 | 0 | 0 | 0 | 0 | 0
H | 0 | 0 | 0 | 0 | 0 | 0
LFG | 0 | 0 | 17.24 | 17.24 | 17.24 | 17.24
Nuc | 0 | 0 | 0 | 0.01 | 90.11 | 90.11
PS | 0 | 0 | 0 | 0 | 0 | 0
PV | 0 | 0 | 0 | 0 | 0 | 0
PeakG | 1.73 | 0.74 | 0.31 | 1.53 | 0 | 0
PeakO | 0 | 0 | 0 | 0 | 0 | 0
ST | 0 | 0 | 0 | 0 | 0 | 0
STOG | 0 | 0 | 0 | 0 | 0 | 0
STWD | 0 | 0 | 0 | 0 | 0 | 0
WT | 0 | 0 | 0 | 0 | 0 | 0
IGCC | 0 | 0 | 0 | 0 | 0 | 0
DemandResponse | 0 | 0 | 0 | 0 | 0 | 0
IGCC-CCS | 0 | 0 | 0 | 0 | 0 | 0
WT_off | 0 | 0 | 0 | 0 | 0 | 0
PseudoUnit | 0 | 0 | 0 | 0 | 0 | 0
FixedInterchange | 0 | 0 | 0 | 0 | 0 | 0
Total Fuel Consumption by Reporting Type: NYISO_A-F
ReportingType | 2015 | 2020 | 2025 | 2030 | 2035 | 2040
BM | 0 | 0 | 0 | 0 | 0 | 0
CC | 53.46 | 67.57 | 49.71 | 42.62 | 6.53 | 8.66
CSP | 0 | 0 | 0 | 0 | 0 | 0
CT | 0 | 0 | 0 | 0 | 0 | 0
Coal | 0 | 0 | 0 | 0 | 0 | 0
Geo | 0 | 0 | 0 | 0 | 0 | 0
H | 0 | 0 | 0 | 0 | 0 | 0
LFG | 0.69 | 0.69 | 0.69 | 8 | 8 | 8
Nuc | 270.5 | 270.5 | 270.5 | 220.56 | 173.9 | 105.39
PS | 0 | 0 | 0 | 0 | 0 | 0
PV | 0 | 0 | 0 | 0 | 0 | 0
PeakG | 0 | 0.07 | 0.03 | 0 | 0 | 0
PeakO | 0 | 0 | 0 | 0 | 0 | 0
ST | 0 | 0 | 0 | 0 | 0 | 0
STOG | 0 | 0 | 0 | 0 | 0 | 0
STWD | 0 | 0.03 | 0.03 | 0.11 | 3.55 | 7.53
WT | 0.01 | 0.01 | 0.01 | 0.01 | 0.04 | 0.04
IGCC | 0 | 0 | 0 | 0 | 0 | 0
DemandResponse | 0 | 0 | 0 | 0 | 0 | 0
IGCC-CCS | 0 | 0 | 0 | 0 | 0 | 0
WT_off | 0 | 0 | 0 | 0 | 0 | 0
PseudoUnit | 0 | 0 | 0 | 0 | 0 | 0
FixedInterchange | 0 | 0 | 0 | 0 | 0 | 0
Total Fuel Consumption by Reporting Type: NYISO_G-I
ReportingType | 2015 | 2020 | 2025 | 2030 | 2035 | 2040
BM | 0 | 0 | 0 | 0 | 0 | 0
CC | 27.57 | 47.63 | 30.29 | 14.79 | 12.03 | 7.01
CSP | 0 | 0 | 0 | 0 | 0 | 0
CT | 0 | 0 | 0 | 0 | 0 | 0
Coal | 0 | 0 | 0 | 0 | 0 | 0
Geo | 0 | 0 | 0 | 0 | 0 | 0
H | 0 | 0 | 0 | 0 | 0 | 0
LFG | 0 | 0 | 0 | 8 | 8 | 8
Nuc | 162.83 | 162.83 | 162.83 | 162.83 | 125.95 | 165.66
PS | 0 | 0 | 0 | 0 | 0 | 0
PV | 0 | 0 | 0 | 0 | 0 | 0
PeakG | 0 | 0 | 0 | 0 | 0 | 0
PeakO | 0 | 0 | 0 | 0 | 0 | 0
ST | 0 | 0 | 0 | 0 | 0 | 0
STOG | 0 | 0 | 0 | 0 | 0 | 0
STWD | 0 | 0 | 0 | 0 | 0 | 0
WT | 0 | 0 | 0 | 0 | 0 | 0
IGCC | 0 | 0 | 0 | 0 | 0 | 0
DemandResponse | 0 | 0 | 0 | 0 | 0 | 0
IGCC-CCS | 0 | 0 | 0 | 0 | 0 | 0
WT_off | 0 | 0 | 0 | 0 | 0 | 0
PseudoUnit | 0 | 0 | 0 | 0 | 0 | 0
FixedInterchange | 0 | 0 | 0 | 0 | 0 | 0
Total Fuel Consumption by Reporting Type: NYISO_J-K
ReportingType | 2015 | 2020 | 2025 | 2030 | 2035 | 2040
BM | 0 | 0 | 0 | 0 | 0 | 0
CC | 164.26 | 173.63 | 169.4 | 150.23 | 90.97 | 78.68
CSP | 0 | 0 | 0 | 0 | 0 | 0
CT | 0 | 0 | 0 | 0 | 0 | 0
Coal | 0 | 0 | 0 | 0 | 0 | 0
Geo | 0 | 0 | 0 | 0 | 0 | 0
H | 0 | 0 | 0 | 0 | 0 | 0
LFG | 0 | 0 | 0 | 8 | 8 | 8
Nuc | 0 | 0 | 0 | 0.01 | 0.07 | 0.08
PS | 0 | 0 | 0 | 0 | 0 | 0
PV | 0 | 0 | 0 | 0 | 0 | 0
PeakG | 0.53 | 0.95 | 1.26 | 1.15 | 3.99 | 2.71
PeakO | 0 | 0 | 0 | 0 | 0 | 0
ST | 0 | 0 | 0 | 0 | 0 | 0
STOG | 5.12 | 7.08 | 9.14 | 10.48 | 4.63 | 2.99
STWD | 0 | 0 | 0 | 0 | 0 | 0
WT | 0 | 0 | 0 | 0 | 0 | 0
IGCC | 0 | 0 | 0 | 0 | 0 | 0
DemandResponse | 0 | 0 | 0 | 0 | 0 | 0
IGCC-CCS | 0 | 0 | 0 | 0 | 0 | 0
WT_off | 0 | 0 | 0 | 0 | 0 | 0
PseudoUnit | 0 | 0 | 0 | 0 | 0 | 0
FixedInterchange | 0 | 0 | 0 | 0 | 0 | 0
Total Fuel Consumption by Reporting Type: PJM_E
ReportingType | 2015 | 2020 | 2025 | 2030 | 2035 | 2040
BM | 0.16 | 2.91 | 2.91 | 2.12 | 2.91 | 2.91
CC | 259.26 | 325.53 | 348.11 | 332.05 | 273.36 | 181.59
CSP | 0 | 0 | 0 | 0 | 0 | 0
CT | 0 | 0.03 | 0.03 | 0.06 | 0.03 | 0
Coal | 6.07 | 3.14 | 1.04 | 0 | 2.25 | 5.77
Geo | 0 | 0 | 0 | 0 | 0 | 0
H | 0 | 0 | 0 | 0 | 0 | 0
LFG | 0.98 | 15.28 | 15.28 | 15.28 | 15.28 | 15.28
Nuc | 702.72 | 651.97 | 651.97 | 651.97 | 468.33 | 371.38
PS | 0 | 0 | 0 | 0 | 0 | 0
PV | 0 | 0 | 0 | 0 | 0 | 0
PeakG | 0.87 | 5.07 | 5.23 | 10.22 | 2.74 | 2.74
PeakO | 0 | 0 | 0 | 0 | 0 | 0
ST | 0 | 0 | 0 | 0 | 0 | 0
STOG | 3.96 | 5.76 | 5.76 | 11.24 | 4.95 | 0
STWD | 0 | 0 | 0 | 0 | 0 | 0
WT | 0 | 0 | 0 | 0 | 0 | 0
IGCC | 0 | 0 | 0 | 0 | 0 | 0
DemandResponse | 0 | 0 | 0 | 0 | 0 | 0
IGCC-CCS | 0 | 0 | 0 | 0 | 0 | 0
WT_off | 0 | 0 | 0 | 0 | 0 | 0
PseudoUnit | 0 | 0 | 0 | 0 | 0 | 0
FixedInterchange | 0 | 0 | 0 | 0 | 0 | 0
Total Fuel Consumption by Reporting Type: PJM_ROM
ReportingType | 2015 | 2020 | 2025 | 2030 | 2035 | 2040
BM | 0.09 | 1.75 | 1.75 | 1.27 | 1.75 | 9.28
CC | 120.21 | 160.98 | 177.87 | 165.09 | 126.89 | 71.83
CSP | 0 | 0 | 0 | 0 | 0 | 0
CT | 0 | 0.02 | 0.02 | 0.03 | 0 | 0
Coal | 312.44 | 116.7 | 8.73 | 10.77 | 29.67 | 29.68
Geo | 0 | 0 | 0 | 0 | 0 | 0
H | 0 | 0 | 0 | 0 | 0 | 0
LFG | 2.04 | 30.56 | 30.56 | 30.56 | 30.56 | 30.56
Nuc | 420.79 | 420.79 | 420.79 | 420.79 | 723.95 | 1106.21
PS | 0 | 0 | 0 | 0 | 0 | 0
PV | 0 | 0 | 0 | 0 | 0 | 0
PeakG | 0 | 0.5 | 0.12 | 3.33 | 1.74 | 1.74
PeakO | 0 | 0 | 0 | 0 | 0 | 0
ST | 0 | 0 | 0 | 0 | 0 | 0
STOG | 7.33 | 13.02 | 14.3 | 14.3 | 7.33 | 0
STWD | 0.28 | 5.38 | 5.38 | 3.95 | 5.38 | 5.38
WT | 0 | 0 | 0 | 0 | 0 | 0
IGCC | 0 | 0 | 0 | 0 | 0 | 0
DemandResponse | 0 | 0 | 0 | 0 | 0 | 0
IGCC-CCS | 0 | 0 | 0 | 0 | 0 | 0
WT_off | 0 | 0 | 0 | 0 | 0 | 0
PseudoUnit | 0 | 0 | 0 | 0 | 0 | 0
FixedInterchange | 0 | 0 | 0 | 0 | 0 | 0
Total Fuel Consumption by Reporting Type: PJM_ROR
ReportingType | 2015 | 2020 | 2025 | 2030 | 2035 | 2040
BM | 2.01 | 37.37 | 37.37 | 27.25 | 37.37 | 37.37
CC | 428.38 | 1228.93 | 1233.38 | 1266.82 | 987.62 | 567.22
CSP | 0 | 0 | 0 | 0 | 0 | 0
CT | 0.06 | 0.06 | 0.06 | 0.06 | 0 | 0
Coal | 2868.96 | 1333.66 | 166.12 | 81.69 | 216.81 | 236.66
Geo | 0 | 0 | 0 | 0 | 0 | 0
H | 0 | 0 | 0 | 0 | 0 | 0
LFG | 6.18 | 6.18 | 61.46 | 61.46 | 61.46 | 61.46
Nuc | 1644.81 | 1644.81 | 1644.81 | 1573.64 | 1496.37 | 2422.3
PS | 0 | 0 | 0 | 0 | 0 | 0
PV | 0 | 0 | 0 | 0 | 0 | 0
PeakG | 12.98 | 12.79 | 12.65 | 17.7 | 8.96 | 4.11
PeakO | 0 | 0 | 0 | 0 | 0 | 0
ST | 0 | 0 | 0 | 0 | 0 | 0
STOG | 7.2 | 8.36 | 8.36 | 8.36 | 4.28 | 0
STWD | 0.43 | 15.91 | 15.91 | 9.78 | 15.91 | 15.91
WT | 0.03 | 0.03 | 0.05 | 0.05 | 0.05 | 0.05
IGCC | 0 | 0 | 0 | 0 | 0 | 0
DemandResponse | 0 | 0 | 0 | 0 | 0 | 0
IGCC-CCS | 0 | 0 | 0 | 0 | 0 | 0
WT_off | 0 | 0 | 0 | 0 | 0 | 0
PseudoUnit | 0 | 0 | 0 | 0 | 0 | 0
FixedInterchange | 0 | 0 | 0 | 0 | 0 | 0
Total Fuel Consumption by Reporting Type: SOCO
ReportingType | 2015 | 2020 | 2025 | 2030 | 2035 | 2040
BM | 0.5 | 0.76 | 1.09 | 5.34 | 5.34 | 403.12
CC | 893.72 | 1100.18 | 1124.82 | 974.92 | 472.32 | 196.42
CSP | 0 | 0 | 0 | 0 | 0 | 0
CT | 0 | 0 | 0 | 0 | 0 | 0
Coal | 598.79 | 257.84 | 25.25 | 55.25 | 66.28 | 66.28
Geo | 0 | 0 | 0 | 0 | 0 | 0
H | 0 | 0 | 0 | 0 | 0 | 0
LFG | 0 | 0 | 11.56 | 11.56 | 11.56 | 11.56
Nuc | 494.38 | 673.18 | 673.18 | 695.66 | 1566.45 | 1662.4
PS | 0 | 0 | 0 | 0 | 0 | 0
PV | 0 | 0 | 0 | 0 | 0 | 0
PeakG | 7.17 | 8.41 | 12.09 | 15.86 | 0.04 | 0.07
PeakO | 0 | 0 | 0 | 0 | 0 | 0
ST | 0 | 0 | 0 | 0 | 0 | 0
STOG | 0 | 0 | 0 | 0 | 0 | 0
STWD | 3.29 | 3.47 | 5.8 | 8.89 | 60.13 | 60.13
WT | 0 | 0 | 0 | 0 | 0 | 0
IGCC | 0 | 0 | 0 | 0 | 0 | 0
DemandResponse | 0 | 0 | 0 | 0 | 0 | 0
IGCC-CCS | 0 | 0 | 0 | 0 | 0 | 0
WT_off | 0 | 0 | 0 | 0 | 0 | 0
PseudoUnit | 0 | 0 | 0 | 0 | 0 | 0
FixedInterchange | 0 | 0 | 0 | 0 | 0 | 0
Total Fuel Consumption by Reporting Type: SPP_N
ReportingType | 2015 | 2020 | 2025 | 2030 | 2035 | 2040
BM | 0 | 0 | 0 | 0 | 0 | 0
CC | 41.92 | 11.03 | 6.83 | 10.53 | 5.28 | 1.91
CSP | 0 | 0 | 0 | 0 | 0 | 0
CT | 0 | 0.3 | 0 | 0 | 0 | 0
Coal | 594.53 | 333.73 | 5.82 | 0 | 0 | 0
Geo | 0 | 0 | 0 | 0 | 0 | 0
H | 0 | 0 | 0 | 0 | 0 | 0
LFG | 0 | 0 | 0 | 8.97 | 10.22 | 10.22
Nuc | 93.19 | 93.19 | 93.19 | 82.64 | 62.36 | 58.76
PS | 0 | 0 | 0 | 0 | 0 | 0
PV | 0 | 0 | 0 | 0 | 0 | 0
PeakG | 0.39 | 0 | 0 | 0 | 0 | 0
PeakO | 0 | 0 | 0 | 0 | 0 | 0
ST | 0 | 0 | 0 | 0 | 0 | 0
STOG | 3.73 | 2.3 | 0 | 0 | 0 | 0
STWD | 0 | 0 | 0 | 0 | 0 | 0
WT | 0 | 0.06 | 0.19 | 0.21 | 0.24 | 0.24
IGCC | 0 | 0 | 0 | 0 | 0 | 0
DemandResponse | 0 | 0 | 0 | 0 | 0 | 0
IGCC-CCS | 0 | 0 | 0 | 0 | 0 | 0
WT_off | 0 | 0 | 0 | 0 | 0 | 0
PseudoUnit | 0 | 0 | 0 | 0 | 0 | 0
FixedInterchange | 0 | 0 | 0 | 0 | 0 | 0
Total Fuel Consumption by Reporting Type: SPP_S
ReportingType | 2015 | 2020 | 2025 | 2030 | 2035 | 2040
BM | 0 | 0 | 0 | 0 | 0 | 0
CC | 325.71 | 102.64 | 112.92 | 100.41 | 56.06 | 50.87
CSP | 0 | 0 | 0 | 0 | 0 | 0
CT | 0.02 | 0 | 0 | 0 | 0 | 0
Coal | 858.5 | 204.68 | 5.45 | 0 | 0 | 0
Geo | 0 | 0 | 0 | 0 | 0 | 0
H | 0 | 0 | 0 | 0 | 0 | 0
LFG | 0 | 0 | 0 | 8.97 | 10.22 | 10.22
Nuc | 0 | 0 | 0 | 0.01 | 0.03 | 0.05
PS | 0 | 0 | 0 | 0 | 0 | 0
PV | 0 | 0 | 0 | 0 | 0 | 0
PeakG | 0 | 0 | 0 | 0 | 0 | 0
PeakO | 0 | 0 | 0 | 0 | 0 | 0
ST | 0 | 0 | 0 | 0 | 0 | 0
STOG | 23.7 | 4.72 | 6.42 | 13.45 | 5.01 | 5.23
STWD | 0.43 | 0.19 | 0.2 | 0.69 | 3.3 | 4.64
WT | 0.01 | 0.14 | 0.15 | 0.15 | 0.17 | 0.18
IGCC | 0 | 0 | 0 | 0 | 0 | 0
DemandResponse | 0 | 0 | 0 | 0 | 0 | 0
IGCC-CCS | 0 | 0 | 0 | 0 | 0 | 0
WT_off | 0 | 0 | 0 | 0 | 0 | 0
PseudoUnit | 0 | 0 | 0 | 0 | 0 | 0
FixedInterchange | 0 | 0 | 0 | 0 | 0 | 0
Total Fuel Consumption by Reporting Type: TVA
ReportingType | 2015 | 2020 | 2025 | 2030 | 2035 | 2040
BM | 0 | 0 | 0 | 0 | 0 | 464.01
CC | 213.91 | 449.61 | 495.24 | 459.95 | 290.02 | 128.98
CSP | 0 | 0 | 0 | 0 | 0 | 0
CT | 0 | 0 | 0 | 0 | 0 | 0
Coal | 525.59 | 178.72 | 8.41 | 0 | 0 | 0
Geo | 0 | 0 | 0 | 0 | 0 | 0
H | 0 | 0 | 0 | 0 | 0 | 0
LFG | 0 | 0 | 11.56 | 11.56 | 11.56 | 11.56
Nuc | 676.63 | 676.63 | 676.63 | 676.63 | 933.95 | 831.04
PS | 0 | 0 | 0 | 0 | 0 | 0
PV | 0 | 0 | 0 | 0 | 0 | 0
PeakG | 0 | 0 | 0 | 0 | 0 | 0
PeakO | 0 | 0 | 0 | 0 | 0 | 0
ST | 0 | 0 | 0 | 0 | 0 | 0
STOG | 0 | 0 | 0 | 0 | 0 | 0
STWD | 0.01 | 0.01 | 0.02 | 0.12 | 0.42 | 0.42
WT | 0 | 0 | 0 | 0 | 0 | 0
IGCC | 0 | 0 | 0 | 0 | 0 | 0
DemandResponse | 0 | 0 | 0 | 0 | 0 | 0
IGCC-CCS | 0 | 0 | 0 | 0 | 0 | 0
WT_off | 0 | 0 | 0 | 0 | 0 | 0
PseudoUnit | 0 | 0 | 0 | 0 | 0 | 0
FixedInterchange | 0 | 0 | 0 | 0 | 0 | 0
Total Fuel Consumption by Reporting Type: TVA_Transmission
ReportingType | 2015 | 2020 | 2025 | 2030 | 2035 | 2040
BM | 0 | 0 | 0 | 0 | 0 | 0
CC | 0 | 0 | 0 | 0 | 0 | 0
CSP | 0 | 0 | 0 | 0 | 0 | 0
CT | 0 | 0 | 0 | 0 | 0 | 0
Coal | 0 | 0 | 0 | 0 | 0 | 0
Geo | 0 | 0 | 0 | 0 | 0 | 0
H | 0 | 0 | 0 | 0 | 0 | 0
LFG | 0 | 0 | 0 | 0 | 0 | 0
Nuc | 0 | 0 | 0 | 0 | 0 | 0
PS | 0 | 0 | 0 | 0 | 0 | 0
PV | 0 | 0 | 0 | 0 | 0 | 0
PeakG | 0 | 0 | 0 | 0 | 0 | 0
PeakO | 0 | 0 | 0 | 0 | 0 | 0
ST | 0 | 0 | 0 | 0 | 0 | 0
STOG | 0 | 0 | 0 | 0 | 0 | 0
STWD | 0 | 0 | 0 | 0 | 0 | 0
WT | 0 | 0 | 0 | 0 | 0 | 0
IGCC | 0 | 0 | 0 | 0 | 0 | 0
DemandResponse | 0 | 0 | 0 | 0 | 0 | 0
IGCC-CCS | 0 | 0 | 0 | 0 | 0 | 0
WT_off | 0 | 0 | 0 | 0 | 0 | 0
PseudoUnit | 0 | 0 | 0 | 0 | 0 | 0
FixedInterchange | 0 | 0 | 0 | 0 | 0 | 0
Total Fuel Consumption by Reporting Type: VACAR
ReportingType | 2015 | 2020 | 2025 | 2030 | 2035 | 2040
BM | 0.09 | 16.61 | 68.88 | 70.12 | 70.12 | 678.09
CC | 716.48 | 734.16 | 736.66 | 680.87 | 426.89 | 104.05
CSP | 0 | 0 | 0 | 0 | 0 | 0
CT | 0.8 | 0.8 | 1.52 | 0.81 | 0.43 | 0
Coal | 396.27 | 226.27 | 69.52 | 27.15 | 48.83 | 48.83
Geo | 0 | 0 | 0 | 0 | 0 | 0
H | 0 | 0 | 0 | 0 | 0 | 0
LFG | 0.04 | 11.56 | 11.56 | 11.56 | 11.56 | 11.56
Nuc | 910.72 | 1100.09 | 1100.09 | 1414.44 | 1780.7 | 2086.93
PS | 0 | 0 | 0 | 0 | 0 | 0
PV | 0 | 0 | 0 | 0 | 0 | 0
PeakG | 1.18 | 2.29 | 4.54 | 5.63 | 1.13 | 1.18
PeakO | 0 | 0 | 0 | 0 | 0 | 0
ST | 0 | 0 | 0 | 0 | 0 | 0
STOG | 0 | 0 | 0 | 0 | 0 | 0
STWD | 24.47 | 24.47 | 24.47 | 24.47 | 24.47 | 24.47
WT | 0 | 0.01 | 0.01 | 0.01 | 0.01 | 0.01
IGCC | 0 | 0 | 0 | 0 | 0 | 0
DemandResponse | 0 | 0 | 0 | 0 | 0 | 0
IGCC-CCS | 0 | 0 | 0 | 0 | 0 | 0
WT_off | 0 | 0 | 0 | 0 | 0 | 0
PseudoUnit | 0 | 0 | 0 | 0 | 0 | 0
FixedInterchange | 0 | 0 | 0 | 0 | 0 | 0
Total Fuel Consumption by Reporting Type: IESO
ReportingType | 2015 | 2020 | 2025 | 2030 | 2035 | 2040
BM | 0 | 0 | 0 | 0.24 | 0.7 | 31.67
CC | 58.99 | 41.32 | 1.65 | 1.01 | 0.04 | 0.95
CSP | 0 | 0 | 0 | 0 | 0 | 0
CT | 0.13 | 0.13 | 0 | 0 | 0 | 0
Coal | 0 | 0 | 0 | 0 | 0 | 0
Geo | 0 | 0 | 0 | 0 | 0 | 0
H | 0 | 0 | 0 | 0 | 0 | 0
LFG | 1.56 | 1.56 | 1.56 | 1.61 | 1.61 | 1.61
Nuc | 1064.72 | 1064.72 | 1064.72 | 1064.72 | 980.48 | 854.53
PS | 0 | 0 | 0 | 0 | 0 | 0
PV | 0 | 0 | 0 | 0 | 0 | 0
PeakG | 0 | 0 | 0 | 0 | 0 | 0
PeakO | 0 | 0 | 0 | 0 | 0 | 0
ST | 0 | 0 | 0 | 0 | 0 | 0
STOG | 0 | 0 | 0 | 0 | 0 | 0
STWD | 0.05 | 0.15 | 0.15 | 0.54 | 10.32 | 10.32
WT | 0.01 | 0.01 | 0.01 | 0.01 | 0.01 | 0.01
IGCC | 0 | 0 | 0 | 0 | 0 | 0
DemandResponse | 0 | 0 | 0 | 0 | 0 | 0
IGCC-CCS | 0 | 0 | 0 | 0 | 0 | 0
WT_off | 0 | 0 | 0 | 0 | 0 | 0
PseudoUnit | 0 | 0 | 0 | 0 | 0 | 0
FixedInterchange | 0 | 0 | 0 | 0 | 0 | 0
Total Fuel Consumption by Reporting Type: MAPP_CA
ReportingType | 2015 | 2020 | 2025 | 2030 | 2035 | 2040
BM | 0 | 0 | 0 | 0 | 0 | 0
CC | 55.51 | 55.51 | 10.61 | 0 | 0 | 0
CSP | 0 | 0 | 0 | 0 | 0 | 0
CT | 0 | 0 | 0 | 0 | 0 | 0
Coal | 2.48 | 0.49 | 0 | 0 | 0 | 0
Geo | 0 | 0 | 0 | 0 | 0 | 0
H | 0 | 0 | 0.01 | 0.02 | 0.02 | 0.02
LFG | 0 | 0 | 0 | 0 | 0 | 0
Nuc | 0 | 0 | 0 | 0 | 0 | 0.05
PS | 0 | 0 | 0 | 0 | 0 | 0
PV | 0 | 0 | 0 | 0 | 0 | 0
PeakG | 0.78 | 0.22 | 0 | 0 | 0 | 0
PeakO | 0 | 0 | 0 | 0 | 0 | 0
ST | 0 | 0 | 0 | 0 | 0 | 0
STOG | 0.16 | 0 | 0 | 0 | 0 | 0
STWD | 0 | 0 | 0 | 0 | 0 | 0
WT | 0 | 0 | 0 | 0 | 0 | 0
IGCC | 0 | 0 | 0 | 0 | 0 | 0
DemandResponse | 0 | 0 | 0 | 0 | 0 | 0
IGCC-CCS | 0 | 0 | 0 | 0 | 0 | 0
WT_off | 0 | 0 | 0 | 0 | 0 | 0
PseudoUnit | 0 | 0 | 0 | 0 | 0 | 0
FixedInterchange | 0 | 0 | 0 | 0 | 0 | 0
Total Fuel Consumption by Reporting Type: AZ_NM_SNV_Coal
ReportingType | 2015 | 2020 | 2025 | 2030 | 2035 | 2040
BM | 0 | 0 | 0 | 0 | 0 | 0
CC | 0 | 0 | 0 | 0 | 0 | 0
CSP | 0 | 0 | 0 | 0 | 0 | 0
CT | 0 | 0 | 0 | 0 | 0 | 0
Coal | 544.69 | 485.27 | 217.17 | 0.45 | 37.28 | 38.78
Geo | 0 | 0 | 0 | 0 | 0 | 0
H | 0 | 0 | 0 | 0 | 0 | 0
LFG | 0 | 0 | 0 | 0 | 0 | 0
Nuc | 0 | 0 | 0 | 0 | 0 | 0
PS | 0 | 0 | 0 | 0 | 0 | 0
PV | 0 | 0 | 0 | 0 | 0 | 0
PeakG | 0 | 0 | 0 | 0 | 0 | 0
PeakO | 0 | 0 | 0 | 0 | 0 | 0
ST | 0 | 0 | 0 | 0 | 0 | 0
STOG | 0 | 0 | 0 | 0 | 0 | 0
STWD | 0 | 0 | 0 | 0 | 0 | 0
WT | 0 | 0 | 0 | 0 | 0 | 0
IGCC | 0 | 0 | 0 | 0 | 0 | 0
DemandResponse | 0 | 0 | 0 | 0 | 0 | 0
IGCC-CCS | 0 | 0 | 0 | 0 | 0 | 0
WT_off | 0 | 0 | 0 | 0 | 0 | 0
PseudoUnit | 0 | 0 | 0 | 0 | 0 | 0
FixedInterchange | 0 | 0 | 0 | 0 | 0 | 0
Total Fuel Consumption by Reporting Type: AZ_NM_SNV_Gas
ReportingType | 2015 | 2020 | 2025 | 2030 | 2035 | 2040
BM | 0 | 0 | 0 | 0 | 0 | 0
CC | 434.51 | 350.14 | 553.73 | 418.87 | 151.17 | 77.1
CSP | 0 | 0 | 0 | 0 | 0 | 0
CT | 0 | 0 | 0 | 0 | 0 | 0
Coal | 0 | 0 | 0 | 0 | 0 | 0
Geo | 0 | 0 | 0 | 0 | 0 | 0
H | 0 | 0 | 0 | 0 | 0 | 0
LFG | 0 | 0 | 0 | 0 | 0 | 0
Nuc | 0 | 0 | 0 | 0 | 0 | 0
PS | 0 | 0 | 0 | 0 | 0 | 0
PV | 0 | 0 | 0 | 0 | 0 | 0
PeakG | 0 | 0 | 0 | 0 | 0 | 0
PeakO | 0 | 0 | 0 | 0 | 0 | 0
ST | 0 | 0 | 0 | 0 | 0 | 0
STOG | 0 | 0 | 0 | 0 | 0 | 0
STWD | 0 | 0 | 0 | 0 | 0 | 0
WT | 0 | 0 | 0 | 0 | 0 | 0
IGCC | 0 | 0 | 0 | 0 | 0 | 0
DemandResponse | 0 | 0 | 0 | 0 | 0 | 0
IGCC-CCS | 0 | 0 | 0 | 0 | 0 | 0
WT_off | 0 | 0 | 0 | 0 | 0 | 0
PseudoUnit | 0 | 0 | 0 | 0 | 0 | 0
FixedInterchange | 0 | 0 | 0 | 0 | 0 | 0
Total Fuel Consumption by Reporting Type: AZ_NM_SNV_NucRenew
ReportingType | 2015 | 2020 | 2025 | 2030 | 2035 | 2040
BM | 0 | 0 | 0 | 0 | 0 | 0
CC | 0 | 0 | 0 | 0 | 0 | 0
CSP | 0 | 0 | 0 | 0 | 0 | 0
CT | 0 | 0 | 0 | 0 | 0 | 0
Coal | 0 | 0 | 0 | 0 | 0 | 0
Geo | 0 | 0 | 0.01 | 0.01 | 0.01 | 0.01
H | 0 | 0 | 0 | 0 | 0 | 0
LFG | 0 | 6.53 | 6.53 | 6.53 | 6.53 | 6.53
Nuc | 317.72 | 317.72 | 317.72 | 528.38 | 1050.32 | 1268.14
PS | 0 | 0 | 0 | 0 | 0 | 0
PV | 0 | 0 | 0 | 0 | 0 | 0
PeakG | 0 | 0 | 0 | 0 | 0 | 0
PeakO | 0 | 0 | 0 | 0 | 0 | 0
ST | 0 | 0 | 0 | 0 | 0.01 | 0.01
STOG | 0 | 0 | 0 | 0 | 0 | 0
STWD | 1.77 | 1.77 | 1.77 | 1.77 | 1.77 | 1.77
WT | 0 | 0.03 | 0.03 | 0.03 | 0.03 | 0.03
IGCC | 0 | 0 | 0 | 0 | 0 | 0
DemandResponse | 0 | 0 | 0 | 0 | 0 | 0
IGCC-CCS | 0 | 0 | 0 | 0 | 0 | 0
WT_off | 0 | 0 | 0 | 0 | 0 | 0
PseudoUnit | 0 | 0 | 0 | 0 | 0 | 0
FixedInterchange | 0 | 0 | 0 | 0 | 0 | 0
Total Fuel Consumption by Reporting Type: ERCOT
ReportingType | 2015 | 2020 | 2025 | 2030 | 2035 | 2040
BM | 0.76 | 1.28 | 0.71 | 10.83 | 14.07 | 394.55
CC | 1260.72 | 1539.48 | 1328.22 | 1282.96 | 702.78 | 529.69
CSP | 0 | 0 | 0 | 0 | 0 | 0
CT | 0 | 0.03 | 0.02 | 0.09 | 0 | 0
Coal | 719.25 | 304.62 | 27.94 | 57.91 | 80.32 | 80.32
Geo | 0 | 0 | 0 | 0 | 0 | 0
H | 0 | 0 | 0 | 0 | 0 | 0
LFG | 0 | 0 | 38.09 | 38.09 | 38.09 | 38.09
Nuc | 422.69 | 422.69 | 422.69 | 422.69 | 1306.99 | 1306.99
PS | 0 | 0 | 0 | 0 | 0 | 0
PV | 0 | 0 | 0 | 0 | 0 | 0
PeakG | 0 | 0.07 | 0 | 0.02 | 0.45 | 0.52
PeakO | 0 | 0 | 0 | 0 | 0 | 0
ST | 0 | 0 | 0 | 0 | 0 | 0
STOG | 22.26 | 35.73 | 10.22 | 16.43 | 0 | 0
STWD | 0 | 0 | 0 | 0 | 0 | 0
WT | 0.03 | 0.03 | 0.08 | 0.08 | 0.08 | 0.08
IGCC | 0 | 0 | 0 | 0 | 0 | 0
DemandResponse | 0 | 0 | 0 | 0 | 0 | 0
IGCC-CCS | 0 | 0 | 0 | 0 | 0 | 0
WT_off | 0 | 0 | 0 | 0 | 0 | 0
PseudoUnit | 0 | 0 | 0 | 0 | 0 | 0
FixedInterchange | 0 | 0 | 0 | 0 | 0 | 0
Total Fuel Consumption by Reporting Type: NP15
ReportingType | 2015 | 2020 | 2025 | 2030 | 2035 | 2040
BM | 0 | 0 | 0 | 0 | 0 | 0
CC | 485.7 | 451.61 | 496.97 | 456.98 | 181.21 | 67.14
CSP | 0 | 0 | 0 | 0 | 0 | 0
CT | 0 | 0 | 0 | 0 | 0 | 0
Coal | 16.77 | 2.5 | 2.5 | 0 | 0 | 0
Geo | 0.01 | 0.01 | 0.01 | 0.01 | 0.01 | 0.01
H | 0 | 0 | 0 | 0 | 0 | 0
LFG | 0 | 60.8 | 60.8 | 60.8 | 60.8 | 60.8
Nuc | 187.74 | 187.74 | 187.74 | 204.46 | 502.6 | 854.91
PS | 0 | 0 | 0 | 0 | 0 | 0
PV | 0 | 0 | 0 | 0 | 0 | 0
PeakG | 0 | 0 | 0 | 0 | 0 | 0
PeakO | 0 | 0 | 0 | 0 | 0 | 0
ST | 0 | 0 | 0 | 0 | 0 | 0
STOG | 0.36 | 0.12 | 0.88 | 0.64 | 0 | 0
STWD | 37.44 | 37.44 | 1.97 | 37.44 | 37.44 | 37.44
WT | 0 | 0.01 | 0.01 | 0.01 | 0.03 | 0.04
IGCC | 0 | 0 | 0 | 0 | 0 | 0
DemandResponse | 0 | 0 | 0 | 0 | 0 | 0
IGCC-CCS | 0 | 0 | 0 | 0 | 0 | 0
WT_off | 0 | 0 | 0 | 0 | 0 | 0
PseudoUnit | 0 | 0 | 0 | 0 | 0 | 0
FixedInterchange | 0 | 0 | 0 | 0 | 0 | 0
Total Fuel Consumption by Reporting Type: NWPP_Coal
ReportingType | 2015 | 2020 | 2025 | 2030 | 2035 | 2040
BM | 0 | 0 | 0 | 0 | 0 | 0
CC | 0 | 0 | 0 | 0 | 0 | 0
CSP | 0 | 0 | 0 | 0 | 0 | 0
CT | 0 | 0 | 0 | 0 | 0 | 0
Coal | 589.61 | 468 | 188.89 | 16.32 | 16.32 | 16.32
Geo | 0 | 0 | 0 | 0 | 0 | 0
H | 0 | 0 | 0 | 0 | 0 | 0
LFG | 0 | 0 | 0 | 0 | 0 | 0
Nuc | 0 | 0 | 0 | 0 | 0 | 0
PS | 0 | 0 | 0 | 0 | 0 | 0
PV | 0 | 0 | 0 | 0 | 0 | 0
PeakG | 0 | 0 | 0 | 0 | 0 | 0
PeakO | 0 | 0 | 0 | 0 | 0 | 0
ST | 0 | 0 | 0 | 0 | 0 | 0
STOG | 0 | 0 | 0 | 0 | 0 | 0
STWD | 0 | 0 | 0 | 0 | 0 | 0
WT | 0 | 0 | 0 | 0 | 0 | 0
IGCC | 0 | 0 | 0 | 0 | 0 | 0
DemandResponse | 0 | 0 | 0 | 0 | 0 | 0
IGCC-CCS | 0 | 0 | 0 | 0 | 0 | 0
WT_off | 0 | 0 | 0 | 0 | 0 | 0
PseudoUnit | 0 | 0 | 0 | 0 | 0 | 0
FixedInterchange | 0 | 0 | 0 | 0 | 0 | 0
Total Fuel Consumption by Reporting Type: NWPP_Gas
ReportingType | 2015 | 2020 | 2025 | 2030 | 2035 | 2040
BM | 0 | 0 | 0 | 0 | 0 | 0
CC | 321.7 | 384.66 | 408.02 | 408.02 | 49.17 | 21.03
CSP | 0 | 0 | 0 | 0 | 0 | 0
CT | 0 | 0 | 0 | 0 | 0 | 0
Coal | 0 | 0 | 0 | 0 | 0 | 0
Geo | 0 | 0 | 0 | 0 | 0 | 0
H | 0 | 0 | 0 | 0 | 0 | 0
LFG | 0 | 0 | 0 | 0 | 0 | 0
Nuc | 0 | 0 | 0 | 0 | 0 | 0
PS | 0 | 0 | 0 | 0 | 0 | 0
PV | 0 | 0 | 0 | 0 | 0 | 0
PeakG | 0 | 0 | 0 | 0 | 0 | 0
PeakO | 0 | 0 | 0 | 0 | 0 | 0
ST | 0 | 0 | 0 | 0 | 0 | 0
STOG | 0 | 0 | 0 | 0 | 0 | 0
STWD | 0 | 0 | 0 | 0 | 0 | 0
WT | 0 | 0 | 0 | 0 | 0 | 0
IGCC | 0 | 0 | 0 | 0 | 0 | 0
DemandResponse | 0 | 0 | 0 | 0 | 0 | 0
IGCC-CCS | 0 | 0 | 0 | 0 | 0 | 0
WT_off | 0 | 0 | 0 | 0 | 0 | 0
PseudoUnit | 0 | 0 | 0 | 0 | 0 | 0
FixedInterchange | 0 | 0 | 0 | 0 | 0 | 0
Total Fuel Consumption by Reporting Type: NWPP_NucRenew
ReportingType | 2015 | 2020 | 2025 | 2030 | 2035 | 2040
BM | 0 | 0.01 | 3.16 | 3.16 | 3.16 | 100.66
CC | 0 | 0 | 0 | 0 | 0 | 0
CSP | 0 | 0 | 0 | 0 | 0 | 0
CT | 0 | 0 | 0 | 0 | 0 | 0
Coal | 0 | 0 | 0 | 0 | 0 | 0
Geo | 0 | 0 | 0.01 | 0.01 | 0.01 | 0.01
H | 0 | 0 | 0 | 0 | 0 | 0
LFG | 2.74 | 28.3 | 29.05 | 29.05 | 29.05 | 29.05
Nuc | 88.66 | 88.66 | 88.66 | 88.66 | 395.48 | 474.55
PS | 0 | 0 | 0 | 0 | 0 | 0
PV | 0 | 0 | 0 | 0 | 0 | 0
PeakG | 0 | 0 | 0 | 0 | 0 | 0
PeakO | 0 | 0 | 0 | 0 | 0 | 0
ST | 0 | 0 | 0 | 0 | 0 | 0
STOG | 0 | 0 | 0 | 0 | 0 | 0
STWD | 0 | 0 | 13.46 | 46.18 | 46.18 | 46.18
WT | 0.02 | 0.02 | 0.02 | 0.04 | 0.07 | 0.07
IGCC | 0 | 0 | 0 | 0 | 0 | 0
DemandResponse | 0 | 0 | 0 | 0 | 0 | 0
IGCC-CCS | 0 | 0 | 0 | 0 | 0 | 0
WT_off | 0 | 0 | 0 | 0 | 0 | 0
PseudoUnit | 0 | 0 | 0 | 0 | 0 | 0
FixedInterchange | 0 | 0 | 0 | 0 | 0 | 0
Total Fuel Consumption by Reporting Type: RMPA
ReportingType | 2015 | 2020 | 2025 | 2030 | 2035 | 2040
BM | 0 | 0 | 0 | 0 | 0 | 57.94
CC | 44.28 | 52.95 | 96.41 | 81.6 | 36.05 | 24.64
CSP | 0 | 0 | 0 | 0 | 0 | 0
CT | 0 | 0 | 0 | 0 | 0 | 0
Coal | 572.72 | 462.74 | 121.15 | 42.95 | 42.57 | 42.57
Geo | 0 | 0 | 0.02 | 0.02 | 0.02 | 0.02
H | 0 | 0 | 0 | 0 | 0 | 0
LFG | 0.15 | 3.26 | 3.26 | 3.26 | 3.26 | 3.26
Nuc | 0 | 0 | 0 | 141.9 | 214.46 | 214.47
PS | 0 | 0 | 0 | 0 | 0 | 0
PV | 0 | 0 | 0 | 0 | 0 | 0
PeakG | 0 | 0 | 0 | 0 | 0 | 0
PeakO | 0 | 0 | 0 | 0 | 0 | 0
ST | 0 | 0 | 0 | 0 | 0 | 0
STOG | 0 | 0 | 0 | 0 | 0 | 0
STWD | 0 | 0 | 0 | 0 | 0 | 0
WT | 0.01 | 0.02 | 0.02 | 0.02 | 0.02 | 0.02
IGCC | 0 | 0 | 0 | 0 | 0 | 0
DemandResponse | 0 | 0 | 0 | 0 | 0 | 0
IGCC-CCS | 0 | 0 | 0 | 0 | 0 | 0
WT_off | 0 | 0 | 0 | 0 | 0 | 0
PseudoUnit | 0 | 0 | 0 | 0 | 0 | 0
FixedInterchange | 0 | 0 | 0 | 0 | 0 | 0
Total Fuel Consumption by Reporting Type: SP15
ReportingType | 2015 | 2020 | 2025 | 2030 | 2035 | 2040
BM | 0.58 | 0.58 | 0.58 | 0.58 | 0.58 | 0.58
CC | 519.97 | 521.91 | 603.04 | 542.92 | 305.51 | 158.67
CSP | 0 | 0 | 0 | 0 | 0 | 0
CT | 0 | 0 | 0 | 0 | 0 | 0
Coal | 15.7 | 8.42 | 8.42 | 0 | 0 | 0
Geo | 0.01 | 0.02 | 0.02 | 0.02 | 0.02 | 0.02
H | 0 | 0 | 0 | 0 | 0 | 0
LFG | 0.99 | 60.8 | 60.8 | 60.8 | 60.8 | 60.8
Nuc | 173.28 | 173.28 | 173.28 | 173.28 | 267.33 | 352.41
PS | 0 | 0 | 0 | 0 | 0 | 0
PV | 0 | 0 | 0 | 0 | 0 | 0
PeakG | 0 | 0 | 0 | 0 | 0 | 0
PeakO | 0 | 0 | 0 | 0 | 0 | 0
ST | 0 | 0 | 0 | 0 | 0.01 | 0.01
STOG | 8.34 | 3.43 | 4.5 | 2.2 | 0.25 | 0.42
STWD | 9.59 | 9.59 | 5.63 | 9.59 | 9.59 | 9.59
WT | 0.01 | 0.01 | 0.01 | 0.04 | 0.04 | 0.04
IGCC | 0 | 0 | 0 | 0 | 0 | 0
DemandResponse | 0 | 0 | 0 | 0 | 0 | 0
IGCC-CCS | 0 | 0 | 0 | 0 | 0 | 0
WT_off | 0 | 0 | 0 | 0 | 0 | 0
PseudoUnit | 0 | 0 | 0 | 0 | 0 | 0
FixedInterchange | 0 | 0 | 0 | 0 | 0 | 0
Total Fuel Consumption by Reporting Type: ALB
ReportingType | 2015 | 2020 | 2025 | 2030 | 2035 | 2040
BM | 0 | 0 | 0 | 0 | 0 | 0
CC | 124.65 | 135.85 | 133.07 | 13.49 | 2.16 | 0
CSP | 0 | 0 | 0 | 0 | 0 | 0
CT | 0 | 0 | 0 | 0 | 0 | 0
Coal | 470.15 | 470.15 | 470.15 | 0.06 | 0 | 0
Geo | 0 | 0 | 0 | 0 | 0 | 0
H | 0 | 0 | 0 | 0 | 0 | 0
LFG | 0 | 0 | 0 | 0 | 0 | 0
Nuc | 0 | 0 | 0 | 695.63 | 703.66 | 755.21
PS | 0 | 0 | 0 | 0 | 0 | 0
PV | 0 | 0 | 0 | 0 | 0 | 0
PeakG | 0 | 0 | 0 | 0 | 0 | 0
PeakO | 0 | 0 | 0 | 0 | 0 | 0
ST | 0 | 0 | 0 | 0 | 0 | 0
STOG | 0 | 0 | 0 | 0 | 0 | 0
STWD | 0 | 4.07 | 9.69 | 13.02 | 13.02 | 13.02
WT | 0 | 0 | 0 | 0 | 0 | 0
IGCC | 0 | 0 | 0 | 0 | 0 | 0
DemandResponse | 0 | 0 | 0 | 0 | 0 | 0
IGCC-CCS | 0 | 0 | 0 | 0 | 0 | 0
WT_off | 0 | 0 | 0 | 0 | 0 | 0
PseudoUnit | 0 | 0 | 0 | 0 | 0 | 0
FixedInterchange | 0 | 0 | 0 | 0 | 0 | 0
Total Fuel Consumption by Reporting Type: BC
ReportingType | 2015 | 2020 | 2025 | 2030 | 2035 | 2040
BM | 0 | 0 | 0 | 0 | 0 | 0
CC | 30.98 | 30.98 | 30.98 | 19.72 | 4.55 | 0
CSP | 0 | 0 | 0 | 0 | 0 | 0
CT | 0 | 0 | 0 | 0 | 0 | 0
Coal | 0 | 0 | 0 | 0 | 0 | 0
Geo | 0 | 0 | 0 | 0 | 0 | 0
H | 0 | 0 | 0 | 0 | 0 | 0
LFG | 0 | 0 | 0 | 0 | 0 | 0
Nuc | 0 | 0 | 0.02 | 46.43 | 46.43 | 111.13
PS | 0 | 0 | 0 | 0 | 0 | 0
PV | 0 | 0 | 0 | 0 | 0 | 0
PeakG | 0 | 0 | 0 | 0 | 0 | 0
PeakO | 0 | 0 | 0 | 0 | 0 | 0
ST | 0 | 0 | 0 | 0 | 0 | 0
STOG | 0 | 0 | 0 | 0 | 0 | 0
STWD | 0 | 11.53 | 27.17 | 41.58 | 41.58 | 41.58
WT | 0 | 0 | 0 | 0 | 0 | 0
IGCC | 0 | 0 | 0 | 0 | 0 | 0
DemandResponse | 0 | 0 | 0 | 0 | 0 | 0
IGCC-CCS | 0 | 0 | 0 | 0 | 0 | 0
WT_off | 0 | 0 | 0 | 0 | 0 | 0
PseudoUnit | 0 | 0 | 0 | 0 | 0 | 0
FixedInterchange | 0 | 0 | 0 | 0 | 0 | 0
Total Fuel Consumption by Reporting Type: HQ_IESO
ReportingType | 2015 | 2020 | 2025 | 2030 | 2035 | 2040
BM | 0 | 0 | 0 | 0 | 0 | 0
CC | 0 | 0 | 0 | 0 | 0 | 0
CSP | 0 | 0 | 0 | 0 | 0 | 0
CT | 0 | 0 | 0 | 0 | 0 | 0
Coal | 0 | 0 | 0 | 0 | 0 | 0
Geo | 0 | 0 | 0 | 0 | 0 | 0
H | 0 | 0 | 0 | 0 | 0 | 0
LFG | 0 | 0 | 0 | 0 | 0 | 0
Nuc | 0 | 0 | 0 | 0 | 0 | 0.08
PS | 0 | 0 | 0 | 0 | 0 | 0
PV | 0 | 0 | 0 | 0 | 0 | 0
PeakG | 0 | 0 | 0 | 0 | 0 | 0
PeakO | 0 | 0 | 0 | 0 | 0 | 0
ST | 0 | 0 | 0 | 0 | 0 | 0
STOG | 0 | 0 | 0 | 0 | 0 | 0
STWD | 0 | 0 | 0 | 0 | 0 | 0
WT | 0 | 0 | 0 | 0 | 0 | 0
IGCC | 0 | 0 | 0 | 0 | 0 | 0
DemandResponse | 0 | 0 | 0 | 0 | 0 | 0
IGCC-CCS | 0 | 0 | 0 | 0 | 0 | 0
WT_off | 0 | 0 | 0 | 0 | 0 | 0
PseudoUnit | 0 | 0 | 0 | 0 | 0 | 0
FixedInterchange | 0 | 0 | 0 | 0 | 0 | 0
Total Fuel Consumption by Reporting Type: HQ_NEISO
ReportingType | 2015 | 2020 | 2025 | 2030 | 2035 | 2040
BM | 0 | 0 | 0 | 0 | 0 | 0
CC | 0 | 0 | 0 | 0 | 0 | 0
CSP | 0 | 0 | 0 | 0 | 0 | 0
CT | 0 | 0 | 0 | 0 | 0 | 0
Coal | 0 | 0 | 0 | 0 | 0 | 0
Geo | 0 | 0 | 0 | 0 | 0 | 0
H | 0 | 0 | 0 | 0 | 0 | 0
LFG | 0 | 0 | 0 | 0 | 0 | 0
Nuc | 0 | 0 | 0 | 0 | 0.02 | 0.04
PS | 0 | 0 | 0 | 0 | 0 | 0
PV | 0 | 0 | 0 | 0 | 0 | 0
PeakG | 0 | 0 | 0 | 0 | 0 | 0
PeakO | 0 | 0 | 0 | 0 | 0 | 0
ST | 0 | 0 | 0 | 0 | 0 | 0
STOG | 0 | 0 | 0 | 0 | 0 | 0
STWD | 0 | 0 | 0 | 0 | 0 | 0
WT | 0 | 0 | 0 | 0 | 0 | 0
IGCC | 0 | 0 | 0 | 0 | 0 | 0
DemandResponse | 0 | 0 | 0 | 0 | 0 | 0
IGCC-CCS | 0 | 0 | 0 | 0 | 0 | 0
WT_off | 0 | 0 | 0 | 0 | 0 | 0
PseudoUnit | 0 | 0 | 0 | 0 | 0 | 0
FixedInterchange | 0.02 | 0.02 | 0.02 | 0.02 | 0.02 | 0.02
Total Fuel Consumption by Reporting Type: HQ_NY
ReportingType | 2015 | 2020 | 2025 | 2030 | 2035 | 2040
BM | 0 | 0 | 0 | 0 | 0 | 0
CC | 0 | 0 | 0 | 0 | 0 | 0
CSP | 0 | 0 | 0 | 0 | 0 | 0
CT | 0 | 0 | 0 | 0 | 0 | 0
Coal | 0 | 0 | 0 | 0 | 0 | 0
Geo | 0 | 0 | 0 | 0 | 0 | 0
H | 0 | 0 | 0 | 0 | 0 | 0
LFG | 0 | 0 | 0 | 0 | 0 | 0
Nuc | 0 | 0 | 0 | 0 | 0.04 | 0.08
PS | 0 | 0 | 0 | 0 | 0 | 0
PV | 0 | 0 | 0 | 0 | 0 | 0
PeakG | 0 | 0 | 0 | 0 | 0 | 0
PeakO | 0 | 0 | 0 | 0 | 0 | 0
ST | 0 | 0 | 0 | 0 | 0 | 0
STOG | 0 | 0 | 0 | 0 | 0 | 0
STWD | 0 | 0 | 0 | 0 | 0 | 0
WT | 0 | 0 | 0 | 0 | 0 | 0
IGCC | 0 | 0 | 0 | 0 | 0 | 0
DemandResponse | 0 | 0 | 0 | 0 | 0 | 0
IGCC-CCS | 0 | 0 | 0 | 0 | 0 | 0
WT_off | 0 | 0 | 0 | 0 | 0 | 0
PseudoUnit | 0 | 0 | 0.01 | 0.01 | 0.01 | 0.01
FixedInterchange | 0.01 | 0.01 | 0.01 | 0.01 | 0.01 | 0.01
Total Fuel Consumption by Reporting Type: MARITIMES
ReportingType | 2015 | 2020 | 2025 | 2030 | 2035 | 2040
BM | 0 | 0 | 0 | 0 | 0 | 0
CC | 0 | 0 | 0 | 0 | 0 | 0
CSP | 0 | 0 | 0 | 0 | 0 | 0
CT | 0 | 0 | 0 | 0 | 0 | 0
Coal | 0 | 0 | 0 | 0 | 0 | 0
Geo | 0 | 0 | 0 | 0 | 0 | 0
H | 0 | 0 | 0 | 0 | 0 | 0
LFG | 0 | 0 | 0 | 0 | 0 | 0
Nuc | 0 | 0 | 0 | 0 | 0.02 | 0.04
PS | 0 | 0 | 0 | 0 | 0 | 0
PV | 0 | 0 | 0 | 0 | 0 | 0
PeakG | 0 | 0 | 0 | 0 | 0 | 0
PeakO | 0 | 0 | 0 | 0 | 0 | 0
ST | 0 | 0 | 0 | 0 | 0 | 0
STOG | 0 | 0 | 0 | 0 | 0 | 0
STWD | 0 | 0 | 0 | 0 | 0 | 0
WT | 0 | 0 | 0 | 0 | 0 | 0
IGCC | 0 | 0 | 0 | 0 | 0 | 0
DemandResponse | 0 | 0 | 0 | 0 | 0 | 0
IGCC-CCS | 0 | 0 | 0 | 0 | 0 | 0
WT_off | 0 | 0 | 0 | 0 | 0 | 0
PseudoUnit | 0 | 0 | 0 | 0 | 0 | 0
FixedInterchange | 0.01 | 0.01 | 0.01 | 0.01 | 0.01 | 0.01
Total Fuel Consumption by Reporting Type: All
ReportingType | 2015 | 2020 | 2025 | 2030 | 2035 | 2040
BM | 28.66 | 77.17 | 121.14 | 128.14 | 160.48 | 2821.41
CC | 9117.22 | 11731.13 | 11669.65 | 10292.06 | 5533.82 | 3120.96
CSP | 0 | 0 | 0 | 0 | 0 | 0
CT | 6.28 | 6.73 | 12.07 | 9.22 | 0.46 | 0
Coal | 13824.32 | 6507.3 | 1660.75 | 441.92 | 811.86 | 915.34
Geo | 0.02 | 0.04 | 0.07 | 0.07 | 0.07 | 0.07
H | 0 | 0.01 | 0.02 | 0.03 | 0.04 | 0.04
LFG | 20.69 | 230.83 | 468.63 | 543.1 | 546.54 | 546.54
Nuc | 9611.91 | 9929.35 | 10066.24 | 11616.14 | 15723.66 | 18164.18
PS | 0 | 0 | 0 | 0 | 0 | 0
PV | 0 | 0.01 | 0.01 | 0.01 | 0.01 | 0.01
PeakG | 34.75 | 46.85 | 45.39 | 59.01 | 21.81 | 15.37
PeakO | 0 | 0 | 0 | 0 | 0 | 0
ST | 0 | 0.01 | 0.01 | 0.01 | 0.02 | 0.02
STOG | 93.07 | 87.78 | 64.83 | 77.58 | 26.45 | 8.64
STWD | 145.69 | 142.7 | 121.59 | 225.26 | 371.43 | 400.55
WT | 0.18 | 0.48 | 0.92 | 1.11 | 1.35 | 1.38
IGCC | 40.45 | 40.45 | 17.46 | 1.07 | 0 | 0
DemandResponse | 0 | 0 | 0 | 0 | 0 | 0
IGCC-CCS | 0 | 0 | 0 | 0 | 0 | 0
WT_off | 0 | 0 | 0.01 | 0.01 | 0.01 | 0.01
PseudoUnit | 0 | 0 | 0.01 | 0.01 | 0.02 | 0.02
FixedInterchange | 0.04 | 0.04 | 0.04 | 0.04 | 0.04 | 0.04
Total Fuel Consumption by Reporting Type: EI_US
ReportingType | 2015 | 2020 | 2025 | 2030 | 2035 | 2040
BM | 27.32 | 75.3 | 116.69 | 113.33 | 141.96 | 2236.01
CC | 5780.2 | 8166.72 | 8006.95 | 7066.48 | 4101.16 | 2241.75
CSP | 0 | 0 | 0 | 0 | 0 | 0
CT | 6.15 | 6.57 | 12.06 | 9.13 | 0.46 | 0
Coal | 10892.93 | 4305.12 | 624.54 | 324.22 | 635.36 | 737.35
Geo | 0 | 0 | 0 | 0 | 0 | 0
H | 0 | 0 | 0.01 | 0.01 | 0.01 | 0.01
LFG | 15.24 | 69.59 | 268.54 | 342.95 | 346.39 | 346.39
Nuc | 7357.1 | 7674.54 | 7811.4 | 8249.99 | 10255.91 | 11971.71
PS | 0 | 0 | 0 | 0 | 0 | 0
PV | 0 | 0 | 0.01 | 0.01 | 0.01 | 0.01
PeakG | 33.96 | 46.55 | 45.39 | 58.99 | 21.36 | 14.84
PeakO | 0 | 0 | 0 | 0 | 0 | 0
ST | 0 | 0 | 0 | 0 | 0 | 0
STOG | 61.94 | 48.5 | 49.23 | 58.31 | 26.2 | 8.22
STWD | 96.84 | 78.15 | 61.75 | 75.14 | 211.54 | 240.65
WT | 0.11 | 0.36 | 0.74 | 0.87 | 1.06 | 1.08
IGCC | 40.45 | 40.45 | 17.46 | 1.07 | 0 | 0
DemandResponse | 0 | 0 | 0 | 0 | 0 | 0
IGCC-CCS | 0 | 0 | 0 | 0 | 0 | 0
WT_off | 0 | 0 | 0.01 | 0.01 | 0.01 | 0.01
PseudoUnit | 0 | 0 | 0.01 | 0.01 | 0.02 | 0.02
FixedInterchange | 0.03 | 0.03 | 0.03 | 0.03 | 0.03 | 0.03
Total Fuel Consumption by Reporting Type: EI_Canada
ReportingType | 2015 | 2020 | 2025 | 2030 | 2035 | 2040
BM | 0 | 0 | 0 | 0.24 | 0.7 | 31.67
CC | 114.5 | 96.83 | 12.27 | 1.01 | 0.04 | 0.95
CSP | 0 | 0 | 0 | 0 | 0 | 0
CT | 0.13 | 0.13 | 0 | 0 | 0 | 0
Coal | 2.48 | 0.49 | 0 | 0 | 0 | 0
Geo | 0 | 0 | 0 | 0 | 0 | 0
H | 0 | 0 | 0.01 | 0.02 | 0.03 | 0.03
LFG | 1.56 | 1.56 | 1.56 | 1.61 | 1.61 | 1.61
Nuc | 1064.72 | 1064.73 | 1064.72 | 1064.72 | 980.48 | 854.65
PS | 0 | 0 | 0 | 0 | 0 | 0
PV | 0 | 0 | 0 | 0 | 0 | 0
PeakG | 0.78 | 0.22 | 0 | 0 | 0 | 0
PeakO | 0 | 0 | 0 | 0 | 0 | 0
ST | 0 | 0 | 0 | 0 | 0 | 0
STOG | 0.16 | 0 | 0 | 0 | 0 | 0
STWD | 0.05 | 0.15 | 0.15 | 0.54 | 10.32 | 10.32
WT | 0.01 | 0.01 | 0.01 | 0.01 | 0.01 | 0.01
IGCC | 0 | 0 | 0 | 0 | 0 | 0
DemandResponse | 0 | 0 | 0 | 0 | 0 | 0
IGCC-CCS | 0 | 0 | 0 | 0 | 0 | 0
WT_off | 0 | 0 | 0 | 0 | 0 | 0
PseudoUnit | 0 | 0 | 0 | 0 | 0 | 0
FixedInterchange | 0 | 0 | 0 | 0 | 0 | 0
Total Fuel Consumption by Reporting Type: EI
ReportingType | 2015 | 2020 | 2025 | 2030 | 2035 | 2040
BM | 27.32 | 75.3 | 116.69 | 113.56 | 142.67 | 2267.68
CC | 5894.7 | 8263.55 | 8019.21 | 7067.49 | 4101.2 | 2242.69
CSP | 0 | 0 | 0 | 0 | 0 | 0
CT | 6.28 | 6.7 | 12.06 | 9.13 | 0.46 | 0
Coal | 10895.42 | 4305.61 | 624.54 | 324.22 | 635.36 | 737.35
Geo | 0 | 0 | 0 | 0 | 0 | 0
H | 0 | 0.01 | 0.02 | 0.03 | 0.04 | 0.04
LFG | 16.8 | 71.15 | 270.11 | 344.57 | 348.01 | 348.01
Nuc | 8421.82 | 8739.26 | 8876.13 | 9314.71 | 11236.4 | 12826.37
PS | 0 | 0 | 0 | 0 | 0 | 0
PV | 0 | 0 | 0.01 | 0.01 | 0.01 | 0.01
PeakG | 34.75 | 46.77 | 45.39 | 58.99 | 21.36 | 14.84
PeakO | 0 | 0 | 0 | 0 | 0 | 0
ST | 0 | 0 | 0 | 0 | 0 | 0
STOG | 62.1 | 48.5 | 49.23 | 58.31 | 26.2 | 8.22
STWD | 96.88 | 78.29 | 61.9 | 75.68 | 221.86 | 250.97
WT | 0.12 | 0.37 | 0.75 | 0.88 | 1.07 | 1.1
IGCC | 40.45 | 40.45 | 17.46 | 1.07 | 0 | 0
DemandResponse | 0 | 0 | 0 | 0 | 0 | 0
IGCC-CCS | 0 | 0 | 0 | 0 | 0 | 0
WT_off | 0 | 0 | 0.01 | 0.01 | 0.01 | 0.01
PseudoUnit | 0 | 0 | 0.01 | 0.01 | 0.02 | 0.02
FixedInterchange | 0.04 | 0.04 | 0.04 | 0.04 | 0.04 | 0.04
Total Fuel Consumption by Reporting Type: Outside_EI
ReportingType | 2015 | 2020 | 2025 | 2030 | 2035 | 2040
BM | 1.34 | 1.87 | 4.45 | 14.57 | 17.82 | 553.73
CC | 3222.52 | 3467.58 | 3650.44 | 3224.57 | 1432.62 | 878.27
CSP | 0 | 0 | 0 | 0 | 0 | 0
CT | 0 | 0.03 | 0.02 | 0.09 | 0 | 0
Coal | 2928.9 | 2201.69 | 1036.2 | 117.7 | 176.49 | 178
Geo | 0.02 | 0.04 | 0.07 | 0.07 | 0.07 | 0.07
H | 0 | 0 | 0 | 0 | 0 | 0
LFG | 3.89 | 159.69 | 198.53 | 198.53 | 198.53 | 198.53
Nuc | 1190.09 | 1190.09 | 1190.11 | 2301.43 | 4487.26 | 5337.81
PS | 0 | 0 | 0 | 0 | 0 | 0
PV | 0 | 0 | 0 | 0 | 0 | 0
PeakG | 0 | 0.07 | 0 | 0.02 | 0.45 | 0.52
PeakO | 0 | 0 | 0 | 0 | 0 | 0
ST | 0 | 0.01 | 0.01 | 0.01 | 0.02 | 0.02
STOG | 30.96 | 39.28 | 15.61 | 19.27 | 0.25 | 0.42
STWD | 48.8 | 64.41 | 59.69 | 149.58 | 149.58 | 149.58
WT | 0.06 | 0.11 | 0.17 | 0.23 | 0.28 | 0.29
IGCC | 0 | 0 | 0 | 0 | 0 | 0
DemandResponse | 0 | 0 | 0 | 0 | 0 | 0
IGCC-CCS | 0 | 0 | 0 | 0 | 0 | 0
WT_off | 0 | 0 | 0 | 0 | 0 | 0
PseudoUnit | 0 | 0 | 0 | 0 | 0 | 0
FixedInterchange | 0 | 0 | 0 | 0 | 0 | 0
#5 | 0: Annual Emmission Levels
SO2 Emissions (MMshortTons): Entergy
ReportingType | 2015 | 2020 | 2025 | 2030 | 2035 | 2040
BM | 0 | 0 | 0 | 0 | 0 | 0
CC | 0 | 0 | 0 | 0 | 0 | 0
CSP | 0 | 0 | 0 | 0 | 0 | 0
CT | 0 | 0 | 0 | 0 | 0 | 0
Coal | 0.21 | 0.02 | 0 | 0 | 0 | 0
Geo | 0 | 0 | 0 | 0 | 0 | 0
H | 0 | 0 | 0 | 0 | 0 | 0
LFG | 0 | 0 | 0 | 0 | 0 | 0
Nuc | 0 | 0 | 0 | 0 | 0 | 0
PS | 0 | 0 | 0 | 0 | 0 | 0
PV | 0 | 0 | 0 | 0 | 0 | 0
PeakG | 0 | 0 | 0 | 0 | 0 | 0
PeakO | 0 | 0 | 0 | 0 | 0 | 0
ST | 0 | 0 | 0 | 0 | 0 | 0
STOG | 0 | 0 | 0 | 0 | 0 | 0
STWD | 0 | 0 | 0 | 0 | 0 | 0
WT | 0 | 0 | 0 | 0 | 0 | 0
IGCC | 0 | 0 | 0 | 0 | 0 | 0
DemandResponse | 0 | 0 | 0 | 0 | 0 | 0
IGCC-CCS | 0 | 0 | 0 | 0 | 0 | 0
WT_off | 0 | 0 | 0 | 0 | 0 | 0
PseudoUnit | 0 | 0 | 0 | 0 | 0 | 0
FixedInterchange | 0 | 0 | 0 | 0 | 0 | 0
SO2 Emissions (MMshortTons): FRCC
ReportingType | 2015 | 2020 | 2025 | 2030 | 2035 | 2040
BM | 0 | 0 | 0 | 0 | 0 | 0
CC | 0 | 0 | 0 | 0 | 0 | 0
CSP | 0 | 0 | 0 | 0 | 0 | 0
CT | 0 | 0 | 0 | 0 | 0 | 0
Coal | 0.04 | 0 | 0 | 0 | 0 | 0
Geo | 0 | 0 | 0 | 0 | 0 | 0
H | 0 | 0 | 0 | 0 | 0 | 0
LFG | 0 | 0 | 0 | 0 | 0 | 0
Nuc | 0 | 0 | 0 | 0 | 0 | 0
PS | 0 | 0 | 0 | 0 | 0 | 0
PV | 0 | 0 | 0 | 0 | 0 | 0
PeakG | 0 | 0 | 0 | 0 | 0 | 0
PeakO | 0 | 0 | 0 | 0 | 0 | 0
ST | 0 | 0 | 0 | 0 | 0 | 0
STOG | 0 | 0 | 0 | 0 | 0 | 0
STWD | 0 | 0 | 0 | 0 | 0 | 0
WT | 0 | 0 | 0 | 0 | 0 | 0
IGCC | 0 | 0 | 0 | 0 | 0 | 0
DemandResponse | 0 | 0 | 0 | 0 | 0 | 0
IGCC-CCS | 0 | 0 | 0 | 0 | 0 | 0
WT_off | 0 | 0 | 0 | 0 | 0 | 0
PseudoUnit | 0 | 0 | 0 | 0 | 0 | 0
FixedInterchange | 0 | 0 | 0 | 0 | 0 | 0
SO2 Emissions (MMshortTons): MAPP_US
ReportingType | 2015 | 2020 | 2025 | 2030 | 2035 | 2040
BM | 0 | 0 | 0 | 0 | 0 | 0
CC | 0 | 0 | 0 | 0 | 0 | 0
CSP | 0 | 0 | 0 | 0 | 0 | 0
CT | 0 | 0 | 0 | 0 | 0 | 0
Coal | 0.03 | 0 | 0 | 0 | 0 | 0
Geo | 0 | 0 | 0 | 0 | 0 | 0
H | 0 | 0 | 0 | 0 | 0 | 0
LFG | 0 | 0 | 0 | 0 | 0 | 0
Nuc | 0 | 0 | 0 | 0 | 0 | 0
PS | 0 | 0 | 0 | 0 | 0 | 0
PV | 0 | 0 | 0 | 0 | 0 | 0
PeakG | 0 | 0 | 0 | 0 | 0 | 0
PeakO | 0 | 0 | 0 | 0 | 0 | 0
ST | 0 | 0 | 0 | 0 | 0 | 0
STOG | 0 | 0 | 0 | 0 | 0 | 0
STWD | 0 | 0 | 0 | 0 | 0 | 0
WT | 0 | 0 | 0 | 0 | 0 | 0
IGCC | 0 | 0 | 0 | 0 | 0 | 0
DemandResponse | 0 | 0 | 0 | 0 | 0 | 0
IGCC-CCS | 0 | 0 | 0 | 0 | 0 | 0
WT_off | 0 | 0 | 0 | 0 | 0 | 0
PseudoUnit | 0 | 0 | 0 | 0 | 0 | 0
FixedInterchange | 0 | 0 | 0 | 0 | 0 | 0
SO2 Emissions (MMshortTons): MISO_IN
ReportingType | 2015 | 2020 | 2025 | 2030 | 2035 | 2040
BM | 0 | 0 | 0 | 0 | 0 | 0
CC | 0 | 0 | 0 | 0 | 0 | 0
CSP | 0 | 0 | 0 | 0 | 0 | 0
CT | 0 | 0 | 0 | 0 | 0 | 0
Coal | 0.25 | 0.05 | 0.01 | 0 | 0.01 | 0.01
Geo | 0 | 0 | 0 | 0 | 0 | 0
H | 0 | 0 | 0 | 0 | 0 | 0
LFG | 0 | 0 | 0 | 0 | 0 | 0
Nuc | 0 | 0 | 0 | 0 | 0 | 0
PS | 0 | 0 | 0 | 0 | 0 | 0
PV | 0 | 0 | 0 | 0 | 0 | 0
PeakG | 0 | 0 | 0 | 0 | 0 | 0
PeakO | 0 | 0 | 0 | 0 | 0 | 0
ST | 0 | 0 | 0 | 0 | 0 | 0
STOG | 0 | 0 | 0 | 0 | 0 | 0
STWD | 0 | 0 | 0 | 0 | 0 | 0
WT | 0 | 0 | 0 | 0 | 0 | 0
IGCC | 0 | 0 | 0 | 0 | 0 | 0
DemandResponse | 0 | 0 | 0 | 0 | 0 | 0
IGCC-CCS | 0 | 0 | 0 | 0 | 0 | 0
WT_off | 0 | 0 | 0 | 0 | 0 | 0
PseudoUnit | 0 | 0 | 0 | 0 | 0 | 0
FixedInterchange | 0 | 0 | 0 | 0 | 0 | 0
SO2 Emissions (MMshortTons): MISO_MI
ReportingType | 2015 | 2020 | 2025 | 2030 | 2035 | 2040
BM | 0 | 0 | 0 | 0 | 0 | 0
CC | 0 | 0 | 0 | 0 | 0 | 0
CSP | 0 | 0 | 0 | 0 | 0 | 0
CT | 0 | 0 | 0 | 0 | 0 | 0
Coal | 0.16 | 0 | 0 | 0 | 0 | 0
Geo | 0 | 0 | 0 | 0 | 0 | 0
H | 0 | 0 | 0 | 0 | 0 | 0
LFG | 0 | 0 | 0 | 0 | 0 | 0
Nuc | 0 | 0 | 0 | 0 | 0 | 0
PS | 0 | 0 | 0 | 0 | 0 | 0
PV | 0 | 0 | 0 | 0 | 0 | 0
PeakG | 0 | 0 | 0 | 0 | 0 | 0
PeakO | 0 | 0 | 0 | 0 | 0 | 0
ST | 0 | 0 | 0 | 0 | 0 | 0
STOG | 0 | 0 | 0 | 0 | 0 | 0
STWD | 0 | 0 | 0 | 0 | 0 | 0
WT | 0 | 0 | 0 | 0 | 0 | 0
IGCC | 0 | 0 | 0 | 0 | 0 | 0
DemandResponse | 0 | 0 | 0 | 0 | 0 | 0
IGCC-CCS | 0 | 0 | 0 | 0 | 0 | 0
WT_off | 0 | 0 | 0 | 0 | 0 | 0
PseudoUnit | 0 | 0 | 0 | 0 | 0 | 0
FixedInterchange | 0 | 0 | 0 | 0 | 0 | 0
SO2 Emissions (MMshortTons): MISO_MO-IL
ReportingType | 2015 | 2020 | 2025 | 2030 | 2035 | 2040
BM | 0 | 0 | 0 | 0 | 0 | 0
CC | 0 | 0 | 0 | 0 | 0 | 0
CSP | 0 | 0 | 0 | 0 | 0 | 0
CT | 0 | 0 | 0 | 0 | 0 | 0
Coal | 0.41 | 0.01 | 0 | 0 | 0 | 0
Geo | 0 | 0 | 0 | 0 | 0 | 0
H | 0 | 0 | 0 | 0 | 0 | 0
LFG | 0 | 0 | 0 | 0 | 0 | 0
Nuc | 0 | 0 | 0 | 0 | 0 | 0
PS | 0 | 0 | 0 | 0 | 0 | 0
PV | 0 | 0 | 0 | 0 | 0 | 0
PeakG | 0 | 0 | 0 | 0 | 0 | 0
PeakO | 0 | 0 | 0 | 0 | 0 | 0
ST | 0 | 0 | 0 | 0 | 0 | 0
STOG | 0 | 0 | 0 | 0 | 0 | 0
STWD | 0 | 0 | 0 | 0 | 0 | 0
WT | 0 | 0 | 0 | 0 | 0 | 0
IGCC | 0 | 0 | 0 | 0 | 0 | 0
DemandResponse | 0 | 0 | 0 | 0 | 0 | 0
IGCC-CCS | 0 | 0 | 0 | 0 | 0 | 0
WT_off | 0 | 0 | 0 | 0 | 0 | 0
PseudoUnit | 0 | 0 | 0 | 0 | 0 | 0
FixedInterchange | 0 | 0 | 0 | 0 | 0 | 0
SO2 Emissions (MMshortTons): MISO_W
ReportingType | 2015 | 2020 | 2025 | 2030 | 2035 | 2040
BM | 0 | 0 | 0 | 0 | 0 | 0
CC | 0 | 0 | 0 | 0 | 0 | 0
CSP | 0 | 0 | 0 | 0 | 0 | 0
CT | 0 | 0 | 0 | 0 | 0 | 0
Coal | 0.2 | 0.02 | 0 | 0 | 0 | 0
Geo | 0 | 0 | 0 | 0 | 0 | 0
H | 0 | 0 | 0 | 0 | 0 | 0
LFG | 0 | 0 | 0 | 0 | 0 | 0
Nuc | 0 | 0 | 0 | 0 | 0 | 0
PS | 0 | 0 | 0 | 0 | 0 | 0
PV | 0 | 0 | 0 | 0 | 0 | 0
PeakG | 0 | 0 | 0 | 0 | 0 | 0
PeakO | 0 | 0 | 0 | 0 | 0 | 0
ST | 0 | 0 | 0 | 0 | 0 | 0
STOG | 0 | 0 | 0 | 0 | 0 | 0
STWD | 0 | 0 | 0 | 0 | 0 | 0
WT | 0 | 0 | 0 | 0 | 0 | 0
IGCC | 0 | 0 | 0 | 0 | 0 | 0
DemandResponse | 0 | 0 | 0 | 0 | 0 | 0
IGCC-CCS | 0 | 0 | 0 | 0 | 0 | 0
WT_off | 0 | 0 | 0 | 0 | 0 | 0
PseudoUnit | 0 | 0 | 0 | 0 | 0 | 0
FixedInterchange | 0 | 0 | 0 | 0 | 0 | 0
SO2 Emissions (MMshortTons): MISO_WUMS
ReportingType | 2015 | 2020 | 2025 | 2030 | 2035 | 2040
BM | 0 | 0 | 0 | 0 | 0 | 0
CC | 0 | 0 | 0 | 0 | 0 | 0
CSP | 0 | 0 | 0 | 0 | 0 | 0
CT | 0 | 0 | 0 | 0 | 0 | 0
Coal | 0.05 | 0 | 0 | 0 | 0 | 0.01
Geo | 0 | 0 | 0 | 0 | 0 | 0
H | 0 | 0 | 0 | 0 | 0 | 0
LFG | 0 | 0 | 0 | 0 | 0 | 0
Nuc | 0 | 0 | 0 | 0 | 0 | 0
PS | 0 | 0 | 0 | 0 | 0 | 0
PV | 0 | 0 | 0 | 0 | 0 | 0
PeakG | 0 | 0 | 0 | 0 | 0 | 0
PeakO | 0 | 0 | 0 | 0 | 0 | 0
ST | 0 | 0 | 0 | 0 | 0 | 0
STOG | 0 | 0 | 0 | 0 | 0 | 0
STWD | 0 | 0 | 0 | 0 | 0 | 0
WT | 0 | 0 | 0 | 0 | 0 | 0
IGCC | 0 | 0 | 0 | 0 | 0 | 0
DemandResponse | 0 | 0 | 0 | 0 | 0 | 0
IGCC-CCS | 0 | 0 | 0 | 0 | 0 | 0
WT_off | 0 | 0 | 0 | 0 | 0 | 0
PseudoUnit | 0 | 0 | 0 | 0 | 0 | 0
FixedInterchange | 0 | 0 | 0 | 0 | 0 | 0
SO2 Emissions (MMshortTons): Nebraska
ReportingType | 2015 | 2020 | 2025 | 2030 | 2035 | 2040
BM | 0 | 0 | 0 | 0 | 0 | 0
CC | 0 | 0 | 0 | 0 | 0 | 0
CSP | 0 | 0 | 0 | 0 | 0 | 0
CT | 0 | 0 | 0 | 0 | 0 | 0
Coal | 0.1 | 0 | 0 | 0 | 0 | 0
Geo | 0 | 0 | 0 | 0 | 0 | 0
H | 0 | 0 | 0 | 0 | 0 | 0
LFG | 0 | 0 | 0 | 0 | 0 | 0
Nuc | 0 | 0 | 0 | 0 | 0 | 0
PS | 0 | 0 | 0 | 0 | 0 | 0
PV | 0 | 0 | 0 | 0 | 0 | 0
PeakG | 0 | 0 | 0 | 0 | 0 | 0
PeakO | 0 | 0 | 0 | 0 | 0 | 0
ST | 0 | 0 | 0 | 0 | 0 | 0
STOG | 0 | 0 | 0 | 0 | 0 | 0
STWD | 0 | 0 | 0 | 0 | 0 | 0
WT | 0 | 0 | 0 | 0 | 0 | 0
IGCC | 0 | 0 | 0 | 0 | 0 | 0
DemandResponse | 0 | 0 | 0 | 0 | 0 | 0
IGCC-CCS | 0 | 0 | 0 | 0 | 0 | 0
WT_off | 0 | 0 | 0 | 0 | 0 | 0
PseudoUnit | 0 | 0 | 0 | 0 | 0 | 0
FixedInterchange | 0 | 0 | 0 | 0 | 0 | 0
SO2 Emissions (MMshortTons): NEISO
ReportingType | 2015 | 2020 | 2025 | 2030 | 2035 | 2040
BM | 0 | 0 | 0 | 0 | 0 | 0
CC | 0 | 0 | 0 | 0 | 0 | 0
CSP | 0 | 0 | 0 | 0 | 0 | 0
CT | 0 | 0 | 0 | 0 | 0 | 0
Coal | 0 | 0 | 0 | 0 | 0 | 0
Geo | 0 | 0 | 0 | 0 | 0 | 0
H | 0 | 0 | 0 | 0 | 0 | 0
LFG | 0 | 0 | 0 | 0 | 0 | 0
Nuc | 0 | 0 | 0 | 0 | 0 | 0
PS | 0 | 0 | 0 | 0 | 0 | 0
PV | 0 | 0 | 0 | 0 | 0 | 0
PeakG | 0 | 0 | 0 | 0 | 0 | 0
PeakO | 0 | 0 | 0 | 0 | 0 | 0
ST | 0 | 0 | 0 | 0 | 0 | 0
STOG | 0 | 0 | 0 | 0 | 0 | 0
STWD | 0 | 0 | 0 | 0 | 0 | 0
WT | 0 | 0 | 0 | 0 | 0 | 0
IGCC | 0 | 0 | 0 | 0 | 0 | 0
DemandResponse | 0 | 0 | 0 | 0 | 0 | 0
IGCC-CCS | 0 | 0 | 0 | 0 | 0 | 0
WT_off | 0 | 0 | 0 | 0 | 0 | 0
PseudoUnit | 0 | 0 | 0 | 0 | 0 | 0
FixedInterchange | 0 | 0 | 0 | 0 | 0 | 0
SO2 Emissions (MMshortTons): NonRTO_Midwest
ReportingType | 2015 | 2020 | 2025 | 2030 | 2035 | 2040
BM | 0 | 0 | 0 | 0 | 0 | 0
CC | 0 | 0 | 0 | 0 | 0 | 0
CSP | 0 | 0 | 0 | 0 | 0 | 0
CT | 0 | 0 | 0 | 0 | 0 | 0
Coal | 0.1 | 0.03 | 0.02 | 0 | 0.01 | 0.01
Geo | 0 | 0 | 0 | 0 | 0 | 0
H | 0 | 0 | 0 | 0 | 0 | 0
LFG | 0 | 0 | 0 | 0 | 0 | 0
Nuc | 0 | 0 | 0 | 0 | 0 | 0
PS | 0 | 0 | 0 | 0 | 0 | 0
PV | 0 | 0 | 0 | 0 | 0 | 0
PeakG | 0 | 0 | 0 | 0 | 0 | 0
PeakO | 0 | 0 | 0 | 0 | 0 | 0
ST | 0 | 0 | 0 | 0 | 0 | 0
STOG | 0 | 0 | 0 | 0 | 0 | 0
STWD | 0 | 0 | 0 | 0 | 0 | 0
WT | 0 | 0 | 0 | 0 | 0 | 0
IGCC | 0 | 0 | 0 | 0 | 0 | 0
DemandResponse | 0 | 0 | 0 | 0 | 0 | 0
IGCC-CCS | 0 | 0 | 0 | 0 | 0 | 0
WT_off | 0 | 0 | 0 | 0 | 0 | 0
PseudoUnit | 0 | 0 | 0 | 0 | 0 | 0
FixedInterchange | 0 | 0 | 0 | 0 | 0 | 0
SO2 Emissions (MMshortTons): NYISO_A-F
ReportingType | 2015 | 2020 | 2025 | 2030 | 2035 | 2040
BM | 0 | 0 | 0 | 0 | 0 | 0
CC | 0 | 0 | 0 | 0 | 0 | 0
CSP | 0 | 0 | 0 | 0 | 0 | 0
CT | 0 | 0 | 0 | 0 | 0 | 0
Coal | 0 | 0 | 0 | 0 | 0 | 0
Geo | 0 | 0 | 0 | 0 | 0 | 0
H | 0 | 0 | 0 | 0 | 0 | 0
LFG | 0 | 0 | 0 | 0 | 0 | 0
Nuc | 0 | 0 | 0 | 0 | 0 | 0
PS | 0 | 0 | 0 | 0 | 0 | 0
PV | 0 | 0 | 0 | 0 | 0 | 0
PeakG | 0 | 0 | 0 | 0 | 0 | 0
PeakO | 0 | 0 | 0 | 0 | 0 | 0
ST | 0 | 0 | 0 | 0 | 0 | 0
STOG | 0 | 0 | 0 | 0 | 0 | 0
STWD | 0 | 0 | 0 | 0 | 0 | 0
WT | 0 | 0 | 0 | 0 | 0 | 0
IGCC | 0 | 0 | 0 | 0 | 0 | 0
DemandResponse | 0 | 0 | 0 | 0 | 0 | 0
IGCC-CCS | 0 | 0 | 0 | 0 | 0 | 0
WT_off | 0 | 0 | 0 | 0 | 0 | 0
PseudoUnit | 0 | 0 | 0 | 0 | 0 | 0
FixedInterchange | 0 | 0 | 0 | 0 | 0 | 0
SO2 Emissions (MMshortTons): NYISO_G-I
ReportingType | 2015 | 2020 | 2025 | 2030 | 2035 | 2040
BM | 0 | 0 | 0 | 0 | 0 | 0
CC | 0 | 0 | 0 | 0 | 0 | 0
CSP | 0 | 0 | 0 | 0 | 0 | 0
CT | 0 | 0 | 0 | 0 | 0 | 0
Coal | 0 | 0 | 0 | 0 | 0 | 0
Geo | 0 | 0 | 0 | 0 | 0 | 0
H | 0 | 0 | 0 | 0 | 0 | 0
LFG | 0 | 0 | 0 | 0 | 0 | 0
Nuc | 0 | 0 | 0 | 0 | 0 | 0
PS | 0 | 0 | 0 | 0 | 0 | 0
PV | 0 | 0 | 0 | 0 | 0 | 0
PeakG | 0 | 0 | 0 | 0 | 0 | 0
PeakO | 0 | 0 | 0 | 0 | 0 | 0
ST | 0 | 0 | 0 | 0 | 0 | 0
STOG | 0 | 0 | 0 | 0 | 0 | 0
STWD | 0 | 0 | 0 | 0 | 0 | 0
WT | 0 | 0 | 0 | 0 | 0 | 0
IGCC | 0 | 0 | 0 | 0 | 0 | 0
DemandResponse | 0 | 0 | 0 | 0 | 0 | 0
IGCC-CCS | 0 | 0 | 0 | 0 | 0 | 0
WT_off | 0 | 0 | 0 | 0 | 0 | 0
PseudoUnit | 0 | 0 | 0 | 0 | 0 | 0
FixedInterchange | 0 | 0 | 0 | 0 | 0 | 0
SO2 Emissions (MMshortTons): NYISO_J-K
ReportingType | 2015 | 2020 | 2025 | 2030 | 2035 | 2040
BM | 0 | 0 | 0 | 0 | 0 | 0
CC | 0 | 0 | 0 | 0 | 0 | 0
CSP | 0 | 0 | 0 | 0 | 0 | 0
CT | 0 | 0 | 0 | 0 | 0 | 0
Coal | 0 | 0 | 0 | 0 | 0 | 0
Geo | 0 | 0 | 0 | 0 | 0 | 0
H | 0 | 0 | 0 | 0 | 0 | 0
LFG | 0 | 0 | 0 | 0 | 0 | 0
Nuc | 0 | 0 | 0 | 0 | 0 | 0
PS | 0 | 0 | 0 | 0 | 0 | 0
PV | 0 | 0 | 0 | 0 | 0 | 0
PeakG | 0 | 0 | 0 | 0 | 0 | 0
PeakO | 0 | 0 | 0 | 0 | 0 | 0
ST | 0 | 0 | 0 | 0 | 0 | 0
STOG | 0 | 0 | 0 | 0 | 0 | 0
STWD | 0 | 0 | 0 | 0 | 0 | 0
WT | 0 | 0 | 0 | 0 | 0 | 0
IGCC | 0 | 0 | 0 | 0 | 0 | 0
DemandResponse | 0 | 0 | 0 | 0 | 0 | 0
IGCC-CCS | 0 | 0 | 0 | 0 | 0 | 0
WT_off | 0 | 0 | 0 | 0 | 0 | 0
PseudoUnit | 0 | 0 | 0 | 0 | 0 | 0
FixedInterchange | 0 | 0 | 0 | 0 | 0 | 0
SO2 Emissions (MMshortTons): PJM_E
ReportingType | 2015 | 2020 | 2025 | 2030 | 2035 | 2040
BM | 0 | 0 | 0 | 0 | 0 | 0
CC | 0 | 0 | 0 | 0 | 0 | 0
CSP | 0 | 0 | 0 | 0 | 0 | 0
CT | 0 | 0 | 0 | 0 | 0 | 0
Coal | 0 | 0 | 0 | 0 | 0 | 0
Geo | 0 | 0 | 0 | 0 | 0 | 0
H | 0 | 0 | 0 | 0 | 0 | 0
LFG | 0 | 0 | 0 | 0 | 0 | 0
Nuc | 0 | 0 | 0 | 0 | 0 | 0
PS | 0 | 0 | 0 | 0 | 0 | 0
PV | 0 | 0 | 0 | 0 | 0 | 0
PeakG | 0 | 0 | 0 | 0 | 0 | 0
PeakO | 0 | 0 | 0 | 0 | 0 | 0
ST | 0 | 0 | 0 | 0 | 0 | 0
STOG | 0 | 0 | 0 | 0 | 0 | 0
STWD | 0 | 0 | 0 | 0 | 0 | 0
WT | 0 | 0 | 0 | 0 | 0 | 0
IGCC | 0 | 0 | 0 | 0 | 0 | 0
DemandResponse | 0 | 0 | 0 | 0 | 0 | 0
IGCC-CCS | 0 | 0 | 0 | 0 | 0 | 0
WT_off | 0 | 0 | 0 | 0 | 0 | 0
PseudoUnit | 0 | 0 | 0 | 0 | 0 | 0
FixedInterchange | 0 | 0 | 0 | 0 | 0 | 0
SO2 Emissions (MMshortTons): PJM_ROM
ReportingType | 2015 | 2020 | 2025 | 2030 | 2035 | 2040
BM | 0 | 0 | 0 | 0 | 0 | 0
CC | 0 | 0 | 0 | 0 | 0 | 0
CSP | 0 | 0 | 0 | 0 | 0 | 0
CT | 0 | 0 | 0 | 0 | 0 | 0
Coal | 0.18 | 0.02 | 0 | 0 | 0 | 0
Geo | 0 | 0 | 0 | 0 | 0 | 0
H | 0 | 0 | 0 | 0 | 0 | 0
LFG | 0 | 0 | 0 | 0 | 0 | 0
Nuc | 0 | 0 | 0 | 0 | 0 | 0
PS | 0 | 0 | 0 | 0 | 0 | 0
PV | 0 | 0 | 0 | 0 | 0 | 0
PeakG | 0 | 0 | 0 | 0 | 0 | 0
PeakO | 0 | 0 | 0 | 0 | 0 | 0
ST | 0 | 0 | 0 | 0 | 0 | 0
STOG | 0 | 0 | 0 | 0 | 0 | 0
STWD | 0 | 0 | 0 | 0 | 0 | 0
WT | 0 | 0 | 0 | 0 | 0 | 0
IGCC | 0 | 0 | 0 | 0 | 0 | 0
DemandResponse | 0 | 0 | 0 | 0 | 0 | 0
IGCC-CCS | 0 | 0 | 0 | 0 | 0 | 0
WT_off | 0 | 0 | 0 | 0 | 0 | 0
PseudoUnit | 0 | 0 | 0 | 0 | 0 | 0
FixedInterchange | 0 | 0 | 0 | 0 | 0 | 0
SO2 Emissions (MMshortTons): PJM_ROR
ReportingType | 2015 | 2020 | 2025 | 2030 | 2035 | 2040
BM | 0 | 0 | 0 | 0 | 0 | 0
CC | 0 | 0 | 0 | 0 | 0 | 0
CSP | 0 | 0 | 0 | 0 | 0 | 0
CT | 0 | 0 | 0 | 0 | 0 | 0
Coal | 1.32 | 0.12 | 0.01 | 0.01 | 0.02 | 0.02
Geo | 0 | 0 | 0 | 0 | 0 | 0
H | 0 | 0 | 0 | 0 | 0 | 0
LFG | 0 | 0 | 0 | 0 | 0 | 0
Nuc | 0 | 0 | 0 | 0 | 0 | 0
PS | 0 | 0 | 0 | 0 | 0 | 0
PV | 0 | 0 | 0 | 0 | 0 | 0
PeakG | 0 | 0 | 0 | 0 | 0 | 0
PeakO | 0 | 0 | 0 | 0 | 0 | 0
ST | 0 | 0 | 0 | 0 | 0 | 0
STOG | 0 | 0 | 0 | 0 | 0 | 0
STWD | 0 | 0 | 0 | 0 | 0 | 0
WT | 0 | 0 | 0 | 0 | 0 | 0
IGCC | 0 | 0 | 0 | 0 | 0 | 0
DemandResponse | 0 | 0 | 0 | 0 | 0 | 0
IGCC-CCS | 0 | 0 | 0 | 0 | 0 | 0
WT_off | 0 | 0 | 0 | 0 | 0 | 0
PseudoUnit | 0 | 0 | 0 | 0 | 0 | 0
FixedInterchange | 0 | 0 | 0 | 0 | 0 | 0
SO2 Emissions (MMshortTons): SOCO
ReportingType | 2015 | 2020 | 2025 | 2030 | 2035 | 2040
BM | 0 | 0 | 0 | 0 | 0 | 0
CC | 0 | 0 | 0 | 0 | 0 | 0
CSP | 0 | 0 | 0 | 0 | 0 | 0
CT | 0 | 0 | 0 | 0 | 0 | 0
Coal | 0.35 | 0.02 | 0 | 0 | 0.01 | 0.01
Geo | 0 | 0 | 0 | 0 | 0 | 0
H | 0 | 0 | 0 | 0 | 0 | 0
LFG | 0 | 0 | 0 | 0 | 0 | 0
Nuc | 0 | 0 | 0 | 0 | 0 | 0
PS | 0 | 0 | 0 | 0 | 0 | 0
PV | 0 | 0 | 0 | 0 | 0 | 0
PeakG | 0 | 0 | 0 | 0 | 0 | 0
PeakO | 0 | 0 | 0 | 0 | 0 | 0
ST | 0 | 0 | 0 | 0 | 0 | 0
STOG | 0 | 0 | 0 | 0 | 0 | 0
STWD | 0 | 0 | 0 | 0 | 0 | 0
WT | 0 | 0 | 0 | 0 | 0 | 0
IGCC | 0 | 0 | 0 | 0 | 0 | 0
DemandResponse | 0 | 0 | 0 | 0 | 0 | 0
IGCC-CCS | 0 | 0 | 0 | 0 | 0 | 0
WT_off | 0 | 0 | 0 | 0 | 0 | 0
PseudoUnit | 0 | 0 | 0 | 0 | 0 | 0
FixedInterchange | 0 | 0 | 0 | 0 | 0 | 0
SO2 Emissions (MMshortTons): SPP_N
ReportingType | 2015 | 2020 | 2025 | 2030 | 2035 | 2040
BM | 0 | 0 | 0 | 0 | 0 | 0
CC | 0 | 0 | 0 | 0 | 0 | 0
CSP | 0 | 0 | 0 | 0 | 0 | 0
CT | 0 | 0 | 0 | 0 | 0 | 0
Coal | 0.07 | 0.01 | 0 | 0 | 0 | 0
Geo | 0 | 0 | 0 | 0 | 0 | 0
H | 0 | 0 | 0 | 0 | 0 | 0
LFG | 0 | 0 | 0 | 0 | 0 | 0
Nuc | 0 | 0 | 0 | 0 | 0 | 0
PS | 0 | 0 | 0 | 0 | 0 | 0
PV | 0 | 0 | 0 | 0 | 0 | 0
PeakG | 0 | 0 | 0 | 0 | 0 | 0
PeakO | 0 | 0 | 0 | 0 | 0 | 0
ST | 0 | 0 | 0 | 0 | 0 | 0
STOG | 0 | 0 | 0 | 0 | 0 | 0
STWD | 0 | 0 | 0 | 0 | 0 | 0
WT | 0 | 0 | 0 | 0 | 0 | 0
IGCC | 0 | 0 | 0 | 0 | 0 | 0
DemandResponse | 0 | 0 | 0 | 0 | 0 | 0
IGCC-CCS | 0 | 0 | 0 | 0 | 0 | 0
WT_off | 0 | 0 | 0 | 0 | 0 | 0
PseudoUnit | 0 | 0 | 0 | 0 | 0 | 0
FixedInterchange | 0 | 0 | 0 | 0 | 0 | 0
SO2 Emissions (MMshortTons): SPP_S
ReportingType | 2015 | 2020 | 2025 | 2030 | 2035 | 2040
BM | 0 | 0 | 0 | 0 | 0 | 0
CC | 0 | 0 | 0 | 0 | 0 | 0
CSP | 0 | 0 | 0 | 0 | 0 | 0
CT | 0 | 0 | 0 | 0 | 0 | 0
Coal | 0.3 | 0.02 | 0 | 0 | 0 | 0
Geo | 0 | 0 | 0 | 0 | 0 | 0
H | 0 | 0 | 0 | 0 | 0 | 0
LFG | 0 | 0 | 0 | 0 | 0 | 0
Nuc | 0 | 0 | 0 | 0 | 0 | 0
PS | 0 | 0 | 0 | 0 | 0 | 0
PV | 0 | 0 | 0 | 0 | 0 | 0
PeakG | 0 | 0 | 0 | 0 | 0 | 0
PeakO | 0 | 0 | 0 | 0 | 0 | 0
ST | 0 | 0 | 0 | 0 | 0 | 0
STOG | 0 | 0 | 0 | 0 | 0 | 0
STWD | 0 | 0 | 0 | 0 | 0 | 0
WT | 0 | 0 | 0 | 0 | 0 | 0
IGCC | 0 | 0 | 0 | 0 | 0 | 0
DemandResponse | 0 | 0 | 0 | 0 | 0 | 0
IGCC-CCS | 0 | 0 | 0 | 0 | 0 | 0
WT_off | 0 | 0 | 0 | 0 | 0 | 0
PseudoUnit | 0 | 0 | 0 | 0 | 0 | 0
FixedInterchange | 0 | 0 | 0 | 0 | 0 | 0
SO2 Emissions (MMshortTons): TVA
ReportingType | 2015 | 2020 | 2025 | 2030 | 2035 | 2040
BM | 0 | 0 | 0 | 0 | 0 | 0
CC | 0 | 0 | 0 | 0 | 0 | 0
CSP | 0 | 0 | 0 | 0 | 0 | 0
CT | 0 | 0 | 0 | 0 | 0 | 0
Coal | 0.21 | 0.02 | 0 | 0 | 0 | 0
Geo | 0 | 0 | 0 | 0 | 0 | 0
H | 0 | 0 | 0 | 0 | 0 | 0
LFG | 0 | 0 | 0 | 0 | 0 | 0
Nuc | 0 | 0 | 0 | 0 | 0 | 0
PS | 0 | 0 | 0 | 0 | 0 | 0
PV | 0 | 0 | 0 | 0 | 0 | 0
PeakG | 0 | 0 | 0 | 0 | 0 | 0
PeakO | 0 | 0 | 0 | 0 | 0 | 0
ST | 0 | 0 | 0 | 0 | 0 | 0
STOG | 0 | 0 | 0 | 0 | 0 | 0
STWD | 0 | 0 | 0 | 0 | 0 | 0
WT | 0 | 0 | 0 | 0 | 0 | 0
IGCC | 0 | 0 | 0 | 0 | 0 | 0
DemandResponse | 0 | 0 | 0 | 0 | 0 | 0
IGCC-CCS | 0 | 0 | 0 | 0 | 0 | 0
WT_off | 0 | 0 | 0 | 0 | 0 | 0
PseudoUnit | 0 | 0 | 0 | 0 | 0 | 0
FixedInterchange | 0 | 0 | 0 | 0 | 0 | 0
SO2 Emissions (MMshortTons): TVA_Transmission
ReportingType | 2015 | 2020 | 2025 | 2030 | 2035 | 2040
BM | 0 | 0 | 0 | 0 | 0 | 0
CC | 0 | 0 | 0 | 0 | 0 | 0
CSP | 0 | 0 | 0 | 0 | 0 | 0
CT | 0 | 0 | 0 | 0 | 0 | 0
Coal | 0 | 0 | 0 | 0 | 0 | 0
Geo | 0 | 0 | 0 | 0 | 0 | 0
H | 0 | 0 | 0 | 0 | 0 | 0
LFG | 0 | 0 | 0 | 0 | 0 | 0
Nuc | 0 | 0 | 0 | 0 | 0 | 0
PS | 0 | 0 | 0 | 0 | 0 | 0
PV | 0 | 0 | 0 | 0 | 0 | 0
PeakG | 0 | 0 | 0 | 0 | 0 | 0
PeakO | 0 | 0 | 0 | 0 | 0 | 0
ST | 0 | 0 | 0 | 0 | 0 | 0
STOG | 0 | 0 | 0 | 0 | 0 | 0
STWD | 0 | 0 | 0 | 0 | 0 | 0
WT | 0 | 0 | 0 | 0 | 0 | 0
IGCC | 0 | 0 | 0 | 0 | 0 | 0
DemandResponse | 0 | 0 | 0 | 0 | 0 | 0
IGCC-CCS | 0 | 0 | 0 | 0 | 0 | 0
WT_off | 0 | 0 | 0 | 0 | 0 | 0
PseudoUnit | 0 | 0 | 0 | 0 | 0 | 0
FixedInterchange | 0 | 0 | 0 | 0 | 0 | 0
SO2 Emissions (MMshortTons): VACAR
ReportingType | 2015 | 2020 | 2025 | 2030 | 2035 | 2040
BM | 0 | 0 | 0 | 0 | 0 | 0
CC | 0 | 0 | 0 | 0 | 0 | 0
CSP | 0 | 0 | 0 | 0 | 0 | 0
CT | 0 | 0 | 0 | 0 | 0 | 0
Coal | 0.07 | 0.01 | 0 | 0 | 0 | 0
Geo | 0 | 0 | 0 | 0 | 0 | 0
H | 0 | 0 | 0 | 0 | 0 | 0
LFG | 0 | 0 | 0 | 0 | 0 | 0
Nuc | 0 | 0 | 0 | 0 | 0 | 0
PS | 0 | 0 | 0 | 0 | 0 | 0
PV | 0 | 0 | 0 | 0 | 0 | 0
PeakG | 0 | 0 | 0 | 0 | 0 | 0
PeakO | 0 | 0 | 0 | 0 | 0 | 0
ST | 0 | 0 | 0 | 0 | 0 | 0
STOG | 0 | 0 | 0 | 0 | 0 | 0
STWD | 0 | 0 | 0 | 0 | 0 | 0
WT | 0 | 0 | 0 | 0 | 0 | 0
IGCC | 0 | 0 | 0 | 0 | 0 | 0
DemandResponse | 0 | 0 | 0 | 0 | 0 | 0
IGCC-CCS | 0 | 0 | 0 | 0 | 0 | 0
WT_off | 0 | 0 | 0 | 0 | 0 | 0
PseudoUnit | 0 | 0 | 0 | 0 | 0 | 0
FixedInterchange | 0 | 0 | 0 | 0 | 0 | 0
SO2 Emissions (MMshortTons): IESO
ReportingType | 2015 | 2020 | 2025 | 2030 | 2035 | 2040
BM | 0 | 0 | 0 | 0 | 0 | 0
CC | 0 | 0 | 0 | 0 | 0 | 0
CSP | 0 | 0 | 0 | 0 | 0 | 0
CT | 0 | 0 | 0 | 0 | 0 | 0
Coal | 0 | 0 | 0 | 0 | 0 | 0
Geo | 0 | 0 | 0 | 0 | 0 | 0
H | 0 | 0 | 0 | 0 | 0 | 0
LFG | 0 | 0 | 0 | 0 | 0 | 0
Nuc | 0 | 0 | 0 | 0 | 0 | 0
PS | 0 | 0 | 0 | 0 | 0 | 0
PV | 0 | 0 | 0 | 0 | 0 | 0
PeakG | 0 | 0 | 0 | 0 | 0 | 0
PeakO | 0 | 0 | 0 | 0 | 0 | 0
ST | 0 | 0 | 0 | 0 | 0 | 0
STOG | 0 | 0 | 0 | 0 | 0 | 0
STWD | 0 | 0 | 0 | 0 | 0 | 0
WT | 0 | 0 | 0 | 0 | 0 | 0
IGCC | 0 | 0 | 0 | 0 | 0 | 0
DemandResponse | 0 | 0 | 0 | 0 | 0 | 0
IGCC-CCS | 0 | 0 | 0 | 0 | 0 | 0
WT_off | 0 | 0 | 0 | 0 | 0 | 0
PseudoUnit | 0 | 0 | 0 | 0 | 0 | 0
FixedInterchange | 0 | 0 | 0 | 0 | 0 | 0
SO2 Emissions (MMshortTons): MAPP_CA
ReportingType | 2015 | 2020 | 2025 | 2030 | 2035 | 2040
BM | 0 | 0 | 0 | 0 | 0 | 0
CC | 0 | 0 | 0 | 0 | 0 | 0
CSP | 0 | 0 | 0 | 0 | 0 | 0
CT | 0 | 0 | 0 | 0 | 0 | 0
Coal | 0.01 | 0 | 0 | 0 | 0 | 0
Geo | 0 | 0 | 0 | 0 | 0 | 0
H | 0 | 0 | 0 | 0 | 0 | 0
LFG | 0 | 0 | 0 | 0 | 0 | 0
Nuc | 0 | 0 | 0 | 0 | 0 | 0
PS | 0 | 0 | 0 | 0 | 0 | 0
PV | 0 | 0 | 0 | 0 | 0 | 0
PeakG | 0 | 0 | 0 | 0 | 0 | 0
PeakO | 0 | 0 | 0 | 0 | 0 | 0
ST | 0 | 0 | 0 | 0 | 0 | 0
STOG | 0 | 0 | 0 | 0 | 0 | 0
STWD | 0 | 0 | 0 | 0 | 0 | 0
WT | 0 | 0 | 0 | 0 | 0 | 0
IGCC | 0 | 0 | 0 | 0 | 0 | 0
DemandResponse | 0 | 0 | 0 | 0 | 0 | 0
IGCC-CCS | 0 | 0 | 0 | 0 | 0 | 0
WT_off | 0 | 0 | 0 | 0 | 0 | 0
PseudoUnit | 0 | 0 | 0 | 0 | 0 | 0
FixedInterchange | 0 | 0 | 0 | 0 | 0 | 0
SO2 Emissions (MMshortTons): AZ_NM_SNV_Coal
ReportingType | 2015 | 2020 | 2025 | 2030 | 2035 | 2040
BM | 0 | 0 | 0 | 0 | 0 | 0
CC | 0 | 0 | 0 | 0 | 0 | 0
CSP | 0 | 0 | 0 | 0 | 0 | 0
CT | 0 | 0 | 0 | 0 | 0 | 0
Coal | 0.03 | 0.02 | 0.01 | 0 | 0 | 0
Geo | 0 | 0 | 0 | 0 | 0 | 0
H | 0 | 0 | 0 | 0 | 0 | 0
LFG | 0 | 0 | 0 | 0 | 0 | 0
Nuc | 0 | 0 | 0 | 0 | 0 | 0
PS | 0 | 0 | 0 | 0 | 0 | 0
PV | 0 | 0 | 0 | 0 | 0 | 0
PeakG | 0 | 0 | 0 | 0 | 0 | 0
PeakO | 0 | 0 | 0 | 0 | 0 | 0
ST | 0 | 0 | 0 | 0 | 0 | 0
STOG | 0 | 0 | 0 | 0 | 0 | 0
STWD | 0 | 0 | 0 | 0 | 0 | 0
WT | 0 | 0 | 0 | 0 | 0 | 0
IGCC | 0 | 0 | 0 | 0 | 0 | 0
DemandResponse | 0 | 0 | 0 | 0 | 0 | 0
IGCC-CCS | 0 | 0 | 0 | 0 | 0 | 0
WT_off | 0 | 0 | 0 | 0 | 0 | 0
PseudoUnit | 0 | 0 | 0 | 0 | 0 | 0
FixedInterchange | 0 | 0 | 0 | 0 | 0 | 0
SO2 Emissions (MMshortTons): AZ_NM_SNV_Gas
ReportingType | 2015 | 2020 | 2025 | 2030 | 2035 | 2040
BM | 0 | 0 | 0 | 0 | 0 | 0
CC | 0 | 0 | 0 | 0 | 0 | 0
CSP | 0 | 0 | 0 | 0 | 0 | 0
CT | 0 | 0 | 0 | 0 | 0 | 0
Coal | 0 | 0 | 0 | 0 | 0 | 0
Geo | 0 | 0 | 0 | 0 | 0 | 0
H | 0 | 0 | 0 | 0 | 0 | 0
LFG | 0 | 0 | 0 | 0 | 0 | 0
Nuc | 0 | 0 | 0 | 0 | 0 | 0
PS | 0 | 0 | 0 | 0 | 0 | 0
PV | 0 | 0 | 0 | 0 | 0 | 0
PeakG | 0 | 0 | 0 | 0 | 0 | 0
PeakO | 0 | 0 | 0 | 0 | 0 | 0
ST | 0 | 0 | 0 | 0 | 0 | 0
STOG | 0 | 0 | 0 | 0 | 0 | 0
STWD | 0 | 0 | 0 | 0 | 0 | 0
WT | 0 | 0 | 0 | 0 | 0 | 0
IGCC | 0 | 0 | 0 | 0 | 0 | 0
DemandResponse | 0 | 0 | 0 | 0 | 0 | 0
IGCC-CCS | 0 | 0 | 0 | 0 | 0 | 0
WT_off | 0 | 0 | 0 | 0 | 0 | 0
PseudoUnit | 0 | 0 | 0 | 0 | 0 | 0
FixedInterchange | 0 | 0 | 0 | 0 | 0 | 0
SO2 Emissions (MMshortTons): AZ_NM_SNV_NucRenew
ReportingType | 2015 | 2020 | 2025 | 2030 | 2035 | 2040
BM | 0 | 0 | 0 | 0 | 0 | 0
CC | 0 | 0 | 0 | 0 | 0 | 0
CSP | 0 | 0 | 0 | 0 | 0 | 0
CT | 0 | 0 | 0 | 0 | 0 | 0
Coal | 0 | 0 | 0 | 0 | 0 | 0
Geo | 0 | 0 | 0 | 0 | 0 | 0
H | 0 | 0 | 0 | 0 | 0 | 0
LFG | 0 | 0 | 0 | 0 | 0 | 0
Nuc | 0 | 0 | 0 | 0 | 0 | 0
PS | 0 | 0 | 0 | 0 | 0 | 0
PV | 0 | 0 | 0 | 0 | 0 | 0
PeakG | 0 | 0 | 0 | 0 | 0 | 0
PeakO | 0 | 0 | 0 | 0 | 0 | 0
ST | 0 | 0 | 0 | 0 | 0 | 0
STOG | 0 | 0 | 0 | 0 | 0 | 0
STWD | 0 | 0 | 0 | 0 | 0 | 0
WT | 0 | 0 | 0 | 0 | 0 | 0
IGCC | 0 | 0 | 0 | 0 | 0 | 0
DemandResponse | 0 | 0 | 0 | 0 | 0 | 0
IGCC-CCS | 0 | 0 | 0 | 0 | 0 | 0
WT_off | 0 | 0 | 0 | 0 | 0 | 0
PseudoUnit | 0 | 0 | 0 | 0 | 0 | 0
FixedInterchange | 0 | 0 | 0 | 0 | 0 | 0
SO2 Emissions (MMshortTons): ERCOT
ReportingType | 2015 | 2020 | 2025 | 2030 | 2035 | 2040
BM | 0 | 0 | 0 | 0 | 0 | 0
CC | 0 | 0 | 0 | 0 | 0 | 0
CSP | 0 | 0 | 0 | 0 | 0 | 0
CT | 0 | 0 | 0 | 0 | 0 | 0
Coal | 0.16 | 0.03 | 0 | 0 | 0.01 | 0.01
Geo | 0 | 0 | 0 | 0 | 0 | 0
H | 0 | 0 | 0 | 0 | 0 | 0
LFG | 0 | 0 | 0 | 0 | 0 | 0
Nuc | 0 | 0 | 0 | 0 | 0 | 0
PS | 0 | 0 | 0 | 0 | 0 | 0
PV | 0 | 0 | 0 | 0 | 0 | 0
PeakG | 0 | 0 | 0 | 0 | 0 | 0
PeakO | 0 | 0 | 0 | 0 | 0 | 0
ST | 0 | 0 | 0 | 0 | 0 | 0
STOG | 0 | 0 | 0 | 0 | 0 | 0
STWD | 0 | 0 | 0 | 0 | 0 | 0
WT | 0 | 0 | 0 | 0 | 0 | 0
IGCC | 0 | 0 | 0 | 0 | 0 | 0
DemandResponse | 0 | 0 | 0 | 0 | 0 | 0
IGCC-CCS | 0 | 0 | 0 | 0 | 0 | 0
WT_off | 0 | 0 | 0 | 0 | 0 | 0
PseudoUnit | 0 | 0 | 0 | 0 | 0 | 0
FixedInterchange | 0 | 0 | 0 | 0 | 0 | 0
SO2 Emissions (MMshortTons): NP15
ReportingType | 2015 | 2020 | 2025 | 2030 | 2035 | 2040
BM | 0 | 0 | 0 | 0 | 0 | 0
CC | 0 | 0 | 0 | 0 | 0 | 0
CSP | 0 | 0 | 0 | 0 | 0 | 0
CT | 0 | 0 | 0 | 0 | 0 | 0
Coal | 0.01 | 0 | 0 | 0 | 0 | 0
Geo | 0 | 0 | 0 | 0 | 0 | 0
H | 0 | 0 | 0 | 0 | 0 | 0
LFG | 0 | 0 | 0 | 0 | 0 | 0
Nuc | 0 | 0 | 0 | 0 | 0 | 0
PS | 0 | 0 | 0 | 0 | 0 | 0
PV | 0 | 0 | 0 | 0 | 0 | 0
PeakG | 0 | 0 | 0 | 0 | 0 | 0
PeakO | 0 | 0 | 0 | 0 | 0 | 0
ST | 0 | 0 | 0 | 0 | 0 | 0
STOG | 0 | 0 | 0 | 0 | 0 | 0
STWD | 0 | 0 | 0 | 0 | 0 | 0
WT | 0 | 0 | 0 | 0 | 0 | 0
IGCC | 0 | 0 | 0 | 0 | 0 | 0
DemandResponse | 0 | 0 | 0 | 0 | 0 | 0
IGCC-CCS | 0 | 0 | 0 | 0 | 0 | 0
WT_off | 0 | 0 | 0 | 0 | 0 | 0
PseudoUnit | 0 | 0 | 0 | 0 | 0 | 0
FixedInterchange | 0 | 0 | 0 | 0 | 0 | 0
SO2 Emissions (MMshortTons): NWPP_Coal
ReportingType | 2015 | 2020 | 2025 | 2030 | 2035 | 2040
BM | 0 | 0 | 0 | 0 | 0 | 0
CC | 0 | 0 | 0 | 0 | 0 | 0
CSP | 0 | 0 | 0 | 0 | 0 | 0
CT | 0 | 0 | 0 | 0 | 0 | 0
Coal | 0.08 | 0.02 | 0.01 | 0 | 0 | 0
Geo | 0 | 0 | 0 | 0 | 0 | 0
H | 0 | 0 | 0 | 0 | 0 | 0
LFG | 0 | 0 | 0 | 0 | 0 | 0
Nuc | 0 | 0 | 0 | 0 | 0 | 0
PS | 0 | 0 | 0 | 0 | 0 | 0
PV | 0 | 0 | 0 | 0 | 0 | 0
PeakG | 0 | 0 | 0 | 0 | 0 | 0
PeakO | 0 | 0 | 0 | 0 | 0 | 0
ST | 0 | 0 | 0 | 0 | 0 | 0
STOG | 0 | 0 | 0 | 0 | 0 | 0
STWD | 0 | 0 | 0 | 0 | 0 | 0
WT | 0 | 0 | 0 | 0 | 0 | 0
IGCC | 0 | 0 | 0 | 0 | 0 | 0
DemandResponse | 0 | 0 | 0 | 0 | 0 | 0
IGCC-CCS | 0 | 0 | 0 | 0 | 0 | 0
WT_off | 0 | 0 | 0 | 0 | 0 | 0
PseudoUnit | 0 | 0 | 0 | 0 | 0 | 0
FixedInterchange | 0 | 0 | 0 | 0 | 0 | 0
SO2 Emissions (MMshortTons): NWPP_Gas
ReportingType | 2015 | 2020 | 2025 | 2030 | 2035 | 2040
BM | 0 | 0 | 0 | 0 | 0 | 0
CC | 0 | 0 | 0 | 0 | 0 | 0
CSP | 0 | 0 | 0 | 0 | 0 | 0
CT | 0 | 0 | 0 | 0 | 0 | 0
Coal | 0 | 0 | 0 | 0 | 0 | 0
Geo | 0 | 0 | 0 | 0 | 0 | 0
H | 0 | 0 | 0 | 0 | 0 | 0
LFG | 0 | 0 | 0 | 0 | 0 | 0
Nuc | 0 | 0 | 0 | 0 | 0 | 0
PS | 0 | 0 | 0 | 0 | 0 | 0
PV | 0 | 0 | 0 | 0 | 0 | 0
PeakG | 0 | 0 | 0 | 0 | 0 | 0
PeakO | 0 | 0 | 0 | 0 | 0 | 0
ST | 0 | 0 | 0 | 0 | 0 | 0
STOG | 0 | 0 | 0 | 0 | 0 | 0
STWD | 0 | 0 | 0 | 0 | 0 | 0
WT | 0 | 0 | 0 | 0 | 0 | 0
IGCC | 0 | 0 | 0 | 0 | 0 | 0
DemandResponse | 0 | 0 | 0 | 0 | 0 | 0
IGCC-CCS | 0 | 0 | 0 | 0 | 0 | 0
WT_off | 0 | 0 | 0 | 0 | 0 | 0
PseudoUnit | 0 | 0 | 0 | 0 | 0 | 0
FixedInterchange | 0 | 0 | 0 | 0 | 0 | 0
SO2 Emissions (MMshortTons): NWPP_NucRenew
ReportingType | 2015 | 2020 | 2025 | 2030 | 2035 | 2040
BM | 0 | 0 | 0 | 0 | 0 | 0
CC | 0 | 0 | 0 | 0 | 0 | 0
CSP | 0 | 0 | 0 | 0 | 0 | 0
CT | 0 | 0 | 0 | 0 | 0 | 0
Coal | 0 | 0 | 0 | 0 | 0 | 0
Geo | 0 | 0 | 0 | 0 | 0 | 0
H | 0 | 0 | 0 | 0 | 0 | 0
LFG | 0 | 0 | 0 | 0 | 0 | 0
Nuc | 0 | 0 | 0 | 0 | 0 | 0
PS | 0 | 0 | 0 | 0 | 0 | 0
PV | 0 | 0 | 0 | 0 | 0 | 0
PeakG | 0 | 0 | 0 | 0 | 0 | 0
PeakO | 0 | 0 | 0 | 0 | 0 | 0
ST | 0 | 0 | 0 | 0 | 0 | 0
STOG | 0 | 0 | 0 | 0 | 0 | 0
STWD | 0 | 0 | 0 | 0 | 0 | 0
WT | 0 | 0 | 0 | 0 | 0 | 0
IGCC | 0 | 0 | 0 | 0 | 0 | 0
DemandResponse | 0 | 0 | 0 | 0 | 0 | 0
IGCC-CCS | 0 | 0 | 0 | 0 | 0 | 0
WT_off | 0 | 0 | 0 | 0 | 0 | 0
PseudoUnit | 0 | 0 | 0 | 0 | 0 | 0
FixedInterchange | 0 | 0 | 0 | 0 | 0 | 0
SO2 Emissions (MMshortTons): RMPA
ReportingType | 2015 | 2020 | 2025 | 2030 | 2035 | 2040
BM | 0 | 0 | 0 | 0 | 0 | 0
CC | 0 | 0 | 0 | 0 | 0 | 0
CSP | 0 | 0 | 0 | 0 | 0 | 0
CT | 0 | 0 | 0 | 0 | 0 | 0
Coal | 0.06 | 0.02 | 0 | 0 | 0 | 0
Geo | 0 | 0 | 0 | 0 | 0 | 0
H | 0 | 0 | 0 | 0 | 0 | 0
LFG | 0 | 0 | 0 | 0 | 0 | 0
Nuc | 0 | 0 | 0 | 0 | 0 | 0
PS | 0 | 0 | 0 | 0 | 0 | 0
PV | 0 | 0 | 0 | 0 | 0 | 0
PeakG | 0 | 0 | 0 | 0 | 0 | 0
PeakO | 0 | 0 | 0 | 0 | 0 | 0
ST | 0 | 0 | 0 | 0 | 0 | 0
STOG | 0 | 0 | 0 | 0 | 0 | 0
STWD | 0 | 0 | 0 | 0 | 0 | 0
WT | 0 | 0 | 0 | 0 | 0 | 0
IGCC | 0 | 0 | 0 | 0 | 0 | 0
DemandResponse | 0 | 0 | 0 | 0 | 0 | 0
IGCC-CCS | 0 | 0 | 0 | 0 | 0 | 0
WT_off | 0 | 0 | 0 | 0 | 0 | 0
PseudoUnit | 0 | 0 | 0 | 0 | 0 | 0
FixedInterchange | 0 | 0 | 0 | 0 | 0 | 0
SO2 Emissions (MMshortTons): SP15
ReportingType | 2015 | 2020 | 2025 | 2030 | 2035 | 2040
BM | 0 | 0 | 0 | 0 | 0 | 0
CC | 0 | 0 | 0 | 0 | 0 | 0
CSP | 0 | 0 | 0 | 0 | 0 | 0
CT | 0 | 0 | 0 | 0 | 0 | 0
Coal | 0 | 0 | 0 | 0 | 0 | 0
Geo | 0 | 0 | 0 | 0 | 0 | 0
H | 0 | 0 | 0 | 0 | 0 | 0
LFG | 0 | 0 | 0 | 0 | 0 | 0
Nuc | 0 | 0 | 0 | 0 | 0 | 0
PS | 0 | 0 | 0 | 0 | 0 | 0
PV | 0 | 0 | 0 | 0 | 0 | 0
PeakG | 0 | 0 | 0 | 0 | 0 | 0
PeakO | 0 | 0 | 0 | 0 | 0 | 0
ST | 0 | 0 | 0 | 0 | 0 | 0
STOG | 0 | 0 | 0 | 0 | 0 | 0
STWD | 0 | 0 | 0 | 0 | 0 | 0
WT | 0 | 0 | 0 | 0 | 0 | 0
IGCC | 0 | 0 | 0 | 0 | 0 | 0
DemandResponse | 0 | 0 | 0 | 0 | 0 | 0
IGCC-CCS | 0 | 0 | 0 | 0 | 0 | 0
WT_off | 0 | 0 | 0 | 0 | 0 | 0
PseudoUnit | 0 | 0 | 0 | 0 | 0 | 0
FixedInterchange | 0 | 0 | 0 | 0 | 0 | 0
SO2 Emissions (MMshortTons): ALB
ReportingType | 2015 | 2020 | 2025 | 2030 | 2035 | 2040
BM | 0 | 0 | 0 | 0 | 0 | 0
CC | 0 | 0 | 0 | 0 | 0 | 0
CSP | 0 | 0 | 0 | 0 | 0 | 0
CT | 0 | 0 | 0 | 0 | 0 | 0
Coal | 0.14 | 0.14 | 0.14 | 0 | 0 | 0
Geo | 0 | 0 | 0 | 0 | 0 | 0
H | 0 | 0 | 0 | 0 | 0 | 0
LFG | 0 | 0 | 0 | 0 | 0 | 0
Nuc | 0 | 0 | 0 | 0 | 0 | 0
PS | 0 | 0 | 0 | 0 | 0 | 0
PV | 0 | 0 | 0 | 0 | 0 | 0
PeakG | 0 | 0 | 0 | 0 | 0 | 0
PeakO | 0 | 0 | 0 | 0 | 0 | 0
ST | 0 | 0 | 0 | 0 | 0 | 0
STOG | 0 | 0 | 0 | 0 | 0 | 0
STWD | 0 | 0 | 0 | 0 | 0 | 0
WT | 0 | 0 | 0 | 0 | 0 | 0
IGCC | 0 | 0 | 0 | 0 | 0 | 0
DemandResponse | 0 | 0 | 0 | 0 | 0 | 0
IGCC-CCS | 0 | 0 | 0 | 0 | 0 | 0
WT_off | 0 | 0 | 0 | 0 | 0 | 0
PseudoUnit | 0 | 0 | 0 | 0 | 0 | 0
FixedInterchange | 0 | 0 | 0 | 0 | 0 | 0
SO2 Emissions (MMshortTons): BC
ReportingType | 2015 | 2020 | 2025 | 2030 | 2035 | 2040
BM | 0 | 0 | 0 | 0 | 0 | 0
CC | 0 | 0 | 0 | 0 | 0 | 0
CSP | 0 | 0 | 0 | 0 | 0 | 0
CT | 0 | 0 | 0 | 0 | 0 | 0
Coal | 0 | 0 | 0 | 0 | 0 | 0
Geo | 0 | 0 | 0 | 0 | 0 | 0
H | 0 | 0 | 0 | 0 | 0 | 0
LFG | 0 | 0 | 0 | 0 | 0 | 0
Nuc | 0 | 0 | 0 | 0 | 0 | 0
PS | 0 | 0 | 0 | 0 | 0 | 0
PV | 0 | 0 | 0 | 0 | 0 | 0
PeakG | 0 | 0 | 0 | 0 | 0 | 0
PeakO | 0 | 0 | 0 | 0 | 0 | 0
ST | 0 | 0 | 0 | 0 | 0 | 0
STOG | 0 | 0 | 0 | 0 | 0 | 0
STWD | 0 | 0 | 0 | 0 | 0 | 0
WT | 0 | 0 | 0 | 0 | 0 | 0
IGCC | 0 | 0 | 0 | 0 | 0 | 0
DemandResponse | 0 | 0 | 0 | 0 | 0 | 0
IGCC-CCS | 0 | 0 | 0 | 0 | 0 | 0
WT_off | 0 | 0 | 0 | 0 | 0 | 0
PseudoUnit | 0 | 0 | 0 | 0 | 0 | 0
FixedInterchange | 0 | 0 | 0 | 0 | 0 | 0
SO2 Emissions (MMshortTons): HQ_IESO
ReportingType | 2015 | 2020 | 2025 | 2030 | 2035 | 2040
BM | 0 | 0 | 0 | 0 | 0 | 0
CC | 0 | 0 | 0 | 0 | 0 | 0
CSP | 0 | 0 | 0 | 0 | 0 | 0
CT | 0 | 0 | 0 | 0 | 0 | 0
Coal | 0 | 0 | 0 | 0 | 0 | 0
Geo | 0 | 0 | 0 | 0 | 0 | 0
H | 0 | 0 | 0 | 0 | 0 | 0
LFG | 0 | 0 | 0 | 0 | 0 | 0
Nuc | 0 | 0 | 0 | 0 | 0 | 0
PS | 0 | 0 | 0 | 0 | 0 | 0
PV | 0 | 0 | 0 | 0 | 0 | 0
PeakG | 0 | 0 | 0 | 0 | 0 | 0
PeakO | 0 | 0 | 0 | 0 | 0 | 0
ST | 0 | 0 | 0 | 0 | 0 | 0
STOG | 0 | 0 | 0 | 0 | 0 | 0
STWD | 0 | 0 | 0 | 0 | 0 | 0
WT | 0 | 0 | 0 | 0 | 0 | 0
IGCC | 0 | 0 | 0 | 0 | 0 | 0
DemandResponse | 0 | 0 | 0 | 0 | 0 | 0
IGCC-CCS | 0 | 0 | 0 | 0 | 0 | 0
WT_off | 0 | 0 | 0 | 0 | 0 | 0
PseudoUnit | 0 | 0 | 0 | 0 | 0 | 0
FixedInterchange | 0 | 0 | 0 | 0 | 0 | 0
SO2 Emissions (MMshortTons): HQ_NEISO
ReportingType | 2015 | 2020 | 2025 | 2030 | 2035 | 2040
BM | 0 | 0 | 0 | 0 | 0 | 0
CC | 0 | 0 | 0 | 0 | 0 | 0
CSP | 0 | 0 | 0 | 0 | 0 | 0
CT | 0 | 0 | 0 | 0 | 0 | 0
Coal | 0 | 0 | 0 | 0 | 0 | 0
Geo | 0 | 0 | 0 | 0 | 0 | 0
H | 0 | 0 | 0 | 0 | 0 | 0
LFG | 0 | 0 | 0 | 0 | 0 | 0
Nuc | 0 | 0 | 0 | 0 | 0 | 0
PS | 0 | 0 | 0 | 0 | 0 | 0
PV | 0 | 0 | 0 | 0 | 0 | 0
PeakG | 0 | 0 | 0 | 0 | 0 | 0
PeakO | 0 | 0 | 0 | 0 | 0 | 0
ST | 0 | 0 | 0 | 0 | 0 | 0
STOG | 0 | 0 | 0 | 0 | 0 | 0
STWD | 0 | 0 | 0 | 0 | 0 | 0
WT | 0 | 0 | 0 | 0 | 0 | 0
IGCC | 0 | 0 | 0 | 0 | 0 | 0
DemandResponse | 0 | 0 | 0 | 0 | 0 | 0
IGCC-CCS | 0 | 0 | 0 | 0 | 0 | 0
WT_off | 0 | 0 | 0 | 0 | 0 | 0
PseudoUnit | 0 | 0 | 0 | 0 | 0 | 0
FixedInterchange | 0 | 0 | 0 | 0 | 0 | 0
SO2 Emissions (MMshortTons): HQ_NY
ReportingType | 2015 | 2020 | 2025 | 2030 | 2035 | 2040
BM | 0 | 0 | 0 | 0 | 0 | 0
CC | 0 | 0 | 0 | 0 | 0 | 0
CSP | 0 | 0 | 0 | 0 | 0 | 0
CT | 0 | 0 | 0 | 0 | 0 | 0
Coal | 0 | 0 | 0 | 0 | 0 | 0
Geo | 0 | 0 | 0 | 0 | 0 | 0
H | 0 | 0 | 0 | 0 | 0 | 0
LFG | 0 | 0 | 0 | 0 | 0 | 0
Nuc | 0 | 0 | 0 | 0 | 0 | 0
PS | 0 | 0 | 0 | 0 | 0 | 0
PV | 0 | 0 | 0 | 0 | 0 | 0
PeakG | 0 | 0 | 0 | 0 | 0 | 0
PeakO | 0 | 0 | 0 | 0 | 0 | 0
ST | 0 | 0 | 0 | 0 | 0 | 0
STOG | 0 | 0 | 0 | 0 | 0 | 0
STWD | 0 | 0 | 0 | 0 | 0 | 0
WT | 0 | 0 | 0 | 0 | 0 | 0
IGCC | 0 | 0 | 0 | 0 | 0 | 0
DemandResponse | 0 | 0 | 0 | 0 | 0 | 0
IGCC-CCS | 0 | 0 | 0 | 0 | 0 | 0
WT_off | 0 | 0 | 0 | 0 | 0 | 0
PseudoUnit | 0 | 0 | 0 | 0 | 0 | 0
FixedInterchange | 0 | 0 | 0 | 0 | 0 | 0
SO2 Emissions (MMshortTons): MARITIMES
ReportingType | 2015 | 2020 | 2025 | 2030 | 2035 | 2040
BM | 0 | 0 | 0 | 0 | 0 | 0
CC | 0 | 0 | 0 | 0 | 0 | 0
CSP | 0 | 0 | 0 | 0 | 0 | 0
CT | 0 | 0 | 0 | 0 | 0 | 0
Coal | 0 | 0 | 0 | 0 | 0 | 0
Geo | 0 | 0 | 0 | 0 | 0 | 0
H | 0 | 0 | 0 | 0 | 0 | 0
LFG | 0 | 0 | 0 | 0 | 0 | 0
Nuc | 0 | 0 | 0 | 0 | 0 | 0
PS | 0 | 0 | 0 | 0 | 0 | 0
PV | 0 | 0 | 0 | 0 | 0 | 0
PeakG | 0 | 0 | 0 | 0 | 0 | 0
PeakO | 0 | 0 | 0 | 0 | 0 | 0
ST | 0 | 0 | 0 | 0 | 0 | 0
STOG | 0 | 0 | 0 | 0 | 0 | 0
STWD | 0 | 0 | 0 | 0 | 0 | 0
WT | 0 | 0 | 0 | 0 | 0 | 0
IGCC | 0 | 0 | 0 | 0 | 0 | 0
DemandResponse | 0 | 0 | 0 | 0 | 0 | 0
IGCC-CCS | 0 | 0 | 0 | 0 | 0 | 0
WT_off | 0 | 0 | 0 | 0 | 0 | 0
PseudoUnit | 0 | 0 | 0 | 0 | 0 | 0
FixedInterchange | 0 | 0 | 0 | 0 | 0 | 0
SO2 Emissions (MMshortTons): All
ReportingType | 2015 | 2020 | 2025 | 2030 | 2035 | 2040
BM | 0 | 0 | 0 | 0 | 0 | 0
CC | 0 | 0 | 0 | 0 | 0 | 0
CSP | 0 | 0 | 0 | 0 | 0 | 0
CT | 0 | 0 | 0 | 0 | 0 | 0
Coal | 4.54 | 0.58 | 0.21 | 0.03 | 0.07 | 0.08
Geo | 0 | 0 | 0 | 0 | 0 | 0
H | 0 | 0 | 0 | 0 | 0 | 0
LFG | 0 | 0 | 0 | 0 | 0 | 0
Nuc | 0 | 0 | 0 | 0 | 0 | 0
PS | 0 | 0 | 0 | 0 | 0 | 0
PV | 0 | 0 | 0 | 0 | 0 | 0
PeakG | 0 | 0 | 0 | 0 | 0 | 0
PeakO | 0 | 0 | 0 | 0 | 0 | 0
ST | 0 | 0 | 0 | 0 | 0 | 0
STOG | 0 | 0 | 0 | 0 | 0 | 0
STWD | 0 | 0 | 0 | 0 | 0 | 0
WT | 0 | 0 | 0 | 0 | 0 | 0
IGCC | 0 | 0 | 0 | 0 | 0 | 0
DemandResponse | 0 | 0 | 0 | 0 | 0 | 0
IGCC-CCS | 0 | 0 | 0 | 0 | 0 | 0
WT_off | 0 | 0 | 0 | 0 | 0 | 0
PseudoUnit | 0 | 0 | 0 | 0 | 0 | 0
FixedInterchange | 0 | 0 | 0 | 0 | 0 | 0
SO2 Emissions (MMshortTons): EI_US
ReportingType | 2015 | 2020 | 2025 | 2030 | 2035 | 2040
BM | 0 | 0 | 0 | 0 | 0 | 0
CC | 0 | 0 | 0 | 0 | 0 | 0
CSP | 0 | 0 | 0 | 0 | 0 | 0
CT | 0 | 0 | 0 | 0 | 0 | 0
Coal | 4.06 | 0.35 | 0.05 | 0.02 | 0.06 | 0.07
Geo | 0 | 0 | 0 | 0 | 0 | 0
H | 0 | 0 | 0 | 0 | 0 | 0
LFG | 0 | 0 | 0 | 0 | 0 | 0
Nuc | 0 | 0 | 0 | 0 | 0 | 0
PS | 0 | 0 | 0 | 0 | 0 | 0
PV | 0 | 0 | 0 | 0 | 0 | 0
PeakG | 0 | 0 | 0 | 0 | 0 | 0
PeakO | 0 | 0 | 0 | 0 | 0 | 0
ST | 0 | 0 | 0 | 0 | 0 | 0
STOG | 0 | 0 | 0 | 0 | 0 | 0
STWD | 0 | 0 | 0 | 0 | 0 | 0
WT | 0 | 0 | 0 | 0 | 0 | 0
IGCC | 0 | 0 | 0 | 0 | 0 | 0
DemandResponse | 0 | 0 | 0 | 0 | 0 | 0
IGCC-CCS | 0 | 0 | 0 | 0 | 0 | 0
WT_off | 0 | 0 | 0 | 0 | 0 | 0
PseudoUnit | 0 | 0 | 0 | 0 | 0 | 0
FixedInterchange | 0 | 0 | 0 | 0 | 0 | 0
SO2 Emissions (MMshortTons): EI_Canada
ReportingType | 2015 | 2020 | 2025 | 2030 | 2035 | 2040
BM | 0 | 0 | 0 | 0 | 0 | 0
CC | 0 | 0 | 0 | 0 | 0 | 0
CSP | 0 | 0 | 0 | 0 | 0 | 0
CT | 0 | 0 | 0 | 0 | 0 | 0
Coal | 0.01 | 0 | 0 | 0 | 0 | 0
Geo | 0 | 0 | 0 | 0 | 0 | 0
H | 0 | 0 | 0 | 0 | 0 | 0
LFG | 0 | 0 | 0 | 0 | 0 | 0
Nuc | 0 | 0 | 0 | 0 | 0 | 0
PS | 0 | 0 | 0 | 0 | 0 | 0
PV | 0 | 0 | 0 | 0 | 0 | 0
PeakG | 0 | 0 | 0 | 0 | 0 | 0
PeakO | 0 | 0 | 0 | 0 | 0 | 0
ST | 0 | 0 | 0 | 0 | 0 | 0
STOG | 0 | 0 | 0 | 0 | 0 | 0
STWD | 0 | 0 | 0 | 0 | 0 | 0
WT | 0 | 0 | 0 | 0 | 0 | 0
IGCC | 0 | 0 | 0 | 0 | 0 | 0
DemandResponse | 0 | 0 | 0 | 0 | 0 | 0
IGCC-CCS | 0 | 0 | 0 | 0 | 0 | 0
WT_off | 0 | 0 | 0 | 0 | 0 | 0
PseudoUnit | 0 | 0 | 0 | 0 | 0 | 0
FixedInterchange | 0 | 0 | 0 | 0 | 0 | 0
SO2 Emissions (MMshortTons): EI
ReportingType | 2015 | 2020 | 2025 | 2030 | 2035 | 2040
BM | 0 | 0 | 0 | 0 | 0 | 0
CC | 0 | 0 | 0 | 0 | 0 | 0
CSP | 0 | 0 | 0 | 0 | 0 | 0
CT | 0 | 0 | 0 | 0 | 0 | 0
Coal | 4.07 | 0.35 | 0.05 | 0.02 | 0.06 | 0.07
Geo | 0 | 0 | 0 | 0 | 0 | 0
H | 0 | 0 | 0 | 0 | 0 | 0
LFG | 0 | 0 | 0 | 0 | 0 | 0
Nuc | 0 | 0 | 0 | 0 | 0 | 0
PS | 0 | 0 | 0 | 0 | 0 | 0
PV | 0 | 0 | 0 | 0 | 0 | 0
PeakG | 0 | 0 | 0 | 0 | 0 | 0
PeakO | 0 | 0 | 0 | 0 | 0 | 0
ST | 0 | 0 | 0 | 0 | 0 | 0
STOG | 0 | 0 | 0 | 0 | 0 | 0
STWD | 0 | 0 | 0 | 0 | 0 | 0
WT | 0 | 0 | 0 | 0 | 0 | 0
IGCC | 0 | 0 | 0 | 0 | 0 | 0
DemandResponse | 0 | 0 | 0 | 0 | 0 | 0
IGCC-CCS | 0 | 0 | 0 | 0 | 0 | 0
WT_off | 0 | 0 | 0 | 0 | 0 | 0
PseudoUnit | 0 | 0 | 0 | 0 | 0 | 0
FixedInterchange | 0 | 0 | 0 | 0 | 0 | 0
SO2 Emissions (MMshortTons): Outside_EI
ReportingType | 2015 | 2020 | 2025 | 2030 | 2035 | 2040
BM | 0 | 0 | 0 | 0 | 0 | 0
CC | 0 | 0 | 0 | 0 | 0 | 0
CSP | 0 | 0 | 0 | 0 | 0 | 0
CT | 0 | 0 | 0 | 0 | 0 | 0
Coal | 0.48 | 0.23 | 0.16 | 0.01 | 0.01 | 0.01
Geo | 0 | 0 | 0 | 0 | 0 | 0
H | 0 | 0 | 0 | 0 | 0 | 0
LFG | 0 | 0 | 0 | 0 | 0 | 0
Nuc | 0 | 0 | 0 | 0 | 0 | 0
PS | 0 | 0 | 0 | 0 | 0 | 0
PV | 0 | 0 | 0 | 0 | 0 | 0
PeakG | 0 | 0 | 0 | 0 | 0 | 0
PeakO | 0 | 0 | 0 | 0 | 0 | 0
ST | 0 | 0 | 0 | 0 | 0 | 0
STOG | 0 | 0 | 0 | 0 | 0 | 0
STWD | 0 | 0 | 0 | 0 | 0 | 0
WT | 0 | 0 | 0 | 0 | 0 | 0
IGCC | 0 | 0 | 0 | 0 | 0 | 0
DemandResponse | 0 | 0 | 0 | 0 | 0 | 0
IGCC-CCS | 0 | 0 | 0 | 0 | 0 | 0
WT_off | 0 | 0 | 0 | 0 | 0 | 0
PseudoUnit | 0 | 0 | 0 | 0 | 0 | 0
FixedInterchange | 0 | 0 | 0 | 0 | 0 | 0
NOx Emissions (MMshortTons): Entergy
ReportingType | 2015 | 2020 | 2025 | 2030 | 2035 | 2040
BM | 0 | 0 | 0 | 0 | 0 | 0
CC | 0 | 0.01 | 0 | 0 | 0 | 0
CSP | 0 | 0 | 0 | 0 | 0 | 0
CT | 0 | 0 | 0 | 0 | 0 | 0
Coal | 0.05 | 0 | 0 | 0 | 0 | 0
Geo | 0 | 0 | 0 | 0 | 0 | 0
H | 0 | 0 | 0 | 0 | 0 | 0
LFG | 0 | 0 | 0 | 0 | 0 | 0
Nuc | 0 | 0 | 0 | 0 | 0 | 0
PS | 0 | 0 | 0 | 0 | 0 | 0
PV | 0 | 0 | 0 | 0 | 0 | 0
PeakG | 0 | 0 | 0 | 0 | 0 | 0
PeakO | 0 | 0 | 0 | 0 | 0 | 0
ST | 0 | 0 | 0 | 0 | 0 | 0
STOG | 0 | 0 | 0 | 0 | 0 | 0
STWD | 0 | 0 | 0 | 0 | 0 | 0
WT | 0 | 0 | 0 | 0 | 0 | 0
IGCC | 0 | 0 | 0 | 0 | 0 | 0
DemandResponse | 0 | 0 | 0 | 0 | 0 | 0
IGCC-CCS | 0 | 0 | 0 | 0 | 0 | 0
WT_off | 0 | 0 | 0 | 0 | 0 | 0
PseudoUnit | 0 | 0 | 0 | 0 | 0 | 0
FixedInterchange | 0 | 0 | 0 | 0 | 0 | 0
NOx Emissions (MMshortTons): FRCC
ReportingType | 2015 | 2020 | 2025 | 2030 | 2035 | 2040
BM | 0 | 0 | 0 | 0 | 0 | 0
CC | 0.01 | 0.01 | 0.01 | 0.01 | 0 | 0
CSP | 0 | 0 | 0 | 0 | 0 | 0
CT | 0 | 0 | 0 | 0 | 0 | 0
Coal | 0.02 | 0.01 | 0 | 0 | 0 | 0
Geo | 0 | 0 | 0 | 0 | 0 | 0
H | 0 | 0 | 0 | 0 | 0 | 0
LFG | 0 | 0 | 0 | 0 | 0 | 0
Nuc | 0 | 0 | 0 | 0 | 0 | 0
PS | 0 | 0 | 0 | 0 | 0 | 0
PV | 0 | 0 | 0 | 0 | 0 | 0
PeakG | 0 | 0 | 0 | 0 | 0 | 0
PeakO | 0 | 0 | 0 | 0 | 0 | 0
ST | 0 | 0 | 0 | 0 | 0 | 0
STOG | 0 | 0 | 0 | 0 | 0 | 0
STWD | 0 | 0 | 0 | 0 | 0 | 0
WT | 0 | 0 | 0 | 0 | 0 | 0
IGCC | 0 | 0 | 0 | 0 | 0 | 0
DemandResponse | 0 | 0 | 0 | 0 | 0 | 0
IGCC-CCS | 0 | 0 | 0 | 0 | 0 | 0
WT_off | 0 | 0 | 0 | 0 | 0 | 0
PseudoUnit | 0 | 0 | 0 | 0 | 0 | 0
FixedInterchange | 0 | 0 | 0 | 0 | 0 | 0
NOx Emissions (MMshortTons): MAPP_US
ReportingType | 2015 | 2020 | 2025 | 2030 | 2035 | 2040
BM | 0 | 0 | 0 | 0 | 0 | 0
CC | 0 | 0 | 0 | 0 | 0 | 0
CSP | 0 | 0 | 0 | 0 | 0 | 0
CT | 0 | 0 | 0 | 0 | 0 | 0
Coal | 0.03 | 0.01 | 0 | 0 | 0 | 0
Geo | 0 | 0 | 0 | 0 | 0 | 0
H | 0 | 0 | 0 | 0 | 0 | 0
LFG | 0 | 0 | 0 | 0 | 0 | 0
Nuc | 0 | 0 | 0 | 0 | 0 | 0
PS | 0 | 0 | 0 | 0 | 0 | 0
PV | 0 | 0 | 0 | 0 | 0 | 0
PeakG | 0 | 0 | 0 | 0 | 0 | 0
PeakO | 0 | 0 | 0 | 0 | 0 | 0
ST | 0 | 0 | 0 | 0 | 0 | 0
STOG | 0 | 0 | 0 | 0 | 0 | 0
STWD | 0 | 0 | 0 | 0 | 0 | 0
WT | 0 | 0 | 0 | 0 | 0 | 0
IGCC | 0 | 0 | 0 | 0 | 0 | 0
DemandResponse | 0 | 0 | 0 | 0 | 0 | 0
IGCC-CCS | 0 | 0 | 0 | 0 | 0 | 0
WT_off | 0 | 0 | 0 | 0 | 0 | 0
PseudoUnit | 0 | 0 | 0 | 0 | 0 | 0
FixedInterchange | 0 | 0 | 0 | 0 | 0 | 0
NOx Emissions (MMshortTons): MISO_IN
ReportingType | 2015 | 2020 | 2025 | 2030 | 2035 | 2040
BM | 0 | 0 | 0 | 0 | 0 | 0
CC | 0 | 0.01 | 0.01 | 0.01 | 0 | 0
CSP | 0 | 0 | 0 | 0 | 0 | 0
CT | 0 | 0 | 0 | 0 | 0 | 0
Coal | 0.06 | 0.03 | 0 | 0 | 0 | 0
Geo | 0 | 0 | 0 | 0 | 0 | 0
H | 0 | 0 | 0 | 0 | 0 | 0
LFG | 0 | 0 | 0 | 0 | 0 | 0
Nuc | 0 | 0 | 0 | 0 | 0 | 0
PS | 0 | 0 | 0 | 0 | 0 | 0
PV | 0 | 0 | 0 | 0 | 0 | 0
PeakG | 0 | 0 | 0 | 0 | 0 | 0
PeakO | 0 | 0 | 0 | 0 | 0 | 0
ST | 0 | 0 | 0 | 0 | 0 | 0
STOG | 0 | 0 | 0 | 0 | 0 | 0
STWD | 0 | 0 | 0 | 0 | 0 | 0
WT | 0 | 0 | 0 | 0 | 0 | 0
IGCC | 0 | 0 | 0 | 0 | 0 | 0
DemandResponse | 0 | 0 | 0 | 0 | 0 | 0
IGCC-CCS | 0 | 0 | 0 | 0 | 0 | 0
WT_off | 0 | 0 | 0 | 0 | 0 | 0
PseudoUnit | 0 | 0 | 0 | 0 | 0 | 0
FixedInterchange | 0 | 0 | 0 | 0 | 0 | 0
NOx Emissions (MMshortTons): MISO_MI
ReportingType | 2015 | 2020 | 2025 | 2030 | 2035 | 2040
BM | 0 | 0 | 0 | 0 | 0 | 0
CC | 0 | 0 | 0 | 0 | 0 | 0
CSP | 0 | 0 | 0 | 0 | 0 | 0
CT | 0 | 0 | 0 | 0 | 0 | 0
Coal | 0.04 | 0 | 0 | 0 | 0 | 0
Geo | 0 | 0 | 0 | 0 | 0 | 0
H | 0 | 0 | 0 | 0 | 0 | 0
LFG | 0 | 0 | 0 | 0 | 0 | 0
Nuc | 0 | 0 | 0 | 0 | 0 | 0
PS | 0 | 0 | 0 | 0 | 0 | 0
PV | 0 | 0 | 0 | 0 | 0 | 0
PeakG | 0 | 0 | 0 | 0 | 0 | 0
PeakO | 0 | 0 | 0 | 0 | 0 | 0
ST | 0 | 0 | 0 | 0 | 0 | 0
STOG | 0 | 0 | 0 | 0 | 0 | 0
STWD | 0 | 0 | 0 | 0 | 0 | 0
WT | 0 | 0 | 0 | 0 | 0 | 0
IGCC | 0 | 0 | 0 | 0 | 0 | 0
DemandResponse | 0 | 0 | 0 | 0 | 0 | 0
IGCC-CCS | 0 | 0 | 0 | 0 | 0 | 0
WT_off | 0 | 0 | 0 | 0 | 0 | 0
PseudoUnit | 0 | 0 | 0 | 0 | 0 | 0
FixedInterchange | 0 | 0 | 0 | 0 | 0 | 0
NOx Emissions (MMshortTons): MISO_MO-IL
ReportingType | 2015 | 2020 | 2025 | 2030 | 2035 | 2040
BM | 0 | 0 | 0 | 0 | 0 | 0
CC | 0 | 0 | 0 | 0 | 0 | 0
CSP | 0 | 0 | 0 | 0 | 0 | 0
CT | 0 | 0 | 0 | 0 | 0 | 0
Coal | 0.05 | 0.01 | 0 | 0 | 0 | 0
Geo | 0 | 0 | 0 | 0 | 0 | 0
H | 0 | 0 | 0 | 0 | 0 | 0
LFG | 0 | 0 | 0 | 0 | 0 | 0
Nuc | 0 | 0 | 0 | 0 | 0 | 0
PS | 0 | 0 | 0 | 0 | 0 | 0
PV | 0 | 0 | 0 | 0 | 0 | 0
PeakG | 0 | 0 | 0 | 0 | 0 | 0
PeakO | 0 | 0 | 0 | 0 | 0 | 0
ST | 0 | 0 | 0 | 0 | 0 | 0
STOG | 0 | 0 | 0 | 0 | 0 | 0
STWD | 0 | 0 | 0 | 0 | 0 | 0
WT | 0 | 0 | 0 | 0 | 0 | 0
IGCC | 0 | 0 | 0 | 0 | 0 | 0
DemandResponse | 0 | 0 | 0 | 0 | 0 | 0
IGCC-CCS | 0 | 0 | 0 | 0 | 0 | 0
WT_off | 0 | 0 | 0 | 0 | 0 | 0
PseudoUnit | 0 | 0 | 0 | 0 | 0 | 0
FixedInterchange | 0 | 0 | 0 | 0 | 0 | 0
NOx Emissions (MMshortTons): MISO_W
ReportingType | 2015 | 2020 | 2025 | 2030 | 2035 | 2040
BM | 0 | 0 | 0 | 0 | 0 | 0
CC | 0 | 0 | 0 | 0 | 0 | 0
CSP | 0 | 0 | 0 | 0 | 0 | 0
CT | 0 | 0 | 0 | 0 | 0 | 0
Coal | 0.09 | 0.04 | 0 | 0 | 0 | 0
Geo | 0 | 0 | 0 | 0 | 0 | 0
H | 0 | 0 | 0 | 0 | 0 | 0
LFG | 0 | 0 | 0 | 0 | 0 | 0
Nuc | 0 | 0 | 0 | 0 | 0 | 0
PS | 0 | 0 | 0 | 0 | 0 | 0
PV | 0 | 0 | 0 | 0 | 0 | 0
PeakG | 0 | 0 | 0 | 0 | 0 | 0
PeakO | 0 | 0 | 0 | 0 | 0 | 0
ST | 0 | 0 | 0 | 0 | 0 | 0
STOG | 0 | 0 | 0 | 0 | 0 | 0
STWD | 0 | 0 | 0 | 0 | 0 | 0
WT | 0 | 0 | 0 | 0 | 0 | 0
IGCC | 0 | 0 | 0 | 0 | 0 | 0
DemandResponse | 0 | 0 | 0 | 0 | 0 | 0
IGCC-CCS | 0 | 0 | 0 | 0 | 0 | 0
WT_off | 0 | 0 | 0 | 0 | 0 | 0
PseudoUnit | 0 | 0 | 0 | 0 | 0 | 0
FixedInterchange | 0 | 0 | 0 | 0 | 0 | 0
NOx Emissions (MMshortTons): MISO_WUMS
ReportingType | 2015 | 2020 | 2025 | 2030 | 2035 | 2040
BM | 0 | 0 | 0 | 0 | 0 | 0
CC | 0 | 0 | 0 | 0 | 0 | 0
CSP | 0 | 0 | 0 | 0 | 0 | 0
CT | 0 | 0 | 0 | 0 | 0 | 0
Coal | 0.01 | 0 | 0 | 0 | 0 | 0
Geo | 0 | 0 | 0 | 0 | 0 | 0
H | 0 | 0 | 0 | 0 | 0 | 0
LFG | 0 | 0 | 0 | 0 | 0 | 0
Nuc | 0 | 0 | 0 | 0 | 0 | 0
PS | 0 | 0 | 0 | 0 | 0 | 0
PV | 0 | 0 | 0 | 0 | 0 | 0
PeakG | 0 | 0 | 0 | 0 | 0 | 0
PeakO | 0 | 0 | 0 | 0 | 0 | 0
ST | 0 | 0 | 0 | 0 | 0 | 0
STOG | 0 | 0 | 0 | 0 | 0 | 0
STWD | 0 | 0 | 0 | 0 | 0 | 0
WT | 0 | 0 | 0 | 0 | 0 | 0
IGCC | 0 | 0 | 0 | 0 | 0 | 0
DemandResponse | 0 | 0 | 0 | 0 | 0 | 0
IGCC-CCS | 0 | 0 | 0 | 0 | 0 | 0
WT_off | 0 | 0 | 0 | 0 | 0 | 0
PseudoUnit | 0 | 0 | 0 | 0 | 0 | 0
FixedInterchange | 0 | 0 | 0 | 0 | 0 | 0
NOx Emissions (MMshortTons): Nebraska
ReportingType | 2015 | 2020 | 2025 | 2030 | 2035 | 2040
BM | 0 | 0 | 0 | 0 | 0 | 0
CC | 0 | 0 | 0 | 0 | 0 | 0
CSP | 0 | 0 | 0 | 0 | 0 | 0
CT | 0 | 0 | 0 | 0 | 0 | 0
Coal | 0.04 | 0 | 0 | 0 | 0 | 0
Geo | 0 | 0 | 0 | 0 | 0 | 0
H | 0 | 0 | 0 | 0 | 0 | 0
LFG | 0 | 0 | 0 | 0 | 0 | 0
Nuc | 0 | 0 | 0 | 0 | 0 | 0
PS | 0 | 0 | 0 | 0 | 0 | 0
PV | 0 | 0 | 0 | 0 | 0 | 0
PeakG | 0 | 0 | 0 | 0 | 0 | 0
PeakO | 0 | 0 | 0 | 0 | 0 | 0
ST | 0 | 0 | 0 | 0 | 0 | 0
STOG | 0 | 0 | 0 | 0 | 0 | 0
STWD | 0 | 0 | 0 | 0 | 0 | 0
WT | 0 | 0 | 0 | 0 | 0 | 0
IGCC | 0 | 0 | 0 | 0 | 0 | 0
DemandResponse | 0 | 0 | 0 | 0 | 0 | 0
IGCC-CCS | 0 | 0 | 0 | 0 | 0 | 0
WT_off | 0 | 0 | 0 | 0 | 0 | 0
PseudoUnit | 0 | 0 | 0 | 0 | 0 | 0
FixedInterchange | 0 | 0 | 0 | 0 | 0 | 0
NOx Emissions (MMshortTons): NEISO
ReportingType | 2015 | 2020 | 2025 | 2030 | 2035 | 2040
BM | 0 | 0 | 0 | 0 | 0 | 0
CC | 0 | 0 | 0 | 0 | 0 | 0
CSP | 0 | 0 | 0 | 0 | 0 | 0
CT | 0 | 0 | 0 | 0 | 0 | 0
Coal | 0 | 0 | 0 | 0 | 0 | 0
Geo | 0 | 0 | 0 | 0 | 0 | 0
H | 0 | 0 | 0 | 0 | 0 | 0
LFG | 0 | 0 | 0 | 0 | 0 | 0
Nuc | 0 | 0 | 0 | 0 | 0 | 0
PS | 0 | 0 | 0 | 0 | 0 | 0
PV | 0 | 0 | 0 | 0 | 0 | 0
PeakG | 0 | 0 | 0 | 0 | 0 | 0
PeakO | 0 | 0 | 0 | 0 | 0 | 0
ST | 0 | 0 | 0 | 0 | 0 | 0
STOG | 0 | 0 | 0 | 0 | 0 | 0
STWD | 0 | 0 | 0 | 0 | 0 | 0
WT | 0 | 0 | 0 | 0 | 0 | 0
IGCC | 0 | 0 | 0 | 0 | 0 | 0
DemandResponse | 0 | 0 | 0 | 0 | 0 | 0
IGCC-CCS | 0 | 0 | 0 | 0 | 0 | 0
WT_off | 0 | 0 | 0 | 0 | 0 | 0
PseudoUnit | 0 | 0 | 0 | 0 | 0 | 0
FixedInterchange | 0 | 0 | 0 | 0 | 0 | 0
NOx Emissions (MMshortTons): NonRTO_Midwest
ReportingType | 2015 | 2020 | 2025 | 2030 | 2035 | 2040
BM | 0 | 0 | 0 | 0 | 0 | 0
CC | 0 | 0 | 0 | 0 | 0 | 0
CSP | 0 | 0 | 0 | 0 | 0 | 0
CT | 0 | 0 | 0 | 0 | 0 | 0
Coal | 0.04 | 0.01 | 0 | 0 | 0 | 0
Geo | 0 | 0 | 0 | 0 | 0 | 0
H | 0 | 0 | 0 | 0 | 0 | 0
LFG | 0 | 0 | 0 | 0 | 0 | 0
Nuc | 0 | 0 | 0 | 0 | 0 | 0
PS | 0 | 0 | 0 | 0 | 0 | 0
PV | 0 | 0 | 0 | 0 | 0 | 0
PeakG | 0 | 0 | 0 | 0 | 0 | 0
PeakO | 0 | 0 | 0 | 0 | 0 | 0
ST | 0 | 0 | 0 | 0 | 0 | 0
STOG | 0 | 0 | 0 | 0 | 0 | 0
STWD | 0 | 0 | 0 | 0 | 0 | 0
WT | 0 | 0 | 0 | 0 | 0 | 0
IGCC | 0 | 0 | 0 | 0 | 0 | 0
DemandResponse | 0 | 0 | 0 | 0 | 0 | 0
IGCC-CCS | 0 | 0 | 0 | 0 | 0 | 0
WT_off | 0 | 0 | 0 | 0 | 0 | 0
PseudoUnit | 0 | 0 | 0 | 0 | 0 | 0
FixedInterchange | 0 | 0 | 0 | 0 | 0 | 0
NOx Emissions (MMshortTons): NYISO_A-F
ReportingType | 2015 | 2020 | 2025 | 2030 | 2035 | 2040
BM | 0 | 0 | 0 | 0 | 0 | 0
CC | 0 | 0 | 0 | 0 | 0 | 0
CSP | 0 | 0 | 0 | 0 | 0 | 0
CT | 0 | 0 | 0 | 0 | 0 | 0
Coal | 0 | 0 | 0 | 0 | 0 | 0
Geo | 0 | 0 | 0 | 0 | 0 | 0
H | 0 | 0 | 0 | 0 | 0 | 0
LFG | 0 | 0 | 0 | 0 | 0 | 0
Nuc | 0 | 0 | 0 | 0 | 0 | 0
PS | 0 | 0 | 0 | 0 | 0 | 0
PV | 0 | 0 | 0 | 0 | 0 | 0
PeakG | 0 | 0 | 0 | 0 | 0 | 0
PeakO | 0 | 0 | 0 | 0 | 0 | 0
ST | 0 | 0 | 0 | 0 | 0 | 0
STOG | 0 | 0 | 0 | 0 | 0 | 0
STWD | 0 | 0 | 0 | 0 | 0 | 0
WT | 0 | 0 | 0 | 0 | 0 | 0
IGCC | 0 | 0 | 0 | 0 | 0 | 0
DemandResponse | 0 | 0 | 0 | 0 | 0 | 0
IGCC-CCS | 0 | 0 | 0 | 0 | 0 | 0
WT_off | 0 | 0 | 0 | 0 | 0 | 0
PseudoUnit | 0 | 0 | 0 | 0 | 0 | 0
FixedInterchange | 0 | 0 | 0 | 0 | 0 | 0
NOx Emissions (MMshortTons): NYISO_G-I
ReportingType | 2015 | 2020 | 2025 | 2030 | 2035 | 2040
BM | 0 | 0 | 0 | 0 | 0 | 0
CC | 0 | 0 | 0 | 0 | 0 | 0
CSP | 0 | 0 | 0 | 0 | 0 | 0
CT | 0 | 0 | 0 | 0 | 0 | 0
Coal | 0 | 0 | 0 | 0 | 0 | 0
Geo | 0 | 0 | 0 | 0 | 0 | 0
H | 0 | 0 | 0 | 0 | 0 | 0
LFG | 0 | 0 | 0 | 0 | 0 | 0
Nuc | 0 | 0 | 0 | 0 | 0 | 0
PS | 0 | 0 | 0 | 0 | 0 | 0
PV | 0 | 0 | 0 | 0 | 0 | 0
PeakG | 0 | 0 | 0 | 0 | 0 | 0
PeakO | 0 | 0 | 0 | 0 | 0 | 0
ST | 0 | 0 | 0 | 0 | 0 | 0
STOG | 0 | 0 | 0 | 0 | 0 | 0
STWD | 0 | 0 | 0 | 0 | 0 | 0
WT | 0 | 0 | 0 | 0 | 0 | 0
IGCC | 0 | 0 | 0 | 0 | 0 | 0
DemandResponse | 0 | 0 | 0 | 0 | 0 | 0
IGCC-CCS | 0 | 0 | 0 | 0 | 0 | 0
WT_off | 0 | 0 | 0 | 0 | 0 | 0
PseudoUnit | 0 | 0 | 0 | 0 | 0 | 0
FixedInterchange | 0 | 0 | 0 | 0 | 0 | 0
NOx Emissions (MMshortTons): NYISO_J-K
ReportingType | 2015 | 2020 | 2025 | 2030 | 2035 | 2040
BM | 0 | 0 | 0 | 0 | 0 | 0
CC | 0 | 0 | 0 | 0 | 0 | 0
CSP | 0 | 0 | 0 | 0 | 0 | 0
CT | 0 | 0 | 0 | 0 | 0 | 0
Coal | 0 | 0 | 0 | 0 | 0 | 0
Geo | 0 | 0 | 0 | 0 | 0 | 0
H | 0 | 0 | 0 | 0 | 0 | 0
LFG | 0 | 0 | 0 | 0 | 0 | 0
Nuc | 0 | 0 | 0 | 0 | 0 | 0
PS | 0 | 0 | 0 | 0 | 0 | 0
PV | 0 | 0 | 0 | 0 | 0 | 0
PeakG | 0 | 0 | 0 | 0 | 0 | 0
PeakO | 0 | 0 | 0 | 0 | 0 | 0
ST | 0 | 0 | 0 | 0 | 0 | 0
STOG | 0 | 0 | 0 | 0 | 0 | 0
STWD | 0 | 0 | 0 | 0 | 0 | 0
WT | 0 | 0 | 0 | 0 | 0 | 0
IGCC | 0 | 0 | 0 | 0 | 0 | 0
DemandResponse | 0 | 0 | 0 | 0 | 0 | 0
IGCC-CCS | 0 | 0 | 0 | 0 | 0 | 0
WT_off | 0 | 0 | 0 | 0 | 0 | 0
PseudoUnit | 0 | 0 | 0 | 0 | 0 | 0
FixedInterchange | 0 | 0 | 0 | 0 | 0 | 0
NOx Emissions (MMshortTons): PJM_E
ReportingType | 2015 | 2020 | 2025 | 2030 | 2035 | 2040
BM | 0 | 0 | 0 | 0 | 0 | 0
CC | 0 | 0 | 0 | 0 | 0 | 0
CSP | 0 | 0 | 0 | 0 | 0 | 0
CT | 0 | 0 | 0 | 0 | 0 | 0
Coal | 0 | 0 | 0 | 0 | 0 | 0
Geo | 0 | 0 | 0 | 0 | 0 | 0
H | 0 | 0 | 0 | 0 | 0 | 0
LFG | 0 | 0 | 0 | 0 | 0 | 0
Nuc | 0 | 0 | 0 | 0 | 0 | 0
PS | 0 | 0 | 0 | 0 | 0 | 0
PV | 0 | 0 | 0 | 0 | 0 | 0
PeakG | 0 | 0 | 0 | 0 | 0 | 0
PeakO | 0 | 0 | 0 | 0 | 0 | 0
ST | 0 | 0 | 0 | 0 | 0 | 0
STOG | 0 | 0 | 0 | 0 | 0 | 0
STWD | 0 | 0 | 0 | 0 | 0 | 0
WT | 0 | 0 | 0 | 0 | 0 | 0
IGCC | 0 | 0 | 0 | 0 | 0 | 0
DemandResponse | 0 | 0 | 0 | 0 | 0 | 0
IGCC-CCS | 0 | 0 | 0 | 0 | 0 | 0
WT_off | 0 | 0 | 0 | 0 | 0 | 0
PseudoUnit | 0 | 0 | 0 | 0 | 0 | 0
FixedInterchange | 0 | 0 | 0 | 0 | 0 | 0
NOx Emissions (MMshortTons): PJM_ROM
ReportingType | 2015 | 2020 | 2025 | 2030 | 2035 | 2040
BM | 0 | 0 | 0 | 0 | 0 | 0
CC | 0 | 0 | 0 | 0 | 0 | 0
CSP | 0 | 0 | 0 | 0 | 0 | 0
CT | 0 | 0 | 0 | 0 | 0 | 0
Coal | 0.02 | 0.01 | 0 | 0 | 0 | 0
Geo | 0 | 0 | 0 | 0 | 0 | 0
H | 0 | 0 | 0 | 0 | 0 | 0
LFG | 0 | 0 | 0 | 0 | 0 | 0
Nuc | 0 | 0 | 0 | 0 | 0 | 0
PS | 0 | 0 | 0 | 0 | 0 | 0
PV | 0 | 0 | 0 | 0 | 0 | 0
PeakG | 0 | 0 | 0 | 0 | 0 | 0
PeakO | 0 | 0 | 0 | 0 | 0 | 0
ST | 0 | 0 | 0 | 0 | 0 | 0
STOG | 0 | 0 | 0 | 0 | 0 | 0
STWD | 0 | 0 | 0 | 0 | 0 | 0
WT | 0 | 0 | 0 | 0 | 0 | 0
IGCC | 0 | 0 | 0 | 0 | 0 | 0
DemandResponse | 0 | 0 | 0 | 0 | 0 | 0
IGCC-CCS | 0 | 0 | 0 | 0 | 0 | 0
WT_off | 0 | 0 | 0 | 0 | 0 | 0
PseudoUnit | 0 | 0 | 0 | 0 | 0 | 0
FixedInterchange | 0 | 0 | 0 | 0 | 0 | 0
NOx Emissions (MMshortTons): PJM_ROR
ReportingType | 2015 | 2020 | 2025 | 2030 | 2035 | 2040
BM | 0 | 0 | 0 | 0 | 0 | 0
CC | 0 | 0.01 | 0.01 | 0.01 | 0.01 | 0.01
CSP | 0 | 0 | 0 | 0 | 0 | 0
CT | 0 | 0 | 0 | 0 | 0 | 0
Coal | 0.23 | 0.06 | 0.01 | 0 | 0.01 | 0.01
Geo | 0 | 0 | 0 | 0 | 0 | 0
H | 0 | 0 | 0 | 0 | 0 | 0
LFG | 0 | 0 | 0 | 0 | 0 | 0
Nuc | 0 | 0 | 0 | 0 | 0 | 0
PS | 0 | 0 | 0 | 0 | 0 | 0
PV | 0 | 0 | 0 | 0 | 0 | 0
PeakG | 0 | 0 | 0 | 0 | 0 | 0
PeakO | 0 | 0 | 0 | 0 | 0 | 0
ST | 0 | 0 | 0 | 0 | 0 | 0
STOG | 0 | 0 | 0 | 0 | 0 | 0
STWD | 0 | 0 | 0 | 0 | 0 | 0
WT | 0 | 0 | 0 | 0 | 0 | 0
IGCC | 0 | 0 | 0 | 0 | 0 | 0
DemandResponse | 0 | 0 | 0 | 0 | 0 | 0
IGCC-CCS | 0 | 0 | 0 | 0 | 0 | 0
WT_off | 0 | 0 | 0 | 0 | 0 | 0
PseudoUnit | 0 | 0 | 0 | 0 | 0 | 0
FixedInterchange | 0 | 0 | 0 | 0 | 0 | 0
NOx Emissions (MMshortTons): SOCO
ReportingType | 2015 | 2020 | 2025 | 2030 | 2035 | 2040
BM | 0 | 0 | 0 | 0 | 0 | 0
CC | 0.01 | 0.01 | 0.01 | 0.01 | 0 | 0
CSP | 0 | 0 | 0 | 0 | 0 | 0
CT | 0 | 0 | 0 | 0 | 0 | 0
Coal | 0.05 | 0.01 | 0 | 0 | 0 | 0
Geo | 0 | 0 | 0 | 0 | 0 | 0
H | 0 | 0 | 0 | 0 | 0 | 0
LFG | 0 | 0 | 0 | 0 | 0 | 0
Nuc | 0 | 0 | 0 | 0 | 0 | 0
PS | 0 | 0 | 0 | 0 | 0 | 0
PV | 0 | 0 | 0 | 0 | 0 | 0
PeakG | 0 | 0 | 0 | 0 | 0 | 0
PeakO | 0 | 0 | 0 | 0 | 0 | 0
ST | 0 | 0 | 0 | 0 | 0 | 0
STOG | 0 | 0 | 0 | 0 | 0 | 0
STWD | 0 | 0 | 0 | 0 | 0 | 0
WT | 0 | 0 | 0 | 0 | 0 | 0
IGCC | 0 | 0 | 0 | 0 | 0 | 0
DemandResponse | 0 | 0 | 0 | 0 | 0 | 0
IGCC-CCS | 0 | 0 | 0 | 0 | 0 | 0
WT_off | 0 | 0 | 0 | 0 | 0 | 0
PseudoUnit | 0 | 0 | 0 | 0 | 0 | 0
FixedInterchange | 0 | 0 | 0 | 0 | 0 | 0
NOx Emissions (MMshortTons): SPP_N
ReportingType | 2015 | 2020 | 2025 | 2030 | 2035 | 2040
BM | 0 | 0 | 0 | 0 | 0 | 0
CC | 0 | 0 | 0 | 0 | 0 | 0
CSP | 0 | 0 | 0 | 0 | 0 | 0
CT | 0 | 0 | 0 | 0 | 0 | 0
Coal | 0.06 | 0.03 | 0 | 0 | 0 | 0
Geo | 0 | 0 | 0 | 0 | 0 | 0
H | 0 | 0 | 0 | 0 | 0 | 0
LFG | 0 | 0 | 0 | 0 | 0 | 0
Nuc | 0 | 0 | 0 | 0 | 0 | 0
PS | 0 | 0 | 0 | 0 | 0 | 0
PV | 0 | 0 | 0 | 0 | 0 | 0
PeakG | 0 | 0 | 0 | 0 | 0 | 0
PeakO | 0 | 0 | 0 | 0 | 0 | 0
ST | 0 | 0 | 0 | 0 | 0 | 0
STOG | 0 | 0 | 0 | 0 | 0 | 0
STWD | 0 | 0 | 0 | 0 | 0 | 0
WT | 0 | 0 | 0 | 0 | 0 | 0
IGCC | 0 | 0 | 0 | 0 | 0 | 0
DemandResponse | 0 | 0 | 0 | 0 | 0 | 0
IGCC-CCS | 0 | 0 | 0 | 0 | 0 | 0
WT_off | 0 | 0 | 0 | 0 | 0 | 0
PseudoUnit | 0 | 0 | 0 | 0 | 0 | 0
FixedInterchange | 0 | 0 | 0 | 0 | 0 | 0
NOx Emissions (MMshortTons): SPP_S
ReportingType | 2015 | 2020 | 2025 | 2030 | 2035 | 2040
BM | 0 | 0 | 0 | 0 | 0 | 0
CC | 0 | 0 | 0 | 0 | 0 | 0
CSP | 0 | 0 | 0 | 0 | 0 | 0
CT | 0 | 0 | 0 | 0 | 0 | 0
Coal | 0.1 | 0.02 | 0 | 0 | 0 | 0
Geo | 0 | 0 | 0 | 0 | 0 | 0
H | 0 | 0 | 0 | 0 | 0 | 0
LFG | 0 | 0 | 0 | 0 | 0 | 0
Nuc | 0 | 0 | 0 | 0 | 0 | 0
PS | 0 | 0 | 0 | 0 | 0 | 0
PV | 0 | 0 | 0 | 0 | 0 | 0
PeakG | 0 | 0 | 0 | 0 | 0 | 0
PeakO | 0 | 0 | 0 | 0 | 0 | 0
ST | 0 | 0 | 0 | 0 | 0 | 0
STOG | 0 | 0 | 0 | 0 | 0 | 0
STWD | 0 | 0 | 0 | 0 | 0 | 0
WT | 0 | 0 | 0 | 0 | 0 | 0
IGCC | 0 | 0 | 0 | 0 | 0 | 0
DemandResponse | 0 | 0 | 0 | 0 | 0 | 0
IGCC-CCS | 0 | 0 | 0 | 0 | 0 | 0
WT_off | 0 | 0 | 0 | 0 | 0 | 0
PseudoUnit | 0 | 0 | 0 | 0 | 0 | 0
FixedInterchange | 0 | 0 | 0 | 0 | 0 | 0
NOx Emissions (MMshortTons): TVA
ReportingType | 2015 | 2020 | 2025 | 2030 | 2035 | 2040
BM | 0 | 0 | 0 | 0 | 0 | 0
CC | 0 | 0 | 0 | 0 | 0 | 0
CSP | 0 | 0 | 0 | 0 | 0 | 0
CT | 0 | 0 | 0 | 0 | 0 | 0
Coal | 0.02 | 0.01 | 0 | 0 | 0 | 0
Geo | 0 | 0 | 0 | 0 | 0 | 0
H | 0 | 0 | 0 | 0 | 0 | 0
LFG | 0 | 0 | 0 | 0 | 0 | 0
Nuc | 0 | 0 | 0 | 0 | 0 | 0
PS | 0 | 0 | 0 | 0 | 0 | 0
PV | 0 | 0 | 0 | 0 | 0 | 0
PeakG | 0 | 0 | 0 | 0 | 0 | 0
PeakO | 0 | 0 | 0 | 0 | 0 | 0
ST | 0 | 0 | 0 | 0 | 0 | 0
STOG | 0 | 0 | 0 | 0 | 0 | 0
STWD | 0 | 0 | 0 | 0 | 0 | 0
WT | 0 | 0 | 0 | 0 | 0 | 0
IGCC | 0 | 0 | 0 | 0 | 0 | 0
DemandResponse | 0 | 0 | 0 | 0 | 0 | 0
IGCC-CCS | 0 | 0 | 0 | 0 | 0 | 0
WT_off | 0 | 0 | 0 | 0 | 0 | 0
PseudoUnit | 0 | 0 | 0 | 0 | 0 | 0
FixedInterchange | 0 | 0 | 0 | 0 | 0 | 0
NOx Emissions (MMshortTons): TVA_Transmission
ReportingType | 2015 | 2020 | 2025 | 2030 | 2035 | 2040
BM | 0 | 0 | 0 | 0 | 0 | 0
CC | 0 | 0 | 0 | 0 | 0 | 0
CSP | 0 | 0 | 0 | 0 | 0 | 0
CT | 0 | 0 | 0 | 0 | 0 | 0
Coal | 0 | 0 | 0 | 0 | 0 | 0
Geo | 0 | 0 | 0 | 0 | 0 | 0
H | 0 | 0 | 0 | 0 | 0 | 0
LFG | 0 | 0 | 0 | 0 | 0 | 0
Nuc | 0 | 0 | 0 | 0 | 0 | 0
PS | 0 | 0 | 0 | 0 | 0 | 0
PV | 0 | 0 | 0 | 0 | 0 | 0
PeakG | 0 | 0 | 0 | 0 | 0 | 0
PeakO | 0 | 0 | 0 | 0 | 0 | 0
ST | 0 | 0 | 0 | 0 | 0 | 0
STOG | 0 | 0 | 0 | 0 | 0 | 0
STWD | 0 | 0 | 0 | 0 | 0 | 0
WT | 0 | 0 | 0 | 0 | 0 | 0
IGCC | 0 | 0 | 0 | 0 | 0 | 0
DemandResponse | 0 | 0 | 0 | 0 | 0 | 0
IGCC-CCS | 0 | 0 | 0 | 0 | 0 | 0
WT_off | 0 | 0 | 0 | 0 | 0 | 0
PseudoUnit | 0 | 0 | 0 | 0 | 0 | 0
FixedInterchange | 0 | 0 | 0 | 0 | 0 | 0
NOx Emissions (MMshortTons): VACAR
ReportingType | 2015 | 2020 | 2025 | 2030 | 2035 | 2040
BM | 0 | 0 | 0 | 0 | 0 | 0
CC | 0.01 | 0.01 | 0.01 | 0.01 | 0 | 0
CSP | 0 | 0 | 0 | 0 | 0 | 0
CT | 0 | 0 | 0 | 0 | 0 | 0
Coal | 0.02 | 0.01 | 0 | 0 | 0 | 0
Geo | 0 | 0 | 0 | 0 | 0 | 0
H | 0 | 0 | 0 | 0 | 0 | 0
LFG | 0 | 0 | 0 | 0 | 0 | 0
Nuc | 0 | 0 | 0 | 0 | 0 | 0
PS | 0 | 0 | 0 | 0 | 0 | 0
PV | 0 | 0 | 0 | 0 | 0 | 0
PeakG | 0 | 0 | 0 | 0 | 0 | 0
PeakO | 0 | 0 | 0 | 0 | 0 | 0
ST | 0 | 0 | 0 | 0 | 0 | 0
STOG | 0 | 0 | 0 | 0 | 0 | 0
STWD | 0 | 0 | 0 | 0 | 0 | 0
WT | 0 | 0 | 0 | 0 | 0 | 0
IGCC | 0 | 0 | 0 | 0 | 0 | 0
DemandResponse | 0 | 0 | 0 | 0 | 0 | 0
IGCC-CCS | 0 | 0 | 0 | 0 | 0 | 0
WT_off | 0 | 0 | 0 | 0 | 0 | 0
PseudoUnit | 0 | 0 | 0 | 0 | 0 | 0
FixedInterchange | 0 | 0 | 0 | 0 | 0 | 0
NOx Emissions (MMshortTons): IESO
ReportingType | 2015 | 2020 | 2025 | 2030 | 2035 | 2040
BM | 0 | 0 | 0 | 0 | 0 | 0
CC | 0 | 0 | 0 | 0 | 0 | 0
CSP | 0 | 0 | 0 | 0 | 0 | 0
CT | 0 | 0 | 0 | 0 | 0 | 0
Coal | 0 | 0 | 0 | 0 | 0 | 0
Geo | 0 | 0 | 0 | 0 | 0 | 0
H | 0 | 0 | 0 | 0 | 0 | 0
LFG | 0 | 0 | 0 | 0 | 0 | 0
Nuc | 0 | 0 | 0 | 0 | 0 | 0
PS | 0 | 0 | 0 | 0 | 0 | 0
PV | 0 | 0 | 0 | 0 | 0 | 0
PeakG | 0 | 0 | 0 | 0 | 0 | 0
PeakO | 0 | 0 | 0 | 0 | 0 | 0
ST | 0 | 0 | 0 | 0 | 0 | 0
STOG | 0 | 0 | 0 | 0 | 0 | 0
STWD | 0 | 0 | 0 | 0 | 0 | 0
WT | 0 | 0 | 0 | 0 | 0 | 0
IGCC | 0 | 0 | 0 | 0 | 0 | 0
DemandResponse | 0 | 0 | 0 | 0 | 0 | 0
IGCC-CCS | 0 | 0 | 0 | 0 | 0 | 0
WT_off | 0 | 0 | 0 | 0 | 0 | 0
PseudoUnit | 0 | 0 | 0 | 0 | 0 | 0
FixedInterchange | 0 | 0 | 0 | 0 | 0 | 0
NOx Emissions (MMshortTons): MAPP_CA
ReportingType | 2015 | 2020 | 2025 | 2030 | 2035 | 2040
BM | 0 | 0 | 0 | 0 | 0 | 0
CC | 0 | 0 | 0 | 0 | 0 | 0
CSP | 0 | 0 | 0 | 0 | 0 | 0
CT | 0 | 0 | 0 | 0 | 0 | 0
Coal | 0 | 0 | 0 | 0 | 0 | 0
Geo | 0 | 0 | 0 | 0 | 0 | 0
H | 0 | 0 | 0 | 0 | 0 | 0
LFG | 0 | 0 | 0 | 0 | 0 | 0
Nuc | 0 | 0 | 0 | 0 | 0 | 0
PS | 0 | 0 | 0 | 0 | 0 | 0
PV | 0 | 0 | 0 | 0 | 0 | 0
PeakG | 0 | 0 | 0 | 0 | 0 | 0
PeakO | 0 | 0 | 0 | 0 | 0 | 0
ST | 0 | 0 | 0 | 0 | 0 | 0
STOG | 0 | 0 | 0 | 0 | 0 | 0
STWD | 0 | 0 | 0 | 0 | 0 | 0
WT | 0 | 0 | 0 | 0 | 0 | 0
IGCC | 0 | 0 | 0 | 0 | 0 | 0
DemandResponse | 0 | 0 | 0 | 0 | 0 | 0
IGCC-CCS | 0 | 0 | 0 | 0 | 0 | 0
WT_off | 0 | 0 | 0 | 0 | 0 | 0
PseudoUnit | 0 | 0 | 0 | 0 | 0 | 0
FixedInterchange | 0 | 0 | 0 | 0 | 0 | 0
NOx Emissions (MMshortTons): AZ_NM_SNV_Coal
ReportingType | 2015 | 2020 | 2025 | 2030 | 2035 | 2040
BM | 0 | 0 | 0 | 0 | 0 | 0
CC | 0 | 0 | 0 | 0 | 0 | 0
CSP | 0 | 0 | 0 | 0 | 0 | 0
CT | 0 | 0 | 0 | 0 | 0 | 0
Coal | 0.08 | 0.08 | 0.04 | 0 | 0 | 0
Geo | 0 | 0 | 0 | 0 | 0 | 0
H | 0 | 0 | 0 | 0 | 0 | 0
LFG | 0 | 0 | 0 | 0 | 0 | 0
Nuc | 0 | 0 | 0 | 0 | 0 | 0
PS | 0 | 0 | 0 | 0 | 0 | 0
PV | 0 | 0 | 0 | 0 | 0 | 0
PeakG | 0 | 0 | 0 | 0 | 0 | 0
PeakO | 0 | 0 | 0 | 0 | 0 | 0
ST | 0 | 0 | 0 | 0 | 0 | 0
STOG | 0 | 0 | 0 | 0 | 0 | 0
STWD | 0 | 0 | 0 | 0 | 0 | 0
WT | 0 | 0 | 0 | 0 | 0 | 0
IGCC | 0 | 0 | 0 | 0 | 0 | 0
DemandResponse | 0 | 0 | 0 | 0 | 0 | 0
IGCC-CCS | 0 | 0 | 0 | 0 | 0 | 0
WT_off | 0 | 0 | 0 | 0 | 0 | 0
PseudoUnit | 0 | 0 | 0 | 0 | 0 | 0
FixedInterchange | 0 | 0 | 0 | 0 | 0 | 0
NOx Emissions (MMshortTons): AZ_NM_SNV_Gas
ReportingType | 2015 | 2020 | 2025 | 2030 | 2035 | 2040
BM | 0 | 0 | 0 | 0 | 0 | 0
CC | 0 | 0 | 0.01 | 0 | 0 | 0
CSP | 0 | 0 | 0 | 0 | 0 | 0
CT | 0 | 0 | 0 | 0 | 0 | 0
Coal | 0 | 0 | 0 | 0 | 0 | 0
Geo | 0 | 0 | 0 | 0 | 0 | 0
H | 0 | 0 | 0 | 0 | 0 | 0
LFG | 0 | 0 | 0 | 0 | 0 | 0
Nuc | 0 | 0 | 0 | 0 | 0 | 0
PS | 0 | 0 | 0 | 0 | 0 | 0
PV | 0 | 0 | 0 | 0 | 0 | 0
PeakG | 0 | 0 | 0 | 0 | 0 | 0
PeakO | 0 | 0 | 0 | 0 | 0 | 0
ST | 0 | 0 | 0 | 0 | 0 | 0
STOG | 0 | 0 | 0 | 0 | 0 | 0
STWD | 0 | 0 | 0 | 0 | 0 | 0
WT | 0 | 0 | 0 | 0 | 0 | 0
IGCC | 0 | 0 | 0 | 0 | 0 | 0
DemandResponse | 0 | 0 | 0 | 0 | 0 | 0
IGCC-CCS | 0 | 0 | 0 | 0 | 0 | 0
WT_off | 0 | 0 | 0 | 0 | 0 | 0
PseudoUnit | 0 | 0 | 0 | 0 | 0 | 0
FixedInterchange | 0 | 0 | 0 | 0 | 0 | 0
NOx Emissions (MMshortTons): AZ_NM_SNV_NucRenew
ReportingType | 2015 | 2020 | 2025 | 2030 | 2035 | 2040
BM | 0 | 0 | 0 | 0 | 0 | 0
CC | 0 | 0 | 0 | 0 | 0 | 0
CSP | 0 | 0 | 0 | 0 | 0 | 0
CT | 0 | 0 | 0 | 0 | 0 | 0
Coal | 0 | 0 | 0 | 0 | 0 | 0
Geo | 0 | 0 | 0 | 0 | 0 | 0
H | 0 | 0 | 0 | 0 | 0 | 0
LFG | 0 | 0 | 0 | 0 | 0 | 0
Nuc | 0 | 0 | 0 | 0 | 0 | 0
PS | 0 | 0 | 0 | 0 | 0 | 0
PV | 0 | 0 | 0 | 0 | 0 | 0
PeakG | 0 | 0 | 0 | 0 | 0 | 0
PeakO | 0 | 0 | 0 | 0 | 0 | 0
ST | 0 | 0 | 0 | 0 | 0 | 0
STOG | 0 | 0 | 0 | 0 | 0 | 0
STWD | 0 | 0 | 0 | 0 | 0 | 0
WT | 0 | 0 | 0 | 0 | 0 | 0
IGCC | 0 | 0 | 0 | 0 | 0 | 0
DemandResponse | 0 | 0 | 0 | 0 | 0 | 0
IGCC-CCS | 0 | 0 | 0 | 0 | 0 | 0
WT_off | 0 | 0 | 0 | 0 | 0 | 0
PseudoUnit | 0 | 0 | 0 | 0 | 0 | 0
FixedInterchange | 0 | 0 | 0 | 0 | 0 | 0
NOx Emissions (MMshortTons): ERCOT
ReportingType | 2015 | 2020 | 2025 | 2030 | 2035 | 2040
BM | 0 | 0 | 0 | 0 | 0 | 0
CC | 0.01 | 0.02 | 0.01 | 0.01 | 0.01 | 0.01
CSP | 0 | 0 | 0 | 0 | 0 | 0
CT | 0 | 0 | 0 | 0 | 0 | 0
Coal | 0.04 | 0.01 | 0 | 0 | 0 | 0
Geo | 0 | 0 | 0 | 0 | 0 | 0
H | 0 | 0 | 0 | 0 | 0 | 0
LFG | 0 | 0 | 0 | 0 | 0 | 0
Nuc | 0 | 0 | 0 | 0 | 0 | 0
PS | 0 | 0 | 0 | 0 | 0 | 0
PV | 0 | 0 | 0 | 0 | 0 | 0
PeakG | 0 | 0 | 0 | 0 | 0 | 0
PeakO | 0 | 0 | 0 | 0 | 0 | 0
ST | 0 | 0 | 0 | 0 | 0 | 0
STOG | 0 | 0 | 0 | 0 | 0 | 0
STWD | 0 | 0 | 0 | 0 | 0 | 0
WT | 0 | 0 | 0 | 0 | 0 | 0
IGCC | 0 | 0 | 0 | 0 | 0 | 0
DemandResponse | 0 | 0 | 0 | 0 | 0 | 0
IGCC-CCS | 0 | 0 | 0 | 0 | 0 | 0
WT_off | 0 | 0 | 0 | 0 | 0 | 0
PseudoUnit | 0 | 0 | 0 | 0 | 0 | 0
FixedInterchange | 0 | 0 | 0 | 0 | 0 | 0
NOx Emissions (MMshortTons): NP15
ReportingType | 2015 | 2020 | 2025 | 2030 | 2035 | 2040
BM | 0 | 0 | 0 | 0 | 0 | 0
CC | 0 | 0 | 0 | 0 | 0 | 0
CSP | 0 | 0 | 0 | 0 | 0 | 0
CT | 0 | 0 | 0 | 0 | 0 | 0
Coal | 0 | 0 | 0 | 0 | 0 | 0
Geo | 0 | 0 | 0 | 0 | 0 | 0
H | 0 | 0 | 0 | 0 | 0 | 0
LFG | 0 | 0 | 0 | 0 | 0 | 0
Nuc | 0 | 0 | 0 | 0 | 0 | 0
PS | 0 | 0 | 0 | 0 | 0 | 0
PV | 0 | 0 | 0 | 0 | 0 | 0
PeakG | 0 | 0 | 0 | 0 | 0 | 0
PeakO | 0 | 0 | 0 | 0 | 0 | 0
ST | 0 | 0 | 0 | 0 | 0 | 0
STOG | 0 | 0 | 0 | 0 | 0 | 0
STWD | 0 | 0 | 0 | 0 | 0 | 0
WT | 0 | 0 | 0 | 0 | 0 | 0
IGCC | 0 | 0 | 0 | 0 | 0 | 0
DemandResponse | 0 | 0 | 0 | 0 | 0 | 0
IGCC-CCS | 0 | 0 | 0 | 0 | 0 | 0
WT_off | 0 | 0 | 0 | 0 | 0 | 0
PseudoUnit | 0 | 0 | 0 | 0 | 0 | 0
FixedInterchange | 0 | 0 | 0 | 0 | 0 | 0
NOx Emissions (MMshortTons): NWPP_Coal
ReportingType | 2015 | 2020 | 2025 | 2030 | 2035 | 2040
BM | 0 | 0 | 0 | 0 | 0 | 0
CC | 0 | 0 | 0 | 0 | 0 | 0
CSP | 0 | 0 | 0 | 0 | 0 | 0
CT | 0 | 0 | 0 | 0 | 0 | 0
Coal | 0.09 | 0.06 | 0.02 | 0 | 0 | 0
Geo | 0 | 0 | 0 | 0 | 0 | 0
H | 0 | 0 | 0 | 0 | 0 | 0
LFG | 0 | 0 | 0 | 0 | 0 | 0
Nuc | 0 | 0 | 0 | 0 | 0 | 0
PS | 0 | 0 | 0 | 0 | 0 | 0
PV | 0 | 0 | 0 | 0 | 0 | 0
PeakG | 0 | 0 | 0 | 0 | 0 | 0
PeakO | 0 | 0 | 0 | 0 | 0 | 0
ST | 0 | 0 | 0 | 0 | 0 | 0
STOG | 0 | 0 | 0 | 0 | 0 | 0
STWD | 0 | 0 | 0 | 0 | 0 | 0
WT | 0 | 0 | 0 | 0 | 0 | 0
IGCC | 0 | 0 | 0 | 0 | 0 | 0
DemandResponse | 0 | 0 | 0 | 0 | 0 | 0
IGCC-CCS | 0 | 0 | 0 | 0 | 0 | 0
WT_off | 0 | 0 | 0 | 0 | 0 | 0
PseudoUnit | 0 | 0 | 0 | 0 | 0 | 0
FixedInterchange | 0 | 0 | 0 | 0 | 0 | 0
NOx Emissions (MMshortTons): NWPP_Gas
ReportingType | 2015 | 2020 | 2025 | 2030 | 2035 | 2040
BM | 0 | 0 | 0 | 0 | 0 | 0
CC | 0 | 0 | 0 | 0 | 0 | 0
CSP | 0 | 0 | 0 | 0 | 0 | 0
CT | 0 | 0 | 0 | 0 | 0 | 0
Coal | 0 | 0 | 0 | 0 | 0 | 0
Geo | 0 | 0 | 0 | 0 | 0 | 0
H | 0 | 0 | 0 | 0 | 0 | 0
LFG | 0 | 0 | 0 | 0 | 0 | 0
Nuc | 0 | 0 | 0 | 0 | 0 | 0
PS | 0 | 0 | 0 | 0 | 0 | 0
PV | 0 | 0 | 0 | 0 | 0 | 0
PeakG | 0 | 0 | 0 | 0 | 0 | 0
PeakO | 0 | 0 | 0 | 0 | 0 | 0
ST | 0 | 0 | 0 | 0 | 0 | 0
STOG | 0 | 0 | 0 | 0 | 0 | 0
STWD | 0 | 0 | 0 | 0 | 0 | 0
WT | 0 | 0 | 0 | 0 | 0 | 0
IGCC | 0 | 0 | 0 | 0 | 0 | 0
DemandResponse | 0 | 0 | 0 | 0 | 0 | 0
IGCC-CCS | 0 | 0 | 0 | 0 | 0 | 0
WT_off | 0 | 0 | 0 | 0 | 0 | 0
PseudoUnit | 0 | 0 | 0 | 0 | 0 | 0
FixedInterchange | 0 | 0 | 0 | 0 | 0 | 0
NOx Emissions (MMshortTons): NWPP_NucRenew
ReportingType | 2015 | 2020 | 2025 | 2030 | 2035 | 2040
BM | 0 | 0 | 0 | 0 | 0 | 0
CC | 0 | 0 | 0 | 0 | 0 | 0
CSP | 0 | 0 | 0 | 0 | 0 | 0
CT | 0 | 0 | 0 | 0 | 0 | 0
Coal | 0 | 0 | 0 | 0 | 0 | 0
Geo | 0 | 0 | 0 | 0 | 0 | 0
H | 0 | 0 | 0 | 0 | 0 | 0
LFG | 0 | 0 | 0 | 0 | 0 | 0
Nuc | 0 | 0 | 0 | 0 | 0 | 0
PS | 0 | 0 | 0 | 0 | 0 | 0
PV | 0 | 0 | 0 | 0 | 0 | 0
PeakG | 0 | 0 | 0 | 0 | 0 | 0
PeakO | 0 | 0 | 0 | 0 | 0 | 0
ST | 0 | 0 | 0 | 0 | 0 | 0
STOG | 0 | 0 | 0 | 0 | 0 | 0
STWD | 0 | 0 | 0 | 0 | 0 | 0
WT | 0 | 0 | 0 | 0 | 0 | 0
IGCC | 0 | 0 | 0 | 0 | 0 | 0
DemandResponse | 0 | 0 | 0 | 0 | 0 | 0
IGCC-CCS | 0 | 0 | 0 | 0 | 0 | 0
WT_off | 0 | 0 | 0 | 0 | 0 | 0
PseudoUnit | 0 | 0 | 0 | 0 | 0 | 0
FixedInterchange | 0 | 0 | 0 | 0 | 0 | 0
NOx Emissions (MMshortTons): RMPA
ReportingType | 2015 | 2020 | 2025 | 2030 | 2035 | 2040
BM | 0 | 0 | 0 | 0 | 0 | 0
CC | 0 | 0 | 0 | 0 | 0 | 0
CSP | 0 | 0 | 0 | 0 | 0 | 0
CT | 0 | 0 | 0 | 0 | 0 | 0
Coal | 0.06 | 0.05 | 0.01 | 0 | 0 | 0
Geo | 0 | 0 | 0 | 0 | 0 | 0
H | 0 | 0 | 0 | 0 | 0 | 0
LFG | 0 | 0 | 0 | 0 | 0 | 0
Nuc | 0 | 0 | 0 | 0 | 0 | 0
PS | 0 | 0 | 0 | 0 | 0 | 0
PV | 0 | 0 | 0 | 0 | 0 | 0
PeakG | 0 | 0 | 0 | 0 | 0 | 0
PeakO | 0 | 0 | 0 | 0 | 0 | 0
ST | 0 | 0 | 0 | 0 | 0 | 0
STOG | 0 | 0 | 0 | 0 | 0 | 0
STWD | 0 | 0 | 0 | 0 | 0 | 0
WT | 0 | 0 | 0 | 0 | 0 | 0
IGCC | 0 | 0 | 0 | 0 | 0 | 0
DemandResponse | 0 | 0 | 0 | 0 | 0 | 0
IGCC-CCS | 0 | 0 | 0 | 0 | 0 | 0
WT_off | 0 | 0 | 0 | 0 | 0 | 0
PseudoUnit | 0 | 0 | 0 | 0 | 0 | 0
FixedInterchange | 0 | 0 | 0 | 0 | 0 | 0
NOx Emissions (MMshortTons): SP15
ReportingType | 2015 | 2020 | 2025 | 2030 | 2035 | 2040
BM | 0 | 0 | 0 | 0 | 0 | 0
CC | 0.01 | 0.01 | 0.01 | 0.01 | 0 | 0
CSP | 0 | 0 | 0 | 0 | 0 | 0
CT | 0 | 0 | 0 | 0 | 0 | 0
Coal | 0 | 0 | 0 | 0 | 0 | 0
Geo | 0 | 0 | 0 | 0 | 0 | 0
H | 0 | 0 | 0 | 0 | 0 | 0
LFG | 0 | 0 | 0 | 0 | 0 | 0
Nuc | 0 | 0 | 0 | 0 | 0 | 0
PS | 0 | 0 | 0 | 0 | 0 | 0
PV | 0 | 0 | 0 | 0 | 0 | 0
PeakG | 0 | 0 | 0 | 0 | 0 | 0
PeakO | 0 | 0 | 0 | 0 | 0 | 0
ST | 0 | 0 | 0 | 0 | 0 | 0
STOG | 0 | 0 | 0 | 0 | 0 | 0
STWD | 0 | 0 | 0 | 0 | 0 | 0
WT | 0 | 0 | 0 | 0 | 0 | 0
IGCC | 0 | 0 | 0 | 0 | 0 | 0
DemandResponse | 0 | 0 | 0 | 0 | 0 | 0
IGCC-CCS | 0 | 0 | 0 | 0 | 0 | 0
WT_off | 0 | 0 | 0 | 0 | 0 | 0
PseudoUnit | 0 | 0 | 0 | 0 | 0 | 0
FixedInterchange | 0 | 0 | 0 | 0 | 0 | 0
NOx Emissions (MMshortTons): ALB
ReportingType | 2015 | 2020 | 2025 | 2030 | 2035 | 2040
BM | 0 | 0 | 0 | 0 | 0 | 0
CC | 0 | 0 | 0 | 0 | 0 | 0
CSP | 0 | 0 | 0 | 0 | 0 | 0
CT | 0 | 0 | 0 | 0 | 0 | 0
Coal | 0.01 | 0.01 | 0.01 | 0 | 0 | 0
Geo | 0 | 0 | 0 | 0 | 0 | 0
H | 0 | 0 | 0 | 0 | 0 | 0
LFG | 0 | 0 | 0 | 0 | 0 | 0
Nuc | 0 | 0 | 0 | 0 | 0 | 0
PS | 0 | 0 | 0 | 0 | 0 | 0
PV | 0 | 0 | 0 | 0 | 0 | 0
PeakG | 0 | 0 | 0 | 0 | 0 | 0
PeakO | 0 | 0 | 0 | 0 | 0 | 0
ST | 0 | 0 | 0 | 0 | 0 | 0
STOG | 0 | 0 | 0 | 0 | 0 | 0
STWD | 0 | 0 | 0 | 0 | 0 | 0
WT | 0 | 0 | 0 | 0 | 0 | 0
IGCC | 0 | 0 | 0 | 0 | 0 | 0
DemandResponse | 0 | 0 | 0 | 0 | 0 | 0
IGCC-CCS | 0 | 0 | 0 | 0 | 0 | 0
WT_off | 0 | 0 | 0 | 0 | 0 | 0
PseudoUnit | 0 | 0 | 0 | 0 | 0 | 0
FixedInterchange | 0 | 0 | 0 | 0 | 0 | 0
NOx Emissions (MMshortTons): BC
ReportingType | 2015 | 2020 | 2025 | 2030 | 2035 | 2040
BM | 0 | 0 | 0 | 0 | 0 | 0
CC | 0 | 0 | 0 | 0 | 0 | 0
CSP | 0 | 0 | 0 | 0 | 0 | 0
CT | 0 | 0 | 0 | 0 | 0 | 0
Coal | 0 | 0 | 0 | 0 | 0 | 0
Geo | 0 | 0 | 0 | 0 | 0 | 0
H | 0 | 0 | 0 | 0 | 0 | 0
LFG | 0 | 0 | 0 | 0 | 0 | 0
Nuc | 0 | 0 | 0 | 0 | 0 | 0
PS | 0 | 0 | 0 | 0 | 0 | 0
PV | 0 | 0 | 0 | 0 | 0 | 0
PeakG | 0 | 0 | 0 | 0 | 0 | 0
PeakO | 0 | 0 | 0 | 0 | 0 | 0
ST | 0 | 0 | 0 | 0 | 0 | 0
STOG | 0 | 0 | 0 | 0 | 0 | 0
STWD | 0 | 0 | 0 | 0 | 0 | 0
WT | 0 | 0 | 0 | 0 | 0 | 0
IGCC | 0 | 0 | 0 | 0 | 0 | 0
DemandResponse | 0 | 0 | 0 | 0 | 0 | 0
IGCC-CCS | 0 | 0 | 0 | 0 | 0 | 0
WT_off | 0 | 0 | 0 | 0 | 0 | 0
PseudoUnit | 0 | 0 | 0 | 0 | 0 | 0
FixedInterchange | 0 | 0 | 0 | 0 | 0 | 0
NOx Emissions (MMshortTons): HQ_IESO
ReportingType | 2015 | 2020 | 2025 | 2030 | 2035 | 2040
BM | 0 | 0 | 0 | 0 | 0 | 0
CC | 0 | 0 | 0 | 0 | 0 | 0
CSP | 0 | 0 | 0 | 0 | 0 | 0
CT | 0 | 0 | 0 | 0 | 0 | 0
Coal | 0 | 0 | 0 | 0 | 0 | 0
Geo | 0 | 0 | 0 | 0 | 0 | 0
H | 0 | 0 | 0 | 0 | 0 | 0
LFG | 0 | 0 | 0 | 0 | 0 | 0
Nuc | 0 | 0 | 0 | 0 | 0 | 0
PS | 0 | 0 | 0 | 0 | 0 | 0
PV | 0 | 0 | 0 | 0 | 0 | 0
PeakG | 0 | 0 | 0 | 0 | 0 | 0
PeakO | 0 | 0 | 0 | 0 | 0 | 0
ST | 0 | 0 | 0 | 0 | 0 | 0
STOG | 0 | 0 | 0 | 0 | 0 | 0
STWD | 0 | 0 | 0 | 0 | 0 | 0
WT | 0 | 0 | 0 | 0 | 0 | 0
IGCC | 0 | 0 | 0 | 0 | 0 | 0
DemandResponse | 0 | 0 | 0 | 0 | 0 | 0
IGCC-CCS | 0 | 0 | 0 | 0 | 0 | 0
WT_off | 0 | 0 | 0 | 0 | 0 | 0
PseudoUnit | 0 | 0 | 0 | 0 | 0 | 0
FixedInterchange | 0 | 0 | 0 | 0 | 0 | 0
NOx Emissions (MMshortTons): HQ_NEISO
ReportingType | 2015 | 2020 | 2025 | 2030 | 2035 | 2040
BM | 0 | 0 | 0 | 0 | 0 | 0
CC | 0 | 0 | 0 | 0 | 0 | 0
CSP | 0 | 0 | 0 | 0 | 0 | 0
CT | 0 | 0 | 0 | 0 | 0 | 0
Coal | 0 | 0 | 0 | 0 | 0 | 0
Geo | 0 | 0 | 0 | 0 | 0 | 0
H | 0 | 0 | 0 | 0 | 0 | 0
LFG | 0 | 0 | 0 | 0 | 0 | 0
Nuc | 0 | 0 | 0 | 0 | 0 | 0
PS | 0 | 0 | 0 | 0 | 0 | 0
PV | 0 | 0 | 0 | 0 | 0 | 0
PeakG | 0 | 0 | 0 | 0 | 0 | 0
PeakO | 0 | 0 | 0 | 0 | 0 | 0
ST | 0 | 0 | 0 | 0 | 0 | 0
STOG | 0 | 0 | 0 | 0 | 0 | 0
STWD | 0 | 0 | 0 | 0 | 0 | 0
WT | 0 | 0 | 0 | 0 | 0 | 0
IGCC | 0 | 0 | 0 | 0 | 0 | 0
DemandResponse | 0 | 0 | 0 | 0 | 0 | 0
IGCC-CCS | 0 | 0 | 0 | 0 | 0 | 0
WT_off | 0 | 0 | 0 | 0 | 0 | 0
PseudoUnit | 0 | 0 | 0 | 0 | 0 | 0
FixedInterchange | 0 | 0 | 0 | 0 | 0 | 0
NOx Emissions (MMshortTons): HQ_NY
ReportingType | 2015 | 2020 | 2025 | 2030 | 2035 | 2040
BM | 0 | 0 | 0 | 0 | 0 | 0
CC | 0 | 0 | 0 | 0 | 0 | 0
CSP | 0 | 0 | 0 | 0 | 0 | 0
CT | 0 | 0 | 0 | 0 | 0 | 0
Coal | 0 | 0 | 0 | 0 | 0 | 0
Geo | 0 | 0 | 0 | 0 | 0 | 0
H | 0 | 0 | 0 | 0 | 0 | 0
LFG | 0 | 0 | 0 | 0 | 0 | 0
Nuc | 0 | 0 | 0 | 0 | 0 | 0
PS | 0 | 0 | 0 | 0 | 0 | 0
PV | 0 | 0 | 0 | 0 | 0 | 0
PeakG | 0 | 0 | 0 | 0 | 0 | 0
PeakO | 0 | 0 | 0 | 0 | 0 | 0
ST | 0 | 0 | 0 | 0 | 0 | 0
STOG | 0 | 0 | 0 | 0 | 0 | 0
STWD | 0 | 0 | 0 | 0 | 0 | 0
WT | 0 | 0 | 0 | 0 | 0 | 0
IGCC | 0 | 0 | 0 | 0 | 0 | 0
DemandResponse | 0 | 0 | 0 | 0 | 0 | 0
IGCC-CCS | 0 | 0 | 0 | 0 | 0 | 0
WT_off | 0 | 0 | 0 | 0 | 0 | 0
PseudoUnit | 0 | 0 | 0 | 0 | 0 | 0
FixedInterchange | 0 | 0 | 0 | 0 | 0 | 0
NOx Emissions (MMshortTons): MARITIMES
ReportingType | 2015 | 2020 | 2025 | 2030 | 2035 | 2040
BM | 0 | 0 | 0 | 0 | 0 | 0
CC | 0 | 0 | 0 | 0 | 0 | 0
CSP | 0 | 0 | 0 | 0 | 0 | 0
CT | 0 | 0 | 0 | 0 | 0 | 0
Coal | 0 | 0 | 0 | 0 | 0 | 0
Geo | 0 | 0 | 0 | 0 | 0 | 0
H | 0 | 0 | 0 | 0 | 0 | 0
LFG | 0 | 0 | 0 | 0 | 0 | 0
Nuc | 0 | 0 | 0 | 0 | 0 | 0
PS | 0 | 0 | 0 | 0 | 0 | 0
PV | 0 | 0 | 0 | 0 | 0 | 0
PeakG | 0 | 0 | 0 | 0 | 0 | 0
PeakO | 0 | 0 | 0 | 0 | 0 | 0
ST | 0 | 0 | 0 | 0 | 0 | 0
STOG | 0 | 0 | 0 | 0 | 0 | 0
STWD | 0 | 0 | 0 | 0 | 0 | 0
WT | 0 | 0 | 0 | 0 | 0 | 0
IGCC | 0 | 0 | 0 | 0 | 0 | 0
DemandResponse | 0 | 0 | 0 | 0 | 0 | 0
IGCC-CCS | 0 | 0 | 0 | 0 | 0 | 0
WT_off | 0 | 0 | 0 | 0 | 0 | 0
PseudoUnit | 0 | 0 | 0 | 0 | 0 | 0
FixedInterchange | 0 | 0 | 0 | 0 | 0 | 0
NOx Emissions (MMshortTons): All
ReportingType | 2015 | 2020 | 2025 | 2030 | 2035 | 2040
BM | 0 | 0 | 0 | 0 | 0 | 0
CC | 0.09 | 0.12 | 0.12 | 0.1 | 0.06 | 0.03
CSP | 0 | 0 | 0 | 0 | 0 | 0
CT | 0 | 0 | 0 | 0 | 0 | 0
Coal | 1.2 | 0.44 | 0.1 | 0.02 | 0.03 | 0.03
Geo | 0 | 0 | 0 | 0 | 0 | 0
H | 0 | 0 | 0 | 0 | 0 | 0
LFG | 0 | 0 | 0 | 0 | 0 | 0
Nuc | 0 | 0 | 0 | 0 | 0 | 0
PS | 0 | 0 | 0 | 0 | 0 | 0
PV | 0 | 0 | 0 | 0 | 0 | 0
PeakG | 0 | 0 | 0 | 0 | 0 | 0
PeakO | 0 | 0 | 0 | 0 | 0 | 0
ST | 0 | 0 | 0 | 0 | 0 | 0
STOG | 0.01 | 0.01 | 0.01 | 0.01 | 0 | 0
STWD | 0 | 0 | 0 | 0 | 0 | 0
WT | 0 | 0 | 0 | 0 | 0 | 0
IGCC | 0 | 0 | 0 | 0 | 0 | 0
DemandResponse | 0 | 0 | 0 | 0 | 0 | 0
IGCC-CCS | 0 | 0 | 0 | 0 | 0 | 0
WT_off | 0 | 0 | 0 | 0 | 0 | 0
PseudoUnit | 0 | 0 | 0 | 0 | 0 | 0
FixedInterchange | 0 | 0 | 0 | 0 | 0 | 0
NOx Emissions (MMshortTons): EI_US
ReportingType | 2015 | 2020 | 2025 | 2030 | 2035 | 2040
BM | 0 | 0 | 0 | 0 | 0 | 0
CC | 0.06 | 0.08 | 0.08 | 0.07 | 0.04 | 0.02
CSP | 0 | 0 | 0 | 0 | 0 | 0
CT | 0 | 0 | 0 | 0 | 0 | 0
Coal | 0.92 | 0.24 | 0.03 | 0.01 | 0.03 | 0.03
Geo | 0 | 0 | 0 | 0 | 0 | 0
H | 0 | 0 | 0 | 0 | 0 | 0
LFG | 0 | 0 | 0 | 0 | 0 | 0
Nuc | 0 | 0 | 0 | 0 | 0 | 0
PS | 0 | 0 | 0 | 0 | 0 | 0
PV | 0 | 0 | 0 | 0 | 0 | 0
PeakG | 0 | 0 | 0 | 0 | 0 | 0
PeakO | 0 | 0 | 0 | 0 | 0 | 0
ST | 0 | 0 | 0 | 0 | 0 | 0
STOG | 0.01 | 0 | 0 | 0.01 | 0 | 0
STWD | 0 | 0 | 0 | 0 | 0 | 0
WT | 0 | 0 | 0 | 0 | 0 | 0
IGCC | 0 | 0 | 0 | 0 | 0 | 0
DemandResponse | 0 | 0 | 0 | 0 | 0 | 0
IGCC-CCS | 0 | 0 | 0 | 0 | 0 | 0
WT_off | 0 | 0 | 0 | 0 | 0 | 0
PseudoUnit | 0 | 0 | 0 | 0 | 0 | 0
FixedInterchange | 0 | 0 | 0 | 0 | 0 | 0
NOx Emissions (MMshortTons): EI_Canada
ReportingType | 2015 | 2020 | 2025 | 2030 | 2035 | 2040
BM | 0 | 0 | 0 | 0 | 0 | 0
CC | 0 | 0 | 0 | 0 | 0 | 0
CSP | 0 | 0 | 0 | 0 | 0 | 0
CT | 0 | 0 | 0 | 0 | 0 | 0
Coal | 0 | 0 | 0 | 0 | 0 | 0
Geo | 0 | 0 | 0 | 0 | 0 | 0
H | 0 | 0 | 0 | 0 | 0 | 0
LFG | 0 | 0 | 0 | 0 | 0 | 0
Nuc | 0 | 0 | 0 | 0 | 0 | 0
PS | 0 | 0 | 0 | 0 | 0 | 0
PV | 0 | 0 | 0 | 0 | 0 | 0
PeakG | 0 | 0 | 0 | 0 | 0 | 0
PeakO | 0 | 0 | 0 | 0 | 0 | 0
ST | 0 | 0 | 0 | 0 | 0 | 0
STOG | 0 | 0 | 0 | 0 | 0 | 0
STWD | 0 | 0 | 0 | 0 | 0 | 0
WT | 0 | 0 | 0 | 0 | 0 | 0
IGCC | 0 | 0 | 0 | 0 | 0 | 0
DemandResponse | 0 | 0 | 0 | 0 | 0 | 0
IGCC-CCS | 0 | 0 | 0 | 0 | 0 | 0
WT_off | 0 | 0 | 0 | 0 | 0 | 0
PseudoUnit | 0 | 0 | 0 | 0 | 0 | 0
FixedInterchange | 0 | 0 | 0 | 0 | 0 | 0
NOx Emissions (MMshortTons): EI
ReportingType | 2015 | 2020 | 2025 | 2030 | 2035 | 2040
BM | 0 | 0 | 0 | 0 | 0 | 0
CC | 0.06 | 0.08 | 0.08 | 0.07 | 0.04 | 0.02
CSP | 0 | 0 | 0 | 0 | 0 | 0
CT | 0 | 0 | 0 | 0 | 0 | 0
Coal | 0.92 | 0.24 | 0.03 | 0.01 | 0.03 | 0.03
Geo | 0 | 0 | 0 | 0 | 0 | 0
H | 0 | 0 | 0 | 0 | 0 | 0
LFG | 0 | 0 | 0 | 0 | 0 | 0
Nuc | 0 | 0 | 0 | 0 | 0 | 0
PS | 0 | 0 | 0 | 0 | 0 | 0
PV | 0 | 0 | 0 | 0 | 0 | 0
PeakG | 0 | 0 | 0 | 0 | 0 | 0
PeakO | 0 | 0 | 0 | 0 | 0 | 0
ST | 0 | 0 | 0 | 0 | 0 | 0
STOG | 0.01 | 0 | 0 | 0.01 | 0 | 0
STWD | 0 | 0 | 0 | 0 | 0 | 0
WT | 0 | 0 | 0 | 0 | 0 | 0
IGCC | 0 | 0 | 0 | 0 | 0 | 0
DemandResponse | 0 | 0 | 0 | 0 | 0 | 0
IGCC-CCS | 0 | 0 | 0 | 0 | 0 | 0
WT_off | 0 | 0 | 0 | 0 | 0 | 0
PseudoUnit | 0 | 0 | 0 | 0 | 0 | 0
FixedInterchange | 0 | 0 | 0 | 0 | 0 | 0
NOx Emissions (MMshortTons): Outside_EI
ReportingType | 2015 | 2020 | 2025 | 2030 | 2035 | 2040
BM | 0 | 0 | 0 | 0 | 0 | 0
CC | 0.03 | 0.03 | 0.04 | 0.03 | 0.01 | 0.01
CSP | 0 | 0 | 0 | 0 | 0 | 0
CT | 0 | 0 | 0 | 0 | 0 | 0
Coal | 0.27 | 0.2 | 0.07 | 0 | 0 | 0
Geo | 0 | 0 | 0 | 0 | 0 | 0
H | 0 | 0 | 0 | 0 | 0 | 0
LFG | 0 | 0 | 0 | 0 | 0 | 0
Nuc | 0 | 0 | 0 | 0 | 0 | 0
PS | 0 | 0 | 0 | 0 | 0 | 0
PV | 0 | 0 | 0 | 0 | 0 | 0
PeakG | 0 | 0 | 0 | 0 | 0 | 0
PeakO | 0 | 0 | 0 | 0 | 0 | 0
ST | 0 | 0 | 0 | 0 | 0 | 0
STOG | 0 | 0 | 0 | 0 | 0 | 0
STWD | 0 | 0 | 0 | 0 | 0 | 0
WT | 0 | 0 | 0 | 0 | 0 | 0
IGCC | 0 | 0 | 0 | 0 | 0 | 0
DemandResponse | 0 | 0 | 0 | 0 | 0 | 0
IGCC-CCS | 0 | 0 | 0 | 0 | 0 | 0
WT_off | 0 | 0 | 0 | 0 | 0 | 0
PseudoUnit | 0 | 0 | 0 | 0 | 0 | 0
FixedInterchange | 0 | 0 | 0 | 0 | 0 | 0
CO2 Emissions (MMshortTons): Entergy
ReportingType | 2015 | 2020 | 2025 | 2030 | 2035 | 2040
BM | 0 | 0 | 0 | 0 | 0 | 0
CC | 28.64 | 31.7 | 20.15 | 14.6 | 8.11 | 6.54
CSP | 0 | 0 | 0 | 0 | 0 | 0
CT | 0 | 0 | 0 | 0 | 0 | 0
Coal | 64.67 | 7.52 | 0.91 | 0 | 0 | 0
Geo | 0 | 0 | 0 | 0 | 0 | 0
H | 0 | 0 | 0 | 0 | 0 | 0
LFG | 0 | 0 | 0 | 0 | 0 | 0
Nuc | 0 | 0 | 0 | 0 | 0 | 0
PS | 0 | 0 | 0 | 0 | 0 | 0
PV | 0 | 0 | 0 | 0 | 0 | 0
PeakG | 0 | 0 | 0 | 0 | 0 | 0
PeakO | 0 | 0 | 0 | 0 | 0 | 0
ST | 0 | 0 | 0 | 0 | 0 | 0
STOG | 0.38 | 0.33 | 0.21 | 0 | 0 | 0
STWD | 0 | 0 | 0 | 0 | 0 | 0
WT | 0 | 0 | 0 | 0 | 0 | 0
IGCC | 0 | 0 | 0 | 0 | 0 | 0
DemandResponse | 0 | 0 | 0 | 0 | 0 | 0
IGCC-CCS | 0 | 0 | 0 | 0 | 0 | 0
WT_off | 0 | 0 | 0 | 0 | 0 | 0
PseudoUnit | 0 | 0 | 0 | 0 | 0 | 0
FixedInterchange | 0 | 0 | 0 | 0 | 0 | 0
CO2 Emissions (MMshortTons): FRCC
ReportingType | 2015 | 2020 | 2025 | 2030 | 2035 | 2040
BM | 0 | 0 | 0 | 0 | 0 | 0
CC | 75.03 | 77.64 | 80.8 | 71.79 | 23.12 | 18.17
CSP | 0 | 0 | 0 | 0 | 0 | 0
CT | 0.31 | 0.31 | 0.6 | 0.47 | 0 | 0
Coal | 20.67 | 10.23 | 1.36 | 0.16 | 0.31 | 0.5
Geo | 0 | 0 | 0 | 0 | 0 | 0
H | 0 | 0 | 0 | 0 | 0 | 0
LFG | 0 | 0 | 0 | 0 | 0 | 0
Nuc | 0 | 0 | 0 | 0 | 0 | 0
PS | 0 | 0 | 0 | 0 | 0 | 0
PV | 0 | 0 | 0 | 0 | 0 | 0
PeakG | 0.25 | 0.4 | 0.5 | 0.14 | 0.13 | 0.11
PeakO | 0 | 0 | 0 | 0 | 0 | 0
ST | 0 | 0 | 0 | 0 | 0 | 0
STOG | 0 | 0 | 0 | 0 | 0 | 0
STWD | 0 | 0 | 0 | 0 | 0 | 0
WT | 0 | 0 | 0 | 0 | 0 | 0
IGCC | 0 | 0 | 0 | 0 | 0 | 0
DemandResponse | 0 | 0 | 0 | 0 | 0 | 0
IGCC-CCS | 0 | 0 | 0 | 0 | 0 | 0
WT_off | 0 | 0 | 0 | 0 | 0 | 0
PseudoUnit | 0 | 0 | 0 | 0 | 0 | 0
FixedInterchange | 0 | 0 | 0 | 0 | 0 | 0
CO2 Emissions (MMshortTons): MAPP_US
ReportingType | 2015 | 2020 | 2025 | 2030 | 2035 | 2040
BM | 0 | 0 | 0 | 0 | 0 | 0
CC | 0.1 | 0.09 | 0.08 | 0.13 | 0.08 | 0.05
CSP | 0 | 0 | 0 | 0 | 0 | 0
CT | 0 | 0 | 0 | 0 | 0 | 0
Coal | 15.19 | 7.86 | 0.31 | 0 | 0 | 0
Geo | 0 | 0 | 0 | 0 | 0 | 0
H | 0 | 0 | 0 | 0 | 0 | 0
LFG | 0 | 0 | 0 | 0 | 0 | 0
Nuc | 0 | 0 | 0 | 0 | 0 | 0
PS | 0 | 0 | 0 | 0 | 0 | 0
PV | 0 | 0 | 0 | 0 | 0 | 0
PeakG | 0.04 | 0.05 | 0.01 | 0.05 | 0.03 | 0.03
PeakO | 0 | 0 | 0 | 0 | 0 | 0
ST | 0 | 0 | 0 | 0 | 0 | 0
STOG | 0 | 0 | 0 | 0 | 0 | 0
STWD | 0 | 0 | 0 | 0 | 0 | 0
WT | 0 | 0 | 0 | 0 | 0 | 0
IGCC | 0 | 0 | 0 | 0 | 0 | 0
DemandResponse | 0 | 0 | 0 | 0 | 0 | 0
IGCC-CCS | 0 | 0 | 0 | 0 | 0 | 0
WT_off | 0 | 0 | 0 | 0 | 0 | 0
PseudoUnit | 0 | 0 | 0 | 0 | 0 | 0
FixedInterchange | 0 | 0 | 0 | 0 | 0 | 0
CO2 Emissions (MMshortTons): MISO_IN
ReportingType | 2015 | 2020 | 2025 | 2030 | 2035 | 2040
BM | 0 | 0 | 0 | 0 | 0 | 0
CC | 1.7 | 43.59 | 43.78 | 30.76 | 14.87 | 10.15
CSP | 0 | 0 | 0 | 0 | 0 | 0
CT | 0 | 0 | 0 | 0 | 0 | 0
Coal | 76.52 | 43.91 | 5.31 | 0.28 | 0.71 | 1.09
Geo | 0 | 0 | 0 | 0 | 0 | 0
H | 0 | 0 | 0 | 0 | 0 | 0
LFG | 0 | 0 | 0 | 0 | 0 | 0
Nuc | 0 | 0 | 0 | 0 | 0 | 0
PS | 0 | 0 | 0 | 0 | 0 | 0
PV | 0 | 0 | 0 | 0 | 0 | 0
PeakG | 0 | 0 | 0 | 0 | 0 | 0
PeakO | 0 | 0 | 0 | 0 | 0 | 0
ST | 0 | 0 | 0 | 0 | 0 | 0
STOG | 0.02 | 0.02 | 0.02 | 0.02 | 0 | 0
STWD | 0 | 0 | 0 | 0 | 0 | 0
WT | 0 | 0 | 0 | 0 | 0 | 0
IGCC | 4.15 | 4.15 | 1.79 | 0.11 | 0 | 0
DemandResponse | 0 | 0 | 0 | 0 | 0 | 0
IGCC-CCS | 0 | 0 | 0 | 0 | 0 | 0
WT_off | 0 | 0 | 0 | 0 | 0 | 0
PseudoUnit | 0 | 0 | 0 | 0 | 0 | 0
FixedInterchange | 0 | 0 | 0 | 0 | 0 | 0
CO2 Emissions (MMshortTons): MISO_MI
ReportingType | 2015 | 2020 | 2025 | 2030 | 2035 | 2040
BM | 0 | 0 | 0 | 0 | 0 | 0
CC | 3.81 | 9.97 | 10.69 | 7.81 | 5.06 | 1.7
CSP | 0 | 0 | 0 | 0 | 0 | 0
CT | 0 | 0 | 0 | 0 | 0 | 0
Coal | 37.03 | 0 | 0 | 0 | 0 | 0
Geo | 0 | 0 | 0 | 0 | 0 | 0
H | 0 | 0 | 0 | 0 | 0 | 0
LFG | 0 | 0 | 0 | 0 | 0 | 0
Nuc | 0 | 0 | 0 | 0 | 0 | 0
PS | 0 | 0 | 0 | 0 | 0 | 0
PV | 0 | 0 | 0 | 0 | 0 | 0
PeakG | 0.03 | 0.02 | 0 | 0 | 0 | 0
PeakO | 0 | 0 | 0 | 0 | 0 | 0
ST | 0 | 0 | 0 | 0 | 0 | 0
STOG | 0.23 | 0.06 | 0.07 | 0.01 | 0 | 0
STWD | 0 | 0 | 0 | 0 | 0 | 0
WT | 0 | 0 | 0 | 0 | 0 | 0
IGCC | 0 | 0 | 0 | 0 | 0 | 0
DemandResponse | 0 | 0 | 0 | 0 | 0 | 0
IGCC-CCS | 0 | 0 | 0 | 0 | 0 | 0
WT_off | 0 | 0 | 0 | 0 | 0 | 0
PseudoUnit | 0 | 0 | 0 | 0 | 0 | 0
FixedInterchange | 0 | 0 | 0 | 0 | 0 | 0
CO2 Emissions (MMshortTons): MISO_MO-IL
ReportingType | 2015 | 2020 | 2025 | 2030 | 2035 | 2040
BM | 0 | 0 | 0 | 0 | 0 | 0
CC | 1.18 | 4.32 | 3.11 | 2 | 1.22 | 0.61
CSP | 0 | 0 | 0 | 0 | 0 | 0
CT | 0 | 0 | 0 | 0 | 0 | 0
Coal | 89.81 | 27.39 | 6.47 | 0.42 | 0.19 | 0.24
Geo | 0 | 0 | 0 | 0 | 0 | 0
H | 0 | 0 | 0 | 0 | 0 | 0
LFG | 0 | 0 | 0 | 0 | 0 | 0
Nuc | 0 | 0 | 0 | 0 | 0 | 0
PS | 0 | 0 | 0 | 0 | 0 | 0
PV | 0 | 0 | 0 | 0 | 0 | 0
PeakG | 0.08 | 0.26 | 0 | 0 | 0 | 0
PeakO | 0 | 0 | 0 | 0 | 0 | 0
ST | 0 | 0 | 0 | 0 | 0 | 0
STOG | 0 | 0.01 | 0 | 0 | 0 | 0
STWD | 0 | 0 | 0 | 0 | 0 | 0
WT | 0 | 0 | 0 | 0 | 0 | 0
IGCC | 0 | 0 | 0 | 0 | 0 | 0
DemandResponse | 0 | 0 | 0 | 0 | 0 | 0
IGCC-CCS | 0 | 0 | 0 | 0 | 0 | 0
WT_off | 0 | 0 | 0 | 0 | 0 | 0
PseudoUnit | 0 | 0 | 0 | 0 | 0 | 0
FixedInterchange | 0 | 0 | 0 | 0 | 0 | 0
CO2 Emissions (MMshortTons): MISO_W
ReportingType | 2015 | 2020 | 2025 | 2030 | 2035 | 2040
BM | 0 | 0 | 0 | 0 | 0 | 0
CC | 3.72 | 3.88 | 2.56 | 1.35 | 1.12 | 0.77
CSP | 0 | 0 | 0 | 0 | 0 | 0
CT | 0 | 0 | 0 | 0 | 0 | 0
Coal | 86.3 | 42.4 | 3.06 | 0.39 | 0.39 | 0.43
Geo | 0 | 0 | 0 | 0 | 0 | 0
H | 0 | 0 | 0 | 0 | 0 | 0
LFG | 0 | 0 | 0 | 0 | 0 | 0
Nuc | 0 | 0 | 0 | 0 | 0 | 0
PS | 0 | 0 | 0 | 0 | 0 | 0
PV | 0 | 0 | 0 | 0 | 0 | 0
PeakG | 0.1 | 0.17 | 0 | 0 | 0 | 0
PeakO | 0 | 0 | 0 | 0 | 0 | 0
ST | 0 | 0 | 0 | 0 | 0 | 0
STOG | 0 | 0 | 0 | 0 | 0 | 0
STWD | 0 | 0 | 0 | 0 | 0 | 0
WT | 0 | 0 | 0 | 0 | 0 | 0
IGCC | 0 | 0 | 0 | 0 | 0 | 0
DemandResponse | 0 | 0 | 0 | 0 | 0 | 0
IGCC-CCS | 0 | 0 | 0 | 0 | 0 | 0
WT_off | 0 | 0 | 0 | 0 | 0 | 0
PseudoUnit | 0 | 0 | 0 | 0 | 0 | 0
FixedInterchange | 0 | 0 | 0 | 0 | 0 | 0
CO2 Emissions (MMshortTons): MISO_WUMS
ReportingType | 2015 | 2020 | 2025 | 2030 | 2035 | 2040
BM | 0 | 0 | 0 | 0 | 0 | 0
CC | 11.77 | 23.3 | 21.05 | 17.67 | 10.68 | 4.29
CSP | 0 | 0 | 0 | 0 | 0 | 0
CT | 0 | 0 | 0 | 0 | 0 | 0
Coal | 23.78 | 4.22 | 0.76 | 0.09 | 0.27 | 0.42
Geo | 0 | 0 | 0 | 0 | 0 | 0
H | 0 | 0 | 0 | 0 | 0 | 0
LFG | 0 | 0 | 0 | 0 | 0 | 0
Nuc | 0 | 0 | 0 | 0 | 0 | 0
PS | 0 | 0 | 0 | 0 | 0 | 0
PV | 0 | 0 | 0 | 0 | 0 | 0
PeakG | 0 | 0 | 0 | 0 | 0 | 0
PeakO | 0 | 0 | 0 | 0 | 0 | 0
ST | 0 | 0 | 0 | 0 | 0 | 0
STOG | 0 | 0 | 0 | 0 | 0 | 0
STWD | 0 | 0 | 0 | 0 | 0 | 0
WT | 0 | 0 | 0 | 0 | 0 | 0
IGCC | 0 | 0 | 0 | 0 | 0 | 0
DemandResponse | 0 | 0 | 0 | 0 | 0 | 0
IGCC-CCS | 0 | 0 | 0 | 0 | 0 | 0
WT_off | 0 | 0 | 0 | 0 | 0 | 0
PseudoUnit | 0 | 0 | 0 | 0 | 0 | 0
FixedInterchange | 0 | 0 | 0 | 0 | 0 | 0
CO2 Emissions (MMshortTons): Nebraska
ReportingType | 2015 | 2020 | 2025 | 2030 | 2035 | 2040
BM | 0 | 0 | 0 | 0 | 0 | 0
CC | 0.3 | 0.12 | 0.11 | 0.11 | 0.06 | 0.03
CSP | 0 | 0 | 0 | 0 | 0 | 0
CT | 0 | 0 | 0 | 0 | 0 | 0
Coal | 35.38 | 6.29 | 0.5 | 0.25 | 0.21 | 0.22
Geo | 0 | 0 | 0 | 0 | 0 | 0
H | 0 | 0 | 0 | 0 | 0 | 0
LFG | 0 | 0 | 0 | 0 | 0 | 0
Nuc | 0 | 0 | 0 | 0 | 0 | 0
PS | 0 | 0 | 0 | 0 | 0 | 0
PV | 0 | 0 | 0 | 0 | 0 | 0
PeakG | 0.03 | 0 | 0 | 0 | 0 | 0
PeakO | 0 | 0 | 0 | 0 | 0 | 0
ST | 0 | 0 | 0 | 0 | 0 | 0
STOG | 0 | 0 | 0 | 0 | 0 | 0
STWD | 0 | 0 | 0 | 0 | 0 | 0
WT | 0 | 0 | 0 | 0 | 0 | 0
IGCC | 0 | 0 | 0 | 0 | 0 | 0
DemandResponse | 0 | 0 | 0 | 0 | 0 | 0
IGCC-CCS | 0 | 0 | 0 | 0 | 0 | 0
WT_off | 0 | 0 | 0 | 0 | 0 | 0
PseudoUnit | 0 | 0 | 0 | 0 | 0 | 0
FixedInterchange | 0 | 0 | 0 | 0 | 0 | 0
CO2 Emissions (MMshortTons): NEISO
ReportingType | 2015 | 2020 | 2025 | 2030 | 2035 | 2040
BM | 0 | 0 | 0 | 0 | 0 | 0
CC | 17.19 | 11.4 | 9.49 | 7.47 | 2.45 | 3.1
CSP | 0 | 0 | 0 | 0 | 0 | 0
CT | 0 | 0.01 | 0.01 | 0.01 | 0 | 0
Coal | 0.04 | 0 | 0 | 0 | 0 | 0
Geo | 0 | 0 | 0 | 0 | 0 | 0
H | 0 | 0 | 0 | 0 | 0 | 0
LFG | 0 | 0 | 0 | 0 | 0 | 0
Nuc | 0 | 0 | 0 | 0 | 0 | 0
PS | 0 | 0 | 0 | 0 | 0 | 0
PV | 0 | 0 | 0 | 0 | 0 | 0
PeakG | 0.01 | 0.02 | 0.02 | 0.02 | 0 | 0
PeakO | 0 | 0 | 0 | 0 | 0 | 0
ST | 0 | 0 | 0 | 0 | 0 | 0
STOG | 0 | 0 | 0 | 0 | 0 | 0
STWD | 0 | 0 | 0 | 0 | 0 | 0
WT | 0 | 0 | 0 | 0 | 0 | 0
IGCC | 0 | 0 | 0 | 0 | 0 | 0
DemandResponse | 0 | 0 | 0 | 0 | 0 | 0
IGCC-CCS | 0 | 0 | 0 | 0 | 0 | 0
WT_off | 0 | 0 | 0 | 0 | 0 | 0
PseudoUnit | 0 | 0 | 0 | 0 | 0 | 0
FixedInterchange | 0 | 0 | 0 | 0 | 0 | 0
CO2 Emissions (MMshortTons): NonRTO_Midwest
ReportingType | 2015 | 2020 | 2025 | 2030 | 2035 | 2040
BM | 0 | 0 | 0 | 0 | 0 | 0
CC | 4.5 | 13.66 | 13.66 | 13.66 | 12.19 | 3.87
CSP | 0 | 0 | 0 | 0 | 0 | 0
CT | 0 | 0 | 0 | 0 | 0 | 0
Coal | 48.43 | 22.8 | 10.78 | 0.38 | 0.72 | 0.72
Geo | 0 | 0 | 0 | 0 | 0 | 0
H | 0 | 0 | 0 | 0 | 0 | 0
LFG | 0 | 0 | 0 | 0 | 0 | 0
Nuc | 0 | 0 | 0 | 0 | 0 | 0
PS | 0 | 0 | 0 | 0 | 0 | 0
PV | 0 | 0 | 0 | 0 | 0 | 0
PeakG | 0.1 | 0.04 | 0.02 | 0.09 | 0 | 0
PeakO | 0 | 0 | 0 | 0 | 0 | 0
ST | 0 | 0 | 0 | 0 | 0 | 0
STOG | 0 | 0 | 0 | 0 | 0 | 0
STWD | 0 | 0 | 0 | 0 | 0 | 0
WT | 0 | 0 | 0 | 0 | 0 | 0
IGCC | 0 | 0 | 0 | 0 | 0 | 0
DemandResponse | 0 | 0 | 0 | 0 | 0 | 0
IGCC-CCS | 0 | 0 | 0 | 0 | 0 | 0
WT_off | 0 | 0 | 0 | 0 | 0 | 0
PseudoUnit | 0 | 0 | 0 | 0 | 0 | 0
FixedInterchange | 0 | 0 | 0 | 0 | 0 | 0
CO2 Emissions (MMshortTons): NYISO_A-F
ReportingType | 2015 | 2020 | 2025 | 2030 | 2035 | 2040
BM | 0 | 0 | 0 | 0 | 0 | 0
CC | 3.12 | 3.94 | 2.9 | 2.49 | 0.38 | 0.51
CSP | 0 | 0 | 0 | 0 | 0 | 0
CT | 0 | 0 | 0 | 0 | 0 | 0
Coal | 0 | 0 | 0 | 0 | 0 | 0
Geo | 0 | 0 | 0 | 0 | 0 | 0
H | 0 | 0 | 0 | 0 | 0 | 0
LFG | 0 | 0 | 0 | 0 | 0 | 0
Nuc | 0 | 0 | 0 | 0 | 0 | 0
PS | 0 | 0 | 0 | 0 | 0 | 0
PV | 0 | 0 | 0 | 0 | 0 | 0
PeakG | 0 | 0 | 0 | 0 | 0 | 0
PeakO | 0 | 0 | 0 | 0 | 0 | 0
ST | 0 | 0 | 0 | 0 | 0 | 0
STOG | 0 | 0 | 0 | 0 | 0 | 0
STWD | 0 | 0 | 0 | 0 | 0 | 0
WT | 0 | 0 | 0 | 0 | 0 | 0
IGCC | 0 | 0 | 0 | 0 | 0 | 0
DemandResponse | 0 | 0 | 0 | 0 | 0 | 0
IGCC-CCS | 0 | 0 | 0 | 0 | 0 | 0
WT_off | 0 | 0 | 0 | 0 | 0 | 0
PseudoUnit | 0 | 0 | 0 | 0 | 0 | 0
FixedInterchange | 0 | 0 | 0 | 0 | 0 | 0
CO2 Emissions (MMshortTons): NYISO_G-I
ReportingType | 2015 | 2020 | 2025 | 2030 | 2035 | 2040
BM | 0 | 0 | 0 | 0 | 0 | 0
CC | 1.61 | 2.78 | 1.77 | 0.86 | 0.7 | 0.41
CSP | 0 | 0 | 0 | 0 | 0 | 0
CT | 0 | 0 | 0 | 0 | 0 | 0
Coal | 0 | 0 | 0 | 0 | 0 | 0
Geo | 0 | 0 | 0 | 0 | 0 | 0
H | 0 | 0 | 0 | 0 | 0 | 0
LFG | 0 | 0 | 0 | 0 | 0 | 0
Nuc | 0 | 0 | 0 | 0 | 0 | 0
PS | 0 | 0 | 0 | 0 | 0 | 0
PV | 0 | 0 | 0 | 0 | 0 | 0
PeakG | 0 | 0 | 0 | 0 | 0 | 0
PeakO | 0 | 0 | 0 | 0 | 0 | 0
ST | 0 | 0 | 0 | 0 | 0 | 0
STOG | 0 | 0 | 0 | 0 | 0 | 0
STWD | 0 | 0 | 0 | 0 | 0 | 0
WT | 0 | 0 | 0 | 0 | 0 | 0
IGCC | 0 | 0 | 0 | 0 | 0 | 0
DemandResponse | 0 | 0 | 0 | 0 | 0 | 0
IGCC-CCS | 0 | 0 | 0 | 0 | 0 | 0
WT_off | 0 | 0 | 0 | 0 | 0 | 0
PseudoUnit | 0 | 0 | 0 | 0 | 0 | 0
FixedInterchange | 0 | 0 | 0 | 0 | 0 | 0
CO2 Emissions (MMshortTons): NYISO_J-K
ReportingType | 2015 | 2020 | 2025 | 2030 | 2035 | 2040
BM | 0 | 0 | 0 | 0 | 0 | 0
CC | 9.58 | 10.13 | 9.88 | 8.77 | 5.31 | 4.59
CSP | 0 | 0 | 0 | 0 | 0 | 0
CT | 0 | 0 | 0 | 0 | 0 | 0
Coal | 0 | 0 | 0 | 0 | 0 | 0
Geo | 0 | 0 | 0 | 0 | 0 | 0
H | 0 | 0 | 0 | 0 | 0 | 0
LFG | 0 | 0 | 0 | 0 | 0 | 0
Nuc | 0 | 0 | 0 | 0 | 0 | 0
PS | 0 | 0 | 0 | 0 | 0 | 0
PV | 0 | 0 | 0 | 0 | 0 | 0
PeakG | 0.03 | 0.06 | 0.07 | 0.07 | 0.23 | 0.16
PeakO | 0 | 0 | 0 | 0 | 0 | 0
ST | 0 | 0 | 0 | 0 | 0 | 0
STOG | 0.3 | 0.41 | 0.53 | 0.61 | 0.27 | 0.17
STWD | 0 | 0 | 0 | 0 | 0 | 0
WT | 0 | 0 | 0 | 0 | 0 | 0
IGCC | 0 | 0 | 0 | 0 | 0 | 0
DemandResponse | 0 | 0 | 0 | 0 | 0 | 0
IGCC-CCS | 0 | 0 | 0 | 0 | 0 | 0
WT_off | 0 | 0 | 0 | 0 | 0 | 0
PseudoUnit | 0 | 0 | 0 | 0 | 0 | 0
FixedInterchange | 0 | 0 | 0 | 0 | 0 | 0
CO2 Emissions (MMshortTons): PJM_E
ReportingType | 2015 | 2020 | 2025 | 2030 | 2035 | 2040
BM | 0 | 0 | 0 | 0 | 0 | 0
CC | 15.13 | 18.99 | 20.31 | 19.37 | 15.95 | 10.6
CSP | 0 | 0 | 0 | 0 | 0 | 0
CT | 0 | 0 | 0 | 0 | 0 | 0
Coal | 0.62 | 0.32 | 0.11 | 0 | 0.02 | 0.06
Geo | 0 | 0 | 0 | 0 | 0 | 0
H | 0 | 0 | 0 | 0 | 0 | 0
LFG | 0 | 0 | 0 | 0 | 0 | 0
Nuc | 0 | 0 | 0 | 0 | 0 | 0
PS | 0 | 0 | 0 | 0 | 0 | 0
PV | 0 | 0 | 0 | 0 | 0 | 0
PeakG | 0.05 | 0.3 | 0.31 | 0.6 | 0.16 | 0.16
PeakO | 0 | 0 | 0 | 0 | 0 | 0
ST | 0 | 0 | 0 | 0 | 0 | 0
STOG | 0.23 | 0.34 | 0.34 | 0.66 | 0.29 | 0
STWD | 0 | 0 | 0 | 0 | 0 | 0
WT | 0 | 0 | 0 | 0 | 0 | 0
IGCC | 0 | 0 | 0 | 0 | 0 | 0
DemandResponse | 0 | 0 | 0 | 0 | 0 | 0
IGCC-CCS | 0 | 0 | 0 | 0 | 0 | 0
WT_off | 0 | 0 | 0 | 0 | 0 | 0
PseudoUnit | 0 | 0 | 0 | 0 | 0 | 0
FixedInterchange | 0 | 0 | 0 | 0 | 0 | 0
CO2 Emissions (MMshortTons): PJM_ROM
ReportingType | 2015 | 2020 | 2025 | 2030 | 2035 | 2040
BM | 0 | 0 | 0 | 0 | 0 | 0
CC | 7.01 | 9.39 | 10.38 | 9.63 | 7.4 | 4.19
CSP | 0 | 0 | 0 | 0 | 0 | 0
CT | 0 | 0 | 0 | 0 | 0 | 0
Coal | 32.07 | 11.98 | 0.9 | 0.11 | 0.3 | 0.3
Geo | 0 | 0 | 0 | 0 | 0 | 0
H | 0 | 0 | 0 | 0 | 0 | 0
LFG | 0 | 0 | 0 | 0 | 0 | 0
Nuc | 0 | 0 | 0 | 0 | 0 | 0
PS | 0 | 0 | 0 | 0 | 0 | 0
PV | 0 | 0 | 0 | 0 | 0 | 0
PeakG | 0 | 0.03 | 0.01 | 0.19 | 0.1 | 0.1
PeakO | 0 | 0 | 0 | 0 | 0 | 0
ST | 0 | 0 | 0 | 0 | 0 | 0
STOG | 0.43 | 0.76 | 0.83 | 0.83 | 0.43 | 0
STWD | 0 | 0 | 0 | 0 | 0 | 0
WT | 0 | 0 | 0 | 0 | 0 | 0
IGCC | 0 | 0 | 0 | 0 | 0 | 0
DemandResponse | 0 | 0 | 0 | 0 | 0 | 0
IGCC-CCS | 0 | 0 | 0 | 0 | 0 | 0
WT_off | 0 | 0 | 0 | 0 | 0 | 0
PseudoUnit | 0 | 0 | 0 | 0 | 0 | 0
FixedInterchange | 0 | 0 | 0 | 0 | 0 | 0
CO2 Emissions (MMshortTons): PJM_ROR
ReportingType | 2015 | 2020 | 2025 | 2030 | 2035 | 2040
BM | 0 | 0 | 0 | 0 | 0 | 0
CC | 25 | 71.71 | 71.97 | 73.92 | 57.63 | 33.1
CSP | 0 | 0 | 0 | 0 | 0 | 0
CT | 0 | 0 | 0 | 0 | 0 | 0
Coal | 296.06 | 136.88 | 17.04 | 1.57 | 2.23 | 2.43
Geo | 0 | 0 | 0 | 0 | 0 | 0
H | 0 | 0 | 0 | 0 | 0 | 0
LFG | 0 | 0 | 0 | 0 | 0 | 0
Nuc | 0 | 0 | 0 | 0 | 0 | 0
PS | 0 | 0 | 0 | 0 | 0 | 0
PV | 0 | 0 | 0 | 0 | 0 | 0
PeakG | 0.76 | 0.75 | 0.74 | 1.03 | 0.52 | 0.24
PeakO | 0 | 0 | 0 | 0 | 0 | 0
ST | 0 | 0 | 0 | 0 | 0 | 0
STOG | 0.42 | 0.49 | 0.49 | 0.49 | 0.25 | 0
STWD | 0 | 0 | 0 | 0 | 0 | 0
WT | 0 | 0 | 0 | 0 | 0 | 0
IGCC | 0 | 0 | 0 | 0 | 0 | 0
DemandResponse | 0 | 0 | 0 | 0 | 0 | 0
IGCC-CCS | 0 | 0 | 0 | 0 | 0 | 0
WT_off | 0 | 0 | 0 | 0 | 0 | 0
PseudoUnit | 0 | 0 | 0 | 0 | 0 | 0
FixedInterchange | 0 | 0 | 0 | 0 | 0 | 0
CO2 Emissions (MMshortTons): SOCO
ReportingType | 2015 | 2020 | 2025 | 2030 | 2035 | 2040
BM | 0 | 0 | 0 | 0 | 0 | 0
CC | 52.15 | 64.19 | 65.63 | 56.89 | 27.56 | 11.46
CSP | 0 | 0 | 0 | 0 | 0 | 0
CT | 0 | 0 | 0 | 0 | 0 | 0
Coal | 61.74 | 26.47 | 1.35 | 0.57 | 0.68 | 0.68
Geo | 0 | 0 | 0 | 0 | 0 | 0
H | 0 | 0 | 0 | 0 | 0 | 0
LFG | 0 | 0 | 0 | 0 | 0 | 0
Nuc | 0 | 0 | 0 | 0 | 0 | 0
PS | 0 | 0 | 0 | 0 | 0 | 0
PV | 0 | 0 | 0 | 0 | 0 | 0
PeakG | 0.42 | 0.49 | 0.71 | 0.93 | 0 | 0
PeakO | 0 | 0 | 0 | 0 | 0 | 0
ST | 0 | 0 | 0 | 0 | 0 | 0
STOG | 0 | 0 | 0 | 0 | 0 | 0
STWD | 0 | 0 | 0 | 0 | 0 | 0
WT | 0 | 0 | 0 | 0 | 0 | 0
IGCC | 0 | 0 | 0 | 0 | 0 | 0
DemandResponse | 0 | 0 | 0 | 0 | 0 | 0
IGCC-CCS | 0 | 0 | 0 | 0 | 0 | 0
WT_off | 0 | 0 | 0 | 0 | 0 | 0
PseudoUnit | 0 | 0 | 0 | 0 | 0 | 0
FixedInterchange | 0 | 0 | 0 | 0 | 0 | 0
CO2 Emissions (MMshortTons): SPP_N
ReportingType | 2015 | 2020 | 2025 | 2030 | 2035 | 2040
BM | 0 | 0 | 0 | 0 | 0 | 0
CC | 2.45 | 0.64 | 0.4 | 0.61 | 0.31 | 0.11
CSP | 0 | 0 | 0 | 0 | 0 | 0
CT | 0 | 0.02 | 0 | 0 | 0 | 0
Coal | 63.22 | 35.49 | 0.62 | 0 | 0 | 0
Geo | 0 | 0 | 0 | 0 | 0 | 0
H | 0 | 0 | 0 | 0 | 0 | 0
LFG | 0 | 0 | 0 | 0 | 0 | 0
Nuc | 0 | 0 | 0 | 0 | 0 | 0
PS | 0 | 0 | 0 | 0 | 0 | 0
PV | 0 | 0 | 0 | 0 | 0 | 0
PeakG | 0.02 | 0 | 0 | 0 | 0 | 0
PeakO | 0 | 0 | 0 | 0 | 0 | 0
ST | 0 | 0 | 0 | 0 | 0 | 0
STOG | 0.22 | 0.13 | 0 | 0 | 0 | 0
STWD | 0 | 0 | 0 | 0 | 0 | 0
WT | 0 | 0 | 0 | 0 | 0 | 0
IGCC | 0 | 0 | 0 | 0 | 0 | 0
DemandResponse | 0 | 0 | 0 | 0 | 0 | 0
IGCC-CCS | 0 | 0 | 0 | 0 | 0 | 0
WT_off | 0 | 0 | 0 | 0 | 0 | 0
PseudoUnit | 0 | 0 | 0 | 0 | 0 | 0
FixedInterchange | 0 | 0 | 0 | 0 | 0 | 0
CO2 Emissions (MMshortTons): SPP_S
ReportingType | 2015 | 2020 | 2025 | 2030 | 2035 | 2040
BM | 0 | 0 | 0 | 0 | 0 | 0
CC | 19.01 | 5.99 | 6.59 | 5.86 | 3.27 | 2.97
CSP | 0 | 0 | 0 | 0 | 0 | 0
CT | 0 | 0 | 0 | 0 | 0 | 0
Coal | 91.31 | 21.81 | 0.58 | 0 | 0 | 0
Geo | 0 | 0 | 0 | 0 | 0 | 0
H | 0 | 0 | 0 | 0 | 0 | 0
LFG | 0 | 0 | 0 | 0 | 0 | 0
Nuc | 0 | 0 | 0 | 0 | 0 | 0
PS | 0 | 0 | 0 | 0 | 0 | 0
PV | 0 | 0 | 0 | 0 | 0 | 0
PeakG | 0 | 0 | 0 | 0 | 0 | 0
PeakO | 0 | 0 | 0 | 0 | 0 | 0
ST | 0 | 0 | 0 | 0 | 0 | 0
STOG | 1.38 | 0.28 | 0.37 | 0.79 | 0.29 | 0.31
STWD | 0 | 0 | 0 | 0 | 0 | 0
WT | 0 | 0 | 0 | 0 | 0 | 0
IGCC | 0 | 0 | 0 | 0 | 0 | 0
DemandResponse | 0 | 0 | 0 | 0 | 0 | 0
IGCC-CCS | 0 | 0 | 0 | 0 | 0 | 0
WT_off | 0 | 0 | 0 | 0 | 0 | 0
PseudoUnit | 0 | 0 | 0 | 0 | 0 | 0
FixedInterchange | 0 | 0 | 0 | 0 | 0 | 0
CO2 Emissions (MMshortTons): TVA
ReportingType | 2015 | 2020 | 2025 | 2030 | 2035 | 2040
BM | 0 | 0 | 0 | 0 | 0 | 0
CC | 12.48 | 26.23 | 28.9 | 26.84 | 16.92 | 7.53
CSP | 0 | 0 | 0 | 0 | 0 | 0
CT | 0 | 0 | 0 | 0 | 0 | 0
Coal | 54.35 | 18.39 | 0.87 | 0 | 0 | 0
Geo | 0 | 0 | 0 | 0 | 0 | 0
H | 0 | 0 | 0 | 0 | 0 | 0
LFG | 0 | 0 | 0 | 0 | 0 | 0
Nuc | 0 | 0 | 0 | 0 | 0 | 0
PS | 0 | 0 | 0 | 0 | 0 | 0
PV | 0 | 0 | 0 | 0 | 0 | 0
PeakG | 0 | 0 | 0 | 0 | 0 | 0
PeakO | 0 | 0 | 0 | 0 | 0 | 0
ST | 0 | 0 | 0 | 0 | 0 | 0
STOG | 0 | 0 | 0 | 0 | 0 | 0
STWD | 0 | 0 | 0 | 0 | 0 | 0
WT | 0 | 0 | 0 | 0 | 0 | 0
IGCC | 0 | 0 | 0 | 0 | 0 | 0
DemandResponse | 0 | 0 | 0 | 0 | 0 | 0
IGCC-CCS | 0 | 0 | 0 | 0 | 0 | 0
WT_off | 0 | 0 | 0 | 0 | 0 | 0
PseudoUnit | 0 | 0 | 0 | 0 | 0 | 0
FixedInterchange | 0 | 0 | 0 | 0 | 0 | 0
CO2 Emissions (MMshortTons): TVA_Transmission
ReportingType | 2015 | 2020 | 2025 | 2030 | 2035 | 2040
BM | 0 | 0 | 0 | 0 | 0 | 0
CC | 0 | 0 | 0 | 0 | 0 | 0
CSP | 0 | 0 | 0 | 0 | 0 | 0
CT | 0 | 0 | 0 | 0 | 0 | 0
Coal | 0 | 0 | 0 | 0 | 0 | 0
Geo | 0 | 0 | 0 | 0 | 0 | 0
H | 0 | 0 | 0 | 0 | 0 | 0
LFG | 0 | 0 | 0 | 0 | 0 | 0
Nuc | 0 | 0 | 0 | 0 | 0 | 0
PS | 0 | 0 | 0 | 0 | 0 | 0
PV | 0 | 0 | 0 | 0 | 0 | 0
PeakG | 0 | 0 | 0 | 0 | 0 | 0
PeakO | 0 | 0 | 0 | 0 | 0 | 0
ST | 0 | 0 | 0 | 0 | 0 | 0
STOG | 0 | 0 | 0 | 0 | 0 | 0
STWD | 0 | 0 | 0 | 0 | 0 | 0
WT | 0 | 0 | 0 | 0 | 0 | 0
IGCC | 0 | 0 | 0 | 0 | 0 | 0
DemandResponse | 0 | 0 | 0 | 0 | 0 | 0
IGCC-CCS | 0 | 0 | 0 | 0 | 0 | 0
WT_off | 0 | 0 | 0 | 0 | 0 | 0
PseudoUnit | 0 | 0 | 0 | 0 | 0 | 0
FixedInterchange | 0 | 0 | 0 | 0 | 0 | 0
CO2 Emissions (MMshortTons): VACAR
ReportingType | 2015 | 2020 | 2025 | 2030 | 2035 | 2040
BM | 0 | 0 | 0 | 0 | 0 | 0
CC | 41.81 | 42.84 | 42.98 | 39.73 | 24.91 | 6.07
CSP | 0 | 0 | 0 | 0 | 0 | 0
CT | 0.05 | 0.05 | 0.09 | 0.05 | 0.02 | 0
Coal | 40.67 | 23.22 | 6.56 | 0.47 | 0.5 | 0.5
Geo | 0 | 0 | 0 | 0 | 0 | 0
H | 0 | 0 | 0 | 0 | 0 | 0
LFG | 0 | 0 | 0 | 0 | 0 | 0
Nuc | 0 | 0 | 0 | 0 | 0 | 0
PS | 0 | 0 | 0 | 0 | 0 | 0
PV | 0 | 0 | 0 | 0 | 0 | 0
PeakG | 0.07 | 0.13 | 0.26 | 0.33 | 0.07 | 0.07
PeakO | 0 | 0 | 0 | 0 | 0 | 0
ST | 0 | 0 | 0 | 0 | 0 | 0
STOG | 0 | 0 | 0 | 0 | 0 | 0
STWD | 0 | 0 | 0 | 0 | 0 | 0
WT | 0 | 0 | 0 | 0 | 0 | 0
IGCC | 0 | 0 | 0 | 0 | 0 | 0
DemandResponse | 0 | 0 | 0 | 0 | 0 | 0
IGCC-CCS | 0 | 0 | 0 | 0 | 0 | 0
WT_off | 0 | 0 | 0 | 0 | 0 | 0
PseudoUnit | 0 | 0 | 0 | 0 | 0 | 0
FixedInterchange | 0 | 0 | 0 | 0 | 0 | 0
CO2 Emissions (MMshortTons): IESO
ReportingType | 2015 | 2020 | 2025 | 2030 | 2035 | 2040
BM | 0 | 0 | 0 | 0 | 0 | 0
CC | 3.44 | 2.41 | 0.1 | 0.06 | 0 | 0.06
CSP | 0 | 0 | 0 | 0 | 0 | 0
CT | 0.01 | 0.01 | 0 | 0 | 0 | 0
Coal | 0 | 0 | 0 | 0 | 0 | 0
Geo | 0 | 0 | 0 | 0 | 0 | 0
H | 0 | 0 | 0 | 0 | 0 | 0
LFG | 0 | 0 | 0 | 0 | 0 | 0
Nuc | 0 | 0 | 0 | 0 | 0 | 0
PS | 0 | 0 | 0 | 0 | 0 | 0
PV | 0 | 0 | 0 | 0 | 0 | 0
PeakG | 0 | 0 | 0 | 0 | 0 | 0
PeakO | 0 | 0 | 0 | 0 | 0 | 0
ST | 0 | 0 | 0 | 0 | 0 | 0
STOG | 0 | 0 | 0 | 0 | 0 | 0
STWD | 0 | 0 | 0 | 0 | 0 | 0
WT | 0 | 0 | 0 | 0 | 0 | 0
IGCC | 0 | 0 | 0 | 0 | 0 | 0
DemandResponse | 0 | 0 | 0 | 0 | 0 | 0
IGCC-CCS | 0 | 0 | 0 | 0 | 0 | 0
WT_off | 0 | 0 | 0 | 0 | 0 | 0
PseudoUnit | 0 | 0 | 0 | 0 | 0 | 0
FixedInterchange | 0 | 0 | 0 | 0 | 0 | 0
CO2 Emissions (MMshortTons): MAPP_CA
ReportingType | 2015 | 2020 | 2025 | 2030 | 2035 | 2040
BM | 0 | 0 | 0 | 0 | 0 | 0
CC | 3.24 | 3.24 | 0.62 | 0 | 0 | 0
CSP | 0 | 0 | 0 | 0 | 0 | 0
CT | 0 | 0 | 0 | 0 | 0 | 0
Coal | 0.26 | 0.05 | 0 | 0 | 0 | 0
Geo | 0 | 0 | 0 | 0 | 0 | 0
H | 0 | 0 | 0 | 0 | 0 | 0
LFG | 0 | 0 | 0 | 0 | 0 | 0
Nuc | 0 | 0 | 0 | 0 | 0 | 0
PS | 0 | 0 | 0 | 0 | 0 | 0
PV | 0 | 0 | 0 | 0 | 0 | 0
PeakG | 0.05 | 0.01 | 0 | 0 | 0 | 0
PeakO | 0 | 0 | 0 | 0 | 0 | 0
ST | 0 | 0 | 0 | 0 | 0 | 0
STOG | 0.01 | 0 | 0 | 0 | 0 | 0
STWD | 0 | 0 | 0 | 0 | 0 | 0
WT | 0 | 0 | 0 | 0 | 0 | 0
IGCC | 0 | 0 | 0 | 0 | 0 | 0
DemandResponse | 0 | 0 | 0 | 0 | 0 | 0
IGCC-CCS | 0 | 0 | 0 | 0 | 0 | 0
WT_off | 0 | 0 | 0 | 0 | 0 | 0
PseudoUnit | 0 | 0 | 0 | 0 | 0 | 0
FixedInterchange | 0 | 0 | 0 | 0 | 0 | 0
CO2 Emissions (MMshortTons): AZ_NM_SNV_Coal
ReportingType | 2015 | 2020 | 2025 | 2030 | 2035 | 2040
BM | 0 | 0 | 0 | 0 | 0 | 0
CC | 0 | 0 | 0 | 0 | 0 | 0
CSP | 0 | 0 | 0 | 0 | 0 | 0
CT | 0 | 0 | 0 | 0 | 0 | 0
Coal | 55.94 | 49.88 | 22.29 | 0 | 0.38 | 0.4
Geo | 0 | 0 | 0 | 0 | 0 | 0
H | 0 | 0 | 0 | 0 | 0 | 0
LFG | 0 | 0 | 0 | 0 | 0 | 0
Nuc | 0 | 0 | 0 | 0 | 0 | 0
PS | 0 | 0 | 0 | 0 | 0 | 0
PV | 0 | 0 | 0 | 0 | 0 | 0
PeakG | 0 | 0 | 0 | 0 | 0 | 0
PeakO | 0 | 0 | 0 | 0 | 0 | 0
ST | 0 | 0 | 0 | 0 | 0 | 0
STOG | 0 | 0 | 0 | 0 | 0 | 0
STWD | 0 | 0 | 0 | 0 | 0 | 0
WT | 0 | 0 | 0 | 0 | 0 | 0
IGCC | 0 | 0 | 0 | 0 | 0 | 0
DemandResponse | 0 | 0 | 0 | 0 | 0 | 0
IGCC-CCS | 0 | 0 | 0 | 0 | 0 | 0
WT_off | 0 | 0 | 0 | 0 | 0 | 0
PseudoUnit | 0 | 0 | 0 | 0 | 0 | 0
FixedInterchange | 0 | 0 | 0 | 0 | 0 | 0
CO2 Emissions (MMshortTons): AZ_NM_SNV_Gas
ReportingType | 2015 | 2020 | 2025 | 2030 | 2035 | 2040
BM | 0 | 0 | 0 | 0 | 0 | 0
CC | 25.35 | 20.43 | 32.31 | 24.44 | 8.82 | 4.5
CSP | 0 | 0 | 0 | 0 | 0 | 0
CT | 0 | 0 | 0 | 0 | 0 | 0
Coal | 0 | 0 | 0 | 0 | 0 | 0
Geo | 0 | 0 | 0 | 0 | 0 | 0
H | 0 | 0 | 0 | 0 | 0 | 0
LFG | 0 | 0 | 0 | 0 | 0 | 0
Nuc | 0 | 0 | 0 | 0 | 0 | 0
PS | 0 | 0 | 0 | 0 | 0 | 0
PV | 0 | 0 | 0 | 0 | 0 | 0
PeakG | 0 | 0 | 0 | 0 | 0 | 0
PeakO | 0 | 0 | 0 | 0 | 0 | 0
ST | 0 | 0 | 0 | 0 | 0 | 0
STOG | 0 | 0 | 0 | 0 | 0 | 0
STWD | 0 | 0 | 0 | 0 | 0 | 0
WT | 0 | 0 | 0 | 0 | 0 | 0
IGCC | 0 | 0 | 0 | 0 | 0 | 0
DemandResponse | 0 | 0 | 0 | 0 | 0 | 0
IGCC-CCS | 0 | 0 | 0 | 0 | 0 | 0
WT_off | 0 | 0 | 0 | 0 | 0 | 0
PseudoUnit | 0 | 0 | 0 | 0 | 0 | 0
FixedInterchange | 0 | 0 | 0 | 0 | 0 | 0
CO2 Emissions (MMshortTons): AZ_NM_SNV_NucRenew
ReportingType | 2015 | 2020 | 2025 | 2030 | 2035 | 2040
BM | 0 | 0 | 0 | 0 | 0 | 0
CC | 0 | 0 | 0 | 0 | 0 | 0
CSP | 0 | 0 | 0 | 0 | 0 | 0
CT | 0 | 0 | 0 | 0 | 0 | 0
Coal | 0 | 0 | 0 | 0 | 0 | 0
Geo | 0 | 0 | 0 | 0 | 0 | 0
H | 0 | 0 | 0 | 0 | 0 | 0
LFG | 0 | 0 | 0 | 0 | 0 | 0
Nuc | 0 | 0 | 0 | 0 | 0 | 0
PS | 0 | 0 | 0 | 0 | 0 | 0
PV | 0 | 0 | 0 | 0 | 0 | 0
PeakG | 0 | 0 | 0 | 0 | 0 | 0
PeakO | 0 | 0 | 0 | 0 | 0 | 0
ST | 0 | 0 | 0 | 0 | 0 | 0
STOG | 0 | 0 | 0 | 0 | 0 | 0
STWD | 0 | 0 | 0 | 0 | 0 | 0
WT | 0 | 0 | 0 | 0 | 0 | 0
IGCC | 0 | 0 | 0 | 0 | 0 | 0
DemandResponse | 0 | 0 | 0 | 0 | 0 | 0
IGCC-CCS | 0 | 0 | 0 | 0 | 0 | 0
WT_off | 0 | 0 | 0 | 0 | 0 | 0
PseudoUnit | 0 | 0 | 0 | 0 | 0 | 0
FixedInterchange | 0 | 0 | 0 | 0 | 0 | 0
CO2 Emissions (MMshortTons): ERCOT
ReportingType | 2015 | 2020 | 2025 | 2030 | 2035 | 2040
BM | 0 | 0 | 0 | 0 | 0 | 0
CC | 73.56 | 89.83 | 77.5 | 74.86 | 41.01 | 30.91
CSP | 0 | 0 | 0 | 0 | 0 | 0
CT | 0 | 0 | 0 | 0.01 | 0 | 0
Coal | 76.7 | 32.57 | 1.62 | 0.66 | 0.86 | 0.86
Geo | 0 | 0 | 0 | 0 | 0 | 0
H | 0 | 0 | 0 | 0 | 0 | 0
LFG | 0 | 0 | 0 | 0 | 0 | 0
Nuc | 0 | 0 | 0 | 0 | 0 | 0
PS | 0 | 0 | 0 | 0 | 0 | 0
PV | 0 | 0 | 0 | 0 | 0 | 0
PeakG | 0 | 0 | 0 | 0 | 0.03 | 0.03
PeakO | 0 | 0 | 0 | 0 | 0 | 0
ST | 0 | 0 | 0 | 0 | 0 | 0
STOG | 1.3 | 2.08 | 0.6 | 0.96 | 0 | 0
STWD | 0 | 0 | 0 | 0 | 0 | 0
WT | 0 | 0 | 0 | 0 | 0 | 0
IGCC | 0 | 0 | 0 | 0 | 0 | 0
DemandResponse | 0 | 0 | 0 | 0 | 0 | 0
IGCC-CCS | 0 | 0 | 0 | 0 | 0 | 0
WT_off | 0 | 0 | 0 | 0 | 0 | 0
PseudoUnit | 0 | 0 | 0 | 0 | 0 | 0
FixedInterchange | 0 | 0 | 0 | 0 | 0 | 0
CO2 Emissions (MMshortTons): NP15
ReportingType | 2015 | 2020 | 2025 | 2030 | 2035 | 2040
BM | 0 | 0 | 0 | 0 | 0 | 0
CC | 28.34 | 26.35 | 29 | 26.66 | 10.57 | 3.92
CSP | 0 | 0 | 0 | 0 | 0 | 0
CT | 0 | 0 | 0 | 0 | 0 | 0
Coal | 1.73 | 0.27 | 0.27 | 0 | 0 | 0
Geo | 0 | 0 | 0 | 0 | 0 | 0
H | 0 | 0 | 0 | 0 | 0 | 0
LFG | 0 | 0 | 0 | 0 | 0 | 0
Nuc | 0 | 0 | 0 | 0 | 0 | 0
PS | 0 | 0 | 0 | 0 | 0 | 0
PV | 0 | 0 | 0 | 0 | 0 | 0
PeakG | 0 | 0 | 0 | 0 | 0 | 0
PeakO | 0 | 0 | 0 | 0 | 0 | 0
ST | 0 | 0 | 0 | 0 | 0 | 0
STOG | 0.02 | 0.01 | 0.05 | 0.04 | 0 | 0
STWD | 0 | 0 | 0 | 0 | 0 | 0
WT | 0 | 0 | 0 | 0 | 0 | 0
IGCC | 0 | 0 | 0 | 0 | 0 | 0
DemandResponse | 0 | 0 | 0 | 0 | 0 | 0
IGCC-CCS | 0 | 0 | 0 | 0 | 0 | 0
WT_off | 0 | 0 | 0 | 0 | 0 | 0
PseudoUnit | 0 | 0 | 0 | 0 | 0 | 0
FixedInterchange | 0 | 0 | 0 | 0 | 0 | 0
CO2 Emissions (MMshortTons): NWPP_Coal
ReportingType | 2015 | 2020 | 2025 | 2030 | 2035 | 2040
BM | 0 | 0 | 0 | 0 | 0 | 0
CC | 0 | 0 | 0 | 0 | 0 | 0
CSP | 0 | 0 | 0 | 0 | 0 | 0
CT | 0 | 0 | 0 | 0 | 0 | 0
Coal | 62.34 | 49.52 | 18.53 | 0.17 | 0.17 | 0.17
Geo | 0 | 0 | 0 | 0 | 0 | 0
H | 0 | 0 | 0 | 0 | 0 | 0
LFG | 0 | 0 | 0 | 0 | 0 | 0
Nuc | 0 | 0 | 0 | 0 | 0 | 0
PS | 0 | 0 | 0 | 0 | 0 | 0
PV | 0 | 0 | 0 | 0 | 0 | 0
PeakG | 0 | 0 | 0 | 0 | 0 | 0
PeakO | 0 | 0 | 0 | 0 | 0 | 0
ST | 0 | 0 | 0 | 0 | 0 | 0
STOG | 0 | 0 | 0 | 0 | 0 | 0
STWD | 0 | 0 | 0 | 0 | 0 | 0
WT | 0 | 0 | 0 | 0 | 0 | 0
IGCC | 0 | 0 | 0 | 0 | 0 | 0
DemandResponse | 0 | 0 | 0 | 0 | 0 | 0
IGCC-CCS | 0 | 0 | 0 | 0 | 0 | 0
WT_off | 0 | 0 | 0 | 0 | 0 | 0
PseudoUnit | 0 | 0 | 0 | 0 | 0 | 0
FixedInterchange | 0 | 0 | 0 | 0 | 0 | 0
CO2 Emissions (MMshortTons): NWPP_Gas
ReportingType | 2015 | 2020 | 2025 | 2030 | 2035 | 2040
BM | 0 | 0 | 0 | 0 | 0 | 0
CC | 18.77 | 22.44 | 23.81 | 23.81 | 2.87 | 1.23
CSP | 0 | 0 | 0 | 0 | 0 | 0
CT | 0 | 0 | 0 | 0 | 0 | 0
Coal | 0 | 0 | 0 | 0 | 0 | 0
Geo | 0 | 0 | 0 | 0 | 0 | 0
H | 0 | 0 | 0 | 0 | 0 | 0
LFG | 0 | 0 | 0 | 0 | 0 | 0
Nuc | 0 | 0 | 0 | 0 | 0 | 0
PS | 0 | 0 | 0 | 0 | 0 | 0
PV | 0 | 0 | 0 | 0 | 0 | 0
PeakG | 0 | 0 | 0 | 0 | 0 | 0
PeakO | 0 | 0 | 0 | 0 | 0 | 0
ST | 0 | 0 | 0 | 0 | 0 | 0
STOG | 0 | 0 | 0 | 0 | 0 | 0
STWD | 0 | 0 | 0 | 0 | 0 | 0
WT | 0 | 0 | 0 | 0 | 0 | 0
IGCC | 0 | 0 | 0 | 0 | 0 | 0
DemandResponse | 0 | 0 | 0 | 0 | 0 | 0
IGCC-CCS | 0 | 0 | 0 | 0 | 0 | 0
WT_off | 0 | 0 | 0 | 0 | 0 | 0
PseudoUnit | 0 | 0 | 0 | 0 | 0 | 0
FixedInterchange | 0 | 0 | 0 | 0 | 0 | 0
CO2 Emissions (MMshortTons): NWPP_NucRenew
ReportingType | 2015 | 2020 | 2025 | 2030 | 2035 | 2040
BM | 0 | 0 | 0 | 0 | 0 | 0
CC | 0 | 0 | 0 | 0 | 0 | 0
CSP | 0 | 0 | 0 | 0 | 0 | 0
CT | 0 | 0 | 0 | 0 | 0 | 0
Coal | 0 | 0 | 0 | 0 | 0 | 0
Geo | 0 | 0 | 0 | 0 | 0 | 0
H | 0 | 0 | 0 | 0 | 0 | 0
LFG | 0 | 0 | 0 | 0 | 0 | 0
Nuc | 0 | 0 | 0 | 0 | 0 | 0
PS | 0 | 0 | 0 | 0 | 0 | 0
PV | 0 | 0 | 0 | 0 | 0 | 0
PeakG | 0 | 0 | 0 | 0 | 0 | 0
PeakO | 0 | 0 | 0 | 0 | 0 | 0
ST | 0 | 0 | 0 | 0 | 0 | 0
STOG | 0 | 0 | 0 | 0 | 0 | 0
STWD | 0 | 0 | 0 | 0 | 0 | 0
WT | 0 | 0 | 0 | 0 | 0 | 0
IGCC | 0 | 0 | 0 | 0 | 0 | 0
DemandResponse | 0 | 0 | 0 | 0 | 0 | 0
IGCC-CCS | 0 | 0 | 0 | 0 | 0 | 0
WT_off | 0 | 0 | 0 | 0 | 0 | 0
PseudoUnit | 0 | 0 | 0 | 0 | 0 | 0
FixedInterchange | 0 | 0 | 0 | 0 | 0 | 0
CO2 Emissions (MMshortTons): RMPA
ReportingType | 2015 | 2020 | 2025 | 2030 | 2035 | 2040
BM | 0 | 0 | 0 | 0 | 0 | 0
CC | 2.58 | 3.09 | 5.63 | 4.76 | 2.1 | 1.44
CSP | 0 | 0 | 0 | 0 | 0 | 0
CT | 0 | 0 | 0 | 0 | 0 | 0
Coal | 60.77 | 49.15 | 8.81 | 0.49 | 0.45 | 0.45
Geo | 0 | 0 | 0 | 0 | 0 | 0
H | 0 | 0 | 0 | 0 | 0 | 0
LFG | 0 | 0 | 0 | 0 | 0 | 0
Nuc | 0 | 0 | 0 | 0 | 0 | 0
PS | 0 | 0 | 0 | 0 | 0 | 0
PV | 0 | 0 | 0 | 0 | 0 | 0
PeakG | 0 | 0 | 0 | 0 | 0 | 0
PeakO | 0 | 0 | 0 | 0 | 0 | 0
ST | 0 | 0 | 0 | 0 | 0 | 0
STOG | 0 | 0 | 0 | 0 | 0 | 0
STWD | 0 | 0 | 0 | 0 | 0 | 0
WT | 0 | 0 | 0 | 0 | 0 | 0
IGCC | 0 | 0 | 0 | 0 | 0 | 0
DemandResponse | 0 | 0 | 0 | 0 | 0 | 0
IGCC-CCS | 0 | 0 | 0 | 0 | 0 | 0
WT_off | 0 | 0 | 0 | 0 | 0 | 0
PseudoUnit | 0 | 0 | 0 | 0 | 0 | 0
FixedInterchange | 0 | 0 | 0 | 0 | 0 | 0
CO2 Emissions (MMshortTons): SP15
ReportingType | 2015 | 2020 | 2025 | 2030 | 2035 | 2040
BM | 0 | 0 | 0 | 0 | 0 | 0
CC | 30.34 | 30.45 | 35.19 | 31.68 | 17.83 | 9.26
CSP | 0 | 0 | 0 | 0 | 0 | 0
CT | 0 | 0 | 0 | 0 | 0 | 0
Coal | 1.64 | 0.9 | 0.9 | 0 | 0 | 0
Geo | 0 | 0 | 0 | 0 | 0 | 0
H | 0 | 0 | 0 | 0 | 0 | 0
LFG | 0 | 0 | 0 | 0 | 0 | 0
Nuc | 0 | 0 | 0 | 0 | 0 | 0
PS | 0 | 0 | 0 | 0 | 0 | 0
PV | 0 | 0 | 0 | 0 | 0 | 0
PeakG | 0 | 0 | 0 | 0 | 0 | 0
PeakO | 0 | 0 | 0 | 0 | 0 | 0
ST | 0 | 0 | 0 | 0 | 0 | 0
STOG | 0.49 | 0.2 | 0.26 | 0.13 | 0.01 | 0.02
STWD | 0 | 0 | 0 | 0 | 0 | 0
WT | 0 | 0 | 0 | 0 | 0 | 0
IGCC | 0 | 0 | 0 | 0 | 0 | 0
DemandResponse | 0 | 0 | 0 | 0 | 0 | 0
IGCC-CCS | 0 | 0 | 0 | 0 | 0 | 0
WT_off | 0 | 0 | 0 | 0 | 0 | 0
PseudoUnit | 0 | 0 | 0 | 0 | 0 | 0
FixedInterchange | 0 | 0 | 0 | 0 | 0 | 0
CO2 Emissions (MMshortTons): ALB
ReportingType | 2015 | 2020 | 2025 | 2030 | 2035 | 2040
BM | 0 | 0 | 0 | 0 | 0 | 0
CC | 7.27 | 7.93 | 7.76 | 0.79 | 0.13 | 0
CSP | 0 | 0 | 0 | 0 | 0 | 0
CT | 0 | 0 | 0 | 0 | 0 | 0
Coal | 50 | 50 | 50 | 0.01 | 0 | 0
Geo | 0 | 0 | 0 | 0 | 0 | 0
H | 0 | 0 | 0 | 0 | 0 | 0
LFG | 0 | 0 | 0 | 0 | 0 | 0
Nuc | 0 | 0 | 0 | 0 | 0 | 0
PS | 0 | 0 | 0 | 0 | 0 | 0
PV | 0 | 0 | 0 | 0 | 0 | 0
PeakG | 0 | 0 | 0 | 0 | 0 | 0
PeakO | 0 | 0 | 0 | 0 | 0 | 0
ST | 0 | 0 | 0 | 0 | 0 | 0
STOG | 0 | 0 | 0 | 0 | 0 | 0
STWD | 0 | 0 | 0 | 0 | 0 | 0
WT | 0 | 0 | 0 | 0 | 0 | 0
IGCC | 0 | 0 | 0 | 0 | 0 | 0
DemandResponse | 0 | 0 | 0 | 0 | 0 | 0
IGCC-CCS | 0 | 0 | 0 | 0 | 0 | 0
WT_off | 0 | 0 | 0 | 0 | 0 | 0
PseudoUnit | 0 | 0 | 0 | 0 | 0 | 0
FixedInterchange | 0 | 0 | 0 | 0 | 0 | 0
CO2 Emissions (MMshortTons): BC
ReportingType | 2015 | 2020 | 2025 | 2030 | 2035 | 2040
BM | 0 | 0 | 0 | 0 | 0 | 0
CC | 1.81 | 1.81 | 1.81 | 1.15 | 0.27 | 0
CSP | 0 | 0 | 0 | 0 | 0 | 0
CT | 0 | 0 | 0 | 0 | 0 | 0
Coal | 0 | 0 | 0 | 0 | 0 | 0
Geo | 0 | 0 | 0 | 0 | 0 | 0
H | 0 | 0 | 0 | 0 | 0 | 0
LFG | 0 | 0 | 0 | 0 | 0 | 0
Nuc | 0 | 0 | 0 | 0 | 0 | 0
PS | 0 | 0 | 0 | 0 | 0 | 0
PV | 0 | 0 | 0 | 0 | 0 | 0
PeakG | 0 | 0 | 0 | 0 | 0 | 0
PeakO | 0 | 0 | 0 | 0 | 0 | 0
ST | 0 | 0 | 0 | 0 | 0 | 0
STOG | 0 | 0 | 0 | 0 | 0 | 0
STWD | 0 | 0 | 0 | 0 | 0 | 0
WT | 0 | 0 | 0 | 0 | 0 | 0
IGCC | 0 | 0 | 0 | 0 | 0 | 0
DemandResponse | 0 | 0 | 0 | 0 | 0 | 0
IGCC-CCS | 0 | 0 | 0 | 0 | 0 | 0
WT_off | 0 | 0 | 0 | 0 | 0 | 0
PseudoUnit | 0 | 0 | 0 | 0 | 0 | 0
FixedInterchange | 0 | 0 | 0 | 0 | 0 | 0
CO2 Emissions (MMshortTons): HQ_IESO
ReportingType | 2015 | 2020 | 2025 | 2030 | 2035 | 2040
BM | 0 | 0 | 0 | 0 | 0 | 0
CC | 0 | 0 | 0 | 0 | 0 | 0
CSP | 0 | 0 | 0 | 0 | 0 | 0
CT | 0 | 0 | 0 | 0 | 0 | 0
Coal | 0 | 0 | 0 | 0 | 0 | 0
Geo | 0 | 0 | 0 | 0 | 0 | 0
H | 0 | 0 | 0 | 0 | 0 | 0
LFG | 0 | 0 | 0 | 0 | 0 | 0
Nuc | 0 | 0 | 0 | 0 | 0 | 0
PS | 0 | 0 | 0 | 0 | 0 | 0
PV | 0 | 0 | 0 | 0 | 0 | 0
PeakG | 0 | 0 | 0 | 0 | 0 | 0
PeakO | 0 | 0 | 0 | 0 | 0 | 0
ST | 0 | 0 | 0 | 0 | 0 | 0
STOG | 0 | 0 | 0 | 0 | 0 | 0
STWD | 0 | 0 | 0 | 0 | 0 | 0
WT | 0 | 0 | 0 | 0 | 0 | 0
IGCC | 0 | 0 | 0 | 0 | 0 | 0
DemandResponse | 0 | 0 | 0 | 0 | 0 | 0
IGCC-CCS | 0 | 0 | 0 | 0 | 0 | 0
WT_off | 0 | 0 | 0 | 0 | 0 | 0
PseudoUnit | 0 | 0 | 0 | 0 | 0 | 0
FixedInterchange | 0 | 0 | 0 | 0 | 0 | 0
CO2 Emissions (MMshortTons): HQ_NEISO
ReportingType | 2015 | 2020 | 2025 | 2030 | 2035 | 2040
BM | 0 | 0 | 0 | 0 | 0 | 0
CC | 0 | 0 | 0 | 0 | 0 | 0
CSP | 0 | 0 | 0 | 0 | 0 | 0
CT | 0 | 0 | 0 | 0 | 0 | 0
Coal | 0 | 0 | 0 | 0 | 0 | 0
Geo | 0 | 0 | 0 | 0 | 0 | 0
H | 0 | 0 | 0 | 0 | 0 | 0
LFG | 0 | 0 | 0 | 0 | 0 | 0
Nuc | 0 | 0 | 0 | 0 | 0 | 0
PS | 0 | 0 | 0 | 0 | 0 | 0
PV | 0 | 0 | 0 | 0 | 0 | 0
PeakG | 0 | 0 | 0 | 0 | 0 | 0
PeakO | 0 | 0 | 0 | 0 | 0 | 0
ST | 0 | 0 | 0 | 0 | 0 | 0
STOG | 0 | 0 | 0 | 0 | 0 | 0
STWD | 0 | 0 | 0 | 0 | 0 | 0
WT | 0 | 0 | 0 | 0 | 0 | 0
IGCC | 0 | 0 | 0 | 0 | 0 | 0
DemandResponse | 0 | 0 | 0 | 0 | 0 | 0
IGCC-CCS | 0 | 0 | 0 | 0 | 0 | 0
WT_off | 0 | 0 | 0 | 0 | 0 | 0
PseudoUnit | 0 | 0 | 0 | 0 | 0 | 0
FixedInterchange | 0 | 0 | 0 | 0 | 0 | 0
CO2 Emissions (MMshortTons): HQ_NY
ReportingType | 2015 | 2020 | 2025 | 2030 | 2035 | 2040
BM | 0 | 0 | 0 | 0 | 0 | 0
CC | 0 | 0 | 0 | 0 | 0 | 0
CSP | 0 | 0 | 0 | 0 | 0 | 0
CT | 0 | 0 | 0 | 0 | 0 | 0
Coal | 0 | 0 | 0 | 0 | 0 | 0
Geo | 0 | 0 | 0 | 0 | 0 | 0
H | 0 | 0 | 0 | 0 | 0 | 0
LFG | 0 | 0 | 0 | 0 | 0 | 0
Nuc | 0 | 0 | 0 | 0 | 0 | 0
PS | 0 | 0 | 0 | 0 | 0 | 0
PV | 0 | 0 | 0 | 0 | 0 | 0
PeakG | 0 | 0 | 0 | 0 | 0 | 0
PeakO | 0 | 0 | 0 | 0 | 0 | 0
ST | 0 | 0 | 0 | 0 | 0 | 0
STOG | 0 | 0 | 0 | 0 | 0 | 0
STWD | 0 | 0 | 0 | 0 | 0 | 0
WT | 0 | 0 | 0 | 0 | 0 | 0
IGCC | 0 | 0 | 0 | 0 | 0 | 0
DemandResponse | 0 | 0 | 0 | 0 | 0 | 0
IGCC-CCS | 0 | 0 | 0 | 0 | 0 | 0
WT_off | 0 | 0 | 0 | 0 | 0 | 0
PseudoUnit | 0 | 0 | 0 | 0 | 0 | 0
FixedInterchange | 0 | 0 | 0 | 0 | 0 | 0
CO2 Emissions (MMshortTons): MARITIMES
ReportingType | 2015 | 2020 | 2025 | 2030 | 2035 | 2040
BM | 0 | 0 | 0 | 0 | 0 | 0
CC | 0 | 0 | 0 | 0 | 0 | 0
CSP | 0 | 0 | 0 | 0 | 0 | 0
CT | 0 | 0 | 0 | 0 | 0 | 0
Coal | 0 | 0 | 0 | 0 | 0 | 0
Geo | 0 | 0 | 0 | 0 | 0 | 0
H | 0 | 0 | 0 | 0 | 0 | 0
LFG | 0 | 0 | 0 | 0 | 0 | 0
Nuc | 0 | 0 | 0 | 0 | 0 | 0
PS | 0 | 0 | 0 | 0 | 0 | 0
PV | 0 | 0 | 0 | 0 | 0 | 0
PeakG | 0 | 0 | 0 | 0 | 0 | 0
PeakO | 0 | 0 | 0 | 0 | 0 | 0
ST | 0 | 0 | 0 | 0 | 0 | 0
STOG | 0 | 0 | 0 | 0 | 0 | 0
STWD | 0 | 0 | 0 | 0 | 0 | 0
WT | 0 | 0 | 0 | 0 | 0 | 0
IGCC | 0 | 0 | 0 | 0 | 0 | 0
DemandResponse | 0 | 0 | 0 | 0 | 0 | 0
IGCC-CCS | 0 | 0 | 0 | 0 | 0 | 0
WT_off | 0 | 0 | 0 | 0 | 0 | 0
PseudoUnit | 0 | 0 | 0 | 0 | 0 | 0
FixedInterchange | 0 | 0 | 0 | 0 | 0 | 0
CO2 Emissions (MMshortTons): All
ReportingType | 2015 | 2020 | 2025 | 2030 | 2035 | 2040
BM | 0 | 0 | 0 | 0 | 0 | 0
CC | 531.98 | 684.5 | 680.91 | 600.53 | 322.89 | 182.11
CSP | 0 | 0 | 0 | 0 | 0 | 0
CT | 0.37 | 0.39 | 0.7 | 0.54 | 0.03 | 0
Coal | 1447.24 | 679.5 | 159.89 | 6.02 | 8.41 | 9.48
Geo | 0 | 0 | 0 | 0 | 0 | 0
H | 0 | 0 | 0 | 0 | 0 | 0
LFG | 0 | 0 | 0 | 0 | 0 | 0
Nuc | 0 | 0 | 0 | 0 | 0 | 0
PS | 0 | 0 | 0 | 0 | 0 | 0
PV | 0 | 0 | 0 | 0 | 0 | 0
PeakG | 2.03 | 2.73 | 2.65 | 3.44 | 1.27 | 0.9
PeakO | 0 | 0 | 0 | 0 | 0 | 0
ST | 0 | 0 | 0 | 0 | 0 | 0
STOG | 5.43 | 5.12 | 3.78 | 4.53 | 1.54 | 0.5
STWD | 0 | 0 | 0 | 0 | 0 | 0
WT | 0 | 0 | 0 | 0 | 0 | 0
IGCC | 4.15 | 4.15 | 1.79 | 0.11 | 0 | 0
DemandResponse | 0 | 0 | 0 | 0 | 0 | 0
IGCC-CCS | 0 | 0 | 0 | 0 | 0 | 0
WT_off | 0 | 0 | 0 | 0 | 0 | 0
PseudoUnit | 0 | 0 | 0 | 0 | 0 | 0
FixedInterchange | 0 | 0 | 0 | 0 | 0 | 0
CO2 Emissions (MMshortTons): EI_US
ReportingType | 2015 | 2020 | 2025 | 2030 | 2035 | 2040
BM | 0 | 0 | 0 | 0 | 0 | 0
CC | 337.27 | 476.52 | 467.2 | 412.32 | 239.3 | 130.8
CSP | 0 | 0 | 0 | 0 | 0 | 0
CT | 0.36 | 0.38 | 0.7 | 0.53 | 0.03 | 0
Coal | 1137.86 | 447.16 | 57.49 | 4.68 | 6.54 | 7.59
Geo | 0 | 0 | 0 | 0 | 0 | 0
H | 0 | 0 | 0 | 0 | 0 | 0
LFG | 0 | 0 | 0 | 0 | 0 | 0
Nuc | 0 | 0 | 0 | 0 | 0 | 0
PS | 0 | 0 | 0 | 0 | 0 | 0
PV | 0 | 0 | 0 | 0 | 0 | 0
PeakG | 1.98 | 2.72 | 2.65 | 3.44 | 1.25 | 0.87
PeakO | 0 | 0 | 0 | 0 | 0 | 0
ST | 0 | 0 | 0 | 0 | 0 | 0
STOG | 3.61 | 2.83 | 2.87 | 3.4 | 1.53 | 0.48
STWD | 0 | 0 | 0 | 0 | 0 | 0
WT | 0 | 0 | 0 | 0 | 0 | 0
IGCC | 4.15 | 4.15 | 1.79 | 0.11 | 0 | 0
DemandResponse | 0 | 0 | 0 | 0 | 0 | 0
IGCC-CCS | 0 | 0 | 0 | 0 | 0 | 0
WT_off | 0 | 0 | 0 | 0 | 0 | 0
PseudoUnit | 0 | 0 | 0 | 0 | 0 | 0
FixedInterchange | 0 | 0 | 0 | 0 | 0 | 0
CO2 Emissions (MMshortTons): EI_Canada
ReportingType | 2015 | 2020 | 2025 | 2030 | 2035 | 2040
BM | 0 | 0 | 0 | 0 | 0 | 0
CC | 6.68 | 5.65 | 0.72 | 0.06 | 0 | 0.06
CSP | 0 | 0 | 0 | 0 | 0 | 0
CT | 0.01 | 0.01 | 0 | 0 | 0 | 0
Coal | 0.26 | 0.05 | 0 | 0 | 0 | 0
Geo | 0 | 0 | 0 | 0 | 0 | 0
H | 0 | 0 | 0 | 0 | 0 | 0
LFG | 0 | 0 | 0 | 0 | 0 | 0
Nuc | 0 | 0 | 0 | 0 | 0 | 0
PS | 0 | 0 | 0 | 0 | 0 | 0
PV | 0 | 0 | 0 | 0 | 0 | 0
PeakG | 0.05 | 0.01 | 0 | 0 | 0 | 0
PeakO | 0 | 0 | 0 | 0 | 0 | 0
ST | 0 | 0 | 0 | 0 | 0 | 0
STOG | 0.01 | 0 | 0 | 0 | 0 | 0
STWD | 0 | 0 | 0 | 0 | 0 | 0
WT | 0 | 0 | 0 | 0 | 0 | 0
IGCC | 0 | 0 | 0 | 0 | 0 | 0
DemandResponse | 0 | 0 | 0 | 0 | 0 | 0
IGCC-CCS | 0 | 0 | 0 | 0 | 0 | 0
WT_off | 0 | 0 | 0 | 0 | 0 | 0
PseudoUnit | 0 | 0 | 0 | 0 | 0 | 0
FixedInterchange | 0 | 0 | 0 | 0 | 0 | 0
CO2 Emissions (MMshortTons): EI
ReportingType | 2015 | 2020 | 2025 | 2030 | 2035 | 2040
BM | 0 | 0 | 0 | 0 | 0 | 0
CC | 343.95 | 482.17 | 467.91 | 412.38 | 239.3 | 130.86
CSP | 0 | 0 | 0 | 0 | 0 | 0
CT | 0.37 | 0.39 | 0.7 | 0.53 | 0.03 | 0
Coal | 1138.12 | 447.21 | 57.49 | 4.68 | 6.54 | 7.59
Geo | 0 | 0 | 0 | 0 | 0 | 0
H | 0 | 0 | 0 | 0 | 0 | 0
LFG | 0 | 0 | 0 | 0 | 0 | 0
Nuc | 0 | 0 | 0 | 0 | 0 | 0
PS | 0 | 0 | 0 | 0 | 0 | 0
PV | 0 | 0 | 0 | 0 | 0 | 0
PeakG | 2.03 | 2.73 | 2.65 | 3.44 | 1.25 | 0.87
PeakO | 0 | 0 | 0 | 0 | 0 | 0
ST | 0 | 0 | 0 | 0 | 0 | 0
STOG | 3.62 | 2.83 | 2.87 | 3.4 | 1.53 | 0.48
STWD | 0 | 0 | 0 | 0 | 0 | 0
WT | 0 | 0 | 0 | 0 | 0 | 0
IGCC | 4.15 | 4.15 | 1.79 | 0.11 | 0 | 0
DemandResponse | 0 | 0 | 0 | 0 | 0 | 0
IGCC-CCS | 0 | 0 | 0 | 0 | 0 | 0
WT_off | 0 | 0 | 0 | 0 | 0 | 0
PseudoUnit | 0 | 0 | 0 | 0 | 0 | 0
FixedInterchange | 0 | 0 | 0 | 0 | 0 | 0
CO2 Emissions (MMshortTons): Outside_EI
ReportingType | 2015 | 2020 | 2025 | 2030 | 2035 | 2040
BM | 0 | 0 | 0 | 0 | 0 | 0
CC | 188.03 | 202.33 | 213 | 188.15 | 83.59 | 51.25
CSP | 0 | 0 | 0 | 0 | 0 | 0
CT | 0 | 0 | 0 | 0.01 | 0 | 0
Coal | 309.12 | 232.29 | 102.4 | 1.34 | 1.87 | 1.89
Geo | 0 | 0 | 0 | 0 | 0 | 0
H | 0 | 0 | 0 | 0 | 0 | 0
LFG | 0 | 0 | 0 | 0 | 0 | 0
Nuc | 0 | 0 | 0 | 0 | 0 | 0
PS | 0 | 0 | 0 | 0 | 0 | 0
PV | 0 | 0 | 0 | 0 | 0 | 0
PeakG | 0 | 0 | 0 | 0 | 0.03 | 0.03
PeakO | 0 | 0 | 0 | 0 | 0 | 0
ST | 0 | 0 | 0 | 0 | 0 | 0
STOG | 1.81 | 2.29 | 0.91 | 1.12 | 0.01 | 0.02
STWD | 0 | 0 | 0 | 0 | 0 | 0
WT | 0 | 0 | 0 | 0 | 0 | 0
IGCC | 0 | 0 | 0 | 0 | 0 | 0
DemandResponse | 0 | 0 | 0 | 0 | 0 | 0
IGCC-CCS | 0 | 0 | 0 | 0 | 0 | 0
WT_off | 0 | 0 | 0 | 0 | 0 | 0
PseudoUnit | 0 | 0 | 0 | 0 | 0 | 0
FixedInterchange | 0 | 0 | 0 | 0 | 0 | 0
CO2 Emissions (MMmetricTons): Entergy
ReportingType | 2015 | 2020 | 2025 | 2030 | 2035 | 2040
BM | 0 | 0 | 0 | 0 | 0 | 0
CC | 25.98 | 28.76 | 18.28 | 13.25 | 7.36 | 5.94
CSP | 0 | 0 | 0 | 0 | 0 | 0
CT | 0 | 0 | 0 | 0 | 0 | 0
Coal | 58.67 | 6.82 | 0.82 | 0 | 0 | 0
Geo | 0 | 0 | 0 | 0 | 0 | 0
H | 0 | 0 | 0 | 0 | 0 | 0
LFG | 0 | 0 | 0 | 0 | 0 | 0
Nuc | 0 | 0 | 0 | 0 | 0 | 0
PS | 0 | 0 | 0 | 0 | 0 | 0
PV | 0 | 0 | 0 | 0 | 0 | 0
PeakG | 0 | 0 | 0 | 0 | 0 | 0
PeakO | 0 | 0 | 0 | 0 | 0 | 0
ST | 0 | 0 | 0 | 0 | 0 | 0
STOG | 0.35 | 0.3 | 0.19 | 0 | 0 | 0
STWD | 0 | 0 | 0 | 0 | 0 | 0
WT | 0 | 0 | 0 | 0 | 0 | 0
IGCC | 0 | 0 | 0 | 0 | 0 | 0
DemandResponse | 0 | 0 | 0 | 0 | 0 | 0
IGCC-CCS | 0 | 0 | 0 | 0 | 0 | 0
WT_off | 0 | 0 | 0 | 0 | 0 | 0
PseudoUnit | 0 | 0 | 0 | 0 | 0 | 0
FixedInterchange | 0 | 0 | 0 | 0 | 0 | 0
CO2 Emissions (MMmetricTons): FRCC
ReportingType | 2015 | 2020 | 2025 | 2030 | 2035 | 2040
BM | 0 | 0 | 0 | 0 | 0 | 0
CC | 68.07 | 70.43 | 73.3 | 65.13 | 20.97 | 16.49
CSP | 0 | 0 | 0 | 0 | 0 | 0
CT | 0.28 | 0.28 | 0.55 | 0.43 | 0 | 0
Coal | 18.75 | 9.28 | 1.24 | 0.14 | 0.29 | 0.45
Geo | 0 | 0 | 0 | 0 | 0 | 0
H | 0 | 0 | 0 | 0 | 0 | 0
LFG | 0 | 0 | 0 | 0 | 0 | 0
Nuc | 0 | 0 | 0 | 0 | 0 | 0
PS | 0 | 0 | 0 | 0 | 0 | 0
PV | 0 | 0 | 0 | 0 | 0 | 0
PeakG | 0.22 | 0.36 | 0.45 | 0.13 | 0.12 | 0.1
PeakO | 0 | 0 | 0 | 0 | 0 | 0
ST | 0 | 0 | 0 | 0 | 0 | 0
STOG | 0 | 0 | 0 | 0 | 0 | 0
STWD | 0 | 0 | 0 | 0 | 0 | 0
WT | 0 | 0 | 0 | 0 | 0 | 0
IGCC | 0 | 0 | 0 | 0 | 0 | 0
DemandResponse | 0 | 0 | 0 | 0 | 0 | 0
IGCC-CCS | 0 | 0 | 0 | 0 | 0 | 0
WT_off | 0 | 0 | 0 | 0 | 0 | 0
PseudoUnit | 0 | 0 | 0 | 0 | 0 | 0
FixedInterchange | 0 | 0 | 0 | 0 | 0 | 0
CO2 Emissions (MMmetricTons): MAPP_US
ReportingType | 2015 | 2020 | 2025 | 2030 | 2035 | 2040
BM | 0 | 0 | 0 | 0 | 0 | 0
CC | 0.09 | 0.08 | 0.07 | 0.11 | 0.07 | 0.04
CSP | 0 | 0 | 0 | 0 | 0 | 0
CT | 0 | 0 | 0 | 0 | 0 | 0
Coal | 13.78 | 7.13 | 0.28 | 0 | 0 | 0
Geo | 0 | 0 | 0 | 0 | 0 | 0
H | 0 | 0 | 0 | 0 | 0 | 0
LFG | 0 | 0 | 0 | 0 | 0 | 0
Nuc | 0 | 0 | 0 | 0 | 0 | 0
PS | 0 | 0 | 0 | 0 | 0 | 0
PV | 0 | 0 | 0 | 0 | 0 | 0
PeakG | 0.04 | 0.05 | 0.01 | 0.05 | 0.02 | 0.02
PeakO | 0 | 0 | 0 | 0 | 0 | 0
ST | 0 | 0 | 0 | 0 | 0 | 0
STOG | 0 | 0 | 0 | 0 | 0 | 0
STWD | 0 | 0 | 0 | 0 | 0 | 0
WT | 0 | 0 | 0 | 0 | 0 | 0
IGCC | 0 | 0 | 0 | 0 | 0 | 0
DemandResponse | 0 | 0 | 0 | 0 | 0 | 0
IGCC-CCS | 0 | 0 | 0 | 0 | 0 | 0
WT_off | 0 | 0 | 0 | 0 | 0 | 0
PseudoUnit | 0 | 0 | 0 | 0 | 0 | 0
FixedInterchange | 0 | 0 | 0 | 0 | 0 | 0
CO2 Emissions (MMmetricTons): MISO_IN
ReportingType | 2015 | 2020 | 2025 | 2030 | 2035 | 2040
BM | 0 | 0 | 0 | 0 | 0 | 0
CC | 1.54 | 39.55 | 39.72 | 27.91 | 13.49 | 9.21
CSP | 0 | 0 | 0 | 0 | 0 | 0
CT | 0 | 0 | 0 | 0 | 0 | 0
Coal | 69.42 | 39.83 | 4.81 | 0.25 | 0.64 | 0.99
Geo | 0 | 0 | 0 | 0 | 0 | 0
H | 0 | 0 | 0 | 0 | 0 | 0
LFG | 0 | 0 | 0 | 0 | 0 | 0
Nuc | 0 | 0 | 0 | 0 | 0 | 0
PS | 0 | 0 | 0 | 0 | 0 | 0
PV | 0 | 0 | 0 | 0 | 0 | 0
PeakG | 0 | 0 | 0 | 0 | 0 | 0
PeakO | 0 | 0 | 0 | 0 | 0 | 0
ST | 0 | 0 | 0 | 0 | 0 | 0
STOG | 0.02 | 0.02 | 0.02 | 0.01 | 0 | 0
STWD | 0 | 0 | 0 | 0 | 0 | 0
WT | 0 | 0 | 0 | 0 | 0 | 0
IGCC | 3.76 | 3.76 | 1.62 | 0.1 | 0 | 0
DemandResponse | 0 | 0 | 0 | 0 | 0 | 0
IGCC-CCS | 0 | 0 | 0 | 0 | 0 | 0
WT_off | 0 | 0 | 0 | 0 | 0 | 0
PseudoUnit | 0 | 0 | 0 | 0 | 0 | 0
FixedInterchange | 0 | 0 | 0 | 0 | 0 | 0
CO2 Emissions (MMmetricTons): MISO_MI
ReportingType | 2015 | 2020 | 2025 | 2030 | 2035 | 2040
BM | 0 | 0 | 0 | 0 | 0 | 0
CC | 3.46 | 9.05 | 9.7 | 7.09 | 4.59 | 1.54
CSP | 0 | 0 | 0 | 0 | 0 | 0
CT | 0 | 0 | 0 | 0 | 0 | 0
Coal | 33.59 | 0 | 0 | 0 | 0 | 0
Geo | 0 | 0 | 0 | 0 | 0 | 0
H | 0 | 0 | 0 | 0 | 0 | 0
LFG | 0 | 0 | 0 | 0 | 0 | 0
Nuc | 0 | 0 | 0 | 0 | 0 | 0
PS | 0 | 0 | 0 | 0 | 0 | 0
PV | 0 | 0 | 0 | 0 | 0 | 0
PeakG | 0.03 | 0.02 | 0 | 0 | 0 | 0
PeakO | 0 | 0 | 0 | 0 | 0 | 0
ST | 0 | 0 | 0 | 0 | 0 | 0
STOG | 0.21 | 0.06 | 0.07 | 0.01 | 0 | 0
STWD | 0 | 0 | 0 | 0 | 0 | 0
WT | 0 | 0 | 0 | 0 | 0 | 0
IGCC | 0 | 0 | 0 | 0 | 0 | 0
DemandResponse | 0 | 0 | 0 | 0 | 0 | 0
IGCC-CCS | 0 | 0 | 0 | 0 | 0 | 0
WT_off | 0 | 0 | 0 | 0 | 0 | 0
PseudoUnit | 0 | 0 | 0 | 0 | 0 | 0
FixedInterchange | 0 | 0 | 0 | 0 | 0 | 0
CO2 Emissions (MMmetricTons): MISO_MO-IL
ReportingType | 2015 | 2020 | 2025 | 2030 | 2035 | 2040
BM | 0 | 0 | 0 | 0 | 0 | 0
CC | 1.07 | 3.92 | 2.82 | 1.82 | 1.11 | 0.55
CSP | 0 | 0 | 0 | 0 | 0 | 0
CT | 0 | 0 | 0 | 0 | 0 | 0
Coal | 81.47 | 24.85 | 5.87 | 0.38 | 0.17 | 0.21
Geo | 0 | 0 | 0 | 0 | 0 | 0
H | 0 | 0 | 0 | 0 | 0 | 0
LFG | 0 | 0 | 0 | 0 | 0 | 0
Nuc | 0 | 0 | 0 | 0 | 0 | 0
PS | 0 | 0 | 0 | 0 | 0 | 0
PV | 0 | 0 | 0 | 0 | 0 | 0
PeakG | 0.07 | 0.24 | 0 | 0 | 0 | 0
PeakO | 0 | 0 | 0 | 0 | 0 | 0
ST | 0 | 0 | 0 | 0 | 0 | 0
STOG | 0 | 0.01 | 0 | 0 | 0 | 0
STWD | 0 | 0 | 0 | 0 | 0 | 0
WT | 0 | 0 | 0 | 0 | 0 | 0
IGCC | 0 | 0 | 0 | 0 | 0 | 0
DemandResponse | 0 | 0 | 0 | 0 | 0 | 0
IGCC-CCS | 0 | 0 | 0 | 0 | 0 | 0
WT_off | 0 | 0 | 0 | 0 | 0 | 0
PseudoUnit | 0 | 0 | 0 | 0 | 0 | 0
FixedInterchange | 0 | 0 | 0 | 0 | 0 | 0
CO2 Emissions (MMmetricTons): MISO_W
ReportingType | 2015 | 2020 | 2025 | 2030 | 2035 | 2040
BM | 0 | 0 | 0 | 0 | 0 | 0
CC | 3.37 | 3.52 | 2.32 | 1.23 | 1.02 | 0.7
CSP | 0 | 0 | 0 | 0 | 0 | 0
CT | 0 | 0 | 0 | 0 | 0 | 0
Coal | 78.29 | 38.47 | 2.78 | 0.36 | 0.35 | 0.39
Geo | 0 | 0 | 0 | 0 | 0 | 0
H | 0 | 0 | 0 | 0 | 0 | 0
LFG | 0 | 0 | 0 | 0 | 0 | 0
Nuc | 0 | 0 | 0 | 0 | 0 | 0
PS | 0 | 0 | 0 | 0 | 0 | 0
PV | 0 | 0 | 0 | 0 | 0 | 0
PeakG | 0.09 | 0.15 | 0 | 0 | 0 | 0
PeakO | 0 | 0 | 0 | 0 | 0 | 0
ST | 0 | 0 | 0 | 0 | 0 | 0
STOG | 0 | 0 | 0 | 0 | 0 | 0
STWD | 0 | 0 | 0 | 0 | 0 | 0
WT | 0 | 0 | 0 | 0 | 0 | 0
IGCC | 0 | 0 | 0 | 0 | 0 | 0
DemandResponse | 0 | 0 | 0 | 0 | 0 | 0
IGCC-CCS | 0 | 0 | 0 | 0 | 0 | 0
WT_off | 0 | 0 | 0 | 0 | 0 | 0
PseudoUnit | 0 | 0 | 0 | 0 | 0 | 0
FixedInterchange | 0 | 0 | 0 | 0 | 0 | 0
CO2 Emissions (MMmetricTons): MISO_WUMS
ReportingType | 2015 | 2020 | 2025 | 2030 | 2035 | 2040
BM | 0 | 0 | 0 | 0 | 0 | 0
CC | 10.68 | 21.14 | 19.1 | 16.03 | 9.69 | 3.89
CSP | 0 | 0 | 0 | 0 | 0 | 0
CT | 0 | 0 | 0 | 0 | 0 | 0
Coal | 21.57 | 3.82 | 0.69 | 0.08 | 0.25 | 0.38
Geo | 0 | 0 | 0 | 0 | 0 | 0
H | 0 | 0 | 0 | 0 | 0 | 0
LFG | 0 | 0 | 0 | 0 | 0 | 0
Nuc | 0 | 0 | 0 | 0 | 0 | 0
PS | 0 | 0 | 0 | 0 | 0 | 0
PV | 0 | 0 | 0 | 0 | 0 | 0
PeakG | 0 | 0 | 0 | 0 | 0 | 0
PeakO | 0 | 0 | 0 | 0 | 0 | 0
ST | 0 | 0 | 0 | 0 | 0 | 0
STOG | 0 | 0 | 0 | 0 | 0 | 0
STWD | 0 | 0 | 0 | 0 | 0 | 0
WT | 0 | 0 | 0 | 0 | 0 | 0
IGCC | 0 | 0 | 0 | 0 | 0 | 0
DemandResponse | 0 | 0 | 0 | 0 | 0 | 0
IGCC-CCS | 0 | 0 | 0 | 0 | 0 | 0
WT_off | 0 | 0 | 0 | 0 | 0 | 0
PseudoUnit | 0 | 0 | 0 | 0 | 0 | 0
FixedInterchange | 0 | 0 | 0 | 0 | 0 | 0
CO2 Emissions (MMmetricTons): Nebraska
ReportingType | 2015 | 2020 | 2025 | 2030 | 2035 | 2040
BM | 0 | 0 | 0 | 0 | 0 | 0
CC | 0.27 | 0.1 | 0.1 | 0.1 | 0.06 | 0.03
CSP | 0 | 0 | 0 | 0 | 0 | 0
CT | 0 | 0 | 0 | 0 | 0 | 0
Coal | 32.1 | 5.71 | 0.45 | 0.23 | 0.19 | 0.2
Geo | 0 | 0 | 0 | 0 | 0 | 0
H | 0 | 0 | 0 | 0 | 0 | 0
LFG | 0 | 0 | 0 | 0 | 0 | 0
Nuc | 0 | 0 | 0 | 0 | 0 | 0
PS | 0 | 0 | 0 | 0 | 0 | 0
PV | 0 | 0 | 0 | 0 | 0 | 0
PeakG | 0.02 | 0 | 0 | 0 | 0 | 0
PeakO | 0 | 0 | 0 | 0 | 0 | 0
ST | 0 | 0 | 0 | 0 | 0 | 0
STOG | 0 | 0 | 0 | 0 | 0 | 0
STWD | 0 | 0 | 0 | 0 | 0 | 0
WT | 0 | 0 | 0 | 0 | 0 | 0
IGCC | 0 | 0 | 0 | 0 | 0 | 0
DemandResponse | 0 | 0 | 0 | 0 | 0 | 0
IGCC-CCS | 0 | 0 | 0 | 0 | 0 | 0
WT_off | 0 | 0 | 0 | 0 | 0 | 0
PseudoUnit | 0 | 0 | 0 | 0 | 0 | 0
FixedInterchange | 0 | 0 | 0 | 0 | 0 | 0
CO2 Emissions (MMmetricTons): NEISO
ReportingType | 2015 | 2020 | 2025 | 2030 | 2035 | 2040
BM | 0 | 0 | 0 | 0 | 0 | 0
CC | 15.6 | 10.34 | 8.61 | 6.78 | 2.22 | 2.81
CSP | 0 | 0 | 0 | 0 | 0 | 0
CT | 0 | 0.01 | 0.01 | 0.01 | 0 | 0
Coal | 0.03 | 0 | 0 | 0 | 0 | 0
Geo | 0 | 0 | 0 | 0 | 0 | 0
H | 0 | 0 | 0 | 0 | 0 | 0
LFG | 0 | 0 | 0 | 0 | 0 | 0
Nuc | 0 | 0 | 0 | 0 | 0 | 0
PS | 0 | 0 | 0 | 0 | 0 | 0
PV | 0 | 0 | 0 | 0 | 0 | 0
PeakG | 0 | 0.02 | 0.02 | 0.02 | 0 | 0
PeakO | 0 | 0 | 0 | 0 | 0 | 0
ST | 0 | 0 | 0 | 0 | 0 | 0
STOG | 0 | 0 | 0 | 0 | 0 | 0
STWD | 0 | 0 | 0 | 0 | 0 | 0
WT | 0 | 0 | 0 | 0 | 0 | 0
IGCC | 0 | 0 | 0 | 0 | 0 | 0
DemandResponse | 0 | 0 | 0 | 0 | 0 | 0
IGCC-CCS | 0 | 0 | 0 | 0 | 0 | 0
WT_off | 0 | 0 | 0 | 0 | 0 | 0
PseudoUnit | 0 | 0 | 0 | 0 | 0 | 0
FixedInterchange | 0 | 0 | 0 | 0 | 0 | 0
CO2 Emissions (MMmetricTons): NonRTO_Midwest
ReportingType | 2015 | 2020 | 2025 | 2030 | 2035 | 2040
BM | 0 | 0 | 0 | 0 | 0 | 0
CC | 4.08 | 12.4 | 12.4 | 12.4 | 11.05 | 3.51
CSP | 0 | 0 | 0 | 0 | 0 | 0
CT | 0 | 0 | 0 | 0 | 0 | 0
Coal | 43.93 | 20.68 | 9.78 | 0.35 | 0.66 | 0.66
Geo | 0 | 0 | 0 | 0 | 0 | 0
H | 0 | 0 | 0 | 0 | 0 | 0
LFG | 0 | 0 | 0 | 0 | 0 | 0
Nuc | 0 | 0 | 0 | 0 | 0 | 0
PS | 0 | 0 | 0 | 0 | 0 | 0
PV | 0 | 0 | 0 | 0 | 0 | 0
PeakG | 0.09 | 0.04 | 0.02 | 0.08 | 0 | 0
PeakO | 0 | 0 | 0 | 0 | 0 | 0
ST | 0 | 0 | 0 | 0 | 0 | 0
STOG | 0 | 0 | 0 | 0 | 0 | 0
STWD | 0 | 0 | 0 | 0 | 0 | 0
WT | 0 | 0 | 0 | 0 | 0 | 0
IGCC | 0 | 0 | 0 | 0 | 0 | 0
DemandResponse | 0 | 0 | 0 | 0 | 0 | 0
IGCC-CCS | 0 | 0 | 0 | 0 | 0 | 0
WT_off | 0 | 0 | 0 | 0 | 0 | 0
PseudoUnit | 0 | 0 | 0 | 0 | 0 | 0
FixedInterchange | 0 | 0 | 0 | 0 | 0 | 0
CO2 Emissions (MMmetricTons): NYISO_A-F
ReportingType | 2015 | 2020 | 2025 | 2030 | 2035 | 2040
BM | 0 | 0 | 0 | 0 | 0 | 0
CC | 2.83 | 3.58 | 2.63 | 2.26 | 0.35 | 0.46
CSP | 0 | 0 | 0 | 0 | 0 | 0
CT | 0 | 0 | 0 | 0 | 0 | 0
Coal | 0 | 0 | 0 | 0 | 0 | 0
Geo | 0 | 0 | 0 | 0 | 0 | 0
H | 0 | 0 | 0 | 0 | 0 | 0
LFG | 0 | 0 | 0 | 0 | 0 | 0
Nuc | 0 | 0 | 0 | 0 | 0 | 0
PS | 0 | 0 | 0 | 0 | 0 | 0
PV | 0 | 0 | 0 | 0 | 0 | 0
PeakG | 0 | 0 | 0 | 0 | 0 | 0
PeakO | 0 | 0 | 0 | 0 | 0 | 0
ST | 0 | 0 | 0 | 0 | 0 | 0
STOG | 0 | 0 | 0 | 0 | 0 | 0
STWD | 0 | 0 | 0 | 0 | 0 | 0
WT | 0 | 0 | 0 | 0 | 0 | 0
IGCC | 0 | 0 | 0 | 0 | 0 | 0
DemandResponse | 0 | 0 | 0 | 0 | 0 | 0
IGCC-CCS | 0 | 0 | 0 | 0 | 0 | 0
WT_off | 0 | 0 | 0 | 0 | 0 | 0
PseudoUnit | 0 | 0 | 0 | 0 | 0 | 0
FixedInterchange | 0 | 0 | 0 | 0 | 0 | 0
CO2 Emissions (MMmetricTons): NYISO_G-I
ReportingType | 2015 | 2020 | 2025 | 2030 | 2035 | 2040
BM | 0 | 0 | 0 | 0 | 0 | 0
CC | 1.46 | 2.52 | 1.6 | 0.78 | 0.64 | 0.37
CSP | 0 | 0 | 0 | 0 | 0 | 0
CT | 0 | 0 | 0 | 0 | 0 | 0
Coal | 0 | 0 | 0 | 0 | 0 | 0
Geo | 0 | 0 | 0 | 0 | 0 | 0
H | 0 | 0 | 0 | 0 | 0 | 0
LFG | 0 | 0 | 0 | 0 | 0 | 0
Nuc | 0 | 0 | 0 | 0 | 0 | 0
PS | 0 | 0 | 0 | 0 | 0 | 0
PV | 0 | 0 | 0 | 0 | 0 | 0
PeakG | 0 | 0 | 0 | 0 | 0 | 0
PeakO | 0 | 0 | 0 | 0 | 0 | 0
ST | 0 | 0 | 0 | 0 | 0 | 0
STOG | 0 | 0 | 0 | 0 | 0 | 0
STWD | 0 | 0 | 0 | 0 | 0 | 0
WT | 0 | 0 | 0 | 0 | 0 | 0
IGCC | 0 | 0 | 0 | 0 | 0 | 0
DemandResponse | 0 | 0 | 0 | 0 | 0 | 0
IGCC-CCS | 0 | 0 | 0 | 0 | 0 | 0
WT_off | 0 | 0 | 0 | 0 | 0 | 0
PseudoUnit | 0 | 0 | 0 | 0 | 0 | 0
FixedInterchange | 0 | 0 | 0 | 0 | 0 | 0
CO2 Emissions (MMmetricTons): NYISO_J-K
ReportingType | 2015 | 2020 | 2025 | 2030 | 2035 | 2040
BM | 0 | 0 | 0 | 0 | 0 | 0
CC | 8.69 | 9.19 | 8.97 | 7.95 | 4.82 | 4.17
CSP | 0 | 0 | 0 | 0 | 0 | 0
CT | 0 | 0 | 0 | 0 | 0 | 0
Coal | 0 | 0 | 0 | 0 | 0 | 0
Geo | 0 | 0 | 0 | 0 | 0 | 0
H | 0 | 0 | 0 | 0 | 0 | 0
LFG | 0 | 0 | 0 | 0 | 0 | 0
Nuc | 0 | 0 | 0 | 0 | 0 | 0
PS | 0 | 0 | 0 | 0 | 0 | 0
PV | 0 | 0 | 0 | 0 | 0 | 0
PeakG | 0.03 | 0.05 | 0.07 | 0.06 | 0.21 | 0.14
PeakO | 0 | 0 | 0 | 0 | 0 | 0
ST | 0 | 0 | 0 | 0 | 0 | 0
STOG | 0.27 | 0.37 | 0.48 | 0.55 | 0.24 | 0.16
STWD | 0 | 0 | 0 | 0 | 0 | 0
WT | 0 | 0 | 0 | 0 | 0 | 0
IGCC | 0 | 0 | 0 | 0 | 0 | 0
DemandResponse | 0 | 0 | 0 | 0 | 0 | 0
IGCC-CCS | 0 | 0 | 0 | 0 | 0 | 0
WT_off | 0 | 0 | 0 | 0 | 0 | 0
PseudoUnit | 0 | 0 | 0 | 0 | 0 | 0
FixedInterchange | 0 | 0 | 0 | 0 | 0 | 0
CO2 Emissions (MMmetricTons): PJM_E
ReportingType | 2015 | 2020 | 2025 | 2030 | 2035 | 2040
BM | 0 | 0 | 0 | 0 | 0 | 0
CC | 13.72 | 17.23 | 18.43 | 17.58 | 14.47 | 9.61
CSP | 0 | 0 | 0 | 0 | 0 | 0
CT | 0 | 0 | 0 | 0 | 0 | 0
Coal | 0.57 | 0.29 | 0.1 | 0 | 0.02 | 0.05
Geo | 0 | 0 | 0 | 0 | 0 | 0
H | 0 | 0 | 0 | 0 | 0 | 0
LFG | 0 | 0 | 0 | 0 | 0 | 0
Nuc | 0 | 0 | 0 | 0 | 0 | 0
PS | 0 | 0 | 0 | 0 | 0 | 0
PV | 0 | 0 | 0 | 0 | 0 | 0
PeakG | 0.05 | 0.27 | 0.28 | 0.54 | 0.15 | 0.15
PeakO | 0 | 0 | 0 | 0 | 0 | 0
ST | 0 | 0 | 0 | 0 | 0 | 0
STOG | 0.21 | 0.3 | 0.3 | 0.59 | 0.26 | 0
STWD | 0 | 0 | 0 | 0 | 0 | 0
WT | 0 | 0 | 0 | 0 | 0 | 0
IGCC | 0 | 0 | 0 | 0 | 0 | 0
DemandResponse | 0 | 0 | 0 | 0 | 0 | 0
IGCC-CCS | 0 | 0 | 0 | 0 | 0 | 0
WT_off | 0 | 0 | 0 | 0 | 0 | 0
PseudoUnit | 0 | 0 | 0 | 0 | 0 | 0
FixedInterchange | 0 | 0 | 0 | 0 | 0 | 0
CO2 Emissions (MMmetricTons): PJM_ROM
ReportingType | 2015 | 2020 | 2025 | 2030 | 2035 | 2040
BM | 0 | 0 | 0 | 0 | 0 | 0
CC | 6.36 | 8.52 | 9.42 | 8.74 | 6.72 | 3.8
CSP | 0 | 0 | 0 | 0 | 0 | 0
CT | 0 | 0 | 0 | 0 | 0 | 0
Coal | 29.1 | 10.87 | 0.81 | 0.1 | 0.28 | 0.28
Geo | 0 | 0 | 0 | 0 | 0 | 0
H | 0 | 0 | 0 | 0 | 0 | 0
LFG | 0 | 0 | 0 | 0 | 0 | 0
Nuc | 0 | 0 | 0 | 0 | 0 | 0
PS | 0 | 0 | 0 | 0 | 0 | 0
PV | 0 | 0 | 0 | 0 | 0 | 0
PeakG | 0 | 0.03 | 0.01 | 0.18 | 0.09 | 0.09
PeakO | 0 | 0 | 0 | 0 | 0 | 0
ST | 0 | 0 | 0 | 0 | 0 | 0
STOG | 0.39 | 0.69 | 0.76 | 0.76 | 0.39 | 0
STWD | 0 | 0 | 0 | 0 | 0 | 0
WT | 0 | 0 | 0 | 0 | 0 | 0
IGCC | 0 | 0 | 0 | 0 | 0 | 0
DemandResponse | 0 | 0 | 0 | 0 | 0 | 0
IGCC-CCS | 0 | 0 | 0 | 0 | 0 | 0
WT_off | 0 | 0 | 0 | 0 | 0 | 0
PseudoUnit | 0 | 0 | 0 | 0 | 0 | 0
FixedInterchange | 0 | 0 | 0 | 0 | 0 | 0
CO2 Emissions (MMmetricTons): PJM_ROR
ReportingType | 2015 | 2020 | 2025 | 2030 | 2035 | 2040
BM | 0 | 0 | 0 | 0 | 0 | 0
CC | 22.68 | 65.05 | 65.29 | 67.06 | 52.28 | 30.03
CSP | 0 | 0 | 0 | 0 | 0 | 0
CT | 0 | 0 | 0 | 0 | 0 | 0
Coal | 268.59 | 124.18 | 15.46 | 1.42 | 2.02 | 2.2
Geo | 0 | 0 | 0 | 0 | 0 | 0
H | 0 | 0 | 0 | 0 | 0 | 0
LFG | 0 | 0 | 0 | 0 | 0 | 0
Nuc | 0 | 0 | 0 | 0 | 0 | 0
PS | 0 | 0 | 0 | 0 | 0 | 0
PV | 0 | 0 | 0 | 0 | 0 | 0
PeakG | 0.69 | 0.68 | 0.67 | 0.94 | 0.47 | 0.22
PeakO | 0 | 0 | 0 | 0 | 0 | 0
ST | 0 | 0 | 0 | 0 | 0 | 0
STOG | 0.38 | 0.44 | 0.44 | 0.44 | 0.23 | 0
STWD | 0 | 0 | 0 | 0 | 0 | 0
WT | 0 | 0 | 0 | 0 | 0 | 0
IGCC | 0 | 0 | 0 | 0 | 0 | 0
DemandResponse | 0 | 0 | 0 | 0 | 0 | 0
IGCC-CCS | 0 | 0 | 0 | 0 | 0 | 0
WT_off | 0 | 0 | 0 | 0 | 0 | 0
PseudoUnit | 0 | 0 | 0 | 0 | 0 | 0
FixedInterchange | 0 | 0 | 0 | 0 | 0 | 0
CO2 Emissions (MMmetricTons): SOCO
ReportingType | 2015 | 2020 | 2025 | 2030 | 2035 | 2040
BM | 0 | 0 | 0 | 0 | 0 | 0
CC | 47.31 | 58.24 | 59.54 | 51.61 | 25 | 10.4
CSP | 0 | 0 | 0 | 0 | 0 | 0
CT | 0 | 0 | 0 | 0 | 0 | 0
Coal | 56.01 | 24.01 | 1.23 | 0.51 | 0.62 | 0.62
Geo | 0 | 0 | 0 | 0 | 0 | 0
H | 0 | 0 | 0 | 0 | 0 | 0
LFG | 0 | 0 | 0 | 0 | 0 | 0
Nuc | 0 | 0 | 0 | 0 | 0 | 0
PS | 0 | 0 | 0 | 0 | 0 | 0
PV | 0 | 0 | 0 | 0 | 0 | 0
PeakG | 0.38 | 0.45 | 0.64 | 0.84 | 0 | 0
PeakO | 0 | 0 | 0 | 0 | 0 | 0
ST | 0 | 0 | 0 | 0 | 0 | 0
STOG | 0 | 0 | 0 | 0 | 0 | 0
STWD | 0 | 0 | 0 | 0 | 0 | 0
WT | 0 | 0 | 0 | 0 | 0 | 0
IGCC | 0 | 0 | 0 | 0 | 0 | 0
DemandResponse | 0 | 0 | 0 | 0 | 0 | 0
IGCC-CCS | 0 | 0 | 0 | 0 | 0 | 0
WT_off | 0 | 0 | 0 | 0 | 0 | 0
PseudoUnit | 0 | 0 | 0 | 0 | 0 | 0
FixedInterchange | 0 | 0 | 0 | 0 | 0 | 0
CO2 Emissions (MMmetricTons): SPP_N
ReportingType | 2015 | 2020 | 2025 | 2030 | 2035 | 2040
BM | 0 | 0 | 0 | 0 | 0 | 0
CC | 2.22 | 0.58 | 0.36 | 0.56 | 0.28 | 0.1
CSP | 0 | 0 | 0 | 0 | 0 | 0
CT | 0 | 0.02 | 0 | 0 | 0 | 0
Coal | 57.36 | 32.19 | 0.56 | 0 | 0 | 0
Geo | 0 | 0 | 0 | 0 | 0 | 0
H | 0 | 0 | 0 | 0 | 0 | 0
LFG | 0 | 0 | 0 | 0 | 0 | 0
Nuc | 0 | 0 | 0 | 0 | 0 | 0
PS | 0 | 0 | 0 | 0 | 0 | 0
PV | 0 | 0 | 0 | 0 | 0 | 0
PeakG | 0.02 | 0 | 0 | 0 | 0 | 0
PeakO | 0 | 0 | 0 | 0 | 0 | 0
ST | 0 | 0 | 0 | 0 | 0 | 0
STOG | 0.2 | 0.12 | 0 | 0 | 0 | 0
STWD | 0 | 0 | 0 | 0 | 0 | 0
WT | 0 | 0 | 0 | 0 | 0 | 0
IGCC | 0 | 0 | 0 | 0 | 0 | 0
DemandResponse | 0 | 0 | 0 | 0 | 0 | 0
IGCC-CCS | 0 | 0 | 0 | 0 | 0 | 0
WT_off | 0 | 0 | 0 | 0 | 0 | 0
PseudoUnit | 0 | 0 | 0 | 0 | 0 | 0
FixedInterchange | 0 | 0 | 0 | 0 | 0 | 0
CO2 Emissions (MMmetricTons): SPP_S
ReportingType | 2015 | 2020 | 2025 | 2030 | 2035 | 2040
BM | 0 | 0 | 0 | 0 | 0 | 0
CC | 17.24 | 5.43 | 5.98 | 5.31 | 2.97 | 2.69
CSP | 0 | 0 | 0 | 0 | 0 | 0
CT | 0 | 0 | 0 | 0 | 0 | 0
Coal | 82.83 | 19.78 | 0.53 | 0 | 0 | 0
Geo | 0 | 0 | 0 | 0 | 0 | 0
H | 0 | 0 | 0 | 0 | 0 | 0
LFG | 0 | 0 | 0 | 0 | 0 | 0
Nuc | 0 | 0 | 0 | 0 | 0 | 0
PS | 0 | 0 | 0 | 0 | 0 | 0
PV | 0 | 0 | 0 | 0 | 0 | 0
PeakG | 0 | 0 | 0 | 0 | 0 | 0
PeakO | 0 | 0 | 0 | 0 | 0 | 0
ST | 0 | 0 | 0 | 0 | 0 | 0
STOG | 1.25 | 0.25 | 0.34 | 0.71 | 0.27 | 0.28
STWD | 0 | 0 | 0 | 0 | 0 | 0
WT | 0 | 0 | 0 | 0 | 0 | 0
IGCC | 0 | 0 | 0 | 0 | 0 | 0
DemandResponse | 0 | 0 | 0 | 0 | 0 | 0
IGCC-CCS | 0 | 0 | 0 | 0 | 0 | 0
WT_off | 0 | 0 | 0 | 0 | 0 | 0
PseudoUnit | 0 | 0 | 0 | 0 | 0 | 0
FixedInterchange | 0 | 0 | 0 | 0 | 0 | 0
CO2 Emissions (MMmetricTons): TVA
ReportingType | 2015 | 2020 | 2025 | 2030 | 2035 | 2040
BM | 0 | 0 | 0 | 0 | 0 | 0
CC | 11.32 | 23.8 | 26.21 | 24.35 | 15.35 | 6.83
CSP | 0 | 0 | 0 | 0 | 0 | 0
CT | 0 | 0 | 0 | 0 | 0 | 0
Coal | 49.31 | 16.68 | 0.79 | 0 | 0 | 0
Geo | 0 | 0 | 0 | 0 | 0 | 0
H | 0 | 0 | 0 | 0 | 0 | 0
LFG | 0 | 0 | 0 | 0 | 0 | 0
Nuc | 0 | 0 | 0 | 0 | 0 | 0
PS | 0 | 0 | 0 | 0 | 0 | 0
PV | 0 | 0 | 0 | 0 | 0 | 0
PeakG | 0 | 0 | 0 | 0 | 0 | 0
PeakO | 0 | 0 | 0 | 0 | 0 | 0
ST | 0 | 0 | 0 | 0 | 0 | 0
STOG | 0 | 0 | 0 | 0 | 0 | 0
STWD | 0 | 0 | 0 | 0 | 0 | 0
WT | 0 | 0 | 0 | 0 | 0 | 0
IGCC | 0 | 0 | 0 | 0 | 0 | 0
DemandResponse | 0 | 0 | 0 | 0 | 0 | 0
IGCC-CCS | 0 | 0 | 0 | 0 | 0 | 0
WT_off | 0 | 0 | 0 | 0 | 0 | 0
PseudoUnit | 0 | 0 | 0 | 0 | 0 | 0
FixedInterchange | 0 | 0 | 0 | 0 | 0 | 0
CO2 Emissions (MMmetricTons): TVA_Transmission
ReportingType | 2015 | 2020 | 2025 | 2030 | 2035 | 2040
BM | 0 | 0 | 0 | 0 | 0 | 0
CC | 0 | 0 | 0 | 0 | 0 | 0
CSP | 0 | 0 | 0 | 0 | 0 | 0
CT | 0 | 0 | 0 | 0 | 0 | 0
Coal | 0 | 0 | 0 | 0 | 0 | 0
Geo | 0 | 0 | 0 | 0 | 0 | 0
H | 0 | 0 | 0 | 0 | 0 | 0
LFG | 0 | 0 | 0 | 0 | 0 | 0
Nuc | 0 | 0 | 0 | 0 | 0 | 0
PS | 0 | 0 | 0 | 0 | 0 | 0
PV | 0 | 0 | 0 | 0 | 0 | 0
PeakG | 0 | 0 | 0 | 0 | 0 | 0
PeakO | 0 | 0 | 0 | 0 | 0 | 0
ST | 0 | 0 | 0 | 0 | 0 | 0
STOG | 0 | 0 | 0 | 0 | 0 | 0
STWD | 0 | 0 | 0 | 0 | 0 | 0
WT | 0 | 0 | 0 | 0 | 0 | 0
IGCC | 0 | 0 | 0 | 0 | 0 | 0
DemandResponse | 0 | 0 | 0 | 0 | 0 | 0
IGCC-CCS | 0 | 0 | 0 | 0 | 0 | 0
WT_off | 0 | 0 | 0 | 0 | 0 | 0
PseudoUnit | 0 | 0 | 0 | 0 | 0 | 0
FixedInterchange | 0 | 0 | 0 | 0 | 0 | 0
CO2 Emissions (MMmetricTons): VACAR
ReportingType | 2015 | 2020 | 2025 | 2030 | 2035 | 2040
BM | 0 | 0 | 0 | 0 | 0 | 0
CC | 37.93 | 38.86 | 38.99 | 36.04 | 22.6 | 5.51
CSP | 0 | 0 | 0 | 0 | 0 | 0
CT | 0.04 | 0.04 | 0.08 | 0.04 | 0.02 | 0
Coal | 36.9 | 21.07 | 5.95 | 0.43 | 0.45 | 0.45
Geo | 0 | 0 | 0 | 0 | 0 | 0
H | 0 | 0 | 0 | 0 | 0 | 0
LFG | 0 | 0 | 0 | 0 | 0 | 0
Nuc | 0 | 0 | 0 | 0 | 0 | 0
PS | 0 | 0 | 0 | 0 | 0 | 0
PV | 0 | 0 | 0 | 0 | 0 | 0
PeakG | 0.06 | 0.12 | 0.24 | 0.3 | 0.06 | 0.06
PeakO | 0 | 0 | 0 | 0 | 0 | 0
ST | 0 | 0 | 0 | 0 | 0 | 0
STOG | 0 | 0 | 0 | 0 | 0 | 0
STWD | 0 | 0 | 0 | 0 | 0 | 0
WT | 0 | 0 | 0 | 0 | 0 | 0
IGCC | 0 | 0 | 0 | 0 | 0 | 0
DemandResponse | 0 | 0 | 0 | 0 | 0 | 0
IGCC-CCS | 0 | 0 | 0 | 0 | 0 | 0
WT_off | 0 | 0 | 0 | 0 | 0 | 0
PseudoUnit | 0 | 0 | 0 | 0 | 0 | 0
FixedInterchange | 0 | 0 | 0 | 0 | 0 | 0
CO2 Emissions (MMmetricTons): IESO
ReportingType | 2015 | 2020 | 2025 | 2030 | 2035 | 2040
BM | 0 | 0 | 0 | 0 | 0 | 0
CC | 3.12 | 2.19 | 0.09 | 0.05 | 0 | 0.05
CSP | 0 | 0 | 0 | 0 | 0 | 0
CT | 0.01 | 0.01 | 0 | 0 | 0 | 0
Coal | 0 | 0 | 0 | 0 | 0 | 0
Geo | 0 | 0 | 0 | 0 | 0 | 0
H | 0 | 0 | 0 | 0 | 0 | 0
LFG | 0 | 0 | 0 | 0 | 0 | 0
Nuc | 0 | 0 | 0 | 0 | 0 | 0
PS | 0 | 0 | 0 | 0 | 0 | 0
PV | 0 | 0 | 0 | 0 | 0 | 0
PeakG | 0 | 0 | 0 | 0 | 0 | 0
PeakO | 0 | 0 | 0 | 0 | 0 | 0
ST | 0 | 0 | 0 | 0 | 0 | 0
STOG | 0 | 0 | 0 | 0 | 0 | 0
STWD | 0 | 0 | 0 | 0 | 0 | 0
WT | 0 | 0 | 0 | 0 | 0 | 0
IGCC | 0 | 0 | 0 | 0 | 0 | 0
DemandResponse | 0 | 0 | 0 | 0 | 0 | 0
IGCC-CCS | 0 | 0 | 0 | 0 | 0 | 0
WT_off | 0 | 0 | 0 | 0 | 0 | 0
PseudoUnit | 0 | 0 | 0 | 0 | 0 | 0
FixedInterchange | 0 | 0 | 0 | 0 | 0 | 0
CO2 Emissions (MMmetricTons): MAPP_CA
ReportingType | 2015 | 2020 | 2025 | 2030 | 2035 | 2040
BM | 0 | 0 | 0 | 0 | 0 | 0
CC | 2.94 | 2.94 | 0.56 | 0 | 0 | 0
CSP | 0 | 0 | 0 | 0 | 0 | 0
CT | 0 | 0 | 0 | 0 | 0 | 0
Coal | 0.23 | 0.05 | 0 | 0 | 0 | 0
Geo | 0 | 0 | 0 | 0 | 0 | 0
H | 0 | 0 | 0 | 0 | 0 | 0
LFG | 0 | 0 | 0 | 0 | 0 | 0
Nuc | 0 | 0 | 0 | 0 | 0 | 0
PS | 0 | 0 | 0 | 0 | 0 | 0
PV | 0 | 0 | 0 | 0 | 0 | 0
PeakG | 0.04 | 0.01 | 0 | 0 | 0 | 0
PeakO | 0 | 0 | 0 | 0 | 0 | 0
ST | 0 | 0 | 0 | 0 | 0 | 0
STOG | 0.01 | 0 | 0 | 0 | 0 | 0
STWD | 0 | 0 | 0 | 0 | 0 | 0
WT | 0 | 0 | 0 | 0 | 0 | 0
IGCC | 0 | 0 | 0 | 0 | 0 | 0
DemandResponse | 0 | 0 | 0 | 0 | 0 | 0
IGCC-CCS | 0 | 0 | 0 | 0 | 0 | 0
WT_off | 0 | 0 | 0 | 0 | 0 | 0
PseudoUnit | 0 | 0 | 0 | 0 | 0 | 0
FixedInterchange | 0 | 0 | 0 | 0 | 0 | 0
CO2 Emissions (MMmetricTons): AZ_NM_SNV_Coal
ReportingType | 2015 | 2020 | 2025 | 2030 | 2035 | 2040
BM | 0 | 0 | 0 | 0 | 0 | 0
CC | 0 | 0 | 0 | 0 | 0 | 0
CSP | 0 | 0 | 0 | 0 | 0 | 0
CT | 0 | 0 | 0 | 0 | 0 | 0
Coal | 50.75 | 45.25 | 20.22 | 0 | 0.35 | 0.36
Geo | 0 | 0 | 0 | 0 | 0 | 0
H | 0 | 0 | 0 | 0 | 0 | 0
LFG | 0 | 0 | 0 | 0 | 0 | 0
Nuc | 0 | 0 | 0 | 0 | 0 | 0
PS | 0 | 0 | 0 | 0 | 0 | 0
PV | 0 | 0 | 0 | 0 | 0 | 0
PeakG | 0 | 0 | 0 | 0 | 0 | 0
PeakO | 0 | 0 | 0 | 0 | 0 | 0
ST | 0 | 0 | 0 | 0 | 0 | 0
STOG | 0 | 0 | 0 | 0 | 0 | 0
STWD | 0 | 0 | 0 | 0 | 0 | 0
WT | 0 | 0 | 0 | 0 | 0 | 0
IGCC | 0 | 0 | 0 | 0 | 0 | 0
DemandResponse | 0 | 0 | 0 | 0 | 0 | 0
IGCC-CCS | 0 | 0 | 0 | 0 | 0 | 0
WT_off | 0 | 0 | 0 | 0 | 0 | 0
PseudoUnit | 0 | 0 | 0 | 0 | 0 | 0
FixedInterchange | 0 | 0 | 0 | 0 | 0 | 0
CO2 Emissions (MMmetricTons): AZ_NM_SNV_Gas
ReportingType | 2015 | 2020 | 2025 | 2030 | 2035 | 2040
BM | 0 | 0 | 0 | 0 | 0 | 0
CC | 23 | 18.53 | 29.31 | 22.17 | 8 | 4.08
CSP | 0 | 0 | 0 | 0 | 0 | 0
CT | 0 | 0 | 0 | 0 | 0 | 0
Coal | 0 | 0 | 0 | 0 | 0 | 0
Geo | 0 | 0 | 0 | 0 | 0 | 0
H | 0 | 0 | 0 | 0 | 0 | 0
LFG | 0 | 0 | 0 | 0 | 0 | 0
Nuc | 0 | 0 | 0 | 0 | 0 | 0
PS | 0 | 0 | 0 | 0 | 0 | 0
PV | 0 | 0 | 0 | 0 | 0 | 0
PeakG | 0 | 0 | 0 | 0 | 0 | 0
PeakO | 0 | 0 | 0 | 0 | 0 | 0
ST | 0 | 0 | 0 | 0 | 0 | 0
STOG | 0 | 0 | 0 | 0 | 0 | 0
STWD | 0 | 0 | 0 | 0 | 0 | 0
WT | 0 | 0 | 0 | 0 | 0 | 0
IGCC | 0 | 0 | 0 | 0 | 0 | 0
DemandResponse | 0 | 0 | 0 | 0 | 0 | 0
IGCC-CCS | 0 | 0 | 0 | 0 | 0 | 0
WT_off | 0 | 0 | 0 | 0 | 0 | 0
PseudoUnit | 0 | 0 | 0 | 0 | 0 | 0
FixedInterchange | 0 | 0 | 0 | 0 | 0 | 0
CO2 Emissions (MMmetricTons): AZ_NM_SNV_NucRenew
ReportingType | 2015 | 2020 | 2025 | 2030 | 2035 | 2040
BM | 0 | 0 | 0 | 0 | 0 | 0
CC | 0 | 0 | 0 | 0 | 0 | 0
CSP | 0 | 0 | 0 | 0 | 0 | 0
CT | 0 | 0 | 0 | 0 | 0 | 0
Coal | 0 | 0 | 0 | 0 | 0 | 0
Geo | 0 | 0 | 0 | 0 | 0 | 0
H | 0 | 0 | 0 | 0 | 0 | 0
LFG | 0 | 0 | 0 | 0 | 0 | 0
Nuc | 0 | 0 | 0 | 0 | 0 | 0
PS | 0 | 0 | 0 | 0 | 0 | 0
PV | 0 | 0 | 0 | 0 | 0 | 0
PeakG | 0 | 0 | 0 | 0 | 0 | 0
PeakO | 0 | 0 | 0 | 0 | 0 | 0
ST | 0 | 0 | 0 | 0 | 0 | 0
STOG | 0 | 0 | 0 | 0 | 0 | 0
STWD | 0 | 0 | 0 | 0 | 0 | 0
WT | 0 | 0 | 0 | 0 | 0 | 0
IGCC | 0 | 0 | 0 | 0 | 0 | 0
DemandResponse | 0 | 0 | 0 | 0 | 0 | 0
IGCC-CCS | 0 | 0 | 0 | 0 | 0 | 0
WT_off | 0 | 0 | 0 | 0 | 0 | 0
PseudoUnit | 0 | 0 | 0 | 0 | 0 | 0
FixedInterchange | 0 | 0 | 0 | 0 | 0 | 0
CO2 Emissions (MMmetricTons): ERCOT
ReportingType | 2015 | 2020 | 2025 | 2030 | 2035 | 2040
BM | 0 | 0 | 0 | 0 | 0 | 0
CC | 66.73 | 81.49 | 70.31 | 67.91 | 37.2 | 28.04
CSP | 0 | 0 | 0 | 0 | 0 | 0
CT | 0 | 0 | 0 | 0 | 0 | 0
Coal | 69.58 | 29.55 | 1.47 | 0.6 | 0.78 | 0.78
Geo | 0 | 0 | 0 | 0 | 0 | 0
H | 0 | 0 | 0 | 0 | 0 | 0
LFG | 0 | 0 | 0 | 0 | 0 | 0
Nuc | 0 | 0 | 0 | 0 | 0 | 0
PS | 0 | 0 | 0 | 0 | 0 | 0
PV | 0 | 0 | 0 | 0 | 0 | 0
PeakG | 0 | 0 | 0 | 0 | 0.02 | 0.03
PeakO | 0 | 0 | 0 | 0 | 0 | 0
ST | 0 | 0 | 0 | 0 | 0 | 0
STOG | 1.18 | 1.89 | 0.54 | 0.87 | 0 | 0
STWD | 0 | 0 | 0 | 0 | 0 | 0
WT | 0 | 0 | 0 | 0 | 0 | 0
IGCC | 0 | 0 | 0 | 0 | 0 | 0
DemandResponse | 0 | 0 | 0 | 0 | 0 | 0
IGCC-CCS | 0 | 0 | 0 | 0 | 0 | 0
WT_off | 0 | 0 | 0 | 0 | 0 | 0
PseudoUnit | 0 | 0 | 0 | 0 | 0 | 0
FixedInterchange | 0 | 0 | 0 | 0 | 0 | 0
CO2 Emissions (MMmetricTons): NP15
ReportingType | 2015 | 2020 | 2025 | 2030 | 2035 | 2040
BM | 0 | 0 | 0 | 0 | 0 | 0
CC | 25.71 | 23.91 | 26.31 | 24.19 | 9.59 | 3.55
CSP | 0 | 0 | 0 | 0 | 0 | 0
CT | 0 | 0 | 0 | 0 | 0 | 0
Coal | 1.57 | 0.24 | 0.24 | 0 | 0 | 0
Geo | 0 | 0 | 0 | 0 | 0 | 0
H | 0 | 0 | 0 | 0 | 0 | 0
LFG | 0 | 0 | 0 | 0 | 0 | 0
Nuc | 0 | 0 | 0 | 0 | 0 | 0
PS | 0 | 0 | 0 | 0 | 0 | 0
PV | 0 | 0 | 0 | 0 | 0 | 0
PeakG | 0 | 0 | 0 | 0 | 0 | 0
PeakO | 0 | 0 | 0 | 0 | 0 | 0
ST | 0 | 0 | 0 | 0 | 0 | 0
STOG | 0.02 | 0.01 | 0.05 | 0.03 | 0 | 0
STWD | 0 | 0 | 0 | 0 | 0 | 0
WT | 0 | 0 | 0 | 0 | 0 | 0
IGCC | 0 | 0 | 0 | 0 | 0 | 0
DemandResponse | 0 | 0 | 0 | 0 | 0 | 0
IGCC-CCS | 0 | 0 | 0 | 0 | 0 | 0
WT_off | 0 | 0 | 0 | 0 | 0 | 0
PseudoUnit | 0 | 0 | 0 | 0 | 0 | 0
FixedInterchange | 0 | 0 | 0 | 0 | 0 | 0
CO2 Emissions (MMmetricTons): NWPP_Coal
ReportingType | 2015 | 2020 | 2025 | 2030 | 2035 | 2040
BM | 0 | 0 | 0 | 0 | 0 | 0
CC | 0 | 0 | 0 | 0 | 0 | 0
CSP | 0 | 0 | 0 | 0 | 0 | 0
CT | 0 | 0 | 0 | 0 | 0 | 0
Coal | 56.55 | 44.93 | 16.81 | 0.16 | 0.16 | 0.16
Geo | 0 | 0 | 0 | 0 | 0 | 0
H | 0 | 0 | 0 | 0 | 0 | 0
LFG | 0 | 0 | 0 | 0 | 0 | 0
Nuc | 0 | 0 | 0 | 0 | 0 | 0
PS | 0 | 0 | 0 | 0 | 0 | 0
PV | 0 | 0 | 0 | 0 | 0 | 0
PeakG | 0 | 0 | 0 | 0 | 0 | 0
PeakO | 0 | 0 | 0 | 0 | 0 | 0
ST | 0 | 0 | 0 | 0 | 0 | 0
STOG | 0 | 0 | 0 | 0 | 0 | 0
STWD | 0 | 0 | 0 | 0 | 0 | 0
WT | 0 | 0 | 0 | 0 | 0 | 0
IGCC | 0 | 0 | 0 | 0 | 0 | 0
DemandResponse | 0 | 0 | 0 | 0 | 0 | 0
IGCC-CCS | 0 | 0 | 0 | 0 | 0 | 0
WT_off | 0 | 0 | 0 | 0 | 0 | 0
PseudoUnit | 0 | 0 | 0 | 0 | 0 | 0
FixedInterchange | 0 | 0 | 0 | 0 | 0 | 0
CO2 Emissions (MMmetricTons): NWPP_Gas
ReportingType | 2015 | 2020 | 2025 | 2030 | 2035 | 2040
BM | 0 | 0 | 0 | 0 | 0 | 0
CC | 17.03 | 20.36 | 21.6 | 21.6 | 2.6 | 1.11
CSP | 0 | 0 | 0 | 0 | 0 | 0
CT | 0 | 0 | 0 | 0 | 0 | 0
Coal | 0 | 0 | 0 | 0 | 0 | 0
Geo | 0 | 0 | 0 | 0 | 0 | 0
H | 0 | 0 | 0 | 0 | 0 | 0
LFG | 0 | 0 | 0 | 0 | 0 | 0
Nuc | 0 | 0 | 0 | 0 | 0 | 0
PS | 0 | 0 | 0 | 0 | 0 | 0
PV | 0 | 0 | 0 | 0 | 0 | 0
PeakG | 0 | 0 | 0 | 0 | 0 | 0
PeakO | 0 | 0 | 0 | 0 | 0 | 0
ST | 0 | 0 | 0 | 0 | 0 | 0
STOG | 0 | 0 | 0 | 0 | 0 | 0
STWD | 0 | 0 | 0 | 0 | 0 | 0
WT | 0 | 0 | 0 | 0 | 0 | 0
IGCC | 0 | 0 | 0 | 0 | 0 | 0
DemandResponse | 0 | 0 | 0 | 0 | 0 | 0
IGCC-CCS | 0 | 0 | 0 | 0 | 0 | 0
WT_off | 0 | 0 | 0 | 0 | 0 | 0
PseudoUnit | 0 | 0 | 0 | 0 | 0 | 0
FixedInterchange | 0 | 0 | 0 | 0 | 0 | 0
CO2 Emissions (MMmetricTons): NWPP_NucRenew
ReportingType | 2015 | 2020 | 2025 | 2030 | 2035 | 2040
BM | 0 | 0 | 0 | 0 | 0 | 0
CC | 0 | 0 | 0 | 0 | 0 | 0
CSP | 0 | 0 | 0 | 0 | 0 | 0
CT | 0 | 0 | 0 | 0 | 0 | 0
Coal | 0 | 0 | 0 | 0 | 0 | 0
Geo | 0 | 0 | 0 | 0 | 0 | 0
H | 0 | 0 | 0 | 0 | 0 | 0
LFG | 0 | 0 | 0 | 0 | 0 | 0
Nuc | 0 | 0 | 0 | 0 | 0 | 0
PS | 0 | 0 | 0 | 0 | 0 | 0
PV | 0 | 0 | 0 | 0 | 0 | 0
PeakG | 0 | 0 | 0 | 0 | 0 | 0
PeakO | 0 | 0 | 0 | 0 | 0 | 0
ST | 0 | 0 | 0 | 0 | 0 | 0
STOG | 0 | 0 | 0 | 0 | 0 | 0
STWD | 0 | 0 | 0 | 0 | 0 | 0
WT | 0 | 0 | 0 | 0 | 0 | 0
IGCC | 0 | 0 | 0 | 0 | 0 | 0
DemandResponse | 0 | 0 | 0 | 0 | 0 | 0
IGCC-CCS | 0 | 0 | 0 | 0 | 0 | 0
WT_off | 0 | 0 | 0 | 0 | 0 | 0
PseudoUnit | 0 | 0 | 0 | 0 | 0 | 0
FixedInterchange | 0 | 0 | 0 | 0 | 0 | 0
CO2 Emissions (MMmetricTons): RMPA
ReportingType | 2015 | 2020 | 2025 | 2030 | 2035 | 2040
BM | 0 | 0 | 0 | 0 | 0 | 0
CC | 2.34 | 2.8 | 5.1 | 4.32 | 1.91 | 1.3
CSP | 0 | 0 | 0 | 0 | 0 | 0
CT | 0 | 0 | 0 | 0 | 0 | 0
Coal | 55.13 | 44.59 | 7.99 | 0.45 | 0.41 | 0.41
Geo | 0 | 0 | 0 | 0 | 0 | 0
H | 0 | 0 | 0 | 0 | 0 | 0
LFG | 0 | 0 | 0 | 0 | 0 | 0
Nuc | 0 | 0 | 0 | 0 | 0 | 0
PS | 0 | 0 | 0 | 0 | 0 | 0
PV | 0 | 0 | 0 | 0 | 0 | 0
PeakG | 0 | 0 | 0 | 0 | 0 | 0
PeakO | 0 | 0 | 0 | 0 | 0 | 0
ST | 0 | 0 | 0 | 0 | 0 | 0
STOG | 0 | 0 | 0 | 0 | 0 | 0
STWD | 0 | 0 | 0 | 0 | 0 | 0
WT | 0 | 0 | 0 | 0 | 0 | 0
IGCC | 0 | 0 | 0 | 0 | 0 | 0
DemandResponse | 0 | 0 | 0 | 0 | 0 | 0
IGCC-CCS | 0 | 0 | 0 | 0 | 0 | 0
WT_off | 0 | 0 | 0 | 0 | 0 | 0
PseudoUnit | 0 | 0 | 0 | 0 | 0 | 0
FixedInterchange | 0 | 0 | 0 | 0 | 0 | 0
CO2 Emissions (MMmetricTons): SP15
ReportingType | 2015 | 2020 | 2025 | 2030 | 2035 | 2040
BM | 0 | 0 | 0 | 0 | 0 | 0
CC | 27.52 | 27.63 | 31.92 | 28.74 | 16.17 | 8.4
CSP | 0 | 0 | 0 | 0 | 0 | 0
CT | 0 | 0 | 0 | 0 | 0 | 0
Coal | 1.49 | 0.81 | 0.81 | 0 | 0 | 0
Geo | 0 | 0 | 0 | 0 | 0 | 0
H | 0 | 0 | 0 | 0 | 0 | 0
LFG | 0 | 0 | 0 | 0 | 0 | 0
Nuc | 0 | 0 | 0 | 0 | 0 | 0
PS | 0 | 0 | 0 | 0 | 0 | 0
PV | 0 | 0 | 0 | 0 | 0 | 0
PeakG | 0 | 0 | 0 | 0 | 0 | 0
PeakO | 0 | 0 | 0 | 0 | 0 | 0
ST | 0 | 0 | 0 | 0 | 0 | 0
STOG | 0.44 | 0.18 | 0.24 | 0.12 | 0.01 | 0.02
STWD | 0 | 0 | 0 | 0 | 0 | 0
WT | 0 | 0 | 0 | 0 | 0 | 0
IGCC | 0 | 0 | 0 | 0 | 0 | 0
DemandResponse | 0 | 0 | 0 | 0 | 0 | 0
IGCC-CCS | 0 | 0 | 0 | 0 | 0 | 0
WT_off | 0 | 0 | 0 | 0 | 0 | 0
PseudoUnit | 0 | 0 | 0 | 0 | 0 | 0
FixedInterchange | 0 | 0 | 0 | 0 | 0 | 0
CO2 Emissions (MMmetricTons): ALB
ReportingType | 2015 | 2020 | 2025 | 2030 | 2035 | 2040
BM | 0 | 0 | 0 | 0 | 0 | 0
CC | 6.6 | 7.19 | 7.04 | 0.71 | 0.11 | 0
CSP | 0 | 0 | 0 | 0 | 0 | 0
CT | 0 | 0 | 0 | 0 | 0 | 0
Coal | 45.36 | 45.36 | 45.36 | 0.01 | 0 | 0
Geo | 0 | 0 | 0 | 0 | 0 | 0
H | 0 | 0 | 0 | 0 | 0 | 0
LFG | 0 | 0 | 0 | 0 | 0 | 0
Nuc | 0 | 0 | 0 | 0 | 0 | 0
PS | 0 | 0 | 0 | 0 | 0 | 0
PV | 0 | 0 | 0 | 0 | 0 | 0
PeakG | 0 | 0 | 0 | 0 | 0 | 0
PeakO | 0 | 0 | 0 | 0 | 0 | 0
ST | 0 | 0 | 0 | 0 | 0 | 0
STOG | 0 | 0 | 0 | 0 | 0 | 0
STWD | 0 | 0 | 0 | 0 | 0 | 0
WT | 0 | 0 | 0 | 0 | 0 | 0
IGCC | 0 | 0 | 0 | 0 | 0 | 0
DemandResponse | 0 | 0 | 0 | 0 | 0 | 0
IGCC-CCS | 0 | 0 | 0 | 0 | 0 | 0
WT_off | 0 | 0 | 0 | 0 | 0 | 0
PseudoUnit | 0 | 0 | 0 | 0 | 0 | 0
FixedInterchange | 0 | 0 | 0 | 0 | 0 | 0
CO2 Emissions (MMmetricTons): BC
ReportingType | 2015 | 2020 | 2025 | 2030 | 2035 | 2040
BM | 0 | 0 | 0 | 0 | 0 | 0
CC | 1.64 | 1.64 | 1.64 | 1.04 | 0.24 | 0
CSP | 0 | 0 | 0 | 0 | 0 | 0
CT | 0 | 0 | 0 | 0 | 0 | 0
Coal | 0 | 0 | 0 | 0 | 0 | 0
Geo | 0 | 0 | 0 | 0 | 0 | 0
H | 0 | 0 | 0 | 0 | 0 | 0
LFG | 0 | 0 | 0 | 0 | 0 | 0
Nuc | 0 | 0 | 0 | 0 | 0 | 0
PS | 0 | 0 | 0 | 0 | 0 | 0
PV | 0 | 0 | 0 | 0 | 0 | 0
PeakG | 0 | 0 | 0 | 0 | 0 | 0
PeakO | 0 | 0 | 0 | 0 | 0 | 0
ST | 0 | 0 | 0 | 0 | 0 | 0
STOG | 0 | 0 | 0 | 0 | 0 | 0
STWD | 0 | 0 | 0 | 0 | 0 | 0
WT | 0 | 0 | 0 | 0 | 0 | 0
IGCC | 0 | 0 | 0 | 0 | 0 | 0
DemandResponse | 0 | 0 | 0 | 0 | 0 | 0
IGCC-CCS | 0 | 0 | 0 | 0 | 0 | 0
WT_off | 0 | 0 | 0 | 0 | 0 | 0
PseudoUnit | 0 | 0 | 0 | 0 | 0 | 0
FixedInterchange | 0 | 0 | 0 | 0 | 0 | 0
CO2 Emissions (MMmetricTons): HQ_IESO
ReportingType | 2015 | 2020 | 2025 | 2030 | 2035 | 2040
BM | 0 | 0 | 0 | 0 | 0 | 0
CC | 0 | 0 | 0 | 0 | 0 | 0
CSP | 0 | 0 | 0 | 0 | 0 | 0
CT | 0 | 0 | 0 | 0 | 0 | 0
Coal | 0 | 0 | 0 | 0 | 0 | 0
Geo | 0 | 0 | 0 | 0 | 0 | 0
H | 0 | 0 | 0 | 0 | 0 | 0
LFG | 0 | 0 | 0 | 0 | 0 | 0
Nuc | 0 | 0 | 0 | 0 | 0 | 0
PS | 0 | 0 | 0 | 0 | 0 | 0
PV | 0 | 0 | 0 | 0 | 0 | 0
PeakG | 0 | 0 | 0 | 0 | 0 | 0
PeakO | 0 | 0 | 0 | 0 | 0 | 0
ST | 0 | 0 | 0 | 0 | 0 | 0
STOG | 0 | 0 | 0 | 0 | 0 | 0
STWD | 0 | 0 | 0 | 0 | 0 | 0
WT | 0 | 0 | 0 | 0 | 0 | 0
IGCC | 0 | 0 | 0 | 0 | 0 | 0
DemandResponse | 0 | 0 | 0 | 0 | 0 | 0
IGCC-CCS | 0 | 0 | 0 | 0 | 0 | 0
WT_off | 0 | 0 | 0 | 0 | 0 | 0
PseudoUnit | 0 | 0 | 0 | 0 | 0 | 0
FixedInterchange | 0 | 0 | 0 | 0 | 0 | 0
CO2 Emissions (MMmetricTons): HQ_NEISO
ReportingType | 2015 | 2020 | 2025 | 2030 | 2035 | 2040
BM | 0 | 0 | 0 | 0 | 0 | 0
CC | 0 | 0 | 0 | 0 | 0 | 0
CSP | 0 | 0 | 0 | 0 | 0 | 0
CT | 0 | 0 | 0 | 0 | 0 | 0
Coal | 0 | 0 | 0 | 0 | 0 | 0
Geo | 0 | 0 | 0 | 0 | 0 | 0
H | 0 | 0 | 0 | 0 | 0 | 0
LFG | 0 | 0 | 0 | 0 | 0 | 0
Nuc | 0 | 0 | 0 | 0 | 0 | 0
PS | 0 | 0 | 0 | 0 | 0 | 0
PV | 0 | 0 | 0 | 0 | 0 | 0
PeakG | 0 | 0 | 0 | 0 | 0 | 0
PeakO | 0 | 0 | 0 | 0 | 0 | 0
ST | 0 | 0 | 0 | 0 | 0 | 0
STOG | 0 | 0 | 0 | 0 | 0 | 0
STWD | 0 | 0 | 0 | 0 | 0 | 0
WT | 0 | 0 | 0 | 0 | 0 | 0
IGCC | 0 | 0 | 0 | 0 | 0 | 0
DemandResponse | 0 | 0 | 0 | 0 | 0 | 0
IGCC-CCS | 0 | 0 | 0 | 0 | 0 | 0
WT_off | 0 | 0 | 0 | 0 | 0 | 0
PseudoUnit | 0 | 0 | 0 | 0 | 0 | 0
FixedInterchange | 0 | 0 | 0 | 0 | 0 | 0
CO2 Emissions (MMmetricTons): HQ_NY
ReportingType | 2015 | 2020 | 2025 | 2030 | 2035 | 2040
BM | 0 | 0 | 0 | 0 | 0 | 0
CC | 0 | 0 | 0 | 0 | 0 | 0
CSP | 0 | 0 | 0 | 0 | 0 | 0
CT | 0 | 0 | 0 | 0 | 0 | 0
Coal | 0 | 0 | 0 | 0 | 0 | 0
Geo | 0 | 0 | 0 | 0 | 0 | 0
H | 0 | 0 | 0 | 0 | 0 | 0
LFG | 0 | 0 | 0 | 0 | 0 | 0
Nuc | 0 | 0 | 0 | 0 | 0 | 0
PS | 0 | 0 | 0 | 0 | 0 | 0
PV | 0 | 0 | 0 | 0 | 0 | 0
PeakG | 0 | 0 | 0 | 0 | 0 | 0
PeakO | 0 | 0 | 0 | 0 | 0 | 0
ST | 0 | 0 | 0 | 0 | 0 | 0
STOG | 0 | 0 | 0 | 0 | 0 | 0
STWD | 0 | 0 | 0 | 0 | 0 | 0
WT | 0 | 0 | 0 | 0 | 0 | 0
IGCC | 0 | 0 | 0 | 0 | 0 | 0
DemandResponse | 0 | 0 | 0 | 0 | 0 | 0
IGCC-CCS | 0 | 0 | 0 | 0 | 0 | 0
WT_off | 0 | 0 | 0 | 0 | 0 | 0
PseudoUnit | 0 | 0 | 0 | 0 | 0 | 0
FixedInterchange | 0 | 0 | 0 | 0 | 0 | 0
CO2 Emissions (MMmetricTons): MARITIMES
ReportingType | 2015 | 2020 | 2025 | 2030 | 2035 | 2040
BM | 0 | 0 | 0 | 0 | 0 | 0
CC | 0 | 0 | 0 | 0 | 0 | 0
CSP | 0 | 0 | 0 | 0 | 0 | 0
CT | 0 | 0 | 0 | 0 | 0 | 0
Coal | 0 | 0 | 0 | 0 | 0 | 0
Geo | 0 | 0 | 0 | 0 | 0 | 0
H | 0 | 0 | 0 | 0 | 0 | 0
LFG | 0 | 0 | 0 | 0 | 0 | 0
Nuc | 0 | 0 | 0 | 0 | 0 | 0
PS | 0 | 0 | 0 | 0 | 0 | 0
PV | 0 | 0 | 0 | 0 | 0 | 0
PeakG | 0 | 0 | 0 | 0 | 0 | 0
PeakO | 0 | 0 | 0 | 0 | 0 | 0
ST | 0 | 0 | 0 | 0 | 0 | 0
STOG | 0 | 0 | 0 | 0 | 0 | 0
STWD | 0 | 0 | 0 | 0 | 0 | 0
WT | 0 | 0 | 0 | 0 | 0 | 0
IGCC | 0 | 0 | 0 | 0 | 0 | 0
DemandResponse | 0 | 0 | 0 | 0 | 0 | 0
IGCC-CCS | 0 | 0 | 0 | 0 | 0 | 0
WT_off | 0 | 0 | 0 | 0 | 0 | 0
PseudoUnit | 0 | 0 | 0 | 0 | 0 | 0
FixedInterchange | 0 | 0 | 0 | 0 | 0 | 0
CO2 Emissions (MMmetricTons): All
ReportingType | 2015 | 2020 | 2025 | 2030 | 2035 | 2040
BM | 0 | 0 | 0 | 0 | 0 | 0
CC | 482.61 | 620.97 | 617.72 | 544.8 | 292.93 | 165.2
CSP | 0 | 0 | 0 | 0 | 0 | 0
CT | 0.33 | 0.36 | 0.64 | 0.49 | 0.02 | 0
Coal | 1312.92 | 616.44 | 145.05 | 5.46 | 7.63 | 8.6
Geo | 0 | 0 | 0 | 0 | 0 | 0
H | 0 | 0 | 0 | 0 | 0 | 0
LFG | 0 | 0 | 0 | 0 | 0 | 0
Nuc | 0 | 0 | 0 | 0 | 0 | 0
PS | 0 | 0 | 0 | 0 | 0 | 0
PV | 0 | 0 | 0 | 0 | 0 | 0
PeakG | 1.84 | 2.48 | 2.4 | 3.12 | 1.15 | 0.81
PeakO | 0 | 0 | 0 | 0 | 0 | 0
ST | 0 | 0 | 0 | 0 | 0 | 0
STOG | 4.93 | 4.65 | 3.43 | 4.11 | 1.4 | 0.46
STWD | 0 | 0 | 0 | 0 | 0 | 0
WT | 0 | 0 | 0 | 0 | 0 | 0
IGCC | 3.76 | 3.76 | 1.62 | 0.1 | 0 | 0
DemandResponse | 0 | 0 | 0 | 0 | 0 | 0
IGCC-CCS | 0 | 0 | 0 | 0 | 0 | 0
WT_off | 0 | 0 | 0 | 0 | 0 | 0
PseudoUnit | 0 | 0 | 0 | 0 | 0 | 0
FixedInterchange | 0 | 0 | 0 | 0 | 0 | 0
CO2 Emissions (MMmetricTons): EI_US
ReportingType | 2015 | 2020 | 2025 | 2030 | 2035 | 2040
BM | 0 | 0 | 0 | 0 | 0 | 0
CC | 305.97 | 432.3 | 423.84 | 374.06 | 217.09 | 118.66
CSP | 0 | 0 | 0 | 0 | 0 | 0
CT | 0.33 | 0.35 | 0.64 | 0.48 | 0.02 | 0
Coal | 1032.26 | 405.66 | 52.16 | 4.25 | 5.94 | 6.89
Geo | 0 | 0 | 0 | 0 | 0 | 0
H | 0 | 0 | 0 | 0 | 0 | 0
LFG | 0 | 0 | 0 | 0 | 0 | 0
Nuc | 0 | 0 | 0 | 0 | 0 | 0
PS | 0 | 0 | 0 | 0 | 0 | 0
PV | 0 | 0 | 0 | 0 | 0 | 0
PeakG | 1.8 | 2.46 | 2.4 | 3.12 | 1.13 | 0.79
PeakO | 0 | 0 | 0 | 0 | 0 | 0
ST | 0 | 0 | 0 | 0 | 0 | 0
STOG | 3.28 | 2.57 | 2.61 | 3.09 | 1.39 | 0.44
STWD | 0 | 0 | 0 | 0 | 0 | 0
WT | 0 | 0 | 0 | 0 | 0 | 0
IGCC | 3.76 | 3.76 | 1.62 | 0.1 | 0 | 0
DemandResponse | 0 | 0 | 0 | 0 | 0 | 0
IGCC-CCS | 0 | 0 | 0 | 0 | 0 | 0
WT_off | 0 | 0 | 0 | 0 | 0 | 0
PseudoUnit | 0 | 0 | 0 | 0 | 0 | 0
FixedInterchange | 0 | 0 | 0 | 0 | 0 | 0
CO2 Emissions (MMmetricTons): EI_Canada
ReportingType | 2015 | 2020 | 2025 | 2030 | 2035 | 2040
BM | 0 | 0 | 0 | 0 | 0 | 0
CC | 6.06 | 5.13 | 0.65 | 0.05 | 0 | 0.05
CSP | 0 | 0 | 0 | 0 | 0 | 0
CT | 0.01 | 0.01 | 0 | 0 | 0 | 0
Coal | 0.23 | 0.05 | 0 | 0 | 0 | 0
Geo | 0 | 0 | 0 | 0 | 0 | 0
H | 0 | 0 | 0 | 0 | 0 | 0
LFG | 0 | 0 | 0 | 0 | 0 | 0
Nuc | 0 | 0 | 0 | 0 | 0 | 0
PS | 0 | 0 | 0 | 0 | 0 | 0
PV | 0 | 0 | 0 | 0 | 0 | 0
PeakG | 0.04 | 0.01 | 0 | 0 | 0 | 0
PeakO | 0 | 0 | 0 | 0 | 0 | 0
ST | 0 | 0 | 0 | 0 | 0 | 0
STOG | 0.01 | 0 | 0 | 0 | 0 | 0
STWD | 0 | 0 | 0 | 0 | 0 | 0
WT | 0 | 0 | 0 | 0 | 0 | 0
IGCC | 0 | 0 | 0 | 0 | 0 | 0
DemandResponse | 0 | 0 | 0 | 0 | 0 | 0
IGCC-CCS | 0 | 0 | 0 | 0 | 0 | 0
WT_off | 0 | 0 | 0 | 0 | 0 | 0
PseudoUnit | 0 | 0 | 0 | 0 | 0 | 0
FixedInterchange | 0 | 0 | 0 | 0 | 0 | 0
CO2 Emissions (MMmetricTons): EI
ReportingType | 2015 | 2020 | 2025 | 2030 | 2035 | 2040
BM | 0 | 0 | 0 | 0 | 0 | 0
CC | 312.03 | 437.42 | 424.49 | 374.11 | 217.09 | 118.71
CSP | 0 | 0 | 0 | 0 | 0 | 0
CT | 0.33 | 0.35 | 0.64 | 0.48 | 0.02 | 0
Coal | 1032.49 | 405.7 | 52.16 | 4.25 | 5.94 | 6.89
Geo | 0 | 0 | 0 | 0 | 0 | 0
H | 0 | 0 | 0 | 0 | 0 | 0
LFG | 0 | 0 | 0 | 0 | 0 | 0
Nuc | 0 | 0 | 0 | 0 | 0 | 0
PS | 0 | 0 | 0 | 0 | 0 | 0
PV | 0 | 0 | 0 | 0 | 0 | 0
PeakG | 1.84 | 2.48 | 2.4 | 3.12 | 1.13 | 0.79
PeakO | 0 | 0 | 0 | 0 | 0 | 0
ST | 0 | 0 | 0 | 0 | 0 | 0
STOG | 3.29 | 2.57 | 2.61 | 3.09 | 1.39 | 0.44
STWD | 0 | 0 | 0 | 0 | 0 | 0
WT | 0 | 0 | 0 | 0 | 0 | 0
IGCC | 3.76 | 3.76 | 1.62 | 0.1 | 0 | 0
DemandResponse | 0 | 0 | 0 | 0 | 0 | 0
IGCC-CCS | 0 | 0 | 0 | 0 | 0 | 0
WT_off | 0 | 0 | 0 | 0 | 0 | 0
PseudoUnit | 0 | 0 | 0 | 0 | 0 | 0
FixedInterchange | 0 | 0 | 0 | 0 | 0 | 0
CO2 Emissions (MMmetricTons): Outside_EI
ReportingType | 2015 | 2020 | 2025 | 2030 | 2035 | 2040
BM | 0 | 0 | 0 | 0 | 0 | 0
CC | 170.58 | 183.55 | 193.23 | 170.69 | 75.83 | 46.49
CSP | 0 | 0 | 0 | 0 | 0 | 0
CT | 0 | 0 | 0 | 0 | 0 | 0
Coal | 280.43 | 210.73 | 92.9 | 1.21 | 1.7 | 1.71
Geo | 0 | 0 | 0 | 0 | 0 | 0
H | 0 | 0 | 0 | 0 | 0 | 0
LFG | 0 | 0 | 0 | 0 | 0 | 0
Nuc | 0 | 0 | 0 | 0 | 0 | 0
PS | 0 | 0 | 0 | 0 | 0 | 0
PV | 0 | 0 | 0 | 0 | 0 | 0
PeakG | 0 | 0 | 0 | 0 | 0.02 | 0.03
PeakO | 0 | 0 | 0 | 0 | 0 | 0
ST | 0 | 0 | 0 | 0 | 0 | 0
STOG | 1.64 | 2.08 | 0.83 | 1.02 | 0.01 | 0.02
STWD | 0 | 0 | 0 | 0 | 0 | 0
WT | 0 | 0 | 0 | 0 | 0 | 0
IGCC | 0 | 0 | 0 | 0 | 0 | 0
DemandResponse | 0 | 0 | 0 | 0 | 0 | 0
IGCC-CCS | 0 | 0 | 0 | 0 | 0 | 0
WT_off | 0 | 0 | 0 | 0 | 0 | 0
PseudoUnit | 0 | 0 | 0 | 0 | 0 | 0
FixedInterchange | 0 | 0 | 0 | 0 | 0 | 0
#6 | 0: Fuel Cost [includes coal shadow price] ($million)
Fuel Cost by Reporting Type: Entergy
ReportingType | 2015 | 2020 | 2025 | 2030 | 2035 | 2040
BM | 0 | 0 | 0 | 0 | 0 | 120.49
CC | 3047.48 | 3635.06 | 2102.05 | 1174.76 | 649.89 | 583.98
CSP | 0 | 0 | 0 | 0 | 0 | 0
CT | 0 | 0 | 0 | 0 | 0 | 0
Coal | 1329.16 | 157.66 | 18.72 | 0 | 0 | 0
Geo | 0 | 0 | 0 | 0 | 0 | 0
H | 0 | 0 | 0 | 0 | 0 | 0
LFG | 0 | 0 | 0.14 | 0.14 | 0.14 | 0.14
Nuc | 372.97 | 380.57 | 404.36 | 412.26 | 347.06 | 272.43
PS | 0 | 0 | 0 | 0 | 0 | 0
PV | 0 | 0 | 0 | 0 | 0 | 0
PeakG | 0 | 0 | 0 | 0 | 0 | 0
PeakO | 0 | 0 | 0 | 0 | 0 | 0
ST | 0 | 0 | 0 | 0 | 0 | 0
STOG | 40.06 | 36.94 | 21.93 | 0 | 0 | 0
STWD | 0.16 | 6.51 | 6.35 | 11.11 | 66.46 | 100.49
WT | 0 | 0 | 0 | 0 | 0 | 0
IGCC | 0 | 0 | 0 | 0 | 0 | 0
DemandResponse | 0 | 0 | 0 | 0 | 0 | 0
IGCC-CCS | 0 | 0 | 0 | 0 | 0 | 0
WT_off | 0 | 0 | 0 | 0 | 0 | 0
PseudoUnit | 0 | 0 | 0 | 0 | 0 | 0
FixedInterchange | 0 | 0 | 0 | 0 | 0 | 0
Fuel Cost by Reporting Type: FRCC
ReportingType | 2015 | 2020 | 2025 | 2030 | 2035 | 2040
BM | 0 | 0 | 0 | 0 | 0 | 0
CC | 9221.86 | 10265.32 | 9971.62 | 7192.91 | 2341.24 | 2014.13
CSP | 0 | 0 | 0 | 0 | 0 | 0
CT | 37.17 | 39.97 | 72.94 | 46.06 | 0 | 0
Coal | 529.75 | 249.35 | 33.21 | 37.93 | 76.8 | 121.48
Geo | 0 | 0 | 0 | 0 | 0 | 0
H | 0 | 0 | 0 | 0 | 0 | 0
LFG | 0 | 0 | 0.25 | 0.25 | 0.25 | 0.25
Nuc | 282.48 | 288.24 | 425.31 | 651.09 | 1682.19 | 1962.03
PS | 0 | 0 | 0 | 0 | 0 | 0
PV | 0 | 0 | 0 | 0 | 0 | 0
PeakG | 29.69 | 51.48 | 60.11 | 13.5 | 13.18 | 11.41
PeakO | 0 | 0 | 0 | 0 | 0 | 0
ST | 0 | 0 | 0 | 0 | 0 | 0
STOG | 0 | 0 | 0 | 0 | 0 | 0
STWD | 9.7 | 14.91 | 28.31 | 100.84 | 100.84 | 100.84
WT | 0 | 0 | 0 | 0 | 0 | 0
IGCC | 0 | 0 | 0 | 0 | 0 | 0
DemandResponse | 0 | 0 | 0 | 0 | 0 | 0
IGCC-CCS | 0 | 0 | 0 | 0 | 0 | 0
WT_off | 0 | 0 | 0 | 0 | 0 | 0
PseudoUnit | 0 | 0 | 0 | 0 | 0 | 0
FixedInterchange | 0 | 0 | 0 | 0 | 0 | 0
Fuel Cost by Reporting Type: MAPP_US
ReportingType | 2015 | 2020 | 2025 | 2030 | 2035 | 2040
BM | 0 | 0 | 0 | 0 | 0 | 0
CC | 9.65 | 9.42 | 8.01 | 9.73 | 6.36 | 4.08
CSP | 0 | 0 | 0 | 0 | 0 | 0
CT | 0 | 0 | 0 | 0 | 0 | 0
Coal | 167.16 | 76.91 | 3.63 | 0 | 0 | 0
Geo | 0 | 0 | 0 | 0 | 0 | 0
H | 0 | 0 | 0 | 0 | 0 | 0
LFG | 0 | 0 | 0 | 0.09 | 0.09 | 0.09
Nuc | 0 | 0 | 0 | 0.01 | 0.02 | 0.05
PS | 0 | 0 | 0 | 0 | 0 | 0
PV | 0 | 0 | 0 | 0 | 0 | 0
PeakG | 3.9 | 5.7 | 1.45 | 4.05 | 2.17 | 2.44
PeakO | 0 | 0 | 0 | 0 | 0 | 0
ST | 0 | 0 | 0 | 0 | 0 | 0
STOG | 0 | 0 | 0 | 0 | 0 | 0
STWD | 0 | 0 | 0 | 0 | 0 | 0
WT | 0 | 0 | 0 | 0 | 0 | 0
IGCC | 0 | 0 | 0 | 0 | 0 | 0
DemandResponse | 0 | 0 | 0 | 0 | 0 | 0
IGCC-CCS | 0 | 0 | 0 | 0 | 0 | 0
WT_off | 0 | 0 | 0 | 0 | 0 | 0
PseudoUnit | 0 | 0 | 0 | 0 | 0 | 0
FixedInterchange | 0 | 0 | 0 | 0 | 0 | 0
Fuel Cost by Reporting Type: MISO_IN
ReportingType | 2015 | 2020 | 2025 | 2030 | 2035 | 2040
BM | 0 | 0 | 0 | 0 | 0 | 80.52
CC | 170.72 | 4734.64 | 4349.46 | 2325.54 | 1095.83 | 831.64
CSP | 0 | 0 | 0 | 0 | 0 | 0
CT | 0 | 0 | 0 | 0 | 0 | 0
Coal | 1433.47 | 739.95 | 76.68 | 38.21 | 103.85 | 161.24
Geo | 0 | 0 | 0 | 0 | 0 | 0
H | 0 | 0 | 0 | 0 | 0 | 0
LFG | 0 | 0 | 0.1 | 0.1 | 0.1 | 0.1
Nuc | 0 | 0 | 0 | 0.01 | 0.07 | 0.07
PS | 0 | 0 | 0 | 0 | 0 | 0
PV | 0 | 0 | 0 | 0 | 0 | 0
PeakG | 0 | 0 | 0 | 0 | 0 | 0
PeakO | 0 | 0 | 0 | 0 | 0 | 0
ST | 0 | 0 | 0 | 0 | 0 | 0
STOG | 1.94 | 2.09 | 1.89 | 1.1 | 0 | 0
STWD | 0 | 0 | 0 | 0 | 0 | 0
WT | 0 | 0 | 0 | 0 | 0 | 0
IGCC | 87.33 | 82.33 | 28.92 | 1.73 | 0 | 0
DemandResponse | 0 | 0 | 0 | 0 | 0 | 0
IGCC-CCS | 0 | 0 | 0 | 0 | 0 | 0
WT_off | 0 | 0 | 0 | 0 | 0 | 0
PseudoUnit | 0 | 0 | 0 | 0 | 0 | 0
FixedInterchange | 0 | 0 | 0 | 0 | 0 | 0
Fuel Cost by Reporting Type: MISO_MI
ReportingType | 2015 | 2020 | 2025 | 2030 | 2035 | 2040
BM | 0 | 0 | 0 | 0 | 0 | 645.07
CC | 375.57 | 1077.84 | 1051.1 | 590.47 | 386.92 | 142.35
CSP | 0 | 0 | 0 | 0 | 0 | 0
CT | 0 | 0 | 0 | 0 | 0 | 0
Coal | 805.16 | 0 | 0 | 0 | 0 | 0
Geo | 0 | 0 | 0 | 0 | 0 | 0
H | 0 | 0 | 0 | 0 | 0 | 0
LFG | 0 | 0 | 0.2 | 0.2 | 0.2 | 0.2
Nuc | 139.75 | 142.6 | 151.51 | 154.47 | 90.85 | 157.51
PS | 0 | 0 | 0 | 0 | 0 | 0
PV | 0 | 0 | 0 | 0 | 0 | 0
PeakG | 2.79 | 2.16 | 0 | 0 | 0 | 0
PeakO | 0 | 0 | 0 | 0 | 0 | 0
ST | 0 | 0 | 0 | 0 | 0 | 0
STOG | 22.12 | 6.62 | 6.96 | 0.88 | 0 | 0
STWD | 87.42 | 59.07 | 8.25 | 13.52 | 87.42 | 87.42
WT | 0 | 0 | 0 | 0 | 0 | 0
IGCC | 0 | 0 | 0 | 0 | 0 | 0
DemandResponse | 0 | 0 | 0 | 0 | 0 | 0
IGCC-CCS | 0 | 0 | 0 | 0 | 0 | 0
WT_off | 0 | 0 | 0 | 0 | 0 | 0
PseudoUnit | 0 | 0 | 0 | 0 | 0 | 0
FixedInterchange | 0 | 0 | 0 | 0 | 0 | 0
Fuel Cost by Reporting Type: MISO_MO-IL
ReportingType | 2015 | 2020 | 2025 | 2030 | 2035 | 2040
BM | 0 | 0 | 0 | 0 | 0 | 0
CC | 118.01 | 471.64 | 310.9 | 155.36 | 92.92 | 52.03
CSP | 0 | 0 | 0 | 0 | 0 | 0
CT | 0 | 0 | 0 | 0 | 0 | 0
Coal | 1614.73 | 457.09 | 101 | 17.71 | 28.19 | 36.41
Geo | 0 | 0 | 0 | 0 | 0 | 0
H | 0 | 0 | 0 | 0 | 0 | 0
LFG | 0 | 0 | 0.24 | 0.29 | 0.29 | 0.29
Nuc | 143.46 | 146.38 | 155.53 | 158.57 | 158.57 | 158.57
PS | 0 | 0 | 0 | 0 | 0 | 0
PV | 0 | 0 | 0 | 0 | 0 | 0
PeakG | 7.61 | 27.66 | 0 | 0 | 0 | 0
PeakO | 0 | 0 | 0 | 0 | 0 | 0
ST | 0 | 0 | 0 | 0 | 0 | 0
STOG | 0.37 | 1.39 | 0 | 0 | 0 | 0
STWD | 0 | 0 | 0 | 0 | 0 | 0
WT | 0 | 0 | 0 | 0 | 0 | 0
IGCC | 0 | 0 | 0 | 0 | 0 | 0
DemandResponse | 0 | 0 | 0 | 0 | 0 | 0
IGCC-CCS | 0 | 0 | 0 | 0 | 0 | 0
WT_off | 0 | 0 | 0 | 0 | 0 | 0
PseudoUnit | 0 | 0 | 0 | 0 | 0 | 0
FixedInterchange | 0 | 0 | 0 | 0 | 0 | 0
Fuel Cost by Reporting Type: MISO_W
ReportingType | 2015 | 2020 | 2025 | 2030 | 2035 | 2040
BM | 0 | 0 | 0 | 0 | 0 | 0
CC | 377.94 | 433.75 | 258.82 | 105.05 | 88.9 | 68.18
CSP | 0 | 0 | 0 | 0 | 0 | 0
CT | 0 | 0 | 0 | 0 | 0 | 0
Coal | 1316.06 | 619.29 | 91.53 | 50.01 | 49 | 54.12
Geo | 0 | 0 | 0 | 0 | 0 | 0
H | 0 | 0 | 0 | 0 | 0 | 0
LFG | 0 | 0 | 0 | 0.09 | 0.09 | 0.09
Nuc | 152.53 | 155.64 | 165.37 | 168.6 | 0.01 | 0.01
PS | 0 | 0 | 0 | 0 | 0 | 0
PV | 0 | 0 | 0 | 0 | 0 | 0
PeakG | 10.28 | 18.55 | 0 | 0 | 0.01 | 0
PeakO | 0 | 0 | 0 | 0 | 0 | 0
ST | 0 | 0 | 0 | 0 | 0 | 0
STOG | 0.01 | 0.01 | 0 | 0 | 0 | 0
STWD | 4.39 | 9.45 | 8.57 | 34.19 | 111.31 | 137.91
WT | 0 | 0 | 0 | 0 | 0 | 0
IGCC | 0 | 0 | 0 | 0 | 0 | 0
DemandResponse | 0 | 0 | 0 | 0 | 0 | 0
IGCC-CCS | 0 | 0 | 0 | 0 | 0 | 0
WT_off | 0 | 0 | 0 | 0 | 0 | 0
PseudoUnit | 0 | 0 | 0 | 0 | 0 | 0
FixedInterchange | 0 | 0 | 0 | 0 | 0 | 0
Fuel Cost by Reporting Type: MISO_WUMS
ReportingType | 2015 | 2020 | 2025 | 2030 | 2035 | 2040
BM | 0 | 0 | 0 | 0 | 0 | 509.56
CC | 1160.83 | 2509.19 | 2070.58 | 1329.06 | 799.1 | 349.39
CSP | 0 | 0 | 0 | 0 | 0 | 0
CT | 0 | 0 | 0 | 0 | 0 | 0
Coal | 501.59 | 97.69 | 18.34 | 18.86 | 58.38 | 87.51
Geo | 0 | 0 | 0 | 0 | 0 | 0
H | 0 | 0 | 0 | 0 | 0 | 0
LFG | 0 | 0 | 0.29 | 0.29 | 0.29 | 0.29
Nuc | 120.89 | 123.35 | 131.06 | 133.62 | 0.01 | 0.01
PS | 0 | 0 | 0 | 0 | 0 | 0
PV | 0 | 0 | 0 | 0 | 0 | 0
PeakG | 0.45 | 0 | 0 | 0 | 0 | 0
PeakO | 0 | 0 | 0 | 0 | 0 | 0
ST | 0 | 0 | 0 | 0 | 0 | 0
STOG | 0 | 0 | 0 | 0 | 0 | 0
STWD | 3.67 | 1.91 | 1.71 | 5.78 | 63.33 | 63.17
WT | 0 | 0 | 0 | 0 | 0 | 0
IGCC | 0 | 0 | 0 | 0 | 0 | 0
DemandResponse | 0 | 0 | 0 | 0 | 0 | 0
IGCC-CCS | 0 | 0 | 0 | 0 | 0 | 0
WT_off | 0 | 0 | 0 | 0 | 0 | 0
PseudoUnit | 0 | 0 | 0 | 0 | 0 | 0
FixedInterchange | 0 | 0 | 0 | 0 | 0 | 0
Fuel Cost by Reporting Type: Nebraska
ReportingType | 2015 | 2020 | 2025 | 2030 | 2035 | 2040
BM | 0 | 0 | 0 | 0 | 0 | 0
CC | 29.8 | 12.65 | 10.93 | 8.51 | 5.04 | 2.9
CSP | 0 | 0 | 0 | 0 | 0 | 0
CT | 0 | 0 | 0 | 0 | 0 | 0
Coal | 414.89 | 82.15 | 30.72 | 27.61 | 28.04 | 29.36
Geo | 0 | 0 | 0 | 0 | 0 | 0
H | 0 | 0 | 0 | 0 | 0 | 0
LFG | 0 | 0 | 0 | 0.08 | 0.09 | 0.09
Nuc | 83.67 | 85.37 | 90.71 | 81.97 | 0.01 | 0.01
PS | 0 | 0 | 0 | 0 | 0 | 0
PV | 0 | 0 | 0 | 0 | 0 | 0
PeakG | 2.71 | 0 | 0 | 0 | 0 | 0
PeakO | 0 | 0 | 0 | 0 | 0 | 0
ST | 0 | 0 | 0 | 0 | 0 | 0
STOG | 0 | 0 | 0 | 0 | 0 | 0
STWD | 0 | 0 | 0 | 0 | 0 | 0
WT | 0 | 0 | 0 | 0 | 0 | 0
IGCC | 0 | 0 | 0 | 0 | 0 | 0
DemandResponse | 0 | 0 | 0 | 0 | 0 | 0
IGCC-CCS | 0 | 0 | 0 | 0 | 0 | 0
WT_off | 0 | 0 | 0 | 0 | 0 | 0
PseudoUnit | 0 | 0 | 0 | 0 | 0 | 0
FixedInterchange | 0 | 0 | 0 | 0 | 0 | 0
Fuel Cost by Reporting Type: NEISO
ReportingType | 2015 | 2020 | 2025 | 2030 | 2035 | 2040
BM | 128.98 | 83.79 | 24.71 | 38.06 | 128.98 | 128.98
CC | 1781.77 | 1187.21 | 882.08 | 501.68 | 130.83 | 168.4
CSP | 0 | 0 | 0 | 0 | 0 | 0
CT | 0.04 | 0.67 | 0.6 | 0.37 | 0 | 0
Coal | 1.1 | 0 | 0 | 0 | 0 | 0
Geo | 0 | 0 | 0 | 0 | 0 | 0
H | 0 | 0 | 0 | 0 | 0 | 0
LFG | 0.06 | 0.06 | 0.06 | 0.15 | 0.15 | 0.15
Nuc | 293.25 | 299.23 | 317.93 | 324.14 | 234.19 | 173
PS | 0 | 0 | 0 | 0 | 0 | 0
PV | 0 | 0 | 0 | 0 | 0 | 0
PeakG | 0.49 | 1.94 | 2.04 | 1.12 | 0.04 | 0.08
PeakO | 0 | 0 | 0 | 0 | 0 | 0
ST | 0 | 0 | 0 | 0 | 0 | 0
STOG | 0 | 0 | 0 | 0 | 0 | 0
STWD | 338.09 | 95.44 | 11.7 | 11.71 | 212.93 | 307.84
WT | 0 | 0 | 0 | 0 | 0 | 0
IGCC | 0 | 0 | 0 | 0 | 0 | 0
DemandResponse | 0 | 0 | 0 | 0 | 0 | 0
IGCC-CCS | 0 | 0 | 0 | 0 | 0 | 0
WT_off | 0 | 0 | 0 | 0 | 0 | 0
PseudoUnit | 0 | 0 | 0 | 0 | 0 | 0
FixedInterchange | 0 | 0 | 0 | 0 | 0 | 0
Fuel Cost by Reporting Type: NonRTO_Midwest
ReportingType | 2015 | 2020 | 2025 | 2030 | 2035 | 2040
BM | 0 | 0 | 0 | 0 | 0 | 1894.08
CC | 495.81 | 1629.93 | 1494.15 | 1173.08 | 1058.37 | 374.1
CSP | 0 | 0 | 0 | 0 | 0 | 0
CT | 0 | 0 | 0 | 0 | 0 | 0
Coal | 1031.12 | 450.19 | 171.92 | 49.8 | 117.48 | 117.17
Geo | 0 | 0 | 0 | 0 | 0 | 0
H | 0 | 0 | 0 | 0 | 0 | 0
LFG | 0 | 0 | 0.2 | 0.2 | 0.2 | 0.2
Nuc | 0 | 0 | 0 | 0.01 | 79.91 | 79.91
PS | 0 | 0 | 0 | 0 | 0 | 0
PV | 0 | 0 | 0 | 0 | 0 | 0
PeakG | 10.87 | 5.01 | 1.93 | 7.35 | 0 | 0
PeakO | 0 | 0 | 0 | 0 | 0 | 0
ST | 0 | 0 | 0 | 0 | 0 | 0
STOG | 0 | 0 | 0 | 0 | 0 | 0
STWD | 0 | 0 | 0 | 0 | 0 | 0
WT | 0 | 0 | 0 | 0 | 0 | 0
IGCC | 0 | 0 | 0 | 0 | 0 | 0
DemandResponse | 0 | 0 | 0 | 0 | 0 | 0
IGCC-CCS | 0 | 0 | 0 | 0 | 0 | 0
WT_off | 0 | 0 | 0 | 0 | 0 | 0
PseudoUnit | 0 | 0 | 0 | 0 | 0 | 0
FixedInterchange | 0 | 0 | 0 | 0 | 0 | 0
Fuel Cost by Reporting Type: NYISO_A-F
ReportingType | 2015 | 2020 | 2025 | 2030 | 2035 | 2040
BM | 0 | 0 | 0 | 0 | 0 | 0
CC | 344.97 | 443.98 | 292.09 | 185.71 | 25.39 | 34.87
CSP | 0 | 0 | 0 | 0 | 0 | 0
CT | 0 | 0 | 0 | 0 | 0 | 0
Coal | 0 | 0 | 0 | 0 | 0 | 0
Geo | 0 | 0 | 0 | 0 | 0 | 0
H | 0 | 0 | 0 | 0 | 0 | 0
LFG | 0.01 | 0.01 | 0.01 | 0.09 | 0.09 | 0.09
Nuc | 217.02 | 221.45 | 235.29 | 195.6 | 154.22 | 93.47
PS | 0 | 0 | 0 | 0 | 0 | 0
PV | 0 | 0 | 0 | 0 | 0 | 0
PeakG | 0 | 0.42 | 0.17 | 0 | 0 | 0
PeakO | 0 | 0 | 0 | 0 | 0 | 0
ST | 0 | 0 | 0 | 0 | 0 | 0
STOG | 0 | 0 | 0 | 0 | 0 | 0
STWD | 0 | 0.22 | 0.22 | 0.69 | 23.18 | 49.16
WT | 0 | 0 | 0 | 0 | 0 | 0
IGCC | 0 | 0 | 0 | 0 | 0 | 0
DemandResponse | 0 | 0 | 0 | 0 | 0 | 0
IGCC-CCS | 0 | 0 | 0 | 0 | 0 | 0
WT_off | 0 | 0 | 0 | 0 | 0 | 0
PseudoUnit | 0 | 0 | 0 | 0 | 0 | 0
FixedInterchange | 0 | 0 | 0 | 0 | 0 | 0
Fuel Cost by Reporting Type: NYISO_G-I
ReportingType | 2015 | 2020 | 2025 | 2030 | 2035 | 2040
BM | 0 | 0 | 0 | 0 | 0 | 0
CC | 171.94 | 298.25 | 171.53 | 58.16 | 47.01 | 25.3
CSP | 0 | 0 | 0 | 0 | 0 | 0
CT | 0 | 0 | 0 | 0 | 0 | 0
Coal | 0 | 0 | 0 | 0 | 0 | 0
Geo | 0 | 0 | 0 | 0 | 0 | 0
H | 0 | 0 | 0 | 0 | 0 | 0
LFG | 0 | 0 | 0 | 0.09 | 0.09 | 0.09
Nuc | 130.64 | 133.3 | 141.63 | 144.4 | 111.69 | 146.91
PS | 0 | 0 | 0 | 0 | 0 | 0
PV | 0 | 0 | 0 | 0 | 0 | 0
PeakG | 0 | 0 | 0 | 0 | 0 | 0
PeakO | 0 | 0 | 0 | 0 | 0 | 0
ST | 0 | 0 | 0 | 0 | 0 | 0
STOG | 0 | 0 | 0 | 0 | 0 | 0
STWD | 0 | 0 | 0 | 0 | 0 | 0
WT | 0 | 0 | 0 | 0 | 0 | 0
IGCC | 0 | 0 | 0 | 0 | 0 | 0
DemandResponse | 0 | 0 | 0 | 0 | 0 | 0
IGCC-CCS | 0 | 0 | 0 | 0 | 0 | 0
WT_off | 0 | 0 | 0 | 0 | 0 | 0
PseudoUnit | 0 | 0 | 0 | 0 | 0 | 0
FixedInterchange | 0 | 0 | 0 | 0 | 0 | 0
Fuel Cost by Reporting Type: NYISO_J-K
ReportingType | 2015 | 2020 | 2025 | 2030 | 2035 | 2040
BM | 0 | 0 | 0 | 0 | 0 | 0
CC | 1001.32 | 1076.15 | 928.95 | 596.3 | 327.04 | 289.39
CSP | 0 | 0 | 0 | 0 | 0 | 0
CT | 0 | 0 | 0 | 0 | 0 | 0
Coal | 0 | 0 | 0 | 0 | 0 | 0
Geo | 0 | 0 | 0 | 0 | 0 | 0
H | 0 | 0 | 0 | 0 | 0 | 0
LFG | 0 | 0 | 0 | 0.09 | 0.09 | 0.09
Nuc | 0 | 0 | 0 | 0.01 | 0.06 | 0.07
PS | 0 | 0 | 0 | 0 | 0 | 0
PV | 0 | 0 | 0 | 0 | 0 | 0
PeakG | 3.04 | 5.51 | 6.44 | 4.11 | 12.81 | 8.89
PeakO | 0 | 0 | 0 | 0 | 0 | 0
ST | 0 | 0 | 0 | 0 | 0 | 0
STOG | 29.45 | 41.2 | 46.73 | 37.54 | 14.85 | 9.82
STWD | 0 | 0 | 0 | 0 | 0 | 0
WT | 0 | 0 | 0 | 0 | 0 | 0
IGCC | 0 | 0 | 0 | 0 | 0 | 0
DemandResponse | 0 | 0 | 0 | 0 | 0 | 0
IGCC-CCS | 0 | 0 | 0 | 0 | 0 | 0
WT_off | 0 | 0 | 0 | 0 | 0 | 0
PseudoUnit | 0 | 0 | 0 | 0 | 0 | 0
FixedInterchange | 0 | 0 | 0 | 0 | 0 | 0
Fuel Cost by Reporting Type: PJM_E
ReportingType | 2015 | 2020 | 2025 | 2030 | 2035 | 2040
BM | 0.82 | 15.34 | 15.34 | 11.19 | 15.34 | 15.34
CC | 1642.41 | 2123.54 | 2039.78 | 1446.28 | 1106.8 | 744.46
CSP | 0 | 0 | 0 | 0 | 0 | 0
CT | 0.02 | 0.18 | 0.16 | 0.23 | 0.11 | 0
Coal | 18.43 | 9.44 | 2.71 | 0.01 | 5.79 | 14.9
Geo | 0 | 0 | 0 | 0 | 0 | 0
H | 0 | 0 | 0 | 0 | 0 | 0
LFG | 0.01 | 0.18 | 0.18 | 0.18 | 0.18 | 0.18
Nuc | 563.79 | 533.75 | 567.11 | 578.18 | 415.32 | 329.35
PS | 0 | 0 | 0 | 0 | 0 | 0
PV | 0 | 0 | 0 | 0 | 0 | 0
PeakG | 5.34 | 31.72 | 29.31 | 41.83 | 10.29 | 10.59
PeakO | 0 | 0 | 0 | 0 | 0 | 0
ST | 0 | 0 | 0 | 0 | 0 | 0
STOG | 24.25 | 36 | 32.24 | 46.01 | 18.58 | 0
STWD | 0 | 0 | 0 | 0 | 0 | 0
WT | 0 | 0 | 0 | 0 | 0 | 0
IGCC | 0 | 0 | 0 | 0 | 0 | 0
DemandResponse | 0 | 0 | 0 | 0 | 0 | 0
IGCC-CCS | 0 | 0 | 0 | 0 | 0 | 0
WT_off | 0 | 0 | 0 | 0 | 0 | 0
PseudoUnit | 0 | 0 | 0 | 0 | 0 | 0
FixedInterchange | 0 | 0 | 0 | 0 | 0 | 0
Fuel Cost by Reporting Type: PJM_ROM
ReportingType | 2015 | 2020 | 2025 | 2030 | 2035 | 2040
BM | 0.49 | 9.21 | 9.21 | 6.71 | 9.21 | 48.91
CC | 767.24 | 1059.66 | 1054.4 | 742.16 | 520.82 | 296.3
CSP | 0 | 0 | 0 | 0 | 0 | 0
CT | 0.01 | 0.11 | 0.1 | 0.14 | 0 | 0
Coal | 738.96 | 254.64 | 15.14 | 17.48 | 46.61 | 44.61
Geo | 0 | 0 | 0 | 0 | 0 | 0
H | 0 | 0 | 0 | 0 | 0 | 0
LFG | 0.02 | 0.36 | 0.36 | 0.36 | 0.36 | 0.36
Nuc | 337.6 | 344.49 | 366.02 | 373.17 | 642.02 | 981.01
PS | 0 | 0 | 0 | 0 | 0 | 0
PV | 0 | 0 | 0 | 0 | 0 | 0
PeakG | 0 | 3.15 | 0.69 | 13.77 | 6.6 | 6.77
PeakO | 0 | 0 | 0 | 0 | 0 | 0
ST | 0 | 0 | 0 | 0 | 0 | 0
STOG | 45.13 | 81.93 | 80.71 | 59.14 | 27.73 | 0
STWD | 1.85 | 35.1 | 35.1 | 25.79 | 35.1 | 35.1
WT | 0 | 0 | 0 | 0 | 0 | 0
IGCC | 0 | 0 | 0 | 0 | 0 | 0
DemandResponse | 0 | 0 | 0 | 0 | 0 | 0
IGCC-CCS | 0 | 0 | 0 | 0 | 0 | 0
WT_off | 0 | 0 | 0 | 0 | 0 | 0
PseudoUnit | 0 | 0 | 0 | 0 | 0 | 0
FixedInterchange | 0 | 0 | 0 | 0 | 0 | 0
Fuel Cost by Reporting Type: PJM_ROR
ReportingType | 2015 | 2020 | 2025 | 2030 | 2035 | 2040
BM | 10.58 | 196.9 | 196.9 | 143.58 | 196.9 | 196.9
CC | 2514.44 | 7768.15 | 7121.15 | 5619.48 | 4420.1 | 2797.8
CSP | 0 | 0 | 0 | 0 | 0 | 0
CT | 0.35 | 0.38 | 0.34 | 0.26 | 0 | 0
Coal | 5999.52 | 2586.52 | 260.14 | 121.75 | 341.85 | 372.44
Geo | 0 | 0 | 0 | 0 | 0 | 0
H | 0 | 0 | 0 | 0 | 0 | 0
LFG | 0.07 | 0.07 | 0.73 | 0.73 | 0.73 | 0.73
Nuc | 1319.64 | 1346.55 | 1430.71 | 1395.54 | 1327.01 | 2148.15
PS | 0 | 0 | 0 | 0 | 0 | 0
PV | 0 | 0 | 0 | 0 | 0 | 0
PeakG | 74.05 | 78.39 | 70.3 | 74.26 | 37.89 | 19.41
PeakO | 0 | 0 | 0 | 0 | 0 | 0
ST | 0 | 0 | 0 | 0 | 0 | 0
STOG | 41.06 | 51.28 | 46.48 | 35.08 | 18.11 | 0
STWD | 2.8 | 103.87 | 103.87 | 63.85 | 103.87 | 103.87
WT | 0 | 0 | 0 | 0 | 0 | 0
IGCC | 0 | 0 | 0 | 0 | 0 | 0
DemandResponse | 0 | 0 | 0 | 0 | 0 | 0
IGCC-CCS | 0 | 0 | 0 | 0 | 0 | 0
WT_off | 0 | 0 | 0 | 0 | 0 | 0
PseudoUnit | 0 | 0 | 0 | 0 | 0 | 0
FixedInterchange | 0 | 0 | 0 | 0 | 0 | 0
Fuel Cost by Reporting Type: SOCO
ReportingType | 2015 | 2020 | 2025 | 2030 | 2035 | 2040
BM | 2.61 | 4.01 | 5.75 | 28.13 | 28.13 | 2124.12
CC | 5844.59 | 7709.77 | 7258.93 | 4961.18 | 2433.09 | 1108.26
CSP | 0 | 0 | 0 | 0 | 0 | 0
CT | 0 | 0 | 0 | 0 | 0 | 0
Coal | 1528.4 | 594.01 | 46.84 | 100.88 | 121.19 | 124.68
Geo | 0 | 0 | 0 | 0 | 0 | 0
H | 0 | 0 | 0 | 0 | 0 | 0
LFG | 0 | 0 | 0.14 | 0.14 | 0.14 | 0.14
Nuc | 396.64 | 551.11 | 585.56 | 616.93 | 1389.16 | 1474.25
PS | 0 | 0 | 0 | 0 | 0 | 0
PV | 0 | 0 | 0 | 0 | 0 | 0
PeakG | 45.81 | 57.54 | 75.75 | 77.73 | 0.2 | 0.39
PeakO | 0 | 0 | 0 | 0 | 0 | 0
ST | 0 | 0 | 0 | 0 | 0 | 0
STOG | 0 | 0 | 0 | 0 | 0 | 0
STWD | 21.5 | 22.63 | 37.89 | 58.06 | 392.54 | 392.54
WT | 0 | 0 | 0 | 0 | 0 | 0
IGCC | 0 | 0 | 0 | 0 | 0 | 0
DemandResponse | 0 | 0 | 0 | 0 | 0 | 0
IGCC-CCS | 0 | 0 | 0 | 0 | 0 | 0
WT_off | 0 | 0 | 0 | 0 | 0 | 0
PseudoUnit | 0 | 0 | 0 | 0 | 0 | 0
FixedInterchange | 0 | 0 | 0 | 0 | 0 | 0
Fuel Cost by Reporting Type: SPP_N
ReportingType | 2015 | 2020 | 2025 | 2030 | 2035 | 2040
BM | 0 | 0 | 0 | 0 | 0 | 0
CC | 254.16 | 72.27 | 41.01 | 49.36 | 25.32 | 10.24
CSP | 0 | 0 | 0 | 0 | 0 | 0
CT | 0 | 1.93 | 0 | 0 | 0 | 0
Coal | 934.11 | 519.04 | 10.55 | 0 | 0 | 0
Geo | 0 | 0 | 0 | 0 | 0 | 0
H | 0 | 0 | 0 | 0 | 0 | 0
LFG | 0 | 0 | 0 | 0.11 | 0.12 | 0.12
Nuc | 74.76 | 76.29 | 81.06 | 73.28 | 55.3 | 52.11
PS | 0 | 0 | 0 | 0 | 0 | 0
PV | 0 | 0 | 0 | 0 | 0 | 0
PeakG | 2.34 | 0 | 0 | 0 | 0 | 0
PeakO | 0 | 0 | 0 | 0 | 0 | 0
ST | 0 | 0 | 0 | 0 | 0 | 0
STOG | 22.15 | 15.03 | 0 | 0 | 0 | 0
STWD | 0 | 0 | 0 | 0 | 0 | 0
WT | 0 | 0 | 0 | 0 | 0 | 0
IGCC | 0 | 0 | 0 | 0 | 0 | 0
DemandResponse | 0 | 0 | 0 | 0 | 0 | 0
IGCC-CCS | 0 | 0 | 0 | 0 | 0 | 0
WT_off | 0 | 0 | 0 | 0 | 0 | 0
PseudoUnit | 0 | 0 | 0 | 0 | 0 | 0
FixedInterchange | 0 | 0 | 0 | 0 | 0 | 0
Fuel Cost by Reporting Type: SPP_S
ReportingType | 2015 | 2020 | 2025 | 2030 | 2035 | 2040
BM | 0 | 0 | 0 | 0 | 0 | 0
CC | 2002.25 | 675.06 | 673.39 | 459.11 | 259.78 | 262.79
CSP | 0 | 0 | 0 | 0 | 0 | 0
CT | 0.15 | 0 | 0 | 0 | 0 | 0
Coal | 1618.58 | 404.28 | 11.77 | 0 | 0 | 0
Geo | 0 | 0 | 0 | 0 | 0 | 0
H | 0 | 0 | 0 | 0 | 0 | 0
LFG | 0 | 0 | 0 | 0.11 | 0.12 | 0.12
Nuc | 0 | 0 | 0 | 0.01 | 0.02 | 0.04
PS | 0 | 0 | 0 | 0 | 0 | 0
PV | 0 | 0 | 0 | 0 | 0 | 0
PeakG | 0 | 0 | 0 | 0 | 0 | 0
PeakO | 0 | 0 | 0 | 0 | 0 | 0
ST | 0 | 0 | 0 | 0 | 0 | 0
STOG | 143.12 | 30.86 | 38.22 | 61.49 | 23.24 | 27.01
STWD | 2.8 | 1.25 | 1.29 | 4.5 | 21.54 | 30.26
WT | 0 | 0 | 0 | 0 | 0 | 0
IGCC | 0 | 0 | 0 | 0 | 0 | 0
DemandResponse | 0 | 0 | 0 | 0 | 0 | 0
IGCC-CCS | 0 | 0 | 0 | 0 | 0 | 0
WT_off | 0 | 0 | 0 | 0 | 0 | 0
PseudoUnit | 0 | 0 | 0 | 0 | 0 | 0
FixedInterchange | 0 | 0 | 0 | 0 | 0 | 0
Fuel Cost by Reporting Type: TVA
ReportingType | 2015 | 2020 | 2025 | 2030 | 2035 | 2040
BM | 0 | 0 | 0 | 0 | 0 | 2444.98
CC | 1380.12 | 3124.77 | 3168.05 | 2303.18 | 1470.83 | 725.98
CSP | 0 | 0 | 0 | 0 | 0 | 0
CT | 0 | 0 | 0 | 0 | 0 | 0
Coal | 1099.78 | 357.58 | 13.77 | 0 | 0 | 0
Geo | 0 | 0 | 0 | 0 | 0 | 0
H | 0 | 0 | 0 | 0 | 0 | 0
LFG | 0 | 0 | 0.14 | 0.14 | 0.14 | 0.14
Nuc | 542.87 | 553.94 | 588.56 | 600.05 | 828.25 | 736.98
PS | 0 | 0 | 0 | 0 | 0 | 0
PV | 0 | 0 | 0 | 0 | 0 | 0
PeakG | 0 | 0 | 0 | 0 | 0 | 0
PeakO | 0 | 0 | 0 | 0 | 0 | 0
ST | 0 | 0 | 0 | 0 | 0 | 0
STOG | 0 | 0 | 0 | 0 | 0 | 0
STWD | 0.07 | 0.08 | 0.15 | 0.77 | 2.75 | 2.75
WT | 0 | 0 | 0 | 0 | 0 | 0
IGCC | 0 | 0 | 0 | 0 | 0 | 0
DemandResponse | 0 | 0 | 0 | 0 | 0 | 0
IGCC-CCS | 0 | 0 | 0 | 0 | 0 | 0
WT_off | 0 | 0 | 0 | 0 | 0 | 0
PseudoUnit | 0 | 0 | 0 | 0 | 0 | 0
FixedInterchange | 0 | 0 | 0 | 0 | 0 | 0
Fuel Cost by Reporting Type: TVA_Transmission
ReportingType | 2015 | 2020 | 2025 | 2030 | 2035 | 2040
BM | 0 | 0 | 0 | 0 | 0 | 0
CC | 0 | 0 | 0 | 0 | 0 | 0
CSP | 0 | 0 | 0 | 0 | 0 | 0
CT | 0 | 0 | 0 | 0 | 0 | 0
Coal | 0 | 0 | 0 | 0 | 0 | 0
Geo | 0 | 0 | 0 | 0 | 0 | 0
H | 0 | 0 | 0 | 0 | 0 | 0
LFG | 0 | 0 | 0 | 0 | 0 | 0
Nuc | 0 | 0 | 0 | 0 | 0 | 0
PS | 0 | 0 | 0 | 0 | 0 | 0
PV | 0 | 0 | 0 | 0 | 0 | 0
PeakG | 0 | 0 | 0 | 0 | 0 | 0
PeakO | 0 | 0 | 0 | 0 | 0 | 0
ST | 0 | 0 | 0 | 0 | 0 | 0
STOG | 0 | 0 | 0 | 0 | 0 | 0
STWD | 0 | 0 | 0 | 0 | 0 | 0
WT | 0 | 0 | 0 | 0 | 0 | 0
IGCC | 0 | 0 | 0 | 0 | 0 | 0
DemandResponse | 0 | 0 | 0 | 0 | 0 | 0
IGCC-CCS | 0 | 0 | 0 | 0 | 0 | 0
WT_off | 0 | 0 | 0 | 0 | 0 | 0
PseudoUnit | 0 | 0 | 0 | 0 | 0 | 0
FixedInterchange | 0 | 0 | 0 | 0 | 0 | 0
Fuel Cost by Reporting Type: VACAR
ReportingType | 2015 | 2020 | 2025 | 2030 | 2035 | 2040
BM | 0.47 | 87.52 | 362.95 | 369.47 | 369.47 | 3572.99
CC | 5002.04 | 5496.58 | 5125.5 | 3766 | 2329.14 | 592.57
CSP | 0 | 0 | 0 | 0 | 0 | 0
CT | 5.38 | 5.75 | 10.14 | 4.28 | 2.21 | 0
Coal | 1172.24 | 667.4 | 194.1 | 75.71 | 136.68 | 139.15
Geo | 0 | 0 | 0 | 0 | 0 | 0
H | 0 | 0 | 0 | 0 | 0 | 0
LFG | 0 | 0.14 | 0.14 | 0.14 | 0.14 | 0.14
Nuc | 730.67 | 900.6 | 956.89 | 1254.35 | 1579.16 | 1850.73
PS | 0 | 0 | 0 | 0 | 0 | 0
PV | 0 | 0 | 0 | 0 | 0 | 0
PeakG | 7.94 | 16.56 | 30.28 | 29.58 | 5.83 | 6.5
PeakO | 0 | 0 | 0 | 0 | 0 | 0
ST | 0 | 0 | 0 | 0 | 0 | 0
STOG | 0 | 0 | 0 | 0 | 0 | 0
STWD | 159.73 | 159.73 | 159.73 | 159.73 | 159.73 | 159.73
WT | 0 | 0 | 0 | 0 | 0 | 0
IGCC | 0 | 0 | 0 | 0 | 0 | 0
DemandResponse | 0 | 0 | 0 | 0 | 0 | 0
IGCC-CCS | 0 | 0 | 0 | 0 | 0 | 0
WT_off | 0 | 0 | 0 | 0 | 0 | 0
PseudoUnit | 0 | 0 | 0 | 0 | 0 | 0
FixedInterchange | 0 | 0 | 0 | 0 | 0 | 0
Fuel Cost by Reporting Type: IESO
ReportingType | 2015 | 2020 | 2025 | 2030 | 2035 | 2040
BM | 0 | 0 | 0 | 1.54 | 4.6 | 206.78
CC | 301.64 | 219.69 | 9.3 | 6.15 | 0.27 | 6.52
CSP | 0 | 0 | 0 | 0 | 0 | 0
CT | 0.65 | 0.66 | 0 | 0 | 0 | 0
Coal | 0 | 0 | 0 | 0 | 0 | 0
Geo | 0 | 0 | 0 | 0 | 0 | 0
H | 0 | 0 | 0 | 0 | 0 | 0
LFG | 0.02 | 0.02 | 0.02 | 0.02 | 0.02 | 0.02
Nuc | 854.23 | 871.65 | 926.13 | 944.22 | 869.51 | 757.81
PS | 0 | 0 | 0 | 0 | 0 | 0
PV | 0 | 0 | 0 | 0 | 0 | 0
PeakG | 0 | 0 | 0 | 0 | 0 | 0
PeakO | 0 | 0 | 0 | 0 | 0 | 0
ST | 0 | 0 | 0 | 0 | 0 | 0
STOG | 0 | 0 | 0 | 0 | 0 | 0
STWD | 0.3 | 0.95 | 0.95 | 3.55 | 67.38 | 67.38
WT | 0 | 0 | 0 | 0 | 0 | 0
IGCC | 0 | 0 | 0 | 0 | 0 | 0
DemandResponse | 0 | 0 | 0 | 0 | 0 | 0
IGCC-CCS | 0 | 0 | 0 | 0 | 0 | 0
WT_off | 0 | 0 | 0 | 0 | 0 | 0
PseudoUnit | 0 | 0 | 0 | 0 | 0 | 0
FixedInterchange | 0 | 0 | 0 | 0 | 0 | 0
Fuel Cost by Reporting Type: MAPP_CA
ReportingType | 2015 | 2020 | 2025 | 2030 | 2035 | 2040
BM | 0 | 0 | 0 | 0 | 0 | 0
CC | 257.74 | 295.18 | 64.06 | 0 | 0 | 0
CSP | 0 | 0 | 0 | 0 | 0 | 0
CT | 0 | 0 | 0 | 0 | 0 | 0
Coal | 10.63 | 2.04 | 0 | 0 | 0 | 0
Geo | 0 | 0 | 0 | 0 | 0 | 0
H | 0 | 0 | 0 | 0 | 0 | 0
LFG | 0 | 0 | 0 | 0 | 0 | 0
Nuc | 0 | 0 | 0 | 0 | 0 | 0.04
PS | 0 | 0 | 0 | 0 | 0 | 0
PV | 0 | 0 | 0 | 0 | 0 | 0
PeakG | 3.5 | 1.14 | 0 | 0 | 0 | 0
PeakO | 0 | 0 | 0 | 0 | 0 | 0
ST | 0 | 0 | 0 | 0 | 0 | 0
STOG | 0.73 | 0 | 0 | 0 | 0 | 0
STWD | 0 | 0 | 0 | 0 | 0 | 0
WT | 0 | 0 | 0 | 0 | 0 | 0
IGCC | 0 | 0 | 0 | 0 | 0 | 0
DemandResponse | 0 | 0 | 0 | 0 | 0 | 0
IGCC-CCS | 0 | 0 | 0 | 0 | 0 | 0
WT_off | 0 | 0 | 0 | 0 | 0 | 0
PseudoUnit | 0 | 0 | 0 | 0 | 0 | 0
FixedInterchange | 0 | 0 | 0 | 0 | 0 | 0
Fuel Cost by Reporting Type: AZ_NM_SNV_Coal
ReportingType | 2015 | 2020 | 2025 | 2030 | 2035 | 2040
BM | 0 | 0 | 0 | 0 | 0 | 0
CC | 0 | 0 | 0 | 0 | 0 | 0
CSP | 0 | 0 | 0 | 0 | 0 | 0
CT | 0 | 0 | 0 | 0 | 0 | 0
Coal | 898.44 | 760.26 | 240.97 | 0.89 | 73.16 | 76.11
Geo | 0 | 0 | 0 | 0 | 0 | 0
H | 0 | 0 | 0 | 0 | 0 | 0
LFG | 0 | 0 | 0 | 0 | 0 | 0
Nuc | 0 | 0 | 0 | 0 | 0 | 0
PS | 0 | 0 | 0 | 0 | 0 | 0
PV | 0 | 0 | 0 | 0 | 0 | 0
PeakG | 0 | 0 | 0 | 0 | 0 | 0
PeakO | 0 | 0 | 0 | 0 | 0 | 0
ST | 0 | 0 | 0 | 0 | 0 | 0
STOG | 0 | 0 | 0 | 0 | 0 | 0
STWD | 0 | 0 | 0 | 0 | 0 | 0
WT | 0 | 0 | 0 | 0 | 0 | 0
IGCC | 0 | 0 | 0 | 0 | 0 | 0
DemandResponse | 0 | 0 | 0 | 0 | 0 | 0
IGCC-CCS | 0 | 0 | 0 | 0 | 0 | 0
WT_off | 0 | 0 | 0 | 0 | 0 | 0
PseudoUnit | 0 | 0 | 0 | 0 | 0 | 0
FixedInterchange | 0 | 0 | 0 | 0 | 0 | 0
Fuel Cost by Reporting Type: AZ_NM_SNV_Gas
ReportingType | 2015 | 2020 | 2025 | 2030 | 2035 | 2040
BM | 0 | 0 | 0 | 0 | 0 | 0
CC | 2689.85 | 2378.67 | 3514.36 | 2087.72 | 744.18 | 415.82
CSP | 0 | 0 | 0 | 0 | 0 | 0
CT | 0 | 0 | 0 | 0 | 0 | 0
Coal | 0 | 0 | 0 | 0 | 0 | 0
Geo | 0 | 0 | 0 | 0 | 0 | 0
H | 0 | 0 | 0 | 0 | 0 | 0
LFG | 0 | 0 | 0 | 0 | 0 | 0
Nuc | 0 | 0 | 0 | 0 | 0 | 0
PS | 0 | 0 | 0 | 0 | 0 | 0
PV | 0 | 0 | 0 | 0 | 0 | 0
PeakG | 0 | 0 | 0 | 0 | 0 | 0
PeakO | 0 | 0 | 0 | 0 | 0 | 0
ST | 0 | 0 | 0 | 0 | 0 | 0
STOG | 0 | 0 | 0 | 0 | 0 | 0
STWD | 0 | 0 | 0 | 0 | 0 | 0
WT | 0 | 0 | 0 | 0 | 0 | 0
IGCC | 0 | 0 | 0 | 0 | 0 | 0
DemandResponse | 0 | 0 | 0 | 0 | 0 | 0
IGCC-CCS | 0 | 0 | 0 | 0 | 0 | 0
WT_off | 0 | 0 | 0 | 0 | 0 | 0
PseudoUnit | 0 | 0 | 0 | 0 | 0 | 0
FixedInterchange | 0 | 0 | 0 | 0 | 0 | 0
Fuel Cost by Reporting Type: AZ_NM_SNV_NucRenew
ReportingType | 2015 | 2020 | 2025 | 2030 | 2035 | 2040
BM | 0 | 0 | 0 | 0 | 0 | 0
CC | 0 | 0 | 0 | 0 | 0 | 0
CSP | 0 | 0 | 0 | 0 | 0 | 0
CT | 0 | 0 | 0 | 0 | 0 | 0
Coal | 0 | 0 | 0 | 0 | 0 | 0
Geo | 0 | 0 | 0 | 0 | 0 | 0
H | 0 | 0 | 0 | 0 | 0 | 0
LFG | 0 | 0.08 | 0.08 | 0.08 | 0.08 | 0.08
Nuc | 254.91 | 260.1 | 276.36 | 468.58 | 931.45 | 1124.62
PS | 0 | 0 | 0 | 0 | 0 | 0
PV | 0 | 0 | 0 | 0 | 0 | 0
PeakG | 0 | 0 | 0 | 0 | 0 | 0
PeakO | 0 | 0 | 0 | 0 | 0 | 0
ST | 0 | 0 | 0 | 0 | 0 | 0
STOG | 0 | 0 | 0 | 0 | 0 | 0
STWD | 11.54 | 11.54 | 11.54 | 11.54 | 11.54 | 11.54
WT | 0 | 0 | 0 | 0 | 0 | 0
IGCC | 0 | 0 | 0 | 0 | 0 | 0
DemandResponse | 0 | 0 | 0 | 0 | 0 | 0
IGCC-CCS | 0 | 0 | 0 | 0 | 0 | 0
WT_off | 0 | 0 | 0 | 0 | 0 | 0
PseudoUnit | 0 | 0 | 0 | 0 | 0 | 0
FixedInterchange | 0 | 0 | 0 | 0 | 0 | 0
Fuel Cost by Reporting Type: ERCOT
ReportingType | 2015 | 2020 | 2025 | 2030 | 2035 | 2040
BM | 3.98 | 6.73 | 3.76 | 57.07 | 74.16 | 2078.94
CC | 7794.14 | 10327.32 | 8140.84 | 6109.36 | 3374.67 | 2820.4
CSP | 0 | 0 | 0 | 0 | 0 | 0
CT | 0 | 0.17 | 0.09 | 0.41 | 0 | 0
Coal | 1541.82 | 643.32 | 58.38 | 105.26 | 157.64 | 157.64
Geo | 0 | 0 | 0 | 0 | 0 | 0
H | 0 | 0 | 0 | 0 | 0 | 0
LFG | 0 | 0 | 0.45 | 0.45 | 0.45 | 0.45
Nuc | 339.13 | 346.04 | 367.67 | 374.85 | 1159.07 | 1159.07
PS | 0 | 0 | 0 | 0 | 0 | 0
PV | 0 | 0 | 0 | 0 | 0 | 0
PeakG | 0 | 0.48 | 0 | 0.08 | 2.08 | 2.72
PeakO | 0 | 0 | 0 | 0 | 0 | 0
ST | 0 | 0 | 0 | 0 | 0 | 0
STOG | 135.06 | 234.78 | 61.13 | 75.57 | 0 | 0
STWD | 0 | 0 | 0 | 0 | 0 | 0
WT | 0 | 0 | 0 | 0 | 0 | 0
IGCC | 0 | 0 | 0 | 0 | 0 | 0
DemandResponse | 0 | 0 | 0 | 0 | 0 | 0
IGCC-CCS | 0 | 0 | 0 | 0 | 0 | 0
WT_off | 0 | 0 | 0 | 0 | 0 | 0
PseudoUnit | 0 | 0 | 0 | 0 | 0 | 0
FixedInterchange | 0 | 0 | 0 | 0 | 0 | 0
Fuel Cost by Reporting Type: NP15
ReportingType | 2015 | 2020 | 2025 | 2030 | 2035 | 2040
BM | 0 | 0 | 0 | 0 | 0 | 0
CC | 3180.72 | 3280.91 | 3375.81 | 2525.51 | 1005.21 | 400.01
CSP | 0 | 0 | 0 | 0 | 0 | 0
CT | 0 | 0 | 0 | 0 | 0 | 0
Coal | 37.36 | 1.16 | 1.16 | 0 | 0 | 0
Geo | 0 | 0 | 0 | 0 | 0 | 0
H | 0 | 0 | 0 | 0 | 0 | 0
LFG | 0 | 0.72 | 0.72 | 0.72 | 0.72 | 0.72
Nuc | 150.62 | 153.69 | 163.3 | 181.32 | 445.72 | 758.15
PS | 0 | 0 | 0 | 0 | 0 | 0
PV | 0 | 0 | 0 | 0 | 0 | 0
PeakG | 0 | 0 | 0 | 0 | 0 | 0
PeakO | 0 | 0 | 0 | 0 | 0 | 0
ST | 0 | 0 | 0 | 0 | 0 | 0
STOG | 2.32 | 0.84 | 5.82 | 3.39 | 0 | 0
STWD | 244.45 | 244.45 | 12.87 | 244.45 | 244.45 | 244.45
WT | 0 | 0 | 0 | 0 | 0 | 0
IGCC | 0 | 0 | 0 | 0 | 0 | 0
DemandResponse | 0 | 0 | 0 | 0 | 0 | 0
IGCC-CCS | 0 | 0 | 0 | 0 | 0 | 0
WT_off | 0 | 0 | 0 | 0 | 0 | 0
PseudoUnit | 0 | 0 | 0 | 0 | 0 | 0
FixedInterchange | 0 | 0 | 0 | 0 | 0 | 0
Fuel Cost by Reporting Type: NWPP_Coal
ReportingType | 2015 | 2020 | 2025 | 2030 | 2035 | 2040
BM | 0 | 0 | 0 | 0 | 0 | 0
CC | 0 | 0 | 0 | 0 | 0 | 0
CSP | 0 | 0 | 0 | 0 | 0 | 0
CT | 0 | 0 | 0 | 0 | 0 | 0
Coal | 676.62 | 460.68 | 100.02 | 21.69 | 21.69 | 21.69
Geo | 0 | 0 | 0 | 0 | 0 | 0
H | 0 | 0 | 0 | 0 | 0 | 0
LFG | 0 | 0 | 0 | 0 | 0 | 0
Nuc | 0 | 0 | 0 | 0 | 0 | 0
PS | 0 | 0 | 0 | 0 | 0 | 0
PV | 0 | 0 | 0 | 0 | 0 | 0
PeakG | 0 | 0 | 0 | 0 | 0 | 0
PeakO | 0 | 0 | 0 | 0 | 0 | 0
ST | 0 | 0 | 0 | 0 | 0 | 0
STOG | 0 | 0 | 0 | 0 | 0 | 0
STWD | 0 | 0 | 0 | 0 | 0 | 0
WT | 0 | 0 | 0 | 0 | 0 | 0
IGCC | 0 | 0 | 0 | 0 | 0 | 0
DemandResponse | 0 | 0 | 0 | 0 | 0 | 0
IGCC-CCS | 0 | 0 | 0 | 0 | 0 | 0
WT_off | 0 | 0 | 0 | 0 | 0 | 0
PseudoUnit | 0 | 0 | 0 | 0 | 0 | 0
FixedInterchange | 0 | 0 | 0 | 0 | 0 | 0
Fuel Cost by Reporting Type: NWPP_Gas
ReportingType | 2015 | 2020 | 2025 | 2030 | 2035 | 2040
BM | 0 | 0 | 0 | 0 | 0 | 0
CC | 1955.47 | 2620.06 | 2585.22 | 2088.03 | 252.56 | 117.42
CSP | 0 | 0 | 0 | 0 | 0 | 0
CT | 0 | 0 | 0 | 0 | 0 | 0
Coal | 0 | 0 | 0 | 0 | 0 | 0
Geo | 0 | 0 | 0 | 0 | 0 | 0
H | 0 | 0 | 0 | 0 | 0 | 0
LFG | 0 | 0 | 0 | 0 | 0 | 0
Nuc | 0 | 0 | 0 | 0 | 0 | 0
PS | 0 | 0 | 0 | 0 | 0 | 0
PV | 0 | 0 | 0 | 0 | 0 | 0
PeakG | 0 | 0 | 0 | 0 | 0 | 0
PeakO | 0 | 0 | 0 | 0 | 0 | 0
ST | 0 | 0 | 0 | 0 | 0 | 0
STOG | 0 | 0 | 0 | 0 | 0 | 0
STWD | 0 | 0 | 0 | 0 | 0 | 0
WT | 0 | 0 | 0 | 0 | 0 | 0
IGCC | 0 | 0 | 0 | 0 | 0 | 0
DemandResponse | 0 | 0 | 0 | 0 | 0 | 0
IGCC-CCS | 0 | 0 | 0 | 0 | 0 | 0
WT_off | 0 | 0 | 0 | 0 | 0 | 0
PseudoUnit | 0 | 0 | 0 | 0 | 0 | 0
FixedInterchange | 0 | 0 | 0 | 0 | 0 | 0
Fuel Cost by Reporting Type: NWPP_NucRenew
ReportingType | 2015 | 2020 | 2025 | 2030 | 2035 | 2040
BM | 0 | 0.07 | 16.65 | 16.65 | 16.65 | 530.4
CC | 0 | 0 | 0 | 0 | 0 | 0
CSP | 0 | 0 | 0 | 0 | 0 | 0
CT | 0 | 0 | 0 | 0 | 0 | 0
Coal | 0 | 0 | 0 | 0 | 0 | 0
Geo | 0 | 0 | 0 | 0 | 0 | 0
H | 0 | 0 | 0 | 0 | 0 | 0
LFG | 0.03 | 0.34 | 0.34 | 0.34 | 0.34 | 0.34
Nuc | 71.13 | 72.58 | 77.12 | 78.63 | 350.72 | 420.84
PS | 0 | 0 | 0 | 0 | 0 | 0
PV | 0 | 0 | 0 | 0 | 0 | 0
PeakG | 0 | 0 | 0 | 0 | 0 | 0
PeakO | 0 | 0 | 0 | 0 | 0 | 0
ST | 0 | 0 | 0 | 0 | 0 | 0
STOG | 0 | 0 | 0 | 0 | 0 | 0
STWD | 0 | 0 | 87.88 | 301.46 | 301.46 | 301.46
WT | 0 | 0 | 0 | 0 | 0 | 0
IGCC | 0 | 0 | 0 | 0 | 0 | 0
DemandResponse | 0 | 0 | 0 | 0 | 0 | 0
IGCC-CCS | 0 | 0 | 0 | 0 | 0 | 0
WT_off | 0 | 0 | 0 | 0 | 0 | 0
PseudoUnit | 0 | 0 | 0 | 0 | 0 | 0
FixedInterchange | 0 | 0 | 0 | 0 | 0 | 0
Fuel Cost by Reporting Type: RMPA
ReportingType | 2015 | 2020 | 2025 | 2030 | 2035 | 2040
BM | 0 | 0 | 0 | 0 | 0 | 305.3
CC | 277.67 | 363.42 | 611.14 | 415.09 | 181.34 | 135.39
CSP | 0 | 0 | 0 | 0 | 0 | 0
CT | 0 | 0 | 0 | 0 | 0 | 0
Coal | 635.25 | 518.5 | 131.81 | 52.75 | 52.31 | 52.31
Geo | 0 | 0 | 0 | 0 | 0 | 0
H | 0 | 0 | 0 | 0 | 0 | 0
LFG | 0 | 0.04 | 0.04 | 0.04 | 0.04 | 0.04
Nuc | 0 | 0 | 0 | 125.84 | 190.18 | 190.19
PS | 0 | 0 | 0 | 0 | 0 | 0
PV | 0 | 0 | 0 | 0 | 0 | 0
PeakG | 0 | 0 | 0 | 0.01 | 0 | 0
PeakO | 0 | 0 | 0 | 0 | 0 | 0
ST | 0 | 0 | 0 | 0 | 0 | 0
STOG | 0 | 0 | 0 | 0 | 0 | 0
STWD | 0 | 0 | 0 | 0 | 0 | 0
WT | 0 | 0 | 0 | 0 | 0 | 0
IGCC | 0 | 0 | 0 | 0 | 0 | 0
DemandResponse | 0 | 0 | 0 | 0 | 0 | 0
IGCC-CCS | 0 | 0 | 0 | 0 | 0 | 0
WT_off | 0 | 0 | 0 | 0 | 0 | 0
PseudoUnit | 0 | 0 | 0 | 0 | 0 | 0
FixedInterchange | 0 | 0 | 0 | 0 | 0 | 0
Fuel Cost by Reporting Type: SP15
ReportingType | 2015 | 2020 | 2025 | 2030 | 2035 | 2040
BM | 3.07 | 3.07 | 3.07 | 3.07 | 3.07 | 3.07
CC | 3396.05 | 3784.86 | 4081.34 | 2973.35 | 1680.38 | 941.04
CSP | 0 | 0 | 0 | 0 | 0 | 0
CT | 0 | 0 | 0 | 0 | 0 | 0
Coal | 21.29 | 3.9 | 3.9 | 0 | 0 | 0
Geo | 0 | 0 | 0 | 0 | 0 | 0
H | 0 | 0 | 0 | 0 | 0 | 0
LFG | 0.01 | 0.72 | 0.72 | 0.72 | 0.72 | 0.72
Nuc | 139.02 | 141.86 | 150.73 | 153.67 | 237.07 | 312.53
PS | 0 | 0 | 0 | 0 | 0 | 0
PV | 0 | 0 | 0 | 0 | 0 | 0
PeakG | 0 | 0 | 0 | 0 | 0 | 0
PeakO | 0 | 0 | 0 | 0 | 0 | 0
ST | 0 | 0 | 0 | 0 | 0 | 0
STOG | 53.1 | 24.23 | 29.6 | 11.62 | 1.36 | 2.49
STWD | 62.63 | 62.63 | 36.76 | 62.63 | 62.63 | 62.63
WT | 0 | 0 | 0 | 0 | 0 | 0
IGCC | 0 | 0 | 0 | 0 | 0 | 0
DemandResponse | 0 | 0 | 0 | 0 | 0 | 0
IGCC-CCS | 0 | 0 | 0 | 0 | 0 | 0
WT_off | 0 | 0 | 0 | 0 | 0 | 0
PseudoUnit | 0 | 0 | 0 | 0 | 0 | 0
FixedInterchange | 0 | 0 | 0 | 0 | 0 | 0
Fuel Cost by Reporting Type: ALB
ReportingType | 2015 | 2020 | 2025 | 2030 | 2035 | 2040
BM | 0 | 0 | 0 | 0 | 0 | 0
CC | 603.97 | 759.11 | 831.95 | 92.88 | 16.81 | 0
CSP | 0 | 0 | 0 | 0 | 0 | 0
CT | 0 | 0 | 0 | 0 | 0 | 0
Coal | 217.7 | 217.7 | 217.7 | 0.03 | 0 | 0
Geo | 0 | 0 | 0 | 0 | 0 | 0
H | 0 | 0 | 0 | 0 | 0 | 0
LFG | 0 | 0 | 0 | 0 | 0 | 0
Nuc | 0 | 0 | 0 | 616.9 | 624.02 | 669.74
PS | 0 | 0 | 0 | 0 | 0 | 0
PV | 0 | 0 | 0 | 0 | 0 | 0
PeakG | 0 | 0 | 0 | 0 | 0 | 0
PeakO | 0 | 0 | 0 | 0 | 0 | 0
ST | 0 | 0 | 0 | 0 | 0 | 0
STOG | 0 | 0 | 0 | 0 | 0 | 0
STWD | 0 | 26.58 | 63.28 | 85 | 85 | 85
WT | 0 | 0 | 0 | 0 | 0 | 0
IGCC | 0 | 0 | 0 | 0 | 0 | 0
DemandResponse | 0 | 0 | 0 | 0 | 0 | 0
IGCC-CCS | 0 | 0 | 0 | 0 | 0 | 0
WT_off | 0 | 0 | 0 | 0 | 0 | 0
PseudoUnit | 0 | 0 | 0 | 0 | 0 | 0
FixedInterchange | 0 | 0 | 0 | 0 | 0 | 0
Fuel Cost by Reporting Type: BC
ReportingType | 2015 | 2020 | 2025 | 2030 | 2035 | 2040
BM | 0 | 0 | 0 | 0 | 0 | 0
CC | 150.51 | 174.09 | 193.74 | 137.93 | 33.7 | 0
CSP | 0 | 0 | 0 | 0 | 0 | 0
CT | 0 | 0 | 0 | 0 | 0 | 0
Coal | 0 | 0 | 0 | 0 | 0 | 0
Geo | 0 | 0 | 0 | 0 | 0 | 0
H | 0 | 0 | 0 | 0 | 0 | 0
LFG | 0 | 0 | 0 | 0 | 0 | 0
Nuc | 0 | 0 | 0.02 | 41.17 | 41.17 | 98.55
PS | 0 | 0 | 0 | 0 | 0 | 0
PV | 0 | 0 | 0 | 0 | 0 | 0
PeakG | 0 | 0 | 0 | 0 | 0 | 0
PeakO | 0 | 0 | 0 | 0 | 0 | 0
ST | 0 | 0 | 0 | 0 | 0 | 0
STOG | 0 | 0 | 0 | 0 | 0 | 0
STWD | 0 | 75.3 | 177.36 | 271.44 | 271.44 | 271.44
WT | 0 | 0 | 0 | 0 | 0 | 0
IGCC | 0 | 0 | 0 | 0 | 0 | 0
DemandResponse | 0 | 0 | 0 | 0 | 0 | 0
IGCC-CCS | 0 | 0 | 0 | 0 | 0 | 0
WT_off | 0 | 0 | 0 | 0 | 0 | 0
PseudoUnit | 0 | 0 | 0 | 0 | 0 | 0
FixedInterchange | 0 | 0 | 0 | 0 | 0 | 0
Fuel Cost by Reporting Type: HQ_IESO
ReportingType | 2015 | 2020 | 2025 | 2030 | 2035 | 2040
BM | 0 | 0 | 0 | 0 | 0 | 0
CC | 0 | 0 | 0 | 0 | 0 | 0
CSP | 0 | 0 | 0 | 0 | 0 | 0
CT | 0 | 0 | 0 | 0 | 0 | 0
Coal | 0 | 0 | 0 | 0 | 0 | 0
Geo | 0 | 0 | 0 | 0 | 0 | 0
H | 0 | 0 | 0 | 0 | 0 | 0
LFG | 0 | 0 | 0 | 0 | 0 | 0
Nuc | 0 | 0 | 0 | 0 | 0 | 0.07
PS | 0 | 0 | 0 | 0 | 0 | 0
PV | 0 | 0 | 0 | 0 | 0 | 0
PeakG | 0 | 0 | 0 | 0 | 0 | 0
PeakO | 0 | 0 | 0 | 0 | 0 | 0
ST | 0 | 0 | 0 | 0 | 0 | 0
STOG | 0 | 0 | 0 | 0 | 0 | 0
STWD | 0 | 0 | 0 | 0 | 0 | 0
WT | 0 | 0 | 0 | 0 | 0 | 0
IGCC | 0 | 0 | 0 | 0 | 0 | 0
DemandResponse | 0 | 0 | 0 | 0 | 0 | 0
IGCC-CCS | 0 | 0 | 0 | 0 | 0 | 0
WT_off | 0 | 0 | 0 | 0 | 0 | 0
PseudoUnit | 0 | 0 | 0 | 0 | 0 | 0
FixedInterchange | 0 | 0 | 0 | 0 | 0 | 0
Fuel Cost by Reporting Type: HQ_NEISO
ReportingType | 2015 | 2020 | 2025 | 2030 | 2035 | 2040
BM | 0 | 0 | 0 | 0 | 0 | 0
CC | 0 | 0 | 0 | 0 | 0 | 0
CSP | 0 | 0 | 0 | 0 | 0 | 0
CT | 0 | 0 | 0 | 0 | 0 | 0
Coal | 0 | 0 | 0 | 0 | 0 | 0
Geo | 0 | 0 | 0 | 0 | 0 | 0
H | 0 | 0 | 0 | 0 | 0 | 0
LFG | 0 | 0 | 0 | 0 | 0 | 0
Nuc | 0 | 0 | 0 | 0 | 0.01 | 0.03
PS | 0 | 0 | 0 | 0 | 0 | 0
PV | 0 | 0 | 0 | 0 | 0 | 0
PeakG | 0 | 0 | 0 | 0 | 0 | 0
PeakO | 0 | 0 | 0 | 0 | 0 | 0
ST | 0 | 0 | 0 | 0 | 0 | 0
STOG | 0 | 0 | 0 | 0 | 0 | 0
STWD | 0 | 0 | 0 | 0 | 0 | 0
WT | 0 | 0 | 0 | 0 | 0 | 0
IGCC | 0 | 0 | 0 | 0 | 0 | 0
DemandResponse | 0 | 0 | 0 | 0 | 0 | 0
IGCC-CCS | 0 | 0 | 0 | 0 | 0 | 0
WT_off | 0 | 0 | 0 | 0 | 0 | 0
PseudoUnit | 0 | 0 | 0 | 0 | 0 | 0
FixedInterchange | 0 | 0 | 0 | 0 | 0 | 0
Fuel Cost by Reporting Type: HQ_NY
ReportingType | 2015 | 2020 | 2025 | 2030 | 2035 | 2040
BM | 0 | 0 | 0 | 0 | 0 | 0
CC | 0 | 0 | 0 | 0 | 0 | 0
CSP | 0 | 0 | 0 | 0 | 0 | 0
CT | 0 | 0 | 0 | 0 | 0 | 0
Coal | 0 | 0 | 0 | 0 | 0 | 0
Geo | 0 | 0 | 0 | 0 | 0 | 0
H | 0 | 0 | 0 | 0 | 0 | 0
LFG | 0 | 0 | 0 | 0 | 0 | 0
Nuc | 0 | 0 | 0 | 0 | 0.03 | 0.07
PS | 0 | 0 | 0 | 0 | 0 | 0
PV | 0 | 0 | 0 | 0 | 0 | 0
PeakG | 0 | 0 | 0 | 0 | 0 | 0
PeakO | 0 | 0 | 0 | 0 | 0 | 0
ST | 0 | 0 | 0 | 0 | 0 | 0
STOG | 0 | 0 | 0 | 0 | 0 | 0
STWD | 0 | 0 | 0 | 0 | 0 | 0
WT | 0 | 0 | 0 | 0 | 0 | 0
IGCC | 0 | 0 | 0 | 0 | 0 | 0
DemandResponse | 0 | 0 | 0 | 0 | 0 | 0
IGCC-CCS | 0 | 0 | 0 | 0 | 0 | 0
WT_off | 0 | 0 | 0 | 0 | 0 | 0
PseudoUnit | 0 | 0 | 0 | 0 | 0 | 0
FixedInterchange | 0 | 0 | 0 | 0 | 0 | 0
Fuel Cost by Reporting Type: MARITIMES
ReportingType | 2015 | 2020 | 2025 | 2030 | 2035 | 2040
BM | 0 | 0 | 0 | 0 | 0 | 0
CC | 0 | 0 | 0 | 0 | 0 | 0
CSP | 0 | 0 | 0 | 0 | 0 | 0
CT | 0 | 0 | 0 | 0 | 0 | 0
Coal | 0 | 0 | 0 | 0 | 0 | 0
Geo | 0 | 0 | 0 | 0 | 0 | 0
H | 0 | 0 | 0 | 0 | 0 | 0
LFG | 0 | 0 | 0 | 0 | 0 | 0
Nuc | 0 | 0 | 0 | 0 | 0.01 | 0.03
PS | 0 | 0 | 0 | 0 | 0 | 0
PV | 0 | 0 | 0 | 0 | 0 | 0
PeakG | 0 | 0 | 0 | 0 | 0 | 0
PeakO | 0 | 0 | 0 | 0 | 0 | 0
ST | 0 | 0 | 0 | 0 | 0 | 0
STOG | 0 | 0 | 0 | 0 | 0 | 0
STWD | 0 | 0 | 0 | 0 | 0 | 0
WT | 0 | 0 | 0 | 0 | 0 | 0
IGCC | 0 | 0 | 0 | 0 | 0 | 0
DemandResponse | 0 | 0 | 0 | 0 | 0 | 0
IGCC-CCS | 0 | 0 | 0 | 0 | 0 | 0
WT_off | 0 | 0 | 0 | 0 | 0 | 0
PseudoUnit | 0 | 0 | 0 | 0 | 0 | 0
FixedInterchange | 0 | 0 | 0 | 0 | 0 | 0
Fuel Cost by Reporting Type: All
ReportingType | 2015 | 2020 | 2025 | 2030 | 2035 | 2040
BM | 151.01 | 406.64 | 638.33 | 675.47 | 846.5 | 14906.45
CC | 58322.67 | 80018.13 | 73792.22 | 51189.09 | 26909.82 | 16315.73
CSP | 0 | 0 | 0 | 0 | 0 | 0
CT | 43.76 | 49.82 | 84.38 | 51.75 | 2.32 | 0
Coal | 26293.33 | 10930.75 | 1854.7 | 736.59 | 1418.66 | 1610.82
Geo | 0 | 0 | 0 | 0 | 0 | 0
H | 0 | 0 | 0 | 0 | 0 | 0
LFG | 0.25 | 2.74 | 5.56 | 6.45 | 6.49 | 6.49
Nuc | 7711.69 | 8128.83 | 8755.93 | 10301.45 | 13944.08 | 16108.39
PS | 0 | 0 | 0 | 0 | 0 | 0
PV | 0 | 0 | 0 | 0 | 0 | 0
PeakG | 210.83 | 307.43 | 278.48 | 267.4 | 91.1 | 69.2
PeakO | 0 | 0 | 0 | 0 | 0 | 0
ST | 0 | 0 | 0 | 0 | 0 | 0
STOG | 560.88 | 563.18 | 371.71 | 331.83 | 103.86 | 39.32
STWD | 951.11 | 931.62 | 793.79 | 1470.6 | 2424.9 | 2614.97
WT | 0 | 0.01 | 0.01 | 0.01 | 0.02 | 0.02
IGCC | 87.33 | 82.33 | 28.92 | 1.73 | 0 | 0
DemandResponse | 0 | 0 | 0 | 0 | 0 | 0
IGCC-CCS | 0 | 0 | 0 | 0 | 0 | 0
WT_off | 0 | 0 | 0 | 0 | 0 | 0
PseudoUnit | 0 | 0 | 0 | 0 | 0 | 0
FixedInterchange | 0 | 0 | 0 | 0 | 0 | 0
Fuel Cost by Reporting Type: EI_US
ReportingType | 2015 | 2020 | 2025 | 2030 | 2035 | 2040
BM | 143.96 | 396.77 | 614.86 | 597.14 | 748.03 | 11781.96
CC | 37714.92 | 55814.83 | 50384.46 | 34753.08 | 19620.7 | 11479.13
CSP | 0 | 0 | 0 | 0 | 0 | 0
CT | 43.12 | 48.99 | 84.29 | 51.34 | 2.32 | 0
Coal | 22254.23 | 8323.2 | 1100.77 | 555.96 | 1113.86 | 1303.07
Geo | 0 | 0 | 0 | 0 | 0 | 0
H | 0 | 0 | 0 | 0 | 0 | 0
LFG | 0.18 | 0.83 | 3.19 | 4.07 | 4.11 | 4.11
Nuc | 5902.64 | 6282.89 | 6794.6 | 7316.27 | 9095.17 | 10616.78
PS | 0 | 0 | 0 | 0 | 0 | 0
PV | 0 | 0 | 0 | 0 | 0 | 0
PeakG | 207.32 | 305.8 | 278.48 | 267.31 | 89.03 | 66.48
PeakO | 0 | 0 | 0 | 0 | 0 | 0
ST | 0 | 0 | 0 | 0 | 0 | 0
STOG | 369.67 | 303.33 | 275.16 | 241.25 | 102.51 | 36.83
STWD | 632.19 | 510.17 | 403.14 | 490.54 | 1381.01 | 1571.08
WT | 0 | 0 | 0.01 | 0.01 | 0.01 | 0.01
IGCC | 87.33 | 82.33 | 28.92 | 1.73 | 0 | 0
DemandResponse | 0 | 0 | 0 | 0 | 0 | 0
IGCC-CCS | 0 | 0 | 0 | 0 | 0 | 0
WT_off | 0 | 0 | 0 | 0 | 0 | 0
PseudoUnit | 0 | 0 | 0 | 0 | 0 | 0
FixedInterchange | 0 | 0 | 0 | 0 | 0 | 0
Fuel Cost by Reporting Type: EI_Canada
ReportingType | 2015 | 2020 | 2025 | 2030 | 2035 | 2040
BM | 0 | 0 | 0 | 1.54 | 4.6 | 206.78
CC | 559.38 | 514.87 | 73.36 | 6.15 | 0.27 | 6.52
CSP | 0 | 0 | 0 | 0 | 0 | 0
CT | 0.65 | 0.66 | 0 | 0 | 0 | 0
Coal | 10.63 | 2.04 | 0 | 0 | 0 | 0
Geo | 0 | 0 | 0 | 0 | 0 | 0
H | 0 | 0 | 0 | 0 | 0 | 0
LFG | 0.02 | 0.02 | 0.02 | 0.02 | 0.02 | 0.02
Nuc | 854.23 | 871.66 | 926.13 | 944.22 | 869.51 | 757.92
PS | 0 | 0 | 0 | 0 | 0 | 0
PV | 0 | 0 | 0 | 0 | 0 | 0
PeakG | 3.5 | 1.14 | 0 | 0 | 0 | 0
PeakO | 0 | 0 | 0 | 0 | 0 | 0
ST | 0 | 0 | 0 | 0 | 0 | 0
STOG | 0.73 | 0 | 0 | 0 | 0 | 0
STWD | 0.3 | 0.95 | 0.95 | 3.55 | 67.38 | 67.38
WT | 0 | 0 | 0 | 0 | 0 | 0
IGCC | 0 | 0 | 0 | 0 | 0 | 0
DemandResponse | 0 | 0 | 0 | 0 | 0 | 0
IGCC-CCS | 0 | 0 | 0 | 0 | 0 | 0
WT_off | 0 | 0 | 0 | 0 | 0 | 0
PseudoUnit | 0 | 0 | 0 | 0 | 0 | 0
FixedInterchange | 0 | 0 | 0 | 0 | 0 | 0
Fuel Cost by Reporting Type: EI
ReportingType | 2015 | 2020 | 2025 | 2030 | 2035 | 2040
BM | 143.96 | 396.77 | 614.86 | 598.68 | 752.63 | 11988.74
CC | 38274.31 | 56329.7 | 50457.82 | 34759.22 | 19620.97 | 11485.65
CSP | 0 | 0 | 0 | 0 | 0 | 0
CT | 43.76 | 49.66 | 84.29 | 51.34 | 2.32 | 0
Coal | 22264.85 | 8325.24 | 1100.77 | 555.96 | 1113.86 | 1303.07
Geo | 0 | 0 | 0 | 0 | 0 | 0
H | 0 | 0 | 0 | 0 | 0 | 0
LFG | 0.2 | 0.84 | 3.21 | 4.09 | 4.13 | 4.13
Nuc | 6756.88 | 7154.55 | 7720.73 | 8260.49 | 9964.68 | 11374.7
PS | 0 | 0 | 0 | 0 | 0 | 0
PV | 0 | 0 | 0 | 0 | 0 | 0
PeakG | 210.83 | 306.94 | 278.48 | 267.31 | 89.03 | 66.48
PeakO | 0 | 0 | 0 | 0 | 0 | 0
ST | 0 | 0 | 0 | 0 | 0 | 0
STOG | 370.4 | 303.33 | 275.16 | 241.25 | 102.51 | 36.83
STWD | 632.49 | 511.12 | 404.09 | 494.09 | 1448.39 | 1638.46
WT | 0 | 0 | 0.01 | 0.01 | 0.01 | 0.01
IGCC | 87.33 | 82.33 | 28.92 | 1.73 | 0 | 0
DemandResponse | 0 | 0 | 0 | 0 | 0 | 0
IGCC-CCS | 0 | 0 | 0 | 0 | 0 | 0
WT_off | 0 | 0 | 0 | 0 | 0 | 0
PseudoUnit | 0 | 0 | 0 | 0 | 0 | 0
FixedInterchange | 0 | 0 | 0 | 0 | 0 | 0
Fuel Cost by Reporting Type: Outside_EI
ReportingType | 2015 | 2020 | 2025 | 2030 | 2035 | 2040
BM | 7.05 | 9.87 | 23.47 | 76.79 | 93.87 | 2917.71
CC | 20048.36 | 23688.43 | 23334.4 | 16429.87 | 7288.85 | 4830.08
CSP | 0 | 0 | 0 | 0 | 0 | 0
CT | 0 | 0.17 | 0.09 | 0.41 | 0 | 0
Coal | 4028.47 | 2605.51 | 753.93 | 180.62 | 304.8 | 307.75
Geo | 0 | 0 | 0 | 0 | 0 | 0
H | 0 | 0 | 0 | 0 | 0 | 0
LFG | 0.05 | 1.9 | 2.36 | 2.36 | 2.36 | 2.36
Nuc | 954.81 | 974.29 | 1035.2 | 2040.96 | 3979.4 | 4733.69
PS | 0 | 0 | 0 | 0 | 0 | 0
PV | 0 | 0 | 0 | 0 | 0 | 0
PeakG | 0 | 0.48 | 0 | 0.09 | 2.08 | 2.72
PeakO | 0 | 0 | 0 | 0 | 0 | 0
ST | 0 | 0 | 0 | 0 | 0 | 0
STOG | 190.48 | 259.85 | 96.55 | 90.59 | 1.36 | 2.49
STWD | 318.62 | 420.5 | 389.69 | 976.51 | 976.51 | 976.51
WT | 0 | 0 | 0 | 0 | 0 | 0
IGCC | 0 | 0 | 0 | 0 | 0 | 0
DemandResponse | 0 | 0 | 0 | 0 | 0 | 0
IGCC-CCS | 0 | 0 | 0 | 0 | 0 | 0
WT_off | 0 | 0 | 0 | 0 | 0 | 0
PseudoUnit | 0 | 0 | 0 | 0 | 0 | 0
FixedInterchange | 0 | 0 | 0 | 0 | 0 | 0
#7 | 0: Emission Cost ($million)
==== Emission Program: TitleIV_CAIRSO2 : (SO2) ====
Emission Cost by Reporting Type: Entergy
ReportingType | 2015 | 2020 | 2025 | 2030 | 2035 | 2040
BM | 0 | 0 | 0 | 0 | 0 | 0
CC | 0 | 0 | 0 | 0 | 0 | 0
CSP | 0 | 0 | 0 | 0 | 0 | 0
CT | 0 | 0 | 0 | 0 | 0 | 0
Coal | 24.24 | 0 | 0 | 0 | 0 | 0
Geo | 0 | 0 | 0 | 0 | 0 | 0
H | 0 | 0 | 0 | 0 | 0 | 0
LFG | 0 | 0 | 0 | 0 | 0 | 0
Nuc | 0 | 0 | 0 | 0 | 0 | 0
PS | 0 | 0 | 0 | 0 | 0 | 0
PV | 0 | 0 | 0 | 0 | 0 | 0
PeakG | 0 | 0 | 0 | 0 | 0 | 0
PeakO | 0 | 0 | 0 | 0 | 0 | 0
ST | 0 | 0 | 0 | 0 | 0 | 0
STOG | 0 | 0 | 0 | 0 | 0 | 0
STWD | 0 | 0 | 0 | 0 | 0 | 0
WT | 0 | 0 | 0 | 0 | 0 | 0
IGCC | 0 | 0 | 0 | 0 | 0 | 0
DemandResponse | 0 | 0 | 0 | 0 | 0 | 0
IGCC-CCS | 0 | 0 | 0 | 0 | 0 | 0
WT_off | 0 | 0 | 0 | 0 | 0 | 0
PseudoUnit | 0 | 0 | 0 | 0 | 0 | 0
FixedInterchange | 0 | 0 | 0 | 0 | 0 | 0
Emission Cost by Reporting Type: FRCC
ReportingType | 2015 | 2020 | 2025 | 2030 | 2035 | 2040
BM | 0 | 0 | 0 | 0 | 0 | 0
CC | 0 | 0 | 0 | 0 | 0 | 0
CSP | 0 | 0 | 0 | 0 | 0 | 0
CT | 0 | 0 | 0 | 0 | 0 | 0
Coal | 7.57 | 0 | 0 | 0 | 0 | 0
Geo | 0 | 0 | 0 | 0 | 0 | 0
H | 0 | 0 | 0 | 0 | 0 | 0
LFG | 0 | 0 | 0 | 0 | 0 | 0
Nuc | 0 | 0 | 0 | 0 | 0 | 0
PS | 0 | 0 | 0 | 0 | 0 | 0
PV | 0 | 0 | 0 | 0 | 0 | 0
PeakG | 0 | 0 | 0 | 0 | 0 | 0
PeakO | 0 | 0 | 0 | 0 | 0 | 0
ST | 0 | 0 | 0 | 0 | 0 | 0
STOG | 0 | 0 | 0 | 0 | 0 | 0
STWD | 0 | 0 | 0 | 0 | 0 | 0
WT | 0 | 0 | 0 | 0 | 0 | 0
IGCC | 0 | 0 | 0 | 0 | 0 | 0
DemandResponse | 0 | 0 | 0 | 0 | 0 | 0
IGCC-CCS | 0 | 0 | 0 | 0 | 0 | 0
WT_off | 0 | 0 | 0 | 0 | 0 | 0
PseudoUnit | 0 | 0 | 0 | 0 | 0 | 0
FixedInterchange | 0 | 0 | 0 | 0 | 0 | 0
Emission Cost by Reporting Type: MAPP_US
ReportingType | 2015 | 2020 | 2025 | 2030 | 2035 | 2040
BM | 0 | 0 | 0 | 0 | 0 | 0
CC | 0 | 0 | 0 | 0 | 0 | 0
CSP | 0 | 0 | 0 | 0 | 0 | 0
CT | 0 | 0 | 0 | 0 | 0 | 0
Coal | 1.89 | 0 | 0 | 0 | 0 | 0
Geo | 0 | 0 | 0 | 0 | 0 | 0
H | 0 | 0 | 0 | 0 | 0 | 0
LFG | 0 | 0 | 0 | 0 | 0 | 0
Nuc | 0 | 0 | 0 | 0 | 0 | 0
PS | 0 | 0 | 0 | 0 | 0 | 0
PV | 0 | 0 | 0 | 0 | 0 | 0
PeakG | 0 | 0 | 0 | 0 | 0 | 0
PeakO | 0 | 0 | 0 | 0 | 0 | 0
ST | 0 | 0 | 0 | 0 | 0 | 0
STOG | 0 | 0 | 0 | 0 | 0 | 0
STWD | 0 | 0 | 0 | 0 | 0 | 0
WT | 0 | 0 | 0 | 0 | 0 | 0
IGCC | 0 | 0 | 0 | 0 | 0 | 0
DemandResponse | 0 | 0 | 0 | 0 | 0 | 0
IGCC-CCS | 0 | 0 | 0 | 0 | 0 | 0
WT_off | 0 | 0 | 0 | 0 | 0 | 0
PseudoUnit | 0 | 0 | 0 | 0 | 0 | 0
FixedInterchange | 0 | 0 | 0 | 0 | 0 | 0
Emission Cost by Reporting Type: MISO_IN
ReportingType | 2015 | 2020 | 2025 | 2030 | 2035 | 2040
BM | 0 | 0 | 0 | 0 | 0 | 0
CC | 0 | 0 | 0 | 0 | 0 | 0
CSP | 0 | 0 | 0 | 0 | 0 | 0
CT | 0 | 0 | 0 | 0 | 0 | 0
Coal | 42.68 | 0 | 0 | 0 | 0 | 0
Geo | 0 | 0 | 0 | 0 | 0 | 0
H | 0 | 0 | 0 | 0 | 0 | 0
LFG | 0 | 0 | 0 | 0 | 0 | 0
Nuc | 0 | 0 | 0 | 0 | 0 | 0
PS | 0 | 0 | 0 | 0 | 0 | 0
PV | 0 | 0 | 0 | 0 | 0 | 0
PeakG | 0 | 0 | 0 | 0 | 0 | 0
PeakO | 0 | 0 | 0 | 0 | 0 | 0
ST | 0 | 0 | 0 | 0 | 0 | 0
STOG | 0 | 0 | 0 | 0 | 0 | 0
STWD | 0 | 0 | 0 | 0 | 0 | 0
WT | 0 | 0 | 0 | 0 | 0 | 0
IGCC | 0.35 | 0 | 0 | 0 | 0 | 0
DemandResponse | 0 | 0 | 0 | 0 | 0 | 0
IGCC-CCS | 0 | 0 | 0 | 0 | 0 | 0
WT_off | 0 | 0 | 0 | 0 | 0 | 0
PseudoUnit | 0 | 0 | 0 | 0 | 0 | 0
FixedInterchange | 0 | 0 | 0 | 0 | 0 | 0
Emission Cost by Reporting Type: MISO_MI
ReportingType | 2015 | 2020 | 2025 | 2030 | 2035 | 2040
BM | 0 | 0 | 0 | 0 | 0 | 0
CC | 0 | 0 | 0 | 0 | 0 | 0
CSP | 0 | 0 | 0 | 0 | 0 | 0
CT | 0 | 0 | 0 | 0 | 0 | 0
Coal | 27.89 | 0 | 0 | 0 | 0 | 0
Geo | 0 | 0 | 0 | 0 | 0 | 0
H | 0 | 0 | 0 | 0 | 0 | 0
LFG | 0 | 0 | 0 | 0 | 0 | 0
Nuc | 0 | 0 | 0 | 0 | 0 | 0
PS | 0 | 0 | 0 | 0 | 0 | 0
PV | 0 | 0 | 0 | 0 | 0 | 0
PeakG | 0 | 0 | 0 | 0 | 0 | 0
PeakO | 0 | 0 | 0 | 0 | 0 | 0
ST | 0 | 0 | 0 | 0 | 0 | 0
STOG | 0 | 0 | 0 | 0 | 0 | 0
STWD | 0 | 0 | 0 | 0 | 0 | 0
WT | 0 | 0 | 0 | 0 | 0 | 0
IGCC | 0 | 0 | 0 | 0 | 0 | 0
DemandResponse | 0 | 0 | 0 | 0 | 0 | 0
IGCC-CCS | 0 | 0 | 0 | 0 | 0 | 0
WT_off | 0 | 0 | 0 | 0 | 0 | 0
PseudoUnit | 0 | 0 | 0 | 0 | 0 | 0
FixedInterchange | 0 | 0 | 0 | 0 | 0 | 0
Emission Cost by Reporting Type: MISO_MO-IL
ReportingType | 2015 | 2020 | 2025 | 2030 | 2035 | 2040
BM | 0 | 0 | 0 | 0 | 0 | 0
CC | 0 | 0 | 0 | 0 | 0 | 0
CSP | 0 | 0 | 0 | 0 | 0 | 0
CT | 0 | 0 | 0 | 0 | 0 | 0
Coal | 70.3 | 0 | 0 | 0 | 0 | 0
Geo | 0 | 0 | 0 | 0 | 0 | 0
H | 0 | 0 | 0 | 0 | 0 | 0
LFG | 0 | 0 | 0 | 0 | 0 | 0
Nuc | 0 | 0 | 0 | 0 | 0 | 0
PS | 0 | 0 | 0 | 0 | 0 | 0
PV | 0 | 0 | 0 | 0 | 0 | 0
PeakG | 0 | 0 | 0 | 0 | 0 | 0
PeakO | 0 | 0 | 0 | 0 | 0 | 0
ST | 0 | 0 | 0 | 0 | 0 | 0
STOG | 0 | 0 | 0 | 0 | 0 | 0
STWD | 0 | 0 | 0 | 0 | 0 | 0
WT | 0 | 0 | 0 | 0 | 0 | 0
IGCC | 0 | 0 | 0 | 0 | 0 | 0
DemandResponse | 0 | 0 | 0 | 0 | 0 | 0
IGCC-CCS | 0 | 0 | 0 | 0 | 0 | 0
WT_off | 0 | 0 | 0 | 0 | 0 | 0
PseudoUnit | 0 | 0 | 0 | 0 | 0 | 0
FixedInterchange | 0 | 0 | 0 | 0 | 0 | 0
Emission Cost by Reporting Type: MISO_W
ReportingType | 2015 | 2020 | 2025 | 2030 | 2035 | 2040
BM | 0 | 0 | 0 | 0 | 0 | 0
CC | 0 | 0 | 0 | 0 | 0 | 0
CSP | 0 | 0 | 0 | 0 | 0 | 0
CT | 0 | 0 | 0 | 0 | 0 | 0
Coal | 35.06 | 0 | 0 | 0 | 0 | 0
Geo | 0 | 0 | 0 | 0 | 0 | 0
H | 0 | 0 | 0 | 0 | 0 | 0
LFG | 0 | 0 | 0 | 0 | 0 | 0
Nuc | 0 | 0 | 0 | 0 | 0 | 0
PS | 0 | 0 | 0 | 0 | 0 | 0
PV | 0 | 0 | 0 | 0 | 0 | 0
PeakG | 0 | 0 | 0 | 0 | 0 | 0
PeakO | 0 | 0 | 0 | 0 | 0 | 0
ST | 0 | 0 | 0 | 0 | 0 | 0
STOG | 0 | 0 | 0 | 0 | 0 | 0
STWD | 0 | 0 | 0 | 0 | 0 | 0
WT | 0 | 0 | 0 | 0 | 0 | 0
IGCC | 0 | 0 | 0 | 0 | 0 | 0
DemandResponse | 0 | 0 | 0 | 0 | 0 | 0
IGCC-CCS | 0 | 0 | 0 | 0 | 0 | 0
WT_off | 0 | 0 | 0 | 0 | 0 | 0
PseudoUnit | 0 | 0 | 0 | 0 | 0 | 0
FixedInterchange | 0 | 0 | 0 | 0 | 0 | 0
Emission Cost by Reporting Type: MISO_WUMS
ReportingType | 2015 | 2020 | 2025 | 2030 | 2035 | 2040
BM | 0 | 0 | 0 | 0 | 0 | 0
CC | 0 | 0 | 0 | 0 | 0 | 0
CSP | 0 | 0 | 0 | 0 | 0 | 0
CT | 0 | 0 | 0 | 0 | 0 | 0
Coal | 8.53 | 0 | 0 | 0 | 0 | 0
Geo | 0 | 0 | 0 | 0 | 0 | 0
H | 0 | 0 | 0 | 0 | 0 | 0
LFG | 0 | 0 | 0 | 0 | 0 | 0
Nuc | 0 | 0 | 0 | 0 | 0 | 0
PS | 0 | 0 | 0 | 0 | 0 | 0
PV | 0 | 0 | 0 | 0 | 0 | 0
PeakG | 0 | 0 | 0 | 0 | 0 | 0
PeakO | 0 | 0 | 0 | 0 | 0 | 0
ST | 0 | 0 | 0 | 0 | 0 | 0
STOG | 0 | 0 | 0 | 0 | 0 | 0
STWD | 0 | 0 | 0 | 0 | 0 | 0
WT | 0 | 0 | 0 | 0 | 0 | 0
IGCC | 0 | 0 | 0 | 0 | 0 | 0
DemandResponse | 0 | 0 | 0 | 0 | 0 | 0
IGCC-CCS | 0 | 0 | 0 | 0 | 0 | 0
WT_off | 0 | 0 | 0 | 0 | 0 | 0
PseudoUnit | 0 | 0 | 0 | 0 | 0 | 0
FixedInterchange | 0 | 0 | 0 | 0 | 0 | 0
Emission Cost by Reporting Type: Nebraska
ReportingType | 2015 | 2020 | 2025 | 2030 | 2035 | 2040
BM | 0 | 0 | 0 | 0 | 0 | 0
CC | 0 | 0 | 0 | 0 | 0 | 0
CSP | 0 | 0 | 0 | 0 | 0 | 0
CT | 0 | 0 | 0 | 0 | 0 | 0
Coal | 6.3 | 0 | 0 | 0 | 0 | 0
Geo | 0 | 0 | 0 | 0 | 0 | 0
H | 0 | 0 | 0 | 0 | 0 | 0
LFG | 0 | 0 | 0 | 0 | 0 | 0
Nuc | 0 | 0 | 0 | 0 | 0 | 0
PS | 0 | 0 | 0 | 0 | 0 | 0
PV | 0 | 0 | 0 | 0 | 0 | 0
PeakG | 0 | 0 | 0 | 0 | 0 | 0
PeakO | 0 | 0 | 0 | 0 | 0 | 0
ST | 0 | 0 | 0 | 0 | 0 | 0
STOG | 0 | 0 | 0 | 0 | 0 | 0
STWD | 0 | 0 | 0 | 0 | 0 | 0
WT | 0 | 0 | 0 | 0 | 0 | 0
IGCC | 0 | 0 | 0 | 0 | 0 | 0
DemandResponse | 0 | 0 | 0 | 0 | 0 | 0
IGCC-CCS | 0 | 0 | 0 | 0 | 0 | 0
WT_off | 0 | 0 | 0 | 0 | 0 | 0
PseudoUnit | 0 | 0 | 0 | 0 | 0 | 0
FixedInterchange | 0 | 0 | 0 | 0 | 0 | 0
Emission Cost by Reporting Type: NEISO
ReportingType | 2015 | 2020 | 2025 | 2030 | 2035 | 2040
BM | 0 | 0 | 0 | 0 | 0 | 0
CC | 0 | 0 | 0 | 0 | 0 | 0
CSP | 0 | 0 | 0 | 0 | 0 | 0
CT | 0 | 0 | 0 | 0 | 0 | 0
Coal | 0 | 0 | 0 | 0 | 0 | 0
Geo | 0 | 0 | 0 | 0 | 0 | 0
H | 0 | 0 | 0 | 0 | 0 | 0
LFG | 0 | 0 | 0 | 0 | 0 | 0
Nuc | 0 | 0 | 0 | 0 | 0 | 0
PS | 0 | 0 | 0 | 0 | 0 | 0
PV | 0 | 0 | 0 | 0 | 0 | 0
PeakG | 0 | 0 | 0 | 0 | 0 | 0
PeakO | 0 | 0 | 0 | 0 | 0 | 0
ST | 0 | 0 | 0 | 0 | 0 | 0
STOG | 0 | 0 | 0 | 0 | 0 | 0
STWD | 0 | 0 | 0 | 0 | 0 | 0
WT | 0 | 0 | 0 | 0 | 0 | 0
IGCC | 0 | 0 | 0 | 0 | 0 | 0
DemandResponse | 0 | 0 | 0 | 0 | 0 | 0
IGCC-CCS | 0 | 0 | 0 | 0 | 0 | 0
WT_off | 0 | 0 | 0 | 0 | 0 | 0
PseudoUnit | 0 | 0 | 0 | 0 | 0 | 0
FixedInterchange | 0 | 0 | 0 | 0 | 0 | 0
Emission Cost by Reporting Type: NonRTO_Midwest
ReportingType | 2015 | 2020 | 2025 | 2030 | 2035 | 2040
BM | 0 | 0 | 0 | 0 | 0 | 0
CC | 0 | 0 | 0 | 0 | 0 | 0
CSP | 0 | 0 | 0 | 0 | 0 | 0
CT | 0 | 0 | 0 | 0 | 0 | 0
Coal | 17.69 | 0 | 0 | 0 | 0 | 0
Geo | 0 | 0 | 0 | 0 | 0 | 0
H | 0 | 0 | 0 | 0 | 0 | 0
LFG | 0 | 0 | 0 | 0 | 0 | 0
Nuc | 0 | 0 | 0 | 0 | 0 | 0
PS | 0 | 0 | 0 | 0 | 0 | 0
PV | 0 | 0 | 0 | 0 | 0 | 0
PeakG | 0 | 0 | 0 | 0 | 0 | 0
PeakO | 0 | 0 | 0 | 0 | 0 | 0
ST | 0 | 0 | 0 | 0 | 0 | 0
STOG | 0 | 0 | 0 | 0 | 0 | 0
STWD | 0 | 0 | 0 | 0 | 0 | 0
WT | 0 | 0 | 0 | 0 | 0 | 0
IGCC | 0 | 0 | 0 | 0 | 0 | 0
DemandResponse | 0 | 0 | 0 | 0 | 0 | 0
IGCC-CCS | 0 | 0 | 0 | 0 | 0 | 0
WT_off | 0 | 0 | 0 | 0 | 0 | 0
PseudoUnit | 0 | 0 | 0 | 0 | 0 | 0
FixedInterchange | 0 | 0 | 0 | 0 | 0 | 0
Emission Cost by Reporting Type: NYISO_A-F
ReportingType | 2015 | 2020 | 2025 | 2030 | 2035 | 2040
BM | 0 | 0 | 0 | 0 | 0 | 0
CC | 0 | 0 | 0 | 0 | 0 | 0
CSP | 0 | 0 | 0 | 0 | 0 | 0
CT | 0 | 0 | 0 | 0 | 0 | 0
Coal | 0 | 0 | 0 | 0 | 0 | 0
Geo | 0 | 0 | 0 | 0 | 0 | 0
H | 0 | 0 | 0 | 0 | 0 | 0
LFG | 0 | 0 | 0 | 0 | 0 | 0
Nuc | 0 | 0 | 0 | 0 | 0 | 0
PS | 0 | 0 | 0 | 0 | 0 | 0
PV | 0 | 0 | 0 | 0 | 0 | 0
PeakG | 0 | 0 | 0 | 0 | 0 | 0
PeakO | 0 | 0 | 0 | 0 | 0 | 0
ST | 0 | 0 | 0 | 0 | 0 | 0
STOG | 0 | 0 | 0 | 0 | 0 | 0
STWD | 0 | 0 | 0 | 0 | 0 | 0
WT | 0 | 0 | 0 | 0 | 0 | 0
IGCC | 0 | 0 | 0 | 0 | 0 | 0
DemandResponse | 0 | 0 | 0 | 0 | 0 | 0
IGCC-CCS | 0 | 0 | 0 | 0 | 0 | 0
WT_off | 0 | 0 | 0 | 0 | 0 | 0
PseudoUnit | 0 | 0 | 0 | 0 | 0 | 0
FixedInterchange | 0 | 0 | 0 | 0 | 0 | 0
Emission Cost by Reporting Type: NYISO_G-I
ReportingType | 2015 | 2020 | 2025 | 2030 | 2035 | 2040
BM | 0 | 0 | 0 | 0 | 0 | 0
CC | 0 | 0 | 0 | 0 | 0 | 0
CSP | 0 | 0 | 0 | 0 | 0 | 0
CT | 0 | 0 | 0 | 0 | 0 | 0
Coal | 0 | 0 | 0 | 0 | 0 | 0
Geo | 0 | 0 | 0 | 0 | 0 | 0
H | 0 | 0 | 0 | 0 | 0 | 0
LFG | 0 | 0 | 0 | 0 | 0 | 0
Nuc | 0 | 0 | 0 | 0 | 0 | 0
PS | 0 | 0 | 0 | 0 | 0 | 0
PV | 0 | 0 | 0 | 0 | 0 | 0
PeakG | 0 | 0 | 0 | 0 | 0 | 0
PeakO | 0 | 0 | 0 | 0 | 0 | 0
ST | 0 | 0 | 0 | 0 | 0 | 0
STOG | 0 | 0 | 0 | 0 | 0 | 0
STWD | 0 | 0 | 0 | 0 | 0 | 0
WT | 0 | 0 | 0 | 0 | 0 | 0
IGCC | 0 | 0 | 0 | 0 | 0 | 0
DemandResponse | 0 | 0 | 0 | 0 | 0 | 0
IGCC-CCS | 0 | 0 | 0 | 0 | 0 | 0
WT_off | 0 | 0 | 0 | 0 | 0 | 0
PseudoUnit | 0 | 0 | 0 | 0 | 0 | 0
FixedInterchange | 0 | 0 | 0 | 0 | 0 | 0
Emission Cost by Reporting Type: NYISO_J-K
ReportingType | 2015 | 2020 | 2025 | 2030 | 2035 | 2040
BM | 0 | 0 | 0 | 0 | 0 | 0
CC | 0 | 0 | 0 | 0 | 0 | 0
CSP | 0 | 0 | 0 | 0 | 0 | 0
CT | 0 | 0 | 0 | 0 | 0 | 0
Coal | 0 | 0 | 0 | 0 | 0 | 0
Geo | 0 | 0 | 0 | 0 | 0 | 0
H | 0 | 0 | 0 | 0 | 0 | 0
LFG | 0 | 0 | 0 | 0 | 0 | 0
Nuc | 0 | 0 | 0 | 0 | 0 | 0
PS | 0 | 0 | 0 | 0 | 0 | 0
PV | 0 | 0 | 0 | 0 | 0 | 0
PeakG | 0 | 0 | 0 | 0 | 0 | 0
PeakO | 0 | 0 | 0 | 0 | 0 | 0
ST | 0 | 0 | 0 | 0 | 0 | 0
STOG | 0 | 0 | 0 | 0 | 0 | 0
STWD | 0 | 0 | 0 | 0 | 0 | 0
WT | 0 | 0 | 0 | 0 | 0 | 0
IGCC | 0 | 0 | 0 | 0 | 0 | 0
DemandResponse | 0 | 0 | 0 | 0 | 0 | 0
IGCC-CCS | 0 | 0 | 0 | 0 | 0 | 0
WT_off | 0 | 0 | 0 | 0 | 0 | 0
PseudoUnit | 0 | 0 | 0 | 0 | 0 | 0
FixedInterchange | 0 | 0 | 0 | 0 | 0 | 0
Emission Cost by Reporting Type: PJM_E
ReportingType | 2015 | 2020 | 2025 | 2030 | 2035 | 2040
BM | 0 | 0 | 0 | 0 | 0 | 0
CC | 0 | 0 | 0 | 0 | 0 | 0
CSP | 0 | 0 | 0 | 0 | 0 | 0
CT | 0 | 0 | 0 | 0 | 0 | 0
Coal | 0.09 | 0 | 0 | 0 | 0 | 0
Geo | 0 | 0 | 0 | 0 | 0 | 0
H | 0 | 0 | 0 | 0 | 0 | 0
LFG | 0 | 0 | 0 | 0 | 0 | 0
Nuc | 0 | 0 | 0 | 0 | 0 | 0
PS | 0 | 0 | 0 | 0 | 0 | 0
PV | 0 | 0 | 0 | 0 | 0 | 0
PeakG | 0 | 0 | 0 | 0 | 0 | 0
PeakO | 0 | 0 | 0 | 0 | 0 | 0
ST | 0 | 0 | 0 | 0 | 0 | 0
STOG | 0 | 0 | 0 | 0 | 0 | 0
STWD | 0 | 0 | 0 | 0 | 0 | 0
WT | 0 | 0 | 0 | 0 | 0 | 0
IGCC | 0 | 0 | 0 | 0 | 0 | 0
DemandResponse | 0 | 0 | 0 | 0 | 0 | 0
IGCC-CCS | 0 | 0 | 0 | 0 | 0 | 0
WT_off | 0 | 0 | 0 | 0 | 0 | 0
PseudoUnit | 0 | 0 | 0 | 0 | 0 | 0
FixedInterchange | 0 | 0 | 0 | 0 | 0 | 0
Emission Cost by Reporting Type: PJM_ROM
ReportingType | 2015 | 2020 | 2025 | 2030 | 2035 | 2040
BM | 0 | 0 | 0 | 0 | 0 | 0
CC | 0 | 0 | 0 | 0 | 0 | 0
CSP | 0 | 0 | 0 | 0 | 0 | 0
CT | 0 | 0 | 0 | 0 | 0 | 0
Coal | 30.96 | 0 | 0 | 0 | 0 | 0
Geo | 0 | 0 | 0 | 0 | 0 | 0
H | 0 | 0 | 0 | 0 | 0 | 0
LFG | 0 | 0 | 0 | 0 | 0 | 0
Nuc | 0 | 0 | 0 | 0 | 0 | 0
PS | 0 | 0 | 0 | 0 | 0 | 0
PV | 0 | 0 | 0 | 0 | 0 | 0
PeakG | 0 | 0 | 0 | 0 | 0 | 0
PeakO | 0 | 0 | 0 | 0 | 0 | 0
ST | 0 | 0 | 0 | 0 | 0 | 0
STOG | 0 | 0 | 0 | 0 | 0 | 0
STWD | 0 | 0 | 0 | 0 | 0 | 0
WT | 0 | 0 | 0 | 0 | 0 | 0
IGCC | 0 | 0 | 0 | 0 | 0 | 0
DemandResponse | 0 | 0 | 0 | 0 | 0 | 0
IGCC-CCS | 0 | 0 | 0 | 0 | 0 | 0
WT_off | 0 | 0 | 0 | 0 | 0 | 0
PseudoUnit | 0 | 0 | 0 | 0 | 0 | 0
FixedInterchange | 0 | 0 | 0 | 0 | 0 | 0
Emission Cost by Reporting Type: PJM_ROR
ReportingType | 2015 | 2020 | 2025 | 2030 | 2035 | 2040
BM | 0 | 0 | 0 | 0 | 0 | 0
CC | 0 | 0 | 0 | 0 | 0 | 0
CSP | 0 | 0 | 0 | 0 | 0 | 0
CT | 0 | 0 | 0 | 0 | 0 | 0
Coal | 228.01 | 0 | 0 | 0 | 0 | 0
Geo | 0 | 0 | 0 | 0 | 0 | 0
H | 0 | 0 | 0 | 0 | 0 | 0
LFG | 0 | 0 | 0 | 0 | 0 | 0
Nuc | 0 | 0 | 0 | 0 | 0 | 0
PS | 0 | 0 | 0 | 0 | 0 | 0
PV | 0 | 0 | 0 | 0 | 0 | 0
PeakG | 0 | 0 | 0 | 0 | 0 | 0
PeakO | 0 | 0 | 0 | 0 | 0 | 0
ST | 0 | 0 | 0 | 0 | 0 | 0
STOG | 0 | 0 | 0 | 0 | 0 | 0
STWD | 0 | 0 | 0 | 0 | 0 | 0
WT | 0 | 0 | 0 | 0 | 0 | 0
IGCC | 0 | 0 | 0 | 0 | 0 | 0
DemandResponse | 0 | 0 | 0 | 0 | 0 | 0
IGCC-CCS | 0 | 0 | 0 | 0 | 0 | 0
WT_off | 0 | 0 | 0 | 0 | 0 | 0
PseudoUnit | 0 | 0 | 0 | 0 | 0 | 0
FixedInterchange | 0 | 0 | 0 | 0 | 0 | 0
Emission Cost by Reporting Type: SOCO
ReportingType | 2015 | 2020 | 2025 | 2030 | 2035 | 2040
BM | 0 | 0 | 0 | 0 | 0 | 0
CC | 0 | 0 | 0 | 0 | 0 | 0
CSP | 0 | 0 | 0 | 0 | 0 | 0
CT | 0 | 0 | 0 | 0 | 0 | 0
Coal | 61.15 | 0 | 0 | 0 | 0 | 0
Geo | 0 | 0 | 0 | 0 | 0 | 0
H | 0 | 0 | 0 | 0 | 0 | 0
LFG | 0 | 0 | 0 | 0 | 0 | 0
Nuc | 0 | 0 | 0 | 0 | 0 | 0
PS | 0 | 0 | 0 | 0 | 0 | 0
PV | 0 | 0 | 0 | 0 | 0 | 0
PeakG | 0 | 0 | 0 | 0 | 0 | 0
PeakO | 0 | 0 | 0 | 0 | 0 | 0
ST | 0 | 0 | 0 | 0 | 0 | 0
STOG | 0 | 0 | 0 | 0 | 0 | 0
STWD | 0 | 0 | 0 | 0 | 0 | 0
WT | 0 | 0 | 0 | 0 | 0 | 0
IGCC | 0 | 0 | 0 | 0 | 0 | 0
DemandResponse | 0 | 0 | 0 | 0 | 0 | 0
IGCC-CCS | 0 | 0 | 0 | 0 | 0 | 0
WT_off | 0 | 0 | 0 | 0 | 0 | 0
PseudoUnit | 0 | 0 | 0 | 0 | 0 | 0
FixedInterchange | 0 | 0 | 0 | 0 | 0 | 0
Emission Cost by Reporting Type: SPP_N
ReportingType | 2015 | 2020 | 2025 | 2030 | 2035 | 2040
BM | 0 | 0 | 0 | 0 | 0 | 0
CC | 0 | 0 | 0 | 0 | 0 | 0
CSP | 0 | 0 | 0 | 0 | 0 | 0
CT | 0 | 0 | 0 | 0 | 0 | 0
Coal | 8.4 | 0 | 0 | 0 | 0 | 0
Geo | 0 | 0 | 0 | 0 | 0 | 0
H | 0 | 0 | 0 | 0 | 0 | 0
LFG | 0 | 0 | 0 | 0 | 0 | 0
Nuc | 0 | 0 | 0 | 0 | 0 | 0
PS | 0 | 0 | 0 | 0 | 0 | 0
PV | 0 | 0 | 0 | 0 | 0 | 0
PeakG | 0 | 0 | 0 | 0 | 0 | 0
PeakO | 0 | 0 | 0 | 0 | 0 | 0
ST | 0 | 0 | 0 | 0 | 0 | 0
STOG | 0 | 0 | 0 | 0 | 0 | 0
STWD | 0 | 0 | 0 | 0 | 0 | 0
WT | 0 | 0 | 0 | 0 | 0 | 0
IGCC | 0 | 0 | 0 | 0 | 0 | 0
DemandResponse | 0 | 0 | 0 | 0 | 0 | 0
IGCC-CCS | 0 | 0 | 0 | 0 | 0 | 0
WT_off | 0 | 0 | 0 | 0 | 0 | 0
PseudoUnit | 0 | 0 | 0 | 0 | 0 | 0
FixedInterchange | 0 | 0 | 0 | 0 | 0 | 0
Emission Cost by Reporting Type: SPP_S
ReportingType | 2015 | 2020 | 2025 | 2030 | 2035 | 2040
BM | 0 | 0 | 0 | 0 | 0 | 0
CC | 0 | 0 | 0 | 0 | 0 | 0
CSP | 0 | 0 | 0 | 0 | 0 | 0
CT | 0 | 0 | 0 | 0 | 0 | 0
Coal | 26.67 | 0 | 0 | 0 | 0 | 0
Geo | 0 | 0 | 0 | 0 | 0 | 0
H | 0 | 0 | 0 | 0 | 0 | 0
LFG | 0 | 0 | 0 | 0 | 0 | 0
Nuc | 0 | 0 | 0 | 0 | 0 | 0
PS | 0 | 0 | 0 | 0 | 0 | 0
PV | 0 | 0 | 0 | 0 | 0 | 0
PeakG | 0 | 0 | 0 | 0 | 0 | 0
PeakO | 0 | 0 | 0 | 0 | 0 | 0
ST | 0 | 0 | 0 | 0 | 0 | 0
STOG | 0 | 0 | 0 | 0 | 0 | 0
STWD | 0 | 0 | 0 | 0 | 0 | 0
WT | 0 | 0 | 0 | 0 | 0 | 0
IGCC | 0 | 0 | 0 | 0 | 0 | 0
DemandResponse | 0 | 0 | 0 | 0 | 0 | 0
IGCC-CCS | 0 | 0 | 0 | 0 | 0 | 0
WT_off | 0 | 0 | 0 | 0 | 0 | 0
PseudoUnit | 0 | 0 | 0 | 0 | 0 | 0
FixedInterchange | 0 | 0 | 0 | 0 | 0 | 0
Emission Cost by Reporting Type: TVA
ReportingType | 2015 | 2020 | 2025 | 2030 | 2035 | 2040
BM | 0 | 0 | 0 | 0 | 0 | 0
CC | 0 | 0 | 0 | 0 | 0 | 0
CSP | 0 | 0 | 0 | 0 | 0 | 0
CT | 0 | 0 | 0 | 0 | 0 | 0
Coal | 36.19 | 0 | 0 | 0 | 0 | 0
Geo | 0 | 0 | 0 | 0 | 0 | 0
H | 0 | 0 | 0 | 0 | 0 | 0
LFG | 0 | 0 | 0 | 0 | 0 | 0
Nuc | 0 | 0 | 0 | 0 | 0 | 0
PS | 0 | 0 | 0 | 0 | 0 | 0
PV | 0 | 0 | 0 | 0 | 0 | 0
PeakG | 0 | 0 | 0 | 0 | 0 | 0
PeakO | 0 | 0 | 0 | 0 | 0 | 0
ST | 0 | 0 | 0 | 0 | 0 | 0
STOG | 0 | 0 | 0 | 0 | 0 | 0
STWD | 0 | 0 | 0 | 0 | 0 | 0
WT | 0 | 0 | 0 | 0 | 0 | 0
IGCC | 0 | 0 | 0 | 0 | 0 | 0
DemandResponse | 0 | 0 | 0 | 0 | 0 | 0
IGCC-CCS | 0 | 0 | 0 | 0 | 0 | 0
WT_off | 0 | 0 | 0 | 0 | 0 | 0
PseudoUnit | 0 | 0 | 0 | 0 | 0 | 0
FixedInterchange | 0 | 0 | 0 | 0 | 0 | 0
Emission Cost by Reporting Type: TVA_Transmission
ReportingType | 2015 | 2020 | 2025 | 2030 | 2035 | 2040
BM | 0 | 0 | 0 | 0 | 0 | 0
CC | 0 | 0 | 0 | 0 | 0 | 0
CSP | 0 | 0 | 0 | 0 | 0 | 0
CT | 0 | 0 | 0 | 0 | 0 | 0
Coal | 0 | 0 | 0 | 0 | 0 | 0
Geo | 0 | 0 | 0 | 0 | 0 | 0
H | 0 | 0 | 0 | 0 | 0 | 0
LFG | 0 | 0 | 0 | 0 | 0 | 0
Nuc | 0 | 0 | 0 | 0 | 0 | 0
PS | 0 | 0 | 0 | 0 | 0 | 0
PV | 0 | 0 | 0 | 0 | 0 | 0
PeakG | 0 | 0 | 0 | 0 | 0 | 0
PeakO | 0 | 0 | 0 | 0 | 0 | 0
ST | 0 | 0 | 0 | 0 | 0 | 0
STOG | 0 | 0 | 0 | 0 | 0 | 0
STWD | 0 | 0 | 0 | 0 | 0 | 0
WT | 0 | 0 | 0 | 0 | 0 | 0
IGCC | 0 | 0 | 0 | 0 | 0 | 0
DemandResponse | 0 | 0 | 0 | 0 | 0 | 0
IGCC-CCS | 0 | 0 | 0 | 0 | 0 | 0
WT_off | 0 | 0 | 0 | 0 | 0 | 0
PseudoUnit | 0 | 0 | 0 | 0 | 0 | 0
FixedInterchange | 0 | 0 | 0 | 0 | 0 | 0
Emission Cost by Reporting Type: VACAR
ReportingType | 2015 | 2020 | 2025 | 2030 | 2035 | 2040
BM | 0 | 0 | 0 | 0 | 0 | 0
CC | 0 | 0 | 0 | 0 | 0 | 0
CSP | 0 | 0 | 0 | 0 | 0 | 0
CT | 0 | 0 | 0 | 0 | 0 | 0
Coal | 11.31 | 0 | 0 | 0 | 0 | 0
Geo | 0 | 0 | 0 | 0 | 0 | 0
H | 0 | 0 | 0 | 0 | 0 | 0
LFG | 0 | 0 | 0 | 0 | 0 | 0
Nuc | 0 | 0 | 0 | 0 | 0 | 0
PS | 0 | 0 | 0 | 0 | 0 | 0
PV | 0 | 0 | 0 | 0 | 0 | 0
PeakG | 0 | 0 | 0 | 0 | 0 | 0
PeakO | 0 | 0 | 0 | 0 | 0 | 0
ST | 0 | 0 | 0 | 0 | 0 | 0
STOG | 0 | 0 | 0 | 0 | 0 | 0
STWD | 0 | 0 | 0 | 0 | 0 | 0
WT | 0 | 0 | 0 | 0 | 0 | 0
IGCC | 0 | 0 | 0 | 0 | 0 | 0
DemandResponse | 0 | 0 | 0 | 0 | 0 | 0
IGCC-CCS | 0 | 0 | 0 | 0 | 0 | 0
WT_off | 0 | 0 | 0 | 0 | 0 | 0
PseudoUnit | 0 | 0 | 0 | 0 | 0 | 0
FixedInterchange | 0 | 0 | 0 | 0 | 0 | 0
Emission Cost by Reporting Type: IESO
ReportingType | 2015 | 2020 | 2025 | 2030 | 2035 | 2040
BM | 0 | 0 | 0 | 0 | 0 | 0
CC | 0 | 0 | 0 | 0 | 0 | 0
CSP | 0 | 0 | 0 | 0 | 0 | 0
CT | 0 | 0 | 0 | 0 | 0 | 0
Coal | 0 | 0 | 0 | 0 | 0 | 0
Geo | 0 | 0 | 0 | 0 | 0 | 0
H | 0 | 0 | 0 | 0 | 0 | 0
LFG | 0 | 0 | 0 | 0 | 0 | 0
Nuc | 0 | 0 | 0 | 0 | 0 | 0
PS | 0 | 0 | 0 | 0 | 0 | 0
PV | 0 | 0 | 0 | 0 | 0 | 0
PeakG | 0 | 0 | 0 | 0 | 0 | 0
PeakO | 0 | 0 | 0 | 0 | 0 | 0
ST | 0 | 0 | 0 | 0 | 0 | 0
STOG | 0 | 0 | 0 | 0 | 0 | 0
STWD | 0 | 0 | 0 | 0 | 0 | 0
WT | 0 | 0 | 0 | 0 | 0 | 0
IGCC | 0 | 0 | 0 | 0 | 0 | 0
DemandResponse | 0 | 0 | 0 | 0 | 0 | 0
IGCC-CCS | 0 | 0 | 0 | 0 | 0 | 0
WT_off | 0 | 0 | 0 | 0 | 0 | 0
PseudoUnit | 0 | 0 | 0 | 0 | 0 | 0
FixedInterchange | 0 | 0 | 0 | 0 | 0 | 0
Emission Cost by Reporting Type: MAPP_CA
ReportingType | 2015 | 2020 | 2025 | 2030 | 2035 | 2040
BM | 0 | 0 | 0 | 0 | 0 | 0
CC | 0 | 0 | 0 | 0 | 0 | 0
CSP | 0 | 0 | 0 | 0 | 0 | 0
CT | 0 | 0 | 0 | 0 | 0 | 0
Coal | 0 | 0 | 0 | 0 | 0 | 0
Geo | 0 | 0 | 0 | 0 | 0 | 0
H | 0 | 0 | 0 | 0 | 0 | 0
LFG | 0 | 0 | 0 | 0 | 0 | 0
Nuc | 0 | 0 | 0 | 0 | 0 | 0
PS | 0 | 0 | 0 | 0 | 0 | 0
PV | 0 | 0 | 0 | 0 | 0 | 0
PeakG | 0 | 0 | 0 | 0 | 0 | 0
PeakO | 0 | 0 | 0 | 0 | 0 | 0
ST | 0 | 0 | 0 | 0 | 0 | 0
STOG | 0 | 0 | 0 | 0 | 0 | 0
STWD | 0 | 0 | 0 | 0 | 0 | 0
WT | 0 | 0 | 0 | 0 | 0 | 0
IGCC | 0 | 0 | 0 | 0 | 0 | 0
DemandResponse | 0 | 0 | 0 | 0 | 0 | 0
IGCC-CCS | 0 | 0 | 0 | 0 | 0 | 0
WT_off | 0 | 0 | 0 | 0 | 0 | 0
PseudoUnit | 0 | 0 | 0 | 0 | 0 | 0
FixedInterchange | 0 | 0 | 0 | 0 | 0 | 0
Emission Cost by Reporting Type: AZ_NM_SNV_Coal
ReportingType | 2015 | 2020 | 2025 | 2030 | 2035 | 2040
BM | 0 | 0 | 0 | 0 | 0 | 0
CC | 0 | 0 | 0 | 0 | 0 | 0
CSP | 0 | 0 | 0 | 0 | 0 | 0
CT | 0 | 0 | 0 | 0 | 0 | 0
Coal | 1.54 | 0 | 0 | 0 | 0 | 0
Geo | 0 | 0 | 0 | 0 | 0 | 0
H | 0 | 0 | 0 | 0 | 0 | 0
LFG | 0 | 0 | 0 | 0 | 0 | 0
Nuc | 0 | 0 | 0 | 0 | 0 | 0
PS | 0 | 0 | 0 | 0 | 0 | 0
PV | 0 | 0 | 0 | 0 | 0 | 0
PeakG | 0 | 0 | 0 | 0 | 0 | 0
PeakO | 0 | 0 | 0 | 0 | 0 | 0
ST | 0 | 0 | 0 | 0 | 0 | 0
STOG | 0 | 0 | 0 | 0 | 0 | 0
STWD | 0 | 0 | 0 | 0 | 0 | 0
WT | 0 | 0 | 0 | 0 | 0 | 0
IGCC | 0 | 0 | 0 | 0 | 0 | 0
DemandResponse | 0 | 0 | 0 | 0 | 0 | 0
IGCC-CCS | 0 | 0 | 0 | 0 | 0 | 0
WT_off | 0 | 0 | 0 | 0 | 0 | 0
PseudoUnit | 0 | 0 | 0 | 0 | 0 | 0
FixedInterchange | 0 | 0 | 0 | 0 | 0 | 0
Emission Cost by Reporting Type: AZ_NM_SNV_Gas
ReportingType | 2015 | 2020 | 2025 | 2030 | 2035 | 2040
BM | 0 | 0 | 0 | 0 | 0 | 0
CC | 0 | 0 | 0 | 0 | 0 | 0
CSP | 0 | 0 | 0 | 0 | 0 | 0
CT | 0 | 0 | 0 | 0 | 0 | 0
Coal | 0 | 0 | 0 | 0 | 0 | 0
Geo | 0 | 0 | 0 | 0 | 0 | 0
H | 0 | 0 | 0 | 0 | 0 | 0
LFG | 0 | 0 | 0 | 0 | 0 | 0
Nuc | 0 | 0 | 0 | 0 | 0 | 0
PS | 0 | 0 | 0 | 0 | 0 | 0
PV | 0 | 0 | 0 | 0 | 0 | 0
PeakG | 0 | 0 | 0 | 0 | 0 | 0
PeakO | 0 | 0 | 0 | 0 | 0 | 0
ST | 0 | 0 | 0 | 0 | 0 | 0
STOG | 0 | 0 | 0 | 0 | 0 | 0
STWD | 0 | 0 | 0 | 0 | 0 | 0
WT | 0 | 0 | 0 | 0 | 0 | 0
IGCC | 0 | 0 | 0 | 0 | 0 | 0
DemandResponse | 0 | 0 | 0 | 0 | 0 | 0
IGCC-CCS | 0 | 0 | 0 | 0 | 0 | 0
WT_off | 0 | 0 | 0 | 0 | 0 | 0
PseudoUnit | 0 | 0 | 0 | 0 | 0 | 0
FixedInterchange | 0 | 0 | 0 | 0 | 0 | 0
Emission Cost by Reporting Type: AZ_NM_SNV_NucRenew
ReportingType | 2015 | 2020 | 2025 | 2030 | 2035 | 2040
BM | 0 | 0 | 0 | 0 | 0 | 0
CC | 0 | 0 | 0 | 0 | 0 | 0
CSP | 0 | 0 | 0 | 0 | 0 | 0
CT | 0 | 0 | 0 | 0 | 0 | 0
Coal | 0 | 0 | 0 | 0 | 0 | 0
Geo | 0 | 0 | 0 | 0 | 0 | 0
H | 0 | 0 | 0 | 0 | 0 | 0
LFG | 0 | 0 | 0 | 0 | 0 | 0
Nuc | 0 | 0 | 0 | 0 | 0 | 0
PS | 0 | 0 | 0 | 0 | 0 | 0
PV | 0 | 0 | 0 | 0 | 0 | 0
PeakG | 0 | 0 | 0 | 0 | 0 | 0
PeakO | 0 | 0 | 0 | 0 | 0 | 0
ST | 0 | 0 | 0 | 0 | 0 | 0
STOG | 0 | 0 | 0 | 0 | 0 | 0
STWD | 0 | 0 | 0 | 0 | 0 | 0
WT | 0 | 0 | 0 | 0 | 0 | 0
IGCC | 0 | 0 | 0 | 0 | 0 | 0
DemandResponse | 0 | 0 | 0 | 0 | 0 | 0
IGCC-CCS | 0 | 0 | 0 | 0 | 0 | 0
WT_off | 0 | 0 | 0 | 0 | 0 | 0
PseudoUnit | 0 | 0 | 0 | 0 | 0 | 0
FixedInterchange | 0 | 0 | 0 | 0 | 0 | 0
Emission Cost by Reporting Type: ERCOT
ReportingType | 2015 | 2020 | 2025 | 2030 | 2035 | 2040
BM | 0 | 0 | 0 | 0 | 0 | 0
CC | 0 | 0 | 0 | 0 | 0 | 0
CSP | 0 | 0 | 0 | 0 | 0 | 0
CT | 0 | 0 | 0 | 0 | 0 | 0
Coal | 26.87 | 0 | 0 | 0 | 0 | 0
Geo | 0 | 0 | 0 | 0 | 0 | 0
H | 0 | 0 | 0 | 0 | 0 | 0
LFG | 0 | 0 | 0 | 0 | 0 | 0
Nuc | 0 | 0 | 0 | 0 | 0 | 0
PS | 0 | 0 | 0 | 0 | 0 | 0
PV | 0 | 0 | 0 | 0 | 0 | 0
PeakG | 0 | 0 | 0 | 0 | 0 | 0
PeakO | 0 | 0 | 0 | 0 | 0 | 0
ST | 0 | 0 | 0 | 0 | 0 | 0
STOG | 0 | 0 | 0 | 0 | 0 | 0
STWD | 0 | 0 | 0 | 0 | 0 | 0
WT | 0 | 0 | 0 | 0 | 0 | 0
IGCC | 0 | 0 | 0 | 0 | 0 | 0
DemandResponse | 0 | 0 | 0 | 0 | 0 | 0
IGCC-CCS | 0 | 0 | 0 | 0 | 0 | 0
WT_off | 0 | 0 | 0 | 0 | 0 | 0
PseudoUnit | 0 | 0 | 0 | 0 | 0 | 0
FixedInterchange | 0 | 0 | 0 | 0 | 0 | 0
Emission Cost by Reporting Type: NP15
ReportingType | 2015 | 2020 | 2025 | 2030 | 2035 | 2040
BM | 0 | 0 | 0 | 0 | 0 | 0
CC | 0 | 0 | 0 | 0 | 0 | 0
CSP | 0 | 0 | 0 | 0 | 0 | 0
CT | 0 | 0 | 0 | 0 | 0 | 0
Coal | 0.56 | 0 | 0 | 0 | 0 | 0
Geo | 0 | 0 | 0 | 0 | 0 | 0
H | 0 | 0 | 0 | 0 | 0 | 0
LFG | 0 | 0 | 0 | 0 | 0 | 0
Nuc | 0 | 0 | 0 | 0 | 0 | 0
PS | 0 | 0 | 0 | 0 | 0 | 0
PV | 0 | 0 | 0 | 0 | 0 | 0
PeakG | 0 | 0 | 0 | 0 | 0 | 0
PeakO | 0 | 0 | 0 | 0 | 0 | 0
ST | 0 | 0 | 0 | 0 | 0 | 0
STOG | 0 | 0 | 0 | 0 | 0 | 0
STWD | 0 | 0 | 0 | 0 | 0 | 0
WT | 0 | 0 | 0 | 0 | 0 | 0
IGCC | 0 | 0 | 0 | 0 | 0 | 0
DemandResponse | 0 | 0 | 0 | 0 | 0 | 0
IGCC-CCS | 0 | 0 | 0 | 0 | 0 | 0
WT_off | 0 | 0 | 0 | 0 | 0 | 0
PseudoUnit | 0 | 0 | 0 | 0 | 0 | 0
FixedInterchange | 0 | 0 | 0 | 0 | 0 | 0
Emission Cost by Reporting Type: NWPP_Coal
ReportingType | 2015 | 2020 | 2025 | 2030 | 2035 | 2040
BM | 0 | 0 | 0 | 0 | 0 | 0
CC | 0 | 0 | 0 | 0 | 0 | 0
CSP | 0 | 0 | 0 | 0 | 0 | 0
CT | 0 | 0 | 0 | 0 | 0 | 0
Coal | 4.93 | 0 | 0 | 0 | 0 | 0
Geo | 0 | 0 | 0 | 0 | 0 | 0
H | 0 | 0 | 0 | 0 | 0 | 0
LFG | 0 | 0 | 0 | 0 | 0 | 0
Nuc | 0 | 0 | 0 | 0 | 0 | 0
PS | 0 | 0 | 0 | 0 | 0 | 0
PV | 0 | 0 | 0 | 0 | 0 | 0
PeakG | 0 | 0 | 0 | 0 | 0 | 0
PeakO | 0 | 0 | 0 | 0 | 0 | 0
ST | 0 | 0 | 0 | 0 | 0 | 0
STOG | 0 | 0 | 0 | 0 | 0 | 0
STWD | 0 | 0 | 0 | 0 | 0 | 0
WT | 0 | 0 | 0 | 0 | 0 | 0
IGCC | 0 | 0 | 0 | 0 | 0 | 0
DemandResponse | 0 | 0 | 0 | 0 | 0 | 0
IGCC-CCS | 0 | 0 | 0 | 0 | 0 | 0
WT_off | 0 | 0 | 0 | 0 | 0 | 0
PseudoUnit | 0 | 0 | 0 | 0 | 0 | 0
FixedInterchange | 0 | 0 | 0 | 0 | 0 | 0
Emission Cost by Reporting Type: NWPP_Gas
ReportingType | 2015 | 2020 | 2025 | 2030 | 2035 | 2040
BM | 0 | 0 | 0 | 0 | 0 | 0
CC | 0 | 0 | 0 | 0 | 0 | 0
CSP | 0 | 0 | 0 | 0 | 0 | 0
CT | 0 | 0 | 0 | 0 | 0 | 0
Coal | 0 | 0 | 0 | 0 | 0 | 0
Geo | 0 | 0 | 0 | 0 | 0 | 0
H | 0 | 0 | 0 | 0 | 0 | 0
LFG | 0 | 0 | 0 | 0 | 0 | 0
Nuc | 0 | 0 | 0 | 0 | 0 | 0
PS | 0 | 0 | 0 | 0 | 0 | 0
PV | 0 | 0 | 0 | 0 | 0 | 0
PeakG | 0 | 0 | 0 | 0 | 0 | 0
PeakO | 0 | 0 | 0 | 0 | 0 | 0
ST | 0 | 0 | 0 | 0 | 0 | 0
STOG | 0 | 0 | 0 | 0 | 0 | 0
STWD | 0 | 0 | 0 | 0 | 0 | 0
WT | 0 | 0 | 0 | 0 | 0 | 0
IGCC | 0 | 0 | 0 | 0 | 0 | 0
DemandResponse | 0 | 0 | 0 | 0 | 0 | 0
IGCC-CCS | 0 | 0 | 0 | 0 | 0 | 0
WT_off | 0 | 0 | 0 | 0 | 0 | 0
PseudoUnit | 0 | 0 | 0 | 0 | 0 | 0
FixedInterchange | 0 | 0 | 0 | 0 | 0 | 0
Emission Cost by Reporting Type: NWPP_NucRenew
ReportingType | 2015 | 2020 | 2025 | 2030 | 2035 | 2040
BM | 0 | 0 | 0 | 0 | 0 | 0
CC | 0 | 0 | 0 | 0 | 0 | 0
CSP | 0 | 0 | 0 | 0 | 0 | 0
CT | 0 | 0 | 0 | 0 | 0 | 0
Coal | 0 | 0 | 0 | 0 | 0 | 0
Geo | 0 | 0 | 0 | 0 | 0 | 0
H | 0 | 0 | 0 | 0 | 0 | 0
LFG | 0 | 0 | 0 | 0 | 0 | 0
Nuc | 0 | 0 | 0 | 0 | 0 | 0
PS | 0 | 0 | 0 | 0 | 0 | 0
PV | 0 | 0 | 0 | 0 | 0 | 0
PeakG | 0 | 0 | 0 | 0 | 0 | 0
PeakO | 0 | 0 | 0 | 0 | 0 | 0
ST | 0 | 0 | 0 | 0 | 0 | 0
STOG | 0 | 0 | 0 | 0 | 0 | 0
STWD | 0 | 0 | 0 | 0 | 0 | 0
WT | 0 | 0 | 0 | 0 | 0 | 0
IGCC | 0 | 0 | 0 | 0 | 0 | 0
DemandResponse | 0 | 0 | 0 | 0 | 0 | 0
IGCC-CCS | 0 | 0 | 0 | 0 | 0 | 0
WT_off | 0 | 0 | 0 | 0 | 0 | 0
PseudoUnit | 0 | 0 | 0 | 0 | 0 | 0
FixedInterchange | 0 | 0 | 0 | 0 | 0 | 0
Emission Cost by Reporting Type: RMPA
ReportingType | 2015 | 2020 | 2025 | 2030 | 2035 | 2040
BM | 0 | 0 | 0 | 0 | 0 | 0
CC | 0 | 0 | 0 | 0 | 0 | 0
CSP | 0 | 0 | 0 | 0 | 0 | 0
CT | 0 | 0 | 0 | 0 | 0 | 0
Coal | 3.46 | 0 | 0 | 0 | 0 | 0
Geo | 0 | 0 | 0 | 0 | 0 | 0
H | 0 | 0 | 0 | 0 | 0 | 0
LFG | 0 | 0 | 0 | 0 | 0 | 0
Nuc | 0 | 0 | 0 | 0 | 0 | 0
PS | 0 | 0 | 0 | 0 | 0 | 0
PV | 0 | 0 | 0 | 0 | 0 | 0
PeakG | 0 | 0 | 0 | 0 | 0 | 0
PeakO | 0 | 0 | 0 | 0 | 0 | 0
ST | 0 | 0 | 0 | 0 | 0 | 0
STOG | 0 | 0 | 0 | 0 | 0 | 0
STWD | 0 | 0 | 0 | 0 | 0 | 0
WT | 0 | 0 | 0 | 0 | 0 | 0
IGCC | 0 | 0 | 0 | 0 | 0 | 0
DemandResponse | 0 | 0 | 0 | 0 | 0 | 0
IGCC-CCS | 0 | 0 | 0 | 0 | 0 | 0
WT_off | 0 | 0 | 0 | 0 | 0 | 0
PseudoUnit | 0 | 0 | 0 | 0 | 0 | 0
FixedInterchange | 0 | 0 | 0 | 0 | 0 | 0
Emission Cost by Reporting Type: SP15
ReportingType | 2015 | 2020 | 2025 | 2030 | 2035 | 2040
BM | 0 | 0 | 0 | 0 | 0 | 0
CC | 0 | 0 | 0 | 0 | 0 | 0
CSP | 0 | 0 | 0 | 0 | 0 | 0
CT | 0 | 0 | 0 | 0 | 0 | 0
Coal | 0.29 | 0 | 0 | 0 | 0 | 0
Geo | 0 | 0 | 0 | 0 | 0 | 0
H | 0 | 0 | 0 | 0 | 0 | 0
LFG | 0 | 0 | 0 | 0 | 0 | 0
Nuc | 0 | 0 | 0 | 0 | 0 | 0
PS | 0 | 0 | 0 | 0 | 0 | 0
PV | 0 | 0 | 0 | 0 | 0 | 0
PeakG | 0 | 0 | 0 | 0 | 0 | 0
PeakO | 0 | 0 | 0 | 0 | 0 | 0
ST | 0 | 0 | 0 | 0 | 0 | 0
STOG | 0 | 0 | 0 | 0 | 0 | 0
STWD | 0 | 0 | 0 | 0 | 0 | 0
WT | 0 | 0 | 0 | 0 | 0 | 0
IGCC | 0 | 0 | 0 | 0 | 0 | 0
DemandResponse | 0 | 0 | 0 | 0 | 0 | 0
IGCC-CCS | 0 | 0 | 0 | 0 | 0 | 0
WT_off | 0 | 0 | 0 | 0 | 0 | 0
PseudoUnit | 0 | 0 | 0 | 0 | 0 | 0
FixedInterchange | 0 | 0 | 0 | 0 | 0 | 0
Emission Cost by Reporting Type: ALB
ReportingType | 2015 | 2020 | 2025 | 2030 | 2035 | 2040
BM | 0 | 0 | 0 | 0 | 0 | 0
CC | 0 | 0 | 0 | 0 | 0 | 0
CSP | 0 | 0 | 0 | 0 | 0 | 0
CT | 0 | 0 | 0 | 0 | 0 | 0
Coal | 0 | 0 | 0 | 0 | 0 | 0
Geo | 0 | 0 | 0 | 0 | 0 | 0
H | 0 | 0 | 0 | 0 | 0 | 0
LFG | 0 | 0 | 0 | 0 | 0 | 0
Nuc | 0 | 0 | 0 | 0 | 0 | 0
PS | 0 | 0 | 0 | 0 | 0 | 0
PV | 0 | 0 | 0 | 0 | 0 | 0
PeakG | 0 | 0 | 0 | 0 | 0 | 0
PeakO | 0 | 0 | 0 | 0 | 0 | 0
ST | 0 | 0 | 0 | 0 | 0 | 0
STOG | 0 | 0 | 0 | 0 | 0 | 0
STWD | 0 | 0 | 0 | 0 | 0 | 0
WT | 0 | 0 | 0 | 0 | 0 | 0
IGCC | 0 | 0 | 0 | 0 | 0 | 0
DemandResponse | 0 | 0 | 0 | 0 | 0 | 0
IGCC-CCS | 0 | 0 | 0 | 0 | 0 | 0
WT_off | 0 | 0 | 0 | 0 | 0 | 0
PseudoUnit | 0 | 0 | 0 | 0 | 0 | 0
FixedInterchange | 0 | 0 | 0 | 0 | 0 | 0
Emission Cost by Reporting Type: BC
ReportingType | 2015 | 2020 | 2025 | 2030 | 2035 | 2040
BM | 0 | 0 | 0 | 0 | 0 | 0
CC | 0 | 0 | 0 | 0 | 0 | 0
CSP | 0 | 0 | 0 | 0 | 0 | 0
CT | 0 | 0 | 0 | 0 | 0 | 0
Coal | 0 | 0 | 0 | 0 | 0 | 0
Geo | 0 | 0 | 0 | 0 | 0 | 0
H | 0 | 0 | 0 | 0 | 0 | 0
LFG | 0 | 0 | 0 | 0 | 0 | 0
Nuc | 0 | 0 | 0 | 0 | 0 | 0
PS | 0 | 0 | 0 | 0 | 0 | 0
PV | 0 | 0 | 0 | 0 | 0 | 0
PeakG | 0 | 0 | 0 | 0 | 0 | 0
PeakO | 0 | 0 | 0 | 0 | 0 | 0
ST | 0 | 0 | 0 | 0 | 0 | 0
STOG | 0 | 0 | 0 | 0 | 0 | 0
STWD | 0 | 0 | 0 | 0 | 0 | 0
WT | 0 | 0 | 0 | 0 | 0 | 0
IGCC | 0 | 0 | 0 | 0 | 0 | 0
DemandResponse | 0 | 0 | 0 | 0 | 0 | 0
IGCC-CCS | 0 | 0 | 0 | 0 | 0 | 0
WT_off | 0 | 0 | 0 | 0 | 0 | 0
PseudoUnit | 0 | 0 | 0 | 0 | 0 | 0
FixedInterchange | 0 | 0 | 0 | 0 | 0 | 0
Emission Cost by Reporting Type: HQ_IESO
ReportingType | 2015 | 2020 | 2025 | 2030 | 2035 | 2040
BM | 0 | 0 | 0 | 0 | 0 | 0
CC | 0 | 0 | 0 | 0 | 0 | 0
CSP | 0 | 0 | 0 | 0 | 0 | 0
CT | 0 | 0 | 0 | 0 | 0 | 0
Coal | 0 | 0 | 0 | 0 | 0 | 0
Geo | 0 | 0 | 0 | 0 | 0 | 0
H | 0 | 0 | 0 | 0 | 0 | 0
LFG | 0 | 0 | 0 | 0 | 0 | 0
Nuc | 0 | 0 | 0 | 0 | 0 | 0
PS | 0 | 0 | 0 | 0 | 0 | 0
PV | 0 | 0 | 0 | 0 | 0 | 0
PeakG | 0 | 0 | 0 | 0 | 0 | 0
PeakO | 0 | 0 | 0 | 0 | 0 | 0
ST | 0 | 0 | 0 | 0 | 0 | 0
STOG | 0 | 0 | 0 | 0 | 0 | 0
STWD | 0 | 0 | 0 | 0 | 0 | 0
WT | 0 | 0 | 0 | 0 | 0 | 0
IGCC | 0 | 0 | 0 | 0 | 0 | 0
DemandResponse | 0 | 0 | 0 | 0 | 0 | 0
IGCC-CCS | 0 | 0 | 0 | 0 | 0 | 0
WT_off | 0 | 0 | 0 | 0 | 0 | 0
PseudoUnit | 0 | 0 | 0 | 0 | 0 | 0
FixedInterchange | 0 | 0 | 0 | 0 | 0 | 0
Emission Cost by Reporting Type: HQ_NEISO
ReportingType | 2015 | 2020 | 2025 | 2030 | 2035 | 2040
BM | 0 | 0 | 0 | 0 | 0 | 0
CC | 0 | 0 | 0 | 0 | 0 | 0
CSP | 0 | 0 | 0 | 0 | 0 | 0
CT | 0 | 0 | 0 | 0 | 0 | 0
Coal | 0 | 0 | 0 | 0 | 0 | 0
Geo | 0 | 0 | 0 | 0 | 0 | 0
H | 0 | 0 | 0 | 0 | 0 | 0
LFG | 0 | 0 | 0 | 0 | 0 | 0
Nuc | 0 | 0 | 0 | 0 | 0 | 0
PS | 0 | 0 | 0 | 0 | 0 | 0
PV | 0 | 0 | 0 | 0 | 0 | 0
PeakG | 0 | 0 | 0 | 0 | 0 | 0
PeakO | 0 | 0 | 0 | 0 | 0 | 0
ST | 0 | 0 | 0 | 0 | 0 | 0
STOG | 0 | 0 | 0 | 0 | 0 | 0
STWD | 0 | 0 | 0 | 0 | 0 | 0
WT | 0 | 0 | 0 | 0 | 0 | 0
IGCC | 0 | 0 | 0 | 0 | 0 | 0
DemandResponse | 0 | 0 | 0 | 0 | 0 | 0
IGCC-CCS | 0 | 0 | 0 | 0 | 0 | 0
WT_off | 0 | 0 | 0 | 0 | 0 | 0
PseudoUnit | 0 | 0 | 0 | 0 | 0 | 0
FixedInterchange | 0 | 0 | 0 | 0 | 0 | 0
Emission Cost by Reporting Type: HQ_NY
ReportingType | 2015 | 2020 | 2025 | 2030 | 2035 | 2040
BM | 0 | 0 | 0 | 0 | 0 | 0
CC | 0 | 0 | 0 | 0 | 0 | 0
CSP | 0 | 0 | 0 | 0 | 0 | 0
CT | 0 | 0 | 0 | 0 | 0 | 0
Coal | 0 | 0 | 0 | 0 | 0 | 0
Geo | 0 | 0 | 0 | 0 | 0 | 0
H | 0 | 0 | 0 | 0 | 0 | 0
LFG | 0 | 0 | 0 | 0 | 0 | 0
Nuc | 0 | 0 | 0 | 0 | 0 | 0
PS | 0 | 0 | 0 | 0 | 0 | 0
PV | 0 | 0 | 0 | 0 | 0 | 0
PeakG | 0 | 0 | 0 | 0 | 0 | 0
PeakO | 0 | 0 | 0 | 0 | 0 | 0
ST | 0 | 0 | 0 | 0 | 0 | 0
STOG | 0 | 0 | 0 | 0 | 0 | 0
STWD | 0 | 0 | 0 | 0 | 0 | 0
WT | 0 | 0 | 0 | 0 | 0 | 0
IGCC | 0 | 0 | 0 | 0 | 0 | 0
DemandResponse | 0 | 0 | 0 | 0 | 0 | 0
IGCC-CCS | 0 | 0 | 0 | 0 | 0 | 0
WT_off | 0 | 0 | 0 | 0 | 0 | 0
PseudoUnit | 0 | 0 | 0 | 0 | 0 | 0
FixedInterchange | 0 | 0 | 0 | 0 | 0 | 0
Emission Cost by Reporting Type: MARITIMES
ReportingType | 2015 | 2020 | 2025 | 2030 | 2035 | 2040
BM | 0 | 0 | 0 | 0 | 0 | 0
CC | 0 | 0 | 0 | 0 | 0 | 0
CSP | 0 | 0 | 0 | 0 | 0 | 0
CT | 0 | 0 | 0 | 0 | 0 | 0
Coal | 0 | 0 | 0 | 0 | 0 | 0
Geo | 0 | 0 | 0 | 0 | 0 | 0
H | 0 | 0 | 0 | 0 | 0 | 0
LFG | 0 | 0 | 0 | 0 | 0 | 0
Nuc | 0 | 0 | 0 | 0 | 0 | 0
PS | 0 | 0 | 0 | 0 | 0 | 0
PV | 0 | 0 | 0 | 0 | 0 | 0
PeakG | 0 | 0 | 0 | 0 | 0 | 0
PeakO | 0 | 0 | 0 | 0 | 0 | 0
ST | 0 | 0 | 0 | 0 | 0 | 0
STOG | 0 | 0 | 0 | 0 | 0 | 0
STWD | 0 | 0 | 0 | 0 | 0 | 0
WT | 0 | 0 | 0 | 0 | 0 | 0
IGCC | 0 | 0 | 0 | 0 | 0 | 0
DemandResponse | 0 | 0 | 0 | 0 | 0 | 0
IGCC-CCS | 0 | 0 | 0 | 0 | 0 | 0
WT_off | 0 | 0 | 0 | 0 | 0 | 0
PseudoUnit | 0 | 0 | 0 | 0 | 0 | 0
FixedInterchange | 0 | 0 | 0 | 0 | 0 | 0
Emission Cost by Reporting Type: All
ReportingType | 2015 | 2020 | 2025 | 2030 | 2035 | 2040
BM | 0 | 0 | 0 | 0 | 0 | 0
CC | 0 | 0 | 0 | 0 | 0 | 0
CSP | 0 | 0 | 0 | 0 | 0 | 0
CT | 0 | 0 | 0 | 0 | 0 | 0
Coal | 682.58 | 0 | 0 | 0 | 0 | 0
Geo | 0 | 0 | 0 | 0 | 0 | 0
H | 0 | 0 | 0 | 0 | 0 | 0
LFG | 0 | 0 | 0 | 0 | 0 | 0
Nuc | 0 | 0 | 0 | 0 | 0 | 0
PS | 0 | 0 | 0 | 0 | 0 | 0
PV | 0 | 0 | 0 | 0 | 0 | 0
PeakG | 0 | 0 | 0 | 0 | 0 | 0
PeakO | 0 | 0 | 0 | 0 | 0 | 0
ST | 0 | 0 | 0 | 0 | 0 | 0
STOG | 0 | 0 | 0 | 0 | 0 | 0
STWD | 0 | 0 | 0 | 0 | 0 | 0
WT | 0 | 0 | 0 | 0 | 0 | 0
IGCC | 0.35 | 0 | 0 | 0 | 0 | 0
DemandResponse | 0 | 0 | 0 | 0 | 0 | 0
IGCC-CCS | 0 | 0 | 0 | 0 | 0 | 0
WT_off | 0 | 0 | 0 | 0 | 0 | 0
PseudoUnit | 0 | 0 | 0 | 0 | 0 | 0
FixedInterchange | 0 | 0 | 0 | 0 | 0 | 0
Emission Cost by Reporting Type: EI_US
ReportingType | 2015 | 2020 | 2025 | 2030 | 2035 | 2040
BM | 0 | 0 | 0 | 0 | 0 | 0
CC | 0 | 0 | 0 | 0 | 0 | 0
CSP | 0 | 0 | 0 | 0 | 0 | 0
CT | 0 | 0 | 0 | 0 | 0 | 0
Coal | 644.93 | 0 | 0 | 0 | 0 | 0
Geo | 0 | 0 | 0 | 0 | 0 | 0
H | 0 | 0 | 0 | 0 | 0 | 0
LFG | 0 | 0 | 0 | 0 | 0 | 0
Nuc | 0 | 0 | 0 | 0 | 0 | 0
PS | 0 | 0 | 0 | 0 | 0 | 0
PV | 0 | 0 | 0 | 0 | 0 | 0
PeakG | 0 | 0 | 0 | 0 | 0 | 0
PeakO | 0 | 0 | 0 | 0 | 0 | 0
ST | 0 | 0 | 0 | 0 | 0 | 0
STOG | 0 | 0 | 0 | 0 | 0 | 0
STWD | 0 | 0 | 0 | 0 | 0 | 0
WT | 0 | 0 | 0 | 0 | 0 | 0
IGCC | 0.35 | 0 | 0 | 0 | 0 | 0
DemandResponse | 0 | 0 | 0 | 0 | 0 | 0
IGCC-CCS | 0 | 0 | 0 | 0 | 0 | 0
WT_off | 0 | 0 | 0 | 0 | 0 | 0
PseudoUnit | 0 | 0 | 0 | 0 | 0 | 0
FixedInterchange | 0 | 0 | 0 | 0 | 0 | 0
Emission Cost by Reporting Type: EI_Canada
ReportingType | 2015 | 2020 | 2025 | 2030 | 2035 | 2040
BM | 0 | 0 | 0 | 0 | 0 | 0
CC | 0 | 0 | 0 | 0 | 0 | 0
CSP | 0 | 0 | 0 | 0 | 0 | 0
CT | 0 | 0 | 0 | 0 | 0 | 0
Coal | 0 | 0 | 0 | 0 | 0 | 0
Geo | 0 | 0 | 0 | 0 | 0 | 0
H | 0 | 0 | 0 | 0 | 0 | 0
LFG | 0 | 0 | 0 | 0 | 0 | 0
Nuc | 0 | 0 | 0 | 0 | 0 | 0
PS | 0 | 0 | 0 | 0 | 0 | 0
PV | 0 | 0 | 0 | 0 | 0 | 0
PeakG | 0 | 0 | 0 | 0 | 0 | 0
PeakO | 0 | 0 | 0 | 0 | 0 | 0
ST | 0 | 0 | 0 | 0 | 0 | 0
STOG | 0 | 0 | 0 | 0 | 0 | 0
STWD | 0 | 0 | 0 | 0 | 0 | 0
WT | 0 | 0 | 0 | 0 | 0 | 0
IGCC | 0 | 0 | 0 | 0 | 0 | 0
DemandResponse | 0 | 0 | 0 | 0 | 0 | 0
IGCC-CCS | 0 | 0 | 0 | 0 | 0 | 0
WT_off | 0 | 0 | 0 | 0 | 0 | 0
PseudoUnit | 0 | 0 | 0 | 0 | 0 | 0
FixedInterchange | 0 | 0 | 0 | 0 | 0 | 0
Emission Cost by Reporting Type: EI
ReportingType | 2015 | 2020 | 2025 | 2030 | 2035 | 2040
BM | 0 | 0 | 0 | 0 | 0 | 0
CC | 0 | 0 | 0 | 0 | 0 | 0
CSP | 0 | 0 | 0 | 0 | 0 | 0
CT | 0 | 0 | 0 | 0 | 0 | 0
Coal | 644.93 | 0 | 0 | 0 | 0 | 0
Geo | 0 | 0 | 0 | 0 | 0 | 0
H | 0 | 0 | 0 | 0 | 0 | 0
LFG | 0 | 0 | 0 | 0 | 0 | 0
Nuc | 0 | 0 | 0 | 0 | 0 | 0
PS | 0 | 0 | 0 | 0 | 0 | 0
PV | 0 | 0 | 0 | 0 | 0 | 0
PeakG | 0 | 0 | 0 | 0 | 0 | 0
PeakO | 0 | 0 | 0 | 0 | 0 | 0
ST | 0 | 0 | 0 | 0 | 0 | 0
STOG | 0 | 0 | 0 | 0 | 0 | 0
STWD | 0 | 0 | 0 | 0 | 0 | 0
WT | 0 | 0 | 0 | 0 | 0 | 0
IGCC | 0.35 | 0 | 0 | 0 | 0 | 0
DemandResponse | 0 | 0 | 0 | 0 | 0 | 0
IGCC-CCS | 0 | 0 | 0 | 0 | 0 | 0
WT_off | 0 | 0 | 0 | 0 | 0 | 0
PseudoUnit | 0 | 0 | 0 | 0 | 0 | 0
FixedInterchange | 0 | 0 | 0 | 0 | 0 | 0
Emission Cost by Reporting Type: Outside_EI
ReportingType | 2015 | 2020 | 2025 | 2030 | 2035 | 2040
BM | 0 | 0 | 0 | 0 | 0 | 0
CC | 0 | 0 | 0 | 0 | 0 | 0
CSP | 0 | 0 | 0 | 0 | 0 | 0
CT | 0 | 0 | 0 | 0 | 0 | 0
Coal | 37.65 | 0 | 0 | 0 | 0 | 0
Geo | 0 | 0 | 0 | 0 | 0 | 0
H | 0 | 0 | 0 | 0 | 0 | 0
LFG | 0 | 0 | 0 | 0 | 0 | 0
Nuc | 0 | 0 | 0 | 0 | 0 | 0
PS | 0 | 0 | 0 | 0 | 0 | 0
PV | 0 | 0 | 0 | 0 | 0 | 0
PeakG | 0 | 0 | 0 | 0 | 0 | 0
PeakO | 0 | 0 | 0 | 0 | 0 | 0
ST | 0 | 0 | 0 | 0 | 0 | 0
STOG | 0 | 0 | 0 | 0 | 0 | 0
STWD | 0 | 0 | 0 | 0 | 0 | 0
WT | 0 | 0 | 0 | 0 | 0 | 0
IGCC | 0 | 0 | 0 | 0 | 0 | 0
DemandResponse | 0 | 0 | 0 | 0 | 0 | 0
IGCC-CCS | 0 | 0 | 0 | 0 | 0 | 0
WT_off | 0 | 0 | 0 | 0 | 0 | 0
PseudoUnit | 0 | 0 | 0 | 0 | 0 | 0
FixedInterchange | 0 | 0 | 0 | 0 | 0 | 0
==== Emission Program: CAIRNoxSeasonal : (NOx) ====
Emission Cost by Reporting Type: Entergy
ReportingType | 2015 | 2020 | 2025 | 2030 | 2035 | 2040
BM | 0 | 0 | 0 | 0 | 0 | 0
CC | 0 | 0 | 0 | 0 | 0 | 0
CSP | 0 | 0 | 0 | 0 | 0 | 0
CT | 0 | 0 | 0 | 0 | 0 | 0
Coal | 0 | 0 | 0 | 0 | 0 | 0
Geo | 0 | 0 | 0 | 0 | 0 | 0
H | 0 | 0 | 0 | 0 | 0 | 0
LFG | 0 | 0 | 0 | 0 | 0 | 0
Nuc | 0 | 0 | 0 | 0 | 0 | 0
PS | 0 | 0 | 0 | 0 | 0 | 0
PV | 0 | 0 | 0 | 0 | 0 | 0
PeakG | 0 | 0 | 0 | 0 | 0 | 0
PeakO | 0 | 0 | 0 | 0 | 0 | 0
ST | 0 | 0 | 0 | 0 | 0 | 0
STOG | 0 | 0 | 0 | 0 | 0 | 0
STWD | 0 | 0 | 0 | 0 | 0 | 0
WT | 0 | 0 | 0 | 0 | 0 | 0
IGCC | 0 | 0 | 0 | 0 | 0 | 0
DemandResponse | 0 | 0 | 0 | 0 | 0 | 0
IGCC-CCS | 0 | 0 | 0 | 0 | 0 | 0
WT_off | 0 | 0 | 0 | 0 | 0 | 0
PseudoUnit | 0 | 0 | 0 | 0 | 0 | 0
FixedInterchange | 0 | 0 | 0 | 0 | 0 | 0
Emission Cost by Reporting Type: FRCC
ReportingType | 2015 | 2020 | 2025 | 2030 | 2035 | 2040
BM | 0 | 0 | 0 | 0 | 0 | 0
CC | 0 | 0 | 0 | 0 | 0 | 0
CSP | 0 | 0 | 0 | 0 | 0 | 0
CT | 0 | 0 | 0 | 0 | 0 | 0
Coal | 0 | 0 | 0 | 0 | 0 | 0
Geo | 0 | 0 | 0 | 0 | 0 | 0
H | 0 | 0 | 0 | 0 | 0 | 0
LFG | 0 | 0 | 0 | 0 | 0 | 0
Nuc | 0 | 0 | 0 | 0 | 0 | 0
PS | 0 | 0 | 0 | 0 | 0 | 0
PV | 0 | 0 | 0 | 0 | 0 | 0
PeakG | 0 | 0 | 0 | 0 | 0 | 0
PeakO | 0 | 0 | 0 | 0 | 0 | 0
ST | 0 | 0 | 0 | 0 | 0 | 0
STOG | 0 | 0 | 0 | 0 | 0 | 0
STWD | 0 | 0 | 0 | 0 | 0 | 0
WT | 0 | 0 | 0 | 0 | 0 | 0
IGCC | 0 | 0 | 0 | 0 | 0 | 0
DemandResponse | 0 | 0 | 0 | 0 | 0 | 0
IGCC-CCS | 0 | 0 | 0 | 0 | 0 | 0
WT_off | 0 | 0 | 0 | 0 | 0 | 0
PseudoUnit | 0 | 0 | 0 | 0 | 0 | 0
FixedInterchange | 0 | 0 | 0 | 0 | 0 | 0
Emission Cost by Reporting Type: MAPP_US
ReportingType | 2015 | 2020 | 2025 | 2030 | 2035 | 2040
BM | 0 | 0 | 0 | 0 | 0 | 0
CC | 0 | 0 | 0 | 0 | 0 | 0
CSP | 0 | 0 | 0 | 0 | 0 | 0
CT | 0 | 0 | 0 | 0 | 0 | 0
Coal | 0 | 0 | 0 | 0 | 0 | 0
Geo | 0 | 0 | 0 | 0 | 0 | 0
H | 0 | 0 | 0 | 0 | 0 | 0
LFG | 0 | 0 | 0 | 0 | 0 | 0
Nuc | 0 | 0 | 0 | 0 | 0 | 0
PS | 0 | 0 | 0 | 0 | 0 | 0
PV | 0 | 0 | 0 | 0 | 0 | 0
PeakG | 0 | 0 | 0 | 0 | 0 | 0
PeakO | 0 | 0 | 0 | 0 | 0 | 0
ST | 0 | 0 | 0 | 0 | 0 | 0
STOG | 0 | 0 | 0 | 0 | 0 | 0
STWD | 0 | 0 | 0 | 0 | 0 | 0
WT | 0 | 0 | 0 | 0 | 0 | 0
IGCC | 0 | 0 | 0 | 0 | 0 | 0
DemandResponse | 0 | 0 | 0 | 0 | 0 | 0
IGCC-CCS | 0 | 0 | 0 | 0 | 0 | 0
WT_off | 0 | 0 | 0 | 0 | 0 | 0
PseudoUnit | 0 | 0 | 0 | 0 | 0 | 0
FixedInterchange | 0 | 0 | 0 | 0 | 0 | 0
Emission Cost by Reporting Type: MISO_IN
ReportingType | 2015 | 2020 | 2025 | 2030 | 2035 | 2040
BM | 0 | 0 | 0 | 0 | 0 | 0
CC | 0 | 0 | 0 | 0 | 0 | 0
CSP | 0 | 0 | 0 | 0 | 0 | 0
CT | 0 | 0 | 0 | 0 | 0 | 0
Coal | 0 | 0 | 0 | 0 | 0 | 0
Geo | 0 | 0 | 0 | 0 | 0 | 0
H | 0 | 0 | 0 | 0 | 0 | 0
LFG | 0 | 0 | 0 | 0 | 0 | 0
Nuc | 0 | 0 | 0 | 0 | 0 | 0
PS | 0 | 0 | 0 | 0 | 0 | 0
PV | 0 | 0 | 0 | 0 | 0 | 0
PeakG | 0 | 0 | 0 | 0 | 0 | 0
PeakO | 0 | 0 | 0 | 0 | 0 | 0
ST | 0 | 0 | 0 | 0 | 0 | 0
STOG | 0 | 0 | 0 | 0 | 0 | 0
STWD | 0 | 0 | 0 | 0 | 0 | 0
WT | 0 | 0 | 0 | 0 | 0 | 0
IGCC | 0 | 0 | 0 | 0 | 0 | 0
DemandResponse | 0 | 0 | 0 | 0 | 0 | 0
IGCC-CCS | 0 | 0 | 0 | 0 | 0 | 0
WT_off | 0 | 0 | 0 | 0 | 0 | 0
PseudoUnit | 0 | 0 | 0 | 0 | 0 | 0
FixedInterchange | 0 | 0 | 0 | 0 | 0 | 0
Emission Cost by Reporting Type: MISO_MI
ReportingType | 2015 | 2020 | 2025 | 2030 | 2035 | 2040
BM | 0 | 0 | 0 | 0 | 0 | 0
CC | 0 | 0 | 0 | 0 | 0 | 0
CSP | 0 | 0 | 0 | 0 | 0 | 0
CT | 0 | 0 | 0 | 0 | 0 | 0
Coal | 0 | 0 | 0 | 0 | 0 | 0
Geo | 0 | 0 | 0 | 0 | 0 | 0
H | 0 | 0 | 0 | 0 | 0 | 0
LFG | 0 | 0 | 0 | 0 | 0 | 0
Nuc | 0 | 0 | 0 | 0 | 0 | 0
PS | 0 | 0 | 0 | 0 | 0 | 0
PV | 0 | 0 | 0 | 0 | 0 | 0
PeakG | 0 | 0 | 0 | 0 | 0 | 0
PeakO | 0 | 0 | 0 | 0 | 0 | 0
ST | 0 | 0 | 0 | 0 | 0 | 0
STOG | 0 | 0 | 0 | 0 | 0 | 0
STWD | 0 | 0 | 0 | 0 | 0 | 0
WT | 0 | 0 | 0 | 0 | 0 | 0
IGCC | 0 | 0 | 0 | 0 | 0 | 0
DemandResponse | 0 | 0 | 0 | 0 | 0 | 0
IGCC-CCS | 0 | 0 | 0 | 0 | 0 | 0
WT_off | 0 | 0 | 0 | 0 | 0 | 0
PseudoUnit | 0 | 0 | 0 | 0 | 0 | 0
FixedInterchange | 0 | 0 | 0 | 0 | 0 | 0
Emission Cost by Reporting Type: MISO_MO-IL
ReportingType | 2015 | 2020 | 2025 | 2030 | 2035 | 2040
BM | 0 | 0 | 0 | 0 | 0 | 0
CC | 0 | 0 | 0 | 0 | 0 | 0
CSP | 0 | 0 | 0 | 0 | 0 | 0
CT | 0 | 0 | 0 | 0 | 0 | 0
Coal | 0 | 0 | 0 | 0 | 0 | 0
Geo | 0 | 0 | 0 | 0 | 0 | 0
H | 0 | 0 | 0 | 0 | 0 | 0
LFG | 0 | 0 | 0 | 0 | 0 | 0
Nuc | 0 | 0 | 0 | 0 | 0 | 0
PS | 0 | 0 | 0 | 0 | 0 | 0
PV | 0 | 0 | 0 | 0 | 0 | 0
PeakG | 0 | 0 | 0 | 0 | 0 | 0
PeakO | 0 | 0 | 0 | 0 | 0 | 0
ST | 0 | 0 | 0 | 0 | 0 | 0
STOG | 0 | 0 | 0 | 0 | 0 | 0
STWD | 0 | 0 | 0 | 0 | 0 | 0
WT | 0 | 0 | 0 | 0 | 0 | 0
IGCC | 0 | 0 | 0 | 0 | 0 | 0
DemandResponse | 0 | 0 | 0 | 0 | 0 | 0
IGCC-CCS | 0 | 0 | 0 | 0 | 0 | 0
WT_off | 0 | 0 | 0 | 0 | 0 | 0
PseudoUnit | 0 | 0 | 0 | 0 | 0 | 0
FixedInterchange | 0 | 0 | 0 | 0 | 0 | 0
Emission Cost by Reporting Type: MISO_W
ReportingType | 2015 | 2020 | 2025 | 2030 | 2035 | 2040
BM | 0 | 0 | 0 | 0 | 0 | 0
CC | 0 | 0 | 0 | 0 | 0 | 0
CSP | 0 | 0 | 0 | 0 | 0 | 0
CT | 0 | 0 | 0 | 0 | 0 | 0
Coal | 0 | 0 | 0 | 0 | 0 | 0
Geo | 0 | 0 | 0 | 0 | 0 | 0
H | 0 | 0 | 0 | 0 | 0 | 0
LFG | 0 | 0 | 0 | 0 | 0 | 0
Nuc | 0 | 0 | 0 | 0 | 0 | 0
PS | 0 | 0 | 0 | 0 | 0 | 0
PV | 0 | 0 | 0 | 0 | 0 | 0
PeakG | 0 | 0 | 0 | 0 | 0 | 0
PeakO | 0 | 0 | 0 | 0 | 0 | 0
ST | 0 | 0 | 0 | 0 | 0 | 0
STOG | 0 | 0 | 0 | 0 | 0 | 0
STWD | 0 | 0 | 0 | 0 | 0 | 0
WT | 0 | 0 | 0 | 0 | 0 | 0
IGCC | 0 | 0 | 0 | 0 | 0 | 0
DemandResponse | 0 | 0 | 0 | 0 | 0 | 0
IGCC-CCS | 0 | 0 | 0 | 0 | 0 | 0
WT_off | 0 | 0 | 0 | 0 | 0 | 0
PseudoUnit | 0 | 0 | 0 | 0 | 0 | 0
FixedInterchange | 0 | 0 | 0 | 0 | 0 | 0
Emission Cost by Reporting Type: MISO_WUMS
ReportingType | 2015 | 2020 | 2025 | 2030 | 2035 | 2040
BM | 0 | 0 | 0 | 0 | 0 | 0
CC | 0 | 0 | 0 | 0 | 0 | 0
CSP | 0 | 0 | 0 | 0 | 0 | 0
CT | 0 | 0 | 0 | 0 | 0 | 0
Coal | 0 | 0 | 0 | 0 | 0 | 0
Geo | 0 | 0 | 0 | 0 | 0 | 0
H | 0 | 0 | 0 | 0 | 0 | 0
LFG | 0 | 0 | 0 | 0 | 0 | 0
Nuc | 0 | 0 | 0 | 0 | 0 | 0
PS | 0 | 0 | 0 | 0 | 0 | 0
PV | 0 | 0 | 0 | 0 | 0 | 0
PeakG | 0 | 0 | 0 | 0 | 0 | 0
PeakO | 0 | 0 | 0 | 0 | 0 | 0
ST | 0 | 0 | 0 | 0 | 0 | 0
STOG | 0 | 0 | 0 | 0 | 0 | 0
STWD | 0 | 0 | 0 | 0 | 0 | 0
WT | 0 | 0 | 0 | 0 | 0 | 0
IGCC | 0 | 0 | 0 | 0 | 0 | 0
DemandResponse | 0 | 0 | 0 | 0 | 0 | 0
IGCC-CCS | 0 | 0 | 0 | 0 | 0 | 0
WT_off | 0 | 0 | 0 | 0 | 0 | 0
PseudoUnit | 0 | 0 | 0 | 0 | 0 | 0
FixedInterchange | 0 | 0 | 0 | 0 | 0 | 0
Emission Cost by Reporting Type: Nebraska
ReportingType | 2015 | 2020 | 2025 | 2030 | 2035 | 2040
BM | 0 | 0 | 0 | 0 | 0 | 0
CC | 0 | 0 | 0 | 0 | 0 | 0
CSP | 0 | 0 | 0 | 0 | 0 | 0
CT | 0 | 0 | 0 | 0 | 0 | 0
Coal | 0 | 0 | 0 | 0 | 0 | 0
Geo | 0 | 0 | 0 | 0 | 0 | 0
H | 0 | 0 | 0 | 0 | 0 | 0
LFG | 0 | 0 | 0 | 0 | 0 | 0
Nuc | 0 | 0 | 0 | 0 | 0 | 0
PS | 0 | 0 | 0 | 0 | 0 | 0
PV | 0 | 0 | 0 | 0 | 0 | 0
PeakG | 0 | 0 | 0 | 0 | 0 | 0
PeakO | 0 | 0 | 0 | 0 | 0 | 0
ST | 0 | 0 | 0 | 0 | 0 | 0
STOG | 0 | 0 | 0 | 0 | 0 | 0
STWD | 0 | 0 | 0 | 0 | 0 | 0
WT | 0 | 0 | 0 | 0 | 0 | 0
IGCC | 0 | 0 | 0 | 0 | 0 | 0
DemandResponse | 0 | 0 | 0 | 0 | 0 | 0
IGCC-CCS | 0 | 0 | 0 | 0 | 0 | 0
WT_off | 0 | 0 | 0 | 0 | 0 | 0
PseudoUnit | 0 | 0 | 0 | 0 | 0 | 0
FixedInterchange | 0 | 0 | 0 | 0 | 0 | 0
Emission Cost by Reporting Type: NEISO
ReportingType | 2015 | 2020 | 2025 | 2030 | 2035 | 2040
BM | 0 | 0 | 0 | 0 | 0 | 0
CC | 0 | 0 | 0 | 0 | 0 | 0
CSP | 0 | 0 | 0 | 0 | 0 | 0
CT | 0 | 0 | 0 | 0 | 0 | 0
Coal | 0 | 0 | 0 | 0 | 0 | 0
Geo | 0 | 0 | 0 | 0 | 0 | 0
H | 0 | 0 | 0 | 0 | 0 | 0
LFG | 0 | 0 | 0 | 0 | 0 | 0
Nuc | 0 | 0 | 0 | 0 | 0 | 0
PS | 0 | 0 | 0 | 0 | 0 | 0
PV | 0 | 0 | 0 | 0 | 0 | 0
PeakG | 0 | 0 | 0 | 0 | 0 | 0
PeakO | 0 | 0 | 0 | 0 | 0 | 0
ST | 0 | 0 | 0 | 0 | 0 | 0
STOG | 0 | 0 | 0 | 0 | 0 | 0
STWD | 0 | 0 | 0 | 0 | 0 | 0
WT | 0 | 0 | 0 | 0 | 0 | 0
IGCC | 0 | 0 | 0 | 0 | 0 | 0
DemandResponse | 0 | 0 | 0 | 0 | 0 | 0
IGCC-CCS | 0 | 0 | 0 | 0 | 0 | 0
WT_off | 0 | 0 | 0 | 0 | 0 | 0
PseudoUnit | 0 | 0 | 0 | 0 | 0 | 0
FixedInterchange | 0 | 0 | 0 | 0 | 0 | 0
Emission Cost by Reporting Type: NonRTO_Midwest
ReportingType | 2015 | 2020 | 2025 | 2030 | 2035 | 2040
BM | 0 | 0 | 0 | 0 | 0 | 0
CC | 0 | 0 | 0 | 0 | 0 | 0
CSP | 0 | 0 | 0 | 0 | 0 | 0
CT | 0 | 0 | 0 | 0 | 0 | 0
Coal | 0 | 0 | 0 | 0 | 0 | 0
Geo | 0 | 0 | 0 | 0 | 0 | 0
H | 0 | 0 | 0 | 0 | 0 | 0
LFG | 0 | 0 | 0 | 0 | 0 | 0
Nuc | 0 | 0 | 0 | 0 | 0 | 0
PS | 0 | 0 | 0 | 0 | 0 | 0
PV | 0 | 0 | 0 | 0 | 0 | 0
PeakG | 0 | 0 | 0 | 0 | 0 | 0
PeakO | 0 | 0 | 0 | 0 | 0 | 0
ST | 0 | 0 | 0 | 0 | 0 | 0
STOG | 0 | 0 | 0 | 0 | 0 | 0
STWD | 0 | 0 | 0 | 0 | 0 | 0
WT | 0 | 0 | 0 | 0 | 0 | 0
IGCC | 0 | 0 | 0 | 0 | 0 | 0
DemandResponse | 0 | 0 | 0 | 0 | 0 | 0
IGCC-CCS | 0 | 0 | 0 | 0 | 0 | 0
WT_off | 0 | 0 | 0 | 0 | 0 | 0
PseudoUnit | 0 | 0 | 0 | 0 | 0 | 0
FixedInterchange | 0 | 0 | 0 | 0 | 0 | 0
Emission Cost by Reporting Type: NYISO_A-F
ReportingType | 2015 | 2020 | 2025 | 2030 | 2035 | 2040
BM | 0 | 0 | 0 | 0 | 0 | 0
CC | 0 | 0 | 0 | 0 | 0 | 0
CSP | 0 | 0 | 0 | 0 | 0 | 0
CT | 0 | 0 | 0 | 0 | 0 | 0
Coal | 0 | 0 | 0 | 0 | 0 | 0
Geo | 0 | 0 | 0 | 0 | 0 | 0
H | 0 | 0 | 0 | 0 | 0 | 0
LFG | 0 | 0 | 0 | 0 | 0 | 0
Nuc | 0 | 0 | 0 | 0 | 0 | 0
PS | 0 | 0 | 0 | 0 | 0 | 0
PV | 0 | 0 | 0 | 0 | 0 | 0
PeakG | 0 | 0 | 0 | 0 | 0 | 0
PeakO | 0 | 0 | 0 | 0 | 0 | 0
ST | 0 | 0 | 0 | 0 | 0 | 0
STOG | 0 | 0 | 0 | 0 | 0 | 0
STWD | 0 | 0 | 0 | 0 | 0 | 0
WT | 0 | 0 | 0 | 0 | 0 | 0
IGCC | 0 | 0 | 0 | 0 | 0 | 0
DemandResponse | 0 | 0 | 0 | 0 | 0 | 0
IGCC-CCS | 0 | 0 | 0 | 0 | 0 | 0
WT_off | 0 | 0 | 0 | 0 | 0 | 0
PseudoUnit | 0 | 0 | 0 | 0 | 0 | 0
FixedInterchange | 0 | 0 | 0 | 0 | 0 | 0
Emission Cost by Reporting Type: NYISO_G-I
ReportingType | 2015 | 2020 | 2025 | 2030 | 2035 | 2040
BM | 0 | 0 | 0 | 0 | 0 | 0
CC | 0 | 0 | 0 | 0 | 0 | 0
CSP | 0 | 0 | 0 | 0 | 0 | 0
CT | 0 | 0 | 0 | 0 | 0 | 0
Coal | 0 | 0 | 0 | 0 | 0 | 0
Geo | 0 | 0 | 0 | 0 | 0 | 0
H | 0 | 0 | 0 | 0 | 0 | 0
LFG | 0 | 0 | 0 | 0 | 0 | 0
Nuc | 0 | 0 | 0 | 0 | 0 | 0
PS | 0 | 0 | 0 | 0 | 0 | 0
PV | 0 | 0 | 0 | 0 | 0 | 0
PeakG | 0 | 0 | 0 | 0 | 0 | 0
PeakO | 0 | 0 | 0 | 0 | 0 | 0
ST | 0 | 0 | 0 | 0 | 0 | 0
STOG | 0 | 0 | 0 | 0 | 0 | 0
STWD | 0 | 0 | 0 | 0 | 0 | 0
WT | 0 | 0 | 0 | 0 | 0 | 0
IGCC | 0 | 0 | 0 | 0 | 0 | 0
DemandResponse | 0 | 0 | 0 | 0 | 0 | 0
IGCC-CCS | 0 | 0 | 0 | 0 | 0 | 0
WT_off | 0 | 0 | 0 | 0 | 0 | 0
PseudoUnit | 0 | 0 | 0 | 0 | 0 | 0
FixedInterchange | 0 | 0 | 0 | 0 | 0 | 0
Emission Cost by Reporting Type: NYISO_J-K
ReportingType | 2015 | 2020 | 2025 | 2030 | 2035 | 2040
BM | 0 | 0 | 0 | 0 | 0 | 0
CC | 0 | 0 | 0 | 0 | 0 | 0
CSP | 0 | 0 | 0 | 0 | 0 | 0
CT | 0 | 0 | 0 | 0 | 0 | 0
Coal | 0 | 0 | 0 | 0 | 0 | 0
Geo | 0 | 0 | 0 | 0 | 0 | 0
H | 0 | 0 | 0 | 0 | 0 | 0
LFG | 0 | 0 | 0 | 0 | 0 | 0
Nuc | 0 | 0 | 0 | 0 | 0 | 0
PS | 0 | 0 | 0 | 0 | 0 | 0
PV | 0 | 0 | 0 | 0 | 0 | 0
PeakG | 0 | 0 | 0 | 0 | 0 | 0
PeakO | 0 | 0 | 0 | 0 | 0 | 0
ST | 0 | 0 | 0 | 0 | 0 | 0
STOG | 0 | 0 | 0 | 0 | 0 | 0
STWD | 0 | 0 | 0 | 0 | 0 | 0
WT | 0 | 0 | 0 | 0 | 0 | 0
IGCC | 0 | 0 | 0 | 0 | 0 | 0
DemandResponse | 0 | 0 | 0 | 0 | 0 | 0
IGCC-CCS | 0 | 0 | 0 | 0 | 0 | 0
WT_off | 0 | 0 | 0 | 0 | 0 | 0
PseudoUnit | 0 | 0 | 0 | 0 | 0 | 0
FixedInterchange | 0 | 0 | 0 | 0 | 0 | 0
Emission Cost by Reporting Type: PJM_E
ReportingType | 2015 | 2020 | 2025 | 2030 | 2035 | 2040
BM | 0 | 0 | 0 | 0 | 0 | 0
CC | 0 | 0 | 0 | 0 | 0 | 0
CSP | 0 | 0 | 0 | 0 | 0 | 0
CT | 0 | 0 | 0 | 0 | 0 | 0
Coal | 0 | 0 | 0 | 0 | 0 | 0
Geo | 0 | 0 | 0 | 0 | 0 | 0
H | 0 | 0 | 0 | 0 | 0 | 0
LFG | 0 | 0 | 0 | 0 | 0 | 0
Nuc | 0 | 0 | 0 | 0 | 0 | 0
PS | 0 | 0 | 0 | 0 | 0 | 0
PV | 0 | 0 | 0 | 0 | 0 | 0
PeakG | 0 | 0 | 0 | 0 | 0 | 0
PeakO | 0 | 0 | 0 | 0 | 0 | 0
ST | 0 | 0 | 0 | 0 | 0 | 0
STOG | 0 | 0 | 0 | 0 | 0 | 0
STWD | 0 | 0 | 0 | 0 | 0 | 0
WT | 0 | 0 | 0 | 0 | 0 | 0
IGCC | 0 | 0 | 0 | 0 | 0 | 0
DemandResponse | 0 | 0 | 0 | 0 | 0 | 0
IGCC-CCS | 0 | 0 | 0 | 0 | 0 | 0
WT_off | 0 | 0 | 0 | 0 | 0 | 0
PseudoUnit | 0 | 0 | 0 | 0 | 0 | 0
FixedInterchange | 0 | 0 | 0 | 0 | 0 | 0
Emission Cost by Reporting Type: PJM_ROM
ReportingType | 2015 | 2020 | 2025 | 2030 | 2035 | 2040
BM | 0 | 0 | 0 | 0 | 0 | 0
CC | 0 | 0 | 0 | 0 | 0 | 0
CSP | 0 | 0 | 0 | 0 | 0 | 0
CT | 0 | 0 | 0 | 0 | 0 | 0
Coal | 0 | 0 | 0 | 0 | 0 | 0
Geo | 0 | 0 | 0 | 0 | 0 | 0
H | 0 | 0 | 0 | 0 | 0 | 0
LFG | 0 | 0 | 0 | 0 | 0 | 0
Nuc | 0 | 0 | 0 | 0 | 0 | 0
PS | 0 | 0 | 0 | 0 | 0 | 0
PV | 0 | 0 | 0 | 0 | 0 | 0
PeakG | 0 | 0 | 0 | 0 | 0 | 0
PeakO | 0 | 0 | 0 | 0 | 0 | 0
ST | 0 | 0 | 0 | 0 | 0 | 0
STOG | 0 | 0 | 0 | 0 | 0 | 0
STWD | 0 | 0 | 0 | 0 | 0 | 0
WT | 0 | 0 | 0 | 0 | 0 | 0
IGCC | 0 | 0 | 0 | 0 | 0 | 0
DemandResponse | 0 | 0 | 0 | 0 | 0 | 0
IGCC-CCS | 0 | 0 | 0 | 0 | 0 | 0
WT_off | 0 | 0 | 0 | 0 | 0 | 0
PseudoUnit | 0 | 0 | 0 | 0 | 0 | 0
FixedInterchange | 0 | 0 | 0 | 0 | 0 | 0
Emission Cost by Reporting Type: PJM_ROR
ReportingType | 2015 | 2020 | 2025 | 2030 | 2035 | 2040
BM | 0 | 0 | 0 | 0 | 0 | 0
CC | 0 | 0 | 0 | 0 | 0 | 0
CSP | 0 | 0 | 0 | 0 | 0 | 0
CT | 0 | 0 | 0 | 0 | 0 | 0
Coal | 0 | 0 | 0 | 0 | 0 | 0
Geo | 0 | 0 | 0 | 0 | 0 | 0
H | 0 | 0 | 0 | 0 | 0 | 0
LFG | 0 | 0 | 0 | 0 | 0 | 0
Nuc | 0 | 0 | 0 | 0 | 0 | 0
PS | 0 | 0 | 0 | 0 | 0 | 0
PV | 0 | 0 | 0 | 0 | 0 | 0
PeakG | 0 | 0 | 0 | 0 | 0 | 0
PeakO | 0 | 0 | 0 | 0 | 0 | 0
ST | 0 | 0 | 0 | 0 | 0 | 0
STOG | 0 | 0 | 0 | 0 | 0 | 0
STWD | 0 | 0 | 0 | 0 | 0 | 0
WT | 0 | 0 | 0 | 0 | 0 | 0
IGCC | 0 | 0 | 0 | 0 | 0 | 0
DemandResponse | 0 | 0 | 0 | 0 | 0 | 0
IGCC-CCS | 0 | 0 | 0 | 0 | 0 | 0
WT_off | 0 | 0 | 0 | 0 | 0 | 0
PseudoUnit | 0 | 0 | 0 | 0 | 0 | 0
FixedInterchange | 0 | 0 | 0 | 0 | 0 | 0
Emission Cost by Reporting Type: SOCO
ReportingType | 2015 | 2020 | 2025 | 2030 | 2035 | 2040
BM | 0 | 0 | 0 | 0 | 0 | 0
CC | 0 | 0 | 0 | 0 | 0 | 0
CSP | 0 | 0 | 0 | 0 | 0 | 0
CT | 0 | 0 | 0 | 0 | 0 | 0
Coal | 0 | 0 | 0 | 0 | 0 | 0
Geo | 0 | 0 | 0 | 0 | 0 | 0
H | 0 | 0 | 0 | 0 | 0 | 0
LFG | 0 | 0 | 0 | 0 | 0 | 0
Nuc | 0 | 0 | 0 | 0 | 0 | 0
PS | 0 | 0 | 0 | 0 | 0 | 0
PV | 0 | 0 | 0 | 0 | 0 | 0
PeakG | 0 | 0 | 0 | 0 | 0 | 0
PeakO | 0 | 0 | 0 | 0 | 0 | 0
ST | 0 | 0 | 0 | 0 | 0 | 0
STOG | 0 | 0 | 0 | 0 | 0 | 0
STWD | 0 | 0 | 0 | 0 | 0 | 0
WT | 0 | 0 | 0 | 0 | 0 | 0
IGCC | 0 | 0 | 0 | 0 | 0 | 0
DemandResponse | 0 | 0 | 0 | 0 | 0 | 0
IGCC-CCS | 0 | 0 | 0 | 0 | 0 | 0
WT_off | 0 | 0 | 0 | 0 | 0 | 0
PseudoUnit | 0 | 0 | 0 | 0 | 0 | 0
FixedInterchange | 0 | 0 | 0 | 0 | 0 | 0
Emission Cost by Reporting Type: SPP_N
ReportingType | 2015 | 2020 | 2025 | 2030 | 2035 | 2040
BM | 0 | 0 | 0 | 0 | 0 | 0
CC | 0 | 0 | 0 | 0 | 0 | 0
CSP | 0 | 0 | 0 | 0 | 0 | 0
CT | 0 | 0 | 0 | 0 | 0 | 0
Coal | 0 | 0 | 0 | 0 | 0 | 0
Geo | 0 | 0 | 0 | 0 | 0 | 0
H | 0 | 0 | 0 | 0 | 0 | 0
LFG | 0 | 0 | 0 | 0 | 0 | 0
Nuc | 0 | 0 | 0 | 0 | 0 | 0
PS | 0 | 0 | 0 | 0 | 0 | 0
PV | 0 | 0 | 0 | 0 | 0 | 0
PeakG | 0 | 0 | 0 | 0 | 0 | 0
PeakO | 0 | 0 | 0 | 0 | 0 | 0
ST | 0 | 0 | 0 | 0 | 0 | 0
STOG | 0 | 0 | 0 | 0 | 0 | 0
STWD | 0 | 0 | 0 | 0 | 0 | 0
WT | 0 | 0 | 0 | 0 | 0 | 0
IGCC | 0 | 0 | 0 | 0 | 0 | 0
DemandResponse | 0 | 0 | 0 | 0 | 0 | 0
IGCC-CCS | 0 | 0 | 0 | 0 | 0 | 0
WT_off | 0 | 0 | 0 | 0 | 0 | 0
PseudoUnit | 0 | 0 | 0 | 0 | 0 | 0
FixedInterchange | 0 | 0 | 0 | 0 | 0 | 0
Emission Cost by Reporting Type: SPP_S
ReportingType | 2015 | 2020 | 2025 | 2030 | 2035 | 2040
BM | 0 | 0 | 0 | 0 | 0 | 0
CC | 0 | 0 | 0 | 0 | 0 | 0
CSP | 0 | 0 | 0 | 0 | 0 | 0
CT | 0 | 0 | 0 | 0 | 0 | 0
Coal | 0 | 0 | 0 | 0 | 0 | 0
Geo | 0 | 0 | 0 | 0 | 0 | 0
H | 0 | 0 | 0 | 0 | 0 | 0
LFG | 0 | 0 | 0 | 0 | 0 | 0
Nuc | 0 | 0 | 0 | 0 | 0 | 0
PS | 0 | 0 | 0 | 0 | 0 | 0
PV | 0 | 0 | 0 | 0 | 0 | 0
PeakG | 0 | 0 | 0 | 0 | 0 | 0
PeakO | 0 | 0 | 0 | 0 | 0 | 0
ST | 0 | 0 | 0 | 0 | 0 | 0
STOG | 0 | 0 | 0 | 0 | 0 | 0
STWD | 0 | 0 | 0 | 0 | 0 | 0
WT | 0 | 0 | 0 | 0 | 0 | 0
IGCC | 0 | 0 | 0 | 0 | 0 | 0
DemandResponse | 0 | 0 | 0 | 0 | 0 | 0
IGCC-CCS | 0 | 0 | 0 | 0 | 0 | 0
WT_off | 0 | 0 | 0 | 0 | 0 | 0
PseudoUnit | 0 | 0 | 0 | 0 | 0 | 0
FixedInterchange | 0 | 0 | 0 | 0 | 0 | 0
Emission Cost by Reporting Type: TVA
ReportingType | 2015 | 2020 | 2025 | 2030 | 2035 | 2040
BM | 0 | 0 | 0 | 0 | 0 | 0
CC | 0 | 0 | 0 | 0 | 0 | 0
CSP | 0 | 0 | 0 | 0 | 0 | 0
CT | 0 | 0 | 0 | 0 | 0 | 0
Coal | 0 | 0 | 0 | 0 | 0 | 0
Geo | 0 | 0 | 0 | 0 | 0 | 0
H | 0 | 0 | 0 | 0 | 0 | 0
LFG | 0 | 0 | 0 | 0 | 0 | 0
Nuc | 0 | 0 | 0 | 0 | 0 | 0
PS | 0 | 0 | 0 | 0 | 0 | 0
PV | 0 | 0 | 0 | 0 | 0 | 0
PeakG | 0 | 0 | 0 | 0 | 0 | 0
PeakO | 0 | 0 | 0 | 0 | 0 | 0
ST | 0 | 0 | 0 | 0 | 0 | 0
STOG | 0 | 0 | 0 | 0 | 0 | 0
STWD | 0 | 0 | 0 | 0 | 0 | 0
WT | 0 | 0 | 0 | 0 | 0 | 0
IGCC | 0 | 0 | 0 | 0 | 0 | 0
DemandResponse | 0 | 0 | 0 | 0 | 0 | 0
IGCC-CCS | 0 | 0 | 0 | 0 | 0 | 0
WT_off | 0 | 0 | 0 | 0 | 0 | 0
PseudoUnit | 0 | 0 | 0 | 0 | 0 | 0
FixedInterchange | 0 | 0 | 0 | 0 | 0 | 0
Emission Cost by Reporting Type: TVA_Transmission
ReportingType | 2015 | 2020 | 2025 | 2030 | 2035 | 2040
BM | 0 | 0 | 0 | 0 | 0 | 0
CC | 0 | 0 | 0 | 0 | 0 | 0
CSP | 0 | 0 | 0 | 0 | 0 | 0
CT | 0 | 0 | 0 | 0 | 0 | 0
Coal | 0 | 0 | 0 | 0 | 0 | 0
Geo | 0 | 0 | 0 | 0 | 0 | 0
H | 0 | 0 | 0 | 0 | 0 | 0
LFG | 0 | 0 | 0 | 0 | 0 | 0
Nuc | 0 | 0 | 0 | 0 | 0 | 0
PS | 0 | 0 | 0 | 0 | 0 | 0
PV | 0 | 0 | 0 | 0 | 0 | 0
PeakG | 0 | 0 | 0 | 0 | 0 | 0
PeakO | 0 | 0 | 0 | 0 | 0 | 0
ST | 0 | 0 | 0 | 0 | 0 | 0
STOG | 0 | 0 | 0 | 0 | 0 | 0
STWD | 0 | 0 | 0 | 0 | 0 | 0
WT | 0 | 0 | 0 | 0 | 0 | 0
IGCC | 0 | 0 | 0 | 0 | 0 | 0
DemandResponse | 0 | 0 | 0 | 0 | 0 | 0
IGCC-CCS | 0 | 0 | 0 | 0 | 0 | 0
WT_off | 0 | 0 | 0 | 0 | 0 | 0
PseudoUnit | 0 | 0 | 0 | 0 | 0 | 0
FixedInterchange | 0 | 0 | 0 | 0 | 0 | 0
Emission Cost by Reporting Type: VACAR
ReportingType | 2015 | 2020 | 2025 | 2030 | 2035 | 2040
BM | 0 | 0 | 0 | 0 | 0 | 0
CC | 0 | 0 | 0 | 0 | 0 | 0
CSP | 0 | 0 | 0 | 0 | 0 | 0
CT | 0 | 0 | 0 | 0 | 0 | 0
Coal | 0 | 0 | 0 | 0 | 0 | 0
Geo | 0 | 0 | 0 | 0 | 0 | 0
H | 0 | 0 | 0 | 0 | 0 | 0
LFG | 0 | 0 | 0 | 0 | 0 | 0
Nuc | 0 | 0 | 0 | 0 | 0 | 0
PS | 0 | 0 | 0 | 0 | 0 | 0
PV | 0 | 0 | 0 | 0 | 0 | 0
PeakG | 0 | 0 | 0 | 0 | 0 | 0
PeakO | 0 | 0 | 0 | 0 | 0 | 0
ST | 0 | 0 | 0 | 0 | 0 | 0
STOG | 0 | 0 | 0 | 0 | 0 | 0
STWD | 0 | 0 | 0 | 0 | 0 | 0
WT | 0 | 0 | 0 | 0 | 0 | 0
IGCC | 0 | 0 | 0 | 0 | 0 | 0
DemandResponse | 0 | 0 | 0 | 0 | 0 | 0
IGCC-CCS | 0 | 0 | 0 | 0 | 0 | 0
WT_off | 0 | 0 | 0 | 0 | 0 | 0
PseudoUnit | 0 | 0 | 0 | 0 | 0 | 0
FixedInterchange | 0 | 0 | 0 | 0 | 0 | 0
Emission Cost by Reporting Type: IESO
ReportingType | 2015 | 2020 | 2025 | 2030 | 2035 | 2040
BM | 0 | 0 | 0 | 0 | 0 | 0
CC | 0 | 0 | 0 | 0 | 0 | 0
CSP | 0 | 0 | 0 | 0 | 0 | 0
CT | 0 | 0 | 0 | 0 | 0 | 0
Coal | 0 | 0 | 0 | 0 | 0 | 0
Geo | 0 | 0 | 0 | 0 | 0 | 0
H | 0 | 0 | 0 | 0 | 0 | 0
LFG | 0 | 0 | 0 | 0 | 0 | 0
Nuc | 0 | 0 | 0 | 0 | 0 | 0
PS | 0 | 0 | 0 | 0 | 0 | 0
PV | 0 | 0 | 0 | 0 | 0 | 0
PeakG | 0 | 0 | 0 | 0 | 0 | 0
PeakO | 0 | 0 | 0 | 0 | 0 | 0
ST | 0 | 0 | 0 | 0 | 0 | 0
STOG | 0 | 0 | 0 | 0 | 0 | 0
STWD | 0 | 0 | 0 | 0 | 0 | 0
WT | 0 | 0 | 0 | 0 | 0 | 0
IGCC | 0 | 0 | 0 | 0 | 0 | 0
DemandResponse | 0 | 0 | 0 | 0 | 0 | 0
IGCC-CCS | 0 | 0 | 0 | 0 | 0 | 0
WT_off | 0 | 0 | 0 | 0 | 0 | 0
PseudoUnit | 0 | 0 | 0 | 0 | 0 | 0
FixedInterchange | 0 | 0 | 0 | 0 | 0 | 0
Emission Cost by Reporting Type: MAPP_CA
ReportingType | 2015 | 2020 | 2025 | 2030 | 2035 | 2040
BM | 0 | 0 | 0 | 0 | 0 | 0
CC | 0 | 0 | 0 | 0 | 0 | 0
CSP | 0 | 0 | 0 | 0 | 0 | 0
CT | 0 | 0 | 0 | 0 | 0 | 0
Coal | 0 | 0 | 0 | 0 | 0 | 0
Geo | 0 | 0 | 0 | 0 | 0 | 0
H | 0 | 0 | 0 | 0 | 0 | 0
LFG | 0 | 0 | 0 | 0 | 0 | 0
Nuc | 0 | 0 | 0 | 0 | 0 | 0
PS | 0 | 0 | 0 | 0 | 0 | 0
PV | 0 | 0 | 0 | 0 | 0 | 0
PeakG | 0 | 0 | 0 | 0 | 0 | 0
PeakO | 0 | 0 | 0 | 0 | 0 | 0
ST | 0 | 0 | 0 | 0 | 0 | 0
STOG | 0 | 0 | 0 | 0 | 0 | 0
STWD | 0 | 0 | 0 | 0 | 0 | 0
WT | 0 | 0 | 0 | 0 | 0 | 0
IGCC | 0 | 0 | 0 | 0 | 0 | 0
DemandResponse | 0 | 0 | 0 | 0 | 0 | 0
IGCC-CCS | 0 | 0 | 0 | 0 | 0 | 0
WT_off | 0 | 0 | 0 | 0 | 0 | 0
PseudoUnit | 0 | 0 | 0 | 0 | 0 | 0
FixedInterchange | 0 | 0 | 0 | 0 | 0 | 0
Emission Cost by Reporting Type: AZ_NM_SNV_Coal
ReportingType | 2015 | 2020 | 2025 | 2030 | 2035 | 2040
BM | 0 | 0 | 0 | 0 | 0 | 0
CC | 0 | 0 | 0 | 0 | 0 | 0
CSP | 0 | 0 | 0 | 0 | 0 | 0
CT | 0 | 0 | 0 | 0 | 0 | 0
Coal | 0 | 0 | 0 | 0 | 0 | 0
Geo | 0 | 0 | 0 | 0 | 0 | 0
H | 0 | 0 | 0 | 0 | 0 | 0
LFG | 0 | 0 | 0 | 0 | 0 | 0
Nuc | 0 | 0 | 0 | 0 | 0 | 0
PS | 0 | 0 | 0 | 0 | 0 | 0
PV | 0 | 0 | 0 | 0 | 0 | 0
PeakG | 0 | 0 | 0 | 0 | 0 | 0
PeakO | 0 | 0 | 0 | 0 | 0 | 0
ST | 0 | 0 | 0 | 0 | 0 | 0
STOG | 0 | 0 | 0 | 0 | 0 | 0
STWD | 0 | 0 | 0 | 0 | 0 | 0
WT | 0 | 0 | 0 | 0 | 0 | 0
IGCC | 0 | 0 | 0 | 0 | 0 | 0
DemandResponse | 0 | 0 | 0 | 0 | 0 | 0
IGCC-CCS | 0 | 0 | 0 | 0 | 0 | 0
WT_off | 0 | 0 | 0 | 0 | 0 | 0
PseudoUnit | 0 | 0 | 0 | 0 | 0 | 0
FixedInterchange | 0 | 0 | 0 | 0 | 0 | 0
Emission Cost by Reporting Type: AZ_NM_SNV_Gas
ReportingType | 2015 | 2020 | 2025 | 2030 | 2035 | 2040
BM | 0 | 0 | 0 | 0 | 0 | 0
CC | 0 | 0 | 0 | 0 | 0 | 0
CSP | 0 | 0 | 0 | 0 | 0 | 0
CT | 0 | 0 | 0 | 0 | 0 | 0
Coal | 0 | 0 | 0 | 0 | 0 | 0
Geo | 0 | 0 | 0 | 0 | 0 | 0
H | 0 | 0 | 0 | 0 | 0 | 0
LFG | 0 | 0 | 0 | 0 | 0 | 0
Nuc | 0 | 0 | 0 | 0 | 0 | 0
PS | 0 | 0 | 0 | 0 | 0 | 0
PV | 0 | 0 | 0 | 0 | 0 | 0
PeakG | 0 | 0 | 0 | 0 | 0 | 0
PeakO | 0 | 0 | 0 | 0 | 0 | 0
ST | 0 | 0 | 0 | 0 | 0 | 0
STOG | 0 | 0 | 0 | 0 | 0 | 0
STWD | 0 | 0 | 0 | 0 | 0 | 0
WT | 0 | 0 | 0 | 0 | 0 | 0
IGCC | 0 | 0 | 0 | 0 | 0 | 0
DemandResponse | 0 | 0 | 0 | 0 | 0 | 0
IGCC-CCS | 0 | 0 | 0 | 0 | 0 | 0
WT_off | 0 | 0 | 0 | 0 | 0 | 0
PseudoUnit | 0 | 0 | 0 | 0 | 0 | 0
FixedInterchange | 0 | 0 | 0 | 0 | 0 | 0
Emission Cost by Reporting Type: AZ_NM_SNV_NucRenew
ReportingType | 2015 | 2020 | 2025 | 2030 | 2035 | 2040
BM | 0 | 0 | 0 | 0 | 0 | 0
CC | 0 | 0 | 0 | 0 | 0 | 0
CSP | 0 | 0 | 0 | 0 | 0 | 0
CT | 0 | 0 | 0 | 0 | 0 | 0
Coal | 0 | 0 | 0 | 0 | 0 | 0
Geo | 0 | 0 | 0 | 0 | 0 | 0
H | 0 | 0 | 0 | 0 | 0 | 0
LFG | 0 | 0 | 0 | 0 | 0 | 0
Nuc | 0 | 0 | 0 | 0 | 0 | 0
PS | 0 | 0 | 0 | 0 | 0 | 0
PV | 0 | 0 | 0 | 0 | 0 | 0
PeakG | 0 | 0 | 0 | 0 | 0 | 0
PeakO | 0 | 0 | 0 | 0 | 0 | 0
ST | 0 | 0 | 0 | 0 | 0 | 0
STOG | 0 | 0 | 0 | 0 | 0 | 0
STWD | 0 | 0 | 0 | 0 | 0 | 0
WT | 0 | 0 | 0 | 0 | 0 | 0
IGCC | 0 | 0 | 0 | 0 | 0 | 0
DemandResponse | 0 | 0 | 0 | 0 | 0 | 0
IGCC-CCS | 0 | 0 | 0 | 0 | 0 | 0
WT_off | 0 | 0 | 0 | 0 | 0 | 0
PseudoUnit | 0 | 0 | 0 | 0 | 0 | 0
FixedInterchange | 0 | 0 | 0 | 0 | 0 | 0
Emission Cost by Reporting Type: ERCOT
ReportingType | 2015 | 2020 | 2025 | 2030 | 2035 | 2040
BM | 0 | 0 | 0 | 0 | 0 | 0
CC | 0 | 0 | 0 | 0 | 0 | 0
CSP | 0 | 0 | 0 | 0 | 0 | 0
CT | 0 | 0 | 0 | 0 | 0 | 0
Coal | 0 | 0 | 0 | 0 | 0 | 0
Geo | 0 | 0 | 0 | 0 | 0 | 0
H | 0 | 0 | 0 | 0 | 0 | 0
LFG | 0 | 0 | 0 | 0 | 0 | 0
Nuc | 0 | 0 | 0 | 0 | 0 | 0
PS | 0 | 0 | 0 | 0 | 0 | 0
PV | 0 | 0 | 0 | 0 | 0 | 0
PeakG | 0 | 0 | 0 | 0 | 0 | 0
PeakO | 0 | 0 | 0 | 0 | 0 | 0
ST | 0 | 0 | 0 | 0 | 0 | 0
STOG | 0 | 0 | 0 | 0 | 0 | 0
STWD | 0 | 0 | 0 | 0 | 0 | 0
WT | 0 | 0 | 0 | 0 | 0 | 0
IGCC | 0 | 0 | 0 | 0 | 0 | 0
DemandResponse | 0 | 0 | 0 | 0 | 0 | 0
IGCC-CCS | 0 | 0 | 0 | 0 | 0 | 0
WT_off | 0 | 0 | 0 | 0 | 0 | 0
PseudoUnit | 0 | 0 | 0 | 0 | 0 | 0
FixedInterchange | 0 | 0 | 0 | 0 | 0 | 0
Emission Cost by Reporting Type: NP15
ReportingType | 2015 | 2020 | 2025 | 2030 | 2035 | 2040
BM | 0 | 0 | 0 | 0 | 0 | 0
CC | 0 | 0 | 0 | 0 | 0 | 0
CSP | 0 | 0 | 0 | 0 | 0 | 0
CT | 0 | 0 | 0 | 0 | 0 | 0
Coal | 0 | 0 | 0 | 0 | 0 | 0
Geo | 0 | 0 | 0 | 0 | 0 | 0
H | 0 | 0 | 0 | 0 | 0 | 0
LFG | 0 | 0 | 0 | 0 | 0 | 0
Nuc | 0 | 0 | 0 | 0 | 0 | 0
PS | 0 | 0 | 0 | 0 | 0 | 0
PV | 0 | 0 | 0 | 0 | 0 | 0
PeakG | 0 | 0 | 0 | 0 | 0 | 0
PeakO | 0 | 0 | 0 | 0 | 0 | 0
ST | 0 | 0 | 0 | 0 | 0 | 0
STOG | 0 | 0 | 0 | 0 | 0 | 0
STWD | 0 | 0 | 0 | 0 | 0 | 0
WT | 0 | 0 | 0 | 0 | 0 | 0
IGCC | 0 | 0 | 0 | 0 | 0 | 0
DemandResponse | 0 | 0 | 0 | 0 | 0 | 0
IGCC-CCS | 0 | 0 | 0 | 0 | 0 | 0
WT_off | 0 | 0 | 0 | 0 | 0 | 0
PseudoUnit | 0 | 0 | 0 | 0 | 0 | 0
FixedInterchange | 0 | 0 | 0 | 0 | 0 | 0
Emission Cost by Reporting Type: NWPP_Coal
ReportingType | 2015 | 2020 | 2025 | 2030 | 2035 | 2040
BM | 0 | 0 | 0 | 0 | 0 | 0
CC | 0 | 0 | 0 | 0 | 0 | 0
CSP | 0 | 0 | 0 | 0 | 0 | 0
CT | 0 | 0 | 0 | 0 | 0 | 0
Coal | 0 | 0 | 0 | 0 | 0 | 0
Geo | 0 | 0 | 0 | 0 | 0 | 0
H | 0 | 0 | 0 | 0 | 0 | 0
LFG | 0 | 0 | 0 | 0 | 0 | 0
Nuc | 0 | 0 | 0 | 0 | 0 | 0
PS | 0 | 0 | 0 | 0 | 0 | 0
PV | 0 | 0 | 0 | 0 | 0 | 0
PeakG | 0 | 0 | 0 | 0 | 0 | 0
PeakO | 0 | 0 | 0 | 0 | 0 | 0
ST | 0 | 0 | 0 | 0 | 0 | 0
STOG | 0 | 0 | 0 | 0 | 0 | 0
STWD | 0 | 0 | 0 | 0 | 0 | 0
WT | 0 | 0 | 0 | 0 | 0 | 0
IGCC | 0 | 0 | 0 | 0 | 0 | 0
DemandResponse | 0 | 0 | 0 | 0 | 0 | 0
IGCC-CCS | 0 | 0 | 0 | 0 | 0 | 0
WT_off | 0 | 0 | 0 | 0 | 0 | 0
PseudoUnit | 0 | 0 | 0 | 0 | 0 | 0
FixedInterchange | 0 | 0 | 0 | 0 | 0 | 0
Emission Cost by Reporting Type: NWPP_Gas
ReportingType | 2015 | 2020 | 2025 | 2030 | 2035 | 2040
BM | 0 | 0 | 0 | 0 | 0 | 0
CC | 0 | 0 | 0 | 0 | 0 | 0
CSP | 0 | 0 | 0 | 0 | 0 | 0
CT | 0 | 0 | 0 | 0 | 0 | 0
Coal | 0 | 0 | 0 | 0 | 0 | 0
Geo | 0 | 0 | 0 | 0 | 0 | 0
H | 0 | 0 | 0 | 0 | 0 | 0
LFG | 0 | 0 | 0 | 0 | 0 | 0
Nuc | 0 | 0 | 0 | 0 | 0 | 0
PS | 0 | 0 | 0 | 0 | 0 | 0
PV | 0 | 0 | 0 | 0 | 0 | 0
PeakG | 0 | 0 | 0 | 0 | 0 | 0
PeakO | 0 | 0 | 0 | 0 | 0 | 0
ST | 0 | 0 | 0 | 0 | 0 | 0
STOG | 0 | 0 | 0 | 0 | 0 | 0
STWD | 0 | 0 | 0 | 0 | 0 | 0
WT | 0 | 0 | 0 | 0 | 0 | 0
IGCC | 0 | 0 | 0 | 0 | 0 | 0
DemandResponse | 0 | 0 | 0 | 0 | 0 | 0
IGCC-CCS | 0 | 0 | 0 | 0 | 0 | 0
WT_off | 0 | 0 | 0 | 0 | 0 | 0
PseudoUnit | 0 | 0 | 0 | 0 | 0 | 0
FixedInterchange | 0 | 0 | 0 | 0 | 0 | 0
Emission Cost by Reporting Type: NWPP_NucRenew
ReportingType | 2015 | 2020 | 2025 | 2030 | 2035 | 2040
BM | 0 | 0 | 0 | 0 | 0 | 0
CC | 0 | 0 | 0 | 0 | 0 | 0
CSP | 0 | 0 | 0 | 0 | 0 | 0
CT | 0 | 0 | 0 | 0 | 0 | 0
Coal | 0 | 0 | 0 | 0 | 0 | 0
Geo | 0 | 0 | 0 | 0 | 0 | 0
H | 0 | 0 | 0 | 0 | 0 | 0
LFG | 0 | 0 | 0 | 0 | 0 | 0
Nuc | 0 | 0 | 0 | 0 | 0 | 0
PS | 0 | 0 | 0 | 0 | 0 | 0
PV | 0 | 0 | 0 | 0 | 0 | 0
PeakG | 0 | 0 | 0 | 0 | 0 | 0
PeakO | 0 | 0 | 0 | 0 | 0 | 0
ST | 0 | 0 | 0 | 0 | 0 | 0
STOG | 0 | 0 | 0 | 0 | 0 | 0
STWD | 0 | 0 | 0 | 0 | 0 | 0
WT | 0 | 0 | 0 | 0 | 0 | 0
IGCC | 0 | 0 | 0 | 0 | 0 | 0
DemandResponse | 0 | 0 | 0 | 0 | 0 | 0
IGCC-CCS | 0 | 0 | 0 | 0 | 0 | 0
WT_off | 0 | 0 | 0 | 0 | 0 | 0
PseudoUnit | 0 | 0 | 0 | 0 | 0 | 0
FixedInterchange | 0 | 0 | 0 | 0 | 0 | 0
Emission Cost by Reporting Type: RMPA
ReportingType | 2015 | 2020 | 2025 | 2030 | 2035 | 2040
BM | 0 | 0 | 0 | 0 | 0 | 0
CC | 0 | 0 | 0 | 0 | 0 | 0
CSP | 0 | 0 | 0 | 0 | 0 | 0
CT | 0 | 0 | 0 | 0 | 0 | 0
Coal | 0 | 0 | 0 | 0 | 0 | 0
Geo | 0 | 0 | 0 | 0 | 0 | 0
H | 0 | 0 | 0 | 0 | 0 | 0
LFG | 0 | 0 | 0 | 0 | 0 | 0
Nuc | 0 | 0 | 0 | 0 | 0 | 0
PS | 0 | 0 | 0 | 0 | 0 | 0
PV | 0 | 0 | 0 | 0 | 0 | 0
PeakG | 0 | 0 | 0 | 0 | 0 | 0
PeakO | 0 | 0 | 0 | 0 | 0 | 0
ST | 0 | 0 | 0 | 0 | 0 | 0
STOG | 0 | 0 | 0 | 0 | 0 | 0
STWD | 0 | 0 | 0 | 0 | 0 | 0
WT | 0 | 0 | 0 | 0 | 0 | 0
IGCC | 0 | 0 | 0 | 0 | 0 | 0
DemandResponse | 0 | 0 | 0 | 0 | 0 | 0
IGCC-CCS | 0 | 0 | 0 | 0 | 0 | 0
WT_off | 0 | 0 | 0 | 0 | 0 | 0
PseudoUnit | 0 | 0 | 0 | 0 | 0 | 0
FixedInterchange | 0 | 0 | 0 | 0 | 0 | 0
Emission Cost by Reporting Type: SP15
ReportingType | 2015 | 2020 | 2025 | 2030 | 2035 | 2040
BM | 0 | 0 | 0 | 0 | 0 | 0
CC | 0 | 0 | 0 | 0 | 0 | 0
CSP | 0 | 0 | 0 | 0 | 0 | 0
CT | 0 | 0 | 0 | 0 | 0 | 0
Coal | 0 | 0 | 0 | 0 | 0 | 0
Geo | 0 | 0 | 0 | 0 | 0 | 0
H | 0 | 0 | 0 | 0 | 0 | 0
LFG | 0 | 0 | 0 | 0 | 0 | 0
Nuc | 0 | 0 | 0 | 0 | 0 | 0
PS | 0 | 0 | 0 | 0 | 0 | 0
PV | 0 | 0 | 0 | 0 | 0 | 0
PeakG | 0 | 0 | 0 | 0 | 0 | 0
PeakO | 0 | 0 | 0 | 0 | 0 | 0
ST | 0 | 0 | 0 | 0 | 0 | 0
STOG | 0 | 0 | 0 | 0 | 0 | 0
STWD | 0 | 0 | 0 | 0 | 0 | 0
WT | 0 | 0 | 0 | 0 | 0 | 0
IGCC | 0 | 0 | 0 | 0 | 0 | 0
DemandResponse | 0 | 0 | 0 | 0 | 0 | 0
IGCC-CCS | 0 | 0 | 0 | 0 | 0 | 0
WT_off | 0 | 0 | 0 | 0 | 0 | 0
PseudoUnit | 0 | 0 | 0 | 0 | 0 | 0
FixedInterchange | 0 | 0 | 0 | 0 | 0 | 0
Emission Cost by Reporting Type: ALB
ReportingType | 2015 | 2020 | 2025 | 2030 | 2035 | 2040
BM | 0 | 0 | 0 | 0 | 0 | 0
CC | 0 | 0 | 0 | 0 | 0 | 0
CSP | 0 | 0 | 0 | 0 | 0 | 0
CT | 0 | 0 | 0 | 0 | 0 | 0
Coal | 0 | 0 | 0 | 0 | 0 | 0
Geo | 0 | 0 | 0 | 0 | 0 | 0
H | 0 | 0 | 0 | 0 | 0 | 0
LFG | 0 | 0 | 0 | 0 | 0 | 0
Nuc | 0 | 0 | 0 | 0 | 0 | 0
PS | 0 | 0 | 0 | 0 | 0 | 0
PV | 0 | 0 | 0 | 0 | 0 | 0
PeakG | 0 | 0 | 0 | 0 | 0 | 0
PeakO | 0 | 0 | 0 | 0 | 0 | 0
ST | 0 | 0 | 0 | 0 | 0 | 0
STOG | 0 | 0 | 0 | 0 | 0 | 0
STWD | 0 | 0 | 0 | 0 | 0 | 0
WT | 0 | 0 | 0 | 0 | 0 | 0
IGCC | 0 | 0 | 0 | 0 | 0 | 0
DemandResponse | 0 | 0 | 0 | 0 | 0 | 0
IGCC-CCS | 0 | 0 | 0 | 0 | 0 | 0
WT_off | 0 | 0 | 0 | 0 | 0 | 0
PseudoUnit | 0 | 0 | 0 | 0 | 0 | 0
FixedInterchange | 0 | 0 | 0 | 0 | 0 | 0
Emission Cost by Reporting Type: BC
ReportingType | 2015 | 2020 | 2025 | 2030 | 2035 | 2040
BM | 0 | 0 | 0 | 0 | 0 | 0
CC | 0 | 0 | 0 | 0 | 0 | 0
CSP | 0 | 0 | 0 | 0 | 0 | 0
CT | 0 | 0 | 0 | 0 | 0 | 0
Coal | 0 | 0 | 0 | 0 | 0 | 0
Geo | 0 | 0 | 0 | 0 | 0 | 0
H | 0 | 0 | 0 | 0 | 0 | 0
LFG | 0 | 0 | 0 | 0 | 0 | 0
Nuc | 0 | 0 | 0 | 0 | 0 | 0
PS | 0 | 0 | 0 | 0 | 0 | 0
PV | 0 | 0 | 0 | 0 | 0 | 0
PeakG | 0 | 0 | 0 | 0 | 0 | 0
PeakO | 0 | 0 | 0 | 0 | 0 | 0
ST | 0 | 0 | 0 | 0 | 0 | 0
STOG | 0 | 0 | 0 | 0 | 0 | 0
STWD | 0 | 0 | 0 | 0 | 0 | 0
WT | 0 | 0 | 0 | 0 | 0 | 0
IGCC | 0 | 0 | 0 | 0 | 0 | 0
DemandResponse | 0 | 0 | 0 | 0 | 0 | 0
IGCC-CCS | 0 | 0 | 0 | 0 | 0 | 0
WT_off | 0 | 0 | 0 | 0 | 0 | 0
PseudoUnit | 0 | 0 | 0 | 0 | 0 | 0
FixedInterchange | 0 | 0 | 0 | 0 | 0 | 0
Emission Cost by Reporting Type: HQ_IESO
ReportingType | 2015 | 2020 | 2025 | 2030 | 2035 | 2040
BM | 0 | 0 | 0 | 0 | 0 | 0
CC | 0 | 0 | 0 | 0 | 0 | 0
CSP | 0 | 0 | 0 | 0 | 0 | 0
CT | 0 | 0 | 0 | 0 | 0 | 0
Coal | 0 | 0 | 0 | 0 | 0 | 0
Geo | 0 | 0 | 0 | 0 | 0 | 0
H | 0 | 0 | 0 | 0 | 0 | 0
LFG | 0 | 0 | 0 | 0 | 0 | 0
Nuc | 0 | 0 | 0 | 0 | 0 | 0
PS | 0 | 0 | 0 | 0 | 0 | 0
PV | 0 | 0 | 0 | 0 | 0 | 0
PeakG | 0 | 0 | 0 | 0 | 0 | 0
PeakO | 0 | 0 | 0 | 0 | 0 | 0
ST | 0 | 0 | 0 | 0 | 0 | 0
STOG | 0 | 0 | 0 | 0 | 0 | 0
STWD | 0 | 0 | 0 | 0 | 0 | 0
WT | 0 | 0 | 0 | 0 | 0 | 0
IGCC | 0 | 0 | 0 | 0 | 0 | 0
DemandResponse | 0 | 0 | 0 | 0 | 0 | 0
IGCC-CCS | 0 | 0 | 0 | 0 | 0 | 0
WT_off | 0 | 0 | 0 | 0 | 0 | 0
PseudoUnit | 0 | 0 | 0 | 0 | 0 | 0
FixedInterchange | 0 | 0 | 0 | 0 | 0 | 0
Emission Cost by Reporting Type: HQ_NEISO
ReportingType | 2015 | 2020 | 2025 | 2030 | 2035 | 2040
BM | 0 | 0 | 0 | 0 | 0 | 0
CC | 0 | 0 | 0 | 0 | 0 | 0
CSP | 0 | 0 | 0 | 0 | 0 | 0
CT | 0 | 0 | 0 | 0 | 0 | 0
Coal | 0 | 0 | 0 | 0 | 0 | 0
Geo | 0 | 0 | 0 | 0 | 0 | 0
H | 0 | 0 | 0 | 0 | 0 | 0
LFG | 0 | 0 | 0 | 0 | 0 | 0
Nuc | 0 | 0 | 0 | 0 | 0 | 0
PS | 0 | 0 | 0 | 0 | 0 | 0
PV | 0 | 0 | 0 | 0 | 0 | 0
PeakG | 0 | 0 | 0 | 0 | 0 | 0
PeakO | 0 | 0 | 0 | 0 | 0 | 0
ST | 0 | 0 | 0 | 0 | 0 | 0
STOG | 0 | 0 | 0 | 0 | 0 | 0
STWD | 0 | 0 | 0 | 0 | 0 | 0
WT | 0 | 0 | 0 | 0 | 0 | 0
IGCC | 0 | 0 | 0 | 0 | 0 | 0
DemandResponse | 0 | 0 | 0 | 0 | 0 | 0
IGCC-CCS | 0 | 0 | 0 | 0 | 0 | 0
WT_off | 0 | 0 | 0 | 0 | 0 | 0
PseudoUnit | 0 | 0 | 0 | 0 | 0 | 0
FixedInterchange | 0 | 0 | 0 | 0 | 0 | 0
Emission Cost by Reporting Type: HQ_NY
ReportingType | 2015 | 2020 | 2025 | 2030 | 2035 | 2040
BM | 0 | 0 | 0 | 0 | 0 | 0
CC | 0 | 0 | 0 | 0 | 0 | 0
CSP | 0 | 0 | 0 | 0 | 0 | 0
CT | 0 | 0 | 0 | 0 | 0 | 0
Coal | 0 | 0 | 0 | 0 | 0 | 0
Geo | 0 | 0 | 0 | 0 | 0 | 0
H | 0 | 0 | 0 | 0 | 0 | 0
LFG | 0 | 0 | 0 | 0 | 0 | 0
Nuc | 0 | 0 | 0 | 0 | 0 | 0
PS | 0 | 0 | 0 | 0 | 0 | 0
PV | 0 | 0 | 0 | 0 | 0 | 0
PeakG | 0 | 0 | 0 | 0 | 0 | 0
PeakO | 0 | 0 | 0 | 0 | 0 | 0
ST | 0 | 0 | 0 | 0 | 0 | 0
STOG | 0 | 0 | 0 | 0 | 0 | 0
STWD | 0 | 0 | 0 | 0 | 0 | 0
WT | 0 | 0 | 0 | 0 | 0 | 0
IGCC | 0 | 0 | 0 | 0 | 0 | 0
DemandResponse | 0 | 0 | 0 | 0 | 0 | 0
IGCC-CCS | 0 | 0 | 0 | 0 | 0 | 0
WT_off | 0 | 0 | 0 | 0 | 0 | 0
PseudoUnit | 0 | 0 | 0 | 0 | 0 | 0
FixedInterchange | 0 | 0 | 0 | 0 | 0 | 0
Emission Cost by Reporting Type: MARITIMES
ReportingType | 2015 | 2020 | 2025 | 2030 | 2035 | 2040
BM | 0 | 0 | 0 | 0 | 0 | 0
CC | 0 | 0 | 0 | 0 | 0 | 0
CSP | 0 | 0 | 0 | 0 | 0 | 0
CT | 0 | 0 | 0 | 0 | 0 | 0
Coal | 0 | 0 | 0 | 0 | 0 | 0
Geo | 0 | 0 | 0 | 0 | 0 | 0
H | 0 | 0 | 0 | 0 | 0 | 0
LFG | 0 | 0 | 0 | 0 | 0 | 0
Nuc | 0 | 0 | 0 | 0 | 0 | 0
PS | 0 | 0 | 0 | 0 | 0 | 0
PV | 0 | 0 | 0 | 0 | 0 | 0
PeakG | 0 | 0 | 0 | 0 | 0 | 0
PeakO | 0 | 0 | 0 | 0 | 0 | 0
ST | 0 | 0 | 0 | 0 | 0 | 0
STOG | 0 | 0 | 0 | 0 | 0 | 0
STWD | 0 | 0 | 0 | 0 | 0 | 0
WT | 0 | 0 | 0 | 0 | 0 | 0
IGCC | 0 | 0 | 0 | 0 | 0 | 0
DemandResponse | 0 | 0 | 0 | 0 | 0 | 0
IGCC-CCS | 0 | 0 | 0 | 0 | 0 | 0
WT_off | 0 | 0 | 0 | 0 | 0 | 0
PseudoUnit | 0 | 0 | 0 | 0 | 0 | 0
FixedInterchange | 0 | 0 | 0 | 0 | 0 | 0
Emission Cost by Reporting Type: All
ReportingType | 2015 | 2020 | 2025 | 2030 | 2035 | 2040
BM | 0 | 0 | 0 | 0 | 0 | 0
CC | 0 | 0 | 0 | 0 | 0 | 0
CSP | 0 | 0 | 0 | 0 | 0 | 0
CT | 0 | 0 | 0 | 0 | 0 | 0
Coal | 0 | 0 | 0 | 0 | 0 | 0
Geo | 0 | 0 | 0 | 0 | 0 | 0
H | 0 | 0 | 0 | 0 | 0 | 0
LFG | 0 | 0 | 0 | 0 | 0 | 0
Nuc | 0 | 0 | 0 | 0 | 0 | 0
PS | 0 | 0 | 0 | 0 | 0 | 0
PV | 0 | 0 | 0 | 0 | 0 | 0
PeakG | 0 | 0 | 0 | 0 | 0 | 0
PeakO | 0 | 0 | 0 | 0 | 0 | 0
ST | 0 | 0 | 0 | 0 | 0 | 0
STOG | 0 | 0 | 0 | 0 | 0 | 0
STWD | 0 | 0 | 0 | 0 | 0 | 0
WT | 0 | 0 | 0 | 0 | 0 | 0
IGCC | 0 | 0 | 0 | 0 | 0 | 0
DemandResponse | 0 | 0 | 0 | 0 | 0 | 0
IGCC-CCS | 0 | 0 | 0 | 0 | 0 | 0
WT_off | 0 | 0 | 0 | 0 | 0 | 0
PseudoUnit | 0 | 0 | 0 | 0 | 0 | 0
FixedInterchange | 0 | 0 | 0 | 0 | 0 | 0
Emission Cost by Reporting Type: EI_US
ReportingType | 2015 | 2020 | 2025 | 2030 | 2035 | 2040
BM | 0 | 0 | 0 | 0 | 0 | 0
CC | 0 | 0 | 0 | 0 | 0 | 0
CSP | 0 | 0 | 0 | 0 | 0 | 0
CT | 0 | 0 | 0 | 0 | 0 | 0
Coal | 0 | 0 | 0 | 0 | 0 | 0
Geo | 0 | 0 | 0 | 0 | 0 | 0
H | 0 | 0 | 0 | 0 | 0 | 0
LFG | 0 | 0 | 0 | 0 | 0 | 0
Nuc | 0 | 0 | 0 | 0 | 0 | 0
PS | 0 | 0 | 0 | 0 | 0 | 0
PV | 0 | 0 | 0 | 0 | 0 | 0
PeakG | 0 | 0 | 0 | 0 | 0 | 0
PeakO | 0 | 0 | 0 | 0 | 0 | 0
ST | 0 | 0 | 0 | 0 | 0 | 0
STOG | 0 | 0 | 0 | 0 | 0 | 0
STWD | 0 | 0 | 0 | 0 | 0 | 0
WT | 0 | 0 | 0 | 0 | 0 | 0
IGCC | 0 | 0 | 0 | 0 | 0 | 0
DemandResponse | 0 | 0 | 0 | 0 | 0 | 0
IGCC-CCS | 0 | 0 | 0 | 0 | 0 | 0
WT_off | 0 | 0 | 0 | 0 | 0 | 0
PseudoUnit | 0 | 0 | 0 | 0 | 0 | 0
FixedInterchange | 0 | 0 | 0 | 0 | 0 | 0
Emission Cost by Reporting Type: EI_Canada
ReportingType | 2015 | 2020 | 2025 | 2030 | 2035 | 2040
BM | 0 | 0 | 0 | 0 | 0 | 0
CC | 0 | 0 | 0 | 0 | 0 | 0
CSP | 0 | 0 | 0 | 0 | 0 | 0
CT | 0 | 0 | 0 | 0 | 0 | 0
Coal | 0 | 0 | 0 | 0 | 0 | 0
Geo | 0 | 0 | 0 | 0 | 0 | 0
H | 0 | 0 | 0 | 0 | 0 | 0
LFG | 0 | 0 | 0 | 0 | 0 | 0
Nuc | 0 | 0 | 0 | 0 | 0 | 0
PS | 0 | 0 | 0 | 0 | 0 | 0
PV | 0 | 0 | 0 | 0 | 0 | 0
PeakG | 0 | 0 | 0 | 0 | 0 | 0
PeakO | 0 | 0 | 0 | 0 | 0 | 0
ST | 0 | 0 | 0 | 0 | 0 | 0
STOG | 0 | 0 | 0 | 0 | 0 | 0
STWD | 0 | 0 | 0 | 0 | 0 | 0
WT | 0 | 0 | 0 | 0 | 0 | 0
IGCC | 0 | 0 | 0 | 0 | 0 | 0
DemandResponse | 0 | 0 | 0 | 0 | 0 | 0
IGCC-CCS | 0 | 0 | 0 | 0 | 0 | 0
WT_off | 0 | 0 | 0 | 0 | 0 | 0
PseudoUnit | 0 | 0 | 0 | 0 | 0 | 0
FixedInterchange | 0 | 0 | 0 | 0 | 0 | 0
Emission Cost by Reporting Type: EI
ReportingType | 2015 | 2020 | 2025 | 2030 | 2035 | 2040
BM | 0 | 0 | 0 | 0 | 0 | 0
CC | 0 | 0 | 0 | 0 | 0 | 0
CSP | 0 | 0 | 0 | 0 | 0 | 0
CT | 0 | 0 | 0 | 0 | 0 | 0
Coal | 0 | 0 | 0 | 0 | 0 | 0
Geo | 0 | 0 | 0 | 0 | 0 | 0
H | 0 | 0 | 0 | 0 | 0 | 0
LFG | 0 | 0 | 0 | 0 | 0 | 0
Nuc | 0 | 0 | 0 | 0 | 0 | 0
PS | 0 | 0 | 0 | 0 | 0 | 0
PV | 0 | 0 | 0 | 0 | 0 | 0
PeakG | 0 | 0 | 0 | 0 | 0 | 0
PeakO | 0 | 0 | 0 | 0 | 0 | 0
ST | 0 | 0 | 0 | 0 | 0 | 0
STOG | 0 | 0 | 0 | 0 | 0 | 0
STWD | 0 | 0 | 0 | 0 | 0 | 0
WT | 0 | 0 | 0 | 0 | 0 | 0
IGCC | 0 | 0 | 0 | 0 | 0 | 0
DemandResponse | 0 | 0 | 0 | 0 | 0 | 0
IGCC-CCS | 0 | 0 | 0 | 0 | 0 | 0
WT_off | 0 | 0 | 0 | 0 | 0 | 0
PseudoUnit | 0 | 0 | 0 | 0 | 0 | 0
FixedInterchange | 0 | 0 | 0 | 0 | 0 | 0
Emission Cost by Reporting Type: Outside_EI
ReportingType | 2015 | 2020 | 2025 | 2030 | 2035 | 2040
BM | 0 | 0 | 0 | 0 | 0 | 0
CC | 0 | 0 | 0 | 0 | 0 | 0
CSP | 0 | 0 | 0 | 0 | 0 | 0
CT | 0 | 0 | 0 | 0 | 0 | 0
Coal | 0 | 0 | 0 | 0 | 0 | 0
Geo | 0 | 0 | 0 | 0 | 0 | 0
H | 0 | 0 | 0 | 0 | 0 | 0
LFG | 0 | 0 | 0 | 0 | 0 | 0
Nuc | 0 | 0 | 0 | 0 | 0 | 0
PS | 0 | 0 | 0 | 0 | 0 | 0
PV | 0 | 0 | 0 | 0 | 0 | 0
PeakG | 0 | 0 | 0 | 0 | 0 | 0
PeakO | 0 | 0 | 0 | 0 | 0 | 0
ST | 0 | 0 | 0 | 0 | 0 | 0
STOG | 0 | 0 | 0 | 0 | 0 | 0
STWD | 0 | 0 | 0 | 0 | 0 | 0
WT | 0 | 0 | 0 | 0 | 0 | 0
IGCC | 0 | 0 | 0 | 0 | 0 | 0
DemandResponse | 0 | 0 | 0 | 0 | 0 | 0
IGCC-CCS | 0 | 0 | 0 | 0 | 0 | 0
WT_off | 0 | 0 | 0 | 0 | 0 | 0
PseudoUnit | 0 | 0 | 0 | 0 | 0 | 0
FixedInterchange | 0 | 0 | 0 | 0 | 0 | 0
==== Emission Program: CAMR : (Hg) ====
Emission Cost by Reporting Type: Entergy
ReportingType | 2015 | 2020 | 2025 | 2030 | 2035 | 2040
BM | 0 | 0 | 0 | 0 | 0 | 0
CC | 0 | 0 | 0 | 0 | 0 | 0
CSP | 0 | 0 | 0 | 0 | 0 | 0
CT | 0 | 0 | 0 | 0 | 0 | 0
Coal | 0 | 0 | 0 | 0 | 0 | 0
Geo | 0 | 0 | 0 | 0 | 0 | 0
H | 0 | 0 | 0 | 0 | 0 | 0
LFG | 0 | 0 | 0 | 0 | 0 | 0
Nuc | 0 | 0 | 0 | 0 | 0 | 0
PS | 0 | 0 | 0 | 0 | 0 | 0
PV | 0 | 0 | 0 | 0 | 0 | 0
PeakG | 0 | 0 | 0 | 0 | 0 | 0
PeakO | 0 | 0 | 0 | 0 | 0 | 0
ST | 0 | 0 | 0 | 0 | 0 | 0
STOG | 0 | 0 | 0 | 0 | 0 | 0
STWD | 0 | 0 | 0 | 0 | 0 | 0
WT | 0 | 0 | 0 | 0 | 0 | 0
IGCC | 0 | 0 | 0 | 0 | 0 | 0
DemandResponse | 0 | 0 | 0 | 0 | 0 | 0
IGCC-CCS | 0 | 0 | 0 | 0 | 0 | 0
WT_off | 0 | 0 | 0 | 0 | 0 | 0
PseudoUnit | 0 | 0 | 0 | 0 | 0 | 0
FixedInterchange | 0 | 0 | 0 | 0 | 0 | 0
Emission Cost by Reporting Type: FRCC
ReportingType | 2015 | 2020 | 2025 | 2030 | 2035 | 2040
BM | 0 | 0 | 0 | 0 | 0 | 0
CC | 0 | 0 | 0 | 0 | 0 | 0
CSP | 0 | 0 | 0 | 0 | 0 | 0
CT | 0 | 0 | 0 | 0 | 0 | 0
Coal | 0 | 0 | 0 | 0 | 0 | 0
Geo | 0 | 0 | 0 | 0 | 0 | 0
H | 0 | 0 | 0 | 0 | 0 | 0
LFG | 0 | 0 | 0 | 0 | 0 | 0
Nuc | 0 | 0 | 0 | 0 | 0 | 0
PS | 0 | 0 | 0 | 0 | 0 | 0
PV | 0 | 0 | 0 | 0 | 0 | 0
PeakG | 0 | 0 | 0 | 0 | 0 | 0
PeakO | 0 | 0 | 0 | 0 | 0 | 0
ST | 0 | 0 | 0 | 0 | 0 | 0
STOG | 0 | 0 | 0 | 0 | 0 | 0
STWD | 0 | 0 | 0 | 0 | 0 | 0
WT | 0 | 0 | 0 | 0 | 0 | 0
IGCC | 0 | 0 | 0 | 0 | 0 | 0
DemandResponse | 0 | 0 | 0 | 0 | 0 | 0
IGCC-CCS | 0 | 0 | 0 | 0 | 0 | 0
WT_off | 0 | 0 | 0 | 0 | 0 | 0
PseudoUnit | 0 | 0 | 0 | 0 | 0 | 0
FixedInterchange | 0 | 0 | 0 | 0 | 0 | 0
Emission Cost by Reporting Type: MAPP_US
ReportingType | 2015 | 2020 | 2025 | 2030 | 2035 | 2040
BM | 0 | 0 | 0 | 0 | 0 | 0
CC | 0 | 0 | 0 | 0 | 0 | 0
CSP | 0 | 0 | 0 | 0 | 0 | 0
CT | 0 | 0 | 0 | 0 | 0 | 0
Coal | 0 | 0 | 0 | 0 | 0 | 0
Geo | 0 | 0 | 0 | 0 | 0 | 0
H | 0 | 0 | 0 | 0 | 0 | 0
LFG | 0 | 0 | 0 | 0 | 0 | 0
Nuc | 0 | 0 | 0 | 0 | 0 | 0
PS | 0 | 0 | 0 | 0 | 0 | 0
PV | 0 | 0 | 0 | 0 | 0 | 0
PeakG | 0 | 0 | 0 | 0 | 0 | 0
PeakO | 0 | 0 | 0 | 0 | 0 | 0
ST | 0 | 0 | 0 | 0 | 0 | 0
STOG | 0 | 0 | 0 | 0 | 0 | 0
STWD | 0 | 0 | 0 | 0 | 0 | 0
WT | 0 | 0 | 0 | 0 | 0 | 0
IGCC | 0 | 0 | 0 | 0 | 0 | 0
DemandResponse | 0 | 0 | 0 | 0 | 0 | 0
IGCC-CCS | 0 | 0 | 0 | 0 | 0 | 0
WT_off | 0 | 0 | 0 | 0 | 0 | 0
PseudoUnit | 0 | 0 | 0 | 0 | 0 | 0
FixedInterchange | 0 | 0 | 0 | 0 | 0 | 0
Emission Cost by Reporting Type: MISO_IN
ReportingType | 2015 | 2020 | 2025 | 2030 | 2035 | 2040
BM | 0 | 0 | 0 | 0 | 0 | 0
CC | 0 | 0 | 0 | 0 | 0 | 0
CSP | 0 | 0 | 0 | 0 | 0 | 0
CT | 0 | 0 | 0 | 0 | 0 | 0
Coal | 0 | 0 | 0 | 0 | 0 | 0
Geo | 0 | 0 | 0 | 0 | 0 | 0
H | 0 | 0 | 0 | 0 | 0 | 0
LFG | 0 | 0 | 0 | 0 | 0 | 0
Nuc | 0 | 0 | 0 | 0 | 0 | 0
PS | 0 | 0 | 0 | 0 | 0 | 0
PV | 0 | 0 | 0 | 0 | 0 | 0
PeakG | 0 | 0 | 0 | 0 | 0 | 0
PeakO | 0 | 0 | 0 | 0 | 0 | 0
ST | 0 | 0 | 0 | 0 | 0 | 0
STOG | 0 | 0 | 0 | 0 | 0 | 0
STWD | 0 | 0 | 0 | 0 | 0 | 0
WT | 0 | 0 | 0 | 0 | 0 | 0
IGCC | 0 | 0 | 0 | 0 | 0 | 0
DemandResponse | 0 | 0 | 0 | 0 | 0 | 0
IGCC-CCS | 0 | 0 | 0 | 0 | 0 | 0
WT_off | 0 | 0 | 0 | 0 | 0 | 0
PseudoUnit | 0 | 0 | 0 | 0 | 0 | 0
FixedInterchange | 0 | 0 | 0 | 0 | 0 | 0
Emission Cost by Reporting Type: MISO_MI
ReportingType | 2015 | 2020 | 2025 | 2030 | 2035 | 2040
BM | 0 | 0 | 0 | 0 | 0 | 0
CC | 0 | 0 | 0 | 0 | 0 | 0
CSP | 0 | 0 | 0 | 0 | 0 | 0
CT | 0 | 0 | 0 | 0 | 0 | 0
Coal | 0 | 0 | 0 | 0 | 0 | 0
Geo | 0 | 0 | 0 | 0 | 0 | 0
H | 0 | 0 | 0 | 0 | 0 | 0
LFG | 0 | 0 | 0 | 0 | 0 | 0
Nuc | 0 | 0 | 0 | 0 | 0 | 0
PS | 0 | 0 | 0 | 0 | 0 | 0
PV | 0 | 0 | 0 | 0 | 0 | 0
PeakG | 0 | 0 | 0 | 0 | 0 | 0
PeakO | 0 | 0 | 0 | 0 | 0 | 0
ST | 0 | 0 | 0 | 0 | 0 | 0
STOG | 0 | 0 | 0 | 0 | 0 | 0
STWD | 0 | 0 | 0 | 0 | 0 | 0
WT | 0 | 0 | 0 | 0 | 0 | 0
IGCC | 0 | 0 | 0 | 0 | 0 | 0
DemandResponse | 0 | 0 | 0 | 0 | 0 | 0
IGCC-CCS | 0 | 0 | 0 | 0 | 0 | 0
WT_off | 0 | 0 | 0 | 0 | 0 | 0
PseudoUnit | 0 | 0 | 0 | 0 | 0 | 0
FixedInterchange | 0 | 0 | 0 | 0 | 0 | 0
Emission Cost by Reporting Type: MISO_MO-IL
ReportingType | 2015 | 2020 | 2025 | 2030 | 2035 | 2040
BM | 0 | 0 | 0 | 0 | 0 | 0
CC | 0 | 0 | 0 | 0 | 0 | 0
CSP | 0 | 0 | 0 | 0 | 0 | 0
CT | 0 | 0 | 0 | 0 | 0 | 0
Coal | 0 | 0 | 0 | 0 | 0 | 0
Geo | 0 | 0 | 0 | 0 | 0 | 0
H | 0 | 0 | 0 | 0 | 0 | 0
LFG | 0 | 0 | 0 | 0 | 0 | 0
Nuc | 0 | 0 | 0 | 0 | 0 | 0
PS | 0 | 0 | 0 | 0 | 0 | 0
PV | 0 | 0 | 0 | 0 | 0 | 0
PeakG | 0 | 0 | 0 | 0 | 0 | 0
PeakO | 0 | 0 | 0 | 0 | 0 | 0
ST | 0 | 0 | 0 | 0 | 0 | 0
STOG | 0 | 0 | 0 | 0 | 0 | 0
STWD | 0 | 0 | 0 | 0 | 0 | 0
WT | 0 | 0 | 0 | 0 | 0 | 0
IGCC | 0 | 0 | 0 | 0 | 0 | 0
DemandResponse | 0 | 0 | 0 | 0 | 0 | 0
IGCC-CCS | 0 | 0 | 0 | 0 | 0 | 0
WT_off | 0 | 0 | 0 | 0 | 0 | 0
PseudoUnit | 0 | 0 | 0 | 0 | 0 | 0
FixedInterchange | 0 | 0 | 0 | 0 | 0 | 0
Emission Cost by Reporting Type: MISO_W
ReportingType | 2015 | 2020 | 2025 | 2030 | 2035 | 2040
BM | 0 | 0 | 0 | 0 | 0 | 0
CC | 0 | 0 | 0 | 0 | 0 | 0
CSP | 0 | 0 | 0 | 0 | 0 | 0
CT | 0 | 0 | 0 | 0 | 0 | 0
Coal | 0 | 0 | 0 | 0 | 0 | 0
Geo | 0 | 0 | 0 | 0 | 0 | 0
H | 0 | 0 | 0 | 0 | 0 | 0
LFG | 0 | 0 | 0 | 0 | 0 | 0
Nuc | 0 | 0 | 0 | 0 | 0 | 0
PS | 0 | 0 | 0 | 0 | 0 | 0
PV | 0 | 0 | 0 | 0 | 0 | 0
PeakG | 0 | 0 | 0 | 0 | 0 | 0
PeakO | 0 | 0 | 0 | 0 | 0 | 0
ST | 0 | 0 | 0 | 0 | 0 | 0
STOG | 0 | 0 | 0 | 0 | 0 | 0
STWD | 0 | 0 | 0 | 0 | 0 | 0
WT | 0 | 0 | 0 | 0 | 0 | 0
IGCC | 0 | 0 | 0 | 0 | 0 | 0
DemandResponse | 0 | 0 | 0 | 0 | 0 | 0
IGCC-CCS | 0 | 0 | 0 | 0 | 0 | 0
WT_off | 0 | 0 | 0 | 0 | 0 | 0
PseudoUnit | 0 | 0 | 0 | 0 | 0 | 0
FixedInterchange | 0 | 0 | 0 | 0 | 0 | 0
Emission Cost by Reporting Type: MISO_WUMS
ReportingType | 2015 | 2020 | 2025 | 2030 | 2035 | 2040
BM | 0 | 0 | 0 | 0 | 0 | 0
CC | 0 | 0 | 0 | 0 | 0 | 0
CSP | 0 | 0 | 0 | 0 | 0 | 0
CT | 0 | 0 | 0 | 0 | 0 | 0
Coal | 0 | 0 | 0 | 0 | 0 | 0
Geo | 0 | 0 | 0 | 0 | 0 | 0
H | 0 | 0 | 0 | 0 | 0 | 0
LFG | 0 | 0 | 0 | 0 | 0 | 0
Nuc | 0 | 0 | 0 | 0 | 0 | 0
PS | 0 | 0 | 0 | 0 | 0 | 0
PV | 0 | 0 | 0 | 0 | 0 | 0
PeakG | 0 | 0 | 0 | 0 | 0 | 0
PeakO | 0 | 0 | 0 | 0 | 0 | 0
ST | 0 | 0 | 0 | 0 | 0 | 0
STOG | 0 | 0 | 0 | 0 | 0 | 0
STWD | 0 | 0 | 0 | 0 | 0 | 0
WT | 0 | 0 | 0 | 0 | 0 | 0
IGCC | 0 | 0 | 0 | 0 | 0 | 0
DemandResponse | 0 | 0 | 0 | 0 | 0 | 0
IGCC-CCS | 0 | 0 | 0 | 0 | 0 | 0
WT_off | 0 | 0 | 0 | 0 | 0 | 0
PseudoUnit | 0 | 0 | 0 | 0 | 0 | 0
FixedInterchange | 0 | 0 | 0 | 0 | 0 | 0
Emission Cost by Reporting Type: Nebraska
ReportingType | 2015 | 2020 | 2025 | 2030 | 2035 | 2040
BM | 0 | 0 | 0 | 0 | 0 | 0
CC | 0 | 0 | 0 | 0 | 0 | 0
CSP | 0 | 0 | 0 | 0 | 0 | 0
CT | 0 | 0 | 0 | 0 | 0 | 0
Coal | 0 | 0 | 0 | 0 | 0 | 0
Geo | 0 | 0 | 0 | 0 | 0 | 0
H | 0 | 0 | 0 | 0 | 0 | 0
LFG | 0 | 0 | 0 | 0 | 0 | 0
Nuc | 0 | 0 | 0 | 0 | 0 | 0
PS | 0 | 0 | 0 | 0 | 0 | 0
PV | 0 | 0 | 0 | 0 | 0 | 0
PeakG | 0 | 0 | 0 | 0 | 0 | 0
PeakO | 0 | 0 | 0 | 0 | 0 | 0
ST | 0 | 0 | 0 | 0 | 0 | 0
STOG | 0 | 0 | 0 | 0 | 0 | 0
STWD | 0 | 0 | 0 | 0 | 0 | 0
WT | 0 | 0 | 0 | 0 | 0 | 0
IGCC | 0 | 0 | 0 | 0 | 0 | 0
DemandResponse | 0 | 0 | 0 | 0 | 0 | 0
IGCC-CCS | 0 | 0 | 0 | 0 | 0 | 0
WT_off | 0 | 0 | 0 | 0 | 0 | 0
PseudoUnit | 0 | 0 | 0 | 0 | 0 | 0
FixedInterchange | 0 | 0 | 0 | 0 | 0 | 0
Emission Cost by Reporting Type: NEISO
ReportingType | 2015 | 2020 | 2025 | 2030 | 2035 | 2040
BM | 0 | 0 | 0 | 0 | 0 | 0
CC | 0 | 0 | 0 | 0 | 0 | 0
CSP | 0 | 0 | 0 | 0 | 0 | 0
CT | 0 | 0 | 0 | 0 | 0 | 0
Coal | 0 | 0 | 0 | 0 | 0 | 0
Geo | 0 | 0 | 0 | 0 | 0 | 0
H | 0 | 0 | 0 | 0 | 0 | 0
LFG | 0 | 0 | 0 | 0 | 0 | 0
Nuc | 0 | 0 | 0 | 0 | 0 | 0
PS | 0 | 0 | 0 | 0 | 0 | 0
PV | 0 | 0 | 0 | 0 | 0 | 0
PeakG | 0 | 0 | 0 | 0 | 0 | 0
PeakO | 0 | 0 | 0 | 0 | 0 | 0
ST | 0 | 0 | 0 | 0 | 0 | 0
STOG | 0 | 0 | 0 | 0 | 0 | 0
STWD | 0 | 0 | 0 | 0 | 0 | 0
WT | 0 | 0 | 0 | 0 | 0 | 0
IGCC | 0 | 0 | 0 | 0 | 0 | 0
DemandResponse | 0 | 0 | 0 | 0 | 0 | 0
IGCC-CCS | 0 | 0 | 0 | 0 | 0 | 0
WT_off | 0 | 0 | 0 | 0 | 0 | 0
PseudoUnit | 0 | 0 | 0 | 0 | 0 | 0
FixedInterchange | 0 | 0 | 0 | 0 | 0 | 0
Emission Cost by Reporting Type: NonRTO_Midwest
ReportingType | 2015 | 2020 | 2025 | 2030 | 2035 | 2040
BM | 0 | 0 | 0 | 0 | 0 | 0
CC | 0 | 0 | 0 | 0 | 0 | 0
CSP | 0 | 0 | 0 | 0 | 0 | 0
CT | 0 | 0 | 0 | 0 | 0 | 0
Coal | 0 | 0 | 0 | 0 | 0 | 0
Geo | 0 | 0 | 0 | 0 | 0 | 0
H | 0 | 0 | 0 | 0 | 0 | 0
LFG | 0 | 0 | 0 | 0 | 0 | 0
Nuc | 0 | 0 | 0 | 0 | 0 | 0
PS | 0 | 0 | 0 | 0 | 0 | 0
PV | 0 | 0 | 0 | 0 | 0 | 0
PeakG | 0 | 0 | 0 | 0 | 0 | 0
PeakO | 0 | 0 | 0 | 0 | 0 | 0
ST | 0 | 0 | 0 | 0 | 0 | 0
STOG | 0 | 0 | 0 | 0 | 0 | 0
STWD | 0 | 0 | 0 | 0 | 0 | 0
WT | 0 | 0 | 0 | 0 | 0 | 0
IGCC | 0 | 0 | 0 | 0 | 0 | 0
DemandResponse | 0 | 0 | 0 | 0 | 0 | 0
IGCC-CCS | 0 | 0 | 0 | 0 | 0 | 0
WT_off | 0 | 0 | 0 | 0 | 0 | 0
PseudoUnit | 0 | 0 | 0 | 0 | 0 | 0
FixedInterchange | 0 | 0 | 0 | 0 | 0 | 0
Emission Cost by Reporting Type: NYISO_A-F
ReportingType | 2015 | 2020 | 2025 | 2030 | 2035 | 2040
BM | 0 | 0 | 0 | 0 | 0 | 0
CC | 0 | 0 | 0 | 0 | 0 | 0
CSP | 0 | 0 | 0 | 0 | 0 | 0
CT | 0 | 0 | 0 | 0 | 0 | 0
Coal | 0 | 0 | 0 | 0 | 0 | 0
Geo | 0 | 0 | 0 | 0 | 0 | 0
H | 0 | 0 | 0 | 0 | 0 | 0
LFG | 0 | 0 | 0 | 0 | 0 | 0
Nuc | 0 | 0 | 0 | 0 | 0 | 0
PS | 0 | 0 | 0 | 0 | 0 | 0
PV | 0 | 0 | 0 | 0 | 0 | 0
PeakG | 0 | 0 | 0 | 0 | 0 | 0
PeakO | 0 | 0 | 0 | 0 | 0 | 0
ST | 0 | 0 | 0 | 0 | 0 | 0
STOG | 0 | 0 | 0 | 0 | 0 | 0
STWD | 0 | 0 | 0 | 0 | 0 | 0
WT | 0 | 0 | 0 | 0 | 0 | 0
IGCC | 0 | 0 | 0 | 0 | 0 | 0
DemandResponse | 0 | 0 | 0 | 0 | 0 | 0
IGCC-CCS | 0 | 0 | 0 | 0 | 0 | 0
WT_off | 0 | 0 | 0 | 0 | 0 | 0
PseudoUnit | 0 | 0 | 0 | 0 | 0 | 0
FixedInterchange | 0 | 0 | 0 | 0 | 0 | 0
Emission Cost by Reporting Type: NYISO_G-I
ReportingType | 2015 | 2020 | 2025 | 2030 | 2035 | 2040
BM | 0 | 0 | 0 | 0 | 0 | 0
CC | 0 | 0 | 0 | 0 | 0 | 0
CSP | 0 | 0 | 0 | 0 | 0 | 0
CT | 0 | 0 | 0 | 0 | 0 | 0
Coal | 0 | 0 | 0 | 0 | 0 | 0
Geo | 0 | 0 | 0 | 0 | 0 | 0
H | 0 | 0 | 0 | 0 | 0 | 0
LFG | 0 | 0 | 0 | 0 | 0 | 0
Nuc | 0 | 0 | 0 | 0 | 0 | 0
PS | 0 | 0 | 0 | 0 | 0 | 0
PV | 0 | 0 | 0 | 0 | 0 | 0
PeakG | 0 | 0 | 0 | 0 | 0 | 0
PeakO | 0 | 0 | 0 | 0 | 0 | 0
ST | 0 | 0 | 0 | 0 | 0 | 0
STOG | 0 | 0 | 0 | 0 | 0 | 0
STWD | 0 | 0 | 0 | 0 | 0 | 0
WT | 0 | 0 | 0 | 0 | 0 | 0
IGCC | 0 | 0 | 0 | 0 | 0 | 0
DemandResponse | 0 | 0 | 0 | 0 | 0 | 0
IGCC-CCS | 0 | 0 | 0 | 0 | 0 | 0
WT_off | 0 | 0 | 0 | 0 | 0 | 0
PseudoUnit | 0 | 0 | 0 | 0 | 0 | 0
FixedInterchange | 0 | 0 | 0 | 0 | 0 | 0
Emission Cost by Reporting Type: NYISO_J-K
ReportingType | 2015 | 2020 | 2025 | 2030 | 2035 | 2040
BM | 0 | 0 | 0 | 0 | 0 | 0
CC | 0 | 0 | 0 | 0 | 0 | 0
CSP | 0 | 0 | 0 | 0 | 0 | 0
CT | 0 | 0 | 0 | 0 | 0 | 0
Coal | 0 | 0 | 0 | 0 | 0 | 0
Geo | 0 | 0 | 0 | 0 | 0 | 0
H | 0 | 0 | 0 | 0 | 0 | 0
LFG | 0 | 0 | 0 | 0 | 0 | 0
Nuc | 0 | 0 | 0 | 0 | 0 | 0
PS | 0 | 0 | 0 | 0 | 0 | 0
PV | 0 | 0 | 0 | 0 | 0 | 0
PeakG | 0 | 0 | 0 | 0 | 0 | 0
PeakO | 0 | 0 | 0 | 0 | 0 | 0
ST | 0 | 0 | 0 | 0 | 0 | 0
STOG | 0 | 0 | 0 | 0 | 0 | 0
STWD | 0 | 0 | 0 | 0 | 0 | 0
WT | 0 | 0 | 0 | 0 | 0 | 0
IGCC | 0 | 0 | 0 | 0 | 0 | 0
DemandResponse | 0 | 0 | 0 | 0 | 0 | 0
IGCC-CCS | 0 | 0 | 0 | 0 | 0 | 0
WT_off | 0 | 0 | 0 | 0 | 0 | 0
PseudoUnit | 0 | 0 | 0 | 0 | 0 | 0
FixedInterchange | 0 | 0 | 0 | 0 | 0 | 0
Emission Cost by Reporting Type: PJM_E
ReportingType | 2015 | 2020 | 2025 | 2030 | 2035 | 2040
BM | 0 | 0 | 0 | 0 | 0 | 0
CC | 0 | 0 | 0 | 0 | 0 | 0
CSP | 0 | 0 | 0 | 0 | 0 | 0
CT | 0 | 0 | 0 | 0 | 0 | 0
Coal | 0 | 0 | 0 | 0 | 0 | 0
Geo | 0 | 0 | 0 | 0 | 0 | 0
H | 0 | 0 | 0 | 0 | 0 | 0
LFG | 0 | 0 | 0 | 0 | 0 | 0
Nuc | 0 | 0 | 0 | 0 | 0 | 0
PS | 0 | 0 | 0 | 0 | 0 | 0
PV | 0 | 0 | 0 | 0 | 0 | 0
PeakG | 0 | 0 | 0 | 0 | 0 | 0
PeakO | 0 | 0 | 0 | 0 | 0 | 0
ST | 0 | 0 | 0 | 0 | 0 | 0
STOG | 0 | 0 | 0 | 0 | 0 | 0
STWD | 0 | 0 | 0 | 0 | 0 | 0
WT | 0 | 0 | 0 | 0 | 0 | 0
IGCC | 0 | 0 | 0 | 0 | 0 | 0
DemandResponse | 0 | 0 | 0 | 0 | 0 | 0
IGCC-CCS | 0 | 0 | 0 | 0 | 0 | 0
WT_off | 0 | 0 | 0 | 0 | 0 | 0
PseudoUnit | 0 | 0 | 0 | 0 | 0 | 0
FixedInterchange | 0 | 0 | 0 | 0 | 0 | 0
Emission Cost by Reporting Type: PJM_ROM
ReportingType | 2015 | 2020 | 2025 | 2030 | 2035 | 2040
BM | 0 | 0 | 0 | 0 | 0 | 0
CC | 0 | 0 | 0 | 0 | 0 | 0
CSP | 0 | 0 | 0 | 0 | 0 | 0
CT | 0 | 0 | 0 | 0 | 0 | 0
Coal | 0 | 0 | 0 | 0 | 0 | 0
Geo | 0 | 0 | 0 | 0 | 0 | 0
H | 0 | 0 | 0 | 0 | 0 | 0
LFG | 0 | 0 | 0 | 0 | 0 | 0
Nuc | 0 | 0 | 0 | 0 | 0 | 0
PS | 0 | 0 | 0 | 0 | 0 | 0
PV | 0 | 0 | 0 | 0 | 0 | 0
PeakG | 0 | 0 | 0 | 0 | 0 | 0
PeakO | 0 | 0 | 0 | 0 | 0 | 0
ST | 0 | 0 | 0 | 0 | 0 | 0
STOG | 0 | 0 | 0 | 0 | 0 | 0
STWD | 0 | 0 | 0 | 0 | 0 | 0
WT | 0 | 0 | 0 | 0 | 0 | 0
IGCC | 0 | 0 | 0 | 0 | 0 | 0
DemandResponse | 0 | 0 | 0 | 0 | 0 | 0
IGCC-CCS | 0 | 0 | 0 | 0 | 0 | 0
WT_off | 0 | 0 | 0 | 0 | 0 | 0
PseudoUnit | 0 | 0 | 0 | 0 | 0 | 0
FixedInterchange | 0 | 0 | 0 | 0 | 0 | 0
Emission Cost by Reporting Type: PJM_ROR
ReportingType | 2015 | 2020 | 2025 | 2030 | 2035 | 2040
BM | 0 | 0 | 0 | 0 | 0 | 0
CC | 0 | 0 | 0 | 0 | 0 | 0
CSP | 0 | 0 | 0 | 0 | 0 | 0
CT | 0 | 0 | 0 | 0 | 0 | 0
Coal | 0 | 0 | 0 | 0 | 0 | 0
Geo | 0 | 0 | 0 | 0 | 0 | 0
H | 0 | 0 | 0 | 0 | 0 | 0
LFG | 0 | 0 | 0 | 0 | 0 | 0
Nuc | 0 | 0 | 0 | 0 | 0 | 0
PS | 0 | 0 | 0 | 0 | 0 | 0
PV | 0 | 0 | 0 | 0 | 0 | 0
PeakG | 0 | 0 | 0 | 0 | 0 | 0
PeakO | 0 | 0 | 0 | 0 | 0 | 0
ST | 0 | 0 | 0 | 0 | 0 | 0
STOG | 0 | 0 | 0 | 0 | 0 | 0
STWD | 0 | 0 | 0 | 0 | 0 | 0
WT | 0 | 0 | 0 | 0 | 0 | 0
IGCC | 0 | 0 | 0 | 0 | 0 | 0
DemandResponse | 0 | 0 | 0 | 0 | 0 | 0
IGCC-CCS | 0 | 0 | 0 | 0 | 0 | 0
WT_off | 0 | 0 | 0 | 0 | 0 | 0
PseudoUnit | 0 | 0 | 0 | 0 | 0 | 0
FixedInterchange | 0 | 0 | 0 | 0 | 0 | 0
Emission Cost by Reporting Type: SOCO
ReportingType | 2015 | 2020 | 2025 | 2030 | 2035 | 2040
BM | 0 | 0 | 0 | 0 | 0 | 0
CC | 0 | 0 | 0 | 0 | 0 | 0
CSP | 0 | 0 | 0 | 0 | 0 | 0
CT | 0 | 0 | 0 | 0 | 0 | 0
Coal | 0 | 0 | 0 | 0 | 0 | 0
Geo | 0 | 0 | 0 | 0 | 0 | 0
H | 0 | 0 | 0 | 0 | 0 | 0
LFG | 0 | 0 | 0 | 0 | 0 | 0
Nuc | 0 | 0 | 0 | 0 | 0 | 0
PS | 0 | 0 | 0 | 0 | 0 | 0
PV | 0 | 0 | 0 | 0 | 0 | 0
PeakG | 0 | 0 | 0 | 0 | 0 | 0
PeakO | 0 | 0 | 0 | 0 | 0 | 0
ST | 0 | 0 | 0 | 0 | 0 | 0
STOG | 0 | 0 | 0 | 0 | 0 | 0
STWD | 0 | 0 | 0 | 0 | 0 | 0
WT | 0 | 0 | 0 | 0 | 0 | 0
IGCC | 0 | 0 | 0 | 0 | 0 | 0
DemandResponse | 0 | 0 | 0 | 0 | 0 | 0
IGCC-CCS | 0 | 0 | 0 | 0 | 0 | 0
WT_off | 0 | 0 | 0 | 0 | 0 | 0
PseudoUnit | 0 | 0 | 0 | 0 | 0 | 0
FixedInterchange | 0 | 0 | 0 | 0 | 0 | 0
Emission Cost by Reporting Type: SPP_N
ReportingType | 2015 | 2020 | 2025 | 2030 | 2035 | 2040
BM | 0 | 0 | 0 | 0 | 0 | 0
CC | 0 | 0 | 0 | 0 | 0 | 0
CSP | 0 | 0 | 0 | 0 | 0 | 0
CT | 0 | 0 | 0 | 0 | 0 | 0
Coal | 0 | 0 | 0 | 0 | 0 | 0
Geo | 0 | 0 | 0 | 0 | 0 | 0
H | 0 | 0 | 0 | 0 | 0 | 0
LFG | 0 | 0 | 0 | 0 | 0 | 0
Nuc | 0 | 0 | 0 | 0 | 0 | 0
PS | 0 | 0 | 0 | 0 | 0 | 0
PV | 0 | 0 | 0 | 0 | 0 | 0
PeakG | 0 | 0 | 0 | 0 | 0 | 0
PeakO | 0 | 0 | 0 | 0 | 0 | 0
ST | 0 | 0 | 0 | 0 | 0 | 0
STOG | 0 | 0 | 0 | 0 | 0 | 0
STWD | 0 | 0 | 0 | 0 | 0 | 0
WT | 0 | 0 | 0 | 0 | 0 | 0
IGCC | 0 | 0 | 0 | 0 | 0 | 0
DemandResponse | 0 | 0 | 0 | 0 | 0 | 0
IGCC-CCS | 0 | 0 | 0 | 0 | 0 | 0
WT_off | 0 | 0 | 0 | 0 | 0 | 0
PseudoUnit | 0 | 0 | 0 | 0 | 0 | 0
FixedInterchange | 0 | 0 | 0 | 0 | 0 | 0
Emission Cost by Reporting Type: SPP_S
ReportingType | 2015 | 2020 | 2025 | 2030 | 2035 | 2040
BM | 0 | 0 | 0 | 0 | 0 | 0
CC | 0 | 0 | 0 | 0 | 0 | 0
CSP | 0 | 0 | 0 | 0 | 0 | 0
CT | 0 | 0 | 0 | 0 | 0 | 0
Coal | 0 | 0 | 0 | 0 | 0 | 0
Geo | 0 | 0 | 0 | 0 | 0 | 0
H | 0 | 0 | 0 | 0 | 0 | 0
LFG | 0 | 0 | 0 | 0 | 0 | 0
Nuc | 0 | 0 | 0 | 0 | 0 | 0
PS | 0 | 0 | 0 | 0 | 0 | 0
PV | 0 | 0 | 0 | 0 | 0 | 0
PeakG | 0 | 0 | 0 | 0 | 0 | 0
PeakO | 0 | 0 | 0 | 0 | 0 | 0
ST | 0 | 0 | 0 | 0 | 0 | 0
STOG | 0 | 0 | 0 | 0 | 0 | 0
STWD | 0 | 0 | 0 | 0 | 0 | 0
WT | 0 | 0 | 0 | 0 | 0 | 0
IGCC | 0 | 0 | 0 | 0 | 0 | 0
DemandResponse | 0 | 0 | 0 | 0 | 0 | 0
IGCC-CCS | 0 | 0 | 0 | 0 | 0 | 0
WT_off | 0 | 0 | 0 | 0 | 0 | 0
PseudoUnit | 0 | 0 | 0 | 0 | 0 | 0
FixedInterchange | 0 | 0 | 0 | 0 | 0 | 0
Emission Cost by Reporting Type: TVA
ReportingType | 2015 | 2020 | 2025 | 2030 | 2035 | 2040
BM | 0 | 0 | 0 | 0 | 0 | 0
CC | 0 | 0 | 0 | 0 | 0 | 0
CSP | 0 | 0 | 0 | 0 | 0 | 0
CT | 0 | 0 | 0 | 0 | 0 | 0
Coal | 0 | 0 | 0 | 0 | 0 | 0
Geo | 0 | 0 | 0 | 0 | 0 | 0
H | 0 | 0 | 0 | 0 | 0 | 0
LFG | 0 | 0 | 0 | 0 | 0 | 0
Nuc | 0 | 0 | 0 | 0 | 0 | 0
PS | 0 | 0 | 0 | 0 | 0 | 0
PV | 0 | 0 | 0 | 0 | 0 | 0
PeakG | 0 | 0 | 0 | 0 | 0 | 0
PeakO | 0 | 0 | 0 | 0 | 0 | 0
ST | 0 | 0 | 0 | 0 | 0 | 0
STOG | 0 | 0 | 0 | 0 | 0 | 0
STWD | 0 | 0 | 0 | 0 | 0 | 0
WT | 0 | 0 | 0 | 0 | 0 | 0
IGCC | 0 | 0 | 0 | 0 | 0 | 0
DemandResponse | 0 | 0 | 0 | 0 | 0 | 0
IGCC-CCS | 0 | 0 | 0 | 0 | 0 | 0
WT_off | 0 | 0 | 0 | 0 | 0 | 0
PseudoUnit | 0 | 0 | 0 | 0 | 0 | 0
FixedInterchange | 0 | 0 | 0 | 0 | 0 | 0
Emission Cost by Reporting Type: TVA_Transmission
ReportingType | 2015 | 2020 | 2025 | 2030 | 2035 | 2040
BM | 0 | 0 | 0 | 0 | 0 | 0
CC | 0 | 0 | 0 | 0 | 0 | 0
CSP | 0 | 0 | 0 | 0 | 0 | 0
CT | 0 | 0 | 0 | 0 | 0 | 0
Coal | 0 | 0 | 0 | 0 | 0 | 0
Geo | 0 | 0 | 0 | 0 | 0 | 0
H | 0 | 0 | 0 | 0 | 0 | 0
LFG | 0 | 0 | 0 | 0 | 0 | 0
Nuc | 0 | 0 | 0 | 0 | 0 | 0
PS | 0 | 0 | 0 | 0 | 0 | 0
PV | 0 | 0 | 0 | 0 | 0 | 0
PeakG | 0 | 0 | 0 | 0 | 0 | 0
PeakO | 0 | 0 | 0 | 0 | 0 | 0
ST | 0 | 0 | 0 | 0 | 0 | 0
STOG | 0 | 0 | 0 | 0 | 0 | 0
STWD | 0 | 0 | 0 | 0 | 0 | 0
WT | 0 | 0 | 0 | 0 | 0 | 0
IGCC | 0 | 0 | 0 | 0 | 0 | 0
DemandResponse | 0 | 0 | 0 | 0 | 0 | 0
IGCC-CCS | 0 | 0 | 0 | 0 | 0 | 0
WT_off | 0 | 0 | 0 | 0 | 0 | 0
PseudoUnit | 0 | 0 | 0 | 0 | 0 | 0
FixedInterchange | 0 | 0 | 0 | 0 | 0 | 0
Emission Cost by Reporting Type: VACAR
ReportingType | 2015 | 2020 | 2025 | 2030 | 2035 | 2040
BM | 0 | 0 | 0 | 0 | 0 | 0
CC | 0 | 0 | 0 | 0 | 0 | 0
CSP | 0 | 0 | 0 | 0 | 0 | 0
CT | 0 | 0 | 0 | 0 | 0 | 0
Coal | 0 | 0 | 0 | 0 | 0 | 0
Geo | 0 | 0 | 0 | 0 | 0 | 0
H | 0 | 0 | 0 | 0 | 0 | 0
LFG | 0 | 0 | 0 | 0 | 0 | 0
Nuc | 0 | 0 | 0 | 0 | 0 | 0
PS | 0 | 0 | 0 | 0 | 0 | 0
PV | 0 | 0 | 0 | 0 | 0 | 0
PeakG | 0 | 0 | 0 | 0 | 0 | 0
PeakO | 0 | 0 | 0 | 0 | 0 | 0
ST | 0 | 0 | 0 | 0 | 0 | 0
STOG | 0 | 0 | 0 | 0 | 0 | 0
STWD | 0 | 0 | 0 | 0 | 0 | 0
WT | 0 | 0 | 0 | 0 | 0 | 0
IGCC | 0 | 0 | 0 | 0 | 0 | 0
DemandResponse | 0 | 0 | 0 | 0 | 0 | 0
IGCC-CCS | 0 | 0 | 0 | 0 | 0 | 0
WT_off | 0 | 0 | 0 | 0 | 0 | 0
PseudoUnit | 0 | 0 | 0 | 0 | 0 | 0
FixedInterchange | 0 | 0 | 0 | 0 | 0 | 0
Emission Cost by Reporting Type: IESO
ReportingType | 2015 | 2020 | 2025 | 2030 | 2035 | 2040
BM | 0 | 0 | 0 | 0 | 0 | 0
CC | 0 | 0 | 0 | 0 | 0 | 0
CSP | 0 | 0 | 0 | 0 | 0 | 0
CT | 0 | 0 | 0 | 0 | 0 | 0
Coal | 0 | 0 | 0 | 0 | 0 | 0
Geo | 0 | 0 | 0 | 0 | 0 | 0
H | 0 | 0 | 0 | 0 | 0 | 0
LFG | 0 | 0 | 0 | 0 | 0 | 0
Nuc | 0 | 0 | 0 | 0 | 0 | 0
PS | 0 | 0 | 0 | 0 | 0 | 0
PV | 0 | 0 | 0 | 0 | 0 | 0
PeakG | 0 | 0 | 0 | 0 | 0 | 0
PeakO | 0 | 0 | 0 | 0 | 0 | 0
ST | 0 | 0 | 0 | 0 | 0 | 0
STOG | 0 | 0 | 0 | 0 | 0 | 0
STWD | 0 | 0 | 0 | 0 | 0 | 0
WT | 0 | 0 | 0 | 0 | 0 | 0
IGCC | 0 | 0 | 0 | 0 | 0 | 0
DemandResponse | 0 | 0 | 0 | 0 | 0 | 0
IGCC-CCS | 0 | 0 | 0 | 0 | 0 | 0
WT_off | 0 | 0 | 0 | 0 | 0 | 0
PseudoUnit | 0 | 0 | 0 | 0 | 0 | 0
FixedInterchange | 0 | 0 | 0 | 0 | 0 | 0
Emission Cost by Reporting Type: MAPP_CA
ReportingType | 2015 | 2020 | 2025 | 2030 | 2035 | 2040
BM | 0 | 0 | 0 | 0 | 0 | 0
CC | 0 | 0 | 0 | 0 | 0 | 0
CSP | 0 | 0 | 0 | 0 | 0 | 0
CT | 0 | 0 | 0 | 0 | 0 | 0
Coal | 0 | 0 | 0 | 0 | 0 | 0
Geo | 0 | 0 | 0 | 0 | 0 | 0
H | 0 | 0 | 0 | 0 | 0 | 0
LFG | 0 | 0 | 0 | 0 | 0 | 0
Nuc | 0 | 0 | 0 | 0 | 0 | 0
PS | 0 | 0 | 0 | 0 | 0 | 0
PV | 0 | 0 | 0 | 0 | 0 | 0
PeakG | 0 | 0 | 0 | 0 | 0 | 0
PeakO | 0 | 0 | 0 | 0 | 0 | 0
ST | 0 | 0 | 0 | 0 | 0 | 0
STOG | 0 | 0 | 0 | 0 | 0 | 0
STWD | 0 | 0 | 0 | 0 | 0 | 0
WT | 0 | 0 | 0 | 0 | 0 | 0
IGCC | 0 | 0 | 0 | 0 | 0 | 0
DemandResponse | 0 | 0 | 0 | 0 | 0 | 0
IGCC-CCS | 0 | 0 | 0 | 0 | 0 | 0
WT_off | 0 | 0 | 0 | 0 | 0 | 0
PseudoUnit | 0 | 0 | 0 | 0 | 0 | 0
FixedInterchange | 0 | 0 | 0 | 0 | 0 | 0
Emission Cost by Reporting Type: AZ_NM_SNV_Coal
ReportingType | 2015 | 2020 | 2025 | 2030 | 2035 | 2040
BM | 0 | 0 | 0 | 0 | 0 | 0
CC | 0 | 0 | 0 | 0 | 0 | 0
CSP | 0 | 0 | 0 | 0 | 0 | 0
CT | 0 | 0 | 0 | 0 | 0 | 0
Coal | 0 | 0 | 0 | 0 | 0 | 0
Geo | 0 | 0 | 0 | 0 | 0 | 0
H | 0 | 0 | 0 | 0 | 0 | 0
LFG | 0 | 0 | 0 | 0 | 0 | 0
Nuc | 0 | 0 | 0 | 0 | 0 | 0
PS | 0 | 0 | 0 | 0 | 0 | 0
PV | 0 | 0 | 0 | 0 | 0 | 0
PeakG | 0 | 0 | 0 | 0 | 0 | 0
PeakO | 0 | 0 | 0 | 0 | 0 | 0
ST | 0 | 0 | 0 | 0 | 0 | 0
STOG | 0 | 0 | 0 | 0 | 0 | 0
STWD | 0 | 0 | 0 | 0 | 0 | 0
WT | 0 | 0 | 0 | 0 | 0 | 0
IGCC | 0 | 0 | 0 | 0 | 0 | 0
DemandResponse | 0 | 0 | 0 | 0 | 0 | 0
IGCC-CCS | 0 | 0 | 0 | 0 | 0 | 0
WT_off | 0 | 0 | 0 | 0 | 0 | 0
PseudoUnit | 0 | 0 | 0 | 0 | 0 | 0
FixedInterchange | 0 | 0 | 0 | 0 | 0 | 0
Emission Cost by Reporting Type: AZ_NM_SNV_Gas
ReportingType | 2015 | 2020 | 2025 | 2030 | 2035 | 2040
BM | 0 | 0 | 0 | 0 | 0 | 0
CC | 0 | 0 | 0 | 0 | 0 | 0
CSP | 0 | 0 | 0 | 0 | 0 | 0
CT | 0 | 0 | 0 | 0 | 0 | 0
Coal | 0 | 0 | 0 | 0 | 0 | 0
Geo | 0 | 0 | 0 | 0 | 0 | 0
H | 0 | 0 | 0 | 0 | 0 | 0
LFG | 0 | 0 | 0 | 0 | 0 | 0
Nuc | 0 | 0 | 0 | 0 | 0 | 0
PS | 0 | 0 | 0 | 0 | 0 | 0
PV | 0 | 0 | 0 | 0 | 0 | 0
PeakG | 0 | 0 | 0 | 0 | 0 | 0
PeakO | 0 | 0 | 0 | 0 | 0 | 0
ST | 0 | 0 | 0 | 0 | 0 | 0
STOG | 0 | 0 | 0 | 0 | 0 | 0
STWD | 0 | 0 | 0 | 0 | 0 | 0
WT | 0 | 0 | 0 | 0 | 0 | 0
IGCC | 0 | 0 | 0 | 0 | 0 | 0
DemandResponse | 0 | 0 | 0 | 0 | 0 | 0
IGCC-CCS | 0 | 0 | 0 | 0 | 0 | 0
WT_off | 0 | 0 | 0 | 0 | 0 | 0
PseudoUnit | 0 | 0 | 0 | 0 | 0 | 0
FixedInterchange | 0 | 0 | 0 | 0 | 0 | 0
Emission Cost by Reporting Type: AZ_NM_SNV_NucRenew
ReportingType | 2015 | 2020 | 2025 | 2030 | 2035 | 2040
BM | 0 | 0 | 0 | 0 | 0 | 0
CC | 0 | 0 | 0 | 0 | 0 | 0
CSP | 0 | 0 | 0 | 0 | 0 | 0
CT | 0 | 0 | 0 | 0 | 0 | 0
Coal | 0 | 0 | 0 | 0 | 0 | 0
Geo | 0 | 0 | 0 | 0 | 0 | 0
H | 0 | 0 | 0 | 0 | 0 | 0
LFG | 0 | 0 | 0 | 0 | 0 | 0
Nuc | 0 | 0 | 0 | 0 | 0 | 0
PS | 0 | 0 | 0 | 0 | 0 | 0
PV | 0 | 0 | 0 | 0 | 0 | 0
PeakG | 0 | 0 | 0 | 0 | 0 | 0
PeakO | 0 | 0 | 0 | 0 | 0 | 0
ST | 0 | 0 | 0 | 0 | 0 | 0
STOG | 0 | 0 | 0 | 0 | 0 | 0
STWD | 0 | 0 | 0 | 0 | 0 | 0
WT | 0 | 0 | 0 | 0 | 0 | 0
IGCC | 0 | 0 | 0 | 0 | 0 | 0
DemandResponse | 0 | 0 | 0 | 0 | 0 | 0
IGCC-CCS | 0 | 0 | 0 | 0 | 0 | 0
WT_off | 0 | 0 | 0 | 0 | 0 | 0
PseudoUnit | 0 | 0 | 0 | 0 | 0 | 0
FixedInterchange | 0 | 0 | 0 | 0 | 0 | 0
Emission Cost by Reporting Type: ERCOT
ReportingType | 2015 | 2020 | 2025 | 2030 | 2035 | 2040
BM | 0 | 0 | 0 | 0 | 0 | 0
CC | 0 | 0 | 0 | 0 | 0 | 0
CSP | 0 | 0 | 0 | 0 | 0 | 0
CT | 0 | 0 | 0 | 0 | 0 | 0
Coal | 0 | 0 | 0 | 0 | 0 | 0
Geo | 0 | 0 | 0 | 0 | 0 | 0
H | 0 | 0 | 0 | 0 | 0 | 0
LFG | 0 | 0 | 0 | 0 | 0 | 0
Nuc | 0 | 0 | 0 | 0 | 0 | 0
PS | 0 | 0 | 0 | 0 | 0 | 0
PV | 0 | 0 | 0 | 0 | 0 | 0
PeakG | 0 | 0 | 0 | 0 | 0 | 0
PeakO | 0 | 0 | 0 | 0 | 0 | 0
ST | 0 | 0 | 0 | 0 | 0 | 0
STOG | 0 | 0 | 0 | 0 | 0 | 0
STWD | 0 | 0 | 0 | 0 | 0 | 0
WT | 0 | 0 | 0 | 0 | 0 | 0
IGCC | 0 | 0 | 0 | 0 | 0 | 0
DemandResponse | 0 | 0 | 0 | 0 | 0 | 0
IGCC-CCS | 0 | 0 | 0 | 0 | 0 | 0
WT_off | 0 | 0 | 0 | 0 | 0 | 0
PseudoUnit | 0 | 0 | 0 | 0 | 0 | 0
FixedInterchange | 0 | 0 | 0 | 0 | 0 | 0
Emission Cost by Reporting Type: NP15
ReportingType | 2015 | 2020 | 2025 | 2030 | 2035 | 2040
BM | 0 | 0 | 0 | 0 | 0 | 0
CC | 0 | 0 | 0 | 0 | 0 | 0
CSP | 0 | 0 | 0 | 0 | 0 | 0
CT | 0 | 0 | 0 | 0 | 0 | 0
Coal | 0 | 0 | 0 | 0 | 0 | 0
Geo | 0 | 0 | 0 | 0 | 0 | 0
H | 0 | 0 | 0 | 0 | 0 | 0
LFG | 0 | 0 | 0 | 0 | 0 | 0
Nuc | 0 | 0 | 0 | 0 | 0 | 0
PS | 0 | 0 | 0 | 0 | 0 | 0
PV | 0 | 0 | 0 | 0 | 0 | 0
PeakG | 0 | 0 | 0 | 0 | 0 | 0
PeakO | 0 | 0 | 0 | 0 | 0 | 0
ST | 0 | 0 | 0 | 0 | 0 | 0
STOG | 0 | 0 | 0 | 0 | 0 | 0
STWD | 0 | 0 | 0 | 0 | 0 | 0
WT | 0 | 0 | 0 | 0 | 0 | 0
IGCC | 0 | 0 | 0 | 0 | 0 | 0
DemandResponse | 0 | 0 | 0 | 0 | 0 | 0
IGCC-CCS | 0 | 0 | 0 | 0 | 0 | 0
WT_off | 0 | 0 | 0 | 0 | 0 | 0
PseudoUnit | 0 | 0 | 0 | 0 | 0 | 0
FixedInterchange | 0 | 0 | 0 | 0 | 0 | 0
Emission Cost by Reporting Type: NWPP_Coal
ReportingType | 2015 | 2020 | 2025 | 2030 | 2035 | 2040
BM | 0 | 0 | 0 | 0 | 0 | 0
CC | 0 | 0 | 0 | 0 | 0 | 0
CSP | 0 | 0 | 0 | 0 | 0 | 0
CT | 0 | 0 | 0 | 0 | 0 | 0
Coal | 0 | 0 | 0 | 0 | 0 | 0
Geo | 0 | 0 | 0 | 0 | 0 | 0
H | 0 | 0 | 0 | 0 | 0 | 0
LFG | 0 | 0 | 0 | 0 | 0 | 0
Nuc | 0 | 0 | 0 | 0 | 0 | 0
PS | 0 | 0 | 0 | 0 | 0 | 0
PV | 0 | 0 | 0 | 0 | 0 | 0
PeakG | 0 | 0 | 0 | 0 | 0 | 0
PeakO | 0 | 0 | 0 | 0 | 0 | 0
ST | 0 | 0 | 0 | 0 | 0 | 0
STOG | 0 | 0 | 0 | 0 | 0 | 0
STWD | 0 | 0 | 0 | 0 | 0 | 0
WT | 0 | 0 | 0 | 0 | 0 | 0
IGCC | 0 | 0 | 0 | 0 | 0 | 0
DemandResponse | 0 | 0 | 0 | 0 | 0 | 0
IGCC-CCS | 0 | 0 | 0 | 0 | 0 | 0
WT_off | 0 | 0 | 0 | 0 | 0 | 0
PseudoUnit | 0 | 0 | 0 | 0 | 0 | 0
FixedInterchange | 0 | 0 | 0 | 0 | 0 | 0
Emission Cost by Reporting Type: NWPP_Gas
ReportingType | 2015 | 2020 | 2025 | 2030 | 2035 | 2040
BM | 0 | 0 | 0 | 0 | 0 | 0
CC | 0 | 0 | 0 | 0 | 0 | 0
CSP | 0 | 0 | 0 | 0 | 0 | 0
CT | 0 | 0 | 0 | 0 | 0 | 0
Coal | 0 | 0 | 0 | 0 | 0 | 0
Geo | 0 | 0 | 0 | 0 | 0 | 0
H | 0 | 0 | 0 | 0 | 0 | 0
LFG | 0 | 0 | 0 | 0 | 0 | 0
Nuc | 0 | 0 | 0 | 0 | 0 | 0
PS | 0 | 0 | 0 | 0 | 0 | 0
PV | 0 | 0 | 0 | 0 | 0 | 0
PeakG | 0 | 0 | 0 | 0 | 0 | 0
PeakO | 0 | 0 | 0 | 0 | 0 | 0
ST | 0 | 0 | 0 | 0 | 0 | 0
STOG | 0 | 0 | 0 | 0 | 0 | 0
STWD | 0 | 0 | 0 | 0 | 0 | 0
WT | 0 | 0 | 0 | 0 | 0 | 0
IGCC | 0 | 0 | 0 | 0 | 0 | 0
DemandResponse | 0 | 0 | 0 | 0 | 0 | 0
IGCC-CCS | 0 | 0 | 0 | 0 | 0 | 0
WT_off | 0 | 0 | 0 | 0 | 0 | 0
PseudoUnit | 0 | 0 | 0 | 0 | 0 | 0
FixedInterchange | 0 | 0 | 0 | 0 | 0 | 0
Emission Cost by Reporting Type: NWPP_NucRenew
ReportingType | 2015 | 2020 | 2025 | 2030 | 2035 | 2040
BM | 0 | 0 | 0 | 0 | 0 | 0
CC | 0 | 0 | 0 | 0 | 0 | 0
CSP | 0 | 0 | 0 | 0 | 0 | 0
CT | 0 | 0 | 0 | 0 | 0 | 0
Coal | 0 | 0 | 0 | 0 | 0 | 0
Geo | 0 | 0 | 0 | 0 | 0 | 0
H | 0 | 0 | 0 | 0 | 0 | 0
LFG | 0 | 0 | 0 | 0 | 0 | 0
Nuc | 0 | 0 | 0 | 0 | 0 | 0
PS | 0 | 0 | 0 | 0 | 0 | 0
PV | 0 | 0 | 0 | 0 | 0 | 0
PeakG | 0 | 0 | 0 | 0 | 0 | 0
PeakO | 0 | 0 | 0 | 0 | 0 | 0
ST | 0 | 0 | 0 | 0 | 0 | 0
STOG | 0 | 0 | 0 | 0 | 0 | 0
STWD | 0 | 0 | 0 | 0 | 0 | 0
WT | 0 | 0 | 0 | 0 | 0 | 0
IGCC | 0 | 0 | 0 | 0 | 0 | 0
DemandResponse | 0 | 0 | 0 | 0 | 0 | 0
IGCC-CCS | 0 | 0 | 0 | 0 | 0 | 0
WT_off | 0 | 0 | 0 | 0 | 0 | 0
PseudoUnit | 0 | 0 | 0 | 0 | 0 | 0
FixedInterchange | 0 | 0 | 0 | 0 | 0 | 0
Emission Cost by Reporting Type: RMPA
ReportingType | 2015 | 2020 | 2025 | 2030 | 2035 | 2040
BM | 0 | 0 | 0 | 0 | 0 | 0
CC | 0 | 0 | 0 | 0 | 0 | 0
CSP | 0 | 0 | 0 | 0 | 0 | 0
CT | 0 | 0 | 0 | 0 | 0 | 0
Coal | 0 | 0 | 0 | 0 | 0 | 0
Geo | 0 | 0 | 0 | 0 | 0 | 0
H | 0 | 0 | 0 | 0 | 0 | 0
LFG | 0 | 0 | 0 | 0 | 0 | 0
Nuc | 0 | 0 | 0 | 0 | 0 | 0
PS | 0 | 0 | 0 | 0 | 0 | 0
PV | 0 | 0 | 0 | 0 | 0 | 0
PeakG | 0 | 0 | 0 | 0 | 0 | 0
PeakO | 0 | 0 | 0 | 0 | 0 | 0
ST | 0 | 0 | 0 | 0 | 0 | 0
STOG | 0 | 0 | 0 | 0 | 0 | 0
STWD | 0 | 0 | 0 | 0 | 0 | 0
WT | 0 | 0 | 0 | 0 | 0 | 0
IGCC | 0 | 0 | 0 | 0 | 0 | 0
DemandResponse | 0 | 0 | 0 | 0 | 0 | 0
IGCC-CCS | 0 | 0 | 0 | 0 | 0 | 0
WT_off | 0 | 0 | 0 | 0 | 0 | 0
PseudoUnit | 0 | 0 | 0 | 0 | 0 | 0
FixedInterchange | 0 | 0 | 0 | 0 | 0 | 0
Emission Cost by Reporting Type: SP15
ReportingType | 2015 | 2020 | 2025 | 2030 | 2035 | 2040
BM | 0 | 0 | 0 | 0 | 0 | 0
CC | 0 | 0 | 0 | 0 | 0 | 0
CSP | 0 | 0 | 0 | 0 | 0 | 0
CT | 0 | 0 | 0 | 0 | 0 | 0
Coal | 0 | 0 | 0 | 0 | 0 | 0
Geo | 0 | 0 | 0 | 0 | 0 | 0
H | 0 | 0 | 0 | 0 | 0 | 0
LFG | 0 | 0 | 0 | 0 | 0 | 0
Nuc | 0 | 0 | 0 | 0 | 0 | 0
PS | 0 | 0 | 0 | 0 | 0 | 0
PV | 0 | 0 | 0 | 0 | 0 | 0
PeakG | 0 | 0 | 0 | 0 | 0 | 0
PeakO | 0 | 0 | 0 | 0 | 0 | 0
ST | 0 | 0 | 0 | 0 | 0 | 0
STOG | 0 | 0 | 0 | 0 | 0 | 0
STWD | 0 | 0 | 0 | 0 | 0 | 0
WT | 0 | 0 | 0 | 0 | 0 | 0
IGCC | 0 | 0 | 0 | 0 | 0 | 0
DemandResponse | 0 | 0 | 0 | 0 | 0 | 0
IGCC-CCS | 0 | 0 | 0 | 0 | 0 | 0
WT_off | 0 | 0 | 0 | 0 | 0 | 0
PseudoUnit | 0 | 0 | 0 | 0 | 0 | 0
FixedInterchange | 0 | 0 | 0 | 0 | 0 | 0
Emission Cost by Reporting Type: ALB
ReportingType | 2015 | 2020 | 2025 | 2030 | 2035 | 2040
BM | 0 | 0 | 0 | 0 | 0 | 0
CC | 0 | 0 | 0 | 0 | 0 | 0
CSP | 0 | 0 | 0 | 0 | 0 | 0
CT | 0 | 0 | 0 | 0 | 0 | 0
Coal | 0 | 0 | 0 | 0 | 0 | 0
Geo | 0 | 0 | 0 | 0 | 0 | 0
H | 0 | 0 | 0 | 0 | 0 | 0
LFG | 0 | 0 | 0 | 0 | 0 | 0
Nuc | 0 | 0 | 0 | 0 | 0 | 0
PS | 0 | 0 | 0 | 0 | 0 | 0
PV | 0 | 0 | 0 | 0 | 0 | 0
PeakG | 0 | 0 | 0 | 0 | 0 | 0
PeakO | 0 | 0 | 0 | 0 | 0 | 0
ST | 0 | 0 | 0 | 0 | 0 | 0
STOG | 0 | 0 | 0 | 0 | 0 | 0
STWD | 0 | 0 | 0 | 0 | 0 | 0
WT | 0 | 0 | 0 | 0 | 0 | 0
IGCC | 0 | 0 | 0 | 0 | 0 | 0
DemandResponse | 0 | 0 | 0 | 0 | 0 | 0
IGCC-CCS | 0 | 0 | 0 | 0 | 0 | 0
WT_off | 0 | 0 | 0 | 0 | 0 | 0
PseudoUnit | 0 | 0 | 0 | 0 | 0 | 0
FixedInterchange | 0 | 0 | 0 | 0 | 0 | 0
Emission Cost by Reporting Type: BC
ReportingType | 2015 | 2020 | 2025 | 2030 | 2035 | 2040
BM | 0 | 0 | 0 | 0 | 0 | 0
CC | 0 | 0 | 0 | 0 | 0 | 0
CSP | 0 | 0 | 0 | 0 | 0 | 0
CT | 0 | 0 | 0 | 0 | 0 | 0
Coal | 0 | 0 | 0 | 0 | 0 | 0
Geo | 0 | 0 | 0 | 0 | 0 | 0
H | 0 | 0 | 0 | 0 | 0 | 0
LFG | 0 | 0 | 0 | 0 | 0 | 0
Nuc | 0 | 0 | 0 | 0 | 0 | 0
PS | 0 | 0 | 0 | 0 | 0 | 0
PV | 0 | 0 | 0 | 0 | 0 | 0
PeakG | 0 | 0 | 0 | 0 | 0 | 0
PeakO | 0 | 0 | 0 | 0 | 0 | 0
ST | 0 | 0 | 0 | 0 | 0 | 0
STOG | 0 | 0 | 0 | 0 | 0 | 0
STWD | 0 | 0 | 0 | 0 | 0 | 0
WT | 0 | 0 | 0 | 0 | 0 | 0
IGCC | 0 | 0 | 0 | 0 | 0 | 0
DemandResponse | 0 | 0 | 0 | 0 | 0 | 0
IGCC-CCS | 0 | 0 | 0 | 0 | 0 | 0
WT_off | 0 | 0 | 0 | 0 | 0 | 0
PseudoUnit | 0 | 0 | 0 | 0 | 0 | 0
FixedInterchange | 0 | 0 | 0 | 0 | 0 | 0
Emission Cost by Reporting Type: HQ_IESO
ReportingType | 2015 | 2020 | 2025 | 2030 | 2035 | 2040
BM | 0 | 0 | 0 | 0 | 0 | 0
CC | 0 | 0 | 0 | 0 | 0 | 0
CSP | 0 | 0 | 0 | 0 | 0 | 0
CT | 0 | 0 | 0 | 0 | 0 | 0
Coal | 0 | 0 | 0 | 0 | 0 | 0
Geo | 0 | 0 | 0 | 0 | 0 | 0
H | 0 | 0 | 0 | 0 | 0 | 0
LFG | 0 | 0 | 0 | 0 | 0 | 0
Nuc | 0 | 0 | 0 | 0 | 0 | 0
PS | 0 | 0 | 0 | 0 | 0 | 0
PV | 0 | 0 | 0 | 0 | 0 | 0
PeakG | 0 | 0 | 0 | 0 | 0 | 0
PeakO | 0 | 0 | 0 | 0 | 0 | 0
ST | 0 | 0 | 0 | 0 | 0 | 0
STOG | 0 | 0 | 0 | 0 | 0 | 0
STWD | 0 | 0 | 0 | 0 | 0 | 0
WT | 0 | 0 | 0 | 0 | 0 | 0
IGCC | 0 | 0 | 0 | 0 | 0 | 0
DemandResponse | 0 | 0 | 0 | 0 | 0 | 0
IGCC-CCS | 0 | 0 | 0 | 0 | 0 | 0
WT_off | 0 | 0 | 0 | 0 | 0 | 0
PseudoUnit | 0 | 0 | 0 | 0 | 0 | 0
FixedInterchange | 0 | 0 | 0 | 0 | 0 | 0
Emission Cost by Reporting Type: HQ_NEISO
ReportingType | 2015 | 2020 | 2025 | 2030 | 2035 | 2040
BM | 0 | 0 | 0 | 0 | 0 | 0
CC | 0 | 0 | 0 | 0 | 0 | 0
CSP | 0 | 0 | 0 | 0 | 0 | 0
CT | 0 | 0 | 0 | 0 | 0 | 0
Coal | 0 | 0 | 0 | 0 | 0 | 0
Geo | 0 | 0 | 0 | 0 | 0 | 0
H | 0 | 0 | 0 | 0 | 0 | 0
LFG | 0 | 0 | 0 | 0 | 0 | 0
Nuc | 0 | 0 | 0 | 0 | 0 | 0
PS | 0 | 0 | 0 | 0 | 0 | 0
PV | 0 | 0 | 0 | 0 | 0 | 0
PeakG | 0 | 0 | 0 | 0 | 0 | 0
PeakO | 0 | 0 | 0 | 0 | 0 | 0
ST | 0 | 0 | 0 | 0 | 0 | 0
STOG | 0 | 0 | 0 | 0 | 0 | 0
STWD | 0 | 0 | 0 | 0 | 0 | 0
WT | 0 | 0 | 0 | 0 | 0 | 0
IGCC | 0 | 0 | 0 | 0 | 0 | 0
DemandResponse | 0 | 0 | 0 | 0 | 0 | 0
IGCC-CCS | 0 | 0 | 0 | 0 | 0 | 0
WT_off | 0 | 0 | 0 | 0 | 0 | 0
PseudoUnit | 0 | 0 | 0 | 0 | 0 | 0
FixedInterchange | 0 | 0 | 0 | 0 | 0 | 0
Emission Cost by Reporting Type: HQ_NY
ReportingType | 2015 | 2020 | 2025 | 2030 | 2035 | 2040
BM | 0 | 0 | 0 | 0 | 0 | 0
CC | 0 | 0 | 0 | 0 | 0 | 0
CSP | 0 | 0 | 0 | 0 | 0 | 0
CT | 0 | 0 | 0 | 0 | 0 | 0
Coal | 0 | 0 | 0 | 0 | 0 | 0
Geo | 0 | 0 | 0 | 0 | 0 | 0
H | 0 | 0 | 0 | 0 | 0 | 0
LFG | 0 | 0 | 0 | 0 | 0 | 0
Nuc | 0 | 0 | 0 | 0 | 0 | 0
PS | 0 | 0 | 0 | 0 | 0 | 0
PV | 0 | 0 | 0 | 0 | 0 | 0
PeakG | 0 | 0 | 0 | 0 | 0 | 0
PeakO | 0 | 0 | 0 | 0 | 0 | 0
ST | 0 | 0 | 0 | 0 | 0 | 0
STOG | 0 | 0 | 0 | 0 | 0 | 0
STWD | 0 | 0 | 0 | 0 | 0 | 0
WT | 0 | 0 | 0 | 0 | 0 | 0
IGCC | 0 | 0 | 0 | 0 | 0 | 0
DemandResponse | 0 | 0 | 0 | 0 | 0 | 0
IGCC-CCS | 0 | 0 | 0 | 0 | 0 | 0
WT_off | 0 | 0 | 0 | 0 | 0 | 0
PseudoUnit | 0 | 0 | 0 | 0 | 0 | 0
FixedInterchange | 0 | 0 | 0 | 0 | 0 | 0
Emission Cost by Reporting Type: MARITIMES
ReportingType | 2015 | 2020 | 2025 | 2030 | 2035 | 2040
BM | 0 | 0 | 0 | 0 | 0 | 0
CC | 0 | 0 | 0 | 0 | 0 | 0
CSP | 0 | 0 | 0 | 0 | 0 | 0
CT | 0 | 0 | 0 | 0 | 0 | 0
Coal | 0 | 0 | 0 | 0 | 0 | 0
Geo | 0 | 0 | 0 | 0 | 0 | 0
H | 0 | 0 | 0 | 0 | 0 | 0
LFG | 0 | 0 | 0 | 0 | 0 | 0
Nuc | 0 | 0 | 0 | 0 | 0 | 0
PS | 0 | 0 | 0 | 0 | 0 | 0
PV | 0 | 0 | 0 | 0 | 0 | 0
PeakG | 0 | 0 | 0 | 0 | 0 | 0
PeakO | 0 | 0 | 0 | 0 | 0 | 0
ST | 0 | 0 | 0 | 0 | 0 | 0
STOG | 0 | 0 | 0 | 0 | 0 | 0
STWD | 0 | 0 | 0 | 0 | 0 | 0
WT | 0 | 0 | 0 | 0 | 0 | 0
IGCC | 0 | 0 | 0 | 0 | 0 | 0
DemandResponse | 0 | 0 | 0 | 0 | 0 | 0
IGCC-CCS | 0 | 0 | 0 | 0 | 0 | 0
WT_off | 0 | 0 | 0 | 0 | 0 | 0
PseudoUnit | 0 | 0 | 0 | 0 | 0 | 0
FixedInterchange | 0 | 0 | 0 | 0 | 0 | 0
Emission Cost by Reporting Type: All
ReportingType | 2015 | 2020 | 2025 | 2030 | 2035 | 2040
BM | 0 | 0 | 0 | 0 | 0 | 0
CC | 0 | 0 | 0 | 0 | 0 | 0
CSP | 0 | 0 | 0 | 0 | 0 | 0
CT | 0 | 0 | 0 | 0 | 0 | 0
Coal | 0 | 0 | 0 | 0 | 0 | 0
Geo | 0 | 0 | 0 | 0 | 0 | 0
H | 0 | 0 | 0 | 0 | 0 | 0
LFG | 0 | 0 | 0 | 0 | 0 | 0
Nuc | 0 | 0 | 0 | 0 | 0 | 0
PS | 0 | 0 | 0 | 0 | 0 | 0
PV | 0 | 0 | 0 | 0 | 0 | 0
PeakG | 0 | 0 | 0 | 0 | 0 | 0
PeakO | 0 | 0 | 0 | 0 | 0 | 0
ST | 0 | 0 | 0 | 0 | 0 | 0
STOG | 0 | 0 | 0 | 0 | 0 | 0
STWD | 0 | 0 | 0 | 0 | 0 | 0
WT | 0 | 0 | 0 | 0 | 0 | 0
IGCC | 0 | 0 | 0 | 0 | 0 | 0
DemandResponse | 0 | 0 | 0 | 0 | 0 | 0
IGCC-CCS | 0 | 0 | 0 | 0 | 0 | 0
WT_off | 0 | 0 | 0 | 0 | 0 | 0
PseudoUnit | 0 | 0 | 0 | 0 | 0 | 0
FixedInterchange | 0 | 0 | 0 | 0 | 0 | 0
Emission Cost by Reporting Type: EI_US
ReportingType | 2015 | 2020 | 2025 | 2030 | 2035 | 2040
BM | 0 | 0 | 0 | 0 | 0 | 0
CC | 0 | 0 | 0 | 0 | 0 | 0
CSP | 0 | 0 | 0 | 0 | 0 | 0
CT | 0 | 0 | 0 | 0 | 0 | 0
Coal | 0 | 0 | 0 | 0 | 0 | 0
Geo | 0 | 0 | 0 | 0 | 0 | 0
H | 0 | 0 | 0 | 0 | 0 | 0
LFG | 0 | 0 | 0 | 0 | 0 | 0
Nuc | 0 | 0 | 0 | 0 | 0 | 0
PS | 0 | 0 | 0 | 0 | 0 | 0
PV | 0 | 0 | 0 | 0 | 0 | 0
PeakG | 0 | 0 | 0 | 0 | 0 | 0
PeakO | 0 | 0 | 0 | 0 | 0 | 0
ST | 0 | 0 | 0 | 0 | 0 | 0
STOG | 0 | 0 | 0 | 0 | 0 | 0
STWD | 0 | 0 | 0 | 0 | 0 | 0
WT | 0 | 0 | 0 | 0 | 0 | 0
IGCC | 0 | 0 | 0 | 0 | 0 | 0
DemandResponse | 0 | 0 | 0 | 0 | 0 | 0
IGCC-CCS | 0 | 0 | 0 | 0 | 0 | 0
WT_off | 0 | 0 | 0 | 0 | 0 | 0
PseudoUnit | 0 | 0 | 0 | 0 | 0 | 0
FixedInterchange | 0 | 0 | 0 | 0 | 0 | 0
Emission Cost by Reporting Type: EI_Canada
ReportingType | 2015 | 2020 | 2025 | 2030 | 2035 | 2040
BM | 0 | 0 | 0 | 0 | 0 | 0
CC | 0 | 0 | 0 | 0 | 0 | 0
CSP | 0 | 0 | 0 | 0 | 0 | 0
CT | 0 | 0 | 0 | 0 | 0 | 0
Coal | 0 | 0 | 0 | 0 | 0 | 0
Geo | 0 | 0 | 0 | 0 | 0 | 0
H | 0 | 0 | 0 | 0 | 0 | 0
LFG | 0 | 0 | 0 | 0 | 0 | 0
Nuc | 0 | 0 | 0 | 0 | 0 | 0
PS | 0 | 0 | 0 | 0 | 0 | 0
PV | 0 | 0 | 0 | 0 | 0 | 0
PeakG | 0 | 0 | 0 | 0 | 0 | 0
PeakO | 0 | 0 | 0 | 0 | 0 | 0
ST | 0 | 0 | 0 | 0 | 0 | 0
STOG | 0 | 0 | 0 | 0 | 0 | 0
STWD | 0 | 0 | 0 | 0 | 0 | 0
WT | 0 | 0 | 0 | 0 | 0 | 0
IGCC | 0 | 0 | 0 | 0 | 0 | 0
DemandResponse | 0 | 0 | 0 | 0 | 0 | 0
IGCC-CCS | 0 | 0 | 0 | 0 | 0 | 0
WT_off | 0 | 0 | 0 | 0 | 0 | 0
PseudoUnit | 0 | 0 | 0 | 0 | 0 | 0
FixedInterchange | 0 | 0 | 0 | 0 | 0 | 0
Emission Cost by Reporting Type: EI
ReportingType | 2015 | 2020 | 2025 | 2030 | 2035 | 2040
BM | 0 | 0 | 0 | 0 | 0 | 0
CC | 0 | 0 | 0 | 0 | 0 | 0
CSP | 0 | 0 | 0 | 0 | 0 | 0
CT | 0 | 0 | 0 | 0 | 0 | 0
Coal | 0 | 0 | 0 | 0 | 0 | 0
Geo | 0 | 0 | 0 | 0 | 0 | 0
H | 0 | 0 | 0 | 0 | 0 | 0
LFG | 0 | 0 | 0 | 0 | 0 | 0
Nuc | 0 | 0 | 0 | 0 | 0 | 0
PS | 0 | 0 | 0 | 0 | 0 | 0
PV | 0 | 0 | 0 | 0 | 0 | 0
PeakG | 0 | 0 | 0 | 0 | 0 | 0
PeakO | 0 | 0 | 0 | 0 | 0 | 0
ST | 0 | 0 | 0 | 0 | 0 | 0
STOG | 0 | 0 | 0 | 0 | 0 | 0
STWD | 0 | 0 | 0 | 0 | 0 | 0
WT | 0 | 0 | 0 | 0 | 0 | 0
IGCC | 0 | 0 | 0 | 0 | 0 | 0
DemandResponse | 0 | 0 | 0 | 0 | 0 | 0
IGCC-CCS | 0 | 0 | 0 | 0 | 0 | 0
WT_off | 0 | 0 | 0 | 0 | 0 | 0
PseudoUnit | 0 | 0 | 0 | 0 | 0 | 0
FixedInterchange | 0 | 0 | 0 | 0 | 0 | 0
Emission Cost by Reporting Type: Outside_EI
ReportingType | 2015 | 2020 | 2025 | 2030 | 2035 | 2040
BM | 0 | 0 | 0 | 0 | 0 | 0
CC | 0 | 0 | 0 | 0 | 0 | 0
CSP | 0 | 0 | 0 | 0 | 0 | 0
CT | 0 | 0 | 0 | 0 | 0 | 0
Coal | 0 | 0 | 0 | 0 | 0 | 0
Geo | 0 | 0 | 0 | 0 | 0 | 0
H | 0 | 0 | 0 | 0 | 0 | 0
LFG | 0 | 0 | 0 | 0 | 0 | 0
Nuc | 0 | 0 | 0 | 0 | 0 | 0
PS | 0 | 0 | 0 | 0 | 0 | 0
PV | 0 | 0 | 0 | 0 | 0 | 0
PeakG | 0 | 0 | 0 | 0 | 0 | 0
PeakO | 0 | 0 | 0 | 0 | 0 | 0
ST | 0 | 0 | 0 | 0 | 0 | 0
STOG | 0 | 0 | 0 | 0 | 0 | 0
STWD | 0 | 0 | 0 | 0 | 0 | 0
WT | 0 | 0 | 0 | 0 | 0 | 0
IGCC | 0 | 0 | 0 | 0 | 0 | 0
DemandResponse | 0 | 0 | 0 | 0 | 0 | 0
IGCC-CCS | 0 | 0 | 0 | 0 | 0 | 0
WT_off | 0 | 0 | 0 | 0 | 0 | 0
PseudoUnit | 0 | 0 | 0 | 0 | 0 | 0
FixedInterchange | 0 | 0 | 0 | 0 | 0 | 0
==== Emission Program: CAIRNOxAnnual : (NOx) ====
Emission Cost by Reporting Type: Entergy
ReportingType | 2015 | 2020 | 2025 | 2030 | 2035 | 2040
BM | 0 | 0 | 0 | 0 | 0 | 0
CC | 0 | 0 | 0 | 0 | 0 | 0
CSP | 0 | 0 | 0 | 0 | 0 | 0
CT | 0 | 0 | 0 | 0 | 0 | 0
Coal | 0 | 0 | 0 | 0 | 0 | 0
Geo | 0 | 0 | 0 | 0 | 0 | 0
H | 0 | 0 | 0 | 0 | 0 | 0
LFG | 0 | 0 | 0 | 0 | 0 | 0
Nuc | 0 | 0 | 0 | 0 | 0 | 0
PS | 0 | 0 | 0 | 0 | 0 | 0
PV | 0 | 0 | 0 | 0 | 0 | 0
PeakG | 0 | 0 | 0 | 0 | 0 | 0
PeakO | 0 | 0 | 0 | 0 | 0 | 0
ST | 0 | 0 | 0 | 0 | 0 | 0
STOG | 0 | 0 | 0 | 0 | 0 | 0
STWD | 0 | 0 | 0 | 0 | 0 | 0
WT | 0 | 0 | 0 | 0 | 0 | 0
IGCC | 0 | 0 | 0 | 0 | 0 | 0
DemandResponse | 0 | 0 | 0 | 0 | 0 | 0
IGCC-CCS | 0 | 0 | 0 | 0 | 0 | 0
WT_off | 0 | 0 | 0 | 0 | 0 | 0
PseudoUnit | 0 | 0 | 0 | 0 | 0 | 0
FixedInterchange | 0 | 0 | 0 | 0 | 0 | 0
Emission Cost by Reporting Type: FRCC
ReportingType | 2015 | 2020 | 2025 | 2030 | 2035 | 2040
BM | 0 | 0 | 0 | 0 | 0 | 0
CC | 0 | 0 | 0 | 0 | 0 | 0
CSP | 0 | 0 | 0 | 0 | 0 | 0
CT | 0 | 0 | 0 | 0 | 0 | 0
Coal | 0 | 0 | 0 | 0 | 0 | 0
Geo | 0 | 0 | 0 | 0 | 0 | 0
H | 0 | 0 | 0 | 0 | 0 | 0
LFG | 0 | 0 | 0 | 0 | 0 | 0
Nuc | 0 | 0 | 0 | 0 | 0 | 0
PS | 0 | 0 | 0 | 0 | 0 | 0
PV | 0 | 0 | 0 | 0 | 0 | 0
PeakG | 0 | 0 | 0 | 0 | 0 | 0
PeakO | 0 | 0 | 0 | 0 | 0 | 0
ST | 0 | 0 | 0 | 0 | 0 | 0
STOG | 0 | 0 | 0 | 0 | 0 | 0
STWD | 0 | 0 | 0 | 0 | 0 | 0
WT | 0 | 0 | 0 | 0 | 0 | 0
IGCC | 0 | 0 | 0 | 0 | 0 | 0
DemandResponse | 0 | 0 | 0 | 0 | 0 | 0
IGCC-CCS | 0 | 0 | 0 | 0 | 0 | 0
WT_off | 0 | 0 | 0 | 0 | 0 | 0
PseudoUnit | 0 | 0 | 0 | 0 | 0 | 0
FixedInterchange | 0 | 0 | 0 | 0 | 0 | 0
Emission Cost by Reporting Type: MAPP_US
ReportingType | 2015 | 2020 | 2025 | 2030 | 2035 | 2040
BM | 0 | 0 | 0 | 0 | 0 | 0
CC | 0 | 0 | 0 | 0 | 0 | 0
CSP | 0 | 0 | 0 | 0 | 0 | 0
CT | 0 | 0 | 0 | 0 | 0 | 0
Coal | 0 | 0 | 0 | 0 | 0 | 0
Geo | 0 | 0 | 0 | 0 | 0 | 0
H | 0 | 0 | 0 | 0 | 0 | 0
LFG | 0 | 0 | 0 | 0 | 0 | 0
Nuc | 0 | 0 | 0 | 0 | 0 | 0
PS | 0 | 0 | 0 | 0 | 0 | 0
PV | 0 | 0 | 0 | 0 | 0 | 0
PeakG | 0 | 0 | 0 | 0 | 0 | 0
PeakO | 0 | 0 | 0 | 0 | 0 | 0
ST | 0 | 0 | 0 | 0 | 0 | 0
STOG | 0 | 0 | 0 | 0 | 0 | 0
STWD | 0 | 0 | 0 | 0 | 0 | 0
WT | 0 | 0 | 0 | 0 | 0 | 0
IGCC | 0 | 0 | 0 | 0 | 0 | 0
DemandResponse | 0 | 0 | 0 | 0 | 0 | 0
IGCC-CCS | 0 | 0 | 0 | 0 | 0 | 0
WT_off | 0 | 0 | 0 | 0 | 0 | 0
PseudoUnit | 0 | 0 | 0 | 0 | 0 | 0
FixedInterchange | 0 | 0 | 0 | 0 | 0 | 0
Emission Cost by Reporting Type: MISO_IN
ReportingType | 2015 | 2020 | 2025 | 2030 | 2035 | 2040
BM | 0 | 0 | 0 | 0 | 0 | 0
CC | 0 | 0 | 0 | 0 | 0 | 0
CSP | 0 | 0 | 0 | 0 | 0 | 0
CT | 0 | 0 | 0 | 0 | 0 | 0
Coal | 0 | 0 | 0 | 0 | 0 | 0
Geo | 0 | 0 | 0 | 0 | 0 | 0
H | 0 | 0 | 0 | 0 | 0 | 0
LFG | 0 | 0 | 0 | 0 | 0 | 0
Nuc | 0 | 0 | 0 | 0 | 0 | 0
PS | 0 | 0 | 0 | 0 | 0 | 0
PV | 0 | 0 | 0 | 0 | 0 | 0
PeakG | 0 | 0 | 0 | 0 | 0 | 0
PeakO | 0 | 0 | 0 | 0 | 0 | 0
ST | 0 | 0 | 0 | 0 | 0 | 0
STOG | 0 | 0 | 0 | 0 | 0 | 0
STWD | 0 | 0 | 0 | 0 | 0 | 0
WT | 0 | 0 | 0 | 0 | 0 | 0
IGCC | 0 | 0 | 0 | 0 | 0 | 0
DemandResponse | 0 | 0 | 0 | 0 | 0 | 0
IGCC-CCS | 0 | 0 | 0 | 0 | 0 | 0
WT_off | 0 | 0 | 0 | 0 | 0 | 0
PseudoUnit | 0 | 0 | 0 | 0 | 0 | 0
FixedInterchange | 0 | 0 | 0 | 0 | 0 | 0
Emission Cost by Reporting Type: MISO_MI
ReportingType | 2015 | 2020 | 2025 | 2030 | 2035 | 2040
BM | 0 | 0 | 0 | 0 | 0 | 0
CC | 0 | 0 | 0 | 0 | 0 | 0
CSP | 0 | 0 | 0 | 0 | 0 | 0
CT | 0 | 0 | 0 | 0 | 0 | 0
Coal | 0 | 0 | 0 | 0 | 0 | 0
Geo | 0 | 0 | 0 | 0 | 0 | 0
H | 0 | 0 | 0 | 0 | 0 | 0
LFG | 0 | 0 | 0 | 0 | 0 | 0
Nuc | 0 | 0 | 0 | 0 | 0 | 0
PS | 0 | 0 | 0 | 0 | 0 | 0
PV | 0 | 0 | 0 | 0 | 0 | 0
PeakG | 0 | 0 | 0 | 0 | 0 | 0
PeakO | 0 | 0 | 0 | 0 | 0 | 0
ST | 0 | 0 | 0 | 0 | 0 | 0
STOG | 0 | 0 | 0 | 0 | 0 | 0
STWD | 0 | 0 | 0 | 0 | 0 | 0
WT | 0 | 0 | 0 | 0 | 0 | 0
IGCC | 0 | 0 | 0 | 0 | 0 | 0
DemandResponse | 0 | 0 | 0 | 0 | 0 | 0
IGCC-CCS | 0 | 0 | 0 | 0 | 0 | 0
WT_off | 0 | 0 | 0 | 0 | 0 | 0
PseudoUnit | 0 | 0 | 0 | 0 | 0 | 0
FixedInterchange | 0 | 0 | 0 | 0 | 0 | 0
Emission Cost by Reporting Type: MISO_MO-IL
ReportingType | 2015 | 2020 | 2025 | 2030 | 2035 | 2040
BM | 0 | 0 | 0 | 0 | 0 | 0
CC | 0 | 0 | 0 | 0 | 0 | 0
CSP | 0 | 0 | 0 | 0 | 0 | 0
CT | 0 | 0 | 0 | 0 | 0 | 0
Coal | 0 | 0 | 0 | 0 | 0 | 0
Geo | 0 | 0 | 0 | 0 | 0 | 0
H | 0 | 0 | 0 | 0 | 0 | 0
LFG | 0 | 0 | 0 | 0 | 0 | 0
Nuc | 0 | 0 | 0 | 0 | 0 | 0
PS | 0 | 0 | 0 | 0 | 0 | 0
PV | 0 | 0 | 0 | 0 | 0 | 0
PeakG | 0 | 0 | 0 | 0 | 0 | 0
PeakO | 0 | 0 | 0 | 0 | 0 | 0
ST | 0 | 0 | 0 | 0 | 0 | 0
STOG | 0 | 0 | 0 | 0 | 0 | 0
STWD | 0 | 0 | 0 | 0 | 0 | 0
WT | 0 | 0 | 0 | 0 | 0 | 0
IGCC | 0 | 0 | 0 | 0 | 0 | 0
DemandResponse | 0 | 0 | 0 | 0 | 0 | 0
IGCC-CCS | 0 | 0 | 0 | 0 | 0 | 0
WT_off | 0 | 0 | 0 | 0 | 0 | 0
PseudoUnit | 0 | 0 | 0 | 0 | 0 | 0
FixedInterchange | 0 | 0 | 0 | 0 | 0 | 0
Emission Cost by Reporting Type: MISO_W
ReportingType | 2015 | 2020 | 2025 | 2030 | 2035 | 2040
BM | 0 | 0 | 0 | 0 | 0 | 0
CC | 0 | 0 | 0 | 0 | 0 | 0
CSP | 0 | 0 | 0 | 0 | 0 | 0
CT | 0 | 0 | 0 | 0 | 0 | 0
Coal | 0 | 0 | 0 | 0 | 0 | 0
Geo | 0 | 0 | 0 | 0 | 0 | 0
H | 0 | 0 | 0 | 0 | 0 | 0
LFG | 0 | 0 | 0 | 0 | 0 | 0
Nuc | 0 | 0 | 0 | 0 | 0 | 0
PS | 0 | 0 | 0 | 0 | 0 | 0
PV | 0 | 0 | 0 | 0 | 0 | 0
PeakG | 0 | 0 | 0 | 0 | 0 | 0
PeakO | 0 | 0 | 0 | 0 | 0 | 0
ST | 0 | 0 | 0 | 0 | 0 | 0
STOG | 0 | 0 | 0 | 0 | 0 | 0
STWD | 0 | 0 | 0 | 0 | 0 | 0
WT | 0 | 0 | 0 | 0 | 0 | 0
IGCC | 0 | 0 | 0 | 0 | 0 | 0
DemandResponse | 0 | 0 | 0 | 0 | 0 | 0
IGCC-CCS | 0 | 0 | 0 | 0 | 0 | 0
WT_off | 0 | 0 | 0 | 0 | 0 | 0
PseudoUnit | 0 | 0 | 0 | 0 | 0 | 0
FixedInterchange | 0 | 0 | 0 | 0 | 0 | 0
Emission Cost by Reporting Type: MISO_WUMS
ReportingType | 2015 | 2020 | 2025 | 2030 | 2035 | 2040
BM | 0 | 0 | 0 | 0 | 0 | 0
CC | 0 | 0 | 0 | 0 | 0 | 0
CSP | 0 | 0 | 0 | 0 | 0 | 0
CT | 0 | 0 | 0 | 0 | 0 | 0
Coal | 0 | 0 | 0 | 0 | 0 | 0
Geo | 0 | 0 | 0 | 0 | 0 | 0
H | 0 | 0 | 0 | 0 | 0 | 0
LFG | 0 | 0 | 0 | 0 | 0 | 0
Nuc | 0 | 0 | 0 | 0 | 0 | 0
PS | 0 | 0 | 0 | 0 | 0 | 0
PV | 0 | 0 | 0 | 0 | 0 | 0
PeakG | 0 | 0 | 0 | 0 | 0 | 0
PeakO | 0 | 0 | 0 | 0 | 0 | 0
ST | 0 | 0 | 0 | 0 | 0 | 0
STOG | 0 | 0 | 0 | 0 | 0 | 0
STWD | 0 | 0 | 0 | 0 | 0 | 0
WT | 0 | 0 | 0 | 0 | 0 | 0
IGCC | 0 | 0 | 0 | 0 | 0 | 0
DemandResponse | 0 | 0 | 0 | 0 | 0 | 0
IGCC-CCS | 0 | 0 | 0 | 0 | 0 | 0
WT_off | 0 | 0 | 0 | 0 | 0 | 0
PseudoUnit | 0 | 0 | 0 | 0 | 0 | 0
FixedInterchange | 0 | 0 | 0 | 0 | 0 | 0
Emission Cost by Reporting Type: Nebraska
ReportingType | 2015 | 2020 | 2025 | 2030 | 2035 | 2040
BM | 0 | 0 | 0 | 0 | 0 | 0
CC | 0 | 0 | 0 | 0 | 0 | 0
CSP | 0 | 0 | 0 | 0 | 0 | 0
CT | 0 | 0 | 0 | 0 | 0 | 0
Coal | 0 | 0 | 0 | 0 | 0 | 0
Geo | 0 | 0 | 0 | 0 | 0 | 0
H | 0 | 0 | 0 | 0 | 0 | 0
LFG | 0 | 0 | 0 | 0 | 0 | 0
Nuc | 0 | 0 | 0 | 0 | 0 | 0
PS | 0 | 0 | 0 | 0 | 0 | 0
PV | 0 | 0 | 0 | 0 | 0 | 0
PeakG | 0 | 0 | 0 | 0 | 0 | 0
PeakO | 0 | 0 | 0 | 0 | 0 | 0
ST | 0 | 0 | 0 | 0 | 0 | 0
STOG | 0 | 0 | 0 | 0 | 0 | 0
STWD | 0 | 0 | 0 | 0 | 0 | 0
WT | 0 | 0 | 0 | 0 | 0 | 0
IGCC | 0 | 0 | 0 | 0 | 0 | 0
DemandResponse | 0 | 0 | 0 | 0 | 0 | 0
IGCC-CCS | 0 | 0 | 0 | 0 | 0 | 0
WT_off | 0 | 0 | 0 | 0 | 0 | 0
PseudoUnit | 0 | 0 | 0 | 0 | 0 | 0
FixedInterchange | 0 | 0 | 0 | 0 | 0 | 0
Emission Cost by Reporting Type: NEISO
ReportingType | 2015 | 2020 | 2025 | 2030 | 2035 | 2040
BM | 0 | 0 | 0 | 0 | 0 | 0
CC | 0 | 0 | 0 | 0 | 0 | 0
CSP | 0 | 0 | 0 | 0 | 0 | 0
CT | 0 | 0 | 0 | 0 | 0 | 0
Coal | 0 | 0 | 0 | 0 | 0 | 0
Geo | 0 | 0 | 0 | 0 | 0 | 0
H | 0 | 0 | 0 | 0 | 0 | 0
LFG | 0 | 0 | 0 | 0 | 0 | 0
Nuc | 0 | 0 | 0 | 0 | 0 | 0
PS | 0 | 0 | 0 | 0 | 0 | 0
PV | 0 | 0 | 0 | 0 | 0 | 0
PeakG | 0 | 0 | 0 | 0 | 0 | 0
PeakO | 0 | 0 | 0 | 0 | 0 | 0
ST | 0 | 0 | 0 | 0 | 0 | 0
STOG | 0 | 0 | 0 | 0 | 0 | 0
STWD | 0 | 0 | 0 | 0 | 0 | 0
WT | 0 | 0 | 0 | 0 | 0 | 0
IGCC | 0 | 0 | 0 | 0 | 0 | 0
DemandResponse | 0 | 0 | 0 | 0 | 0 | 0
IGCC-CCS | 0 | 0 | 0 | 0 | 0 | 0
WT_off | 0 | 0 | 0 | 0 | 0 | 0
PseudoUnit | 0 | 0 | 0 | 0 | 0 | 0
FixedInterchange | 0 | 0 | 0 | 0 | 0 | 0
Emission Cost by Reporting Type: NonRTO_Midwest
ReportingType | 2015 | 2020 | 2025 | 2030 | 2035 | 2040
BM | 0 | 0 | 0 | 0 | 0 | 0
CC | 0 | 0 | 0 | 0 | 0 | 0
CSP | 0 | 0 | 0 | 0 | 0 | 0
CT | 0 | 0 | 0 | 0 | 0 | 0
Coal | 0 | 0 | 0 | 0 | 0 | 0
Geo | 0 | 0 | 0 | 0 | 0 | 0
H | 0 | 0 | 0 | 0 | 0 | 0
LFG | 0 | 0 | 0 | 0 | 0 | 0
Nuc | 0 | 0 | 0 | 0 | 0 | 0
PS | 0 | 0 | 0 | 0 | 0 | 0
PV | 0 | 0 | 0 | 0 | 0 | 0
PeakG | 0 | 0 | 0 | 0 | 0 | 0
PeakO | 0 | 0 | 0 | 0 | 0 | 0
ST | 0 | 0 | 0 | 0 | 0 | 0
STOG | 0 | 0 | 0 | 0 | 0 | 0
STWD | 0 | 0 | 0 | 0 | 0 | 0
WT | 0 | 0 | 0 | 0 | 0 | 0
IGCC | 0 | 0 | 0 | 0 | 0 | 0
DemandResponse | 0 | 0 | 0 | 0 | 0 | 0
IGCC-CCS | 0 | 0 | 0 | 0 | 0 | 0
WT_off | 0 | 0 | 0 | 0 | 0 | 0
PseudoUnit | 0 | 0 | 0 | 0 | 0 | 0
FixedInterchange | 0 | 0 | 0 | 0 | 0 | 0
Emission Cost by Reporting Type: NYISO_A-F
ReportingType | 2015 | 2020 | 2025 | 2030 | 2035 | 2040
BM | 0 | 0 | 0 | 0 | 0 | 0
CC | 0 | 0 | 0 | 0 | 0 | 0
CSP | 0 | 0 | 0 | 0 | 0 | 0
CT | 0 | 0 | 0 | 0 | 0 | 0
Coal | 0 | 0 | 0 | 0 | 0 | 0
Geo | 0 | 0 | 0 | 0 | 0 | 0
H | 0 | 0 | 0 | 0 | 0 | 0
LFG | 0 | 0 | 0 | 0 | 0 | 0
Nuc | 0 | 0 | 0 | 0 | 0 | 0
PS | 0 | 0 | 0 | 0 | 0 | 0
PV | 0 | 0 | 0 | 0 | 0 | 0
PeakG | 0 | 0 | 0 | 0 | 0 | 0
PeakO | 0 | 0 | 0 | 0 | 0 | 0
ST | 0 | 0 | 0 | 0 | 0 | 0
STOG | 0 | 0 | 0 | 0 | 0 | 0
STWD | 0 | 0 | 0 | 0 | 0 | 0
WT | 0 | 0 | 0 | 0 | 0 | 0
IGCC | 0 | 0 | 0 | 0 | 0 | 0
DemandResponse | 0 | 0 | 0 | 0 | 0 | 0
IGCC-CCS | 0 | 0 | 0 | 0 | 0 | 0
WT_off | 0 | 0 | 0 | 0 | 0 | 0
PseudoUnit | 0 | 0 | 0 | 0 | 0 | 0
FixedInterchange | 0 | 0 | 0 | 0 | 0 | 0
Emission Cost by Reporting Type: NYISO_G-I
ReportingType | 2015 | 2020 | 2025 | 2030 | 2035 | 2040
BM | 0 | 0 | 0 | 0 | 0 | 0
CC | 0 | 0 | 0 | 0 | 0 | 0
CSP | 0 | 0 | 0 | 0 | 0 | 0
CT | 0 | 0 | 0 | 0 | 0 | 0
Coal | 0 | 0 | 0 | 0 | 0 | 0
Geo | 0 | 0 | 0 | 0 | 0 | 0
H | 0 | 0 | 0 | 0 | 0 | 0
LFG | 0 | 0 | 0 | 0 | 0 | 0
Nuc | 0 | 0 | 0 | 0 | 0 | 0
PS | 0 | 0 | 0 | 0 | 0 | 0
PV | 0 | 0 | 0 | 0 | 0 | 0
PeakG | 0 | 0 | 0 | 0 | 0 | 0
PeakO | 0 | 0 | 0 | 0 | 0 | 0
ST | 0 | 0 | 0 | 0 | 0 | 0
STOG | 0 | 0 | 0 | 0 | 0 | 0
STWD | 0 | 0 | 0 | 0 | 0 | 0
WT | 0 | 0 | 0 | 0 | 0 | 0
IGCC | 0 | 0 | 0 | 0 | 0 | 0
DemandResponse | 0 | 0 | 0 | 0 | 0 | 0
IGCC-CCS | 0 | 0 | 0 | 0 | 0 | 0
WT_off | 0 | 0 | 0 | 0 | 0 | 0
PseudoUnit | 0 | 0 | 0 | 0 | 0 | 0
FixedInterchange | 0 | 0 | 0 | 0 | 0 | 0
Emission Cost by Reporting Type: NYISO_J-K
ReportingType | 2015 | 2020 | 2025 | 2030 | 2035 | 2040
BM | 0 | 0 | 0 | 0 | 0 | 0
CC | 0 | 0 | 0 | 0 | 0 | 0
CSP | 0 | 0 | 0 | 0 | 0 | 0
CT | 0 | 0 | 0 | 0 | 0 | 0
Coal | 0 | 0 | 0 | 0 | 0 | 0
Geo | 0 | 0 | 0 | 0 | 0 | 0
H | 0 | 0 | 0 | 0 | 0 | 0
LFG | 0 | 0 | 0 | 0 | 0 | 0
Nuc | 0 | 0 | 0 | 0 | 0 | 0
PS | 0 | 0 | 0 | 0 | 0 | 0
PV | 0 | 0 | 0 | 0 | 0 | 0
PeakG | 0 | 0 | 0 | 0 | 0 | 0
PeakO | 0 | 0 | 0 | 0 | 0 | 0
ST | 0 | 0 | 0 | 0 | 0 | 0
STOG | 0 | 0 | 0 | 0 | 0 | 0
STWD | 0 | 0 | 0 | 0 | 0 | 0
WT | 0 | 0 | 0 | 0 | 0 | 0
IGCC | 0 | 0 | 0 | 0 | 0 | 0
DemandResponse | 0 | 0 | 0 | 0 | 0 | 0
IGCC-CCS | 0 | 0 | 0 | 0 | 0 | 0
WT_off | 0 | 0 | 0 | 0 | 0 | 0
PseudoUnit | 0 | 0 | 0 | 0 | 0 | 0
FixedInterchange | 0 | 0 | 0 | 0 | 0 | 0
Emission Cost by Reporting Type: PJM_E
ReportingType | 2015 | 2020 | 2025 | 2030 | 2035 | 2040
BM | 0 | 0 | 0 | 0 | 0 | 0
CC | 0 | 0 | 0 | 0 | 0 | 0
CSP | 0 | 0 | 0 | 0 | 0 | 0
CT | 0 | 0 | 0 | 0 | 0 | 0
Coal | 0 | 0 | 0 | 0 | 0 | 0
Geo | 0 | 0 | 0 | 0 | 0 | 0
H | 0 | 0 | 0 | 0 | 0 | 0
LFG | 0 | 0 | 0 | 0 | 0 | 0
Nuc | 0 | 0 | 0 | 0 | 0 | 0
PS | 0 | 0 | 0 | 0 | 0 | 0
PV | 0 | 0 | 0 | 0 | 0 | 0
PeakG | 0 | 0 | 0 | 0 | 0 | 0
PeakO | 0 | 0 | 0 | 0 | 0 | 0
ST | 0 | 0 | 0 | 0 | 0 | 0
STOG | 0 | 0 | 0 | 0 | 0 | 0
STWD | 0 | 0 | 0 | 0 | 0 | 0
WT | 0 | 0 | 0 | 0 | 0 | 0
IGCC | 0 | 0 | 0 | 0 | 0 | 0
DemandResponse | 0 | 0 | 0 | 0 | 0 | 0
IGCC-CCS | 0 | 0 | 0 | 0 | 0 | 0
WT_off | 0 | 0 | 0 | 0 | 0 | 0
PseudoUnit | 0 | 0 | 0 | 0 | 0 | 0
FixedInterchange | 0 | 0 | 0 | 0 | 0 | 0
Emission Cost by Reporting Type: PJM_ROM
ReportingType | 2015 | 2020 | 2025 | 2030 | 2035 | 2040
BM | 0 | 0 | 0 | 0 | 0 | 0
CC | 0 | 0 | 0 | 0 | 0 | 0
CSP | 0 | 0 | 0 | 0 | 0 | 0
CT | 0 | 0 | 0 | 0 | 0 | 0
Coal | 0 | 0 | 0 | 0 | 0 | 0
Geo | 0 | 0 | 0 | 0 | 0 | 0
H | 0 | 0 | 0 | 0 | 0 | 0
LFG | 0 | 0 | 0 | 0 | 0 | 0
Nuc | 0 | 0 | 0 | 0 | 0 | 0
PS | 0 | 0 | 0 | 0 | 0 | 0
PV | 0 | 0 | 0 | 0 | 0 | 0
PeakG | 0 | 0 | 0 | 0 | 0 | 0
PeakO | 0 | 0 | 0 | 0 | 0 | 0
ST | 0 | 0 | 0 | 0 | 0 | 0
STOG | 0 | 0 | 0 | 0 | 0 | 0
STWD | 0 | 0 | 0 | 0 | 0 | 0
WT | 0 | 0 | 0 | 0 | 0 | 0
IGCC | 0 | 0 | 0 | 0 | 0 | 0
DemandResponse | 0 | 0 | 0 | 0 | 0 | 0
IGCC-CCS | 0 | 0 | 0 | 0 | 0 | 0
WT_off | 0 | 0 | 0 | 0 | 0 | 0
PseudoUnit | 0 | 0 | 0 | 0 | 0 | 0
FixedInterchange | 0 | 0 | 0 | 0 | 0 | 0
Emission Cost by Reporting Type: PJM_ROR
ReportingType | 2015 | 2020 | 2025 | 2030 | 2035 | 2040
BM | 0 | 0 | 0 | 0 | 0 | 0
CC | 0 | 0 | 0 | 0 | 0 | 0
CSP | 0 | 0 | 0 | 0 | 0 | 0
CT | 0 | 0 | 0 | 0 | 0 | 0
Coal | 0 | 0 | 0 | 0 | 0 | 0
Geo | 0 | 0 | 0 | 0 | 0 | 0
H | 0 | 0 | 0 | 0 | 0 | 0
LFG | 0 | 0 | 0 | 0 | 0 | 0
Nuc | 0 | 0 | 0 | 0 | 0 | 0
PS | 0 | 0 | 0 | 0 | 0 | 0
PV | 0 | 0 | 0 | 0 | 0 | 0
PeakG | 0 | 0 | 0 | 0 | 0 | 0
PeakO | 0 | 0 | 0 | 0 | 0 | 0
ST | 0 | 0 | 0 | 0 | 0 | 0
STOG | 0 | 0 | 0 | 0 | 0 | 0
STWD | 0 | 0 | 0 | 0 | 0 | 0
WT | 0 | 0 | 0 | 0 | 0 | 0
IGCC | 0 | 0 | 0 | 0 | 0 | 0
DemandResponse | 0 | 0 | 0 | 0 | 0 | 0
IGCC-CCS | 0 | 0 | 0 | 0 | 0 | 0
WT_off | 0 | 0 | 0 | 0 | 0 | 0
PseudoUnit | 0 | 0 | 0 | 0 | 0 | 0
FixedInterchange | 0 | 0 | 0 | 0 | 0 | 0
Emission Cost by Reporting Type: SOCO
ReportingType | 2015 | 2020 | 2025 | 2030 | 2035 | 2040
BM | 0 | 0 | 0 | 0 | 0 | 0
CC | 0 | 0 | 0 | 0 | 0 | 0
CSP | 0 | 0 | 0 | 0 | 0 | 0
CT | 0 | 0 | 0 | 0 | 0 | 0
Coal | 0 | 0 | 0 | 0 | 0 | 0
Geo | 0 | 0 | 0 | 0 | 0 | 0
H | 0 | 0 | 0 | 0 | 0 | 0
LFG | 0 | 0 | 0 | 0 | 0 | 0
Nuc | 0 | 0 | 0 | 0 | 0 | 0
PS | 0 | 0 | 0 | 0 | 0 | 0
PV | 0 | 0 | 0 | 0 | 0 | 0
PeakG | 0 | 0 | 0 | 0 | 0 | 0
PeakO | 0 | 0 | 0 | 0 | 0 | 0
ST | 0 | 0 | 0 | 0 | 0 | 0
STOG | 0 | 0 | 0 | 0 | 0 | 0
STWD | 0 | 0 | 0 | 0 | 0 | 0
WT | 0 | 0 | 0 | 0 | 0 | 0
IGCC | 0 | 0 | 0 | 0 | 0 | 0
DemandResponse | 0 | 0 | 0 | 0 | 0 | 0
IGCC-CCS | 0 | 0 | 0 | 0 | 0 | 0
WT_off | 0 | 0 | 0 | 0 | 0 | 0
PseudoUnit | 0 | 0 | 0 | 0 | 0 | 0
FixedInterchange | 0 | 0 | 0 | 0 | 0 | 0
Emission Cost by Reporting Type: SPP_N
ReportingType | 2015 | 2020 | 2025 | 2030 | 2035 | 2040
BM | 0 | 0 | 0 | 0 | 0 | 0
CC | 0 | 0 | 0 | 0 | 0 | 0
CSP | 0 | 0 | 0 | 0 | 0 | 0
CT | 0 | 0 | 0 | 0 | 0 | 0
Coal | 0 | 0 | 0 | 0 | 0 | 0
Geo | 0 | 0 | 0 | 0 | 0 | 0
H | 0 | 0 | 0 | 0 | 0 | 0
LFG | 0 | 0 | 0 | 0 | 0 | 0
Nuc | 0 | 0 | 0 | 0 | 0 | 0
PS | 0 | 0 | 0 | 0 | 0 | 0
PV | 0 | 0 | 0 | 0 | 0 | 0
PeakG | 0 | 0 | 0 | 0 | 0 | 0
PeakO | 0 | 0 | 0 | 0 | 0 | 0
ST | 0 | 0 | 0 | 0 | 0 | 0
STOG | 0 | 0 | 0 | 0 | 0 | 0
STWD | 0 | 0 | 0 | 0 | 0 | 0
WT | 0 | 0 | 0 | 0 | 0 | 0
IGCC | 0 | 0 | 0 | 0 | 0 | 0
DemandResponse | 0 | 0 | 0 | 0 | 0 | 0
IGCC-CCS | 0 | 0 | 0 | 0 | 0 | 0
WT_off | 0 | 0 | 0 | 0 | 0 | 0
PseudoUnit | 0 | 0 | 0 | 0 | 0 | 0
FixedInterchange | 0 | 0 | 0 | 0 | 0 | 0
Emission Cost by Reporting Type: SPP_S
ReportingType | 2015 | 2020 | 2025 | 2030 | 2035 | 2040
BM | 0 | 0 | 0 | 0 | 0 | 0
CC | 0 | 0 | 0 | 0 | 0 | 0
CSP | 0 | 0 | 0 | 0 | 0 | 0
CT | 0 | 0 | 0 | 0 | 0 | 0
Coal | 0 | 0 | 0 | 0 | 0 | 0
Geo | 0 | 0 | 0 | 0 | 0 | 0
H | 0 | 0 | 0 | 0 | 0 | 0
LFG | 0 | 0 | 0 | 0 | 0 | 0
Nuc | 0 | 0 | 0 | 0 | 0 | 0
PS | 0 | 0 | 0 | 0 | 0 | 0
PV | 0 | 0 | 0 | 0 | 0 | 0
PeakG | 0 | 0 | 0 | 0 | 0 | 0
PeakO | 0 | 0 | 0 | 0 | 0 | 0
ST | 0 | 0 | 0 | 0 | 0 | 0
STOG | 0 | 0 | 0 | 0 | 0 | 0
STWD | 0 | 0 | 0 | 0 | 0 | 0
WT | 0 | 0 | 0 | 0 | 0 | 0
IGCC | 0 | 0 | 0 | 0 | 0 | 0
DemandResponse | 0 | 0 | 0 | 0 | 0 | 0
IGCC-CCS | 0 | 0 | 0 | 0 | 0 | 0
WT_off | 0 | 0 | 0 | 0 | 0 | 0
PseudoUnit | 0 | 0 | 0 | 0 | 0 | 0
FixedInterchange | 0 | 0 | 0 | 0 | 0 | 0
Emission Cost by Reporting Type: TVA
ReportingType | 2015 | 2020 | 2025 | 2030 | 2035 | 2040
BM | 0 | 0 | 0 | 0 | 0 | 0
CC | 0 | 0 | 0 | 0 | 0 | 0
CSP | 0 | 0 | 0 | 0 | 0 | 0
CT | 0 | 0 | 0 | 0 | 0 | 0
Coal | 0 | 0 | 0 | 0 | 0 | 0
Geo | 0 | 0 | 0 | 0 | 0 | 0
H | 0 | 0 | 0 | 0 | 0 | 0
LFG | 0 | 0 | 0 | 0 | 0 | 0
Nuc | 0 | 0 | 0 | 0 | 0 | 0
PS | 0 | 0 | 0 | 0 | 0 | 0
PV | 0 | 0 | 0 | 0 | 0 | 0
PeakG | 0 | 0 | 0 | 0 | 0 | 0
PeakO | 0 | 0 | 0 | 0 | 0 | 0
ST | 0 | 0 | 0 | 0 | 0 | 0
STOG | 0 | 0 | 0 | 0 | 0 | 0
STWD | 0 | 0 | 0 | 0 | 0 | 0
WT | 0 | 0 | 0 | 0 | 0 | 0
IGCC | 0 | 0 | 0 | 0 | 0 | 0
DemandResponse | 0 | 0 | 0 | 0 | 0 | 0
IGCC-CCS | 0 | 0 | 0 | 0 | 0 | 0
WT_off | 0 | 0 | 0 | 0 | 0 | 0
PseudoUnit | 0 | 0 | 0 | 0 | 0 | 0
FixedInterchange | 0 | 0 | 0 | 0 | 0 | 0
Emission Cost by Reporting Type: TVA_Transmission
ReportingType | 2015 | 2020 | 2025 | 2030 | 2035 | 2040
BM | 0 | 0 | 0 | 0 | 0 | 0
CC | 0 | 0 | 0 | 0 | 0 | 0
CSP | 0 | 0 | 0 | 0 | 0 | 0
CT | 0 | 0 | 0 | 0 | 0 | 0
Coal | 0 | 0 | 0 | 0 | 0 | 0
Geo | 0 | 0 | 0 | 0 | 0 | 0
H | 0 | 0 | 0 | 0 | 0 | 0
LFG | 0 | 0 | 0 | 0 | 0 | 0
Nuc | 0 | 0 | 0 | 0 | 0 | 0
PS | 0 | 0 | 0 | 0 | 0 | 0
PV | 0 | 0 | 0 | 0 | 0 | 0
PeakG | 0 | 0 | 0 | 0 | 0 | 0
PeakO | 0 | 0 | 0 | 0 | 0 | 0
ST | 0 | 0 | 0 | 0 | 0 | 0
STOG | 0 | 0 | 0 | 0 | 0 | 0
STWD | 0 | 0 | 0 | 0 | 0 | 0
WT | 0 | 0 | 0 | 0 | 0 | 0
IGCC | 0 | 0 | 0 | 0 | 0 | 0
DemandResponse | 0 | 0 | 0 | 0 | 0 | 0
IGCC-CCS | 0 | 0 | 0 | 0 | 0 | 0
WT_off | 0 | 0 | 0 | 0 | 0 | 0
PseudoUnit | 0 | 0 | 0 | 0 | 0 | 0
FixedInterchange | 0 | 0 | 0 | 0 | 0 | 0
Emission Cost by Reporting Type: VACAR
ReportingType | 2015 | 2020 | 2025 | 2030 | 2035 | 2040
BM | 0 | 0 | 0 | 0 | 0 | 0
CC | 0 | 0 | 0 | 0 | 0 | 0
CSP | 0 | 0 | 0 | 0 | 0 | 0
CT | 0 | 0 | 0 | 0 | 0 | 0
Coal | 0 | 0 | 0 | 0 | 0 | 0
Geo | 0 | 0 | 0 | 0 | 0 | 0
H | 0 | 0 | 0 | 0 | 0 | 0
LFG | 0 | 0 | 0 | 0 | 0 | 0
Nuc | 0 | 0 | 0 | 0 | 0 | 0
PS | 0 | 0 | 0 | 0 | 0 | 0
PV | 0 | 0 | 0 | 0 | 0 | 0
PeakG | 0 | 0 | 0 | 0 | 0 | 0
PeakO | 0 | 0 | 0 | 0 | 0 | 0
ST | 0 | 0 | 0 | 0 | 0 | 0
STOG | 0 | 0 | 0 | 0 | 0 | 0
STWD | 0 | 0 | 0 | 0 | 0 | 0
WT | 0 | 0 | 0 | 0 | 0 | 0
IGCC | 0 | 0 | 0 | 0 | 0 | 0
DemandResponse | 0 | 0 | 0 | 0 | 0 | 0
IGCC-CCS | 0 | 0 | 0 | 0 | 0 | 0
WT_off | 0 | 0 | 0 | 0 | 0 | 0
PseudoUnit | 0 | 0 | 0 | 0 | 0 | 0
FixedInterchange | 0 | 0 | 0 | 0 | 0 | 0
Emission Cost by Reporting Type: IESO
ReportingType | 2015 | 2020 | 2025 | 2030 | 2035 | 2040
BM | 0 | 0 | 0 | 0 | 0 | 0
CC | 0 | 0 | 0 | 0 | 0 | 0
CSP | 0 | 0 | 0 | 0 | 0 | 0
CT | 0 | 0 | 0 | 0 | 0 | 0
Coal | 0 | 0 | 0 | 0 | 0 | 0
Geo | 0 | 0 | 0 | 0 | 0 | 0
H | 0 | 0 | 0 | 0 | 0 | 0
LFG | 0 | 0 | 0 | 0 | 0 | 0
Nuc | 0 | 0 | 0 | 0 | 0 | 0
PS | 0 | 0 | 0 | 0 | 0 | 0
PV | 0 | 0 | 0 | 0 | 0 | 0
PeakG | 0 | 0 | 0 | 0 | 0 | 0
PeakO | 0 | 0 | 0 | 0 | 0 | 0
ST | 0 | 0 | 0 | 0 | 0 | 0
STOG | 0 | 0 | 0 | 0 | 0 | 0
STWD | 0 | 0 | 0 | 0 | 0 | 0
WT | 0 | 0 | 0 | 0 | 0 | 0
IGCC | 0 | 0 | 0 | 0 | 0 | 0
DemandResponse | 0 | 0 | 0 | 0 | 0 | 0
IGCC-CCS | 0 | 0 | 0 | 0 | 0 | 0
WT_off | 0 | 0 | 0 | 0 | 0 | 0
PseudoUnit | 0 | 0 | 0 | 0 | 0 | 0
FixedInterchange | 0 | 0 | 0 | 0 | 0 | 0
Emission Cost by Reporting Type: MAPP_CA
ReportingType | 2015 | 2020 | 2025 | 2030 | 2035 | 2040
BM | 0 | 0 | 0 | 0 | 0 | 0
CC | 0 | 0 | 0 | 0 | 0 | 0
CSP | 0 | 0 | 0 | 0 | 0 | 0
CT | 0 | 0 | 0 | 0 | 0 | 0
Coal | 0 | 0 | 0 | 0 | 0 | 0
Geo | 0 | 0 | 0 | 0 | 0 | 0
H | 0 | 0 | 0 | 0 | 0 | 0
LFG | 0 | 0 | 0 | 0 | 0 | 0
Nuc | 0 | 0 | 0 | 0 | 0 | 0
PS | 0 | 0 | 0 | 0 | 0 | 0
PV | 0 | 0 | 0 | 0 | 0 | 0
PeakG | 0 | 0 | 0 | 0 | 0 | 0
PeakO | 0 | 0 | 0 | 0 | 0 | 0
ST | 0 | 0 | 0 | 0 | 0 | 0
STOG | 0 | 0 | 0 | 0 | 0 | 0
STWD | 0 | 0 | 0 | 0 | 0 | 0
WT | 0 | 0 | 0 | 0 | 0 | 0
IGCC | 0 | 0 | 0 | 0 | 0 | 0
DemandResponse | 0 | 0 | 0 | 0 | 0 | 0
IGCC-CCS | 0 | 0 | 0 | 0 | 0 | 0
WT_off | 0 | 0 | 0 | 0 | 0 | 0
PseudoUnit | 0 | 0 | 0 | 0 | 0 | 0
FixedInterchange | 0 | 0 | 0 | 0 | 0 | 0
Emission Cost by Reporting Type: AZ_NM_SNV_Coal
ReportingType | 2015 | 2020 | 2025 | 2030 | 2035 | 2040
BM | 0 | 0 | 0 | 0 | 0 | 0
CC | 0 | 0 | 0 | 0 | 0 | 0
CSP | 0 | 0 | 0 | 0 | 0 | 0
CT | 0 | 0 | 0 | 0 | 0 | 0
Coal | 0 | 0 | 0 | 0 | 0 | 0
Geo | 0 | 0 | 0 | 0 | 0 | 0
H | 0 | 0 | 0 | 0 | 0 | 0
LFG | 0 | 0 | 0 | 0 | 0 | 0
Nuc | 0 | 0 | 0 | 0 | 0 | 0
PS | 0 | 0 | 0 | 0 | 0 | 0
PV | 0 | 0 | 0 | 0 | 0 | 0
PeakG | 0 | 0 | 0 | 0 | 0 | 0
PeakO | 0 | 0 | 0 | 0 | 0 | 0
ST | 0 | 0 | 0 | 0 | 0 | 0
STOG | 0 | 0 | 0 | 0 | 0 | 0
STWD | 0 | 0 | 0 | 0 | 0 | 0
WT | 0 | 0 | 0 | 0 | 0 | 0
IGCC | 0 | 0 | 0 | 0 | 0 | 0
DemandResponse | 0 | 0 | 0 | 0 | 0 | 0
IGCC-CCS | 0 | 0 | 0 | 0 | 0 | 0
WT_off | 0 | 0 | 0 | 0 | 0 | 0
PseudoUnit | 0 | 0 | 0 | 0 | 0 | 0
FixedInterchange | 0 | 0 | 0 | 0 | 0 | 0
Emission Cost by Reporting Type: AZ_NM_SNV_Gas
ReportingType | 2015 | 2020 | 2025 | 2030 | 2035 | 2040
BM | 0 | 0 | 0 | 0 | 0 | 0
CC | 0 | 0 | 0 | 0 | 0 | 0
CSP | 0 | 0 | 0 | 0 | 0 | 0
CT | 0 | 0 | 0 | 0 | 0 | 0
Coal | 0 | 0 | 0 | 0 | 0 | 0
Geo | 0 | 0 | 0 | 0 | 0 | 0
H | 0 | 0 | 0 | 0 | 0 | 0
LFG | 0 | 0 | 0 | 0 | 0 | 0
Nuc | 0 | 0 | 0 | 0 | 0 | 0
PS | 0 | 0 | 0 | 0 | 0 | 0
PV | 0 | 0 | 0 | 0 | 0 | 0
PeakG | 0 | 0 | 0 | 0 | 0 | 0
PeakO | 0 | 0 | 0 | 0 | 0 | 0
ST | 0 | 0 | 0 | 0 | 0 | 0
STOG | 0 | 0 | 0 | 0 | 0 | 0
STWD | 0 | 0 | 0 | 0 | 0 | 0
WT | 0 | 0 | 0 | 0 | 0 | 0
IGCC | 0 | 0 | 0 | 0 | 0 | 0
DemandResponse | 0 | 0 | 0 | 0 | 0 | 0
IGCC-CCS | 0 | 0 | 0 | 0 | 0 | 0
WT_off | 0 | 0 | 0 | 0 | 0 | 0
PseudoUnit | 0 | 0 | 0 | 0 | 0 | 0
FixedInterchange | 0 | 0 | 0 | 0 | 0 | 0
Emission Cost by Reporting Type: AZ_NM_SNV_NucRenew
ReportingType | 2015 | 2020 | 2025 | 2030 | 2035 | 2040
BM | 0 | 0 | 0 | 0 | 0 | 0
CC | 0 | 0 | 0 | 0 | 0 | 0
CSP | 0 | 0 | 0 | 0 | 0 | 0
CT | 0 | 0 | 0 | 0 | 0 | 0
Coal | 0 | 0 | 0 | 0 | 0 | 0
Geo | 0 | 0 | 0 | 0 | 0 | 0
H | 0 | 0 | 0 | 0 | 0 | 0
LFG | 0 | 0 | 0 | 0 | 0 | 0
Nuc | 0 | 0 | 0 | 0 | 0 | 0
PS | 0 | 0 | 0 | 0 | 0 | 0
PV | 0 | 0 | 0 | 0 | 0 | 0
PeakG | 0 | 0 | 0 | 0 | 0 | 0
PeakO | 0 | 0 | 0 | 0 | 0 | 0
ST | 0 | 0 | 0 | 0 | 0 | 0
STOG | 0 | 0 | 0 | 0 | 0 | 0
STWD | 0 | 0 | 0 | 0 | 0 | 0
WT | 0 | 0 | 0 | 0 | 0 | 0
IGCC | 0 | 0 | 0 | 0 | 0 | 0
DemandResponse | 0 | 0 | 0 | 0 | 0 | 0
IGCC-CCS | 0 | 0 | 0 | 0 | 0 | 0
WT_off | 0 | 0 | 0 | 0 | 0 | 0
PseudoUnit | 0 | 0 | 0 | 0 | 0 | 0
FixedInterchange | 0 | 0 | 0 | 0 | 0 | 0
Emission Cost by Reporting Type: ERCOT
ReportingType | 2015 | 2020 | 2025 | 2030 | 2035 | 2040
BM | 0 | 0 | 0 | 0 | 0 | 0
CC | 0 | 0 | 0 | 0 | 0 | 0
CSP | 0 | 0 | 0 | 0 | 0 | 0
CT | 0 | 0 | 0 | 0 | 0 | 0
Coal | 0 | 0 | 0 | 0 | 0 | 0
Geo | 0 | 0 | 0 | 0 | 0 | 0
H | 0 | 0 | 0 | 0 | 0 | 0
LFG | 0 | 0 | 0 | 0 | 0 | 0
Nuc | 0 | 0 | 0 | 0 | 0 | 0
PS | 0 | 0 | 0 | 0 | 0 | 0
PV | 0 | 0 | 0 | 0 | 0 | 0
PeakG | 0 | 0 | 0 | 0 | 0 | 0
PeakO | 0 | 0 | 0 | 0 | 0 | 0
ST | 0 | 0 | 0 | 0 | 0 | 0
STOG | 0 | 0 | 0 | 0 | 0 | 0
STWD | 0 | 0 | 0 | 0 | 0 | 0
WT | 0 | 0 | 0 | 0 | 0 | 0
IGCC | 0 | 0 | 0 | 0 | 0 | 0
DemandResponse | 0 | 0 | 0 | 0 | 0 | 0
IGCC-CCS | 0 | 0 | 0 | 0 | 0 | 0
WT_off | 0 | 0 | 0 | 0 | 0 | 0
PseudoUnit | 0 | 0 | 0 | 0 | 0 | 0
FixedInterchange | 0 | 0 | 0 | 0 | 0 | 0
Emission Cost by Reporting Type: NP15
ReportingType | 2015 | 2020 | 2025 | 2030 | 2035 | 2040
BM | 0 | 0 | 0 | 0 | 0 | 0
CC | 0 | 0 | 0 | 0 | 0 | 0
CSP | 0 | 0 | 0 | 0 | 0 | 0
CT | 0 | 0 | 0 | 0 | 0 | 0
Coal | 0 | 0 | 0 | 0 | 0 | 0
Geo | 0 | 0 | 0 | 0 | 0 | 0
H | 0 | 0 | 0 | 0 | 0 | 0
LFG | 0 | 0 | 0 | 0 | 0 | 0
Nuc | 0 | 0 | 0 | 0 | 0 | 0
PS | 0 | 0 | 0 | 0 | 0 | 0
PV | 0 | 0 | 0 | 0 | 0 | 0
PeakG | 0 | 0 | 0 | 0 | 0 | 0
PeakO | 0 | 0 | 0 | 0 | 0 | 0
ST | 0 | 0 | 0 | 0 | 0 | 0
STOG | 0 | 0 | 0 | 0 | 0 | 0
STWD | 0 | 0 | 0 | 0 | 0 | 0
WT | 0 | 0 | 0 | 0 | 0 | 0
IGCC | 0 | 0 | 0 | 0 | 0 | 0
DemandResponse | 0 | 0 | 0 | 0 | 0 | 0
IGCC-CCS | 0 | 0 | 0 | 0 | 0 | 0
WT_off | 0 | 0 | 0 | 0 | 0 | 0
PseudoUnit | 0 | 0 | 0 | 0 | 0 | 0
FixedInterchange | 0 | 0 | 0 | 0 | 0 | 0
Emission Cost by Reporting Type: NWPP_Coal
ReportingType | 2015 | 2020 | 2025 | 2030 | 2035 | 2040
BM | 0 | 0 | 0 | 0 | 0 | 0
CC | 0 | 0 | 0 | 0 | 0 | 0
CSP | 0 | 0 | 0 | 0 | 0 | 0
CT | 0 | 0 | 0 | 0 | 0 | 0
Coal | 0 | 0 | 0 | 0 | 0 | 0
Geo | 0 | 0 | 0 | 0 | 0 | 0
H | 0 | 0 | 0 | 0 | 0 | 0
LFG | 0 | 0 | 0 | 0 | 0 | 0
Nuc | 0 | 0 | 0 | 0 | 0 | 0
PS | 0 | 0 | 0 | 0 | 0 | 0
PV | 0 | 0 | 0 | 0 | 0 | 0
PeakG | 0 | 0 | 0 | 0 | 0 | 0
PeakO | 0 | 0 | 0 | 0 | 0 | 0
ST | 0 | 0 | 0 | 0 | 0 | 0
STOG | 0 | 0 | 0 | 0 | 0 | 0
STWD | 0 | 0 | 0 | 0 | 0 | 0
WT | 0 | 0 | 0 | 0 | 0 | 0
IGCC | 0 | 0 | 0 | 0 | 0 | 0
DemandResponse | 0 | 0 | 0 | 0 | 0 | 0
IGCC-CCS | 0 | 0 | 0 | 0 | 0 | 0
WT_off | 0 | 0 | 0 | 0 | 0 | 0
PseudoUnit | 0 | 0 | 0 | 0 | 0 | 0
FixedInterchange | 0 | 0 | 0 | 0 | 0 | 0
Emission Cost by Reporting Type: NWPP_Gas
ReportingType | 2015 | 2020 | 2025 | 2030 | 2035 | 2040
BM | 0 | 0 | 0 | 0 | 0 | 0
CC | 0 | 0 | 0 | 0 | 0 | 0
CSP | 0 | 0 | 0 | 0 | 0 | 0
CT | 0 | 0 | 0 | 0 | 0 | 0
Coal | 0 | 0 | 0 | 0 | 0 | 0
Geo | 0 | 0 | 0 | 0 | 0 | 0
H | 0 | 0 | 0 | 0 | 0 | 0
LFG | 0 | 0 | 0 | 0 | 0 | 0
Nuc | 0 | 0 | 0 | 0 | 0 | 0
PS | 0 | 0 | 0 | 0 | 0 | 0
PV | 0 | 0 | 0 | 0 | 0 | 0
PeakG | 0 | 0 | 0 | 0 | 0 | 0
PeakO | 0 | 0 | 0 | 0 | 0 | 0
ST | 0 | 0 | 0 | 0 | 0 | 0
STOG | 0 | 0 | 0 | 0 | 0 | 0
STWD | 0 | 0 | 0 | 0 | 0 | 0
WT | 0 | 0 | 0 | 0 | 0 | 0
IGCC | 0 | 0 | 0 | 0 | 0 | 0
DemandResponse | 0 | 0 | 0 | 0 | 0 | 0
IGCC-CCS | 0 | 0 | 0 | 0 | 0 | 0
WT_off | 0 | 0 | 0 | 0 | 0 | 0
PseudoUnit | 0 | 0 | 0 | 0 | 0 | 0
FixedInterchange | 0 | 0 | 0 | 0 | 0 | 0
Emission Cost by Reporting Type: NWPP_NucRenew
ReportingType | 2015 | 2020 | 2025 | 2030 | 2035 | 2040
BM | 0 | 0 | 0 | 0 | 0 | 0
CC | 0 | 0 | 0 | 0 | 0 | 0
CSP | 0 | 0 | 0 | 0 | 0 | 0
CT | 0 | 0 | 0 | 0 | 0 | 0
Coal | 0 | 0 | 0 | 0 | 0 | 0
Geo | 0 | 0 | 0 | 0 | 0 | 0
H | 0 | 0 | 0 | 0 | 0 | 0
LFG | 0 | 0 | 0 | 0 | 0 | 0
Nuc | 0 | 0 | 0 | 0 | 0 | 0
PS | 0 | 0 | 0 | 0 | 0 | 0
PV | 0 | 0 | 0 | 0 | 0 | 0
PeakG | 0 | 0 | 0 | 0 | 0 | 0
PeakO | 0 | 0 | 0 | 0 | 0 | 0
ST | 0 | 0 | 0 | 0 | 0 | 0
STOG | 0 | 0 | 0 | 0 | 0 | 0
STWD | 0 | 0 | 0 | 0 | 0 | 0
WT | 0 | 0 | 0 | 0 | 0 | 0
IGCC | 0 | 0 | 0 | 0 | 0 | 0
DemandResponse | 0 | 0 | 0 | 0 | 0 | 0
IGCC-CCS | 0 | 0 | 0 | 0 | 0 | 0
WT_off | 0 | 0 | 0 | 0 | 0 | 0
PseudoUnit | 0 | 0 | 0 | 0 | 0 | 0
FixedInterchange | 0 | 0 | 0 | 0 | 0 | 0
Emission Cost by Reporting Type: RMPA
ReportingType | 2015 | 2020 | 2025 | 2030 | 2035 | 2040
BM | 0 | 0 | 0 | 0 | 0 | 0
CC | 0 | 0 | 0 | 0 | 0 | 0
CSP | 0 | 0 | 0 | 0 | 0 | 0
CT | 0 | 0 | 0 | 0 | 0 | 0
Coal | 0 | 0 | 0 | 0 | 0 | 0
Geo | 0 | 0 | 0 | 0 | 0 | 0
H | 0 | 0 | 0 | 0 | 0 | 0
LFG | 0 | 0 | 0 | 0 | 0 | 0
Nuc | 0 | 0 | 0 | 0 | 0 | 0
PS | 0 | 0 | 0 | 0 | 0 | 0
PV | 0 | 0 | 0 | 0 | 0 | 0
PeakG | 0 | 0 | 0 | 0 | 0 | 0
PeakO | 0 | 0 | 0 | 0 | 0 | 0
ST | 0 | 0 | 0 | 0 | 0 | 0
STOG | 0 | 0 | 0 | 0 | 0 | 0
STWD | 0 | 0 | 0 | 0 | 0 | 0
WT | 0 | 0 | 0 | 0 | 0 | 0
IGCC | 0 | 0 | 0 | 0 | 0 | 0
DemandResponse | 0 | 0 | 0 | 0 | 0 | 0
IGCC-CCS | 0 | 0 | 0 | 0 | 0 | 0
WT_off | 0 | 0 | 0 | 0 | 0 | 0
PseudoUnit | 0 | 0 | 0 | 0 | 0 | 0
FixedInterchange | 0 | 0 | 0 | 0 | 0 | 0
Emission Cost by Reporting Type: SP15
ReportingType | 2015 | 2020 | 2025 | 2030 | 2035 | 2040
BM | 0 | 0 | 0 | 0 | 0 | 0
CC | 0 | 0 | 0 | 0 | 0 | 0
CSP | 0 | 0 | 0 | 0 | 0 | 0
CT | 0 | 0 | 0 | 0 | 0 | 0
Coal | 0 | 0 | 0 | 0 | 0 | 0
Geo | 0 | 0 | 0 | 0 | 0 | 0
H | 0 | 0 | 0 | 0 | 0 | 0
LFG | 0 | 0 | 0 | 0 | 0 | 0
Nuc | 0 | 0 | 0 | 0 | 0 | 0
PS | 0 | 0 | 0 | 0 | 0 | 0
PV | 0 | 0 | 0 | 0 | 0 | 0
PeakG | 0 | 0 | 0 | 0 | 0 | 0
PeakO | 0 | 0 | 0 | 0 | 0 | 0
ST | 0 | 0 | 0 | 0 | 0 | 0
STOG | 0 | 0 | 0 | 0 | 0 | 0
STWD | 0 | 0 | 0 | 0 | 0 | 0
WT | 0 | 0 | 0 | 0 | 0 | 0
IGCC | 0 | 0 | 0 | 0 | 0 | 0
DemandResponse | 0 | 0 | 0 | 0 | 0 | 0
IGCC-CCS | 0 | 0 | 0 | 0 | 0 | 0
WT_off | 0 | 0 | 0 | 0 | 0 | 0
PseudoUnit | 0 | 0 | 0 | 0 | 0 | 0
FixedInterchange | 0 | 0 | 0 | 0 | 0 | 0
Emission Cost by Reporting Type: ALB
ReportingType | 2015 | 2020 | 2025 | 2030 | 2035 | 2040
BM | 0 | 0 | 0 | 0 | 0 | 0
CC | 0 | 0 | 0 | 0 | 0 | 0
CSP | 0 | 0 | 0 | 0 | 0 | 0
CT | 0 | 0 | 0 | 0 | 0 | 0
Coal | 0 | 0 | 0 | 0 | 0 | 0
Geo | 0 | 0 | 0 | 0 | 0 | 0
H | 0 | 0 | 0 | 0 | 0 | 0
LFG | 0 | 0 | 0 | 0 | 0 | 0
Nuc | 0 | 0 | 0 | 0 | 0 | 0
PS | 0 | 0 | 0 | 0 | 0 | 0
PV | 0 | 0 | 0 | 0 | 0 | 0
PeakG | 0 | 0 | 0 | 0 | 0 | 0
PeakO | 0 | 0 | 0 | 0 | 0 | 0
ST | 0 | 0 | 0 | 0 | 0 | 0
STOG | 0 | 0 | 0 | 0 | 0 | 0
STWD | 0 | 0 | 0 | 0 | 0 | 0
WT | 0 | 0 | 0 | 0 | 0 | 0
IGCC | 0 | 0 | 0 | 0 | 0 | 0
DemandResponse | 0 | 0 | 0 | 0 | 0 | 0
IGCC-CCS | 0 | 0 | 0 | 0 | 0 | 0
WT_off | 0 | 0 | 0 | 0 | 0 | 0
PseudoUnit | 0 | 0 | 0 | 0 | 0 | 0
FixedInterchange | 0 | 0 | 0 | 0 | 0 | 0
Emission Cost by Reporting Type: BC
ReportingType | 2015 | 2020 | 2025 | 2030 | 2035 | 2040
BM | 0 | 0 | 0 | 0 | 0 | 0
CC | 0 | 0 | 0 | 0 | 0 | 0
CSP | 0 | 0 | 0 | 0 | 0 | 0
CT | 0 | 0 | 0 | 0 | 0 | 0
Coal | 0 | 0 | 0 | 0 | 0 | 0
Geo | 0 | 0 | 0 | 0 | 0 | 0
H | 0 | 0 | 0 | 0 | 0 | 0
LFG | 0 | 0 | 0 | 0 | 0 | 0
Nuc | 0 | 0 | 0 | 0 | 0 | 0
PS | 0 | 0 | 0 | 0 | 0 | 0
PV | 0 | 0 | 0 | 0 | 0 | 0
PeakG | 0 | 0 | 0 | 0 | 0 | 0
PeakO | 0 | 0 | 0 | 0 | 0 | 0
ST | 0 | 0 | 0 | 0 | 0 | 0
STOG | 0 | 0 | 0 | 0 | 0 | 0
STWD | 0 | 0 | 0 | 0 | 0 | 0
WT | 0 | 0 | 0 | 0 | 0 | 0
IGCC | 0 | 0 | 0 | 0 | 0 | 0
DemandResponse | 0 | 0 | 0 | 0 | 0 | 0
IGCC-CCS | 0 | 0 | 0 | 0 | 0 | 0
WT_off | 0 | 0 | 0 | 0 | 0 | 0
PseudoUnit | 0 | 0 | 0 | 0 | 0 | 0
FixedInterchange | 0 | 0 | 0 | 0 | 0 | 0
Emission Cost by Reporting Type: HQ_IESO
ReportingType | 2015 | 2020 | 2025 | 2030 | 2035 | 2040
BM | 0 | 0 | 0 | 0 | 0 | 0
CC | 0 | 0 | 0 | 0 | 0 | 0
CSP | 0 | 0 | 0 | 0 | 0 | 0
CT | 0 | 0 | 0 | 0 | 0 | 0
Coal | 0 | 0 | 0 | 0 | 0 | 0
Geo | 0 | 0 | 0 | 0 | 0 | 0
H | 0 | 0 | 0 | 0 | 0 | 0
LFG | 0 | 0 | 0 | 0 | 0 | 0
Nuc | 0 | 0 | 0 | 0 | 0 | 0
PS | 0 | 0 | 0 | 0 | 0 | 0
PV | 0 | 0 | 0 | 0 | 0 | 0
PeakG | 0 | 0 | 0 | 0 | 0 | 0
PeakO | 0 | 0 | 0 | 0 | 0 | 0
ST | 0 | 0 | 0 | 0 | 0 | 0
STOG | 0 | 0 | 0 | 0 | 0 | 0
STWD | 0 | 0 | 0 | 0 | 0 | 0
WT | 0 | 0 | 0 | 0 | 0 | 0
IGCC | 0 | 0 | 0 | 0 | 0 | 0
DemandResponse | 0 | 0 | 0 | 0 | 0 | 0
IGCC-CCS | 0 | 0 | 0 | 0 | 0 | 0
WT_off | 0 | 0 | 0 | 0 | 0 | 0
PseudoUnit | 0 | 0 | 0 | 0 | 0 | 0
FixedInterchange | 0 | 0 | 0 | 0 | 0 | 0
Emission Cost by Reporting Type: HQ_NEISO
ReportingType | 2015 | 2020 | 2025 | 2030 | 2035 | 2040
BM | 0 | 0 | 0 | 0 | 0 | 0
CC | 0 | 0 | 0 | 0 | 0 | 0
CSP | 0 | 0 | 0 | 0 | 0 | 0
CT | 0 | 0 | 0 | 0 | 0 | 0
Coal | 0 | 0 | 0 | 0 | 0 | 0
Geo | 0 | 0 | 0 | 0 | 0 | 0
H | 0 | 0 | 0 | 0 | 0 | 0
LFG | 0 | 0 | 0 | 0 | 0 | 0
Nuc | 0 | 0 | 0 | 0 | 0 | 0
PS | 0 | 0 | 0 | 0 | 0 | 0
PV | 0 | 0 | 0 | 0 | 0 | 0
PeakG | 0 | 0 | 0 | 0 | 0 | 0
PeakO | 0 | 0 | 0 | 0 | 0 | 0
ST | 0 | 0 | 0 | 0 | 0 | 0
STOG | 0 | 0 | 0 | 0 | 0 | 0
STWD | 0 | 0 | 0 | 0 | 0 | 0
WT | 0 | 0 | 0 | 0 | 0 | 0
IGCC | 0 | 0 | 0 | 0 | 0 | 0
DemandResponse | 0 | 0 | 0 | 0 | 0 | 0
IGCC-CCS | 0 | 0 | 0 | 0 | 0 | 0
WT_off | 0 | 0 | 0 | 0 | 0 | 0
PseudoUnit | 0 | 0 | 0 | 0 | 0 | 0
FixedInterchange | 0 | 0 | 0 | 0 | 0 | 0
Emission Cost by Reporting Type: HQ_NY
ReportingType | 2015 | 2020 | 2025 | 2030 | 2035 | 2040
BM | 0 | 0 | 0 | 0 | 0 | 0
CC | 0 | 0 | 0 | 0 | 0 | 0
CSP | 0 | 0 | 0 | 0 | 0 | 0
CT | 0 | 0 | 0 | 0 | 0 | 0
Coal | 0 | 0 | 0 | 0 | 0 | 0
Geo | 0 | 0 | 0 | 0 | 0 | 0
H | 0 | 0 | 0 | 0 | 0 | 0
LFG | 0 | 0 | 0 | 0 | 0 | 0
Nuc | 0 | 0 | 0 | 0 | 0 | 0
PS | 0 | 0 | 0 | 0 | 0 | 0
PV | 0 | 0 | 0 | 0 | 0 | 0
PeakG | 0 | 0 | 0 | 0 | 0 | 0
PeakO | 0 | 0 | 0 | 0 | 0 | 0
ST | 0 | 0 | 0 | 0 | 0 | 0
STOG | 0 | 0 | 0 | 0 | 0 | 0
STWD | 0 | 0 | 0 | 0 | 0 | 0
WT | 0 | 0 | 0 | 0 | 0 | 0
IGCC | 0 | 0 | 0 | 0 | 0 | 0
DemandResponse | 0 | 0 | 0 | 0 | 0 | 0
IGCC-CCS | 0 | 0 | 0 | 0 | 0 | 0
WT_off | 0 | 0 | 0 | 0 | 0 | 0
PseudoUnit | 0 | 0 | 0 | 0 | 0 | 0
FixedInterchange | 0 | 0 | 0 | 0 | 0 | 0
Emission Cost by Reporting Type: MARITIMES
ReportingType | 2015 | 2020 | 2025 | 2030 | 2035 | 2040
BM | 0 | 0 | 0 | 0 | 0 | 0
CC | 0 | 0 | 0 | 0 | 0 | 0
CSP | 0 | 0 | 0 | 0 | 0 | 0
CT | 0 | 0 | 0 | 0 | 0 | 0
Coal | 0 | 0 | 0 | 0 | 0 | 0
Geo | 0 | 0 | 0 | 0 | 0 | 0
H | 0 | 0 | 0 | 0 | 0 | 0
LFG | 0 | 0 | 0 | 0 | 0 | 0
Nuc | 0 | 0 | 0 | 0 | 0 | 0
PS | 0 | 0 | 0 | 0 | 0 | 0
PV | 0 | 0 | 0 | 0 | 0 | 0
PeakG | 0 | 0 | 0 | 0 | 0 | 0
PeakO | 0 | 0 | 0 | 0 | 0 | 0
ST | 0 | 0 | 0 | 0 | 0 | 0
STOG | 0 | 0 | 0 | 0 | 0 | 0
STWD | 0 | 0 | 0 | 0 | 0 | 0
WT | 0 | 0 | 0 | 0 | 0 | 0
IGCC | 0 | 0 | 0 | 0 | 0 | 0
DemandResponse | 0 | 0 | 0 | 0 | 0 | 0
IGCC-CCS | 0 | 0 | 0 | 0 | 0 | 0
WT_off | 0 | 0 | 0 | 0 | 0 | 0
PseudoUnit | 0 | 0 | 0 | 0 | 0 | 0
FixedInterchange | 0 | 0 | 0 | 0 | 0 | 0
Emission Cost by Reporting Type: All
ReportingType | 2015 | 2020 | 2025 | 2030 | 2035 | 2040
BM | 0 | 0 | 0 | 0 | 0 | 0
CC | 0 | 0 | 0 | 0 | 0 | 0
CSP | 0 | 0 | 0 | 0 | 0 | 0
CT | 0 | 0 | 0 | 0 | 0 | 0
Coal | 0 | 0 | 0 | 0 | 0 | 0
Geo | 0 | 0 | 0 | 0 | 0 | 0
H | 0 | 0 | 0 | 0 | 0 | 0
LFG | 0 | 0 | 0 | 0 | 0 | 0
Nuc | 0 | 0 | 0 | 0 | 0 | 0
PS | 0 | 0 | 0 | 0 | 0 | 0
PV | 0 | 0 | 0 | 0 | 0 | 0
PeakG | 0 | 0 | 0 | 0 | 0 | 0
PeakO | 0 | 0 | 0 | 0 | 0 | 0
ST | 0 | 0 | 0 | 0 | 0 | 0
STOG | 0 | 0 | 0 | 0 | 0 | 0
STWD | 0 | 0 | 0 | 0 | 0 | 0
WT | 0 | 0 | 0 | 0 | 0 | 0
IGCC | 0 | 0 | 0 | 0 | 0 | 0
DemandResponse | 0 | 0 | 0 | 0 | 0 | 0
IGCC-CCS | 0 | 0 | 0 | 0 | 0 | 0
WT_off | 0 | 0 | 0 | 0 | 0 | 0
PseudoUnit | 0 | 0 | 0 | 0 | 0 | 0
FixedInterchange | 0 | 0 | 0 | 0 | 0 | 0
Emission Cost by Reporting Type: EI_US
ReportingType | 2015 | 2020 | 2025 | 2030 | 2035 | 2040
BM | 0 | 0 | 0 | 0 | 0 | 0
CC | 0 | 0 | 0 | 0 | 0 | 0
CSP | 0 | 0 | 0 | 0 | 0 | 0
CT | 0 | 0 | 0 | 0 | 0 | 0
Coal | 0 | 0 | 0 | 0 | 0 | 0
Geo | 0 | 0 | 0 | 0 | 0 | 0
H | 0 | 0 | 0 | 0 | 0 | 0
LFG | 0 | 0 | 0 | 0 | 0 | 0
Nuc | 0 | 0 | 0 | 0 | 0 | 0
PS | 0 | 0 | 0 | 0 | 0 | 0
PV | 0 | 0 | 0 | 0 | 0 | 0
PeakG | 0 | 0 | 0 | 0 | 0 | 0
PeakO | 0 | 0 | 0 | 0 | 0 | 0
ST | 0 | 0 | 0 | 0 | 0 | 0
STOG | 0 | 0 | 0 | 0 | 0 | 0
STWD | 0 | 0 | 0 | 0 | 0 | 0
WT | 0 | 0 | 0 | 0 | 0 | 0
IGCC | 0 | 0 | 0 | 0 | 0 | 0
DemandResponse | 0 | 0 | 0 | 0 | 0 | 0
IGCC-CCS | 0 | 0 | 0 | 0 | 0 | 0
WT_off | 0 | 0 | 0 | 0 | 0 | 0
PseudoUnit | 0 | 0 | 0 | 0 | 0 | 0
FixedInterchange | 0 | 0 | 0 | 0 | 0 | 0
Emission Cost by Reporting Type: EI_Canada
ReportingType | 2015 | 2020 | 2025 | 2030 | 2035 | 2040
BM | 0 | 0 | 0 | 0 | 0 | 0
CC | 0 | 0 | 0 | 0 | 0 | 0
CSP | 0 | 0 | 0 | 0 | 0 | 0
CT | 0 | 0 | 0 | 0 | 0 | 0
Coal | 0 | 0 | 0 | 0 | 0 | 0
Geo | 0 | 0 | 0 | 0 | 0 | 0
H | 0 | 0 | 0 | 0 | 0 | 0
LFG | 0 | 0 | 0 | 0 | 0 | 0
Nuc | 0 | 0 | 0 | 0 | 0 | 0
PS | 0 | 0 | 0 | 0 | 0 | 0
PV | 0 | 0 | 0 | 0 | 0 | 0
PeakG | 0 | 0 | 0 | 0 | 0 | 0
PeakO | 0 | 0 | 0 | 0 | 0 | 0
ST | 0 | 0 | 0 | 0 | 0 | 0
STOG | 0 | 0 | 0 | 0 | 0 | 0
STWD | 0 | 0 | 0 | 0 | 0 | 0
WT | 0 | 0 | 0 | 0 | 0 | 0
IGCC | 0 | 0 | 0 | 0 | 0 | 0
DemandResponse | 0 | 0 | 0 | 0 | 0 | 0
IGCC-CCS | 0 | 0 | 0 | 0 | 0 | 0
WT_off | 0 | 0 | 0 | 0 | 0 | 0
PseudoUnit | 0 | 0 | 0 | 0 | 0 | 0
FixedInterchange | 0 | 0 | 0 | 0 | 0 | 0
Emission Cost by Reporting Type: EI
ReportingType | 2015 | 2020 | 2025 | 2030 | 2035 | 2040
BM | 0 | 0 | 0 | 0 | 0 | 0
CC | 0 | 0 | 0 | 0 | 0 | 0
CSP | 0 | 0 | 0 | 0 | 0 | 0
CT | 0 | 0 | 0 | 0 | 0 | 0
Coal | 0 | 0 | 0 | 0 | 0 | 0
Geo | 0 | 0 | 0 | 0 | 0 | 0
H | 0 | 0 | 0 | 0 | 0 | 0
LFG | 0 | 0 | 0 | 0 | 0 | 0
Nuc | 0 | 0 | 0 | 0 | 0 | 0
PS | 0 | 0 | 0 | 0 | 0 | 0
PV | 0 | 0 | 0 | 0 | 0 | 0
PeakG | 0 | 0 | 0 | 0 | 0 | 0
PeakO | 0 | 0 | 0 | 0 | 0 | 0
ST | 0 | 0 | 0 | 0 | 0 | 0
STOG | 0 | 0 | 0 | 0 | 0 | 0
STWD | 0 | 0 | 0 | 0 | 0 | 0
WT | 0 | 0 | 0 | 0 | 0 | 0
IGCC | 0 | 0 | 0 | 0 | 0 | 0
DemandResponse | 0 | 0 | 0 | 0 | 0 | 0
IGCC-CCS | 0 | 0 | 0 | 0 | 0 | 0
WT_off | 0 | 0 | 0 | 0 | 0 | 0
PseudoUnit | 0 | 0 | 0 | 0 | 0 | 0
FixedInterchange | 0 | 0 | 0 | 0 | 0 | 0
Emission Cost by Reporting Type: Outside_EI
ReportingType | 2015 | 2020 | 2025 | 2030 | 2035 | 2040
BM | 0 | 0 | 0 | 0 | 0 | 0
CC | 0 | 0 | 0 | 0 | 0 | 0
CSP | 0 | 0 | 0 | 0 | 0 | 0
CT | 0 | 0 | 0 | 0 | 0 | 0
Coal | 0 | 0 | 0 | 0 | 0 | 0
Geo | 0 | 0 | 0 | 0 | 0 | 0
H | 0 | 0 | 0 | 0 | 0 | 0
LFG | 0 | 0 | 0 | 0 | 0 | 0
Nuc | 0 | 0 | 0 | 0 | 0 | 0
PS | 0 | 0 | 0 | 0 | 0 | 0
PV | 0 | 0 | 0 | 0 | 0 | 0
PeakG | 0 | 0 | 0 | 0 | 0 | 0
PeakO | 0 | 0 | 0 | 0 | 0 | 0
ST | 0 | 0 | 0 | 0 | 0 | 0
STOG | 0 | 0 | 0 | 0 | 0 | 0
STWD | 0 | 0 | 0 | 0 | 0 | 0
WT | 0 | 0 | 0 | 0 | 0 | 0
IGCC | 0 | 0 | 0 | 0 | 0 | 0
DemandResponse | 0 | 0 | 0 | 0 | 0 | 0
IGCC-CCS | 0 | 0 | 0 | 0 | 0 | 0
WT_off | 0 | 0 | 0 | 0 | 0 | 0
PseudoUnit | 0 | 0 | 0 | 0 | 0 | 0
FixedInterchange | 0 | 0 | 0 | 0 | 0 | 0
==== Emission Program: Carbon : (CO2) ====
Emission Cost by Reporting Type: Entergy
ReportingType | 2015 | 2020 | 2025 | 2030 | 2035 | 2040
BM | 0 | 0 | 0 | 0 | 0 | 0
CC | 557.69 | 876.5 | 912.51 | 1481.13 | 1523.4 | 1754.98
CSP | 0 | 0 | 0 | 0 | 0 | 0
CT | 0 | 0 | 0 | 0 | 0 | 0
Coal | 1259.16 | 207.8 | 41.16 | 0 | 0 | 0
Geo | 0 | 0 | 0 | 0 | 0 | 0
H | 0 | 0 | 0 | 0 | 0 | 0
LFG | 0 | 0 | 0 | 0 | 0 | 0
Nuc | 0 | 0 | 0 | 0 | 0 | 0
PS | 0 | 0 | 0 | 0 | 0 | 0
PV | 0 | 0 | 0 | 0 | 0 | 0
PeakG | 0 | 0 | 0 | 0 | 0 | 0
PeakO | 0 | 0 | 0 | 0 | 0 | 0
ST | 0 | 0 | 0 | 0 | 0 | 0
STOG | 7.49 | 9.06 | 9.67 | 0 | 0 | 0
STWD | 0 | 0 | 0 | 0 | 0 | 0
WT | 0 | 0 | 0 | 0 | 0 | 0
IGCC | 0 | 0 | 0 | 0 | 0 | 0
DemandResponse | 0 | 0 | 0 | 0 | 0 | 0
IGCC-CCS | 0 | 0 | 0 | 0 | 0 | 0
WT_off | 0 | 0 | 0 | 0 | 0 | 0
PseudoUnit | 0 | 0 | 0 | 0 | 0 | 0
FixedInterchange | 0 | 0 | 0 | 0 | 0 | 0
Emission Cost by Reporting Type: FRCC
ReportingType | 2015 | 2020 | 2025 | 2030 | 2035 | 2040
BM | 0 | 0 | 0 | 0 | 0 | 0
CC | 1460.91 | 2146.56 | 3658.63 | 7280.45 | 4342.98 | 4873.58
CSP | 0 | 0 | 0 | 0 | 0 | 0
CT | 5.97 | 8.48 | 27.24 | 47.72 | 0 | 0
Coal | 402.49 | 282.76 | 61.67 | 15.78 | 59.17 | 133.6
Geo | 0 | 0 | 0 | 0 | 0 | 0
H | 0 | 0 | 0 | 0 | 0 | 0
LFG | 0 | 0 | 0 | 0 | 0 | 0
Nuc | 0 | 0 | 0 | 0 | 0 | 0
PS | 0 | 0 | 0 | 0 | 0 | 0
PV | 0 | 0 | 0 | 0 | 0 | 0
PeakG | 4.77 | 10.93 | 22.45 | 13.99 | 24.89 | 28.17
PeakO | 0 | 0 | 0 | 0 | 0 | 0
ST | 0 | 0 | 0 | 0 | 0 | 0
STOG | 0 | 0 | 0 | 0 | 0 | 0
STWD | 0 | 0 | 0 | 0 | 0 | 0
WT | 0 | 0 | 0 | 0 | 0 | 0
IGCC | 0 | 0 | 0 | 0 | 0 | 0
DemandResponse | 0 | 0 | 0 | 0 | 0 | 0
IGCC-CCS | 0 | 0 | 0 | 0 | 0 | 0
WT_off | 0 | 0 | 0 | 0 | 0 | 0
PseudoUnit | 0 | 0 | 0 | 0 | 0 | 0
FixedInterchange | 0 | 0 | 0 | 0 | 0 | 0
Emission Cost by Reporting Type: MAPP_US
ReportingType | 2015 | 2020 | 2025 | 2030 | 2035 | 2040
BM | 0 | 0 | 0 | 0 | 0 | 0
CC | 1.88 | 2.38 | 3.63 | 12.74 | 15.07 | 12.32
CSP | 0 | 0 | 0 | 0 | 0 | 0
CT | 0 | 0 | 0 | 0 | 0 | 0
Coal | 295.81 | 217.39 | 14.06 | 0 | 0 | 0
Geo | 0 | 0 | 0 | 0 | 0 | 0
H | 0 | 0 | 0 | 0 | 0 | 0
LFG | 0 | 0 | 0 | 0 | 0 | 0
Nuc | 0 | 0 | 0 | 0 | 0 | 0
PS | 0 | 0 | 0 | 0 | 0 | 0
PV | 0 | 0 | 0 | 0 | 0 | 0
PeakG | 0.77 | 1.45 | 0.66 | 5.31 | 5.15 | 7.35
PeakO | 0 | 0 | 0 | 0 | 0 | 0
ST | 0 | 0 | 0 | 0 | 0 | 0
STOG | 0 | 0 | 0 | 0 | 0 | 0
STWD | 0 | 0 | 0 | 0 | 0 | 0
WT | 0 | 0 | 0 | 0 | 0 | 0
IGCC | 0 | 0 | 0 | 0 | 0 | 0
DemandResponse | 0 | 0 | 0 | 0 | 0 | 0
IGCC-CCS | 0 | 0 | 0 | 0 | 0 | 0
WT_off | 0 | 0 | 0 | 0 | 0 | 0
PseudoUnit | 0 | 0 | 0 | 0 | 0 | 0
FixedInterchange | 0 | 0 | 0 | 0 | 0 | 0
Emission Cost by Reporting Type: MISO_IN
ReportingType | 2015 | 2020 | 2025 | 2030 | 2035 | 2040
BM | 0 | 0 | 0 | 0 | 0 | 0
CC | 33.13 | 1205.27 | 1982.27 | 3119.55 | 2793.85 | 2722.69
CSP | 0 | 0 | 0 | 0 | 0 | 0
CT | 0 | 0 | 0 | 0 | 0 | 0
Coal | 1489.98 | 1213.97 | 240.25 | 28.21 | 132.63 | 293.4
Geo | 0 | 0 | 0 | 0 | 0 | 0
H | 0 | 0 | 0 | 0 | 0 | 0
LFG | 0 | 0 | 0 | 0 | 0 | 0
Nuc | 0 | 0 | 0 | 0 | 0 | 0
PS | 0 | 0 | 0 | 0 | 0 | 0
PV | 0 | 0 | 0 | 0 | 0 | 0
PeakG | 0 | 0 | 0 | 0 | 0 | 0
PeakO | 0 | 0 | 0 | 0 | 0 | 0
ST | 0 | 0 | 0 | 0 | 0 | 0
STOG | 0.38 | 0.55 | 0.89 | 1.54 | 0 | 0
STWD | 0 | 0 | 0 | 0 | 0 | 0
WT | 0 | 0 | 0 | 0 | 0 | 0
IGCC | 80.77 | 114.7 | 81.05 | 11.1 | 0 | 0
DemandResponse | 0 | 0 | 0 | 0 | 0 | 0
IGCC-CCS | 0 | 0 | 0 | 0 | 0 | 0
WT_off | 0 | 0 | 0 | 0 | 0 | 0
PseudoUnit | 0 | 0 | 0 | 0 | 0 | 0
FixedInterchange | 0 | 0 | 0 | 0 | 0 | 0
Emission Cost by Reporting Type: MISO_MI
ReportingType | 2015 | 2020 | 2025 | 2030 | 2035 | 2040
BM | 0 | 0 | 0 | 0 | 0 | 0
CC | 74.19 | 275.68 | 483.99 | 792.05 | 950.15 | 454.81
CSP | 0 | 0 | 0 | 0 | 0 | 0
CT | 0 | 0 | 0 | 0 | 0 | 0
Coal | 721.02 | 0 | 0 | 0 | 0 | 0
Geo | 0 | 0 | 0 | 0 | 0 | 0
H | 0 | 0 | 0 | 0 | 0 | 0
LFG | 0 | 0 | 0 | 0 | 0 | 0
Nuc | 0 | 0 | 0 | 0 | 0 | 0
PS | 0 | 0 | 0 | 0 | 0 | 0
PV | 0 | 0 | 0 | 0 | 0 | 0
PeakG | 0.56 | 0.56 | 0 | 0 | 0 | 0
PeakO | 0 | 0 | 0 | 0 | 0 | 0
ST | 0 | 0 | 0 | 0 | 0 | 0
STOG | 4.45 | 1.73 | 3.28 | 1.22 | 0 | 0
STWD | 0 | 0 | 0 | 0 | 0 | 0
WT | 0 | 0 | 0 | 0 | 0 | 0
IGCC | 0 | 0 | 0 | 0 | 0 | 0
DemandResponse | 0 | 0 | 0 | 0 | 0 | 0
IGCC-CCS | 0 | 0 | 0 | 0 | 0 | 0
WT_off | 0 | 0 | 0 | 0 | 0 | 0
PseudoUnit | 0 | 0 | 0 | 0 | 0 | 0
FixedInterchange | 0 | 0 | 0 | 0 | 0 | 0
Emission Cost by Reporting Type: MISO_MO-IL
ReportingType | 2015 | 2020 | 2025 | 2030 | 2035 | 2040
BM | 0 | 0 | 0 | 0 | 0 | 0
CC | 22.91 | 119.49 | 140.86 | 203.26 | 228.87 | 163.68
CSP | 0 | 0 | 0 | 0 | 0 | 0
CT | 0 | 0 | 0 | 0 | 0 | 0
Coal | 1748.61 | 757.29 | 292.83 | 42.81 | 35.66 | 63.17
Geo | 0 | 0 | 0 | 0 | 0 | 0
H | 0 | 0 | 0 | 0 | 0 | 0
LFG | 0 | 0 | 0 | 0 | 0 | 0
Nuc | 0 | 0 | 0 | 0 | 0 | 0
PS | 0 | 0 | 0 | 0 | 0 | 0
PV | 0 | 0 | 0 | 0 | 0 | 0
PeakG | 1.51 | 7.19 | 0 | 0 | 0 | 0
PeakO | 0 | 0 | 0 | 0 | 0 | 0
ST | 0 | 0 | 0 | 0 | 0 | 0
STOG | 0.07 | 0.36 | 0 | 0 | 0 | 0
STWD | 0 | 0 | 0 | 0 | 0 | 0
WT | 0 | 0 | 0 | 0 | 0 | 0
IGCC | 0 | 0 | 0 | 0 | 0 | 0
DemandResponse | 0 | 0 | 0 | 0 | 0 | 0
IGCC-CCS | 0 | 0 | 0 | 0 | 0 | 0
WT_off | 0 | 0 | 0 | 0 | 0 | 0
PseudoUnit | 0 | 0 | 0 | 0 | 0 | 0
FixedInterchange | 0 | 0 | 0 | 0 | 0 | 0
Emission Cost by Reporting Type: MISO_W
ReportingType | 2015 | 2020 | 2025 | 2030 | 2035 | 2040
BM | 0 | 0 | 0 | 0 | 0 | 0
CC | 72.38 | 107.34 | 115.75 | 137 | 210.75 | 206.29
CSP | 0 | 0 | 0 | 0 | 0 | 0
CT | 0 | 0 | 0 | 0 | 0 | 0
Coal | 1680.27 | 1172.32 | 138.56 | 39.94 | 72.47 | 114.26
Geo | 0 | 0 | 0 | 0 | 0 | 0
H | 0 | 0 | 0 | 0 | 0 | 0
LFG | 0 | 0 | 0 | 0 | 0 | 0
Nuc | 0 | 0 | 0 | 0 | 0 | 0
PS | 0 | 0 | 0 | 0 | 0 | 0
PV | 0 | 0 | 0 | 0 | 0 | 0
PeakG | 2.02 | 4.7 | 0 | 0 | 0.03 | 0
PeakO | 0 | 0 | 0 | 0 | 0 | 0
ST | 0 | 0 | 0 | 0 | 0 | 0
STOG | 0 | 0 | 0 | 0 | 0 | 0
STWD | 0 | 0 | 0 | 0 | 0 | 0
WT | 0 | 0 | 0 | 0 | 0 | 0
IGCC | 0 | 0 | 0 | 0 | 0 | 0
DemandResponse | 0 | 0 | 0 | 0 | 0 | 0
IGCC-CCS | 0 | 0 | 0 | 0 | 0 | 0
WT_off | 0 | 0 | 0 | 0 | 0 | 0
PseudoUnit | 0 | 0 | 0 | 0 | 0 | 0
FixedInterchange | 0 | 0 | 0 | 0 | 0 | 0
Emission Cost by Reporting Type: MISO_WUMS
ReportingType | 2015 | 2020 | 2025 | 2030 | 2035 | 2040
BM | 0 | 0 | 0 | 0 | 0 | 0
CC | 229.25 | 644.31 | 953.23 | 1791.59 | 2006.38 | 1149.67
CSP | 0 | 0 | 0 | 0 | 0 | 0
CT | 0 | 0 | 0 | 0 | 0 | 0
Coal | 462.96 | 116.54 | 34.48 | 8.94 | 51.54 | 111.49
Geo | 0 | 0 | 0 | 0 | 0 | 0
H | 0 | 0 | 0 | 0 | 0 | 0
LFG | 0 | 0 | 0 | 0 | 0 | 0
Nuc | 0 | 0 | 0 | 0 | 0 | 0
PS | 0 | 0 | 0 | 0 | 0 | 0
PV | 0 | 0 | 0 | 0 | 0 | 0
PeakG | 0.09 | 0 | 0 | 0 | 0 | 0
PeakO | 0 | 0 | 0 | 0 | 0 | 0
ST | 0 | 0 | 0 | 0 | 0 | 0
STOG | 0 | 0 | 0 | 0 | 0 | 0
STWD | 0 | 0 | 0 | 0 | 0 | 0
WT | 0 | 0 | 0 | 0 | 0 | 0
IGCC | 0 | 0 | 0 | 0 | 0 | 0
DemandResponse | 0 | 0 | 0 | 0 | 0 | 0
IGCC-CCS | 0 | 0 | 0 | 0 | 0 | 0
WT_off | 0 | 0 | 0 | 0 | 0 | 0
PseudoUnit | 0 | 0 | 0 | 0 | 0 | 0
FixedInterchange | 0 | 0 | 0 | 0 | 0 | 0
Emission Cost by Reporting Type: Nebraska
ReportingType | 2015 | 2020 | 2025 | 2030 | 2035 | 2040
BM | 0 | 0 | 0 | 0 | 0 | 0
CC | 5.78 | 3.19 | 4.93 | 11.04 | 11.81 | 8.64
CSP | 0 | 0 | 0 | 0 | 0 | 0
CT | 0 | 0 | 0 | 0 | 0 | 0
Coal | 688.88 | 173.96 | 22.49 | 25.4 | 39.86 | 59.59
Geo | 0 | 0 | 0 | 0 | 0 | 0
H | 0 | 0 | 0 | 0 | 0 | 0
LFG | 0 | 0 | 0 | 0 | 0 | 0
Nuc | 0 | 0 | 0 | 0 | 0 | 0
PS | 0 | 0 | 0 | 0 | 0 | 0
PV | 0 | 0 | 0 | 0 | 0 | 0
PeakG | 0.53 | 0 | 0 | 0 | 0 | 0
PeakO | 0 | 0 | 0 | 0 | 0 | 0
ST | 0 | 0 | 0 | 0 | 0 | 0
STOG | 0 | 0 | 0 | 0 | 0 | 0
STWD | 0 | 0 | 0 | 0 | 0 | 0
WT | 0 | 0 | 0 | 0 | 0 | 0
IGCC | 0 | 0 | 0 | 0 | 0 | 0
DemandResponse | 0 | 0 | 0 | 0 | 0 | 0
IGCC-CCS | 0 | 0 | 0 | 0 | 0 | 0
WT_off | 0 | 0 | 0 | 0 | 0 | 0
PseudoUnit | 0 | 0 | 0 | 0 | 0 | 0
FixedInterchange | 0 | 0 | 0 | 0 | 0 | 0
Emission Cost by Reporting Type: NEISO
ReportingType | 2015 | 2020 | 2025 | 2030 | 2035 | 2040
BM | 0 | 0 | 0 | 0 | 0 | 0
CC | 334.78 | 315.26 | 429.69 | 757.93 | 459.28 | 830.45
CSP | 0 | 0 | 0 | 0 | 0 | 0
CT | 0.01 | 0.19 | 0.31 | 0.62 | 0 | 0
Coal | 0.72 | 0 | 0 | 0 | 0 | 0
Geo | 0 | 0 | 0 | 0 | 0 | 0
H | 0 | 0 | 0 | 0 | 0 | 0
LFG | 0 | 0 | 0 | 0 | 0 | 0
Nuc | 0 | 0 | 0 | 0 | 0 | 0
PS | 0 | 0 | 0 | 0 | 0 | 0
PV | 0 | 0 | 0 | 0 | 0 | 0
PeakG | 0.1 | 0.54 | 1.07 | 1.88 | 0.15 | 0.39
PeakO | 0 | 0 | 0 | 0 | 0 | 0
ST | 0 | 0 | 0 | 0 | 0 | 0
STOG | 0 | 0 | 0 | 0 | 0 | 0
STWD | 0 | 0 | 0 | 0 | 0 | 0
WT | 0 | 0 | 0 | 0 | 0 | 0
IGCC | 0 | 0 | 0 | 0 | 0 | 0
DemandResponse | 0 | 0 | 0 | 0 | 0 | 0
IGCC-CCS | 0 | 0 | 0 | 0 | 0 | 0
WT_off | 0 | 0 | 0 | 0 | 0 | 0
PseudoUnit | 0 | 0 | 0 | 0 | 0 | 0
FixedInterchange | 0 | 0 | 0 | 0 | 0 | 0
Emission Cost by Reporting Type: NonRTO_Midwest
ReportingType | 2015 | 2020 | 2025 | 2030 | 2035 | 2040
BM | 0 | 0 | 0 | 0 | 0 | 0
CC | 87.52 | 377.8 | 618.68 | 1385.73 | 2288.84 | 1036.53
CSP | 0 | 0 | 0 | 0 | 0 | 0
CT | 0 | 0 | 0 | 0 | 0 | 0
Coal | 942.97 | 630.28 | 488.25 | 38.8 | 136.11 | 194.3
Geo | 0 | 0 | 0 | 0 | 0 | 0
H | 0 | 0 | 0 | 0 | 0 | 0
LFG | 0 | 0 | 0 | 0 | 0 | 0
Nuc | 0 | 0 | 0 | 0 | 0 | 0
PS | 0 | 0 | 0 | 0 | 0 | 0
PV | 0 | 0 | 0 | 0 | 0 | 0
PeakG | 1.96 | 1.19 | 0.83 | 9.07 | 0 | 0
PeakO | 0 | 0 | 0 | 0 | 0 | 0
ST | 0 | 0 | 0 | 0 | 0 | 0
STOG | 0 | 0 | 0 | 0 | 0 | 0
STWD | 0 | 0 | 0 | 0 | 0 | 0
WT | 0 | 0 | 0 | 0 | 0 | 0
IGCC | 0 | 0 | 0 | 0 | 0 | 0
DemandResponse | 0 | 0 | 0 | 0 | 0 | 0
IGCC-CCS | 0 | 0 | 0 | 0 | 0 | 0
WT_off | 0 | 0 | 0 | 0 | 0 | 0
PseudoUnit | 0 | 0 | 0 | 0 | 0 | 0
FixedInterchange | 0 | 0 | 0 | 0 | 0 | 0
Emission Cost by Reporting Type: NYISO_A-F
ReportingType | 2015 | 2020 | 2025 | 2030 | 2035 | 2040
BM | 0 | 0 | 0 | 0 | 0 | 0
CC | 60.74 | 109.01 | 131.33 | 252.18 | 71.52 | 135.56
CSP | 0 | 0 | 0 | 0 | 0 | 0
CT | 0 | 0 | 0 | 0 | 0 | 0
Coal | 0 | 0 | 0 | 0 | 0 | 0
Geo | 0 | 0 | 0 | 0 | 0 | 0
H | 0 | 0 | 0 | 0 | 0 | 0
LFG | 0 | 0 | 0 | 0 | 0 | 0
Nuc | 0 | 0 | 0 | 0 | 0 | 0
PS | 0 | 0 | 0 | 0 | 0 | 0
PV | 0 | 0 | 0 | 0 | 0 | 0
PeakG | 0 | 0.11 | 0.08 | 0 | 0 | 0
PeakO | 0 | 0 | 0 | 0 | 0 | 0
ST | 0 | 0 | 0 | 0 | 0 | 0
STOG | 0 | 0 | 0 | 0 | 0 | 0
STWD | 0 | 0 | 0 | 0 | 0 | 0
WT | 0 | 0 | 0 | 0 | 0 | 0
IGCC | 0 | 0 | 0 | 0 | 0 | 0
DemandResponse | 0 | 0 | 0 | 0 | 0 | 0
IGCC-CCS | 0 | 0 | 0 | 0 | 0 | 0
WT_off | 0 | 0 | 0 | 0 | 0 | 0
PseudoUnit | 0 | 0 | 0 | 0 | 0 | 0
FixedInterchange | 0 | 0 | 0 | 0 | 0 | 0
Emission Cost by Reporting Type: NYISO_G-I
ReportingType | 2015 | 2020 | 2025 | 2030 | 2035 | 2040
BM | 0 | 0 | 0 | 0 | 0 | 0
CC | 31.33 | 76.84 | 80.03 | 87.51 | 131.85 | 109.65
CSP | 0 | 0 | 0 | 0 | 0 | 0
CT | 0 | 0 | 0 | 0 | 0 | 0
Coal | 0 | 0 | 0 | 0 | 0 | 0
Geo | 0 | 0 | 0 | 0 | 0 | 0
H | 0 | 0 | 0 | 0 | 0 | 0
LFG | 0 | 0 | 0 | 0 | 0 | 0
Nuc | 0 | 0 | 0 | 0 | 0 | 0
PS | 0 | 0 | 0 | 0 | 0 | 0
PV | 0 | 0 | 0 | 0 | 0 | 0
PeakG | 0 | 0 | 0 | 0 | 0 | 0.01
PeakO | 0 | 0 | 0 | 0 | 0 | 0
ST | 0 | 0 | 0 | 0 | 0 | 0
STOG | 0 | 0 | 0 | 0 | 0 | 0
STWD | 0 | 0 | 0 | 0 | 0 | 0
WT | 0 | 0 | 0 | 0 | 0 | 0
IGCC | 0 | 0 | 0 | 0 | 0 | 0
DemandResponse | 0 | 0 | 0 | 0 | 0 | 0
IGCC-CCS | 0 | 0 | 0 | 0 | 0 | 0
WT_off | 0 | 0 | 0 | 0 | 0 | 0
PseudoUnit | 0 | 0 | 0 | 0 | 0 | 0
FixedInterchange | 0 | 0 | 0 | 0 | 0 | 0
Emission Cost by Reporting Type: NYISO_J-K
ReportingType | 2015 | 2020 | 2025 | 2030 | 2035 | 2040
BM | 0 | 0 | 0 | 0 | 0 | 0
CC | 186.62 | 280.12 | 447.54 | 888.97 | 997.09 | 1231.11
CSP | 0 | 0 | 0 | 0 | 0 | 0
CT | 0 | 0 | 0 | 0 | 0 | 0
Coal | 0 | 0 | 0 | 0 | 0 | 0
Geo | 0 | 0 | 0 | 0 | 0 | 0
H | 0 | 0 | 0 | 0 | 0 | 0
LFG | 0 | 0 | 0 | 0 | 0 | 0
Nuc | 0 | 0 | 0 | 0 | 0 | 0
PS | 0 | 0 | 0 | 0 | 0 | 0
PV | 0 | 0 | 0 | 0 | 0 | 0
PeakG | 0.6 | 1.53 | 3.33 | 6.8 | 43.76 | 42.38
PeakO | 0 | 0 | 0 | 0 | 0 | 0
ST | 0 | 0 | 0 | 0 | 0 | 0
STOG | 5.81 | 11.43 | 24.14 | 62.04 | 50.71 | 46.78
STWD | 0 | 0 | 0 | 0 | 0 | 0
WT | 0 | 0 | 0 | 0 | 0 | 0
IGCC | 0 | 0 | 0 | 0 | 0 | 0
DemandResponse | 0 | 0 | 0 | 0 | 0 | 0
IGCC-CCS | 0 | 0 | 0 | 0 | 0 | 0
WT_off | 0 | 0 | 0 | 0 | 0 | 0
PseudoUnit | 0 | 0 | 0 | 0 | 0 | 0
FixedInterchange | 0 | 0 | 0 | 0 | 0 | 0
Emission Cost by Reporting Type: PJM_E
ReportingType | 2015 | 2020 | 2025 | 2030 | 2035 | 2040
BM | 0 | 0 | 0 | 0 | 0 | 0
CC | 294.55 | 525.17 | 919.68 | 1964.87 | 2996.05 | 2841.16
CSP | 0 | 0 | 0 | 0 | 0 | 0
CT | 0 | 0.05 | 0.08 | 0.33 | 0.32 | 0
Coal | 12.13 | 8.92 | 4.85 | 0.03 | 4.33 | 15.93
Geo | 0 | 0 | 0 | 0 | 0 | 0
H | 0 | 0 | 0 | 0 | 0 | 0
LFG | 0 | 0 | 0 | 0 | 0 | 0
Nuc | 0 | 0 | 0 | 0 | 0 | 0
PS | 0 | 0 | 0 | 0 | 0 | 0
PV | 0 | 0 | 0 | 0 | 0 | 0
PeakG | 0.99 | 8.18 | 13.83 | 60.46 | 30.04 | 42.89
PeakO | 0 | 0 | 0 | 0 | 0 | 0
ST | 0 | 0 | 0 | 0 | 0 | 0
STOG | 4.5 | 9.29 | 15.21 | 66.51 | 54.26 | 0
STWD | 0 | 0 | 0 | 0 | 0 | 0
WT | 0 | 0 | 0 | 0 | 0 | 0
IGCC | 0 | 0 | 0 | 0 | 0 | 0
DemandResponse | 0 | 0 | 0 | 0 | 0 | 0
IGCC-CCS | 0 | 0 | 0 | 0 | 0 | 0
WT_off | 0 | 0 | 0 | 0 | 0 | 0
PseudoUnit | 0 | 0 | 0 | 0 | 0 | 0
FixedInterchange | 0 | 0 | 0 | 0 | 0 | 0
Emission Cost by Reporting Type: PJM_ROM
ReportingType | 2015 | 2020 | 2025 | 2030 | 2035 | 2040
BM | 0 | 0 | 0 | 0 | 0 | 0
CC | 136.57 | 259.71 | 469.93 | 976.9 | 1390.79 | 1123.8
CSP | 0 | 0 | 0 | 0 | 0 | 0
CT | 0 | 0.03 | 0.05 | 0.2 | 0 | 0
Coal | 624.47 | 331.2 | 40.59 | 11.24 | 57.22 | 81.75
Geo | 0 | 0 | 0 | 0 | 0 | 0
H | 0 | 0 | 0 | 0 | 0 | 0
LFG | 0 | 0 | 0 | 0 | 0 | 0
Nuc | 0 | 0 | 0 | 0 | 0 | 0
PS | 0 | 0 | 0 | 0 | 0 | 0
PV | 0 | 0 | 0 | 0 | 0 | 0
PeakG | 0 | 0.81 | 0.32 | 19.7 | 19.12 | 27.29
PeakO | 0 | 0 | 0 | 0 | 0 | 0
ST | 0 | 0 | 0 | 0 | 0 | 0
STOG | 8.32 | 21.01 | 37.79 | 84.64 | 80.29 | 0
STWD | 0 | 0 | 0 | 0 | 0 | 0
WT | 0 | 0 | 0 | 0 | 0 | 0
IGCC | 0 | 0 | 0 | 0 | 0 | 0
DemandResponse | 0 | 0 | 0 | 0 | 0 | 0
IGCC-CCS | 0 | 0 | 0 | 0 | 0 | 0
WT_off | 0 | 0 | 0 | 0 | 0 | 0
PseudoUnit | 0 | 0 | 0 | 0 | 0 | 0
FixedInterchange | 0 | 0 | 0 | 0 | 0 | 0
Emission Cost by Reporting Type: PJM_ROR
ReportingType | 2015 | 2020 | 2025 | 2030 | 2035 | 2040
BM | 0 | 0 | 0 | 0 | 0 | 0
CC | 486.69 | 1982.63 | 3258.5 | 7496.34 | 10824.64 | 8874.91
CSP | 0 | 0 | 0 | 0 | 0 | 0
CT | 0.07 | 0.1 | 0.16 | 0.36 | 0 | 0
Coal | 5764.7 | 3784.71 | 771.67 | 158.72 | 418.06 | 651.41
Geo | 0 | 0 | 0 | 0 | 0 | 0
H | 0 | 0 | 0 | 0 | 0 | 0
LFG | 0 | 0 | 0 | 0 | 0 | 0
Nuc | 0 | 0 | 0 | 0 | 0 | 0
PS | 0 | 0 | 0 | 0 | 0 | 0
PV | 0 | 0 | 0 | 0 | 0 | 0
PeakG | 14.74 | 20.63 | 33.41 | 104.75 | 98.19 | 64.25
PeakO | 0 | 0 | 0 | 0 | 0 | 0
ST | 0 | 0 | 0 | 0 | 0 | 0
STOG | 8.18 | 13.49 | 22.09 | 49.49 | 46.95 | 0
STWD | 0 | 0 | 0 | 0 | 0 | 0
WT | 0 | 0 | 0 | 0 | 0 | 0
IGCC | 0 | 0 | 0 | 0 | 0 | 0
DemandResponse | 0 | 0 | 0 | 0 | 0 | 0
IGCC-CCS | 0 | 0 | 0 | 0 | 0 | 0
WT_off | 0 | 0 | 0 | 0 | 0 | 0
PseudoUnit | 0 | 0 | 0 | 0 | 0 | 0
FixedInterchange | 0 | 0 | 0 | 0 | 0 | 0
Emission Cost by Reporting Type: SOCO
ReportingType | 2015 | 2020 | 2025 | 2030 | 2035 | 2040
BM | 0 | 0 | 0 | 0 | 0 | 0
CC | 1015.38 | 1774.91 | 2971.7 | 5769.05 | 5176.76 | 3073.22
CSP | 0 | 0 | 0 | 0 | 0 | 0
CT | 0 | 0 | 0 | 0 | 0 | 0
Coal | 1202.13 | 731.79 | 61.33 | 57.52 | 127.8 | 182.43
Geo | 0 | 0 | 0 | 0 | 0 | 0
H | 0 | 0 | 0 | 0 | 0 | 0
LFG | 0 | 0 | 0 | 0 | 0 | 0
Nuc | 0 | 0 | 0 | 0 | 0 | 0
PS | 0 | 0 | 0 | 0 | 0 | 0
PV | 0 | 0 | 0 | 0 | 0 | 0
PeakG | 8.15 | 13.57 | 31.94 | 93.83 | 0.43 | 1.1
PeakO | 0 | 0 | 0 | 0 | 0 | 0
ST | 0 | 0 | 0 | 0 | 0 | 0
STOG | 0 | 0 | 0 | 0 | 0 | 0
STWD | 0 | 0 | 0 | 0 | 0 | 0
WT | 0 | 0 | 0 | 0 | 0 | 0
IGCC | 0 | 0 | 0 | 0 | 0 | 0
DemandResponse | 0 | 0 | 0 | 0 | 0 | 0
IGCC-CCS | 0 | 0 | 0 | 0 | 0 | 0
WT_off | 0 | 0 | 0 | 0 | 0 | 0
PseudoUnit | 0 | 0 | 0 | 0 | 0 | 0
FixedInterchange | 0 | 0 | 0 | 0 | 0 | 0
Emission Cost by Reporting Type: SPP_N
ReportingType | 2015 | 2020 | 2025 | 2030 | 2035 | 2040
BM | 0 | 0 | 0 | 0 | 0 | 0
CC | 47.63 | 17.8 | 18.05 | 62.3 | 57.92 | 29.95
CSP | 0 | 0 | 0 | 0 | 0 | 0
CT | 0 | 0.48 | 0 | 0 | 0 | 0
Coal | 1231.05 | 981.22 | 28 | 0 | 0 | 0
Geo | 0 | 0 | 0 | 0 | 0 | 0
H | 0 | 0 | 0 | 0 | 0 | 0
LFG | 0 | 0 | 0 | 0 | 0 | 0
Nuc | 0 | 0 | 0 | 0 | 0 | 0
PS | 0 | 0 | 0 | 0 | 0 | 0
PV | 0 | 0 | 0 | 0 | 0 | 0
PeakG | 0.45 | 0 | 0 | 0 | 0 | 0
PeakO | 0 | 0 | 0 | 0 | 0 | 0
ST | 0 | 0 | 0 | 0 | 0 | 0
STOG | 4.23 | 3.71 | 0 | 0 | 0 | 0
STWD | 0 | 0 | 0 | 0 | 0 | 0
WT | 0 | 0 | 0 | 0 | 0 | 0
IGCC | 0 | 0 | 0 | 0 | 0 | 0
DemandResponse | 0 | 0 | 0 | 0 | 0 | 0
IGCC-CCS | 0 | 0 | 0 | 0 | 0 | 0
WT_off | 0 | 0 | 0 | 0 | 0 | 0
PseudoUnit | 0 | 0 | 0 | 0 | 0 | 0
FixedInterchange | 0 | 0 | 0 | 0 | 0 | 0
Emission Cost by Reporting Type: SPP_S
ReportingType | 2015 | 2020 | 2025 | 2030 | 2035 | 2040
BM | 0 | 0 | 0 | 0 | 0 | 0
CC | 370.05 | 165.59 | 298.31 | 594.15 | 614.43 | 795.85
CSP | 0 | 0 | 0 | 0 | 0 | 0
CT | 0.03 | 0 | 0 | 0 | 0 | 0
Coal | 1777.83 | 602.92 | 26.24 | 0 | 0 | 0
Geo | 0 | 0 | 0 | 0 | 0 | 0
H | 0 | 0 | 0 | 0 | 0 | 0
LFG | 0 | 0 | 0 | 0 | 0 | 0
Nuc | 0 | 0 | 0 | 0 | 0 | 0
PS | 0 | 0 | 0 | 0 | 0 | 0
PV | 0 | 0 | 0 | 0 | 0 | 0
PeakG | 0 | 0 | 0 | 0 | 0 | 0
PeakO | 0 | 0 | 0 | 0 | 0 | 0
ST | 0 | 0 | 0 | 0 | 0 | 0
STOG | 26.93 | 7.61 | 16.97 | 79.62 | 54.96 | 81.82
STWD | 0 | 0 | 0 | 0 | 0 | 0
WT | 0 | 0 | 0 | 0 | 0 | 0
IGCC | 0 | 0 | 0 | 0 | 0 | 0
DemandResponse | 0 | 0 | 0 | 0 | 0 | 0
IGCC-CCS | 0 | 0 | 0 | 0 | 0 | 0
WT_off | 0 | 0 | 0 | 0 | 0 | 0
PseudoUnit | 0 | 0 | 0 | 0 | 0 | 0
FixedInterchange | 0 | 0 | 0 | 0 | 0 | 0
Emission Cost by Reporting Type: TVA
ReportingType | 2015 | 2020 | 2025 | 2030 | 2035 | 2040
BM | 0 | 0 | 0 | 0 | 0 | 0
CC | 243.03 | 725.35 | 1308.38 | 2721.73 | 3178.66 | 2018.02
CSP | 0 | 0 | 0 | 0 | 0 | 0
CT | 0 | 0 | 0 | 0 | 0 | 0
Coal | 1058.29 | 508.34 | 39.52 | 0 | 0 | 0
Geo | 0 | 0 | 0 | 0 | 0 | 0
H | 0 | 0 | 0 | 0 | 0 | 0
LFG | 0 | 0 | 0 | 0 | 0 | 0
Nuc | 0 | 0 | 0 | 0 | 0 | 0
PS | 0 | 0 | 0 | 0 | 0 | 0
PV | 0 | 0 | 0 | 0 | 0 | 0
PeakG | 0 | 0 | 0 | 0 | 0 | 0
PeakO | 0 | 0 | 0 | 0 | 0 | 0
ST | 0 | 0 | 0 | 0 | 0 | 0
STOG | 0 | 0 | 0 | 0 | 0 | 0
STWD | 0 | 0 | 0 | 0 | 0 | 0
WT | 0 | 0 | 0 | 0 | 0 | 0
IGCC | 0 | 0 | 0 | 0 | 0 | 0
DemandResponse | 0 | 0 | 0 | 0 | 0 | 0
IGCC-CCS | 0 | 0 | 0 | 0 | 0 | 0
WT_off | 0 | 0 | 0 | 0 | 0 | 0
PseudoUnit | 0 | 0 | 0 | 0 | 0 | 0
FixedInterchange | 0 | 0 | 0 | 0 | 0 | 0
Emission Cost by Reporting Type: TVA_Transmission
ReportingType | 2015 | 2020 | 2025 | 2030 | 2035 | 2040
BM | 0 | 0 | 0 | 0 | 0 | 0
CC | 0 | 0 | 0 | 0 | 0 | 0
CSP | 0 | 0 | 0 | 0 | 0 | 0
CT | 0 | 0 | 0 | 0 | 0 | 0
Coal | 0 | 0 | 0 | 0 | 0 | 0
Geo | 0 | 0 | 0 | 0 | 0 | 0
H | 0 | 0 | 0 | 0 | 0 | 0
LFG | 0 | 0 | 0 | 0 | 0 | 0
Nuc | 0 | 0 | 0 | 0 | 0 | 0
PS | 0 | 0 | 0 | 0 | 0 | 0
PV | 0 | 0 | 0 | 0 | 0 | 0
PeakG | 0 | 0 | 0 | 0 | 0 | 0
PeakO | 0 | 0 | 0 | 0 | 0 | 0
ST | 0 | 0 | 0 | 0 | 0 | 0
STOG | 0 | 0 | 0 | 0 | 0 | 0
STWD | 0 | 0 | 0 | 0 | 0 | 0
WT | 0 | 0 | 0 | 0 | 0 | 0
IGCC | 0 | 0 | 0 | 0 | 0 | 0
DemandResponse | 0 | 0 | 0 | 0 | 0 | 0
IGCC-CCS | 0 | 0 | 0 | 0 | 0 | 0
WT_off | 0 | 0 | 0 | 0 | 0 | 0
PseudoUnit | 0 | 0 | 0 | 0 | 0 | 0
FixedInterchange | 0 | 0 | 0 | 0 | 0 | 0
Emission Cost by Reporting Type: VACAR
ReportingType | 2015 | 2020 | 2025 | 2030 | 2035 | 2040
BM | 0 | 0 | 0 | 0 | 0 | 0
CC | 814.01 | 1184.42 | 1946.22 | 4029.04 | 4678.84 | 1628.04
CSP | 0 | 0 | 0 | 0 | 0 | 0
CT | 0.91 | 1.29 | 4.02 | 4.82 | 4.68 | 0
Coal | 791.93 | 642.06 | 297.2 | 47.55 | 94.16 | 134.42
Geo | 0 | 0 | 0 | 0 | 0 | 0
H | 0 | 0 | 0 | 0 | 0 | 0
LFG | 0 | 0 | 0 | 0 | 0 | 0
Nuc | 0 | 0 | 0 | 0 | 0 | 0
PS | 0 | 0 | 0 | 0 | 0 | 0
PV | 0 | 0 | 0 | 0 | 0 | 0
PeakG | 1.34 | 3.7 | 12 | 33.3 | 12.35 | 18.39
PeakO | 0 | 0 | 0 | 0 | 0 | 0
ST | 0 | 0 | 0 | 0 | 0 | 0
STOG | 0 | 0 | 0 | 0 | 0 | 0
STWD | 0 | 0 | 0 | 0 | 0 | 0
WT | 0 | 0 | 0 | 0 | 0 | 0
IGCC | 0 | 0 | 0 | 0 | 0 | 0
DemandResponse | 0 | 0 | 0 | 0 | 0 | 0
IGCC-CCS | 0 | 0 | 0 | 0 | 0 | 0
WT_off | 0 | 0 | 0 | 0 | 0 | 0
PseudoUnit | 0 | 0 | 0 | 0 | 0 | 0
FixedInterchange | 0 | 0 | 0 | 0 | 0 | 0
Emission Cost by Reporting Type: IESO
ReportingType | 2015 | 2020 | 2025 | 2030 | 2035 | 2040
BM | 0 | 0 | 0 | 0 | 0 | 0
CC | 67.02 | 66.66 | 4.37 | 5.98 | 0.46 | 14.79
CSP | 0 | 0 | 0 | 0 | 0 | 0
CT | 0.15 | 0.21 | 0 | 0 | 0 | 0
Coal | 0 | 0 | 0 | 0 | 0 | 0
Geo | 0 | 0 | 0 | 0 | 0 | 0
H | 0 | 0 | 0 | 0 | 0 | 0
LFG | 0 | 0 | 0 | 0 | 0 | 0
Nuc | 0 | 0 | 0 | 0 | 0 | 0
PS | 0 | 0 | 0 | 0 | 0 | 0
PV | 0 | 0 | 0 | 0 | 0 | 0
PeakG | 0 | 0 | 0 | 0 | 0 | 0
PeakO | 0 | 0 | 0 | 0 | 0 | 0
ST | 0 | 0 | 0 | 0 | 0 | 0
STOG | 0 | 0 | 0 | 0 | 0 | 0
STWD | 0 | 0 | 0 | 0 | 0 | 0
WT | 0 | 0 | 0 | 0 | 0 | 0
IGCC | 0 | 0 | 0 | 0 | 0 | 0
DemandResponse | 0 | 0 | 0 | 0 | 0 | 0
IGCC-CCS | 0 | 0 | 0 | 0 | 0 | 0
WT_off | 0 | 0 | 0 | 0 | 0 | 0
PseudoUnit | 0 | 0 | 0 | 0 | 0 | 0
FixedInterchange | 0 | 0 | 0 | 0 | 0 | 0
Emission Cost by Reporting Type: MAPP_CA
ReportingType | 2015 | 2020 | 2025 | 2030 | 2035 | 2040
BM | 0 | 0 | 0 | 0 | 0 | 0
CC | 63.07 | 89.56 | 28.04 | 0 | 0 | 0
CSP | 0 | 0 | 0 | 0 | 0 | 0
CT | 0 | 0 | 0 | 0 | 0 | 0
Coal | 4.97 | 1.4 | 0 | 0 | 0 | 0
Geo | 0 | 0 | 0 | 0 | 0 | 0
H | 0 | 0 | 0 | 0 | 0 | 0
LFG | 0 | 0 | 0 | 0 | 0 | 0
Nuc | 0 | 0 | 0 | 0 | 0 | 0
PS | 0 | 0 | 0 | 0 | 0 | 0
PV | 0 | 0 | 0 | 0 | 0 | 0
PeakG | 0.89 | 0.36 | 0 | 0 | 0 | 0
PeakO | 0 | 0 | 0 | 0 | 0 | 0
ST | 0 | 0 | 0 | 0 | 0 | 0
STOG | 0.19 | 0 | 0 | 0 | 0 | 0
STWD | 0 | 0 | 0 | 0 | 0 | 0
WT | 0 | 0 | 0 | 0 | 0 | 0
IGCC | 0 | 0 | 0 | 0 | 0 | 0
DemandResponse | 0 | 0 | 0 | 0 | 0 | 0
IGCC-CCS | 0 | 0 | 0 | 0 | 0 | 0
WT_off | 0 | 0 | 0 | 0 | 0 | 0
PseudoUnit | 0 | 0 | 0 | 0 | 0 | 0
FixedInterchange | 0 | 0 | 0 | 0 | 0 | 0
Emission Cost by Reporting Type: AZ_NM_SNV_Coal
ReportingType | 2015 | 2020 | 2025 | 2030 | 2035 | 2040
BM | 0 | 0 | 0 | 0 | 0 | 0
CC | 0 | 0 | 0 | 0 | 0 | 0
CSP | 0 | 0 | 0 | 0 | 0 | 0
CT | 0 | 0 | 0 | 0 | 0 | 0
Coal | 1089.21 | 1379.26 | 1009.34 | 0.47 | 71.89 | 106.75
Geo | 0 | 0 | 0 | 0 | 0 | 0
H | 0 | 0 | 0 | 0 | 0 | 0
LFG | 0 | 0 | 0 | 0 | 0 | 0
Nuc | 0 | 0 | 0 | 0 | 0 | 0
PS | 0 | 0 | 0 | 0 | 0 | 0
PV | 0 | 0 | 0 | 0 | 0 | 0
PeakG | 0 | 0 | 0 | 0 | 0 | 0
PeakO | 0 | 0 | 0 | 0 | 0 | 0
ST | 0 | 0 | 0 | 0 | 0 | 0
STOG | 0 | 0 | 0 | 0 | 0 | 0
STWD | 0 | 0 | 0 | 0 | 0 | 0
WT | 0 | 0 | 0 | 0 | 0 | 0
IGCC | 0 | 0 | 0 | 0 | 0 | 0
DemandResponse | 0 | 0 | 0 | 0 | 0 | 0
IGCC-CCS | 0 | 0 | 0 | 0 | 0 | 0
WT_off | 0 | 0 | 0 | 0 | 0 | 0
PseudoUnit | 0 | 0 | 0 | 0 | 0 | 0
FixedInterchange | 0 | 0 | 0 | 0 | 0 | 0
Emission Cost by Reporting Type: AZ_NM_SNV_Gas
ReportingType | 2015 | 2020 | 2025 | 2030 | 2035 | 2040
BM | 0 | 0 | 0 | 0 | 0 | 0
CC | 493.65 | 564.88 | 1462.92 | 2478.63 | 1656.92 | 1206.25
CSP | 0 | 0 | 0 | 0 | 0 | 0
CT | 0 | 0 | 0 | 0 | 0 | 0
Coal | 0 | 0 | 0 | 0 | 0 | 0
Geo | 0 | 0 | 0 | 0 | 0 | 0
H | 0 | 0 | 0 | 0 | 0 | 0
LFG | 0 | 0 | 0 | 0 | 0 | 0
Nuc | 0 | 0 | 0 | 0 | 0 | 0
PS | 0 | 0 | 0 | 0 | 0 | 0
PV | 0 | 0 | 0 | 0 | 0 | 0
PeakG | 0 | 0 | 0 | 0 | 0 | 0
PeakO | 0 | 0 | 0 | 0 | 0 | 0
ST | 0 | 0 | 0 | 0 | 0 | 0
STOG | 0 | 0 | 0 | 0 | 0 | 0
STWD | 0 | 0 | 0 | 0 | 0 | 0
WT | 0 | 0 | 0 | 0 | 0 | 0
IGCC | 0 | 0 | 0 | 0 | 0 | 0
DemandResponse | 0 | 0 | 0 | 0 | 0 | 0
IGCC-CCS | 0 | 0 | 0 | 0 | 0 | 0
WT_off | 0 | 0 | 0 | 0 | 0 | 0
PseudoUnit | 0 | 0 | 0 | 0 | 0 | 0
FixedInterchange | 0 | 0 | 0 | 0 | 0 | 0
Emission Cost by Reporting Type: AZ_NM_SNV_NucRenew
ReportingType | 2015 | 2020 | 2025 | 2030 | 2035 | 2040
BM | 0 | 0 | 0 | 0 | 0 | 0
CC | 0 | 0 | 0 | 0 | 0 | 0
CSP | 0 | 0 | 0 | 0 | 0 | 0
CT | 0 | 0 | 0 | 0 | 0 | 0
Coal | 0 | 0 | 0 | 0 | 0 | 0
Geo | 0 | 0 | 0 | 0 | 0 | 0
H | 0 | 0 | 0 | 0 | 0 | 0
LFG | 0 | 0 | 0 | 0 | 0 | 0
Nuc | 0 | 0 | 0 | 0 | 0 | 0
PS | 0 | 0 | 0 | 0 | 0 | 0
PV | 0 | 0 | 0 | 0 | 0 | 0
PeakG | 0 | 0 | 0 | 0 | 0 | 0
PeakO | 0 | 0 | 0 | 0 | 0 | 0
ST | 0 | 0 | 0 | 0 | 0 | 0
STOG | 0 | 0 | 0 | 0 | 0 | 0
STWD | 0 | 0 | 0 | 0 | 0 | 0
WT | 0 | 0 | 0 | 0 | 0 | 0
IGCC | 0 | 0 | 0 | 0 | 0 | 0
DemandResponse | 0 | 0 | 0 | 0 | 0 | 0
IGCC-CCS | 0 | 0 | 0 | 0 | 0 | 0
WT_off | 0 | 0 | 0 | 0 | 0 | 0
PseudoUnit | 0 | 0 | 0 | 0 | 0 | 0
FixedInterchange | 0 | 0 | 0 | 0 | 0 | 0
Emission Cost by Reporting Type: ERCOT
ReportingType | 2015 | 2020 | 2025 | 2030 | 2035 | 2040
BM | 0 | 0 | 0 | 0 | 0 | 0
CC | 1432.34 | 2483.63 | 3509.08 | 7591.86 | 7702.64 | 8287.72
CSP | 0 | 0 | 0 | 0 | 0 | 0
CT | 0 | 0.04 | 0.04 | 0.52 | 0 | 0
Coal | 1493.49 | 900.63 | 73.24 | 66.88 | 161.96 | 231.2
Geo | 0 | 0 | 0 | 0 | 0 | 0
H | 0 | 0 | 0 | 0 | 0 | 0
LFG | 0 | 0 | 0 | 0 | 0 | 0
Nuc | 0 | 0 | 0 | 0 | 0 | 0
PS | 0 | 0 | 0 | 0 | 0 | 0
PV | 0 | 0 | 0 | 0 | 0 | 0
PeakG | 0 | 0.12 | 0 | 0.1 | 4.88 | 8.2
PeakO | 0 | 0 | 0 | 0 | 0 | 0
ST | 0 | 0 | 0 | 0 | 0 | 0
STOG | 25.3 | 57.65 | 27.01 | 97.24 | 0 | 0
STWD | 0 | 0 | 0 | 0 | 0 | 0
WT | 0 | 0 | 0 | 0 | 0 | 0
IGCC | 0 | 0 | 0 | 0 | 0 | 0
DemandResponse | 0 | 0 | 0 | 0 | 0 | 0
IGCC-CCS | 0 | 0 | 0 | 0 | 0 | 0
WT_off | 0 | 0 | 0 | 0 | 0 | 0
PseudoUnit | 0 | 0 | 0 | 0 | 0 | 0
FixedInterchange | 0 | 0 | 0 | 0 | 0 | 0
Emission Cost by Reporting Type: NP15
ReportingType | 2015 | 2020 | 2025 | 2030 | 2035 | 2040
BM | 0 | 0 | 0 | 0 | 0 | 0
CC | 551.82 | 728.58 | 1312.96 | 2704.16 | 1986.12 | 1050.5
CSP | 0 | 0 | 0 | 0 | 0 | 0
CT | 0 | 0 | 0 | 0 | 0 | 0
Coal | 33.7 | 7.34 | 12.02 | 0 | 0 | 0
Geo | 0 | 0 | 0 | 0 | 0 | 0
H | 0 | 0 | 0 | 0 | 0 | 0
LFG | 0 | 0 | 0 | 0 | 0 | 0
Nuc | 0 | 0 | 0 | 0 | 0 | 0
PS | 0 | 0 | 0 | 0 | 0 | 0
PV | 0 | 0 | 0 | 0 | 0 | 0
PeakG | 0 | 0 | 0 | 0 | 0 | 0
PeakO | 0 | 0 | 0 | 0 | 0 | 0
ST | 0 | 0 | 0 | 0 | 0 | 0
STOG | 0.41 | 0.19 | 2.33 | 3.78 | 0 | 0
STWD | 0 | 0 | 0 | 0 | 0 | 0
WT | 0 | 0 | 0 | 0 | 0 | 0
IGCC | 0 | 0 | 0 | 0 | 0 | 0
DemandResponse | 0 | 0 | 0 | 0 | 0 | 0
IGCC-CCS | 0 | 0 | 0 | 0 | 0 | 0
WT_off | 0 | 0 | 0 | 0 | 0 | 0
PseudoUnit | 0 | 0 | 0 | 0 | 0 | 0
FixedInterchange | 0 | 0 | 0 | 0 | 0 | 0
Emission Cost by Reporting Type: NWPP_Coal
ReportingType | 2015 | 2020 | 2025 | 2030 | 2035 | 2040
BM | 0 | 0 | 0 | 0 | 0 | 0
CC | 0 | 0 | 0 | 0 | 0 | 0
CSP | 0 | 0 | 0 | 0 | 0 | 0
CT | 0 | 0 | 0 | 0 | 0 | 0
Coal | 1213.75 | 1369.25 | 838.82 | 17.6 | 32.61 | 46.55
Geo | 0 | 0 | 0 | 0 | 0 | 0
H | 0 | 0 | 0 | 0 | 0 | 0
LFG | 0 | 0 | 0 | 0 | 0 | 0
Nuc | 0 | 0 | 0 | 0 | 0 | 0
PS | 0 | 0 | 0 | 0 | 0 | 0
PV | 0 | 0 | 0 | 0 | 0 | 0
PeakG | 0 | 0 | 0 | 0 | 0 | 0
PeakO | 0 | 0 | 0 | 0 | 0 | 0
ST | 0 | 0 | 0 | 0 | 0 | 0
STOG | 0 | 0 | 0 | 0 | 0 | 0
STWD | 0 | 0 | 0 | 0 | 0 | 0
WT | 0 | 0 | 0 | 0 | 0 | 0
IGCC | 0 | 0 | 0 | 0 | 0 | 0
DemandResponse | 0 | 0 | 0 | 0 | 0 | 0
IGCC-CCS | 0 | 0 | 0 | 0 | 0 | 0
WT_off | 0 | 0 | 0 | 0 | 0 | 0
PseudoUnit | 0 | 0 | 0 | 0 | 0 | 0
FixedInterchange | 0 | 0 | 0 | 0 | 0 | 0
Emission Cost by Reporting Type: NWPP_Gas
ReportingType | 2015 | 2020 | 2025 | 2030 | 2035 | 2040
BM | 0 | 0 | 0 | 0 | 0 | 0
CC | 365.5 | 620.57 | 1077.96 | 2414.44 | 538.97 | 329.02
CSP | 0 | 0 | 0 | 0 | 0 | 0
CT | 0 | 0 | 0 | 0 | 0 | 0
Coal | 0 | 0 | 0 | 0 | 0 | 0
Geo | 0 | 0 | 0 | 0 | 0 | 0
H | 0 | 0 | 0 | 0 | 0 | 0
LFG | 0 | 0 | 0 | 0 | 0 | 0
Nuc | 0 | 0 | 0 | 0 | 0 | 0
PS | 0 | 0 | 0 | 0 | 0 | 0
PV | 0 | 0 | 0 | 0 | 0 | 0
PeakG | 0 | 0 | 0 | 0 | 0 | 0
PeakO | 0 | 0 | 0 | 0 | 0 | 0
ST | 0 | 0 | 0 | 0 | 0 | 0
STOG | 0 | 0 | 0 | 0 | 0 | 0
STWD | 0 | 0 | 0 | 0 | 0 | 0
WT | 0 | 0 | 0 | 0 | 0 | 0
IGCC | 0 | 0 | 0 | 0 | 0 | 0
DemandResponse | 0 | 0 | 0 | 0 | 0 | 0
IGCC-CCS | 0 | 0 | 0 | 0 | 0 | 0
WT_off | 0 | 0 | 0 | 0 | 0 | 0
PseudoUnit | 0 | 0 | 0 | 0 | 0 | 0
FixedInterchange | 0 | 0 | 0 | 0 | 0 | 0
Emission Cost by Reporting Type: NWPP_NucRenew
ReportingType | 2015 | 2020 | 2025 | 2030 | 2035 | 2040
BM | 0 | 0 | 0 | 0 | 0 | 0
CC | 0 | 0 | 0 | 0 | 0 | 0
CSP | 0 | 0 | 0 | 0 | 0 | 0
CT | 0 | 0 | 0 | 0 | 0 | 0
Coal | 0 | 0 | 0 | 0 | 0 | 0
Geo | 0 | 0 | 0 | 0 | 0 | 0
H | 0 | 0 | 0 | 0 | 0 | 0
LFG | 0 | 0 | 0 | 0 | 0 | 0
Nuc | 0 | 0 | 0 | 0 | 0 | 0
PS | 0 | 0 | 0 | 0 | 0 | 0
PV | 0 | 0 | 0 | 0 | 0 | 0
PeakG | 0 | 0 | 0 | 0 | 0 | 0
PeakO | 0 | 0 | 0 | 0 | 0 | 0
ST | 0 | 0 | 0 | 0 | 0 | 0
STOG | 0 | 0 | 0 | 0 | 0 | 0
STWD | 0 | 0 | 0 | 0 | 0 | 0
WT | 0 | 0 | 0 | 0 | 0 | 0
IGCC | 0 | 0 | 0 | 0 | 0 | 0
DemandResponse | 0 | 0 | 0 | 0 | 0 | 0
IGCC-CCS | 0 | 0 | 0 | 0 | 0 | 0
WT_off | 0 | 0 | 0 | 0 | 0 | 0
PseudoUnit | 0 | 0 | 0 | 0 | 0 | 0
FixedInterchange | 0 | 0 | 0 | 0 | 0 | 0
Emission Cost by Reporting Type: RMPA
ReportingType | 2015 | 2020 | 2025 | 2030 | 2035 | 2040
BM | 0 | 0 | 0 | 0 | 0 | 0
CC | 50.3 | 85.42 | 254.71 | 482.89 | 395.13 | 385.55
CSP | 0 | 0 | 0 | 0 | 0 | 0
CT | 0 | 0 | 0 | 0 | 0 | 0
Coal | 1183.35 | 1359.03 | 398.74 | 50.02 | 85.04 | 121.4
Geo | 0 | 0 | 0 | 0 | 0 | 0
H | 0 | 0 | 0 | 0 | 0 | 0
LFG | 0 | 0 | 0 | 0 | 0 | 0
Nuc | 0 | 0 | 0 | 0 | 0 | 0
PS | 0 | 0 | 0 | 0 | 0 | 0
PV | 0 | 0 | 0 | 0 | 0 | 0
PeakG | 0 | 0 | 0 | 0.02 | 0 | 0
PeakO | 0 | 0 | 0 | 0 | 0 | 0
ST | 0 | 0 | 0 | 0 | 0 | 0
STOG | 0 | 0 | 0 | 0 | 0 | 0
STWD | 0 | 0 | 0 | 0 | 0 | 0
WT | 0 | 0 | 0 | 0 | 0 | 0
IGCC | 0 | 0 | 0 | 0 | 0 | 0
DemandResponse | 0 | 0 | 0 | 0 | 0 | 0
IGCC-CCS | 0 | 0 | 0 | 0 | 0 | 0
WT_off | 0 | 0 | 0 | 0 | 0 | 0
PseudoUnit | 0 | 0 | 0 | 0 | 0 | 0
FixedInterchange | 0 | 0 | 0 | 0 | 0 | 0
Emission Cost by Reporting Type: SP15
ReportingType | 2015 | 2020 | 2025 | 2030 | 2035 | 2040
BM | 0 | 0 | 0 | 0 | 0 | 0
CC | 590.75 | 842 | 1593.19 | 3212.69 | 3348.53 | 2482.55
CSP | 0 | 0 | 0 | 0 | 0 | 0
CT | 0 | 0 | 0 | 0 | 0 | 0
Coal | 32 | 24.75 | 40.52 | 0 | 0 | 0
Geo | 0 | 0 | 0 | 0 | 0 | 0
H | 0 | 0 | 0 | 0 | 0 | 0
LFG | 0 | 0 | 0 | 0 | 0 | 0
Nuc | 0 | 0 | 0 | 0 | 0 | 0
PS | 0 | 0 | 0 | 0 | 0 | 0
PV | 0 | 0 | 0 | 0 | 0 | 0
PeakG | 0 | 0 | 0 | 0 | 0 | 0
PeakO | 0 | 0 | 0 | 0 | 0 | 0
ST | 0 | 0 | 0 | 0 | 0 | 0
STOG | 9.47 | 5.53 | 11.9 | 13.02 | 2.76 | 6.57
STWD | 0 | 0 | 0 | 0 | 0 | 0
WT | 0 | 0 | 0 | 0 | 0 | 0
IGCC | 0 | 0 | 0 | 0 | 0 | 0
DemandResponse | 0 | 0 | 0 | 0 | 0 | 0
IGCC-CCS | 0 | 0 | 0 | 0 | 0 | 0
WT_off | 0 | 0 | 0 | 0 | 0 | 0
PseudoUnit | 0 | 0 | 0 | 0 | 0 | 0
FixedInterchange | 0 | 0 | 0 | 0 | 0 | 0
Emission Cost by Reporting Type: ALB
ReportingType | 2015 | 2020 | 2025 | 2030 | 2035 | 2040
BM | 0 | 0 | 0 | 0 | 0 | 0
CC | 141.62 | 219.17 | 351.57 | 79.85 | 23.69 | 0
CSP | 0 | 0 | 0 | 0 | 0 | 0
CT | 0 | 0 | 0 | 0 | 0 | 0
Coal | 973.5 | 1382.37 | 2263.77 | 0.68 | 0 | 0
Geo | 0 | 0 | 0 | 0 | 0 | 0
H | 0 | 0 | 0 | 0 | 0 | 0
LFG | 0 | 0 | 0 | 0 | 0 | 0
Nuc | 0 | 0 | 0 | 0 | 0 | 0
PS | 0 | 0 | 0 | 0 | 0 | 0
PV | 0 | 0 | 0 | 0 | 0 | 0
PeakG | 0 | 0 | 0 | 0 | 0 | 0
PeakO | 0 | 0 | 0 | 0 | 0 | 0
ST | 0 | 0 | 0 | 0 | 0 | 0
STOG | 0 | 0 | 0 | 0 | 0 | 0
STWD | 0 | 0 | 0 | 0 | 0 | 0
WT | 0 | 0 | 0 | 0 | 0 | 0
IGCC | 0 | 0 | 0 | 0 | 0 | 0
DemandResponse | 0 | 0 | 0 | 0 | 0 | 0
IGCC-CCS | 0 | 0 | 0 | 0 | 0 | 0
WT_off | 0 | 0 | 0 | 0 | 0 | 0
PseudoUnit | 0 | 0 | 0 | 0 | 0 | 0
FixedInterchange | 0 | 0 | 0 | 0 | 0 | 0
Emission Cost by Reporting Type: BC
ReportingType | 2015 | 2020 | 2025 | 2030 | 2035 | 2040
BM | 0 | 0 | 0 | 0 | 0 | 0
CC | 35.19 | 49.97 | 81.84 | 116.68 | 49.92 | 0
CSP | 0 | 0 | 0 | 0 | 0 | 0
CT | 0 | 0 | 0 | 0 | 0 | 0
Coal | 0 | 0 | 0 | 0 | 0 | 0
Geo | 0 | 0 | 0 | 0 | 0 | 0
H | 0 | 0 | 0 | 0 | 0 | 0
LFG | 0 | 0 | 0 | 0 | 0 | 0
Nuc | 0 | 0 | 0 | 0 | 0 | 0
PS | 0 | 0 | 0 | 0 | 0 | 0
PV | 0 | 0 | 0 | 0 | 0 | 0
PeakG | 0 | 0 | 0 | 0 | 0 | 0
PeakO | 0 | 0 | 0 | 0 | 0 | 0
ST | 0 | 0 | 0 | 0 | 0 | 0
STOG | 0 | 0 | 0 | 0 | 0 | 0
STWD | 0 | 0 | 0 | 0 | 0 | 0
WT | 0 | 0 | 0 | 0 | 0 | 0
IGCC | 0 | 0 | 0 | 0 | 0 | 0
DemandResponse | 0 | 0 | 0 | 0 | 0 | 0
IGCC-CCS | 0 | 0 | 0 | 0 | 0 | 0
WT_off | 0 | 0 | 0 | 0 | 0 | 0
PseudoUnit | 0 | 0 | 0 | 0 | 0 | 0
FixedInterchange | 0 | 0 | 0 | 0 | 0 | 0
Emission Cost by Reporting Type: HQ_IESO
ReportingType | 2015 | 2020 | 2025 | 2030 | 2035 | 2040
BM | 0 | 0 | 0 | 0 | 0 | 0
CC | 0 | 0 | 0 | 0 | 0 | 0
CSP | 0 | 0 | 0 | 0 | 0 | 0
CT | 0 | 0 | 0 | 0 | 0 | 0
Coal | 0 | 0 | 0 | 0 | 0 | 0
Geo | 0 | 0 | 0 | 0 | 0 | 0
H | 0 | 0 | 0 | 0 | 0 | 0
LFG | 0 | 0 | 0 | 0 | 0 | 0
Nuc | 0 | 0 | 0 | 0 | 0 | 0
PS | 0 | 0 | 0 | 0 | 0 | 0
PV | 0 | 0 | 0 | 0 | 0 | 0
PeakG | 0 | 0 | 0 | 0 | 0 | 0
PeakO | 0 | 0 | 0 | 0 | 0 | 0
ST | 0 | 0 | 0 | 0 | 0 | 0
STOG | 0 | 0 | 0 | 0 | 0 | 0
STWD | 0 | 0 | 0 | 0 | 0 | 0
WT | 0 | 0 | 0 | 0 | 0 | 0
IGCC | 0 | 0 | 0 | 0 | 0 | 0
DemandResponse | 0 | 0 | 0 | 0 | 0 | 0
IGCC-CCS | 0 | 0 | 0 | 0 | 0 | 0
WT_off | 0 | 0 | 0 | 0 | 0 | 0
PseudoUnit | 0 | 0 | 0 | 0 | 0 | 0
FixedInterchange | 0 | 0 | 0 | 0 | 0 | 0
Emission Cost by Reporting Type: HQ_NEISO
ReportingType | 2015 | 2020 | 2025 | 2030 | 2035 | 2040
BM | 0 | 0 | 0 | 0 | 0 | 0
CC | 0 | 0 | 0 | 0 | 0 | 0
CSP | 0 | 0 | 0 | 0 | 0 | 0
CT | 0 | 0 | 0 | 0 | 0 | 0
Coal | 0 | 0 | 0 | 0 | 0 | 0
Geo | 0 | 0 | 0 | 0 | 0 | 0
H | 0 | 0 | 0 | 0 | 0 | 0
LFG | 0 | 0 | 0 | 0 | 0 | 0
Nuc | 0 | 0 | 0 | 0 | 0 | 0
PS | 0 | 0 | 0 | 0 | 0 | 0
PV | 0 | 0 | 0 | 0 | 0 | 0
PeakG | 0 | 0 | 0 | 0 | 0 | 0
PeakO | 0 | 0 | 0 | 0 | 0 | 0
ST | 0 | 0 | 0 | 0 | 0 | 0
STOG | 0 | 0 | 0 | 0 | 0 | 0
STWD | 0 | 0 | 0 | 0 | 0 | 0
WT | 0 | 0 | 0 | 0 | 0 | 0
IGCC | 0 | 0 | 0 | 0 | 0 | 0
DemandResponse | 0 | 0 | 0 | 0 | 0 | 0
IGCC-CCS | 0 | 0 | 0 | 0 | 0 | 0
WT_off | 0 | 0 | 0 | 0 | 0 | 0
PseudoUnit | 0 | 0 | 0 | 0 | 0 | 0
FixedInterchange | 0 | 0 | 0 | 0 | 0 | 0
Emission Cost by Reporting Type: HQ_NY
ReportingType | 2015 | 2020 | 2025 | 2030 | 2035 | 2040
BM | 0 | 0 | 0 | 0 | 0 | 0
CC | 0 | 0 | 0 | 0 | 0 | 0
CSP | 0 | 0 | 0 | 0 | 0 | 0
CT | 0 | 0 | 0 | 0 | 0 | 0
Coal | 0 | 0 | 0 | 0 | 0 | 0
Geo | 0 | 0 | 0 | 0 | 0 | 0
H | 0 | 0 | 0 | 0 | 0 | 0
LFG | 0 | 0 | 0 | 0 | 0 | 0
Nuc | 0 | 0 | 0 | 0 | 0 | 0
PS | 0 | 0 | 0 | 0 | 0 | 0
PV | 0 | 0 | 0 | 0 | 0 | 0
PeakG | 0 | 0 | 0 | 0 | 0 | 0
PeakO | 0 | 0 | 0 | 0 | 0 | 0
ST | 0 | 0 | 0 | 0 | 0 | 0
STOG | 0 | 0 | 0 | 0 | 0 | 0
STWD | 0 | 0 | 0 | 0 | 0 | 0
WT | 0 | 0 | 0 | 0 | 0 | 0
IGCC | 0 | 0 | 0 | 0 | 0 | 0
DemandResponse | 0 | 0 | 0 | 0 | 0 | 0
IGCC-CCS | 0 | 0 | 0 | 0 | 0 | 0
WT_off | 0 | 0 | 0 | 0 | 0 | 0
PseudoUnit | 0 | 0 | 0 | 0 | 0 | 0
FixedInterchange | 0 | 0 | 0 | 0 | 0 | 0
Emission Cost by Reporting Type: MARITIMES
ReportingType | 2015 | 2020 | 2025 | 2030 | 2035 | 2040
BM | 0 | 0 | 0 | 0 | 0 | 0
CC | 0 | 0 | 0 | 0 | 0 | 0
CSP | 0 | 0 | 0 | 0 | 0 | 0
CT | 0 | 0 | 0 | 0 | 0 | 0
Coal | 0 | 0 | 0 | 0 | 0 | 0
Geo | 0 | 0 | 0 | 0 | 0 | 0
H | 0 | 0 | 0 | 0 | 0 | 0
LFG | 0 | 0 | 0 | 0 | 0 | 0
Nuc | 0 | 0 | 0 | 0 | 0 | 0
PS | 0 | 0 | 0 | 0 | 0 | 0
PV | 0 | 0 | 0 | 0 | 0 | 0
PeakG | 0 | 0 | 0 | 0 | 0 | 0
PeakO | 0 | 0 | 0 | 0 | 0 | 0
ST | 0 | 0 | 0 | 0 | 0 | 0
STOG | 0 | 0 | 0 | 0 | 0 | 0
STWD | 0 | 0 | 0 | 0 | 0 | 0
WT | 0 | 0 | 0 | 0 | 0 | 0
IGCC | 0 | 0 | 0 | 0 | 0 | 0
DemandResponse | 0 | 0 | 0 | 0 | 0 | 0
IGCC-CCS | 0 | 0 | 0 | 0 | 0 | 0
WT_off | 0 | 0 | 0 | 0 | 0 | 0
PseudoUnit | 0 | 0 | 0 | 0 | 0 | 0
FixedInterchange | 0 | 0 | 0 | 0 | 0 | 0
Emission Cost by Reporting Type: All
ReportingType | 2015 | 2020 | 2025 | 2030 | 2035 | 2040
BM | 0 | 0 | 0 | 0 | 0 | 0
CC | 10358.28 | 18925.78 | 30830.49 | 60902.68 | 60652.28 | 48831.27
CSP | 0 | 0 | 0 | 0 | 0 | 0
CT | 7.14 | 10.86 | 31.9 | 54.58 | 5 | 0
Coal | 28179.37 | 18787.49 | 7239.6 | 610.6 | 1580.5 | 2541.65
Geo | 0 | 0 | 0 | 0 | 0 | 0
H | 0 | 0 | 0 | 0 | 0 | 0
LFG | 0 | 0 | 0 | 0 | 0 | 0
Nuc | 0 | 0 | 0 | 0 | 0 | 0
PS | 0 | 0 | 0 | 0 | 0 | 0
PV | 0 | 0 | 0 | 0 | 0 | 0
PeakG | 39.48 | 75.58 | 119.91 | 349.21 | 239 | 240.41
PeakO | 0 | 0 | 0 | 0 | 0 | 0
ST | 0 | 0 | 0 | 0 | 0 | 0
STOG | 105.74 | 141.61 | 171.29 | 459.08 | 289.94 | 135.17
STWD | 0 | 0 | 0 | 0 | 0 | 0
WT | 0 | 0 | 0 | 0 | 0 | 0
IGCC | 80.77 | 114.7 | 81.05 | 11.1 | 0 | 0
DemandResponse | 0 | 0 | 0 | 0 | 0 | 0
IGCC-CCS | 0 | 0 | 0 | 0 | 0 | 0
WT_off | 0 | 0 | 0 | 0 | 0 | 0
PseudoUnit | 0 | 0 | 0 | 0 | 0 | 0
FixedInterchange | 0 | 0 | 0 | 0 | 0 | 0
Emission Cost by Reporting Type: EI_US
ReportingType | 2015 | 2020 | 2025 | 2030 | 2035 | 2040
BM | 0 | 0 | 0 | 0 | 0 | 0
CC | 6567.02 | 13175.33 | 21153.85 | 41815.49 | 44949.91 | 35074.9
CSP | 0 | 0 | 0 | 0 | 0 | 0
CT | 6.99 | 10.61 | 31.86 | 54.05 | 5 | 0
Coal | 22155.42 | 12363.47 | 2603.15 | 474.95 | 1229 | 2035.75
Geo | 0 | 0 | 0 | 0 | 0 | 0
H | 0 | 0 | 0 | 0 | 0 | 0
LFG | 0 | 0 | 0 | 0 | 0 | 0
Nuc | 0 | 0 | 0 | 0 | 0 | 0
PS | 0 | 0 | 0 | 0 | 0 | 0
PV | 0 | 0 | 0 | 0 | 0 | 0
PeakG | 38.59 | 75.1 | 119.91 | 349.1 | 234.12 | 232.22
PeakO | 0 | 0 | 0 | 0 | 0 | 0
ST | 0 | 0 | 0 | 0 | 0 | 0
STOG | 70.37 | 78.25 | 130.05 | 345.05 | 287.17 | 128.6
STWD | 0 | 0 | 0 | 0 | 0 | 0
WT | 0 | 0 | 0 | 0 | 0 | 0
IGCC | 80.77 | 114.7 | 81.05 | 11.1 | 0 | 0
DemandResponse | 0 | 0 | 0 | 0 | 0 | 0
IGCC-CCS | 0 | 0 | 0 | 0 | 0 | 0
WT_off | 0 | 0 | 0 | 0 | 0 | 0
PseudoUnit | 0 | 0 | 0 | 0 | 0 | 0
FixedInterchange | 0 | 0 | 0 | 0 | 0 | 0
Emission Cost by Reporting Type: EI_Canada
ReportingType | 2015 | 2020 | 2025 | 2030 | 2035 | 2040
BM | 0 | 0 | 0 | 0 | 0 | 0
CC | 130.09 | 156.22 | 32.41 | 5.98 | 0.46 | 14.79
CSP | 0 | 0 | 0 | 0 | 0 | 0
CT | 0.15 | 0.21 | 0 | 0 | 0 | 0
Coal | 4.97 | 1.4 | 0 | 0 | 0 | 0
Geo | 0 | 0 | 0 | 0 | 0 | 0
H | 0 | 0 | 0 | 0 | 0 | 0
LFG | 0 | 0 | 0 | 0 | 0 | 0
Nuc | 0 | 0 | 0 | 0 | 0 | 0
PS | 0 | 0 | 0 | 0 | 0 | 0
PV | 0 | 0 | 0 | 0 | 0 | 0
PeakG | 0.89 | 0.36 | 0 | 0 | 0 | 0
PeakO | 0 | 0 | 0 | 0 | 0 | 0
ST | 0 | 0 | 0 | 0 | 0 | 0
STOG | 0.19 | 0 | 0 | 0 | 0 | 0
STWD | 0 | 0 | 0 | 0 | 0 | 0
WT | 0 | 0 | 0 | 0 | 0 | 0
IGCC | 0 | 0 | 0 | 0 | 0 | 0
DemandResponse | 0 | 0 | 0 | 0 | 0 | 0
IGCC-CCS | 0 | 0 | 0 | 0 | 0 | 0
WT_off | 0 | 0 | 0 | 0 | 0 | 0
PseudoUnit | 0 | 0 | 0 | 0 | 0 | 0
FixedInterchange | 0 | 0 | 0 | 0 | 0 | 0
Emission Cost by Reporting Type: EI
ReportingType | 2015 | 2020 | 2025 | 2030 | 2035 | 2040
BM | 0 | 0 | 0 | 0 | 0 | 0
CC | 6697.11 | 13331.55 | 21186.26 | 41821.48 | 44950.36 | 35089.69
CSP | 0 | 0 | 0 | 0 | 0 | 0
CT | 7.14 | 10.82 | 31.86 | 54.05 | 5 | 0
Coal | 22160.38 | 12364.87 | 2603.15 | 474.95 | 1229 | 2035.75
Geo | 0 | 0 | 0 | 0 | 0 | 0
H | 0 | 0 | 0 | 0 | 0 | 0
LFG | 0 | 0 | 0 | 0 | 0 | 0
Nuc | 0 | 0 | 0 | 0 | 0 | 0
PS | 0 | 0 | 0 | 0 | 0 | 0
PV | 0 | 0 | 0 | 0 | 0 | 0
PeakG | 39.48 | 75.46 | 119.91 | 349.1 | 234.12 | 232.22
PeakO | 0 | 0 | 0 | 0 | 0 | 0
ST | 0 | 0 | 0 | 0 | 0 | 0
STOG | 70.56 | 78.25 | 130.05 | 345.05 | 287.17 | 128.6
STWD | 0 | 0 | 0 | 0 | 0 | 0
WT | 0 | 0 | 0 | 0 | 0 | 0
IGCC | 80.77 | 114.7 | 81.05 | 11.1 | 0 | 0
DemandResponse | 0 | 0 | 0 | 0 | 0 | 0
IGCC-CCS | 0 | 0 | 0 | 0 | 0 | 0
WT_off | 0 | 0 | 0 | 0 | 0 | 0
PseudoUnit | 0 | 0 | 0 | 0 | 0 | 0
FixedInterchange | 0 | 0 | 0 | 0 | 0 | 0
Emission Cost by Reporting Type: Outside_EI
ReportingType | 2015 | 2020 | 2025 | 2030 | 2035 | 2040
BM | 0 | 0 | 0 | 0 | 0 | 0
CC | 3661.18 | 5594.23 | 9644.23 | 19081.2 | 15701.92 | 13741.58
CSP | 0 | 0 | 0 | 0 | 0 | 0
CT | 0 | 0.04 | 0.04 | 0.52 | 0 | 0
Coal | 6018.99 | 6422.62 | 4636.45 | 135.65 | 351.49 | 505.9
Geo | 0 | 0 | 0 | 0 | 0 | 0
H | 0 | 0 | 0 | 0 | 0 | 0
LFG | 0 | 0 | 0 | 0 | 0 | 0
Nuc | 0 | 0 | 0 | 0 | 0 | 0
PS | 0 | 0 | 0 | 0 | 0 | 0
PV | 0 | 0 | 0 | 0 | 0 | 0
PeakG | 0 | 0.12 | 0 | 0.12 | 4.88 | 8.2
PeakO | 0 | 0 | 0 | 0 | 0 | 0
ST | 0 | 0 | 0 | 0 | 0 | 0
STOG | 35.18 | 63.36 | 41.24 | 114.04 | 2.76 | 6.57
STWD | 0 | 0 | 0 | 0 | 0 | 0
WT | 0 | 0 | 0 | 0 | 0 | 0
IGCC | 0 | 0 | 0 | 0 | 0 | 0
DemandResponse | 0 | 0 | 0 | 0 | 0 | 0
IGCC-CCS | 0 | 0 | 0 | 0 | 0 | 0
WT_off | 0 | 0 | 0 | 0 | 0 | 0
PseudoUnit | 0 | 0 | 0 | 0 | 0 | 0
FixedInterchange | 0 | 0 | 0 | 0 | 0 | 0
#8 | 0: Base VOM Costs ($million)
Base VOM Costs by Reporting Type: Entergy
ReportingType | 2015 | 2020 | 2025 | 2030 | 2035 | 2040
BM | 0 | 0 | 0 | 0 | 0 | 8.79
CC | 188.6 | 236.27 | 155.24 | 110.21 | 59.39 | 48.82
CSP | 0 | 0 | 0 | 0 | 0 | 0
CT | 0 | 0 | 0 | 0 | 0 | 0
Coal | 232.45 | 31.91 | 3.92 | 0 | 0 | 0
Geo | 0 | 0 | 0 | 0 | 0 | 0
H | 0 | 0 | 0 | 0 | 0 | 0.04
LFG | 0 | 0 | 0.01 | 0.01 | 0.01 | 0.01
Nuc | 100.26 | 100.26 | 100.26 | 100.26 | 84.41 | 66.26
PS | 0 | 0 | 0 | 0 | 0 | 0
PV | 0 | 0 | 0 | 0 | 0 | 0
PeakG | 0 | 0 | 0 | 0 | 0 | 0
PeakO | 0 | 0 | 0 | 0 | 0 | 0
ST | 0 | 0 | 0 | 0 | 0 | 0
STOG | 1.45 | 1.24 | 0.81 | 0 | 0 | 0
STWD | 0 | 0.18 | 0.18 | 0.31 | 1.84 | 2.79
WT | 0 | 0 | 0 | 0 | 0 | 0.01
IGCC | 0 | 0 | 0 | 0 | 0 | 0
DemandResponse | 0 | 0 | 0 | 0 | 0 | 0
IGCC-CCS | 0 | 0 | 0 | 0 | 0 | 0
WT_off | 0 | 0 | 0 | 0 | 0 | 0
PseudoUnit | 0 | 0 | 0 | 0 | 0 | 0
FixedInterchange | 0 | 0 | 0 | 0 | 0 | 0
Base VOM Costs by Reporting Type: FRCC
ReportingType | 2015 | 2020 | 2025 | 2030 | 2035 | 2040
BM | 0 | 0 | 0 | 0 | 0 | 0
CC | 558.19 | 575.79 | 593.37 | 542.94 | 212.24 | 167.92
CSP | 0 | 0 | 0 | 0 | 0 | 0
CT | 4.8 | 4.8 | 9.42 | 7.37 | 0 | 0
Coal | 74.03 | 38.82 | 5.18 | 4.55 | 9.3 | 14.55
Geo | 0 | 0 | 0 | 0 | 0 | 0
H | 0 | 0 | 0 | 0 | 0 | 0
LFG | 0.04 | 0.04 | 0.06 | 0.06 | 0.06 | 0.06
Nuc | 76.4 | 76.4 | 103.18 | 151.16 | 375.74 | 434.43
PS | 0 | 0 | 0 | 0 | 0 | 0
PV | 0 | 0 | 0 | 0 | 0 | 0
PeakG | 3.1 | 5 | 6.27 | 1.74 | 1.68 | 1.33
PeakO | 0 | 0 | 0 | 0 | 0 | 0
ST | 0 | 0 | 0 | 0 | 0 | 0
STOG | 0 | 0 | 0 | 0 | 0 | 0
STWD | 0.31 | 0.48 | 0.91 | 3.24 | 3.24 | 3.24
WT | 0 | 0 | 0 | 0 | 0 | 0
IGCC | 0 | 0 | 0 | 0 | 0 | 0
DemandResponse | 0 | 0 | 0 | 0 | 0 | 0
IGCC-CCS | 0 | 0 | 0 | 0 | 0 | 0
WT_off | 0 | 0 | 0 | 0 | 0 | 0
PseudoUnit | 0 | 0 | 0 | 0 | 0 | 0
FixedInterchange | 0 | 0 | 0 | 0 | 0 | 0
Base VOM Costs by Reporting Type: MAPP_US
ReportingType | 2015 | 2020 | 2025 | 2030 | 2035 | 2040
BM | 0 | 0 | 0 | 0 | 0 | 0
CC | 0.54 | 0.49 | 0.45 | 0.71 | 0.45 | 0.26
CSP | 0 | 0 | 0 | 0 | 0 | 0
CT | 0 | 0 | 0 | 0 | 0 | 0
Coal | 50.48 | 29.33 | 1.11 | 0 | 0 | 0
Geo | 0 | 0 | 0 | 0 | 0 | 0
H | 0 | 0 | 0 | 0 | 0 | 0
LFG | 0 | 0 | 0 | 0.01 | 0.01 | 0.01
Nuc | 0 | 0 | 0 | 0 | 0 | 0
PS | 0 | 0 | 0 | 0 | 0 | 0
PV | 0 | 0 | 0 | 0 | 0 | 0
PeakG | 0.57 | 0.75 | 0.21 | 0.75 | 0.39 | 0.39
PeakO | 0 | 0 | 0 | 0 | 0 | 0
ST | 0 | 0 | 0 | 0 | 0 | 0
STOG | 0 | 0 | 0 | 0 | 0 | 0
STWD | 0 | 0 | 0 | 0 | 0 | 0
WT | 0.07 | 0.15 | 0.26 | 0.28 | 0.27 | 0.27
IGCC | 0 | 0 | 0 | 0 | 0 | 0
DemandResponse | 0 | 0 | 0 | 0 | 0 | 0
IGCC-CCS | 0 | 0 | 0 | 0 | 0 | 0
WT_off | 0 | 0 | 0 | 0 | 0 | 0
PseudoUnit | 0 | 0 | 0 | 0 | 0 | 0
FixedInterchange | 0 | 0 | 0 | 0 | 0 | 0
Base VOM Costs by Reporting Type: MISO_IN
ReportingType | 2015 | 2020 | 2025 | 2030 | 2035 | 2040
BM | 0 | 0 | 0 | 0 | 0 | 5.87
CC | 9.57 | 412.03 | 413.06 | 292.15 | 141.01 | 96.12
CSP | 0 | 0 | 0 | 0 | 0 | 0
CT | 0 | 0 | 0 | 0 | 0 | 0
Coal | 281.52 | 181.36 | 21.93 | 8.91 | 22.57 | 35.01
Geo | 0 | 0 | 0 | 0 | 0 | 0
H | 0 | 0 | 0 | 0 | 0 | 0
LFG | 0 | 0 | 0.01 | 0.01 | 0.01 | 0.01
Nuc | 0 | 0 | 0 | 0 | 0 | 0
PS | 0 | 0 | 0 | 0 | 0 | 0
PV | 0 | 0 | 0.01 | 0.01 | 0.01 | 0.01
PeakG | 0 | 0 | 0 | 0 | 0 | 0
PeakO | 0 | 0 | 0 | 0 | 0 | 0
ST | 0 | 0 | 0 | 0 | 0 | 0
STOG | 0.07 | 0.07 | 0.07 | 0.05 | 0 | 0
STWD | 0 | 0 | 0 | 0 | 0 | 0
WT | 0.02 | 0.02 | 0.02 | 0.82 | 1.21 | 1.21
IGCC | 30.43 | 30.43 | 13.13 | 0.8 | 0 | 0
DemandResponse | 0 | 0 | 0 | 0 | 0 | 0
IGCC-CCS | 0 | 0 | 0 | 0 | 0 | 0
WT_off | 0 | 0 | 0 | 0 | 0 | 0
PseudoUnit | 0 | 0 | 0 | 0 | 0 | 0
FixedInterchange | 0 | 0 | 0 | 0 | 0 | 0
Base VOM Costs by Reporting Type: MISO_MI
ReportingType | 2015 | 2020 | 2025 | 2030 | 2035 | 2040
BM | 0 | 0 | 0 | 0 | 0 | 47.06
CC | 20.76 | 81.47 | 85.6 | 65.12 | 43.88 | 13.89
CSP | 0 | 0 | 0 | 0 | 0 | 0
CT | 0 | 0 | 0 | 0 | 0 | 0
Coal | 132.96 | 0 | 0 | 0 | 0 | 0
Geo | 0 | 0 | 0 | 0 | 0 | 0
H | 0 | 0 | 0 | 0 | 0 | 0
LFG | 0.01 | 0.01 | 0.03 | 0.03 | 0.03 | 0.03
Nuc | 34.93 | 34.93 | 34.93 | 34.93 | 20.54 | 35.25
PS | 0 | 0 | 0 | 0 | 0 | 0
PV | 0 | 0 | 0 | 0 | 0 | 0
PeakG | 0.35 | 0.25 | 0 | 0 | 0 | 0
PeakO | 0 | 0 | 0 | 0 | 0 | 0
ST | 0 | 0 | 0 | 0 | 0 | 0
STOG | 0.78 | 0.21 | 0.25 | 0.04 | 0 | 0
STWD | 2.71 | 1.83 | 0.26 | 0.42 | 2.71 | 2.71
WT | 0.06 | 0.07 | 0.07 | 0.07 | 0.07 | 0.07
IGCC | 0 | 0 | 0 | 0 | 0 | 0
DemandResponse | 0 | 0 | 0 | 0 | 0 | 0
IGCC-CCS | 0 | 0 | 0 | 0 | 0 | 0
WT_off | 0 | 0 | 0 | 0 | 0 | 0
PseudoUnit | 0 | 0 | 0 | 0 | 0 | 0
FixedInterchange | 0 | 0 | 0 | 0 | 0 | 0
Base VOM Costs by Reporting Type: MISO_MO-IL
ReportingType | 2015 | 2020 | 2025 | 2030 | 2035 | 2040
BM | 0 | 0 | 0 | 0 | 0 | 0
CC | 6.58 | 35.17 | 25.18 | 16.72 | 9.99 | 4.95
CSP | 0 | 0 | 0 | 0 | 0 | 0
CT | 0 | 0 | 0 | 0 | 0 | 0
Coal | 328.97 | 114.62 | 27.89 | 4.06 | 5.96 | 7.38
Geo | 0 | 0 | 0 | 0 | 0 | 0
H | 0 | 0 | 0.02 | 0.02 | 0.02 | 0.02
LFG | 0 | 0 | 0.02 | 0.02 | 0.02 | 0.02
Nuc | 41.29 | 41.29 | 41.29 | 41.29 | 41.29 | 41.29
PS | 0 | 0 | 0 | 0 | 0 | 0
PV | 0 | 0 | 0 | 0 | 0 | 0
PeakG | 0.98 | 3.29 | 0 | 0 | 0 | 0
PeakO | 0 | 0 | 0 | 0 | 0 | 0
ST | 0 | 0 | 0 | 0 | 0 | 0
STOG | 0.01 | 0.04 | 0 | 0 | 0 | 0
STWD | 0 | 0 | 0 | 0 | 0 | 0
WT | 0.02 | 0.02 | 0.21 | 0.32 | 0.32 | 0.41
IGCC | 0 | 0 | 0 | 0 | 0 | 0
DemandResponse | 0 | 0 | 0 | 0 | 0 | 0
IGCC-CCS | 0 | 0 | 0 | 0 | 0 | 0
WT_off | 0 | 0 | 0 | 0 | 0 | 0
PseudoUnit | 0 | 0 | 0 | 0 | 0 | 0
FixedInterchange | 0 | 0 | 0 | 0 | 0 | 0
Base VOM Costs by Reporting Type: MISO_W
ReportingType | 2015 | 2020 | 2025 | 2030 | 2035 | 2040
BM | 0 | 0 | 0 | 0 | 0 | 0
CC | 20.94 | 21.88 | 14.4 | 7.58 | 6.31 | 4.33
CSP | 0 | 0 | 0 | 0 | 0 | 0
CT | 0 | 0 | 0 | 0 | 0 | 0
Coal | 298.79 | 163.82 | 22.9 | 12.43 | 12.18 | 13.46
Geo | 0 | 0 | 0 | 0 | 0 | 0
H | 0 | 0 | 0 | 0 | 0 | 0
LFG | 0.02 | 0.02 | 0.02 | 0.02 | 0.02 | 0.02
Nuc | 43.67 | 43.67 | 43.67 | 43.67 | 0 | 0
PS | 0 | 0 | 0 | 0 | 0 | 0
PV | 0 | 0 | 0 | 0 | 0 | 0
PeakG | 1.32 | 2.17 | 0 | 0 | 0 | 0
PeakO | 0 | 0 | 0 | 0 | 0 | 0
ST | 0 | 0 | 0 | 0 | 0 | 0
STOG | 0 | 0 | 0 | 0 | 0 | 0
STWD | 0.14 | 0.3 | 0.27 | 1.09 | 3.56 | 4.41
WT | 0.32 | 0.32 | 2.22 | 2.22 | 2.22 | 2.23
IGCC | 0 | 0 | 0 | 0 | 0 | 0
DemandResponse | 0 | 0 | 0 | 0 | 0 | 0
IGCC-CCS | 0 | 0 | 0 | 0 | 0 | 0
WT_off | 0 | 0 | 0 | 0 | 0 | 0
PseudoUnit | 0 | 0 | 0 | 0 | 0 | 0
FixedInterchange | 0 | 0 | 0 | 0 | 0 | 0
Base VOM Costs by Reporting Type: MISO_WUMS
ReportingType | 2015 | 2020 | 2025 | 2030 | 2035 | 2040
BM | 0 | 0 | 0 | 0 | 0 | 37.17
CC | 96.07 | 206.88 | 186.46 | 162.8 | 98.72 | 39.5
CSP | 0 | 0 | 0 | 0 | 0 | 0
CT | 0 | 0 | 0 | 0 | 0 | 0
Coal | 84.57 | 17.06 | 3.23 | 2.88 | 8.94 | 13.31
Geo | 0 | 0 | 0 | 0 | 0 | 0
H | 0 | 0 | 0 | 0 | 0 | 0
LFG | 0.01 | 0.01 | 0.03 | 0.03 | 0.03 | 0.03
Nuc | 33.6 | 33.6 | 33.6 | 33.6 | 0 | 0
PS | 0 | 0 | 0 | 0 | 0 | 0
PV | 0 | 0 | 0 | 0 | 0 | 0
PeakG | 0.06 | 0 | 0 | 0 | 0 | 0
PeakO | 0 | 0 | 0 | 0 | 0 | 0
ST | 0 | 0 | 0 | 0 | 0 | 0
STOG | 0 | 0 | 0 | 0 | 0 | 0
STWD | 0.1 | 0.05 | 0.05 | 0.16 | 1.75 | 1.74
WT | 0.05 | 0.05 | 0.05 | 0.05 | 0.44 | 0.46
IGCC | 0 | 0 | 0 | 0 | 0 | 0
DemandResponse | 0 | 0 | 0 | 0 | 0 | 0
IGCC-CCS | 0 | 0 | 0 | 0 | 0 | 0
WT_off | 0 | 0 | 0 | 0 | 0 | 0
PseudoUnit | 0 | 0 | 0 | 0 | 0 | 0
FixedInterchange | 0 | 0 | 0 | 0 | 0 | 0
Base VOM Costs by Reporting Type: Nebraska
ReportingType | 2015 | 2020 | 2025 | 2030 | 2035 | 2040
BM | 0 | 0 | 0 | 0 | 0 | 0
CC | 1.54 | 0.6 | 0.57 | 0.57 | 0.33 | 0.17
CSP | 0 | 0 | 0 | 0 | 0 | 0
CT | 0 | 0 | 0 | 0 | 0 | 0
Coal | 117.38 | 24.69 | 7.19 | 6.12 | 6.14 | 6.43
Geo | 0 | 0 | 0 | 0 | 0 | 0
H | 0 | 0 | 0 | 0 | 0 | 0
LFG | 0 | 0 | 0 | 0.01 | 0.01 | 0.01
Nuc | 23.15 | 23.15 | 23.15 | 20.52 | 0 | 0
PS | 0 | 0 | 0 | 0 | 0 | 0
PV | 0 | 0 | 0 | 0 | 0 | 0
PeakG | 0.34 | 0 | 0 | 0 | 0 | 0
PeakO | 0 | 0 | 0 | 0 | 0 | 0
ST | 0 | 0 | 0 | 0 | 0 | 0
STOG | 0 | 0 | 0 | 0 | 0 | 0
STWD | 0 | 0 | 0 | 0 | 0 | 0
WT | 0.01 | 0.45 | 0.65 | 0.7 | 0.86 | 0.86
IGCC | 0 | 0 | 0 | 0 | 0 | 0
DemandResponse | 0 | 0 | 0 | 0 | 0 | 0
IGCC-CCS | 0 | 0 | 0 | 0 | 0 | 0
WT_off | 0 | 0 | 0 | 0 | 0 | 0
PseudoUnit | 0 | 0 | 0 | 0 | 0 | 0
FixedInterchange | 0 | 0 | 0 | 0 | 0 | 0
Base VOM Costs by Reporting Type: NEISO
ReportingType | 2015 | 2020 | 2025 | 2030 | 2035 | 2040
BM | 9.41 | 6.11 | 1.8 | 2.78 | 9.41 | 9.41
CC | 119.22 | 86.55 | 75.73 | 64.33 | 20.65 | 26.44
CSP | 0 | 0 | 0 | 0 | 0 | 0
CT | 0.01 | 0.11 | 0.11 | 0.1 | 0 | 0
Coal | 0.12 | 0 | 0 | 0 | 0 | 0
Geo | 0 | 0 | 0 | 0 | 0 | 0
H | 0 | 0 | 0 | 0 | 0 | 0
LFG | 0.05 | 0.05 | 0.05 | 0.06 | 0.06 | 0.06
Nuc | 85.9 | 85.9 | 85.9 | 85.9 | 62.06 | 45.84
PS | 0 | 0 | 0 | 0 | 0 | 0
PV | 0 | 0.01 | 0.01 | 0.01 | 0.01 | 0.01
PeakG | 0.07 | 0.27 | 0.32 | 0.26 | 0.01 | 0.02
PeakO | 0 | 0 | 0 | 0 | 0 | 0
ST | 0 | 0 | 0 | 0 | 0 | 0
STOG | 0 | 0 | 0 | 0 | 0 | 0
STWD | 10.15 | 2.91 | 0.37 | 0.37 | 6.48 | 9.29
WT | 0.01 | 0.09 | 0.14 | 0.17 | 0.46 | 0.48
IGCC | 0 | 0 | 0 | 0 | 0 | 0
DemandResponse | 0 | 0 | 0 | 0 | 0 | 0
IGCC-CCS | 0 | 0 | 0 | 0 | 0 | 0
WT_off | 0.02 | 0.02 | 0.02 | 0.02 | 0.02 | 0.02
PseudoUnit | 0 | 0 | 0 | 0 | 0 | 0
FixedInterchange | 0 | 0 | 0 | 0 | 0 | 0
Base VOM Costs by Reporting Type: NonRTO_Midwest
ReportingType | 2015 | 2020 | 2025 | 2030 | 2035 | 2040
BM | 0 | 0 | 0 | 0 | 0 | 138.18
CC | 43.18 | 131.26 | 131.26 | 131.26 | 117.06 | 37.13
CSP | 0 | 0 | 0 | 0 | 0 | 0
CT | 0 | 0 | 0 | 0 | 0 | 0
Coal | 180.57 | 94.82 | 44.99 | 10.04 | 23 | 23
Geo | 0 | 0 | 0 | 0 | 0 | 0
H | 0 | 0 | 0.04 | 0.04 | 0.04 | 0.04
LFG | 0 | 0 | 0.01 | 0.01 | 0.01 | 0.01
Nuc | 0 | 0 | 0 | 0 | 17.62 | 17.62
PS | 0 | 0 | 0 | 0 | 0 | 0
PV | 0 | 0 | 0 | 0 | 0 | 0
PeakG | 1.26 | 0.54 | 0.23 | 1.12 | 0 | 0
PeakO | 0 | 0 | 0 | 0 | 0 | 0
ST | 0 | 0 | 0 | 0 | 0 | 0
STOG | 0 | 0 | 0 | 0 | 0 | 0
STWD | 0 | 0 | 0 | 0 | 0 | 0
WT | 0 | 0 | 0 | 0 | 0 | 0
IGCC | 0 | 0 | 0 | 0 | 0 | 0
DemandResponse | 0 | 0 | 0 | 0 | 0 | 0
IGCC-CCS | 0 | 0 | 0 | 0 | 0 | 0
WT_off | 0 | 0 | 0 | 0 | 0 | 0
PseudoUnit | 0 | 0 | 0 | 0 | 0 | 0
FixedInterchange | 0 | 0 | 0 | 0 | 0 | 0
Base VOM Costs by Reporting Type: NYISO_A-F
ReportingType | 2015 | 2020 | 2025 | 2030 | 2035 | 2040
BM | 0 | 0 | 0 | 0 | 0 | 0
CC | 24.31 | 28.91 | 23.2 | 20.87 | 3.46 | 4.23
CSP | 0 | 0 | 0 | 0 | 0 | 0
CT | 0 | 0 | 0 | 0 | 0 | 0
Coal | 0 | 0 | 0 | 0 | 0 | 0
Geo | 0 | 0 | 0 | 0 | 0 | 0
H | 0 | 0 | 0 | 0 | 0 | 0
LFG | 0.02 | 0.02 | 0.02 | 0.02 | 0.02 | 0.02
Nuc | 62.23 | 62.23 | 62.23 | 50.74 | 40 | 24.24
PS | 0 | 0 | 0 | 0 | 0 | 0
PV | 0 | 0 | 0 | 0 | 0 | 0
PeakG | 0 | 0.05 | 0.02 | 0 | 0 | 0
PeakO | 0 | 0 | 0 | 0 | 0 | 0
ST | 0 | 0 | 0 | 0 | 0 | 0
STOG | 0 | 0 | 0 | 0 | 0 | 0
STWD | 0 | 0.01 | 0.01 | 0.02 | 0.67 | 1.43
WT | 0.11 | 0.13 | 0.13 | 0.13 | 0.4 | 0.4
IGCC | 0 | 0 | 0 | 0 | 0 | 0
DemandResponse | 0 | 0 | 0 | 0 | 0 | 0
IGCC-CCS | 0 | 0 | 0 | 0 | 0 | 0
WT_off | 0 | 0 | 0 | 0 | 0 | 0
PseudoUnit | 0 | 0 | 0 | 0 | 0 | 0
FixedInterchange | 0 | 0 | 0 | 0 | 0 | 0
Base VOM Costs by Reporting Type: NYISO_G-I
ReportingType | 2015 | 2020 | 2025 | 2030 | 2035 | 2040
BM | 0 | 0 | 0 | 0 | 0 | 0
CC | 9.09 | 15.71 | 9.99 | 4.88 | 3.97 | 2.31
CSP | 0 | 0 | 0 | 0 | 0 | 0
CT | 0 | 0 | 0 | 0 | 0 | 0
Coal | 0 | 0 | 0 | 0 | 0 | 0
Geo | 0 | 0 | 0 | 0 | 0 | 0
H | 0 | 0 | 0 | 0 | 0 | 0
LFG | 0.01 | 0.01 | 0.01 | 0.01 | 0.01 | 0.01
Nuc | 37.82 | 37.82 | 37.82 | 37.82 | 27.63 | 32.42
PS | 0 | 0 | 0 | 0 | 0 | 0
PV | 0 | 0 | 0 | 0 | 0 | 0
PeakG | 0 | 0 | 0 | 0 | 0 | 0
PeakO | 0 | 0 | 0 | 0 | 0 | 0
ST | 0 | 0 | 0 | 0 | 0 | 0
STOG | 0 | 0 | 0 | 0 | 0 | 0
STWD | 0 | 0 | 0 | 0 | 0 | 0
WT | 0 | 0 | 0 | 0 | 0.01 | 0.01
IGCC | 0 | 0 | 0 | 0 | 0 | 0
DemandResponse | 0 | 0 | 0 | 0 | 0 | 0
IGCC-CCS | 0 | 0 | 0 | 0 | 0 | 0
WT_off | 0 | 0 | 0 | 0 | 0 | 0
PseudoUnit | 0 | 0 | 0 | 0 | 0 | 0
FixedInterchange | 0 | 0 | 0 | 0 | 0 | 0
Base VOM Costs by Reporting Type: NYISO_J-K
ReportingType | 2015 | 2020 | 2025 | 2030 | 2035 | 2040
BM | 0 | 0 | 0 | 0 | 0 | 0
CC | 66.69 | 69.76 | 68.3 | 61.98 | 39.59 | 35.55
CSP | 0 | 0 | 0 | 0 | 0 | 0
CT | 0 | 0 | 0 | 0 | 0 | 0
Coal | 0 | 0 | 0 | 0 | 0 | 0
Geo | 0 | 0 | 0 | 0 | 0 | 0
H | 0 | 0 | 0 | 0 | 0 | 0
LFG | 0.01 | 0.01 | 0.01 | 0.02 | 0.02 | 0.02
Nuc | 0 | 0 | 0 | 0 | 0 | 0
PS | 0 | 0 | 0 | 0 | 0 | 0
PV | 0 | 0 | 0 | 0 | 0 | 0
PeakG | 0.44 | 0.79 | 1.05 | 0.96 | 3.34 | 2.27
PeakO | 0 | 0 | 0 | 0 | 0 | 0
ST | 0 | 0 | 0 | 0 | 0 | 0
STOG | 1.17 | 1.62 | 2.09 | 2.4 | 1.06 | 0.68
STWD | 0 | 0 | 0 | 0 | 0 | 0
WT | 0 | 0 | 0 | 0 | 0.01 | 0.01
IGCC | 0 | 0 | 0 | 0 | 0 | 0
DemandResponse | 0 | 0 | 0 | 0 | 0 | 0
IGCC-CCS | 0 | 0 | 0 | 0 | 0 | 0
WT_off | 0 | 0 | 0 | 0 | 0 | 0
PseudoUnit | 0 | 0 | 0 | 0 | 0 | 0
FixedInterchange | 0 | 0 | 0 | 0 | 0 | 0
Base VOM Costs by Reporting Type: PJM_E
ReportingType | 2015 | 2020 | 2025 | 2030 | 2035 | 2040
BM | 0.06 | 1.12 | 1.12 | 0.82 | 1.12 | 1.12
CC | 125.22 | 150.93 | 157.09 | 151.37 | 132.71 | 90.8
CSP | 0 | 0 | 0 | 0 | 0 | 0
CT | 0 | 0.03 | 0.03 | 0.05 | 0.03 | 0
Coal | 2.31 | 1.38 | 0.45 | 0 | 0.73 | 1.87
Geo | 0 | 0 | 0 | 0 | 0 | 0
H | 0 | 0 | 0 | 0 | 0 | 0
LFG | 0.04 | 0.05 | 0.05 | 0.05 | 0.05 | 0.05
Nuc | 157.37 | 146 | 146 | 146 | 104.88 | 83.17
PS | 0 | 0 | 0 | 0 | 0 | 0
PV | 0 | 0 | 0 | 0 | 0 | 0
PeakG | 0.67 | 3.88 | 4 | 7.81 | 2.1 | 2.1
PeakO | 0 | 0 | 0 | 0 | 0 | 0
ST | 0 | 0 | 0 | 0 | 0 | 0
STOG | 0.84 | 1.22 | 1.22 | 2.38 | 1.05 | 0
STWD | 0 | 0 | 0 | 0 | 0 | 0
WT | 0.02 | 0.02 | 0.02 | 0.02 | 0.02 | 0.02
IGCC | 0 | 0 | 0 | 0 | 0 | 0
DemandResponse | 0 | 0 | 0 | 0 | 0 | 0
IGCC-CCS | 0 | 0 | 0 | 0 | 0 | 0
WT_off | 0 | 0 | 0.04 | 0.04 | 0.04 | 0.04
PseudoUnit | 0 | 0 | 0 | 0 | 0 | 0
FixedInterchange | 0 | 0 | 0 | 0 | 0 | 0
Base VOM Costs by Reporting Type: PJM_ROM
ReportingType | 2015 | 2020 | 2025 | 2030 | 2035 | 2040
BM | 0.04 | 0.67 | 0.67 | 0.49 | 0.67 | 3.57
CC | 56.02 | 70.91 | 76.39 | 72.18 | 59.71 | 34.7
CSP | 0 | 0 | 0 | 0 | 0 | 0
CT | 0 | 0.02 | 0.02 | 0.03 | 0 | 0
Coal | 122.75 | 50.66 | 3.77 | 3.56 | 9.82 | 9.82
Geo | 0 | 0 | 0 | 0 | 0 | 0
H | 0 | 0 | 0 | 0.03 | 0.03 | 0.03
LFG | 0.03 | 0.05 | 0.05 | 0.05 | 0.05 | 0.05
Nuc | 93.13 | 93.13 | 93.13 | 93.13 | 148.74 | 221.61
PS | 0 | 0 | 0 | 0 | 0 | 0
PV | 0 | 0.03 | 0.04 | 0.04 | 0.04 | 0.04
PeakG | 0 | 0.36 | 0.09 | 2.42 | 1.27 | 1.27
PeakO | 0 | 0 | 0 | 0 | 0 | 0
ST | 0 | 0 | 0 | 0 | 0 | 0
STOG | 1.64 | 2.92 | 3.21 | 3.21 | 1.64 | 0
STWD | 0.06 | 1.16 | 1.16 | 0.86 | 1.16 | 1.16
WT | 0.03 | 0.05 | 0.05 | 0.05 | 0.05 | 0.05
IGCC | 0 | 0 | 0 | 0 | 0 | 0
DemandResponse | 0 | 0 | 0 | 0 | 0 | 0
IGCC-CCS | 0 | 0 | 0 | 0 | 0 | 0
WT_off | 0 | 0 | 0 | 0 | 0 | 0
PseudoUnit | 0 | 0 | 0 | 0 | 0 | 0
FixedInterchange | 0 | 0 | 0 | 0 | 0 | 0
Base VOM Costs by Reporting Type: PJM_ROR
ReportingType | 2015 | 2020 | 2025 | 2030 | 2035 | 2040
BM | 0.77 | 14.36 | 14.36 | 10.47 | 14.36 | 14.36
CC | 171.45 | 626.19 | 627.85 | 660.99 | 536.1 | 309.05
CSP | 0 | 0 | 0 | 0 | 0 | 0
CT | 0.06 | 0.06 | 0.06 | 0.06 | 0 | 0
Coal | 1114.7 | 582.43 | 74.69 | 28.24 | 72.22 | 78.82
Geo | 0 | 0 | 0 | 0 | 0 | 0
H | 0 | 0.03 | 0.03 | 0.03 | 0.03 | 0.03
LFG | 0.05 | 0.05 | 0.09 | 0.09 | 0.09 | 0.09
Nuc | 370.54 | 370.54 | 370.54 | 354.51 | 329 | 498.31
PS | 0 | 0 | 0 | 0 | 0 | 0
PV | 0 | 0 | 0 | 0 | 0 | 0
PeakG | 9.46 | 9.32 | 9.22 | 12.91 | 6.53 | 2.99
PeakO | 0 | 0 | 0 | 0 | 0 | 0
ST | 0 | 0 | 0 | 0 | 0 | 0
STOG | 1.63 | 1.9 | 1.9 | 1.9 | 0.97 | 0
STWD | 0.09 | 3.23 | 3.23 | 1.98 | 3.23 | 3.23
WT | 0.31 | 0.31 | 0.49 | 0.52 | 0.52 | 0.52
IGCC | 0 | 0 | 0 | 0 | 0 | 0
DemandResponse | 0 | 0 | 0 | 0 | 0 | 0
IGCC-CCS | 0 | 0 | 0 | 0 | 0 | 0
WT_off | 0 | 0 | 0 | 0 | 0 | 0
PseudoUnit | 0 | 0 | 0 | 0 | 0 | 0
FixedInterchange | 0 | 0 | 0 | 0 | 0 | 0
Base VOM Costs by Reporting Type: SOCO
ReportingType | 2015 | 2020 | 2025 | 2030 | 2035 | 2040
BM | 0.19 | 0.29 | 0.42 | 2.05 | 2.05 | 154.96
CC | 348.44 | 499.92 | 507.91 | 458.6 | 246.68 | 106.53
CSP | 0 | 0 | 0 | 0 | 0 | 0
CT | 0 | 0 | 0 | 0 | 0 | 0
Coal | 223.98 | 107.35 | 9.15 | 17.52 | 20.98 | 20.98
Geo | 0 | 0 | 0 | 0 | 0 | 0
H | 0 | 0 | 0 | 0 | 0 | 0
LFG | 0 | 0 | 0.01 | 0.01 | 0.01 | 0.01
Nuc | 108.01 | 143 | 143 | 147.4 | 317.79 | 331.45
PS | 0 | 0 | 0 | 0 | 0 | 0
PV | 0 | 0 | 0 | 0 | 0 | 0
PeakG | 5.2 | 6.09 | 8.75 | 11.48 | 0.03 | 0.05
PeakO | 0 | 0 | 0 | 0 | 0 | 0
ST | 0 | 0 | 0 | 0 | 0 | 0
STOG | 0 | 0 | 0 | 0 | 0 | 0
STWD | 0.61 | 0.64 | 1.07 | 1.64 | 11.11 | 11.11
WT | 0 | 0 | 0 | 0 | 0 | 0
IGCC | 0 | 0 | 0 | 0 | 0 | 0
DemandResponse | 0 | 0 | 0 | 0 | 0 | 0
IGCC-CCS | 0 | 0 | 0 | 0 | 0 | 0
WT_off | 0 | 0 | 0 | 0 | 0 | 0
PseudoUnit | 0 | 0 | 0 | 0 | 0 | 0
FixedInterchange | 0 | 0 | 0 | 0 | 0 | 0
Base VOM Costs by Reporting Type: SPP_N
ReportingType | 2015 | 2020 | 2025 | 2030 | 2035 | 2040
BM | 0 | 0 | 0 | 0 | 0 | 0
CC | 13.58 | 3.56 | 2.21 | 3.4 | 1.71 | 0.62
CSP | 0 | 0 | 0 | 0 | 0 | 0
CT | 0 | 0.27 | 0 | 0 | 0 | 0
Coal | 218.61 | 137.58 | 2.5 | 0 | 0 | 0
Geo | 0 | 0 | 0 | 0 | 0 | 0
H | 0 | 0 | 0 | 0 | 0 | 0
LFG | 0 | 0 | 0 | 0.01 | 0.01 | 0.01
Nuc | 21.45 | 21.45 | 21.45 | 19.02 | 14.35 | 13.53
PS | 0 | 0 | 0 | 0 | 0 | 0
PV | 0 | 0 | 0 | 0 | 0 | 0
PeakG | 0.29 | 0 | 0 | 0 | 0 | 0
PeakO | 0 | 0 | 0 | 0 | 0 | 0
ST | 0 | 0 | 0 | 0 | 0 | 0
STOG | 0.77 | 0.48 | 0 | 0 | 0 | 0
STWD | 0 | 0 | 0 | 0 | 0 | 0
WT | 0.05 | 0.64 | 1.97 | 2.21 | 2.51 | 2.57
IGCC | 0 | 0 | 0 | 0 | 0 | 0
DemandResponse | 0 | 0 | 0 | 0 | 0 | 0
IGCC-CCS | 0 | 0 | 0 | 0 | 0 | 0
WT_off | 0 | 0 | 0 | 0 | 0 | 0
PseudoUnit | 0 | 0 | 0 | 0 | 0 | 0
FixedInterchange | 0 | 0 | 0 | 0 | 0 | 0
Base VOM Costs by Reporting Type: SPP_S
ReportingType | 2015 | 2020 | 2025 | 2030 | 2035 | 2040
BM | 0 | 0 | 0 | 0 | 0 | 0
CC | 106.52 | 38.17 | 39.57 | 34.66 | 19.53 | 17.89
CSP | 0 | 0 | 0 | 0 | 0 | 0
CT | 0.02 | 0 | 0 | 0 | 0 | 0
Coal | 326.35 | 87.93 | 2.46 | 0 | 0 | 0
Geo | 0 | 0 | 0 | 0 | 0 | 0
H | 0 | 0 | 0 | 0 | 0 | 0
LFG | 0 | 0 | 0 | 0.01 | 0.01 | 0.01
Nuc | 0 | 0 | 0 | 0 | 0 | 0
PS | 0 | 0 | 0 | 0 | 0 | 0
PV | 0 | 0 | 0 | 0 | 0 | 0
PeakG | 0 | 0 | 0 | 0 | 0 | 0
PeakO | 0 | 0 | 0 | 0 | 0 | 0
ST | 0 | 0 | 0 | 0 | 0 | 0
STOG | 5.31 | 1.06 | 1.44 | 3.01 | 1.12 | 1.17
STWD | 0.08 | 0.03 | 0.04 | 0.13 | 0.6 | 0.84
WT | 0.11 | 1.52 | 1.59 | 1.65 | 1.85 | 1.89
IGCC | 0 | 0 | 0 | 0 | 0 | 0
DemandResponse | 0 | 0 | 0 | 0 | 0 | 0
IGCC-CCS | 0 | 0 | 0 | 0 | 0 | 0
WT_off | 0 | 0 | 0 | 0 | 0 | 0
PseudoUnit | 0 | 0 | 0 | 0 | 0 | 0
FixedInterchange | 0 | 0 | 0 | 0 | 0 | 0
Base VOM Costs by Reporting Type: TVA
ReportingType | 2015 | 2020 | 2025 | 2030 | 2035 | 2040
BM | 0 | 0 | 0 | 0 | 0 | 178.37
CC | 93.16 | 242.15 | 257.74 | 244.84 | 157.92 | 71.14
CSP | 0 | 0 | 0 | 0 | 0 | 0
CT | 0 | 0 | 0 | 0 | 0 | 0
Coal | 199.55 | 75.49 | 3.45 | 0 | 0 | 0
Geo | 0 | 0 | 0 | 0 | 0 | 0
H | 0 | 0 | 0 | 0 | 0 | 0
LFG | 0 | 0 | 0.01 | 0.01 | 0.01 | 0.01
Nuc | 152.12 | 152.12 | 152.12 | 152.12 | 195.58 | 171.94
PS | 0 | 0 | 0 | 0 | 0 | 0
PV | 0 | 0 | 0 | 0 | 0 | 0
PeakG | 0 | 0 | 0 | 0 | 0 | 0
PeakO | 0 | 0 | 0 | 0 | 0 | 0
ST | 0 | 0 | 0 | 0 | 0 | 0
STOG | 0 | 0 | 0 | 0 | 0 | 0
STWD | 0 | 0 | 0 | 0.02 | 0.08 | 0.08
WT | 0 | 0 | 0 | 0 | 0 | 0
IGCC | 0 | 0 | 0 | 0 | 0 | 0
DemandResponse | 0 | 0 | 0 | 0 | 0 | 0
IGCC-CCS | 0 | 0 | 0 | 0 | 0 | 0
WT_off | 0 | 0 | 0 | 0 | 0 | 0
PseudoUnit | 0 | 0 | 0 | 0 | 0 | 0
FixedInterchange | 0 | 0 | 0 | 0 | 0 | 0
Base VOM Costs by Reporting Type: TVA_Transmission
ReportingType | 2015 | 2020 | 2025 | 2030 | 2035 | 2040
BM | 0 | 0 | 0 | 0 | 0 | 0
CC | 0 | 0 | 0 | 0 | 0 | 0
CSP | 0 | 0 | 0 | 0 | 0 | 0
CT | 0 | 0 | 0 | 0 | 0 | 0
Coal | 0 | 0 | 0 | 0 | 0 | 0
Geo | 0 | 0 | 0 | 0 | 0 | 0
H | 0 | 0 | 0 | 0 | 0 | 0
LFG | 0 | 0 | 0 | 0 | 0 | 0
Nuc | 0 | 0 | 0 | 0 | 0 | 0
PS | 0 | 0 | 0 | 0 | 0 | 0
PV | 0 | 0 | 0 | 0 | 0 | 0
PeakG | 0 | 0 | 0 | 0 | 0 | 0
PeakO | 0 | 0 | 0 | 0 | 0 | 0
ST | 0 | 0 | 0 | 0 | 0 | 0
STOG | 0 | 0 | 0 | 0 | 0 | 0
STWD | 0 | 0 | 0 | 0 | 0 | 0
WT | 0 | 0 | 0 | 0 | 0 | 0
IGCC | 0 | 0 | 0 | 0 | 0 | 0
DemandResponse | 0 | 0 | 0 | 0 | 0 | 0
IGCC-CCS | 0 | 0 | 0 | 0 | 0 | 0
WT_off | 0 | 0 | 0 | 0 | 0 | 0
PseudoUnit | 0 | 0 | 0 | 0 | 0 | 0
FixedInterchange | 0 | 0 | 0 | 0 | 0 | 0
Base VOM Costs by Reporting Type: VACAR
ReportingType | 2015 | 2020 | 2025 | 2030 | 2035 | 2040
BM | 0.03 | 6.38 | 26.48 | 26.95 | 26.95 | 260.66
CC | 392.21 | 401.91 | 398.25 | 372.49 | 236.72 | 56.91
CSP | 0 | 0 | 0 | 0 | 0 | 0
CT | 0.73 | 0.73 | 1.39 | 0.74 | 0.39 | 0
Coal | 156.4 | 98.96 | 29.98 | 8.79 | 15.2 | 15.2
Geo | 0 | 0 | 0 | 0 | 0 | 0
H | 0 | 0 | 0 | 0 | 0 | 0
LFG | 0.01 | 0.01 | 0.01 | 0.01 | 0.01 | 0.01
Nuc | 211.36 | 248.42 | 248.42 | 309.93 | 372.17 | 426.7
PS | 0 | 0 | 0 | 0 | 0 | 0
PV | 0 | 0 | 0 | 0 | 0 | 0
PeakG | 0.86 | 1.69 | 3.34 | 4.14 | 0.83 | 0.86
PeakO | 0 | 0 | 0 | 0 | 0 | 0
ST | 0 | 0 | 0 | 0 | 0 | 0
STOG | 0 | 0 | 0 | 0 | 0 | 0
STWD | 4.67 | 4.67 | 4.67 | 4.67 | 4.67 | 4.67
WT | 0 | 0.08 | 0.08 | 0.08 | 0.08 | 0.08
IGCC | 0 | 0 | 0 | 0 | 0 | 0
DemandResponse | 0 | 0 | 0 | 0 | 0 | 0
IGCC-CCS | 0 | 0 | 0 | 0 | 0 | 0
WT_off | 0 | 0 | 0 | 0 | 0 | 0
PseudoUnit | 0 | 0 | 0 | 0 | 0 | 0
FixedInterchange | 0 | 0 | 0 | 0 | 0 | 0
Base VOM Costs by Reporting Type: IESO
ReportingType | 2015 | 2020 | 2025 | 2030 | 2035 | 2040
BM | 0 | 0 | 0 | 0.09 | 0.27 | 12.18
CC | 33.07 | 23.16 | 0.93 | 0.57 | 0.02 | 0.53
CSP | 0 | 0 | 0 | 0 | 0 | 0
CT | 0.12 | 0.12 | 0 | 0 | 0 | 0
Coal | 0 | 0 | 0 | 0 | 0 | 0
Geo | 0 | 0 | 0 | 0 | 0 | 0
H | 0 | 0 | 0 | 0 | 0.02 | 0.02
LFG | 0.01 | 0.01 | 0.01 | 0.01 | 0.01 | 0.01
Nuc | 240.73 | 240.73 | 240.73 | 240.73 | 221.68 | 193.2
PS | 0 | 0 | 0 | 0 | 0 | 0
PV | 0 | 0 | 0 | 0 | 0 | 0
PeakG | 0 | 0 | 0 | 0 | 0 | 0
PeakO | 0 | 0 | 0 | 0 | 0 | 0
ST | 0 | 0 | 0 | 0 | 0 | 0
STOG | 0 | 0 | 0 | 0 | 0 | 0
STWD | 0.01 | 0.03 | 0.03 | 0.12 | 2.31 | 2.31
WT | 0.09 | 0.09 | 0.09 | 0.09 | 0.09 | 0.13
IGCC | 0 | 0 | 0 | 0 | 0 | 0
DemandResponse | 0 | 0 | 0 | 0 | 0 | 0
IGCC-CCS | 0 | 0 | 0 | 0 | 0 | 0
WT_off | 0 | 0 | 0 | 0 | 0 | 0
PseudoUnit | 0 | 0 | 0 | 0 | 0 | 0
FixedInterchange | 0 | 0 | 0 | 0 | 0 | 0
Base VOM Costs by Reporting Type: MAPP_CA
ReportingType | 2015 | 2020 | 2025 | 2030 | 2035 | 2040
BM | 0 | 0 | 0 | 0 | 0 | 0
CC | 20.62 | 20.62 | 5.95 | 0 | 0 | 0
CSP | 0 | 0 | 0 | 0 | 0 | 0
CT | 0 | 0 | 0 | 0 | 0 | 0
Coal | 0.88 | 0.18 | 0 | 0 | 0 | 0
Geo | 0 | 0 | 0 | 0 | 0 | 0
H | 0 | 0.05 | 0.14 | 0.27 | 0.28 | 0.28
LFG | 0 | 0 | 0 | 0 | 0 | 0
Nuc | 0 | 0 | 0 | 0 | 0 | 0
PS | 0 | 0 | 0 | 0 | 0 | 0
PV | 0 | 0 | 0 | 0 | 0 | 0
PeakG | 0.57 | 0.16 | 0 | 0 | 0 | 0
PeakO | 0 | 0 | 0 | 0 | 0 | 0
ST | 0 | 0 | 0 | 0 | 0 | 0
STOG | 0.03 | 0 | 0 | 0 | 0 | 0
STWD | 0 | 0 | 0 | 0 | 0 | 0
WT | 0.02 | 0.02 | 0.02 | 0.02 | 0.01 | 0.01
IGCC | 0 | 0 | 0 | 0 | 0 | 0
DemandResponse | 0 | 0 | 0 | 0 | 0 | 0
IGCC-CCS | 0 | 0 | 0 | 0 | 0 | 0
WT_off | 0 | 0 | 0 | 0 | 0 | 0
PseudoUnit | 0 | 0 | 0 | 0 | 0 | 0
FixedInterchange | 0 | 0 | 0 | 0 | 0 | 0
Base VOM Costs by Reporting Type: AZ_NM_SNV_Coal
ReportingType | 2015 | 2020 | 2025 | 2030 | 2035 | 2040
BM | 0 | 0 | 0 | 0 | 0 | 0
CC | 0 | 0 | 0 | 0 | 0 | 0
CSP | 0 | 0 | 0 | 0 | 0 | 0
CT | 0 | 0 | 0 | 0 | 0 | 0
Coal | 209.22 | 207.4 | 93.85 | 0.15 | 12.12 | 12.61
Geo | 0 | 0 | 0 | 0 | 0 | 0
H | 0 | 0 | 0 | 0 | 0 | 0
LFG | 0 | 0 | 0 | 0 | 0 | 0
Nuc | 0 | 0 | 0 | 0 | 0 | 0
PS | 0 | 0 | 0 | 0 | 0 | 0
PV | 0 | 0 | 0 | 0 | 0 | 0
PeakG | 0 | 0 | 0 | 0 | 0 | 0
PeakO | 0 | 0 | 0 | 0 | 0 | 0
ST | 0 | 0 | 0 | 0 | 0 | 0
STOG | 0 | 0 | 0 | 0 | 0 | 0
STWD | 0 | 0 | 0 | 0 | 0 | 0
WT | 0 | 0 | 0 | 0 | 0 | 0
IGCC | 0 | 0 | 0 | 0 | 0 | 0
DemandResponse | 0 | 0 | 0 | 0 | 0 | 0
IGCC-CCS | 0 | 0 | 0 | 0 | 0 | 0
WT_off | 0 | 0 | 0 | 0 | 0 | 0
PseudoUnit | 0 | 0 | 0 | 0 | 0 | 0
FixedInterchange | 0 | 0 | 0 | 0 | 0 | 0
Base VOM Costs by Reporting Type: AZ_NM_SNV_Gas
ReportingType | 2015 | 2020 | 2025 | 2030 | 2035 | 2040
BM | 0 | 0 | 0 | 0 | 0 | 0
CC | 150.32 | 138.24 | 204.97 | 160.89 | 61.49 | 35.81
CSP | 0 | 0 | 0 | 0 | 0 | 0
CT | 0 | 0 | 0 | 0 | 0 | 0
Coal | 0 | 0 | 0 | 0 | 0 | 0
Geo | 0 | 0 | 0 | 0 | 0 | 0
H | 0 | 0 | 0 | 0 | 0 | 0
LFG | 0 | 0 | 0 | 0 | 0 | 0
Nuc | 0 | 0 | 0 | 0 | 0 | 0
PS | 0 | 0 | 0 | 0 | 0 | 0
PV | 0 | 0 | 0 | 0 | 0 | 0
PeakG | 0 | 0 | 0 | 0 | 0 | 0
PeakO | 0 | 0 | 0 | 0 | 0 | 0
ST | 0 | 0 | 0 | 0 | 0 | 0
STOG | 0 | 0 | 0 | 0 | 0 | 0
STWD | 0 | 0 | 0 | 0 | 0 | 0
WT | 0 | 0 | 0 | 0 | 0 | 0
IGCC | 0 | 0 | 0 | 0 | 0 | 0
DemandResponse | 0 | 0 | 0 | 0 | 0 | 0
IGCC-CCS | 0 | 0 | 0 | 0 | 0 | 0
WT_off | 0 | 0 | 0 | 0 | 0 | 0
PseudoUnit | 0 | 0 | 0 | 0 | 0 | 0
FixedInterchange | 0 | 0 | 0 | 0 | 0 | 0
Base VOM Costs by Reporting Type: AZ_NM_SNV_NucRenew
ReportingType | 2015 | 2020 | 2025 | 2030 | 2035 | 2040
BM | 0 | 0 | 0 | 0 | 0 | 0
CC | 0 | 0 | 0 | 0 | 0 | 0
CSP | 0 | 0 | 0 | 0 | 0 | 0
CT | 0 | 0 | 0 | 0 | 0 | 0
Coal | 0 | 0 | 0 | 0 | 0 | 0
Geo | 0 | 2.01 | 116.31 | 116.31 | 116.31 | 116.31
H | 0 | 0 | 0 | 0 | 0 | 0
LFG | 0 | 0.01 | 0.01 | 0.01 | 0.01 | 0.01
Nuc | 71.66 | 71.66 | 71.66 | 112.88 | 215.01 | 257.63
PS | 0 | 0 | 0 | 0 | 0 | 0
PV | 0 | 0 | 0 | 0 | 0 | 0
PeakG | 0 | 0 | 0 | 0 | 0 | 0
PeakO | 0 | 0 | 0 | 0 | 0 | 0
ST | 0.01 | 0.03 | 0.04 | 0.04 | 0.06 | 0.06
STOG | 0 | 0 | 0 | 0 | 0 | 0
STWD | 0.43 | 0.43 | 0.43 | 0.43 | 0.43 | 0.43
WT | 0.02 | 0.35 | 0.35 | 0.36 | 0.36 | 0.36
IGCC | 0 | 0 | 0 | 0 | 0 | 0
DemandResponse | 0 | 0 | 0 | 0 | 0 | 0
IGCC-CCS | 0 | 0 | 0 | 0 | 0 | 0
WT_off | 0 | 0 | 0 | 0 | 0 | 0
PseudoUnit | 0 | 0 | 0 | 0 | 0 | 0
FixedInterchange | 0 | 0 | 0 | 0 | 0 | 0
Base VOM Costs by Reporting Type: ERCOT
ReportingType | 2015 | 2020 | 2025 | 2030 | 2035 | 2040
BM | 0.29 | 0.49 | 0.27 | 4.16 | 5.41 | 151.67
CC | 552.56 | 683.73 | 611.07 | 595.53 | 353.5 | 268.39
CSP | 0 | 0 | 0 | 0 | 0 | 0
CT | 0 | 0.02 | 0.01 | 0.08 | 0 | 0
Coal | 282.41 | 132.94 | 10.69 | 18.26 | 25.44 | 25.44
Geo | 0 | 0 | 0 | 0 | 0 | 0
H | 0 | 0 | 0 | 0 | 0 | 0
LFG | 0.01 | 0.01 | 0.04 | 0.04 | 0.04 | 0.04
Nuc | 94.14 | 94.14 | 94.14 | 94.14 | 267.17 | 267.17
PS | 0 | 0 | 0 | 0 | 0 | 0
PV | 0 | 0 | 0 | 0 | 0 | 0
PeakG | 0 | 0.05 | 0 | 0.01 | 0.32 | 0.37
PeakO | 0 | 0 | 0 | 0 | 0 | 0
ST | 0 | 0 | 0 | 0 | 0 | 0
STOG | 4.94 | 7.92 | 2.27 | 3.64 | 0 | 0
STWD | 0 | 0 | 0 | 0 | 0 | 0
WT | 0.32 | 0.32 | 0.92 | 0.92 | 0.92 | 0.93
IGCC | 0 | 0 | 0 | 0 | 0 | 0
DemandResponse | 0 | 0 | 0 | 0 | 0 | 0
IGCC-CCS | 0 | 0 | 0 | 0 | 0 | 0
WT_off | 0 | 0 | 0 | 0 | 0 | 0
PseudoUnit | 0 | 0 | 0 | 0 | 0 | 0
FixedInterchange | 0 | 0 | 0 | 0 | 0 | 0
Base VOM Costs by Reporting Type: NP15
ReportingType | 2015 | 2020 | 2025 | 2030 | 2035 | 2040
BM | 0 | 0 | 0 | 0 | 0 | 0
CC | 192.95 | 182.53 | 206.44 | 194.2 | 93.82 | 37.38
CSP | 0 | 0 | 0 | 0 | 0 | 0
CT | 0 | 0 | 0 | 0 | 0 | 0
Coal | 5.45 | 0.89 | 0.89 | 0 | 0 | 0
Geo | 0.11 | 48.23 | 48.23 | 48.23 | 48.23 | 48.23
H | 0 | 0 | 0 | 0 | 0 | 0
LFG | 0.01 | 0.06 | 0.06 | 0.06 | 0.06 | 0.06
Nuc | 42.53 | 42.53 | 42.53 | 45.8 | 104.14 | 173.08
PS | 0 | 0 | 0 | 0 | 0 | 0
PV | 0 | 0 | 0 | 0 | 0 | 0
PeakG | 0 | 0 | 0 | 0 | 0 | 0
PeakO | 0 | 0 | 0 | 0 | 0 | 0
ST | 0 | 0 | 0 | 0 | 0 | 0
STOG | 0.09 | 0.03 | 0.21 | 0.15 | 0 | 0
STWD | 7.35 | 7.35 | 0.39 | 7.35 | 7.35 | 7.35
WT | 0.04 | 0.11 | 0.11 | 0.13 | 0.36 | 0.38
IGCC | 0 | 0 | 0 | 0 | 0 | 0
DemandResponse | 0 | 0 | 0 | 0 | 0 | 0
IGCC-CCS | 0 | 0 | 0 | 0 | 0 | 0
WT_off | 0 | 0 | 0 | 0 | 0 | 0
PseudoUnit | 0 | 0 | 0 | 0 | 0 | 0
FixedInterchange | 0 | 0 | 0 | 0 | 0 | 0
Base VOM Costs by Reporting Type: NWPP_Coal
ReportingType | 2015 | 2020 | 2025 | 2030 | 2035 | 2040
BM | 0 | 0 | 0 | 0 | 0 | 0
CC | 0 | 0 | 0 | 0 | 0 | 0
CSP | 0 | 0 | 0 | 0 | 0 | 0
CT | 0 | 0 | 0 | 0 | 0 | 0
Coal | 211.21 | 186.64 | 70.53 | 5.38 | 5.38 | 5.38
Geo | 0 | 0 | 0 | 0 | 0 | 0
H | 0 | 0 | 0 | 0 | 0 | 0
LFG | 0 | 0 | 0 | 0 | 0 | 0
Nuc | 0 | 0 | 0 | 0 | 0 | 0
PS | 0 | 0 | 0 | 0 | 0 | 0
PV | 0 | 0 | 0 | 0 | 0 | 0
PeakG | 0 | 0 | 0 | 0 | 0 | 0
PeakO | 0 | 0 | 0 | 0 | 0 | 0
ST | 0 | 0 | 0 | 0 | 0 | 0
STOG | 0 | 0 | 0 | 0 | 0 | 0
STWD | 0 | 0 | 0 | 0 | 0 | 0
WT | 0 | 0 | 0 | 0 | 0 | 0
IGCC | 0 | 0 | 0 | 0 | 0 | 0
DemandResponse | 0 | 0 | 0 | 0 | 0 | 0
IGCC-CCS | 0 | 0 | 0 | 0 | 0 | 0
WT_off | 0 | 0 | 0 | 0 | 0 | 0
PseudoUnit | 0 | 0 | 0 | 0 | 0 | 0
FixedInterchange | 0 | 0 | 0 | 0 | 0 | 0
Base VOM Costs by Reporting Type: NWPP_Gas
ReportingType | 2015 | 2020 | 2025 | 2030 | 2035 | 2040
BM | 0 | 0 | 0 | 0 | 0 | 0
CC | 109.36 | 135.48 | 148.57 | 148.57 | 27.56 | 11.79
CSP | 0 | 0 | 0 | 0 | 0 | 0
CT | 0 | 0 | 0 | 0 | 0 | 0
Coal | 0 | 0 | 0 | 0 | 0 | 0
Geo | 0 | 0 | 0 | 0 | 0 | 0
H | 0 | 0 | 0 | 0 | 0 | 0
LFG | 0 | 0 | 0 | 0 | 0 | 0
Nuc | 0 | 0 | 0 | 0 | 0 | 0
PS | 0 | 0 | 0 | 0 | 0 | 0
PV | 0 | 0 | 0 | 0 | 0 | 0
PeakG | 0 | 0 | 0 | 0 | 0 | 0
PeakO | 0 | 0 | 0 | 0 | 0 | 0
ST | 0 | 0 | 0 | 0 | 0 | 0
STOG | 0 | 0 | 0 | 0 | 0 | 0
STWD | 0 | 0 | 0 | 0 | 0 | 0
WT | 0 | 0 | 0 | 0 | 0 | 0
IGCC | 0 | 0 | 0 | 0 | 0 | 0
DemandResponse | 0 | 0 | 0 | 0 | 0 | 0
IGCC-CCS | 0 | 0 | 0 | 0 | 0 | 0
WT_off | 0 | 0 | 0 | 0 | 0 | 0
PseudoUnit | 0 | 0 | 0 | 0 | 0 | 0
FixedInterchange | 0 | 0 | 0 | 0 | 0 | 0
Base VOM Costs by Reporting Type: NWPP_NucRenew
ReportingType | 2015 | 2020 | 2025 | 2030 | 2035 | 2040
BM | 0 | 0.01 | 1.21 | 1.21 | 1.21 | 38.69
CC | 0 | 0 | 0 | 0 | 0 | 0
CSP | 0 | 0 | 0 | 0 | 0 | 0
CT | 0 | 0 | 0 | 0 | 0 | 0
Coal | 0 | 0 | 0 | 0 | 0 | 0
Geo | 6.93 | 6.93 | 41.74 | 41.74 | 41.74 | 41.74
H | 0 | 0 | 0 | 0 | 0.01 | 0.01
LFG | 0.01 | 0.03 | 0.03 | 0.03 | 0.03 | 0.03
Nuc | 20.91 | 20.91 | 20.91 | 20.91 | 80.95 | 96.42
PS | 0 | 0 | 0 | 0 | 0 | 0
PV | 0 | 0 | 0 | 0 | 0 | 0
PeakG | 0 | 0 | 0 | 0 | 0 | 0
PeakO | 0 | 0 | 0 | 0 | 0 | 0
ST | 0 | 0 | 0 | 0 | 0 | 0
STOG | 0 | 0 | 0 | 0 | 0 | 0
STWD | 0 | 0 | 2.72 | 9.33 | 9.33 | 9.33
WT | 0.19 | 0.19 | 0.19 | 0.46 | 0.71 | 0.77
IGCC | 0 | 0 | 0 | 0 | 0 | 0
DemandResponse | 0 | 0 | 0 | 0 | 0 | 0
IGCC-CCS | 0 | 0 | 0 | 0 | 0 | 0
WT_off | 0 | 0 | 0 | 0 | 0 | 0
PseudoUnit | 0 | 0 | 0 | 0 | 0 | 0
FixedInterchange | 0 | 0 | 0 | 0 | 0 | 0
Base VOM Costs by Reporting Type: RMPA
ReportingType | 2015 | 2020 | 2025 | 2030 | 2035 | 2040
BM | 0 | 0 | 0 | 0 | 0 | 22.27
CC | 13.87 | 24.73 | 42.37 | 37.73 | 17.3 | 13.11
CSP | 0 | 0 | 0 | 0 | 0 | 0
CT | 0 | 0 | 0 | 0 | 0 | 0
Coal | 209.9 | 189.63 | 46.41 | 12.96 | 12.78 | 12.78
Geo | 0 | 0 | 206.14 | 206.14 | 206.14 | 206.14
H | 0 | 0 | 0 | 0 | 0 | 0
LFG | 0 | 0 | 0 | 0 | 0 | 0
Nuc | 0 | 0 | 0 | 27.77 | 41.95 | 41.95
PS | 0 | 0 | 0 | 0 | 0 | 0
PV | 0 | 0 | 0 | 0 | 0 | 0
PeakG | 0 | 0 | 0 | 0 | 0 | 0
PeakO | 0 | 0 | 0 | 0 | 0 | 0
ST | 0 | 0.01 | 0.01 | 0.01 | 0.01 | 0.01
STOG | 0 | 0 | 0 | 0 | 0 | 0
STWD | 0 | 0 | 0 | 0 | 0 | 0
WT | 0.07 | 0.19 | 0.19 | 0.2 | 0.2 | 0.21
IGCC | 0 | 0 | 0 | 0 | 0 | 0
DemandResponse | 0 | 0 | 0 | 0 | 0 | 0
IGCC-CCS | 0 | 0 | 0 | 0 | 0 | 0
WT_off | 0 | 0 | 0 | 0 | 0 | 0
PseudoUnit | 0 | 0 | 0 | 0 | 0 | 0
FixedInterchange | 0 | 0 | 0 | 0 | 0 | 0
Base VOM Costs by Reporting Type: SP15
ReportingType | 2015 | 2020 | 2025 | 2030 | 2035 | 2040
BM | 0.22 | 0.22 | 0.22 | 0.22 | 0.22 | 0.22
CC | 179.77 | 190.1 | 244.74 | 225.28 | 143.67 | 73.79
CSP | 0 | 0 | 0 | 0 | 0 | 0
CT | 0 | 0 | 0 | 0 | 0 | 0
Coal | 5.28 | 3.19 | 3.19 | 0 | 0 | 0
Geo | 4.1 | 120.4 | 120.4 | 120.4 | 120.4 | 120.4
H | 0 | 0 | 0 | 0 | 0 | 0
LFG | 0.02 | 0.07 | 0.07 | 0.07 | 0.07 | 0.07
Nuc | 41.61 | 41.61 | 41.61 | 41.61 | 60.01 | 76.66
PS | 0 | 0 | 0 | 0 | 0 | 0
PV | 0 | 0 | 0 | 0 | 0 | 0
PeakG | 0 | 0 | 0 | 0 | 0 | 0
PeakO | 0 | 0 | 0 | 0 | 0 | 0
ST | 0.02 | 0.02 | 0.02 | 0.02 | 0.11 | 0.14
STOG | 1.89 | 0.78 | 1.02 | 0.5 | 0.06 | 0.1
STWD | 1.98 | 1.98 | 1.16 | 1.98 | 1.98 | 1.98
WT | 0.07 | 0.07 | 0.07 | 0.46 | 0.46 | 0.46
IGCC | 0 | 0 | 0 | 0 | 0 | 0
DemandResponse | 0 | 0 | 0 | 0 | 0 | 0
IGCC-CCS | 0 | 0 | 0 | 0 | 0 | 0
WT_off | 0 | 0 | 0 | 0 | 0 | 0
PseudoUnit | 0 | 0 | 0 | 0 | 0 | 0
FixedInterchange | 0 | 0 | 0 | 0 | 0 | 0
Base VOM Costs by Reporting Type: ALB
ReportingType | 2015 | 2020 | 2025 | 2030 | 2035 | 2040
BM | 0 | 0 | 0 | 0 | 0 | 0
CC | 38.45 | 43.53 | 42.68 | 5.95 | 1.21 | 0
CSP | 0 | 0 | 0 | 0 | 0 | 0
CT | 0 | 0 | 0 | 0 | 0 | 0
Coal | 167.67 | 167.67 | 167.67 | 0.03 | 0 | 0
Geo | 0 | 0 | 0 | 0 | 0 | 0
H | 0 | 0 | 0 | 0 | 0 | 0
LFG | 0 | 0 | 0 | 0 | 0 | 0
Nuc | 0 | 0 | 0 | 136.11 | 137.67 | 147.76
PS | 0 | 0 | 0 | 0 | 0 | 0
PV | 0 | 0 | 0 | 0 | 0 | 0
PeakG | 0 | 0 | 0 | 0 | 0 | 0
PeakO | 0 | 0 | 0 | 0 | 0 | 0
ST | 0 | 0 | 0 | 0 | 0 | 0
STOG | 0 | 0 | 0 | 0 | 0 | 0
STWD | 0 | 0.91 | 2.16 | 2.89 | 2.89 | 2.89
WT | 0.02 | 0.02 | 0.02 | 0.02 | 0.02 | 0.02
IGCC | 0 | 0 | 0 | 0 | 0 | 0
DemandResponse | 0 | 0 | 0 | 0 | 0 | 0
IGCC-CCS | 0 | 0 | 0 | 0 | 0 | 0
WT_off | 0 | 0 | 0 | 0 | 0 | 0
PseudoUnit | 0 | 0 | 0 | 0 | 0 | 0
FixedInterchange | 0 | 0 | 0 | 0 | 0 | 0
Base VOM Costs by Reporting Type: BC
ReportingType | 2015 | 2020 | 2025 | 2030 | 2035 | 2040
BM | 0 | 0 | 0 | 0 | 0 | 0
CC | 14.77 | 14.77 | 14.77 | 11.05 | 2.55 | 0
CSP | 0 | 0 | 0 | 0 | 0 | 0
CT | 0 | 0 | 0 | 0 | 0 | 0
Coal | 0 | 0 | 0 | 0 | 0 | 0
Geo | 0 | 0 | 0 | 0 | 0 | 0
H | 0 | 0 | 0 | 0 | 0 | 0
LFG | 0 | 0 | 0 | 0 | 0 | 0
Nuc | 0 | 0 | 0 | 9.07 | 9.07 | 21.73
PS | 0 | 0 | 0 | 0 | 0 | 0
PV | 0 | 0 | 0 | 0 | 0 | 0
PeakG | 0 | 0 | 0 | 0 | 0 | 0
PeakO | 0 | 0 | 0 | 0 | 0 | 0
ST | 0 | 0 | 0 | 0 | 0 | 0
STOG | 0 | 0 | 0 | 0 | 0 | 0
STWD | 0 | 2.35 | 5.54 | 8.48 | 8.48 | 8.48
WT | 0.01 | 0.01 | 0.01 | 0.01 | 0.01 | 0.01
IGCC | 0 | 0 | 0 | 0 | 0 | 0
DemandResponse | 0 | 0 | 0 | 0 | 0 | 0
IGCC-CCS | 0 | 0 | 0 | 0 | 0 | 0
WT_off | 0 | 0 | 0 | 0 | 0 | 0
PseudoUnit | 0 | 0 | 0 | 0 | 0 | 0
FixedInterchange | 0 | 0 | 0 | 0 | 0 | 0
Base VOM Costs by Reporting Type: HQ_IESO
ReportingType | 2015 | 2020 | 2025 | 2030 | 2035 | 2040
BM | 0 | 0 | 0 | 0 | 0 | 0
CC | 0 | 0 | 0 | 0 | 0 | 0
CSP | 0 | 0 | 0 | 0 | 0 | 0
CT | 0 | 0 | 0 | 0 | 0 | 0
Coal | 0 | 0 | 0 | 0 | 0 | 0
Geo | 0 | 0 | 0 | 0 | 0 | 0
H | 0 | 0 | 0 | 0 | 0 | 0
LFG | 0 | 0 | 0 | 0 | 0 | 0
Nuc | 0 | 0 | 0 | 0 | 0 | 0
PS | 0 | 0 | 0 | 0 | 0 | 0
PV | 0 | 0 | 0 | 0 | 0 | 0
PeakG | 0 | 0 | 0 | 0 | 0 | 0
PeakO | 0 | 0 | 0 | 0 | 0 | 0
ST | 0 | 0 | 0 | 0 | 0 | 0
STOG | 0 | 0 | 0 | 0 | 0 | 0
STWD | 0 | 0 | 0 | 0 | 0 | 0
WT | 0 | 0 | 0 | 0 | 0 | 0
IGCC | 0 | 0 | 0 | 0 | 0 | 0
DemandResponse | 0 | 0 | 0 | 0 | 0 | 0
IGCC-CCS | 0 | 0 | 0 | 0 | 0 | 0
WT_off | 0 | 0 | 0 | 0 | 0 | 0
PseudoUnit | 0 | 0 | 0 | 0 | 0 | 0
FixedInterchange | 0 | 0 | 0 | 0 | 0 | 0
Base VOM Costs by Reporting Type: HQ_NEISO
ReportingType | 2015 | 2020 | 2025 | 2030 | 2035 | 2040
BM | 0 | 0 | 0 | 0 | 0 | 0
CC | 0 | 0 | 0 | 0 | 0 | 0
CSP | 0 | 0 | 0 | 0 | 0 | 0
CT | 0 | 0 | 0 | 0 | 0 | 0
Coal | 0 | 0 | 0 | 0 | 0 | 0
Geo | 0 | 0 | 0 | 0 | 0 | 0
H | 0 | 0 | 0 | 0 | 0 | 0
LFG | 0 | 0 | 0 | 0 | 0 | 0
Nuc | 0 | 0 | 0 | 0 | 0 | 0
PS | 0 | 0 | 0 | 0 | 0 | 0
PV | 0 | 0 | 0 | 0 | 0 | 0
PeakG | 0 | 0 | 0 | 0 | 0 | 0
PeakO | 0 | 0 | 0 | 0 | 0 | 0
ST | 0 | 0 | 0 | 0 | 0 | 0
STOG | 0 | 0 | 0 | 0 | 0 | 0
STWD | 0 | 0 | 0 | 0 | 0 | 0
WT | 0 | 0 | 0 | 0 | 0 | 0
IGCC | 0 | 0 | 0 | 0 | 0 | 0
DemandResponse | 0 | 0 | 0 | 0 | 0 | 0
IGCC-CCS | 0 | 0 | 0 | 0 | 0 | 0
WT_off | 0 | 0 | 0 | 0 | 0 | 0
PseudoUnit | 0 | 0 | 0 | 0 | 10.42 | 10.42
FixedInterchange | 0 | 0 | 0 | 0 | 0 | 0
Base VOM Costs by Reporting Type: HQ_NY
ReportingType | 2015 | 2020 | 2025 | 2030 | 2035 | 2040
BM | 0 | 0 | 0 | 0 | 0 | 0
CC | 0 | 0 | 0 | 0 | 0 | 0
CSP | 0 | 0 | 0 | 0 | 0 | 0
CT | 0 | 0 | 0 | 0 | 0 | 0
Coal | 0 | 0 | 0 | 0 | 0 | 0
Geo | 0 | 0 | 0 | 0 | 0 | 0
H | 0 | 0 | 0 | 0 | 0 | 0
LFG | 0 | 0 | 0 | 0 | 0 | 0
Nuc | 0 | 0 | 0 | 0 | 0 | 0
PS | 0 | 0 | 0 | 0 | 0 | 0
PV | 0 | 0 | 0 | 0 | 0 | 0
PeakG | 0 | 0 | 0 | 0 | 0 | 0
PeakO | 0 | 0 | 0 | 0 | 0 | 0
ST | 0 | 0 | 0 | 0 | 0 | 0
STOG | 0 | 0 | 0 | 0 | 0 | 0
STWD | 0 | 0 | 0 | 0 | 0 | 0
WT | 0 | 0 | 0 | 0 | 0 | 0
IGCC | 0 | 0 | 0 | 0 | 0 | 0
DemandResponse | 0 | 0 | 0 | 0 | 0 | 0
IGCC-CCS | 0 | 0 | 0 | 0 | 0 | 0
WT_off | 0 | 0 | 0 | 0 | 0 | 0
PseudoUnit | 0 | 0 | 59.84 | 101.99 | 101.99 | 101.99
FixedInterchange | 0 | 0 | 0 | 0 | 0 | 0
Base VOM Costs by Reporting Type: MARITIMES
ReportingType | 2015 | 2020 | 2025 | 2030 | 2035 | 2040
BM | 0 | 0 | 0 | 0 | 0 | 0
CC | 0 | 0 | 0 | 0 | 0 | 0
CSP | 0 | 0 | 0 | 0 | 0 | 0
CT | 0 | 0 | 0 | 0 | 0 | 0
Coal | 0 | 0 | 0 | 0 | 0 | 0
Geo | 0 | 0 | 0 | 0 | 0 | 0
H | 0 | 0 | 0 | 0 | 0 | 0
LFG | 0 | 0 | 0 | 0 | 0 | 0
Nuc | 0 | 0 | 0 | 0 | 0 | 0
PS | 0 | 0 | 0 | 0 | 0 | 0
PV | 0 | 0 | 0 | 0 | 0 | 0
PeakG | 0 | 0 | 0 | 0 | 0 | 0
PeakO | 0 | 0 | 0 | 0 | 0 | 0
ST | 0 | 0 | 0 | 0 | 0 | 0
STOG | 0 | 0 | 0 | 0 | 0 | 0
STWD | 0 | 0 | 0 | 0 | 0 | 0
WT | 0 | 0 | 0 | 0 | 0 | 0
IGCC | 0 | 0 | 0 | 0 | 0 | 0
DemandResponse | 0 | 0 | 0 | 0 | 0 | 0
IGCC-CCS | 0 | 0 | 0 | 0 | 0 | 0
WT_off | 0 | 0 | 0 | 0 | 0 | 0
PseudoUnit | 0 | 0 | 0 | 0 | 17.37 | 17.37
FixedInterchange | 0 | 0 | 0 | 0 | 0 | 0
Base VOM Costs by Reporting Type: All
ReportingType | 2015 | 2020 | 2025 | 2030 | 2035 | 2040
BM | 11.02 | 29.67 | 46.57 | 49.26 | 61.69 | 1084.56
CC | 3777.66 | 5393.39 | 5372.29 | 4860.45 | 2849.26 | 1610.07
CSP | 0 | 0 | 0 | 0 | 0 | 0
CT | 5.74 | 6.15 | 11.03 | 8.43 | 0.42 | 0
Coal | 5238.54 | 2726.78 | 658.01 | 143.89 | 262.75 | 296.03
Geo | 11.14 | 177.58 | 532.83 | 532.83 | 532.83 | 532.83
H | 0 | 0.08 | 0.22 | 0.38 | 0.43 | 0.48
LFG | 0.38 | 0.54 | 0.73 | 0.78 | 0.79 | 0.79
Nuc | 2164.81 | 2225.48 | 2252.26 | 2551.01 | 3289.47 | 3719.69
PS | 0 | 0 | 0 | 0 | 0 | 0
PV | 0.02 | 0.06 | 0.07 | 0.08 | 0.08 | 0.08
PeakG | 25.53 | 34.67 | 33.51 | 43.6 | 16.49 | 11.65
PeakO | 0 | 0 | 0 | 0 | 0 | 0
ST | 0.03 | 0.06 | 0.07 | 0.07 | 0.18 | 0.21
STOG | 20.63 | 19.49 | 14.48 | 17.28 | 5.9 | 1.95
STWD | 28.71 | 28.56 | 24.65 | 45.52 | 73.92 | 79.52
WT | 2.03 | 5.29 | 9.92 | 11.96 | 14.47 | 14.84
IGCC | 30.43 | 30.43 | 13.13 | 0.8 | 0 | 0
DemandResponse | 0 | 0 | 0 | 0 | 0 | 0
IGCC-CCS | 0 | 0 | 0 | 0 | 0 | 0
WT_off | 0.02 | 0.02 | 0.06 | 0.06 | 0.06 | 0.06
PseudoUnit | 0 | 0 | 59.84 | 101.99 | 129.77 | 129.77
FixedInterchange | 0 | 0 | 0 | 0 | 0 | 0
Base VOM Costs by Reporting Type: EI_US
ReportingType | 2015 | 2020 | 2025 | 2030 | 2035 | 2040
BM | 10.5 | 28.95 | 44.86 | 43.56 | 54.57 | 859.53
CC | 2471.91 | 3936.51 | 3849.82 | 3480.67 | 2148.13 | 1169.26
CSP | 0 | 0 | 0 | 0 | 0 | 0
CT | 5.62 | 6.01 | 11.02 | 8.35 | 0.42 | 0
Coal | 4146.5 | 1838.24 | 264.78 | 107.12 | 207.03 | 239.82
Geo | 0 | 0 | 0 | 0 | 0 | 0
H | 0 | 0.03 | 0.08 | 0.12 | 0.12 | 0.16
LFG | 0.32 | 0.36 | 0.51 | 0.57 | 0.57 | 0.57
Nuc | 1653.22 | 1713.9 | 1740.68 | 1822 | 2151.81 | 2444.07
PS | 0 | 0 | 0 | 0 | 0 | 0
PV | 0 | 0.04 | 0.06 | 0.06 | 0.06 | 0.06
PeakG | 24.96 | 34.45 | 33.51 | 43.59 | 16.18 | 11.28
PeakO | 0 | 0 | 0 | 0 | 0 | 0
ST | 0 | 0 | 0 | 0 | 0 | 0
STOG | 13.68 | 10.75 | 10.97 | 12.99 | 5.84 | 1.86
STWD | 18.93 | 15.51 | 12.22 | 14.92 | 41.13 | 46.73
WT | 1.2 | 3.93 | 7.96 | 9.3 | 11.33 | 11.57
IGCC | 30.43 | 30.43 | 13.13 | 0.8 | 0 | 0
DemandResponse | 0 | 0 | 0 | 0 | 0 | 0
IGCC-CCS | 0 | 0 | 0 | 0 | 0 | 0
WT_off | 0.02 | 0.02 | 0.06 | 0.06 | 0.06 | 0.06
PseudoUnit | 0 | 0 | 59.84 | 101.99 | 129.77 | 129.77
FixedInterchange | 0 | 0 | 0 | 0 | 0 | 0
Base VOM Costs by Reporting Type: EI_Canada
ReportingType | 2015 | 2020 | 2025 | 2030 | 2035 | 2040
BM | 0 | 0 | 0 | 0.09 | 0.27 | 12.18
CC | 53.69 | 43.78 | 6.88 | 0.57 | 0.02 | 0.53
CSP | 0 | 0 | 0 | 0 | 0 | 0
CT | 0.12 | 0.12 | 0 | 0 | 0 | 0
Coal | 0.88 | 0.18 | 0 | 0 | 0 | 0
Geo | 0 | 0 | 0 | 0 | 0 | 0
H | 0 | 0.05 | 0.14 | 0.27 | 0.3 | 0.3
LFG | 0.01 | 0.01 | 0.01 | 0.01 | 0.01 | 0.01
Nuc | 240.73 | 240.73 | 240.73 | 240.73 | 221.68 | 193.21
PS | 0 | 0 | 0 | 0 | 0 | 0
PV | 0 | 0 | 0 | 0 | 0 | 0
PeakG | 0.57 | 0.16 | 0 | 0 | 0 | 0
PeakO | 0 | 0 | 0 | 0 | 0 | 0
ST | 0 | 0 | 0 | 0 | 0 | 0
STOG | 0.03 | 0 | 0 | 0 | 0 | 0
STWD | 0.01 | 0.03 | 0.03 | 0.12 | 2.31 | 2.31
WT | 0.11 | 0.11 | 0.11 | 0.11 | 0.1 | 0.14
IGCC | 0 | 0 | 0 | 0 | 0 | 0
DemandResponse | 0 | 0 | 0 | 0 | 0 | 0
IGCC-CCS | 0 | 0 | 0 | 0 | 0 | 0
WT_off | 0 | 0 | 0 | 0 | 0 | 0
PseudoUnit | 0 | 0 | 0 | 0 | 0 | 0
FixedInterchange | 0 | 0 | 0 | 0 | 0 | 0
Base VOM Costs by Reporting Type: EI
ReportingType | 2015 | 2020 | 2025 | 2030 | 2035 | 2040
BM | 10.5 | 28.95 | 44.86 | 43.65 | 54.84 | 871.71
CC | 2525.6 | 3980.29 | 3856.7 | 3481.23 | 2148.15 | 1169.79
CSP | 0 | 0 | 0 | 0 | 0 | 0
CT | 5.74 | 6.13 | 11.02 | 8.35 | 0.42 | 0
Coal | 4147.38 | 1838.41 | 264.78 | 107.12 | 207.03 | 239.82
Geo | 0 | 0 | 0 | 0 | 0 | 0
H | 0 | 0.08 | 0.22 | 0.38 | 0.42 | 0.46
LFG | 0.33 | 0.37 | 0.52 | 0.58 | 0.58 | 0.58
Nuc | 1893.95 | 1954.63 | 1981.41 | 2062.73 | 2373.49 | 2637.28
PS | 0 | 0 | 0 | 0 | 0 | 0
PV | 0.01 | 0.04 | 0.06 | 0.06 | 0.06 | 0.07
PeakG | 25.53 | 34.61 | 33.51 | 43.59 | 16.18 | 11.28
PeakO | 0 | 0 | 0 | 0 | 0 | 0
ST | 0 | 0 | 0 | 0 | 0 | 0
STOG | 13.71 | 10.75 | 10.97 | 12.99 | 5.84 | 1.86
STWD | 18.94 | 15.54 | 12.25 | 15.04 | 43.44 | 49.04
WT | 1.31 | 4.04 | 8.07 | 9.41 | 11.43 | 11.71
IGCC | 30.43 | 30.43 | 13.13 | 0.8 | 0 | 0
DemandResponse | 0 | 0 | 0 | 0 | 0 | 0
IGCC-CCS | 0 | 0 | 0 | 0 | 0 | 0
WT_off | 0.02 | 0.02 | 0.06 | 0.06 | 0.06 | 0.06
PseudoUnit | 0 | 0 | 59.84 | 101.99 | 129.77 | 129.77
FixedInterchange | 0 | 0 | 0 | 0 | 0 | 0
Base VOM Costs by Reporting Type: Outside_EI
ReportingType | 2015 | 2020 | 2025 | 2030 | 2035 | 2040
BM | 0.51 | 0.72 | 1.71 | 5.6 | 6.85 | 212.86
CC | 1252.07 | 1413.1 | 1515.6 | 1379.21 | 701.11 | 440.28
CSP | 0 | 0 | 0 | 0 | 0 | 0
CT | 0 | 0.02 | 0.01 | 0.08 | 0 | 0
Coal | 1091.16 | 888.37 | 393.24 | 36.77 | 55.72 | 56.21
Geo | 11.13 | 177.57 | 532.83 | 532.83 | 532.83 | 532.83
H | 0 | 0 | 0 | 0 | 0.01 | 0.01
LFG | 0.05 | 0.17 | 0.2 | 0.2 | 0.2 | 0.2
Nuc | 270.85 | 270.85 | 270.85 | 488.29 | 915.98 | 1082.41
PS | 0 | 0 | 0 | 0 | 0 | 0
PV | 0.01 | 0.01 | 0.01 | 0.01 | 0.01 | 0.01
PeakG | 0 | 0.05 | 0 | 0.01 | 0.32 | 0.37
PeakO | 0 | 0 | 0 | 0 | 0 | 0
ST | 0.03 | 0.06 | 0.07 | 0.07 | 0.18 | 0.21
STOG | 6.92 | 8.73 | 3.5 | 4.3 | 0.06 | 0.1
STWD | 9.77 | 13.02 | 12.4 | 30.48 | 30.48 | 30.48
WT | 0.72 | 1.24 | 1.85 | 2.55 | 3.04 | 3.13
IGCC | 0 | 0 | 0 | 0 | 0 | 0
DemandResponse | 0 | 0 | 0 | 0 | 0 | 0
IGCC-CCS | 0 | 0 | 0 | 0 | 0 | 0
WT_off | 0 | 0 | 0 | 0 | 0 | 0
PseudoUnit | 0 | 0 | 0 | 0 | 0 | 0
FixedInterchange | 0 | 0 | 0 | 0 | 0 | 0
#9 | 0: Retrofit VOM Costs ($million)
Retrofit VOM Costs by Reporting Type: Entergy
ReportingType | 2015 | 2020 | 2025 | 2030 | 2035 | 2040
BM | 0 | 0 | 0 | 0 | 0 | 0
CC | 0 | 0 | 0 | 0 | 0 | 0
CSP | 0 | 0 | 0 | 0 | 0 | 0
CT | 0 | 0 | 0 | 0 | 0 | 0
Coal | 13.08 | 26.96 | 1.8 | 0 | 0 | 0
Geo | 0 | 0 | 0 | 0 | 0 | 0
H | 0 | 0 | 0 | 0 | 0 | 0
LFG | 0 | 0 | 0 | 0 | 0 | 0
Nuc | 0 | 0 | 0 | 0 | 0 | 0
PS | 0 | 0 | 0 | 0 | 0 | 0
PV | 0 | 0 | 0 | 0 | 0 | 0
PeakG | 0 | 0 | 0 | 0 | 0 | 0
PeakO | 0 | 0 | 0 | 0 | 0 | 0
ST | 0 | 0 | 0 | 0 | 0 | 0
STOG | 0 | 0 | 0 | 0 | 0 | 0
STWD | 0 | 0 | 0 | 0 | 0 | 0
WT | 0 | 0 | 0 | 0 | 0 | 0
IGCC | 0 | 0 | 0 | 0 | 0 | 0
DemandResponse | 0 | 0 | 0 | 0 | 0 | 0
IGCC-CCS | 0 | 0 | 0 | 0 | 0 | 0
WT_off | 0 | 0 | 0 | 0 | 0 | 0
PseudoUnit | 0 | 0 | 0 | 0 | 0 | 0
FixedInterchange | 0 | 0 | 0 | 0 | 0 | 0
Retrofit VOM Costs by Reporting Type: FRCC
ReportingType | 2015 | 2020 | 2025 | 2030 | 2035 | 2040
BM | 0 | 0 | 0 | 0 | 0 | 0
CC | 0 | 0 | 0 | 0 | 0 | 0
CSP | 0 | 0 | 0 | 0 | 0 | 0
CT | 0 | 0 | 0 | 0 | 0 | 0
Coal | 45.95 | 35.15 | 4.69 | 7.16 | 14.63 | 22.89
Geo | 0 | 0 | 0 | 0 | 0 | 0
H | 0 | 0 | 0 | 0 | 0 | 0
LFG | 0 | 0 | 0 | 0 | 0 | 0
Nuc | 0 | 0 | 0 | 0 | 0 | 0
PS | 0 | 0 | 0 | 0 | 0 | 0
PV | 0 | 0 | 0 | 0 | 0 | 0
PeakG | 0 | 0 | 0 | 0 | 0 | 0
PeakO | 0 | 0 | 0 | 0 | 0 | 0
ST | 0 | 0 | 0 | 0 | 0 | 0
STOG | 0 | 0 | 0 | 0 | 0 | 0
STWD | 0 | 0 | 0 | 0 | 0 | 0
WT | 0 | 0 | 0 | 0 | 0 | 0
IGCC | 0 | 0 | 0 | 0 | 0 | 0
DemandResponse | 0 | 0 | 0 | 0 | 0 | 0
IGCC-CCS | 0 | 0 | 0 | 0 | 0 | 0
WT_off | 0 | 0 | 0 | 0 | 0 | 0
PseudoUnit | 0 | 0 | 0 | 0 | 0 | 0
FixedInterchange | 0 | 0 | 0 | 0 | 0 | 0
Retrofit VOM Costs by Reporting Type: MAPP_US
ReportingType | 2015 | 2020 | 2025 | 2030 | 2035 | 2040
BM | 0 | 0 | 0 | 0 | 0 | 0
CC | 0 | 0 | 0 | 0 | 0 | 0
CSP | 0 | 0 | 0 | 0 | 0 | 0
CT | 0 | 0 | 0 | 0 | 0 | 0
Coal | 60.88 | 39.81 | 1.97 | 0 | 0 | 0
Geo | 0 | 0 | 0 | 0 | 0 | 0
H | 0 | 0 | 0 | 0 | 0 | 0
LFG | 0 | 0 | 0 | 0 | 0 | 0
Nuc | 0 | 0 | 0 | 0 | 0 | 0
PS | 0 | 0 | 0 | 0 | 0 | 0
PV | 0 | 0 | 0 | 0 | 0 | 0
PeakG | 0 | 0 | 0 | 0 | 0 | 0
PeakO | 0 | 0 | 0 | 0 | 0 | 0
ST | 0 | 0 | 0 | 0 | 0 | 0
STOG | 0 | 0 | 0 | 0 | 0 | 0
STWD | 0 | 0 | 0 | 0 | 0 | 0
WT | 0 | 0 | 0 | 0 | 0 | 0
IGCC | 0 | 0 | 0 | 0 | 0 | 0
DemandResponse | 0 | 0 | 0 | 0 | 0 | 0
IGCC-CCS | 0 | 0 | 0 | 0 | 0 | 0
WT_off | 0 | 0 | 0 | 0 | 0 | 0
PseudoUnit | 0 | 0 | 0 | 0 | 0 | 0
FixedInterchange | 0 | 0 | 0 | 0 | 0 | 0
Retrofit VOM Costs by Reporting Type: MISO_IN
ReportingType | 2015 | 2020 | 2025 | 2030 | 2035 | 2040
BM | 0 | 0 | 0 | 0 | 0 | 0
CC | 0 | 0 | 0 | 0 | 0 | 0
CSP | 0 | 0 | 0 | 0 | 0 | 0
CT | 0 | 0 | 0 | 0 | 0 | 0
Coal | 247.13 | 195.31 | 24.23 | 15.4 | 40.4 | 64.09
Geo | 0 | 0 | 0 | 0 | 0 | 0
H | 0 | 0 | 0 | 0 | 0 | 0
LFG | 0 | 0 | 0 | 0 | 0 | 0
Nuc | 0 | 0 | 0 | 0 | 0 | 0
PS | 0 | 0 | 0 | 0 | 0 | 0
PV | 0 | 0 | 0 | 0 | 0 | 0
PeakG | 0 | 0 | 0 | 0 | 0 | 0
PeakO | 0 | 0 | 0 | 0 | 0 | 0
ST | 0 | 0 | 0 | 0 | 0 | 0
STOG | 0 | 0 | 0 | 0 | 0 | 0
STWD | 0 | 0 | 0 | 0 | 0 | 0
WT | 0 | 0 | 0 | 0 | 0 | 0
IGCC | 0 | 0 | 0 | 0 | 0 | 0
DemandResponse | 0 | 0 | 0 | 0 | 0 | 0
IGCC-CCS | 0 | 0 | 0 | 0 | 0 | 0
WT_off | 0 | 0 | 0 | 0 | 0 | 0
PseudoUnit | 0 | 0 | 0 | 0 | 0 | 0
FixedInterchange | 0 | 0 | 0 | 0 | 0 | 0
Retrofit VOM Costs by Reporting Type: MISO_MI
ReportingType | 2015 | 2020 | 2025 | 2030 | 2035 | 2040
BM | 0 | 0 | 0 | 0 | 0 | 0
CC | 0 | 0 | 0 | 0 | 0 | 0
CSP | 0 | 0 | 0 | 0 | 0 | 0
CT | 0 | 0 | 0 | 0 | 0 | 0
Coal | 10.28 | 0 | 0 | 0 | 0 | 0
Geo | 0 | 0 | 0 | 0 | 0 | 0
H | 0 | 0 | 0 | 0 | 0 | 0
LFG | 0 | 0 | 0 | 0 | 0 | 0
Nuc | 0 | 0 | 0 | 0 | 0 | 0
PS | 0 | 0 | 0 | 0 | 0 | 0
PV | 0 | 0 | 0 | 0 | 0 | 0
PeakG | 0 | 0 | 0 | 0 | 0 | 0
PeakO | 0 | 0 | 0 | 0 | 0 | 0
ST | 0 | 0 | 0 | 0 | 0 | 0
STOG | 0 | 0 | 0 | 0 | 0 | 0
STWD | 0 | 0 | 0 | 0 | 0 | 0
WT | 0 | 0 | 0 | 0 | 0 | 0
IGCC | 0 | 0 | 0 | 0 | 0 | 0
DemandResponse | 0 | 0 | 0 | 0 | 0 | 0
IGCC-CCS | 0 | 0 | 0 | 0 | 0 | 0
WT_off | 0 | 0 | 0 | 0 | 0 | 0
PseudoUnit | 0 | 0 | 0 | 0 | 0 | 0
FixedInterchange | 0 | 0 | 0 | 0 | 0 | 0
Retrofit VOM Costs by Reporting Type: MISO_MO-IL
ReportingType | 2015 | 2020 | 2025 | 2030 | 2035 | 2040
BM | 0 | 0 | 0 | 0 | 0 | 0
CC | 0 | 0 | 0 | 0 | 0 | 0
CSP | 0 | 0 | 0 | 0 | 0 | 0
CT | 0 | 0 | 0 | 0 | 0 | 0
Coal | 77.07 | 67.14 | 3.91 | 5.4 | 12.99 | 16.51
Geo | 0 | 0 | 0 | 0 | 0 | 0
H | 0 | 0 | 0 | 0 | 0 | 0
LFG | 0 | 0 | 0 | 0 | 0 | 0
Nuc | 0 | 0 | 0 | 0 | 0 | 0
PS | 0 | 0 | 0 | 0 | 0 | 0
PV | 0 | 0 | 0 | 0 | 0 | 0
PeakG | 0 | 0 | 0 | 0 | 0 | 0
PeakO | 0 | 0 | 0 | 0 | 0 | 0
ST | 0 | 0 | 0 | 0 | 0 | 0
STOG | 0 | 0 | 0 | 0 | 0 | 0
STWD | 0 | 0 | 0 | 0 | 0 | 0
WT | 0 | 0 | 0 | 0 | 0 | 0
IGCC | 0 | 0 | 0 | 0 | 0 | 0
DemandResponse | 0 | 0 | 0 | 0 | 0 | 0
IGCC-CCS | 0 | 0 | 0 | 0 | 0 | 0
WT_off | 0 | 0 | 0 | 0 | 0 | 0
PseudoUnit | 0 | 0 | 0 | 0 | 0 | 0
FixedInterchange | 0 | 0 | 0 | 0 | 0 | 0
Retrofit VOM Costs by Reporting Type: MISO_W
ReportingType | 2015 | 2020 | 2025 | 2030 | 2035 | 2040
BM | 0 | 0 | 0 | 0 | 0 | 0
CC | 0 | 0 | 0 | 0 | 0 | 0
CSP | 0 | 0 | 0 | 0 | 0 | 0
CT | 0 | 0 | 0 | 0 | 0 | 0
Coal | 137.09 | 156.23 | 27.94 | 17.72 | 17.36 | 19.18
Geo | 0 | 0 | 0 | 0 | 0 | 0
H | 0 | 0 | 0 | 0 | 0 | 0
LFG | 0 | 0 | 0 | 0 | 0 | 0
Nuc | 0 | 0 | 0 | 0 | 0 | 0
PS | 0 | 0 | 0 | 0 | 0 | 0
PV | 0 | 0 | 0 | 0 | 0 | 0
PeakG | 0 | 0 | 0 | 0 | 0 | 0
PeakO | 0 | 0 | 0 | 0 | 0 | 0
ST | 0 | 0 | 0 | 0 | 0 | 0
STOG | 0 | 0 | 0 | 0 | 0 | 0
STWD | 0 | 0 | 0 | 0 | 0 | 0
WT | 0 | 0 | 0 | 0 | 0 | 0
IGCC | 0 | 0 | 0 | 0 | 0 | 0
DemandResponse | 0 | 0 | 0 | 0 | 0 | 0
IGCC-CCS | 0 | 0 | 0 | 0 | 0 | 0
WT_off | 0 | 0 | 0 | 0 | 0 | 0
PseudoUnit | 0 | 0 | 0 | 0 | 0 | 0
FixedInterchange | 0 | 0 | 0 | 0 | 0 | 0
Retrofit VOM Costs by Reporting Type: MISO_WUMS
ReportingType | 2015 | 2020 | 2025 | 2030 | 2035 | 2040
BM | 0 | 0 | 0 | 0 | 0 | 0
CC | 0 | 0 | 0 | 0 | 0 | 0
CSP | 0 | 0 | 0 | 0 | 0 | 0
CT | 0 | 0 | 0 | 0 | 0 | 0
Coal | 50.03 | 18.52 | 3.2 | 7.15 | 21.67 | 29.37
Geo | 0 | 0 | 0 | 0 | 0 | 0
H | 0 | 0 | 0 | 0 | 0 | 0
LFG | 0 | 0 | 0 | 0 | 0 | 0
Nuc | 0 | 0 | 0 | 0 | 0 | 0
PS | 0 | 0 | 0 | 0 | 0 | 0
PV | 0 | 0 | 0 | 0 | 0 | 0
PeakG | 0 | 0 | 0 | 0 | 0 | 0
PeakO | 0 | 0 | 0 | 0 | 0 | 0
ST | 0 | 0 | 0 | 0 | 0 | 0
STOG | 0 | 0 | 0 | 0 | 0 | 0
STWD | 0 | 0 | 0 | 0 | 0 | 0
WT | 0 | 0 | 0 | 0 | 0 | 0
IGCC | 0 | 0 | 0 | 0 | 0 | 0
DemandResponse | 0 | 0 | 0 | 0 | 0 | 0
IGCC-CCS | 0 | 0 | 0 | 0 | 0 | 0
WT_off | 0 | 0 | 0 | 0 | 0 | 0
PseudoUnit | 0 | 0 | 0 | 0 | 0 | 0
FixedInterchange | 0 | 0 | 0 | 0 | 0 | 0
Retrofit VOM Costs by Reporting Type: Nebraska
ReportingType | 2015 | 2020 | 2025 | 2030 | 2035 | 2040
BM | 0 | 0 | 0 | 0 | 0 | 0
CC | 0 | 0 | 0 | 0 | 0 | 0
CSP | 0 | 0 | 0 | 0 | 0 | 0
CT | 0 | 0 | 0 | 0 | 0 | 0
Coal | 16.57 | 12.96 | 8.44 | 8.44 | 8.75 | 9.17
Geo | 0 | 0 | 0 | 0 | 0 | 0
H | 0 | 0 | 0 | 0 | 0 | 0
LFG | 0 | 0 | 0 | 0 | 0 | 0
Nuc | 0 | 0 | 0 | 0 | 0 | 0
PS | 0 | 0 | 0 | 0 | 0 | 0
PV | 0 | 0 | 0 | 0 | 0 | 0
PeakG | 0 | 0 | 0 | 0 | 0 | 0
PeakO | 0 | 0 | 0 | 0 | 0 | 0
ST | 0 | 0 | 0 | 0 | 0 | 0
STOG | 0 | 0 | 0 | 0 | 0 | 0
STWD | 0 | 0 | 0 | 0 | 0 | 0
WT | 0 | 0 | 0 | 0 | 0 | 0
IGCC | 0 | 0 | 0 | 0 | 0 | 0
DemandResponse | 0 | 0 | 0 | 0 | 0 | 0
IGCC-CCS | 0 | 0 | 0 | 0 | 0 | 0
WT_off | 0 | 0 | 0 | 0 | 0 | 0
PseudoUnit | 0 | 0 | 0 | 0 | 0 | 0
FixedInterchange | 0 | 0 | 0 | 0 | 0 | 0
Retrofit VOM Costs by Reporting Type: NEISO
ReportingType | 2015 | 2020 | 2025 | 2030 | 2035 | 2040
BM | 0 | 0 | 0 | 0 | 0 | 0
CC | 0 | 0 | 0 | 0 | 0 | 0
CSP | 0 | 0 | 0 | 0 | 0 | 0
CT | 0 | 0 | 0 | 0 | 0 | 0
Coal | 0.16 | 0 | 0 | 0 | 0 | 0
Geo | 0 | 0 | 0 | 0 | 0 | 0
H | 0 | 0 | 0 | 0 | 0 | 0
LFG | 0 | 0 | 0 | 0 | 0 | 0
Nuc | 0 | 0 | 0 | 0 | 0 | 0
PS | 0 | 0 | 0 | 0 | 0 | 0
PV | 0 | 0 | 0 | 0 | 0 | 0
PeakG | 0 | 0 | 0 | 0 | 0 | 0
PeakO | 0 | 0 | 0 | 0 | 0 | 0
ST | 0 | 0 | 0 | 0 | 0 | 0
STOG | 0 | 0 | 0 | 0 | 0 | 0
STWD | 0 | 0 | 0 | 0 | 0 | 0
WT | 0 | 0 | 0 | 0 | 0 | 0
IGCC | 0 | 0 | 0 | 0 | 0 | 0
DemandResponse | 0 | 0 | 0 | 0 | 0 | 0
IGCC-CCS | 0 | 0 | 0 | 0 | 0 | 0
WT_off | 0 | 0 | 0 | 0 | 0 | 0
PseudoUnit | 0 | 0 | 0 | 0 | 0 | 0
FixedInterchange | 0 | 0 | 0 | 0 | 0 | 0
Retrofit VOM Costs by Reporting Type: NonRTO_Midwest
ReportingType | 2015 | 2020 | 2025 | 2030 | 2035 | 2040
BM | 0 | 0 | 0 | 0 | 0 | 0
CC | 0 | 0 | 0 | 0 | 0 | 0
CSP | 0 | 0 | 0 | 0 | 0 | 0
CT | 0 | 0 | 0 | 0 | 0 | 0
Coal | 182.77 | 107.61 | 52.88 | 17.56 | 39.93 | 39.93
Geo | 0 | 0 | 0 | 0 | 0 | 0
H | 0 | 0 | 0 | 0 | 0 | 0
LFG | 0 | 0 | 0 | 0 | 0 | 0
Nuc | 0 | 0 | 0 | 0 | 0 | 0
PS | 0 | 0 | 0 | 0 | 0 | 0
PV | 0 | 0 | 0 | 0 | 0 | 0
PeakG | 0 | 0 | 0 | 0 | 0 | 0
PeakO | 0 | 0 | 0 | 0 | 0 | 0
ST | 0 | 0 | 0 | 0 | 0 | 0
STOG | 0 | 0 | 0 | 0 | 0 | 0
STWD | 0 | 0 | 0 | 0 | 0 | 0
WT | 0 | 0 | 0 | 0 | 0 | 0
IGCC | 0 | 0 | 0 | 0 | 0 | 0
DemandResponse | 0 | 0 | 0 | 0 | 0 | 0
IGCC-CCS | 0 | 0 | 0 | 0 | 0 | 0
WT_off | 0 | 0 | 0 | 0 | 0 | 0
PseudoUnit | 0 | 0 | 0 | 0 | 0 | 0
FixedInterchange | 0 | 0 | 0 | 0 | 0 | 0
Retrofit VOM Costs by Reporting Type: NYISO_A-F
ReportingType | 2015 | 2020 | 2025 | 2030 | 2035 | 2040
BM | 0 | 0 | 0 | 0 | 0 | 0
CC | 0 | 0 | 0 | 0 | 0 | 0
CSP | 0 | 0 | 0 | 0 | 0 | 0
CT | 0 | 0 | 0 | 0 | 0 | 0
Coal | 0 | 0 | 0 | 0 | 0 | 0
Geo | 0 | 0 | 0 | 0 | 0 | 0
H | 0 | 0 | 0 | 0 | 0 | 0
LFG | 0 | 0 | 0 | 0 | 0 | 0
Nuc | 0 | 0 | 0 | 0 | 0 | 0
PS | 0 | 0 | 0 | 0 | 0 | 0
PV | 0 | 0 | 0 | 0 | 0 | 0
PeakG | 0 | 0 | 0 | 0 | 0 | 0
PeakO | 0 | 0 | 0 | 0 | 0 | 0
ST | 0 | 0 | 0 | 0 | 0 | 0
STOG | 0 | 0 | 0 | 0 | 0 | 0
STWD | 0 | 0 | 0 | 0 | 0 | 0
WT | 0 | 0 | 0 | 0 | 0 | 0
IGCC | 0 | 0 | 0 | 0 | 0 | 0
DemandResponse | 0 | 0 | 0 | 0 | 0 | 0
IGCC-CCS | 0 | 0 | 0 | 0 | 0 | 0
WT_off | 0 | 0 | 0 | 0 | 0 | 0
PseudoUnit | 0 | 0 | 0 | 0 | 0 | 0
FixedInterchange | 0 | 0 | 0 | 0 | 0 | 0
Retrofit VOM Costs by Reporting Type: NYISO_G-I
ReportingType | 2015 | 2020 | 2025 | 2030 | 2035 | 2040
BM | 0 | 0 | 0 | 0 | 0 | 0
CC | 0 | 0 | 0 | 0 | 0 | 0
CSP | 0 | 0 | 0 | 0 | 0 | 0
CT | 0 | 0 | 0 | 0 | 0 | 0
Coal | 0 | 0 | 0 | 0 | 0 | 0
Geo | 0 | 0 | 0 | 0 | 0 | 0
H | 0 | 0 | 0 | 0 | 0 | 0
LFG | 0 | 0 | 0 | 0 | 0 | 0
Nuc | 0 | 0 | 0 | 0 | 0 | 0
PS | 0 | 0 | 0 | 0 | 0 | 0
PV | 0 | 0 | 0 | 0 | 0 | 0
PeakG | 0 | 0 | 0 | 0 | 0 | 0
PeakO | 0 | 0 | 0 | 0 | 0 | 0
ST | 0 | 0 | 0 | 0 | 0 | 0
STOG | 0 | 0 | 0 | 0 | 0 | 0
STWD | 0 | 0 | 0 | 0 | 0 | 0
WT | 0 | 0 | 0 | 0 | 0 | 0
IGCC | 0 | 0 | 0 | 0 | 0 | 0
DemandResponse | 0 | 0 | 0 | 0 | 0 | 0
IGCC-CCS | 0 | 0 | 0 | 0 | 0 | 0
WT_off | 0 | 0 | 0 | 0 | 0 | 0
PseudoUnit | 0 | 0 | 0 | 0 | 0 | 0
FixedInterchange | 0 | 0 | 0 | 0 | 0 | 0
Retrofit VOM Costs by Reporting Type: NYISO_J-K
ReportingType | 2015 | 2020 | 2025 | 2030 | 2035 | 2040
BM | 0 | 0 | 0 | 0 | 0 | 0
CC | 0 | 0 | 0 | 0 | 0 | 0
CSP | 0 | 0 | 0 | 0 | 0 | 0
CT | 0 | 0 | 0 | 0 | 0 | 0
Coal | 0 | 0 | 0 | 0 | 0 | 0
Geo | 0 | 0 | 0 | 0 | 0 | 0
H | 0 | 0 | 0 | 0 | 0 | 0
LFG | 0 | 0 | 0 | 0 | 0 | 0
Nuc | 0 | 0 | 0 | 0 | 0 | 0
PS | 0 | 0 | 0 | 0 | 0 | 0
PV | 0 | 0 | 0 | 0 | 0 | 0
PeakG | 0 | 0 | 0 | 0 | 0 | 0
PeakO | 0 | 0 | 0 | 0 | 0 | 0
ST | 0 | 0 | 0 | 0 | 0 | 0
STOG | 0 | 0 | 0 | 0 | 0 | 0
STWD | 0 | 0 | 0 | 0 | 0 | 0
WT | 0 | 0 | 0 | 0 | 0 | 0
IGCC | 0 | 0 | 0 | 0 | 0 | 0
DemandResponse | 0 | 0 | 0 | 0 | 0 | 0
IGCC-CCS | 0 | 0 | 0 | 0 | 0 | 0
WT_off | 0 | 0 | 0 | 0 | 0 | 0
PseudoUnit | 0 | 0 | 0 | 0 | 0 | 0
FixedInterchange | 0 | 0 | 0 | 0 | 0 | 0
Retrofit VOM Costs by Reporting Type: PJM_E
ReportingType | 2015 | 2020 | 2025 | 2030 | 2035 | 2040
BM | 0 | 0 | 0 | 0 | 0 | 0
CC | 0 | 0 | 0 | 0 | 0 | 0
CSP | 0 | 0 | 0 | 0 | 0 | 0
CT | 0 | 0 | 0 | 0 | 0 | 0
Coal | 3.14 | 1.34 | 0.64 | 0 | 1.81 | 4.64
Geo | 0 | 0 | 0 | 0 | 0 | 0
H | 0 | 0 | 0 | 0 | 0 | 0
LFG | 0 | 0 | 0 | 0 | 0 | 0
Nuc | 0 | 0 | 0 | 0 | 0 | 0
PS | 0 | 0 | 0 | 0 | 0 | 0
PV | 0 | 0 | 0 | 0 | 0 | 0
PeakG | 0 | 0 | 0 | 0 | 0 | 0
PeakO | 0 | 0 | 0 | 0 | 0 | 0
ST | 0 | 0 | 0 | 0 | 0 | 0
STOG | 0 | 0 | 0 | 0 | 0 | 0
STWD | 0 | 0 | 0 | 0 | 0 | 0
WT | 0 | 0 | 0 | 0 | 0 | 0
IGCC | 0 | 0 | 0 | 0 | 0 | 0
DemandResponse | 0 | 0 | 0 | 0 | 0 | 0
IGCC-CCS | 0 | 0 | 0 | 0 | 0 | 0
WT_off | 0 | 0 | 0 | 0 | 0 | 0
PseudoUnit | 0 | 0 | 0 | 0 | 0 | 0
FixedInterchange | 0 | 0 | 0 | 0 | 0 | 0
Retrofit VOM Costs by Reporting Type: PJM_ROM
ReportingType | 2015 | 2020 | 2025 | 2030 | 2035 | 2040
BM | 0 | 0 | 0 | 0 | 0 | 0
CC | 0 | 0 | 0 | 0 | 0 | 0
CSP | 0 | 0 | 0 | 0 | 0 | 0
CT | 0 | 0 | 0 | 0 | 0 | 0
Coal | 107.3 | 59.35 | 5.33 | 6.13 | 16.91 | 16.91
Geo | 0 | 0 | 0 | 0 | 0 | 0
H | 0 | 0 | 0 | 0 | 0 | 0
LFG | 0 | 0 | 0 | 0 | 0 | 0
Nuc | 0 | 0 | 0 | 0 | 0 | 0
PS | 0 | 0 | 0 | 0 | 0 | 0
PV | 0 | 0 | 0 | 0 | 0 | 0
PeakG | 0 | 0 | 0 | 0 | 0 | 0
PeakO | 0 | 0 | 0 | 0 | 0 | 0
ST | 0 | 0 | 0 | 0 | 0 | 0
STOG | 0 | 0 | 0 | 0 | 0 | 0
STWD | 0 | 0 | 0 | 0 | 0 | 0
WT | 0 | 0 | 0 | 0 | 0 | 0
IGCC | 0 | 0 | 0 | 0 | 0 | 0
DemandResponse | 0 | 0 | 0 | 0 | 0 | 0
IGCC-CCS | 0 | 0 | 0 | 0 | 0 | 0
WT_off | 0 | 0 | 0 | 0 | 0 | 0
PseudoUnit | 0 | 0 | 0 | 0 | 0 | 0
FixedInterchange | 0 | 0 | 0 | 0 | 0 | 0
Retrofit VOM Costs by Reporting Type: PJM_ROR
ReportingType | 2015 | 2020 | 2025 | 2030 | 2035 | 2040
BM | 0 | 0 | 0 | 0 | 0 | 0
CC | 0 | 0 | 0 | 0 | 0 | 0
CSP | 0 | 0 | 0 | 0 | 0 | 0
CT | 0 | 0 | 0 | 0 | 0 | 0
Coal | 675.81 | 539 | 32.76 | 42.23 | 123.98 | 135.32
Geo | 0 | 0 | 0 | 0 | 0 | 0
H | 0 | 0 | 0 | 0 | 0 | 0
LFG | 0 | 0 | 0 | 0 | 0 | 0
Nuc | 0 | 0 | 0 | 0 | 0 | 0
PS | 0 | 0 | 0 | 0 | 0 | 0
PV | 0 | 0 | 0 | 0 | 0 | 0
PeakG | 0 | 0 | 0 | 0 | 0 | 0
PeakO | 0 | 0 | 0 | 0 | 0 | 0
ST | 0 | 0 | 0 | 0 | 0 | 0
STOG | 0 | 0 | 0 | 0 | 0 | 0
STWD | 0 | 0 | 0 | 0 | 0 | 0
WT | 0 | 0 | 0 | 0 | 0 | 0
IGCC | 0 | 0 | 0 | 0 | 0 | 0
DemandResponse | 0 | 0 | 0 | 0 | 0 | 0
IGCC-CCS | 0 | 0 | 0 | 0 | 0 | 0
WT_off | 0 | 0 | 0 | 0 | 0 | 0
PseudoUnit | 0 | 0 | 0 | 0 | 0 | 0
FixedInterchange | 0 | 0 | 0 | 0 | 0 | 0
Retrofit VOM Costs by Reporting Type: SOCO
ReportingType | 2015 | 2020 | 2025 | 2030 | 2035 | 2040
BM | 0 | 0 | 0 | 0 | 0 | 0
CC | 0 | 0 | 0 | 0 | 0 | 0
CSP | 0 | 0 | 0 | 0 | 0 | 0
CT | 0 | 0 | 0 | 0 | 0 | 0
Coal | 151.97 | 115.9 | 12.82 | 30.84 | 36.96 | 36.96
Geo | 0 | 0 | 0 | 0 | 0 | 0
H | 0 | 0 | 0 | 0 | 0 | 0
LFG | 0 | 0 | 0 | 0 | 0 | 0
Nuc | 0 | 0 | 0 | 0 | 0 | 0
PS | 0 | 0 | 0 | 0 | 0 | 0
PV | 0 | 0 | 0 | 0 | 0 | 0
PeakG | 0 | 0 | 0 | 0 | 0 | 0
PeakO | 0 | 0 | 0 | 0 | 0 | 0
ST | 0 | 0 | 0 | 0 | 0 | 0
STOG | 0 | 0 | 0 | 0 | 0 | 0
STWD | 0 | 0 | 0 | 0 | 0 | 0
WT | 0 | 0 | 0 | 0 | 0 | 0
IGCC | 0 | 0 | 0 | 0 | 0 | 0
DemandResponse | 0 | 0 | 0 | 0 | 0 | 0
IGCC-CCS | 0 | 0 | 0 | 0 | 0 | 0
WT_off | 0 | 0 | 0 | 0 | 0 | 0
PseudoUnit | 0 | 0 | 0 | 0 | 0 | 0
FixedInterchange | 0 | 0 | 0 | 0 | 0 | 0
Retrofit VOM Costs by Reporting Type: SPP_N
ReportingType | 2015 | 2020 | 2025 | 2030 | 2035 | 2040
BM | 0 | 0 | 0 | 0 | 0 | 0
CC | 0 | 0 | 0 | 0 | 0 | 0
CSP | 0 | 0 | 0 | 0 | 0 | 0
CT | 0 | 0 | 0 | 0 | 0 | 0
Coal | 173.17 | 136.39 | 0.86 | 0 | 0 | 0
Geo | 0 | 0 | 0 | 0 | 0 | 0
H | 0 | 0 | 0 | 0 | 0 | 0
LFG | 0 | 0 | 0 | 0 | 0 | 0
Nuc | 0 | 0 | 0 | 0 | 0 | 0
PS | 0 | 0 | 0 | 0 | 0 | 0
PV | 0 | 0 | 0 | 0 | 0 | 0
PeakG | 0 | 0 | 0 | 0 | 0 | 0
PeakO | 0 | 0 | 0 | 0 | 0 | 0
ST | 0 | 0 | 0 | 0 | 0 | 0
STOG | 0 | 0 | 0 | 0 | 0 | 0
STWD | 0 | 0 | 0 | 0 | 0 | 0
WT | 0 | 0 | 0 | 0 | 0 | 0
IGCC | 0 | 0 | 0 | 0 | 0 | 0
DemandResponse | 0 | 0 | 0 | 0 | 0 | 0
IGCC-CCS | 0 | 0 | 0 | 0 | 0 | 0
WT_off | 0 | 0 | 0 | 0 | 0 | 0
PseudoUnit | 0 | 0 | 0 | 0 | 0 | 0
FixedInterchange | 0 | 0 | 0 | 0 | 0 | 0
Retrofit VOM Costs by Reporting Type: SPP_S
ReportingType | 2015 | 2020 | 2025 | 2030 | 2035 | 2040
BM | 0 | 0 | 0 | 0 | 0 | 0
CC | 0 | 0 | 0 | 0 | 0 | 0
CSP | 0 | 0 | 0 | 0 | 0 | 0
CT | 0 | 0 | 0 | 0 | 0 | 0
Coal | 55.63 | 104.57 | 1.49 | 0 | 0 | 0
Geo | 0 | 0 | 0 | 0 | 0 | 0
H | 0 | 0 | 0 | 0 | 0 | 0
LFG | 0 | 0 | 0 | 0 | 0 | 0
Nuc | 0 | 0 | 0 | 0 | 0 | 0
PS | 0 | 0 | 0 | 0 | 0 | 0
PV | 0 | 0 | 0 | 0 | 0 | 0
PeakG | 0 | 0 | 0 | 0 | 0 | 0
PeakO | 0 | 0 | 0 | 0 | 0 | 0
ST | 0 | 0 | 0 | 0 | 0 | 0
STOG | 0 | 0 | 0 | 0 | 0 | 0
STWD | 0 | 0 | 0 | 0 | 0 | 0
WT | 0 | 0 | 0 | 0 | 0 | 0
IGCC | 0 | 0 | 0 | 0 | 0 | 0
DemandResponse | 0 | 0 | 0 | 0 | 0 | 0
IGCC-CCS | 0 | 0 | 0 | 0 | 0 | 0
WT_off | 0 | 0 | 0 | 0 | 0 | 0
PseudoUnit | 0 | 0 | 0 | 0 | 0 | 0
FixedInterchange | 0 | 0 | 0 | 0 | 0 | 0
Retrofit VOM Costs by Reporting Type: TVA
ReportingType | 2015 | 2020 | 2025 | 2030 | 2035 | 2040
BM | 0 | 0 | 0 | 0 | 0 | 0
CC | 0 | 0 | 0 | 0 | 0 | 0
CSP | 0 | 0 | 0 | 0 | 0 | 0
CT | 0 | 0 | 0 | 0 | 0 | 0
Coal | 184.04 | 82.44 | 4.18 | 0 | 0 | 0
Geo | 0 | 0 | 0 | 0 | 0 | 0
H | 0 | 0 | 0 | 0 | 0 | 0
LFG | 0 | 0 | 0 | 0 | 0 | 0
Nuc | 0 | 0 | 0 | 0 | 0 | 0
PS | 0 | 0 | 0 | 0 | 0 | 0
PV | 0 | 0 | 0 | 0 | 0 | 0
PeakG | 0 | 0 | 0 | 0 | 0 | 0
PeakO | 0 | 0 | 0 | 0 | 0 | 0
ST | 0 | 0 | 0 | 0 | 0 | 0
STOG | 0 | 0 | 0 | 0 | 0 | 0
STWD | 0 | 0 | 0 | 0 | 0 | 0
WT | 0 | 0 | 0 | 0 | 0 | 0
IGCC | 0 | 0 | 0 | 0 | 0 | 0
DemandResponse | 0 | 0 | 0 | 0 | 0 | 0
IGCC-CCS | 0 | 0 | 0 | 0 | 0 | 0
WT_off | 0 | 0 | 0 | 0 | 0 | 0
PseudoUnit | 0 | 0 | 0 | 0 | 0 | 0
FixedInterchange | 0 | 0 | 0 | 0 | 0 | 0
Retrofit VOM Costs by Reporting Type: TVA_Transmission
ReportingType | 2015 | 2020 | 2025 | 2030 | 2035 | 2040
BM | 0 | 0 | 0 | 0 | 0 | 0
CC | 0 | 0 | 0 | 0 | 0 | 0
CSP | 0 | 0 | 0 | 0 | 0 | 0
CT | 0 | 0 | 0 | 0 | 0 | 0
Coal | 0 | 0 | 0 | 0 | 0 | 0
Geo | 0 | 0 | 0 | 0 | 0 | 0
H | 0 | 0 | 0 | 0 | 0 | 0
LFG | 0 | 0 | 0 | 0 | 0 | 0
Nuc | 0 | 0 | 0 | 0 | 0 | 0
PS | 0 | 0 | 0 | 0 | 0 | 0
PV | 0 | 0 | 0 | 0 | 0 | 0
PeakG | 0 | 0 | 0 | 0 | 0 | 0
PeakO | 0 | 0 | 0 | 0 | 0 | 0
ST | 0 | 0 | 0 | 0 | 0 | 0
STOG | 0 | 0 | 0 | 0 | 0 | 0
STWD | 0 | 0 | 0 | 0 | 0 | 0
WT | 0 | 0 | 0 | 0 | 0 | 0
IGCC | 0 | 0 | 0 | 0 | 0 | 0
DemandResponse | 0 | 0 | 0 | 0 | 0 | 0
IGCC-CCS | 0 | 0 | 0 | 0 | 0 | 0
WT_off | 0 | 0 | 0 | 0 | 0 | 0
PseudoUnit | 0 | 0 | 0 | 0 | 0 | 0
FixedInterchange | 0 | 0 | 0 | 0 | 0 | 0
Retrofit VOM Costs by Reporting Type: VACAR
ReportingType | 2015 | 2020 | 2025 | 2030 | 2035 | 2040
BM | 0 | 0 | 0 | 0 | 0 | 0
CC | 0 | 0 | 0 | 0 | 0 | 0
CSP | 0 | 0 | 0 | 0 | 0 | 0
CT | 0 | 0 | 0 | 0 | 0 | 0
Coal | 137.84 | 85.08 | 21.42 | 13.91 | 27.01 | 27.01
Geo | 0 | 0 | 0 | 0 | 0 | 0
H | 0 | 0 | 0 | 0 | 0 | 0
LFG | 0 | 0 | 0 | 0 | 0 | 0
Nuc | 0 | 0 | 0 | 0 | 0 | 0
PS | 0 | 0 | 0 | 0 | 0 | 0
PV | 0 | 0 | 0 | 0 | 0 | 0
PeakG | 0 | 0 | 0 | 0 | 0 | 0
PeakO | 0 | 0 | 0 | 0 | 0 | 0
ST | 0 | 0 | 0 | 0 | 0 | 0
STOG | 0 | 0 | 0 | 0 | 0 | 0
STWD | 0 | 0 | 0 | 0 | 0 | 0
WT | 0 | 0 | 0 | 0 | 0 | 0
IGCC | 0 | 0 | 0 | 0 | 0 | 0
DemandResponse | 0 | 0 | 0 | 0 | 0 | 0
IGCC-CCS | 0 | 0 | 0 | 0 | 0 | 0
WT_off | 0 | 0 | 0 | 0 | 0 | 0
PseudoUnit | 0 | 0 | 0 | 0 | 0 | 0
FixedInterchange | 0 | 0 | 0 | 0 | 0 | 0
Retrofit VOM Costs by Reporting Type: IESO
ReportingType | 2015 | 2020 | 2025 | 2030 | 2035 | 2040
BM | 0 | 0 | 0 | 0 | 0 | 0
CC | 0 | 0 | 0 | 0 | 0 | 0
CSP | 0 | 0 | 0 | 0 | 0 | 0
CT | 0 | 0 | 0 | 0 | 0 | 0
Coal | 0 | 0 | 0 | 0 | 0 | 0
Geo | 0 | 0 | 0 | 0 | 0 | 0
H | 0 | 0 | 0 | 0 | 0 | 0
LFG | 0 | 0 | 0 | 0 | 0 | 0
Nuc | 0 | 0 | 0 | 0 | 0 | 0
PS | 0 | 0 | 0 | 0 | 0 | 0
PV | 0 | 0 | 0 | 0 | 0 | 0
PeakG | 0 | 0 | 0 | 0 | 0 | 0
PeakO | 0 | 0 | 0 | 0 | 0 | 0
ST | 0 | 0 | 0 | 0 | 0 | 0
STOG | 0 | 0 | 0 | 0 | 0 | 0
STWD | 0 | 0 | 0 | 0 | 0 | 0
WT | 0 | 0 | 0 | 0 | 0 | 0
IGCC | 0 | 0 | 0 | 0 | 0 | 0
DemandResponse | 0 | 0 | 0 | 0 | 0 | 0
IGCC-CCS | 0 | 0 | 0 | 0 | 0 | 0
WT_off | 0 | 0 | 0 | 0 | 0 | 0
PseudoUnit | 0 | 0 | 0 | 0 | 0 | 0
FixedInterchange | 0 | 0 | 0 | 0 | 0 | 0
Retrofit VOM Costs by Reporting Type: MAPP_CA
ReportingType | 2015 | 2020 | 2025 | 2030 | 2035 | 2040
BM | 0 | 0 | 0 | 0 | 0 | 0
CC | 0 | 0 | 0 | 0 | 0 | 0
CSP | 0 | 0 | 0 | 0 | 0 | 0
CT | 0 | 0 | 0 | 0 | 0 | 0
Coal | 0 | 0 | 0 | 0 | 0 | 0
Geo | 0 | 0 | 0 | 0 | 0 | 0
H | 0 | 0 | 0 | 0 | 0 | 0
LFG | 0 | 0 | 0 | 0 | 0 | 0
Nuc | 0 | 0 | 0 | 0 | 0 | 0
PS | 0 | 0 | 0 | 0 | 0 | 0
PV | 0 | 0 | 0 | 0 | 0 | 0
PeakG | 0 | 0 | 0 | 0 | 0 | 0
PeakO | 0 | 0 | 0 | 0 | 0 | 0
ST | 0 | 0 | 0 | 0 | 0 | 0
STOG | 0 | 0 | 0 | 0 | 0 | 0
STWD | 0 | 0 | 0 | 0 | 0 | 0
WT | 0 | 0 | 0 | 0 | 0 | 0
IGCC | 0 | 0 | 0 | 0 | 0 | 0
DemandResponse | 0 | 0 | 0 | 0 | 0 | 0
IGCC-CCS | 0 | 0 | 0 | 0 | 0 | 0
WT_off | 0 | 0 | 0 | 0 | 0 | 0
PseudoUnit | 0 | 0 | 0 | 0 | 0 | 0
FixedInterchange | 0 | 0 | 0 | 0 | 0 | 0
Retrofit VOM Costs by Reporting Type: AZ_NM_SNV_Coal
ReportingType | 2015 | 2020 | 2025 | 2030 | 2035 | 2040
BM | 0 | 0 | 0 | 0 | 0 | 0
CC | 0 | 0 | 0 | 0 | 0 | 0
CSP | 0 | 0 | 0 | 0 | 0 | 0
CT | 0 | 0 | 0 | 0 | 0 | 0
Coal | 237.65 | 237.76 | 97.23 | 0.39 | 30.99 | 32.23
Geo | 0 | 0 | 0 | 0 | 0 | 0
H | 0 | 0 | 0 | 0 | 0 | 0
LFG | 0 | 0 | 0 | 0 | 0 | 0
Nuc | 0 | 0 | 0 | 0 | 0 | 0
PS | 0 | 0 | 0 | 0 | 0 | 0
PV | 0 | 0 | 0 | 0 | 0 | 0
PeakG | 0 | 0 | 0 | 0 | 0 | 0
PeakO | 0 | 0 | 0 | 0 | 0 | 0
ST | 0 | 0 | 0 | 0 | 0 | 0
STOG | 0 | 0 | 0 | 0 | 0 | 0
STWD | 0 | 0 | 0 | 0 | 0 | 0
WT | 0 | 0 | 0 | 0 | 0 | 0
IGCC | 0 | 0 | 0 | 0 | 0 | 0
DemandResponse | 0 | 0 | 0 | 0 | 0 | 0
IGCC-CCS | 0 | 0 | 0 | 0 | 0 | 0
WT_off | 0 | 0 | 0 | 0 | 0 | 0
PseudoUnit | 0 | 0 | 0 | 0 | 0 | 0
FixedInterchange | 0 | 0 | 0 | 0 | 0 | 0
Retrofit VOM Costs by Reporting Type: AZ_NM_SNV_Gas
ReportingType | 2015 | 2020 | 2025 | 2030 | 2035 | 2040
BM | 0 | 0 | 0 | 0 | 0 | 0
CC | 0 | 0 | 0 | 0 | 0 | 0
CSP | 0 | 0 | 0 | 0 | 0 | 0
CT | 0 | 0 | 0 | 0 | 0 | 0
Coal | 0 | 0 | 0 | 0 | 0 | 0
Geo | 0 | 0 | 0 | 0 | 0 | 0
H | 0 | 0 | 0 | 0 | 0 | 0
LFG | 0 | 0 | 0 | 0 | 0 | 0
Nuc | 0 | 0 | 0 | 0 | 0 | 0
PS | 0 | 0 | 0 | 0 | 0 | 0
PV | 0 | 0 | 0 | 0 | 0 | 0
PeakG | 0 | 0 | 0 | 0 | 0 | 0
PeakO | 0 | 0 | 0 | 0 | 0 | 0
ST | 0 | 0 | 0 | 0 | 0 | 0
STOG | 0 | 0 | 0 | 0 | 0 | 0
STWD | 0 | 0 | 0 | 0 | 0 | 0
WT | 0 | 0 | 0 | 0 | 0 | 0
IGCC | 0 | 0 | 0 | 0 | 0 | 0
DemandResponse | 0 | 0 | 0 | 0 | 0 | 0
IGCC-CCS | 0 | 0 | 0 | 0 | 0 | 0
WT_off | 0 | 0 | 0 | 0 | 0 | 0
PseudoUnit | 0 | 0 | 0 | 0 | 0 | 0
FixedInterchange | 0 | 0 | 0 | 0 | 0 | 0
Retrofit VOM Costs by Reporting Type: AZ_NM_SNV_NucRenew
ReportingType | 2015 | 2020 | 2025 | 2030 | 2035 | 2040
BM | 0 | 0 | 0 | 0 | 0 | 0
CC | 0 | 0 | 0 | 0 | 0 | 0
CSP | 0 | 0 | 0 | 0 | 0 | 0
CT | 0 | 0 | 0 | 0 | 0 | 0
Coal | 0 | 0 | 0 | 0 | 0 | 0
Geo | 0 | 0 | 0 | 0 | 0 | 0
H | 0 | 0 | 0 | 0 | 0 | 0
LFG | 0 | 0 | 0 | 0 | 0 | 0
Nuc | 0 | 0 | 0 | 0 | 0 | 0
PS | 0 | 0 | 0 | 0 | 0 | 0
PV | 0 | 0 | 0 | 0 | 0 | 0
PeakG | 0 | 0 | 0 | 0 | 0 | 0
PeakO | 0 | 0 | 0 | 0 | 0 | 0
ST | 0 | 0 | 0 | 0 | 0 | 0
STOG | 0 | 0 | 0 | 0 | 0 | 0
STWD | 0 | 0 | 0 | 0 | 0 | 0
WT | 0 | 0 | 0 | 0 | 0 | 0
IGCC | 0 | 0 | 0 | 0 | 0 | 0
DemandResponse | 0 | 0 | 0 | 0 | 0 | 0
IGCC-CCS | 0 | 0 | 0 | 0 | 0 | 0
WT_off | 0 | 0 | 0 | 0 | 0 | 0
PseudoUnit | 0 | 0 | 0 | 0 | 0 | 0
FixedInterchange | 0 | 0 | 0 | 0 | 0 | 0
Retrofit VOM Costs by Reporting Type: ERCOT
ReportingType | 2015 | 2020 | 2025 | 2030 | 2035 | 2040
BM | 0 | 0 | 0 | 0 | 0 | 0
CC | 0 | 0 | 0 | 0 | 0 | 0
CSP | 0 | 0 | 0 | 0 | 0 | 0
CT | 0 | 0 | 0 | 0 | 0 | 0
Coal | 163.95 | 87.39 | 8.83 | 31.97 | 44.81 | 44.81
Geo | 0 | 0 | 0 | 0 | 0 | 0
H | 0 | 0 | 0 | 0 | 0 | 0
LFG | 0 | 0 | 0 | 0 | 0 | 0
Nuc | 0 | 0 | 0 | 0 | 0 | 0
PS | 0 | 0 | 0 | 0 | 0 | 0
PV | 0 | 0 | 0 | 0 | 0 | 0
PeakG | 0 | 0 | 0 | 0 | 0 | 0
PeakO | 0 | 0 | 0 | 0 | 0 | 0
ST | 0 | 0 | 0 | 0 | 0 | 0
STOG | 0 | 0 | 0 | 0 | 0 | 0
STWD | 0 | 0 | 0 | 0 | 0 | 0
WT | 0 | 0 | 0 | 0 | 0 | 0
IGCC | 0 | 0 | 0 | 0 | 0 | 0
DemandResponse | 0 | 0 | 0 | 0 | 0 | 0
IGCC-CCS | 0 | 0 | 0 | 0 | 0 | 0
WT_off | 0 | 0 | 0 | 0 | 0 | 0
PseudoUnit | 0 | 0 | 0 | 0 | 0 | 0
FixedInterchange | 0 | 0 | 0 | 0 | 0 | 0
Retrofit VOM Costs by Reporting Type: NP15
ReportingType | 2015 | 2020 | 2025 | 2030 | 2035 | 2040
BM | 0 | 0 | 0 | 0 | 0 | 0
CC | 0 | 0 | 0 | 0 | 0 | 0
CSP | 0 | 0 | 0 | 0 | 0 | 0
CT | 0 | 0 | 0 | 0 | 0 | 0
Coal | 1.46 | 1.59 | 1.59 | 0 | 0 | 0
Geo | 0 | 0 | 0 | 0 | 0 | 0
H | 0 | 0 | 0 | 0 | 0 | 0
LFG | 0 | 0 | 0 | 0 | 0 | 0
Nuc | 0 | 0 | 0 | 0 | 0 | 0
PS | 0 | 0 | 0 | 0 | 0 | 0
PV | 0 | 0 | 0 | 0 | 0 | 0
PeakG | 0 | 0 | 0 | 0 | 0 | 0
PeakO | 0 | 0 | 0 | 0 | 0 | 0
ST | 0 | 0 | 0 | 0 | 0 | 0
STOG | 0 | 0 | 0 | 0 | 0 | 0
STWD | 0 | 0 | 0 | 0 | 0 | 0
WT | 0 | 0 | 0 | 0 | 0 | 0
IGCC | 0 | 0 | 0 | 0 | 0 | 0
DemandResponse | 0 | 0 | 0 | 0 | 0 | 0
IGCC-CCS | 0 | 0 | 0 | 0 | 0 | 0
WT_off | 0 | 0 | 0 | 0 | 0 | 0
PseudoUnit | 0 | 0 | 0 | 0 | 0 | 0
FixedInterchange | 0 | 0 | 0 | 0 | 0 | 0
Retrofit VOM Costs by Reporting Type: NWPP_Coal
ReportingType | 2015 | 2020 | 2025 | 2030 | 2035 | 2040
BM | 0 | 0 | 0 | 0 | 0 | 0
CC | 0 | 0 | 0 | 0 | 0 | 0
CSP | 0 | 0 | 0 | 0 | 0 | 0
CT | 0 | 0 | 0 | 0 | 0 | 0
Coal | 195.05 | 217.31 | 77.81 | 13.34 | 13.34 | 13.34
Geo | 0 | 0 | 0 | 0 | 0 | 0
H | 0 | 0 | 0 | 0 | 0 | 0
LFG | 0 | 0 | 0 | 0 | 0 | 0
Nuc | 0 | 0 | 0 | 0 | 0 | 0
PS | 0 | 0 | 0 | 0 | 0 | 0
PV | 0 | 0 | 0 | 0 | 0 | 0
PeakG | 0 | 0 | 0 | 0 | 0 | 0
PeakO | 0 | 0 | 0 | 0 | 0 | 0
ST | 0 | 0 | 0 | 0 | 0 | 0
STOG | 0 | 0 | 0 | 0 | 0 | 0
STWD | 0 | 0 | 0 | 0 | 0 | 0
WT | 0 | 0 | 0 | 0 | 0 | 0
IGCC | 0 | 0 | 0 | 0 | 0 | 0
DemandResponse | 0 | 0 | 0 | 0 | 0 | 0
IGCC-CCS | 0 | 0 | 0 | 0 | 0 | 0
WT_off | 0 | 0 | 0 | 0 | 0 | 0
PseudoUnit | 0 | 0 | 0 | 0 | 0 | 0
FixedInterchange | 0 | 0 | 0 | 0 | 0 | 0
Retrofit VOM Costs by Reporting Type: NWPP_Gas
ReportingType | 2015 | 2020 | 2025 | 2030 | 2035 | 2040
BM | 0 | 0 | 0 | 0 | 0 | 0
CC | 0 | 0 | 0 | 0 | 0 | 0
CSP | 0 | 0 | 0 | 0 | 0 | 0
CT | 0 | 0 | 0 | 0 | 0 | 0
Coal | 0 | 0 | 0 | 0 | 0 | 0
Geo | 0 | 0 | 0 | 0 | 0 | 0
H | 0 | 0 | 0 | 0 | 0 | 0
LFG | 0 | 0 | 0 | 0 | 0 | 0
Nuc | 0 | 0 | 0 | 0 | 0 | 0
PS | 0 | 0 | 0 | 0 | 0 | 0
PV | 0 | 0 | 0 | 0 | 0 | 0
PeakG | 0 | 0 | 0 | 0 | 0 | 0
PeakO | 0 | 0 | 0 | 0 | 0 | 0
ST | 0 | 0 | 0 | 0 | 0 | 0
STOG | 0 | 0 | 0 | 0 | 0 | 0
STWD | 0 | 0 | 0 | 0 | 0 | 0
WT | 0 | 0 | 0 | 0 | 0 | 0
IGCC | 0 | 0 | 0 | 0 | 0 | 0
DemandResponse | 0 | 0 | 0 | 0 | 0 | 0
IGCC-CCS | 0 | 0 | 0 | 0 | 0 | 0
WT_off | 0 | 0 | 0 | 0 | 0 | 0
PseudoUnit | 0 | 0 | 0 | 0 | 0 | 0
FixedInterchange | 0 | 0 | 0 | 0 | 0 | 0
Retrofit VOM Costs by Reporting Type: NWPP_NucRenew
ReportingType | 2015 | 2020 | 2025 | 2030 | 2035 | 2040
BM | 0 | 0 | 0 | 0 | 0 | 0
CC | 0 | 0 | 0 | 0 | 0 | 0
CSP | 0 | 0 | 0 | 0 | 0 | 0
CT | 0 | 0 | 0 | 0 | 0 | 0
Coal | 0 | 0 | 0 | 0 | 0 | 0
Geo | 0 | 0 | 0 | 0 | 0 | 0
H | 0 | 0 | 0 | 0 | 0 | 0
LFG | 0 | 0 | 0 | 0 | 0 | 0
Nuc | 0 | 0 | 0 | 0 | 0 | 0
PS | 0 | 0 | 0 | 0 | 0 | 0
PV | 0 | 0 | 0 | 0 | 0 | 0
PeakG | 0 | 0 | 0 | 0 | 0 | 0
PeakO | 0 | 0 | 0 | 0 | 0 | 0
ST | 0 | 0 | 0 | 0 | 0 | 0
STOG | 0 | 0 | 0 | 0 | 0 | 0
STWD | 0 | 0 | 0 | 0 | 0 | 0
WT | 0 | 0 | 0 | 0 | 0 | 0
IGCC | 0 | 0 | 0 | 0 | 0 | 0
DemandResponse | 0 | 0 | 0 | 0 | 0 | 0
IGCC-CCS | 0 | 0 | 0 | 0 | 0 | 0
WT_off | 0 | 0 | 0 | 0 | 0 | 0
PseudoUnit | 0 | 0 | 0 | 0 | 0 | 0
FixedInterchange | 0 | 0 | 0 | 0 | 0 | 0
Retrofit VOM Costs by Reporting Type: RMPA
ReportingType | 2015 | 2020 | 2025 | 2030 | 2035 | 2040
BM | 0 | 0 | 0 | 0 | 0 | 0
CC | 0 | 0 | 0 | 0 | 0 | 0
CSP | 0 | 0 | 0 | 0 | 0 | 0
CT | 0 | 0 | 0 | 0 | 0 | 0
Coal | 257.56 | 275.89 | 42.69 | 18.22 | 18.22 | 18.22
Geo | 0 | 0 | 0 | 0 | 0 | 0
H | 0 | 0 | 0 | 0 | 0 | 0
LFG | 0 | 0 | 0 | 0 | 0 | 0
Nuc | 0 | 0 | 0 | 0 | 0 | 0
PS | 0 | 0 | 0 | 0 | 0 | 0
PV | 0 | 0 | 0 | 0 | 0 | 0
PeakG | 0 | 0 | 0 | 0 | 0 | 0
PeakO | 0 | 0 | 0 | 0 | 0 | 0
ST | 0 | 0 | 0 | 0 | 0 | 0
STOG | 0 | 0 | 0 | 0 | 0 | 0
STWD | 0 | 0 | 0 | 0 | 0 | 0
WT | 0 | 0 | 0 | 0 | 0 | 0
IGCC | 0 | 0 | 0 | 0 | 0 | 0
DemandResponse | 0 | 0 | 0 | 0 | 0 | 0
IGCC-CCS | 0 | 0 | 0 | 0 | 0 | 0
WT_off | 0 | 0 | 0 | 0 | 0 | 0
PseudoUnit | 0 | 0 | 0 | 0 | 0 | 0
FixedInterchange | 0 | 0 | 0 | 0 | 0 | 0
Retrofit VOM Costs by Reporting Type: SP15
ReportingType | 2015 | 2020 | 2025 | 2030 | 2035 | 2040
BM | 0 | 0 | 0 | 0 | 0 | 0
CC | 0 | 0 | 0 | 0 | 0 | 0
CSP | 0 | 0 | 0 | 0 | 0 | 0
CT | 0 | 0 | 0 | 0 | 0 | 0
Coal | 5.19 | 5.66 | 5.66 | 0 | 0 | 0
Geo | 0 | 0 | 0 | 0 | 0 | 0
H | 0 | 0 | 0 | 0 | 0 | 0
LFG | 0 | 0 | 0 | 0 | 0 | 0
Nuc | 0 | 0 | 0 | 0 | 0 | 0
PS | 0 | 0 | 0 | 0 | 0 | 0
PV | 0 | 0 | 0 | 0 | 0 | 0
PeakG | 0 | 0 | 0 | 0 | 0 | 0
PeakO | 0 | 0 | 0 | 0 | 0 | 0
ST | 0 | 0 | 0 | 0 | 0 | 0
STOG | 0 | 0 | 0 | 0 | 0 | 0
STWD | 0 | 0 | 0 | 0 | 0 | 0
WT | 0 | 0 | 0 | 0 | 0 | 0
IGCC | 0 | 0 | 0 | 0 | 0 | 0
DemandResponse | 0 | 0 | 0 | 0 | 0 | 0
IGCC-CCS | 0 | 0 | 0 | 0 | 0 | 0
WT_off | 0 | 0 | 0 | 0 | 0 | 0
PseudoUnit | 0 | 0 | 0 | 0 | 0 | 0
FixedInterchange | 0 | 0 | 0 | 0 | 0 | 0
Retrofit VOM Costs by Reporting Type: ALB
ReportingType | 2015 | 2020 | 2025 | 2030 | 2035 | 2040
BM | 0 | 0 | 0 | 0 | 0 | 0
CC | 0 | 0 | 0 | 0 | 0 | 0
CSP | 0 | 0 | 0 | 0 | 0 | 0
CT | 0 | 0 | 0 | 0 | 0 | 0
Coal | 21.2 | 21.2 | 21.2 | 0 | 0 | 0
Geo | 0 | 0 | 0 | 0 | 0 | 0
H | 0 | 0 | 0 | 0 | 0 | 0
LFG | 0 | 0 | 0 | 0 | 0 | 0
Nuc | 0 | 0 | 0 | 0 | 0 | 0
PS | 0 | 0 | 0 | 0 | 0 | 0
PV | 0 | 0 | 0 | 0 | 0 | 0
PeakG | 0 | 0 | 0 | 0 | 0 | 0
PeakO | 0 | 0 | 0 | 0 | 0 | 0
ST | 0 | 0 | 0 | 0 | 0 | 0
STOG | 0 | 0 | 0 | 0 | 0 | 0
STWD | 0 | 0 | 0 | 0 | 0 | 0
WT | 0 | 0 | 0 | 0 | 0 | 0
IGCC | 0 | 0 | 0 | 0 | 0 | 0
DemandResponse | 0 | 0 | 0 | 0 | 0 | 0
IGCC-CCS | 0 | 0 | 0 | 0 | 0 | 0
WT_off | 0 | 0 | 0 | 0 | 0 | 0
PseudoUnit | 0 | 0 | 0 | 0 | 0 | 0
FixedInterchange | 0 | 0 | 0 | 0 | 0 | 0
Retrofit VOM Costs by Reporting Type: BC
ReportingType | 2015 | 2020 | 2025 | 2030 | 2035 | 2040
BM | 0 | 0 | 0 | 0 | 0 | 0
CC | 0 | 0 | 0 | 0 | 0 | 0
CSP | 0 | 0 | 0 | 0 | 0 | 0
CT | 0 | 0 | 0 | 0 | 0 | 0
Coal | 0 | 0 | 0 | 0 | 0 | 0
Geo | 0 | 0 | 0 | 0 | 0 | 0
H | 0 | 0 | 0 | 0 | 0 | 0
LFG | 0 | 0 | 0 | 0 | 0 | 0
Nuc | 0 | 0 | 0 | 0 | 0 | 0
PS | 0 | 0 | 0 | 0 | 0 | 0
PV | 0 | 0 | 0 | 0 | 0 | 0
PeakG | 0 | 0 | 0 | 0 | 0 | 0
PeakO | 0 | 0 | 0 | 0 | 0 | 0
ST | 0 | 0 | 0 | 0 | 0 | 0
STOG | 0 | 0 | 0 | 0 | 0 | 0
STWD | 0 | 0 | 0 | 0 | 0 | 0
WT | 0 | 0 | 0 | 0 | 0 | 0
IGCC | 0 | 0 | 0 | 0 | 0 | 0
DemandResponse | 0 | 0 | 0 | 0 | 0 | 0
IGCC-CCS | 0 | 0 | 0 | 0 | 0 | 0
WT_off | 0 | 0 | 0 | 0 | 0 | 0
PseudoUnit | 0 | 0 | 0 | 0 | 0 | 0
FixedInterchange | 0 | 0 | 0 | 0 | 0 | 0
Retrofit VOM Costs by Reporting Type: HQ_IESO
ReportingType | 2015 | 2020 | 2025 | 2030 | 2035 | 2040
BM | 0 | 0 | 0 | 0 | 0 | 0
CC | 0 | 0 | 0 | 0 | 0 | 0
CSP | 0 | 0 | 0 | 0 | 0 | 0
CT | 0 | 0 | 0 | 0 | 0 | 0
Coal | 0 | 0 | 0 | 0 | 0 | 0
Geo | 0 | 0 | 0 | 0 | 0 | 0
H | 0 | 0 | 0 | 0 | 0 | 0
LFG | 0 | 0 | 0 | 0 | 0 | 0
Nuc | 0 | 0 | 0 | 0 | 0 | 0
PS | 0 | 0 | 0 | 0 | 0 | 0
PV | 0 | 0 | 0 | 0 | 0 | 0
PeakG | 0 | 0 | 0 | 0 | 0 | 0
PeakO | 0 | 0 | 0 | 0 | 0 | 0
ST | 0 | 0 | 0 | 0 | 0 | 0
STOG | 0 | 0 | 0 | 0 | 0 | 0
STWD | 0 | 0 | 0 | 0 | 0 | 0
WT | 0 | 0 | 0 | 0 | 0 | 0
IGCC | 0 | 0 | 0 | 0 | 0 | 0
DemandResponse | 0 | 0 | 0 | 0 | 0 | 0
IGCC-CCS | 0 | 0 | 0 | 0 | 0 | 0
WT_off | 0 | 0 | 0 | 0 | 0 | 0
PseudoUnit | 0 | 0 | 0 | 0 | 0 | 0
FixedInterchange | 0 | 0 | 0 | 0 | 0 | 0
Retrofit VOM Costs by Reporting Type: HQ_NEISO
ReportingType | 2015 | 2020 | 2025 | 2030 | 2035 | 2040
BM | 0 | 0 | 0 | 0 | 0 | 0
CC | 0 | 0 | 0 | 0 | 0 | 0
CSP | 0 | 0 | 0 | 0 | 0 | 0
CT | 0 | 0 | 0 | 0 | 0 | 0
Coal | 0 | 0 | 0 | 0 | 0 | 0
Geo | 0 | 0 | 0 | 0 | 0 | 0
H | 0 | 0 | 0 | 0 | 0 | 0
LFG | 0 | 0 | 0 | 0 | 0 | 0
Nuc | 0 | 0 | 0 | 0 | 0 | 0
PS | 0 | 0 | 0 | 0 | 0 | 0
PV | 0 | 0 | 0 | 0 | 0 | 0
PeakG | 0 | 0 | 0 | 0 | 0 | 0
PeakO | 0 | 0 | 0 | 0 | 0 | 0
ST | 0 | 0 | 0 | 0 | 0 | 0
STOG | 0 | 0 | 0 | 0 | 0 | 0
STWD | 0 | 0 | 0 | 0 | 0 | 0
WT | 0 | 0 | 0 | 0 | 0 | 0
IGCC | 0 | 0 | 0 | 0 | 0 | 0
DemandResponse | 0 | 0 | 0 | 0 | 0 | 0
IGCC-CCS | 0 | 0 | 0 | 0 | 0 | 0
WT_off | 0 | 0 | 0 | 0 | 0 | 0
PseudoUnit | 0 | 0 | 0 | 0 | 0 | 0
FixedInterchange | 0 | 0 | 0 | 0 | 0 | 0
Retrofit VOM Costs by Reporting Type: HQ_NY
ReportingType | 2015 | 2020 | 2025 | 2030 | 2035 | 2040
BM | 0 | 0 | 0 | 0 | 0 | 0
CC | 0 | 0 | 0 | 0 | 0 | 0
CSP | 0 | 0 | 0 | 0 | 0 | 0
CT | 0 | 0 | 0 | 0 | 0 | 0
Coal | 0 | 0 | 0 | 0 | 0 | 0
Geo | 0 | 0 | 0 | 0 | 0 | 0
H | 0 | 0 | 0 | 0 | 0 | 0
LFG | 0 | 0 | 0 | 0 | 0 | 0
Nuc | 0 | 0 | 0 | 0 | 0 | 0
PS | 0 | 0 | 0 | 0 | 0 | 0
PV | 0 | 0 | 0 | 0 | 0 | 0
PeakG | 0 | 0 | 0 | 0 | 0 | 0
PeakO | 0 | 0 | 0 | 0 | 0 | 0
ST | 0 | 0 | 0 | 0 | 0 | 0
STOG | 0 | 0 | 0 | 0 | 0 | 0
STWD | 0 | 0 | 0 | 0 | 0 | 0
WT | 0 | 0 | 0 | 0 | 0 | 0
IGCC | 0 | 0 | 0 | 0 | 0 | 0
DemandResponse | 0 | 0 | 0 | 0 | 0 | 0
IGCC-CCS | 0 | 0 | 0 | 0 | 0 | 0
WT_off | 0 | 0 | 0 | 0 | 0 | 0
PseudoUnit | 0 | 0 | 0 | 0 | 0 | 0
FixedInterchange | 0 | 0 | 0 | 0 | 0 | 0
Retrofit VOM Costs by Reporting Type: MARITIMES
ReportingType | 2015 | 2020 | 2025 | 2030 | 2035 | 2040
BM | 0 | 0 | 0 | 0 | 0 | 0
CC | 0 | 0 | 0 | 0 | 0 | 0
CSP | 0 | 0 | 0 | 0 | 0 | 0
CT | 0 | 0 | 0 | 0 | 0 | 0
Coal | 0 | 0 | 0 | 0 | 0 | 0
Geo | 0 | 0 | 0 | 0 | 0 | 0
H | 0 | 0 | 0 | 0 | 0 | 0
LFG | 0 | 0 | 0 | 0 | 0 | 0
Nuc | 0 | 0 | 0 | 0 | 0 | 0
PS | 0 | 0 | 0 | 0 | 0 | 0
PV | 0 | 0 | 0 | 0 | 0 | 0
PeakG | 0 | 0 | 0 | 0 | 0 | 0
PeakO | 0 | 0 | 0 | 0 | 0 | 0
ST | 0 | 0 | 0 | 0 | 0 | 0
STOG | 0 | 0 | 0 | 0 | 0 | 0
STWD | 0 | 0 | 0 | 0 | 0 | 0
WT | 0 | 0 | 0 | 0 | 0 | 0
IGCC | 0 | 0 | 0 | 0 | 0 | 0
DemandResponse | 0 | 0 | 0 | 0 | 0 | 0
IGCC-CCS | 0 | 0 | 0 | 0 | 0 | 0
WT_off | 0 | 0 | 0 | 0 | 0 | 0
PseudoUnit | 0 | 0 | 0 | 0 | 0 | 0
FixedInterchange | 0 | 0 | 0 | 0 | 0 | 0
retrofit VOM Costs by Reporting Type: All
ReportingType | 2015 | 2020 | 2025 | 2030 | 2035 | 2040
BM | 0 | 0 | 0 | 0 | 0 | 0
CC | 0 | 0 | 0 | 0 | 0 | 0
CSP | 0 | 0 | 0 | 0 | 0 | 0
CT | 0 | 0 | 0 | 0 | 0 | 0
Coal | 3211.96 | 2630.58 | 463.57 | 235.87 | 469.78 | 530.57
Geo | 0 | 0 | 0 | 0 | 0 | 0
H | 0 | 0 | 0 | 0 | 0 | 0
LFG | 0 | 0 | 0 | 0 | 0 | 0
Nuc | 0 | 0 | 0 | 0 | 0 | 0
PS | 0 | 0 | 0 | 0 | 0 | 0
PV | 0 | 0 | 0 | 0 | 0 | 0
PeakG | 0 | 0 | 0 | 0 | 0 | 0
PeakO | 0 | 0 | 0 | 0 | 0 | 0
ST | 0 | 0 | 0 | 0 | 0 | 0
STOG | 0 | 0 | 0 | 0 | 0 | 0
STWD | 0 | 0 | 0 | 0 | 0 | 0
WT | 0 | 0 | 0 | 0 | 0 | 0
IGCC | 0 | 0 | 0 | 0 | 0 | 0
DemandResponse | 0 | 0 | 0 | 0 | 0 | 0
IGCC-CCS | 0 | 0 | 0 | 0 | 0 | 0
WT_off | 0 | 0 | 0 | 0 | 0 | 0
PseudoUnit | 0 | 0 | 0 | 0 | 0 | 0
FixedInterchange | 0 | 0 | 0 | 0 | 0 | 0
retrofit VOM Costs by Reporting Type: EI_US
ReportingType | 2015 | 2020 | 2025 | 2030 | 2035 | 2040
BM | 0 | 0 | 0 | 0 | 0 | 0
CC | 0 | 0 | 0 | 0 | 0 | 0
CSP | 0 | 0 | 0 | 0 | 0 | 0
CT | 0 | 0 | 0 | 0 | 0 | 0
Coal | 2329.91 | 1783.77 | 208.56 | 171.95 | 362.42 | 421.98
Geo | 0 | 0 | 0 | 0 | 0 | 0
H | 0 | 0 | 0 | 0 | 0 | 0
LFG | 0 | 0 | 0 | 0 | 0 | 0
Nuc | 0 | 0 | 0 | 0 | 0 | 0
PS | 0 | 0 | 0 | 0 | 0 | 0
PV | 0 | 0 | 0 | 0 | 0 | 0
PeakG | 0 | 0 | 0 | 0 | 0 | 0
PeakO | 0 | 0 | 0 | 0 | 0 | 0
ST | 0 | 0 | 0 | 0 | 0 | 0
STOG | 0 | 0 | 0 | 0 | 0 | 0
STWD | 0 | 0 | 0 | 0 | 0 | 0
WT | 0 | 0 | 0 | 0 | 0 | 0
IGCC | 0 | 0 | 0 | 0 | 0 | 0
DemandResponse | 0 | 0 | 0 | 0 | 0 | 0
IGCC-CCS | 0 | 0 | 0 | 0 | 0 | 0
WT_off | 0 | 0 | 0 | 0 | 0 | 0
PseudoUnit | 0 | 0 | 0 | 0 | 0 | 0
FixedInterchange | 0 | 0 | 0 | 0 | 0 | 0
retrofit VOM Costs by Reporting Type: EI_Canada
ReportingType | 2015 | 2020 | 2025 | 2030 | 2035 | 2040
BM | 0 | 0 | 0 | 0 | 0 | 0
CC | 0 | 0 | 0 | 0 | 0 | 0
CSP | 0 | 0 | 0 | 0 | 0 | 0
CT | 0 | 0 | 0 | 0 | 0 | 0
Coal | 0 | 0 | 0 | 0 | 0 | 0
Geo | 0 | 0 | 0 | 0 | 0 | 0
H | 0 | 0 | 0 | 0 | 0 | 0
LFG | 0 | 0 | 0 | 0 | 0 | 0
Nuc | 0 | 0 | 0 | 0 | 0 | 0
PS | 0 | 0 | 0 | 0 | 0 | 0
PV | 0 | 0 | 0 | 0 | 0 | 0
PeakG | 0 | 0 | 0 | 0 | 0 | 0
PeakO | 0 | 0 | 0 | 0 | 0 | 0
ST | 0 | 0 | 0 | 0 | 0 | 0
STOG | 0 | 0 | 0 | 0 | 0 | 0
STWD | 0 | 0 | 0 | 0 | 0 | 0
WT | 0 | 0 | 0 | 0 | 0 | 0
IGCC | 0 | 0 | 0 | 0 | 0 | 0
DemandResponse | 0 | 0 | 0 | 0 | 0 | 0
IGCC-CCS | 0 | 0 | 0 | 0 | 0 | 0
WT_off | 0 | 0 | 0 | 0 | 0 | 0
PseudoUnit | 0 | 0 | 0 | 0 | 0 | 0
FixedInterchange | 0 | 0 | 0 | 0 | 0 | 0
retrofit VOM Costs by Reporting Type: EI
ReportingType | 2015 | 2020 | 2025 | 2030 | 2035 | 2040
BM | 0 | 0 | 0 | 0 | 0 | 0
CC | 0 | 0 | 0 | 0 | 0 | 0
CSP | 0 | 0 | 0 | 0 | 0 | 0
CT | 0 | 0 | 0 | 0 | 0 | 0
Coal | 2329.91 | 1783.77 | 208.56 | 171.95 | 362.42 | 421.98
Geo | 0 | 0 | 0 | 0 | 0 | 0
H | 0 | 0 | 0 | 0 | 0 | 0
LFG | 0 | 0 | 0 | 0 | 0 | 0
Nuc | 0 | 0 | 0 | 0 | 0 | 0
PS | 0 | 0 | 0 | 0 | 0 | 0
PV | 0 | 0 | 0 | 0 | 0 | 0
PeakG | 0 | 0 | 0 | 0 | 0 | 0
PeakO | 0 | 0 | 0 | 0 | 0 | 0
ST | 0 | 0 | 0 | 0 | 0 | 0
STOG | 0 | 0 | 0 | 0 | 0 | 0
STWD | 0 | 0 | 0 | 0 | 0 | 0
WT | 0 | 0 | 0 | 0 | 0 | 0
IGCC | 0 | 0 | 0 | 0 | 0 | 0
DemandResponse | 0 | 0 | 0 | 0 | 0 | 0
IGCC-CCS | 0 | 0 | 0 | 0 | 0 | 0
WT_off | 0 | 0 | 0 | 0 | 0 | 0
PseudoUnit | 0 | 0 | 0 | 0 | 0 | 0
FixedInterchange | 0 | 0 | 0 | 0 | 0 | 0
retrofit VOM Costs by Reporting Type: Outside_EI
ReportingType | 2015 | 2020 | 2025 | 2030 | 2035 | 2040
BM | 0 | 0 | 0 | 0 | 0 | 0
CC | 0 | 0 | 0 | 0 | 0 | 0
CSP | 0 | 0 | 0 | 0 | 0 | 0
CT | 0 | 0 | 0 | 0 | 0 | 0
Coal | 882.06 | 846.81 | 255 | 63.92 | 107.36 | 108.59
Geo | 0 | 0 | 0 | 0 | 0 | 0
H | 0 | 0 | 0 | 0 | 0 | 0
LFG | 0 | 0 | 0 | 0 | 0 | 0
Nuc | 0 | 0 | 0 | 0 | 0 | 0
PS | 0 | 0 | 0 | 0 | 0 | 0
PV | 0 | 0 | 0 | 0 | 0 | 0
PeakG | 0 | 0 | 0 | 0 | 0 | 0
PeakO | 0 | 0 | 0 | 0 | 0 | 0
ST | 0 | 0 | 0 | 0 | 0 | 0
STOG | 0 | 0 | 0 | 0 | 0 | 0
STWD | 0 | 0 | 0 | 0 | 0 | 0
WT | 0 | 0 | 0 | 0 | 0 | 0
IGCC | 0 | 0 | 0 | 0 | 0 | 0
DemandResponse | 0 | 0 | 0 | 0 | 0 | 0
IGCC-CCS | 0 | 0 | 0 | 0 | 0 | 0
WT_off | 0 | 0 | 0 | 0 | 0 | 0
PseudoUnit | 0 | 0 | 0 | 0 | 0 | 0
FixedInterchange | 0 | 0 | 0 | 0 | 0 | 0
#10 | 0: Base FOM Costs ($million)
Base FOM Costs by Reporting Type: Entergy
ReportingType | 2015 | 2020 | 2025 | 2030 | 2035 | 2040
BM | 0 | 0 | 0 | 0 | 0 | 23.68
CC | 450.32 | 603.2 | 500.12 | 528.12 | 593.01 | 593.01
CSP | 0 | 0 | 0 | 0 | 0 | 0
CT | 0 | 0 | 0 | 0 | 0 | 0
Coal | 513.76 | 179.93 | 48.23 | 21.37 | 21.37 | 21.37
Geo | 0 | 0 | 0 | 0 | 0 | 0
H | 10.6 | 10.6 | 10.6 | 10.6 | 10.6 | 26.39
LFG | 0.97 | 0.97 | 13.89 | 13.89 | 13.89 | 13.89
Nuc | 789.41 | 804.93 | 789.41 | 789.41 | 666.82 | 1125.48
PS | 1.4 | 1.4 | 1.4 | 1.4 | 1.4 | 1.4
PV | 0 | 1.03 | 1.52 | 1.52 | 1.52 | 1.55
PeakG | 47.54 | 69.98 | 49.29 | 63.1 | 67 | 67
PeakO | 4.42 | 5.87 | 5.08 | 5.22 | 5.22 | 5.22
ST | 0 | 0 | 0 | 0 | 0 | 0
STOG | 80.09 | 94.77 | 81.24 | 0 | 0 | 0
STWD | 6.6 | 8.26 | 6.73 | 6.73 | 6.73 | 6.73
WT | 3.66 | 3.66 | 3.66 | 3.66 | 3.66 | 6.47
IGCC | 0 | 0 | 0 | 0 | 0 | 0
DemandResponse | 0 | 0 | 0 | 0 | 0 | 0
IGCC-CCS | 0 | 0 | 0 | 0 | 0 | 0
WT_off | 0 | 0 | 0 | 0 | 0 | 0
PseudoUnit | 0 | 0 | 0 | 0 | 0 | 0
FixedInterchange | 0 | 0 | 0 | 0 | 0 | 0
Base FOM Costs by Reporting Type: FRCC
ReportingType | 2015 | 2020 | 2025 | 2030 | 2035 | 2040
BM | 0 | 0 | 0 | 0 | 0 | 0
CC | 833.26 | 1012.67 | 850.94 | 878.67 | 451.51 | 462.74
CSP | 0 | 0 | 0 | 0 | 0 | 0
CT | 16.6 | 16.6 | 16.6 | 16.6 | 0 | 0
Coal | 159.14 | 74.36 | 76.47 | 82.01 | 82.01 | 82.01
Geo | 0 | 0 | 0 | 0 | 0 | 0
H | 0.78 | 0.78 | 0.78 | 0.78 | 0.78 | 0.78
LFG | 58.63 | 58.63 | 82.46 | 82.46 | 82.46 | 82.46
Nuc | 601.49 | 635.55 | 750.95 | 1018.74 | 2783.26 | 2707.88
PS | 0 | 0 | 0 | 0 | 0 | 0
PV | 0.75 | 0.75 | 0.75 | 0.75 | 0.75 | 0.75
PeakG | 149.81 | 217.71 | 155.12 | 182.77 | 182.77 | 182.77
PeakO | 62.65 | 80.94 | 66.43 | 0 | 0 | 0
ST | 0 | 0 | 0 | 0 | 0 | 0
STOG | 0 | 0 | 0 | 0 | 0 | 0
STWD | 6.25 | 7.82 | 6.37 | 6.37 | 6.37 | 6.37
WT | 0 | 0 | 0 | 0 | 0 | 0
IGCC | 0 | 0 | 0 | 0 | 0 | 0
DemandResponse | 0 | 0 | 0 | 0 | 0 | 0
IGCC-CCS | 0 | 0 | 0 | 0 | 0 | 0
WT_off | 0 | 0 | 0 | 0 | 0 | 0
PseudoUnit | 0 | 0 | 0 | 0 | 0 | 0
FixedInterchange | 0 | 0 | 0 | 0 | 0 | 0
Base FOM Costs by Reporting Type: MAPP_US
ReportingType | 2015 | 2020 | 2025 | 2030 | 2035 | 2040
BM | 0 | 0 | 0 | 0 | 0 | 0
CC | 8.58 | 10.9 | 8.79 | 8.81 | 9.52 | 10.72
CSP | 0 | 0 | 0 | 0 | 0 | 0
CT | 2.06 | 3.5 | 3.5 | 4.22 | 4.45 | 4.66
Coal | 125.06 | 95.27 | 48.94 | 50.1 | 50.1 | 52.09
Geo | 3.95 | 3.95 | 3.95 | 3.95 | 3.95 | 3.95
H | 31.14 | 31.14 | 31.14 | 31.14 | 31.14 | 31.14
LFG | 0.24 | 0.24 | 0.24 | 8.86 | 8.86 | 8.86
Nuc | 0.01 | 0.01 | 0.01 | 0.01 | 0.01 | 0.01
PS | 0 | 0 | 0 | 0 | 0 | 0
PV | 0 | 0 | 0 | 0 | 0 | 0
PeakG | 12.29 | 19.13 | 14.16 | 16.07 | 17.04 | 17.04
PeakO | 9.49 | 12.94 | 10.37 | 10.37 | 10.37 | 10.37
ST | 0 | 0 | 0 | 0 | 0 | 0
STOG | 0 | 0 | 0 | 0 | 0 | 0
STWD | 0 | 0 | 0 | 0 | 0 | 0
WT | 55.22 | 113.47 | 202.52 | 211.45 | 211.45 | 211.45
IGCC | 0 | 0 | 0 | 0 | 0 | 0
DemandResponse | 0 | 0 | 0 | 0 | 0 | 0
IGCC-CCS | 0 | 0 | 0 | 0 | 0 | 0
WT_off | 0 | 0 | 0 | 0 | 0 | 0
PseudoUnit | 0 | 0 | 0 | 0 | 0 | 0
FixedInterchange | 0 | 0 | 0 | 0 | 0 | 0
Base FOM Costs by Reporting Type: MISO_IN
ReportingType | 2015 | 2020 | 2025 | 2030 | 2035 | 2040
BM | 0 | 0 | 0 | 0 | 0 | 15.82
CC | 41.43 | 273.86 | 263.49 | 267.01 | 272.98 | 272.98
CSP | 0 | 0 | 0 | 0 | 0 | 0
CT | 0 | 0 | 0 | 0 | 0 | 0
Coal | 758.9 | 575.54 | 445.47 | 215.23 | 235.32 | 297.84
Geo | 0 | 0 | 0 | 0 | 0 | 0
H | 1.07 | 1.07 | 1.07 | 1.07 | 1.07 | 1.07
LFG | 4.46 | 4.46 | 14.11 | 14.11 | 14.11 | 14.11
Nuc | 0.01 | 0.01 | 0.01 | 0.01 | 0.01 | 0.01
PS | 0 | 0 | 0 | 0 | 0 | 0
PV | 0 | 3.77 | 5.63 | 5.69 | 5.69 | 5.69
PeakG | 52.35 | 76.94 | 54.27 | 73.39 | 73.39 | 73.39
PeakO | 10.59 | 13.5 | 10.82 | 10.82 | 10.82 | 10.82
ST | 0 | 0 | 0 | 0 | 0 | 0
STOG | 12.26 | 14.51 | 12.44 | 12.44 | 12.44 | 12.44
STWD | 0 | 0 | 0 | 0 | 0 | 0
WT | 18.31 | 18.31 | 18.31 | 841.3 | 1247.61 | 1247.61
IGCC | 30.22 | 30.22 | 30.22 | 30.22 | 30.22 | 30.22
DemandResponse | 0 | 0 | 0 | 0 | 0 | 0
IGCC-CCS | 0 | 0 | 0 | 0 | 0 | 0
WT_off | 0 | 0 | 0 | 0 | 0 | 0
PseudoUnit | 0 | 0 | 0 | 0 | 0 | 0
FixedInterchange | 0 | 0 | 0 | 0 | 0 | 0
Base FOM Costs by Reporting Type: MISO_MI
ReportingType | 2015 | 2020 | 2025 | 2030 | 2035 | 2040
BM | 0 | 0 | 0 | 0 | 0 | 126.77
CC | 128.88 | 206.6 | 176.76 | 183.15 | 195.36 | 195.36
CSP | 0 | 0 | 0 | 0 | 0 | 0
CT | 0 | 0 | 0 | 0 | 0 | 0
Coal | 365.35 | 0 | 0 | 0 | 0 | 0
Geo | 0 | 0 | 0 | 0 | 0 | 0
H | 2.01 | 2.01 | 2.01 | 2.01 | 2.01 | 2.01
LFG | 19.67 | 19.67 | 38.95 | 38.95 | 38.95 | 38.95
Nuc | 275.03 | 275.03 | 275.03 | 275.03 | 161.75 | 499.82
PS | 44.44 | 44.44 | 44.44 | 44.44 | 44.44 | 44.44
PV | 0 | 0 | 0 | 0 | 0 | 0
PeakG | 61.2 | 89.88 | 71.67 | 85.63 | 85.63 | 85.63
PeakO | 15.67 | 19.97 | 16.01 | 16.01 | 16.01 | 16.01
ST | 0 | 0 | 0 | 0 | 0 | 0
STOG | 125.33 | 148.3 | 127.13 | 127.13 | 127.13 | 127.13
STWD | 5.22 | 6.54 | 5.33 | 5.33 | 5.33 | 5.33
WT | 61.65 | 72.92 | 72.92 | 78.5 | 78.5 | 78.5
IGCC | 0 | 0 | 0 | 0 | 0 | 0
DemandResponse | 0 | 0 | 0 | 0 | 0 | 0
IGCC-CCS | 0 | 0 | 0 | 0 | 0 | 0
WT_off | 0 | 0 | 0 | 0 | 0 | 0
PseudoUnit | 0 | 0 | 0 | 0 | 0 | 0
FixedInterchange | 0 | 0 | 0 | 0 | 0 | 0
Base FOM Costs by Reporting Type: MISO_MO-IL
ReportingType | 2015 | 2020 | 2025 | 2030 | 2035 | 2040
BM | 0 | 0 | 0 | 0 | 0 | 0
CC | 31.4 | 54.39 | 46.53 | 49.69 | 53.72 | 53.72
CSP | 0 | 0 | 0 | 0 | 0 | 0
CT | 0 | 0 | 0 | 0 | 0 | 0
Coal | 819.21 | 254.26 | 136.88 | 137.3 | 101.92 | 116.52
Geo | 0 | 0 | 0 | 0 | 0 | 0
H | 5.01 | 5.01 | 9 | 9 | 9 | 9
LFG | 2.17 | 2.17 | 25.17 | 29.04 | 29.04 | 29.04
Nuc | 308.98 | 325.11 | 325.11 | 325.11 | 325.11 | 325.11
PS | 10.45 | 10.45 | 10.45 | 10.45 | 10.45 | 10.45
PV | 0 | 0 | 0 | 0 | 0 | 0
PeakG | 77.83 | 114.84 | 80.73 | 103.92 | 110.46 | 110.46
PeakO | 21.48 | 28.65 | 22.96 | 22.96 | 22.96 | 22.96
ST | 0 | 0 | 0 | 0 | 0 | 0
STOG | 26.02 | 30.78 | 26.39 | 26.39 | 26.39 | 26.39
STWD | 0 | 0 | 0 | 0 | 0 | 0
WT | 21.36 | 21.36 | 178.56 | 291.2 | 291.2 | 372.66
IGCC | 0 | 0 | 0 | 0 | 0 | 0
DemandResponse | 0 | 0 | 0 | 0 | 0 | 0
IGCC-CCS | 0 | 0 | 0 | 0 | 0 | 0
WT_off | 0 | 0 | 0 | 0 | 0 | 0
PseudoUnit | 0 | 0 | 0 | 0 | 0 | 0
FixedInterchange | 0 | 0 | 0 | 0 | 0 | 0
Base FOM Costs by Reporting Type: MISO_W
ReportingType | 2015 | 2020 | 2025 | 2030 | 2035 | 2040
BM | 0 | 0 | 0 | 0 | 0 | 0
CC | 90.43 | 114.8 | 92.68 | 92.68 | 109.48 | 112.22
CSP | 0 | 0 | 0 | 0 | 0 | 0
CT | 0 | 0 | 0 | 0 | 0 | 0
Coal | 702.19 | 426.48 | 304.69 | 256.68 | 42.57 | 48.3
Geo | 0 | 0 | 0 | 0 | 0 | 0
H | 7.08 | 7.08 | 7.08 | 7.08 | 7.08 | 7.08
LFG | 24.73 | 24.73 | 24.73 | 33.36 | 33.36 | 33.36
Nuc | 343.79 | 343.79 | 343.79 | 602.57 | 0.04 | 0.04
PS | 0 | 0 | 0 | 0 | 0 | 0
PV | 0 | 0 | 0 | 0 | 0 | 0
PeakG | 87.12 | 123.54 | 89.97 | 105.17 | 108.71 | 108.71
PeakO | 56.38 | 79.08 | 64.57 | 64.57 | 64.57 | 64.57
ST | 0 | 0 | 0 | 0 | 0 | 0
STOG | 7.56 | 8.94 | 7.67 | 7.67 | 7.67 | 7.67
STWD | 10.03 | 12.55 | 10.23 | 10.23 | 10.23 | 10.23
WT | 268.82 | 268.82 | 1792.76 | 1792.76 | 1792.76 | 1801.89
IGCC | 0 | 0 | 0 | 0 | 0 | 0
DemandResponse | 0 | 0 | 0 | 0 | 0 | 0
IGCC-CCS | 0 | 0 | 0 | 0 | 0 | 0
WT_off | 0 | 0 | 0 | 0 | 0 | 0
PseudoUnit | 0 | 0 | 0 | 0 | 0 | 0
FixedInterchange | 0 | 0 | 0 | 0 | 0 | 0
Base FOM Costs by Reporting Type: MISO_WUMS
ReportingType | 2015 | 2020 | 2025 | 2030 | 2035 | 2040
BM | 0 | 0 | 0 | 0 | 0 | 100.29
CC | 120.29 | 203.16 | 182.94 | 182.94 | 197.63 | 201.44
CSP | 0 | 0 | 0 | 0 | 0 | 0
CT | 0 | 0 | 0 | 0 | 0 | 0
Coal | 312.89 | 110.31 | 104.5 | 106.44 | 83.6 | 94.06
Geo | 0 | 0 | 0 | 0 | 0 | 0
H | 4.79 | 4.8 | 4.8 | 4.8 | 4.8 | 4.8
LFG | 8.57 | 8.57 | 35.44 | 35.44 | 35.44 | 35.44
Nuc | 264.54 | 287.77 | 264.54 | 570.75 | 0.04 | 0.04
PS | 0 | 0 | 0 | 0 | 0 | 0
PV | 0 | 0 | 0 | 0 | 0 | 0
PeakG | 55.64 | 81.65 | 65.08 | 77.65 | 77.65 | 77.65
PeakO | 13.52 | 17.78 | 14.69 | 14.69 | 14.69 | 14.69
ST | 0 | 0 | 0 | 0 | 0 | 0
STOG | 13.21 | 15.63 | 13.39 | 13.39 | 13.39 | 13.39
STWD | 3.37 | 4.21 | 3.43 | 3.43 | 3.43 | 3.43
WT | 46.36 | 46.36 | 46.36 | 47.23 | 464.14 | 491.06
IGCC | 0 | 0 | 0 | 0 | 0 | 0
DemandResponse | 0 | 0 | 0 | 0 | 0 | 0
IGCC-CCS | 0 | 0 | 0 | 0 | 0 | 0
WT_off | 0 | 0 | 0 | 0 | 0 | 0
PseudoUnit | 0 | 0 | 0 | 0 | 0 | 0
FixedInterchange | 0 | 0 | 0 | 0 | 0 | 0
Base FOM Costs by Reporting Type: Nebraska
ReportingType | 2015 | 2020 | 2025 | 2030 | 2035 | 2040
BM | 0 | 0 | 0 | 0 | 0 | 0
CC | 10.62 | 13.51 | 10.85 | 10.85 | 12.75 | 13.28
CSP | 0 | 0 | 0 | 0 | 0 | 0
CT | 0 | 0 | 0 | 0 | 0 | 0
Coal | 257.61 | 38.62 | 38.62 | 40.06 | 40.06 | 47.82
Geo | 0 | 0 | 0 | 0 | 0 | 0
H | 2.38 | 2.38 | 2.38 | 2.38 | 2.38 | 2.38
LFG | 0.72 | 0.72 | 0.72 | 9.35 | 9.35 | 9.35
Nuc | 182.28 | 198.29 | 182.28 | 249.21 | 0.09 | 0.09
PS | 0 | 0 | 0 | 0 | 0 | 0
PV | 0 | 0 | 0 | 0 | 0 | 0
PeakG | 21.82 | 37.31 | 31.37 | 31.37 | 31.37 | 31.37
PeakO | 9.57 | 12.19 | 9.77 | 9.77 | 9.77 | 9.77
ST | 0 | 0 | 0 | 0 | 0 | 0
STOG | 0 | 0 | 0 | 0 | 0 | 0
STWD | 0 | 0 | 0 | 0 | 0 | 0
WT | 10.53 | 336.89 | 487.28 | 523.02 | 678.92 | 678.92
IGCC | 0 | 0 | 0 | 0 | 0 | 0
DemandResponse | 0 | 0 | 0 | 0 | 0 | 0
IGCC-CCS | 0 | 0 | 0 | 0 | 0 | 0
WT_off | 0 | 0 | 0 | 0 | 0 | 0
PseudoUnit | 0 | 0 | 0 | 0 | 0 | 0
FixedInterchange | 0 | 0 | 0 | 0 | 0 | 0
Base FOM Costs by Reporting Type: NEISO
ReportingType | 2015 | 2020 | 2025 | 2030 | 2035 | 2040
BM | 25.35 | 25.35 | 25.35 | 25.35 | 25.35 | 25.35
CC | 338.91 | 309.01 | 214.92 | 206.19 | 229.19 | 227.14
CSP | 0 | 0 | 0 | 0 | 0 | 0
CT | 2.24 | 2.24 | 2.24 | 2.17 | 0.9 | 0.9
Coal | 22.84 | 0 | 0 | 0 | 0 | 0
Geo | 0 | 0 | 0 | 0 | 0 | 0
H | 46.4 | 46.4 | 46.4 | 46.4 | 46.45 | 46.45
LFG | 70.11 | 70.11 | 70.11 | 78.5 | 78.5 | 78.5
Nuc | 676.28 | 735.67 | 676.28 | 676.28 | 488.61 | 932.14
PS | 39.74 | 39.74 | 39.74 | 39.74 | 39.74 | 39.74
PV | 0.03 | 4.84 | 4.84 | 4.84 | 4.84 | 4.84
PeakG | 19.94 | 29.61 | 20.7 | 22.52 | 28.85 | 28.85
PeakO | 0 | 0 | 0 | 0 | 0 | 0
ST | 0 | 0 | 0 | 0 | 0 | 0
STOG | 0 | 0 | 0 | 0 | 0 | 0
STWD | 19.55 | 24.46 | 19.93 | 19.93 | 19.93 | 19.93
WT | 13.44 | 83.72 | 126.48 | 155.17 | 471.4 | 484.38
IGCC | 0 | 0 | 0 | 0 | 0 | 0
DemandResponse | 0 | 0 | 0 | 0 | 0 | 0
IGCC-CCS | 0 | 0 | 0 | 0 | 0 | 0
WT_off | 24.96 | 24.96 | 24.96 | 24.96 | 24.96 | 24.96
PseudoUnit | 0 | 0 | 0 | 0 | 0 | 0
FixedInterchange | 0 | 0 | 0 | 0 | 0 | 0
Base FOM Costs by Reporting Type: NonRTO_Midwest
ReportingType | 2015 | 2020 | 2025 | 2030 | 2035 | 2040
BM | 0 | 0 | 0 | 0 | 0 | 372.22
CC | 25.34 | 72.13 | 72.13 | 72.13 | 72.13 | 46.79
CSP | 0 | 0 | 0 | 0 | 0 | 0
CT | 0 | 0 | 0 | 0 | 0 | 0
Coal | 561.87 | 271.82 | 219.55 | 152.84 | 116.98 | 128.04
Geo | 0 | 0 | 0 | 0 | 0 | 0
H | 2.04 | 2.04 | 12.66 | 12.66 | 12.66 | 12.66
LFG | 1.69 | 1.69 | 20.97 | 20.97 | 20.97 | 20.97
Nuc | 0.01 | 0.01 | 0.01 | 0.01 | 98.32 | 98.32
PS | 0 | 0 | 0 | 0 | 0 | 0
PV | 0 | 0 | 0 | 0 | 0 | 0
PeakG | 56.39 | 83.4 | 58.5 | 71.11 | 80.61 | 74.61
PeakO | 0.35 | 0.45 | 0.36 | 0.36 | 0.36 | 0
ST | 0 | 0 | 0 | 0 | 0 | 0
STOG | 0 | 0 | 0 | 0 | 0 | 0
STWD | 0 | 0 | 0 | 0 | 0 | 0
WT | 2.26 | 2.26 | 2.26 | 2.26 | 2.26 | 2.26
IGCC | 0 | 0 | 0 | 0 | 0 | 0
DemandResponse | 0 | 0 | 0 | 0 | 0 | 0
IGCC-CCS | 0 | 0 | 0 | 0 | 0 | 0
WT_off | 0 | 0 | 0 | 0 | 0 | 0
PseudoUnit | 0 | 0 | 0 | 0 | 0 | 0
FixedInterchange | 0 | 0 | 0 | 0 | 0 | 0
Base FOM Costs by Reporting Type: NYISO_A-F
ReportingType | 2015 | 2020 | 2025 | 2030 | 2035 | 2040
BM | 0 | 0 | 0 | 0 | 0 | 0
CC | 112.22 | 143.17 | 90.15 | 101.56 | 53.31 | 53.31
CSP | 0 | 0 | 0 | 0 | 0 | 0
CT | 0 | 0 | 0 | 0 | 0 | 0
Coal | 0 | 0 | 0 | 0 | 0 | 0
Geo | 0 | 0 | 0 | 0 | 0 | 0
H | 62.6 | 62.6 | 62.6 | 62.6 | 62.6 | 62.6
LFG | 20.8 | 20.8 | 20.8 | 28.97 | 28.97 | 28.97
Nuc | 489.92 | 509.2 | 489.92 | 399.48 | 552.03 | 578.17
PS | 33.52 | 33.52 | 33.52 | 33.52 | 33.52 | 33.52
PV | 0 | 0 | 0 | 0 | 0 | 0
PeakG | 3.78 | 5.56 | 5.31 | 5.31 | 5.31 | 5.31
PeakO | 1.14 | 1.46 | 1.17 | 1.17 | 1.17 | 1.17
ST | 0 | 0 | 0 | 0 | 0 | 0
STOG | 0 | 0 | 0 | 0 | 0 | 0
STWD | 2.76 | 3.45 | 2.81 | 2.81 | 2.81 | 2.81
WT | 113.42 | 133.35 | 133.35 | 133.35 | 422.6 | 422.6
IGCC | 0 | 0 | 0 | 0 | 0 | 0
DemandResponse | 0 | 0 | 0 | 0 | 0 | 0
IGCC-CCS | 0 | 0 | 0 | 0 | 0 | 0
WT_off | 0 | 0 | 0 | 0 | 0 | 0
PseudoUnit | 0 | 0 | 0 | 0 | 0 | 0
FixedInterchange | 0 | 0 | 0 | 0 | 0 | 0
Base FOM Costs by Reporting Type: NYISO_G-I
ReportingType | 2015 | 2020 | 2025 | 2030 | 2035 | 2040
BM | 0 | 0 | 0 | 0 | 0 | 0
CC | 34.33 | 43.65 | 35.09 | 35.19 | 42.92 | 42.92
CSP | 0 | 0 | 0 | 0 | 0 | 0
CT | 0 | 0 | 0 | 0 | 0 | 0
Coal | 0 | 0 | 0 | 0 | 0 | 0
Geo | 0 | 0 | 0 | 0 | 0 | 0
H | 0.46 | 0.46 | 0.46 | 0.46 | 0.46 | 0.46
LFG | 7.72 | 7.72 | 7.72 | 16.67 | 16.67 | 16.67
Nuc | 297.74 | 323.88 | 297.74 | 297.74 | 500.56 | 181.04
PS | 0 | 0 | 0 | 0 | 0 | 0
PV | 0 | 0 | 0 | 0 | 0 | 0
PeakG | 1.51 | 2.04 | 1.56 | 1.56 | 1.56 | 1.56
PeakO | 2.55 | 3.25 | 2.61 | 2.61 | 2.61 | 2.61
ST | 0 | 0 | 0 | 0 | 0 | 0
STOG | 0 | 0 | 0 | 0 | 0 | 0
STWD | 0 | 0 | 0 | 0 | 0 | 0
WT | 0 | 1.68 | 1.68 | 1.68 | 10.11 | 10.11
IGCC | 0 | 0 | 0 | 0 | 0 | 0
DemandResponse | 0 | 0 | 0 | 0 | 0 | 0
IGCC-CCS | 0 | 0 | 0 | 0 | 0 | 0
WT_off | 0 | 0 | 0 | 0 | 0 | 0
PseudoUnit | 0 | 0 | 0 | 0 | 0 | 0
FixedInterchange | 0 | 0 | 0 | 0 | 0 | 0
Base FOM Costs by Reporting Type: NYISO_J-K
ReportingType | 2015 | 2020 | 2025 | 2030 | 2035 | 2040
BM | 0 | 0 | 0 | 0 | 0 | 0
CC | 125.46 | 154.92 | 127.77 | 138.94 | 152.61 | 152.61
CSP | 0 | 0 | 0 | 0 | 0 | 0
CT | 0 | 0 | 0 | 0 | 0 | 0
Coal | 0 | 0 | 0 | 0 | 0 | 0
Geo | 0 | 0 | 0 | 0 | 0 | 0
H | 0 | 0 | 0 | 0 | 0 | 0
LFG | 14.96 | 14.96 | 14.96 | 23.9 | 23.9 | 23.9
Nuc | 0.01 | 0.01 | 0.01 | 0.01 | 0.01 | 0.01
PS | 0 | 0 | 0 | 0 | 0 | 0
PV | 0.53 | 0.53 | 0.53 | 0.53 | 0.53 | 0.53
PeakG | 54.7 | 77.08 | 56.45 | 62.35 | 66.78 | 66.78
PeakO | 61.69 | 79.16 | 63.78 | 65.02 | 65.02 | 65.02
ST | 0 | 0 | 0 | 0 | 0 | 0
STOG | 150.36 | 177.91 | 152.51 | 152.51 | 152.51 | 152.51
STWD | 0 | 0 | 0 | 0 | 0 | 0
WT | 0 | 0 | 0 | 0 | 9.26 | 9.26
IGCC | 0 | 0 | 0 | 0 | 0 | 0
DemandResponse | 0 | 0 | 0 | 0 | 0 | 0
IGCC-CCS | 0 | 0 | 0 | 0 | 0 | 0
WT_off | 0 | 0 | 0 | 0 | 0 | 0
PseudoUnit | 0 | 0 | 0 | 0 | 0 | 0
FixedInterchange | 0 | 0 | 0 | 0 | 0 | 0
Base FOM Costs by Reporting Type: PJM_E
ReportingType | 2015 | 2020 | 2025 | 2030 | 2035 | 2040
BM | 3.02 | 3.02 | 3.02 | 3.02 | 3.02 | 3.02
CC | 297.21 | 359.4 | 312.87 | 330.19 | 341.53 | 332.63
CSP | 0 | 0 | 0 | 0 | 0 | 0
CT | 0.18 | 0.18 | 0.18 | 0.18 | 0.18 | 0
Coal | 53.41 | 12.49 | 14.98 | 14.98 | 16.32 | 16.32
Geo | 0 | 0 | 0 | 0 | 0 | 0
H | 3.85 | 3.85 | 3.85 | 3.85 | 3.85 | 3.85
LFG | 56.83 | 72.83 | 72.83 | 72.83 | 72.83 | 72.83
Nuc | 1239 | 1184.31 | 1149.53 | 1149.53 | 825.73 | 1983.3
PS | 9.5 | 9.5 | 9.5 | 9.5 | 9.5 | 9.5
PV | 0.75 | 0.75 | 0.75 | 0.75 | 0.75 | 0.75
PeakG | 75.2 | 106.43 | 77.64 | 89.79 | 93.22 | 93.22
PeakO | 75.92 | 100.78 | 82.41 | 82.41 | 82.41 | 82.41
ST | 0 | 0 | 0 | 0 | 0 | 0
STOG | 115.25 | 136.37 | 116.9 | 116.9 | 116.9 | 0
STWD | 0 | 0 | 0 | 0 | 0 | 0
WT | 32.63 | 32.63 | 32.63 | 32.63 | 32.63 | 32.63
IGCC | 0 | 0 | 0 | 0 | 0 | 0
DemandResponse | 0 | 0 | 0 | 0 | 0 | 0
IGCC-CCS | 0 | 0 | 0 | 0 | 0 | 0
WT_off | 0 | 0 | 58.67 | 58.67 | 58.67 | 58.67
PseudoUnit | 0 | 0 | 0 | 0 | 0 | 0
FixedInterchange | 0 | 0 | 0 | 0 | 0 | 0
Base FOM Costs by Reporting Type: PJM_ROM
ReportingType | 2015 | 2020 | 2025 | 2030 | 2035 | 2040
BM | 1.81 | 1.81 | 1.81 | 1.81 | 1.81 | 9.61
CC | 142.43 | 174.53 | 145.82 | 151.1 | 172.02 | 172.02
CSP | 0 | 0 | 0 | 0 | 0 | 0
CT | 0.11 | 0.11 | 0.11 | 0.11 | 0 | 0
Coal | 380.01 | 148.3 | 77.64 | 77.64 | 65.73 | 78.21
Geo | 0 | 0 | 0 | 0 | 0 | 0
H | 19.83 | 19.83 | 19.83 | 29.48 | 29.48 | 29.48
LFG | 43.05 | 74.95 | 74.95 | 74.95 | 74.95 | 74.95
Nuc | 733.21 | 756.8 | 733.21 | 733.21 | 1146.75 | 2049.1
PS | 35.92 | 35.92 | 35.92 | 35.92 | 35.92 | 35.92
PV | 0.06 | 22.69 | 35.36 | 38.2 | 38.41 | 39.43
PeakG | 30.83 | 44.67 | 41.32 | 41.32 | 41.32 | 41.32
PeakO | 45.95 | 58.57 | 46.94 | 46.94 | 46.94 | 0
ST | 0 | 0 | 0 | 0 | 0 | 0
STOG | 155.08 | 183.5 | 157.31 | 157.31 | 157.31 | 0
STWD | 2.24 | 2.81 | 2.29 | 2.29 | 2.29 | 2.29
WT | 38.48 | 59.54 | 59.54 | 59.54 | 59.54 | 59.54
IGCC | 0 | 0 | 0 | 0 | 0 | 0
DemandResponse | 0 | 0 | 0 | 0 | 0 | 0
IGCC-CCS | 0 | 0 | 0 | 0 | 0 | 0
WT_off | 0 | 0 | 0 | 0 | 0 | 0
PseudoUnit | 0 | 0 | 0 | 0 | 0 | 0
FixedInterchange | 0 | 0 | 0 | 0 | 0 | 0
Base FOM Costs by Reporting Type: PJM_ROR
ReportingType | 2015 | 2020 | 2025 | 2030 | 2035 | 2040
BM | 38.69 | 38.69 | 38.69 | 38.69 | 38.69 | 38.69
CC | 357.07 | 699.52 | 626.82 | 682.53 | 719.12 | 670.86
CSP | 0 | 0 | 0 | 0 | 0 | 0
CT | 0.19 | 0.19 | 0.19 | 0.19 | 0 | 0
Coal | 2842.26 | 1358.33 | 465.16 | 469.62 | 523.12 | 656.16
Geo | 0 | 0 | 0 | 0 | 0 | 0
H | 26.17 | 33.33 | 33.33 | 33.33 | 33.33 | 33.33
LFG | 65.06 | 65.06 | 126.87 | 126.87 | 126.87 | 126.87
Nuc | 2917.4 | 3014.07 | 2917.4 | 2791.17 | 2467.57 | 6163.09
PS | 73.14 | 73.14 | 73.14 | 73.14 | 73.14 | 73.14
PV | 0.35 | 0.35 | 0.35 | 0.35 | 0.35 | 0.35
PeakG | 325.76 | 481.29 | 337.93 | 436.45 | 464.24 | 464.24
PeakO | 48.69 | 65.15 | 52.22 | 52.22 | 52.22 | 0
ST | 0 | 0 | 0 | 0 | 0 | 0
STOG | 93.25 | 110.34 | 94.59 | 94.59 | 94.59 | 0
STWD | 6.22 | 7.78 | 6.34 | 6.34 | 6.34 | 6.34
WT | 322.6 | 327.98 | 525.82 | 554.07 | 554.07 | 554.07
IGCC | 0 | 0 | 0 | 0 | 0 | 0
DemandResponse | 0 | 0 | 0 | 0 | 0 | 0
IGCC-CCS | 0 | 0 | 0 | 0 | 0 | 0
WT_off | 0 | 0 | 0 | 0 | 0 | 0
PseudoUnit | 0 | 0 | 0 | 0 | 0 | 0
FixedInterchange | 0 | 0 | 0 | 0 | 0 | 0
Base FOM Costs by Reporting Type: SOCO
ReportingType | 2015 | 2020 | 2025 | 2030 | 2035 | 2040
BM | 5.53 | 5.53 | 5.53 | 5.53 | 5.53 | 417.42
CC | 506.35 | 735.21 | 626.63 | 647.05 | 572.8 | 349.19
CSP | 0 | 0 | 0 | 0 | 0 | 0
CT | 0 | 0 | 0 | 0 | 0 | 0
Coal | 693.53 | 247.89 | 91.19 | 97.42 | 99.21 | 99.21
Geo | 0 | 0 | 0 | 0 | 0 | 0
H | 59.74 | 59.74 | 59.74 | 59.74 | 59.74 | 59.74
LFG | 4.46 | 4.46 | 17.39 | 17.39 | 17.39 | 17.39
Nuc | 850.41 | 1045.67 | 1045.67 | 1070.21 | 2021.12 | 2523.85
PS | 39.76 | 39.76 | 39.76 | 39.76 | 39.76 | 39.76
PV | 0 | 0 | 0 | 0 | 0 | 0
PeakG | 178.03 | 264.31 | 184.78 | 241.53 | 77.33 | 77.33
PeakO | 0 | 0 | 0 | 0 | 0 | 0
ST | 0 | 0 | 0 | 0 | 0 | 0
STOG | 0 | 0 | 0 | 0 | 0 | 0
STWD | 21.41 | 26.79 | 21.83 | 21.83 | 21.83 | 21.83
WT | 0 | 0 | 0 | 0 | 2.81 | 2.81
IGCC | 0 | 0 | 0 | 0 | 0 | 0
DemandResponse | 0 | 0 | 0 | 0 | 0 | 0
IGCC-CCS | 0 | 0 | 0 | 0 | 0 | 0
WT_off | 0 | 0 | 0 | 0 | 0 | 0
PseudoUnit | 0 | 0 | 0 | 0 | 0 | 0
FixedInterchange | 0 | 0 | 0 | 0 | 0 | 0
Base FOM Costs by Reporting Type: SPP_N
ReportingType | 2015 | 2020 | 2025 | 2030 | 2035 | 2040
BM | 0 | 0 | 0 | 0 | 0 | 0
CC | 41.13 | 52.29 | 42 | 46.53 | 51.42 | 51.42
CSP | 0 | 0 | 0 | 0 | 0 | 0
CT | 0 | 4.34 | 4.34 | 4.34 | 4.34 | 4.34
Coal | 520.3 | 405.8 | 61.39 | 61.39 | 13.8 | 13.8
Geo | 0 | 0 | 0 | 0 | 0 | 0
H | 0.3 | 0.3 | 0.3 | 0.3 | 0.3 | 0.3
LFG | 0.84 | 0.84 | 0.84 | 12.28 | 12.28 | 12.28
Nuc | 160.51 | 168.89 | 168.89 | 168.89 | 168.89 | 168.89
PS | 0 | 0 | 0 | 0 | 0 | 0
PV | 0 | 0 | 0 | 0 | 0 | 0
PeakG | 74.97 | 117.69 | 105.7 | 105.7 | 105.7 | 105.7
PeakO | 34.89 | 44.84 | 35.94 | 35.94 | 35.94 | 35.94
ST | 0 | 0 | 0 | 0 | 0 | 0
STOG | 73.04 | 86.42 | 74.08 | 74.08 | 74.08 | 74.08
STWD | 0 | 0 | 0 | 0 | 0 | 0
WT | 41.99 | 496.34 | 1521.53 | 1700.8 | 2016.2 | 2095.25
IGCC | 0 | 0 | 0 | 0 | 0 | 0
DemandResponse | 0 | 0 | 0 | 0 | 0 | 0
IGCC-CCS | 0 | 0 | 0 | 0 | 0 | 0
WT_off | 0 | 0 | 0 | 0 | 0 | 0
PseudoUnit | 0 | 0 | 0 | 0 | 0 | 0
FixedInterchange | 0 | 0 | 0 | 0 | 0 | 0
Base FOM Costs by Reporting Type: SPP_S
ReportingType | 2015 | 2020 | 2025 | 2030 | 2035 | 2040
BM | 0 | 0 | 0 | 0 | 0 | 0
CC | 327.42 | 423.6 | 345.02 | 373.54 | 409.6 | 413.24
CSP | 0 | 0 | 0 | 0 | 0 | 0
CT | 2.76 | 7.39 | 7.39 | 7.39 | 7.39 | 7.39
Coal | 725.2 | 518.22 | 68.16 | 45.43 | 29.32 | 29.32
Geo | 0 | 0 | 0 | 0 | 0 | 0
H | 30.03 | 30.03 | 30.03 | 30.03 | 30.03 | 30.03
LFG | 2.29 | 2.29 | 2.29 | 13.72 | 13.72 | 13.72
Nuc | 0.01 | 0.01 | 0.01 | 0.01 | 0.01 | 0.01
PS | 10.59 | 10.59 | 10.59 | 10.59 | 10.59 | 10.59
PV | 0 | 0 | 0 | 0 | 0 | 0
PeakG | 60.2 | 87.93 | 62.37 | 76.78 | 82.77 | 82.77
PeakO | 3.36 | 4.54 | 3.63 | 3.63 | 3.64 | 3.66
ST | 0 | 0 | 0 | 0 | 0 | 0
STOG | 309.3 | 365.99 | 313.74 | 313.74 | 313.74 | 313.74
STWD | 2.69 | 3.37 | 2.75 | 2.75 | 2.75 | 2.75
WT | 90.68 | 1169.13 | 1221.34 | 1293.77 | 1556.48 | 1611.12
IGCC | 0 | 0 | 0 | 0 | 0 | 0
DemandResponse | 0 | 0 | 0 | 0 | 0 | 0
IGCC-CCS | 0 | 0 | 0 | 0 | 0 | 0
WT_off | 0 | 0 | 0 | 0 | 0 | 0
PseudoUnit | 0 | 0 | 0 | 0 | 0 | 0
FixedInterchange | 0 | 0 | 0 | 0 | 0 | 0
Base FOM Costs by Reporting Type: TVA
ReportingType | 2015 | 2020 | 2025 | 2030 | 2035 | 2040
BM | 0 | 0 | 0 | 0 | 0 | 480.48
CC | 165.31 | 298.18 | 265.05 | 270.9 | 290.75 | 172.04
CSP | 0 | 0 | 0 | 0 | 0 | 0
CT | 0 | 0 | 0 | 0 | 0 | 0
Coal | 534.1 | 236.38 | 84.06 | 25.86 | 0 | 0
Geo | 0 | 0 | 0 | 0 | 0 | 0
H | 72.8 | 72.8 | 72.8 | 73.19 | 73.19 | 73.19
LFG | 1.57 | 1.57 | 14.49 | 14.49 | 14.49 | 14.49
Nuc | 1153.81 | 1199.07 | 1153.81 | 1153.81 | 1289.84 | 1887.06
PS | 41.38 | 41.38 | 41.38 | 41.38 | 41.38 | 41.38
PV | 0 | 0 | 0 | 0 | 0 | 0
PeakG | 99.24 | 153.37 | 140.99 | 140.99 | 140.99 | 140.99
PeakO | 1.87 | 2.54 | 1.92 | 2.49 | 0 | 0
ST | 0 | 0 | 0 | 0 | 0 | 0
STOG | 0 | 0 | 0 | 0 | 0 | 0
STWD | 0.16 | 0.2 | 0.16 | 0.16 | 0.16 | 0.16
WT | 0.99 | 0.99 | 0.99 | 0.99 | 3.8 | 3.8
IGCC | 0 | 0 | 0 | 0 | 0 | 0
DemandResponse | 0 | 0 | 0 | 0 | 0 | 0
IGCC-CCS | 0 | 0 | 0 | 0 | 0 | 0
WT_off | 0 | 0 | 0 | 0 | 0 | 0
PseudoUnit | 0 | 0 | 0 | 0 | 0 | 0
FixedInterchange | 0 | 0 | 0 | 0 | 0 | 0
Base FOM Costs by Reporting Type: TVA_Transmission
ReportingType | 2015 | 2020 | 2025 | 2030 | 2035 | 2040
BM | 0 | 0 | 0 | 0 | 0 | 0
CC | 0 | 0 | 0 | 0 | 0 | 0
CSP | 0 | 0 | 0 | 0 | 0 | 0
CT | 0 | 0 | 0 | 0 | 0 | 0
Coal | 0 | 0 | 0 | 0 | 0 | 0
Geo | 0 | 0 | 0 | 0 | 0 | 0
H | 0 | 0 | 0 | 0 | 0 | 0
LFG | 0 | 0 | 0 | 0 | 0 | 0
Nuc | 0 | 0 | 0 | 0 | 0 | 0
PS | 0 | 0 | 0 | 0 | 0 | 0
PV | 0 | 0 | 0 | 0 | 0 | 0
PeakG | 0 | 0 | 0 | 0 | 0 | 0
PeakO | 0 | 0 | 0 | 0 | 0 | 0
ST | 0 | 0 | 0 | 0 | 0 | 0
STOG | 0 | 0 | 0 | 0 | 0 | 0
STWD | 0 | 0 | 0 | 0 | 0 | 0
WT | 0 | 0 | 0 | 0 | 0 | 0
IGCC | 0 | 0 | 0 | 0 | 0 | 0
DemandResponse | 0 | 0 | 0 | 0 | 0 | 0
IGCC-CCS | 0 | 0 | 0 | 0 | 0 | 0
WT_off | 0 | 0 | 0 | 0 | 0 | 0
PseudoUnit | 0 | 0 | 0 | 0 | 0 | 0
FixedInterchange | 0 | 0 | 0 | 0 | 0 | 0
Base FOM Costs by Reporting Type: VACAR
ReportingType | 2015 | 2020 | 2025 | 2030 | 2035 | 2040
BM | 0.09 | 17.2 | 71.33 | 72.61 | 72.61 | 702.15
CC | 313.18 | 355 | 328.83 | 337.48 | 303.18 | 189.61
CSP | 0 | 0 | 0 | 0 | 0 | 0
CT | 4.8 | 4.8 | 4.8 | 2.57 | 2.57 | 0
Coal | 628.5 | 454.3 | 371.43 | 116.72 | 93.03 | 102.67
Geo | 0 | 0 | 0 | 0 | 0 | 0
H | 30.23 | 30.23 | 30.23 | 30.23 | 30.23 | 30.23
LFG | 7.64 | 20.52 | 20.52 | 20.52 | 20.52 | 20.52
Nuc | 1664.13 | 1955.26 | 1870.92 | 2214.2 | 2423.87 | 4517.44
PS | 62.1 | 62.1 | 62.1 | 62.1 | 62.1 | 62.1
PV | 0.23 | 2.47 | 2.51 | 2.52 | 2.52 | 2.57
PeakG | 142.93 | 209.84 | 148.17 | 188.38 | 141.11 | 141.11
PeakO | 36.13 | 46.34 | 37.33 | 38.01 | 0 | 0
ST | 0 | 0 | 0 | 0 | 0 | 0
STOG | 4.04 | 4.78 | 4.1 | 4.1 | 0 | 0
STWD | 9.01 | 11.27 | 9.18 | 9.18 | 9.18 | 9.18
WT | 0.03 | 98.25 | 98.25 | 98.25 | 98.25 | 98.25
IGCC | 0 | 0 | 0 | 0 | 0 | 0
DemandResponse | 0 | 0 | 0 | 0 | 0 | 0
IGCC-CCS | 0 | 0 | 0 | 0 | 0 | 0
WT_off | 0.05 | 0.05 | 0.05 | 0.05 | 0.05 | 0.05
PseudoUnit | 0 | 0 | 0 | 0 | 0 | 0
FixedInterchange | 0 | 0 | 0 | 0 | 0 | 0
Base FOM Costs by Reporting Type: IESO
ReportingType | 2015 | 2020 | 2025 | 2030 | 2035 | 2040
BM | 32.8 | 32.8 | 32.8 | 32.8 | 32.8 | 32.8
CC | 18.17 | 18.17 | 18.17 | 18.17 | 18.17 | 18.17
CSP | 0 | 0 | 0 | 0 | 0 | 0
CT | 2.46 | 2.46 | 2.46 | 2.46 | 0 | 0
Coal | 0 | 0 | 0 | 0 | 0 | 0
Geo | 0 | 0 | 0 | 0 | 0 | 0
H | 123.83 | 123.83 | 123.83 | 123.83 | 127.39 | 127.39
LFG | 14.17 | 14.17 | 14.17 | 14.23 | 14.23 | 14.23
Nuc | 1895.33 | 1895.33 | 1895.33 | 1895.33 | 1745.37 | 2079.68
PS | 2.92 | 2.92 | 2.92 | 2.92 | 2.92 | 2.92
PV | 18.26 | 18.26 | 18.26 | 18.26 | 0.44 | 0.44
PeakG | 0 | 0 | 0 | 0 | 0 | 0
PeakO | 0 | 0 | 0 | 0 | 0 | 0
ST | 0 | 0 | 0 | 0 | 0 | 0
STOG | 0 | 0 | 0 | 0 | 0 | 0
STWD | 4.45 | 4.45 | 4.45 | 4.45 | 4.45 | 4.45
WT | 102.92 | 102.92 | 102.92 | 102.92 | 102.92 | 145.04
IGCC | 0 | 0 | 0 | 0 | 0 | 0
DemandResponse | 0 | 0 | 0 | 0 | 0 | 0
IGCC-CCS | 0 | 0 | 0 | 0 | 0 | 0
WT_off | 0 | 0 | 0 | 0 | 0 | 0
PseudoUnit | 0 | 0 | 0 | 0 | 0 | 0
FixedInterchange | 0 | 0 | 0 | 0 | 0 | 0
Base FOM Costs by Reporting Type: MAPP_CA
ReportingType | 2015 | 2020 | 2025 | 2030 | 2035 | 2040
BM | 0 | 0 | 0 | 0 | 0 | 0
CC | 25.75 | 25.75 | 4.05 | 4.05 | 4.05 | 0
CSP | 0 | 0 | 0 | 0 | 0 | 0
CT | 0 | 0 | 0 | 0 | 0 | 0
Coal | 44.25 | 7.31 | 0 | 0 | 0 | 0
Geo | 0 | 0 | 0 | 0 | 0 | 0
H | 92.24 | 102.13 | 119.93 | 146.66 | 150.49 | 150.49
LFG | 0 | 0 | 0 | 0 | 0 | 0
Nuc | 0.01 | 0.01 | 0.01 | 0.01 | 0.01 | 0.01
PS | 0 | 0 | 0 | 0 | 0 | 0
PV | 0 | 0 | 0 | 0 | 0 | 0
PeakG | 9.88 | 9.88 | 0 | 0 | 0 | 0
PeakO | 0.09 | 0.09 | 0 | 0 | 0 | 0
ST | 0 | 0 | 0 | 0 | 0 | 0
STOG | 5.54 | 5.54 | 0 | 0 | 0 | 0
STWD | 0 | 0 | 0 | 0 | 0 | 0
WT | 17.9 | 17.9 | 17.9 | 17.9 | 9.41 | 9.41
IGCC | 0 | 0 | 0 | 0 | 0 | 0
DemandResponse | 0 | 0 | 0 | 0 | 0 | 0
IGCC-CCS | 0 | 0 | 0 | 0 | 0 | 0
WT_off | 0 | 0 | 0 | 0 | 0 | 0
PseudoUnit | 0 | 0 | 0 | 0 | 0 | 0
FixedInterchange | 0 | 0 | 0 | 0 | 0 | 0
Base FOM Costs by Reporting Type: AZ_NM_SNV_Coal
ReportingType | 2015 | 2020 | 2025 | 2030 | 2035 | 2040
BM | 0 | 0 | 0 | 0 | 0 | 0
CC | 0 | 0 | 0 | 0 | 0 | 0
CSP | 0 | 0 | 0 | 0 | 0 | 0
CT | 0 | 0 | 0 | 0 | 0 | 0
Coal | 517.57 | 503.3 | 311.09 | 72.52 | 46.98 | 53.61
Geo | 0 | 0 | 0 | 0 | 0 | 0
H | 0 | 0 | 0 | 0 | 0 | 0
LFG | 0 | 0 | 0 | 0 | 0 | 0
Nuc | 0 | 0 | 0 | 0 | 0 | 0
PS | 0 | 0 | 0 | 0 | 0 | 0
PV | 0 | 0 | 0 | 0 | 0 | 0
PeakG | 0 | 0 | 0 | 0 | 0 | 0
PeakO | 5.77 | 7.38 | 6 | 6 | 6 | 6
ST | 0 | 0 | 0 | 0 | 0 | 0
STOG | 0 | 0 | 0 | 0 | 0 | 0
STWD | 0 | 0 | 0 | 0 | 0 | 0
WT | 0 | 0 | 0 | 0 | 0 | 0
IGCC | 0 | 0 | 0 | 0 | 0 | 0
DemandResponse | 0 | 0 | 0 | 0 | 0 | 0
IGCC-CCS | 0 | 0 | 0 | 0 | 0 | 0
WT_off | 0 | 0 | 0 | 0 | 0 | 0
PseudoUnit | 0 | 0 | 0 | 0 | 0 | 0
FixedInterchange | 0 | 0 | 0 | 0 | 0 | 0
Base FOM Costs by Reporting Type: AZ_NM_SNV_Gas
ReportingType | 2015 | 2020 | 2025 | 2030 | 2035 | 2040
BM | 0 | 0 | 0 | 0 | 0 | 0
CC | 442.18 | 580.64 | 472.42 | 499.1 | 433.63 | 328.9
CSP | 0 | 0 | 0 | 0 | 0 | 0
CT | 4.93 | 4.93 | 4.93 | 4.93 | 0 | 0
Coal | 0 | 0 | 0 | 0 | 0 | 0
Geo | 0 | 0 | 0 | 0 | 0 | 0
H | 0 | 0 | 0 | 0 | 0 | 0
LFG | 0 | 0 | 0 | 0 | 0 | 0
Nuc | 0 | 0 | 0 | 0 | 0 | 0
PS | 0 | 0 | 0 | 0 | 0 | 0
PV | 0 | 0 | 0 | 0 | 0 | 0
PeakG | 63.97 | 93.45 | 74.33 | 87.99 | 87.99 | 87.99
PeakO | 0 | 0 | 0 | 0 | 0 | 0
ST | 0 | 0 | 0 | 0 | 0 | 0
STOG | 0 | 0 | 0 | 0 | 0 | 0
STWD | 0 | 0 | 0 | 0 | 0 | 0
WT | 0 | 0 | 0 | 0 | 0 | 0
IGCC | 0 | 0 | 0 | 0 | 0 | 0
DemandResponse | 0 | 0 | 0 | 0 | 0 | 0
IGCC-CCS | 0 | 0 | 0 | 0 | 0 | 0
WT_off | 0 | 0 | 0 | 0 | 0 | 0
PseudoUnit | 0 | 0 | 0 | 0 | 0 | 0
FixedInterchange | 0 | 0 | 0 | 0 | 0 | 0
Base FOM Costs by Reporting Type: AZ_NM_SNV_NucRenew
ReportingType | 2015 | 2020 | 2025 | 2030 | 2035 | 2040
BM | 0 | 0 | 0 | 0 | 0 | 0
CC | 0 | 0 | 0 | 0 | 0 | 0
CSP | 0 | 0 | 0 | 0 | 0 | 0
CT | 0 | 0 | 0 | 0 | 0 | 0
Coal | 0 | 0 | 0 | 0 | 0 | 0
Geo | 0 | 2.11 | 122.18 | 122.18 | 122.18 | 122.18
H | 44.6 | 44.6 | 44.6 | 44.6 | 44.6 | 44.6
LFG | 0.84 | 8.14 | 8.14 | 8.14 | 8.14 | 8.14
Nuc | 484.16 | 564.17 | 564.17 | 794.22 | 1364.18 | 1602.04
PS | 5.13 | 5.13 | 5.13 | 5.13 | 5.13 | 5.13
PV | 2.38 | 2.38 | 2.38 | 2.38 | 2.38 | 2.38
PeakG | 0 | 0 | 0 | 0 | 0 | 0
PeakO | 0 | 0 | 0 | 0 | 0 | 0
ST | 17.92 | 46.44 | 61.02 | 61.64 | 95.04 | 95.04
STOG | 0 | 0 | 0 | 0 | 0 | 0
STWD | 0.83 | 1.04 | 0.85 | 0.85 | 0.85 | 0.85
WT | 17.57 | 348.54 | 349.24 | 353.02 | 353.02 | 353.02
IGCC | 0 | 0 | 0 | 0 | 0 | 0
DemandResponse | 0 | 0 | 0 | 0 | 0 | 0
IGCC-CCS | 0 | 0 | 0 | 0 | 0 | 0
WT_off | 0 | 0 | 0 | 0 | 0 | 0
PseudoUnit | 0 | 0 | 0 | 0 | 0 | 0
FixedInterchange | 0 | 0 | 0 | 0 | 0 | 0
Base FOM Costs by Reporting Type: ERCOT
ReportingType | 2015 | 2020 | 2025 | 2030 | 2035 | 2040
BM | 14.57 | 14.57 | 14.57 | 14.57 | 14.57 | 408.54
CC | 1042.55 | 1334.7 | 1145.01 | 1174.61 | 1190.7 | 1061.07
CSP | 0 | 0 | 0 | 0 | 0 | 0
CT | 1.67 | 1.67 | 1.67 | 1.67 | 0 | 0
Coal | 565.04 | 235.38 | 188.83 | 190.49 | 190.49 | 233.75
Geo | 0 | 0 | 0 | 0 | 0 | 0
H | 8.05 | 8.05 | 8.05 | 8.05 | 8.05 | 8.05
LFG | 9.05 | 9.05 | 51.64 | 51.64 | 51.64 | 51.64
Nuc | 574.09 | 734.71 | 741.22 | 741.22 | 1706.87 | 1706.87
PS | 0 | 0 | 0 | 0 | 0 | 0
PV | 0.25 | 0.25 | 0.25 | 0.25 | 0.01 | 0.01
PeakG | 80.63 | 119.03 | 114.62 | 114.62 | 114.62 | 114.62
PeakO | 1.29 | 1.86 | 1.53 | 1.53 | 1.53 | 1.53
ST | 0 | 0 | 0 | 0 | 0 | 0
STOG | 567.04 | 670.96 | 375.88 | 341.19 | 0 | 0
STWD | 0 | 0 | 0 | 0 | 0 | 0
WT | 315.42 | 315.42 | 861.56 | 861.56 | 861.56 | 868.68
IGCC | 0 | 0 | 0 | 0 | 0 | 0
DemandResponse | 0 | 0 | 0 | 0 | 0 | 0
IGCC-CCS | 0 | 0 | 0 | 0 | 0 | 0
WT_off | 0 | 0 | 0 | 0 | 0 | 0
PseudoUnit | 0 | 0 | 0 | 0 | 0 | 0
FixedInterchange | 0 | 0 | 0 | 0 | 0 | 0
Base FOM Costs by Reporting Type: NP15
ReportingType | 2015 | 2020 | 2025 | 2030 | 2035 | 2040
BM | 0 | 0 | 0 | 0 | 0 | 0
CC | 238.74 | 291.38 | 257.77 | 272.38 | 298.84 | 284.84
CSP | 0 | 0 | 0 | 0 | 0 | 0
CT | 1.42 | 1.42 | 1.42 | 1.42 | 0 | 0
Coal | 10.94 | 2.13 | 1.99 | 0 | 0 | 0
Geo | 100.8 | 151.36 | 151.36 | 151.36 | 151.36 | 151.36
H | 125.7 | 125.7 | 125.7 | 125.7 | 125.7 | 125.7
LFG | 10.26 | 78.24 | 78.24 | 78.24 | 78.24 | 78.24
Nuc | 302.44 | 364.27 | 334.86 | 353.13 | 678.7 | 1063.42
PS | 53.58 | 53.58 | 53.58 | 53.58 | 53.58 | 53.58
PV | 0.89 | 0.89 | 0.89 | 0.89 | 0.89 | 0.89
PeakG | 56.04 | 82.34 | 58.1 | 74.01 | 78.49 | 78.49
PeakO | 10.26 | 13.08 | 10.48 | 10.49 | 10.49 | 10.49
ST | 1.86 | 1.86 | 1.86 | 1.86 | 1.86 | 1.86
STOG | 139.62 | 165.21 | 141.62 | 141.62 | 57.48 | 40.03
STWD | 14.17 | 17.73 | 14.44 | 14.44 | 14.44 | 14.44
WT | 40.21 | 114.29 | 114.29 | 132.82 | 369.24 | 389.47
IGCC | 0 | 0 | 0 | 0 | 0 | 0
DemandResponse | 0 | 0 | 0 | 0 | 0 | 0
IGCC-CCS | 0 | 0 | 0 | 0 | 0 | 0
WT_off | 0 | 0 | 0 | 0 | 0 | 0
PseudoUnit | 0 | 0 | 0 | 0 | 0 | 0
FixedInterchange | 0 | 0 | 0 | 0 | 0 | 0
Base FOM Costs by Reporting Type: NWPP_Coal
ReportingType | 2015 | 2020 | 2025 | 2030 | 2035 | 2040
BM | 0 | 0 | 0 | 0 | 0 | 0
CC | 0 | 0 | 0 | 0 | 0 | 0
CSP | 0 | 0 | 0 | 0 | 0 | 0
CT | 0 | 0 | 0 | 0 | 0 | 0
Coal | 504.23 | 415.56 | 164.81 | 12.11 | 12.58 | 14.69
Geo | 0 | 0 | 0 | 0 | 0 | 0
H | 0 | 0 | 0 | 0 | 0 | 0
LFG | 0 | 0 | 0 | 0 | 0 | 0
Nuc | 0 | 0 | 0 | 0 | 0 | 0
PS | 0 | 0 | 0 | 0 | 0 | 0
PV | 0 | 0 | 0 | 0 | 0 | 0
PeakG | 0 | 0 | 0 | 0 | 0 | 0
PeakO | 0 | 0 | 0 | 0 | 0 | 0
ST | 0 | 0 | 0 | 0 | 0 | 0
STOG | 0 | 0 | 0 | 0 | 0 | 0
STWD | 0 | 0 | 0 | 0 | 0 | 0
WT | 0 | 0 | 0 | 0 | 0 | 0
IGCC | 0 | 0 | 0 | 0 | 0 | 0
DemandResponse | 0 | 0 | 0 | 0 | 0 | 0
IGCC-CCS | 0 | 0 | 0 | 0 | 0 | 0
WT_off | 0 | 0 | 0 | 0 | 0 | 0
PseudoUnit | 0 | 0 | 0 | 0 | 0 | 0
FixedInterchange | 0 | 0 | 0 | 0 | 0 | 0
Base FOM Costs by Reporting Type: NWPP_Gas
ReportingType | 2015 | 2020 | 2025 | 2030 | 2035 | 2040
BM | 0 | 0 | 0 | 0 | 0 | 0
CC | 192.07 | 250.17 | 210.39 | 210.39 | 18.65 | 14.34
CSP | 0 | 0 | 0 | 0 | 0 | 0
CT | 1 | 1 | 1 | 1 | 0 | 0
Coal | 0 | 0 | 0 | 0 | 0 | 0
Geo | 0 | 0 | 0 | 0 | 0 | 0
H | 0 | 0 | 0 | 0 | 0 | 0
LFG | 0 | 0 | 0 | 0 | 0 | 0
Nuc | 0 | 0 | 0 | 0 | 0 | 0
PS | 0 | 0 | 0 | 0 | 0 | 0
PV | 0 | 0 | 0 | 0 | 0 | 0
PeakG | 0 | 0 | 0 | 0 | 0 | 0
PeakO | 0 | 0 | 0 | 0 | 0 | 0
ST | 0 | 0 | 0 | 0 | 0 | 0
STOG | 0 | 0 | 0 | 0 | 0 | 0
STWD | 0 | 0 | 0 | 0 | 0 | 0
WT | 0 | 0 | 0 | 0 | 0 | 0
IGCC | 0 | 0 | 0 | 0 | 0 | 0
DemandResponse | 0 | 0 | 0 | 0 | 0 | 0
IGCC-CCS | 0 | 0 | 0 | 0 | 0 | 0
WT_off | 0 | 0 | 0 | 0 | 0 | 0
PseudoUnit | 0 | 0 | 0 | 0 | 0 | 0
FixedInterchange | 0 | 0 | 0 | 0 | 0 | 0
Base FOM Costs by Reporting Type: NWPP_NucRenew
ReportingType | 2015 | 2020 | 2025 | 2030 | 2035 | 2040
BM | 3.27 | 3.27 | 3.27 | 3.27 | 3.27 | 104.23
CC | 0 | 0 | 0 | 0 | 0 | 0
CSP | 0 | 0 | 0 | 0 | 0 | 0
CT | 0 | 0 | 0 | 0 | 0 | 0
Coal | 0 | 0 | 0 | 0 | 0 | 0
Geo | 35.81 | 35.81 | 72.38 | 72.38 | 72.38 | 72.38
H | 480.54 | 480.54 | 480.54 | 480.54 | 485.31 | 485.31
LFG | 15.5 | 44.08 | 44.91 | 44.91 | 44.91 | 44.91
Nuc | 164.67 | 164.67 | 164.67 | 164.67 | 499.72 | 646.52
PS | 6.12 | 6.12 | 6.12 | 6.12 | 6.12 | 6.12
PV | 0.04 | 0.04 | 0.04 | 0.04 | 0.04 | 0.04
PeakG | 0 | 0 | 0 | 0 | 0 | 0
PeakO | 0 | 0 | 0 | 0 | 0 | 0
ST | 0 | 0 | 0 | 0 | 0 | 0
STOG | 0 | 0 | 0 | 0 | 0 | 0
STWD | 17.98 | 22.5 | 18.33 | 18.33 | 18.33 | 18.33
WT | 228.93 | 228.93 | 228.93 | 537.3 | 827.97 | 893.05
IGCC | 0 | 0 | 0 | 0 | 0 | 0
DemandResponse | 0 | 0 | 0 | 0 | 0 | 0
IGCC-CCS | 0 | 0 | 0 | 0 | 0 | 0
WT_off | 0 | 0 | 0 | 0 | 0 | 0
PseudoUnit | 0 | 0 | 0 | 0 | 0 | 0
FixedInterchange | 0 | 0 | 0 | 0 | 0 | 0
Base FOM Costs by Reporting Type: RMPA
ReportingType | 2015 | 2020 | 2025 | 2030 | 2035 | 2040
BM | 0 | 0 | 0 | 0 | 0 | 60
CC | 79.71 | 111.69 | 96.55 | 114.8 | 98.63 | 85.7
CSP | 0 | 0 | 0 | 0 | 0 | 0
CT | 1.02 | 1.02 | 1.02 | 1.02 | 0 | 0
Coal | 478.92 | 409.97 | 116.56 | 75.61 | 50.04 | 57
Geo | 0 | 0 | 216.56 | 216.56 | 216.56 | 216.56
H | 13.99 | 13.99 | 13.99 | 13.99 | 13.99 | 13.99
LFG | 0.89 | 4.37 | 4.37 | 4.37 | 4.37 | 4.37
Nuc | 0.01 | 0.01 | 0.01 | 154.96 | 234.12 | 234.12
PS | 13.37 | 13.37 | 13.37 | 13.37 | 13.37 | 13.37
PV | 0.31 | 0.31 | 0.31 | 0.31 | 0.31 | 0.31
PeakG | 48.87 | 72.26 | 50.7 | 61.6 | 69.81 | 69.81
PeakO | 0 | 0 | 0 | 0 | 0 | 0
ST | 0.19 | 23.71 | 23.71 | 24.06 | 24.06 | 24.06
STOG | 0 | 0 | 0 | 0 | 0 | 0
STWD | 0 | 0 | 0 | 0 | 0 | 0
WT | 67.62 | 167.14 | 167.14 | 182.2 | 182.2 | 186.01
IGCC | 0 | 0 | 0 | 0 | 0 | 0
DemandResponse | 0 | 0 | 0 | 0 | 0 | 0
IGCC-CCS | 0 | 0 | 0 | 0 | 0 | 0
WT_off | 0 | 0 | 0 | 0 | 0 | 0
PseudoUnit | 0 | 0 | 0 | 0 | 0 | 0
FixedInterchange | 0 | 0 | 0 | 0 | 0 | 0
Base FOM Costs by Reporting Type: SP15
ReportingType | 2015 | 2020 | 2025 | 2030 | 2035 | 2040
BM | 0.6 | 0.6 | 0.6 | 0.6 | 0.6 | 0.6
CC | 309.19 | 398.74 | 368.66 | 378.25 | 412.24 | 421.82
CSP | 0 | 0 | 0 | 0 | 0 | 0
CT | 0 | 0 | 0 | 0 | 0 | 0
Coal | 11.02 | 8.11 | 7.61 | 0 | 0 | 0
Geo | 86.16 | 208.35 | 208.35 | 208.35 | 208.35 | 208.35
H | 16.57 | 16.57 | 16.57 | 16.57 | 16.57 | 16.57
LFG | 26.93 | 93.8 | 93.8 | 93.8 | 93.8 | 93.8
Nuc | 327.58 | 356.35 | 327.59 | 327.59 | 430.28 | 643.48
PS | 34.19 | 34.19 | 34.19 | 34.19 | 34.19 | 34.19
PV | 1.87 | 1.87 | 1.87 | 1.87 | 1.87 | 1.87
PeakG | 76.73 | 111.44 | 93.22 | 103.59 | 103.59 | 103.59
PeakO | 1.47 | 1.91 | 1.53 | 1.53 | 1.53 | 1.53
ST | 28.67 | 28.67 | 28.67 | 28.67 | 182.89 | 236.4
STOG | 332.29 | 393.19 | 337.05 | 337.05 | 168.39 | 163.77
STWD | 3.81 | 4.77 | 3.89 | 3.89 | 3.89 | 3.89
WT | 71.03 | 71.03 | 71.03 | 468.68 | 468.68 | 468.68
IGCC | 0 | 0 | 0 | 0 | 0 | 0
DemandResponse | 0 | 0 | 0 | 0 | 0 | 0
IGCC-CCS | 0 | 0 | 0 | 0 | 0 | 0
WT_off | 0 | 0 | 0 | 0 | 0 | 0
PseudoUnit | 0 | 0 | 0 | 0 | 0 | 0
FixedInterchange | 0 | 0 | 0 | 0 | 0 | 0
Base FOM Costs by Reporting Type: ALB
ReportingType | 2015 | 2020 | 2025 | 2030 | 2035 | 2040
BM | 0 | 0 | 0 | 0 | 0 | 0
CC | 65.34 | 67.34 | 69.74 | 9.72 | 11.11 | 11.11
CSP | 0 | 0 | 0 | 0 | 0 | 0
CT | 1.35 | 1.35 | 1.35 | 1.35 | 0 | 0
Coal | 380.9 | 399.22 | 412.86 | 14.69 | 14.69 | 14.69
Geo | 0 | 0 | 0 | 0 | 0 | 0
H | 12.99 | 12.99 | 12.99 | 12.99 | 12.99 | 12.99
LFG | 1.21 | 1.21 | 1.21 | 1.21 | 1.21 | 1.21
Nuc | 0.01 | 0.01 | 0.01 | 759.58 | 768.32 | 824.62
PS | 0 | 0 | 0 | 0 | 0 | 0
PV | 0 | 0 | 0 | 0 | 0 | 0
PeakG | 14.19 | 14.19 | 14.19 | 14.19 | 19.99 | 19.99
PeakO | 0 | 0 | 0 | 0 | 0 | 0
ST | 0 | 0 | 0 | 0 | 0 | 0
STOG | 0 | 0 | 0 | 0 | 0 | 0
STWD | 5.58 | 5.58 | 5.58 | 5.58 | 5.58 | 5.58
WT | 22.94 | 22.94 | 22.94 | 22.94 | 25.5 | 25.5
IGCC | 0 | 0 | 0 | 0 | 0 | 0
DemandResponse | 0 | 0 | 0 | 0 | 0 | 0
IGCC-CCS | 0 | 0 | 0 | 0 | 0 | 0
WT_off | 0 | 0 | 0 | 0 | 0 | 0
PseudoUnit | 0 | 0 | 0 | 0 | 0 | 0
FixedInterchange | 0 | 0 | 0 | 0 | 0 | 0
Base FOM Costs by Reporting Type: BC
ReportingType | 2015 | 2020 | 2025 | 2030 | 2035 | 2040
BM | 0 | 0 | 0 | 0 | 0 | 0
CC | 12.16 | 12.16 | 12.16 | 6.07 | 6.07 | 0
CSP | 0 | 0 | 0 | 0 | 0 | 0
CT | 0 | 0 | 0 | 0 | 0 | 0
Coal | 0 | 0 | 0 | 0 | 0 | 0
Geo | 0 | 0 | 0 | 0 | 0 | 0
H | 173.22 | 173.22 | 173.22 | 173.22 | 173.22 | 173.22
LFG | 2.9 | 2.9 | 2.9 | 2.9 | 2.9 | 2.9
Nuc | 0.01 | 0.01 | 0.01 | 50.62 | 50.62 | 121.28
PS | 0 | 0 | 0 | 0 | 0 | 0
PV | 0 | 0 | 0 | 0 | 0 | 0
PeakG | 0 | 0 | 0 | 0 | 0 | 0
PeakO | 0 | 0 | 0 | 0 | 0 | 0
ST | 0 | 0 | 0 | 0 | 0 | 0
STOG | 0 | 0 | 0 | 0 | 0 | 0
STWD | 16.34 | 16.34 | 16.34 | 16.34 | 16.34 | 16.34
WT | 7.53 | 7.53 | 7.53 | 7.53 | 11.91 | 11.91
IGCC | 0 | 0 | 0 | 0 | 0 | 0
DemandResponse | 0 | 0 | 0 | 0 | 0 | 0
IGCC-CCS | 0 | 0 | 0 | 0 | 0 | 0
WT_off | 0 | 0 | 0 | 0 | 0 | 0
PseudoUnit | 0 | 0 | 0 | 0 | 0 | 0
FixedInterchange | 0 | 0 | 0 | 0 | 0 | 0
Base FOM Costs by Reporting Type: HQ_IESO
ReportingType | 2015 | 2020 | 2025 | 2030 | 2035 | 2040
BM | 0 | 0 | 0 | 0 | 0 | 0
CC | 0 | 0 | 0 | 0 | 0 | 0
CSP | 0 | 0 | 0 | 0 | 0 | 0
CT | 0 | 0 | 0 | 0 | 0 | 0
Coal | 0 | 0 | 0 | 0 | 0 | 0
Geo | 0 | 0 | 0 | 0 | 0 | 0
H | 0 | 0 | 0 | 0 | 0 | 0
LFG | 0 | 0 | 0 | 0 | 0 | 0
Nuc | 0.01 | 0.01 | 0.01 | 0.01 | 0.01 | 0.01
PS | 0 | 0 | 0 | 0 | 0 | 0
PV | 0 | 0 | 0 | 0 | 0 | 0
PeakG | 0 | 0 | 0 | 0 | 0 | 0
PeakO | 0 | 0 | 0 | 0 | 0 | 0
ST | 0 | 0 | 0 | 0 | 0 | 0
STOG | 0 | 0 | 0 | 0 | 0 | 0
STWD | 0 | 0 | 0 | 0 | 0 | 0
WT | 0 | 0 | 0 | 0 | 0 | 0
IGCC | 0 | 0 | 0 | 0 | 0 | 0
DemandResponse | 0 | 0 | 0 | 0 | 0 | 0
IGCC-CCS | 0 | 0 | 0 | 0 | 0 | 0
WT_off | 0 | 0 | 0 | 0 | 0 | 0
PseudoUnit | 0 | 0 | 0 | 0 | 0 | 0
FixedInterchange | 0 | 0 | 0 | 0 | 0 | 0
Base FOM Costs by Reporting Type: HQ_NEISO
ReportingType | 2015 | 2020 | 2025 | 2030 | 2035 | 2040
BM | 0 | 0 | 0 | 0 | 0 | 0
CC | 0 | 0 | 0 | 0 | 0 | 0
CSP | 0 | 0 | 0 | 0 | 0 | 0
CT | 0 | 0 | 0 | 0 | 0 | 0
Coal | 0 | 0 | 0 | 0 | 0 | 0
Geo | 0 | 0 | 0 | 0 | 0 | 0
H | 0 | 0 | 0 | 0 | 0 | 0
LFG | 0 | 0 | 0 | 0 | 0 | 0
Nuc | 0.01 | 0.01 | 0.01 | 0.01 | 0.01 | 0.01
PS | 0 | 0 | 0 | 0 | 0 | 0
PV | 0 | 0 | 0 | 0 | 0 | 0
PeakG | 0 | 0 | 0 | 0 | 0 | 0
PeakO | 0 | 0 | 0 | 0 | 0 | 0
ST | 0 | 0 | 0 | 0 | 0 | 0
STOG | 0 | 0 | 0 | 0 | 0 | 0
STWD | 0 | 0 | 0 | 0 | 0 | 0
WT | 0 | 0 | 0 | 0 | 0 | 0
IGCC | 0 | 0 | 0 | 0 | 0 | 0
DemandResponse | 0 | 0 | 0 | 0 | 0 | 0
IGCC-CCS | 0 | 0 | 0 | 0 | 0 | 0
WT_off | 0 | 0 | 0 | 0 | 0 | 0
PseudoUnit | 0 | 0 | 0 | 0 | 4.27 | 4.27
FixedInterchange | 0 | 0 | 0 | 0 | 0 | 0
Base FOM Costs by Reporting Type: HQ_NY
ReportingType | 2015 | 2020 | 2025 | 2030 | 2035 | 2040
BM | 0 | 0 | 0 | 0 | 0 | 0
CC | 0 | 0 | 0 | 0 | 0 | 0
CSP | 0 | 0 | 0 | 0 | 0 | 0
CT | 0 | 0 | 0 | 0 | 0 | 0
Coal | 0 | 0 | 0 | 0 | 0 | 0
Geo | 0 | 0 | 0 | 0 | 0 | 0
H | 0 | 0 | 0 | 0 | 0 | 0
LFG | 0 | 0 | 0 | 0 | 0 | 0
Nuc | 0.01 | 0.01 | 0.01 | 0.01 | 0.01 | 0.01
PS | 0 | 0 | 0 | 0 | 0 | 0
PV | 0 | 0 | 0 | 0 | 0 | 0
PeakG | 0 | 0 | 0 | 0 | 0 | 0
PeakO | 0 | 0 | 0 | 0 | 0 | 0
ST | 0 | 0 | 0 | 0 | 0 | 0
STOG | 0 | 0 | 0 | 0 | 0 | 0
STWD | 0 | 0 | 0 | 0 | 0 | 0
WT | 0 | 0 | 0 | 0 | 0 | 0
IGCC | 0 | 0 | 0 | 0 | 0 | 0
DemandResponse | 0 | 0 | 0 | 0 | 0 | 0
IGCC-CCS | 0 | 0 | 0 | 0 | 0 | 0
WT_off | 0 | 0 | 0 | 0 | 0 | 0
PseudoUnit | 0 | 0 | 20.89 | 35.6 | 35.6 | 35.6
FixedInterchange | 0 | 0 | 0 | 0 | 0 | 0
Base FOM Costs by Reporting Type: MARITIMES
ReportingType | 2015 | 2020 | 2025 | 2030 | 2035 | 2040
BM | 0 | 0 | 0 | 0 | 0 | 0
CC | 0 | 0 | 0 | 0 | 0 | 0
CSP | 0 | 0 | 0 | 0 | 0 | 0
CT | 0 | 0 | 0 | 0 | 0 | 0
Coal | 0 | 0 | 0 | 0 | 0 | 0
Geo | 0 | 0 | 0 | 0 | 0 | 0
H | 0 | 0 | 0 | 0 | 0 | 0
LFG | 0 | 0 | 0 | 0 | 0 | 0
Nuc | 0.01 | 0.01 | 0.01 | 0.01 | 0.01 | 0.01
PS | 0 | 0 | 0 | 0 | 0 | 0
PV | 0 | 0 | 0 | 0 | 0 | 0
PeakG | 0 | 0 | 0 | 0 | 0 | 0
PeakO | 0 | 0 | 0 | 0 | 0 | 0
ST | 0 | 0 | 0 | 0 | 0 | 0
STOG | 0 | 0 | 0 | 0 | 0 | 0
STWD | 0 | 0 | 0 | 0 | 0 | 0
WT | 0 | 0 | 0 | 0 | 0 | 0
IGCC | 0 | 0 | 0 | 0 | 0 | 0
DemandResponse | 0 | 0 | 0 | 0 | 0 | 0
IGCC-CCS | 0 | 0 | 0 | 0 | 0 | 0
WT_off | 0 | 0 | 0 | 0 | 0 | 0
PseudoUnit | 0 | 0 | 0 | 0 | 7.12 | 7.12
FixedInterchange | 0 | 0 | 0 | 0 | 0 | 0
Base FOM Costs by Reporting Type: All
ReportingType | 2015 | 2020 | 2025 | 2030 | 2035 | 2040
BM | 125.73 | 142.84 | 196.96 | 198.24 | 198.24 | 2921.66
CC | 6927.41 | 9404.42 | 8021.11 | 8282.81 | 7798.64 | 7015.19
CSP | 0 | 0 | 0 | 0 | 0 | 0
CT | 42.8 | 53.21 | 53.21 | 51.63 | 19.83 | 17.29
Coal | 13489 | 7389.29 | 3861.13 | 2336.51 | 1929.25 | 2257.48
Geo | 226.72 | 401.57 | 774.79 | 774.79 | 774.79 | 774.79
H | 1511 | 1528.07 | 1560.48 | 1597.25 | 1609.45 | 1625.24
LFG | 498.94 | 733.94 | 999.86 | 1086.97 | 1086.97 | 1086.97
Nuc | 16696.36 | 17842.96 | 17462.47 | 19726.76 | 23398.71 | 34662.99
PS | 517.25 | 517.25 | 517.25 | 517.25 | 517.25 | 517.25
PV | 26.7 | 61.18 | 76.24 | 79.16 | 61.31 | 62.41
PeakG | 2039.42 | 2996.8 | 2258.28 | 2678.9 | 2558.33 | 2552.34
PeakO | 535.19 | 702.3 | 568.54 | 504.73 | 464.25 | 364.75
ST | 48.64 | 100.68 | 115.26 | 116.23 | 303.84 | 357.35
STOG | 2209.28 | 2613.16 | 2036.04 | 1920.11 | 1322.02 | 931.15
STWD | 158.67 | 191.92 | 161.28 | 161.28 | 161.28 | 161.28
WT | 2034.5 | 4684.32 | 8469.74 | 10508.5 | 13220.06 | 13625.4
IGCC | 30.22 | 30.22 | 30.22 | 30.22 | 30.22 | 30.22
DemandResponse | 0 | 0 | 0 | 0 | 0 | 0
IGCC-CCS | 0 | 0 | 0 | 0 | 0 | 0
WT_off | 25.01 | 25.01 | 83.68 | 83.68 | 83.68 | 83.68
PseudoUnit | 0 | 0 | 20.89 | 35.6 | 46.99 | 46.99
FixedInterchange | 0 | 0 | 0 | 0 | 0 | 0
Base FOM Costs by Reporting Type: EI_US
ReportingType | 2015 | 2020 | 2025 | 2030 | 2035 | 2040
BM | 74.48 | 91.59 | 145.72 | 147 | 147 | 2315.49
CC | 4501.56 | 6313.69 | 5366.18 | 5595.26 | 5306.54 | 4789.24
CSP | 0 | 0 | 0 | 0 | 0 | 0
CT | 28.95 | 39.35 | 39.35 | 37.77 | 19.83 | 17.29
Coal | 10976.13 | 5408.31 | 2657.37 | 1971.09 | 1614.47 | 1883.74
Geo | 3.95 | 3.95 | 3.95 | 3.95 | 3.95 | 3.95
H | 419.29 | 426.46 | 441.07 | 451.11 | 451.16 | 466.95
LFG | 417.2 | 477.98 | 700.46 | 787.52 | 787.52 | 787.52
Nuc | 12948.03 | 13763.39 | 13434.57 | 14485.42 | 15920.5 | 25740.94
PS | 401.94 | 401.94 | 401.94 | 401.94 | 401.94 | 401.94
PV | 2.71 | 37.19 | 52.24 | 55.16 | 55.38 | 56.47
PeakG | 1689.1 | 2494.21 | 1853.11 | 2222.9 | 2083.84 | 2077.84
PeakO | 516.32 | 677.98 | 549.01 | 485.19 | 444.7 | 345.2
ST | 0 | 0 | 0 | 0 | 0 | 0
STOG | 1164.79 | 1378.26 | 1181.48 | 1100.25 | 1096.14 | 727.35
STWD | 95.51 | 119.51 | 97.38 | 97.38 | 97.38 | 97.38
WT | 1142.42 | 3287.67 | 6526.26 | 7821.62 | 10007.65 | 10274.64
IGCC | 30.22 | 30.22 | 30.22 | 30.22 | 30.22 | 30.22
DemandResponse | 0 | 0 | 0 | 0 | 0 | 0
IGCC-CCS | 0 | 0 | 0 | 0 | 0 | 0
WT_off | 25.01 | 25.01 | 83.68 | 83.68 | 83.68 | 83.68
PseudoUnit | 0 | 0 | 20.89 | 35.6 | 46.99 | 46.99
FixedInterchange | 0 | 0 | 0 | 0 | 0 | 0
Base FOM Costs by Reporting Type: EI_Canada
ReportingType | 2015 | 2020 | 2025 | 2030 | 2035 | 2040
BM | 32.8 | 32.8 | 32.8 | 32.8 | 32.8 | 32.8
CC | 43.92 | 43.92 | 22.22 | 22.22 | 22.22 | 18.17
CSP | 0 | 0 | 0 | 0 | 0 | 0
CT | 2.46 | 2.46 | 2.46 | 2.46 | 0 | 0
Coal | 44.25 | 7.31 | 0 | 0 | 0 | 0
Geo | 0 | 0 | 0 | 0 | 0 | 0
H | 216.06 | 225.96 | 243.75 | 270.49 | 277.87 | 277.87
LFG | 14.17 | 14.17 | 14.17 | 14.23 | 14.23 | 14.23
Nuc | 1895.36 | 1895.36 | 1895.36 | 1895.36 | 1745.4 | 2079.7
PS | 2.92 | 2.92 | 2.92 | 2.92 | 2.92 | 2.92
PV | 18.26 | 18.26 | 18.26 | 18.26 | 0.44 | 0.44
PeakG | 9.88 | 9.88 | 0 | 0 | 0 | 0
PeakO | 0.09 | 0.09 | 0 | 0 | 0 | 0
ST | 0 | 0 | 0 | 0 | 0 | 0
STOG | 5.54 | 5.54 | 0 | 0 | 0 | 0
STWD | 4.45 | 4.45 | 4.45 | 4.45 | 4.45 | 4.45
WT | 120.82 | 120.82 | 120.82 | 120.82 | 112.33 | 154.45
IGCC | 0 | 0 | 0 | 0 | 0 | 0
DemandResponse | 0 | 0 | 0 | 0 | 0 | 0
IGCC-CCS | 0 | 0 | 0 | 0 | 0 | 0
WT_off | 0 | 0 | 0 | 0 | 0 | 0
PseudoUnit | 0 | 0 | 0 | 0 | 0 | 0
FixedInterchange | 0 | 0 | 0 | 0 | 0 | 0
Base FOM Costs by Reporting Type: EI
ReportingType | 2015 | 2020 | 2025 | 2030 | 2035 | 2040
BM | 107.28 | 124.39 | 178.52 | 179.8 | 179.8 | 2348.28
CC | 4545.48 | 6357.61 | 5388.4 | 5617.48 | 5328.77 | 4807.41
CSP | 0 | 0 | 0 | 0 | 0 | 0
CT | 31.41 | 41.81 | 41.81 | 40.24 | 19.83 | 17.29
Coal | 11020.38 | 5415.62 | 2657.37 | 1971.09 | 1614.47 | 1883.74
Geo | 3.95 | 3.95 | 3.95 | 3.95 | 3.95 | 3.95
H | 635.35 | 652.42 | 684.83 | 721.61 | 729.03 | 744.82
LFG | 431.38 | 492.15 | 714.64 | 801.75 | 801.75 | 801.75
Nuc | 14843.39 | 15658.74 | 15329.93 | 16380.77 | 17665.89 | 27820.64
PS | 404.86 | 404.86 | 404.86 | 404.86 | 404.86 | 404.86
PV | 20.97 | 55.45 | 70.51 | 73.43 | 55.82 | 56.91
PeakG | 1698.98 | 2504.09 | 1853.11 | 2222.9 | 2083.84 | 2077.84
PeakO | 516.41 | 678.07 | 549.01 | 485.19 | 444.7 | 345.2
ST | 0 | 0 | 0 | 0 | 0 | 0
STOG | 1170.32 | 1383.8 | 1181.48 | 1100.25 | 1096.14 | 727.35
STWD | 99.96 | 123.96 | 101.84 | 101.84 | 101.84 | 101.84
WT | 1263.24 | 3408.49 | 6647.08 | 7942.45 | 10119.98 | 10429.09
IGCC | 30.22 | 30.22 | 30.22 | 30.22 | 30.22 | 30.22
DemandResponse | 0 | 0 | 0 | 0 | 0 | 0
IGCC-CCS | 0 | 0 | 0 | 0 | 0 | 0
WT_off | 25.01 | 25.01 | 83.68 | 83.68 | 83.68 | 83.68
PseudoUnit | 0 | 0 | 20.89 | 35.6 | 46.99 | 46.99
FixedInterchange | 0 | 0 | 0 | 0 | 0 | 0
Base FOM Costs by Reporting Type: Outside_EI
ReportingType | 2015 | 2020 | 2025 | 2030 | 2035 | 2040
BM | 18.45 | 18.45 | 18.45 | 18.45 | 18.45 | 573.37
CC | 2381.94 | 3046.82 | 2632.71 | 2665.32 | 2469.88 | 2207.78
CSP | 0 | 0 | 0 | 0 | 0 | 0
CT | 11.39 | 11.39 | 11.39 | 11.39 | 0 | 0
Coal | 2468.62 | 1973.67 | 1203.76 | 365.42 | 314.77 | 373.74
Geo | 222.78 | 397.63 | 770.84 | 770.84 | 770.84 | 770.84
H | 875.65 | 875.65 | 875.65 | 875.65 | 880.42 | 880.42
LFG | 67.56 | 241.79 | 285.22 | 285.22 | 285.22 | 285.22
Nuc | 1852.97 | 2184.21 | 2132.54 | 3345.98 | 5732.82 | 6842.35
PS | 112.39 | 112.39 | 112.39 | 112.39 | 112.39 | 112.39
PV | 5.73 | 5.73 | 5.73 | 5.73 | 5.5 | 5.5
PeakG | 340.44 | 492.71 | 405.17 | 456 | 474.49 | 474.49
PeakO | 18.79 | 24.23 | 19.54 | 19.54 | 19.54 | 19.54
ST | 48.64 | 100.68 | 115.26 | 116.23 | 303.84 | 357.35
STOG | 1038.95 | 1229.36 | 854.56 | 819.87 | 225.87 | 203.8
STWD | 58.71 | 67.96 | 59.44 | 59.44 | 59.44 | 59.44
WT | 771.26 | 1275.83 | 1822.66 | 2566.05 | 3100.08 | 3196.31
IGCC | 0 | 0 | 0 | 0 | 0 | 0
DemandResponse | 0 | 0 | 0 | 0 | 0 | 0
IGCC-CCS | 0 | 0 | 0 | 0 | 0 | 0
WT_off | 0 | 0 | 0 | 0 | 0 | 0
PseudoUnit | 0 | 0 | 0 | 0 | 0 | 0
FixedInterchange | 0 | 0 | 0 | 0 | 0 | 0
#11 | 0: Retrofit FOM Costs ($million)
Retrofit FOM Costs by Reporting Type: Entergy
ReportingType | 2015 | 2020 | 2025 | 2030 | 2035 | 2040
BM | 0 | 0 | 0 | 0 | 0 | 0
CC | 0 | 0 | 0 | 0 | 0 | 0
CSP | 0 | 0 | 0 | 0 | 0 | 0
CT | 0 | 0 | 0 | 0 | 0 | 0
Coal | 3.17 | 3.11 | 0.42 | 0 | 0 | 0
Geo | 0 | 0 | 0 | 0 | 0 | 0
H | 0 | 0 | 0 | 0 | 0 | 0
LFG | 0 | 0 | 0 | 0 | 0 | 0
Nuc | 0 | 0 | 0 | 0 | 0 | 0
PS | 0 | 0 | 0 | 0 | 0 | 0
PV | 0 | 0 | 0 | 0 | 0 | 0
PeakG | 0 | 0 | 0 | 0 | 0 | 0
PeakO | 0 | 0 | 0 | 0 | 0 | 0
ST | 0 | 0 | 0 | 0 | 0 | 0
STOG | 0 | 0 | 0 | 0 | 0 | 0
STWD | 0 | 0 | 0 | 0 | 0 | 0
WT | 0 | 0 | 0 | 0 | 0 | 0
IGCC | 0 | 0 | 0 | 0 | 0 | 0
DemandResponse | 0 | 0 | 0 | 0 | 0 | 0
IGCC-CCS | 0 | 0 | 0 | 0 | 0 | 0
WT_off | 0 | 0 | 0 | 0 | 0 | 0
PseudoUnit | 0 | 0 | 0 | 0 | 0 | 0
FixedInterchange | 0 | 0 | 0 | 0 | 0 | 0
Retrofit FOM Costs by Reporting Type: FRCC
ReportingType | 2015 | 2020 | 2025 | 2030 | 2035 | 2040
BM | 0 | 0 | 0 | 0 | 0 | 0
CC | 0 | 0 | 0 | 0 | 0 | 0
CSP | 0 | 0 | 0 | 0 | 0 | 0
CT | 0 | 0 | 0 | 0 | 0 | 0
Coal | 9.57 | 9.8 | 9.8 | 10.11 | 10.44 | 10.79
Geo | 0 | 0 | 0 | 0 | 0 | 0
H | 0 | 0 | 0 | 0 | 0 | 0
LFG | 0 | 0 | 0 | 0 | 0 | 0
Nuc | 0 | 0 | 0 | 0 | 0 | 0
PS | 0 | 0 | 0 | 0 | 0 | 0
PV | 0 | 0 | 0 | 0 | 0 | 0
PeakG | 0 | 0 | 0 | 0 | 0 | 0
PeakO | 0 | 0 | 0 | 0 | 0 | 0
ST | 0 | 0 | 0 | 0 | 0 | 0
STOG | 0 | 0 | 0 | 0 | 0 | 0
STWD | 0 | 0 | 0 | 0 | 0 | 0
WT | 0 | 0 | 0 | 0 | 0 | 0
IGCC | 0 | 0 | 0 | 0 | 0 | 0
DemandResponse | 0 | 0 | 0 | 0 | 0 | 0
IGCC-CCS | 0 | 0 | 0 | 0 | 0 | 0
WT_off | 0 | 0 | 0 | 0 | 0 | 0
PseudoUnit | 0 | 0 | 0 | 0 | 0 | 0
FixedInterchange | 0 | 0 | 0 | 0 | 0 | 0
Retrofit FOM Costs by Reporting Type: MAPP_US
ReportingType | 2015 | 2020 | 2025 | 2030 | 2035 | 2040
BM | 0 | 0 | 0 | 0 | 0 | 0
CC | 0 | 0 | 0 | 0 | 0 | 0
CSP | 0 | 0 | 0 | 0 | 0 | 0
CT | 0 | 0 | 0 | 0 | 0 | 0
Coal | 8.72 | 6.13 | 0.67 | 0.67 | 0.67 | 0.67
Geo | 0 | 0 | 0 | 0 | 0 | 0
H | 0 | 0 | 0 | 0 | 0 | 0
LFG | 0 | 0 | 0 | 0 | 0 | 0
Nuc | 0 | 0 | 0 | 0 | 0 | 0
PS | 0 | 0 | 0 | 0 | 0 | 0
PV | 0 | 0 | 0 | 0 | 0 | 0
PeakG | 0 | 0 | 0 | 0 | 0 | 0
PeakO | 0 | 0 | 0 | 0 | 0 | 0
ST | 0 | 0 | 0 | 0 | 0 | 0
STOG | 0 | 0 | 0 | 0 | 0 | 0
STWD | 0 | 0 | 0 | 0 | 0 | 0
WT | 0 | 0 | 0 | 0 | 0 | 0
IGCC | 0 | 0 | 0 | 0 | 0 | 0
DemandResponse | 0 | 0 | 0 | 0 | 0 | 0
IGCC-CCS | 0 | 0 | 0 | 0 | 0 | 0
WT_off | 0 | 0 | 0 | 0 | 0 | 0
PseudoUnit | 0 | 0 | 0 | 0 | 0 | 0
FixedInterchange | 0 | 0 | 0 | 0 | 0 | 0
Retrofit FOM Costs by Reporting Type: MISO_IN
ReportingType | 2015 | 2020 | 2025 | 2030 | 2035 | 2040
BM | 0 | 0 | 0 | 0 | 0 | 0
CC | 0 | 0 | 0 | 0 | 0 | 0
CSP | 0 | 0 | 0 | 0 | 0 | 0
CT | 0 | 0 | 0 | 0 | 0 | 0
Coal | 80.81 | 73.3 | 57.3 | 26.93 | 27.08 | 27.93
Geo | 0 | 0 | 0 | 0 | 0 | 0
H | 0 | 0 | 0 | 0 | 0 | 0
LFG | 0 | 0 | 0 | 0 | 0 | 0
Nuc | 0 | 0 | 0 | 0 | 0 | 0
PS | 0 | 0 | 0 | 0 | 0 | 0
PV | 0 | 0 | 0 | 0 | 0 | 0
PeakG | 0 | 0 | 0 | 0 | 0 | 0
PeakO | 0 | 0 | 0 | 0 | 0 | 0
ST | 0 | 0 | 0 | 0 | 0 | 0
STOG | 0 | 0 | 0 | 0 | 0 | 0
STWD | 0 | 0 | 0 | 0 | 0 | 0
WT | 0 | 0 | 0 | 0 | 0 | 0
IGCC | 0 | 0 | 0 | 0 | 0 | 0
DemandResponse | 0 | 0 | 0 | 0 | 0 | 0
IGCC-CCS | 0 | 0 | 0 | 0 | 0 | 0
WT_off | 0 | 0 | 0 | 0 | 0 | 0
PseudoUnit | 0 | 0 | 0 | 0 | 0 | 0
FixedInterchange | 0 | 0 | 0 | 0 | 0 | 0
Retrofit FOM Costs by Reporting Type: MISO_MI
ReportingType | 2015 | 2020 | 2025 | 2030 | 2035 | 2040
BM | 0 | 0 | 0 | 0 | 0 | 0
CC | 0 | 0 | 0 | 0 | 0 | 0
CSP | 0 | 0 | 0 | 0 | 0 | 0
CT | 0 | 0 | 0 | 0 | 0 | 0
Coal | 2.97 | 0 | 0 | 0 | 0 | 0
Geo | 0 | 0 | 0 | 0 | 0 | 0
H | 0 | 0 | 0 | 0 | 0 | 0
LFG | 0 | 0 | 0 | 0 | 0 | 0
Nuc | 0 | 0 | 0 | 0 | 0 | 0
PS | 0 | 0 | 0 | 0 | 0 | 0
PV | 0 | 0 | 0 | 0 | 0 | 0
PeakG | 0 | 0 | 0 | 0 | 0 | 0
PeakO | 0 | 0 | 0 | 0 | 0 | 0
ST | 0 | 0 | 0 | 0 | 0 | 0
STOG | 0 | 0 | 0 | 0 | 0 | 0
STWD | 0 | 0 | 0 | 0 | 0 | 0
WT | 0 | 0 | 0 | 0 | 0 | 0
IGCC | 0 | 0 | 0 | 0 | 0 | 0
DemandResponse | 0 | 0 | 0 | 0 | 0 | 0
IGCC-CCS | 0 | 0 | 0 | 0 | 0 | 0
WT_off | 0 | 0 | 0 | 0 | 0 | 0
PseudoUnit | 0 | 0 | 0 | 0 | 0 | 0
FixedInterchange | 0 | 0 | 0 | 0 | 0 | 0
Retrofit FOM Costs by Reporting Type: MISO_MO-IL
ReportingType | 2015 | 2020 | 2025 | 2030 | 2035 | 2040
BM | 0 | 0 | 0 | 0 | 0 | 0
CC | 0 | 0 | 0 | 0 | 0 | 0
CSP | 0 | 0 | 0 | 0 | 0 | 0
CT | 0 | 0 | 0 | 0 | 0 | 0
Coal | 19.18 | 17.71 | 4.48 | 4.66 | 4.59 | 4.69
Geo | 0 | 0 | 0 | 0 | 0 | 0
H | 0 | 0 | 0 | 0 | 0 | 0
LFG | 0 | 0 | 0 | 0 | 0 | 0
Nuc | 0 | 0 | 0 | 0 | 0 | 0
PS | 0 | 0 | 0 | 0 | 0 | 0
PV | 0 | 0 | 0 | 0 | 0 | 0
PeakG | 0 | 0 | 0 | 0 | 0 | 0
PeakO | 0 | 0 | 0 | 0 | 0 | 0
ST | 0 | 0 | 0 | 0 | 0 | 0
STOG | 0 | 0 | 0 | 0 | 0 | 0
STWD | 0 | 0 | 0 | 0 | 0 | 0
WT | 0 | 0 | 0 | 0 | 0 | 0
IGCC | 0 | 0 | 0 | 0 | 0 | 0
DemandResponse | 0 | 0 | 0 | 0 | 0 | 0
IGCC-CCS | 0 | 0 | 0 | 0 | 0 | 0
WT_off | 0 | 0 | 0 | 0 | 0 | 0
PseudoUnit | 0 | 0 | 0 | 0 | 0 | 0
FixedInterchange | 0 | 0 | 0 | 0 | 0 | 0
Retrofit FOM Costs by Reporting Type: MISO_W
ReportingType | 2015 | 2020 | 2025 | 2030 | 2035 | 2040
BM | 0 | 0 | 0 | 0 | 0 | 0
CC | 0 | 0 | 0 | 0 | 0 | 0
CSP | 0 | 0 | 0 | 0 | 0 | 0
CT | 0 | 0 | 0 | 0 | 0 | 0
Coal | 37.95 | 40.19 | 23.8 | 20.41 | 6.21 | 6.28
Geo | 0 | 0 | 0 | 0 | 0 | 0
H | 0 | 0 | 0 | 0 | 0 | 0
LFG | 0 | 0 | 0 | 0 | 0 | 0
Nuc | 0 | 0 | 0 | 0 | 0 | 0
PS | 0 | 0 | 0 | 0 | 0 | 0
PV | 0 | 0 | 0 | 0 | 0 | 0
PeakG | 0 | 0 | 0 | 0 | 0 | 0
PeakO | 0 | 0 | 0 | 0 | 0 | 0
ST | 0 | 0 | 0 | 0 | 0 | 0
STOG | 0 | 0 | 0 | 0 | 0 | 0
STWD | 0 | 0 | 0 | 0 | 0 | 0
WT | 0 | 0 | 0 | 0 | 0 | 0
IGCC | 0 | 0 | 0 | 0 | 0 | 0
DemandResponse | 0 | 0 | 0 | 0 | 0 | 0
IGCC-CCS | 0 | 0 | 0 | 0 | 0 | 0
WT_off | 0 | 0 | 0 | 0 | 0 | 0
PseudoUnit | 0 | 0 | 0 | 0 | 0 | 0
FixedInterchange | 0 | 0 | 0 | 0 | 0 | 0
Retrofit FOM Costs by Reporting Type: MISO_WUMS
ReportingType | 2015 | 2020 | 2025 | 2030 | 2035 | 2040
BM | 0 | 0 | 0 | 0 | 0 | 0
CC | 0 | 0 | 0 | 0 | 0 | 0
CSP | 0 | 0 | 0 | 0 | 0 | 0
CT | 0 | 0 | 0 | 0 | 0 | 0
Coal | 23.13 | 7.37 | 7.37 | 7.57 | 7.73 | 8.01
Geo | 0 | 0 | 0 | 0 | 0 | 0
H | 0 | 0 | 0 | 0 | 0 | 0
LFG | 0 | 0 | 0 | 0 | 0 | 0
Nuc | 0 | 0 | 0 | 0 | 0 | 0
PS | 0 | 0 | 0 | 0 | 0 | 0
PV | 0 | 0 | 0 | 0 | 0 | 0
PeakG | 0 | 0 | 0 | 0 | 0 | 0
PeakO | 0 | 0 | 0 | 0 | 0 | 0
ST | 0 | 0 | 0 | 0 | 0 | 0
STOG | 0 | 0 | 0 | 0 | 0 | 0
STWD | 0 | 0 | 0 | 0 | 0 | 0
WT | 0 | 0 | 0 | 0 | 0 | 0
IGCC | 0 | 0 | 0 | 0 | 0 | 0
DemandResponse | 0 | 0 | 0 | 0 | 0 | 0
IGCC-CCS | 0 | 0 | 0 | 0 | 0 | 0
WT_off | 0 | 0 | 0 | 0 | 0 | 0
PseudoUnit | 0 | 0 | 0 | 0 | 0 | 0
FixedInterchange | 0 | 0 | 0 | 0 | 0 | 0
Retrofit FOM Costs by Reporting Type: Nebraska
ReportingType | 2015 | 2020 | 2025 | 2030 | 2035 | 2040
BM | 0 | 0 | 0 | 0 | 0 | 0
CC | 0 | 0 | 0 | 0 | 0 | 0
CSP | 0 | 0 | 0 | 0 | 0 | 0
CT | 0 | 0 | 0 | 0 | 0 | 0
Coal | 4.88 | 4.88 | 5.27 | 5.27 | 5.28 | 5.42
Geo | 0 | 0 | 0 | 0 | 0 | 0
H | 0 | 0 | 0 | 0 | 0 | 0
LFG | 0 | 0 | 0 | 0 | 0 | 0
Nuc | 0 | 0 | 0 | 0 | 0 | 0
PS | 0 | 0 | 0 | 0 | 0 | 0
PV | 0 | 0 | 0 | 0 | 0 | 0
PeakG | 0 | 0 | 0 | 0 | 0 | 0
PeakO | 0 | 0 | 0 | 0 | 0 | 0
ST | 0 | 0 | 0 | 0 | 0 | 0
STOG | 0 | 0 | 0 | 0 | 0 | 0
STWD | 0 | 0 | 0 | 0 | 0 | 0
WT | 0 | 0 | 0 | 0 | 0 | 0
IGCC | 0 | 0 | 0 | 0 | 0 | 0
DemandResponse | 0 | 0 | 0 | 0 | 0 | 0
IGCC-CCS | 0 | 0 | 0 | 0 | 0 | 0
WT_off | 0 | 0 | 0 | 0 | 0 | 0
PseudoUnit | 0 | 0 | 0 | 0 | 0 | 0
FixedInterchange | 0 | 0 | 0 | 0 | 0 | 0
Retrofit FOM Costs by Reporting Type: NEISO
ReportingType | 2015 | 2020 | 2025 | 2030 | 2035 | 2040
BM | 0 | 0 | 0 | 0 | 0 | 0
CC | 0 | 0 | 0 | 0 | 0 | 0
CSP | 0 | 0 | 0 | 0 | 0 | 0
CT | 0 | 0 | 0 | 0 | 0 | 0
Coal | 4.08 | 0 | 0 | 0 | 0 | 0
Geo | 0 | 0 | 0 | 0 | 0 | 0
H | 0 | 0 | 0 | 0 | 0 | 0
LFG | 0 | 0 | 0 | 0 | 0 | 0
Nuc | 0 | 0 | 0 | 0 | 0 | 0
PS | 0 | 0 | 0 | 0 | 0 | 0
PV | 0 | 0 | 0 | 0 | 0 | 0
PeakG | 0 | 0 | 0 | 0 | 0 | 0
PeakO | 0 | 0 | 0 | 0 | 0 | 0
ST | 0 | 0 | 0 | 0 | 0 | 0
STOG | 0 | 0 | 0 | 0 | 0 | 0
STWD | 0 | 0 | 0 | 0 | 0 | 0
WT | 0 | 0 | 0 | 0 | 0 | 0
IGCC | 0 | 0 | 0 | 0 | 0 | 0
DemandResponse | 0 | 0 | 0 | 0 | 0 | 0
IGCC-CCS | 0 | 0 | 0 | 0 | 0 | 0
WT_off | 0 | 0 | 0 | 0 | 0 | 0
PseudoUnit | 0 | 0 | 0 | 0 | 0 | 0
FixedInterchange | 0 | 0 | 0 | 0 | 0 | 0
Retrofit FOM Costs by Reporting Type: NonRTO_Midwest
ReportingType | 2015 | 2020 | 2025 | 2030 | 2035 | 2040
BM | 0 | 0 | 0 | 0 | 0 | 0
CC | 0 | 0 | 0 | 0 | 0 | 0
CSP | 0 | 0 | 0 | 0 | 0 | 0
CT | 0 | 0 | 0 | 0 | 0 | 0
Coal | 71.38 | 40.34 | 30.23 | 20.04 | 19.02 | 19.02
Geo | 0 | 0 | 0 | 0 | 0 | 0
H | 0 | 0 | 0 | 0 | 0 | 0
LFG | 0 | 0 | 0 | 0 | 0 | 0
Nuc | 0 | 0 | 0 | 0 | 0 | 0
PS | 0 | 0 | 0 | 0 | 0 | 0
PV | 0 | 0 | 0 | 0 | 0 | 0
PeakG | 0 | 0 | 0 | 0 | 0 | 0
PeakO | 0 | 0 | 0 | 0 | 0 | 0
ST | 0 | 0 | 0 | 0 | 0 | 0
STOG | 0 | 0 | 0 | 0 | 0 | 0
STWD | 0 | 0 | 0 | 0 | 0 | 0
WT | 0 | 0 | 0 | 0 | 0 | 0
IGCC | 0 | 0 | 0 | 0 | 0 | 0
DemandResponse | 0 | 0 | 0 | 0 | 0 | 0
IGCC-CCS | 0 | 0 | 0 | 0 | 0 | 0
WT_off | 0 | 0 | 0 | 0 | 0 | 0
PseudoUnit | 0 | 0 | 0 | 0 | 0 | 0
FixedInterchange | 0 | 0 | 0 | 0 | 0 | 0
Retrofit FOM Costs by Reporting Type: NYISO_A-F
ReportingType | 2015 | 2020 | 2025 | 2030 | 2035 | 2040
BM | 0 | 0 | 0 | 0 | 0 | 0
CC | 0 | 0 | 0 | 0 | 0 | 0
CSP | 0 | 0 | 0 | 0 | 0 | 0
CT | 0 | 0 | 0 | 0 | 0 | 0
Coal | 0 | 0 | 0 | 0 | 0 | 0
Geo | 0 | 0 | 0 | 0 | 0 | 0
H | 0 | 0 | 0 | 0 | 0 | 0
LFG | 0 | 0 | 0 | 0 | 0 | 0
Nuc | 0 | 0 | 0 | 0 | 0 | 0
PS | 0 | 0 | 0 | 0 | 0 | 0
PV | 0 | 0 | 0 | 0 | 0 | 0
PeakG | 0 | 0 | 0 | 0 | 0 | 0
PeakO | 0 | 0 | 0 | 0 | 0 | 0
ST | 0 | 0 | 0 | 0 | 0 | 0
STOG | 0 | 0 | 0 | 0 | 0 | 0
STWD | 0 | 0 | 0 | 0 | 0 | 0
WT | 0 | 0 | 0 | 0 | 0 | 0
IGCC | 0 | 0 | 0 | 0 | 0 | 0
DemandResponse | 0 | 0 | 0 | 0 | 0 | 0
IGCC-CCS | 0 | 0 | 0 | 0 | 0 | 0
WT_off | 0 | 0 | 0 | 0 | 0 | 0
PseudoUnit | 0 | 0 | 0 | 0 | 0 | 0
FixedInterchange | 0 | 0 | 0 | 0 | 0 | 0
Retrofit FOM Costs by Reporting Type: NYISO_G-I
ReportingType | 2015 | 2020 | 2025 | 2030 | 2035 | 2040
BM | 0 | 0 | 0 | 0 | 0 | 0
CC | 0 | 0 | 0 | 0 | 0 | 0
CSP | 0 | 0 | 0 | 0 | 0 | 0
CT | 0 | 0 | 0 | 0 | 0 | 0
Coal | 0 | 0 | 0 | 0 | 0 | 0
Geo | 0 | 0 | 0 | 0 | 0 | 0
H | 0 | 0 | 0 | 0 | 0 | 0
LFG | 0 | 0 | 0 | 0 | 0 | 0
Nuc | 0 | 0 | 0 | 0 | 0 | 0
PS | 0 | 0 | 0 | 0 | 0 | 0
PV | 0 | 0 | 0 | 0 | 0 | 0
PeakG | 0 | 0 | 0 | 0 | 0 | 0
PeakO | 0 | 0 | 0 | 0 | 0 | 0
ST | 0 | 0 | 0 | 0 | 0 | 0
STOG | 0 | 0 | 0 | 0 | 0 | 0
STWD | 0 | 0 | 0 | 0 | 0 | 0
WT | 0 | 0 | 0 | 0 | 0 | 0
IGCC | 0 | 0 | 0 | 0 | 0 | 0
DemandResponse | 0 | 0 | 0 | 0 | 0 | 0
IGCC-CCS | 0 | 0 | 0 | 0 | 0 | 0
WT_off | 0 | 0 | 0 | 0 | 0 | 0
PseudoUnit | 0 | 0 | 0 | 0 | 0 | 0
FixedInterchange | 0 | 0 | 0 | 0 | 0 | 0
Retrofit FOM Costs by Reporting Type: NYISO_J-K
ReportingType | 2015 | 2020 | 2025 | 2030 | 2035 | 2040
BM | 0 | 0 | 0 | 0 | 0 | 0
CC | 0 | 0 | 0 | 0 | 0 | 0
CSP | 0 | 0 | 0 | 0 | 0 | 0
CT | 0 | 0 | 0 | 0 | 0 | 0
Coal | 0 | 0 | 0 | 0 | 0 | 0
Geo | 0 | 0 | 0 | 0 | 0 | 0
H | 0 | 0 | 0 | 0 | 0 | 0
LFG | 0 | 0 | 0 | 0 | 0 | 0
Nuc | 0 | 0 | 0 | 0 | 0 | 0
PS | 0 | 0 | 0 | 0 | 0 | 0
PV | 0 | 0 | 0 | 0 | 0 | 0
PeakG | 0 | 0 | 0 | 0 | 0 | 0
PeakO | 0 | 0 | 0 | 0 | 0 | 0
ST | 0 | 0 | 0 | 0 | 0 | 0
STOG | 0 | 0 | 0 | 0 | 0 | 0
STWD | 0 | 0 | 0 | 0 | 0 | 0
WT | 0 | 0 | 0 | 0 | 0 | 0
IGCC | 0 | 0 | 0 | 0 | 0 | 0
DemandResponse | 0 | 0 | 0 | 0 | 0 | 0
IGCC-CCS | 0 | 0 | 0 | 0 | 0 | 0
WT_off | 0 | 0 | 0 | 0 | 0 | 0
PseudoUnit | 0 | 0 | 0 | 0 | 0 | 0
FixedInterchange | 0 | 0 | 0 | 0 | 0 | 0
Retrofit FOM Costs by Reporting Type: PJM_E
ReportingType | 2015 | 2020 | 2025 | 2030 | 2035 | 2040
BM | 0 | 0 | 0 | 0 | 0 | 0
CC | 0 | 0 | 0 | 0 | 0 | 0
CSP | 0 | 0 | 0 | 0 | 0 | 0
CT | 0 | 0 | 0 | 0 | 0 | 0
Coal | 1.68 | 0.61 | 0.61 | 0.61 | 0.65 | 0.73
Geo | 0 | 0 | 0 | 0 | 0 | 0
H | 0 | 0 | 0 | 0 | 0 | 0
LFG | 0 | 0 | 0 | 0 | 0 | 0
Nuc | 0 | 0 | 0 | 0 | 0 | 0
PS | 0 | 0 | 0 | 0 | 0 | 0
PV | 0 | 0 | 0 | 0 | 0 | 0
PeakG | 0 | 0 | 0 | 0 | 0 | 0
PeakO | 0 | 0 | 0 | 0 | 0 | 0
ST | 0 | 0 | 0 | 0 | 0 | 0
STOG | 0 | 0 | 0 | 0 | 0 | 0
STWD | 0 | 0 | 0 | 0 | 0 | 0
WT | 0 | 0 | 0 | 0 | 0 | 0
IGCC | 0 | 0 | 0 | 0 | 0 | 0
DemandResponse | 0 | 0 | 0 | 0 | 0 | 0
IGCC-CCS | 0 | 0 | 0 | 0 | 0 | 0
WT_off | 0 | 0 | 0 | 0 | 0 | 0
PseudoUnit | 0 | 0 | 0 | 0 | 0 | 0
FixedInterchange | 0 | 0 | 0 | 0 | 0 | 0
Retrofit FOM Costs by Reporting Type: PJM_ROM
ReportingType | 2015 | 2020 | 2025 | 2030 | 2035 | 2040
BM | 0 | 0 | 0 | 0 | 0 | 0
CC | 0 | 0 | 0 | 0 | 0 | 0
CSP | 0 | 0 | 0 | 0 | 0 | 0
CT | 0 | 0 | 0 | 0 | 0 | 0
Coal | 28.87 | 14.85 | 6.81 | 7.06 | 6.96 | 6.96
Geo | 0 | 0 | 0 | 0 | 0 | 0
H | 0 | 0 | 0 | 0 | 0 | 0
LFG | 0 | 0 | 0 | 0 | 0 | 0
Nuc | 0 | 0 | 0 | 0 | 0 | 0
PS | 0 | 0 | 0 | 0 | 0 | 0
PV | 0 | 0 | 0 | 0 | 0 | 0
PeakG | 0 | 0 | 0 | 0 | 0 | 0
PeakO | 0 | 0 | 0 | 0 | 0 | 0
ST | 0 | 0 | 0 | 0 | 0 | 0
STOG | 0 | 0 | 0 | 0 | 0 | 0
STWD | 0 | 0 | 0 | 0 | 0 | 0
WT | 0 | 0 | 0 | 0 | 0 | 0
IGCC | 0 | 0 | 0 | 0 | 0 | 0
DemandResponse | 0 | 0 | 0 | 0 | 0 | 0
IGCC-CCS | 0 | 0 | 0 | 0 | 0 | 0
WT_off | 0 | 0 | 0 | 0 | 0 | 0
PseudoUnit | 0 | 0 | 0 | 0 | 0 | 0
FixedInterchange | 0 | 0 | 0 | 0 | 0 | 0
Retrofit FOM Costs by Reporting Type: PJM_ROR
ReportingType | 2015 | 2020 | 2025 | 2030 | 2035 | 2040
BM | 0 | 0 | 0 | 0 | 0 | 0
CC | 0 | 0 | 0 | 0 | 0 | 0
CSP | 0 | 0 | 0 | 0 | 0 | 0
CT | 0 | 0 | 0 | 0 | 0 | 0
Coal | 177 | 146.47 | 43.5 | 45.15 | 48.37 | 48.83
Geo | 0 | 0 | 0 | 0 | 0 | 0
H | 0 | 0 | 0 | 0 | 0 | 0
LFG | 0 | 0 | 0 | 0 | 0 | 0
Nuc | 0 | 0 | 0 | 0 | 0 | 0
PS | 0 | 0 | 0 | 0 | 0 | 0
PV | 0 | 0 | 0 | 0 | 0 | 0
PeakG | 0 | 0 | 0 | 0 | 0 | 0
PeakO | 0 | 0 | 0 | 0 | 0 | 0
ST | 0 | 0 | 0 | 0 | 0 | 0
STOG | 0 | 0 | 0 | 0 | 0 | 0
STWD | 0 | 0 | 0 | 0 | 0 | 0
WT | 0 | 0 | 0 | 0 | 0 | 0
IGCC | 0 | 0 | 0 | 0 | 0 | 0
DemandResponse | 0 | 0 | 0 | 0 | 0 | 0
IGCC-CCS | 0 | 0 | 0 | 0 | 0 | 0
WT_off | 0 | 0 | 0 | 0 | 0 | 0
PseudoUnit | 0 | 0 | 0 | 0 | 0 | 0
FixedInterchange | 0 | 0 | 0 | 0 | 0 | 0
Retrofit FOM Costs by Reporting Type: SOCO
ReportingType | 2015 | 2020 | 2025 | 2030 | 2035 | 2040
BM | 0 | 0 | 0 | 0 | 0 | 0
CC | 0 | 0 | 0 | 0 | 0 | 0
CSP | 0 | 0 | 0 | 0 | 0 | 0
CT | 0 | 0 | 0 | 0 | 0 | 0
Coal | 60.11 | 32.64 | 12.94 | 13.85 | 14.09 | 14.09
Geo | 0 | 0 | 0 | 0 | 0 | 0
H | 0 | 0 | 0 | 0 | 0 | 0
LFG | 0 | 0 | 0 | 0 | 0 | 0
Nuc | 0 | 0 | 0 | 0 | 0 | 0
PS | 0 | 0 | 0 | 0 | 0 | 0
PV | 0 | 0 | 0 | 0 | 0 | 0
PeakG | 0 | 0 | 0 | 0 | 0 | 0
PeakO | 0 | 0 | 0 | 0 | 0 | 0
ST | 0 | 0 | 0 | 0 | 0 | 0
STOG | 0 | 0 | 0 | 0 | 0 | 0
STWD | 0 | 0 | 0 | 0 | 0 | 0
WT | 0 | 0 | 0 | 0 | 0 | 0
IGCC | 0 | 0 | 0 | 0 | 0 | 0
DemandResponse | 0 | 0 | 0 | 0 | 0 | 0
IGCC-CCS | 0 | 0 | 0 | 0 | 0 | 0
WT_off | 0 | 0 | 0 | 0 | 0 | 0
PseudoUnit | 0 | 0 | 0 | 0 | 0 | 0
FixedInterchange | 0 | 0 | 0 | 0 | 0 | 0
Retrofit FOM Costs by Reporting Type: SPP_N
ReportingType | 2015 | 2020 | 2025 | 2030 | 2035 | 2040
BM | 0 | 0 | 0 | 0 | 0 | 0
CC | 0 | 0 | 0 | 0 | 0 | 0
CSP | 0 | 0 | 0 | 0 | 0 | 0
CT | 0 | 0 | 0 | 0 | 0 | 0
Coal | 35.72 | 36.79 | 4.31 | 4.31 | 0 | 0
Geo | 0 | 0 | 0 | 0 | 0 | 0
H | 0 | 0 | 0 | 0 | 0 | 0
LFG | 0 | 0 | 0 | 0 | 0 | 0
Nuc | 0 | 0 | 0 | 0 | 0 | 0
PS | 0 | 0 | 0 | 0 | 0 | 0
PV | 0 | 0 | 0 | 0 | 0 | 0
PeakG | 0 | 0 | 0 | 0 | 0 | 0
PeakO | 0 | 0 | 0 | 0 | 0 | 0
ST | 0 | 0 | 0 | 0 | 0 | 0
STOG | 0 | 0 | 0 | 0 | 0 | 0
STWD | 0 | 0 | 0 | 0 | 0 | 0
WT | 0 | 0 | 0 | 0 | 0 | 0
IGCC | 0 | 0 | 0 | 0 | 0 | 0
DemandResponse | 0 | 0 | 0 | 0 | 0 | 0
IGCC-CCS | 0 | 0 | 0 | 0 | 0 | 0
WT_off | 0 | 0 | 0 | 0 | 0 | 0
PseudoUnit | 0 | 0 | 0 | 0 | 0 | 0
FixedInterchange | 0 | 0 | 0 | 0 | 0 | 0
Retrofit FOM Costs by Reporting Type: SPP_S
ReportingType | 2015 | 2020 | 2025 | 2030 | 2035 | 2040
BM | 0 | 0 | 0 | 0 | 0 | 0
CC | 0 | 0 | 0 | 0 | 0 | 0
CSP | 0 | 0 | 0 | 0 | 0 | 0
CT | 0 | 0 | 0 | 0 | 0 | 0
Coal | 15.96 | 22.64 | 0.44 | 0.18 | 0 | 0
Geo | 0 | 0 | 0 | 0 | 0 | 0
H | 0 | 0 | 0 | 0 | 0 | 0
LFG | 0 | 0 | 0 | 0 | 0 | 0
Nuc | 0 | 0 | 0 | 0 | 0 | 0
PS | 0 | 0 | 0 | 0 | 0 | 0
PV | 0 | 0 | 0 | 0 | 0 | 0
PeakG | 0 | 0 | 0 | 0 | 0 | 0
PeakO | 0 | 0 | 0 | 0 | 0 | 0
ST | 0 | 0 | 0 | 0 | 0 | 0
STOG | 0 | 0 | 0 | 0 | 0 | 0
STWD | 0 | 0 | 0 | 0 | 0 | 0
WT | 0 | 0 | 0 | 0 | 0 | 0
IGCC | 0 | 0 | 0 | 0 | 0 | 0
DemandResponse | 0 | 0 | 0 | 0 | 0 | 0
IGCC-CCS | 0 | 0 | 0 | 0 | 0 | 0
WT_off | 0 | 0 | 0 | 0 | 0 | 0
PseudoUnit | 0 | 0 | 0 | 0 | 0 | 0
FixedInterchange | 0 | 0 | 0 | 0 | 0 | 0
Retrofit FOM Costs by Reporting Type: TVA
ReportingType | 2015 | 2020 | 2025 | 2030 | 2035 | 2040
BM | 0 | 0 | 0 | 0 | 0 | 0
CC | 0 | 0 | 0 | 0 | 0 | 0
CSP | 0 | 0 | 0 | 0 | 0 | 0
CT | 0 | 0 | 0 | 0 | 0 | 0
Coal | 39.08 | 20 | 6.76 | 0.43 | 0 | 0
Geo | 0 | 0 | 0 | 0 | 0 | 0
H | 0 | 0 | 0 | 0 | 0 | 0
LFG | 0 | 0 | 0 | 0 | 0 | 0
Nuc | 0 | 0 | 0 | 0 | 0 | 0
PS | 0 | 0 | 0 | 0 | 0 | 0
PV | 0 | 0 | 0 | 0 | 0 | 0
PeakG | 0 | 0 | 0 | 0 | 0 | 0
PeakO | 0 | 0 | 0 | 0 | 0 | 0
ST | 0 | 0 | 0 | 0 | 0 | 0
STOG | 0 | 0 | 0 | 0 | 0 | 0
STWD | 0 | 0 | 0 | 0 | 0 | 0
WT | 0 | 0 | 0 | 0 | 0 | 0
IGCC | 0 | 0 | 0 | 0 | 0 | 0
DemandResponse | 0 | 0 | 0 | 0 | 0 | 0
IGCC-CCS | 0 | 0 | 0 | 0 | 0 | 0
WT_off | 0 | 0 | 0 | 0 | 0 | 0
PseudoUnit | 0 | 0 | 0 | 0 | 0 | 0
FixedInterchange | 0 | 0 | 0 | 0 | 0 | 0
Retrofit FOM Costs by Reporting Type: TVA_Transmission
ReportingType | 2015 | 2020 | 2025 | 2030 | 2035 | 2040
BM | 0 | 0 | 0 | 0 | 0 | 0
CC | 0 | 0 | 0 | 0 | 0 | 0
CSP | 0 | 0 | 0 | 0 | 0 | 0
CT | 0 | 0 | 0 | 0 | 0 | 0
Coal | 0 | 0 | 0 | 0 | 0 | 0
Geo | 0 | 0 | 0 | 0 | 0 | 0
H | 0 | 0 | 0 | 0 | 0 | 0
LFG | 0 | 0 | 0 | 0 | 0 | 0
Nuc | 0 | 0 | 0 | 0 | 0 | 0
PS | 0 | 0 | 0 | 0 | 0 | 0
PV | 0 | 0 | 0 | 0 | 0 | 0
PeakG | 0 | 0 | 0 | 0 | 0 | 0
PeakO | 0 | 0 | 0 | 0 | 0 | 0
ST | 0 | 0 | 0 | 0 | 0 | 0
STOG | 0 | 0 | 0 | 0 | 0 | 0
STWD | 0 | 0 | 0 | 0 | 0 | 0
WT | 0 | 0 | 0 | 0 | 0 | 0
IGCC | 0 | 0 | 0 | 0 | 0 | 0
DemandResponse | 0 | 0 | 0 | 0 | 0 | 0
IGCC-CCS | 0 | 0 | 0 | 0 | 0 | 0
WT_off | 0 | 0 | 0 | 0 | 0 | 0
PseudoUnit | 0 | 0 | 0 | 0 | 0 | 0
FixedInterchange | 0 | 0 | 0 | 0 | 0 | 0
Retrofit FOM Costs by Reporting Type: VACAR
ReportingType | 2015 | 2020 | 2025 | 2030 | 2035 | 2040
BM | 0 | 0 | 0 | 0 | 0 | 0
CC | 0 | 0 | 0 | 0 | 0 | 0
CSP | 0 | 0 | 0 | 0 | 0 | 0
CT | 0 | 0 | 0 | 0 | 0 | 0
Coal | 65.49 | 54.46 | 43.98 | 13.52 | 13.15 | 13.15
Geo | 0 | 0 | 0 | 0 | 0 | 0
H | 0 | 0 | 0 | 0 | 0 | 0
LFG | 0 | 0 | 0 | 0 | 0 | 0
Nuc | 0 | 0 | 0 | 0 | 0 | 0
PS | 0 | 0 | 0 | 0 | 0 | 0
PV | 0 | 0 | 0 | 0 | 0 | 0
PeakG | 0 | 0 | 0 | 0 | 0 | 0
PeakO | 0 | 0 | 0 | 0 | 0 | 0
ST | 0 | 0 | 0 | 0 | 0 | 0
STOG | 0 | 0 | 0 | 0 | 0 | 0
STWD | 0 | 0 | 0 | 0 | 0 | 0
WT | 0 | 0 | 0 | 0 | 0 | 0
IGCC | 0 | 0 | 0 | 0 | 0 | 0
DemandResponse | 0 | 0 | 0 | 0 | 0 | 0
IGCC-CCS | 0 | 0 | 0 | 0 | 0 | 0
WT_off | 0 | 0 | 0 | 0 | 0 | 0
PseudoUnit | 0 | 0 | 0 | 0 | 0 | 0
FixedInterchange | 0 | 0 | 0 | 0 | 0 | 0
Retrofit FOM Costs by Reporting Type: IESO
ReportingType | 2015 | 2020 | 2025 | 2030 | 2035 | 2040
BM | 0 | 0 | 0 | 0 | 0 | 0
CC | 0 | 0 | 0 | 0 | 0 | 0
CSP | 0 | 0 | 0 | 0 | 0 | 0
CT | 0 | 0 | 0 | 0 | 0 | 0
Coal | 0 | 0 | 0 | 0 | 0 | 0
Geo | 0 | 0 | 0 | 0 | 0 | 0
H | 0 | 0 | 0 | 0 | 0 | 0
LFG | 0 | 0 | 0 | 0 | 0 | 0
Nuc | 0 | 0 | 0 | 0 | 0 | 0
PS | 0 | 0 | 0 | 0 | 0 | 0
PV | 0 | 0 | 0 | 0 | 0 | 0
PeakG | 0 | 0 | 0 | 0 | 0 | 0
PeakO | 0 | 0 | 0 | 0 | 0 | 0
ST | 0 | 0 | 0 | 0 | 0 | 0
STOG | 0 | 0 | 0 | 0 | 0 | 0
STWD | 0 | 0 | 0 | 0 | 0 | 0
WT | 0 | 0 | 0 | 0 | 0 | 0
IGCC | 0 | 0 | 0 | 0 | 0 | 0
DemandResponse | 0 | 0 | 0 | 0 | 0 | 0
IGCC-CCS | 0 | 0 | 0 | 0 | 0 | 0
WT_off | 0 | 0 | 0 | 0 | 0 | 0
PseudoUnit | 0 | 0 | 0 | 0 | 0 | 0
FixedInterchange | 0 | 0 | 0 | 0 | 0 | 0
Retrofit FOM Costs by Reporting Type: MAPP_CA
ReportingType | 2015 | 2020 | 2025 | 2030 | 2035 | 2040
BM | 0 | 0 | 0 | 0 | 0 | 0
CC | 0 | 0 | 0 | 0 | 0 | 0
CSP | 0 | 0 | 0 | 0 | 0 | 0
CT | 0 | 0 | 0 | 0 | 0 | 0
Coal | 0 | 0 | 0 | 0 | 0 | 0
Geo | 0 | 0 | 0 | 0 | 0 | 0
H | 0 | 0 | 0 | 0 | 0 | 0
LFG | 0 | 0 | 0 | 0 | 0 | 0
Nuc | 0 | 0 | 0 | 0 | 0 | 0
PS | 0 | 0 | 0 | 0 | 0 | 0
PV | 0 | 0 | 0 | 0 | 0 | 0
PeakG | 0 | 0 | 0 | 0 | 0 | 0
PeakO | 0 | 0 | 0 | 0 | 0 | 0
ST | 0 | 0 | 0 | 0 | 0 | 0
STOG | 0 | 0 | 0 | 0 | 0 | 0
STWD | 0 | 0 | 0 | 0 | 0 | 0
WT | 0 | 0 | 0 | 0 | 0 | 0
IGCC | 0 | 0 | 0 | 0 | 0 | 0
DemandResponse | 0 | 0 | 0 | 0 | 0 | 0
IGCC-CCS | 0 | 0 | 0 | 0 | 0 | 0
WT_off | 0 | 0 | 0 | 0 | 0 | 0
PseudoUnit | 0 | 0 | 0 | 0 | 0 | 0
FixedInterchange | 0 | 0 | 0 | 0 | 0 | 0
Retrofit FOM Costs by Reporting Type: AZ_NM_SNV_Coal
ReportingType | 2015 | 2020 | 2025 | 2030 | 2035 | 2040
BM | 0 | 0 | 0 | 0 | 0 | 0
CC | 0 | 0 | 0 | 0 | 0 | 0
CSP | 0 | 0 | 0 | 0 | 0 | 0
CT | 0 | 0 | 0 | 0 | 0 | 0
Coal | 51.38 | 48.38 | 28.27 | 2.33 | 2.73 | 2.77
Geo | 0 | 0 | 0 | 0 | 0 | 0
H | 0 | 0 | 0 | 0 | 0 | 0
LFG | 0 | 0 | 0 | 0 | 0 | 0
Nuc | 0 | 0 | 0 | 0 | 0 | 0
PS | 0 | 0 | 0 | 0 | 0 | 0
PV | 0 | 0 | 0 | 0 | 0 | 0
PeakG | 0 | 0 | 0 | 0 | 0 | 0
PeakO | 0 | 0 | 0 | 0 | 0 | 0
ST | 0 | 0 | 0 | 0 | 0 | 0
STOG | 0 | 0 | 0 | 0 | 0 | 0
STWD | 0 | 0 | 0 | 0 | 0 | 0
WT | 0 | 0 | 0 | 0 | 0 | 0
IGCC | 0 | 0 | 0 | 0 | 0 | 0
DemandResponse | 0 | 0 | 0 | 0 | 0 | 0
IGCC-CCS | 0 | 0 | 0 | 0 | 0 | 0
WT_off | 0 | 0 | 0 | 0 | 0 | 0
PseudoUnit | 0 | 0 | 0 | 0 | 0 | 0
FixedInterchange | 0 | 0 | 0 | 0 | 0 | 0
Retrofit FOM Costs by Reporting Type: AZ_NM_SNV_Gas
ReportingType | 2015 | 2020 | 2025 | 2030 | 2035 | 2040
BM | 0 | 0 | 0 | 0 | 0 | 0
CC | 0 | 0 | 0 | 0 | 0 | 0
CSP | 0 | 0 | 0 | 0 | 0 | 0
CT | 0 | 0 | 0 | 0 | 0 | 0
Coal | 0 | 0 | 0 | 0 | 0 | 0
Geo | 0 | 0 | 0 | 0 | 0 | 0
H | 0 | 0 | 0 | 0 | 0 | 0
LFG | 0 | 0 | 0 | 0 | 0 | 0
Nuc | 0 | 0 | 0 | 0 | 0 | 0
PS | 0 | 0 | 0 | 0 | 0 | 0
PV | 0 | 0 | 0 | 0 | 0 | 0
PeakG | 0 | 0 | 0 | 0 | 0 | 0
PeakO | 0 | 0 | 0 | 0 | 0 | 0
ST | 0 | 0 | 0 | 0 | 0 | 0
STOG | 0 | 0 | 0 | 0 | 0 | 0
STWD | 0 | 0 | 0 | 0 | 0 | 0
WT | 0 | 0 | 0 | 0 | 0 | 0
IGCC | 0 | 0 | 0 | 0 | 0 | 0
DemandResponse | 0 | 0 | 0 | 0 | 0 | 0
IGCC-CCS | 0 | 0 | 0 | 0 | 0 | 0
WT_off | 0 | 0 | 0 | 0 | 0 | 0
PseudoUnit | 0 | 0 | 0 | 0 | 0 | 0
FixedInterchange | 0 | 0 | 0 | 0 | 0 | 0
Retrofit FOM Costs by Reporting Type: AZ_NM_SNV_NucRenew
ReportingType | 2015 | 2020 | 2025 | 2030 | 2035 | 2040
BM | 0 | 0 | 0 | 0 | 0 | 0
CC | 0 | 0 | 0 | 0 | 0 | 0
CSP | 0 | 0 | 0 | 0 | 0 | 0
CT | 0 | 0 | 0 | 0 | 0 | 0
Coal | 0 | 0 | 0 | 0 | 0 | 0
Geo | 0 | 0 | 0 | 0 | 0 | 0
H | 0 | 0 | 0 | 0 | 0 | 0
LFG | 0 | 0 | 0 | 0 | 0 | 0
Nuc | 0 | 0 | 0 | 0 | 0 | 0
PS | 0 | 0 | 0 | 0 | 0 | 0
PV | 0 | 0 | 0 | 0 | 0 | 0
PeakG | 0 | 0 | 0 | 0 | 0 | 0
PeakO | 0 | 0 | 0 | 0 | 0 | 0
ST | 0 | 0 | 0 | 0 | 0 | 0
STOG | 0 | 0 | 0 | 0 | 0 | 0
STWD | 0 | 0 | 0 | 0 | 0 | 0
WT | 0 | 0 | 0 | 0 | 0 | 0
IGCC | 0 | 0 | 0 | 0 | 0 | 0
DemandResponse | 0 | 0 | 0 | 0 | 0 | 0
IGCC-CCS | 0 | 0 | 0 | 0 | 0 | 0
WT_off | 0 | 0 | 0 | 0 | 0 | 0
PseudoUnit | 0 | 0 | 0 | 0 | 0 | 0
FixedInterchange | 0 | 0 | 0 | 0 | 0 | 0
Retrofit FOM Costs by Reporting Type: ERCOT
ReportingType | 2015 | 2020 | 2025 | 2030 | 2035 | 2040
BM | 0 | 0 | 0 | 0 | 0 | 0
CC | 0 | 0 | 0 | 0 | 0 | 0
CSP | 0 | 0 | 0 | 0 | 0 | 0
CT | 0 | 0 | 0 | 0 | 0 | 0
Coal | 29.82 | 19.06 | 18.97 | 19.9 | 20.4 | 20.4
Geo | 0 | 0 | 0 | 0 | 0 | 0
H | 0 | 0 | 0 | 0 | 0 | 0
LFG | 0 | 0 | 0 | 0 | 0 | 0
Nuc | 0 | 0 | 0 | 0 | 0 | 0
PS | 0 | 0 | 0 | 0 | 0 | 0
PV | 0 | 0 | 0 | 0 | 0 | 0
PeakG | 0 | 0 | 0 | 0 | 0 | 0
PeakO | 0 | 0 | 0 | 0 | 0 | 0
ST | 0 | 0 | 0 | 0 | 0 | 0
STOG | 0 | 0 | 0 | 0 | 0 | 0
STWD | 0 | 0 | 0 | 0 | 0 | 0
WT | 0 | 0 | 0 | 0 | 0 | 0
IGCC | 0 | 0 | 0 | 0 | 0 | 0
DemandResponse | 0 | 0 | 0 | 0 | 0 | 0
IGCC-CCS | 0 | 0 | 0 | 0 | 0 | 0
WT_off | 0 | 0 | 0 | 0 | 0 | 0
PseudoUnit | 0 | 0 | 0 | 0 | 0 | 0
FixedInterchange | 0 | 0 | 0 | 0 | 0 | 0
Retrofit FOM Costs by Reporting Type: NP15
ReportingType | 2015 | 2020 | 2025 | 2030 | 2035 | 2040
BM | 0 | 0 | 0 | 0 | 0 | 0
CC | 0 | 0 | 0 | 0 | 0 | 0
CSP | 0 | 0 | 0 | 0 | 0 | 0
CT | 0 | 0 | 0 | 0 | 0 | 0
Coal | 0.19 | 0.34 | 0.34 | 0 | 0 | 0
Geo | 0 | 0 | 0 | 0 | 0 | 0
H | 0 | 0 | 0 | 0 | 0 | 0
LFG | 0 | 0 | 0 | 0 | 0 | 0
Nuc | 0 | 0 | 0 | 0 | 0 | 0
PS | 0 | 0 | 0 | 0 | 0 | 0
PV | 0 | 0 | 0 | 0 | 0 | 0
PeakG | 0 | 0 | 0 | 0 | 0 | 0
PeakO | 0 | 0 | 0 | 0 | 0 | 0
ST | 0 | 0 | 0 | 0 | 0 | 0
STOG | 0 | 0 | 0 | 0 | 0 | 0
STWD | 0 | 0 | 0 | 0 | 0 | 0
WT | 0 | 0 | 0 | 0 | 0 | 0
IGCC | 0 | 0 | 0 | 0 | 0 | 0
DemandResponse | 0 | 0 | 0 | 0 | 0 | 0
IGCC-CCS | 0 | 0 | 0 | 0 | 0 | 0
WT_off | 0 | 0 | 0 | 0 | 0 | 0
PseudoUnit | 0 | 0 | 0 | 0 | 0 | 0
FixedInterchange | 0 | 0 | 0 | 0 | 0 | 0
Retrofit FOM Costs by Reporting Type: NWPP_Coal
ReportingType | 2015 | 2020 | 2025 | 2030 | 2035 | 2040
BM | 0 | 0 | 0 | 0 | 0 | 0
CC | 0 | 0 | 0 | 0 | 0 | 0
CSP | 0 | 0 | 0 | 0 | 0 | 0
CT | 0 | 0 | 0 | 0 | 0 | 0
Coal | 41.3 | 43.17 | 20.62 | 0.98 | 0.98 | 0.98
Geo | 0 | 0 | 0 | 0 | 0 | 0
H | 0 | 0 | 0 | 0 | 0 | 0
LFG | 0 | 0 | 0 | 0 | 0 | 0
Nuc | 0 | 0 | 0 | 0 | 0 | 0
PS | 0 | 0 | 0 | 0 | 0 | 0
PV | 0 | 0 | 0 | 0 | 0 | 0
PeakG | 0 | 0 | 0 | 0 | 0 | 0
PeakO | 0 | 0 | 0 | 0 | 0 | 0
ST | 0 | 0 | 0 | 0 | 0 | 0
STOG | 0 | 0 | 0 | 0 | 0 | 0
STWD | 0 | 0 | 0 | 0 | 0 | 0
WT | 0 | 0 | 0 | 0 | 0 | 0
IGCC | 0 | 0 | 0 | 0 | 0 | 0
DemandResponse | 0 | 0 | 0 | 0 | 0 | 0
IGCC-CCS | 0 | 0 | 0 | 0 | 0 | 0
WT_off | 0 | 0 | 0 | 0 | 0 | 0
PseudoUnit | 0 | 0 | 0 | 0 | 0 | 0
FixedInterchange | 0 | 0 | 0 | 0 | 0 | 0
Retrofit FOM Costs by Reporting Type: NWPP_Gas
ReportingType | 2015 | 2020 | 2025 | 2030 | 2035 | 2040
BM | 0 | 0 | 0 | 0 | 0 | 0
CC | 0 | 0 | 0 | 0 | 0 | 0
CSP | 0 | 0 | 0 | 0 | 0 | 0
CT | 0 | 0 | 0 | 0 | 0 | 0
Coal | 0 | 0 | 0 | 0 | 0 | 0
Geo | 0 | 0 | 0 | 0 | 0 | 0
H | 0 | 0 | 0 | 0 | 0 | 0
LFG | 0 | 0 | 0 | 0 | 0 | 0
Nuc | 0 | 0 | 0 | 0 | 0 | 0
PS | 0 | 0 | 0 | 0 | 0 | 0
PV | 0 | 0 | 0 | 0 | 0 | 0
PeakG | 0 | 0 | 0 | 0 | 0 | 0
PeakO | 0 | 0 | 0 | 0 | 0 | 0
ST | 0 | 0 | 0 | 0 | 0 | 0
STOG | 0 | 0 | 0 | 0 | 0 | 0
STWD | 0 | 0 | 0 | 0 | 0 | 0
WT | 0 | 0 | 0 | 0 | 0 | 0
IGCC | 0 | 0 | 0 | 0 | 0 | 0
DemandResponse | 0 | 0 | 0 | 0 | 0 | 0
IGCC-CCS | 0 | 0 | 0 | 0 | 0 | 0
WT_off | 0 | 0 | 0 | 0 | 0 | 0
PseudoUnit | 0 | 0 | 0 | 0 | 0 | 0
FixedInterchange | 0 | 0 | 0 | 0 | 0 | 0
Retrofit FOM Costs by Reporting Type: NWPP_NucRenew
ReportingType | 2015 | 2020 | 2025 | 2030 | 2035 | 2040
BM | 0 | 0 | 0 | 0 | 0 | 0
CC | 0 | 0 | 0 | 0 | 0 | 0
CSP | 0 | 0 | 0 | 0 | 0 | 0
CT | 0 | 0 | 0 | 0 | 0 | 0
Coal | 0 | 0 | 0 | 0 | 0 | 0
Geo | 0 | 0 | 0 | 0 | 0 | 0
H | 0 | 0 | 0 | 0 | 0 | 0
LFG | 0 | 0 | 0 | 0 | 0 | 0
Nuc | 0 | 0 | 0 | 0 | 0 | 0
PS | 0 | 0 | 0 | 0 | 0 | 0
PV | 0 | 0 | 0 | 0 | 0 | 0
PeakG | 0 | 0 | 0 | 0 | 0 | 0
PeakO | 0 | 0 | 0 | 0 | 0 | 0
ST | 0 | 0 | 0 | 0 | 0 | 0
STOG | 0 | 0 | 0 | 0 | 0 | 0
STWD | 0 | 0 | 0 | 0 | 0 | 0
WT | 0 | 0 | 0 | 0 | 0 | 0
IGCC | 0 | 0 | 0 | 0 | 0 | 0
DemandResponse | 0 | 0 | 0 | 0 | 0 | 0
IGCC-CCS | 0 | 0 | 0 | 0 | 0 | 0
WT_off | 0 | 0 | 0 | 0 | 0 | 0
PseudoUnit | 0 | 0 | 0 | 0 | 0 | 0
FixedInterchange | 0 | 0 | 0 | 0 | 0 | 0
Retrofit FOM Costs by Reporting Type: RMPA
ReportingType | 2015 | 2020 | 2025 | 2030 | 2035 | 2040
BM | 0 | 0 | 0 | 0 | 0 | 0
CC | 0 | 0 | 0 | 0 | 0 | 0
CSP | 0 | 0 | 0 | 0 | 0 | 0
CT | 0 | 0 | 0 | 0 | 0 | 0
Coal | 25.37 | 25.67 | 11.89 | 6.54 | 6.17 | 6.17
Geo | 0 | 0 | 0 | 0 | 0 | 0
H | 0 | 0 | 0 | 0 | 0 | 0
LFG | 0 | 0 | 0 | 0 | 0 | 0
Nuc | 0 | 0 | 0 | 0 | 0 | 0
PS | 0 | 0 | 0 | 0 | 0 | 0
PV | 0 | 0 | 0 | 0 | 0 | 0
PeakG | 0 | 0 | 0 | 0 | 0 | 0
PeakO | 0 | 0 | 0 | 0 | 0 | 0
ST | 0 | 0 | 0 | 0 | 0 | 0
STOG | 0 | 0 | 0 | 0 | 0 | 0
STWD | 0 | 0 | 0 | 0 | 0 | 0
WT | 0 | 0 | 0 | 0 | 0 | 0
IGCC | 0 | 0 | 0 | 0 | 0 | 0
DemandResponse | 0 | 0 | 0 | 0 | 0 | 0
IGCC-CCS | 0 | 0 | 0 | 0 | 0 | 0
WT_off | 0 | 0 | 0 | 0 | 0 | 0
PseudoUnit | 0 | 0 | 0 | 0 | 0 | 0
FixedInterchange | 0 | 0 | 0 | 0 | 0 | 0
Retrofit FOM Costs by Reporting Type: SP15
ReportingType | 2015 | 2020 | 2025 | 2030 | 2035 | 2040
BM | 0 | 0 | 0 | 0 | 0 | 0
CC | 0 | 0 | 0 | 0 | 0 | 0
CSP | 0 | 0 | 0 | 0 | 0 | 0
CT | 0 | 0 | 0 | 0 | 0 | 0
Coal | 0.23 | 0.41 | 0.41 | 0 | 0 | 0
Geo | 0 | 0 | 0 | 0 | 0 | 0
H | 0 | 0 | 0 | 0 | 0 | 0
LFG | 0 | 0 | 0 | 0 | 0 | 0
Nuc | 0 | 0 | 0 | 0 | 0 | 0
PS | 0 | 0 | 0 | 0 | 0 | 0
PV | 0 | 0 | 0 | 0 | 0 | 0
PeakG | 0 | 0 | 0 | 0 | 0 | 0
PeakO | 0 | 0 | 0 | 0 | 0 | 0
ST | 0 | 0 | 0 | 0 | 0 | 0
STOG | 0 | 0 | 0 | 0 | 0 | 0
STWD | 0 | 0 | 0 | 0 | 0 | 0
WT | 0 | 0 | 0 | 0 | 0 | 0
IGCC | 0 | 0 | 0 | 0 | 0 | 0
DemandResponse | 0 | 0 | 0 | 0 | 0 | 0
IGCC-CCS | 0 | 0 | 0 | 0 | 0 | 0
WT_off | 0 | 0 | 0 | 0 | 0 | 0
PseudoUnit | 0 | 0 | 0 | 0 | 0 | 0
FixedInterchange | 0 | 0 | 0 | 0 | 0 | 0
Retrofit FOM Costs by Reporting Type: ALB
ReportingType | 2015 | 2020 | 2025 | 2030 | 2035 | 2040
BM | 0 | 0 | 0 | 0 | 0 | 0
CC | 0 | 0 | 0 | 0 | 0 | 0
CSP | 0 | 0 | 0 | 0 | 0 | 0
CT | 0 | 0 | 0 | 0 | 0 | 0
Coal | 0.29 | 0.29 | 0.29 | 0 | 0 | 0
Geo | 0 | 0 | 0 | 0 | 0 | 0
H | 0 | 0 | 0 | 0 | 0 | 0
LFG | 0 | 0 | 0 | 0 | 0 | 0
Nuc | 0 | 0 | 0 | 0 | 0 | 0
PS | 0 | 0 | 0 | 0 | 0 | 0
PV | 0 | 0 | 0 | 0 | 0 | 0
PeakG | 0 | 0 | 0 | 0 | 0 | 0
PeakO | 0 | 0 | 0 | 0 | 0 | 0
ST | 0 | 0 | 0 | 0 | 0 | 0
STOG | 0 | 0 | 0 | 0 | 0 | 0
STWD | 0 | 0 | 0 | 0 | 0 | 0
WT | 0 | 0 | 0 | 0 | 0 | 0
IGCC | 0 | 0 | 0 | 0 | 0 | 0
DemandResponse | 0 | 0 | 0 | 0 | 0 | 0
IGCC-CCS | 0 | 0 | 0 | 0 | 0 | 0
WT_off | 0 | 0 | 0 | 0 | 0 | 0
PseudoUnit | 0 | 0 | 0 | 0 | 0 | 0
FixedInterchange | 0 | 0 | 0 | 0 | 0 | 0
Retrofit FOM Costs by Reporting Type: BC
ReportingType | 2015 | 2020 | 2025 | 2030 | 2035 | 2040
BM | 0 | 0 | 0 | 0 | 0 | 0
CC | 0 | 0 | 0 | 0 | 0 | 0
CSP | 0 | 0 | 0 | 0 | 0 | 0
CT | 0 | 0 | 0 | 0 | 0 | 0
Coal | 0 | 0 | 0 | 0 | 0 | 0
Geo | 0 | 0 | 0 | 0 | 0 | 0
H | 0 | 0 | 0 | 0 | 0 | 0
LFG | 0 | 0 | 0 | 0 | 0 | 0
Nuc | 0 | 0 | 0 | 0 | 0 | 0
PS | 0 | 0 | 0 | 0 | 0 | 0
PV | 0 | 0 | 0 | 0 | 0 | 0
PeakG | 0 | 0 | 0 | 0 | 0 | 0
PeakO | 0 | 0 | 0 | 0 | 0 | 0
ST | 0 | 0 | 0 | 0 | 0 | 0
STOG | 0 | 0 | 0 | 0 | 0 | 0
STWD | 0 | 0 | 0 | 0 | 0 | 0
WT | 0 | 0 | 0 | 0 | 0 | 0
IGCC | 0 | 0 | 0 | 0 | 0 | 0
DemandResponse | 0 | 0 | 0 | 0 | 0 | 0
IGCC-CCS | 0 | 0 | 0 | 0 | 0 | 0
WT_off | 0 | 0 | 0 | 0 | 0 | 0
PseudoUnit | 0 | 0 | 0 | 0 | 0 | 0
FixedInterchange | 0 | 0 | 0 | 0 | 0 | 0
Retrofit FOM Costs by Reporting Type: HQ_IESO
ReportingType | 2015 | 2020 | 2025 | 2030 | 2035 | 2040
BM | 0 | 0 | 0 | 0 | 0 | 0
CC | 0 | 0 | 0 | 0 | 0 | 0
CSP | 0 | 0 | 0 | 0 | 0 | 0
CT | 0 | 0 | 0 | 0 | 0 | 0
Coal | 0 | 0 | 0 | 0 | 0 | 0
Geo | 0 | 0 | 0 | 0 | 0 | 0
H | 0 | 0 | 0 | 0 | 0 | 0
LFG | 0 | 0 | 0 | 0 | 0 | 0
Nuc | 0 | 0 | 0 | 0 | 0 | 0
PS | 0 | 0 | 0 | 0 | 0 | 0
PV | 0 | 0 | 0 | 0 | 0 | 0
PeakG | 0 | 0 | 0 | 0 | 0 | 0
PeakO | 0 | 0 | 0 | 0 | 0 | 0
ST | 0 | 0 | 0 | 0 | 0 | 0
STOG | 0 | 0 | 0 | 0 | 0 | 0
STWD | 0 | 0 | 0 | 0 | 0 | 0
WT | 0 | 0 | 0 | 0 | 0 | 0
IGCC | 0 | 0 | 0 | 0 | 0 | 0
DemandResponse | 0 | 0 | 0 | 0 | 0 | 0
IGCC-CCS | 0 | 0 | 0 | 0 | 0 | 0
WT_off | 0 | 0 | 0 | 0 | 0 | 0
PseudoUnit | 0 | 0 | 0 | 0 | 0 | 0
FixedInterchange | 0 | 0 | 0 | 0 | 0 | 0
Retrofit FOM Costs by Reporting Type: HQ_NEISO
ReportingType | 2015 | 2020 | 2025 | 2030 | 2035 | 2040
BM | 0 | 0 | 0 | 0 | 0 | 0
CC | 0 | 0 | 0 | 0 | 0 | 0
CSP | 0 | 0 | 0 | 0 | 0 | 0
CT | 0 | 0 | 0 | 0 | 0 | 0
Coal | 0 | 0 | 0 | 0 | 0 | 0
Geo | 0 | 0 | 0 | 0 | 0 | 0
H | 0 | 0 | 0 | 0 | 0 | 0
LFG | 0 | 0 | 0 | 0 | 0 | 0
Nuc | 0 | 0 | 0 | 0 | 0 | 0
PS | 0 | 0 | 0 | 0 | 0 | 0
PV | 0 | 0 | 0 | 0 | 0 | 0
PeakG | 0 | 0 | 0 | 0 | 0 | 0
PeakO | 0 | 0 | 0 | 0 | 0 | 0
ST | 0 | 0 | 0 | 0 | 0 | 0
STOG | 0 | 0 | 0 | 0 | 0 | 0
STWD | 0 | 0 | 0 | 0 | 0 | 0
WT | 0 | 0 | 0 | 0 | 0 | 0
IGCC | 0 | 0 | 0 | 0 | 0 | 0
DemandResponse | 0 | 0 | 0 | 0 | 0 | 0
IGCC-CCS | 0 | 0 | 0 | 0 | 0 | 0
WT_off | 0 | 0 | 0 | 0 | 0 | 0
PseudoUnit | 0 | 0 | 0 | 0 | 0 | 0
FixedInterchange | 0 | 0 | 0 | 0 | 0 | 0
Retrofit FOM Costs by Reporting Type: HQ_NY
ReportingType | 2015 | 2020 | 2025 | 2030 | 2035 | 2040
BM | 0 | 0 | 0 | 0 | 0 | 0
CC | 0 | 0 | 0 | 0 | 0 | 0
CSP | 0 | 0 | 0 | 0 | 0 | 0
CT | 0 | 0 | 0 | 0 | 0 | 0
Coal | 0 | 0 | 0 | 0 | 0 | 0
Geo | 0 | 0 | 0 | 0 | 0 | 0
H | 0 | 0 | 0 | 0 | 0 | 0
LFG | 0 | 0 | 0 | 0 | 0 | 0
Nuc | 0 | 0 | 0 | 0 | 0 | 0
PS | 0 | 0 | 0 | 0 | 0 | 0
PV | 0 | 0 | 0 | 0 | 0 | 0
PeakG | 0 | 0 | 0 | 0 | 0 | 0
PeakO | 0 | 0 | 0 | 0 | 0 | 0
ST | 0 | 0 | 0 | 0 | 0 | 0
STOG | 0 | 0 | 0 | 0 | 0 | 0
STWD | 0 | 0 | 0 | 0 | 0 | 0
WT | 0 | 0 | 0 | 0 | 0 | 0
IGCC | 0 | 0 | 0 | 0 | 0 | 0
DemandResponse | 0 | 0 | 0 | 0 | 0 | 0
IGCC-CCS | 0 | 0 | 0 | 0 | 0 | 0
WT_off | 0 | 0 | 0 | 0 | 0 | 0
PseudoUnit | 0 | 0 | 0 | 0 | 0 | 0
FixedInterchange | 0 | 0 | 0 | 0 | 0 | 0
Retrofit FOM Costs by Reporting Type: MARITIMES
ReportingType | 2015 | 2020 | 2025 | 2030 | 2035 | 2040
BM | 0 | 0 | 0 | 0 | 0 | 0
CC | 0 | 0 | 0 | 0 | 0 | 0
CSP | 0 | 0 | 0 | 0 | 0 | 0
CT | 0 | 0 | 0 | 0 | 0 | 0
Coal | 0 | 0 | 0 | 0 | 0 | 0
Geo | 0 | 0 | 0 | 0 | 0 | 0
H | 0 | 0 | 0 | 0 | 0 | 0
LFG | 0 | 0 | 0 | 0 | 0 | 0
Nuc | 0 | 0 | 0 | 0 | 0 | 0
PS | 0 | 0 | 0 | 0 | 0 | 0
PV | 0 | 0 | 0 | 0 | 0 | 0
PeakG | 0 | 0 | 0 | 0 | 0 | 0
PeakO | 0 | 0 | 0 | 0 | 0 | 0
ST | 0 | 0 | 0 | 0 | 0 | 0
STOG | 0 | 0 | 0 | 0 | 0 | 0
STWD | 0 | 0 | 0 | 0 | 0 | 0
WT | 0 | 0 | 0 | 0 | 0 | 0
IGCC | 0 | 0 | 0 | 0 | 0 | 0
DemandResponse | 0 | 0 | 0 | 0 | 0 | 0
IGCC-CCS | 0 | 0 | 0 | 0 | 0 | 0
WT_off | 0 | 0 | 0 | 0 | 0 | 0
PseudoUnit | 0 | 0 | 0 | 0 | 0 | 0
FixedInterchange | 0 | 0 | 0 | 0 | 0 | 0
Retrofit FOM Costs by Reporting Type: All
ReportingType | 2015 | 2020 | 2025 | 2030 | 2035 | 2040
BM | 0 | 0 | 0 | 0 | 0 | 0
CC | 0 | 0 | 0 | 0 | 0 | 0
CSP | 0 | 0 | 0 | 0 | 0 | 0
CT | 0 | 0 | 0 | 0 | 0 | 0
Coal | 838.33 | 668.59 | 339.47 | 210.51 | 194.52 | 196.89
Geo | 0 | 0 | 0 | 0 | 0 | 0
H | 0 | 0 | 0 | 0 | 0 | 0
LFG | 0 | 0 | 0 | 0 | 0 | 0
Nuc | 0 | 0 | 0 | 0 | 0 | 0
PS | 0 | 0 | 0 | 0 | 0 | 0
PV | 0 | 0 | 0 | 0 | 0 | 0
PeakG | 0 | 0 | 0 | 0 | 0 | 0
PeakO | 0 | 0 | 0 | 0 | 0 | 0
ST | 0 | 0 | 0 | 0 | 0 | 0
STOG | 0 | 0 | 0 | 0 | 0 | 0
STWD | 0 | 0 | 0 | 0 | 0 | 0
WT | 0 | 0 | 0 | 0 | 0 | 0
IGCC | 0 | 0 | 0 | 0 | 0 | 0
DemandResponse | 0 | 0 | 0 | 0 | 0 | 0
IGCC-CCS | 0 | 0 | 0 | 0 | 0 | 0
WT_off | 0 | 0 | 0 | 0 | 0 | 0
PseudoUnit | 0 | 0 | 0 | 0 | 0 | 0
FixedInterchange | 0 | 0 | 0 | 0 | 0 | 0
Retrofit FOM Costs by Reporting Type: EI_US
ReportingType | 2015 | 2020 | 2025 | 2030 | 2035 | 2040
BM | 0 | 0 | 0 | 0 | 0 | 0
CC | 0 | 0 | 0 | 0 | 0 | 0
CSP | 0 | 0 | 0 | 0 | 0 | 0
CT | 0 | 0 | 0 | 0 | 0 | 0
Coal | 689.75 | 531.28 | 258.69 | 180.77 | 164.24 | 166.58
Geo | 0 | 0 | 0 | 0 | 0 | 0
H | 0 | 0 | 0 | 0 | 0 | 0
LFG | 0 | 0 | 0 | 0 | 0 | 0
Nuc | 0 | 0 | 0 | 0 | 0 | 0
PS | 0 | 0 | 0 | 0 | 0 | 0
PV | 0 | 0 | 0 | 0 | 0 | 0
PeakG | 0 | 0 | 0 | 0 | 0 | 0
PeakO | 0 | 0 | 0 | 0 | 0 | 0
ST | 0 | 0 | 0 | 0 | 0 | 0
STOG | 0 | 0 | 0 | 0 | 0 | 0
STWD | 0 | 0 | 0 | 0 | 0 | 0
WT | 0 | 0 | 0 | 0 | 0 | 0
IGCC | 0 | 0 | 0 | 0 | 0 | 0
DemandResponse | 0 | 0 | 0 | 0 | 0 | 0
IGCC-CCS | 0 | 0 | 0 | 0 | 0 | 0
WT_off | 0 | 0 | 0 | 0 | 0 | 0
PseudoUnit | 0 | 0 | 0 | 0 | 0 | 0
FixedInterchange | 0 | 0 | 0 | 0 | 0 | 0
Retrofit FOM Costs by Reporting Type: EI_Canada
ReportingType | 2015 | 2020 | 2025 | 2030 | 2035 | 2040
BM | 0 | 0 | 0 | 0 | 0 | 0
CC | 0 | 0 | 0 | 0 | 0 | 0
CSP | 0 | 0 | 0 | 0 | 0 | 0
CT | 0 | 0 | 0 | 0 | 0 | 0
Coal | 0 | 0 | 0 | 0 | 0 | 0
Geo | 0 | 0 | 0 | 0 | 0 | 0
H | 0 | 0 | 0 | 0 | 0 | 0
LFG | 0 | 0 | 0 | 0 | 0 | 0
Nuc | 0 | 0 | 0 | 0 | 0 | 0
PS | 0 | 0 | 0 | 0 | 0 | 0
PV | 0 | 0 | 0 | 0 | 0 | 0
PeakG | 0 | 0 | 0 | 0 | 0 | 0
PeakO | 0 | 0 | 0 | 0 | 0 | 0
ST | 0 | 0 | 0 | 0 | 0 | 0
STOG | 0 | 0 | 0 | 0 | 0 | 0
STWD | 0 | 0 | 0 | 0 | 0 | 0
WT | 0 | 0 | 0 | 0 | 0 | 0
IGCC | 0 | 0 | 0 | 0 | 0 | 0
DemandResponse | 0 | 0 | 0 | 0 | 0 | 0
IGCC-CCS | 0 | 0 | 0 | 0 | 0 | 0
WT_off | 0 | 0 | 0 | 0 | 0 | 0
PseudoUnit | 0 | 0 | 0 | 0 | 0 | 0
FixedInterchange | 0 | 0 | 0 | 0 | 0 | 0
Retrofit FOM Costs by Reporting Type: EI
ReportingType | 2015 | 2020 | 2025 | 2030 | 2035 | 2040
BM | 0 | 0 | 0 | 0 | 0 | 0
CC | 0 | 0 | 0 | 0 | 0 | 0
CSP | 0 | 0 | 0 | 0 | 0 | 0
CT | 0 | 0 | 0 | 0 | 0 | 0
Coal | 689.75 | 531.28 | 258.69 | 180.77 | 164.24 | 166.58
Geo | 0 | 0 | 0 | 0 | 0 | 0
H | 0 | 0 | 0 | 0 | 0 | 0
LFG | 0 | 0 | 0 | 0 | 0 | 0
Nuc | 0 | 0 | 0 | 0 | 0 | 0
PS | 0 | 0 | 0 | 0 | 0 | 0
PV | 0 | 0 | 0 | 0 | 0 | 0
PeakG | 0 | 0 | 0 | 0 | 0 | 0
PeakO | 0 | 0 | 0 | 0 | 0 | 0
ST | 0 | 0 | 0 | 0 | 0 | 0
STOG | 0 | 0 | 0 | 0 | 0 | 0
STWD | 0 | 0 | 0 | 0 | 0 | 0
WT | 0 | 0 | 0 | 0 | 0 | 0
IGCC | 0 | 0 | 0 | 0 | 0 | 0
DemandResponse | 0 | 0 | 0 | 0 | 0 | 0
IGCC-CCS | 0 | 0 | 0 | 0 | 0 | 0
WT_off | 0 | 0 | 0 | 0 | 0 | 0
PseudoUnit | 0 | 0 | 0 | 0 | 0 | 0
FixedInterchange | 0 | 0 | 0 | 0 | 0 | 0
Retrofit FOM Costs by Reporting Type: Outside_EI
ReportingType | 2015 | 2020 | 2025 | 2030 | 2035 | 2040
BM | 0 | 0 | 0 | 0 | 0 | 0
CC | 0 | 0 | 0 | 0 | 0 | 0
CSP | 0 | 0 | 0 | 0 | 0 | 0
CT | 0 | 0 | 0 | 0 | 0 | 0
Coal | 148.58 | 137.31 | 80.78 | 29.74 | 30.28 | 30.31
Geo | 0 | 0 | 0 | 0 | 0 | 0
H | 0 | 0 | 0 | 0 | 0 | 0
LFG | 0 | 0 | 0 | 0 | 0 | 0
Nuc | 0 | 0 | 0 | 0 | 0 | 0
PS | 0 | 0 | 0 | 0 | 0 | 0
PV | 0 | 0 | 0 | 0 | 0 | 0
PeakG | 0 | 0 | 0 | 0 | 0 | 0
PeakO | 0 | 0 | 0 | 0 | 0 | 0
ST | 0 | 0 | 0 | 0 | 0 | 0
STOG | 0 | 0 | 0 | 0 | 0 | 0
STWD | 0 | 0 | 0 | 0 | 0 | 0
WT | 0 | 0 | 0 | 0 | 0 | 0
IGCC | 0 | 0 | 0 | 0 | 0 | 0
DemandResponse | 0 | 0 | 0 | 0 | 0 | 0
IGCC-CCS | 0 | 0 | 0 | 0 | 0 | 0
WT_off | 0 | 0 | 0 | 0 | 0 | 0
PseudoUnit | 0 | 0 | 0 | 0 | 0 | 0
FixedInterchange | 0 | 0 | 0 | 0 | 0 | 0
#12 | 0: Levelized Capital Costs ($million)
Levelized Capital Costs by Reporting Type: Entergy
ReportingType | 2015 | 2020 | 2025 | 2030 | 2035 | 2040
BM | 0 | 0 | 0 | 0 | 0 | 78.53
CC | 276.65 | 579.43 | 579.43 | 579.43 | 579.43 | 302.77
CSP | 0 | 0 | 0 | 0 | 0 | 0
CT | 0 | 0 | 0 | 0 | 0 | 0
Coal | 202.06 | 202.06 | 202.06 | 202.06 | 202.06 | 202.06
Geo | 0 | 0 | 0 | 0 | 0 | 0
H | 0 | 0 | 0 | 0 | 0 | 365.55
LFG | 0 | 0 | 20.14 | 20.14 | 20.14 | 20.14
Nuc | 0 | 0 | 0 | 0 | 0 | 0
PS | 0 | 0 | 0 | 0 | 0 | 0
PV | 0.11 | 20.78 | 29.85 | 29.85 | 29.74 | 9.5
PeakG | 0 | 0 | 0 | 0 | 0 | 0
PeakO | 0 | 0 | 0 | 0 | 0 | 0
ST | 0 | 0 | 0 | 0 | 0 | 0
STOG | 0 | 0 | 0 | 0 | 0 | 0
STWD | 0 | 0 | 0 | 0 | 0 | 0
WT | 0 | 0 | 0 | 0 | 0 | 25.54
IGCC | 0 | 0 | 0 | 0 | 0 | 0
DemandResponse | 0 | 0 | 0 | 0 | 0 | 0
IGCC-CCS | 0 | 0 | 0 | 0 | 0 | 0
WT_off | 0 | 0 | 0 | 0 | 0 | 0
PseudoUnit | 0 | 0 | 0 | 0 | 0 | 0
FixedInterchange | 0 | 0 | 0 | 0 | 0 | 0
Levelized Capital Costs by Reporting Type: FRCC
ReportingType | 2015 | 2020 | 2025 | 2030 | 2035 | 2040
BM | 0 | 0 | 0 | 0 | 0 | 0
CC | 1365.25 | 1394.71 | 1394.71 | 1394.71 | 1394.71 | 29.46
CSP | 0 | 0 | 0 | 0 | 0 | 0
CT | 196.14 | 196.14 | 196.14 | 196.14 | 0 | 0
Coal | 0 | 0 | 0 | 0 | 0 | 0
Geo | 0 | 0 | 0 | 0 | 0 | 0
H | 0 | 0 | 0 | 0 | 0 | 0
LFG | 0 | 0 | 37.91 | 37.91 | 37.91 | 37.91
Nuc | 0 | 0 | 938.77 | 2620.79 | 11540.06 | 14684.73
PS | 0 | 0 | 0 | 0 | 0 | 0
PV | 0 | 0 | 0 | 0 | 0 | 0
PeakG | 0 | 0 | 0 | 0 | 0 | 0
PeakO | 0 | 0 | 0 | 0 | 0 | 0
ST | 0 | 0 | 0 | 0 | 0 | 0
STOG | 0 | 0 | 0 | 0 | 0 | 0
STWD | 0 | 0 | 0 | 0 | 0 | 0
WT | 0 | 0 | 0 | 0 | 0 | 0
IGCC | 0 | 0 | 0 | 0 | 0 | 0
DemandResponse | 0 | 0 | 0 | 0 | 0 | 0
IGCC-CCS | 0 | 0 | 0 | 0 | 0 | 0
WT_off | 0 | 0 | 0 | 0 | 0 | 0
PseudoUnit | 0 | 0 | 0 | 0 | 0 | 0
FixedInterchange | 0 | 0 | 0 | 0 | 0 | 0
Levelized Capital Costs by Reporting Type: MAPP_US
ReportingType | 2015 | 2020 | 2025 | 2030 | 2035 | 2040
BM | 0 | 0 | 0 | 0 | 0 | 0
CC | 0 | 0 | 0 | 0 | 0 | 0
CSP | 0 | 0 | 0 | 0 | 0 | 0
CT | 25.9 | 43.59 | 43.59 | 51.58 | 29.22 | 14.05
Coal | 0 | 0 | 0 | 0 | 0 | 0
Geo | 0 | 0 | 0 | 0 | 0 | 0
H | 0 | 0 | 0 | 0 | 0 | 0
LFG | 0 | 0 | 0 | 13.26 | 13.26 | 13.26
Nuc | 0 | 0 | 0 | 0 | 0 | 0
PS | 0 | 0 | 0 | 0 | 0 | 0
PV | 0 | 0 | 0 | 0 | 0 | 0
PeakG | 0 | 0 | 0 | 0 | 0 | 0
PeakO | 0 | 0 | 0 | 0 | 0 | 0
ST | 0 | 0 | 0 | 0 | 0 | 0
STOG | 0 | 0 | 0 | 0 | 0 | 0
STWD | 0 | 0 | 0 | 0 | 0 | 0
WT | 91.97 | 516.07 | 1131.23 | 1155.55 | 1100.97 | 676.86
IGCC | 0 | 0 | 0 | 0 | 0 | 0
DemandResponse | 0 | 0 | 0 | 0 | 0 | 0
IGCC-CCS | 0 | 0 | 0 | 0 | 0 | 0
WT_off | 0 | 0 | 0 | 0 | 0 | 0
PseudoUnit | 0 | 0 | 0 | 0 | 0 | 0
FixedInterchange | 0 | 0 | 0 | 0 | 0 | 0
Levelized Capital Costs by Reporting Type: MISO_IN
ReportingType | 2015 | 2020 | 2025 | 2030 | 2035 | 2040
BM | 0 | 0 | 0 | 0 | 0 | 57.96
CC | 0 | 1764.12 | 1764.12 | 1764.12 | 1764.12 | 1764.12
CSP | 0 | 0 | 0 | 0 | 0 | 0
CT | 0 | 0 | 0 | 0 | 0 | 0
Coal | 0 | 0 | 0 | 0 | 0 | 0
Geo | 0 | 0 | 0 | 0 | 0 | 0
H | 0 | 0 | 0 | 0 | 0 | 0
LFG | 0 | 0 | 15.89 | 15.89 | 15.89 | 15.89
Nuc | 0 | 0 | 0 | 0 | 0 | 0
PS | 0 | 0 | 0 | 0 | 0 | 0
PV | 0 | 80.17 | 116.37 | 117.71 | 117.71 | 37.54
PeakG | 0 | 0 | 0 | 0 | 0 | 0
PeakO | 0 | 0 | 0 | 0 | 0 | 0
ST | 0 | 0 | 0 | 0 | 0 | 0
STOG | 0 | 0 | 0 | 0 | 0 | 0
STWD | 0 | 0 | 0 | 0 | 0 | 0
WT | 0 | 0 | 0 | 6118.49 | 9139.19 | 9139.19
IGCC | 215.26 | 215.26 | 215.26 | 215.26 | 215.26 | 215.26
DemandResponse | 0 | 0 | 0 | 0 | 0 | 0
IGCC-CCS | 0 | 0 | 0 | 0 | 0 | 0
WT_off | 0 | 0 | 0 | 0 | 0 | 0
PseudoUnit | 0 | 0 | 0 | 0 | 0 | 0
FixedInterchange | 0 | 0 | 0 | 0 | 0 | 0
Levelized Capital Costs by Reporting Type: MISO_MI
ReportingType | 2015 | 2020 | 2025 | 2030 | 2035 | 2040
BM | 0 | 0 | 0 | 0 | 0 | 475.3
CC | 0 | 286.32 | 286.32 | 286.32 | 286.32 | 286.32
CSP | 0 | 0 | 0 | 0 | 0 | 0
CT | 0 | 0 | 0 | 0 | 0 | 0
Coal | 0 | 0 | 0 | 0 | 0 | 0
Geo | 0 | 0 | 0 | 0 | 0 | 0
H | 0 | 0 | 0 | 0 | 0 | 0
LFG | 0 | 0 | 33.41 | 33.41 | 33.41 | 33.41
Nuc | 0 | 0 | 0 | 0 | 0 | 535.06
PS | 0 | 0 | 0 | 0 | 0 | 0
PV | 0 | 0 | 0 | 0 | 0 | 0
PeakG | 0 | 0 | 0 | 0 | 0 | 0
PeakO | 0 | 0 | 0 | 0 | 0 | 0
ST | 0 | 0 | 0 | 0 | 0 | 0
STOG | 0 | 0 | 0 | 0 | 0 | 0
STWD | 0 | 0 | 0 | 0 | 0 | 0
WT | 480.98 | 570.48 | 570.48 | 612.72 | 131.74 | 42.23
IGCC | 0 | 0 | 0 | 0 | 0 | 0
DemandResponse | 0 | 0 | 0 | 0 | 0 | 0
IGCC-CCS | 0 | 0 | 0 | 0 | 0 | 0
WT_off | 0 | 0 | 0 | 0 | 0 | 0
PseudoUnit | 0 | 0 | 0 | 0 | 0 | 0
FixedInterchange | 0 | 0 | 0 | 0 | 0 | 0
Levelized Capital Costs by Reporting Type: MISO_MO-IL
ReportingType | 2015 | 2020 | 2025 | 2030 | 2035 | 2040
BM | 0 | 0 | 0 | 0 | 0 | 0
CC | 0 | 120.56 | 120.56 | 120.56 | 120.56 | 120.56
CSP | 0 | 0 | 0 | 0 | 0 | 0
CT | 0 | 0 | 0 | 0 | 0 | 0
Coal | 574.94 | 574.94 | 574.94 | 574.94 | 574.94 | 574.94
Geo | 0 | 0 | 0 | 0 | 0 | 0
H | 0 | 0 | 92.29 | 92.29 | 92.29 | 92.29
LFG | 0 | 0 | 40.02 | 46.76 | 46.76 | 46.76
Nuc | 0 | 0 | 0 | 0 | 0 | 0
PS | 0 | 0 | 0 | 0 | 0 | 0
PV | 0 | 0 | 0 | 0 | 0 | 0
PeakG | 0 | 0 | 0 | 0 | 0 | 0
PeakO | 0 | 0 | 0 | 0 | 0 | 0
ST | 0 | 0 | 0 | 0 | 0 | 0
STOG | 0 | 0 | 0 | 0 | 0 | 0
STWD | 0 | 0 | 0 | 0 | 0 | 0
WT | 68.52 | 68.52 | 1227.96 | 2086.76 | 2018.24 | 2639.33
IGCC | 0 | 0 | 0 | 0 | 0 | 0
DemandResponse | 0 | 0 | 0 | 0 | 0 | 0
IGCC-CCS | 0 | 0 | 0 | 0 | 0 | 0
WT_off | 0 | 0 | 0 | 0 | 0 | 0
PseudoUnit | 0 | 0 | 0 | 0 | 0 | 0
FixedInterchange | 0 | 0 | 0 | 0 | 0 | 0
Levelized Capital Costs by Reporting Type: MISO_W
ReportingType | 2015 | 2020 | 2025 | 2030 | 2035 | 2040
BM | 0 | 0 | 0 | 0 | 0 | 0
CC | 0 | 0 | 0 | 0 | 0 | 0
CSP | 0 | 0 | 0 | 0 | 0 | 0
CT | 0 | 0 | 0 | 0 | 0 | 0
Coal | 0 | 0 | 0 | 0 | 0 | 0
Geo | 0 | 0 | 0 | 0 | 0 | 0
H | 0 | 0 | 0 | 0 | 0 | 0
LFG | 0 | 0 | 0 | 14.86 | 14.86 | 14.86
Nuc | 0 | 0 | 0 | 0 | 0 | 0
PS | 0 | 0 | 0 | 0 | 0 | 0
PV | 0 | 0 | 0 | 0 | 0 | 0
PeakG | 0 | 0 | 0 | 0 | 0 | 0
PeakO | 0 | 0 | 0 | 0 | 0 | 0
ST | 0 | 0 | 0 | 0 | 0 | 0
STOG | 0 | 0 | 0 | 0 | 0 | 0
STWD | 0 | 0 | 0 | 0 | 0 | 0
WT | 658.73 | 658.73 | 12178.81 | 12113.49 | 11520.09 | 11589.09
IGCC | 0 | 0 | 0 | 0 | 0 | 0
DemandResponse | 0 | 0 | 0 | 0 | 0 | 0
IGCC-CCS | 0 | 0 | 0 | 0 | 0 | 0
WT_off | 0 | 0 | 0 | 0 | 0 | 0
PseudoUnit | 0 | 0 | 0 | 0 | 0 | 0
FixedInterchange | 0 | 0 | 0 | 0 | 0 | 0
Levelized Capital Costs by Reporting Type: MISO_WUMS
ReportingType | 2015 | 2020 | 2025 | 2030 | 2035 | 2040
BM | 0 | 0 | 0 | 0 | 0 | 358.29
CC | 313.25 | 788.65 | 788.65 | 788.65 | 788.65 | 475.4
CSP | 0 | 0 | 0 | 0 | 0 | 0
CT | 0 | 0 | 0 | 0 | 0 | 0
Coal | 184.51 | 184.51 | 184.51 | 184.51 | 184.51 | 184.51
Geo | 0 | 0 | 0 | 0 | 0 | 0
H | 0 | 0.35 | 0.35 | 0.35 | 0.35 | 0.35
LFG | 0 | 0 | 43.4 | 43.4 | 43.4 | 43.4
Nuc | 0 | 0 | 0 | 0 | 0 | 0
PS | 0 | 0 | 0 | 0 | 0 | 0
PV | 0 | 0 | 0 | 0 | 0 | 0
PeakG | 0 | 0 | 0 | 0 | 0 | 0
PeakO | 0 | 0 | 0 | 0 | 0 | 0
ST | 0 | 0 | 0 | 0 | 0 | 0
STOG | 0 | 0 | 0 | 0 | 0 | 0
STWD | 0 | 0 | 0 | 0 | 0 | 0
WT | 218.37 | 218.37 | 218.37 | 224.5 | 3080.21 | 3278.73
IGCC | 0 | 0 | 0 | 0 | 0 | 0
DemandResponse | 0 | 0 | 0 | 0 | 0 | 0
IGCC-CCS | 0 | 0 | 0 | 0 | 0 | 0
WT_off | 0 | 0 | 0 | 0 | 0 | 0
PseudoUnit | 0 | 0 | 0 | 0 | 0 | 0
FixedInterchange | 0 | 0 | 0 | 0 | 0 | 0
Levelized Capital Costs by Reporting Type: Nebraska
ReportingType | 2015 | 2020 | 2025 | 2030 | 2035 | 2040
BM | 0 | 0 | 0 | 0 | 0 | 0
CC | 0 | 0 | 0 | 0 | 0 | 0
CSP | 0 | 0 | 0 | 0 | 0 | 0
CT | 0 | 0 | 0 | 0 | 0 | 0
Coal | 66.52 | 66.52 | 66.52 | 66.52 | 66.52 | 66.52
Geo | 0 | 0 | 0 | 0 | 0 | 0
H | 0 | 0 | 0 | 0 | 0 | 0
LFG | 0 | 0 | 0 | 13.78 | 13.78 | 13.78
Nuc | 0 | 0 | 0 | 0 | 0 | 0
PS | 0 | 0 | 0 | 0 | 0 | 0
PV | 0 | 0 | 0 | 0 | 0 | 0
PeakG | 0 | 0 | 0 | 0 | 0 | 0
PeakO | 0 | 0 | 0 | 0 | 0 | 0
ST | 0 | 0 | 0 | 0 | 0 | 0
STOG | 0 | 0 | 0 | 0 | 0 | 0
STWD | 0 | 0 | 0 | 0 | 0 | 0
WT | 44.36 | 2452.43 | 3505.28 | 3745.98 | 4802.54 | 2394.47
IGCC | 0 | 0 | 0 | 0 | 0 | 0
DemandResponse | 0 | 0 | 0 | 0 | 0 | 0
IGCC-CCS | 0 | 0 | 0 | 0 | 0 | 0
WT_off | 0 | 0 | 0 | 0 | 0 | 0
PseudoUnit | 0 | 0 | 0 | 0 | 0 | 0
FixedInterchange | 0 | 0 | 0 | 0 | 0 | 0
Levelized Capital Costs by Reporting Type: NEISO
ReportingType | 2015 | 2020 | 2025 | 2030 | 2035 | 2040
BM | 115.57 | 115.57 | 115.57 | 115.57 | 115.57 | 115.57
CC | 273.49 | 273.49 | 273.49 | 273.49 | 273.49 | 0
CSP | 0 | 0 | 0 | 0 | 0 | 0
CT | 30 | 30 | 30 | 29.13 | 0 | 0
Coal | 0 | 0 | 0 | 0 | 0 | 0
Geo | 0 | 0 | 0 | 0 | 0 | 0
H | 0 | 0 | 0 | 0 | 0.99 | 0.99
LFG | 10.64 | 10.64 | 10.64 | 24.97 | 14.32 | 14.32
Nuc | 0 | 0 | 0 | 0 | 0 | 0
PS | 0 | 0 | 0 | 0 | 0 | 0
PV | 0 | 106.92 | 106.92 | 106.92 | 106.92 | 0
PeakG | 0 | 0 | 0 | 0 | 0 | 0
PeakO | 0 | 0 | 0 | 0 | 0 | 0
ST | 0 | 0 | 0 | 0 | 0 | 0
STOG | 0 | 0 | 0 | 0 | 0 | 0
STWD | 0 | 0 | 0 | 0 | 0 | 0
WT | 54.49 | 614.45 | 938.82 | 1149.09 | 3622.71 | 3166.25
IGCC | 0 | 0 | 0 | 0 | 0 | 0
DemandResponse | 0 | 0 | 0 | 0 | 0 | 0
IGCC-CCS | 0 | 0 | 0 | 0 | 0 | 0
WT_off | 283.24 | 283.24 | 283.24 | 283.24 | 0 | 0
PseudoUnit | 0 | 0 | 0 | 0 | 0 | 0
FixedInterchange | 0 | 0 | 0 | 0 | 0 | 0
Levelized Capital Costs by Reporting Type: NonRTO_Midwest
ReportingType | 2015 | 2020 | 2025 | 2030 | 2035 | 2040
BM | 0 | 0 | 0 | 0 | 0 | 1241.12
CC | 193.25 | 543.88 | 543.89 | 543.89 | 543.89 | 350.64
CSP | 0 | 0 | 0 | 0 | 0 | 0
CT | 0 | 0 | 0 | 0 | 0 | 0
Coal | 0 | 0 | 0 | 0 | 0 | 0
Geo | 0 | 0 | 0 | 0 | 0 | 0
H | 0 | 0 | 245.9 | 245.9 | 245.9 | 245.9
LFG | 0 | 0 | 30 | 30 | 30 | 30
Nuc | 0 | 0 | 0 | 0 | 615.62 | 615.62
PS | 0 | 0 | 0 | 0 | 0 | 0
PV | 0 | 0 | 0 | 0 | 0 | 0
PeakG | 0 | 0 | 0 | 0 | 0 | 0
PeakO | 0 | 0 | 0 | 0 | 0 | 0
ST | 0 | 0 | 0 | 0 | 0 | 0
STOG | 0 | 0 | 0 | 0 | 0 | 0
STWD | 0 | 0 | 0 | 0 | 0 | 0
WT | 0 | 0 | 0 | 0 | 0 | 0
IGCC | 0 | 0 | 0 | 0 | 0 | 0
DemandResponse | 0 | 0 | 0 | 0 | 0 | 0
IGCC-CCS | 0 | 0 | 0 | 0 | 0 | 0
WT_off | 0 | 0 | 0 | 0 | 0 | 0
PseudoUnit | 0 | 0 | 0 | 0 | 0 | 0
FixedInterchange | 0 | 0 | 0 | 0 | 0 | 0
Levelized Capital Costs by Reporting Type: NYISO_A-F
ReportingType | 2015 | 2020 | 2025 | 2030 | 2035 | 2040
BM | 0 | 0 | 0 | 0 | 0 | 0
CC | 85.71 | 85.71 | 85.71 | 85.71 | 85.71 | 0
CSP | 0 | 0 | 0 | 0 | 0 | 0
CT | 0 | 0 | 0 | 0 | 0 | 0
Coal | 0 | 0 | 0 | 0 | 0 | 0
Geo | 0 | 0 | 0 | 0 | 0 | 0
H | 0 | 0 | 0 | 0 | 0 | 0
LFG | 1.35 | 1.35 | 1.35 | 14.91 | 13.57 | 13.57
Nuc | 0 | 0 | 0 | 0 | 0 | 0
PS | 0 | 0 | 0 | 0 | 0 | 0
PV | 0 | 0 | 0 | 0 | 0 | 0
PeakG | 0 | 0 | 0 | 0 | 0 | 0
PeakO | 0 | 0 | 0 | 0 | 0 | 0
ST | 0 | 0 | 0 | 0 | 0 | 0
STOG | 0 | 0 | 0 | 0 | 0 | 0
STWD | 0 | 0 | 0 | 0 | 0 | 0
WT | 571.17 | 727.41 | 727.41 | 727.41 | 2343.49 | 2187.25
IGCC | 0 | 0 | 0 | 0 | 0 | 0
DemandResponse | 0 | 0 | 0 | 0 | 0 | 0
IGCC-CCS | 0 | 0 | 0 | 0 | 0 | 0
WT_off | 0 | 0 | 0 | 0 | 0 | 0
PseudoUnit | 0 | 0 | 0 | 0 | 0 | 0
FixedInterchange | 0 | 0 | 0 | 0 | 0 | 0
Levelized Capital Costs by Reporting Type: NYISO_G-I
ReportingType | 2015 | 2020 | 2025 | 2030 | 2035 | 2040
BM | 0 | 0 | 0 | 0 | 0 | 0
CC | 0 | 0 | 0 | 0 | 0 | 0
CSP | 0 | 0 | 0 | 0 | 0 | 0
CT | 0 | 0 | 0 | 0 | 0 | 0
Coal | 0 | 0 | 0 | 0 | 0 | 0
Geo | 0 | 0 | 0 | 0 | 0 | 0
H | 0 | 0 | 0 | 0 | 0 | 0
LFG | 0 | 0 | 0 | 14.85 | 14.85 | 14.85
Nuc | 0 | 0 | 0 | 0 | 330.87 | 1236.98
PS | 0 | 0 | 0 | 0 | 0 | 0
PV | 0 | 0 | 0 | 0 | 0 | 0
PeakG | 0 | 0 | 0 | 0 | 0 | 0
PeakO | 0 | 0 | 0 | 0 | 0 | 0
ST | 0 | 0 | 0 | 0 | 0 | 0
STOG | 0 | 0 | 0 | 0 | 0 | 0
STWD | 0 | 0 | 0 | 0 | 0 | 0
WT | 0 | 12.72 | 12.72 | 12.72 | 76.54 | 63.83
IGCC | 0 | 0 | 0 | 0 | 0 | 0
DemandResponse | 0 | 0 | 0 | 0 | 0 | 0
IGCC-CCS | 0 | 0 | 0 | 0 | 0 | 0
WT_off | 0 | 0 | 0 | 0 | 0 | 0
PseudoUnit | 0 | 0 | 0 | 0 | 0 | 0
FixedInterchange | 0 | 0 | 0 | 0 | 0 | 0
Levelized Capital Costs by Reporting Type: NYISO_J-K
ReportingType | 2015 | 2020 | 2025 | 2030 | 2035 | 2040
BM | 0 | 0 | 0 | 0 | 0 | 0
CC | 226.37 | 226.37 | 226.37 | 226.37 | 226.37 | 0
CSP | 0 | 0 | 0 | 0 | 0 | 0
CT | 0 | 0 | 0 | 0 | 0 | 0
Coal | 0 | 0 | 0 | 0 | 0 | 0
Geo | 0 | 0 | 0 | 0 | 0 | 0
H | 0 | 0 | 0 | 0 | 0 | 0
LFG | 0 | 0 | 0 | 20.47 | 20.47 | 20.47
Nuc | 0 | 0 | 0 | 0 | 0 | 0
PS | 0 | 0 | 0 | 0 | 0 | 0
PV | 16.99 | 16.99 | 16.99 | 16.99 | 0 | 0
PeakG | 0 | 0 | 0 | 0 | 0 | 0
PeakO | 0 | 0 | 0 | 0 | 0 | 0
ST | 0 | 0 | 0 | 0 | 0 | 0
STOG | 0 | 0 | 0 | 0 | 0 | 0
STWD | 0 | 0 | 0 | 0 | 0 | 0
WT | 0 | 0 | 0 | 0 | 89.6 | 89.6
IGCC | 0 | 0 | 0 | 0 | 0 | 0
DemandResponse | 0 | 0 | 0 | 0 | 0 | 0
IGCC-CCS | 0 | 0 | 0 | 0 | 0 | 0
WT_off | 0 | 0 | 0 | 0 | 0 | 0
PseudoUnit | 0 | 0 | 0 | 0 | 0 | 0
FixedInterchange | 0 | 0 | 0 | 0 | 0 | 0
Levelized Capital Costs by Reporting Type: PJM_E
ReportingType | 2015 | 2020 | 2025 | 2030 | 2035 | 2040
BM | 14.48 | 14.48 | 14.48 | 14.48 | 14.48 | 14.48
CC | 673.31 | 673.31 | 673.31 | 673.31 | 582.39 | 0
CSP | 0 | 0 | 0 | 0 | 0 | 0
CT | 2.28 | 2.28 | 2.28 | 0 | 0 | 0
Coal | 9.09 | 9.09 | 9.09 | 9.09 | 9.09 | 9.09
Geo | 0 | 0 | 0 | 0 | 0 | 0
H | 0 | 0 | 0 | 0 | 0 | 0
LFG | 2.19 | 32.86 | 32.86 | 30.67 | 30.67 | 0
Nuc | 0 | 0 | 0 | 0 | 0 | 0
PS | 0 | 0 | 0 | 0 | 0 | 0
PV | 11.04 | 11.04 | 11.04 | 11.04 | 0 | 0
PeakG | 0 | 0 | 0 | 0 | 0 | 0
PeakO | 0 | 0 | 0 | 0 | 0 | 0
ST | 0 | 0 | 0 | 0 | 0 | 0
STOG | 0 | 0 | 0 | 0 | 0 | 0
STWD | 0 | 0 | 0 | 0 | 0 | 0
WT | 300.12 | 300.12 | 300.12 | 300.12 | 0 | 0
IGCC | 0 | 0 | 0 | 0 | 0 | 0
DemandResponse | 0 | 0 | 0 | 0 | 0 | 0
IGCC-CCS | 0 | 0 | 0 | 0 | 0 | 0
WT_off | 0 | 0 | 540.35 | 540.35 | 540.35 | 540.35
PseudoUnit | 0 | 0 | 0 | 0 | 0 | 0
FixedInterchange | 0 | 0 | 0 | 0 | 0 | 0
Levelized Capital Costs by Reporting Type: PJM_ROM
ReportingType | 2015 | 2020 | 2025 | 2030 | 2035 | 2040
BM | 7.8 | 7.8 | 7.8 | 7.8 | 7.8 | 36.41
CC | 232.92 | 232.92 | 232.92 | 232.92 | 232.92 | 0
CSP | 0 | 0 | 0 | 0 | 0 | 0
CT | 1.4 | 1.4 | 1.4 | 1.4 | 0 | 0
Coal | 10.21 | 10.21 | 10.21 | 10.21 | 10.21 | 10.21
Geo | 0 | 0 | 0 | 0 | 0 | 0
H | 0 | 0 | 0 | 223.48 | 223.48 | 223.48
LFG | 3.93 | 57.29 | 57.29 | 55.71 | 53.36 | 0
Nuc | 0 | 0 | 0 | 0 | 3244.64 | 6558.03
PS | 0 | 0 | 0 | 0 | 0 | 0
PV | 0 | 474.3 | 718.2 | 772.8 | 776.91 | 322.25
PeakG | 0 | 0 | 0 | 0 | 0 | 0
PeakO | 0 | 0 | 0 | 0 | 0 | 0
ST | 0 | 0 | 0 | 0 | 0 | 0
STOG | 0 | 0 | 0 | 0 | 0 | 0
STWD | 0 | 0 | 0 | 0 | 0 | 0
WT | 113.55 | 281.73 | 281.73 | 254.32 | 168.17 | 0
IGCC | 0 | 0 | 0 | 0 | 0 | 0
DemandResponse | 0 | 0 | 0 | 0 | 0 | 0
IGCC-CCS | 0 | 0 | 0 | 0 | 0 | 0
WT_off | 0 | 0 | 0 | 0 | 0 | 0
PseudoUnit | 0 | 0 | 0 | 0 | 0 | 0
FixedInterchange | 0 | 0 | 0 | 0 | 0 | 0
Levelized Capital Costs by Reporting Type: PJM_ROR
ReportingType | 2015 | 2020 | 2025 | 2030 | 2035 | 2040
BM | 165.77 | 165.77 | 165.77 | 165.77 | 165.77 | 80.7
CC | 350.7 | 2328.45 | 2328.45 | 2554.04 | 2533.95 | 2203.34
CSP | 0 | 0 | 0 | 0 | 0 | 0
CT | 2.4 | 2.4 | 2.4 | 2.4 | 0 | 0
Coal | 648.6 | 648.6 | 648.6 | 648.6 | 648.6 | 648.6
Geo | 0 | 0 | 0 | 0 | 0 | 0
H | 0 | 174.52 | 174.52 | 174.52 | 174.52 | 174.52
LFG | 11.72 | 11.72 | 110.38 | 104.73 | 98.66 | 98.66
Nuc | 0 | 0 | 0 | 0 | 1932.49 | 11302.39
PS | 0 | 0 | 0 | 0 | 0 | 0
PV | 0 | 0 | 0 | 0 | 0 | 0
PeakG | 0 | 0 | 0 | 0 | 0 | 0
PeakO | 0 | 0 | 0 | 0 | 0 | 0
ST | 0 | 0 | 0 | 0 | 0 | 0
STOG | 0 | 0 | 0 | 0 | 0 | 0
STWD | 0 | 0 | 0 | 0 | 0 | 0
WT | 1894.89 | 1934.85 | 3396.64 | 2818.53 | 1710.49 | 1670.53
IGCC | 0 | 0 | 0 | 0 | 0 | 0
DemandResponse | 0 | 0 | 0 | 0 | 0 | 0
IGCC-CCS | 0 | 0 | 0 | 0 | 0 | 0
WT_off | 0 | 0 | 0 | 0 | 0 | 0
PseudoUnit | 0 | 0 | 0 | 0 | 0 | 0
FixedInterchange | 0 | 0 | 0 | 0 | 0 | 0
Levelized Capital Costs by Reporting Type: SOCO
ReportingType | 2015 | 2020 | 2025 | 2030 | 2035 | 2040
BM | 21 | 21 | 21 | 21 | 21 | 1351.33
CC | 545.14 | 1367.76 | 1367.76 | 1367.76 | 1367.76 | 822.61
CSP | 0 | 0 | 0 | 0 | 0 | 0
CT | 0 | 0 | 0 | 0 | 0 | 0
Coal | 0 | 0 | 0 | 0 | 0 | 0
Geo | 0 | 0 | 0 | 0 | 0 | 0
H | 0 | 0 | 0 | 0 | 0 | 0
LFG | 0 | 0 | 19.65 | 19.65 | 19.65 | 19.65
Nuc | 0 | 1254.21 | 1254.21 | 1406.19 | 7293.58 | 9455.85
PS | 0 | 0 | 0 | 0 | 0 | 0
PV | 0 | 0 | 0 | 0 | 0 | 0
PeakG | 0 | 0 | 0 | 0 | 0 | 0
PeakO | 0 | 0 | 0 | 0 | 0 | 0
ST | 0 | 0 | 0 | 0 | 0 | 0
STOG | 0 | 0 | 0 | 0 | 0 | 0
STWD | 0 | 0 | 0 | 0 | 0 | 0
WT | 0 | 0 | 0 | 0 | 20.78 | 20.78
IGCC | 0 | 0 | 0 | 0 | 0 | 0
DemandResponse | 0 | 0 | 0 | 0 | 0 | 0
IGCC-CCS | 0 | 0 | 0 | 0 | 0 | 0
WT_off | 0 | 0 | 0 | 0 | 0 | 0
PseudoUnit | 0 | 0 | 0 | 0 | 0 | 0
FixedInterchange | 0 | 0 | 0 | 0 | 0 | 0
Levelized Capital Costs by Reporting Type: SPP_N
ReportingType | 2015 | 2020 | 2025 | 2030 | 2035 | 2040
BM | 0 | 0 | 0 | 0 | 0 | 0
CC | 0 | 0 | 0 | 0 | 0 | 0
CSP | 0 | 0 | 0 | 0 | 0 | 0
CT | 0 | 51.26 | 51.26 | 51.26 | 51.26 | 0
Coal | 128.56 | 128.56 | 128.56 | 128.56 | 128.56 | 128.56
Geo | 0 | 0 | 0 | 0 | 0 | 0
H | 0 | 0 | 0 | 0 | 0 | 0
LFG | 0 | 0 | 0 | 17.63 | 17.63 | 17.63
Nuc | 0 | 0 | 0 | 0 | 0 | 0
PS | 0 | 0 | 0 | 0 | 0 | 0
PV | 0 | 0 | 0 | 0 | 0 | 0
PeakG | 0 | 0 | 0 | 0 | 0 | 0
PeakO | 0 | 0 | 0 | 0 | 0 | 0
ST | 0 | 0 | 0 | 0 | 0 | 0
STOG | 0 | 0 | 0 | 0 | 0 | 0
STWD | 0 | 0 | 0 | 0 | 0 | 0
WT | 0 | 3320.93 | 10433.09 | 11676.72 | 13864.82 | 11092.27
IGCC | 0 | 0 | 0 | 0 | 0 | 0
DemandResponse | 0 | 0 | 0 | 0 | 0 | 0
IGCC-CCS | 0 | 0 | 0 | 0 | 0 | 0
WT_off | 0 | 0 | 0 | 0 | 0 | 0
PseudoUnit | 0 | 0 | 0 | 0 | 0 | 0
FixedInterchange | 0 | 0 | 0 | 0 | 0 | 0
Levelized Capital Costs by Reporting Type: SPP_S
ReportingType | 2015 | 2020 | 2025 | 2030 | 2035 | 2040
BM | 0 | 0 | 0 | 0 | 0 | 0
CC | 0 | 62.43 | 62.43 | 62.43 | 62.43 | 62.43
CSP | 0 | 0 | 0 | 0 | 0 | 0
CT | 33.21 | 87.84 | 87.84 | 87.84 | 54.63 | 0
Coal | 273.14 | 273.14 | 273.14 | 273.14 | 273.14 | 273.14
Geo | 0 | 0 | 0 | 0 | 0 | 0
H | 0 | 0 | 0 | 0 | 0 | 0
LFG | 0 | 0 | 0 | 17.63 | 17.63 | 17.63
Nuc | 0 | 0 | 0 | 0 | 0 | 0
PS | 0 | 0 | 0 | 0 | 0 | 0
PV | 0 | 0 | 0 | 0 | 0 | 0
PeakG | 0 | 0 | 0 | 0 | 0 | 0
PeakO | 0 | 0 | 0 | 0 | 0 | 0
ST | 0 | 0 | 0 | 0 | 0 | 0
STOG | 0 | 0 | 0 | 0 | 0 | 0
STWD | 0 | 0 | 0 | 0 | 0 | 0
WT | 92.65 | 7963.32 | 8324.96 | 8826.61 | 10553.63 | 3061.4
IGCC | 0 | 0 | 0 | 0 | 0 | 0
DemandResponse | 0 | 0 | 0 | 0 | 0 | 0
IGCC-CCS | 0 | 0 | 0 | 0 | 0 | 0
WT_off | 0 | 0 | 0 | 0 | 0 | 0
PseudoUnit | 0 | 0 | 0 | 0 | 0 | 0
FixedInterchange | 0 | 0 | 0 | 0 | 0 | 0
Levelized Capital Costs by Reporting Type: TVA
ReportingType | 2015 | 2020 | 2025 | 2030 | 2035 | 2040
BM | 0 | 0 | 0 | 0 | 0 | 1531.02
CC | 243.19 | 946.54 | 946.54 | 946.54 | 912.07 | 703.35
CSP | 0 | 0 | 0 | 0 | 0 | 0
CT | 0 | 0 | 0 | 0 | 0 | 0
Coal | 0 | 0 | 0 | 0 | 0 | 0
Geo | 0 | 0 | 0 | 0 | 0 | 0
H | 0 | 0 | 0 | 8.9 | 8.9 | 8.9
LFG | 0 | 0 | 19.35 | 19.35 | 19.35 | 19.35
Nuc | 684.91 | 684.91 | 684.91 | 684.91 | 3785.35 | 3785.35
PS | 0 | 0 | 0 | 0 | 0 | 0
PV | 0 | 0 | 0 | 0 | 0 | 0
PeakG | 0 | 0 | 0 | 0 | 0 | 0
PeakO | 0 | 0 | 0 | 0 | 0 | 0
ST | 0 | 0 | 0 | 0 | 0 | 0
STOG | 0 | 0 | 0 | 0 | 0 | 0
STWD | 0 | 0 | 0 | 0 | 0 | 0
WT | 0 | 0 | 0 | 0 | 20.59 | 20.59
IGCC | 0 | 0 | 0 | 0 | 0 | 0
DemandResponse | 0 | 0 | 0 | 0 | 0 | 0
IGCC-CCS | 0 | 0 | 0 | 0 | 0 | 0
WT_off | 0 | 0 | 0 | 0 | 0 | 0
PseudoUnit | 0 | 0 | 0 | 0 | 0 | 0
FixedInterchange | 0 | 0 | 0 | 0 | 0 | 0
Levelized Capital Costs by Reporting Type: TVA_Transmission
ReportingType | 2015 | 2020 | 2025 | 2030 | 2035 | 2040
BM | 0 | 0 | 0 | 0 | 0 | 0
CC | 0 | 0 | 0 | 0 | 0 | 0
CSP | 0 | 0 | 0 | 0 | 0 | 0
CT | 0 | 0 | 0 | 0 | 0 | 0
Coal | 0 | 0 | 0 | 0 | 0 | 0
Geo | 0 | 0 | 0 | 0 | 0 | 0
H | 0 | 0 | 0 | 0 | 0 | 0
LFG | 0 | 0 | 0 | 0 | 0 | 0
Nuc | 0 | 0 | 0 | 0 | 0 | 0
PS | 0 | 0 | 0 | 0 | 0 | 0
PV | 0 | 0 | 0 | 0 | 0 | 0
PeakG | 0 | 0 | 0 | 0 | 0 | 0
PeakO | 0 | 0 | 0 | 0 | 0 | 0
ST | 0 | 0 | 0 | 0 | 0 | 0
STOG | 0 | 0 | 0 | 0 | 0 | 0
STWD | 0 | 0 | 0 | 0 | 0 | 0
WT | 0 | 0 | 0 | 0 | 0 | 0
IGCC | 0 | 0 | 0 | 0 | 0 | 0
DemandResponse | 0 | 0 | 0 | 0 | 0 | 0
IGCC-CCS | 0 | 0 | 0 | 0 | 0 | 0
WT_off | 0 | 0 | 0 | 0 | 0 | 0
PseudoUnit | 0 | 0 | 0 | 0 | 0 | 0
FixedInterchange | 0 | 0 | 0 | 0 | 0 | 0
Levelized Capital Costs by Reporting Type: VACAR
ReportingType | 2015 | 2020 | 2025 | 2030 | 2035 | 2040
BM | 0.34 | 58.51 | 227.66 | 231.66 | 231.66 | 2199.05
CC | 1523.63 | 1612.7 | 1612.7 | 1612.7 | 1612.7 | 89.06
CSP | 0 | 0 | 0 | 0 | 0 | 0
CT | 60.99 | 60.99 | 60.99 | 0 | 0 | 0
Coal | 220.45 | 220.45 | 220.45 | 220.45 | 220.45 | 220.45
Geo | 0 | 0 | 0 | 0 | 0 | 0
H | 0 | 0 | 0 | 0 | 0 | 0
LFG | 0.06 | 19.57 | 19.57 | 19.57 | 19.51 | 0
Nuc | 0 | 1320.06 | 1320.06 | 3432.16 | 7631.86 | 10684.08
PS | 0 | 0 | 0 | 0 | 0 | 0
PV | 0 | 42.44 | 43.12 | 43.36 | 43.36 | 1.79
PeakG | 0 | 0 | 0 | 0 | 0 | 0
PeakO | 0 | 0 | 0 | 0 | 0 | 0
ST | 0 | 0 | 0 | 0 | 0 | 0
STOG | 0 | 0 | 0 | 0 | 0 | 0
STWD | 0 | 0 | 0 | 0 | 0 | 0
WT | 0.19 | 740.59 | 740.59 | 740.59 | 740.4 | 0
IGCC | 0 | 0 | 0 | 0 | 0 | 0
DemandResponse | 0 | 0 | 0 | 0 | 0 | 0
IGCC-CCS | 0 | 0 | 0 | 0 | 0 | 0
WT_off | 0.53 | 0.53 | 0.53 | 0.53 | 0 | 0
PseudoUnit | 0 | 0 | 0 | 0 | 0 | 0
FixedInterchange | 0 | 0 | 0 | 0 | 0 | 0
Levelized Capital Costs by Reporting Type: IESO
ReportingType | 2015 | 2020 | 2025 | 2030 | 2035 | 2040
BM | 144.8 | 144.8 | 144.8 | 144.8 | 144.8 | 144.8
CC | 175.41 | 175.41 | 175.41 | 175.41 | 175.41 | 0
CSP | 0 | 0 | 0 | 0 | 0 | 0
CT | 41.8 | 41.8 | 41.8 | 41.8 | 0 | 0
Coal | 0 | 0 | 0 | 0 | 0 | 0
Geo | 0 | 0 | 0 | 0 | 0 | 0
H | 0 | 0 | 0 | 0 | 98.84 | 98.84
LFG | 5.12 | 5.12 | 5.12 | 5.29 | 0.17 | 0.17
Nuc | 0 | 0 | 0 | 0 | 0 | 0
PS | 0 | 0 | 0 | 0 | 0 | 0
PV | 539.74 | 539.74 | 539.74 | 539.74 | 0 | 0
PeakG | 0 | 0 | 0 | 0 | 0 | 0
PeakO | 0 | 0 | 0 | 0 | 0 | 0
ST | 0 | 0 | 0 | 0 | 0 | 0
STOG | 0 | 0 | 0 | 0 | 0 | 0
STWD | 0 | 0 | 0 | 0 | 0 | 0
WT | 660.4 | 660.4 | 660.4 | 660.4 | 0 | 436.17
IGCC | 0 | 0 | 0 | 0 | 0 | 0
DemandResponse | 0 | 0 | 0 | 0 | 0 | 0
IGCC-CCS | 0 | 0 | 0 | 0 | 0 | 0
WT_off | 0 | 0 | 0 | 0 | 0 | 0
PseudoUnit | 0 | 0 | 0 | 0 | 0 | 0
FixedInterchange | 0 | 0 | 0 | 0 | 0 | 0
Levelized Capital Costs by Reporting Type: MAPP_CA
ReportingType | 2015 | 2020 | 2025 | 2030 | 2035 | 2040
BM | 0 | 0 | 0 | 0 | 0 | 0
CC | 30.91 | 30.91 | 30.91 | 30.91 | 30.91 | 0
CSP | 0 | 0 | 0 | 0 | 0 | 0
CT | 0 | 0 | 0 | 0 | 0 | 0
Coal | 0 | 0 | 0 | 0 | 0 | 0
Geo | 0 | 0 | 0 | 0 | 0 | 0
H | 0 | 241.14 | 653.01 | 1271.92 | 1360.39 | 1360.39
LFG | 0 | 0 | 0 | 0 | 0 | 0
Nuc | 0 | 0 | 0 | 0 | 0 | 0
PS | 0 | 0 | 0 | 0 | 0 | 0
PV | 0 | 0 | 0 | 0 | 0 | 0
PeakG | 0 | 0 | 0 | 0 | 0 | 0
PeakO | 0 | 0 | 0 | 0 | 0 | 0
ST | 0 | 0 | 0 | 0 | 0 | 0
STOG | 0 | 0 | 0 | 0 | 0 | 0
STWD | 0 | 0 | 0 | 0 | 0 | 0
WT | 87.23 | 87.23 | 87.23 | 87.23 | 0 | 0
IGCC | 0 | 0 | 0 | 0 | 0 | 0
DemandResponse | 0 | 0 | 0 | 0 | 0 | 0
IGCC-CCS | 0 | 0 | 0 | 0 | 0 | 0
WT_off | 0 | 0 | 0 | 0 | 0 | 0
PseudoUnit | 0 | 0 | 0 | 0 | 0 | 0
FixedInterchange | 0 | 0 | 0 | 0 | 0 | 0
Levelized Capital Costs by Reporting Type: AZ_NM_SNV_Coal
ReportingType | 2015 | 2020 | 2025 | 2030 | 2035 | 2040
BM | 0 | 0 | 0 | 0 | 0 | 0
CC | 0 | 0 | 0 | 0 | 0 | 0
CSP | 0 | 0 | 0 | 0 | 0 | 0
CT | 0 | 0 | 0 | 0 | 0 | 0
Coal | 0 | 0 | 0 | 0 | 0 | 0
Geo | 0 | 0 | 0 | 0 | 0 | 0
H | 0 | 0 | 0 | 0 | 0 | 0
LFG | 0 | 0 | 0 | 0 | 0 | 0
Nuc | 0 | 0 | 0 | 0 | 0 | 0
PS | 0 | 0 | 0 | 0 | 0 | 0
PV | 0 | 0 | 0 | 0 | 0 | 0
PeakG | 0 | 0 | 0 | 0 | 0 | 0
PeakO | 0 | 0 | 0 | 0 | 0 | 0
ST | 0 | 0 | 0 | 0 | 0 | 0
STOG | 0 | 0 | 0 | 0 | 0 | 0
STWD | 0 | 0 | 0 | 0 | 0 | 0
WT | 0 | 0 | 0 | 0 | 0 | 0
IGCC | 0 | 0 | 0 | 0 | 0 | 0
DemandResponse | 0 | 0 | 0 | 0 | 0 | 0
IGCC-CCS | 0 | 0 | 0 | 0 | 0 | 0
WT_off | 0 | 0 | 0 | 0 | 0 | 0
PseudoUnit | 0 | 0 | 0 | 0 | 0 | 0
FixedInterchange | 0 | 0 | 0 | 0 | 0 | 0
Levelized Capital Costs by Reporting Type: AZ_NM_SNV_Gas
ReportingType | 2015 | 2020 | 2025 | 2030 | 2035 | 2040
BM | 0 | 0 | 0 | 0 | 0 | 0
CC | 79.32 | 250.09 | 250.09 | 250.09 | 250.09 | 170.77
CSP | 0 | 0 | 0 | 0 | 0 | 0
CT | 63.7 | 63.7 | 63.7 | 63.7 | 0 | 0
Coal | 0 | 0 | 0 | 0 | 0 | 0
Geo | 0 | 0 | 0 | 0 | 0 | 0
H | 0 | 0 | 0 | 0 | 0 | 0
LFG | 0 | 0 | 0 | 0 | 0 | 0
Nuc | 0 | 0 | 0 | 0 | 0 | 0
PS | 0 | 0 | 0 | 0 | 0 | 0
PV | 0 | 0 | 0 | 0 | 0 | 0
PeakG | 0 | 0 | 0 | 0 | 0 | 0
PeakO | 0 | 0 | 0 | 0 | 0 | 0
ST | 0 | 0 | 0 | 0 | 0 | 0
STOG | 0 | 0 | 0 | 0 | 0 | 0
STWD | 0 | 0 | 0 | 0 | 0 | 0
WT | 0 | 0 | 0 | 0 | 0 | 0
IGCC | 0 | 0 | 0 | 0 | 0 | 0
DemandResponse | 0 | 0 | 0 | 0 | 0 | 0
IGCC-CCS | 0 | 0 | 0 | 0 | 0 | 0
WT_off | 0 | 0 | 0 | 0 | 0 | 0
PseudoUnit | 0 | 0 | 0 | 0 | 0 | 0
FixedInterchange | 0 | 0 | 0 | 0 | 0 | 0
Levelized Capital Costs by Reporting Type: AZ_NM_SNV_NucRenew
ReportingType | 2015 | 2020 | 2025 | 2030 | 2035 | 2040
BM | 0 | 0 | 0 | 0 | 0 | 0
CC | 0 | 0 | 0 | 0 | 0 | 0
CSP | 0 | 0 | 0 | 0 | 0 | 0
CT | 0 | 0 | 0 | 0 | 0 | 0
Coal | 0 | 0 | 0 | 0 | 0 | 0
Geo | 0 | 6.8 | 370.06 | 370.06 | 370.06 | 363.26
H | 0 | 0 | 0 | 0 | 0 | 0
LFG | 0 | 11.72 | 11.72 | 11.72 | 11.72 | 0
Nuc | 0 | 0 | 0 | 1440.54 | 5009.57 | 6499.05
PS | 0 | 0 | 0 | 0 | 0 | 0
PV | 34.88 | 34.88 | 34.88 | 34.88 | 0 | 0
PeakG | 0 | 0 | 0 | 0 | 0 | 0
PeakO | 0 | 0 | 0 | 0 | 0 | 0
ST | 101.35 | 245.31 | 312.9 | 253.71 | 369.27 | 225.31
STOG | 0 | 0 | 0 | 0 | 0 | 0
STWD | 0 | 0 | 0 | 0 | 0 | 0
WT | 14.29 | 2481.9 | 2486.89 | 2513.69 | 2499.4 | 31.79
IGCC | 0 | 0 | 0 | 0 | 0 | 0
DemandResponse | 0 | 0 | 0 | 0 | 0 | 0
IGCC-CCS | 0 | 0 | 0 | 0 | 0 | 0
WT_off | 0 | 0 | 0 | 0 | 0 | 0
PseudoUnit | 0 | 0 | 0 | 0 | 0 | 0
FixedInterchange | 0 | 0 | 0 | 0 | 0 | 0
Levelized Capital Costs by Reporting Type: ERCOT
ReportingType | 2015 | 2020 | 2025 | 2030 | 2035 | 2040
BM | 54.69 | 54.69 | 54.69 | 54.69 | 54.69 | 1311.48
CC | 1352.78 | 1734.39 | 1734.39 | 1734.39 | 1734.39 | 381.61
CSP | 0 | 0 | 0 | 0 | 0 | 0
CT | 20.97 | 20.97 | 20.97 | 20.97 | 0 | 0
Coal | 540.38 | 540.38 | 540.38 | 540.38 | 540.38 | 540.38
Geo | 0 | 0 | 0 | 0 | 0 | 0
H | 0 | 0 | 0 | 0 | 0 | 0
LFG | 0 | 0 | 63.77 | 63.77 | 63.77 | 63.77
Nuc | 0 | 0 | 0 | 0 | 5953.92 | 5953.92
PS | 0 | 0 | 0 | 0 | 0 | 0
PV | 4.89 | 4.89 | 4.89 | 4.89 | 0 | 0
PeakG | 0 | 0 | 0 | 0 | 0 | 0
PeakO | 0 | 0 | 0 | 0 | 0 | 0
ST | 0 | 0 | 0 | 0 | 0 | 0
STOG | 0 | 0 | 0 | 0 | 0 | 0
STWD | 0 | 0 | 0 | 0 | 0 | 0
WT | 72.7 | 72.7 | 3730.85 | 3730.85 | 3658.16 | 3705.84
IGCC | 0 | 0 | 0 | 0 | 0 | 0
DemandResponse | 0 | 0 | 0 | 0 | 0 | 0
IGCC-CCS | 0 | 0 | 0 | 0 | 0 | 0
WT_off | 0 | 0 | 0 | 0 | 0 | 0
PseudoUnit | 0 | 0 | 0 | 0 | 0 | 0
FixedInterchange | 0 | 0 | 0 | 0 | 0 | 0
Levelized Capital Costs by Reporting Type: NP15
ReportingType | 2015 | 2020 | 2025 | 2030 | 2035 | 2040
BM | 0 | 0 | 0 | 0 | 0 | 0
CC | 452.02 | 452.03 | 565.42 | 565.42 | 565.42 | 113.4
CSP | 0 | 0 | 0 | 0 | 0 | 0
CT | 17.85 | 17.85 | 17.85 | 17.85 | 0 | 0
Coal | 0 | 0 | 0 | 0 | 0 | 0
Geo | 0 | 186.37 | 186.37 | 186.37 | 186.37 | 0
H | 0 | 0 | 0 | 0 | 0 | 0
LFG | 0 | 125.8 | 125.8 | 125.8 | 125.8 | 0
Nuc | 0 | 0 | 0 | 124.79 | 2349.4 | 4978.15
PS | 0 | 0 | 0 | 0 | 0 | 0
PV | 2.79 | 2.79 | 2.79 | 2.79 | 0 | 0
PeakG | 0 | 0 | 0 | 0 | 0 | 0
PeakO | 0 | 0 | 0 | 0 | 0 | 0
ST | 12.6 | 12.6 | 12.6 | 12.6 | 0 | 0
STOG | 0 | 0 | 0 | 0 | 0 | 0
STWD | 0 | 0 | 0 | 0 | 0 | 0
WT | 26.07 | 675.47 | 675.47 | 830.45 | 3241.65 | 2800.74
IGCC | 0 | 0 | 0 | 0 | 0 | 0
DemandResponse | 0 | 0 | 0 | 0 | 0 | 0
IGCC-CCS | 0 | 0 | 0 | 0 | 0 | 0
WT_off | 0 | 0 | 0 | 0 | 0 | 0
PseudoUnit | 0 | 0 | 0 | 0 | 0 | 0
FixedInterchange | 0 | 0 | 0 | 0 | 0 | 0
Levelized Capital Costs by Reporting Type: NWPP_Coal
ReportingType | 2015 | 2020 | 2025 | 2030 | 2035 | 2040
BM | 0 | 0 | 0 | 0 | 0 | 0
CC | 0 | 0 | 0 | 0 | 0 | 0
CSP | 0 | 0 | 0 | 0 | 0 | 0
CT | 0 | 0 | 0 | 0 | 0 | 0
Coal | 0 | 0 | 0 | 0 | 0 | 0
Geo | 0 | 0 | 0 | 0 | 0 | 0
H | 0 | 0 | 0 | 0 | 0 | 0
LFG | 0 | 0 | 0 | 0 | 0 | 0
Nuc | 0 | 0 | 0 | 0 | 0 | 0
PS | 0 | 0 | 0 | 0 | 0 | 0
PV | 0 | 0 | 0 | 0 | 0 | 0
PeakG | 0 | 0 | 0 | 0 | 0 | 0
PeakO | 0 | 0 | 0 | 0 | 0 | 0
ST | 0 | 0 | 0 | 0 | 0 | 0
STOG | 0 | 0 | 0 | 0 | 0 | 0
STWD | 0 | 0 | 0 | 0 | 0 | 0
WT | 0 | 0 | 0 | 0 | 0 | 0
IGCC | 0 | 0 | 0 | 0 | 0 | 0
DemandResponse | 0 | 0 | 0 | 0 | 0 | 0
IGCC-CCS | 0 | 0 | 0 | 0 | 0 | 0
WT_off | 0 | 0 | 0 | 0 | 0 | 0
PseudoUnit | 0 | 0 | 0 | 0 | 0 | 0
FixedInterchange | 0 | 0 | 0 | 0 | 0 | 0
Levelized Capital Costs by Reporting Type: NWPP_Gas
ReportingType | 2015 | 2020 | 2025 | 2030 | 2035 | 2040
BM | 0 | 0 | 0 | 0 | 0 | 0
CC | 33.4 | 87.7 | 141.42 | 141.42 | 141.42 | 108.02
CSP | 0 | 0 | 0 | 0 | 0 | 0
CT | 13.02 | 13.02 | 13.02 | 13.02 | 0 | 0
Coal | 0 | 0 | 0 | 0 | 0 | 0
Geo | 0 | 0 | 0 | 0 | 0 | 0
H | 0 | 0 | 0 | 0 | 0 | 0
LFG | 0 | 0 | 0 | 0 | 0 | 0
Nuc | 0 | 0 | 0 | 0 | 0 | 0
PS | 0 | 0 | 0 | 0 | 0 | 0
PV | 0 | 0 | 0 | 0 | 0 | 0
PeakG | 0 | 0 | 0 | 0 | 0 | 0
PeakO | 0 | 0 | 0 | 0 | 0 | 0
ST | 0 | 0 | 0 | 0 | 0 | 0
STOG | 0 | 0 | 0 | 0 | 0 | 0
STWD | 0 | 0 | 0 | 0 | 0 | 0
WT | 0 | 0 | 0 | 0 | 0 | 0
IGCC | 0 | 0 | 0 | 0 | 0 | 0
DemandResponse | 0 | 0 | 0 | 0 | 0 | 0
IGCC-CCS | 0 | 0 | 0 | 0 | 0 | 0
WT_off | 0 | 0 | 0 | 0 | 0 | 0
PseudoUnit | 0 | 0 | 0 | 0 | 0 | 0
FixedInterchange | 0 | 0 | 0 | 0 | 0 | 0
Levelized Capital Costs by Reporting Type: NWPP_NucRenew
ReportingType | 2015 | 2020 | 2025 | 2030 | 2035 | 2040
BM | 13.89 | 13.89 | 13.89 | 13.89 | 13.89 | 378.22
CC | 0 | 0 | 0 | 0 | 0 | 0
CSP | 0 | 0 | 0 | 0 | 0 | 0
CT | 0 | 0 | 0 | 0 | 0 | 0
Coal | 0 | 0 | 0 | 0 | 0 | 0
Geo | 24.88 | 24.88 | 135.71 | 135.71 | 110.83 | 110.83
H | 0 | 0 | 0 | 0 | 110.42 | 110.42
LFG | 5.02 | 50.63 | 51.94 | 51.94 | 46.91 | 1.3
Nuc | 0 | 0 | 0 | 0 | 2117.41 | 2663.06
PS | 0 | 0 | 0 | 0 | 0 | 0
PV | 0 | 0 | 0 | 0 | 0 | 0
PeakG | 0 | 0 | 0 | 0 | 0 | 0
PeakO | 0 | 0 | 0 | 0 | 0 | 0
ST | 0 | 0 | 0 | 0 | 0 | 0
STOG | 0 | 0 | 0 | 0 | 0 | 0
STWD | 0 | 0 | 0 | 0 | 0 | 0
WT | 238.86 | 238.86 | 238.86 | 2688.73 | 4759.11 | 5276.08
IGCC | 0 | 0 | 0 | 0 | 0 | 0
DemandResponse | 0 | 0 | 0 | 0 | 0 | 0
IGCC-CCS | 0 | 0 | 0 | 0 | 0 | 0
WT_off | 0 | 0 | 0 | 0 | 0 | 0
PseudoUnit | 0 | 0 | 0 | 0 | 0 | 0
FixedInterchange | 0 | 0 | 0 | 0 | 0 | 0
Levelized Capital Costs by Reporting Type: RMPA
ReportingType | 2015 | 2020 | 2025 | 2030 | 2035 | 2040
BM | 0 | 0 | 0 | 0 | 0 | 198.75
CC | 0 | 83.55 | 121.6 | 121.6 | 121.6 | 121.6
CSP | 0 | 0 | 0 | 0 | 0 | 0
CT | 15.2 | 15.2 | 15.2 | 15.2 | 0 | 0
Coal | 108.63 | 108.63 | 108.63 | 108.63 | 108.63 | 108.63
Geo | 0 | 0 | 658.57 | 658.57 | 658.57 | 658.57
H | 0 | 0 | 0 | 0 | 0 | 0
LFG | 0.28 | 5.85 | 5.85 | 5.85 | 5.57 | 0
Nuc | 0 | 0 | 0 | 968.31 | 1462.99 | 1462.99
PS | 0 | 0 | 0 | 0 | 0 | 0
PV | 0.37 | 0.37 | 0.37 | 0.37 | 0 | 0
PeakG | 0 | 0 | 0 | 0 | 0 | 0
PeakO | 0 | 0 | 0 | 0 | 0 | 0
ST | 1.07 | 121.85 | 121.85 | 123.5 | 122.43 | 1.65
STOG | 0 | 0 | 0 | 0 | 0 | 0
STWD | 0 | 0 | 0 | 0 | 0 | 0
WT | 172.66 | 934.8 | 934.8 | 1044.53 | 871.87 | 137.5
IGCC | 0 | 0 | 0 | 0 | 0 | 0
DemandResponse | 0 | 0 | 0 | 0 | 0 | 0
IGCC-CCS | 0 | 0 | 0 | 0 | 0 | 0
WT_off | 0 | 0 | 0 | 0 | 0 | 0
PseudoUnit | 0 | 0 | 0 | 0 | 0 | 0
FixedInterchange | 0 | 0 | 0 | 0 | 0 | 0
Levelized Capital Costs by Reporting Type: SP15
ReportingType | 2015 | 2020 | 2025 | 2030 | 2035 | 2040
BM | 2.9 | 2.9 | 2.9 | 2.9 | 2.9 | 2.9
CC | 158.06 | 276.27 | 635.06 | 635.06 | 635.06 | 477
CSP | 0 | 0 | 0 | 0 | 0 | 0
CT | 0 | 0 | 0 | 0 | 0 | 0
Coal | 0 | 0 | 0 | 0 | 0 | 0
Geo | 14.26 | 385.19 | 385.19 | 370.93 | 370.93 | 0
H | 0 | 0 | 0 | 0 | 0 | 0
LFG | 2.09 | 125.04 | 125.04 | 124.8 | 122.95 | 0
Nuc | 0 | 0 | 0 | 0 | 721.49 | 1374.27
PS | 0 | 0 | 0 | 0 | 0 | 0
PV | 1.62 | 1.62 | 1.62 | 1.62 | 0 | 0
PeakG | 0 | 0 | 0 | 0 | 0 | 0
PeakO | 0 | 0 | 0 | 0 | 0 | 0
ST | 191.39 | 191.39 | 191.39 | 191.39 | 874.33 | 1177.74
STOG | 0 | 0 | 0 | 0 | 0 | 0
STWD | 0 | 0 | 0 | 0 | 0 | 0
WT | 193.26 | 193.26 | 193.26 | 3589.54 | 3396.28 | 3396.28
IGCC | 0 | 0 | 0 | 0 | 0 | 0
DemandResponse | 0 | 0 | 0 | 0 | 0 | 0
IGCC-CCS | 0 | 0 | 0 | 0 | 0 | 0
WT_off | 0 | 0 | 0 | 0 | 0 | 0
PseudoUnit | 0 | 0 | 0 | 0 | 0 | 0
FixedInterchange | 0 | 0 | 0 | 0 | 0 | 0
Levelized Capital Costs by Reporting Type: ALB
ReportingType | 2015 | 2020 | 2025 | 2030 | 2035 | 2040
BM | 0 | 0 | 0 | 0 | 0 | 0
CC | 0 | 15.77 | 15.78 | 15.78 | 15.78 | 15.77
CSP | 0 | 0 | 0 | 0 | 0 | 0
CT | 16.7 | 16.7 | 16.7 | 16.7 | 0 | 0
Coal | 147.62 | 147.62 | 147.62 | 147.62 | 147.62 | 147.62
Geo | 0 | 0 | 0 | 0 | 0 | 0
H | 0 | 0 | 0 | 0 | 0 | 0
LFG | 0 | 0 | 0 | 0 | 0 | 0
Nuc | 0 | 0 | 0 | 4873.31 | 4929.4 | 5290.62
PS | 0 | 0 | 0 | 0 | 0 | 0
PV | 0 | 0 | 0 | 0 | 0 | 0
PeakG | 0 | 0 | 0 | 0 | 0 | 0
PeakO | 0 | 0 | 0 | 0 | 0 | 0
ST | 0 | 0 | 0 | 0 | 0 | 0
STOG | 0 | 0 | 0 | 0 | 0 | 0
STWD | 0 | 0 | 0 | 0 | 0 | 0
WT | 2.54 | 2.54 | 2.54 | 2.54 | 23.83 | 23.83
IGCC | 0 | 0 | 0 | 0 | 0 | 0
DemandResponse | 0 | 0 | 0 | 0 | 0 | 0
IGCC-CCS | 0 | 0 | 0 | 0 | 0 | 0
WT_off | 0 | 0 | 0 | 0 | 0 | 0
PseudoUnit | 0 | 0 | 0 | 0 | 0 | 0
FixedInterchange | 0 | 0 | 0 | 0 | 0 | 0
Levelized Capital Costs by Reporting Type: BC
ReportingType | 2015 | 2020 | 2025 | 2030 | 2035 | 2040
BM | 0 | 0 | 0 | 0 | 0 | 0
CC | 48.86 | 48.86 | 48.86 | 48.86 | 48.86 | 0
CSP | 0 | 0 | 0 | 0 | 0 | 0
CT | 0 | 0 | 0 | 0 | 0 | 0
Coal | 0 | 0 | 0 | 0 | 0 | 0
Geo | 0 | 0 | 0 | 0 | 0 | 0
H | 0 | 0 | 0 | 0 | 0 | 0
LFG | 0 | 0 | 0 | 0 | 0 | 0
Nuc | 0 | 0 | 0 | 324.73 | 324.73 | 778.05
PS | 0 | 0 | 0 | 0 | 0 | 0
PV | 0 | 0 | 0 | 0 | 0 | 0
PeakG | 0 | 0 | 0 | 0 | 0 | 0
PeakO | 0 | 0 | 0 | 0 | 0 | 0
ST | 0 | 0 | 0 | 0 | 0 | 0
STOG | 0 | 0 | 0 | 0 | 0 | 0
STWD | 0 | 0 | 0 | 0 | 0 | 0
WT | 40.68 | 40.68 | 40.68 | 40.68 | 40.86 | 40.86
IGCC | 0 | 0 | 0 | 0 | 0 | 0
DemandResponse | 0 | 0 | 0 | 0 | 0 | 0
IGCC-CCS | 0 | 0 | 0 | 0 | 0 | 0
WT_off | 0 | 0 | 0 | 0 | 0 | 0
PseudoUnit | 0 | 0 | 0 | 0 | 0 | 0
FixedInterchange | 0 | 0 | 0 | 0 | 0 | 0
Levelized Capital Costs by Reporting Type: HQ_IESO
ReportingType | 2015 | 2020 | 2025 | 2030 | 2035 | 2040
BM | 0 | 0 | 0 | 0 | 0 | 0
CC | 0 | 0 | 0 | 0 | 0 | 0
CSP | 0 | 0 | 0 | 0 | 0 | 0
CT | 0 | 0 | 0 | 0 | 0 | 0
Coal | 0 | 0 | 0 | 0 | 0 | 0
Geo | 0 | 0 | 0 | 0 | 0 | 0
H | 0 | 0 | 0 | 0 | 0 | 0
LFG | 0 | 0 | 0 | 0 | 0 | 0
Nuc | 0 | 0 | 0 | 0 | 0 | 0
PS | 0 | 0 | 0 | 0 | 0 | 0
PV | 0 | 0 | 0 | 0 | 0 | 0
PeakG | 0 | 0 | 0 | 0 | 0 | 0
PeakO | 0 | 0 | 0 | 0 | 0 | 0
ST | 0 | 0 | 0 | 0 | 0 | 0
STOG | 0 | 0 | 0 | 0 | 0 | 0
STWD | 0 | 0 | 0 | 0 | 0 | 0
WT | 0 | 0 | 0 | 0 | 0 | 0
IGCC | 0 | 0 | 0 | 0 | 0 | 0
DemandResponse | 0 | 0 | 0 | 0 | 0 | 0
IGCC-CCS | 0 | 0 | 0 | 0 | 0 | 0
WT_off | 0 | 0 | 0 | 0 | 0 | 0
PseudoUnit | 0 | 0 | 0 | 0 | 0 | 0
FixedInterchange | 0 | 0 | 0 | 0 | 0 | 0
Levelized Capital Costs by Reporting Type: HQ_NEISO
ReportingType | 2015 | 2020 | 2025 | 2030 | 2035 | 2040
BM | 0 | 0 | 0 | 0 | 0 | 0
CC | 0 | 0 | 0 | 0 | 0 | 0
CSP | 0 | 0 | 0 | 0 | 0 | 0
CT | 0 | 0 | 0 | 0 | 0 | 0
Coal | 0 | 0 | 0 | 0 | 0 | 0
Geo | 0 | 0 | 0 | 0 | 0 | 0
H | 0 | 0 | 0 | 0 | 0 | 0
LFG | 0 | 0 | 0 | 0 | 0 | 0
Nuc | 0 | 0 | 0 | 0 | 0 | 0
PS | 0 | 0 | 0 | 0 | 0 | 0
PV | 0 | 0 | 0 | 0 | 0 | 0
PeakG | 0 | 0 | 0 | 0 | 0 | 0
PeakO | 0 | 0 | 0 | 0 | 0 | 0
ST | 0 | 0 | 0 | 0 | 0 | 0
STOG | 0 | 0 | 0 | 0 | 0 | 0
STWD | 0 | 0 | 0 | 0 | 0 | 0
WT | 0 | 0 | 0 | 0 | 0 | 0
IGCC | 0 | 0 | 0 | 0 | 0 | 0
DemandResponse | 0 | 0 | 0 | 0 | 0 | 0
IGCC-CCS | 0 | 0 | 0 | 0 | 0 | 0
WT_off | 0 | 0 | 0 | 0 | 0 | 0
PseudoUnit | 0 | 0 | 0 | 0 | 98.89 | 98.89
FixedInterchange | 0 | 0 | 0 | 0 | 0 | 0
Levelized Capital Costs by Reporting Type: HQ_NY
ReportingType | 2015 | 2020 | 2025 | 2030 | 2035 | 2040
BM | 0 | 0 | 0 | 0 | 0 | 0
CC | 0 | 0 | 0 | 0 | 0 | 0
CSP | 0 | 0 | 0 | 0 | 0 | 0
CT | 0 | 0 | 0 | 0 | 0 | 0
Coal | 0 | 0 | 0 | 0 | 0 | 0
Geo | 0 | 0 | 0 | 0 | 0 | 0
H | 0 | 0 | 0 | 0 | 0 | 0
LFG | 0 | 0 | 0 | 0 | 0 | 0
Nuc | 0 | 0 | 0 | 0 | 0 | 0
PS | 0 | 0 | 0 | 0 | 0 | 0
PV | 0 | 0 | 0 | 0 | 0 | 0
PeakG | 0 | 0 | 0 | 0 | 0 | 0
PeakO | 0 | 0 | 0 | 0 | 0 | 0
ST | 0 | 0 | 0 | 0 | 0 | 0
STOG | 0 | 0 | 0 | 0 | 0 | 0
STWD | 0 | 0 | 0 | 0 | 0 | 0
WT | 0 | 0 | 0 | 0 | 0 | 0
IGCC | 0 | 0 | 0 | 0 | 0 | 0
DemandResponse | 0 | 0 | 0 | 0 | 0 | 0
IGCC-CCS | 0 | 0 | 0 | 0 | 0 | 0
WT_off | 0 | 0 | 0 | 0 | 0 | 0
PseudoUnit | 0 | 0 | 483.5 | 824.05 | 824.05 | 824.05
FixedInterchange | 0 | 0 | 0 | 0 | 0 | 0
Levelized Capital Costs by Reporting Type: MARITIMES
ReportingType | 2015 | 2020 | 2025 | 2030 | 2035 | 2040
BM | 0 | 0 | 0 | 0 | 0 | 0
CC | 0 | 0 | 0 | 0 | 0 | 0
CSP | 0 | 0 | 0 | 0 | 0 | 0
CT | 0 | 0 | 0 | 0 | 0 | 0
Coal | 0 | 0 | 0 | 0 | 0 | 0
Geo | 0 | 0 | 0 | 0 | 0 | 0
H | 0 | 0 | 0 | 0 | 0 | 0
LFG | 0 | 0 | 0 | 0 | 0 | 0
Nuc | 0 | 0 | 0 | 0 | 0 | 0
PS | 0 | 0 | 0 | 0 | 0 | 0
PV | 0 | 0 | 0 | 0 | 0 | 0
PeakG | 0 | 0 | 0 | 0 | 0 | 0
PeakO | 0 | 0 | 0 | 0 | 0 | 0
ST | 0 | 0 | 0 | 0 | 0 | 0
STOG | 0 | 0 | 0 | 0 | 0 | 0
STWD | 0 | 0 | 0 | 0 | 0 | 0
WT | 0 | 0 | 0 | 0 | 0 | 0
IGCC | 0 | 0 | 0 | 0 | 0 | 0
DemandResponse | 0 | 0 | 0 | 0 | 0 | 0
IGCC-CCS | 0 | 0 | 0 | 0 | 0 | 0
WT_off | 0 | 0 | 0 | 0 | 0 | 0
PseudoUnit | 0 | 0 | 0 | 0 | 164.81 | 164.81
FixedInterchange | 0 | 0 | 0 | 0 | 0 | 0
Levelized Capital Costs by Reporting Type: All
ReportingType | 2015 | 2020 | 2025 | 2030 | 2035 | 2040
BM | 541.24 | 599.41 | 768.56 | 772.56 | 772.56 | 9575.9
CC | 8633.65 | 16442.33 | 17006.3 | 17231.89 | 17086.41 | 8598.24
CSP | 0 | 0 | 0 | 0 | 0 | 0
CT | 541.58 | 665.15 | 665.15 | 609 | 135.11 | 14.05
Coal | 3114.71 | 3114.71 | 3114.71 | 3114.71 | 3114.71 | 3114.71
Geo | 39.14 | 603.23 | 1735.89 | 1721.63 | 1696.76 | 1132.66
H | 0 | 416.01 | 1166.07 | 2017.36 | 2316.08 | 2681.62
LFG | 42.41 | 457.58 | 881.09 | 1018.7 | 985.95 | 570.78
Nuc | 684.91 | 3259.17 | 4197.94 | 15875.73 | 59243.36 | 87858.19
PS | 0 | 0 | 0 | 0 | 0 | 0
PV | 612.43 | 1336.94 | 1626.79 | 1682.96 | 1074.64 | 371.07
PeakG | 0 | 0 | 0 | 0 | 0 | 0
PeakO | 0 | 0 | 0 | 0 | 0 | 0
ST | 306.41 | 571.15 | 638.75 | 581.2 | 1366.03 | 1404.7
STOG | 0 | 0 | 0 | 0 | 0 | 0
STWD | 0 | 0 | 0 | 0 | 0 | 0
WT | 6098.68 | 25768.55 | 53039.17 | 67752.22 | 83495.34 | 67007.02
IGCC | 215.26 | 215.26 | 215.26 | 215.26 | 215.26 | 215.26
DemandResponse | 0 | 0 | 0 | 0 | 0 | 0
IGCC-CCS | 0 | 0 | 0 | 0 | 0 | 0
WT_off | 283.77 | 283.77 | 824.12 | 824.12 | 540.35 | 540.35
PseudoUnit | 0 | 0 | 483.5 | 824.05 | 1087.74 | 1087.74
FixedInterchange | 0 | 0 | 0 | 0 | 0 | 0
Levelized Capital Costs by Reporting Type: EI_US
ReportingType | 2015 | 2020 | 2025 | 2030 | 2035 | 2040
BM | 324.96 | 383.12 | 552.28 | 556.28 | 556.28 | 7539.74
CC | 6302.88 | 13287.35 | 13287.36 | 13512.95 | 13367.47 | 7210.07
CSP | 0 | 0 | 0 | 0 | 0 | 0
CT | 352.33 | 475.9 | 475.9 | 419.75 | 135.11 | 14.05
Coal | 2318.08 | 2318.08 | 2318.08 | 2318.08 | 2318.08 | 2318.08
Geo | 0 | 0 | 0 | 0 | 0 | 0
H | 0 | 174.87 | 513.06 | 745.44 | 746.43 | 1111.98
LFG | 29.9 | 133.43 | 491.87 | 629.54 | 609.07 | 505.54
Nuc | 684.91 | 3259.17 | 4197.94 | 8144.05 | 36374.46 | 58858.08
PS | 0 | 0 | 0 | 0 | 0 | 0
PV | 28.13 | 752.64 | 1042.49 | 1098.66 | 1074.64 | 371.07
PeakG | 0 | 0 | 0 | 0 | 0 | 0
PeakO | 0 | 0 | 0 | 0 | 0 | 0
ST | 0 | 0 | 0 | 0 | 0 | 0
STOG | 0 | 0 | 0 | 0 | 0 | 0
STWD | 0 | 0 | 0 | 0 | 0 | 0
WT | 4589.99 | 20380.71 | 43988.19 | 52563.59 | 65004.19 | 51157.94
IGCC | 215.26 | 215.26 | 215.26 | 215.26 | 215.26 | 215.26
DemandResponse | 0 | 0 | 0 | 0 | 0 | 0
IGCC-CCS | 0 | 0 | 0 | 0 | 0 | 0
WT_off | 283.77 | 283.77 | 824.12 | 824.12 | 540.35 | 540.35
PseudoUnit | 0 | 0 | 483.5 | 824.05 | 1087.74 | 1087.74
FixedInterchange | 0 | 0 | 0 | 0 | 0 | 0
Levelized Capital Costs by Reporting Type: EI_Canada
ReportingType | 2015 | 2020 | 2025 | 2030 | 2035 | 2040
BM | 144.8 | 144.8 | 144.8 | 144.8 | 144.8 | 144.8
CC | 206.32 | 206.32 | 206.32 | 206.32 | 206.32 | 0
CSP | 0 | 0 | 0 | 0 | 0 | 0
CT | 41.8 | 41.8 | 41.8 | 41.8 | 0 | 0
Coal | 0 | 0 | 0 | 0 | 0 | 0
Geo | 0 | 0 | 0 | 0 | 0 | 0
H | 0 | 241.14 | 653.01 | 1271.92 | 1459.22 | 1459.22
LFG | 5.12 | 5.12 | 5.12 | 5.29 | 0.17 | 0.17
Nuc | 0 | 0 | 0 | 0 | 0 | 0
PS | 0 | 0 | 0 | 0 | 0 | 0
PV | 539.74 | 539.74 | 539.74 | 539.74 | 0 | 0
PeakG | 0 | 0 | 0 | 0 | 0 | 0
PeakO | 0 | 0 | 0 | 0 | 0 | 0
ST | 0 | 0 | 0 | 0 | 0 | 0
STOG | 0 | 0 | 0 | 0 | 0 | 0
STWD | 0 | 0 | 0 | 0 | 0 | 0
WT | 747.62 | 747.62 | 747.62 | 747.62 | 0 | 436.17
IGCC | 0 | 0 | 0 | 0 | 0 | 0
DemandResponse | 0 | 0 | 0 | 0 | 0 | 0
IGCC-CCS | 0 | 0 | 0 | 0 | 0 | 0
WT_off | 0 | 0 | 0 | 0 | 0 | 0
PseudoUnit | 0 | 0 | 0 | 0 | 0 | 0
FixedInterchange | 0 | 0 | 0 | 0 | 0 | 0
Levelized Capital Costs by Reporting Type: EI
ReportingType | 2015 | 2020 | 2025 | 2030 | 2035 | 2040
BM | 469.76 | 527.93 | 697.08 | 701.08 | 701.08 | 7684.55
CC | 6509.21 | 13493.68 | 13493.68 | 13719.28 | 13573.79 | 7210.07
CSP | 0 | 0 | 0 | 0 | 0 | 0
CT | 394.12 | 517.69 | 517.69 | 461.55 | 135.11 | 14.05
Coal | 2318.08 | 2318.08 | 2318.08 | 2318.08 | 2318.08 | 2318.08
Geo | 0 | 0 | 0 | 0 | 0 | 0
H | 0 | 416.01 | 1166.07 | 2017.36 | 2205.65 | 2571.2
LFG | 35.02 | 138.55 | 496.99 | 634.83 | 609.24 | 505.71
Nuc | 684.91 | 3259.17 | 4197.94 | 8144.05 | 36374.46 | 58858.08
PS | 0 | 0 | 0 | 0 | 0 | 0
PV | 567.88 | 1292.39 | 1582.24 | 1638.4 | 1074.64 | 371.07
PeakG | 0 | 0 | 0 | 0 | 0 | 0
PeakO | 0 | 0 | 0 | 0 | 0 | 0
ST | 0 | 0 | 0 | 0 | 0 | 0
STOG | 0 | 0 | 0 | 0 | 0 | 0
STWD | 0 | 0 | 0 | 0 | 0 | 0
WT | 5337.61 | 21128.34 | 44735.81 | 53311.21 | 65004.19 | 51594.1
IGCC | 215.26 | 215.26 | 215.26 | 215.26 | 215.26 | 215.26
DemandResponse | 0 | 0 | 0 | 0 | 0 | 0
IGCC-CCS | 0 | 0 | 0 | 0 | 0 | 0
WT_off | 283.77 | 283.77 | 824.12 | 824.12 | 540.35 | 540.35
PseudoUnit | 0 | 0 | 483.5 | 824.05 | 1087.74 | 1087.74
FixedInterchange | 0 | 0 | 0 | 0 | 0 | 0
Levelized Capital Costs by Reporting Type: Outside_EI
ReportingType | 2015 | 2020 | 2025 | 2030 | 2035 | 2040
BM | 71.48 | 71.48 | 71.48 | 71.48 | 71.48 | 1891.36
CC | 2124.44 | 2948.66 | 3512.61 | 3512.61 | 3512.61 | 1388.17
CSP | 0 | 0 | 0 | 0 | 0 | 0
CT | 147.45 | 147.45 | 147.45 | 147.45 | 0 | 0
Coal | 796.63 | 796.63 | 796.63 | 796.63 | 796.63 | 796.63
Geo | 39.14 | 603.23 | 1735.89 | 1721.63 | 1696.76 | 1132.66
H | 0 | 0 | 0 | 0 | 110.42 | 110.42
LFG | 7.39 | 319.04 | 384.11 | 383.88 | 376.72 | 65.07
Nuc | 0 | 0 | 0 | 7731.69 | 22868.9 | 29000.1
PS | 0 | 0 | 0 | 0 | 0 | 0
PV | 44.56 | 44.56 | 44.56 | 44.56 | 0 | 0
PeakG | 0 | 0 | 0 | 0 | 0 | 0
PeakO | 0 | 0 | 0 | 0 | 0 | 0
ST | 306.41 | 571.15 | 638.75 | 581.2 | 1366.03 | 1404.7
STOG | 0 | 0 | 0 | 0 | 0 | 0
STWD | 0 | 0 | 0 | 0 | 0 | 0
WT | 761.07 | 4640.22 | 8303.36 | 14441 | 18491.15 | 15412.92
IGCC | 0 | 0 | 0 | 0 | 0 | 0
DemandResponse | 0 | 0 | 0 | 0 | 0 | 0
IGCC-CCS | 0 | 0 | 0 | 0 | 0 | 0
WT_off | 0 | 0 | 0 | 0 | 0 | 0
PseudoUnit | 0 | 0 | 0 | 0 | 0 | 0
FixedInterchange | 0 | 0 | 0 | 0 | 0 | 0
#13 | 0: Levelized Retrofit Capital Costs ($million)
Levelized Retrofit Capital Costs by Reporting Type: Entergy
ReportingType | 2015 | 2020 | 2025 | 2030 | 2035 | 2040
BM | 0 | 0 | 0 | 0 | 0 | 0
CC | 0 | 0 | 0 | 0 | 0 | 0
CSP | 0 | 0 | 0 | 0 | 0 | 0
CT | 0 | 0 | 0 | 0 | 0 | 0
Coal | 0 | 41.68 | 41.68 | 0 | 0 | 0
Geo | 0 | 0 | 0 | 0 | 0 | 0
H | 0 | 0 | 0 | 0 | 0 | 0
LFG | 0 | 0 | 0 | 0 | 0 | 0
Nuc | 0 | 0 | 0 | 0 | 0 | 0
PS | 0 | 0 | 0 | 0 | 0 | 0
PV | 0 | 0 | 0 | 0 | 0 | 0
PeakG | 0 | 0 | 0 | 0 | 0 | 0
PeakO | 0 | 0 | 0 | 0 | 0 | 0
ST | 0 | 0 | 0 | 0 | 0 | 0
STOG | 0 | 0 | 0 | 0 | 0 | 0
STWD | 0 | 0 | 0 | 0 | 0 | 0
WT | 0 | 0 | 0 | 0 | 0 | 0
IGCC | 0 | 0 | 0 | 0 | 0 | 0
DemandResponse | 0 | 0 | 0 | 0 | 0 | 0
IGCC-CCS | 0 | 0 | 0 | 0 | 0 | 0
WT_off | 0 | 0 | 0 | 0 | 0 | 0
PseudoUnit | 0 | 0 | 0 | 0 | 0 | 0
FixedInterchange | 0 | 0 | 0 | 0 | 0 | 0
Levelized Retrofit Capital Costs by Reporting Type: FRCC
ReportingType | 2015 | 2020 | 2025 | 2030 | 2035 | 2040
BM | 0 | 0 | 0 | 0 | 0 | 0
CC | 0 | 0 | 0 | 0 | 0 | 0
CSP | 0 | 0 | 0 | 0 | 0 | 0
CT | 0 | 0 | 0 | 0 | 0 | 0
Coal | 73.1 | 13.87 | 13.87 | 61.69 | 126.07 | 135.47
Geo | 0 | 0 | 0 | 0 | 0 | 0
H | 0 | 0 | 0 | 0 | 0 | 0
LFG | 0 | 0 | 0 | 0 | 0 | 0
Nuc | 0 | 0 | 0 | 0 | 0 | 0
PS | 0 | 0 | 0 | 0 | 0 | 0
PV | 0 | 0 | 0 | 0 | 0 | 0
PeakG | 0 | 0 | 0 | 0 | 0 | 0
PeakO | 0 | 0 | 0 | 0 | 0 | 0
ST | 0 | 0 | 0 | 0 | 0 | 0
STOG | 0 | 0 | 0 | 0 | 0 | 0
STWD | 0 | 0 | 0 | 0 | 0 | 0
WT | 0 | 0 | 0 | 0 | 0 | 0
IGCC | 0 | 0 | 0 | 0 | 0 | 0
DemandResponse | 0 | 0 | 0 | 0 | 0 | 0
IGCC-CCS | 0 | 0 | 0 | 0 | 0 | 0
WT_off | 0 | 0 | 0 | 0 | 0 | 0
PseudoUnit | 0 | 0 | 0 | 0 | 0 | 0
FixedInterchange | 0 | 0 | 0 | 0 | 0 | 0
Levelized Retrofit Capital Costs by Reporting Type: MAPP_US
ReportingType | 2015 | 2020 | 2025 | 2030 | 2035 | 2040
BM | 0 | 0 | 0 | 0 | 0 | 0
CC | 0 | 0 | 0 | 0 | 0 | 0
CSP | 0 | 0 | 0 | 0 | 0 | 0
CT | 0 | 0 | 0 | 0 | 0 | 0
Coal | 22.36 | 29.78 | 7.41 | 0 | 0 | 0
Geo | 0 | 0 | 0 | 0 | 0 | 0
H | 0 | 0 | 0 | 0 | 0 | 0
LFG | 0 | 0 | 0 | 0 | 0 | 0
Nuc | 0 | 0 | 0 | 0 | 0 | 0
PS | 0 | 0 | 0 | 0 | 0 | 0
PV | 0 | 0 | 0 | 0 | 0 | 0
PeakG | 0 | 0 | 0 | 0 | 0 | 0
PeakO | 0 | 0 | 0 | 0 | 0 | 0
ST | 0 | 0 | 0 | 0 | 0 | 0
STOG | 0 | 0 | 0 | 0 | 0 | 0
STWD | 0 | 0 | 0 | 0 | 0 | 0
WT | 0 | 0 | 0 | 0 | 0 | 0
IGCC | 0 | 0 | 0 | 0 | 0 | 0
DemandResponse | 0 | 0 | 0 | 0 | 0 | 0
IGCC-CCS | 0 | 0 | 0 | 0 | 0 | 0
WT_off | 0 | 0 | 0 | 0 | 0 | 0
PseudoUnit | 0 | 0 | 0 | 0 | 0 | 0
FixedInterchange | 0 | 0 | 0 | 0 | 0 | 0
Levelized Retrofit Capital Costs by Reporting Type: MISO_IN
ReportingType | 2015 | 2020 | 2025 | 2030 | 2035 | 2040
BM | 0 | 0 | 0 | 0 | 0 | 0
CC | 0 | 0 | 0 | 0 | 0 | 0
CSP | 0 | 0 | 0 | 0 | 0 | 0
CT | 0 | 0 | 0 | 0 | 0 | 0
Coal | 0 | 85.7 | 85.7 | 120.75 | 305.69 | 353.1
Geo | 0 | 0 | 0 | 0 | 0 | 0
H | 0 | 0 | 0 | 0 | 0 | 0
LFG | 0 | 0 | 0 | 0 | 0 | 0
Nuc | 0 | 0 | 0 | 0 | 0 | 0
PS | 0 | 0 | 0 | 0 | 0 | 0
PV | 0 | 0 | 0 | 0 | 0 | 0
PeakG | 0 | 0 | 0 | 0 | 0 | 0
PeakO | 0 | 0 | 0 | 0 | 0 | 0
ST | 0 | 0 | 0 | 0 | 0 | 0
STOG | 0 | 0 | 0 | 0 | 0 | 0
STWD | 0 | 0 | 0 | 0 | 0 | 0
WT | 0 | 0 | 0 | 0 | 0 | 0
IGCC | 0 | 0 | 0 | 0 | 0 | 0
DemandResponse | 0 | 0 | 0 | 0 | 0 | 0
IGCC-CCS | 0 | 0 | 0 | 0 | 0 | 0
WT_off | 0 | 0 | 0 | 0 | 0 | 0
PseudoUnit | 0 | 0 | 0 | 0 | 0 | 0
FixedInterchange | 0 | 0 | 0 | 0 | 0 | 0
Levelized Retrofit Capital Costs by Reporting Type: MISO_MI
ReportingType | 2015 | 2020 | 2025 | 2030 | 2035 | 2040
BM | 0 | 0 | 0 | 0 | 0 | 0
CC | 0 | 0 | 0 | 0 | 0 | 0
CSP | 0 | 0 | 0 | 0 | 0 | 0
CT | 0 | 0 | 0 | 0 | 0 | 0
Coal | 15.14 | 15.14 | 0 | 0 | 0 | 0
Geo | 0 | 0 | 0 | 0 | 0 | 0
H | 0 | 0 | 0 | 0 | 0 | 0
LFG | 0 | 0 | 0 | 0 | 0 | 0
Nuc | 0 | 0 | 0 | 0 | 0 | 0
PS | 0 | 0 | 0 | 0 | 0 | 0
PV | 0 | 0 | 0 | 0 | 0 | 0
PeakG | 0 | 0 | 0 | 0 | 0 | 0
PeakO | 0 | 0 | 0 | 0 | 0 | 0
ST | 0 | 0 | 0 | 0 | 0 | 0
STOG | 0 | 0 | 0 | 0 | 0 | 0
STWD | 0 | 0 | 0 | 0 | 0 | 0
WT | 0 | 0 | 0 | 0 | 0 | 0
IGCC | 0 | 0 | 0 | 0 | 0 | 0
DemandResponse | 0 | 0 | 0 | 0 | 0 | 0
IGCC-CCS | 0 | 0 | 0 | 0 | 0 | 0
WT_off | 0 | 0 | 0 | 0 | 0 | 0
PseudoUnit | 0 | 0 | 0 | 0 | 0 | 0
FixedInterchange | 0 | 0 | 0 | 0 | 0 | 0
Levelized Retrofit Capital Costs by Reporting Type: MISO_MO-IL
ReportingType | 2015 | 2020 | 2025 | 2030 | 2035 | 2040
BM | 0 | 0 | 0 | 0 | 0 | 0
CC | 0 | 0 | 0 | 0 | 0 | 0
CSP | 0 | 0 | 0 | 0 | 0 | 0
CT | 0 | 0 | 0 | 0 | 0 | 0
Coal | 9.29 | 16.88 | 16.88 | 34.09 | 80.84 | 66.39
Geo | 0 | 0 | 0 | 0 | 0 | 0
H | 0 | 0 | 0 | 0 | 0 | 0
LFG | 0 | 0 | 0 | 0 | 0 | 0
Nuc | 0 | 0 | 0 | 0 | 0 | 0
PS | 0 | 0 | 0 | 0 | 0 | 0
PV | 0 | 0 | 0 | 0 | 0 | 0
PeakG | 0 | 0 | 0 | 0 | 0 | 0
PeakO | 0 | 0 | 0 | 0 | 0 | 0
ST | 0 | 0 | 0 | 0 | 0 | 0
STOG | 0 | 0 | 0 | 0 | 0 | 0
STWD | 0 | 0 | 0 | 0 | 0 | 0
WT | 0 | 0 | 0 | 0 | 0 | 0
IGCC | 0 | 0 | 0 | 0 | 0 | 0
DemandResponse | 0 | 0 | 0 | 0 | 0 | 0
IGCC-CCS | 0 | 0 | 0 | 0 | 0 | 0
WT_off | 0 | 0 | 0 | 0 | 0 | 0
PseudoUnit | 0 | 0 | 0 | 0 | 0 | 0
FixedInterchange | 0 | 0 | 0 | 0 | 0 | 0
Levelized Retrofit Capital Costs by Reporting Type: MISO_W
ReportingType | 2015 | 2020 | 2025 | 2030 | 2035 | 2040
BM | 0 | 0 | 0 | 0 | 0 | 0
CC | 0 | 0 | 0 | 0 | 0 | 0
CSP | 0 | 0 | 0 | 0 | 0 | 0
CT | 0 | 0 | 0 | 0 | 0 | 0
Coal | 26.68 | 27.82 | 189.4 | 161.59 | 0 | 13.27
Geo | 0 | 0 | 0 | 0 | 0 | 0
H | 0 | 0 | 0 | 0 | 0 | 0
LFG | 0 | 0 | 0 | 0 | 0 | 0
Nuc | 0 | 0 | 0 | 0 | 0 | 0
PS | 0 | 0 | 0 | 0 | 0 | 0
PV | 0 | 0 | 0 | 0 | 0 | 0
PeakG | 0 | 0 | 0 | 0 | 0 | 0
PeakO | 0 | 0 | 0 | 0 | 0 | 0
ST | 0 | 0 | 0 | 0 | 0 | 0
STOG | 0 | 0 | 0 | 0 | 0 | 0
STWD | 0 | 0 | 0 | 0 | 0 | 0
WT | 0 | 0 | 0 | 0 | 0 | 0
IGCC | 0 | 0 | 0 | 0 | 0 | 0
DemandResponse | 0 | 0 | 0 | 0 | 0 | 0
IGCC-CCS | 0 | 0 | 0 | 0 | 0 | 0
WT_off | 0 | 0 | 0 | 0 | 0 | 0
PseudoUnit | 0 | 0 | 0 | 0 | 0 | 0
FixedInterchange | 0 | 0 | 0 | 0 | 0 | 0
Levelized Retrofit Capital Costs by Reporting Type: MISO_WUMS
ReportingType | 2015 | 2020 | 2025 | 2030 | 2035 | 2040
BM | 0 | 0 | 0 | 0 | 0 | 0
CC | 0 | 0 | 0 | 0 | 0 | 0
CSP | 0 | 0 | 0 | 0 | 0 | 0
CT | 0 | 0 | 0 | 0 | 0 | 0
Coal | 197.26 | 175.87 | 2.6 | 39.88 | 125.76 | 142.83
Geo | 0 | 0 | 0 | 0 | 0 | 0
H | 0 | 0 | 0 | 0 | 0 | 0
LFG | 0 | 0 | 0 | 0 | 0 | 0
Nuc | 0 | 0 | 0 | 0 | 0 | 0
PS | 0 | 0 | 0 | 0 | 0 | 0
PV | 0 | 0 | 0 | 0 | 0 | 0
PeakG | 0 | 0 | 0 | 0 | 0 | 0
PeakO | 0 | 0 | 0 | 0 | 0 | 0
ST | 0 | 0 | 0 | 0 | 0 | 0
STOG | 0 | 0 | 0 | 0 | 0 | 0
STWD | 0 | 0 | 0 | 0 | 0 | 0
WT | 0 | 0 | 0 | 0 | 0 | 0
IGCC | 0 | 0 | 0 | 0 | 0 | 0
DemandResponse | 0 | 0 | 0 | 0 | 0 | 0
IGCC-CCS | 0 | 0 | 0 | 0 | 0 | 0
WT_off | 0 | 0 | 0 | 0 | 0 | 0
PseudoUnit | 0 | 0 | 0 | 0 | 0 | 0
FixedInterchange | 0 | 0 | 0 | 0 | 0 | 0
Levelized Retrofit Capital Costs by Reporting Type: Nebraska
ReportingType | 2015 | 2020 | 2025 | 2030 | 2035 | 2040
BM | 0 | 0 | 0 | 0 | 0 | 0
CC | 0 | 0 | 0 | 0 | 0 | 0
CSP | 0 | 0 | 0 | 0 | 0 | 0
CT | 0 | 0 | 0 | 0 | 0 | 0
Coal | 0 | 0 | 76.84 | 76.84 | 2.88 | 30.59
Geo | 0 | 0 | 0 | 0 | 0 | 0
H | 0 | 0 | 0 | 0 | 0 | 0
LFG | 0 | 0 | 0 | 0 | 0 | 0
Nuc | 0 | 0 | 0 | 0 | 0 | 0
PS | 0 | 0 | 0 | 0 | 0 | 0
PV | 0 | 0 | 0 | 0 | 0 | 0
PeakG | 0 | 0 | 0 | 0 | 0 | 0
PeakO | 0 | 0 | 0 | 0 | 0 | 0
ST | 0 | 0 | 0 | 0 | 0 | 0
STOG | 0 | 0 | 0 | 0 | 0 | 0
STWD | 0 | 0 | 0 | 0 | 0 | 0
WT | 0 | 0 | 0 | 0 | 0 | 0
IGCC | 0 | 0 | 0 | 0 | 0 | 0
DemandResponse | 0 | 0 | 0 | 0 | 0 | 0
IGCC-CCS | 0 | 0 | 0 | 0 | 0 | 0
WT_off | 0 | 0 | 0 | 0 | 0 | 0
PseudoUnit | 0 | 0 | 0 | 0 | 0 | 0
FixedInterchange | 0 | 0 | 0 | 0 | 0 | 0
Levelized Retrofit Capital Costs by Reporting Type: NEISO
ReportingType | 2015 | 2020 | 2025 | 2030 | 2035 | 2040
BM | 0 | 0 | 0 | 0 | 0 | 0
CC | 0 | 0 | 0 | 0 | 0 | 0
CSP | 0 | 0 | 0 | 0 | 0 | 0
CT | 0 | 0 | 0 | 0 | 0 | 0
Coal | 29.15 | 29.15 | 0 | 0 | 0 | 0
Geo | 0 | 0 | 0 | 0 | 0 | 0
H | 0 | 0 | 0 | 0 | 0 | 0
LFG | 0 | 0 | 0 | 0 | 0 | 0
Nuc | 0 | 0 | 0 | 0 | 0 | 0
PS | 0 | 0 | 0 | 0 | 0 | 0
PV | 0 | 0 | 0 | 0 | 0 | 0
PeakG | 0 | 0 | 0 | 0 | 0 | 0
PeakO | 0 | 0 | 0 | 0 | 0 | 0
ST | 0 | 0 | 0 | 0 | 0 | 0
STOG | 0 | 0 | 0 | 0 | 0 | 0
STWD | 0 | 0 | 0 | 0 | 0 | 0
WT | 0 | 0 | 0 | 0 | 0 | 0
IGCC | 0 | 0 | 0 | 0 | 0 | 0
DemandResponse | 0 | 0 | 0 | 0 | 0 | 0
IGCC-CCS | 0 | 0 | 0 | 0 | 0 | 0
WT_off | 0 | 0 | 0 | 0 | 0 | 0
PseudoUnit | 0 | 0 | 0 | 0 | 0 | 0
FixedInterchange | 0 | 0 | 0 | 0 | 0 | 0
Levelized Retrofit Capital Costs by Reporting Type: NonRTO_Midwest
ReportingType | 2015 | 2020 | 2025 | 2030 | 2035 | 2040
BM | 0 | 0 | 0 | 0 | 0 | 0
CC | 0 | 0 | 0 | 0 | 0 | 0
CSP | 0 | 0 | 0 | 0 | 0 | 0
CT | 0 | 0 | 0 | 0 | 0 | 0
Coal | 165.72 | 175.18 | 37.16 | 133.34 | 315.71 | 182.37
Geo | 0 | 0 | 0 | 0 | 0 | 0
H | 0 | 0 | 0 | 0 | 0 | 0
LFG | 0 | 0 | 0 | 0 | 0 | 0
Nuc | 0 | 0 | 0 | 0 | 0 | 0
PS | 0 | 0 | 0 | 0 | 0 | 0
PV | 0 | 0 | 0 | 0 | 0 | 0
PeakG | 0 | 0 | 0 | 0 | 0 | 0
PeakO | 0 | 0 | 0 | 0 | 0 | 0
ST | 0 | 0 | 0 | 0 | 0 | 0
STOG | 0 | 0 | 0 | 0 | 0 | 0
STWD | 0 | 0 | 0 | 0 | 0 | 0
WT | 0 | 0 | 0 | 0 | 0 | 0
IGCC | 0 | 0 | 0 | 0 | 0 | 0
DemandResponse | 0 | 0 | 0 | 0 | 0 | 0
IGCC-CCS | 0 | 0 | 0 | 0 | 0 | 0
WT_off | 0 | 0 | 0 | 0 | 0 | 0
PseudoUnit | 0 | 0 | 0 | 0 | 0 | 0
FixedInterchange | 0 | 0 | 0 | 0 | 0 | 0
Levelized Retrofit Capital Costs by Reporting Type: NYISO_A-F
ReportingType | 2015 | 2020 | 2025 | 2030 | 2035 | 2040
BM | 0 | 0 | 0 | 0 | 0 | 0
CC | 0 | 0 | 0 | 0 | 0 | 0
CSP | 0 | 0 | 0 | 0 | 0 | 0
CT | 0 | 0 | 0 | 0 | 0 | 0
Coal | 0 | 0 | 0 | 0 | 0 | 0
Geo | 0 | 0 | 0 | 0 | 0 | 0
H | 0 | 0 | 0 | 0 | 0 | 0
LFG | 0 | 0 | 0 | 0 | 0 | 0
Nuc | 0 | 0 | 0 | 0 | 0 | 0
PS | 0 | 0 | 0 | 0 | 0 | 0
PV | 0 | 0 | 0 | 0 | 0 | 0
PeakG | 0 | 0 | 0 | 0 | 0 | 0
PeakO | 0 | 0 | 0 | 0 | 0 | 0
ST | 0 | 0 | 0 | 0 | 0 | 0
STOG | 0 | 0 | 0 | 0 | 0 | 0
STWD | 0 | 0 | 0 | 0 | 0 | 0
WT | 0 | 0 | 0 | 0 | 0 | 0
IGCC | 0 | 0 | 0 | 0 | 0 | 0
DemandResponse | 0 | 0 | 0 | 0 | 0 | 0
IGCC-CCS | 0 | 0 | 0 | 0 | 0 | 0
WT_off | 0 | 0 | 0 | 0 | 0 | 0
PseudoUnit | 0 | 0 | 0 | 0 | 0 | 0
FixedInterchange | 0 | 0 | 0 | 0 | 0 | 0
Levelized Retrofit Capital Costs by Reporting Type: NYISO_G-I
ReportingType | 2015 | 2020 | 2025 | 2030 | 2035 | 2040
BM | 0 | 0 | 0 | 0 | 0 | 0
CC | 0 | 0 | 0 | 0 | 0 | 0
CSP | 0 | 0 | 0 | 0 | 0 | 0
CT | 0 | 0 | 0 | 0 | 0 | 0
Coal | 0 | 0 | 0 | 0 | 0 | 0
Geo | 0 | 0 | 0 | 0 | 0 | 0
H | 0 | 0 | 0 | 0 | 0 | 0
LFG | 0 | 0 | 0 | 0 | 0 | 0
Nuc | 0 | 0 | 0 | 0 | 0 | 0
PS | 0 | 0 | 0 | 0 | 0 | 0
PV | 0 | 0 | 0 | 0 | 0 | 0
PeakG | 0 | 0 | 0 | 0 | 0 | 0
PeakO | 0 | 0 | 0 | 0 | 0 | 0
ST | 0 | 0 | 0 | 0 | 0 | 0
STOG | 0 | 0 | 0 | 0 | 0 | 0
STWD | 0 | 0 | 0 | 0 | 0 | 0
WT | 0 | 0 | 0 | 0 | 0 | 0
IGCC | 0 | 0 | 0 | 0 | 0 | 0
DemandResponse | 0 | 0 | 0 | 0 | 0 | 0
IGCC-CCS | 0 | 0 | 0 | 0 | 0 | 0
WT_off | 0 | 0 | 0 | 0 | 0 | 0
PseudoUnit | 0 | 0 | 0 | 0 | 0 | 0
FixedInterchange | 0 | 0 | 0 | 0 | 0 | 0
Levelized Retrofit Capital Costs by Reporting Type: NYISO_J-K
ReportingType | 2015 | 2020 | 2025 | 2030 | 2035 | 2040
BM | 0 | 0 | 0 | 0 | 0 | 0
CC | 0 | 0 | 0 | 0 | 0 | 0
CSP | 0 | 0 | 0 | 0 | 0 | 0
CT | 0 | 0 | 0 | 0 | 0 | 0
Coal | 0 | 0 | 0 | 0 | 0 | 0
Geo | 0 | 0 | 0 | 0 | 0 | 0
H | 0 | 0 | 0 | 0 | 0 | 0
LFG | 0 | 0 | 0 | 0 | 0 | 0
Nuc | 0 | 0 | 0 | 0 | 0 | 0
PS | 0 | 0 | 0 | 0 | 0 | 0
PV | 0 | 0 | 0 | 0 | 0 | 0
PeakG | 0 | 0 | 0 | 0 | 0 | 0
PeakO | 0 | 0 | 0 | 0 | 0 | 0
ST | 0 | 0 | 0 | 0 | 0 | 0
STOG | 0 | 0 | 0 | 0 | 0 | 0
STWD | 0 | 0 | 0 | 0 | 0 | 0
WT | 0 | 0 | 0 | 0 | 0 | 0
IGCC | 0 | 0 | 0 | 0 | 0 | 0
DemandResponse | 0 | 0 | 0 | 0 | 0 | 0
IGCC-CCS | 0 | 0 | 0 | 0 | 0 | 0
WT_off | 0 | 0 | 0 | 0 | 0 | 0
PseudoUnit | 0 | 0 | 0 | 0 | 0 | 0
FixedInterchange | 0 | 0 | 0 | 0 | 0 | 0
Levelized Retrofit Capital Costs by Reporting Type: PJM_E
ReportingType | 2015 | 2020 | 2025 | 2030 | 2035 | 2040
BM | 0 | 0 | 0 | 0 | 0 | 0
CC | 0 | 0 | 0 | 0 | 0 | 0
CSP | 0 | 0 | 0 | 0 | 0 | 0
CT | 0 | 0 | 0 | 0 | 0 | 0
Coal | 22.45 | 22.45 | 0 | 0 | 9.62 | 24.68
Geo | 0 | 0 | 0 | 0 | 0 | 0
H | 0 | 0 | 0 | 0 | 0 | 0
LFG | 0 | 0 | 0 | 0 | 0 | 0
Nuc | 0 | 0 | 0 | 0 | 0 | 0
PS | 0 | 0 | 0 | 0 | 0 | 0
PV | 0 | 0 | 0 | 0 | 0 | 0
PeakG | 0 | 0 | 0 | 0 | 0 | 0
PeakO | 0 | 0 | 0 | 0 | 0 | 0
ST | 0 | 0 | 0 | 0 | 0 | 0
STOG | 0 | 0 | 0 | 0 | 0 | 0
STWD | 0 | 0 | 0 | 0 | 0 | 0
WT | 0 | 0 | 0 | 0 | 0 | 0
IGCC | 0 | 0 | 0 | 0 | 0 | 0
DemandResponse | 0 | 0 | 0 | 0 | 0 | 0
IGCC-CCS | 0 | 0 | 0 | 0 | 0 | 0
WT_off | 0 | 0 | 0 | 0 | 0 | 0
PseudoUnit | 0 | 0 | 0 | 0 | 0 | 0
FixedInterchange | 0 | 0 | 0 | 0 | 0 | 0
Levelized Retrofit Capital Costs by Reporting Type: PJM_ROM
ReportingType | 2015 | 2020 | 2025 | 2030 | 2035 | 2040
BM | 0 | 0 | 0 | 0 | 0 | 0
CC | 0 | 0 | 0 | 0 | 0 | 0
CSP | 0 | 0 | 0 | 0 | 0 | 0
CT | 0 | 0 | 0 | 0 | 0 | 0
Coal | 14.63 | 16.84 | 16.84 | 48.26 | 133.06 | 84.8
Geo | 0 | 0 | 0 | 0 | 0 | 0
H | 0 | 0 | 0 | 0 | 0 | 0
LFG | 0 | 0 | 0 | 0 | 0 | 0
Nuc | 0 | 0 | 0 | 0 | 0 | 0
PS | 0 | 0 | 0 | 0 | 0 | 0
PV | 0 | 0 | 0 | 0 | 0 | 0
PeakG | 0 | 0 | 0 | 0 | 0 | 0
PeakO | 0 | 0 | 0 | 0 | 0 | 0
ST | 0 | 0 | 0 | 0 | 0 | 0
STOG | 0 | 0 | 0 | 0 | 0 | 0
STWD | 0 | 0 | 0 | 0 | 0 | 0
WT | 0 | 0 | 0 | 0 | 0 | 0
IGCC | 0 | 0 | 0 | 0 | 0 | 0
DemandResponse | 0 | 0 | 0 | 0 | 0 | 0
IGCC-CCS | 0 | 0 | 0 | 0 | 0 | 0
WT_off | 0 | 0 | 0 | 0 | 0 | 0
PseudoUnit | 0 | 0 | 0 | 0 | 0 | 0
FixedInterchange | 0 | 0 | 0 | 0 | 0 | 0
Levelized Retrofit Capital Costs by Reporting Type: PJM_ROR
ReportingType | 2015 | 2020 | 2025 | 2030 | 2035 | 2040
BM | 0 | 0 | 0 | 0 | 0 | 0
CC | 0 | 0 | 0 | 0 | 0 | 0
CSP | 0 | 0 | 0 | 0 | 0 | 0
CT | 0 | 0 | 0 | 0 | 0 | 0
Coal | 47 | 196.42 | 196.42 | 327.74 | 965.09 | 727.91
Geo | 0 | 0 | 0 | 0 | 0 | 0
H | 0 | 0 | 0 | 0 | 0 | 0
LFG | 0 | 0 | 0 | 0 | 0 | 0
Nuc | 0 | 0 | 0 | 0 | 0 | 0
PS | 0 | 0 | 0 | 0 | 0 | 0
PV | 0 | 0 | 0 | 0 | 0 | 0
PeakG | 0 | 0 | 0 | 0 | 0 | 0
PeakO | 0 | 0 | 0 | 0 | 0 | 0
ST | 0 | 0 | 0 | 0 | 0 | 0
STOG | 0 | 0 | 0 | 0 | 0 | 0
STWD | 0 | 0 | 0 | 0 | 0 | 0
WT | 0 | 0 | 0 | 0 | 0 | 0
IGCC | 0 | 0 | 0 | 0 | 0 | 0
DemandResponse | 0 | 0 | 0 | 0 | 0 | 0
IGCC-CCS | 0 | 0 | 0 | 0 | 0 | 0
WT_off | 0 | 0 | 0 | 0 | 0 | 0
PseudoUnit | 0 | 0 | 0 | 0 | 0 | 0
FixedInterchange | 0 | 0 | 0 | 0 | 0 | 0
Levelized Retrofit Capital Costs by Reporting Type: SOCO
ReportingType | 2015 | 2020 | 2025 | 2030 | 2035 | 2040
BM | 0 | 0 | 0 | 0 | 0 | 0
CC | 0 | 0 | 0 | 0 | 0 | 0
CSP | 0 | 0 | 0 | 0 | 0 | 0
CT | 0 | 0 | 0 | 0 | 0 | 0
Coal | 400.35 | 435.91 | 93.22 | 237.48 | 226.62 | 46.8
Geo | 0 | 0 | 0 | 0 | 0 | 0
H | 0 | 0 | 0 | 0 | 0 | 0
LFG | 0 | 0 | 0 | 0 | 0 | 0
Nuc | 0 | 0 | 0 | 0 | 0 | 0
PS | 0 | 0 | 0 | 0 | 0 | 0
PV | 0 | 0 | 0 | 0 | 0 | 0
PeakG | 0 | 0 | 0 | 0 | 0 | 0
PeakO | 0 | 0 | 0 | 0 | 0 | 0
ST | 0 | 0 | 0 | 0 | 0 | 0
STOG | 0 | 0 | 0 | 0 | 0 | 0
STWD | 0 | 0 | 0 | 0 | 0 | 0
WT | 0 | 0 | 0 | 0 | 0 | 0
IGCC | 0 | 0 | 0 | 0 | 0 | 0
DemandResponse | 0 | 0 | 0 | 0 | 0 | 0
IGCC-CCS | 0 | 0 | 0 | 0 | 0 | 0
WT_off | 0 | 0 | 0 | 0 | 0 | 0
PseudoUnit | 0 | 0 | 0 | 0 | 0 | 0
FixedInterchange | 0 | 0 | 0 | 0 | 0 | 0
Levelized Retrofit Capital Costs by Reporting Type: SPP_N
ReportingType | 2015 | 2020 | 2025 | 2030 | 2035 | 2040
BM | 0 | 0 | 0 | 0 | 0 | 0
CC | 0 | 0 | 0 | 0 | 0 | 0
CSP | 0 | 0 | 0 | 0 | 0 | 0
CT | 0 | 0 | 0 | 0 | 0 | 0
Coal | 0 | 47.08 | 47.08 | 0 | 0 | 0
Geo | 0 | 0 | 0 | 0 | 0 | 0
H | 0 | 0 | 0 | 0 | 0 | 0
LFG | 0 | 0 | 0 | 0 | 0 | 0
Nuc | 0 | 0 | 0 | 0 | 0 | 0
PS | 0 | 0 | 0 | 0 | 0 | 0
PV | 0 | 0 | 0 | 0 | 0 | 0
PeakG | 0 | 0 | 0 | 0 | 0 | 0
PeakO | 0 | 0 | 0 | 0 | 0 | 0
ST | 0 | 0 | 0 | 0 | 0 | 0
STOG | 0 | 0 | 0 | 0 | 0 | 0
STWD | 0 | 0 | 0 | 0 | 0 | 0
WT | 0 | 0 | 0 | 0 | 0 | 0
IGCC | 0 | 0 | 0 | 0 | 0 | 0
DemandResponse | 0 | 0 | 0 | 0 | 0 | 0
IGCC-CCS | 0 | 0 | 0 | 0 | 0 | 0
WT_off | 0 | 0 | 0 | 0 | 0 | 0
PseudoUnit | 0 | 0 | 0 | 0 | 0 | 0
FixedInterchange | 0 | 0 | 0 | 0 | 0 | 0
Levelized Retrofit Capital Costs by Reporting Type: SPP_S
ReportingType | 2015 | 2020 | 2025 | 2030 | 2035 | 2040
BM | 0 | 0 | 0 | 0 | 0 | 0
CC | 0 | 0 | 0 | 0 | 0 | 0
CSP | 0 | 0 | 0 | 0 | 0 | 0
CT | 0 | 0 | 0 | 0 | 0 | 0
Coal | 0 | 101.44 | 101.44 | 0 | 0 | 0
Geo | 0 | 0 | 0 | 0 | 0 | 0
H | 0 | 0 | 0 | 0 | 0 | 0
LFG | 0 | 0 | 0 | 0 | 0 | 0
Nuc | 0 | 0 | 0 | 0 | 0 | 0
PS | 0 | 0 | 0 | 0 | 0 | 0
PV | 0 | 0 | 0 | 0 | 0 | 0
PeakG | 0 | 0 | 0 | 0 | 0 | 0
PeakO | 0 | 0 | 0 | 0 | 0 | 0
ST | 0 | 0 | 0 | 0 | 0 | 0
STOG | 0 | 0 | 0 | 0 | 0 | 0
STWD | 0 | 0 | 0 | 0 | 0 | 0
WT | 0 | 0 | 0 | 0 | 0 | 0
IGCC | 0 | 0 | 0 | 0 | 0 | 0
DemandResponse | 0 | 0 | 0 | 0 | 0 | 0
IGCC-CCS | 0 | 0 | 0 | 0 | 0 | 0
WT_off | 0 | 0 | 0 | 0 | 0 | 0
PseudoUnit | 0 | 0 | 0 | 0 | 0 | 0
FixedInterchange | 0 | 0 | 0 | 0 | 0 | 0
Levelized Retrofit Capital Costs by Reporting Type: TVA
ReportingType | 2015 | 2020 | 2025 | 2030 | 2035 | 2040
BM | 0 | 0 | 0 | 0 | 0 | 0
CC | 0 | 0 | 0 | 0 | 0 | 0
CSP | 0 | 0 | 0 | 0 | 0 | 0
CT | 0 | 0 | 0 | 0 | 0 | 0
Coal | 0 | 27.26 | 27.26 | 0 | 0 | 0
Geo | 0 | 0 | 0 | 0 | 0 | 0
H | 0 | 0 | 0 | 0 | 0 | 0
LFG | 0 | 0 | 0 | 0 | 0 | 0
Nuc | 0 | 0 | 0 | 0 | 0 | 0
PS | 0 | 0 | 0 | 0 | 0 | 0
PV | 0 | 0 | 0 | 0 | 0 | 0
PeakG | 0 | 0 | 0 | 0 | 0 | 0
PeakO | 0 | 0 | 0 | 0 | 0 | 0
ST | 0 | 0 | 0 | 0 | 0 | 0
STOG | 0 | 0 | 0 | 0 | 0 | 0
STWD | 0 | 0 | 0 | 0 | 0 | 0
WT | 0 | 0 | 0 | 0 | 0 | 0
IGCC | 0 | 0 | 0 | 0 | 0 | 0
DemandResponse | 0 | 0 | 0 | 0 | 0 | 0
IGCC-CCS | 0 | 0 | 0 | 0 | 0 | 0
WT_off | 0 | 0 | 0 | 0 | 0 | 0
PseudoUnit | 0 | 0 | 0 | 0 | 0 | 0
FixedInterchange | 0 | 0 | 0 | 0 | 0 | 0
Levelized Retrofit Capital Costs by Reporting Type: TVA_Transmission
ReportingType | 2015 | 2020 | 2025 | 2030 | 2035 | 2040
BM | 0 | 0 | 0 | 0 | 0 | 0
CC | 0 | 0 | 0 | 0 | 0 | 0
CSP | 0 | 0 | 0 | 0 | 0 | 0
CT | 0 | 0 | 0 | 0 | 0 | 0
Coal | 0 | 0 | 0 | 0 | 0 | 0
Geo | 0 | 0 | 0 | 0 | 0 | 0
H | 0 | 0 | 0 | 0 | 0 | 0
LFG | 0 | 0 | 0 | 0 | 0 | 0
Nuc | 0 | 0 | 0 | 0 | 0 | 0
PS | 0 | 0 | 0 | 0 | 0 | 0
PV | 0 | 0 | 0 | 0 | 0 | 0
PeakG | 0 | 0 | 0 | 0 | 0 | 0
PeakO | 0 | 0 | 0 | 0 | 0 | 0
ST | 0 | 0 | 0 | 0 | 0 | 0
STOG | 0 | 0 | 0 | 0 | 0 | 0
STWD | 0 | 0 | 0 | 0 | 0 | 0
WT | 0 | 0 | 0 | 0 | 0 | 0
IGCC | 0 | 0 | 0 | 0 | 0 | 0
DemandResponse | 0 | 0 | 0 | 0 | 0 | 0
IGCC-CCS | 0 | 0 | 0 | 0 | 0 | 0
WT_off | 0 | 0 | 0 | 0 | 0 | 0
PseudoUnit | 0 | 0 | 0 | 0 | 0 | 0
FixedInterchange | 0 | 0 | 0 | 0 | 0 | 0
Levelized Retrofit Capital Costs by Reporting Type: VACAR
ReportingType | 2015 | 2020 | 2025 | 2030 | 2035 | 2040
BM | 0 | 0 | 0 | 0 | 0 | 0
CC | 0 | 0 | 0 | 0 | 0 | 0
CSP | 0 | 0 | 0 | 0 | 0 | 0
CT | 0 | 0 | 0 | 0 | 0 | 0
Coal | 0 | 52.15 | 78.55 | 108.41 | 183.8 | 101.79
Geo | 0 | 0 | 0 | 0 | 0 | 0
H | 0 | 0 | 0 | 0 | 0 | 0
LFG | 0 | 0 | 0 | 0 | 0 | 0
Nuc | 0 | 0 | 0 | 0 | 0 | 0
PS | 0 | 0 | 0 | 0 | 0 | 0
PV | 0 | 0 | 0 | 0 | 0 | 0
PeakG | 0 | 0 | 0 | 0 | 0 | 0
PeakO | 0 | 0 | 0 | 0 | 0 | 0
ST | 0 | 0 | 0 | 0 | 0 | 0
STOG | 0 | 0 | 0 | 0 | 0 | 0
STWD | 0 | 0 | 0 | 0 | 0 | 0
WT | 0 | 0 | 0 | 0 | 0 | 0
IGCC | 0 | 0 | 0 | 0 | 0 | 0
DemandResponse | 0 | 0 | 0 | 0 | 0 | 0
IGCC-CCS | 0 | 0 | 0 | 0 | 0 | 0
WT_off | 0 | 0 | 0 | 0 | 0 | 0
PseudoUnit | 0 | 0 | 0 | 0 | 0 | 0
FixedInterchange | 0 | 0 | 0 | 0 | 0 | 0
Levelized Retrofit Capital Costs by Reporting Type: IESO
ReportingType | 2015 | 2020 | 2025 | 2030 | 2035 | 2040
BM | 0 | 0 | 0 | 0 | 0 | 0
CC | 0 | 0 | 0 | 0 | 0 | 0
CSP | 0 | 0 | 0 | 0 | 0 | 0
CT | 0 | 0 | 0 | 0 | 0 | 0
Coal | 0 | 0 | 0 | 0 | 0 | 0
Geo | 0 | 0 | 0 | 0 | 0 | 0
H | 0 | 0 | 0 | 0 | 0 | 0
LFG | 0 | 0 | 0 | 0 | 0 | 0
Nuc | 0 | 0 | 0 | 0 | 0 | 0
PS | 0 | 0 | 0 | 0 | 0 | 0
PV | 0 | 0 | 0 | 0 | 0 | 0
PeakG | 0 | 0 | 0 | 0 | 0 | 0
PeakO | 0 | 0 | 0 | 0 | 0 | 0
ST | 0 | 0 | 0 | 0 | 0 | 0
STOG | 0 | 0 | 0 | 0 | 0 | 0
STWD | 0 | 0 | 0 | 0 | 0 | 0
WT | 0 | 0 | 0 | 0 | 0 | 0
IGCC | 0 | 0 | 0 | 0 | 0 | 0
DemandResponse | 0 | 0 | 0 | 0 | 0 | 0
IGCC-CCS | 0 | 0 | 0 | 0 | 0 | 0
WT_off | 0 | 0 | 0 | 0 | 0 | 0
PseudoUnit | 0 | 0 | 0 | 0 | 0 | 0
FixedInterchange | 0 | 0 | 0 | 0 | 0 | 0
Levelized Retrofit Capital Costs by Reporting Type: MAPP_CA
ReportingType | 2015 | 2020 | 2025 | 2030 | 2035 | 2040
BM | 0 | 0 | 0 | 0 | 0 | 0
CC | 0 | 0 | 0 | 0 | 0 | 0
CSP | 0 | 0 | 0 | 0 | 0 | 0
CT | 0 | 0 | 0 | 0 | 0 | 0
Coal | 0 | 0 | 0 | 0 | 0 | 0
Geo | 0 | 0 | 0 | 0 | 0 | 0
H | 0 | 0 | 0 | 0 | 0 | 0
LFG | 0 | 0 | 0 | 0 | 0 | 0
Nuc | 0 | 0 | 0 | 0 | 0 | 0
PS | 0 | 0 | 0 | 0 | 0 | 0
PV | 0 | 0 | 0 | 0 | 0 | 0
PeakG | 0 | 0 | 0 | 0 | 0 | 0
PeakO | 0 | 0 | 0 | 0 | 0 | 0
ST | 0 | 0 | 0 | 0 | 0 | 0
STOG | 0 | 0 | 0 | 0 | 0 | 0
STWD | 0 | 0 | 0 | 0 | 0 | 0
WT | 0 | 0 | 0 | 0 | 0 | 0
IGCC | 0 | 0 | 0 | 0 | 0 | 0
DemandResponse | 0 | 0 | 0 | 0 | 0 | 0
IGCC-CCS | 0 | 0 | 0 | 0 | 0 | 0
WT_off | 0 | 0 | 0 | 0 | 0 | 0
PseudoUnit | 0 | 0 | 0 | 0 | 0 | 0
FixedInterchange | 0 | 0 | 0 | 0 | 0 | 0
Levelized Retrofit Capital Costs by Reporting Type: AZ_NM_SNV_Coal
ReportingType | 2015 | 2020 | 2025 | 2030 | 2035 | 2040
BM | 0 | 0 | 0 | 0 | 0 | 0
CC | 0 | 0 | 0 | 0 | 0 | 0
CSP | 0 | 0 | 0 | 0 | 0 | 0
CT | 0 | 0 | 0 | 0 | 0 | 0
Coal | 49.67 | 60.69 | 27.76 | 2.06 | 167.61 | 172.28
Geo | 0 | 0 | 0 | 0 | 0 | 0
H | 0 | 0 | 0 | 0 | 0 | 0
LFG | 0 | 0 | 0 | 0 | 0 | 0
Nuc | 0 | 0 | 0 | 0 | 0 | 0
PS | 0 | 0 | 0 | 0 | 0 | 0
PV | 0 | 0 | 0 | 0 | 0 | 0
PeakG | 0 | 0 | 0 | 0 | 0 | 0
PeakO | 0 | 0 | 0 | 0 | 0 | 0
ST | 0 | 0 | 0 | 0 | 0 | 0
STOG | 0 | 0 | 0 | 0 | 0 | 0
STWD | 0 | 0 | 0 | 0 | 0 | 0
WT | 0 | 0 | 0 | 0 | 0 | 0
IGCC | 0 | 0 | 0 | 0 | 0 | 0
DemandResponse | 0 | 0 | 0 | 0 | 0 | 0
IGCC-CCS | 0 | 0 | 0 | 0 | 0 | 0
WT_off | 0 | 0 | 0 | 0 | 0 | 0
PseudoUnit | 0 | 0 | 0 | 0 | 0 | 0
FixedInterchange | 0 | 0 | 0 | 0 | 0 | 0
Levelized Retrofit Capital Costs by Reporting Type: AZ_NM_SNV_Gas
ReportingType | 2015 | 2020 | 2025 | 2030 | 2035 | 2040
BM | 0 | 0 | 0 | 0 | 0 | 0
CC | 0 | 0 | 0 | 0 | 0 | 0
CSP | 0 | 0 | 0 | 0 | 0 | 0
CT | 0 | 0 | 0 | 0 | 0 | 0
Coal | 0 | 0 | 0 | 0 | 0 | 0
Geo | 0 | 0 | 0 | 0 | 0 | 0
H | 0 | 0 | 0 | 0 | 0 | 0
LFG | 0 | 0 | 0 | 0 | 0 | 0
Nuc | 0 | 0 | 0 | 0 | 0 | 0
PS | 0 | 0 | 0 | 0 | 0 | 0
PV | 0 | 0 | 0 | 0 | 0 | 0
PeakG | 0 | 0 | 0 | 0 | 0 | 0
PeakO | 0 | 0 | 0 | 0 | 0 | 0
ST | 0 | 0 | 0 | 0 | 0 | 0
STOG | 0 | 0 | 0 | 0 | 0 | 0
STWD | 0 | 0 | 0 | 0 | 0 | 0
WT | 0 | 0 | 0 | 0 | 0 | 0
IGCC | 0 | 0 | 0 | 0 | 0 | 0
DemandResponse | 0 | 0 | 0 | 0 | 0 | 0
IGCC-CCS | 0 | 0 | 0 | 0 | 0 | 0
WT_off | 0 | 0 | 0 | 0 | 0 | 0
PseudoUnit | 0 | 0 | 0 | 0 | 0 | 0
FixedInterchange | 0 | 0 | 0 | 0 | 0 | 0
Levelized Retrofit Capital Costs by Reporting Type: AZ_NM_SNV_NucRenew
ReportingType | 2015 | 2020 | 2025 | 2030 | 2035 | 2040
BM | 0 | 0 | 0 | 0 | 0 | 0
CC | 0 | 0 | 0 | 0 | 0 | 0
CSP | 0 | 0 | 0 | 0 | 0 | 0
CT | 0 | 0 | 0 | 0 | 0 | 0
Coal | 0 | 0 | 0 | 0 | 0 | 0
Geo | 0 | 0 | 0 | 0 | 0 | 0
H | 0 | 0 | 0 | 0 | 0 | 0
LFG | 0 | 0 | 0 | 0 | 0 | 0
Nuc | 0 | 0 | 0 | 0 | 0 | 0
PS | 0 | 0 | 0 | 0 | 0 | 0
PV | 0 | 0 | 0 | 0 | 0 | 0
PeakG | 0 | 0 | 0 | 0 | 0 | 0
PeakO | 0 | 0 | 0 | 0 | 0 | 0
ST | 0 | 0 | 0 | 0 | 0 | 0
STOG | 0 | 0 | 0 | 0 | 0 | 0
STWD | 0 | 0 | 0 | 0 | 0 | 0
WT | 0 | 0 | 0 | 0 | 0 | 0
IGCC | 0 | 0 | 0 | 0 | 0 | 0
DemandResponse | 0 | 0 | 0 | 0 | 0 | 0
IGCC-CCS | 0 | 0 | 0 | 0 | 0 | 0
WT_off | 0 | 0 | 0 | 0 | 0 | 0
PseudoUnit | 0 | 0 | 0 | 0 | 0 | 0
FixedInterchange | 0 | 0 | 0 | 0 | 0 | 0
Levelized Retrofit Capital Costs by Reporting Type: ERCOT
ReportingType | 2015 | 2020 | 2025 | 2030 | 2035 | 2040
BM | 0 | 0 | 0 | 0 | 0 | 0
CC | 0 | 0 | 0 | 0 | 0 | 0
CSP | 0 | 0 | 0 | 0 | 0 | 0
CT | 0 | 0 | 0 | 0 | 0 | 0
Coal | 82.51 | 5.82 | 64.22 | 242.35 | 282.63 | 98.68
Geo | 0 | 0 | 0 | 0 | 0 | 0
H | 0 | 0 | 0 | 0 | 0 | 0
LFG | 0 | 0 | 0 | 0 | 0 | 0
Nuc | 0 | 0 | 0 | 0 | 0 | 0
PS | 0 | 0 | 0 | 0 | 0 | 0
PV | 0 | 0 | 0 | 0 | 0 | 0
PeakG | 0 | 0 | 0 | 0 | 0 | 0
PeakO | 0 | 0 | 0 | 0 | 0 | 0
ST | 0 | 0 | 0 | 0 | 0 | 0
STOG | 0 | 0 | 0 | 0 | 0 | 0
STWD | 0 | 0 | 0 | 0 | 0 | 0
WT | 0 | 0 | 0 | 0 | 0 | 0
IGCC | 0 | 0 | 0 | 0 | 0 | 0
DemandResponse | 0 | 0 | 0 | 0 | 0 | 0
IGCC-CCS | 0 | 0 | 0 | 0 | 0 | 0
WT_off | 0 | 0 | 0 | 0 | 0 | 0
PseudoUnit | 0 | 0 | 0 | 0 | 0 | 0
FixedInterchange | 0 | 0 | 0 | 0 | 0 | 0
Levelized Retrofit Capital Costs by Reporting Type: NP15
ReportingType | 2015 | 2020 | 2025 | 2030 | 2035 | 2040
BM | 0 | 0 | 0 | 0 | 0 | 0
CC | 0 | 0 | 0 | 0 | 0 | 0
CSP | 0 | 0 | 0 | 0 | 0 | 0
CT | 0 | 0 | 0 | 0 | 0 | 0
Coal | 0 | 1.66 | 1.66 | 0 | 0 | 0
Geo | 0 | 0 | 0 | 0 | 0 | 0
H | 0 | 0 | 0 | 0 | 0 | 0
LFG | 0 | 0 | 0 | 0 | 0 | 0
Nuc | 0 | 0 | 0 | 0 | 0 | 0
PS | 0 | 0 | 0 | 0 | 0 | 0
PV | 0 | 0 | 0 | 0 | 0 | 0
PeakG | 0 | 0 | 0 | 0 | 0 | 0
PeakO | 0 | 0 | 0 | 0 | 0 | 0
ST | 0 | 0 | 0 | 0 | 0 | 0
STOG | 0 | 0 | 0 | 0 | 0 | 0
STWD | 0 | 0 | 0 | 0 | 0 | 0
WT | 0 | 0 | 0 | 0 | 0 | 0
IGCC | 0 | 0 | 0 | 0 | 0 | 0
DemandResponse | 0 | 0 | 0 | 0 | 0 | 0
IGCC-CCS | 0 | 0 | 0 | 0 | 0 | 0
WT_off | 0 | 0 | 0 | 0 | 0 | 0
PseudoUnit | 0 | 0 | 0 | 0 | 0 | 0
FixedInterchange | 0 | 0 | 0 | 0 | 0 | 0
Levelized Retrofit Capital Costs by Reporting Type: NWPP_Coal
ReportingType | 2015 | 2020 | 2025 | 2030 | 2035 | 2040
BM | 0 | 0 | 0 | 0 | 0 | 0
CC | 0 | 0 | 0 | 0 | 0 | 0
CSP | 0 | 0 | 0 | 0 | 0 | 0
CT | 0 | 0 | 0 | 0 | 0 | 0
Coal | 0 | 57.08 | 127.98 | 70.9 | 0 | 0
Geo | 0 | 0 | 0 | 0 | 0 | 0
H | 0 | 0 | 0 | 0 | 0 | 0
LFG | 0 | 0 | 0 | 0 | 0 | 0
Nuc | 0 | 0 | 0 | 0 | 0 | 0
PS | 0 | 0 | 0 | 0 | 0 | 0
PV | 0 | 0 | 0 | 0 | 0 | 0
PeakG | 0 | 0 | 0 | 0 | 0 | 0
PeakO | 0 | 0 | 0 | 0 | 0 | 0
ST | 0 | 0 | 0 | 0 | 0 | 0
STOG | 0 | 0 | 0 | 0 | 0 | 0
STWD | 0 | 0 | 0 | 0 | 0 | 0
WT | 0 | 0 | 0 | 0 | 0 | 0
IGCC | 0 | 0 | 0 | 0 | 0 | 0
DemandResponse | 0 | 0 | 0 | 0 | 0 | 0
IGCC-CCS | 0 | 0 | 0 | 0 | 0 | 0
WT_off | 0 | 0 | 0 | 0 | 0 | 0
PseudoUnit | 0 | 0 | 0 | 0 | 0 | 0
FixedInterchange | 0 | 0 | 0 | 0 | 0 | 0
Levelized Retrofit Capital Costs by Reporting Type: NWPP_Gas
ReportingType | 2015 | 2020 | 2025 | 2030 | 2035 | 2040
BM | 0 | 0 | 0 | 0 | 0 | 0
CC | 0 | 0 | 0 | 0 | 0 | 0
CSP | 0 | 0 | 0 | 0 | 0 | 0
CT | 0 | 0 | 0 | 0 | 0 | 0
Coal | 0 | 0 | 0 | 0 | 0 | 0
Geo | 0 | 0 | 0 | 0 | 0 | 0
H | 0 | 0 | 0 | 0 | 0 | 0
LFG | 0 | 0 | 0 | 0 | 0 | 0
Nuc | 0 | 0 | 0 | 0 | 0 | 0
PS | 0 | 0 | 0 | 0 | 0 | 0
PV | 0 | 0 | 0 | 0 | 0 | 0
PeakG | 0 | 0 | 0 | 0 | 0 | 0
PeakO | 0 | 0 | 0 | 0 | 0 | 0
ST | 0 | 0 | 0 | 0 | 0 | 0
STOG | 0 | 0 | 0 | 0 | 0 | 0
STWD | 0 | 0 | 0 | 0 | 0 | 0
WT | 0 | 0 | 0 | 0 | 0 | 0
IGCC | 0 | 0 | 0 | 0 | 0 | 0
DemandResponse | 0 | 0 | 0 | 0 | 0 | 0
IGCC-CCS | 0 | 0 | 0 | 0 | 0 | 0
WT_off | 0 | 0 | 0 | 0 | 0 | 0
PseudoUnit | 0 | 0 | 0 | 0 | 0 | 0
FixedInterchange | 0 | 0 | 0 | 0 | 0 | 0
Levelized Retrofit Capital Costs by Reporting Type: NWPP_NucRenew
ReportingType | 2015 | 2020 | 2025 | 2030 | 2035 | 2040
BM | 0 | 0 | 0 | 0 | 0 | 0
CC | 0 | 0 | 0 | 0 | 0 | 0
CSP | 0 | 0 | 0 | 0 | 0 | 0
CT | 0 | 0 | 0 | 0 | 0 | 0
Coal | 0 | 0 | 0 | 0 | 0 | 0
Geo | 0 | 0 | 0 | 0 | 0 | 0
H | 0 | 0 | 0 | 0 | 0 | 0
LFG | 0 | 0 | 0 | 0 | 0 | 0
Nuc | 0 | 0 | 0 | 0 | 0 | 0
PS | 0 | 0 | 0 | 0 | 0 | 0
PV | 0 | 0 | 0 | 0 | 0 | 0
PeakG | 0 | 0 | 0 | 0 | 0 | 0
PeakO | 0 | 0 | 0 | 0 | 0 | 0
ST | 0 | 0 | 0 | 0 | 0 | 0
STOG | 0 | 0 | 0 | 0 | 0 | 0
STWD | 0 | 0 | 0 | 0 | 0 | 0
WT | 0 | 0 | 0 | 0 | 0 | 0
IGCC | 0 | 0 | 0 | 0 | 0 | 0
DemandResponse | 0 | 0 | 0 | 0 | 0 | 0
IGCC-CCS | 0 | 0 | 0 | 0 | 0 | 0
WT_off | 0 | 0 | 0 | 0 | 0 | 0
PseudoUnit | 0 | 0 | 0 | 0 | 0 | 0
FixedInterchange | 0 | 0 | 0 | 0 | 0 | 0
Levelized Retrofit Capital Costs by Reporting Type: RMPA
ReportingType | 2015 | 2020 | 2025 | 2030 | 2035 | 2040
BM | 0 | 0 | 0 | 0 | 0 | 0
CC | 0 | 0 | 0 | 0 | 0 | 0
CSP | 0 | 0 | 0 | 0 | 0 | 0
CT | 0 | 0 | 0 | 0 | 0 | 0
Coal | 29.11 | 29.86 | 203.08 | 173.22 | 0 | 0
Geo | 0 | 0 | 0 | 0 | 0 | 0
H | 0 | 0 | 0 | 0 | 0 | 0
LFG | 0 | 0 | 0 | 0 | 0 | 0
Nuc | 0 | 0 | 0 | 0 | 0 | 0
PS | 0 | 0 | 0 | 0 | 0 | 0
PV | 0 | 0 | 0 | 0 | 0 | 0
PeakG | 0 | 0 | 0 | 0 | 0 | 0
PeakO | 0 | 0 | 0 | 0 | 0 | 0
ST | 0 | 0 | 0 | 0 | 0 | 0
STOG | 0 | 0 | 0 | 0 | 0 | 0
STWD | 0 | 0 | 0 | 0 | 0 | 0
WT | 0 | 0 | 0 | 0 | 0 | 0
IGCC | 0 | 0 | 0 | 0 | 0 | 0
DemandResponse | 0 | 0 | 0 | 0 | 0 | 0
IGCC-CCS | 0 | 0 | 0 | 0 | 0 | 0
WT_off | 0 | 0 | 0 | 0 | 0 | 0
PseudoUnit | 0 | 0 | 0 | 0 | 0 | 0
FixedInterchange | 0 | 0 | 0 | 0 | 0 | 0
Levelized Retrofit Capital Costs by Reporting Type: SP15
ReportingType | 2015 | 2020 | 2025 | 2030 | 2035 | 2040
BM | 0 | 0 | 0 | 0 | 0 | 0
CC | 0 | 0 | 0 | 0 | 0 | 0
CSP | 0 | 0 | 0 | 0 | 0 | 0
CT | 0 | 0 | 0 | 0 | 0 | 0
Coal | 0 | 2.92 | 2.92 | 0 | 0 | 0
Geo | 0 | 0 | 0 | 0 | 0 | 0
H | 0 | 0 | 0 | 0 | 0 | 0
LFG | 0 | 0 | 0 | 0 | 0 | 0
Nuc | 0 | 0 | 0 | 0 | 0 | 0
PS | 0 | 0 | 0 | 0 | 0 | 0
PV | 0 | 0 | 0 | 0 | 0 | 0
PeakG | 0 | 0 | 0 | 0 | 0 | 0
PeakO | 0 | 0 | 0 | 0 | 0 | 0
ST | 0 | 0 | 0 | 0 | 0 | 0
STOG | 0 | 0 | 0 | 0 | 0 | 0
STWD | 0 | 0 | 0 | 0 | 0 | 0
WT | 0 | 0 | 0 | 0 | 0 | 0
IGCC | 0 | 0 | 0 | 0 | 0 | 0
DemandResponse | 0 | 0 | 0 | 0 | 0 | 0
IGCC-CCS | 0 | 0 | 0 | 0 | 0 | 0
WT_off | 0 | 0 | 0 | 0 | 0 | 0
PseudoUnit | 0 | 0 | 0 | 0 | 0 | 0
FixedInterchange | 0 | 0 | 0 | 0 | 0 | 0
Levelized Retrofit Capital Costs by Reporting Type: ALB
ReportingType | 2015 | 2020 | 2025 | 2030 | 2035 | 2040
BM | 0 | 0 | 0 | 0 | 0 | 0
CC | 0 | 0 | 0 | 0 | 0 | 0
CSP | 0 | 0 | 0 | 0 | 0 | 0
CT | 0 | 0 | 0 | 0 | 0 | 0
Coal | 0 | 0 | 0 | 0 | 0 | 0
Geo | 0 | 0 | 0 | 0 | 0 | 0
H | 0 | 0 | 0 | 0 | 0 | 0
LFG | 0 | 0 | 0 | 0 | 0 | 0
Nuc | 0 | 0 | 0 | 0 | 0 | 0
PS | 0 | 0 | 0 | 0 | 0 | 0
PV | 0 | 0 | 0 | 0 | 0 | 0
PeakG | 0 | 0 | 0 | 0 | 0 | 0
PeakO | 0 | 0 | 0 | 0 | 0 | 0
ST | 0 | 0 | 0 | 0 | 0 | 0
STOG | 0 | 0 | 0 | 0 | 0 | 0
STWD | 0 | 0 | 0 | 0 | 0 | 0
WT | 0 | 0 | 0 | 0 | 0 | 0
IGCC | 0 | 0 | 0 | 0 | 0 | 0
DemandResponse | 0 | 0 | 0 | 0 | 0 | 0
IGCC-CCS | 0 | 0 | 0 | 0 | 0 | 0
WT_off | 0 | 0 | 0 | 0 | 0 | 0
PseudoUnit | 0 | 0 | 0 | 0 | 0 | 0
FixedInterchange | 0 | 0 | 0 | 0 | 0 | 0
Levelized Retrofit Capital Costs by Reporting Type: BC
ReportingType | 2015 | 2020 | 2025 | 2030 | 2035 | 2040
BM | 0 | 0 | 0 | 0 | 0 | 0
CC | 0 | 0 | 0 | 0 | 0 | 0
CSP | 0 | 0 | 0 | 0 | 0 | 0
CT | 0 | 0 | 0 | 0 | 0 | 0
Coal | 0 | 0 | 0 | 0 | 0 | 0
Geo | 0 | 0 | 0 | 0 | 0 | 0
H | 0 | 0 | 0 | 0 | 0 | 0
LFG | 0 | 0 | 0 | 0 | 0 | 0
Nuc | 0 | 0 | 0 | 0 | 0 | 0
PS | 0 | 0 | 0 | 0 | 0 | 0
PV | 0 | 0 | 0 | 0 | 0 | 0
PeakG | 0 | 0 | 0 | 0 | 0 | 0
PeakO | 0 | 0 | 0 | 0 | 0 | 0
ST | 0 | 0 | 0 | 0 | 0 | 0
STOG | 0 | 0 | 0 | 0 | 0 | 0
STWD | 0 | 0 | 0 | 0 | 0 | 0
WT | 0 | 0 | 0 | 0 | 0 | 0
IGCC | 0 | 0 | 0 | 0 | 0 | 0
DemandResponse | 0 | 0 | 0 | 0 | 0 | 0
IGCC-CCS | 0 | 0 | 0 | 0 | 0 | 0
WT_off | 0 | 0 | 0 | 0 | 0 | 0
PseudoUnit | 0 | 0 | 0 | 0 | 0 | 0
FixedInterchange | 0 | 0 | 0 | 0 | 0 | 0
Levelized Retrofit Capital Costs by Reporting Type: HQ_IESO
ReportingType | 2015 | 2020 | 2025 | 2030 | 2035 | 2040
BM | 0 | 0 | 0 | 0 | 0 | 0
CC | 0 | 0 | 0 | 0 | 0 | 0
CSP | 0 | 0 | 0 | 0 | 0 | 0
CT | 0 | 0 | 0 | 0 | 0 | 0
Coal | 0 | 0 | 0 | 0 | 0 | 0
Geo | 0 | 0 | 0 | 0 | 0 | 0
H | 0 | 0 | 0 | 0 | 0 | 0
LFG | 0 | 0 | 0 | 0 | 0 | 0
Nuc | 0 | 0 | 0 | 0 | 0 | 0
PS | 0 | 0 | 0 | 0 | 0 | 0
PV | 0 | 0 | 0 | 0 | 0 | 0
PeakG | 0 | 0 | 0 | 0 | 0 | 0
PeakO | 0 | 0 | 0 | 0 | 0 | 0
ST | 0 | 0 | 0 | 0 | 0 | 0
STOG | 0 | 0 | 0 | 0 | 0 | 0
STWD | 0 | 0 | 0 | 0 | 0 | 0
WT | 0 | 0 | 0 | 0 | 0 | 0
IGCC | 0 | 0 | 0 | 0 | 0 | 0
DemandResponse | 0 | 0 | 0 | 0 | 0 | 0
IGCC-CCS | 0 | 0 | 0 | 0 | 0 | 0
WT_off | 0 | 0 | 0 | 0 | 0 | 0
PseudoUnit | 0 | 0 | 0 | 0 | 0 | 0
FixedInterchange | 0 | 0 | 0 | 0 | 0 | 0
Levelized Retrofit Capital Costs by Reporting Type: HQ_NEISO
ReportingType | 2015 | 2020 | 2025 | 2030 | 2035 | 2040
BM | 0 | 0 | 0 | 0 | 0 | 0
CC | 0 | 0 | 0 | 0 | 0 | 0
CSP | 0 | 0 | 0 | 0 | 0 | 0
CT | 0 | 0 | 0 | 0 | 0 | 0
Coal | 0 | 0 | 0 | 0 | 0 | 0
Geo | 0 | 0 | 0 | 0 | 0 | 0
H | 0 | 0 | 0 | 0 | 0 | 0
LFG | 0 | 0 | 0 | 0 | 0 | 0
Nuc | 0 | 0 | 0 | 0 | 0 | 0
PS | 0 | 0 | 0 | 0 | 0 | 0
PV | 0 | 0 | 0 | 0 | 0 | 0
PeakG | 0 | 0 | 0 | 0 | 0 | 0
PeakO | 0 | 0 | 0 | 0 | 0 | 0
ST | 0 | 0 | 0 | 0 | 0 | 0
STOG | 0 | 0 | 0 | 0 | 0 | 0
STWD | 0 | 0 | 0 | 0 | 0 | 0
WT | 0 | 0 | 0 | 0 | 0 | 0
IGCC | 0 | 0 | 0 | 0 | 0 | 0
DemandResponse | 0 | 0 | 0 | 0 | 0 | 0
IGCC-CCS | 0 | 0 | 0 | 0 | 0 | 0
WT_off | 0 | 0 | 0 | 0 | 0 | 0
PseudoUnit | 0 | 0 | 0 | 0 | 0 | 0
FixedInterchange | 0 | 0 | 0 | 0 | 0 | 0
Levelized Retrofit Capital Costs by Reporting Type: HQ_NY
ReportingType | 2015 | 2020 | 2025 | 2030 | 2035 | 2040
BM | 0 | 0 | 0 | 0 | 0 | 0
CC | 0 | 0 | 0 | 0 | 0 | 0
CSP | 0 | 0 | 0 | 0 | 0 | 0
CT | 0 | 0 | 0 | 0 | 0 | 0
Coal | 0 | 0 | 0 | 0 | 0 | 0
Geo | 0 | 0 | 0 | 0 | 0 | 0
H | 0 | 0 | 0 | 0 | 0 | 0
LFG | 0 | 0 | 0 | 0 | 0 | 0
Nuc | 0 | 0 | 0 | 0 | 0 | 0
PS | 0 | 0 | 0 | 0 | 0 | 0
PV | 0 | 0 | 0 | 0 | 0 | 0
PeakG | 0 | 0 | 0 | 0 | 0 | 0
PeakO | 0 | 0 | 0 | 0 | 0 | 0
ST | 0 | 0 | 0 | 0 | 0 | 0
STOG | 0 | 0 | 0 | 0 | 0 | 0
STWD | 0 | 0 | 0 | 0 | 0 | 0
WT | 0 | 0 | 0 | 0 | 0 | 0
IGCC | 0 | 0 | 0 | 0 | 0 | 0
DemandResponse | 0 | 0 | 0 | 0 | 0 | 0
IGCC-CCS | 0 | 0 | 0 | 0 | 0 | 0
WT_off | 0 | 0 | 0 | 0 | 0 | 0
PseudoUnit | 0 | 0 | 0 | 0 | 0 | 0
FixedInterchange | 0 | 0 | 0 | 0 | 0 | 0
Levelized Retrofit Capital Costs by Reporting Type: MARITIMES
ReportingType | 2015 | 2020 | 2025 | 2030 | 2035 | 2040
BM | 0 | 0 | 0 | 0 | 0 | 0
CC | 0 | 0 | 0 | 0 | 0 | 0
CSP | 0 | 0 | 0 | 0 | 0 | 0
CT | 0 | 0 | 0 | 0 | 0 | 0
Coal | 0 | 0 | 0 | 0 | 0 | 0
Geo | 0 | 0 | 0 | 0 | 0 | 0
H | 0 | 0 | 0 | 0 | 0 | 0
LFG | 0 | 0 | 0 | 0 | 0 | 0
Nuc | 0 | 0 | 0 | 0 | 0 | 0
PS | 0 | 0 | 0 | 0 | 0 | 0
PV | 0 | 0 | 0 | 0 | 0 | 0
PeakG | 0 | 0 | 0 | 0 | 0 | 0
PeakO | 0 | 0 | 0 | 0 | 0 | 0
ST | 0 | 0 | 0 | 0 | 0 | 0
STOG | 0 | 0 | 0 | 0 | 0 | 0
STWD | 0 | 0 | 0 | 0 | 0 | 0
WT | 0 | 0 | 0 | 0 | 0 | 0
IGCC | 0 | 0 | 0 | 0 | 0 | 0
DemandResponse | 0 | 0 | 0 | 0 | 0 | 0
IGCC-CCS | 0 | 0 | 0 | 0 | 0 | 0
WT_off | 0 | 0 | 0 | 0 | 0 | 0
PseudoUnit | 0 | 0 | 0 | 0 | 0 | 0
FixedInterchange | 0 | 0 | 0 | 0 | 0 | 0
Levelized Retrofit Capital Costs by Reporting Type: All
ReportingType | 2015 | 2020 | 2025 | 2030 | 2035 | 2040
BM | 0 | 0 | 0 | 0 | 0 | 0
CC | 0 | 0 | 0 | 0 | 0 | 0
CSP | 0 | 0 | 0 | 0 | 0 | 0
CT | 0 | 0 | 0 | 0 | 0 | 0
Coal | 1184.42 | 1668.66 | 1459.98 | 1838.61 | 2925.38 | 2180.94
Geo | 0 | 0 | 0 | 0 | 0 | 0
H | 0 | 0 | 0 | 0 | 0 | 0
LFG | 0 | 0 | 0 | 0 | 0 | 0
Nuc | 0 | 0 | 0 | 0 | 0 | 0
PS | 0 | 0 | 0 | 0 | 0 | 0
PV | 0 | 0 | 0 | 0 | 0 | 0
PeakG | 0 | 0 | 0 | 0 | 0 | 0
PeakO | 0 | 0 | 0 | 0 | 0 | 0
ST | 0 | 0 | 0 | 0 | 0 | 0
STOG | 0 | 0 | 0 | 0 | 0 | 0
STWD | 0 | 0 | 0 | 0 | 0 | 0
WT | 0 | 0 | 0 | 0 | 0 | 0
IGCC | 0 | 0 | 0 | 0 | 0 | 0
DemandResponse | 0 | 0 | 0 | 0 | 0 | 0
IGCC-CCS | 0 | 0 | 0 | 0 | 0 | 0
WT_off | 0 | 0 | 0 | 0 | 0 | 0
PseudoUnit | 0 | 0 | 0 | 0 | 0 | 0
FixedInterchange | 0 | 0 | 0 | 0 | 0 | 0
Levelized Retrofit Capital Costs by Reporting Type: EI_US
ReportingType | 2015 | 2020 | 2025 | 2030 | 2035 | 2040
BM | 0 | 0 | 0 | 0 | 0 | 0
CC | 0 | 0 | 0 | 0 | 0 | 0
CSP | 0 | 0 | 0 | 0 | 0 | 0
CT | 0 | 0 | 0 | 0 | 0 | 0
Coal | 1023.13 | 1510.62 | 1032.36 | 1350.08 | 2475.14 | 1909.98
Geo | 0 | 0 | 0 | 0 | 0 | 0
H | 0 | 0 | 0 | 0 | 0 | 0
LFG | 0 | 0 | 0 | 0 | 0 | 0
Nuc | 0 | 0 | 0 | 0 | 0 | 0
PS | 0 | 0 | 0 | 0 | 0 | 0
PV | 0 | 0 | 0 | 0 | 0 | 0
PeakG | 0 | 0 | 0 | 0 | 0 | 0
PeakO | 0 | 0 | 0 | 0 | 0 | 0
ST | 0 | 0 | 0 | 0 | 0 | 0
STOG | 0 | 0 | 0 | 0 | 0 | 0
STWD | 0 | 0 | 0 | 0 | 0 | 0
WT | 0 | 0 | 0 | 0 | 0 | 0
IGCC | 0 | 0 | 0 | 0 | 0 | 0
DemandResponse | 0 | 0 | 0 | 0 | 0 | 0
IGCC-CCS | 0 | 0 | 0 | 0 | 0 | 0
WT_off | 0 | 0 | 0 | 0 | 0 | 0
PseudoUnit | 0 | 0 | 0 | 0 | 0 | 0
FixedInterchange | 0 | 0 | 0 | 0 | 0 | 0
Levelized Retrofit Capital Costs by Reporting Type: EI_Canada
ReportingType | 2015 | 2020 | 2025 | 2030 | 2035 | 2040
BM | 0 | 0 | 0 | 0 | 0 | 0
CC | 0 | 0 | 0 | 0 | 0 | 0
CSP | 0 | 0 | 0 | 0 | 0 | 0
CT | 0 | 0 | 0 | 0 | 0 | 0
Coal | 0 | 0 | 0 | 0 | 0 | 0
Geo | 0 | 0 | 0 | 0 | 0 | 0
H | 0 | 0 | 0 | 0 | 0 | 0
LFG | 0 | 0 | 0 | 0 | 0 | 0
Nuc | 0 | 0 | 0 | 0 | 0 | 0
PS | 0 | 0 | 0 | 0 | 0 | 0
PV | 0 | 0 | 0 | 0 | 0 | 0
PeakG | 0 | 0 | 0 | 0 | 0 | 0
PeakO | 0 | 0 | 0 | 0 | 0 | 0
ST | 0 | 0 | 0 | 0 | 0 | 0
STOG | 0 | 0 | 0 | 0 | 0 | 0
STWD | 0 | 0 | 0 | 0 | 0 | 0
WT | 0 | 0 | 0 | 0 | 0 | 0
IGCC | 0 | 0 | 0 | 0 | 0 | 0
DemandResponse | 0 | 0 | 0 | 0 | 0 | 0
IGCC-CCS | 0 | 0 | 0 | 0 | 0 | 0
WT_off | 0 | 0 | 0 | 0 | 0 | 0
PseudoUnit | 0 | 0 | 0 | 0 | 0 | 0
FixedInterchange | 0 | 0 | 0 | 0 | 0 | 0
Levelized Retrofit Capital Costs by Reporting Type: EI
ReportingType | 2015 | 2020 | 2025 | 2030 | 2035 | 2040
BM | 0 | 0 | 0 | 0 | 0 | 0
CC | 0 | 0 | 0 | 0 | 0 | 0
CSP | 0 | 0 | 0 | 0 | 0 | 0
CT | 0 | 0 | 0 | 0 | 0 | 0
Coal | 1023.13 | 1510.62 | 1032.36 | 1350.08 | 2475.14 | 1909.98
Geo | 0 | 0 | 0 | 0 | 0 | 0
H | 0 | 0 | 0 | 0 | 0 | 0
LFG | 0 | 0 | 0 | 0 | 0 | 0
Nuc | 0 | 0 | 0 | 0 | 0 | 0
PS | 0 | 0 | 0 | 0 | 0 | 0
PV | 0 | 0 | 0 | 0 | 0 | 0
PeakG | 0 | 0 | 0 | 0 | 0 | 0
PeakO | 0 | 0 | 0 | 0 | 0 | 0
ST | 0 | 0 | 0 | 0 | 0 | 0
STOG | 0 | 0 | 0 | 0 | 0 | 0
STWD | 0 | 0 | 0 | 0 | 0 | 0
WT | 0 | 0 | 0 | 0 | 0 | 0
IGCC | 0 | 0 | 0 | 0 | 0 | 0
DemandResponse | 0 | 0 | 0 | 0 | 0 | 0
IGCC-CCS | 0 | 0 | 0 | 0 | 0 | 0
WT_off | 0 | 0 | 0 | 0 | 0 | 0
PseudoUnit | 0 | 0 | 0 | 0 | 0 | 0
FixedInterchange | 0 | 0 | 0 | 0 | 0 | 0
Levelized Retrofit Capital Costs by Reporting Type: Outside_EI
ReportingType | 2015 | 2020 | 2025 | 2030 | 2035 | 2040
BM | 0 | 0 | 0 | 0 | 0 | 0
CC | 0 | 0 | 0 | 0 | 0 | 0
CSP | 0 | 0 | 0 | 0 | 0 | 0
CT | 0 | 0 | 0 | 0 | 0 | 0
Coal | 161.29 | 158.04 | 427.62 | 488.53 | 450.24 | 270.96
Geo | 0 | 0 | 0 | 0 | 0 | 0
H | 0 | 0 | 0 | 0 | 0 | 0
LFG | 0 | 0 | 0 | 0 | 0 | 0
Nuc | 0 | 0 | 0 | 0 | 0 | 0
PS | 0 | 0 | 0 | 0 | 0 | 0
PV | 0 | 0 | 0 | 0 | 0 | 0
PeakG | 0 | 0 | 0 | 0 | 0 | 0
PeakO | 0 | 0 | 0 | 0 | 0 | 0
ST | 0 | 0 | 0 | 0 | 0 | 0
STOG | 0 | 0 | 0 | 0 | 0 | 0
STWD | 0 | 0 | 0 | 0 | 0 | 0
WT | 0 | 0 | 0 | 0 | 0 | 0
IGCC | 0 | 0 | 0 | 0 | 0 | 0
DemandResponse | 0 | 0 | 0 | 0 | 0 | 0
IGCC-CCS | 0 | 0 | 0 | 0 | 0 | 0
WT_off | 0 | 0 | 0 | 0 | 0 | 0
PseudoUnit | 0 | 0 | 0 | 0 | 0 | 0
FixedInterchange | 0 | 0 | 0 | 0 | 0 | 0
#14 | 0: Total Costs ($million)
Total Costs by Reporting Type: Entergy
ReportingType | 2015 | 2020 | 2025 | 2030 | 2035 | 2040
BM | 0 | 0 | 0 | 0 | 0 | 231.48
CC | 4520.74 | 5930.46 | 4249.34 | 3873.65 | 3405.11 | 3283.56
CSP | 0 | 0 | 0 | 0 | 0 | 0
CT | 0 | 0 | 0 | 0 | 0 | 0
Coal | 3577.07 | 851.11 | 357.99 | 223.42 | 223.42 | 223.42
Geo | 0 | 0 | 0 | 0 | 0 | 0
H | 10.6 | 10.6 | 10.6 | 10.6 | 10.6 | 391.98
LFG | 0.97 | 0.97 | 34.17 | 34.17 | 34.17 | 34.17
Nuc | 1262.64 | 1285.77 | 1294.03 | 1301.93 | 1098.28 | 1464.17
PS | 1.4 | 1.4 | 1.4 | 1.4 | 1.4 | 1.4
PV | 0.11 | 21.81 | 31.37 | 31.37 | 31.26 | 11.04
PeakG | 47.54 | 69.98 | 49.29 | 63.1 | 67 | 67
PeakO | 4.42 | 5.87 | 5.08 | 5.22 | 5.22 | 5.22
ST | 0 | 0 | 0 | 0 | 0 | 0
STOG | 129.09 | 142.01 | 113.65 | 0 | 0 | 0
STWD | 6.77 | 14.95 | 13.26 | 18.15 | 75.03 | 110.01
WT | 3.67 | 3.67 | 3.67 | 3.67 | 3.67 | 32.01
IGCC | 0 | 0 | 0 | 0 | 0 | 0
DemandResponse | 0 | 0 | 0 | 0 | 0 | 0
IGCC-CCS | 0 | 0 | 0 | 0 | 0 | 0
WT_off | 0 | 0 | 0 | 0 | 0 | 0
PseudoUnit | 0 | 0 | 0 | 0 | 0 | 0
FixedInterchange | 0 | 0 | 0 | 0 | 0 | 0
Total Costs by Reporting Type: FRCC
ReportingType | 2015 | 2020 | 2025 | 2030 | 2035 | 2040
BM | 0 | 0 | 0 | 0 | 0 | 0
CC | 13439.47 | 15395.05 | 16469.27 | 17289.67 | 8742.68 | 7547.83
CSP | 0 | 0 | 0 | 0 | 0 | 0
CT | 260.7 | 266 | 322.35 | 313.89 | 0 | 0
Coal | 1301.61 | 704.11 | 204.9 | 219.23 | 378.41 | 520.78
Geo | 0 | 0 | 0 | 0 | 0 | 0
H | 0.78 | 0.78 | 0.78 | 0.78 | 0.78 | 0.78
LFG | 58.68 | 58.68 | 120.69 | 120.69 | 120.69 | 120.69
Nuc | 960.37 | 1000.19 | 2218.2 | 4441.78 | 16381.25 | 19789.07
PS | 0 | 0 | 0 | 0 | 0 | 0
PV | 0.75 | 0.75 | 0.75 | 0.75 | 0.75 | 0.75
PeakG | 187.38 | 285.12 | 243.96 | 212.01 | 222.52 | 223.68
PeakO | 62.65 | 80.94 | 66.43 | 0 | 0 | 0
ST | 0 | 0 | 0 | 0 | 0 | 0
STOG | 0 | 0 | 0 | 0 | 0 | 0
STWD | 16.26 | 23.21 | 35.59 | 110.46 | 110.46 | 110.46
WT | 0 | 0 | 0 | 0 | 0 | 0
IGCC | 0 | 0 | 0 | 0 | 0 | 0
DemandResponse | 0 | 0 | 0 | 0 | 0 | 0
IGCC-CCS | 0 | 0 | 0 | 0 | 0 | 0
WT_off | 0 | 0 | 0 | 0 | 0 | 0
PseudoUnit | 0 | 0 | 0 | 0 | 0 | 0
FixedInterchange | 0 | 0 | 0 | 0 | 0 | 0
Total Costs by Reporting Type: MAPP_US
ReportingType | 2015 | 2020 | 2025 | 2030 | 2035 | 2040
BM | 0 | 0 | 0 | 0 | 0 | 0
CC | 20.64 | 23.2 | 20.88 | 31.98 | 31.39 | 27.38
CSP | 0 | 0 | 0 | 0 | 0 | 0
CT | 27.96 | 47.08 | 47.08 | 55.8 | 33.67 | 18.71
Coal | 732.36 | 494.62 | 77.8 | 50.77 | 50.77 | 52.76
Geo | 3.95 | 3.95 | 3.95 | 3.95 | 3.95 | 3.95
H | 31.14 | 31.14 | 31.14 | 31.14 | 31.14 | 31.14
LFG | 0.24 | 0.24 | 0.24 | 22.22 | 22.22 | 22.22
Nuc | 0.01 | 0.01 | 0.01 | 0.02 | 0.03 | 0.06
PS | 0 | 0 | 0 | 0 | 0 | 0
PV | 0 | 0 | 0 | 0 | 0 | 0
PeakG | 17.52 | 27.02 | 16.48 | 26.18 | 24.76 | 27.23
PeakO | 9.49 | 12.94 | 10.37 | 10.37 | 10.37 | 10.37
ST | 0 | 0 | 0 | 0 | 0 | 0
STOG | 0 | 0 | 0 | 0 | 0 | 0
STWD | 0 | 0 | 0 | 0 | 0 | 0
WT | 147.25 | 629.69 | 1334.01 | 1367.27 | 1312.69 | 888.58
IGCC | 0 | 0 | 0 | 0 | 0 | 0
DemandResponse | 0 | 0 | 0 | 0 | 0 | 0
IGCC-CCS | 0 | 0 | 0 | 0 | 0 | 0
WT_off | 0 | 0 | 0 | 0 | 0 | 0
PseudoUnit | 0 | 0 | 0 | 0 | 0 | 0
FixedInterchange | 0 | 0 | 0 | 0 | 0 | 0
Total Costs by Reporting Type: MISO_IN
ReportingType | 2015 | 2020 | 2025 | 2030 | 2035 | 2040
BM | 0 | 0 | 0 | 0 | 0 | 160.18
CC | 254.85 | 8389.92 | 8772.41 | 7768.37 | 6067.78 | 5687.54
CSP | 0 | 0 | 0 | 0 | 0 | 0
CT | 0 | 0 | 0 | 0 | 0 | 0
Coal | 4334.48 | 3065.13 | 951.57 | 453.65 | 867.55 | 1232.6
Geo | 0 | 0 | 0 | 0 | 0 | 0
H | 1.07 | 1.07 | 1.07 | 1.07 | 1.07 | 1.07
LFG | 4.47 | 4.47 | 30.11 | 30.11 | 30.11 | 30.11
Nuc | 0.01 | 0.01 | 0.01 | 0.02 | 0.08 | 0.08
PS | 0 | 0 | 0 | 0 | 0 | 0
PV | 0 | 83.95 | 122 | 123.41 | 123.41 | 43.24
PeakG | 52.35 | 76.94 | 54.27 | 73.39 | 73.39 | 73.39
PeakO | 10.59 | 13.5 | 10.82 | 10.82 | 10.82 | 10.82
ST | 0 | 0 | 0 | 0 | 0 | 0
STOG | 14.66 | 17.21 | 15.29 | 15.13 | 12.44 | 12.44
STWD | 0 | 0 | 0 | 0 | 0 | 0
WT | 18.33 | 18.33 | 18.33 | 6960.61 | 10388.02 | 10388.02
IGCC | 444.37 | 472.94 | 368.57 | 259.11 | 245.48 | 245.48
DemandResponse | 0 | 0 | 0 | 0 | 0 | 0
IGCC-CCS | 0 | 0 | 0 | 0 | 0 | 0
WT_off | 0 | 0 | 0 | 0 | 0 | 0
PseudoUnit | 0 | 0 | 0 | 0 | 0 | 0
FixedInterchange | 0 | 0 | 0 | 0 | 0 | 0
Total Costs by Reporting Type: MISO_MI
ReportingType | 2015 | 2020 | 2025 | 2030 | 2035 | 2040
BM | 0 | 0 | 0 | 0 | 0 | 1294.2
CC | 599.41 | 1927.91 | 2083.76 | 1917.1 | 1862.62 | 1092.72
CSP | 0 | 0 | 0 | 0 | 0 | 0
CT | 0 | 0 | 0 | 0 | 0 | 0
Coal | 2080.78 | 15.15 | 0.01 | 0.01 | 0.01 | 0.01
Geo | 0 | 0 | 0 | 0 | 0 | 0
H | 2.01 | 2.01 | 2.01 | 2.01 | 2.01 | 2.01
LFG | 19.68 | 19.68 | 72.59 | 72.59 | 72.59 | 72.59
Nuc | 449.71 | 452.56 | 461.47 | 464.43 | 273.15 | 1227.64
PS | 44.44 | 44.44 | 44.44 | 44.44 | 44.44 | 44.44
PV | 0 | 0 | 0 | 0 | 0 | 0
PeakG | 64.89 | 92.85 | 71.67 | 85.63 | 85.63 | 85.63
PeakO | 15.67 | 19.97 | 16.01 | 16.01 | 16.01 | 16.01
ST | 0 | 0 | 0 | 0 | 0 | 0
STOG | 152.68 | 156.86 | 137.62 | 129.27 | 127.13 | 127.13
STWD | 95.36 | 67.44 | 13.83 | 19.26 | 95.46 | 95.46
WT | 542.69 | 643.47 | 643.47 | 691.29 | 210.31 | 120.81
IGCC | 0 | 0 | 0 | 0 | 0 | 0
DemandResponse | 0 | 0 | 0 | 0 | 0 | 0
IGCC-CCS | 0 | 0 | 0 | 0 | 0 | 0
WT_off | 0 | 0 | 0 | 0 | 0 | 0
PseudoUnit | 0 | 0 | 0 | 0 | 0 | 0
FixedInterchange | 0 | 0 | 0 | 0 | 0 | 0
Total Costs by Reporting Type: MISO_MO-IL
ReportingType | 2015 | 2020 | 2025 | 2030 | 2035 | 2040
BM | 0 | 0 | 0 | 0 | 0 | 0
CC | 178.9 | 801.24 | 644.05 | 545.6 | 506.05 | 394.94
CSP | 0 | 0 | 0 | 0 | 0 | 0
CT | 0 | 0 | 0 | 0 | 0 | 0
Coal | 5262.3 | 2259.93 | 1158.8 | 820.96 | 845.08 | 886
Geo | 0 | 0 | 0 | 0 | 0 | 0
H | 5.01 | 5.01 | 101.31 | 101.31 | 101.31 | 101.31
LFG | 2.17 | 2.17 | 65.46 | 76.11 | 76.11 | 76.11
Nuc | 493.74 | 512.79 | 521.93 | 524.97 | 524.97 | 524.97
PS | 10.45 | 10.45 | 10.45 | 10.45 | 10.45 | 10.45
PV | 0 | 0 | 0 | 0 | 0 | 0
PeakG | 87.94 | 152.99 | 80.73 | 103.92 | 110.46 | 110.46
PeakO | 21.48 | 28.65 | 22.96 | 22.96 | 22.96 | 22.96
ST | 0 | 0 | 0 | 0 | 0 | 0
STOG | 26.47 | 32.58 | 26.39 | 26.39 | 26.39 | 26.39
STWD | 0 | 0 | 0 | 0 | 0 | 0
WT | 89.9 | 89.9 | 1406.73 | 2378.29 | 2309.76 | 3012.39
IGCC | 0 | 0 | 0 | 0 | 0 | 0
DemandResponse | 0 | 0 | 0 | 0 | 0 | 0
IGCC-CCS | 0 | 0 | 0 | 0 | 0 | 0
WT_off | 0 | 0 | 0 | 0 | 0 | 0
PseudoUnit | 0 | 0 | 0 | 0 | 0 | 0
FixedInterchange | 0 | 0 | 0 | 0 | 0 | 0
Total Costs by Reporting Type: MISO_W
ReportingType | 2015 | 2020 | 2025 | 2030 | 2035 | 2040
BM | 0 | 0 | 0 | 0 | 0 | 0
CC | 561.7 | 677.77 | 481.66 | 342.32 | 415.45 | 391.02
CSP | 0 | 0 | 0 | 0 | 0 | 0
CT | 0 | 0 | 0 | 0 | 0 | 0
Coal | 4234.11 | 2606.15 | 798.82 | 558.79 | 199.8 | 268.86
Geo | 0 | 0 | 0 | 0 | 0 | 0
H | 7.08 | 7.08 | 7.08 | 7.08 | 7.08 | 7.08
LFG | 24.75 | 24.75 | 24.75 | 48.33 | 48.33 | 48.33
Nuc | 539.99 | 543.1 | 552.83 | 814.83 | 0.05 | 0.05
PS | 0 | 0 | 0 | 0 | 0 | 0
PV | 0 | 0 | 0 | 0 | 0 | 0
PeakG | 100.75 | 148.96 | 89.97 | 105.17 | 108.75 | 108.71
PeakO | 56.38 | 79.08 | 64.57 | 64.57 | 64.57 | 64.57
ST | 0 | 0 | 0 | 0 | 0 | 0
STOG | 7.57 | 8.96 | 7.67 | 7.67 | 7.67 | 7.67
STWD | 14.56 | 22.3 | 19.08 | 45.51 | 125.1 | 152.55
WT | 927.86 | 927.86 | 13973.8 | 13908.47 | 13315.07 | 13393.21
IGCC | 0 | 0 | 0 | 0 | 0 | 0
DemandResponse | 0 | 0 | 0 | 0 | 0 | 0
IGCC-CCS | 0 | 0 | 0 | 0 | 0 | 0
WT_off | 0 | 0 | 0 | 0 | 0 | 0
PseudoUnit | 0 | 0 | 0 | 0 | 0 | 0
FixedInterchange | 0 | 0 | 0 | 0 | 0 | 0
Total Costs by Reporting Type: MISO_WUMS
ReportingType | 2015 | 2020 | 2025 | 2030 | 2035 | 2040
BM | 0 | 0 | 0 | 0 | 0 | 1005.31
CC | 1919.7 | 4352.18 | 4181.85 | 4255.04 | 3890.47 | 2215.4
CSP | 0 | 0 | 0 | 0 | 0 | 0
CT | 0 | 0 | 0 | 0 | 0 | 0
Coal | 1825.48 | 727.87 | 358.22 | 376.24 | 542.12 | 671.11
Geo | 0 | 0 | 0 | 0 | 0 | 0
H | 4.79 | 5.15 | 5.15 | 5.15 | 5.15 | 5.15
LFG | 8.57 | 8.57 | 79.15 | 79.15 | 79.15 | 79.15
Nuc | 419.03 | 444.73 | 429.21 | 737.97 | 0.05 | 0.05
PS | 0 | 0 | 0 | 0 | 0 | 0
PV | 0 | 0 | 0 | 0 | 0 | 0
PeakG | 56.23 | 81.65 | 65.08 | 77.65 | 77.65 | 77.65
PeakO | 13.52 | 17.78 | 14.69 | 14.69 | 14.69 | 14.69
ST | 0 | 0 | 0 | 0 | 0 | 0
STOG | 13.21 | 15.63 | 13.39 | 13.39 | 13.39 | 13.39
STWD | 7.14 | 6.17 | 5.19 | 9.37 | 68.51 | 68.35
WT | 264.78 | 264.78 | 264.78 | 271.78 | 3544.79 | 3770.26
IGCC | 0 | 0 | 0 | 0 | 0 | 0
DemandResponse | 0 | 0 | 0 | 0 | 0 | 0
IGCC-CCS | 0 | 0 | 0 | 0 | 0 | 0
WT_off | 0 | 0 | 0 | 0 | 0 | 0
PseudoUnit | 0 | 0 | 0 | 0 | 0 | 0
FixedInterchange | 0 | 0 | 0 | 0 | 0 | 0
Total Costs by Reporting Type: Nebraska
ReportingType | 2015 | 2020 | 2025 | 2030 | 2035 | 2040
BM | 0 | 0 | 0 | 0 | 0 | 0
CC | 47.75 | 29.95 | 27.28 | 30.97 | 29.92 | 24.98
CSP | 0 | 0 | 0 | 0 | 0 | 0
CT | 0 | 0 | 0 | 0 | 0 | 0
Coal | 1573.04 | 403.79 | 256.08 | 256.25 | 197.53 | 254.89
Geo | 0 | 0 | 0 | 0 | 0 | 0
H | 2.38 | 2.38 | 2.38 | 2.38 | 2.38 | 2.38
LFG | 0.72 | 0.72 | 0.72 | 23.22 | 23.23 | 23.23
Nuc | 289.1 | 306.81 | 296.14 | 351.7 | 0.1 | 0.1
PS | 0 | 0 | 0 | 0 | 0 | 0
PV | 0 | 0 | 0 | 0 | 0 | 0
PeakG | 25.4 | 37.31 | 31.37 | 31.37 | 31.37 | 31.37
PeakO | 9.57 | 12.19 | 9.77 | 9.77 | 9.77 | 9.77
ST | 0 | 0 | 0 | 0 | 0 | 0
STOG | 0 | 0 | 0 | 0 | 0 | 0
STWD | 0 | 0 | 0 | 0 | 0 | 0
WT | 54.91 | 2789.78 | 3993.21 | 4269.71 | 5482.32 | 3074.25
IGCC | 0 | 0 | 0 | 0 | 0 | 0
DemandResponse | 0 | 0 | 0 | 0 | 0 | 0
IGCC-CCS | 0 | 0 | 0 | 0 | 0 | 0
WT_off | 0 | 0 | 0 | 0 | 0 | 0
PseudoUnit | 0 | 0 | 0 | 0 | 0 | 0
FixedInterchange | 0 | 0 | 0 | 0 | 0 | 0
Total Costs by Reporting Type: NEISO
ReportingType | 2015 | 2020 | 2025 | 2030 | 2035 | 2040
BM | 279.31 | 230.81 | 167.43 | 181.75 | 279.31 | 279.31
CC | 2848.18 | 2171.52 | 1875.92 | 1803.63 | 1113.45 | 1252.44
CSP | 0 | 0 | 0 | 0 | 0 | 0
CT | 32.29 | 33.19 | 33.25 | 32.39 | 0.9 | 0.9
Coal | 58.16 | 29.15 | 0 | 0 | 0 | 0
Geo | 0 | 0 | 0 | 0 | 0 | 0
H | 46.4 | 46.4 | 46.4 | 46.4 | 47.43 | 47.43
LFG | 80.87 | 80.87 | 80.87 | 103.68 | 93.04 | 93.04
Nuc | 1055.43 | 1120.79 | 1080.11 | 1086.32 | 784.86 | 1150.98
PS | 39.74 | 39.74 | 39.74 | 39.74 | 39.74 | 39.74
PV | 0.03 | 111.77 | 111.77 | 111.77 | 111.77 | 4.85
PeakG | 20.61 | 32.35 | 24.13 | 25.78 | 29.05 | 29.34
PeakO | 0 | 0 | 0 | 0 | 0 | 0
ST | 0 | 0 | 0 | 0 | 0 | 0
STOG | 0 | 0 | 0 | 0 | 0 | 0
STWD | 367.79 | 122.81 | 32 | 32.01 | 239.35 | 337.06
WT | 67.94 | 698.26 | 1065.44 | 1304.44 | 4094.57 | 3651.11
IGCC | 0 | 0 | 0 | 0 | 0 | 0
DemandResponse | 0 | 0 | 0 | 0 | 0 | 0
IGCC-CCS | 0 | 0 | 0 | 0 | 0 | 0
WT_off | 308.22 | 308.22 | 308.22 | 308.22 | 24.98 | 24.98
PseudoUnit | 0 | 0 | 0 | 0 | 0 | 0
FixedInterchange | 0 | 0 | 0 | 0 | 0 | 0
Total Costs by Reporting Type: NonRTO_Midwest
ReportingType | 2015 | 2020 | 2025 | 2030 | 2035 | 2040
BM | 0 | 0 | 0 | 0 | 0 | 3645.6
CC | 845.1 | 2755 | 2860.11 | 3306.09 | 4080.28 | 1845.19
CSP | 0 | 0 | 0 | 0 | 0 | 0
CT | 0 | 0 | 0 | 0 | 0 | 0
Coal | 3154.1 | 1770.25 | 1044.98 | 422.43 | 768.22 | 703.81
Geo | 0 | 0 | 0 | 0 | 0 | 0
H | 2.04 | 2.04 | 258.59 | 258.59 | 258.59 | 258.59
LFG | 1.69 | 1.69 | 51.19 | 51.19 | 51.19 | 51.19
Nuc | 0.01 | 0.01 | 0.01 | 0.02 | 811.47 | 811.47
PS | 0 | 0 | 0 | 0 | 0 | 0
PV | 0 | 0 | 0 | 0 | 0 | 0
PeakG | 70.49 | 90.14 | 61.49 | 88.65 | 80.61 | 74.61
PeakO | 0.35 | 0.45 | 0.36 | 0.36 | 0.36 | 0
ST | 0 | 0 | 0 | 0 | 0 | 0
STOG | 0 | 0 | 0 | 0 | 0 | 0
STWD | 0 | 0 | 0 | 0 | 0 | 0
WT | 2.26 | 2.26 | 2.26 | 2.26 | 2.26 | 2.26
IGCC | 0 | 0 | 0 | 0 | 0 | 0
DemandResponse | 0 | 0 | 0 | 0 | 0 | 0
IGCC-CCS | 0 | 0 | 0 | 0 | 0 | 0
WT_off | 0 | 0 | 0 | 0 | 0 | 0
PseudoUnit | 0 | 0 | 0 | 0 | 0 | 0
FixedInterchange | 0 | 0 | 0 | 0 | 0 | 0
Total Costs by Reporting Type: NYISO_A-F
ReportingType | 2015 | 2020 | 2025 | 2030 | 2035 | 2040
BM | 0 | 0 | 0 | 0 | 0 | 0
CC | 627.95 | 810.78 | 622.48 | 646.04 | 239.39 | 227.98
CSP | 0 | 0 | 0 | 0 | 0 | 0
CT | 0 | 0 | 0 | 0 | 0 | 0
Coal | 0 | 0 | 0 | 0 | 0 | 0
Geo | 0 | 0 | 0 | 0 | 0 | 0
H | 62.6 | 62.6 | 62.6 | 62.6 | 62.6 | 62.6
LFG | 22.17 | 22.17 | 22.17 | 44 | 42.66 | 42.66
Nuc | 769.17 | 792.88 | 787.44 | 645.82 | 746.25 | 695.88
PS | 33.52 | 33.52 | 33.52 | 33.52 | 33.52 | 33.52
PV | 0 | 0 | 0 | 0 | 0 | 0
PeakG | 3.78 | 6.14 | 5.58 | 5.31 | 5.31 | 5.31
PeakO | 1.14 | 1.46 | 1.17 | 1.17 | 1.17 | 1.17
ST | 0 | 0 | 0 | 0 | 0 | 0
STOG | 0 | 0 | 0 | 0 | 0 | 0
STWD | 2.76 | 3.68 | 3.04 | 3.53 | 26.67 | 53.4
WT | 684.71 | 860.89 | 860.89 | 860.89 | 2766.49 | 2610.26
IGCC | 0 | 0 | 0 | 0 | 0 | 0
DemandResponse | 0 | 0 | 0 | 0 | 0 | 0
IGCC-CCS | 0 | 0 | 0 | 0 | 0 | 0
WT_off | 0 | 0 | 0 | 0 | 0 | 0
PseudoUnit | 0 | 0 | 0 | 0 | 0 | 0
FixedInterchange | 0 | 0 | 0 | 0 | 0 | 0
Total Costs by Reporting Type: NYISO_G-I
ReportingType | 2015 | 2020 | 2025 | 2030 | 2035 | 2040
BM | 0 | 0 | 0 | 0 | 0 | 0
CC | 246.69 | 434.45 | 296.64 | 185.74 | 225.75 | 180.18
CSP | 0 | 0 | 0 | 0 | 0 | 0
CT | 0 | 0 | 0 | 0 | 0 | 0
Coal | 0 | 0 | 0 | 0 | 0 | 0
Geo | 0 | 0 | 0 | 0 | 0 | 0
H | 0.46 | 0.46 | 0.46 | 0.46 | 0.46 | 0.46
LFG | 7.73 | 7.73 | 7.73 | 31.62 | 31.62 | 31.62
Nuc | 466.19 | 495 | 477.19 | 479.96 | 970.74 | 1597.34
PS | 0 | 0 | 0 | 0 | 0 | 0
PV | 0 | 0 | 0 | 0 | 0 | 0
PeakG | 1.51 | 2.04 | 1.56 | 1.57 | 1.57 | 1.57
PeakO | 2.55 | 3.25 | 2.61 | 2.61 | 2.61 | 2.61
ST | 0 | 0 | 0 | 0 | 0 | 0
STOG | 0 | 0 | 0 | 0 | 0 | 0
STWD | 0 | 0 | 0 | 0 | 0 | 0
WT | 0 | 14.4 | 14.4 | 14.4 | 86.66 | 73.95
IGCC | 0 | 0 | 0 | 0 | 0 | 0
DemandResponse | 0 | 0 | 0 | 0 | 0 | 0
IGCC-CCS | 0 | 0 | 0 | 0 | 0 | 0
WT_off | 0 | 0 | 0 | 0 | 0 | 0
PseudoUnit | 0 | 0 | 0 | 0 | 0 | 0
FixedInterchange | 0 | 0 | 0 | 0 | 0 | 0
Total Costs by Reporting Type: NYISO_J-K
ReportingType | 2015 | 2020 | 2025 | 2030 | 2035 | 2040
BM | 0 | 0 | 0 | 0 | 0 | 0
CC | 1606.46 | 1807.32 | 1798.92 | 1912.56 | 1742.7 | 1708.67
CSP | 0 | 0 | 0 | 0 | 0 | 0
CT | 0 | 0 | 0 | 0 | 0 | 0
Coal | 0 | 0 | 0 | 0 | 0 | 0
Geo | 0 | 0 | 0 | 0 | 0 | 0
H | 0 | 0 | 0 | 0 | 0 | 0
LFG | 14.97 | 14.97 | 14.97 | 44.49 | 44.49 | 44.49
Nuc | 0.01 | 0.01 | 0.01 | 0.02 | 0.07 | 0.08
PS | 0 | 0 | 0 | 0 | 0 | 0
PV | 17.52 | 17.52 | 17.52 | 17.52 | 0.54 | 0.54
PeakG | 58.79 | 84.91 | 67.28 | 74.22 | 126.7 | 120.32
PeakO | 61.69 | 79.16 | 63.78 | 65.02 | 65.02 | 65.02
ST | 0 | 0 | 0 | 0 | 0 | 0
STOG | 186.79 | 232.16 | 225.47 | 254.5 | 219.13 | 209.8
STWD | 0 | 0 | 0 | 0 | 0 | 0
WT | 0 | 0 | 0 | 0 | 98.87 | 98.87
IGCC | 0 | 0 | 0 | 0 | 0 | 0
DemandResponse | 0 | 0 | 0 | 0 | 0 | 0
IGCC-CCS | 0 | 0 | 0 | 0 | 0 | 0
WT_off | 0 | 0 | 0 | 0 | 0 | 0
PseudoUnit | 0 | 0 | 0 | 0 | 0 | 0
FixedInterchange | 0 | 0 | 0 | 0 | 0 | 0
Total Costs by Reporting Type: PJM_E
ReportingType | 2015 | 2020 | 2025 | 2030 | 2035 | 2040
BM | 18.38 | 33.95 | 33.95 | 29.5 | 33.95 | 33.95
CC | 3032.7 | 3832.36 | 4102.72 | 4566.03 | 5159.49 | 4009.04
CSP | 0 | 0 | 0 | 0 | 0 | 0
CT | 2.48 | 2.71 | 2.72 | 0.78 | 0.63 | 0
Coal | 122.73 | 65.72 | 33.33 | 24.71 | 48.35 | 88.16
Geo | 0 | 0 | 0 | 0 | 0 | 0
H | 3.85 | 3.85 | 3.85 | 3.85 | 3.85 | 3.85
LFG | 59.08 | 105.92 | 105.92 | 103.73 | 103.73 | 73.06
Nuc | 1960.16 | 1864.06 | 1862.64 | 1873.72 | 1345.93 | 2395.82
PS | 9.5 | 9.5 | 9.5 | 9.5 | 9.5 | 9.5
PV | 11.79 | 11.79 | 11.79 | 11.79 | 0.75 | 0.75
PeakG | 82.2 | 150.22 | 124.78 | 199.89 | 135.65 | 148.79
PeakO | 75.92 | 100.78 | 82.41 | 82.41 | 82.41 | 82.41
ST | 0 | 0 | 0 | 0 | 0 | 0
STOG | 144.83 | 182.87 | 165.56 | 231.79 | 190.78 | 0
STWD | 0 | 0 | 0 | 0 | 0 | 0
WT | 332.76 | 332.76 | 332.76 | 332.76 | 32.65 | 32.65
IGCC | 0 | 0 | 0 | 0 | 0 | 0
DemandResponse | 0 | 0 | 0 | 0 | 0 | 0
IGCC-CCS | 0 | 0 | 0 | 0 | 0 | 0
WT_off | 0 | 0 | 599.06 | 599.06 | 599.06 | 599.06
PseudoUnit | 0 | 0 | 0 | 0 | 0 | 0
FixedInterchange | 0 | 0 | 0 | 0 | 0 | 0
Total Costs by Reporting Type: PJM_ROM
ReportingType | 2015 | 2020 | 2025 | 2030 | 2035 | 2040
BM | 10.14 | 19.49 | 19.49 | 16.81 | 19.49 | 98.5
CC | 1335.19 | 1797.73 | 1979.45 | 2175.27 | 2376.26 | 1626.82
CSP | 0 | 0 | 0 | 0 | 0 | 0
CT | 1.52 | 1.66 | 1.67 | 1.88 | 0 | 0
Coal | 2058.17 | 886.06 | 176.33 | 181.58 | 346.51 | 333.27
Geo | 0 | 0 | 0 | 0 | 0 | 0
H | 19.83 | 19.83 | 19.83 | 253 | 253 | 253
LFG | 47.04 | 132.66 | 132.66 | 131.08 | 128.72 | 75.37
Nuc | 1163.94 | 1194.41 | 1192.35 | 1199.5 | 5182.15 | 9809.74
PS | 35.92 | 35.92 | 35.92 | 35.92 | 35.92 | 35.92
PV | 0.06 | 497.02 | 753.61 | 811.04 | 815.37 | 361.72
PeakG | 30.83 | 49 | 42.43 | 77.21 | 68.31 | 76.65
PeakO | 45.95 | 58.57 | 46.94 | 46.94 | 46.94 | 0
ST | 0 | 0 | 0 | 0 | 0 | 0
STOG | 210.17 | 289.36 | 279.01 | 304.29 | 266.97 | 0
STWD | 4.15 | 39.07 | 38.55 | 28.93 | 38.55 | 38.55
WT | 152.07 | 341.33 | 341.33 | 313.92 | 227.77 | 59.6
IGCC | 0 | 0 | 0 | 0 | 0 | 0
DemandResponse | 0 | 0 | 0 | 0 | 0 | 0
IGCC-CCS | 0 | 0 | 0 | 0 | 0 | 0
WT_off | 0 | 0 | 0 | 0 | 0 | 0
PseudoUnit | 0 | 0 | 0 | 0 | 0 | 0
FixedInterchange | 0 | 0 | 0 | 0 | 0 | 0
Total Costs by Reporting Type: PJM_ROR
ReportingType | 2015 | 2020 | 2025 | 2030 | 2035 | 2040
BM | 215.81 | 415.73 | 415.73 | 358.52 | 415.73 | 330.66
CC | 3880.35 | 13404.94 | 13962.78 | 17013.37 | 19033.91 | 14855.97
CSP | 0 | 0 | 0 | 0 | 0 | 0
CT | 3.07 | 3.13 | 3.15 | 3.27 | 0 | 0
Coal | 17497.59 | 9842.48 | 2492.93 | 1842.05 | 3141.28 | 3319.48
Geo | 0 | 0 | 0 | 0 | 0 | 0
H | 26.17 | 207.89 | 207.89 | 207.89 | 207.89 | 207.89
LFG | 76.9 | 76.9 | 238.08 | 232.42 | 226.35 | 226.35
Nuc | 4607.58 | 4731.16 | 4718.65 | 4541.22 | 6056.07 | 20111.93
PS | 73.14 | 73.14 | 73.14 | 73.14 | 73.14 | 73.14
PV | 0.35 | 0.35 | 0.35 | 0.35 | 0.35 | 0.35
PeakG | 424.01 | 589.63 | 450.86 | 628.37 | 606.84 | 550.9
PeakO | 48.69 | 65.15 | 52.22 | 52.22 | 52.22 | 0
ST | 0 | 0 | 0 | 0 | 0 | 0
STOG | 144.12 | 177 | 165.06 | 181.05 | 160.62 | 0
STWD | 9.11 | 114.87 | 113.43 | 72.17 | 113.43 | 113.43
WT | 2217.8 | 2263.14 | 3922.95 | 3373.12 | 2265.07 | 2225.11
IGCC | 0 | 0 | 0 | 0 | 0 | 0
DemandResponse | 0 | 0 | 0 | 0 | 0 | 0
IGCC-CCS | 0 | 0 | 0 | 0 | 0 | 0
WT_off | 0 | 0 | 0 | 0 | 0 | 0
PseudoUnit | 0 | 0 | 0 | 0 | 0 | 0
FixedInterchange | 0 | 0 | 0 | 0 | 0 | 0
Total Costs by Reporting Type: SOCO
ReportingType | 2015 | 2020 | 2025 | 2030 | 2035 | 2040
BM | 29.33 | 30.83 | 32.7 | 56.71 | 56.71 | 4047.83
CC | 8259.9 | 12087.57 | 12732.91 | 13203.64 | 9797.09 | 5459.81
CSP | 0 | 0 | 0 | 0 | 0 | 0
CT | 0 | 0 | 0 | 0 | 0 | 0
Coal | 4321.61 | 2265.49 | 327.49 | 555.53 | 646.84 | 525.14
Geo | 0 | 0 | 0 | 0 | 0 | 0
H | 59.74 | 59.74 | 59.74 | 59.74 | 59.74 | 59.74
LFG | 4.47 | 4.47 | 37.19 | 37.19 | 37.19 | 37.19
Nuc | 1355.07 | 2993.98 | 3028.43 | 3240.73 | 11021.64 | 13785.41
PS | 39.76 | 39.76 | 39.76 | 39.76 | 39.76 | 39.76
PV | 0 | 0 | 0 | 0 | 0 | 0
PeakG | 237.19 | 341.52 | 301.22 | 424.57 | 77.99 | 78.87
PeakO | 0 | 0 | 0 | 0 | 0 | 0
ST | 0 | 0 | 0 | 0 | 0 | 0
STOG | 0 | 0 | 0 | 0 | 0 | 0
STWD | 43.52 | 50.06 | 60.8 | 81.53 | 425.48 | 425.48
WT | 0 | 0 | 0 | 0 | 23.58 | 23.58
IGCC | 0 | 0 | 0 | 0 | 0 | 0
DemandResponse | 0 | 0 | 0 | 0 | 0 | 0
IGCC-CCS | 0 | 0 | 0 | 0 | 0 | 0
WT_off | 0 | 0 | 0 | 0 | 0 | 0
PseudoUnit | 0 | 0 | 0 | 0 | 0 | 0
FixedInterchange | 0 | 0 | 0 | 0 | 0 | 0
Total Costs by Reporting Type: SPP_N
ReportingType | 2015 | 2020 | 2025 | 2030 | 2035 | 2040
BM | 0 | 0 | 0 | 0 | 0 | 0
CC | 356.49 | 145.93 | 103.27 | 161.58 | 136.37 | 92.22
CSP | 0 | 0 | 0 | 0 | 0 | 0
CT | 0 | 58.27 | 55.6 | 55.6 | 55.6 | 4.34
Coal | 3249.92 | 2392.45 | 283.28 | 194.27 | 142.37 | 142.37
Geo | 0 | 0 | 0 | 0 | 0 | 0
H | 0.3 | 0.3 | 0.3 | 0.3 | 0.3 | 0.3
LFG | 0.85 | 0.85 | 0.85 | 30.02 | 30.03 | 30.03
Nuc | 256.73 | 266.63 | 271.39 | 261.19 | 238.54 | 234.52
PS | 0 | 0 | 0 | 0 | 0 | 0
PV | 0 | 0 | 0 | 0 | 0 | 0
PeakG | 78.04 | 117.69 | 105.7 | 105.7 | 105.7 | 105.7
PeakO | 34.89 | 44.84 | 35.94 | 35.94 | 35.94 | 35.94
ST | 0 | 0 | 0 | 0 | 0 | 0
STOG | 100.2 | 105.64 | 74.08 | 74.08 | 74.08 | 74.08
STWD | 0 | 0 | 0 | 0 | 0 | 0
WT | 42.04 | 3817.92 | 11956.6 | 13379.72 | 15883.53 | 13190.09
IGCC | 0 | 0 | 0 | 0 | 0 | 0
DemandResponse | 0 | 0 | 0 | 0 | 0 | 0
IGCC-CCS | 0 | 0 | 0 | 0 | 0 | 0
WT_off | 0 | 0 | 0 | 0 | 0 | 0
PseudoUnit | 0 | 0 | 0 | 0 | 0 | 0
FixedInterchange | 0 | 0 | 0 | 0 | 0 | 0
Total Costs by Reporting Type: SPP_S
ReportingType | 2015 | 2020 | 2025 | 2030 | 2035 | 2040
BM | 0 | 0 | 0 | 0 | 0 | 0
CC | 2806.24 | 1364.84 | 1418.72 | 1523.89 | 1365.77 | 1552.19
CSP | 0 | 0 | 0 | 0 | 0 | 0
CT | 36.18 | 95.23 | 95.23 | 95.23 | 62.02 | 7.39
Coal | 4819.36 | 2115.14 | 485.13 | 318.75 | 302.46 | 302.46
Geo | 0 | 0 | 0 | 0 | 0 | 0
H | 30.03 | 30.03 | 30.03 | 30.03 | 30.03 | 30.03
LFG | 2.29 | 2.29 | 2.29 | 31.46 | 31.48 | 31.48
Nuc | 0.01 | 0.01 | 0.01 | 0.02 | 0.04 | 0.05
PS | 10.59 | 10.59 | 10.59 | 10.59 | 10.59 | 10.59
PV | 0 | 0 | 0 | 0 | 0 | 0
PeakG | 60.2 | 87.93 | 62.37 | 76.78 | 82.77 | 82.77
PeakO | 3.36 | 4.54 | 3.63 | 3.63 | 3.64 | 3.66
ST | 0 | 0 | 0 | 0 | 0 | 0
STOG | 484.67 | 405.52 | 370.36 | 457.85 | 393.06 | 423.74
STWD | 5.57 | 4.65 | 4.07 | 7.37 | 24.89 | 33.85
WT | 183.43 | 9133.97 | 9547.89 | 10122.02 | 12111.96 | 4674.41
IGCC | 0 | 0 | 0 | 0 | 0 | 0
DemandResponse | 0 | 0 | 0 | 0 | 0 | 0
IGCC-CCS | 0 | 0 | 0 | 0 | 0 | 0
WT_off | 0 | 0 | 0 | 0 | 0 | 0
PseudoUnit | 0 | 0 | 0 | 0 | 0 | 0
FixedInterchange | 0 | 0 | 0 | 0 | 0 | 0
Total Costs by Reporting Type: TVA
ReportingType | 2015 | 2020 | 2025 | 2030 | 2035 | 2040
BM | 0 | 0 | 0 | 0 | 0 | 4634.84
CC | 2124.81 | 5336.99 | 5945.76 | 6487.2 | 6010.23 | 3690.52
CSP | 0 | 0 | 0 | 0 | 0 | 0
CT | 0 | 0 | 0 | 0 | 0 | 0
Coal | 3151.04 | 1307.49 | 179 | 26.3 | 0.01 | 0.01
Geo | 0 | 0 | 0 | 0 | 0 | 0
H | 72.8 | 72.8 | 72.8 | 82.09 | 82.09 | 82.09
LFG | 1.57 | 1.57 | 33.99 | 33.99 | 33.99 | 33.99
Nuc | 2533.71 | 2590.04 | 2579.4 | 2590.89 | 6099.02 | 6581.33
PS | 41.38 | 41.38 | 41.38 | 41.38 | 41.38 | 41.38
PV | 0 | 0 | 0 | 0 | 0 | 0
PeakG | 99.24 | 153.37 | 140.99 | 140.99 | 140.99 | 140.99
PeakO | 1.87 | 2.54 | 1.92 | 2.49 | 0 | 0
ST | 0 | 0 | 0 | 0 | 0 | 0
STOG | 0 | 0 | 0 | 0 | 0 | 0
STWD | 0.24 | 0.29 | 0.32 | 0.96 | 3 | 3
WT | 0.99 | 0.99 | 0.99 | 0.99 | 24.39 | 24.39
IGCC | 0 | 0 | 0 | 0 | 0 | 0
DemandResponse | 0 | 0 | 0 | 0 | 0 | 0
IGCC-CCS | 0 | 0 | 0 | 0 | 0 | 0
WT_off | 0 | 0 | 0 | 0 | 0 | 0
PseudoUnit | 0 | 0 | 0 | 0 | 0 | 0
FixedInterchange | 0 | 0 | 0 | 0 | 0 | 0
Total Costs by Reporting Type: TVA_Transmission
ReportingType | 2015 | 2020 | 2025 | 2030 | 2035 | 2040
BM | 0 | 0 | 0 | 0 | 0 | 0
CC | 0 | 0 | 0 | 0 | 0 | 0
CSP | 0 | 0 | 0 | 0 | 0 | 0
CT | 0 | 0 | 0 | 0 | 0 | 0
Coal | 0 | 0 | 0 | 0 | 0 | 0
Geo | 0 | 0 | 0 | 0 | 0 | 0
H | 0 | 0 | 0 | 0 | 0 | 0
LFG | 0 | 0 | 0 | 0 | 0 | 0
Nuc | 0 | 0 | 0 | 0 | 0 | 0
PS | 0 | 0 | 0 | 0 | 0 | 0
PV | 0 | 0 | 0 | 0 | 0 | 0
PeakG | 0 | 0 | 0 | 0 | 0 | 0
PeakO | 0 | 0 | 0 | 0 | 0 | 0
ST | 0 | 0 | 0 | 0 | 0 | 0
STOG | 0 | 0 | 0 | 0 | 0 | 0
STWD | 0 | 0 | 0 | 0 | 0 | 0
WT | 0 | 0 | 0 | 0 | 0 | 0
IGCC | 0 | 0 | 0 | 0 | 0 | 0
DemandResponse | 0 | 0 | 0 | 0 | 0 | 0
IGCC-CCS | 0 | 0 | 0 | 0 | 0 | 0
WT_off | 0 | 0 | 0 | 0 | 0 | 0
PseudoUnit | 0 | 0 | 0 | 0 | 0 | 0
FixedInterchange | 0 | 0 | 0 | 0 | 0 | 0
Total Costs by Reporting Type: VACAR
ReportingType | 2015 | 2020 | 2025 | 2030 | 2035 | 2040
BM | 0.93 | 169.61 | 688.42 | 700.69 | 700.69 | 6734.85
CC | 8045.07 | 9050.61 | 9411.49 | 10117.71 | 9160.57 | 2556.19
CSP | 0 | 0 | 0 | 0 | 0 | 0
CT | 72.8 | 73.56 | 81.34 | 12.42 | 9.85 | 0
Coal | 3184.16 | 2274.87 | 1257.11 | 605.06 | 783.49 | 753.85
Geo | 0 | 0 | 0 | 0 | 0 | 0
H | 30.23 | 30.23 | 30.23 | 30.23 | 30.23 | 30.23
LFG | 7.71 | 40.25 | 40.25 | 40.25 | 40.18 | 20.68
Nuc | 2606.17 | 4424.34 | 4396.29 | 7210.64 | 12007.07 | 17478.95
PS | 62.1 | 62.1 | 62.1 | 62.1 | 62.1 | 62.1
PV | 0.24 | 44.91 | 45.63 | 45.88 | 45.88 | 4.36
PeakG | 153.07 | 231.79 | 193.78 | 255.4 | 160.13 | 166.87
PeakO | 36.13 | 46.34 | 37.33 | 38.01 | 0 | 0
ST | 0 | 0 | 0 | 0 | 0 | 0
STOG | 4.04 | 4.78 | 4.1 | 4.1 | 0 | 0
STWD | 173.41 | 175.67 | 173.58 | 173.58 | 173.58 | 173.58
WT | 0.22 | 838.93 | 838.93 | 838.93 | 838.73 | 98.34
IGCC | 0 | 0 | 0 | 0 | 0 | 0
DemandResponse | 0 | 0 | 0 | 0 | 0 | 0
IGCC-CCS | 0 | 0 | 0 | 0 | 0 | 0
WT_off | 0.59 | 0.59 | 0.59 | 0.59 | 0.05 | 0.05
PseudoUnit | 0 | 0 | 0 | 0 | 0 | 0
FixedInterchange | 0 | 0 | 0 | 0 | 0 | 0
Total Costs by Reporting Type: IESO
ReportingType | 2015 | 2020 | 2025 | 2030 | 2035 | 2040
BM | 177.6 | 177.6 | 177.6 | 179.23 | 182.47 | 396.56
CC | 595.31 | 503.09 | 208.17 | 206.28 | 194.33 | 40.01
CSP | 0 | 0 | 0 | 0 | 0 | 0
CT | 45.17 | 45.25 | 44.26 | 44.26 | 0 | 0
Coal | 0 | 0 | 0 | 0 | 0 | 0
Geo | 0 | 0 | 0 | 0 | 0 | 0
H | 123.83 | 123.83 | 123.83 | 123.83 | 226.24 | 226.24
LFG | 19.32 | 19.32 | 19.32 | 19.55 | 14.43 | 14.43
Nuc | 2990.3 | 3007.72 | 3062.19 | 3080.28 | 2836.57 | 3030.7
PS | 2.92 | 2.92 | 2.92 | 2.92 | 2.92 | 2.92
PV | 558.01 | 558.01 | 558.01 | 558.01 | 0.44 | 0.44
PeakG | 0 | 0 | 0 | 0 | 0 | 0
PeakO | 0 | 0 | 0 | 0 | 0 | 0
ST | 0 | 0 | 0 | 0 | 0 | 0
STOG | 0 | 0 | 0 | 0 | 0 | 0
STWD | 4.77 | 5.44 | 5.44 | 8.12 | 74.15 | 74.15
WT | 763.41 | 763.41 | 763.41 | 763.41 | 103.02 | 581.34
IGCC | 0 | 0 | 0 | 0 | 0 | 0
DemandResponse | 0 | 0 | 0 | 0 | 0 | 0
IGCC-CCS | 0 | 0 | 0 | 0 | 0 | 0
WT_off | 0 | 0 | 0 | 0 | 0 | 0
PseudoUnit | 0 | 0 | 0 | 0 | 0 | 0
FixedInterchange | 0 | 0 | 0 | 0 | 0 | 0
Total Costs by Reporting Type: MAPP_CA
ReportingType | 2015 | 2020 | 2025 | 2030 | 2035 | 2040
BM | 0 | 0 | 0 | 0 | 0 | 0
CC | 398.09 | 462.02 | 133.02 | 34.97 | 34.97 | 0
CSP | 0 | 0 | 0 | 0 | 0 | 0
CT | 0 | 0 | 0 | 0 | 0 | 0
Coal | 60.73 | 10.92 | 0 | 0 | 0 | 0
Geo | 0 | 0 | 0 | 0 | 0 | 0
H | 92.24 | 343.32 | 773.07 | 1418.85 | 1511.16 | 1511.16
LFG | 0 | 0 | 0 | 0 | 0 | 0
Nuc | 0.01 | 0.01 | 0.01 | 0.01 | 0.01 | 0.05
PS | 0 | 0 | 0 | 0 | 0 | 0
PV | 0 | 0 | 0 | 0 | 0 | 0
PeakG | 14.85 | 11.54 | 0 | 0 | 0 | 0
PeakO | 0.09 | 0.09 | 0 | 0 | 0 | 0
ST | 0 | 0 | 0 | 0 | 0 | 0
STOG | 6.48 | 5.54 | 0 | 0 | 0 | 0
STWD | 0 | 0 | 0 | 0 | 0 | 0
WT | 105.14 | 105.14 | 105.14 | 105.14 | 9.42 | 9.42
IGCC | 0 | 0 | 0 | 0 | 0 | 0
DemandResponse | 0 | 0 | 0 | 0 | 0 | 0
IGCC-CCS | 0 | 0 | 0 | 0 | 0 | 0
WT_off | 0 | 0 | 0 | 0 | 0 | 0
PseudoUnit | 0 | 0 | 0 | 0 | 0 | 0
FixedInterchange | 0 | 0 | 0 | 0 | 0 | 0
Total Costs by Reporting Type: AZ_NM_SNV_Coal
ReportingType | 2015 | 2020 | 2025 | 2030 | 2035 | 2040
BM | 0 | 0 | 0 | 0 | 0 | 0
CC | 0 | 0 | 0 | 0 | 0 | 0
CSP | 0 | 0 | 0 | 0 | 0 | 0
CT | 0 | 0 | 0 | 0 | 0 | 0
Coal | 3054.7 | 3197.05 | 1808.51 | 78.8 | 405.48 | 456.35
Geo | 0 | 0 | 0 | 0 | 0 | 0
H | 0 | 0 | 0 | 0 | 0 | 0
LFG | 0 | 0 | 0 | 0 | 0 | 0
Nuc | 0 | 0 | 0 | 0 | 0 | 0
PS | 0 | 0 | 0 | 0 | 0 | 0
PV | 0 | 0 | 0 | 0 | 0 | 0
PeakG | 0 | 0 | 0 | 0 | 0 | 0
PeakO | 5.77 | 7.38 | 6 | 6 | 6 | 6
ST | 0 | 0 | 0 | 0 | 0 | 0
STOG | 0 | 0 | 0 | 0 | 0 | 0
STWD | 0 | 0 | 0 | 0 | 0 | 0
WT | 0 | 0 | 0 | 0 | 0 | 0
IGCC | 0 | 0 | 0 | 0 | 0 | 0
DemandResponse | 0 | 0 | 0 | 0 | 0 | 0
IGCC-CCS | 0 | 0 | 0 | 0 | 0 | 0
WT_off | 0 | 0 | 0 | 0 | 0 | 0
PseudoUnit | 0 | 0 | 0 | 0 | 0 | 0
FixedInterchange | 0 | 0 | 0 | 0 | 0 | 0
Total Costs by Reporting Type: AZ_NM_SNV_Gas
ReportingType | 2015 | 2020 | 2025 | 2030 | 2035 | 2040
BM | 0 | 0 | 0 | 0 | 0 | 0
CC | 3855.33 | 3912.52 | 5904.76 | 5476.43 | 3146.3 | 2157.55
CSP | 0 | 0 | 0 | 0 | 0 | 0
CT | 68.63 | 68.63 | 68.63 | 68.63 | 0 | 0
Coal | 0 | 0 | 0 | 0 | 0 | 0
Geo | 0 | 0 | 0 | 0 | 0 | 0
H | 0 | 0 | 0 | 0 | 0 | 0
LFG | 0 | 0 | 0 | 0 | 0 | 0
Nuc | 0 | 0 | 0 | 0 | 0 | 0
PS | 0 | 0 | 0 | 0 | 0 | 0
PV | 0 | 0 | 0 | 0 | 0 | 0
PeakG | 63.97 | 93.45 | 74.33 | 87.99 | 87.99 | 87.99
PeakO | 0 | 0 | 0 | 0 | 0 | 0
ST | 0 | 0 | 0 | 0 | 0 | 0
STOG | 0 | 0 | 0 | 0 | 0 | 0
STWD | 0 | 0 | 0 | 0 | 0 | 0
WT | 0 | 0 | 0 | 0 | 0 | 0
IGCC | 0 | 0 | 0 | 0 | 0 | 0
DemandResponse | 0 | 0 | 0 | 0 | 0 | 0
IGCC-CCS | 0 | 0 | 0 | 0 | 0 | 0
WT_off | 0 | 0 | 0 | 0 | 0 | 0
PseudoUnit | 0 | 0 | 0 | 0 | 0 | 0
FixedInterchange | 0 | 0 | 0 | 0 | 0 | 0
Total Costs by Reporting Type: AZ_NM_SNV_NucRenew
ReportingType | 2015 | 2020 | 2025 | 2030 | 2035 | 2040
BM | 0 | 0 | 0 | 0 | 0 | 0
CC | 0 | 0 | 0 | 0 | 0 | 0
CSP | 0 | 0 | 0 | 0 | 0 | 0
CT | 0 | 0 | 0 | 0 | 0 | 0
Coal | 0 | 0 | 0 | 0 | 0 | 0
Geo | 0 | 10.91 | 608.55 | 608.55 | 608.55 | 601.76
H | 44.6 | 44.6 | 44.6 | 44.6 | 44.6 | 44.6
LFG | 0.85 | 19.95 | 19.95 | 19.95 | 19.95 | 8.23
Nuc | 810.72 | 895.93 | 912.19 | 2816.22 | 7520.2 | 9483.33
PS | 5.13 | 5.13 | 5.13 | 5.13 | 5.13 | 5.13
PV | 37.26 | 37.26 | 37.26 | 37.26 | 2.38 | 2.38
PeakG | 0 | 0 | 0 | 0 | 0 | 0
PeakO | 0 | 0 | 0 | 0 | 0 | 0
ST | 119.29 | 291.78 | 373.96 | 315.39 | 464.36 | 320.4
STOG | 0 | 0 | 0 | 0 | 0 | 0
STWD | 12.81 | 13.02 | 12.82 | 12.82 | 12.82 | 12.82
WT | 31.87 | 2830.79 | 2836.49 | 2867.06 | 2852.78 | 385.17
IGCC | 0 | 0 | 0 | 0 | 0 | 0
DemandResponse | 0 | 0 | 0 | 0 | 0 | 0
IGCC-CCS | 0 | 0 | 0 | 0 | 0 | 0
WT_off | 0 | 0 | 0 | 0 | 0 | 0
PseudoUnit | 0 | 0 | 0 | 0 | 0 | 0
FixedInterchange | 0 | 0 | 0 | 0 | 0 | 0
Total Costs by Reporting Type: ERCOT
ReportingType | 2015 | 2020 | 2025 | 2030 | 2035 | 2040
BM | 73.54 | 76.49 | 73.29 | 130.5 | 148.83 | 3950.63
CC | 12174.37 | 16563.76 | 15140.39 | 17205.75 | 14355.9 | 12819.19
CSP | 0 | 0 | 0 | 0 | 0 | 0
CT | 22.65 | 22.88 | 22.8 | 23.66 | 0 | 0
Coal | 4726.28 | 2564.91 | 963.53 | 1215.48 | 1423.74 | 1352.29
Geo | 0 | 0 | 0 | 0 | 0 | 0
H | 8.05 | 8.05 | 8.05 | 8.05 | 8.05 | 8.05
LFG | 9.06 | 9.06 | 115.9 | 115.9 | 115.9 | 115.9
Nuc | 1007.36 | 1174.9 | 1203.03 | 1210.21 | 9087.03 | 9087.03
PS | 0 | 0 | 0 | 0 | 0 | 0
PV | 5.14 | 5.14 | 5.14 | 5.14 | 0.01 | 0.01
PeakG | 80.63 | 119.68 | 114.62 | 114.82 | 121.9 | 125.91
PeakO | 1.29 | 1.86 | 1.53 | 1.53 | 1.53 | 1.53
ST | 0 | 0 | 0 | 0 | 0 | 0
STOG | 732.34 | 971.31 | 466.29 | 517.65 | 0 | 0
STWD | 0 | 0 | 0 | 0 | 0 | 0
WT | 388.45 | 388.45 | 4593.33 | 4593.33 | 4520.64 | 4575.44
IGCC | 0 | 0 | 0 | 0 | 0 | 0
DemandResponse | 0 | 0 | 0 | 0 | 0 | 0
IGCC-CCS | 0 | 0 | 0 | 0 | 0 | 0
WT_off | 0 | 0 | 0 | 0 | 0 | 0
PseudoUnit | 0 | 0 | 0 | 0 | 0 | 0
FixedInterchange | 0 | 0 | 0 | 0 | 0 | 0
Total Costs by Reporting Type: NP15
ReportingType | 2015 | 2020 | 2025 | 2030 | 2035 | 2040
BM | 0 | 0 | 0 | 0 | 0 | 0
CC | 4616.25 | 4935.42 | 5718.4 | 6261.67 | 3949.41 | 1886.13
CSP | 0 | 0 | 0 | 0 | 0 | 0
CT | 19.28 | 19.28 | 19.28 | 19.28 | 0 | 0
Coal | 89.65 | 15.1 | 19.64 | 0 | 0 | 0
Geo | 100.91 | 385.96 | 385.96 | 385.96 | 385.96 | 199.6
H | 125.7 | 125.7 | 125.7 | 125.7 | 125.7 | 125.7
LFG | 10.26 | 204.81 | 204.81 | 204.81 | 204.81 | 79.02
Nuc | 495.59 | 560.5 | 540.7 | 705.05 | 3577.96 | 6972.79
PS | 53.58 | 53.58 | 53.58 | 53.58 | 53.58 | 53.58
PV | 3.68 | 3.68 | 3.68 | 3.68 | 0.89 | 0.89
PeakG | 56.04 | 82.34 | 58.1 | 74.01 | 78.49 | 78.49
PeakO | 10.26 | 13.08 | 10.48 | 10.49 | 10.49 | 10.49
ST | 14.46 | 14.46 | 14.46 | 14.46 | 1.86 | 1.86
STOG | 142.44 | 166.27 | 149.99 | 148.95 | 57.48 | 40.03
STWD | 265.97 | 269.53 | 27.7 | 266.24 | 266.24 | 266.24
WT | 66.31 | 789.87 | 789.87 | 963.39 | 3611.26 | 3190.59
IGCC | 0 | 0 | 0 | 0 | 0 | 0
DemandResponse | 0 | 0 | 0 | 0 | 0 | 0
IGCC-CCS | 0 | 0 | 0 | 0 | 0 | 0
WT_off | 0 | 0 | 0 | 0 | 0 | 0
PseudoUnit | 0 | 0 | 0 | 0 | 0 | 0
FixedInterchange | 0 | 0 | 0 | 0 | 0 | 0
Total Costs by Reporting Type: NWPP_Coal
ReportingType | 2015 | 2020 | 2025 | 2030 | 2035 | 2040
BM | 0 | 0 | 0 | 0 | 0 | 0
CC | 0 | 0 | 0 | 0 | 0 | 0
CSP | 0 | 0 | 0 | 0 | 0 | 0
CT | 0 | 0 | 0 | 0 | 0 | 0
Coal | 2847.08 | 2749.71 | 1400.58 | 141.99 | 86.56 | 102.61
Geo | 0 | 0 | 0 | 0 | 0 | 0
H | 0 | 0 | 0 | 0 | 0 | 0
LFG | 0 | 0 | 0 | 0 | 0 | 0
Nuc | 0 | 0 | 0 | 0 | 0 | 0
PS | 0 | 0 | 0 | 0 | 0 | 0
PV | 0 | 0 | 0 | 0 | 0 | 0
PeakG | 0 | 0 | 0 | 0 | 0 | 0
PeakO | 0 | 0 | 0 | 0 | 0 | 0
ST | 0 | 0 | 0 | 0 | 0 | 0
STOG | 0 | 0 | 0 | 0 | 0 | 0
STWD | 0 | 0 | 0 | 0 | 0 | 0
WT | 0 | 0 | 0 | 0 | 0 | 0
IGCC | 0 | 0 | 0 | 0 | 0 | 0
DemandResponse | 0 | 0 | 0 | 0 | 0 | 0
IGCC-CCS | 0 | 0 | 0 | 0 | 0 | 0
WT_off | 0 | 0 | 0 | 0 | 0 | 0
PseudoUnit | 0 | 0 | 0 | 0 | 0 | 0
FixedInterchange | 0 | 0 | 0 | 0 | 0 | 0
Total Costs by Reporting Type: NWPP_Gas
ReportingType | 2015 | 2020 | 2025 | 2030 | 2035 | 2040
BM | 0 | 0 | 0 | 0 | 0 | 0
CC | 2655.8 | 3713.96 | 4163.58 | 5002.86 | 979.16 | 580.59
CSP | 0 | 0 | 0 | 0 | 0 | 0
CT | 14.02 | 14.02 | 14.02 | 14.02 | 0 | 0
Coal | 0 | 0 | 0 | 0 | 0 | 0
Geo | 0 | 0 | 0 | 0 | 0 | 0
H | 0 | 0 | 0 | 0 | 0 | 0
LFG | 0 | 0 | 0 | 0 | 0 | 0
Nuc | 0 | 0 | 0 | 0 | 0 | 0
PS | 0 | 0 | 0 | 0 | 0 | 0
PV | 0 | 0 | 0 | 0 | 0 | 0
PeakG | 0 | 0 | 0 | 0 | 0 | 0
PeakO | 0 | 0 | 0 | 0 | 0 | 0
ST | 0 | 0 | 0 | 0 | 0 | 0
STOG | 0 | 0 | 0 | 0 | 0 | 0
STWD | 0 | 0 | 0 | 0 | 0 | 0
WT | 0 | 0 | 0 | 0 | 0 | 0
IGCC | 0 | 0 | 0 | 0 | 0 | 0
DemandResponse | 0 | 0 | 0 | 0 | 0 | 0
IGCC-CCS | 0 | 0 | 0 | 0 | 0 | 0
WT_off | 0 | 0 | 0 | 0 | 0 | 0
PseudoUnit | 0 | 0 | 0 | 0 | 0 | 0
FixedInterchange | 0 | 0 | 0 | 0 | 0 | 0
Total Costs by Reporting Type: NWPP_NucRenew
ReportingType | 2015 | 2020 | 2025 | 2030 | 2035 | 2040
BM | 17.16 | 17.24 | 35.02 | 35.02 | 35.02 | 1051.55
CC | 0 | 0 | 0 | 0 | 0 | 0
CSP | 0 | 0 | 0 | 0 | 0 | 0
CT | 0 | 0 | 0 | 0 | 0 | 0
Coal | 0 | 0 | 0 | 0 | 0 | 0
Geo | 67.62 | 67.62 | 249.83 | 249.83 | 224.95 | 224.95
H | 480.54 | 480.54 | 480.54 | 480.54 | 595.74 | 595.74
LFG | 20.56 | 95.08 | 97.23 | 97.23 | 92.21 | 46.59
Nuc | 256.71 | 258.17 | 262.7 | 264.21 | 3048.81 | 3826.85
PS | 6.12 | 6.12 | 6.12 | 6.12 | 6.12 | 6.12
PV | 0.04 | 0.04 | 0.04 | 0.04 | 0.04 | 0.04
PeakG | 0 | 0 | 0 | 0 | 0 | 0
PeakO | 0 | 0 | 0 | 0 | 0 | 0
ST | 0 | 0 | 0 | 0 | 0 | 0
STOG | 0 | 0 | 0 | 0 | 0 | 0
STWD | 17.98 | 22.5 | 108.94 | 329.12 | 329.12 | 329.12
WT | 467.97 | 467.97 | 467.97 | 3226.48 | 5587.79 | 6169.9
IGCC | 0 | 0 | 0 | 0 | 0 | 0
DemandResponse | 0 | 0 | 0 | 0 | 0 | 0
IGCC-CCS | 0 | 0 | 0 | 0 | 0 | 0
WT_off | 0 | 0 | 0 | 0 | 0 | 0
PseudoUnit | 0 | 0 | 0 | 0 | 0 | 0
FixedInterchange | 0 | 0 | 0 | 0 | 0 | 0
Total Costs by Reporting Type: RMPA
ReportingType | 2015 | 2020 | 2025 | 2030 | 2035 | 2040
BM | 0 | 0 | 0 | 0 | 0 | 586.32
CC | 421.55 | 668.81 | 1126.37 | 1172.11 | 814 | 741.34
CSP | 0 | 0 | 0 | 0 | 0 | 0
CT | 16.21 | 16.21 | 16.21 | 16.21 | 0 | 0
Coal | 2931.55 | 2917.18 | 1059.8 | 497.96 | 333.2 | 376.52
Geo | 0 | 0 | 1081.27 | 1081.27 | 1081.27 | 1081.27
H | 13.99 | 13.99 | 13.99 | 13.99 | 13.99 | 13.99
LFG | 1.17 | 10.26 | 10.26 | 10.26 | 9.99 | 4.42
Nuc | 0.01 | 0.01 | 0.01 | 1276.88 | 1929.24 | 1929.25
PS | 13.37 | 13.37 | 13.37 | 13.37 | 13.37 | 13.37
PV | 0.68 | 0.68 | 0.68 | 0.68 | 0.31 | 0.31
PeakG | 48.87 | 72.26 | 50.7 | 61.63 | 69.81 | 69.81
PeakO | 0 | 0 | 0 | 0 | 0 | 0
ST | 1.26 | 145.57 | 145.57 | 147.57 | 146.5 | 25.72
STOG | 0 | 0 | 0 | 0 | 0 | 0
STWD | 0 | 0 | 0 | 0 | 0 | 0
WT | 240.35 | 1102.12 | 1102.12 | 1226.94 | 1054.27 | 323.72
IGCC | 0 | 0 | 0 | 0 | 0 | 0
DemandResponse | 0 | 0 | 0 | 0 | 0 | 0
IGCC-CCS | 0 | 0 | 0 | 0 | 0 | 0
WT_off | 0 | 0 | 0 | 0 | 0 | 0
PseudoUnit | 0 | 0 | 0 | 0 | 0 | 0
FixedInterchange | 0 | 0 | 0 | 0 | 0 | 0
Total Costs by Reporting Type: SP15
ReportingType | 2015 | 2020 | 2025 | 2030 | 2035 | 2040
BM | 6.8 | 6.8 | 6.8 | 6.8 | 6.8 | 6.8
CC | 4633.82 | 5491.98 | 6923 | 7424.63 | 6219.88 | 4396.2
CSP | 0 | 0 | 0 | 0 | 0 | 0
CT | 0 | 0 | 0 | 0 | 0 | 0
Coal | 75.3 | 48.94 | 64.22 | 0 | 0 | 0
Geo | 104.52 | 713.94 | 713.94 | 699.68 | 699.68 | 328.75
H | 16.57 | 16.57 | 16.57 | 16.57 | 16.57 | 16.57
LFG | 29.05 | 219.63 | 219.63 | 219.4 | 217.54 | 94.59
Nuc | 508.22 | 539.82 | 519.92 | 522.86 | 1448.85 | 2406.94
PS | 34.19 | 34.19 | 34.19 | 34.19 | 34.19 | 34.19
PV | 3.49 | 3.49 | 3.49 | 3.49 | 1.87 | 1.87
PeakG | 76.73 | 111.44 | 93.22 | 103.59 | 103.59 | 103.59
PeakO | 1.47 | 1.91 | 1.53 | 1.53 | 1.53 | 1.53
ST | 220.08 | 220.08 | 220.08 | 220.08 | 1057.32 | 1414.28
STOG | 396.75 | 423.72 | 379.57 | 362.2 | 172.57 | 172.92
STWD | 68.43 | 69.39 | 41.81 | 68.5 | 68.5 | 68.5
WT | 264.36 | 264.36 | 264.36 | 4058.68 | 3865.42 | 3865.42
IGCC | 0 | 0 | 0 | 0 | 0 | 0
DemandResponse | 0 | 0 | 0 | 0 | 0 | 0
IGCC-CCS | 0 | 0 | 0 | 0 | 0 | 0
WT_off | 0 | 0 | 0 | 0 | 0 | 0
PseudoUnit | 0 | 0 | 0 | 0 | 0 | 0
FixedInterchange | 0 | 0 | 0 | 0 | 0 | 0
Total Costs by Reporting Type: ALB
ReportingType | 2015 | 2020 | 2025 | 2030 | 2035 | 2040
BM | 0 | 0 | 0 | 0 | 0 | 0
CC | 849.39 | 1104.92 | 1311.7 | 204.18 | 68.6 | 26.89
CSP | 0 | 0 | 0 | 0 | 0 | 0
CT | 18.05 | 18.05 | 18.05 | 18.05 | 0 | 0
Coal | 1908.89 | 2336.07 | 3231.11 | 163.05 | 162.31 | 162.31
Geo | 0 | 0 | 0 | 0 | 0 | 0
H | 12.99 | 12.99 | 12.99 | 12.99 | 12.99 | 12.99
LFG | 1.21 | 1.21 | 1.21 | 1.21 | 1.21 | 1.21
Nuc | 0.01 | 0.01 | 0.01 | 6385.9 | 6459.41 | 6932.74
PS | 0 | 0 | 0 | 0 | 0 | 0
PV | 0 | 0 | 0 | 0 | 0 | 0
PeakG | 14.19 | 14.19 | 14.19 | 14.19 | 19.99 | 19.99
PeakO | 0 | 0 | 0 | 0 | 0 | 0
ST | 0 | 0 | 0 | 0 | 0 | 0
STOG | 0 | 0 | 0 | 0 | 0 | 0
STWD | 5.58 | 33.06 | 71.01 | 93.47 | 93.47 | 93.47
WT | 25.5 | 25.5 | 25.5 | 25.5 | 49.35 | 49.35
IGCC | 0 | 0 | 0 | 0 | 0 | 0
DemandResponse | 0 | 0 | 0 | 0 | 0 | 0
IGCC-CCS | 0 | 0 | 0 | 0 | 0 | 0
WT_off | 0 | 0 | 0 | 0 | 0 | 0
PseudoUnit | 0 | 0 | 0 | 0 | 0 | 0
FixedInterchange | 0 | 0 | 0 | 0 | 0 | 0
Total Costs by Reporting Type: BC
ReportingType | 2015 | 2020 | 2025 | 2030 | 2035 | 2040
BM | 0 | 0 | 0 | 0 | 0 | 0
CC | 261.48 | 299.85 | 351.36 | 320.59 | 141.11 | 0
CSP | 0 | 0 | 0 | 0 | 0 | 0
CT | 0 | 0 | 0 | 0 | 0 | 0
Coal | 0 | 0 | 0 | 0 | 0 | 0
Geo | 0 | 0 | 0 | 0 | 0 | 0
H | 173.22 | 173.22 | 173.22 | 173.22 | 173.22 | 173.22
LFG | 2.9 | 2.9 | 2.9 | 2.9 | 2.9 | 2.9
Nuc | 0.01 | 0.01 | 0.03 | 425.6 | 425.6 | 1019.61
PS | 0 | 0 | 0 | 0 | 0 | 0
PV | 0 | 0 | 0 | 0 | 0 | 0
PeakG | 0 | 0 | 0 | 0 | 0 | 0
PeakO | 0 | 0 | 0 | 0 | 0 | 0
ST | 0 | 0 | 0 | 0 | 0 | 0
STOG | 0 | 0 | 0 | 0 | 0 | 0
STWD | 16.34 | 93.99 | 199.25 | 296.27 | 296.27 | 296.27
WT | 48.22 | 48.22 | 48.22 | 48.22 | 52.78 | 52.78
IGCC | 0 | 0 | 0 | 0 | 0 | 0
DemandResponse | 0 | 0 | 0 | 0 | 0 | 0
IGCC-CCS | 0 | 0 | 0 | 0 | 0 | 0
WT_off | 0 | 0 | 0 | 0 | 0 | 0
PseudoUnit | 0 | 0 | 0 | 0 | 0 | 0
FixedInterchange | 0 | 0 | 0 | 0 | 0 | 0
Total Costs by Reporting Type: HQ_IESO
ReportingType | 2015 | 2020 | 2025 | 2030 | 2035 | 2040
BM | 0 | 0 | 0 | 0 | 0 | 0
CC | 0 | 0 | 0 | 0 | 0 | 0
CSP | 0 | 0 | 0 | 0 | 0 | 0
CT | 0 | 0 | 0 | 0 | 0 | 0
Coal | 0 | 0 | 0 | 0 | 0 | 0
Geo | 0 | 0 | 0 | 0 | 0 | 0
H | 0 | 0 | 0 | 0 | 0 | 0
LFG | 0 | 0 | 0 | 0 | 0 | 0
Nuc | 0.01 | 0.01 | 0.01 | 0.01 | 0.01 | 0.08
PS | 0 | 0 | 0 | 0 | 0 | 0
PV | 0 | 0 | 0 | 0 | 0 | 0
PeakG | 0 | 0 | 0 | 0 | 0 | 0
PeakO | 0 | 0 | 0 | 0 | 0 | 0
ST | 0 | 0 | 0 | 0 | 0 | 0
STOG | 0 | 0 | 0 | 0 | 0 | 0
STWD | 0 | 0 | 0 | 0 | 0 | 0
WT | 0 | 0 | 0 | 0 | 0 | 0
IGCC | 0 | 0 | 0 | 0 | 0 | 0
DemandResponse | 0 | 0 | 0 | 0 | 0 | 0
IGCC-CCS | 0 | 0 | 0 | 0 | 0 | 0
WT_off | 0 | 0 | 0 | 0 | 0 | 0
PseudoUnit | 0 | 0 | 0 | 0 | 0 | 0
FixedInterchange | 0 | 0 | 0 | 0 | 0 | 0
Total Costs by Reporting Type: HQ_NEISO
ReportingType | 2015 | 2020 | 2025 | 2030 | 2035 | 2040
BM | 0 | 0 | 0 | 0 | 0 | 0
CC | 0 | 0 | 0 | 0 | 0 | 0
CSP | 0 | 0 | 0 | 0 | 0 | 0
CT | 0 | 0 | 0 | 0 | 0 | 0
Coal | 0 | 0 | 0 | 0 | 0 | 0
Geo | 0 | 0 | 0 | 0 | 0 | 0
H | 0 | 0 | 0 | 0 | 0 | 0
LFG | 0 | 0 | 0 | 0 | 0 | 0
Nuc | 0.01 | 0.01 | 0.01 | 0.01 | 0.03 | 0.04
PS | 0 | 0 | 0 | 0 | 0 | 0
PV | 0 | 0 | 0 | 0 | 0 | 0
PeakG | 0 | 0 | 0 | 0 | 0 | 0
PeakO | 0 | 0 | 0 | 0 | 0 | 0
ST | 0 | 0 | 0 | 0 | 0 | 0
STOG | 0 | 0 | 0 | 0 | 0 | 0
STWD | 0 | 0 | 0 | 0 | 0 | 0
WT | 0 | 0 | 0 | 0 | 0 | 0
IGCC | 0 | 0 | 0 | 0 | 0 | 0
DemandResponse | 0 | 0 | 0 | 0 | 0 | 0
IGCC-CCS | 0 | 0 | 0 | 0 | 0 | 0
WT_off | 0 | 0 | 0 | 0 | 0 | 0
PseudoUnit | 0 | 0 | 0 | 0 | 113.58 | 113.58
FixedInterchange | 0 | 0 | 0 | 0 | 0 | 0
Total Costs by Reporting Type: HQ_NY
ReportingType | 2015 | 2020 | 2025 | 2030 | 2035 | 2040
BM | 0 | 0 | 0 | 0 | 0 | 0
CC | 0 | 0 | 0 | 0 | 0 | 0
CSP | 0 | 0 | 0 | 0 | 0 | 0
CT | 0 | 0 | 0 | 0 | 0 | 0
Coal | 0 | 0 | 0 | 0 | 0 | 0
Geo | 0 | 0 | 0 | 0 | 0 | 0
H | 0 | 0 | 0 | 0 | 0 | 0
LFG | 0 | 0 | 0 | 0 | 0 | 0
Nuc | 0.01 | 0.01 | 0.01 | 0.01 | 0.04 | 0.08
PS | 0 | 0 | 0 | 0 | 0 | 0
PV | 0 | 0 | 0 | 0 | 0 | 0
PeakG | 0 | 0 | 0 | 0 | 0 | 0
PeakO | 0 | 0 | 0 | 0 | 0 | 0
ST | 0 | 0 | 0 | 0 | 0 | 0
STOG | 0 | 0 | 0 | 0 | 0 | 0
STWD | 0 | 0 | 0 | 0 | 0 | 0
WT | 0 | 0 | 0 | 0 | 0 | 0
IGCC | 0 | 0 | 0 | 0 | 0 | 0
DemandResponse | 0 | 0 | 0 | 0 | 0 | 0
IGCC-CCS | 0 | 0 | 0 | 0 | 0 | 0
WT_off | 0 | 0 | 0 | 0 | 0 | 0
PseudoUnit | 0 | 0 | 564.23 | 961.64 | 961.64 | 961.64
FixedInterchange | 0 | 0 | 0 | 0 | 0 | 0
Total Costs by Reporting Type: MARITIMES
ReportingType | 2015 | 2020 | 2025 | 2030 | 2035 | 2040
BM | 0 | 0 | 0 | 0 | 0 | 0
CC | 0 | 0 | 0 | 0 | 0 | 0
CSP | 0 | 0 | 0 | 0 | 0 | 0
CT | 0 | 0 | 0 | 0 | 0 | 0
Coal | 0 | 0 | 0 | 0 | 0 | 0
Geo | 0 | 0 | 0 | 0 | 0 | 0
H | 0 | 0 | 0 | 0 | 0 | 0
LFG | 0 | 0 | 0 | 0 | 0 | 0
Nuc | 0.01 | 0.01 | 0.01 | 0.01 | 0.03 | 0.04
PS | 0 | 0 | 0 | 0 | 0 | 0
PV | 0 | 0 | 0 | 0 | 0 | 0
PeakG | 0 | 0 | 0 | 0 | 0 | 0
PeakO | 0 | 0 | 0 | 0 | 0 | 0
ST | 0 | 0 | 0 | 0 | 0 | 0
STOG | 0 | 0 | 0 | 0 | 0 | 0
STWD | 0 | 0 | 0 | 0 | 0 | 0
WT | 0 | 0 | 0 | 0 | 0 | 0
IGCC | 0 | 0 | 0 | 0 | 0 | 0
DemandResponse | 0 | 0 | 0 | 0 | 0 | 0
IGCC-CCS | 0 | 0 | 0 | 0 | 0 | 0
WT_off | 0 | 0 | 0 | 0 | 0 | 0
PseudoUnit | 0 | 0 | 0 | 0 | 189.29 | 189.29
FixedInterchange | 0 | 0 | 0 | 0 | 0 | 0
Total Costs by Reporting Type: All
ReportingType | 2015 | 2020 | 2025 | 2030 | 2035 | 2040
BM | 829 | 1178.55 | 1650.43 | 1695.53 | 1879 | 28488.57
CC | 88019.68 | 130184.06 | 135022.4 | 142466.91 | 115296.41 | 82370.49
CSP | 0 | 0 | 0 | 0 | 0 | 0
CT | 641.02 | 785.18 | 845.67 | 775.38 | 162.67 | 31.35
Coal | 82232.24 | 47916.85 | 18991.17 | 9227.29 | 11895.54 | 12729.08
Geo | 277 | 1182.39 | 3043.51 | 3029.25 | 3004.37 | 2440.28
H | 1511 | 1944.16 | 2726.77 | 3615 | 3925.96 | 4307.34
LFG | 541.97 | 1194.8 | 1887.24 | 2112.9 | 2080.2 | 1665.03
Nuc | 27257.76 | 31456.45 | 32668.6 | 48454.95 | 99875.62 | 142349.26
PS | 517.25 | 517.25 | 517.25 | 517.25 | 517.25 | 517.25
PV | 639.15 | 1398.18 | 1703.1 | 1762.19 | 1136.03 | 433.55
PeakG | 2315.25 | 3414.47 | 2690.18 | 3339.11 | 2904.93 | 2873.61
PeakO | 535.19 | 702.3 | 568.54 | 504.73 | 464.25 | 364.75
ST | 355.08 | 671.89 | 754.07 | 697.5 | 1670.04 | 1762.26
STOG | 2896.52 | 3337.43 | 2593.52 | 2728.31 | 1721.72 | 1107.6
STWD | 1138.5 | 1152.11 | 979.71 | 1677.4 | 2660.09 | 2855.77
WT | 8135.21 | 30458.16 | 61518.84 | 78272.68 | 96729.89 | 80647.27
IGCC | 444.37 | 472.94 | 368.58 | 259.11 | 245.48 | 245.48
DemandResponse | 0 | 0 | 0 | 0 | 0 | 0
IGCC-CCS | 0 | 0 | 0 | 0 | 0 | 0.01
WT_off | 308.81 | 308.81 | 907.86 | 907.86 | 624.09 | 624.09
PseudoUnit | 0 | 0 | 564.23 | 961.64 | 1264.51 | 1264.51
FixedInterchange | 0 | 0 | 0 | 0 | 0 | 0
Total Costs by Reporting Type: EI_US
ReportingType | 2015 | 2020 | 2025 | 2030 | 2035 | 2040
BM | 553.91 | 900.43 | 1357.71 | 1343.98 | 1505.87 | 22496.72
CC | 57558.3 | 92527.72 | 94041.67 | 99157.45 | 85392.75 | 59722.6
CSP | 0 | 0 | 0 | 0 | 0 | 0
CT | 437 | 580.85 | 642.41 | 571.26 | 162.67 | 31.35
Coal | 66538.07 | 34076.97 | 10443.77 | 7130.01 | 9484.24 | 10279
Geo | 3.95 | 3.95 | 3.95 | 3.95 | 3.95 | 3.95
H | 419.29 | 601.36 | 954.22 | 1196.67 | 1197.7 | 1579.09
LFG | 447.6 | 612.59 | 1196.03 | 1421.7 | 1401.27 | 1297.74
Nuc | 21188.81 | 25019.35 | 26167.8 | 31767.73 | 63541.94 | 97659.88
PS | 401.94 | 401.94 | 401.94 | 401.94 | 401.94 | 401.94
PV | 30.85 | 789.87 | 1094.8 | 1153.89 | 1130.08 | 427.61
PeakG | 1959.97 | 2909.56 | 2285.01 | 2882.88 | 2423.16 | 2387.82
PeakO | 516.32 | 677.98 | 549.01 | 485.19 | 444.7 | 345.2
ST | 0 | 0 | 0 | 0 | 0 | 0
STOG | 1618.51 | 1770.59 | 1597.67 | 1699.52 | 1491.66 | 894.64
STWD | 746.63 | 645.19 | 512.74 | 602.84 | 1519.52 | 1715.19
WT | 5733.61 | 23672.32 | 50522.42 | 60394.52 | 75023.18 | 61444.15
IGCC | 444.37 | 472.94 | 368.58 | 259.11 | 245.48 | 245.48
DemandResponse | 0 | 0 | 0 | 0 | 0 | 0
IGCC-CCS | 0 | 0 | 0 | 0 | 0 | 0
WT_off | 308.81 | 308.81 | 907.86 | 907.86 | 624.09 | 624.09
PseudoUnit | 0 | 0 | 564.23 | 961.64 | 1264.51 | 1264.51
FixedInterchange | 0 | 0 | 0 | 0 | 0 | 0
Total Costs by Reporting Type: EI_Canada
ReportingType | 2015 | 2020 | 2025 | 2030 | 2035 | 2040
BM | 177.6 | 177.6 | 177.6 | 179.23 | 182.47 | 396.56
CC | 993.4 | 965.11 | 341.19 | 241.24 | 229.3 | 40.01
CSP | 0 | 0 | 0 | 0 | 0 | 0
CT | 45.17 | 45.25 | 44.26 | 44.26 | 0 | 0
Coal | 60.73 | 10.92 | 0 | 0 | 0 | 0
Geo | 0 | 0 | 0 | 0 | 0 | 0
H | 216.06 | 467.15 | 896.9 | 1542.68 | 1737.4 | 1737.4
LFG | 19.32 | 19.32 | 19.32 | 19.55 | 14.43 | 14.43
Nuc | 2990.32 | 3007.74 | 3062.22 | 3080.31 | 2836.59 | 3030.83
PS | 2.92 | 2.92 | 2.92 | 2.92 | 2.92 | 2.92
PV | 558.01 | 558.01 | 558.01 | 558.01 | 0.44 | 0.44
PeakG | 14.85 | 11.54 | 0 | 0 | 0 | 0
PeakO | 0.09 | 0.09 | 0 | 0 | 0 | 0
ST | 0 | 0 | 0 | 0 | 0 | 0
STOG | 6.48 | 5.54 | 0 | 0 | 0 | 0
STWD | 4.77 | 5.44 | 5.44 | 8.12 | 74.15 | 74.15
WT | 868.55 | 868.55 | 868.55 | 868.55 | 112.43 | 590.76
IGCC | 0 | 0 | 0 | 0 | 0 | 0
DemandResponse | 0 | 0 | 0 | 0 | 0 | 0
IGCC-CCS | 0 | 0 | 0 | 0 | 0 | 0
WT_off | 0 | 0 | 0 | 0 | 0 | 0
PseudoUnit | 0 | 0 | 0 | 0 | 0 | 0
FixedInterchange | 0 | 0 | 0 | 0 | 0 | 0
Total Costs by Reporting Type: EI
ReportingType | 2015 | 2020 | 2025 | 2030 | 2035 | 2040
BM | 731.51 | 1078.03 | 1535.32 | 1523.21 | 1688.35 | 22893.28
CC | 58551.7 | 93492.83 | 94382.86 | 99398.69 | 85622.04 | 59762.61
CSP | 0 | 0 | 0 | 0 | 0 | 0
CT | 482.17 | 626.1 | 686.67 | 615.52 | 162.67 | 31.35
Coal | 66598.79 | 34087.88 | 10443.77 | 7130.01 | 9484.24 | 10279
Geo | 3.95 | 3.95 | 3.95 | 3.95 | 3.95 | 3.95
H | 635.35 | 1068.51 | 1851.12 | 2739.35 | 2935.1 | 3316.49
LFG | 466.92 | 631.91 | 1215.35 | 1441.25 | 1415.7 | 1312.17
Nuc | 24179.13 | 28027.09 | 29230.02 | 34848.03 | 66378.53 | 100690.71
PS | 404.86 | 404.86 | 404.86 | 404.86 | 404.86 | 404.86
PV | 588.85 | 1347.88 | 1652.8 | 1711.9 | 1130.53 | 428.05
PeakG | 1974.81 | 2921.11 | 2285.01 | 2882.88 | 2423.16 | 2387.82
PeakO | 516.41 | 678.07 | 549.01 | 485.19 | 444.7 | 345.2
ST | 0 | 0 | 0 | 0 | 0 | 0
STOG | 1624.99 | 1776.13 | 1597.67 | 1699.52 | 1491.66 | 894.65
STWD | 751.39 | 650.62 | 518.18 | 610.97 | 1593.67 | 1789.34
WT | 6602.17 | 24540.88 | 51390.97 | 61263.08 | 75135.61 | 62034.91
IGCC | 444.37 | 472.94 | 368.58 | 259.11 | 245.48 | 245.48
DemandResponse | 0 | 0 | 0 | 0 | 0 | 0
IGCC-CCS | 0 | 0 | 0 | 0 | 0 | 0
WT_off | 308.81 | 308.81 | 907.86 | 907.86 | 624.09 | 624.09
PseudoUnit | 0 | 0 | 564.23 | 961.64 | 1264.51 | 1264.51
FixedInterchange | 0 | 0 | 0 | 0 | 0 | 0
Total Costs by Reporting Type: Outside_EI
ReportingType | 2015 | 2020 | 2025 | 2030 | 2035 | 2040
BM | 97.5 | 100.52 | 115.11 | 172.32 | 190.65 | 5595.29
CC | 29467.98 | 36691.23 | 40639.54 | 43068.22 | 29674.36 | 22607.88
CSP | 0 | 0 | 0 | 0 | 0 | 0
CT | 158.85 | 159.08 | 159 | 159.86 | 0 | 0
Coal | 15633.45 | 13828.97 | 8547.4 | 2097.28 | 2411.3 | 2450.08
Geo | 273.05 | 1178.43 | 3039.56 | 3025.3 | 3000.42 | 2436.32
H | 875.65 | 875.65 | 875.65 | 875.65 | 990.86 | 990.86
LFG | 75.05 | 562.89 | 671.89 | 671.66 | 664.5 | 352.85
Nuc | 3078.63 | 3429.35 | 3438.59 | 13606.92 | 33497.1 | 41658.55
PS | 112.39 | 112.39 | 112.39 | 112.39 | 112.39 | 112.39
PV | 50.3 | 50.3 | 50.3 | 50.3 | 5.51 | 5.51
PeakG | 340.44 | 493.36 | 405.17 | 456.22 | 481.77 | 485.78
PeakO | 18.79 | 24.23 | 19.54 | 19.54 | 19.54 | 19.54
ST | 355.08 | 671.89 | 754.07 | 697.5 | 1670.04 | 1762.26
STOG | 1271.53 | 1561.3 | 995.85 | 1028.79 | 230.05 | 212.95
STWD | 387.1 | 501.48 | 461.53 | 1066.43 | 1066.43 | 1066.43
WT | 1533.05 | 5917.29 | 10127.87 | 17009.6 | 21594.28 | 18612.36
IGCC | 0 | 0 | 0 | 0 | 0 | 0
DemandResponse | 0 | 0 | 0 | 0 | 0 | 0
IGCC-CCS | 0 | 0 | 0 | 0 | 0 | 0
WT_off | 0 | 0 | 0 | 0 | 0 | 0
PseudoUnit | 0 | 0 | 0 | 0 | 0 | 0
FixedInterchange | 0 | 0 | 0 | 0 | 0 | 0
#15 A | 0: RPS Generation Compliance Payments ($)
RPS Program | 2015 | 2020 | 2025 | 2030 | 2035 | 2040
NEISO | 2.16 | 0 | 0 | 0 | 0 | 0
CA | 1658.41 | 0 | 0 | 0 | 0 | 0
NWPP | 0 | 0 | 0 | 0 | 0 | 0
PJM | 0 | 303.09 | 0 | 0 | 0 | 0
US | 0 | 0 | 0 | 0 | 0 | 0
PJM_Solar | 361.86 | 0 | 0 | 0 | 0 | 0
MA_Solar | 160.47 | 2.19 | 0 | 0 | 0 | 0
NH_Solar | 10.81 | 0.14 | 0 | 0 | 0 | 0
MRETS_Solar | 0 | 0 | 0 | 0 | 0 | 0
AZNMSNV | 211.66 | 0 | 0 | 0 | 0 | 0
AZNMSNV_Solar | 52.24 | 0 | 0 | 0 | 0 | 0
MRETS | 0 | 0 | 0 | 0 | 0 | 0
MI | 36.85 | 0 | 0 | 0 | 0 | 0
Ohio | 0 | 0 | 0 | 0 | 0 | 0
Ohio_Solar | 52.28 | 0 | 0 | 0 | 0 | 0
MOKSOKNE | 162.47 | 0 | 0 | 0 | 0 | 0
MO_Solar | 28.72 | 0 | 0 | 0 | 0 | 0
NC | 785.41 | 0 | 0 | 0 | 0 | 0
NC_Solar | 26.33 | 0 | 0 | 0 | 0 | 0
CO | 21.39 | 0 | 0 | 0 | 0 | 0
CO_Solar | 183.92 | 0 | 0 | 0 | 0 | 0
NY | 0 | 0 | 0 | 0 | 0 | 0
TX | 0 | 0 | 0 | 0 | 0 | 0
#15 B | 0: RPS Capacity Compliance Payments ($)
RPS Program | 2015 | 2020 | 2025 | 2030 | 2035 | 2040
NEISO | 0 | 0 | 0 | 0 | 0 | 0
CA | 0 | 0 | 0 | 0 | 0 | 0
NWPP | 0 | 0 | 0 | 0 | 0 | 0
PJM | 0 | 0 | 0 | 0 | 0 | 0
US | 0 | 0 | 0 | 0 | 0 | 0
PJM_Solar | 0 | 0 | 0 | 0 | 0 | 0
MA_Solar | 0 | 0 | 0 | 0 | 0 | 0
NH_Solar | 0 | 0 | 0 | 0 | 0 | 0
MRETS_Solar | 0 | 0 | 0 | 0 | 0 | 0
AZNMSNV | 0 | 0 | 0 | 0 | 0 | 0
AZNMSNV_Solar | 0 | 0 | 0 | 0 | 0 | 0
MRETS | 0 | 0 | 0 | 0 | 0 | 0
MI | 0 | 0 | 0 | 0 | 0 | 0
Ohio | 0 | 0 | 0 | 0 | 0 | 0
Ohio_Solar | 0 | 0 | 0 | 0 | 0 | 0
MOKSOKNE | 0 | 0 | 0 | 0 | 0 | 0
MO_Solar | 0 | 0 | 0 | 0 | 0 | 0
NC | 0 | 0 | 0 | 0 | 0 | 0
NC_Solar | 0 | 0 | 0 | 0 | 0 | 0
CO | 0 | 0 | 0 | 0 | 0 | 0
CO_Solar | 0 | 0 | 0 | 0 | 0 | 0
NY | 0 | 0 | 0 | 0 | 0 | 0
TX | 0 | 0 | 0 | 0 | 0 | 0
#16a | 0: Transmission Costs ($million) [excludes shadow cost]
Transmission Costs: Entergy
Cost | 2015 | 2020 | 2025 | 2030 | 2035 | 2040
a. Wheel Share | 4.42 | 43.31 | 143.17 | 178.69 | 200.85 | 203.29
b. Friction Share | 7.34 | 65.68 | 222.3 | 278.56 | 312.5 | 313.37
Transmission Costs: FRCC
Cost | 2015 | 2020 | 2025 | 2030 | 2035 | 2040
a. Wheel Share | 1.72 | 2.86 | 2.53 | 0.39 | 1.14 | 1.38
b. Friction Share | 1.72 | 2.86 | 2.53 | 0.57 | 1.27 | 1.67
Transmission Costs: MAPP_US
Cost | 2015 | 2020 | 2025 | 2030 | 2035 | 2040
a. Wheel Share | 5.29 | 4.19 | 17.72 | 25.67 | 41.52 | 44.33
b. Friction Share | 3.93 | 3.31 | 13.59 | 20.89 | 35.84 | 39.09
Transmission Costs: MISO_IN
Cost | 2015 | 2020 | 2025 | 2030 | 2035 | 2040
a. Wheel Share | 1.38 | 2.66 | 25.15 | 33.09 | 19.1 | 12.96
b. Friction Share | 1.03 | 12.15 | 16.91 | 25.81 | 21.29 | 14.67
Transmission Costs: MISO_MI
Cost | 2015 | 2020 | 2025 | 2030 | 2035 | 2040
a. Wheel Share | 19.96 | 22.7 | 18.69 | 17.22 | 22.7 | 18.4
b. Friction Share | 50.13 | 61.37 | 47.21 | 47.04 | 66.46 | 52.3
Transmission Costs: MISO_MO-IL
Cost | 2015 | 2020 | 2025 | 2030 | 2035 | 2040
a. Wheel Share | 0.03 | 0.75 | 25.1 | 52.53 | 65.93 | 62.39
b. Friction Share | 2.47 | 2.8 | 39.42 | 64.96 | 84.76 | 76.08
Transmission Costs: MISO_W
Cost | 2015 | 2020 | 2025 | 2030 | 2035 | 2040
a. Wheel Share | 5.14 | 14.09 | 41.79 | 50.54 | 65.32 | 66.44
b. Friction Share | 11.72 | 25.67 | 152.73 | 163.26 | 185.61 | 172.75
Transmission Costs: MISO_WUMS
Cost | 2015 | 2020 | 2025 | 2030 | 2035 | 2040
a. Wheel Share | 0 | 0 | 0 | 0 | 0 | 0
b. Friction Share | 5.84 | 9.14 | 9.43 | 7.41 | 11.62 | 7.08
Transmission Costs: Nebraska
Cost | 2015 | 2020 | 2025 | 2030 | 2035 | 2040
a. Wheel Share | 3.45 | 12.33 | 29 | 33.45 | 39.9 | 40.33
b. Friction Share | 2.9 | 18.6 | 43.58 | 50.25 | 59.92 | 60.54
Transmission Costs: NEISO
Cost | 2015 | 2020 | 2025 | 2030 | 2035 | 2040
a. Wheel Share | 0 | 0 | 0 | 0 | 0 | 0
b. Friction Share | 3.13 | 5.21 | 5.7 | 8.14 | 21 | 23.61
Transmission Costs: NonRTO_Midwest
Cost | 2015 | 2020 | 2025 | 2030 | 2035 | 2040
a. Wheel Share | 1.44 | 3.24 | 25.15 | 33.26 | 19.32 | 16.95
b. Friction Share | 0.9 | 2.5 | 15.09 | 20.08 | 11.83 | 13.34
Transmission Costs: NYISO_A-F
Cost | 2015 | 2020 | 2025 | 2030 | 2035 | 2040
a. Wheel Share | 16.64 | 16.92 | 18.21 | 19.59 | 24.77 | 20.01
b. Friction Share | 38.98 | 40.07 | 40.81 | 42.26 | 34.86 | 33.74
Transmission Costs: NYISO_G-I
Cost | 2015 | 2020 | 2025 | 2030 | 2035 | 2040
a. Wheel Share | 2.3 | 1.14 | 3.37 | 5.55 | 5.79 | 3.79
b. Friction Share | 2.71 | 2.41 | 3.51 | 6.63 | 10.8 | 10.62
Transmission Costs: NYISO_J-K
Cost | 2015 | 2020 | 2025 | 2030 | 2035 | 2040
a. Wheel Share | 0.51 | 0.17 | 0.5 | 2.32 | 0.14 | 1.28
b. Friction Share | 2.11 | 3.04 | 4.18 | 7.33 | 10.09 | 11.34
Transmission Costs: PJM_E
Cost | 2015 | 2020 | 2025 | 2030 | 2035 | 2040
a. Wheel Share | 2.81 | 1.31 | 3.87 | 7.88 | 5.93 | 5.07
b. Friction Share | 1.91 | 0.84 | 2.42 | 6.23 | 3.66 | 3.84
Transmission Costs: PJM_ROM
Cost | 2015 | 2020 | 2025 | 2030 | 2035 | 2040
a. Wheel Share | 1.86 | 1.88 | 3.14 | 4.54 | 16.75 | 11.89
b. Friction Share | 1.51 | 1.47 | 2.26 | 3.76 | 10.42 | 7.69
Transmission Costs: PJM_ROR
Cost | 2015 | 2020 | 2025 | 2030 | 2035 | 2040
a. Wheel Share | 8.99 | 6.3 | 32.79 | 13.88 | 14.72 | 13.79
b. Friction Share | 23.49 | 36.32 | 145.9 | 137.01 | 161.69 | 144.77
Transmission Costs: SOCO
Cost | 2015 | 2020 | 2025 | 2030 | 2035 | 2040
a. Wheel Share | 7.17 | 10.72 | 41.2 | 65.66 | 40.71 | 39.68
b. Friction Share | 11.21 | 16 | 66.17 | 106.33 | 68.5 | 66.86
Transmission Costs: SPP_N
Cost | 2015 | 2020 | 2025 | 2030 | 2035 | 2040
a. Wheel Share | 3.69 | 28.22 | 116.23 | 133.45 | 153.98 | 157.99
b. Friction Share | 3.15 | 42.48 | 174.45 | 199.78 | 231.08 | 237.08
Transmission Costs: SPP_S
Cost | 2015 | 2020 | 2025 | 2030 | 2035 | 2040
a. Wheel Share | 0.64 | 14.35 | 11.69 | 14.58 | 22.81 | 23.19
b. Friction Share | 1.14 | 21.58 | 17.64 | 22 | 34.36 | 34.93
Transmission Costs: TVA
Cost | 2015 | 2020 | 2025 | 2030 | 2035 | 2040
a. Wheel Share | 0.6 | 2.15 | 1.12 | 2.05 | 0.44 | 1.96
b. Friction Share | 0.77 | 2.7 | 1.45 | 2.62 | 0.68 | 2.57
Transmission Costs: TVA_Transmission
Cost | 2015 | 2020 | 2025 | 2030 | 2035 | 2040
a. Wheel Share | 5.19 | 3.77 | 16.18 | 50.7 | 50.28 | 56.16
b. Friction Share | 5.21 | 4.16 | 20.84 | 52.39 | 53.27 | 61.9
Transmission Costs: VACAR
Cost | 2015 | 2020 | 2025 | 2030 | 2035 | 2040
a. Wheel Share | 4.68 | 5.08 | 31.44 | 18.32 | 12.38 | 9.85
b. Friction Share | 5.8 | 6.59 | 32.38 | 25.37 | 15.17 | 23.13
Transmission Costs: IESO
Cost | 2015 | 2020 | 2025 | 2030 | 2035 | 2040
a. Wheel Share | 38.1 | 41.84 | 37.62 | 37.08 | 36.9 | 32.92
b. Friction Share | 95.25 | 104.61 | 93.17 | 85.29 | 84.05 | 71.87
Transmission Costs: MAPP_CA
Cost | 2015 | 2020 | 2025 | 2030 | 2035 | 2040
a. Wheel Share | 2.33 | 2.31 | 4.23 | 5.49 | 8.4 | 8.56
b. Friction Share | 5.74 | 5.79 | 7.24 | 3.74 | 7.15 | 5.85
Transmission Costs: AZ_NM_SNV_Coal
Cost | 2015 | 2020 | 2025 | 2030 | 2035 | 2040
a. Wheel Share | 21.37 | 22.96 | 28.33 | 8.52 | 3.56 | 11.64
b. Friction Share | 36.14 | 38.91 | 48.07 | 15.12 | 6.85 | 20.34
Transmission Costs: AZ_NM_SNV_Gas
Cost | 2015 | 2020 | 2025 | 2030 | 2035 | 2040
a. Wheel Share | 7.42 | 8.01 | 13.2 | 6.41 | 4.3 | 3.06
b. Friction Share | 12.7 | 13.62 | 22.42 | 11.01 | 7.28 | 5.16
Transmission Costs: AZ_NM_SNV_NucRenew
Cost | 2015 | 2020 | 2025 | 2030 | 2035 | 2040
a. Wheel Share | 17.56 | 20.25 | 25.23 | 19.16 | 39.39 | 53.14
b. Friction Share | 29.44 | 34.13 | 42.48 | 32.5 | 66.46 | 89.45
Transmission Costs: ERCOT
Cost | 2015 | 2020 | 2025 | 2030 | 2035 | 2040
a. Wheel Share | 0.02 | 2.93 | 4.94 | 5.28 | 6.17 | 5.69
b. Friction Share | 0.04 | 4.39 | 7.41 | 7.95 | 9.33 | 8.57
Transmission Costs: NP15
Cost | 2015 | 2020 | 2025 | 2030 | 2035 | 2040
a. Wheel Share | 2.55 | 1.06 | 0.61 | 3.9 | 0.1 | 14.03
b. Friction Share | 4.36 | 1.89 | 1.14 | 6.59 | 0.31 | 23.52
Transmission Costs: NWPP_Coal
Cost | 2015 | 2020 | 2025 | 2030 | 2035 | 2040
a. Wheel Share | 45.29 | 29.85 | 27.68 | 19.26 | 18 | 64.42
b. Friction Share | 76.72 | 51.04 | 47.48 | 33.61 | 31.55 | 109
Transmission Costs: NWPP_Gas
Cost | 2015 | 2020 | 2025 | 2030 | 2035 | 2040
a. Wheel Share | 0 | 0 | 0 | 0 | 0 | 0
b. Friction Share | 0.27 | 0.32 | 0.35 | 0.35 | 0.05 | 0.02
Transmission Costs: NWPP_NucRenew
Cost | 2015 | 2020 | 2025 | 2030 | 2035 | 2040
a. Wheel Share | 0 | 0 | 0 | 0 | 0 | 0
b. Friction Share | 0.96 | 0.98 | 1.01 | 1.17 | 1.5 | 1.62
Transmission Costs: RMPA
Cost | 2015 | 2020 | 2025 | 2030 | 2035 | 2040
a. Wheel Share | 2.12 | 7.14 | 11.59 | 10.1 | 11.14 | 13.9
b. Friction Share | 2.17 | 10.03 | 14.56 | 12.1 | 13.57 | 18.91
Transmission Costs: SP15
Cost | 2015 | 2020 | 2025 | 2030 | 2035 | 2040
a. Wheel Share | 86 | 71.58 | 50.07 | 30.76 | 46.83 | 81.79
b. Friction Share | 143.43 | 119.42 | 83.59 | 51.35 | 78.2 | 136.45
Transmission Costs: ALB
Cost | 2015 | 2020 | 2025 | 2030 | 2035 | 2040
a. Wheel Share | 3.35 | 3.44 | 1.38 | 2.2 | 2.7 | 6.59
b. Friction Share | 5.58 | 5.74 | 2.3 | 3.66 | 4.5 | 10.98
Transmission Costs: BC
Cost | 2015 | 2020 | 2025 | 2030 | 2035 | 2040
a. Wheel Share | 3.67 | 3.54 | 1.6 | 3 | 12.05 | 18.19
b. Friction Share | 6.12 | 5.9 | 2.67 | 5 | 20.08 | 30.31
Transmission Costs: HQ_IESO
Cost | 2015 | 2020 | 2025 | 2030 | 2035 | 2040
a. Wheel Share | 0 | 0 | 0 | 0 | 0 | 0
b. Friction Share | 0.01 | 0.01 | 0.01 | 0.01 | 0.01 | 0.01
Transmission Costs: HQ_NEISO
Cost | 2015 | 2020 | 2025 | 2030 | 2035 | 2040
a. Wheel Share | 0 | 0 | 0 | 0 | 0 | 0
b. Friction Share | 0.11 | 0.11 | 0.11 | 0.11 | 0.12 | 0.12
Transmission Costs: HQ_NY
Cost | 2015 | 2020 | 2025 | 2030 | 2035 | 2040
a. Wheel Share | 0 | 0 | 0 | 0 | 0 | 0
b. Friction Share | 0.03 | 0.03 | 0.09 | 0.12 | 0.12 | 0.12
Transmission Costs: MARITIMES
Cost | 2015 | 2020 | 2025 | 2030 | 2035 | 2040
a. Wheel Share | 0 | 0 | 0 | 0 | 0 | 0
b. Friction Share | 0.05 | 0.05 | 0.05 | 0.05 | 0.07 | 0.07
Transmission Costs: All
Cost | 2015 | 2020 | 2025 | 2030 | 2035 | 2040
a. Wheel Share | 327.67 | 413.03 | 814.55 | 914.51 | 1014.03 | 1125.05
b. Friction Share | 608.19 | 783.93 | 1454.64 | 1568.41 | 1777.87 | 1945.32
Transmission Costs: EI_US
Cost | 2015 | 2020 | 2025 | 2030 | 2035 | 2040
a. Wheel Share | 97.89 | 198.12 | 608.07 | 763.34 | 824.48 | 811.13
b. Friction Share | 189.27 | 387.15 | 1080.75 | 1298.96 | 1446.97 | 1413.26
Transmission Costs: EI_Canada
Cost | 2015 | 2020 | 2025 | 2030 | 2035 | 2040
a. Wheel Share | 40.43 | 44.15 | 41.85 | 42.57 | 45.3 | 41.48
b. Friction Share | 101 | 110.42 | 100.42 | 89.04 | 91.22 | 77.73
Transmission Costs: EI
Cost | 2015 | 2020 | 2025 | 2030 | 2035 | 2040
a. Wheel Share | 138.32 | 242.27 | 649.92 | 805.92 | 869.78 | 852.61
b. Friction Share | 290.28 | 497.57 | 1181.18 | 1388 | 1538.19 | 1490.99
Transmission Costs: Outside_EI
Cost | 2015 | 2020 | 2025 | 2030 | 2035 | 2040
a. Wheel Share | 189.35 | 170.76 | 164.63 | 108.59 | 144.25 | 272.45
b. Friction Share | 317.91 | 286.36 | 273.46 | 180.4 | 239.68 | 454.33

## Capacity
#1 | New Build Capacity (MW)
New Build Capacity by Reporting Type: Entergy
ReportingType | 2015 | 2020 | 2025 | 2030 | 2035 | 2040
BM | 0 | 0 | 0 | 0 | 0 | 235.6
CC | 2562.02 | 2853.69 | 0 | 0 | 0 | 0
CSP | 0 | 0 | 0 | 0 | 0 | 0
CT | 0 | 0 | 0 | 0 | 0 | 0
Coal | 720 | 0 | 0 | 0 | 0 | 0
Geo | 0 | 0 | 0 | 0 | 0 | 0
H | 0 | 0 | 0 | 0 | 0 | 1109
LFG | 0 | 0 | 107.4 | 0 | 0 | 0
Nuc | 170 | 0 | 0 | 0 | 0 | 0
PS | 0 | 0 | 0 | 0 | 0 | 0
PV | 0.29 | 61.53 | 29.38 | 0 | 0 | 1.39
PeakG | 0 | 0 | 0 | 0 | 0 | 0
PeakO | 0 | 0 | 0 | 0 | 0 | 0
ST | 0 | 0 | 0 | 0 | 0 | 0
STOG | 0 | 0 | 0 | 0 | 0 | 0
STWD | 0 | 0 | 0 | 0 | 0 | 0
WT | 0 | 0 | 0 | 0 | 0 | 100
IGCC | 0 | 0 | 0 | 0 | 0 | 0
DemandResponse | 0 | 0 | 0 | 0 | 0 | 0
IGCC-CCS | 0 | 0 | 0 | 0 | 0 | 0
WT_off | 0 | 0 | 0 | 0 | 0 | 0
PseudoUnit | 0 | 0 | 0 | 0 | 0 | 0
FixedInterchange | 0 | 0 | 0 | 0 | 0 | 0
New Build Capacity by Reporting Type: FRCC
ReportingType | 2015 | 2020 | 2025 | 2030 | 2035 | 2040
BM | 0 | 0 | 0 | 0 | 0 | 0
CC | 12522.43 | 275.03 | 0.01 | 0 | 0 | 0
CSP | 0 | 0 | 0 | 0 | 0 | 0
CT | 2480 | 0 | 0 | 0 | 0 | 0
Coal | 0 | 0 | 0 | 0 | 0 | 0
Geo | 0 | 0 | 0 | 0 | 0 | 0
H | 0 | 0 | 0 | 0 | 0 | 0
LFG | 0 | 0 | 198 | 0 | 0 | 0
Nuc | 229.33 | 0 | 1683.99 | 3017.26 | 15999.65 | 5641.01
PS | 0 | 0 | 0 | 0 | 0 | 0
PV | 0 | 0 | 0 | 0 | 0 | 0
PeakG | 0 | 0 | 0 | 0 | 0 | 0
PeakO | 0 | 0 | 0 | 0 | 0 | 0
ST | 0 | 0 | 0 | 0 | 0 | 0
STOG | 0 | 0 | 0 | 0 | 0 | 0
STWD | 0 | 0 | 0 | 0 | 0 | 0
WT | 0 | 0 | 0 | 0 | 0 | 0
IGCC | 0 | 0 | 0 | 0 | 0 | 0
DemandResponse | 0 | 0 | 0 | 0 | 0 | 0
IGCC-CCS | 0 | 0 | 0 | 0 | 0 | 0
WT_off | 0 | 0 | 0 | 0 | 0 | 0
PseudoUnit | 0 | 0 | 0 | 0 | 0 | 0
FixedInterchange | 0 | 0 | 0 | 0 | 0 | 0
New Build Capacity by Reporting Type: MAPP_US
ReportingType | 2015 | 2020 | 2025 | 2030 | 2035 | 2040
BM | 0 | 0 | 0 | 0 | 0 | 0
CC | 0 | 0.01 | 0 | 0 | 0 | 0
CSP | 0 | 0 | 0 | 0 | 0 | 0
CT | 308.3 | 214.21 | 0 | 107.23 | 34.97 | 31
Coal | 0 | 0 | 0 | 0 | 0 | 0
Geo | 0 | 0 | 0 | 0 | 0 | 0
H | 0 | 0 | 0 | 0 | 0 | 0
LFG | 0 | 0 | 0 | 71.67 | 0 | 0
Nuc | 0 | 0 | 0 | 0 | 0 | 0
PS | 0 | 0 | 0 | 0 | 0 | 0
PV | 0 | 0 | 0 | 0 | 0 | 0
PeakG | 0 | 0 | 0 | 0 | 0 | 0
PeakO | 0 | 0 | 0 | 0 | 0 | 0
ST | 0 | 0 | 0 | 0 | 0 | 0
STOG | 0 | 0 | 0 | 0 | 0 | 0
STWD | 0 | 0 | 0 | 0 | 0 | 0
WT | 421.3 | 2074.99 | 3171.98 | 318.16 | 0 | 0
IGCC | 0 | 0 | 0 | 0 | 0 | 0
DemandResponse | 0 | 0 | 0 | 0 | 0 | 0
IGCC-CCS | 0 | 0 | 0 | 0 | 0 | 0
WT_off | 0 | 0 | 0 | 0 | 0 | 0
PseudoUnit | 0 | 0 | 0 | 0 | 0 | 0
FixedInterchange | 0 | 0 | 0 | 0 | 0 | 0
New Build Capacity by Reporting Type: MISO_IN
ReportingType | 2015 | 2020 | 2025 | 2030 | 2035 | 2040
BM | 0 | 0 | 0 | 0 | 0 | 157.44
CC | 0.01 | 15374.71 | 0 | 0 | 0 | 0
CSP | 0 | 0 | 0 | 0 | 0 | 0
CT | 0 | 0 | 0 | 0 | 0 | 0
Coal | 0 | 0 | 0 | 0 | 0 | 0
Geo | 0 | 0 | 0 | 0 | 0 | 0
H | 0 | 0 | 0 | 0 | 0 | 0
LFG | 0 | 0 | 80.12 | 0 | 0 | 0
Nuc | 0 | 0 | 0 | 0 | 0 | 0
PS | 0 | 0 | 0 | 0 | 0 | 0
PV | 0 | 225.83 | 111 | 4.12 | 0 | 0
PeakG | 0 | 0 | 0 | 0 | 0 | 0
PeakO | 0 | 0 | 0 | 0 | 0 | 0
ST | 0 | 0 | 0 | 0 | 0 | 0
STOG | 0 | 0 | 0 | 0 | 0 | 0
STWD | 0 | 0 | 0 | 0 | 0 | 0
WT | 0 | 0 | 0 | 29316.56 | 14473.63 | 0
IGCC | 618 | 0 | 0 | 0 | 0 | 0
DemandResponse | 0 | 0 | 0 | 0 | 0 | 0
IGCC-CCS | 0 | 0 | 0 | 0 | 0 | 0
WT_off | 0 | 0 | 0 | 0 | 0 | 0
PseudoUnit | 0 | 0 | 0 | 0 | 0 | 0
FixedInterchange | 0 | 0 | 0 | 0 | 0 | 0
New Build Capacity by Reporting Type: MISO_MI
ReportingType | 2015 | 2020 | 2025 | 2030 | 2035 | 2040
BM | 0 | 0 | 0 | 0 | 0 | 1261.31
CC | 0.01 | 2393.33 | 0 | 0 | 0 | 0
CSP | 0 | 0 | 0 | 0 | 0 | 0
CT | 0 | 0 | 0 | 0 | 0 | 0
Coal | 0 | 0 | 0 | 0 | 0 | 0
Geo | 0 | 0 | 0 | 0 | 0 | 0
H | 0 | 0 | 0 | 0 | 0 | 0
LFG | 0 | 0 | 160.25 | 0 | 0 | 0
Nuc | 0 | 0 | 0 | 0 | 0 | 924.85
PS | 0 | 0 | 0 | 0 | 0 | 0
PV | 0 | 0 | 0 | 0 | 0 | 0
PeakG | 0 | 0 | 0 | 0 | 0 | 0
PeakO | 0 | 0 | 0 | 0 | 0 | 0
ST | 0 | 0 | 0 | 0 | 0 | 0
STOG | 0 | 0 | 0 | 0 | 0 | 0
STWD | 0 | 0 | 0 | 0 | 0 | 0
WT | 2000 | 401.28 | 0 | 198.72 | 0 | 0
IGCC | 0 | 0 | 0 | 0 | 0 | 0
DemandResponse | 0 | 0 | 0 | 0 | 0 | 0
IGCC-CCS | 0 | 0 | 0 | 0 | 0 | 0
WT_off | 0 | 0 | 0 | 0 | 0 | 0
PseudoUnit | 0 | 0 | 0 | 0 | 0 | 0
FixedInterchange | 0 | 0 | 0 | 0 | 0 | 0
New Build Capacity by Reporting Type: MISO_MO-IL
ReportingType | 2015 | 2020 | 2025 | 2030 | 2035 | 2040
BM | 0 | 0 | 0 | 0 | 0 | 0
CC | 0 | 1005.87 | 0 | 0 | 0 | 0
CSP | 0 | 0 | 0 | 0 | 0 | 0
CT | 0 | 0 | 0 | 0 | 0 | 0
Coal | 1790 | 0 | 0 | 0 | 0 | 0
Geo | 0 | 0 | 0 | 0 | 0 | 0
H | 0 | 0 | 280 | 0 | 0 | 0
LFG | 0 | 0 | 191.17 | 32.16 | 0 | 0
Nuc | 0 | 0 | 0 | 0 | 0 | 0
PS | 0 | 0 | 0 | 0 | 0 | 0
PV | 0 | 0 | 0 | 0 | 0 | 0
PeakG | 0 | 0 | 0 | 0 | 0 | 0
PeakO | 0 | 0 | 0 | 0 | 0 | 0
ST | 0 | 0 | 0 | 0 | 0 | 0
STOG | 0 | 0 | 0 | 0 | 0 | 0
STWD | 0 | 0 | 0 | 0 | 0 | 0
WT | 300 | 0 | 5600 | 4012.34 | 0 | 2901.71
IGCC | 0 | 0 | 0 | 0 | 0 | 0
DemandResponse | 0 | 0 | 0 | 0 | 0 | 0
IGCC-CCS | 0 | 0 | 0 | 0 | 0 | 0
WT_off | 0 | 0 | 0 | 0 | 0 | 0
PseudoUnit | 0 | 0 | 0 | 0 | 0 | 0
FixedInterchange | 0 | 0 | 0 | 0 | 0 | 0
New Build Capacity by Reporting Type: MISO_W
ReportingType | 2015 | 2020 | 2025 | 2030 | 2035 | 2040
BM | 0 | 0 | 0 | 0 | 0 | 0
CC | 0.01 | 0.01 | 0 | 0 | 0 | 0
CSP | 0 | 0 | 0 | 0 | 0 | 0
CT | 0 | 0 | 0 | 0 | 0 | 0
Coal | 0 | 0 | 0 | 0 | 0 | 0
Geo | 0 | 0 | 0 | 0 | 0 | 0
H | 0 | 0 | 0 | 0 | 0 | 0
LFG | 0 | 0 | 0 | 71.67 | 0 | 0
Nuc | 94.33 | 0 | 0 | 0 | 0 | 0
PS | 0 | 0 | 0 | 0 | 0 | 0
PV | 0 | 0 | 0 | 0 | 0 | 0
PeakG | 0 | 0 | 0 | 0 | 0 | 0
PeakO | 0 | 0 | 0 | 0 | 0 | 0
ST | 0 | 0 | 0 | 0 | 0 | 0
STOG | 0 | 0 | 0 | 0 | 0 | 0
STWD | 0 | 0 | 0 | 0 | 0 | 0
WT | 2800.5 | 0 | 54285.84 | 0 | 0 | 325.15
IGCC | 0 | 0 | 0 | 0 | 0 | 0
DemandResponse | 0 | 0 | 0 | 0 | 0 | 0
IGCC-CCS | 0 | 0 | 0 | 0 | 0 | 0
WT_off | 0 | 0 | 0 | 0 | 0 | 0
PseudoUnit | 0 | 0 | 0 | 0 | 0 | 0
FixedInterchange | 0 | 0 | 0 | 0 | 0 | 0
New Build Capacity by Reporting Type: MISO_WUMS
ReportingType | 2015 | 2020 | 2025 | 2030 | 2035 | 2040
BM | 0 | 0 | 0 | 0 | 0 | 997.87
CC | 2742.24 | 4235.56 | 0 | 0 | 0 | 0
CSP | 0 | 0 | 0 | 0 | 0 | 0
CT | 0 | 0 | 0 | 0 | 0 | 0
Coal | 615 | 0 | 0 | 0 | 0 | 0
Geo | 0 | 0 | 0 | 0 | 0 | 0
H | 0 | 1 | 0 | 0 | 0 | 0
LFG | 0 | 0 | 223.33 | 0 | 0 | 0
Nuc | 235 | 0 | 0 | 0 | 0 | 0
PS | 0 | 0 | 0 | 0 | 0 | 0
PV | 0 | 0 | 0 | 0 | 0 | 0
PeakG | 0 | 0 | 0 | 0 | 0 | 0
PeakO | 0 | 0 | 0 | 0 | 0 | 0
ST | 0 | 0 | 0 | 0 | 0 | 0
STOG | 0 | 0 | 0 | 0 | 0 | 0
STWD | 0 | 0 | 0 | 0 | 0 | 0
WT | 968.9 | 0 | 0 | 30.8 | 14851.22 | 959.08
IGCC | 0 | 0 | 0 | 0 | 0 | 0
DemandResponse | 0 | 0 | 0 | 0 | 0 | 0
IGCC-CCS | 0 | 0 | 0 | 0 | 0 | 0
WT_off | 0 | 0 | 0 | 0 | 0 | 0
PseudoUnit | 0 | 0 | 0 | 0 | 0 | 0
FixedInterchange | 0 | 0 | 0 | 0 | 0 | 0
New Build Capacity by Reporting Type: Nebraska
ReportingType | 2015 | 2020 | 2025 | 2030 | 2035 | 2040
BM | 0 | 0 | 0 | 0 | 0 | 0
CC | 0 | 0 | 0 | 0 | 0 | 0
CSP | 0 | 0 | 0 | 0 | 0 | 0
CT | 0 | 0 | 0 | 0 | 0 | 0
Coal | 232.1 | 0 | 0 | 0 | 0 | 0
Geo | 0 | 0 | 0 | 0 | 0 | 0
H | 0 | 0 | 0 | 0 | 0 | 0
LFG | 0 | 0 | 0 | 71.67 | 0 | 0
Nuc | 0 | 0 | 0 | 0 | 0 | 0
PS | 0 | 0 | 0 | 0 | 0 | 0
PV | 0 | 0 | 0 | 0 | 0 | 0
PeakG | 0 | 0 | 0 | 0 | 0 | 0
PeakO | 0 | 0 | 0 | 0 | 0 | 0
ST | 0 | 0 | 0 | 0 | 0 | 0
STOG | 0 | 0 | 0 | 0 | 0 | 0
STWD | 0 | 0 | 0 | 0 | 0 | 0
WT | 202 | 11625.75 | 5357.07 | 1273.13 | 5553.33 | 0
IGCC | 0 | 0 | 0 | 0 | 0 | 0
DemandResponse | 0 | 0 | 0 | 0 | 0 | 0
IGCC-CCS | 0 | 0 | 0 | 0 | 0 | 0
WT_off | 0 | 0 | 0 | 0 | 0 | 0
PseudoUnit | 0 | 0 | 0 | 0 | 0 | 0
FixedInterchange | 0 | 0 | 0 | 0 | 0 | 0
New Build Capacity by Reporting Type: NEISO
ReportingType | 2015 | 2020 | 2025 | 2030 | 2035 | 2040
BM | 252.2 | 0 | 0 | 0 | 0 | 0
CC | 2049.5 | 0 | 0 | 0 | 0 | 0
CSP | 0 | 0 | 0 | 0 | 0 | 0
CT | 334 | 0 | 0 | 0 | 0 | 0
Coal | 0 | 0 | 0 | 0 | 0 | 0
Geo | 0 | 0 | 0 | 0 | 0 | 0
H | 0 | 0 | 0 | 0 | 3 | 0
LFG | 49.26 | 0 | 0 | 69.74 | 0 | 0
Nuc | 0 | 0 | 0 | 0 | 0 | 0
PS | 0 | 0 | 0 | 0 | 0 | 0
PV | 0 | 288.34 | 0 | 0 | 0 | 0
PeakG | 0 | 0 | 0 | 0 | 0 | 0
PeakO | 0 | 0 | 0 | 0 | 0 | 0
ST | 0 | 0 | 0 | 0 | 0 | 0
STOG | 0 | 0 | 0 | 0 | 0 | 0
STWD | 0 | 0 | 0 | 0 | 0 | 0
WT | 231.2 | 2503.51 | 1523.44 | 1021.85 | 11264.66 | 462.54
IGCC | 0 | 0 | 0 | 0 | 0 | 0
DemandResponse | 0 | 0 | 0 | 0 | 0 | 0
IGCC-CCS | 0 | 0 | 0 | 0 | 0 | 0
WT_off | 468 | 0 | 0 | 0 | 0 | 0
PseudoUnit | 0 | 0 | 0 | 0 | 0 | 0
FixedInterchange | 0 | 0 | 0 | 0 | 0 | 0
New Build Capacity by Reporting Type: NonRTO_Midwest
ReportingType | 2015 | 2020 | 2025 | 2030 | 2035 | 2040
BM | 0 | 0 | 0 | 0 | 0 | 3703.52
CC | 1761.34 | 3252.48 | 0.04 | 0 | 0 | 0
CSP | 0 | 0 | 0 | 0 | 0 | 0
CT | 0 | 0 | 0 | 0 | 0 | 0
Coal | 0 | 0 | 0 | 0 | 0 | 0
Geo | 0 | 0 | 0 | 0 | 0 | 0
H | 0 | 0 | 746 | 0 | 0 | 0
LFG | 0 | 0 | 160.25 | 0 | 0 | 0
Nuc | 0 | 0 | 0 | 0 | 1107.71 | 0
PS | 0 | 0 | 0 | 0 | 0 | 0
PV | 0 | 0 | 0 | 0 | 0 | 0
PeakG | 0 | 0 | 0 | 0 | 0 | 0
PeakO | 0 | 0 | 0 | 0 | 0 | 0
ST | 0 | 0 | 0 | 0 | 0 | 0
STOG | 0 | 0 | 0 | 0 | 0 | 0
STWD | 0 | 0 | 0 | 0 | 0 | 0
WT | 0 | 0 | 0 | 0 | 0 | 0
IGCC | 0 | 0 | 0 | 0 | 0 | 0
DemandResponse | 0 | 0 | 0 | 0 | 0 | 0
IGCC-CCS | 0 | 0 | 0 | 0 | 0 | 0
WT_off | 0 | 0 | 0 | 0 | 0 | 0
PseudoUnit | 0 | 0 | 0 | 0 | 0 | 0
FixedInterchange | 0 | 0 | 0 | 0 | 0 | 0
New Build Capacity by Reporting Type: NYISO_A-F
ReportingType | 2015 | 2020 | 2025 | 2030 | 2035 | 2040
BM | 0 | 0 | 0 | 0 | 0 | 0
CC | 639 | 0 | 0 | 0 | 0 | 0
CSP | 0 | 0 | 0 | 0 | 0 | 0
CT | 0 | 0 | 0 | 0 | 0 | 0
Coal | 0 | 0 | 0 | 0 | 0 | 0
Geo | 0 | 0 | 0 | 0 | 0 | 0
H | 0 | 0 | 0 | 0 | 0 | 0
LFG | 6.4 | 0 | 0 | 67.93 | 0 | 0
Nuc | 168 | 0 | 0 | 0 | 0 | 0
PS | 0 | 0 | 0 | 0 | 0 | 0
PV | 0 | 0 | 0 | 0 | 0 | 0
PeakG | 0 | 0 | 0 | 0 | 0 | 0
PeakO | 0 | 0 | 0 | 0 | 0 | 0
ST | 0 | 0 | 0 | 0 | 0 | 0
STOG | 0 | 0 | 0 | 0 | 0 | 0
STWD | 0 | 0 | 0 | 0 | 0 | 0
WT | 2476.3 | 709.8 | 0 | 0 | 10303.9 | 0
IGCC | 0 | 0 | 0 | 0 | 0 | 0
DemandResponse | 0 | 0 | 0 | 0 | 0 | 0
IGCC-CCS | 0 | 0 | 0 | 0 | 0 | 0
WT_off | 0 | 0 | 0 | 0 | 0 | 0
PseudoUnit | 0 | 0 | 0 | 0 | 0 | 0
FixedInterchange | 0 | 0 | 0 | 0 | 0 | 0
New Build Capacity by Reporting Type: NYISO_G-I
ReportingType | 2015 | 2020 | 2025 | 2030 | 2035 | 2040
BM | 0 | 0 | 0 | 0 | 0 | 0
CC | 0 | 0 | 0 | 0 | 0 | 0
CSP | 0 | 0 | 0 | 0 | 0 | 0
CT | 0 | 0 | 0 | 0 | 0 | 0
Coal | 0 | 0 | 0 | 0 | 0 | 0
Geo | 0 | 0 | 0 | 0 | 0 | 0
H | 0 | 0 | 0 | 0 | 0 | 0
LFG | 0 | 0 | 0 | 74.33 | 0 | 0
Nuc | 0 | 0 | 0 | 0 | 545.08 | 1492.76
PS | 0 | 0 | 0 | 0 | 0 | 0
PV | 0 | 0 | 0 | 0 | 0 | 0
PeakG | 0 | 0 | 0 | 0 | 0 | 0
PeakO | 0 | 0 | 0 | 0 | 0 | 0
ST | 0 | 0 | 0 | 0 | 0 | 0
STOG | 0 | 0 | 0 | 0 | 0 | 0
STWD | 0 | 0 | 0 | 0 | 0 | 0
WT | 0 | 60 | 0 | 0.01 | 299.99 | 0
IGCC | 0 | 0 | 0 | 0 | 0 | 0
DemandResponse | 0 | 0 | 0 | 0 | 0 | 0
IGCC-CCS | 0 | 0 | 0 | 0 | 0 | 0
WT_off | 0 | 0 | 0 | 0 | 0 | 0
PseudoUnit | 0 | 0 | 0 | 0 | 0 | 0
FixedInterchange | 0 | 0 | 0 | 0 | 0 | 0
New Build Capacity by Reporting Type: NYISO_J-K
ReportingType | 2015 | 2020 | 2025 | 2030 | 2035 | 2040
BM | 0 | 0 | 0 | 0 | 0 | 0
CC | 1175.4 | 0 | 0 | 0 | 0 | 0
CSP | 0 | 0 | 0 | 0 | 0 | 0
CT | 0 | 0 | 0 | 0 | 0 | 0
Coal | 0 | 0 | 0 | 0 | 0 | 0
Geo | 0 | 0 | 0 | 0 | 0 | 0
H | 0 | 0 | 0 | 0 | 0 | 0
LFG | 0 | 0 | 0 | 74.33 | 0 | 0
Nuc | 0 | 0 | 0 | 0 | 0 | 0
PS | 0 | 0 | 0 | 0 | 0 | 0
PV | 32 | 0 | 0 | 0 | 0 | 0
PeakG | 0 | 0 | 0 | 0 | 0 | 0
PeakO | 0 | 0 | 0 | 0 | 0 | 0
ST | 0 | 0 | 0 | 0 | 0 | 0
STOG | 0 | 0 | 0 | 0 | 0 | 0
STWD | 0 | 0 | 0 | 0 | 0 | 0
WT | 0 | 0 | 0 | 0 | 330 | 0
IGCC | 0 | 0 | 0 | 0 | 0 | 0
DemandResponse | 0 | 0 | 0 | 0 | 0 | 0
IGCC-CCS | 0 | 0 | 0 | 0 | 0 | 0
WT_off | 0 | 0 | 0 | 0 | 0 | 0
PseudoUnit | 0 | 0 | 0 | 0 | 0 | 0
FixedInterchange | 0 | 0 | 0 | 0 | 0 | 0
New Build Capacity by Reporting Type: PJM_E
ReportingType | 2015 | 2020 | 2025 | 2030 | 2035 | 2040
BM | 30 | 0 | 0 | 0 | 0 | 0
CC | 4634.3 | 0 | 0 | 0 | 0 | 0
CSP | 0 | 0 | 0 | 0 | 0 | 0
CT | 26.2 | 0 | 0 | 0 | 0 | 0
Coal | 27 | 0 | 0 | 0 | 0 | 0
Geo | 0 | 0 | 0 | 0 | 0 | 0
H | 0 | 0 | 0 | 0 | 0 | 0
LFG | 9.1 | 132.9 | 0 | 0 | 0 | 0
Nuc | 38 | 0 | 0 | 0 | 0 | 0
PS | 0 | 0 | 0 | 0 | 0 | 0
PV | 25.45 | 0 | 0 | 0 | 0 | 0
PeakG | 0 | 0 | 0 | 0 | 0 | 0
PeakO | 0 | 0 | 0 | 0 | 0 | 0
ST | 0 | 0 | 0 | 0 | 0 | 0
STOG | 0 | 0 | 0 | 0 | 0 | 0
STWD | 0 | 0 | 0 | 0 | 0 | 0
WT | 1150 | 0 | 0 | 0 | 0 | 0
IGCC | 0 | 0 | 0 | 0 | 0 | 0
DemandResponse | 0 | 0 | 0 | 0 | 0 | 0
IGCC-CCS | 0 | 0 | 0 | 0 | 0 | 0
WT_off | 0 | 0 | 1100 | 0 | 0 | 0
PseudoUnit | 0 | 0 | 0 | 0 | 0 | 0
FixedInterchange | 0 | 0 | 0 | 0 | 0 | 0
New Build Capacity by Reporting Type: PJM_ROM
ReportingType | 2015 | 2020 | 2025 | 2030 | 2035 | 2040
BM | 18 | 0 | 0 | 0 | 0 | 77.64
CC | 1678.5 | 0 | 0 | 0 | 0 | 0
CSP | 0 | 0 | 0 | 0 | 0 | 0
CT | 16 | 0 | 0 | 0 | 0 | 0
Coal | 32.5 | 0 | 0 | 0 | 0 | 0
Geo | 0 | 0 | 0 | 0 | 0 | 0
H | 0 | 0 | 0 | 678 | 0 | 0
LFG | 18.9 | 265.1 | 0 | 0 | 0 | 0
Nuc | 0 | 0 | 0 | 0 | 5510.74 | 5627.5
PS | 0 | 0 | 0 | 0 | 0 | 0
PV | 0 | 1355.2 | 758.74 | 169.83 | 12.8 | 61.08
PeakG | 0 | 0 | 0 | 0 | 0 | 0
PeakO | 0 | 0 | 0 | 0 | 0 | 0
ST | 0 | 0 | 0 | 0 | 0 | 0
STOG | 0 | 0 | 0 | 0 | 0 | 0
STWD | 0 | 0 | 0 | 0 | 0 | 0
WT | 479.8 | 750.2 | 0 | 0 | 0 | 0
IGCC | 0 | 0 | 0 | 0 | 0 | 0
DemandResponse | 0 | 0 | 0 | 0 | 0 | 0
IGCC-CCS | 0 | 0 | 0 | 0 | 0 | 0
WT_off | 0 | 0 | 0 | 0 | 0 | 0
PseudoUnit | 0 | 0 | 0 | 0 | 0 | 0
FixedInterchange | 0 | 0 | 0 | 0 | 0 | 0
New Build Capacity by Reporting Type: PJM_ROR
ReportingType | 2015 | 2020 | 2025 | 2030 | 2035 | 2040
BM | 385 | 0 | 0 | 0 | 0 | 0
CC | 3077 | 17674.52 | 0 | 2053.4 | 0 | 0
CSP | 0 | 0 | 0 | 0 | 0 | 0
CT | 29 | 0 | 0 | 0 | 0 | 0
Coal | 2164 | 0 | 0 | 0 | 0 | 0
Geo | 0 | 0 | 0 | 0 | 0 | 0
H | 0 | 503 | 0 | 0 | 0 | 0
LFG | 57.4 | 0 | 513.71 | 0 | 0 | 0
Nuc | 38 | 0 | 0 | 0 | 3366.82 | 16324.45
PS | 0 | 0 | 0 | 0 | 0 | 0
PV | 0 | 0 | 0 | 0 | 0 | 0
PeakG | 0 | 0 | 0 | 0 | 0 | 0
PeakO | 0 | 0 | 0 | 0 | 0 | 0
ST | 0 | 0 | 0 | 0 | 0 | 0
STOG | 0 | 0 | 0 | 0 | 0 | 0
STWD | 0 | 0 | 0 | 0 | 0 | 0
WT | 8325.7 | 191.7 | 7047.4 | 1006.35 | 0 | 0
IGCC | 0 | 0 | 0 | 0 | 0 | 0
DemandResponse | 0 | 0 | 0 | 0 | 0 | 0
IGCC-CCS | 0 | 0 | 0 | 0 | 0 | 0
WT_off | 0 | 0 | 0 | 0 | 0 | 0
PseudoUnit | 0 | 0 | 0 | 0 | 0 | 0
FixedInterchange | 0 | 0 | 0 | 0 | 0 | 0
New Build Capacity by Reporting Type: SOCO
ReportingType | 2015 | 2020 | 2025 | 2030 | 2035 | 2040
BM | 55 | 0 | 0 | 0 | 0 | 4098.32
CC | 5026.9 | 7720.15 | 0 | 0 | 0 | 0
CSP | 0 | 0 | 0 | 0 | 0 | 0
CT | 0 | 0 | 0 | 0 | 0 | 0
Coal | 0 | 0 | 0 | 0 | 0 | 0
Geo | 0 | 0 | 0 | 0 | 0 | 0
H | 0 | 0 | 0 | 0 | 0 | 0
LFG | 0 | 0 | 107.4 | 0 | 0 | 0
Nuc | 70 | 2200 | 0 | 276.58 | 10714.19 | 3935.03
PS | 0 | 0 | 0 | 0 | 0 | 0
PV | 0 | 0 | 0 | 0 | 0 | 0
PeakG | 0 | 0 | 0 | 0 | 0 | 0
PeakO | 0 | 0 | 0 | 0 | 0 | 0
ST | 0 | 0 | 0 | 0 | 0 | 0
STOG | 0 | 0 | 0 | 0 | 0 | 0
STWD | 0 | 0 | 0 | 0 | 0 | 0
WT | 0 | 0 | 0 | 0 | 100 | 0
IGCC | 0 | 0 | 0 | 0 | 0 | 0
DemandResponse | 0 | 0 | 0 | 0 | 0 | 0
IGCC-CCS | 0 | 0 | 0 | 0 | 0 | 0
WT_off | 0 | 0 | 0 | 0 | 0 | 0
PseudoUnit | 0 | 0 | 0 | 0 | 0 | 0
FixedInterchange | 0 | 0 | 0 | 0 | 0 | 0
New Build Capacity by Reporting Type: SPP_N
ReportingType | 2015 | 2020 | 2025 | 2030 | 2035 | 2040
BM | 0 | 0 | 0 | 0 | 0 | 0
CC | 0 | 0 | 0 | 0 | 0 | 0
CSP | 0 | 0 | 0 | 0 | 0 | 0
CT | 0 | 648.35 | 0 | 0 | 0 | 0
Coal | 465.04 | 0 | 0 | 0 | 0 | 0
Geo | 0 | 0 | 0 | 0 | 0 | 0
H | 0 | 0 | 0 | 0 | 0 | 0
LFG | 0 | 0 | 0 | 95 | 0 | 0
Nuc | 0 | 0 | 0 | 0 | 0 | 0
PS | 0 | 0 | 0 | 0 | 0 | 0
PV | 0 | 0 | 0 | 0 | 0 | 0
PeakG | 0 | 0 | 0 | 0 | 0 | 0
PeakO | 0 | 0 | 0 | 0 | 0 | 0
ST | 0 | 0 | 0 | 0 | 0 | 0
STOG | 0 | 0 | 0 | 0 | 0 | 0
STWD | 0 | 0 | 0 | 0 | 0 | 0
WT | 0 | 16185 | 36519.28 | 6385.73 | 11235.38 | 2815.79
IGCC | 0 | 0 | 0 | 0 | 0 | 0
DemandResponse | 0 | 0 | 0 | 0 | 0 | 0
IGCC-CCS | 0 | 0 | 0 | 0 | 0 | 0
WT_off | 0 | 0 | 0 | 0 | 0 | 0
PseudoUnit | 0 | 0 | 0 | 0 | 0 | 0
FixedInterchange | 0 | 0 | 0 | 0 | 0 | 0
New Build Capacity by Reporting Type: SPP_S
ReportingType | 2015 | 2020 | 2025 | 2030 | 2035 | 2040
BM | 0 | 0 | 0 | 0 | 0 | 0
CC | 0.01 | 573.62 | 0 | 0 | 0 | 0
CSP | 0 | 0 | 0 | 0 | 0 | 0
CT | 412.99 | 691.01 | 0 | 0 | 0 | 0
Coal | 988 | 0 | 0 | 0 | 0 | 0
Geo | 0 | 0 | 0 | 0 | 0 | 0
H | 0 | 0 | 0 | 0 | 0 | 0
LFG | 0 | 0 | 0 | 95 | 0 | 0
Nuc | 0 | 0 | 0 | 0 | 0 | 0
PS | 0 | 0 | 0 | 0 | 0 | 0
PV | 0 | 0 | 0 | 0 | 0 | 0
PeakG | 0 | 0 | 0 | 0 | 0 | 0
PeakO | 0 | 0 | 0 | 0 | 0 | 0
ST | 0 | 0 | 0 | 0 | 0 | 0
STOG | 0 | 0 | 0 | 0 | 0 | 0
STWD | 0 | 0 | 0 | 0 | 0 | 0
WT | 430 | 38416.65 | 1859.86 | 2579.94 | 9358.44 | 1946.3
IGCC | 0 | 0 | 0 | 0 | 0 | 0
DemandResponse | 0 | 0 | 0 | 0 | 0 | 0
IGCC-CCS | 0 | 0 | 0 | 0 | 0 | 0
WT_off | 0 | 0 | 0 | 0 | 0 | 0
PseudoUnit | 0 | 0 | 0 | 0 | 0 | 0
FixedInterchange | 0 | 0 | 0 | 0 | 0 | 0
New Build Capacity by Reporting Type: TVA
ReportingType | 2015 | 2020 | 2025 | 2030 | 2035 | 2040
BM | 0 | 0 | 0 | 0 | 0 | 4780.69
CC | 2284.5 | 6737.49 | 0 | 0 | 0 | 0
CSP | 0 | 0 | 0 | 0 | 0 | 0
CT | 0 | 0 | 0 | 0 | 0 | 0
Coal | 0 | 0 | 0 | 0 | 0 | 0
Geo | 0 | 0 | 0 | 0 | 0 | 0
H | 0 | 0 | 0 | 27 | 0 | 0
LFG | 0 | 0 | 107.4 | 0 | 0 | 0
Nuc | 1697.89 | 0 | 0 | 0 | 5654.08 | 0
PS | 0 | 0 | 0 | 0 | 0 | 0
PV | 0 | 0 | 0 | 0 | 0 | 0
PeakG | 0 | 0 | 0 | 0 | 0 | 0
PeakO | 0 | 0 | 0 | 0 | 0 | 0
ST | 0 | 0 | 0 | 0 | 0 | 0
STOG | 0 | 0 | 0 | 0 | 0 | 0
STWD | 0 | 0 | 0 | 0 | 0 | 0
WT | 0 | 0 | 0 | 0 | 100 | 0
IGCC | 0 | 0 | 0 | 0 | 0 | 0
DemandResponse | 0 | 0 | 0 | 0 | 0 | 0
IGCC-CCS | 0 | 0 | 0 | 0 | 0 | 0
WT_off | 0 | 0 | 0 | 0 | 0 | 0
PseudoUnit | 0 | 0 | 0 | 0 | 0 | 0
FixedInterchange | 0 | 0 | 0 | 0 | 0 | 0
New Build Capacity by Reporting Type: TVA_Transmission
ReportingType | 2015 | 2020 | 2025 | 2030 | 2035 | 2040
BM | 0 | 0 | 0 | 0 | 0 | 0
CC | 0 | 0 | 0 | 0 | 0 | 0
CSP | 0 | 0 | 0 | 0 | 0 | 0
CT | 0 | 0 | 0 | 0 | 0 | 0
Coal | 0 | 0 | 0 | 0 | 0 | 0
Geo | 0 | 0 | 0 | 0 | 0 | 0
H | 0 | 0 | 0 | 0 | 0 | 0
LFG | 0 | 0 | 0 | 0 | 0 | 0
Nuc | 0 | 0 | 0 | 0 | 0 | 0
PS | 0 | 0 | 0 | 0 | 0 | 0
PV | 0 | 0 | 0 | 0 | 0 | 0
PeakG | 0 | 0 | 0 | 0 | 0 | 0
PeakO | 0 | 0 | 0 | 0 | 0 | 0
ST | 0 | 0 | 0 | 0 | 0 | 0
STOG | 0 | 0 | 0 | 0 | 0 | 0
STWD | 0 | 0 | 0 | 0 | 0 | 0
WT | 0 | 0 | 0 | 0 | 0 | 0
IGCC | 0 | 0 | 0 | 0 | 0 | 0
DemandResponse | 0 | 0 | 0 | 0 | 0 | 0
IGCC-CCS | 0 | 0 | 0 | 0 | 0 | 0
WT_off | 0 | 0 | 0 | 0 | 0 | 0
PseudoUnit | 0 | 0 | 0 | 0 | 0 | 0
FixedInterchange | 0 | 0 | 0 | 0 | 0 | 0
New Build Capacity by Reporting Type: VACAR
ReportingType | 2015 | 2020 | 2025 | 2030 | 2035 | 2040
BM | 0.92 | 170.21 | 538.56 | 12.74 | 0 | 6263.89
CC | 14482.56 | 861.6 | 0 | 0 | 0 | 0
CSP | 0 | 0 | 0 | 0 | 0 | 0
CT | 717.25 | 0 | 0 | 0 | 0 | 0
Coal | 825 | 0 | 0 | 0 | 0 | 0
Geo | 0 | 0 | 0 | 0 | 0 | 0
H | 0 | 0 | 0 | 0 | 0 | 0
LFG | 0.34 | 107.06 | 0 | 0 | 0 | 0
Nuc | 0 | 2330 | 0 | 3867.76 | 7690.67 | 5589.34
PS | 0 | 0 | 0 | 0 | 0 | 0
PV | 0 | 133.61 | 2.34 | 0.8 | 0 | 3
PeakG | 0 | 0 | 0 | 0 | 0 | 0
PeakO | 0 | 0 | 0 | 0 | 0 | 0
ST | 0 | 0 | 0 | 0 | 0 | 0
STOG | 0 | 0 | 0 | 0 | 0 | 0
STWD | 0 | 0 | 0 | 0 | 0 | 0
WT | 0.9 | 3499.1 | 0 | 0 | 0 | 0
IGCC | 0 | 0 | 0 | 0 | 0 | 0
DemandResponse | 0 | 0 | 0 | 0 | 0 | 0
IGCC-CCS | 0 | 0 | 0 | 0 | 0 | 0
WT_off | 1 | 0 | 0 | 0 | 0 | 0
PseudoUnit | 0 | 0 | 0 | 0 | 0 | 0
FixedInterchange | 0 | 0 | 0 | 0 | 0 | 0
New Build Capacity by Reporting Type: IESO
ReportingType | 2015 | 2020 | 2025 | 2030 | 2035 | 2040
BM | 326.33 | 0 | 0 | 0 | 0 | 0
CC | 1263 | 0 | 0 | 0 | 0 | 0
CSP | 0 | 0 | 0 | 0 | 0 | 0
CT | 368 | 0 | 0 | 0 | 0 | 0
Coal | 0 | 0 | 0 | 0 | 0 | 0
Geo | 0 | 0 | 0 | 0 | 0 | 0
H | 0 | 0 | 0 | 0 | 250 | 0
LFG | 14.5 | 0 | 0 | 0.5 | 0 | 0
Nuc | 0 | 0 | 0 | 0 | 0 | 0
PS | 0 | 0 | 0 | 0 | 0 | 0
PV | 1067.26 | 0 | 0 | 0 | 0 | 0
PeakG | 0 | 0 | 0 | 0 | 0 | 0
PeakO | 0 | 0 | 0 | 0 | 0 | 0
ST | 0 | 0 | 0 | 0 | 0 | 0
STOG | 0 | 0 | 0 | 0 | 0 | 0
STWD | 0 | 0 | 0 | 0 | 0 | 0
WT | 2105.9 | 0 | 0 | 0 | 0 | 1500.38
IGCC | 0 | 0 | 0 | 0 | 0 | 0
DemandResponse | 0 | 0 | 0 | 0 | 0 | 0
IGCC-CCS | 0 | 0 | 0 | 0 | 0 | 0
WT_off | 0 | 0 | 0 | 0 | 0 | 0
PseudoUnit | 0 | 0 | 0 | 0 | 0 | 0
FixedInterchange | 0 | 0 | 0 | 0 | 0 | 0
New Build Capacity by Reporting Type: MAPP_CA
ReportingType | 2015 | 2020 | 2025 | 2030 | 2035 | 2040
BM | 0 | 0 | 0 | 0 | 0 | 0
CC | 281.76 | 0 | 0 | 0 | 0 | 0
CSP | 0 | 0 | 0 | 0 | 0 | 0
CT | 0 | 0 | 0 | 0 | 0 | 0
Coal | 0 | 0 | 0 | 0 | 0 | 0
Geo | 0 | 0 | 0 | 0 | 0 | 0
H | 0 | 695 | 1249.54 | 1877.65 | 268.39 | 0
LFG | 0 | 0 | 0 | 0 | 0 | 0
Nuc | 0 | 0 | 0 | 0 | 0 | 0
PS | 0 | 0 | 0 | 0 | 0 | 0
PV | 0 | 0 | 0 | 0 | 0 | 0
PeakG | 0 | 0 | 0 | 0 | 0 | 0
PeakO | 0 | 0 | 0 | 0 | 0 | 0
ST | 0 | 0 | 0 | 0 | 0 | 0
STOG | 0 | 0 | 0 | 0 | 0 | 0
STWD | 0 | 0 | 0 | 0 | 0 | 0
WT | 302.4 | 0 | 0 | 0 | 0 | 0
IGCC | 0 | 0 | 0 | 0 | 0 | 0
DemandResponse | 0 | 0 | 0 | 0 | 0 | 0
IGCC-CCS | 0 | 0 | 0 | 0 | 0 | 0
WT_off | 0 | 0 | 0 | 0 | 0 | 0
PseudoUnit | 0 | 0 | 0 | 0 | 0 | 0
FixedInterchange | 0 | 0 | 0 | 0 | 0 | 0
New Build Capacity by Reporting Type: AZ_NM_SNV_Coal
ReportingType | 2015 | 2020 | 2025 | 2030 | 2035 | 2040
BM | 0 | 0 | 0 | 0 | 0 | 0
CC | 0 | 0 | 0 | 0 | 0 | 0
CSP | 0 | 0 | 0 | 0 | 0 | 0
CT | 0 | 0 | 0 | 0 | 0 | 0
Coal | 0 | 0 | 0 | 0 | 0 | 0
Geo | 0 | 0 | 0 | 0 | 0 | 0
H | 0 | 0 | 0 | 0 | 0 | 0
LFG | 0 | 0 | 0 | 0 | 0 | 0
Nuc | 0 | 0 | 0 | 0 | 0 | 0
PS | 0 | 0 | 0 | 0 | 0 | 0
PV | 0 | 0 | 0 | 0 | 0 | 0
PeakG | 0 | 0 | 0 | 0 | 0 | 0
PeakO | 0 | 0 | 0 | 0 | 0 | 0
ST | 0 | 0 | 0 | 0 | 0 | 0
STOG | 0 | 0 | 0 | 0 | 0 | 0
STWD | 0 | 0 | 0 | 0 | 0 | 0
WT | 0 | 0 | 0 | 0 | 0 | 0
IGCC | 0 | 0 | 0 | 0 | 0 | 0
DemandResponse | 0 | 0 | 0 | 0 | 0 | 0
IGCC-CCS | 0 | 0 | 0 | 0 | 0 | 0
WT_off | 0 | 0 | 0 | 0 | 0 | 0
PseudoUnit | 0 | 0 | 0 | 0 | 0 | 0
FixedInterchange | 0 | 0 | 0 | 0 | 0 | 0
New Build Capacity by Reporting Type: AZ_NM_SNV_Gas
ReportingType | 2015 | 2020 | 2025 | 2030 | 2035 | 2040
BM | 0 | 0 | 0 | 0 | 0 | 0
CC | 668 | 1463.6 | 0.02 | 0 | 0 | 0
CSP | 0 | 0 | 0 | 0 | 0 | 0
CT | 736 | 0 | 0 | 0 | 0 | 0
Coal | 0 | 0 | 0 | 0 | 0 | 0
Geo | 0 | 0 | 0 | 0 | 0 | 0
H | 0 | 0 | 0 | 0 | 0 | 0
LFG | 0 | 0 | 0 | 0 | 0 | 0
Nuc | 0 | 0 | 0 | 0 | 0 | 0
PS | 0 | 0 | 0 | 0 | 0 | 0
PV | 0 | 0 | 0 | 0 | 0 | 0
PeakG | 0 | 0 | 0 | 0 | 0 | 0
PeakO | 0 | 0 | 0 | 0 | 0 | 0
ST | 0 | 0 | 0 | 0 | 0 | 0
STOG | 0 | 0 | 0 | 0 | 0 | 0
STWD | 0 | 0 | 0 | 0 | 0 | 0
WT | 0 | 0 | 0 | 0 | 0 | 0
IGCC | 0 | 0 | 0 | 0 | 0 | 0
DemandResponse | 0 | 0 | 0 | 0 | 0 | 0
IGCC-CCS | 0 | 0 | 0 | 0 | 0 | 0
WT_off | 0 | 0 | 0 | 0 | 0 | 0
PseudoUnit | 0 | 0 | 0 | 0 | 0 | 0
FixedInterchange | 0 | 0 | 0 | 0 | 0 | 0
New Build Capacity by Reporting Type: AZ_NM_SNV_NucRenew
ReportingType | 2015 | 2020 | 2025 | 2030 | 2035 | 2040
BM | 0 | 0 | 0 | 0 | 0 | 0
CC | 0 | 0 | 0 | 0 | 0 | 0
CSP | 0 | 0 | 0 | 0 | 0 | 0
CT | 0 | 0 | 0 | 0 | 0 | 0
Coal | 0 | 0 | 0 | 0 | 0 | 0
Geo | 0 | 25 | 1425 | 0 | 0 | 0
H | 0 | 0 | 0 | 0 | 0 | 0
LFG | 0 | 60.67 | 0 | 0 | 0 | 0
Nuc | 0 | 0 | 0 | 2592.02 | 6421.91 | 2680.08
PS | 0 | 0 | 0 | 0 | 0 | 0
PV | 95.7 | 0 | 0 | 0 | 0 | 0
PeakG | 0 | 0 | 0 | 0 | 0 | 0
PeakO | 0 | 0 | 0 | 0 | 0 | 0
ST | 280 | 445.61 | 227.78 | 9.73 | 521.76 | 0
STOG | 0 | 0 | 0 | 0 | 0 | 0
STWD | 0 | 0 | 0 | 0 | 0 | 0
WT | 65.1 | 11789.82 | 25.07 | 134.45 | 0 | 0
IGCC | 0 | 0 | 0 | 0 | 0 | 0
DemandResponse | 0 | 0 | 0 | 0 | 0 | 0
IGCC-CCS | 0 | 0 | 0 | 0 | 0 | 0
WT_off | 0 | 0 | 0 | 0 | 0 | 0
PseudoUnit | 0 | 0 | 0 | 0 | 0 | 0
FixedInterchange | 0 | 0 | 0 | 0 | 0 | 0
New Build Capacity by Reporting Type: ERCOT
ReportingType | 2015 | 2020 | 2025 | 2030 | 2035 | 2040
BM | 145 | 0 | 0 | 0 | 0 | 3919.97
CC | 12774.21 | 3667.49 | 0 | 0 | 0 | 0
CSP | 0 | 0 | 0 | 0 | 0 | 0
CT | 250 | 0 | 0 | 0 | 0 | 0
Coal | 2020 | 0 | 0 | 0 | 0 | 0
Geo | 0 | 0 | 0 | 0 | 0 | 0
H | 0 | 0 | 0 | 0 | 0 | 0
LFG | 0 | 0 | 354 | 0 | 0 | 0
Nuc | 0 | 0 | 0 | 0 | 10880.37 | 0
PS | 0 | 0 | 0 | 0 | 0 | 0
PV | 14 | 0 | 0 | 0 | 0 | 0
PeakG | 0 | 0 | 0 | 0 | 0 | 0
PeakO | 0 | 0 | 0 | 0 | 0 | 0
ST | 0 | 0 | 0 | 0 | 0 | 0
STOG | 0 | 0 | 0 | 0 | 0 | 0
STWD | 0 | 0 | 0 | 0 | 0 | 0
WT | 350.1 | 0 | 19454.29 | 0 | 0.06 | 253.57
IGCC | 0 | 0 | 0 | 0 | 0 | 0
DemandResponse | 0 | 0 | 0 | 0 | 0 | 0
IGCC-CCS | 0 | 0 | 0 | 0 | 0 | 0
WT_off | 0 | 0 | 0 | 0 | 0 | 0
PseudoUnit | 0 | 0 | 0 | 0 | 0 | 0
FixedInterchange | 0 | 0 | 0 | 0 | 0 | 0
New Build Capacity by Reporting Type: NP15
ReportingType | 2015 | 2020 | 2025 | 2030 | 2035 | 2040
BM | 0 | 0 | 0 | 0 | 0 | 0
CC | 3257.4 | 0.02 | 847.07 | 0 | 0 | 0
CSP | 0 | 0 | 0 | 0 | 0 | 0
CT | 212.6 | 0 | 0 | 0 | 0 | 0
Coal | 0 | 0 | 0 | 0 | 0 | 0
Geo | 0 | 600 | 0 | 0 | 0 | 0
H | 0 | 0 | 0 | 0 | 0 | 0
LFG | 0 | 565 | 0 | 0 | 0 | 0
Nuc | 0 | 0 | 0 | 205.78 | 3668.32 | 4334.75
PS | 0 | 0 | 0 | 0 | 0 | 0
PV | 6.5 | 0 | 0 | 0 | 0 | 0
PeakG | 0 | 0 | 0 | 0 | 0 | 0
PeakO | 0 | 0 | 0 | 0 | 0 | 0
ST | 29 | 0 | 0 | 0 | 0 | 0
STOG | 0 | 0 | 0 | 0 | 0 | 0
STWD | 0 | 0 | 0 | 0 | 0 | 0
WT | 101.2 | 2638.73 | 0 | 660.07 | 8421.97 | 720.43
IGCC | 0 | 0 | 0 | 0 | 0 | 0
DemandResponse | 0 | 0 | 0 | 0 | 0 | 0
IGCC-CCS | 0 | 0 | 0 | 0 | 0 | 0
WT_off | 0 | 0 | 0 | 0 | 0 | 0
PseudoUnit | 0 | 0 | 0 | 0 | 0 | 0
FixedInterchange | 0 | 0 | 0 | 0 | 0 | 0
New Build Capacity by Reporting Type: NWPP_Coal
ReportingType | 2015 | 2020 | 2025 | 2030 | 2035 | 2040
BM | 0 | 0 | 0 | 0 | 0 | 0
CC | 0 | 0 | 0 | 0 | 0 | 0
CSP | 0 | 0 | 0 | 0 | 0 | 0
CT | 0 | 0 | 0 | 0 | 0 | 0
Coal | 0 | 0 | 0 | 0 | 0 | 0
Geo | 0 | 0 | 0 | 0 | 0 | 0
H | 0 | 0 | 0 | 0 | 0 | 0
LFG | 0 | 0 | 0 | 0 | 0 | 0
Nuc | 0 | 0 | 0 | 0 | 0 | 0
PS | 0 | 0 | 0 | 0 | 0 | 0
PV | 0 | 0 | 0 | 0 | 0 | 0
PeakG | 0 | 0 | 0 | 0 | 0 | 0
PeakO | 0 | 0 | 0 | 0 | 0 | 0
ST | 0 | 0 | 0 | 0 | 0 | 0
STOG | 0 | 0 | 0 | 0 | 0 | 0
STWD | 0 | 0 | 0 | 0 | 0 | 0
WT | 0 | 0 | 0 | 0 | 0 | 0
IGCC | 0 | 0 | 0 | 0 | 0 | 0
DemandResponse | 0 | 0 | 0 | 0 | 0 | 0
IGCC-CCS | 0 | 0 | 0 | 0 | 0 | 0
WT_off | 0 | 0 | 0 | 0 | 0 | 0
PseudoUnit | 0 | 0 | 0 | 0 | 0 | 0
FixedInterchange | 0 | 0 | 0 | 0 | 0 | 0
New Build Capacity by Reporting Type: NWPP_Gas
ReportingType | 2015 | 2020 | 2025 | 2030 | 2035 | 2040
BM | 0 | 0 | 0 | 0 | 0 | 0
CC | 300 | 496.3 | 500.23 | 0 | 0 | 0
CSP | 0 | 0 | 0 | 0 | 0 | 0
CT | 150 | 0 | 0 | 0 | 0 | 0
Coal | 0 | 0 | 0 | 0 | 0 | 0
Geo | 0 | 0 | 0 | 0 | 0 | 0
H | 0 | 0 | 0 | 0 | 0 | 0
LFG | 0 | 0 | 0 | 0 | 0 | 0
Nuc | 0 | 0 | 0 | 0 | 0 | 0
PS | 0 | 0 | 0 | 0 | 0 | 0
PV | 0 | 0 | 0 | 0 | 0 | 0
PeakG | 0 | 0 | 0 | 0 | 0 | 0
PeakO | 0 | 0 | 0 | 0 | 0 | 0
ST | 0 | 0 | 0 | 0 | 0 | 0
STOG | 0 | 0 | 0 | 0 | 0 | 0
STWD | 0 | 0 | 0 | 0 | 0 | 0
WT | 0 | 0 | 0 | 0 | 0 | 0
IGCC | 0 | 0 | 0 | 0 | 0 | 0
DemandResponse | 0 | 0 | 0 | 0 | 0 | 0
IGCC-CCS | 0 | 0 | 0 | 0 | 0 | 0
WT_off | 0 | 0 | 0 | 0 | 0 | 0
PseudoUnit | 0 | 0 | 0 | 0 | 0 | 0
FixedInterchange | 0 | 0 | 0 | 0 | 0 | 0
New Build Capacity by Reporting Type: NWPP_NucRenew
ReportingType | 2015 | 2020 | 2025 | 2030 | 2035 | 2040
BM | 32.55 | 0 | 0 | 0 | 0 | 1004.55
CC | 0 | 0 | 0 | 0 | 0 | 0
CSP | 0 | 0 | 0 | 0 | 0 | 0
CT | 0 | 0 | 0 | 0 | 0 | 0
Coal | 0 | 0 | 0 | 0 | 0 | 0
Geo | 86 | 0 | 434 | 0 | 0 | 0
H | 0 | 0 | 0 | 0 | 335 | 0
LFG | 25.5 | 237.54 | 6.96 | 0 | 0 | 0
Nuc | 0 | 0 | 0 | 0 | 3775.14 | 972.84
PS | 0 | 0 | 0 | 0 | 0 | 0
PV | 0 | 0 | 0 | 0 | 0 | 0
PeakG | 0 | 0 | 0 | 0 | 0 | 0
PeakO | 0 | 0 | 0 | 0 | 0 | 0
ST | 0 | 0 | 0 | 0 | 0 | 0
STOG | 0 | 0 | 0 | 0 | 0 | 0
STWD | 0 | 0 | 0 | 0 | 0 | 0
WT | 977.3 | 0 | 0 | 10984.81 | 10354.26 | 2318.04
IGCC | 0 | 0 | 0 | 0 | 0 | 0
DemandResponse | 0 | 0 | 0 | 0 | 0 | 0
IGCC-CCS | 0 | 0 | 0 | 0 | 0 | 0
WT_off | 0 | 0 | 0 | 0 | 0 | 0
PseudoUnit | 0 | 0 | 0 | 0 | 0 | 0
FixedInterchange | 0 | 0 | 0 | 0 | 0 | 0
New Build Capacity by Reporting Type: RMPA
ReportingType | 2015 | 2020 | 2025 | 2030 | 2035 | 2040
BM | 0 | 0 | 0 | 0 | 0 | 596.95
CC | 0 | 719.64 | 333.74 | 0 | 0 | 0
CSP | 0 | 0 | 0 | 0 | 0 | 0
CT | 152 | 0 | 0 | 0 | 0 | 0
Coal | 390 | 0 | 0 | 0 | 0 | 0
Geo | 0 | 0 | 2570 | 0 | 0 | 0
H | 0 | 0 | 0 | 0 | 0 | 0
LFG | 1.4 | 28.93 | 0 | 0 | 0 | 0
Nuc | 0 | 0 | 0 | 1745.9 | 891.91 | 0
PS | 0 | 0 | 0 | 0 | 0 | 0
PV | 1 | 0 | 0 | 0 | 0 | 0
PeakG | 0 | 0 | 0 | 0 | 0 | 0
PeakO | 0 | 0 | 0 | 0 | 0 | 0
ST | 3 | 367.43 | 0 | 5.46 | 0 | 0
STOG | 0 | 0 | 0 | 0 | 0 | 0
STWD | 0 | 0 | 0 | 0 | 0 | 0
WT | 765.4 | 3545.21 | 0 | 536.57 | 0 | 135.77
IGCC | 0 | 0 | 0 | 0 | 0 | 0
DemandResponse | 0 | 0 | 0 | 0 | 0 | 0
IGCC-CCS | 0 | 0 | 0 | 0 | 0 | 0
WT_off | 0 | 0 | 0 | 0 | 0 | 0
PseudoUnit | 0 | 0 | 0 | 0 | 0 | 0
FixedInterchange | 0 | 0 | 0 | 0 | 0 | 0
New Build Capacity by Reporting Type: SP15
ReportingType | 2015 | 2020 | 2025 | 2030 | 2035 | 2040
BM | 6 | 0 | 0 | 0 | 0 | 0
CC | 1065.28 | 810.86 | 2506.71 | 0 | 0 | 0
CSP | 0 | 0 | 0 | 0 | 0 | 0
CT | 0 | 0 | 0 | 0 | 0 | 0
Coal | 0 | 0 | 0 | 0 | 0 | 0
Geo | 50 | 1450 | 0 | 0 | 0 | 0
H | 0 | 0 | 0 | 0 | 0 | 0
LFG | 9.2 | 555.8 | 0 | 0 | 0 | 0
Nuc | 0 | 0 | 0 | 0 | 1157.12 | 1046.93
PS | 0 | 0 | 0 | 0 | 0 | 0
PV | 3.8 | 0 | 0 | 0 | 0 | 0
PeakG | 0 | 0 | 0 | 0 | 0 | 0
PeakO | 0 | 0 | 0 | 0 | 0 | 0
ST | 448 | 0 | 0 | 0 | 2409.45 | 836.14
STOG | 0 | 0 | 0 | 0 | 0 | 0
STWD | 0 | 0 | 0 | 0 | 0 | 0
WT | 735 | 0 | 0 | 14165 | 0 | 0
IGCC | 0 | 0 | 0 | 0 | 0 | 0
DemandResponse | 0 | 0 | 0 | 0 | 0 | 0
IGCC-CCS | 0 | 0 | 0 | 0 | 0 | 0
WT_off | 0 | 0 | 0 | 0 | 0 | 0
PseudoUnit | 0 | 0 | 0 | 0 | 0 | 0
FixedInterchange | 0 | 0 | 0 | 0 | 0 | 0
New Build Capacity by Reporting Type: ALB
ReportingType | 2015 | 2020 | 2025 | 2030 | 2035 | 2040
BM | 0 | 0 | 0 | 0 | 0 | 0
CC | 0 | 138.72 | 0 | 0 | 0 | 0
CSP | 0 | 0 | 0 | 0 | 0 | 0
CT | 201.5 | 0 | 0 | 0 | 0 | 0
Coal | 495 | 0 | 0 | 0 | 0 | 0
Geo | 0 | 0 | 0 | 0 | 0 | 0
H | 0 | 0 | 0 | 0 | 0 | 0
LFG | 0 | 0 | 0 | 0 | 0 | 0
Nuc | 0 | 0 | 0 | 8558.32 | 98.49 | 634.36
PS | 0 | 0 | 0 | 0 | 0 | 0
PV | 0 | 0 | 0 | 0 | 0 | 0
PeakG | 0 | 0 | 0 | 0 | 0 | 0
PeakO | 0 | 0 | 0 | 0 | 0 | 0
ST | 0 | 0 | 0 | 0 | 0 | 0
STOG | 0 | 0 | 0 | 0 | 0 | 0
STWD | 0 | 0 | 0 | 0 | 0 | 0
WT | 9 | 0 | 0 | 0 | 91 | 0
IGCC | 0 | 0 | 0 | 0 | 0 | 0
DemandResponse | 0 | 0 | 0 | 0 | 0 | 0
IGCC-CCS | 0 | 0 | 0 | 0 | 0 | 0
WT_off | 0 | 0 | 0 | 0 | 0 | 0
PseudoUnit | 0 | 0 | 0 | 0 | 0 | 0
FixedInterchange | 0 | 0 | 0 | 0 | 0 | 0
New Build Capacity by Reporting Type: BC
ReportingType | 2015 | 2020 | 2025 | 2030 | 2035 | 2040
BM | 0 | 0 | 0 | 0 | 0 | 0
CC | 422.16 | 0 | 0 | 0 | 0 | 0
CSP | 0 | 0 | 0 | 0 | 0 | 0
CT | 0 | 0 | 0 | 0 | 0 | 0
Coal | 0 | 0 | 0 | 0 | 0 | 0
Geo | 0 | 0 | 0 | 0 | 0 | 0
H | 0 | 0 | 0 | 0 | 0 | 0
LFG | 0 | 0 | 0 | 0 | 0 | 0
Nuc | 0 | 0 | 0 | 570.28 | 0 | 796.1
PS | 0 | 0 | 0 | 0 | 0 | 0
PV | 0 | 0 | 0 | 0 | 0 | 0
PeakG | 0 | 0 | 0 | 0 | 0 | 0
PeakO | 0 | 0 | 0 | 0 | 0 | 0
ST | 0 | 0 | 0 | 0 | 0 | 0
STOG | 0 | 0 | 0 | 0 | 0 | 0
STWD | 0 | 0 | 0 | 0 | 0 | 0
WT | 144 | 0 | 0 | 0 | 156 | 0
IGCC | 0 | 0 | 0 | 0 | 0 | 0
DemandResponse | 0 | 0 | 0 | 0 | 0 | 0
IGCC-CCS | 0 | 0 | 0 | 0 | 0 | 0
WT_off | 0 | 0 | 0 | 0 | 0 | 0
PseudoUnit | 0 | 0 | 0 | 0 | 0 | 0
FixedInterchange | 0 | 0 | 0 | 0 | 0 | 0
New Build Capacity by Reporting Type: HQ_IESO
ReportingType | 2015 | 2020 | 2025 | 2030 | 2035 | 2040
BM | 0 | 0 | 0 | 0 | 0 | 0
CC | 0 | 0 | 0 | 0 | 0 | 0
CSP | 0 | 0 | 0 | 0 | 0 | 0
CT | 0 | 0 | 0 | 0 | 0 | 0
Coal | 0 | 0 | 0 | 0 | 0 | 0
Geo | 0 | 0 | 0 | 0 | 0 | 0
H | 0 | 0 | 0 | 0 | 0 | 0
LFG | 0 | 0 | 0 | 0 | 0 | 0
Nuc | 0 | 0 | 0 | 0 | 0 | 0
PS | 0 | 0 | 0 | 0 | 0 | 0
PV | 0 | 0 | 0 | 0 | 0 | 0
PeakG | 0 | 0 | 0 | 0 | 0 | 0
PeakO | 0 | 0 | 0 | 0 | 0 | 0
ST | 0 | 0 | 0 | 0 | 0 | 0
STOG | 0 | 0 | 0 | 0 | 0 | 0
STWD | 0 | 0 | 0 | 0 | 0 | 0
WT | 0 | 0 | 0 | 0 | 0 | 0
IGCC | 0 | 0 | 0 | 0 | 0 | 0
DemandResponse | 0 | 0 | 0 | 0 | 0 | 0
IGCC-CCS | 0 | 0 | 0 | 0 | 0 | 0
WT_off | 0 | 0 | 0 | 0 | 0 | 0
PseudoUnit | 0 | 0 | 0 | 0 | 0 | 0
FixedInterchange | 0 | 0 | 0 | 0 | 0 | 0
New Build Capacity by Reporting Type: HQ_NEISO
ReportingType | 2015 | 2020 | 2025 | 2030 | 2035 | 2040
BM | 0 | 0 | 0 | 0 | 0 | 0
CC | 0 | 0 | 0 | 0 | 0 | 0
CSP | 0 | 0 | 0 | 0 | 0 | 0
CT | 0 | 0 | 0 | 0 | 0 | 0
Coal | 0 | 0 | 0 | 0 | 0 | 0
Geo | 0 | 0 | 0 | 0 | 0 | 0
H | 0 | 0 | 0 | 0 | 0 | 0
LFG | 0 | 0 | 0 | 0 | 0 | 0
Nuc | 0 | 0 | 0 | 0 | 0 | 0
PS | 0 | 0 | 0 | 0 | 0 | 0
PV | 0 | 0 | 0 | 0 | 0 | 0
PeakG | 0 | 0 | 0 | 0 | 0 | 0
PeakO | 0 | 0 | 0 | 0 | 0 | 0
ST | 0 | 0 | 0 | 0 | 0 | 0
STOG | 0 | 0 | 0 | 0 | 0 | 0
STWD | 0 | 0 | 0 | 0 | 0 | 0
WT | 0 | 0 | 0 | 0 | 0 | 0
IGCC | 0 | 0 | 0 | 0 | 0 | 0
DemandResponse | 0 | 0 | 0 | 0 | 0 | 0
IGCC-CCS | 0 | 0 | 0 | 0 | 0 | 0
WT_off | 0 | 0 | 0 | 0 | 0 | 0
PseudoUnit | 0 | 0 | 0 | 0 | 300 | 0
FixedInterchange | 0 | 0 | 0 | 0 | 0 | 0
New Build Capacity by Reporting Type: HQ_NY
ReportingType | 2015 | 2020 | 2025 | 2030 | 2035 | 2040
BM | 0 | 0 | 0 | 0 | 0 | 0
CC | 0 | 0 | 0 | 0 | 0 | 0
CSP | 0 | 0 | 0 | 0 | 0 | 0
CT | 0 | 0 | 0 | 0 | 0 | 0
Coal | 0 | 0 | 0 | 0 | 0 | 0
Geo | 0 | 0 | 0 | 0 | 0 | 0
H | 0 | 0 | 0 | 0 | 0 | 0
LFG | 0 | 0 | 0 | 0 | 0 | 0
Nuc | 0 | 0 | 0 | 0 | 0 | 0
PS | 0 | 0 | 0 | 0 | 0 | 0
PV | 0 | 0 | 0 | 0 | 0 | 0
PeakG | 0 | 0 | 0 | 0 | 0 | 0
PeakO | 0 | 0 | 0 | 0 | 0 | 0
ST | 0 | 0 | 0 | 0 | 0 | 0
STOG | 0 | 0 | 0 | 0 | 0 | 0
STWD | 0 | 0 | 0 | 0 | 0 | 0
WT | 0 | 0 | 0 | 0 | 0 | 0
IGCC | 0 | 0 | 0 | 0 | 0 | 0
DemandResponse | 0 | 0 | 0 | 0 | 0 | 0
IGCC-CCS | 0 | 0 | 0 | 0 | 0 | 0
WT_off | 0 | 0 | 0 | 0 | 0 | 0
PseudoUnit | 0 | 0 | 1466.85 | 1033.15 | 0 | 0
FixedInterchange | 0 | 0 | 0 | 0 | 0 | 0
New Build Capacity by Reporting Type: MARITIMES
ReportingType | 2015 | 2020 | 2025 | 2030 | 2035 | 2040
BM | 0 | 0 | 0 | 0 | 0 | 0
CC | 0 | 0 | 0 | 0 | 0 | 0
CSP | 0 | 0 | 0 | 0 | 0 | 0
CT | 0 | 0 | 0 | 0 | 0 | 0
Coal | 0 | 0 | 0 | 0 | 0 | 0
Geo | 0 | 0 | 0 | 0 | 0 | 0
H | 0 | 0 | 0 | 0 | 0 | 0
LFG | 0 | 0 | 0 | 0 | 0 | 0
Nuc | 0 | 0 | 0 | 0 | 0 | 0
PS | 0 | 0 | 0 | 0 | 0 | 0
PV | 0 | 0 | 0 | 0 | 0 | 0
PeakG | 0 | 0 | 0 | 0 | 0 | 0
PeakO | 0 | 0 | 0 | 0 | 0 | 0
ST | 0 | 0 | 0 | 0 | 0 | 0
STOG | 0 | 0 | 0 | 0 | 0 | 0
STWD | 0 | 0 | 0 | 0 | 0 | 0
WT | 0 | 0 | 0 | 0 | 0 | 0
IGCC | 0 | 0 | 0 | 0 | 0 | 0
DemandResponse | 0 | 0 | 0 | 0 | 0 | 0
IGCC-CCS | 0 | 0 | 0 | 0 | 0 | 0
WT_off | 0 | 0 | 0 | 0 | 0 | 0
PseudoUnit | 0 | 0 | 0 | 0 | 500 | 0
FixedInterchange | 0 | 0 | 0 | 0 | 0 | 0
New Build Capacity by Reporting Type: All
ReportingType | 2015 | 2020 | 2025 | 2030 | 2035 | 2040
BM | 1251 | 170.21 | 538.56 | 12.74 | 0 | 27097.75
CC | 74667.55 | 70254.71 | 4187.83 | 2053.43 | 0.01 | 0
CSP | 0 | 0 | 0 | 0 | 0 | 0
CT | 6393.84 | 1553.59 | 0 | 107.24 | 34.97 | 31.01
Coal | 10763.64 | 0 | 0 | 0 | 0 | 0
Geo | 136 | 2075 | 4429 | 0 | 0 | 0
H | 0 | 1199 | 2275.54 | 2582.65 | 856.39 | 1109
LFG | 192 | 1953 | 2210 | 724 | 0 | 0
Nuc | 2740.56 | 4530 | 1683.99 | 20833.91 | 77482.21 | 50000
PS | 0 | 0 | 0 | 0 | 0 | 0
PV | 1246 | 2064.51 | 901.47 | 174.75 | 12.8 | 65.47
PeakG | 0 | 0 | 0 | 0 | 0 | 0
PeakO | 0 | 0 | 0 | 0 | 0 | 0
ST | 760 | 813.04 | 227.78 | 15.19 | 2931.2 | 836.14
STOG | 0 | 0 | 0 | 0 | 0 | 0
STWD | 0 | 0 | 0 | 0 | 0 | 0
WT | 25342 | 94391.75 | 134844.22 | 72624.49 | 96893.83 | 14438.77
IGCC | 618 | 0 | 0 | 0 | 0 | 0
DemandResponse | 0 | 0 | 0 | 0 | 0 | 0
IGCC-CCS | 0 | 0 | 0 | 0 | 0 | 0
WT_off | 469 | 0 | 1100 | 0 | 0 | 0
PseudoUnit | 0 | 0 | 1466.85 | 1033.15 | 800 | 0
FixedInterchange | 0 | 0 | 0 | 0 | 0 | 0
New Build Capacity by Reporting Type: EI_US
ReportingType | 2015 | 2020 | 2025 | 2030 | 2035 | 2040
BM | 741.12 | 170.21 | 538.56 | 12.74 | 0 | 21576.28
CC | 54635.74 | 62958.08 | 0.07 | 2053.42 | 0.01 | 0
CSP | 0 | 0 | 0 | 0 | 0 | 0
CT | 4323.75 | 1553.59 | 0 | 107.24 | 34.97 | 31.01
Coal | 7858.64 | 0 | 0 | 0 | 0 | 0
Geo | 0 | 0 | 0 | 0 | 0 | 0
H | 0 | 504 | 1026 | 705 | 3 | 1109
LFG | 141.4 | 505.06 | 1849.04 | 723.5 | 0 | 0
Nuc | 2740.56 | 4530 | 1683.99 | 7161.61 | 50588.93 | 39534.93
PS | 0 | 0 | 0 | 0 | 0 | 0
PV | 57.74 | 2064.51 | 901.47 | 174.75 | 12.8 | 65.47
PeakG | 0 | 0 | 0 | 0 | 0 | 0
PeakO | 0 | 0 | 0 | 0 | 0 | 0
ST | 0 | 0 | 0 | 0 | 0 | 0
STOG | 0 | 0 | 0 | 0 | 0 | 0
STWD | 0 | 0 | 0 | 0 | 0 | 0
WT | 19786.6 | 76417.99 | 115364.87 | 46143.59 | 77870.55 | 9510.58
IGCC | 618 | 0 | 0 | 0 | 0 | 0
DemandResponse | 0 | 0 | 0 | 0 | 0 | 0
IGCC-CCS | 0 | 0 | 0 | 0 | 0 | 0
WT_off | 469 | 0 | 1100 | 0 | 0 | 0
PseudoUnit | 0 | 0 | 1466.85 | 1033.15 | 800 | 0
FixedInterchange | 0 | 0 | 0 | 0 | 0 | 0
New Build Capacity by Reporting Type: EI_Canada
ReportingType | 2015 | 2020 | 2025 | 2030 | 2035 | 2040
BM | 326.33 | 0 | 0 | 0 | 0 | 0
CC | 1544.76 | 0 | 0 | 0 | 0 | 0
CSP | 0 | 0 | 0 | 0 | 0 | 0
CT | 368 | 0 | 0 | 0 | 0 | 0
Coal | 0 | 0 | 0 | 0 | 0 | 0
Geo | 0 | 0 | 0 | 0 | 0 | 0
H | 0 | 695 | 1249.54 | 1877.65 | 518.39 | 0
LFG | 14.5 | 0 | 0 | 0.5 | 0 | 0
Nuc | 0 | 0 | 0 | 0 | 0 | 0
PS | 0 | 0 | 0 | 0 | 0 | 0
PV | 1067.26 | 0 | 0 | 0 | 0 | 0
PeakG | 0 | 0 | 0 | 0 | 0 | 0
PeakO | 0 | 0 | 0 | 0 | 0 | 0
ST | 0 | 0 | 0 | 0 | 0 | 0
STOG | 0 | 0 | 0 | 0 | 0 | 0
STWD | 0 | 0 | 0 | 0 | 0 | 0
WT | 2408.3 | 0 | 0 | 0 | 0 | 1500.38
IGCC | 0 | 0 | 0 | 0 | 0 | 0
DemandResponse | 0 | 0 | 0 | 0 | 0 | 0
IGCC-CCS | 0 | 0 | 0 | 0 | 0 | 0
WT_off | 0 | 0 | 0 | 0 | 0 | 0
PseudoUnit | 0 | 0 | 0 | 0 | 0 | 0
FixedInterchange | 0 | 0 | 0 | 0 | 0 | 0
New Build Capacity by Reporting Type: EI
ReportingType | 2015 | 2020 | 2025 | 2030 | 2035 | 2040
BM | 1067.45 | 170.21 | 538.56 | 12.74 | 0 | 21576.28
CC | 56180.5 | 62958.08 | 0.08 | 2053.42 | 0.01 | 0
CSP | 0 | 0 | 0 | 0 | 0 | 0
CT | 4691.75 | 1553.59 | 0 | 107.24 | 34.97 | 31.01
Coal | 7858.64 | 0 | 0 | 0 | 0 | 0
Geo | 0 | 0 | 0 | 0 | 0 | 0
H | 0 | 1199 | 2275.54 | 2582.65 | 521.39 | 1109
LFG | 155.9 | 505.06 | 1849.04 | 724 | 0 | 0
Nuc | 2740.56 | 4530 | 1683.99 | 7161.61 | 50588.93 | 39534.93
PS | 0 | 0 | 0 | 0 | 0 | 0
PV | 1125 | 2064.51 | 901.47 | 174.75 | 12.8 | 65.47
PeakG | 0 | 0 | 0 | 0 | 0 | 0
PeakO | 0 | 0 | 0 | 0 | 0 | 0
ST | 0 | 0 | 0 | 0 | 0 | 0
STOG | 0 | 0 | 0 | 0 | 0 | 0
STWD | 0 | 0 | 0 | 0 | 0 | 0
WT | 22194.9 | 76417.99 | 115364.87 | 46143.59 | 77870.55 | 11010.96
IGCC | 618 | 0 | 0 | 0 | 0 | 0
DemandResponse | 0 | 0 | 0 | 0 | 0 | 0
IGCC-CCS | 0 | 0 | 0 | 0 | 0 | 0
WT_off | 469 | 0 | 1100 | 0 | 0 | 0
PseudoUnit | 0 | 0 | 1466.85 | 1033.15 | 800 | 0
FixedInterchange | 0 | 0 | 0 | 0 | 0 | 0
New Build Capacity by Reporting Type: Outside_EI
ReportingType | 2015 | 2020 | 2025 | 2030 | 2035 | 2040
BM | 183.55 | 0 | 0 | 0 | 0 | 5521.47
CC | 18487.05 | 7296.63 | 4187.76 | 0 | 0 | 0
CSP | 0 | 0 | 0 | 0 | 0 | 0
CT | 1702.1 | 0 | 0 | 0 | 0 | 0
Coal | 2905 | 0 | 0 | 0 | 0 | 0
Geo | 136 | 2075 | 4429 | 0 | 0 | 0
H | 0 | 0 | 0 | 0 | 335 | 0
LFG | 36.1 | 1447.94 | 360.96 | 0 | 0 | 0
Nuc | 0 | 0 | 0 | 13672.3 | 26893.28 | 10465.06
PS | 0 | 0 | 0 | 0 | 0 | 0
PV | 121 | 0 | 0 | 0 | 0 | 0
PeakG | 0 | 0 | 0 | 0 | 0 | 0
PeakO | 0 | 0 | 0 | 0 | 0 | 0
ST | 760 | 813.04 | 227.78 | 15.19 | 2931.2 | 836.14
STOG | 0 | 0 | 0 | 0 | 0 | 0
STWD | 0 | 0 | 0 | 0 | 0 | 0
WT | 3147.1 | 17973.76 | 19479.36 | 26480.9 | 19023.29 | 3427.81
IGCC | 0 | 0 | 0 | 0 | 0 | 0
DemandResponse | 0 | 0 | 0 | 0 | 0 | 0
IGCC-CCS | 0 | 0 | 0 | 0 | 0 | 0
WT_off | 0 | 0 | 0 | 0 | 0 | 0
PseudoUnit | 0 | 0 | 0 | 0 | 0 | 0
FixedInterchange | 0 | 0 | 0 | 0 | 0 | 0
#2 | Cumulative New Build Capacity (MW)
Cumulative New Build Capacity by Reporting Type: Entergy
ReportingType | 2015 | 2020 | 2025 | 2030 | 2035 | 2040
BM | 0 | 0 | 0 | 0 | 0 | 235.6
CC | 2562.02 | 5415.71 | 5415.71 | 5415.71 | 5415.71 | 5415.71
CSP | 0 | 0 | 0 | 0 | 0 | 0
CT | 0 | 0 | 0 | 0 | 0 | 0
Coal | 720 | 720 | 720 | 720 | 720 | 720
Geo | 0 | 0 | 0 | 0 | 0 | 0
H | 0 | 0 | 0 | 0 | 0 | 1109
LFG | 0 | 0 | 107.4 | 107.4 | 107.4 | 107.4
Nuc | 170 | 170 | 170 | 170 | 170 | 170
PS | 0 | 0 | 0 | 0 | 0 | 0
PV | 0.29 | 61.82 | 91.21 | 91.21 | 91.21 | 92.59
PeakG | 0 | 0 | 0 | 0 | 0 | 0
PeakO | 0 | 0 | 0 | 0 | 0 | 0
ST | 0 | 0 | 0 | 0 | 0 | 0
STOG | 0 | 0 | 0 | 0 | 0 | 0
STWD | 0 | 0 | 0 | 0 | 0 | 0
WT | 0 | 0 | 0 | 0 | 0 | 100
IGCC | 0 | 0 | 0 | 0 | 0 | 0
DemandResponse | 0 | 0 | 0 | 0 | 0 | 0
IGCC-CCS | 0 | 0 | 0 | 0 | 0 | 0
WT_off | 0 | 0 | 0 | 0 | 0 | 0
PseudoUnit | 0 | 0 | 0 | 0 | 0 | 0
FixedInterchange | 0 | 0 | 0 | 0 | 0 | 0
Cumulative New Build Capacity by Reporting Type: FRCC
ReportingType | 2015 | 2020 | 2025 | 2030 | 2035 | 2040
BM | 0 | 0 | 0 | 0 | 0 | 0
CC | 12522.43 | 12797.46 | 12797.47 | 12797.47 | 12797.47 | 12797.47
CSP | 0 | 0 | 0 | 0 | 0 | 0
CT | 2480 | 2480 | 2480 | 2480 | 2480 | 2480
Coal | 0 | 0 | 0 | 0 | 0 | 0
Geo | 0 | 0 | 0 | 0 | 0 | 0
H | 0 | 0 | 0 | 0 | 0 | 0
LFG | 0 | 0 | 198 | 198 | 198 | 198
Nuc | 229.33 | 229.33 | 1913.32 | 4930.58 | 20930.23 | 26571.24
PS | 0 | 0 | 0 | 0 | 0 | 0
PV | 0 | 0 | 0 | 0 | 0 | 0
PeakG | 0 | 0 | 0 | 0 | 0 | 0
PeakO | 0 | 0 | 0 | 0 | 0 | 0
ST | 0 | 0 | 0 | 0 | 0 | 0
STOG | 0 | 0 | 0 | 0 | 0 | 0
STWD | 0 | 0 | 0 | 0 | 0 | 0
WT | 0 | 0 | 0 | 0 | 0 | 0
IGCC | 0 | 0 | 0 | 0 | 0 | 0
DemandResponse | 0 | 0 | 0 | 0 | 0 | 0
IGCC-CCS | 0 | 0 | 0 | 0 | 0 | 0
WT_off | 0 | 0 | 0 | 0 | 0 | 0
PseudoUnit | 0 | 0 | 0 | 0 | 0 | 0
FixedInterchange | 0 | 0 | 0 | 0 | 0 | 0
Cumulative New Build Capacity by Reporting Type: MAPP_US
ReportingType | 2015 | 2020 | 2025 | 2030 | 2035 | 2040
BM | 0 | 0 | 0 | 0 | 0 | 0
CC | 0 | 0.01 | 0.01 | 0.01 | 0.02 | 0.02
CSP | 0 | 0 | 0 | 0 | 0 | 0
CT | 308.3 | 522.51 | 522.51 | 629.75 | 664.71 | 695.72
Coal | 0 | 0 | 0 | 0 | 0 | 0
Geo | 0 | 0 | 0 | 0 | 0 | 0
H | 0 | 0 | 0 | 0 | 0 | 0
LFG | 0 | 0 | 0 | 71.67 | 71.67 | 71.67
Nuc | 0 | 0 | 0 | 0 | 0 | 0
PS | 0 | 0 | 0 | 0 | 0 | 0
PV | 0 | 0 | 0 | 0 | 0 | 0
PeakG | 0 | 0 | 0 | 0 | 0 | 0
PeakO | 0 | 0 | 0 | 0 | 0 | 0
ST | 0 | 0 | 0 | 0 | 0 | 0
STOG | 0 | 0 | 0 | 0 | 0 | 0
STWD | 0 | 0 | 0 | 0 | 0 | 0
WT | 421.3 | 2496.29 | 5668.27 | 5986.43 | 5986.43 | 5986.43
IGCC | 0 | 0 | 0 | 0 | 0 | 0
DemandResponse | 0 | 0 | 0 | 0 | 0 | 0
IGCC-CCS | 0 | 0 | 0 | 0 | 0 | 0
WT_off | 0 | 0 | 0 | 0 | 0 | 0
PseudoUnit | 0 | 0 | 0 | 0 | 0 | 0
FixedInterchange | 0 | 0 | 0 | 0 | 0 | 0
Cumulative New Build Capacity by Reporting Type: MISO_IN
ReportingType | 2015 | 2020 | 2025 | 2030 | 2035 | 2040
BM | 0 | 0 | 0 | 0 | 0 | 157.44
CC | 0.01 | 15374.72 | 15374.72 | 15374.72 | 15374.72 | 15374.72
CSP | 0 | 0 | 0 | 0 | 0 | 0
CT | 0 | 0 | 0 | 0 | 0 | 0
Coal | 0 | 0 | 0 | 0 | 0 | 0
Geo | 0 | 0 | 0 | 0 | 0 | 0
H | 0 | 0 | 0 | 0 | 0 | 0
LFG | 0 | 0 | 80.12 | 80.13 | 80.13 | 80.13
Nuc | 0 | 0 | 0 | 0 | 0 | 0
PS | 0 | 0 | 0 | 0 | 0 | 0
PV | 0 | 225.83 | 336.84 | 340.96 | 340.96 | 340.96
PeakG | 0 | 0 | 0 | 0 | 0 | 0
PeakO | 0 | 0 | 0 | 0 | 0 | 0
ST | 0 | 0 | 0 | 0 | 0 | 0
STOG | 0 | 0 | 0 | 0 | 0 | 0
STWD | 0 | 0 | 0 | 0 | 0 | 0
WT | 0 | 0 | 0 | 29316.56 | 43790.19 | 43790.19
IGCC | 618 | 618 | 618 | 618 | 618 | 618
DemandResponse | 0 | 0 | 0 | 0 | 0 | 0
IGCC-CCS | 0 | 0 | 0 | 0 | 0 | 0
WT_off | 0 | 0 | 0 | 0 | 0 | 0
PseudoUnit | 0 | 0 | 0 | 0 | 0 | 0
FixedInterchange | 0 | 0 | 0 | 0 | 0 | 0
Cumulative New Build Capacity by Reporting Type: MISO_MI
ReportingType | 2015 | 2020 | 2025 | 2030 | 2035 | 2040
BM | 0 | 0 | 0 | 0 | 0 | 1261.31
CC | 0.01 | 2393.34 | 2393.34 | 2393.34 | 2393.34 | 2393.34
CSP | 0 | 0 | 0 | 0 | 0 | 0
CT | 0 | 0 | 0 | 0 | 0 | 0
Coal | 0 | 0 | 0 | 0 | 0 | 0
Geo | 0 | 0 | 0 | 0 | 0 | 0
H | 0 | 0 | 0 | 0 | 0 | 0
LFG | 0 | 0 | 160.25 | 160.25 | 160.25 | 160.25
Nuc | 0 | 0 | 0 | 0 | 0 | 924.85
PS | 0 | 0 | 0 | 0 | 0 | 0
PV | 0 | 0 | 0 | 0 | 0 | 0
PeakG | 0 | 0 | 0 | 0 | 0 | 0
PeakO | 0 | 0 | 0 | 0 | 0 | 0
ST | 0 | 0 | 0 | 0 | 0 | 0
STOG | 0 | 0 | 0 | 0 | 0 | 0
STWD | 0 | 0 | 0 | 0 | 0 | 0
WT | 2000 | 2401.28 | 2401.28 | 2600 | 2600 | 2600
IGCC | 0 | 0 | 0 | 0 | 0 | 0
DemandResponse | 0 | 0 | 0 | 0 | 0 | 0
IGCC-CCS | 0 | 0 | 0 | 0 | 0 | 0
WT_off | 0 | 0 | 0 | 0 | 0 | 0
PseudoUnit | 0 | 0 | 0 | 0 | 0 | 0
FixedInterchange | 0 | 0 | 0 | 0 | 0 | 0
Cumulative New Build Capacity by Reporting Type: MISO_MO-IL
ReportingType | 2015 | 2020 | 2025 | 2030 | 2035 | 2040
BM | 0 | 0 | 0 | 0 | 0 | 0
CC | 0 | 1005.87 | 1005.87 | 1005.87 | 1005.87 | 1005.87
CSP | 0 | 0 | 0 | 0 | 0 | 0
CT | 0 | 0 | 0 | 0 | 0 | 0
Coal | 1790 | 1790 | 1790 | 1790 | 1790 | 1790
Geo | 0 | 0 | 0 | 0 | 0 | 0
H | 0 | 0 | 280 | 280 | 280 | 280
LFG | 0 | 0 | 191.17 | 223.33 | 223.33 | 223.33
Nuc | 0 | 0 | 0 | 0 | 0 | 0
PS | 0 | 0 | 0 | 0 | 0 | 0
PV | 0 | 0 | 0 | 0 | 0 | 0
PeakG | 0 | 0 | 0 | 0 | 0 | 0
PeakO | 0 | 0 | 0 | 0 | 0 | 0
ST | 0 | 0 | 0 | 0 | 0 | 0
STOG | 0 | 0 | 0 | 0 | 0 | 0
STWD | 0 | 0 | 0 | 0 | 0 | 0
WT | 300 | 300 | 5900 | 9912.34 | 9912.34 | 12814.05
IGCC | 0 | 0 | 0 | 0 | 0 | 0
DemandResponse | 0 | 0 | 0 | 0 | 0 | 0
IGCC-CCS | 0 | 0 | 0 | 0 | 0 | 0
WT_off | 0 | 0 | 0 | 0 | 0 | 0
PseudoUnit | 0 | 0 | 0 | 0 | 0 | 0
FixedInterchange | 0 | 0 | 0 | 0 | 0 | 0
Cumulative New Build Capacity by Reporting Type: MISO_W
ReportingType | 2015 | 2020 | 2025 | 2030 | 2035 | 2040
BM | 0 | 0 | 0 | 0 | 0 | 0
CC | 0.01 | 0.02 | 0.02 | 0.02 | 0.02 | 0.02
CSP | 0 | 0 | 0 | 0 | 0 | 0
CT | 0 | 0.01 | 0.01 | 0.01 | 0.01 | 0.01
Coal | 0 | 0 | 0 | 0 | 0 | 0
Geo | 0 | 0 | 0 | 0 | 0 | 0
H | 0 | 0 | 0 | 0 | 0 | 0
LFG | 0 | 0 | 0 | 71.67 | 71.67 | 71.67
Nuc | 94.33 | 94.33 | 94.33 | 94.33 | 94.33 | 94.33
PS | 0 | 0 | 0 | 0 | 0 | 0
PV | 0 | 0 | 0 | 0 | 0 | 0
PeakG | 0 | 0 | 0 | 0 | 0 | 0
PeakO | 0 | 0 | 0 | 0 | 0 | 0
ST | 0 | 0 | 0 | 0 | 0 | 0
STOG | 0 | 0 | 0 | 0 | 0 | 0
STWD | 0 | 0 | 0 | 0 | 0 | 0
WT | 2800.5 | 2800.5 | 57086.34 | 57086.34 | 57086.34 | 57411.49
IGCC | 0 | 0 | 0 | 0 | 0 | 0
DemandResponse | 0 | 0 | 0 | 0 | 0 | 0
IGCC-CCS | 0 | 0 | 0 | 0 | 0 | 0
WT_off | 0 | 0 | 0 | 0 | 0 | 0
PseudoUnit | 0 | 0 | 0 | 0 | 0 | 0
FixedInterchange | 0 | 0 | 0 | 0 | 0 | 0
Cumulative New Build Capacity by Reporting Type: MISO_WUMS
ReportingType | 2015 | 2020 | 2025 | 2030 | 2035 | 2040
BM | 0 | 0 | 0 | 0 | 0 | 997.87
CC | 2742.24 | 6977.8 | 6977.81 | 6977.81 | 6977.81 | 6977.81
CSP | 0 | 0 | 0 | 0 | 0 | 0
CT | 0 | 0 | 0 | 0 | 0 | 0
Coal | 615 | 615 | 615 | 615 | 615 | 615
Geo | 0 | 0 | 0 | 0 | 0 | 0
H | 0 | 1 | 1 | 1 | 1 | 1
LFG | 0 | 0 | 223.33 | 223.33 | 223.33 | 223.33
Nuc | 235 | 235 | 235 | 235 | 235 | 235
PS | 0 | 0 | 0 | 0 | 0 | 0
PV | 0 | 0 | 0 | 0 | 0 | 0
PeakG | 0 | 0 | 0 | 0 | 0 | 0
PeakO | 0 | 0 | 0 | 0 | 0 | 0
ST | 0 | 0 | 0 | 0 | 0 | 0
STOG | 0 | 0 | 0 | 0 | 0 | 0
STWD | 0 | 0 | 0 | 0 | 0 | 0
WT | 968.9 | 968.9 | 968.9 | 999.7 | 15850.92 | 16810
IGCC | 0 | 0 | 0 | 0 | 0 | 0
DemandResponse | 0 | 0 | 0 | 0 | 0 | 0
IGCC-CCS | 0 | 0 | 0 | 0 | 0 | 0
WT_off | 0 | 0 | 0 | 0 | 0 | 0
PseudoUnit | 0 | 0 | 0 | 0 | 0 | 0
FixedInterchange | 0 | 0 | 0 | 0 | 0 | 0
Cumulative New Build Capacity by Reporting Type: Nebraska
ReportingType | 2015 | 2020 | 2025 | 2030 | 2035 | 2040
BM | 0 | 0 | 0 | 0 | 0 | 0
CC | 0 | 0 | 0 | 0 | 0 | 0
CSP | 0 | 0 | 0 | 0 | 0 | 0
CT | 0 | 0 | 0 | 0 | 0 | 0
Coal | 232.1 | 232.1 | 232.1 | 232.1 | 232.1 | 232.1
Geo | 0 | 0 | 0 | 0 | 0 | 0
H | 0 | 0 | 0 | 0 | 0 | 0
LFG | 0 | 0 | 0 | 71.67 | 71.67 | 71.67
Nuc | 0 | 0 | 0 | 0 | 0 | 0
PS | 0 | 0 | 0 | 0 | 0 | 0
PV | 0 | 0 | 0 | 0 | 0 | 0
PeakG | 0 | 0 | 0 | 0 | 0 | 0
PeakO | 0 | 0 | 0 | 0 | 0 | 0
ST | 0 | 0 | 0 | 0 | 0 | 0
STOG | 0 | 0 | 0 | 0 | 0 | 0
STWD | 0 | 0 | 0 | 0 | 0 | 0
WT | 202 | 11827.75 | 17184.83 | 18457.96 | 24011.28 | 24011.28
IGCC | 0 | 0 | 0 | 0 | 0 | 0
DemandResponse | 0 | 0 | 0 | 0 | 0 | 0
IGCC-CCS | 0 | 0 | 0 | 0 | 0 | 0
WT_off | 0 | 0 | 0 | 0 | 0 | 0
PseudoUnit | 0 | 0 | 0 | 0 | 0 | 0
FixedInterchange | 0 | 0 | 0 | 0 | 0 | 0
Cumulative New Build Capacity by Reporting Type: NEISO
ReportingType | 2015 | 2020 | 2025 | 2030 | 2035 | 2040
BM | 252.2 | 252.2 | 252.2 | 252.2 | 252.2 | 252.2
CC | 2049.5 | 2049.5 | 2049.5 | 2049.5 | 2049.5 | 2049.5
CSP | 0 | 0 | 0 | 0 | 0 | 0
CT | 334 | 334 | 334 | 334 | 334 | 334
Coal | 0 | 0 | 0 | 0 | 0 | 0
Geo | 0 | 0 | 0 | 0 | 0 | 0
H | 0 | 0 | 0 | 0 | 3 | 3
LFG | 49.26 | 49.26 | 49.26 | 119 | 119 | 119
Nuc | 0 | 0 | 0 | 0 | 0 | 0
PS | 0 | 0 | 0 | 0 | 0 | 0
PV | 0 | 288.34 | 288.34 | 288.34 | 288.34 | 288.34
PeakG | 0 | 0 | 0 | 0 | 0 | 0
PeakO | 0 | 0 | 0 | 0 | 0 | 0
ST | 0 | 0 | 0 | 0 | 0 | 0
STOG | 0 | 0 | 0 | 0 | 0 | 0
STWD | 0 | 0 | 0 | 0 | 0 | 0
WT | 231.2 | 2734.71 | 4258.15 | 5280 | 16544.66 | 17007.2
IGCC | 0 | 0 | 0 | 0 | 0 | 0
DemandResponse | 0 | 0 | 0 | 0 | 0 | 0
IGCC-CCS | 0 | 0 | 0 | 0 | 0 | 0
WT_off | 468 | 468 | 468 | 468 | 468 | 468
PseudoUnit | 0 | 0 | 0 | 0 | 0 | 0
FixedInterchange | 0 | 0 | 0 | 0 | 0 | 0
Cumulative New Build Capacity by Reporting Type: NonRTO_Midwest
ReportingType | 2015 | 2020 | 2025 | 2030 | 2035 | 2040
BM | 0 | 0 | 0 | 0 | 0 | 3703.52
CC | 1761.34 | 5013.82 | 5013.86 | 5013.86 | 5013.86 | 5013.86
CSP | 0 | 0 | 0 | 0 | 0 | 0
CT | 0 | 0 | 0 | 0 | 0 | 0
Coal | 0 | 0 | 0 | 0 | 0 | 0
Geo | 0 | 0 | 0 | 0 | 0 | 0
H | 0 | 0 | 746 | 746 | 746 | 746
LFG | 0 | 0 | 160.25 | 160.25 | 160.25 | 160.25
Nuc | 0 | 0 | 0 | 0 | 1107.71 | 1107.71
PS | 0 | 0 | 0 | 0 | 0 | 0
PV | 0 | 0 | 0 | 0 | 0 | 0
PeakG | 0 | 0 | 0 | 0 | 0 | 0
PeakO | 0 | 0 | 0 | 0 | 0 | 0
ST | 0 | 0 | 0 | 0 | 0 | 0
STOG | 0 | 0 | 0 | 0 | 0 | 0
STWD | 0 | 0 | 0 | 0 | 0 | 0
WT | 0 | 0 | 0 | 0 | 0 | 0
IGCC | 0 | 0 | 0 | 0 | 0 | 0
DemandResponse | 0 | 0 | 0 | 0 | 0 | 0
IGCC-CCS | 0 | 0 | 0 | 0 | 0 | 0
WT_off | 0 | 0 | 0 | 0 | 0 | 0
PseudoUnit | 0 | 0 | 0 | 0 | 0 | 0
FixedInterchange | 0 | 0 | 0 | 0 | 0 | 0
Cumulative New Build Capacity by Reporting Type: NYISO_A-F
ReportingType | 2015 | 2020 | 2025 | 2030 | 2035 | 2040
BM | 0 | 0 | 0 | 0 | 0 | 0
CC | 639 | 639 | 639 | 639 | 639 | 639
CSP | 0 | 0 | 0 | 0 | 0 | 0
CT | 0 | 0 | 0 | 0 | 0 | 0
Coal | 0 | 0 | 0 | 0 | 0 | 0
Geo | 0 | 0 | 0 | 0 | 0 | 0
H | 0 | 0 | 0 | 0 | 0 | 0
LFG | 6.4 | 6.4 | 6.4 | 74.33 | 74.33 | 74.33
Nuc | 168 | 168 | 168 | 168 | 168 | 168
PS | 0 | 0 | 0 | 0 | 0 | 0
PV | 0 | 0 | 0 | 0 | 0 | 0
PeakG | 0 | 0 | 0 | 0 | 0 | 0
PeakO | 0 | 0 | 0 | 0 | 0 | 0
ST | 0 | 0 | 0 | 0 | 0 | 0
STOG | 0 | 0 | 0 | 0 | 0 | 0
STWD | 0 | 0 | 0 | 0 | 0 | 0
WT | 2476.3 | 3186.1 | 3186.1 | 3186.1 | 13490 | 13490
IGCC | 0 | 0 | 0 | 0 | 0 | 0
DemandResponse | 0 | 0 | 0 | 0 | 0 | 0
IGCC-CCS | 0 | 0 | 0 | 0 | 0 | 0
WT_off | 0 | 0 | 0 | 0 | 0 | 0
PseudoUnit | 0 | 0 | 0 | 0 | 0 | 0
FixedInterchange | 0 | 0 | 0 | 0 | 0 | 0
Cumulative New Build Capacity by Reporting Type: NYISO_G-I
ReportingType | 2015 | 2020 | 2025 | 2030 | 2035 | 2040
BM | 0 | 0 | 0 | 0 | 0 | 0
CC | 0 | 0 | 0 | 0 | 0 | 0
CSP | 0 | 0 | 0 | 0 | 0 | 0
CT | 0 | 0 | 0 | 0 | 0 | 0
Coal | 0 | 0 | 0 | 0 | 0 | 0
Geo | 0 | 0 | 0 | 0 | 0 | 0
H | 0 | 0 | 0 | 0 | 0 | 0
LFG | 0 | 0 | 0 | 74.33 | 74.33 | 74.33
Nuc | 0 | 0 | 0 | 0 | 545.08 | 2037.83
PS | 0 | 0 | 0 | 0 | 0 | 0
PV | 0 | 0 | 0 | 0 | 0 | 0
PeakG | 0 | 0 | 0 | 0 | 0 | 0
PeakO | 0 | 0 | 0 | 0 | 0 | 0
ST | 0 | 0 | 0 | 0 | 0 | 0
STOG | 0 | 0 | 0 | 0 | 0 | 0
STWD | 0 | 0 | 0 | 0 | 0 | 0
WT | 0 | 60 | 60 | 60.01 | 360 | 360
IGCC | 0 | 0 | 0 | 0 | 0 | 0
DemandResponse | 0 | 0 | 0 | 0 | 0 | 0
IGCC-CCS | 0 | 0 | 0 | 0 | 0 | 0
WT_off | 0 | 0 | 0 | 0 | 0 | 0
PseudoUnit | 0 | 0 | 0 | 0 | 0 | 0
FixedInterchange | 0 | 0 | 0 | 0 | 0 | 0
Cumulative New Build Capacity by Reporting Type: NYISO_J-K
ReportingType | 2015 | 2020 | 2025 | 2030 | 2035 | 2040
BM | 0 | 0 | 0 | 0 | 0 | 0
CC | 1175.4 | 1175.4 | 1175.4 | 1175.4 | 1175.4 | 1175.4
CSP | 0 | 0 | 0 | 0 | 0 | 0
CT | 0 | 0 | 0 | 0 | 0 | 0
Coal | 0 | 0 | 0 | 0 | 0 | 0
Geo | 0 | 0 | 0 | 0 | 0 | 0
H | 0 | 0 | 0 | 0 | 0 | 0
LFG | 0 | 0 | 0 | 74.33 | 74.33 | 74.33
Nuc | 0 | 0 | 0 | 0 | 0 | 0
PS | 0 | 0 | 0 | 0 | 0 | 0
PV | 32 | 32 | 32 | 32 | 32 | 32
PeakG | 0 | 0 | 0 | 0 | 0 | 0
PeakO | 0 | 0 | 0 | 0 | 0 | 0
ST | 0 | 0 | 0 | 0 | 0 | 0
STOG | 0 | 0 | 0 | 0 | 0 | 0
STWD | 0 | 0 | 0 | 0 | 0 | 0
WT | 0 | 0 | 0 | 0 | 330 | 330
IGCC | 0 | 0 | 0 | 0 | 0 | 0
DemandResponse | 0 | 0 | 0 | 0 | 0 | 0
IGCC-CCS | 0 | 0 | 0 | 0 | 0 | 0
WT_off | 0 | 0 | 0 | 0 | 0 | 0
PseudoUnit | 0 | 0 | 0 | 0 | 0 | 0
FixedInterchange | 0 | 0 | 0 | 0 | 0 | 0
Cumulative New Build Capacity by Reporting Type: PJM_E
ReportingType | 2015 | 2020 | 2025 | 2030 | 2035 | 2040
BM | 30 | 30 | 30 | 30 | 30 | 30
CC | 4634.3 | 4634.3 | 4634.3 | 4634.3 | 4634.3 | 4634.3
CSP | 0 | 0 | 0 | 0 | 0 | 0
CT | 26.2 | 26.2 | 26.2 | 26.2 | 26.2 | 26.2
Coal | 27 | 27 | 27 | 27 | 27 | 27
Geo | 0 | 0 | 0 | 0 | 0 | 0
H | 0 | 0 | 0 | 0 | 0 | 0
LFG | 9.1 | 142 | 142 | 142 | 142 | 142
Nuc | 38 | 38 | 38 | 38 | 38 | 38
PS | 0 | 0 | 0 | 0 | 0 | 0
PV | 25.45 | 25.45 | 25.45 | 25.45 | 25.45 | 25.45
PeakG | 0 | 0 | 0 | 0 | 0 | 0
PeakO | 0 | 0 | 0 | 0 | 0 | 0
ST | 0 | 0 | 0 | 0 | 0 | 0
STOG | 0 | 0 | 0 | 0 | 0 | 0
STWD | 0 | 0 | 0 | 0 | 0 | 0
WT | 1150 | 1150 | 1150 | 1150 | 1150 | 1150
IGCC | 0 | 0 | 0 | 0 | 0 | 0
DemandResponse | 0 | 0 | 0 | 0 | 0 | 0
IGCC-CCS | 0 | 0 | 0 | 0 | 0 | 0
WT_off | 0 | 0 | 1100 | 1100 | 1100 | 1100
PseudoUnit | 0 | 0 | 0 | 0 | 0 | 0
FixedInterchange | 0 | 0 | 0 | 0 | 0 | 0
Cumulative New Build Capacity by Reporting Type: PJM_ROM
ReportingType | 2015 | 2020 | 2025 | 2030 | 2035 | 2040
BM | 18 | 18 | 18 | 18 | 18 | 95.64
CC | 1678.5 | 1678.5 | 1678.5 | 1678.5 | 1678.5 | 1678.5
CSP | 0 | 0 | 0 | 0 | 0 | 0
CT | 16 | 16 | 16 | 16 | 16 | 16
Coal | 32.5 | 32.5 | 32.5 | 32.5 | 32.5 | 32.5
Geo | 0 | 0 | 0 | 0 | 0 | 0
H | 0 | 0 | 0 | 678 | 678 | 678
LFG | 18.9 | 284 | 284 | 284 | 284 | 284
Nuc | 0 | 0 | 0 | 0 | 5510.74 | 11138.24
PS | 0 | 0 | 0 | 0 | 0 | 0
PV | 0 | 1355.2 | 2113.94 | 2283.77 | 2296.57 | 2357.65
PeakG | 0 | 0 | 0 | 0 | 0 | 0
PeakO | 0 | 0 | 0 | 0 | 0 | 0
ST | 0 | 0 | 0 | 0 | 0 | 0
STOG | 0 | 0 | 0 | 0 | 0 | 0
STWD | 0 | 0 | 0 | 0 | 0 | 0
WT | 479.8 | 1230 | 1230 | 1230 | 1230 | 1230
IGCC | 0 | 0 | 0 | 0 | 0 | 0
DemandResponse | 0 | 0 | 0 | 0 | 0 | 0
IGCC-CCS | 0 | 0 | 0 | 0 | 0 | 0
WT_off | 0 | 0 | 0 | 0 | 0 | 0
PseudoUnit | 0 | 0 | 0 | 0 | 0 | 0
FixedInterchange | 0 | 0 | 0 | 0 | 0 | 0
Cumulative New Build Capacity by Reporting Type: PJM_ROR
ReportingType | 2015 | 2020 | 2025 | 2030 | 2035 | 2040
BM | 385 | 385 | 385 | 385 | 385 | 385
CC | 3077 | 20751.52 | 20751.53 | 22804.93 | 22804.93 | 22804.93
CSP | 0 | 0 | 0 | 0 | 0 | 0
CT | 29 | 29 | 29 | 29 | 29 | 29
Coal | 2164 | 2164 | 2164 | 2164 | 2164 | 2164
Geo | 0 | 0 | 0 | 0 | 0 | 0
H | 0 | 503 | 503 | 503 | 503 | 503
LFG | 57.4 | 57.4 | 571.11 | 571.11 | 571.11 | 571.11
Nuc | 38 | 38 | 38 | 38 | 3404.82 | 19729.27
PS | 0 | 0 | 0 | 0 | 0 | 0
PV | 0 | 0 | 0 | 0 | 0 | 0
PeakG | 0 | 0 | 0 | 0 | 0 | 0
PeakO | 0 | 0 | 0 | 0 | 0 | 0
ST | 0 | 0 | 0 | 0 | 0 | 0
STOG | 0 | 0 | 0 | 0 | 0 | 0
STWD | 0 | 0 | 0 | 0 | 0 | 0
WT | 8325.7 | 8517.4 | 15564.8 | 16571.16 | 16571.16 | 16571.16
IGCC | 0 | 0 | 0 | 0 | 0 | 0
DemandResponse | 0 | 0 | 0 | 0 | 0 | 0
IGCC-CCS | 0 | 0 | 0 | 0 | 0 | 0
WT_off | 0 | 0 | 0 | 0 | 0 | 0
PseudoUnit | 0 | 0 | 0 | 0 | 0 | 0
FixedInterchange | 0 | 0 | 0 | 0 | 0 | 0
Cumulative New Build Capacity by Reporting Type: SOCO
ReportingType | 2015 | 2020 | 2025 | 2030 | 2035 | 2040
BM | 55 | 55 | 55 | 55 | 55 | 4153.32
CC | 5026.9 | 12747.05 | 12747.06 | 12747.06 | 12747.06 | 12747.06
CSP | 0 | 0 | 0 | 0 | 0 | 0
CT | 0 | 0 | 0 | 0 | 0 | 0
Coal | 0 | 0 | 0 | 0 | 0 | 0
Geo | 0 | 0 | 0 | 0 | 0 | 0
H | 0 | 0 | 0 | 0 | 0 | 0
LFG | 0 | 0 | 107.4 | 107.4 | 107.4 | 107.4
Nuc | 70 | 2270 | 2270 | 2546.58 | 13260.77 | 17195.81
PS | 0 | 0 | 0 | 0 | 0 | 0
PV | 0 | 0 | 0 | 0 | 0 | 0
PeakG | 0 | 0 | 0 | 0 | 0 | 0
PeakO | 0 | 0 | 0 | 0 | 0 | 0
ST | 0 | 0 | 0 | 0 | 0 | 0
STOG | 0 | 0 | 0 | 0 | 0 | 0
STWD | 0 | 0 | 0 | 0 | 0 | 0
WT | 0 | 0 | 0 | 0 | 100 | 100
IGCC | 0 | 0 | 0 | 0 | 0 | 0
DemandResponse | 0 | 0 | 0 | 0 | 0 | 0
IGCC-CCS | 0 | 0 | 0 | 0 | 0 | 0
WT_off | 0 | 0 | 0 | 0 | 0 | 0
PseudoUnit | 0 | 0 | 0 | 0 | 0 | 0
FixedInterchange | 0 | 0 | 0 | 0 | 0 | 0
Cumulative New Build Capacity by Reporting Type: SPP_N
ReportingType | 2015 | 2020 | 2025 | 2030 | 2035 | 2040
BM | 0 | 0 | 0 | 0 | 0 | 0
CC | 0 | 0.01 | 0.01 | 0.01 | 0.01 | 0.01
CSP | 0 | 0 | 0 | 0 | 0 | 0
CT | 0 | 648.35 | 648.35 | 648.35 | 648.35 | 648.35
Coal | 465.04 | 465.04 | 465.04 | 465.04 | 465.04 | 465.04
Geo | 0 | 0 | 0 | 0 | 0 | 0
H | 0 | 0 | 0 | 0 | 0 | 0
LFG | 0 | 0 | 0 | 95 | 95 | 95
Nuc | 0 | 0 | 0 | 0 | 0 | 0
PS | 0 | 0 | 0 | 0 | 0 | 0
PV | 0 | 0 | 0 | 0 | 0 | 0
PeakG | 0 | 0 | 0 | 0 | 0 | 0
PeakO | 0 | 0 | 0 | 0 | 0 | 0
ST | 0 | 0 | 0 | 0 | 0 | 0
STOG | 0 | 0 | 0 | 0 | 0 | 0
STWD | 0 | 0 | 0 | 0 | 0 | 0
WT | 0 | 16185 | 52704.28 | 59090.01 | 70325.39 | 73141.18
IGCC | 0 | 0 | 0 | 0 | 0 | 0
DemandResponse | 0 | 0 | 0 | 0 | 0 | 0
IGCC-CCS | 0 | 0 | 0 | 0 | 0 | 0
WT_off | 0 | 0 | 0 | 0 | 0 | 0
PseudoUnit | 0 | 0 | 0 | 0 | 0 | 0
FixedInterchange | 0 | 0 | 0 | 0 | 0 | 0
Cumulative New Build Capacity by Reporting Type: SPP_S
ReportingType | 2015 | 2020 | 2025 | 2030 | 2035 | 2040
BM | 0 | 0 | 0 | 0 | 0 | 0
CC | 0.01 | 573.63 | 573.63 | 573.63 | 573.63 | 573.63
CSP | 0 | 0 | 0 | 0 | 0 | 0
CT | 412.99 | 1104 | 1104 | 1104 | 1104 | 1104
Coal | 988 | 988 | 988 | 988 | 988 | 988
Geo | 0 | 0 | 0 | 0 | 0 | 0
H | 0 | 0 | 0 | 0 | 0 | 0
LFG | 0 | 0 | 0 | 95 | 95 | 95
Nuc | 0 | 0 | 0 | 0 | 0 | 0
PS | 0 | 0 | 0 | 0 | 0 | 0
PV | 0 | 0 | 0 | 0 | 0 | 0
PeakG | 0 | 0 | 0 | 0 | 0 | 0
PeakO | 0 | 0 | 0 | 0 | 0 | 0
ST | 0 | 0 | 0 | 0 | 0 | 0
STOG | 0 | 0 | 0 | 0 | 0 | 0
STWD | 0 | 0 | 0 | 0 | 0 | 0
WT | 430 | 38846.66 | 40706.51 | 43286.45 | 52644.89 | 54591.19
IGCC | 0 | 0 | 0 | 0 | 0 | 0
DemandResponse | 0 | 0 | 0 | 0 | 0 | 0
IGCC-CCS | 0 | 0 | 0 | 0 | 0 | 0
WT_off | 0 | 0 | 0 | 0 | 0 | 0
PseudoUnit | 0 | 0 | 0 | 0 | 0 | 0
FixedInterchange | 0 | 0 | 0 | 0 | 0 | 0
Cumulative New Build Capacity by Reporting Type: TVA
ReportingType | 2015 | 2020 | 2025 | 2030 | 2035 | 2040
BM | 0 | 0 | 0 | 0 | 0 | 4780.69
CC | 2284.5 | 9021.99 | 9021.99 | 9021.99 | 9021.99 | 9021.99
CSP | 0 | 0 | 0 | 0 | 0 | 0
CT | 0 | 0 | 0 | 0 | 0 | 0
Coal | 0 | 0 | 0 | 0 | 0 | 0
Geo | 0 | 0 | 0 | 0 | 0 | 0
H | 0 | 0 | 0 | 27 | 27 | 27
LFG | 0 | 0 | 107.4 | 107.4 | 107.4 | 107.4
Nuc | 1697.89 | 1697.89 | 1697.89 | 1697.89 | 7351.97 | 7351.97
PS | 0 | 0 | 0 | 0 | 0 | 0
PV | 0 | 0 | 0 | 0 | 0 | 0
PeakG | 0 | 0 | 0 | 0 | 0 | 0
PeakO | 0 | 0 | 0 | 0 | 0 | 0
ST | 0 | 0 | 0 | 0 | 0 | 0
STOG | 0 | 0 | 0 | 0 | 0 | 0
STWD | 0 | 0 | 0 | 0 | 0 | 0
WT | 0 | 0 | 0 | 0 | 100 | 100
IGCC | 0 | 0 | 0 | 0 | 0 | 0
DemandResponse | 0 | 0 | 0 | 0 | 0 | 0
IGCC-CCS | 0 | 0 | 0 | 0 | 0 | 0
WT_off | 0 | 0 | 0 | 0 | 0 | 0
PseudoUnit | 0 | 0 | 0 | 0 | 0 | 0
FixedInterchange | 0 | 0 | 0 | 0 | 0 | 0
Cumulative New Build Capacity by Reporting Type: TVA_Transmission
ReportingType | 2015 | 2020 | 2025 | 2030 | 2035 | 2040
BM | 0 | 0 | 0 | 0 | 0 | 0
CC | 0 | 0 | 0 | 0 | 0 | 0
CSP | 0 | 0 | 0 | 0 | 0 | 0
CT | 0 | 0 | 0 | 0 | 0 | 0
Coal | 0 | 0 | 0 | 0 | 0 | 0
Geo | 0 | 0 | 0 | 0 | 0 | 0
H | 0 | 0 | 0 | 0 | 0 | 0
LFG | 0 | 0 | 0 | 0 | 0 | 0
Nuc | 0 | 0 | 0 | 0 | 0 | 0
PS | 0 | 0 | 0 | 0 | 0 | 0
PV | 0 | 0 | 0 | 0 | 0 | 0
PeakG | 0 | 0 | 0 | 0 | 0 | 0
PeakO | 0 | 0 | 0 | 0 | 0 | 0
ST | 0 | 0 | 0 | 0 | 0 | 0
STOG | 0 | 0 | 0 | 0 | 0 | 0
STWD | 0 | 0 | 0 | 0 | 0 | 0
WT | 0 | 0 | 0 | 0 | 0 | 0
IGCC | 0 | 0 | 0 | 0 | 0 | 0
DemandResponse | 0 | 0 | 0 | 0 | 0 | 0
IGCC-CCS | 0 | 0 | 0 | 0 | 0 | 0
WT_off | 0 | 0 | 0 | 0 | 0 | 0
PseudoUnit | 0 | 0 | 0 | 0 | 0 | 0
FixedInterchange | 0 | 0 | 0 | 0 | 0 | 0
Cumulative New Build Capacity by Reporting Type: VACAR
ReportingType | 2015 | 2020 | 2025 | 2030 | 2035 | 2040
BM | 0.92 | 171.13 | 709.69 | 722.42 | 722.42 | 6986.31
CC | 14482.56 | 15344.16 | 15344.16 | 15344.16 | 15344.16 | 15344.16
CSP | 0 | 0 | 0 | 0 | 0 | 0
CT | 717.25 | 717.25 | 717.25 | 717.25 | 717.25 | 717.25
Coal | 825 | 825 | 825 | 825 | 825 | 825
Geo | 0 | 0 | 0 | 0 | 0 | 0
H | 0 | 0 | 0 | 0 | 0 | 0
LFG | 0.34 | 107.4 | 107.4 | 107.4 | 107.4 | 107.4
Nuc | 0 | 2330 | 2330 | 6197.76 | 13888.43 | 19477.76
PS | 0 | 0 | 0 | 0 | 0 | 0
PV | 0 | 133.61 | 135.95 | 136.75 | 136.75 | 139.75
PeakG | 0 | 0 | 0 | 0 | 0 | 0
PeakO | 0 | 0 | 0 | 0 | 0 | 0
ST | 0 | 0 | 0 | 0 | 0 | 0
STOG | 0 | 0 | 0 | 0 | 0 | 0
STWD | 0 | 0 | 0 | 0 | 0 | 0
WT | 0.9 | 3500 | 3500 | 3500 | 3500 | 3500
IGCC | 0 | 0 | 0 | 0 | 0 | 0
DemandResponse | 0 | 0 | 0 | 0 | 0 | 0
IGCC-CCS | 0 | 0 | 0 | 0 | 0 | 0
WT_off | 1 | 1 | 1 | 1 | 1 | 1
PseudoUnit | 0 | 0 | 0 | 0 | 0 | 0
FixedInterchange | 0 | 0 | 0 | 0 | 0 | 0
Cumulative New Build Capacity by Reporting Type: IESO
ReportingType | 2015 | 2020 | 2025 | 2030 | 2035 | 2040
BM | 326.33 | 326.33 | 326.33 | 326.33 | 326.33 | 326.33
CC | 1263 | 1263 | 1263 | 1263 | 1263 | 1263
CSP | 0 | 0 | 0 | 0 | 0 | 0
CT | 368 | 368 | 368 | 368 | 368 | 368
Coal | 0 | 0 | 0 | 0 | 0 | 0
Geo | 0 | 0 | 0 | 0 | 0 | 0
H | 0 | 0 | 0 | 0 | 250 | 250
LFG | 14.5 | 14.5 | 14.5 | 15 | 15 | 15
Nuc | 0 | 0 | 0 | 0 | 0 | 0
PS | 0 | 0 | 0 | 0 | 0 | 0
PV | 1067.26 | 1067.26 | 1067.26 | 1067.26 | 1067.26 | 1067.26
PeakG | 0 | 0 | 0 | 0 | 0 | 0
PeakO | 0 | 0 | 0 | 0 | 0 | 0
ST | 0 | 0 | 0 | 0 | 0 | 0
STOG | 0 | 0 | 0 | 0 | 0 | 0
STWD | 0 | 0 | 0 | 0 | 0 | 0
WT | 2105.9 | 2105.9 | 2105.9 | 2105.9 | 2105.9 | 3606.28
IGCC | 0 | 0 | 0 | 0 | 0 | 0
DemandResponse | 0 | 0 | 0 | 0 | 0 | 0
IGCC-CCS | 0 | 0 | 0 | 0 | 0 | 0
WT_off | 0 | 0 | 0 | 0 | 0 | 0
PseudoUnit | 0 | 0 | 0 | 0 | 0 | 0
FixedInterchange | 0 | 0 | 0 | 0 | 0 | 0
Cumulative New Build Capacity by Reporting Type: MAPP_CA
ReportingType | 2015 | 2020 | 2025 | 2030 | 2035 | 2040
BM | 0 | 0 | 0 | 0 | 0 | 0
CC | 281.76 | 281.76 | 281.76 | 281.76 | 281.76 | 281.76
CSP | 0 | 0 | 0 | 0 | 0 | 0
CT | 0 | 0 | 0 | 0 | 0 | 0
Coal | 0 | 0 | 0 | 0 | 0 | 0
Geo | 0 | 0 | 0 | 0 | 0 | 0
H | 0 | 695 | 1944.54 | 3822.19 | 4090.57 | 4090.57
LFG | 0 | 0 | 0 | 0 | 0 | 0
Nuc | 0 | 0 | 0 | 0 | 0 | 0
PS | 0 | 0 | 0 | 0 | 0 | 0
PV | 0 | 0 | 0 | 0 | 0 | 0
PeakG | 0 | 0 | 0 | 0 | 0 | 0
PeakO | 0 | 0 | 0 | 0 | 0 | 0
ST | 0 | 0 | 0 | 0 | 0 | 0
STOG | 0 | 0 | 0 | 0 | 0 | 0
STWD | 0 | 0 | 0 | 0 | 0 | 0
WT | 302.4 | 302.4 | 302.4 | 302.4 | 302.4 | 302.4
IGCC | 0 | 0 | 0 | 0 | 0 | 0
DemandResponse | 0 | 0 | 0 | 0 | 0 | 0
IGCC-CCS | 0 | 0 | 0 | 0 | 0 | 0
WT_off | 0 | 0 | 0 | 0 | 0 | 0
PseudoUnit | 0 | 0 | 0 | 0 | 0 | 0
FixedInterchange | 0 | 0 | 0 | 0 | 0 | 0
Cumulative New Build Capacity by Reporting Type: AZ_NM_SNV_Coal
ReportingType | 2015 | 2020 | 2025 | 2030 | 2035 | 2040
BM | 0 | 0 | 0 | 0 | 0 | 0
CC | 0 | 0 | 0 | 0 | 0 | 0
CSP | 0 | 0 | 0 | 0 | 0 | 0
CT | 0 | 0 | 0 | 0 | 0 | 0
Coal | 0 | 0 | 0 | 0 | 0 | 0
Geo | 0 | 0 | 0 | 0 | 0 | 0
H | 0 | 0 | 0 | 0 | 0 | 0
LFG | 0 | 0 | 0 | 0 | 0 | 0
Nuc | 0 | 0 | 0 | 0 | 0 | 0
PS | 0 | 0 | 0 | 0 | 0 | 0
PV | 0 | 0 | 0 | 0 | 0 | 0
PeakG | 0 | 0 | 0 | 0 | 0 | 0
PeakO | 0 | 0 | 0 | 0 | 0 | 0
ST | 0 | 0 | 0 | 0 | 0 | 0
STOG | 0 | 0 | 0 | 0 | 0 | 0
STWD | 0 | 0 | 0 | 0 | 0 | 0
WT | 0 | 0 | 0 | 0 | 0 | 0
IGCC | 0 | 0 | 0 | 0 | 0 | 0
DemandResponse | 0 | 0 | 0 | 0 | 0 | 0
IGCC-CCS | 0 | 0 | 0 | 0 | 0 | 0
WT_off | 0 | 0 | 0 | 0 | 0 | 0
PseudoUnit | 0 | 0 | 0 | 0 | 0 | 0
FixedInterchange | 0 | 0 | 0 | 0 | 0 | 0
Cumulative New Build Capacity by Reporting Type: AZ_NM_SNV_Gas
ReportingType | 2015 | 2020 | 2025 | 2030 | 2035 | 2040
BM | 0 | 0 | 0 | 0 | 0 | 0
CC | 668 | 2131.6 | 2131.61 | 2131.61 | 2131.61 | 2131.61
CSP | 0 | 0 | 0 | 0 | 0 | 0
CT | 736 | 736 | 736 | 736 | 736 | 736
Coal | 0 | 0 | 0 | 0 | 0 | 0
Geo | 0 | 0 | 0 | 0 | 0 | 0
H | 0 | 0 | 0 | 0 | 0 | 0
LFG | 0 | 0 | 0 | 0 | 0 | 0
Nuc | 0 | 0 | 0 | 0 | 0 | 0
PS | 0 | 0 | 0 | 0 | 0 | 0
PV | 0 | 0 | 0 | 0 | 0 | 0
PeakG | 0 | 0 | 0 | 0 | 0 | 0
PeakO | 0 | 0 | 0 | 0 | 0 | 0
ST | 0 | 0 | 0 | 0 | 0 | 0
STOG | 0 | 0 | 0 | 0 | 0 | 0
STWD | 0 | 0 | 0 | 0 | 0 | 0
WT | 0 | 0 | 0 | 0 | 0 | 0
IGCC | 0 | 0 | 0 | 0 | 0 | 0
DemandResponse | 0 | 0 | 0 | 0 | 0 | 0
IGCC-CCS | 0 | 0 | 0 | 0 | 0 | 0
WT_off | 0 | 0 | 0 | 0 | 0 | 0
PseudoUnit | 0 | 0 | 0 | 0 | 0 | 0
FixedInterchange | 0 | 0 | 0 | 0 | 0 | 0
Cumulative New Build Capacity by Reporting Type: AZ_NM_SNV_NucRenew
ReportingType | 2015 | 2020 | 2025 | 2030 | 2035 | 2040
BM | 0 | 0 | 0 | 0 | 0 | 0
CC | 0 | 0 | 0 | 0 | 0 | 0
CSP | 0 | 0 | 0 | 0 | 0 | 0
CT | 0 | 0 | 0 | 0 | 0 | 0
Coal | 0 | 0 | 0 | 0 | 0 | 0
Geo | 0 | 25 | 1450 | 1450 | 1450 | 1450
H | 0 | 0 | 0 | 0 | 0 | 0
LFG | 0 | 60.67 | 60.67 | 60.67 | 60.67 | 60.67
Nuc | 0 | 0 | 0 | 2592.02 | 9013.93 | 11694.02
PS | 0 | 0 | 0 | 0 | 0 | 0
PV | 95.7 | 95.7 | 95.7 | 95.7 | 95.7 | 95.7
PeakG | 0 | 0 | 0 | 0 | 0 | 0
PeakO | 0 | 0 | 0 | 0 | 0 | 0
ST | 280 | 725.61 | 953.39 | 963.12 | 1484.87 | 1484.87
STOG | 0 | 0 | 0 | 0 | 0 | 0
STWD | 0 | 0 | 0 | 0 | 0 | 0
WT | 65.1 | 11854.92 | 11879.99 | 12014.44 | 12014.44 | 12014.44
IGCC | 0 | 0 | 0 | 0 | 0 | 0
DemandResponse | 0 | 0 | 0 | 0 | 0 | 0
IGCC-CCS | 0 | 0 | 0 | 0 | 0 | 0
WT_off | 0 | 0 | 0 | 0 | 0 | 0
PseudoUnit | 0 | 0 | 0 | 0 | 0 | 0
FixedInterchange | 0 | 0 | 0 | 0 | 0 | 0
Cumulative New Build Capacity by Reporting Type: ERCOT
ReportingType | 2015 | 2020 | 2025 | 2030 | 2035 | 2040
BM | 145 | 145 | 145 | 145 | 145 | 4064.97
CC | 12774.21 | 16441.69 | 16441.69 | 16441.69 | 16441.69 | 16441.69
CSP | 0 | 0 | 0 | 0 | 0 | 0
CT | 250 | 250 | 250 | 250 | 250 | 250
Coal | 2020 | 2020 | 2020 | 2020 | 2020 | 2020
Geo | 0 | 0 | 0 | 0 | 0 | 0
H | 0 | 0 | 0 | 0 | 0 | 0
LFG | 0 | 0 | 354 | 354 | 354 | 354
Nuc | 0 | 0 | 0 | 0 | 10880.37 | 10880.37
PS | 0 | 0 | 0 | 0 | 0 | 0
PV | 14 | 14 | 14 | 14 | 14 | 14
PeakG | 0 | 0 | 0 | 0 | 0 | 0
PeakO | 0 | 0 | 0 | 0 | 0 | 0
ST | 0 | 0 | 0 | 0 | 0 | 0
STOG | 0 | 0 | 0 | 0 | 0 | 0
STWD | 0 | 0 | 0 | 0 | 0 | 0
WT | 350.1 | 350.1 | 19804.39 | 19804.39 | 19804.45 | 20058.02
IGCC | 0 | 0 | 0 | 0 | 0 | 0
DemandResponse | 0 | 0 | 0 | 0 | 0 | 0
IGCC-CCS | 0 | 0 | 0 | 0 | 0 | 0
WT_off | 0 | 0 | 0 | 0 | 0 | 0
PseudoUnit | 0 | 0 | 0 | 0 | 0 | 0
FixedInterchange | 0 | 0 | 0 | 0 | 0 | 0
Cumulative New Build Capacity by Reporting Type: NP15
ReportingType | 2015 | 2020 | 2025 | 2030 | 2035 | 2040
BM | 0 | 0 | 0 | 0 | 0 | 0
CC | 3257.4 | 3257.42 | 4104.49 | 4104.49 | 4104.49 | 4104.49
CSP | 0 | 0 | 0 | 0 | 0 | 0
CT | 212.6 | 212.6 | 212.6 | 212.6 | 212.6 | 212.6
Coal | 0 | 0 | 0 | 0 | 0 | 0
Geo | 0 | 600 | 600 | 600 | 600 | 600
H | 0 | 0 | 0 | 0 | 0 | 0
LFG | 0 | 565 | 565 | 565 | 565 | 565
Nuc | 0 | 0 | 0 | 205.78 | 3874.1 | 8208.85
PS | 0 | 0 | 0 | 0 | 0 | 0
PV | 6.5 | 6.5 | 6.5 | 6.5 | 6.5 | 6.5
PeakG | 0 | 0 | 0 | 0 | 0 | 0
PeakO | 0 | 0 | 0 | 0 | 0 | 0
ST | 29 | 29 | 29 | 29 | 29 | 29
STOG | 0 | 0 | 0 | 0 | 0 | 0
STWD | 0 | 0 | 0 | 0 | 0 | 0
WT | 101.2 | 2739.93 | 2739.93 | 3400 | 11821.97 | 12542.4
IGCC | 0 | 0 | 0 | 0 | 0 | 0
DemandResponse | 0 | 0 | 0 | 0 | 0 | 0
IGCC-CCS | 0 | 0 | 0 | 0 | 0 | 0
WT_off | 0 | 0 | 0 | 0 | 0 | 0
PseudoUnit | 0 | 0 | 0 | 0 | 0 | 0
FixedInterchange | 0 | 0 | 0 | 0 | 0 | 0
Cumulative New Build Capacity by Reporting Type: NWPP_Coal
ReportingType | 2015 | 2020 | 2025 | 2030 | 2035 | 2040
BM | 0 | 0 | 0 | 0 | 0 | 0
CC | 0 | 0 | 0 | 0 | 0 | 0
CSP | 0 | 0 | 0 | 0 | 0 | 0
CT | 0 | 0 | 0 | 0 | 0 | 0
Coal | 0 | 0 | 0 | 0 | 0 | 0
Geo | 0 | 0 | 0 | 0 | 0 | 0
H | 0 | 0 | 0 | 0 | 0 | 0
LFG | 0 | 0 | 0 | 0 | 0 | 0
Nuc | 0 | 0 | 0 | 0 | 0 | 0
PS | 0 | 0 | 0 | 0 | 0 | 0
PV | 0 | 0 | 0 | 0 | 0 | 0
PeakG | 0 | 0 | 0 | 0 | 0 | 0
PeakO | 0 | 0 | 0 | 0 | 0 | 0
ST | 0 | 0 | 0 | 0 | 0 | 0
STOG | 0 | 0 | 0 | 0 | 0 | 0
STWD | 0 | 0 | 0 | 0 | 0 | 0
WT | 0 | 0 | 0 | 0 | 0 | 0
IGCC | 0 | 0 | 0 | 0 | 0 | 0
DemandResponse | 0 | 0 | 0 | 0 | 0 | 0
IGCC-CCS | 0 | 0 | 0 | 0 | 0 | 0
WT_off | 0 | 0 | 0 | 0 | 0 | 0
PseudoUnit | 0 | 0 | 0 | 0 | 0 | 0
FixedInterchange | 0 | 0 | 0 | 0 | 0 | 0
Cumulative New Build Capacity by Reporting Type: NWPP_Gas
ReportingType | 2015 | 2020 | 2025 | 2030 | 2035 | 2040
BM | 0 | 0 | 0 | 0 | 0 | 0
CC | 300 | 796.3 | 1296.53 | 1296.53 | 1296.53 | 1296.53
CSP | 0 | 0 | 0 | 0 | 0 | 0
CT | 150 | 150 | 150 | 150 | 150 | 150
Coal | 0 | 0 | 0 | 0 | 0 | 0
Geo | 0 | 0 | 0 | 0 | 0 | 0
H | 0 | 0 | 0 | 0 | 0 | 0
LFG | 0 | 0 | 0 | 0 | 0 | 0
Nuc | 0 | 0 | 0 | 0 | 0 | 0
PS | 0 | 0 | 0 | 0 | 0 | 0
PV | 0 | 0 | 0 | 0 | 0 | 0
PeakG | 0 | 0 | 0 | 0 | 0 | 0
PeakO | 0 | 0 | 0 | 0 | 0 | 0
ST | 0 | 0 | 0 | 0 | 0 | 0
STOG | 0 | 0 | 0 | 0 | 0 | 0
STWD | 0 | 0 | 0 | 0 | 0 | 0
WT | 0 | 0 | 0 | 0 | 0 | 0
IGCC | 0 | 0 | 0 | 0 | 0 | 0
DemandResponse | 0 | 0 | 0 | 0 | 0 | 0
IGCC-CCS | 0 | 0 | 0 | 0 | 0 | 0
WT_off | 0 | 0 | 0 | 0 | 0 | 0
PseudoUnit | 0 | 0 | 0 | 0 | 0 | 0
FixedInterchange | 0 | 0 | 0 | 0 | 0 | 0
Cumulative New Build Capacity by Reporting Type: NWPP_NucRenew
ReportingType | 2015 | 2020 | 2025 | 2030 | 2035 | 2040
BM | 32.55 | 32.55 | 32.55 | 32.55 | 32.55 | 1037.1
CC | 0 | 0 | 0 | 0 | 0 | 0
CSP | 0 | 0 | 0 | 0 | 0 | 0
CT | 0 | 0 | 0 | 0 | 0 | 0
Coal | 0 | 0 | 0 | 0 | 0 | 0
Geo | 86 | 86 | 520 | 520 | 520 | 520
H | 0 | 0 | 0 | 0 | 335 | 335
LFG | 25.5 | 263.04 | 270 | 270 | 270 | 270
Nuc | 0 | 0 | 0 | 0 | 3775.15 | 4747.98
PS | 0 | 0 | 0 | 0 | 0 | 0
PV | 0 | 0 | 0 | 0 | 0 | 0
PeakG | 0 | 0 | 0 | 0 | 0 | 0
PeakO | 0 | 0 | 0 | 0 | 0 | 0
ST | 0 | 0 | 0 | 0 | 0 | 0
STOG | 0 | 0 | 0 | 0 | 0 | 0
STWD | 0 | 0 | 0 | 0 | 0 | 0
WT | 977.3 | 977.3 | 977.3 | 11962.11 | 22316.37 | 24634.41
IGCC | 0 | 0 | 0 | 0 | 0 | 0
DemandResponse | 0 | 0 | 0 | 0 | 0 | 0
IGCC-CCS | 0 | 0 | 0 | 0 | 0 | 0
WT_off | 0 | 0 | 0 | 0 | 0 | 0
PseudoUnit | 0 | 0 | 0 | 0 | 0 | 0
FixedInterchange | 0 | 0 | 0 | 0 | 0 | 0
Cumulative New Build Capacity by Reporting Type: RMPA
ReportingType | 2015 | 2020 | 2025 | 2030 | 2035 | 2040
BM | 0 | 0 | 0 | 0 | 0 | 596.95
CC | 0 | 719.64 | 1053.38 | 1053.38 | 1053.38 | 1053.38
CSP | 0 | 0 | 0 | 0 | 0 | 0
CT | 152 | 152 | 152 | 152 | 152 | 152
Coal | 390 | 390 | 390 | 390 | 390 | 390
Geo | 0 | 0 | 2570 | 2570 | 2570 | 2570
H | 0 | 0 | 0 | 0 | 0 | 0
LFG | 1.4 | 30.33 | 30.33 | 30.33 | 30.33 | 30.33
Nuc | 0 | 0 | 0 | 1745.9 | 2637.82 | 2637.82
PS | 0 | 0 | 0 | 0 | 0 | 0
PV | 1 | 1 | 1 | 1 | 1 | 1
PeakG | 0 | 0 | 0 | 0 | 0 | 0
PeakO | 0 | 0 | 0 | 0 | 0 | 0
ST | 3 | 370.43 | 370.43 | 375.89 | 375.89 | 375.89
STOG | 0 | 0 | 0 | 0 | 0 | 0
STWD | 0 | 0 | 0 | 0 | 0 | 0
WT | 765.4 | 4310.61 | 4310.61 | 4847.18 | 4847.18 | 4982.94
IGCC | 0 | 0 | 0 | 0 | 0 | 0
DemandResponse | 0 | 0 | 0 | 0 | 0 | 0
IGCC-CCS | 0 | 0 | 0 | 0 | 0 | 0
WT_off | 0 | 0 | 0 | 0 | 0 | 0
PseudoUnit | 0 | 0 | 0 | 0 | 0 | 0
FixedInterchange | 0 | 0 | 0 | 0 | 0 | 0
Cumulative New Build Capacity by Reporting Type: SP15
ReportingType | 2015 | 2020 | 2025 | 2030 | 2035 | 2040
BM | 6 | 6 | 6 | 6 | 6 | 6
CC | 1065.28 | 1876.14 | 4382.85 | 4382.85 | 4382.85 | 4382.85
CSP | 0 | 0 | 0 | 0 | 0 | 0
CT | 0 | 0 | 0 | 0 | 0 | 0
Coal | 0 | 0 | 0 | 0 | 0 | 0
Geo | 50 | 1500 | 1500 | 1500 | 1500 | 1500
H | 0 | 0 | 0 | 0 | 0 | 0
LFG | 9.2 | 565 | 565 | 565 | 565 | 565
Nuc | 0 | 0 | 0 | 0 | 1157.13 | 2204.05
PS | 0 | 0 | 0 | 0 | 0 | 0
PV | 3.8 | 3.8 | 3.8 | 3.8 | 3.8 | 3.8
PeakG | 0 | 0 | 0 | 0 | 0 | 0
PeakO | 0 | 0 | 0 | 0 | 0 | 0
ST | 448 | 448 | 448 | 448 | 2857.45 | 3693.59
STOG | 0 | 0 | 0 | 0 | 0 | 0
STWD | 0 | 0 | 0 | 0 | 0 | 0
WT | 735 | 735 | 735 | 14900 | 14900 | 14900
IGCC | 0 | 0 | 0 | 0 | 0 | 0
DemandResponse | 0 | 0 | 0 | 0 | 0 | 0
IGCC-CCS | 0 | 0 | 0 | 0 | 0 | 0
WT_off | 0 | 0 | 0 | 0 | 0 | 0
PseudoUnit | 0 | 0 | 0 | 0 | 0 | 0
FixedInterchange | 0 | 0 | 0 | 0 | 0 | 0
Cumulative New Build Capacity by Reporting Type: ALB
ReportingType | 2015 | 2020 | 2025 | 2030 | 2035 | 2040
BM | 0 | 0 | 0 | 0 | 0 | 0
CC | 0 | 138.72 | 138.72 | 138.72 | 138.72 | 138.72
CSP | 0 | 0 | 0 | 0 | 0 | 0
CT | 201.5 | 201.5 | 201.5 | 201.5 | 201.5 | 201.5
Coal | 495 | 495 | 495 | 495 | 495 | 495
Geo | 0 | 0 | 0 | 0 | 0 | 0
H | 0 | 0 | 0 | 0 | 0 | 0
LFG | 0 | 0 | 0 | 0 | 0 | 0
Nuc | 0 | 0 | 0 | 8558.32 | 8656.81 | 9291.17
PS | 0 | 0 | 0 | 0 | 0 | 0
PV | 0 | 0 | 0 | 0 | 0 | 0
PeakG | 0 | 0 | 0 | 0 | 0 | 0
PeakO | 0 | 0 | 0 | 0 | 0 | 0
ST | 0 | 0 | 0 | 0 | 0 | 0
STOG | 0 | 0 | 0 | 0 | 0 | 0
STWD | 0 | 0 | 0 | 0 | 0 | 0
WT | 9 | 9 | 9 | 9 | 100 | 100
IGCC | 0 | 0 | 0 | 0 | 0 | 0
DemandResponse | 0 | 0 | 0 | 0 | 0 | 0
IGCC-CCS | 0 | 0 | 0 | 0 | 0 | 0
WT_off | 0 | 0 | 0 | 0 | 0 | 0
PseudoUnit | 0 | 0 | 0 | 0 | 0 | 0
FixedInterchange | 0 | 0 | 0 | 0 | 0 | 0
Cumulative New Build Capacity by Reporting Type: BC
ReportingType | 2015 | 2020 | 2025 | 2030 | 2035 | 2040
BM | 0 | 0 | 0 | 0 | 0 | 0
CC | 422.16 | 422.16 | 422.16 | 422.16 | 422.16 | 422.16
CSP | 0 | 0 | 0 | 0 | 0 | 0
CT | 0 | 0 | 0 | 0 | 0 | 0
Coal | 0 | 0 | 0 | 0 | 0 | 0
Geo | 0 | 0 | 0 | 0 | 0 | 0
H | 0 | 0 | 0 | 0 | 0 | 0
LFG | 0 | 0 | 0 | 0 | 0 | 0
Nuc | 0 | 0 | 0 | 570.28 | 570.28 | 1366.38
PS | 0 | 0 | 0 | 0 | 0 | 0
PV | 0 | 0 | 0 | 0 | 0 | 0
PeakG | 0 | 0 | 0 | 0 | 0 | 0
PeakO | 0 | 0 | 0 | 0 | 0 | 0
ST | 0 | 0 | 0 | 0 | 0 | 0
STOG | 0 | 0 | 0 | 0 | 0 | 0
STWD | 0 | 0 | 0 | 0 | 0 | 0
WT | 144 | 144 | 144 | 144 | 300 | 300
IGCC | 0 | 0 | 0 | 0 | 0 | 0
DemandResponse | 0 | 0 | 0 | 0 | 0 | 0
IGCC-CCS | 0 | 0 | 0 | 0 | 0 | 0
WT_off | 0 | 0 | 0 | 0 | 0 | 0
PseudoUnit | 0 | 0 | 0 | 0 | 0 | 0
FixedInterchange | 0 | 0 | 0 | 0 | 0 | 0
Cumulative New Build Capacity by Reporting Type: HQ_IESO
ReportingType | 2015 | 2020 | 2025 | 2030 | 2035 | 2040
BM | 0 | 0 | 0 | 0 | 0 | 0
CC | 0 | 0 | 0 | 0 | 0 | 0
CSP | 0 | 0 | 0 | 0 | 0 | 0
CT | 0 | 0 | 0 | 0 | 0 | 0
Coal | 0 | 0 | 0 | 0 | 0 | 0
Geo | 0 | 0 | 0 | 0 | 0 | 0
H | 0 | 0 | 0 | 0 | 0 | 0
LFG | 0 | 0 | 0 | 0 | 0 | 0
Nuc | 0 | 0 | 0 | 0 | 0 | 0
PS | 0 | 0 | 0 | 0 | 0 | 0
PV | 0 | 0 | 0 | 0 | 0 | 0
PeakG | 0 | 0 | 0 | 0 | 0 | 0
PeakO | 0 | 0 | 0 | 0 | 0 | 0
ST | 0 | 0 | 0 | 0 | 0 | 0
STOG | 0 | 0 | 0 | 0 | 0 | 0
STWD | 0 | 0 | 0 | 0 | 0 | 0
WT | 0 | 0 | 0 | 0 | 0 | 0
IGCC | 0 | 0 | 0 | 0 | 0 | 0
DemandResponse | 0 | 0 | 0 | 0 | 0 | 0
IGCC-CCS | 0 | 0 | 0 | 0 | 0 | 0
WT_off | 0 | 0 | 0 | 0 | 0 | 0
PseudoUnit | 0 | 0 | 0 | 0 | 0 | 0
FixedInterchange | 0 | 0 | 0 | 0 | 0 | 0
Cumulative New Build Capacity by Reporting Type: HQ_NEISO
ReportingType | 2015 | 2020 | 2025 | 2030 | 2035 | 2040
BM | 0 | 0 | 0 | 0 | 0 | 0
CC | 0 | 0 | 0 | 0 | 0 | 0
CSP | 0 | 0 | 0 | 0 | 0 | 0
CT | 0 | 0 | 0 | 0 | 0 | 0
Coal | 0 | 0 | 0 | 0 | 0 | 0
Geo | 0 | 0 | 0 | 0 | 0 | 0
H | 0 | 0 | 0 | 0 | 0 | 0
LFG | 0 | 0 | 0 | 0 | 0 | 0
Nuc | 0 | 0 | 0 | 0 | 0 | 0
PS | 0 | 0 | 0 | 0 | 0 | 0
PV | 0 | 0 | 0 | 0 | 0 | 0
PeakG | 0 | 0 | 0 | 0 | 0 | 0
PeakO | 0 | 0 | 0 | 0 | 0 | 0
ST | 0 | 0 | 0 | 0 | 0 | 0
STOG | 0 | 0 | 0 | 0 | 0 | 0
STWD | 0 | 0 | 0 | 0 | 0 | 0
WT | 0 | 0 | 0 | 0 | 0 | 0
IGCC | 0 | 0 | 0 | 0 | 0 | 0
DemandResponse | 0 | 0 | 0 | 0 | 0 | 0
IGCC-CCS | 0 | 0 | 0 | 0 | 0 | 0
WT_off | 0 | 0 | 0 | 0 | 0 | 0
PseudoUnit | 0 | 0 | 0 | 0 | 300 | 300
FixedInterchange | 0 | 0 | 0 | 0 | 0 | 0
Cumulative New Build Capacity by Reporting Type: HQ_NY
ReportingType | 2015 | 2020 | 2025 | 2030 | 2035 | 2040
BM | 0 | 0 | 0 | 0 | 0 | 0
CC | 0 | 0 | 0 | 0 | 0 | 0
CSP | 0 | 0 | 0 | 0 | 0 | 0
CT | 0 | 0 | 0 | 0 | 0 | 0
Coal | 0 | 0 | 0 | 0 | 0 | 0
Geo | 0 | 0 | 0 | 0 | 0 | 0
H | 0 | 0 | 0 | 0 | 0 | 0
LFG | 0 | 0 | 0 | 0 | 0 | 0
Nuc | 0 | 0 | 0 | 0 | 0 | 0
PS | 0 | 0 | 0 | 0 | 0 | 0
PV | 0 | 0 | 0 | 0 | 0 | 0
PeakG | 0 | 0 | 0 | 0 | 0 | 0
PeakO | 0 | 0 | 0 | 0 | 0 | 0
ST | 0 | 0 | 0 | 0 | 0 | 0
STOG | 0 | 0 | 0 | 0 | 0 | 0
STWD | 0 | 0 | 0 | 0 | 0 | 0
WT | 0 | 0 | 0 | 0 | 0 | 0
IGCC | 0 | 0 | 0 | 0 | 0 | 0
DemandResponse | 0 | 0 | 0 | 0 | 0 | 0
IGCC-CCS | 0 | 0 | 0 | 0 | 0 | 0
WT_off | 0 | 0 | 0 | 0 | 0 | 0
PseudoUnit | 0 | 0 | 1466.85 | 2500 | 2500 | 2500
FixedInterchange | 0 | 0 | 0 | 0 | 0 | 0
Cumulative New Build Capacity by Reporting Type: MARITIMES
ReportingType | 2015 | 2020 | 2025 | 2030 | 2035 | 2040
BM | 0 | 0 | 0 | 0 | 0 | 0
CC | 0 | 0 | 0 | 0 | 0 | 0
CSP | 0 | 0 | 0 | 0 | 0 | 0
CT | 0 | 0 | 0 | 0 | 0 | 0
Coal | 0 | 0 | 0 | 0 | 0 | 0
Geo | 0 | 0 | 0 | 0 | 0 | 0
H | 0 | 0 | 0 | 0 | 0 | 0
LFG | 0 | 0 | 0 | 0 | 0 | 0
Nuc | 0 | 0 | 0 | 0 | 0 | 0
PS | 0 | 0 | 0 | 0 | 0 | 0
PV | 0 | 0 | 0 | 0 | 0 | 0
PeakG | 0 | 0 | 0 | 0 | 0 | 0
PeakO | 0 | 0 | 0 | 0 | 0 | 0
ST | 0 | 0 | 0 | 0 | 0 | 0
STOG | 0 | 0 | 0 | 0 | 0 | 0
STWD | 0 | 0 | 0 | 0 | 0 | 0
WT | 0 | 0 | 0 | 0 | 0 | 0
IGCC | 0 | 0 | 0 | 0 | 0 | 0
DemandResponse | 0 | 0 | 0 | 0 | 0 | 0
IGCC-CCS | 0 | 0 | 0 | 0 | 0 | 0
WT_off | 0 | 0 | 0 | 0 | 0 | 0
PseudoUnit | 0 | 0 | 0 | 0 | 500 | 500
FixedInterchange | 0 | 0 | 0 | 0 | 0 | 0
Cumulative New Build Capacity by Reporting Type: All
ReportingType | 2015 | 2020 | 2025 | 2030 | 2035 | 2040
BM | 1251 | 1421.21 | 1959.77 | 1972.51 | 1972.51 | 29070.26
CC | 74667.55 | 144922.25 | 149110.09 | 151163.51 | 151163.52 | 151163.52
CSP | 0 | 0 | 0 | 0 | 0 | 0
CT | 6393.84 | 7947.43 | 7947.43 | 8054.67 | 8089.64 | 8120.64
Coal | 10763.64 | 10763.64 | 10763.64 | 10763.64 | 10763.64 | 10763.64
Geo | 136 | 2211 | 6640 | 6640 | 6640 | 6640
H | 0 | 1199 | 3474.54 | 6057.19 | 6913.58 | 8022.58
LFG | 192 | 2145 | 4355 | 5079 | 5079 | 5079
Nuc | 2740.56 | 7270.56 | 8954.55 | 29788.46 | 107270.67 | 157270.67
PS | 0 | 0 | 0 | 0 | 0 | 0
PV | 1246 | 3310.51 | 4211.98 | 4386.73 | 4399.53 | 4464.99
PeakG | 0 | 0 | 0 | 0 | 0 | 0
PeakO | 0 | 0 | 0 | 0 | 0 | 0
ST | 760 | 1573.04 | 1800.81 | 1816.01 | 4747.21 | 5583.35
STOG | 0 | 0 | 0 | 0 | 0 | 0
STWD | 0 | 0 | 0 | 0 | 0 | 0
WT | 25342 | 119733.75 | 254577.98 | 327202.46 | 424096.3 | 438535.07
IGCC | 618 | 618 | 618 | 618 | 618 | 618
DemandResponse | 0 | 0 | 0 | 0 | 0 | 0
IGCC-CCS | 0 | 0 | 0 | 0 | 0 | 0.01
WT_off | 469 | 469 | 1569 | 1569 | 1569 | 1569
PseudoUnit | 0 | 0 | 1466.85 | 2500 | 3300 | 3300
FixedInterchange | 0 | 0 | 0 | 0 | 0 | 0
Cumulative New Build Capacity by Reporting Type: EI_US
ReportingType | 2015 | 2020 | 2025 | 2030 | 2035 | 2040
BM | 741.12 | 911.33 | 1449.89 | 1462.63 | 1462.63 | 23038.9
CC | 54635.74 | 117593.82 | 117593.89 | 119647.32 | 119647.32 | 119647.32
CSP | 0 | 0 | 0 | 0 | 0 | 0
CT | 4323.75 | 5877.33 | 5877.33 | 5984.57 | 6019.54 | 6050.54
Coal | 7858.64 | 7858.64 | 7858.64 | 7858.64 | 7858.64 | 7858.64
Geo | 0 | 0 | 0 | 0 | 0 | 0
H | 0 | 504 | 1530 | 2235 | 2238 | 3347
LFG | 141.4 | 646.46 | 2495.5 | 3219 | 3219 | 3219
Nuc | 2740.56 | 7270.56 | 8954.55 | 16116.16 | 66705.09 | 106240.02
PS | 0 | 0 | 0 | 0 | 0 | 0
PV | 57.74 | 2122.26 | 3023.72 | 3198.47 | 3211.27 | 3276.74
PeakG | 0 | 0 | 0 | 0 | 0 | 0
PeakO | 0 | 0 | 0 | 0 | 0 | 0
ST | 0 | 0 | 0 | 0 | 0 | 0
STOG | 0 | 0 | 0 | 0 | 0 | 0
STWD | 0 | 0 | 0 | 0 | 0 | 0
WT | 19786.6 | 96204.59 | 211569.46 | 257713.05 | 335583.6 | 345094.18
IGCC | 618 | 618 | 618 | 618 | 618 | 618
DemandResponse | 0 | 0 | 0 | 0 | 0 | 0
IGCC-CCS | 0 | 0 | 0 | 0 | 0 | 0
WT_off | 469 | 469 | 1569 | 1569 | 1569 | 1569
PseudoUnit | 0 | 0 | 1466.85 | 2500 | 3300 | 3300
FixedInterchange | 0 | 0 | 0 | 0 | 0 | 0
Cumulative New Build Capacity by Reporting Type: EI_Canada
ReportingType | 2015 | 2020 | 2025 | 2030 | 2035 | 2040
BM | 326.33 | 326.33 | 326.33 | 326.33 | 326.33 | 326.33
CC | 1544.76 | 1544.76 | 1544.76 | 1544.76 | 1544.76 | 1544.76
CSP | 0 | 0 | 0 | 0 | 0 | 0
CT | 368 | 368 | 368 | 368 | 368 | 368
Coal | 0 | 0 | 0 | 0 | 0 | 0
Geo | 0 | 0 | 0 | 0 | 0 | 0
H | 0 | 695 | 1944.54 | 3822.19 | 4340.57 | 4340.57
LFG | 14.5 | 14.5 | 14.5 | 15 | 15 | 15
Nuc | 0 | 0 | 0 | 0 | 0 | 0
PS | 0 | 0 | 0 | 0 | 0 | 0
PV | 1067.26 | 1067.26 | 1067.26 | 1067.26 | 1067.26 | 1067.26
PeakG | 0 | 0 | 0 | 0 | 0 | 0
PeakO | 0 | 0 | 0 | 0 | 0 | 0
ST | 0 | 0 | 0 | 0 | 0 | 0
STOG | 0 | 0 | 0 | 0 | 0 | 0
STWD | 0 | 0 | 0 | 0 | 0 | 0
WT | 2408.3 | 2408.3 | 2408.3 | 2408.3 | 2408.3 | 3908.68
IGCC | 0 | 0 | 0 | 0 | 0 | 0
DemandResponse | 0 | 0 | 0 | 0 | 0 | 0
IGCC-CCS | 0 | 0 | 0 | 0 | 0 | 0
WT_off | 0 | 0 | 0 | 0 | 0 | 0
PseudoUnit | 0 | 0 | 0 | 0 | 0 | 0
FixedInterchange | 0 | 0 | 0 | 0 | 0 | 0
Cumulative New Build Capacity by Reporting Type: EI
ReportingType | 2015 | 2020 | 2025 | 2030 | 2035 | 2040
BM | 1067.45 | 1237.66 | 1776.22 | 1788.96 | 1788.96 | 23365.24
CC | 56180.5 | 119138.57 | 119138.65 | 121192.07 | 121192.08 | 121192.08
CSP | 0 | 0 | 0 | 0 | 0 | 0
CT | 4691.75 | 6245.33 | 6245.33 | 6352.57 | 6387.54 | 6418.54
Coal | 7858.64 | 7858.64 | 7858.64 | 7858.64 | 7858.64 | 7858.64
Geo | 0 | 0 | 0 | 0 | 0 | 0
H | 0 | 1199 | 3474.54 | 6057.19 | 6578.58 | 7687.58
LFG | 155.9 | 660.96 | 2510 | 3234 | 3234 | 3234
Nuc | 2740.56 | 7270.56 | 8954.55 | 16116.16 | 66705.09 | 106240.02
PS | 0 | 0 | 0 | 0 | 0 | 0
PV | 1125 | 3189.51 | 4090.98 | 4265.73 | 4278.53 | 4343.99
PeakG | 0 | 0 | 0 | 0 | 0 | 0
PeakO | 0 | 0 | 0 | 0 | 0 | 0
ST | 0 | 0 | 0 | 0 | 0 | 0
STOG | 0 | 0 | 0 | 0 | 0 | 0
STWD | 0 | 0 | 0 | 0 | 0 | 0
WT | 22194.9 | 98612.89 | 213977.76 | 260121.35 | 337991.9 | 349002.86
IGCC | 618 | 618 | 618 | 618 | 618 | 618
DemandResponse | 0 | 0 | 0 | 0 | 0 | 0
IGCC-CCS | 0 | 0 | 0 | 0 | 0 | 0
WT_off | 469 | 469 | 1569 | 1569 | 1569 | 1569
PseudoUnit | 0 | 0 | 1466.85 | 2500 | 3300 | 3300
FixedInterchange | 0 | 0 | 0 | 0 | 0 | 0
Cumulative New Build Capacity by Reporting Type: Outside_EI
ReportingType | 2015 | 2020 | 2025 | 2030 | 2035 | 2040
BM | 183.55 | 183.55 | 183.55 | 183.55 | 183.55 | 5705.02
CC | 18487.05 | 25783.68 | 29971.44 | 29971.44 | 29971.44 | 29971.44
CSP | 0 | 0 | 0 | 0 | 0 | 0
CT | 1702.1 | 1702.1 | 1702.1 | 1702.1 | 1702.1 | 1702.1
Coal | 2905 | 2905 | 2905 | 2905 | 2905 | 2905
Geo | 136 | 2211 | 6640 | 6640 | 6640 | 6640
H | 0 | 0 | 0 | 0 | 335 | 335
LFG | 36.1 | 1484.04 | 1845 | 1845 | 1845 | 1845
Nuc | 0 | 0 | 0 | 13672.3 | 40565.58 | 51030.64
PS | 0 | 0 | 0 | 0 | 0 | 0
PV | 121 | 121 | 121 | 121 | 121 | 121
PeakG | 0 | 0 | 0 | 0 | 0 | 0
PeakO | 0 | 0 | 0 | 0 | 0 | 0
ST | 760 | 1573.04 | 1800.81 | 1816.01 | 4747.21 | 5583.35
STOG | 0 | 0 | 0 | 0 | 0 | 0
STWD | 0 | 0 | 0 | 0 | 0 | 0
WT | 3147.1 | 21120.86 | 40600.22 | 67081.11 | 86104.4 | 89532.21
IGCC | 0 | 0 | 0 | 0 | 0 | 0
DemandResponse | 0 | 0 | 0 | 0 | 0 | 0
IGCC-CCS | 0 | 0 | 0 | 0 | 0 | 0
WT_off | 0 | 0 | 0 | 0 | 0 | 0
PseudoUnit | 0 | 0 | 0 | 0 | 0 | 0
FixedInterchange | 0 | 0 | 0 | 0 | 0 | 0
#3 | Retirements of Capacity (MW)
Retirements of Capacity by Reporting Type: Entergy
ReportingType | 2015 | 2020 | 2025 | 2030 | 2035 | 2040
BM | 0 | 0 | 0 | 0 | 0 | 0
CC | 0 | 0 | 0 | 0 | 0 | 0
CSP | 0 | 0 | 0 | 0 | 0 | 0
CT | 0 | 0 | 0 | 0 | 0 | 0
Coal | 952.9 | 5138.99 | 1844.63 | 372.37 | 0 | 0
Geo | 0 | 0 | 0 | 0 | 0 | 0
H | 0 | 0 | 0 | 0 | 0 | 0
LFG | 0 | 0 | 0 | 0 | 0 | 0
Nuc | 0 | 0 | 0 | 0 | 842 | 997
PS | 0 | 0 | 0 | 0 | 0 | 0
PV | 0 | 0 | 0 | 0 | 0 | 0
PeakG | 0 | 0 | 0 | 0 | 0 | 0
PeakO | 0 | 0 | 0 | 0 | 0 | 0
ST | 0 | 0 | 0 | 0 | 0 | 0
STOG | 13042.49 | 0 | 0 | 1822.51 | 0 | 0
STWD | 0 | 0 | 0 | 0 | 0 | 0
WT | 0 | 0 | 0 | 0 | 0 | 0
IGCC | 0 | 0 | 0 | 0 | 0 | 0
DemandResponse | 0 | 0 | 0 | 0 | 0 | 0
IGCC-CCS | 0 | 0 | 0 | 0 | 0 | 0
WT_off | 0 | 0 | 0 | 0 | 0 | 0
PseudoUnit | 0 | 0 | 0 | 0 | 0 | 0
FixedInterchange | 0 | 0 | 0 | 0 | 0 | 0
Retirements of Capacity by Reporting Type: FRCC
ReportingType | 2015 | 2020 | 2025 | 2030 | 2035 | 2040
BM | 0 | 0 | 0 | 0 | 0 | 0
CC | 0 | 0 | 0 | 0 | 14273.29 | 0
CSP | 0 | 0 | 0 | 0 | 0 | 0
CT | 0 | 0 | 0 | 0 | 2480 | 0
Coal | 6832.36 | 1379 | 0 | 0.01 | 0 | 0
Geo | 0 | 0 | 0 | 0 | 0 | 0
H | 0 | 0 | 0 | 0 | 0 | 0
LFG | 0 | 0 | 0 | 0 | 0 | 0
Nuc | 0 | 0 | 0 | 0 | 1615.33 | 1677
PS | 0 | 0 | 0 | 0 | 0 | 0
PV | 0 | 0 | 0 | 0 | 0 | 0
PeakG | 0 | 0 | 0 | 828.22 | 0 | 0
PeakO | 66.68 | 0 | 0 | 2216.31 | 0 | 0
ST | 0 | 0 | 0 | 0 | 0 | 0
STOG | 9833 | 0 | 0 | 0 | 0 | 0
STWD | 0 | 0 | 0 | 0 | 0 | 0
WT | 0 | 0 | 0 | 0 | 0 | 0
IGCC | 0 | 0 | 0 | 0 | 0 | 0
DemandResponse | 0 | 0 | 0 | 0 | 0 | 0
IGCC-CCS | 0 | 0 | 0 | 0 | 0 | 0
WT_off | 0 | 0 | 0 | 0 | 0 | 0
PseudoUnit | 0 | 0 | 0 | 0 | 0 | 0
FixedInterchange | 0 | 0 | 0 | 0 | 0 | 0
Retirements of Capacity by Reporting Type: MAPP_US
ReportingType | 2015 | 2020 | 2025 | 2030 | 2035 | 2040
BM | 0 | 0 | 0 | 0 | 0 | 0
CC | 0 | 0 | 0 | 0 | 0 | 0
CSP | 0 | 0 | 0 | 0 | 0 | 0
CT | 0 | 0 | 0 | 0 | 0 | 0
Coal | 1678.01 | 471 | 701.47 | 0 | 0 | 0
Geo | 0 | 0 | 0 | 0 | 0 | 0
H | 0 | 0 | 0 | 0 | 0 | 0
LFG | 0 | 0 | 0 | 0 | 0 | 0
Nuc | 0 | 0 | 0 | 0 | 0 | 0
PS | 0 | 0 | 0 | 0 | 0 | 0
PV | 0 | 0 | 0 | 0 | 0 | 0
PeakG | 0 | 0 | 0 | 0 | 0 | 0
PeakO | 0 | 0 | 0 | 0 | 0 | 0
ST | 0 | 0 | 0 | 0 | 0 | 0
STOG | 35.99 | 0 | 0 | 0 | 0 | 0
STWD | 0 | 0 | 0 | 0 | 0 | 0
WT | 0 | 0 | 0 | 0 | 0 | 0
IGCC | 0 | 0 | 0 | 0 | 0 | 0
DemandResponse | 0 | 0 | 0 | 0 | 0 | 0
IGCC-CCS | 0 | 0 | 0 | 0 | 0 | 0
WT_off | 0 | 0 | 0 | 0 | 0 | 0
PseudoUnit | 0 | 0 | 0 | 0 | 0 | 0
FixedInterchange | 0 | 0 | 0 | 0 | 0 | 0
Retirements of Capacity by Reporting Type: MISO_IN
ReportingType | 2015 | 2020 | 2025 | 2030 | 2035 | 2040
BM | 0 | 0 | 0 | 0 | 0 | 0
CC | 0 | 0 | 0 | 0 | 0 | 0
CSP | 0 | 0 | 0 | 0 | 0 | 0
CT | 0 | 0 | 0 | 0 | 0 | 0
Coal | 3849.03 | 3478.08 | 1343.83 | 3144.97 | 245.05 | 0
Geo | 0 | 0 | 0 | 0 | 0 | 0
H | 0 | 0 | 0 | 0 | 0 | 0
LFG | 0 | 0 | 0 | 0 | 0 | 0
Nuc | 0 | 0 | 0 | 0 | 0 | 0
PS | 0 | 0 | 0 | 0 | 0 | 0
PV | 0 | 0 | 0 | 0 | 0 | 0
PeakG | 0 | 0 | 0 | 0 | 0 | 0
PeakO | 0 | 0 | 0 | 0 | 0 | 0
ST | 0 | 0 | 0 | 0 | 0 | 0
STOG | 0 | 0 | 0 | 0 | 0 | 0
STWD | 0 | 0 | 0 | 0 | 0 | 0
WT | 0 | 0 | 0 | 0 | 0 | 0
IGCC | 0 | 0 | 0 | 0 | 0 | 0
DemandResponse | 0 | 0 | 0 | 0 | 0 | 0
IGCC-CCS | 0 | 0 | 0 | 0 | 0 | 0
WT_off | 0 | 0 | 0 | 0 | 0 | 0
PseudoUnit | 0 | 0 | 0 | 0 | 0 | 0
FixedInterchange | 0 | 0 | 0 | 0 | 0 | 0
Retirements of Capacity by Reporting Type: MISO_MI
ReportingType | 2015 | 2020 | 2025 | 2030 | 2035 | 2040
BM | 0 | 0 | 0 | 0 | 0 | 0
CC | 0 | 0 | 0 | 0 | 0 | 0
CSP | 0 | 0 | 0 | 0 | 0 | 0
CT | 0 | 0 | 0 | 0 | 0 | 0
Coal | 5514.96 | 5277.02 | 0 | 0 | 0 | 0
Geo | 0 | 0 | 0 | 0 | 0 | 0
H | 0 | 0 | 0 | 0 | 0 | 0
LFG | 0 | 0 | 0 | 0 | 0 | 0
Nuc | 0 | 0 | 0 | 0 | 778 | 0
PS | 0 | 0 | 0 | 0 | 0 | 0
PV | 0 | 0 | 0 | 0 | 0 | 0
PeakG | 0 | 0 | 0 | 0 | 0 | 0
PeakO | 0 | 0 | 0 | 0 | 0 | 0
ST | 0 | 0 | 0 | 0 | 0 | 0
STOG | 0 | 0 | 0 | 0 | 0 | 0
STWD | 0 | 0 | 0 | 0 | 0 | 0
WT | 0 | 0 | 0 | 0 | 0 | 0
IGCC | 0 | 0 | 0 | 0 | 0 | 0
DemandResponse | 0 | 0 | 0 | 0 | 0 | 0
IGCC-CCS | 0 | 0 | 0 | 0 | 0 | 0
WT_off | 0 | 0 | 0 | 0 | 0 | 0
PseudoUnit | 0 | 0 | 0 | 0 | 0 | 0
FixedInterchange | 0 | 0 | 0 | 0 | 0 | 0
Retirements of Capacity by Reporting Type: MISO_MO-IL
ReportingType | 2015 | 2020 | 2025 | 2030 | 2035 | 2040
BM | 0 | 0 | 0 | 0 | 0 | 0
CC | 0 | 0 | 0 | 0 | 0 | 0
CSP | 0 | 0 | 0 | 0 | 0 | 0
CT | 0 | 0 | 0 | 0 | 0 | 0
Coal | 3307.69 | 8074.98 | 1350.95 | 0.01 | 592.01 | 0
Geo | 0 | 0 | 0 | 0 | 0 | 0
H | 0 | 0 | 0 | 0 | 0 | 0
LFG | 0 | 0 | 0 | 0 | 0 | 0
Nuc | 0 | 0 | 0 | 0 | 0 | 0
PS | 0 | 0 | 0 | 0 | 0 | 0
PV | 0 | 0 | 0 | 0 | 0 | 0
PeakG | 0 | 0 | 0 | 0 | 0 | 0
PeakO | 0 | 0 | 0 | 0 | 0 | 0
ST | 0 | 0 | 0 | 0 | 0 | 0
STOG | 0 | 0 | 0 | 0 | 0 | 0
STWD | 0 | 0 | 0 | 0 | 0 | 0
WT | 0 | 0 | 0 | 0 | 0 | 0
IGCC | 0 | 0 | 0 | 0 | 0 | 0
DemandResponse | 0 | 0 | 0 | 0 | 0 | 0
IGCC-CCS | 0 | 0 | 0 | 0 | 0 | 0
WT_off | 0 | 0 | 0 | 0 | 0 | 0
PseudoUnit | 0 | 0 | 0 | 0 | 0 | 0
FixedInterchange | 0 | 0 | 0 | 0 | 0 | 0
Retirements of Capacity by Reporting Type: MISO_W
ReportingType | 2015 | 2020 | 2025 | 2030 | 2035 | 2040
BM | 0 | 0 | 0 | 0 | 0 | 0
CC | 0 | 0 | 0 | 0 | 0 | 0
CSP | 0 | 0 | 0 | 0 | 0 | 0
CT | 0 | 0 | 0 | 0 | 0 | 0
Coal | 3171.15 | 4445.4 | 1674.87 | 676.25 | 3166.9 | 0
Geo | 0 | 0 | 0 | 0 | 0 | 0
H | 0 | 0 | 0 | 0 | 0 | 0
LFG | 0 | 0 | 0 | 0 | 0 | 0
Nuc | 0 | 0 | 0 | 0 | 2361.23 | 0
PS | 0 | 0 | 0 | 0 | 0 | 0
PV | 0 | 0 | 0 | 0 | 0 | 0
PeakG | 0 | 0 | 0 | 0 | 0 | 0
PeakO | 0 | 0 | 0 | 0 | 0 | 0
ST | 0 | 0 | 0 | 0 | 0 | 0
STOG | 0 | 0 | 0 | 0 | 0 | 0
STWD | 0 | 0 | 0 | 0 | 0 | 0
WT | 0 | 0 | 0 | 0 | 0 | 0
IGCC | 0 | 0 | 0 | 0 | 0 | 0
DemandResponse | 0 | 0 | 0 | 0 | 0 | 0
IGCC-CCS | 0 | 0 | 0 | 0 | 0 | 0
WT_off | 0 | 0 | 0 | 0 | 0 | 0
PseudoUnit | 0 | 0 | 0 | 0 | 0 | 0
FixedInterchange | 0 | 0 | 0 | 0 | 0 | 0
Retirements of Capacity by Reporting Type: MISO_WUMS
ReportingType | 2015 | 2020 | 2025 | 2030 | 2035 | 2040
BM | 0 | 0 | 0 | 0 | 0 | 0
CC | 0 | 0 | 0 | 0 | 0 | 0
CSP | 0 | 0 | 0 | 0 | 0 | 0
CT | 0 | 0 | 0 | 0 | 0 | 0
Coal | 3073.09 | 2986.99 | 0 | 0 | 333.1 | 0
Geo | 0 | 0 | 0 | 0 | 0 | 0
H | 0 | 0 | 0 | 0 | 0 | 0
LFG | 0 | 0 | 0 | 0 | 0 | 0
Nuc | 0 | 0 | 0 | 0 | 1816.9 | 0
PS | 0 | 0 | 0 | 0 | 0 | 0
PV | 0 | 0 | 0 | 0 | 0 | 0
PeakG | 0 | 0 | 0 | 0 | 0 | 0
PeakO | 0 | 0 | 0 | 0 | 0 | 0
ST | 0 | 0 | 0 | 0 | 0 | 0
STOG | 59.5 | 0 | 0 | 0 | 0 | 0
STWD | 0 | 0 | 0 | 0 | 0 | 0
WT | 0 | 0 | 0 | 0 | 0 | 0
IGCC | 0 | 0 | 0 | 0 | 0 | 0
DemandResponse | 0 | 0 | 0 | 0 | 0 | 0
IGCC-CCS | 0 | 0 | 0 | 0 | 0 | 0
WT_off | 0 | 0 | 0 | 0 | 0 | 0
PseudoUnit | 0 | 0 | 0 | 0 | 0 | 0
FixedInterchange | 0 | 0 | 0 | 0 | 0 | 0
Retirements of Capacity by Reporting Type: Nebraska
ReportingType | 2015 | 2020 | 2025 | 2030 | 2035 | 2040
BM | 0 | 0 | 0 | 0 | 0 | 0
CC | 0 | 0 | 0 | 0 | 0 | 0
CSP | 0 | 0 | 0 | 0 | 0 | 0
CT | 0 | 0 | 0 | 0 | 0 | 0
Coal | 0 | 3195.8 | 0 | 0 | 0 | 0
Geo | 0 | 0 | 0 | 0 | 0 | 0
H | 0 | 0 | 0 | 0 | 0 | 0
LFG | 0 | 0 | 0 | 0 | 0 | 0
Nuc | 0 | 0 | 0 | 0 | 1251.8 | 0
PS | 0 | 0 | 0 | 0 | 0 | 0
PV | 0 | 0 | 0 | 0 | 0 | 0
PeakG | 0 | 0 | 0 | 0 | 0 | 0
PeakO | 0 | 0 | 0 | 0 | 0 | 0
ST | 0 | 0 | 0 | 0 | 0 | 0
STOG | 269.96 | 0 | 0 | 0 | 0 | 0
STWD | 0 | 0 | 0 | 0 | 0 | 0
WT | 0 | 0 | 0 | 0 | 0 | 0
IGCC | 0 | 0 | 0 | 0 | 0 | 0
DemandResponse | 0 | 0 | 0 | 0 | 0 | 0
IGCC-CCS | 0 | 0 | 0 | 0 | 0 | 0
WT_off | 0 | 0 | 0 | 0 | 0 | 0
PseudoUnit | 0 | 0 | 0 | 0 | 0 | 0
FixedInterchange | 0 | 0 | 0 | 0 | 0 | 0
Retirements of Capacity by Reporting Type: NEISO
ReportingType | 2015 | 2020 | 2025 | 2030 | 2035 | 2040
BM | 0 | 0 | 0 | 0 | 0 | 0
CC | 1035.95 | 3018.29 | 1289.81 | 735.59 | 0 | 142.39
CSP | 0 | 0 | 0 | 0 | 0 | 0
CT | 0 | 0 | 0 | 9.5 | 189.93 | 0
Coal | 2250.13 | 320 | 0 | 0 | 0 | 0
Geo | 0 | 0 | 0 | 0 | 0 | 0
H | 0 | 0 | 0 | 0 | 0 | 0
LFG | 0 | 0 | 0 | 0 | 0 | 0
Nuc | 0 | 0 | 0 | 0 | 1289 | 876.92
PS | 0 | 0 | 0 | 0 | 0 | 0
PV | 0 | 0 | 0 | 0 | 0 | 0
PeakG | 0 | 0 | 0 | 0 | 0 | 0
PeakO | 1182.96 | 0 | 0 | 0 | 0 | 0
ST | 0 | 0 | 0 | 0 | 0 | 0
STOG | 6237 | 0 | 0 | 0 | 0 | 0
STWD | 0 | 0 | 0 | 0 | 0 | 0
WT | 0 | 0 | 0 | 0 | 0 | 0
IGCC | 0 | 0 | 0 | 0 | 0 | 0
DemandResponse | 0 | 0 | 0 | 0 | 0 | 0
IGCC-CCS | 0 | 0 | 0 | 0 | 0 | 0
WT_off | 0 | 0 | 0 | 0 | 0 | 0
PseudoUnit | 0 | 0 | 0 | 0 | 0 | 0
FixedInterchange | 0 | 0 | 0 | 0 | 0 | 0
Retirements of Capacity by Reporting Type: NonRTO_Midwest
ReportingType | 2015 | 2020 | 2025 | 2030 | 2035 | 2040
BM | 0 | 0 | 0 | 0 | 0 | 0
CC | 0 | 0 | 0 | 0 | 0 | 1761.34
CSP | 0 | 0 | 0 | 0 | 0 | 0
CT | 0 | 0 | 0 | 0 | 0 | 0
Coal | 3077.99 | 3362.19 | 821.23 | 976.75 | 643.52 | 0
Geo | 0 | 0 | 0 | 0 | 0 | 0
H | 0 | 0 | 0 | 0 | 0 | 0
LFG | 0 | 0 | 0 | 0 | 0 | 0
Nuc | 0 | 0 | 0 | 0 | 0 | 0
PS | 0 | 0 | 0 | 0 | 0 | 0
PV | 0 | 0 | 0 | 0 | 0 | 0
PeakG | 0 | 0 | 0 | 0 | 0 | 249.35
PeakO | 0 | 0 | 0 | 0 | 0 | 12
ST | 0 | 0 | 0 | 0 | 0 | 0
STOG | 0 | 0 | 0 | 0 | 0 | 0
STWD | 0 | 0 | 0 | 0 | 0 | 0
WT | 0 | 0 | 0 | 0 | 0 | 0
IGCC | 0 | 0 | 0 | 0 | 0 | 0
DemandResponse | 0 | 0 | 0 | 0 | 0 | 0
IGCC-CCS | 0 | 0 | 0 | 0 | 0 | 0
WT_off | 0 | 0 | 0 | 0 | 0 | 0
PseudoUnit | 0 | 0 | 0 | 0 | 0 | 0
FixedInterchange | 0 | 0 | 0 | 0 | 0 | 0
Retirements of Capacity by Reporting Type: NYISO_A-F
ReportingType | 2015 | 2020 | 2025 | 2030 | 2035 | 2040
BM | 0 | 0 | 0 | 0 | 0 | 0
CC | 122.03 | 0 | 982.17 | 0 | 1300.43 | 0
CSP | 0 | 0 | 0 | 0 | 0 | 0
CT | 0 | 0 | 0 | 0 | 0 | 0
Coal | 2251.9 | 0 | 0 | 0 | 0 | 0
Geo | 0 | 0 | 0 | 0 | 0 | 0
H | 0 | 0 | 0 | 0 | 0 | 0
LFG | 0 | 0 | 0 | 0 | 0 | 0
Nuc | 0 | 0 | 0 | 621.2 | 580.5 | 852.2
PS | 0 | 0 | 0 | 0 | 0 | 0
PV | 0 | 0 | 0 | 0 | 0 | 0
PeakG | 0 | 0 | 0 | 0 | 0 | 0
PeakO | 0 | 0 | 0 | 0 | 0 | 0
ST | 0 | 0 | 0 | 0 | 0 | 0
STOG | 1701 | 0 | 0 | 0 | 0 | 0
STWD | 0 | 0 | 0 | 0 | 0 | 0
WT | 0 | 0 | 0 | 0 | 0 | 0
IGCC | 0 | 0 | 0 | 0 | 0 | 0
DemandResponse | 0 | 0 | 0 | 0 | 0 | 0
IGCC-CCS | 0 | 0 | 0 | 0 | 0 | 0
WT_off | 0 | 0 | 0 | 0 | 0 | 0
PseudoUnit | 0 | 0 | 0 | 0 | 0 | 0
FixedInterchange | 0 | 0 | 0 | 0 | 0 | 0
Retirements of Capacity by Reporting Type: NYISO_G-I
ReportingType | 2015 | 2020 | 2025 | 2030 | 2035 | 2040
BM | 0 | 0 | 0 | 0 | 0 | 0
CC | 0 | 0 | 0 | 0 | 0 | 0
CSP | 0 | 0 | 0 | 0 | 0 | 0
CT | 0 | 0 | 0 | 0 | 0 | 0
Coal | 368.2 | 0 | 0 | 0 | 0 | 0
Geo | 0 | 0 | 0 | 0 | 0 | 0
H | 0 | 0 | 0 | 0 | 0 | 0
LFG | 0 | 0 | 0 | 0 | 0 | 0
Nuc | 0 | 0 | 0 | 0 | 1019.6 | 1025
PS | 0 | 0 | 0 | 0 | 0 | 0
PV | 0 | 0 | 0 | 0 | 0 | 0
PeakG | 0 | 0 | 0 | 0 | 0 | 0
PeakO | 0 | 0 | 0 | 0 | 0 | 0
ST | 0 | 0 | 0 | 0 | 0 | 0
STOG | 2430.97 | 0 | 0 | 0 | 0 | 0
STWD | 0 | 0 | 0 | 0 | 0 | 0
WT | 0 | 0 | 0 | 0 | 0 | 0
IGCC | 0 | 0 | 0 | 0 | 0 | 0
DemandResponse | 0 | 0 | 0 | 0 | 0 | 0
IGCC-CCS | 0 | 0 | 0 | 0 | 0 | 0
WT_off | 0 | 0 | 0 | 0 | 0 | 0
PseudoUnit | 0 | 0 | 0 | 0 | 0 | 0
FixedInterchange | 0 | 0 | 0 | 0 | 0 | 0
Retirements of Capacity by Reporting Type: NYISO_J-K
ReportingType | 2015 | 2020 | 2025 | 2030 | 2035 | 2040
BM | 0 | 0 | 0 | 0 | 0 | 0
CC | 0 | 0 | 0 | 0 | 0 | 0
CSP | 0 | 0 | 0 | 0 | 0 | 0
CT | 0 | 0 | 0 | 0 | 0 | 0
Coal | 0 | 0 | 0 | 0 | 0 | 0
Geo | 0 | 0 | 0 | 0 | 0 | 0
H | 0 | 0 | 0 | 0 | 0 | 0
LFG | 0 | 0 | 0 | 0 | 0 | 0
Nuc | 0 | 0 | 0 | 0 | 0 | 0
PS | 0 | 0 | 0 | 0 | 0 | 0
PV | 0 | 0 | 0 | 0 | 0 | 0
PeakG | 0 | 0 | 0 | 0 | 0 | 0
PeakO | 0 | 0 | 0 | 0 | 0 | 0
ST | 0 | 0 | 0 | 0 | 0 | 0
STOG | 3377.55 | 0 | 0 | 0 | 0 | 0
STWD | 0 | 0 | 0 | 0 | 0 | 0
WT | 0 | 0 | 0 | 0 | 0 | 0
IGCC | 0 | 0 | 0 | 0 | 0 | 0
DemandResponse | 0 | 0 | 0 | 0 | 0 | 0
IGCC-CCS | 0 | 0 | 0 | 0 | 0 | 0
WT_off | 0 | 0 | 0 | 0 | 0 | 0
PseudoUnit | 0 | 0 | 0 | 0 | 0 | 0
FixedInterchange | 0 | 0 | 0 | 0 | 0 | 0
Retirements of Capacity by Reporting Type: PJM_E
ReportingType | 2015 | 2020 | 2025 | 2030 | 2035 | 2040
BM | 0 | 0 | 0 | 0 | 0 | 0
CC | 0 | 0 | 0 | 0 | 618.3 | 239.83
CSP | 0 | 0 | 0 | 0 | 0 | 0
CT | 0 | 0 | 0 | 0 | 0 | 26.2
Coal | 3065.9 | 568 | 0 | 0 | 0 | 0
Geo | 0 | 0 | 0 | 0 | 0 | 0
H | 0 | 0 | 0 | 0 | 0 | 0
LFG | 0 | 0 | 0 | 0 | 0 | 0
Nuc | 0 | 614.5 | 0 | 0 | 2224 | 1174
PS | 0 | 0 | 0 | 0 | 0 | 0
PV | 0 | 0 | 0 | 0 | 0 | 0
PeakG | 268.5 | 0 | 0 | 0 | 0 | 0
PeakO | 2.7 | 0 | 0 | 0 | 0 | 0
ST | 0 | 0 | 0 | 0 | 0 | 0
STOG | 629.5 | 0 | 0 | 0 | 0 | 2622.5
STWD | 0 | 0 | 0 | 0 | 0 | 0
WT | 0 | 0 | 0 | 0 | 0 | 0
IGCC | 0 | 0 | 0 | 0 | 0 | 0
DemandResponse | 0 | 0 | 0 | 0 | 0 | 0
IGCC-CCS | 0 | 0 | 0 | 0 | 0 | 0
WT_off | 0 | 0 | 0 | 0 | 0 | 0
PseudoUnit | 0 | 0 | 0 | 0 | 0 | 0
FixedInterchange | 0 | 0 | 0 | 0 | 0 | 0
Retirements of Capacity by Reporting Type: PJM_ROM
ReportingType | 2015 | 2020 | 2025 | 2030 | 2035 | 2040
BM | 0 | 0 | 0 | 0 | 0 | 0
CC | 0 | 0 | 0 | 0 | 0 | 0
CSP | 0 | 0 | 0 | 0 | 0 | 0
CT | 0 | 0 | 0 | 0 | 15.99 | 0
Coal | 11077.4 | 3179.8 | 952.44 | 0 | 521 | 0
Geo | 0 | 0 | 0 | 0 | 0 | 0
H | 0 | 0 | 0 | 0 | 0 | 0
LFG | 0 | 0 | 0 | 0 | 0 | 0
Nuc | 0 | 0 | 0 | 0 | 1732 | 899
PS | 0 | 0 | 0 | 0 | 0 | 0
PV | 0 | 0 | 0 | 0 | 0 | 0
PeakG | 0 | 0 | 0 | 0 | 0 | 0
PeakO | 270 | 0 | 0 | 0 | 0 | 1565.98
ST | 0 | 0 | 0 | 0 | 0 | 0
STOG | 580 | 0 | 0 | 0 | 0 | 3529
STWD | 0 | 0 | 0 | 0 | 0 | 0
WT | 0 | 0 | 0 | 0 | 0 | 0
IGCC | 0 | 0 | 0 | 0 | 0 | 0
DemandResponse | 0 | 0 | 0 | 0 | 0 | 0
IGCC-CCS | 0 | 0 | 0 | 0 | 0 | 0
WT_off | 0 | 0 | 0 | 0 | 0 | 0
PseudoUnit | 0 | 0 | 0 | 0 | 0 | 0
FixedInterchange | 0 | 0 | 0 | 0 | 0 | 0
Retirements of Capacity by Reporting Type: PJM_ROR
ReportingType | 2015 | 2020 | 2025 | 2030 | 2035 | 2040
BM | 0 | 0 | 0 | 0 | 0 | 0
CC | 0 | 0 | 0 | 0 | 0 | 1300.99
CSP | 0 | 0 | 0 | 0 | 0 | 0
CT | 0 | 0 | 0 | 0 | 28.95 | 0
Coal | 22178.27 | 20282.78 | 12012.13 | 0 | 0.01 | 0
Geo | 0 | 0 | 0 | 0 | 0 | 0
H | 0 | 0 | 0 | 0 | 0 | 0
LFG | 0 | 0 | 0 | 0 | 0 | 0
Nuc | 0 | 0 | 0 | 867 | 4275 | 4883.16
PS | 0 | 0 | 0 | 0 | 0 | 0
PV | 0 | 0 | 0 | 0 | 0 | 0
PeakG | 0 | 0 | 0 | 0 | 0 | 0
PeakO | 19 | 0 | 0 | 0 | 0 | 1741.98
ST | 0 | 0 | 0 | 0 | 0 | 0
STOG | 0 | 0 | 0 | 0 | 0 | 2122
STWD | 0 | 0 | 0 | 0 | 0 | 0
WT | 0 | 0 | 0 | 0 | 0 | 0
IGCC | 0 | 0 | 0 | 0 | 0 | 0
DemandResponse | 0 | 0 | 0 | 0 | 0 | 0
IGCC-CCS | 0 | 0 | 0 | 0 | 0 | 0
WT_off | 0 | 0 | 0 | 0 | 0 | 0
PseudoUnit | 0 | 0 | 0 | 0 | 0 | 0
FixedInterchange | 0 | 0 | 0 | 0 | 0 | 0
Retirements of Capacity by Reporting Type: SOCO
ReportingType | 2015 | 2020 | 2025 | 2030 | 2035 | 2040
BM | 0 | 0 | 0 | 0 | 0 | 0
CC | 185.99 | 0 | 0 | 0 | 4128.67 | 6668.38
CSP | 0 | 0 | 0 | 0 | 0 | 0
CT | 0 | 0 | 0 | 0 | 0 | 0
Coal | 14889.34 | 6927.42 | 2183.57 | 0 | 0 | 0
Geo | 0 | 0 | 0 | 0 | 0 | 0
H | 0 | 0 | 0 | 0 | 0 | 0
LFG | 0 | 0 | 0 | 0 | 0 | 0
Nuc | 0 | 0 | 0 | 0 | 0 | 2645.05
PS | 0 | 0 | 0 | 0 | 0 | 0
PV | 0 | 0 | 0 | 0 | 0 | 0
PeakG | 210 | 0 | 0 | 0 | 7496.28 | 0
PeakO | 1139 | 0 | 0 | 0 | 0 | 0
ST | 0 | 0 | 0 | 0 | 0 | 0
STOG | 854 | 0 | 0 | 0 | 0 | 0
STWD | 0 | 0 | 0 | 0 | 0 | 0
WT | 0 | 0 | 0 | 0 | 0 | 0
IGCC | 0 | 0 | 0 | 0 | 0 | 0
DemandResponse | 0 | 0 | 0 | 0 | 0 | 0
IGCC-CCS | 0 | 0 | 0 | 0 | 0 | 0
WT_off | 0 | 0 | 0 | 0 | 0 | 0
PseudoUnit | 0 | 0 | 0 | 0 | 0 | 0
FixedInterchange | 0 | 0 | 0 | 0 | 0 | 0
Retirements of Capacity by Reporting Type: SPP_N
ReportingType | 2015 | 2020 | 2025 | 2030 | 2035 | 2040
BM | 0 | 0 | 0 | 0 | 0 | 0
CC | 0 | 0 | 0 | 0 | 0 | 0
CSP | 0 | 0 | 0 | 0 | 0 | 0
CT | 0 | 0 | 0 | 0 | 0 | 0
Coal | 621 | 2097.5 | 4449.1 | 0.01 | 714.89 | 0
Geo | 0 | 0 | 0 | 0 | 0 | 0
H | 0 | 0 | 0 | 0 | 0 | 0
LFG | 0 | 0 | 0 | 0 | 0 | 0
Nuc | 0 | 0 | 0 | 0 | 0 | 0
PS | 0 | 0 | 0 | 0 | 0 | 0
PV | 0 | 0 | 0 | 0 | 0 | 0
PeakG | 0 | 0 | 0 | 0 | 0 | 0
PeakO | 0 | 0 | 0 | 0 | 0 | 0
ST | 0 | 0 | 0 | 0 | 0 | 0
STOG | 87.02 | 0 | 0 | 0 | 0 | 0
STWD | 0 | 0 | 0 | 0 | 0 | 0
WT | 0 | 0 | 0 | 0 | 0 | 0
IGCC | 0 | 0 | 0 | 0 | 0 | 0
DemandResponse | 0 | 0 | 0 | 0 | 0 | 0
IGCC-CCS | 0 | 0 | 0 | 0 | 0 | 0
WT_off | 0 | 0 | 0 | 0 | 0 | 0
PseudoUnit | 0 | 0 | 0 | 0 | 0 | 0
FixedInterchange | 0 | 0 | 0 | 0 | 0 | 0
Retirements of Capacity by Reporting Type: SPP_S
ReportingType | 2015 | 2020 | 2025 | 2030 | 2035 | 2040
BM | 0 | 0 | 0 | 0 | 0 | 0
CC | 0 | 0 | 0 | 0 | 0 | 0
CSP | 0 | 0 | 0 | 0 | 0 | 0
CT | 0 | 0 | 0 | 0 | 0 | 0
Coal | 2583.96 | 3639.19 | 6371.69 | 323.07 | 221.99 | 0.01
Geo | 0 | 0 | 0 | 0 | 0 | 0
H | 0 | 0 | 0 | 0 | 0 | 0
LFG | 0 | 0 | 0 | 0 | 0 | 0
Nuc | 0 | 0 | 0 | 0 | 0 | 0
PS | 0 | 0 | 0 | 0 | 0 | 0
PV | 0 | 0 | 0 | 0 | 0 | 0
PeakG | 0 | 0 | 0 | 0 | 0 | 0
PeakO | 0 | 0 | 0 | 0 | 0 | 0
ST | 0 | 0 | 0 | 0 | 0 | 0
STOG | 3532.58 | 0 | 0 | 0 | 0 | 0
STWD | 0 | 0 | 0 | 0 | 0 | 0
WT | 0 | 0 | 0 | 0 | 0 | 0
IGCC | 0 | 0 | 0 | 0 | 0 | 0
DemandResponse | 0 | 0 | 0 | 0 | 0 | 0
IGCC-CCS | 0 | 0 | 0 | 0 | 0 | 0
WT_off | 0 | 0 | 0 | 0 | 0 | 0
PseudoUnit | 0 | 0 | 0 | 0 | 0 | 0
FixedInterchange | 0 | 0 | 0 | 0 | 0 | 0
Retirements of Capacity by Reporting Type: TVA
ReportingType | 2015 | 2020 | 2025 | 2030 | 2035 | 2040
BM | 0 | 0 | 0 | 0 | 0 | 0
CC | 0 | 0 | 0 | 0 | 320 | 4402.88
CSP | 0 | 0 | 0 | 0 | 0 | 0
CT | 0 | 0 | 0 | 0 | 0 | 0
Coal | 8075.98 | 4016.05 | 1834.27 | 792.58 | 440.1 | 0
Geo | 0 | 0 | 0 | 0 | 0 | 0
H | 0 | 0 | 0 | 0 | 0 | 0
LFG | 0 | 0 | 0 | 0 | 0 | 0
Nuc | 0 | 0 | 0 | 0 | 2512.33 | 1278.67
PS | 0 | 0 | 0 | 0 | 0 | 0
PV | 0 | 0 | 0 | 0 | 0 | 0
PeakG | 0 | 0 | 0 | 0 | 0 | 0
PeakO | 0 | 0 | 0 | 0 | 82.99 | 0
ST | 0 | 0 | 0 | 0 | 0 | 0
STOG | 0 | 0 | 0 | 0 | 0 | 0
STWD | 0 | 0 | 0 | 0 | 0 | 0
WT | 0 | 0 | 0 | 0 | 0 | 0
IGCC | 0 | 0 | 0 | 0 | 0 | 0
DemandResponse | 0 | 0 | 0 | 0 | 0 | 0
IGCC-CCS | 0 | 0 | 0 | 0 | 0 | 0
WT_off | 0 | 0 | 0 | 0 | 0 | 0
PseudoUnit | 0 | 0 | 0 | 0 | 0 | 0
FixedInterchange | 0 | 0 | 0 | 0 | 0 | 0
Retirements of Capacity by Reporting Type: TVA_Transmission
ReportingType | 2015 | 2020 | 2025 | 2030 | 2035 | 2040
BM | 0 | 0 | 0 | 0 | 0 | 0
CC | 0 | 0 | 0 | 0 | 0 | 0
CSP | 0 | 0 | 0 | 0 | 0 | 0
CT | 0 | 0 | 0 | 0 | 0 | 0
Coal | 0 | 0 | 0 | 0 | 0 | 0
Geo | 0 | 0 | 0 | 0 | 0 | 0
H | 0 | 0 | 0 | 0 | 0 | 0
LFG | 0 | 0 | 0 | 0 | 0 | 0
Nuc | 0 | 0 | 0 | 0 | 0 | 0
PS | 0 | 0 | 0 | 0 | 0 | 0
PV | 0 | 0 | 0 | 0 | 0 | 0
PeakG | 0 | 0 | 0 | 0 | 0 | 0
PeakO | 0 | 0 | 0 | 0 | 0 | 0
ST | 0 | 0 | 0 | 0 | 0 | 0
STOG | 0 | 0 | 0 | 0 | 0 | 0
STWD | 0 | 0 | 0 | 0 | 0 | 0
WT | 0 | 0 | 0 | 0 | 0 | 0
IGCC | 0 | 0 | 0 | 0 | 0 | 0
DemandResponse | 0 | 0 | 0 | 0 | 0 | 0
IGCC-CCS | 0 | 0 | 0 | 0 | 0 | 0
WT_off | 0 | 0 | 0 | 0 | 0 | 0
PseudoUnit | 0 | 0 | 0 | 0 | 0 | 0
FixedInterchange | 0 | 0 | 0 | 0 | 0 | 0
Retirements of Capacity by Reporting Type: VACAR
ReportingType | 2015 | 2020 | 2025 | 2030 | 2035 | 2040
BM | 0 | 0 | 0 | 0 | 0 | 0
CC | 0 | 0 | 0 | 0 | 1302.99 | 7894.21
CSP | 0 | 0 | 0 | 0 | 0 | 0
CT | 0 | 0 | 0 | 332.99 | 0 | 384.26
Coal | 11330.81 | 2704.08 | 1005.52 | 3515.57 | 420 | 0
Geo | 0 | 0 | 0 | 0 | 0 | 0
H | 0 | 0 | 0 | 0 | 0 | 0
LFG | 0 | 0 | 0 | 0 | 0 | 0
Nuc | 0 | 0 | 0 | 0 | 3248 | 1858
PS | 0 | 0 | 0 | 0 | 0 | 0
PV | 0 | 0 | 0 | 0 | 0 | 0
PeakG | 0 | 0 | 0 | 0 | 2438.06 | 0
PeakO | 0 | 0 | 0 | 0 | 1268 | 0
ST | 0 | 0 | 0 | 0 | 0 | 0
STOG | 0 | 0 | 0 | 0 | 92 | 0
STWD | 0 | 0 | 0 | 0 | 0 | 0
WT | 0 | 0 | 0 | 0 | 0 | 0
IGCC | 0 | 0 | 0 | 0 | 0 | 0
DemandResponse | 0 | 0 | 0 | 0 | 0 | 0
IGCC-CCS | 0 | 0 | 0 | 0 | 0 | 0
WT_off | 0 | 0 | 0 | 0 | 0 | 0
PseudoUnit | 0 | 0 | 0 | 0 | 0 | 0
FixedInterchange | 0 | 0 | 0 | 0 | 0 | 0
Retirements of Capacity by Reporting Type: IESO
ReportingType | 2015 | 2020 | 2025 | 2030 | 2035 | 2040
BM | 0 | 0 | 0 | 0 | 0 | 0
CC | 5943 | 0 | 0 | 0 | 0 | 0
CSP | 0 | 0 | 0 | 0 | 0 | 0
CT | 0 | 0 | 0 | 0 | 367.99 | 0
Coal | 6416 | 0 | 0 | 0 | 0 | 0
Geo | 0 | 0 | 0 | 0 | 0 | 0
H | 0 | 0 | 0 | 0 | 0 | 0
LFG | 0 | 0 | 0 | 0 | 0 | 0
Nuc | 0 | 0 | 0 | 0 | 1030 | 1540
PS | 0 | 0 | 0 | 0 | 0 | 0
PV | 0 | 0 | 0 | 0 | 1067.26 | 0
PeakG | 583.97 | 0 | 0 | 0 | 0 | 0
PeakO | 175 | 0 | 0 | 0 | 0 | 0
ST | 0 | 0 | 0 | 0 | 0 | 0
STOG | 2126 | 0 | 0 | 0 | 0 | 0
STWD | 0 | 0 | 0 | 0 | 0 | 0
WT | 0 | 0 | 0 | 0 | 0 | 0
IGCC | 0 | 0 | 0 | 0 | 0 | 0
DemandResponse | 0 | 0 | 0 | 0 | 0 | 0
IGCC-CCS | 0 | 0 | 0 | 0 | 0 | 0
WT_off | 0 | 0 | 0 | 0 | 0 | 0
PseudoUnit | 0 | 0 | 0 | 0 | 0 | 0
FixedInterchange | 0 | 0 | 0 | 0 | 0 | 0
Retirements of Capacity by Reporting Type: MAPP_CA
ReportingType | 2015 | 2020 | 2025 | 2030 | 2035 | 2040
BM | 0 | 0 | 0 | 0 | 0 | 0
CC | 0 | 0 | 731 | 0 | 0 | 281.75
CSP | 0 | 0 | 0 | 0 | 0 | 0
CT | 0 | 0 | 0 | 0 | 0 | 0
Coal | 1076.84 | 560.33 | 108.73 | 0 | 0 | 0
Geo | 0 | 0 | 0 | 0 | 0 | 0
H | 0 | 0 | 0 | 0 | 0 | 0
LFG | 0 | 0 | 0 | 0 | 0 | 0
Nuc | 0 | 0 | 0 | 0 | 0 | 0
PS | 0 | 0 | 0 | 0 | 0 | 0
PV | 0 | 0 | 0 | 0 | 0 | 0
PeakG | 0 | 0 | 559 | 0 | 0 | 0
PeakO | 0 | 0 | 4 | 0 | 0 | 0
ST | 0 | 0 | 0 | 0 | 0 | 0
STOG | 0 | 0 | 126 | 0 | 0 | 0
STWD | 0 | 0 | 0 | 0 | 0 | 0
WT | 0 | 0 | 0 | 0 | 302.4 | 0
IGCC | 0 | 0 | 0 | 0 | 0 | 0
DemandResponse | 0 | 0 | 0 | 0 | 0 | 0
IGCC-CCS | 0 | 0 | 0 | 0 | 0 | 0
WT_off | 0 | 0 | 0 | 0 | 0 | 0
PseudoUnit | 0 | 0 | 0 | 0 | 0 | 0
FixedInterchange | 0 | 0 | 0 | 0 | 0 | 0
Retirements of Capacity by Reporting Type: AZ_NM_SNV_Coal
ReportingType | 2015 | 2020 | 2025 | 2030 | 2035 | 2040
BM | 0 | 0 | 0 | 0 | 0 | 0
CC | 0 | 0 | 0 | 0 | 0 | 0
CSP | 0 | 0 | 0 | 0 | 0 | 0
CT | 0 | 0 | 0 | 0 | 0 | 0
Coal | 2984.88 | 605.11 | 2451.85 | 3206.12 | 400.03 | 0
Geo | 0 | 0 | 0 | 0 | 0 | 0
H | 0 | 0 | 0 | 0 | 0 | 0
LFG | 0 | 0 | 0 | 0 | 0 | 0
Nuc | 0 | 0 | 0 | 0 | 0 | 0
PS | 0 | 0 | 0 | 0 | 0 | 0
PV | 0 | 0 | 0 | 0 | 0 | 0
PeakG | 0 | 0 | 0 | 0 | 0 | 0
PeakO | 0 | 0 | 0 | 0 | 0 | 0
ST | 0 | 0 | 0 | 0 | 0 | 0
STOG | 0 | 0 | 0 | 0 | 0 | 0
STWD | 0 | 0 | 0 | 0 | 0 | 0
WT | 0 | 0 | 0 | 0 | 0 | 0
IGCC | 0 | 0 | 0 | 0 | 0 | 0
DemandResponse | 0 | 0 | 0 | 0 | 0 | 0
IGCC-CCS | 0 | 0 | 0 | 0 | 0 | 0
WT_off | 0 | 0 | 0 | 0 | 0 | 0
PseudoUnit | 0 | 0 | 0 | 0 | 0 | 0
FixedInterchange | 0 | 0 | 0 | 0 | 0 | 0
Retirements of Capacity by Reporting Type: AZ_NM_SNV_Gas
ReportingType | 2015 | 2020 | 2025 | 2030 | 2035 | 2040
BM | 0 | 0 | 0 | 0 | 0 | 0
CC | 1095 | 0 | 0 | 0 | 3714.71 | 2822.95
CSP | 0 | 0 | 0 | 0 | 0 | 0
CT | 0 | 0 | 0 | 0 | 736 | 0
Coal | 0 | 0 | 0 | 0 | 0 | 0
Geo | 0 | 0 | 0 | 0 | 0 | 0
H | 0 | 0 | 0 | 0 | 0 | 0
LFG | 0 | 0 | 0 | 0 | 0 | 0
Nuc | 0 | 0 | 0 | 0 | 0 | 0
PS | 0 | 0 | 0 | 0 | 0 | 0
PV | 0 | 0 | 0 | 0 | 0 | 0
PeakG | 0 | 0 | 0 | 0 | 0 | 0
PeakO | 0 | 0 | 0 | 0 | 0 | 0
ST | 0 | 0 | 0 | 0 | 0 | 0
STOG | 2064 | 0 | 0 | 0 | 0 | 0
STWD | 0 | 0 | 0 | 0 | 0 | 0
WT | 0 | 0 | 0 | 0 | 0 | 0
IGCC | 0 | 0 | 0 | 0 | 0 | 0
DemandResponse | 0 | 0 | 0 | 0 | 0 | 0
IGCC-CCS | 0 | 0 | 0 | 0 | 0 | 0
WT_off | 0 | 0 | 0 | 0 | 0 | 0
PseudoUnit | 0 | 0 | 0 | 0 | 0 | 0
FixedInterchange | 0 | 0 | 0 | 0 | 0 | 0
Retirements of Capacity by Reporting Type: AZ_NM_SNV_NucRenew
ReportingType | 2015 | 2020 | 2025 | 2030 | 2035 | 2040
BM | 0 | 0 | 0 | 0 | 0 | 0
CC | 0 | 0 | 0 | 0 | 0 | 0
CSP | 65 | 0 | 0 | 0 | 0 | 0
CT | 0 | 0 | 0 | 0 | 0 | 0
Coal | 0 | 0 | 0 | 0 | 0 | 0
Geo | 0 | 0 | 0 | 0 | 0 | 0
H | 0 | 0 | 0 | 0 | 0 | 0
LFG | 0 | 0 | 0 | 0 | 0 | 0
Nuc | 0 | 0 | 0 | 0 | 0 | 0
PS | 0 | 0 | 0 | 0 | 0 | 0
PV | 0 | 0 | 0 | 0 | 0 | 0
PeakG | 0 | 0 | 0 | 0 | 0 | 0
PeakO | 0 | 0 | 0 | 0 | 0 | 0
ST | 0 | 0 | 0 | 0 | 0 | 0
STOG | 0 | 0 | 0 | 0 | 0 | 0
STWD | 0 | 0 | 0 | 0 | 0 | 0
WT | 0 | 0 | 0 | 0 | 0 | 0
IGCC | 0 | 0 | 0 | 0 | 0 | 0
DemandResponse | 0 | 0 | 0 | 0 | 0 | 0
IGCC-CCS | 0 | 0 | 0 | 0 | 0 | 0
WT_off | 0 | 0 | 0 | 0 | 0 | 0
PseudoUnit | 0 | 0 | 0 | 0 | 0 | 0
FixedInterchange | 0 | 0 | 0 | 0 | 0 | 0
Retirements of Capacity by Reporting Type: ERCOT
ReportingType | 2015 | 2020 | 2025 | 2030 | 2035 | 2040
BM | 0 | 0 | 0 | 0 | 0 | 0
CC | 0 | 0 | 0 | 0 | 3154.33 | 3494.31
CSP | 0 | 0 | 0 | 0 | 0 | 0
CT | 0 | 0 | 0 | 0 | 250 | 0
Coal | 10331.98 | 5169.87 | 560 | 0 | 0 | 0
Geo | 0 | 0 | 0 | 0 | 0 | 0
H | 0 | 0 | 0 | 0 | 0 | 0
LFG | 0 | 0 | 0 | 0 | 0 | 0
Nuc | 0 | 0 | 0 | 0 | 0 | 0
PS | 0 | 0 | 0 | 0 | 0 | 0
PV | 0 | 0 | 0 | 0 | 14 | 0
PeakG | 0 | 0 | 0 | 0 | 0 | 0
PeakO | 0 | 0 | 0 | 0 | 0 | 0
ST | 0 | 0 | 0 | 0 | 0 | 0
STOG | 6029.65 | 0 | 4470.79 | 778.27 | 7654.28 | 0
STWD | 0 | 0 | 0 | 0 | 0 | 0
WT | 0 | 0 | 0 | 0 | 0 | 0
IGCC | 0 | 0 | 0 | 0 | 0 | 0
DemandResponse | 0 | 0 | 0 | 0 | 0 | 0
IGCC-CCS | 0 | 0 | 0 | 0 | 0 | 0
WT_off | 0 | 0 | 0 | 0 | 0 | 0
PseudoUnit | 0 | 0 | 0 | 0 | 0 | 0
FixedInterchange | 0 | 0 | 0 | 0 | 0 | 0
Retirements of Capacity by Reporting Type: NP15
ReportingType | 2015 | 2020 | 2025 | 2030 | 2035 | 2040
BM | 0 | 0 | 0 | 0 | 0 | 0
CC | 0 | 0 | 0 | 0 | 0 | 973.4
CSP | 0 | 0 | 0 | 0 | 0 | 0
CT | 0 | 0 | 0 | 0 | 212.58 | 0
Coal | 0 | 163.7 | 0 | 28.2 | 0 | 0
Geo | 0 | 0 | 0 | 0 | 0 | 0
H | 0 | 0 | 0 | 0 | 0 | 0
LFG | 0 | 0 | 0 | 0 | 0 | 0
Nuc | 0 | 0 | 0 | 0 | 0 | 0
PS | 0 | 0 | 0 | 0 | 0 | 0
PV | 0 | 0 | 0 | 0 | 0 | 0
PeakG | 0 | 0 | 0 | 0 | 0 | 0
PeakO | 156 | 0 | 0 | 0 | 0 | 0
ST | 0 | 0 | 0 | 0 | 0 | 0
STOG | 1681.82 | 0 | 0 | 0 | 1887.7 | 391.44
STWD | 0 | 0 | 0 | 0 | 0 | 0
WT | 0 | 0 | 0 | 0 | 0 | 0
IGCC | 0 | 0 | 0 | 0 | 0 | 0
DemandResponse | 0 | 0 | 0 | 0 | 0 | 0
IGCC-CCS | 0 | 0 | 0 | 0 | 0 | 0
WT_off | 0 | 0 | 0 | 0 | 0 | 0
PseudoUnit | 0 | 0 | 0 | 0 | 0 | 0
FixedInterchange | 0 | 0 | 0 | 0 | 0 | 0
Retirements of Capacity by Reporting Type: NWPP_Coal
ReportingType | 2015 | 2020 | 2025 | 2030 | 2035 | 2040
BM | 0 | 0 | 0 | 0 | 0 | 0
CC | 0 | 0 | 0 | 0 | 0 | 0
CSP | 0 | 0 | 0 | 0 | 0 | 0
CT | 0 | 0 | 0 | 0 | 0 | 0
Coal | 6348.99 | 1494.7 | 3618.99 | 2094 | 0.01 | 0
Geo | 0 | 0 | 0 | 0 | 0 | 0
H | 0 | 0 | 0 | 0 | 0 | 0
LFG | 0 | 0 | 0 | 0 | 0 | 0
Nuc | 0 | 0 | 0 | 0 | 0 | 0
PS | 0 | 0 | 0 | 0 | 0 | 0
PV | 0 | 0 | 0 | 0 | 0 | 0
PeakG | 0 | 0 | 0 | 0 | 0 | 0
PeakO | 183 | 0 | 0 | 0 | 0 | 0
ST | 0 | 0 | 0 | 0 | 0 | 0
STOG | 0 | 0 | 0 | 0 | 0 | 0
STWD | 0 | 0 | 0 | 0 | 0 | 0
WT | 0 | 0 | 0 | 0 | 0 | 0
IGCC | 0 | 0 | 0 | 0 | 0 | 0
DemandResponse | 0 | 0 | 0 | 0 | 0 | 0
IGCC-CCS | 0 | 0 | 0 | 0 | 0 | 0
WT_off | 0 | 0 | 0 | 0 | 0 | 0
PseudoUnit | 0 | 0 | 0 | 0 | 0 | 0
FixedInterchange | 0 | 0 | 0 | 0 | 0 | 0
Retirements of Capacity by Reporting Type: NWPP_Gas
ReportingType | 2015 | 2020 | 2025 | 2030 | 2035 | 2040
BM | 0 | 0 | 0 | 0 | 0 | 0
CC | 1678 | 0 | 0 | 0 | 6327 | 300
CSP | 0 | 0 | 0 | 0 | 0 | 0
CT | 0 | 0 | 0 | 0 | 150 | 0
Coal | 0 | 0 | 0 | 0 | 0 | 0
Geo | 0 | 0 | 0 | 0 | 0 | 0
H | 0 | 0 | 0 | 0 | 0 | 0
LFG | 0 | 0 | 0 | 0 | 0 | 0
Nuc | 0 | 0 | 0 | 0 | 0 | 0
PS | 0 | 0 | 0 | 0 | 0 | 0
PV | 0 | 0 | 0 | 0 | 0 | 0
PeakG | 2623 | 0 | 0 | 0 | 0 | 0
PeakO | 0 | 0 | 0 | 0 | 0 | 0
ST | 0 | 0 | 0 | 0 | 0 | 0
STOG | 786 | 0 | 0 | 0 | 0 | 0
STWD | 0 | 0 | 0 | 0 | 0 | 0
WT | 0 | 0 | 0 | 0 | 0 | 0
IGCC | 0 | 0 | 0 | 0 | 0 | 0
DemandResponse | 0 | 0 | 0 | 0 | 0 | 0
IGCC-CCS | 0 | 0 | 0 | 0 | 0 | 0
WT_off | 0 | 0 | 0 | 0 | 0 | 0
PseudoUnit | 0 | 0 | 0 | 0 | 0 | 0
FixedInterchange | 0 | 0 | 0 | 0 | 0 | 0
Retirements of Capacity by Reporting Type: NWPP_NucRenew
ReportingType | 2015 | 2020 | 2025 | 2030 | 2035 | 2040
BM | 0 | 0 | 0 | 0 | 0 | 0
CC | 0 | 0 | 0 | 0 | 0 | 0
CSP | 0 | 0 | 0 | 0 | 0 | 0
CT | 0 | 0 | 0 | 0 | 0 | 0
Coal | 0 | 0 | 0 | 0 | 0 | 0
Geo | 4.8 | 0 | 0 | 0 | 0 | 0
H | 0 | 0 | 0 | 0 | 0 | 0
LFG | 0 | 0 | 0 | 0 | 0 | 0
Nuc | 0 | 0 | 0 | 0 | 0 | 0
PS | 0 | 0 | 0 | 0 | 0 | 0
PV | 0 | 0 | 0 | 0 | 0 | 0
PeakG | 0 | 0 | 0 | 0 | 0 | 0
PeakO | 0 | 0 | 0 | 0 | 0 | 0
ST | 0 | 0 | 0 | 0 | 0 | 0
STOG | 0 | 0 | 0 | 0 | 0 | 0
STWD | 0 | 0 | 0 | 0 | 0 | 0
WT | 0 | 0 | 0 | 0 | 0 | 0
IGCC | 0 | 0 | 0 | 0 | 0 | 0
DemandResponse | 0 | 0 | 0 | 0 | 0 | 0
IGCC-CCS | 0 | 0 | 0 | 0 | 0 | 0
WT_off | 0 | 0 | 0 | 0 | 0 | 0
PseudoUnit | 0 | 0 | 0 | 0 | 0 | 0
FixedInterchange | 0 | 0 | 0 | 0 | 0 | 0
Retirements of Capacity by Reporting Type: RMPA
ReportingType | 2015 | 2020 | 2025 | 2030 | 2035 | 2040
BM | 0 | 0 | 0 | 0 | 0 | 0
CC | 0 | 0 | 0 | 0 | 435.72 | 348.71
CSP | 1 | 0 | 0 | 0 | 0 | 0
CT | 0 | 0 | 0 | 0 | 152 | 0
Coal | 543.59 | 1263.93 | 4050.58 | 570 | 359.89 | 0
Geo | 0 | 0 | 0 | 0 | 0 | 0
H | 0 | 0 | 0 | 0 | 0 | 0
LFG | 0 | 0 | 0 | 0 | 0 | 0
Nuc | 0 | 0 | 0 | 0 | 0 | 0
PS | 0 | 0 | 0 | 0 | 0 | 0
PV | 0 | 0 | 0 | 0 | 0 | 0
PeakG | 0 | 0 | 0 | 0 | 0 | 0
PeakO | 186.99 | 0 | 0 | 0 | 0 | 0
ST | 0 | 0 | 0 | 0 | 0 | 0
STOG | 217 | 0 | 0 | 0 | 0 | 0
STWD | 0 | 0 | 0 | 0 | 0 | 0
WT | 0 | 0 | 0 | 0 | 0 | 0
IGCC | 0 | 0 | 0 | 0 | 0 | 0
DemandResponse | 0 | 0 | 0 | 0 | 0 | 0
IGCC-CCS | 0 | 0 | 0 | 0 | 0 | 0
WT_off | 0 | 0 | 0 | 0 | 0 | 0
PseudoUnit | 0 | 0 | 0 | 0 | 0 | 0
FixedInterchange | 0 | 0 | 0 | 0 | 0 | 0
Retirements of Capacity by Reporting Type: SP15
ReportingType | 2015 | 2020 | 2025 | 2030 | 2035 | 2040
BM | 0 | 0 | 0 | 0 | 0 | 0
CC | 0 | 0 | 0 | 0 | 0 | 0
CSP | 409 | 0 | 0 | 0 | 0 | 0
CT | 0 | 0 | 0 | 0 | 0 | 0
Coal | 57 | 84.5 | 0 | 101.19 | 0.01 | 0
Geo | 0 | 0 | 0 | 0 | 0 | 0
H | 0 | 0 | 0 | 0 | 0 | 0
LFG | 0 | 0 | 0 | 0 | 0 | 0
Nuc | 0 | 0 | 0 | 0 | 0 | 0
PS | 0 | 0 | 0 | 0 | 0 | 0
PV | 0 | 0 | 0 | 0 | 0 | 0
PeakG | 44 | 0 | 0 | 0 | 0 | 0
PeakO | 15 | 0 | 0 | 0 | 0 | 0
ST | 0 | 0 | 0 | 0 | 0 | 0
STOG | 3638.54 | 0 | 0 | 0 | 3783.72 | 103.74
STWD | 0 | 0 | 0 | 0 | 0 | 0
WT | 126.2 | 0 | 0 | 0 | 0 | 0
IGCC | 0 | 0 | 0 | 0 | 0 | 0
DemandResponse | 0 | 0 | 0 | 0 | 0 | 0
IGCC-CCS | 0 | 0 | 0 | 0 | 0 | 0
WT_off | 0 | 0 | 0 | 0 | 0 | 0
PseudoUnit | 0 | 0 | 0 | 0 | 0 | 0
FixedInterchange | 0 | 0 | 0 | 0 | 0 | 0
Retirements of Capacity by Reporting Type: ALB
ReportingType | 2015 | 2020 | 2025 | 2030 | 2035 | 2040
BM | 0 | 0 | 0 | 0 | 0 | 0
CC | 0 | 0 | 0 | 1951.99 | 0 | 0
CSP | 0 | 0 | 0 | 0 | 0 | 0
CT | 0 | 0 | 0 | 0 | 201.49 | 0
Coal | 0 | 0 | 0 | 5745.82 | 0 | 0
Geo | 0 | 0 | 0 | 0 | 0 | 0
H | 0 | 0 | 0 | 0 | 0 | 0
LFG | 0 | 0 | 0 | 0 | 0 | 0
Nuc | 0 | 0 | 0 | 0 | 0 | 0
PS | 0 | 0 | 0 | 0 | 0 | 0
PV | 0 | 0 | 0 | 0 | 0 | 0
PeakG | 1513.97 | 0 | 0 | 0 | 0 | 0
PeakO | 6 | 0 | 0 | 0 | 0 | 0
ST | 0 | 0 | 0 | 0 | 0 | 0
STOG | 186 | 0 | 0 | 0 | 0 | 0
STWD | 0 | 0 | 0 | 0 | 0 | 0
WT | 0 | 0 | 0 | 0 | 0 | 0
IGCC | 0 | 0 | 0 | 0 | 0 | 0
DemandResponse | 0 | 0 | 0 | 0 | 0 | 0
IGCC-CCS | 0 | 0 | 0 | 0 | 0 | 0
WT_off | 0 | 0 | 0 | 0 | 0 | 0
PseudoUnit | 0 | 0 | 0 | 0 | 0 | 0
FixedInterchange | 0 | 0 | 0 | 0 | 0 | 0
Retirements of Capacity by Reporting Type: BC
ReportingType | 2015 | 2020 | 2025 | 2030 | 2035 | 2040
BM | 0 | 0 | 0 | 0 | 0 | 0
CC | 0 | 0 | 0 | 205 | 0 | 422.16
CSP | 0 | 0 | 0 | 0 | 0 | 0
CT | 0 | 0 | 0 | 0 | 0 | 0
Coal | 0 | 0 | 0 | 0 | 0 | 0
Geo | 0 | 0 | 0 | 0 | 0 | 0
H | 0 | 0 | 0 | 0 | 0 | 0
LFG | 0 | 0 | 0 | 0 | 0 | 0
Nuc | 0 | 0 | 0 | 0 | 0 | 0
PS | 0 | 0 | 0 | 0 | 0 | 0
PV | 0 | 0 | 0 | 0 | 0 | 0
PeakG | 141 | 0 | 0 | 0 | 0 | 0
PeakO | 44 | 0 | 0 | 0 | 0 | 0
ST | 0 | 0 | 0 | 0 | 0 | 0
STOG | 938 | 0 | 0 | 0 | 0 | 0
STWD | 0 | 0 | 0 | 0 | 0 | 0
WT | 0 | 0 | 0 | 0 | 0 | 0
IGCC | 0 | 0 | 0 | 0 | 0 | 0
DemandResponse | 0 | 0 | 0 | 0 | 0 | 0
IGCC-CCS | 0 | 0 | 0 | 0 | 0 | 0
WT_off | 0 | 0 | 0 | 0 | 0 | 0
PseudoUnit | 0 | 0 | 0 | 0 | 0 | 0
FixedInterchange | 0 | 0 | 0 | 0 | 0 | 0
Retirements of Capacity by Reporting Type: HQ_IESO
ReportingType | 2015 | 2020 | 2025 | 2030 | 2035 | 2040
BM | 0 | 0 | 0 | 0 | 0 | 0
CC | 0 | 0 | 0 | 0 | 0 | 0
CSP | 0 | 0 | 0 | 0 | 0 | 0
CT | 0 | 0 | 0 | 0 | 0 | 0
Coal | 0 | 0 | 0 | 0 | 0 | 0
Geo | 0 | 0 | 0 | 0 | 0 | 0
H | 0 | 0 | 0 | 0 | 0 | 0
LFG | 0 | 0 | 0 | 0 | 0 | 0
Nuc | 0 | 0 | 0 | 0 | 0 | 0
PS | 0 | 0 | 0 | 0 | 0 | 0
PV | 0 | 0 | 0 | 0 | 0 | 0
PeakG | 0 | 0 | 0 | 0 | 0 | 0
PeakO | 0 | 0 | 0 | 0 | 0 | 0
ST | 0 | 0 | 0 | 0 | 0 | 0
STOG | 0 | 0 | 0 | 0 | 0 | 0
STWD | 0 | 0 | 0 | 0 | 0 | 0
WT | 0 | 0 | 0 | 0 | 0 | 0
IGCC | 0 | 0 | 0 | 0 | 0 | 0
DemandResponse | 0 | 0 | 0 | 0 | 0 | 0
IGCC-CCS | 0 | 0 | 0 | 0 | 0 | 0
WT_off | 0 | 0 | 0 | 0 | 0 | 0
PseudoUnit | 0 | 0 | 0 | 0 | 0 | 0
FixedInterchange | 0 | 0 | 0 | 0 | 0 | 0
Retirements of Capacity by Reporting Type: HQ_NEISO
ReportingType | 2015 | 2020 | 2025 | 2030 | 2035 | 2040
BM | 0 | 0 | 0 | 0 | 0 | 0
CC | 0 | 0 | 0 | 0 | 0 | 0
CSP | 0 | 0 | 0 | 0 | 0 | 0
CT | 0 | 0 | 0 | 0 | 0 | 0
Coal | 0 | 0 | 0 | 0 | 0 | 0
Geo | 0 | 0 | 0 | 0 | 0 | 0
H | 0 | 0 | 0 | 0 | 0 | 0
LFG | 0 | 0 | 0 | 0 | 0 | 0
Nuc | 0 | 0 | 0 | 0 | 0 | 0
PS | 0 | 0 | 0 | 0 | 0 | 0
PV | 0 | 0 | 0 | 0 | 0 | 0
PeakG | 0 | 0 | 0 | 0 | 0 | 0
PeakO | 0 | 0 | 0 | 0 | 0 | 0
ST | 0 | 0 | 0 | 0 | 0 | 0
STOG | 0 | 0 | 0 | 0 | 0 | 0
STWD | 0 | 0 | 0 | 0 | 0 | 0
WT | 0 | 0 | 0 | 0 | 0 | 0
IGCC | 0 | 0 | 0 | 0 | 0 | 0
DemandResponse | 0 | 0 | 0 | 0 | 0 | 0
IGCC-CCS | 0 | 0 | 0 | 0 | 0 | 0
WT_off | 0 | 0 | 0 | 0 | 0 | 0
PseudoUnit | 0 | 0 | 0 | 0 | 0 | 0
FixedInterchange | 0 | 0 | 0 | 0 | 0 | 0
Retirements of Capacity by Reporting Type: HQ_NY
ReportingType | 2015 | 2020 | 2025 | 2030 | 2035 | 2040
BM | 0 | 0 | 0 | 0 | 0 | 0
CC | 0 | 0 | 0 | 0 | 0 | 0
CSP | 0 | 0 | 0 | 0 | 0 | 0
CT | 0 | 0 | 0 | 0 | 0 | 0
Coal | 0 | 0 | 0 | 0 | 0 | 0
Geo | 0 | 0 | 0 | 0 | 0 | 0
H | 0 | 0 | 0 | 0 | 0 | 0
LFG | 0 | 0 | 0 | 0 | 0 | 0
Nuc | 0 | 0 | 0 | 0 | 0 | 0
PS | 0 | 0 | 0 | 0 | 0 | 0
PV | 0 | 0 | 0 | 0 | 0 | 0
PeakG | 0 | 0 | 0 | 0 | 0 | 0
PeakO | 0 | 0 | 0 | 0 | 0 | 0
ST | 0 | 0 | 0 | 0 | 0 | 0
STOG | 0 | 0 | 0 | 0 | 0 | 0
STWD | 0 | 0 | 0 | 0 | 0 | 0
WT | 0 | 0 | 0 | 0 | 0 | 0
IGCC | 0 | 0 | 0 | 0 | 0 | 0
DemandResponse | 0 | 0 | 0 | 0 | 0 | 0
IGCC-CCS | 0 | 0 | 0 | 0 | 0 | 0
WT_off | 0 | 0 | 0 | 0 | 0 | 0
PseudoUnit | 0 | 0 | 0 | 0 | 0 | 0
FixedInterchange | 0 | 0 | 0 | 0 | 0 | 0
Retirements of Capacity by Reporting Type: MARITIMES
ReportingType | 2015 | 2020 | 2025 | 2030 | 2035 | 2040
BM | 0 | 0 | 0 | 0 | 0 | 0
CC | 0 | 0 | 0 | 0 | 0 | 0
CSP | 0 | 0 | 0 | 0 | 0 | 0
CT | 0 | 0 | 0 | 0 | 0 | 0
Coal | 0 | 0 | 0 | 0 | 0 | 0
Geo | 0 | 0 | 0 | 0 | 0 | 0
H | 0 | 0 | 0 | 0 | 0 | 0
LFG | 0 | 0 | 0 | 0 | 0 | 0
Nuc | 0 | 0 | 0 | 0 | 0 | 0
PS | 0 | 0 | 0 | 0 | 0 | 0
PV | 0 | 0 | 0 | 0 | 0 | 0
PeakG | 0 | 0 | 0 | 0 | 0 | 0
PeakO | 0 | 0 | 0 | 0 | 0 | 0
ST | 0 | 0 | 0 | 0 | 0 | 0
STOG | 0 | 0 | 0 | 0 | 0 | 0
STWD | 0 | 0 | 0 | 0 | 0 | 0
WT | 0 | 0 | 0 | 0 | 0 | 0
IGCC | 0 | 0 | 0 | 0 | 0 | 0
DemandResponse | 0 | 0 | 0 | 0 | 0 | 0
IGCC-CCS | 0 | 0 | 0 | 0 | 0 | 0
WT_off | 0 | 0 | 0 | 0 | 0 | 0
PseudoUnit | 0 | 0 | 0 | 0 | 0 | 0
FixedInterchange | 0 | 0 | 0 | 0 | 0 | 0
Retirements of Capacity by Reporting Type: All
ReportingType | 2015 | 2020 | 2025 | 2030 | 2035 | 2040
BM | 0 | 0 | 0 | 0 | 0 | 0
CC | 10059.97 | 3018.29 | 3002.98 | 2892.58 | 35575.43 | 31053.32
CSP | 475 | 0 | 0 | 0 | 0 | 0
CT | 0 | 0 | 0 | 342.49 | 4784.93 | 410.46
Coal | 137909.36 | 90886.4 | 47335.86 | 21546.94 | 8058.51 | 0.03
Geo | 4.8 | 0 | 0 | 0 | 0 | 0
H | 0 | 0 | 0 | 0 | 0 | 0
LFG | 0 | 0 | 0 | 0 | 0 | 0
Nuc | 0 | 614.5 | 0 | 1488.2 | 26575.7 | 19706
PS | 0 | 0 | 0 | 0 | 0 | 0
PV | 0 | 0 | 0 | 0 | 1081.25 | 0
PeakG | 5384.44 | 0 | 559 | 828.22 | 9934.35 | 249.35
PeakO | 3446.33 | 0 | 4 | 2216.31 | 1350.99 | 3319.97
ST | 0 | 0 | 0 | 0 | 0 | 0
STOG | 60337.55 | 0 | 4596.79 | 2600.78 | 13417.71 | 8768.67
STWD | 0 | 0 | 0 | 0 | 0 | 0
WT | 126.2 | 0 | 0 | 0 | 302.4 | 0
IGCC | 0 | 0 | 0 | 0 | 0 | 0
DemandResponse | 0 | 0 | 0 | 0 | 0 | 0
IGCC-CCS | 0 | 0 | 0 | 0 | 0 | 0
WT_off | 0 | 0 | 0 | 0 | 0 | 0
PseudoUnit | 0 | 0 | 0 | 0 | 0 | 0
FixedInterchange | 0 | 0 | 0 | 0 | 0 | 0
Retirements of Capacity by Reporting Type: EI_US
ReportingType | 2015 | 2020 | 2025 | 2030 | 2035 | 2040
BM | 0 | 0 | 0 | 0 | 0 | 0
CC | 1343.98 | 3018.29 | 2271.98 | 735.59 | 21943.68 | 22410.03
CSP | 0 | 0 | 0 | 0 | 0 | 0
CT | 0 | 0 | 0 | 342.49 | 2714.87 | 410.46
Coal | 110150.08 | 81544.26 | 36545.71 | 9801.59 | 7298.58 | 0.02
Geo | 0 | 0 | 0 | 0 | 0 | 0
H | 0 | 0 | 0 | 0 | 0 | 0
LFG | 0 | 0 | 0 | 0 | 0 | 0
Nuc | 0 | 614.5 | 0 | 1488.2 | 25545.7 | 18166
PS | 0 | 0 | 0 | 0 | 0 | 0
PV | 0 | 0 | 0 | 0 | 0 | 0
PeakG | 478.5 | 0 | 0 | 828.22 | 9934.35 | 249.35
PeakO | 2680.34 | 0 | 0 | 2216.31 | 1350.99 | 3319.97
ST | 0 | 0 | 0 | 0 | 0 | 0
STOG | 42670.55 | 0 | 0 | 1822.51 | 92 | 8273.49
STWD | 0 | 0 | 0 | 0 | 0 | 0
WT | 0 | 0 | 0 | 0 | 0 | 0
IGCC | 0 | 0 | 0 | 0 | 0 | 0
DemandResponse | 0 | 0 | 0 | 0 | 0 | 0
IGCC-CCS | 0 | 0 | 0 | 0 | 0 | 0
WT_off | 0 | 0 | 0 | 0 | 0 | 0
PseudoUnit | 0 | 0 | 0 | 0 | 0 | 0
FixedInterchange | 0 | 0 | 0 | 0 | 0 | 0
Retirements of Capacity by Reporting Type: EI_Canada
ReportingType | 2015 | 2020 | 2025 | 2030 | 2035 | 2040
BM | 0 | 0 | 0 | 0 | 0 | 0
CC | 5943 | 0 | 731 | 0 | 0 | 281.75
CSP | 0 | 0 | 0 | 0 | 0 | 0
CT | 0 | 0 | 0 | 0 | 367.99 | 0
Coal | 7492.84 | 560.33 | 108.73 | 0 | 0 | 0
Geo | 0 | 0 | 0 | 0 | 0 | 0
H | 0 | 0 | 0 | 0 | 0 | 0
LFG | 0 | 0 | 0 | 0 | 0 | 0
Nuc | 0 | 0 | 0 | 0 | 1030 | 1540
PS | 0 | 0 | 0 | 0 | 0 | 0
PV | 0 | 0 | 0 | 0 | 1067.26 | 0
PeakG | 583.97 | 0 | 559 | 0 | 0 | 0
PeakO | 175 | 0 | 4 | 0 | 0 | 0
ST | 0 | 0 | 0 | 0 | 0 | 0
STOG | 2126 | 0 | 126 | 0 | 0 | 0
STWD | 0 | 0 | 0 | 0 | 0 | 0
WT | 0 | 0 | 0 | 0 | 302.4 | 0
IGCC | 0 | 0 | 0 | 0 | 0 | 0
DemandResponse | 0 | 0 | 0 | 0 | 0 | 0
IGCC-CCS | 0 | 0 | 0 | 0 | 0 | 0
WT_off | 0 | 0 | 0 | 0 | 0 | 0
PseudoUnit | 0 | 0 | 0 | 0 | 0 | 0
FixedInterchange | 0 | 0 | 0 | 0 | 0 | 0
Retirements of Capacity by Reporting Type: EI
ReportingType | 2015 | 2020 | 2025 | 2030 | 2035 | 2040
BM | 0 | 0 | 0 | 0 | 0 | 0
CC | 7286.98 | 3018.29 | 3002.98 | 735.59 | 21943.68 | 22691.78
CSP | 0 | 0 | 0 | 0 | 0 | 0
CT | 0 | 0 | 0 | 342.49 | 3082.86 | 410.46
Coal | 117642.92 | 82104.59 | 36654.43 | 9801.59 | 7298.58 | 0.02
Geo | 0 | 0 | 0 | 0 | 0 | 0
H | 0 | 0 | 0 | 0 | 0 | 0
LFG | 0 | 0 | 0 | 0 | 0 | 0
Nuc | 0 | 614.5 | 0 | 1488.2 | 26575.7 | 19706
PS | 0 | 0 | 0 | 0 | 0 | 0
PV | 0 | 0 | 0 | 0 | 1067.26 | 0
PeakG | 1062.47 | 0 | 559 | 828.22 | 9934.35 | 249.35
PeakO | 2855.34 | 0 | 4 | 2216.31 | 1350.99 | 3319.97
ST | 0 | 0 | 0 | 0 | 0 | 0
STOG | 44796.55 | 0 | 126 | 1822.51 | 92 | 8273.49
STWD | 0 | 0 | 0 | 0 | 0 | 0
WT | 0 | 0 | 0 | 0 | 302.4 | 0
IGCC | 0 | 0 | 0 | 0 | 0 | 0
DemandResponse | 0 | 0 | 0 | 0 | 0 | 0
IGCC-CCS | 0 | 0 | 0 | 0 | 0 | 0
WT_off | 0 | 0 | 0 | 0 | 0 | 0
PseudoUnit | 0 | 0 | 0 | 0 | 0 | 0
FixedInterchange | 0 | 0 | 0 | 0 | 0 | 0
Retirements of Capacity by Reporting Type: Outside_EI
ReportingType | 2015 | 2020 | 2025 | 2030 | 2035 | 2040
BM | 0 | 0 | 0 | 0 | 0 | 0
CC | 2773 | 0 | 0 | 2156.99 | 13631.75 | 8361.54
CSP | 475 | 0 | 0 | 0 | 0 | 0
CT | 0 | 0 | 0 | 0 | 1702.07 | 0
Coal | 20266.44 | 8781.81 | 10681.43 | 11745.34 | 759.94 | 0.01
Geo | 4.8 | 0 | 0 | 0 | 0 | 0
H | 0 | 0 | 0 | 0 | 0 | 0
LFG | 0 | 0 | 0 | 0 | 0 | 0
Nuc | 0 | 0 | 0 | 0 | 0 | 0
PS | 0 | 0 | 0 | 0 | 0 | 0
PV | 0 | 0 | 0 | 0 | 14 | 0
PeakG | 4321.97 | 0 | 0 | 0 | 0 | 0
PeakO | 590.99 | 0 | 0 | 0 | 0 | 0
ST | 0 | 0 | 0 | 0 | 0 | 0
STOG | 15541 | 0 | 4470.79 | 778.27 | 13325.71 | 495.18
STWD | 0 | 0 | 0 | 0 | 0 | 0
WT | 126.2 | 0 | 0 | 0 | 0 | 0
IGCC | 0 | 0 | 0 | 0 | 0 | 0
DemandResponse | 0 | 0 | 0 | 0 | 0 | 0
IGCC-CCS | 0 | 0 | 0 | 0 | 0 | 0
WT_off | 0 | 0 | 0 | 0 | 0 | 0
PseudoUnit | 0 | 0 | 0 | 0 | 0 | 0
FixedInterchange | 0 | 0 | 0 | 0 | 0 | 0
#4 | Cumulative Retirements of Capacity (MW)
Cumulative Retirements of Capacity by Reporting Type: Entergy
ReportingType | 2015 | 2020 | 2025 | 2030 | 2035 | 2040
BM | 0 | 0 | 0 | 0 | 0 | 0
CC | 0 | 0 | 0 | 0 | 0 | 0
CSP | 0 | 0 | 0 | 0 | 0 | 0
CT | 0 | 0 | 0 | 0 | 0 | 0
Coal | 952.9 | 6091.89 | 7936.52 | 8308.89 | 8308.89 | 8308.89
Geo | 0 | 0 | 0 | 0 | 0 | 0
H | 0 | 0 | 0 | 0 | 0 | 0
LFG | 0 | 0 | 0 | 0 | 0 | 0
Nuc | 0 | 0 | 0 | 0 | 842 | 1839
PS | 0 | 0 | 0 | 0 | 0 | 0
PV | 0 | 0 | 0 | 0 | 0 | 0
PeakG | 0 | 0 | 0 | 0 | 0 | 0
PeakO | 0 | 0 | 0 | 0 | 0 | 0
ST | 0 | 0 | 0 | 0 | 0 | 0
STOG | 13042.49 | 13042.49 | 13042.49 | 14865 | 14865 | 14865
STWD | 0 | 0 | 0 | 0 | 0 | 0
WT | 0 | 0 | 0 | 0 | 0 | 0
IGCC | 0 | 0 | 0 | 0 | 0 | 0
DemandResponse | 0 | 0 | 0 | 0 | 0 | 0
IGCC-CCS | 0 | 0 | 0 | 0 | 0 | 0
WT_off | 0 | 0 | 0 | 0 | 0 | 0
PseudoUnit | 0 | 0 | 0 | 0 | 0 | 0
FixedInterchange | 0 | 0 | 0 | 0 | 0 | 0
Cumulative Retirements of Capacity by Reporting Type: FRCC
ReportingType | 2015 | 2020 | 2025 | 2030 | 2035 | 2040
BM | 0 | 0 | 0 | 0 | 0 | 0
CC | 0 | 0 | 0 | 0 | 14273.29 | 14273.29
CSP | 0 | 0 | 0 | 0 | 0 | 0
CT | 0 | 0 | 0 | 0 | 2480 | 2480
Coal | 6832.36 | 8211.37 | 8211.37 | 8211.37 | 8211.37 | 8211.37
Geo | 0 | 0 | 0 | 0 | 0 | 0
H | 0 | 0 | 0 | 0 | 0 | 0
LFG | 0 | 0 | 0 | 0 | 0 | 0
Nuc | 0 | 0 | 0 | 0 | 1615.33 | 3292.33
PS | 0 | 0 | 0 | 0 | 0 | 0
PV | 0 | 0 | 0 | 0 | 0 | 0
PeakG | 0 | 0 | 0 | 828.22 | 828.22 | 828.22
PeakO | 66.68 | 66.68 | 66.68 | 2283 | 2283 | 2283
ST | 0 | 0 | 0 | 0 | 0 | 0
STOG | 9833 | 9833 | 9833 | 9833 | 9833 | 9833
STWD | 0 | 0 | 0 | 0 | 0 | 0
WT | 0 | 0 | 0 | 0 | 0 | 0
IGCC | 0 | 0 | 0 | 0 | 0 | 0
DemandResponse | 0 | 0 | 0 | 0 | 0 | 0
IGCC-CCS | 0 | 0 | 0 | 0 | 0 | 0
WT_off | 0 | 0 | 0 | 0 | 0 | 0
PseudoUnit | 0 | 0 | 0 | 0 | 0 | 0
FixedInterchange | 0 | 0 | 0 | 0 | 0 | 0
Cumulative Retirements of Capacity by Reporting Type: MAPP_US
ReportingType | 2015 | 2020 | 2025 | 2030 | 2035 | 2040
BM | 0 | 0 | 0 | 0 | 0 | 0
CC | 0 | 0 | 0 | 0 | 0 | 0
CSP | 0 | 0 | 0 | 0 | 0 | 0
CT | 0 | 0 | 0 | 0 | 0 | 0
Coal | 1678.01 | 2149.01 | 2850.48 | 2850.48 | 2850.48 | 2850.48
Geo | 0 | 0 | 0 | 0 | 0 | 0
H | 0 | 0 | 0 | 0 | 0 | 0
LFG | 0 | 0 | 0 | 0 | 0 | 0
Nuc | 0 | 0 | 0 | 0 | 0 | 0
PS | 0 | 0 | 0 | 0 | 0 | 0
PV | 0 | 0 | 0 | 0 | 0 | 0
PeakG | 0 | 0 | 0 | 0 | 0 | 0
PeakO | 0 | 0 | 0 | 0 | 0 | 0
ST | 0 | 0 | 0 | 0 | 0 | 0
STOG | 35.99 | 35.99 | 35.99 | 35.99 | 35.99 | 35.99
STWD | 0 | 0 | 0 | 0 | 0 | 0
WT | 0 | 0 | 0 | 0 | 0 | 0
IGCC | 0 | 0 | 0 | 0 | 0 | 0
DemandResponse | 0 | 0 | 0 | 0 | 0 | 0
IGCC-CCS | 0 | 0 | 0 | 0 | 0 | 0
WT_off | 0 | 0 | 0 | 0 | 0 | 0
PseudoUnit | 0 | 0 | 0 | 0 | 0 | 0
FixedInterchange | 0 | 0 | 0 | 0 | 0 | 0
Cumulative Retirements of Capacity by Reporting Type: MISO_IN
ReportingType | 2015 | 2020 | 2025 | 2030 | 2035 | 2040
BM | 0 | 0 | 0 | 0 | 0 | 0
CC | 0 | 0 | 0 | 0 | 0 | 0
CSP | 0 | 0 | 0 | 0 | 0 | 0
CT | 0 | 0 | 0 | 0 | 0 | 0
Coal | 3849.03 | 7327.11 | 8670.94 | 11815.91 | 12060.96 | 12060.96
Geo | 0 | 0 | 0 | 0 | 0 | 0
H | 0 | 0 | 0 | 0 | 0 | 0
LFG | 0 | 0 | 0 | 0 | 0 | 0
Nuc | 0 | 0 | 0 | 0 | 0 | 0
PS | 0 | 0 | 0 | 0 | 0 | 0
PV | 0 | 0 | 0 | 0 | 0 | 0
PeakG | 0 | 0 | 0 | 0 | 0 | 0
PeakO | 0 | 0 | 0 | 0 | 0 | 0
ST | 0 | 0 | 0 | 0 | 0 | 0
STOG | 0 | 0 | 0 | 0 | 0 | 0
STWD | 0 | 0 | 0 | 0 | 0 | 0
WT | 0 | 0 | 0 | 0 | 0 | 0
IGCC | 0 | 0 | 0 | 0 | 0 | 0
DemandResponse | 0 | 0 | 0 | 0 | 0 | 0
IGCC-CCS | 0 | 0 | 0 | 0 | 0 | 0
WT_off | 0 | 0 | 0 | 0 | 0 | 0
PseudoUnit | 0 | 0 | 0 | 0 | 0 | 0
FixedInterchange | 0 | 0 | 0 | 0 | 0 | 0
Cumulative Retirements of Capacity by Reporting Type: MISO_MI
ReportingType | 2015 | 2020 | 2025 | 2030 | 2035 | 2040
BM | 0 | 0 | 0 | 0 | 0 | 0
CC | 0 | 0 | 0 | 0 | 0 | 0
CSP | 0 | 0 | 0 | 0 | 0 | 0
CT | 0 | 0 | 0 | 0 | 0 | 0
Coal | 5514.96 | 10791.98 | 10791.98 | 10791.98 | 10791.98 | 10791.98
Geo | 0 | 0 | 0 | 0 | 0 | 0
H | 0 | 0 | 0 | 0 | 0 | 0
LFG | 0 | 0 | 0 | 0 | 0 | 0
Nuc | 0 | 0 | 0 | 0 | 778 | 778
PS | 0 | 0 | 0 | 0 | 0 | 0
PV | 0 | 0 | 0 | 0 | 0 | 0
PeakG | 0 | 0 | 0 | 0 | 0 | 0
PeakO | 0 | 0 | 0 | 0 | 0 | 0
ST | 0 | 0 | 0 | 0 | 0 | 0
STOG | 0 | 0 | 0 | 0 | 0 | 0
STWD | 0 | 0 | 0 | 0 | 0 | 0
WT | 0 | 0 | 0 | 0 | 0 | 0
IGCC | 0 | 0 | 0 | 0 | 0 | 0
DemandResponse | 0 | 0 | 0 | 0 | 0 | 0
IGCC-CCS | 0 | 0 | 0 | 0 | 0 | 0
WT_off | 0 | 0 | 0 | 0 | 0 | 0
PseudoUnit | 0 | 0 | 0 | 0 | 0 | 0
FixedInterchange | 0 | 0 | 0 | 0 | 0 | 0
Cumulative Retirements of Capacity by Reporting Type: MISO_MO-IL
ReportingType | 2015 | 2020 | 2025 | 2030 | 2035 | 2040
BM | 0 | 0 | 0 | 0 | 0 | 0
CC | 0 | 0 | 0 | 0 | 0 | 0
CSP | 0 | 0 | 0 | 0 | 0 | 0
CT | 0 | 0 | 0 | 0 | 0 | 0
Coal | 3307.69 | 11382.67 | 12733.63 | 12733.64 | 13325.64 | 13325.65
Geo | 0 | 0 | 0 | 0 | 0 | 0
H | 0 | 0 | 0 | 0 | 0 | 0
LFG | 0 | 0 | 0 | 0 | 0 | 0
Nuc | 0 | 0 | 0 | 0 | 0 | 0
PS | 0 | 0 | 0 | 0 | 0 | 0
PV | 0 | 0 | 0 | 0 | 0 | 0
PeakG | 0 | 0 | 0 | 0 | 0 | 0
PeakO | 0 | 0 | 0 | 0 | 0 | 0
ST | 0 | 0 | 0 | 0 | 0 | 0
STOG | 0 | 0 | 0 | 0 | 0 | 0
STWD | 0 | 0 | 0 | 0 | 0 | 0
WT | 0 | 0 | 0 | 0 | 0 | 0
IGCC | 0 | 0 | 0 | 0 | 0 | 0
DemandResponse | 0 | 0 | 0 | 0 | 0 | 0
IGCC-CCS | 0 | 0 | 0 | 0 | 0 | 0
WT_off | 0 | 0 | 0 | 0 | 0 | 0
PseudoUnit | 0 | 0 | 0 | 0 | 0 | 0
FixedInterchange | 0 | 0 | 0 | 0 | 0 | 0
Cumulative Retirements of Capacity by Reporting Type: MISO_W
ReportingType | 2015 | 2020 | 2025 | 2030 | 2035 | 2040
BM | 0 | 0 | 0 | 0 | 0 | 0
CC | 0 | 0 | 0 | 0 | 0 | 0
CSP | 0 | 0 | 0 | 0 | 0 | 0
CT | 0 | 0 | 0 | 0 | 0 | 0
Coal | 3171.15 | 7616.55 | 9291.42 | 9967.67 | 13134.58 | 13134.58
Geo | 0 | 0 | 0 | 0 | 0 | 0
H | 0 | 0 | 0 | 0 | 0 | 0
LFG | 0 | 0 | 0 | 0 | 0 | 0
Nuc | 0 | 0 | 0 | 0 | 2361.23 | 2361.23
PS | 0 | 0 | 0 | 0 | 0 | 0
PV | 0 | 0 | 0 | 0 | 0 | 0
PeakG | 0 | 0 | 0 | 0 | 0 | 0
PeakO | 0 | 0 | 0 | 0 | 0 | 0
ST | 0 | 0 | 0 | 0 | 0 | 0
STOG | 0 | 0 | 0 | 0 | 0 | 0
STWD | 0 | 0 | 0 | 0 | 0 | 0
WT | 0 | 0 | 0 | 0 | 0 | 0
IGCC | 0 | 0 | 0 | 0 | 0 | 0
DemandResponse | 0 | 0 | 0 | 0 | 0 | 0
IGCC-CCS | 0 | 0 | 0 | 0 | 0 | 0
WT_off | 0 | 0 | 0 | 0 | 0 | 0
PseudoUnit | 0 | 0 | 0 | 0 | 0 | 0
FixedInterchange | 0 | 0 | 0 | 0 | 0 | 0
Cumulative Retirements of Capacity by Reporting Type: MISO_WUMS
ReportingType | 2015 | 2020 | 2025 | 2030 | 2035 | 2040
BM | 0 | 0 | 0 | 0 | 0 | 0
CC | 0 | 0 | 0 | 0 | 0 | 0
CSP | 0 | 0 | 0 | 0 | 0 | 0
CT | 0 | 0 | 0 | 0 | 0 | 0
Coal | 3073.09 | 6060.08 | 6060.08 | 6060.09 | 6393.19 | 6393.19
Geo | 0 | 0 | 0 | 0 | 0 | 0
H | 0 | 0 | 0 | 0 | 0 | 0
LFG | 0 | 0 | 0 | 0 | 0 | 0
Nuc | 0 | 0 | 0 | 0 | 1816.9 | 1816.9
PS | 0 | 0 | 0 | 0 | 0 | 0
PV | 0 | 0 | 0 | 0 | 0 | 0
PeakG | 0 | 0 | 0 | 0 | 0 | 0
PeakO | 0 | 0 | 0 | 0 | 0 | 0
ST | 0 | 0 | 0 | 0 | 0 | 0
STOG | 59.5 | 59.5 | 59.5 | 59.5 | 59.5 | 59.5
STWD | 0 | 0 | 0 | 0 | 0 | 0
WT | 0 | 0 | 0 | 0 | 0 | 0
IGCC | 0 | 0 | 0 | 0 | 0 | 0
DemandResponse | 0 | 0 | 0 | 0 | 0 | 0
IGCC-CCS | 0 | 0 | 0 | 0 | 0 | 0
WT_off | 0 | 0 | 0 | 0 | 0 | 0
PseudoUnit | 0 | 0 | 0 | 0 | 0 | 0
FixedInterchange | 0 | 0 | 0 | 0 | 0 | 0
Cumulative Retirements of Capacity by Reporting Type: Nebraska
ReportingType | 2015 | 2020 | 2025 | 2030 | 2035 | 2040
BM | 0 | 0 | 0 | 0 | 0 | 0
CC | 0 | 0 | 0 | 0 | 0 | 0
CSP | 0 | 0 | 0 | 0 | 0 | 0
CT | 0 | 0 | 0 | 0 | 0 | 0
Coal | 0 | 3195.8 | 3195.8 | 3195.8 | 3195.8 | 3195.8
Geo | 0 | 0 | 0 | 0 | 0 | 0
H | 0 | 0 | 0 | 0 | 0 | 0
LFG | 0 | 0 | 0 | 0 | 0 | 0
Nuc | 0 | 0 | 0 | 0 | 1251.8 | 1251.8
PS | 0 | 0 | 0 | 0 | 0 | 0
PV | 0 | 0 | 0 | 0 | 0 | 0
PeakG | 0 | 0 | 0 | 0 | 0 | 0
PeakO | 0 | 0 | 0 | 0 | 0 | 0
ST | 0 | 0 | 0 | 0 | 0 | 0
STOG | 269.96 | 269.96 | 269.96 | 269.96 | 269.96 | 269.96
STWD | 0 | 0 | 0 | 0 | 0 | 0
WT | 0 | 0 | 0 | 0 | 0 | 0
IGCC | 0 | 0 | 0 | 0 | 0 | 0
DemandResponse | 0 | 0 | 0 | 0 | 0 | 0
IGCC-CCS | 0 | 0 | 0 | 0 | 0 | 0
WT_off | 0 | 0 | 0 | 0 | 0 | 0
PseudoUnit | 0 | 0 | 0 | 0 | 0 | 0
FixedInterchange | 0 | 0 | 0 | 0 | 0 | 0
Cumulative Retirements of Capacity by Reporting Type: NEISO
ReportingType | 2015 | 2020 | 2025 | 2030 | 2035 | 2040
BM | 0 | 0 | 0 | 0 | 0 | 0
CC | 1035.95 | 4054.25 | 5344.06 | 6079.65 | 6079.65 | 6222.04
CSP | 0 | 0 | 0 | 0 | 0 | 0
CT | 0 | 0 | 0 | 9.5 | 199.43 | 199.43
Coal | 2250.13 | 2570.13 | 2570.13 | 2570.13 | 2570.13 | 2570.13
Geo | 0 | 0 | 0 | 0 | 0 | 0
H | 0 | 0 | 0 | 0 | 0 | 0
LFG | 0 | 0 | 0 | 0 | 0 | 0
Nuc | 0 | 0 | 0 | 0 | 1289 | 2165.92
PS | 0 | 0 | 0 | 0 | 0 | 0
PV | 0 | 0 | 0 | 0 | 0 | 0
PeakG | 0 | 0 | 0 | 0 | 0 | 0
PeakO | 1182.96 | 1182.96 | 1182.96 | 1182.96 | 1182.96 | 1182.96
ST | 0 | 0 | 0 | 0 | 0 | 0
STOG | 6237 | 6237 | 6237 | 6237 | 6237 | 6237
STWD | 0 | 0 | 0 | 0 | 0 | 0
WT | 0 | 0 | 0 | 0 | 0 | 0
IGCC | 0 | 0 | 0 | 0 | 0 | 0
DemandResponse | 0 | 0 | 0 | 0 | 0 | 0
IGCC-CCS | 0 | 0 | 0 | 0 | 0 | 0
WT_off | 0 | 0 | 0 | 0 | 0 | 0
PseudoUnit | 0 | 0 | 0 | 0 | 0 | 0
FixedInterchange | 0 | 0 | 0 | 0 | 0 | 0
Cumulative Retirements of Capacity by Reporting Type: NonRTO_Midwest
ReportingType | 2015 | 2020 | 2025 | 2030 | 2035 | 2040
BM | 0 | 0 | 0 | 0 | 0 | 0
CC | 0 | 0 | 0 | 0 | 0 | 1761.34
CSP | 0 | 0 | 0 | 0 | 0 | 0
CT | 0 | 0 | 0 | 0 | 0 | 0
Coal | 3077.99 | 6440.18 | 7261.41 | 8238.16 | 8881.68 | 8881.69
Geo | 0 | 0 | 0 | 0 | 0 | 0
H | 0 | 0 | 0 | 0 | 0 | 0
LFG | 0 | 0 | 0 | 0 | 0 | 0
Nuc | 0 | 0 | 0 | 0 | 0 | 0
PS | 0 | 0 | 0 | 0 | 0 | 0
PV | 0 | 0 | 0 | 0 | 0 | 0
PeakG | 0 | 0 | 0 | 0 | 0 | 249.35
PeakO | 0 | 0 | 0 | 0 | 0 | 12
ST | 0 | 0 | 0 | 0 | 0 | 0
STOG | 0 | 0 | 0 | 0 | 0 | 0
STWD | 0 | 0 | 0 | 0 | 0 | 0
WT | 0 | 0 | 0 | 0 | 0 | 0
IGCC | 0 | 0 | 0 | 0 | 0 | 0
DemandResponse | 0 | 0 | 0 | 0 | 0 | 0
IGCC-CCS | 0 | 0 | 0 | 0 | 0 | 0
WT_off | 0 | 0 | 0 | 0 | 0 | 0
PseudoUnit | 0 | 0 | 0 | 0 | 0 | 0
FixedInterchange | 0 | 0 | 0 | 0 | 0 | 0
Cumulative Retirements of Capacity by Reporting Type: NYISO_A-F
ReportingType | 2015 | 2020 | 2025 | 2030 | 2035 | 2040
BM | 0 | 0 | 0 | 0 | 0 | 0
CC | 122.03 | 122.03 | 1104.2 | 1104.2 | 2404.63 | 2404.64
CSP | 0 | 0 | 0 | 0 | 0 | 0
CT | 0 | 0 | 0 | 0 | 0 | 0
Coal | 2251.9 | 2251.9 | 2251.9 | 2251.9 | 2251.9 | 2251.9
Geo | 0 | 0 | 0 | 0 | 0 | 0
H | 0 | 0 | 0 | 0 | 0 | 0
LFG | 0 | 0 | 0 | 0 | 0 | 0
Nuc | 0 | 0 | 0 | 621.2 | 1201.7 | 2053.9
PS | 0 | 0 | 0 | 0 | 0 | 0
PV | 0 | 0 | 0 | 0 | 0 | 0
PeakG | 0 | 0 | 0 | 0 | 0 | 0
PeakO | 0 | 0 | 0 | 0 | 0 | 0
ST | 0 | 0 | 0 | 0 | 0 | 0
STOG | 1701 | 1701 | 1701 | 1701 | 1701 | 1701
STWD | 0 | 0 | 0 | 0 | 0 | 0
WT | 0 | 0 | 0 | 0 | 0 | 0
IGCC | 0 | 0 | 0 | 0 | 0 | 0
DemandResponse | 0 | 0 | 0 | 0 | 0 | 0
IGCC-CCS | 0 | 0 | 0 | 0 | 0 | 0
WT_off | 0 | 0 | 0 | 0 | 0 | 0
PseudoUnit | 0 | 0 | 0 | 0 | 0 | 0
FixedInterchange | 0 | 0 | 0 | 0 | 0 | 0
Cumulative Retirements of Capacity by Reporting Type: NYISO_G-I
ReportingType | 2015 | 2020 | 2025 | 2030 | 2035 | 2040
BM | 0 | 0 | 0 | 0 | 0 | 0
CC | 0 | 0 | 0 | 0 | 0 | 0
CSP | 0 | 0 | 0 | 0 | 0 | 0
CT | 0 | 0 | 0 | 0 | 0 | 0
Coal | 368.2 | 368.2 | 368.2 | 368.2 | 368.2 | 368.2
Geo | 0 | 0 | 0 | 0 | 0 | 0
H | 0 | 0 | 0 | 0 | 0 | 0
LFG | 0 | 0 | 0 | 0 | 0 | 0
Nuc | 0 | 0 | 0 | 0 | 1019.6 | 2044.6
PS | 0 | 0 | 0 | 0 | 0 | 0
PV | 0 | 0 | 0 | 0 | 0 | 0
PeakG | 0 | 0 | 0 | 0 | 0 | 0
PeakO | 0 | 0 | 0 | 0 | 0 | 0
ST | 0 | 0 | 0 | 0 | 0 | 0
STOG | 2430.97 | 2430.97 | 2430.97 | 2430.97 | 2430.97 | 2430.97
STWD | 0 | 0 | 0 | 0 | 0 | 0
WT | 0 | 0 | 0 | 0 | 0 | 0
IGCC | 0 | 0 | 0 | 0 | 0 | 0
DemandResponse | 0 | 0 | 0 | 0 | 0 | 0
IGCC-CCS | 0 | 0 | 0 | 0 | 0 | 0
WT_off | 0 | 0 | 0 | 0 | 0 | 0
PseudoUnit | 0 | 0 | 0 | 0 | 0 | 0
FixedInterchange | 0 | 0 | 0 | 0 | 0 | 0
Cumulative Retirements of Capacity by Reporting Type: NYISO_J-K
ReportingType | 2015 | 2020 | 2025 | 2030 | 2035 | 2040
BM | 0 | 0 | 0 | 0 | 0 | 0
CC | 0 | 0 | 0 | 0 | 0 | 0
CSP | 0 | 0 | 0 | 0 | 0 | 0
CT | 0 | 0 | 0 | 0 | 0 | 0
Coal | 0 | 0 | 0 | 0 | 0 | 0
Geo | 0 | 0 | 0 | 0 | 0 | 0
H | 0 | 0 | 0 | 0 | 0 | 0
LFG | 0 | 0 | 0 | 0 | 0 | 0
Nuc | 0 | 0 | 0 | 0 | 0 | 0
PS | 0 | 0 | 0 | 0 | 0 | 0
PV | 0 | 0 | 0 | 0 | 0 | 0
PeakG | 0 | 0 | 0 | 0 | 0 | 0
PeakO | 0 | 0 | 0 | 0 | 0 | 0
ST | 0 | 0 | 0 | 0 | 0 | 0
STOG | 3377.55 | 3377.55 | 3377.55 | 3377.55 | 3377.55 | 3377.55
STWD | 0 | 0 | 0 | 0 | 0 | 0
WT | 0 | 0 | 0 | 0 | 0 | 0
IGCC | 0 | 0 | 0 | 0 | 0 | 0
DemandResponse | 0 | 0 | 0 | 0 | 0 | 0
IGCC-CCS | 0 | 0 | 0 | 0 | 0 | 0
WT_off | 0 | 0 | 0 | 0 | 0 | 0
PseudoUnit | 0 | 0 | 0 | 0 | 0 | 0
FixedInterchange | 0 | 0 | 0 | 0 | 0 | 0
Cumulative Retirements of Capacity by Reporting Type: PJM_E
ReportingType | 2015 | 2020 | 2025 | 2030 | 2035 | 2040
BM | 0 | 0 | 0 | 0 | 0 | 0
CC | 0 | 0 | 0 | 0 | 618.3 | 858.13
CSP | 0 | 0 | 0 | 0 | 0 | 0
CT | 0 | 0 | 0 | 0 | 0 | 26.2
Coal | 3065.9 | 3633.9 | 3633.9 | 3633.9 | 3633.9 | 3633.9
Geo | 0 | 0 | 0 | 0 | 0 | 0
H | 0 | 0 | 0 | 0 | 0 | 0
LFG | 0 | 0 | 0 | 0 | 0 | 0
Nuc | 0 | 614.5 | 614.5 | 614.5 | 2838.5 | 4012.5
PS | 0 | 0 | 0 | 0 | 0 | 0
PV | 0 | 0 | 0 | 0 | 0 | 0
PeakG | 268.5 | 268.5 | 268.5 | 268.5 | 268.5 | 268.5
PeakO | 2.7 | 2.7 | 2.7 | 2.7 | 2.7 | 2.7
ST | 0 | 0 | 0 | 0 | 0 | 0
STOG | 629.5 | 629.5 | 629.5 | 629.5 | 629.5 | 3252
STWD | 0 | 0 | 0 | 0 | 0 | 0
WT | 0 | 0 | 0 | 0 | 0 | 0
IGCC | 0 | 0 | 0 | 0 | 0 | 0
DemandResponse | 0 | 0 | 0 | 0 | 0 | 0
IGCC-CCS | 0 | 0 | 0 | 0 | 0 | 0
WT_off | 0 | 0 | 0 | 0 | 0 | 0
PseudoUnit | 0 | 0 | 0 | 0 | 0 | 0
FixedInterchange | 0 | 0 | 0 | 0 | 0 | 0
Cumulative Retirements of Capacity by Reporting Type: PJM_ROM
ReportingType | 2015 | 2020 | 2025 | 2030 | 2035 | 2040
BM | 0 | 0 | 0 | 0 | 0 | 0
CC | 0 | 0 | 0 | 0 | 0 | 0
CSP | 0 | 0 | 0 | 0 | 0 | 0
CT | 0 | 0 | 0 | 0 | 15.99 | 15.99
Coal | 11077.4 | 14257.21 | 15209.65 | 15209.65 | 15730.64 | 15730.65
Geo | 0 | 0 | 0 | 0 | 0 | 0
H | 0 | 0 | 0 | 0 | 0 | 0
LFG | 0 | 0 | 0 | 0 | 0 | 0
Nuc | 0 | 0 | 0 | 0 | 1732 | 2631
PS | 0 | 0 | 0 | 0 | 0 | 0
PV | 0 | 0 | 0 | 0 | 0 | 0
PeakG | 0 | 0 | 0 | 0 | 0 | 0
PeakO | 270 | 270 | 270 | 270 | 270 | 1835.98
ST | 0 | 0 | 0 | 0 | 0 | 0
STOG | 580 | 580 | 580 | 580 | 580 | 4109
STWD | 0 | 0 | 0 | 0 | 0 | 0
WT | 0 | 0 | 0 | 0 | 0 | 0
IGCC | 0 | 0 | 0 | 0 | 0 | 0
DemandResponse | 0 | 0 | 0 | 0 | 0 | 0
IGCC-CCS | 0 | 0 | 0 | 0 | 0 | 0
WT_off | 0 | 0 | 0 | 0 | 0 | 0
PseudoUnit | 0 | 0 | 0 | 0 | 0 | 0
FixedInterchange | 0 | 0 | 0 | 0 | 0 | 0
Cumulative Retirements of Capacity by Reporting Type: PJM_ROR
ReportingType | 2015 | 2020 | 2025 | 2030 | 2035 | 2040
BM | 0 | 0 | 0 | 0 | 0 | 0
CC | 0 | 0 | 0 | 0 | 0 | 1301
CSP | 0 | 0 | 0 | 0 | 0 | 0
CT | 0 | 0 | 0 | 0 | 28.95 | 28.95
Coal | 22178.27 | 42461.05 | 54473.18 | 54473.18 | 54473.19 | 54473.19
Geo | 0 | 0 | 0 | 0 | 0 | 0
H | 0 | 0 | 0 | 0 | 0 | 0
LFG | 0 | 0 | 0 | 0 | 0 | 0
Nuc | 0 | 0 | 0 | 867 | 5142 | 10025.16
PS | 0 | 0 | 0 | 0 | 0 | 0
PV | 0 | 0 | 0 | 0 | 0 | 0
PeakG | 0 | 0 | 0 | 0 | 0 | 0
PeakO | 19 | 19 | 19 | 19 | 19 | 1760.98
ST | 0 | 0 | 0 | 0 | 0 | 0
STOG | 0 | 0 | 0 | 0 | 0 | 2122
STWD | 0 | 0 | 0 | 0 | 0 | 0
WT | 0 | 0 | 0 | 0 | 0 | 0
IGCC | 0 | 0 | 0 | 0 | 0 | 0
DemandResponse | 0 | 0 | 0 | 0 | 0 | 0
IGCC-CCS | 0 | 0 | 0 | 0 | 0 | 0
WT_off | 0 | 0 | 0 | 0 | 0 | 0
PseudoUnit | 0 | 0 | 0 | 0 | 0 | 0
FixedInterchange | 0 | 0 | 0 | 0 | 0 | 0
Cumulative Retirements of Capacity by Reporting Type: SOCO
ReportingType | 2015 | 2020 | 2025 | 2030 | 2035 | 2040
BM | 0 | 0 | 0 | 0 | 0 | 0
CC | 185.99 | 185.99 | 185.99 | 185.99 | 4314.66 | 10983.04
CSP | 0 | 0 | 0 | 0 | 0 | 0
CT | 0 | 0 | 0 | 0 | 0 | 0
Coal | 14889.34 | 21816.76 | 24000.33 | 24000.33 | 24000.33 | 24000.33
Geo | 0 | 0 | 0 | 0 | 0 | 0
H | 0 | 0 | 0 | 0 | 0 | 0
LFG | 0 | 0 | 0 | 0 | 0 | 0
Nuc | 0 | 0 | 0 | 0 | 0 | 2645.05
PS | 0 | 0 | 0 | 0 | 0 | 0
PV | 0 | 0 | 0 | 0 | 0 | 0
PeakG | 210 | 210 | 210 | 210 | 7706.28 | 7706.28
PeakO | 1139 | 1139 | 1139 | 1139 | 1139 | 1139
ST | 0 | 0 | 0 | 0 | 0 | 0
STOG | 854 | 854 | 854 | 854 | 854 | 854
STWD | 0 | 0 | 0 | 0 | 0 | 0
WT | 0 | 0 | 0 | 0 | 0 | 0
IGCC | 0 | 0 | 0 | 0 | 0 | 0
DemandResponse | 0 | 0 | 0 | 0 | 0 | 0
IGCC-CCS | 0 | 0 | 0 | 0 | 0 | 0
WT_off | 0 | 0 | 0 | 0 | 0 | 0
PseudoUnit | 0 | 0 | 0 | 0 | 0 | 0
FixedInterchange | 0 | 0 | 0 | 0 | 0 | 0
Cumulative Retirements of Capacity by Reporting Type: SPP_N
ReportingType | 2015 | 2020 | 2025 | 2030 | 2035 | 2040
BM | 0 | 0 | 0 | 0 | 0 | 0
CC | 0 | 0 | 0 | 0 | 0 | 0
CSP | 0 | 0 | 0 | 0 | 0 | 0
CT | 0 | 0 | 0 | 0 | 0 | 0
Coal | 621 | 2718.49 | 7167.59 | 7167.59 | 7882.49 | 7882.49
Geo | 0 | 0 | 0 | 0 | 0 | 0
H | 0 | 0 | 0 | 0 | 0 | 0
LFG | 0 | 0 | 0 | 0 | 0 | 0
Nuc | 0 | 0 | 0 | 0 | 0 | 0
PS | 0 | 0 | 0 | 0 | 0 | 0
PV | 0 | 0 | 0 | 0 | 0 | 0
PeakG | 0 | 0 | 0 | 0 | 0 | 0
PeakO | 0 | 0 | 0 | 0 | 0 | 0
ST | 0 | 0 | 0 | 0 | 0 | 0
STOG | 87.02 | 87.02 | 87.02 | 87.02 | 87.02 | 87.02
STWD | 0 | 0 | 0 | 0 | 0 | 0
WT | 0 | 0 | 0 | 0 | 0 | 0
IGCC | 0 | 0 | 0 | 0 | 0 | 0
DemandResponse | 0 | 0 | 0 | 0 | 0 | 0
IGCC-CCS | 0 | 0 | 0 | 0 | 0 | 0
WT_off | 0 | 0 | 0 | 0 | 0 | 0
PseudoUnit | 0 | 0 | 0 | 0 | 0 | 0
FixedInterchange | 0 | 0 | 0 | 0 | 0 | 0
Cumulative Retirements of Capacity by Reporting Type: SPP_S
ReportingType | 2015 | 2020 | 2025 | 2030 | 2035 | 2040
BM | 0 | 0 | 0 | 0 | 0 | 0
CC | 0 | 0 | 0 | 0 | 0 | 0
CSP | 0 | 0 | 0 | 0 | 0 | 0
CT | 0 | 0 | 0 | 0 | 0 | 0
Coal | 2583.96 | 6223.15 | 12594.84 | 12917.92 | 13139.91 | 13139.91
Geo | 0 | 0 | 0 | 0 | 0 | 0
H | 0 | 0 | 0 | 0 | 0 | 0
LFG | 0 | 0 | 0 | 0 | 0 | 0
Nuc | 0 | 0 | 0 | 0 | 0 | 0
PS | 0 | 0 | 0 | 0 | 0 | 0
PV | 0 | 0 | 0 | 0 | 0 | 0
PeakG | 0 | 0 | 0 | 0 | 0 | 0
PeakO | 0 | 0 | 0 | 0 | 0 | 0
ST | 0 | 0 | 0 | 0 | 0 | 0
STOG | 3532.58 | 3532.58 | 3532.58 | 3532.58 | 3532.58 | 3532.58
STWD | 0 | 0 | 0 | 0 | 0 | 0
WT | 0 | 0 | 0 | 0 | 0 | 0
IGCC | 0 | 0 | 0 | 0 | 0 | 0
DemandResponse | 0 | 0 | 0 | 0 | 0 | 0
IGCC-CCS | 0 | 0 | 0 | 0 | 0 | 0
WT_off | 0 | 0 | 0 | 0 | 0 | 0
PseudoUnit | 0 | 0 | 0 | 0 | 0 | 0
FixedInterchange | 0 | 0 | 0 | 0 | 0 | 0
Cumulative Retirements of Capacity by Reporting Type: TVA
ReportingType | 2015 | 2020 | 2025 | 2030 | 2035 | 2040
BM | 0 | 0 | 0 | 0 | 0 | 0
CC | 0 | 0 | 0 | 0 | 320 | 4722.88
CSP | 0 | 0 | 0 | 0 | 0 | 0
CT | 0 | 0 | 0 | 0 | 0 | 0
Coal | 8075.98 | 12092.03 | 13926.3 | 14718.88 | 15158.97 | 15158.97
Geo | 0 | 0 | 0 | 0 | 0 | 0
H | 0 | 0 | 0 | 0 | 0 | 0
LFG | 0 | 0 | 0 | 0 | 0 | 0
Nuc | 0 | 0 | 0 | 0 | 2512.33 | 3791
PS | 0 | 0 | 0 | 0 | 0 | 0
PV | 0 | 0 | 0 | 0 | 0 | 0
PeakG | 0 | 0 | 0 | 0 | 0 | 0
PeakO | 0 | 0 | 0 | 0 | 82.99 | 83
ST | 0 | 0 | 0 | 0 | 0 | 0
STOG | 0 | 0 | 0 | 0 | 0 | 0
STWD | 0 | 0 | 0 | 0 | 0 | 0
WT | 0 | 0 | 0 | 0 | 0 | 0
IGCC | 0 | 0 | 0 | 0 | 0 | 0
DemandResponse | 0 | 0 | 0 | 0 | 0 | 0
IGCC-CCS | 0 | 0 | 0 | 0 | 0 | 0
WT_off | 0 | 0 | 0 | 0 | 0 | 0
PseudoUnit | 0 | 0 | 0 | 0 | 0 | 0
FixedInterchange | 0 | 0 | 0 | 0 | 0 | 0
Cumulative Retirements of Capacity by Reporting Type: TVA_Transmission
ReportingType | 2015 | 2020 | 2025 | 2030 | 2035 | 2040
BM | 0 | 0 | 0 | 0 | 0 | 0
CC | 0 | 0 | 0 | 0 | 0 | 0
CSP | 0 | 0 | 0 | 0 | 0 | 0
CT | 0 | 0 | 0 | 0 | 0 | 0
Coal | 0 | 0 | 0 | 0 | 0 | 0
Geo | 0 | 0 | 0 | 0 | 0 | 0
H | 0 | 0 | 0 | 0 | 0 | 0
LFG | 0 | 0 | 0 | 0 | 0 | 0
Nuc | 0 | 0 | 0 | 0 | 0 | 0
PS | 0 | 0 | 0 | 0 | 0 | 0
PV | 0 | 0 | 0 | 0 | 0 | 0
PeakG | 0 | 0 | 0 | 0 | 0 | 0
PeakO | 0 | 0 | 0 | 0 | 0 | 0
ST | 0 | 0 | 0 | 0 | 0 | 0
STOG | 0 | 0 | 0 | 0 | 0 | 0
STWD | 0 | 0 | 0 | 0 | 0 | 0
WT | 0 | 0 | 0 | 0 | 0 | 0
IGCC | 0 | 0 | 0 | 0 | 0 | 0
DemandResponse | 0 | 0 | 0 | 0 | 0 | 0
IGCC-CCS | 0 | 0 | 0 | 0 | 0 | 0
WT_off | 0 | 0 | 0 | 0 | 0 | 0
PseudoUnit | 0 | 0 | 0 | 0 | 0 | 0
FixedInterchange | 0 | 0 | 0 | 0 | 0 | 0
Cumulative Retirements of Capacity by Reporting Type: VACAR
ReportingType | 2015 | 2020 | 2025 | 2030 | 2035 | 2040
BM | 0 | 0 | 0 | 0 | 0 | 0
CC | 0 | 0 | 0 | 0 | 1302.99 | 9197.2
CSP | 0 | 0 | 0 | 0 | 0 | 0
CT | 0 | 0 | 0 | 332.99 | 332.99 | 717.25
Coal | 11330.81 | 14034.88 | 15040.4 | 18555.97 | 18975.97 | 18975.97
Geo | 0 | 0 | 0 | 0 | 0 | 0
H | 0 | 0 | 0 | 0 | 0 | 0
LFG | 0 | 0 | 0 | 0 | 0 | 0
Nuc | 0 | 0 | 0 | 0 | 3248 | 5106
PS | 0 | 0 | 0 | 0 | 0 | 0
PV | 0 | 0 | 0 | 0 | 0 | 0
PeakG | 0 | 0 | 0 | 0 | 2438.06 | 2438.06
PeakO | 0 | 0 | 0 | 0 | 1268 | 1268
ST | 0 | 0 | 0 | 0 | 0 | 0
STOG | 0 | 0 | 0 | 0 | 92 | 92
STWD | 0 | 0 | 0 | 0 | 0 | 0
WT | 0 | 0 | 0 | 0 | 0 | 0
IGCC | 0 | 0 | 0 | 0 | 0 | 0
DemandResponse | 0 | 0 | 0 | 0 | 0 | 0
IGCC-CCS | 0 | 0 | 0 | 0 | 0 | 0
WT_off | 0 | 0 | 0 | 0 | 0 | 0
PseudoUnit | 0 | 0 | 0 | 0 | 0 | 0
FixedInterchange | 0 | 0 | 0 | 0 | 0 | 0
Cumulative Retirements of Capacity by Reporting Type: IESO
ReportingType | 2015 | 2020 | 2025 | 2030 | 2035 | 2040
BM | 0 | 0 | 0 | 0 | 0 | 0
CC | 5943 | 5943 | 5943 | 5943 | 5943 | 5943
CSP | 0 | 0 | 0 | 0 | 0 | 0
CT | 0 | 0 | 0 | 0 | 367.99 | 367.99
Coal | 6416 | 6416 | 6416 | 6416 | 6416 | 6416
Geo | 0 | 0 | 0 | 0 | 0 | 0
H | 0 | 0 | 0 | 0 | 0 | 0
LFG | 0 | 0 | 0 | 0 | 0 | 0
Nuc | 0 | 0 | 0 | 0 | 1030 | 2570
PS | 0 | 0 | 0 | 0 | 0 | 0
PV | 0 | 0 | 0 | 0 | 1067.26 | 1067.26
PeakG | 583.97 | 583.97 | 583.97 | 583.97 | 583.97 | 583.97
PeakO | 175 | 175 | 175 | 175 | 175 | 175
ST | 0 | 0 | 0 | 0 | 0 | 0
STOG | 2126 | 2126 | 2126 | 2126 | 2126 | 2126
STWD | 0 | 0 | 0 | 0 | 0 | 0
WT | 0 | 0 | 0 | 0 | 0 | 0
IGCC | 0 | 0 | 0 | 0 | 0 | 0
DemandResponse | 0 | 0 | 0 | 0 | 0 | 0
IGCC-CCS | 0 | 0 | 0 | 0 | 0 | 0
WT_off | 0 | 0 | 0 | 0 | 0 | 0
PseudoUnit | 0 | 0 | 0 | 0 | 0 | 0
FixedInterchange | 0 | 0 | 0 | 0 | 0 | 0
Cumulative Retirements of Capacity by Reporting Type: MAPP_CA
ReportingType | 2015 | 2020 | 2025 | 2030 | 2035 | 2040
BM | 0 | 0 | 0 | 0 | 0 | 0
CC | 0 | 0 | 731 | 731 | 731 | 1012.75
CSP | 0 | 0 | 0 | 0 | 0 | 0
CT | 0 | 0 | 0 | 0 | 0 | 0
Coal | 1076.84 | 1637.17 | 1745.9 | 1745.9 | 1745.9 | 1745.9
Geo | 0 | 0 | 0 | 0 | 0 | 0
H | 0 | 0 | 0 | 0 | 0 | 0
LFG | 0 | 0 | 0 | 0 | 0 | 0
Nuc | 0 | 0 | 0 | 0 | 0 | 0
PS | 0 | 0 | 0 | 0 | 0 | 0
PV | 0 | 0 | 0 | 0 | 0 | 0
PeakG | 0 | 0 | 559 | 559 | 559 | 559
PeakO | 0 | 0 | 4 | 4 | 4 | 4
ST | 0 | 0 | 0 | 0 | 0 | 0
STOG | 0 | 0 | 126 | 126 | 126 | 126
STWD | 0 | 0 | 0 | 0 | 0 | 0
WT | 0 | 0 | 0 | 0 | 302.4 | 302.4
IGCC | 0 | 0 | 0 | 0 | 0 | 0
DemandResponse | 0 | 0 | 0 | 0 | 0 | 0
IGCC-CCS | 0 | 0 | 0 | 0 | 0 | 0
WT_off | 0 | 0 | 0 | 0 | 0 | 0
PseudoUnit | 0 | 0 | 0 | 0 | 0 | 0
FixedInterchange | 0 | 0 | 0 | 0 | 0 | 0
Cumulative Retirements of Capacity by Reporting Type: AZ_NM_SNV_Coal
ReportingType | 2015 | 2020 | 2025 | 2030 | 2035 | 2040
BM | 0 | 0 | 0 | 0 | 0 | 0
CC | 0 | 0 | 0 | 0 | 0 | 0
CSP | 0 | 0 | 0 | 0 | 0 | 0
CT | 0 | 0 | 0 | 0 | 0 | 0
Coal | 2984.88 | 3589.99 | 6041.84 | 9247.96 | 9647.99 | 9647.99
Geo | 0 | 0 | 0 | 0 | 0 | 0
H | 0 | 0 | 0 | 0 | 0 | 0
LFG | 0 | 0 | 0 | 0 | 0 | 0
Nuc | 0 | 0 | 0 | 0 | 0 | 0
PS | 0 | 0 | 0 | 0 | 0 | 0
PV | 0 | 0 | 0 | 0 | 0 | 0
PeakG | 0 | 0 | 0 | 0 | 0 | 0
PeakO | 0 | 0 | 0 | 0 | 0 | 0
ST | 0 | 0 | 0 | 0 | 0 | 0
STOG | 0 | 0 | 0 | 0 | 0 | 0
STWD | 0 | 0 | 0 | 0 | 0 | 0
WT | 0 | 0 | 0 | 0 | 0 | 0
IGCC | 0 | 0 | 0 | 0 | 0 | 0
DemandResponse | 0 | 0 | 0 | 0 | 0 | 0
IGCC-CCS | 0 | 0 | 0 | 0 | 0 | 0
WT_off | 0 | 0 | 0 | 0 | 0 | 0
PseudoUnit | 0 | 0 | 0 | 0 | 0 | 0
FixedInterchange | 0 | 0 | 0 | 0 | 0 | 0
Cumulative Retirements of Capacity by Reporting Type: AZ_NM_SNV_Gas
ReportingType | 2015 | 2020 | 2025 | 2030 | 2035 | 2040
BM | 0 | 0 | 0 | 0 | 0 | 0
CC | 1095 | 1095 | 1095 | 1095 | 4809.7 | 7632.66
CSP | 0 | 0 | 0 | 0 | 0 | 0
CT | 0 | 0 | 0 | 0 | 736 | 736
Coal | 0 | 0 | 0 | 0 | 0 | 0
Geo | 0 | 0 | 0 | 0 | 0 | 0
H | 0 | 0 | 0 | 0 | 0 | 0
LFG | 0 | 0 | 0 | 0 | 0 | 0
Nuc | 0 | 0 | 0 | 0 | 0 | 0
PS | 0 | 0 | 0 | 0 | 0 | 0
PV | 0 | 0 | 0 | 0 | 0 | 0
PeakG | 0 | 0 | 0 | 0 | 0 | 0
PeakO | 0 | 0 | 0 | 0 | 0 | 0
ST | 0 | 0 | 0 | 0 | 0 | 0
STOG | 2064 | 2064 | 2064 | 2064 | 2064 | 2064
STWD | 0 | 0 | 0 | 0 | 0 | 0
WT | 0 | 0 | 0 | 0 | 0 | 0
IGCC | 0 | 0 | 0 | 0 | 0 | 0
DemandResponse | 0 | 0 | 0 | 0 | 0 | 0
IGCC-CCS | 0 | 0 | 0 | 0 | 0 | 0
WT_off | 0 | 0 | 0 | 0 | 0 | 0
PseudoUnit | 0 | 0 | 0 | 0 | 0 | 0
FixedInterchange | 0 | 0 | 0 | 0 | 0 | 0
Cumulative Retirements of Capacity by Reporting Type: AZ_NM_SNV_NucRenew
ReportingType | 2015 | 2020 | 2025 | 2030 | 2035 | 2040
BM | 0 | 0 | 0 | 0 | 0 | 0
CC | 0 | 0 | 0 | 0 | 0 | 0
CSP | 65 | 65 | 65 | 65 | 65 | 65
CT | 0 | 0 | 0 | 0 | 0 | 0
Coal | 0 | 0 | 0 | 0 | 0 | 0
Geo | 0 | 0 | 0 | 0 | 0 | 0
H | 0 | 0 | 0 | 0 | 0 | 0
LFG | 0 | 0 | 0 | 0 | 0 | 0
Nuc | 0 | 0 | 0 | 0 | 0 | 0
PS | 0 | 0 | 0 | 0 | 0 | 0
PV | 0 | 0 | 0 | 0 | 0 | 0
PeakG | 0 | 0 | 0 | 0 | 0 | 0
PeakO | 0 | 0 | 0 | 0 | 0 | 0
ST | 0 | 0 | 0 | 0 | 0 | 0
STOG | 0 | 0 | 0 | 0 | 0 | 0
STWD | 0 | 0 | 0 | 0 | 0 | 0
WT | 0 | 0 | 0 | 0 | 0 | 0
IGCC | 0 | 0 | 0 | 0 | 0 | 0
DemandResponse | 0 | 0 | 0 | 0 | 0 | 0
IGCC-CCS | 0 | 0 | 0 | 0 | 0 | 0
WT_off | 0 | 0 | 0 | 0 | 0 | 0
PseudoUnit | 0 | 0 | 0 | 0 | 0 | 0
FixedInterchange | 0 | 0 | 0 | 0 | 0 | 0
Cumulative Retirements of Capacity by Reporting Type: ERCOT
ReportingType | 2015 | 2020 | 2025 | 2030 | 2035 | 2040
BM | 0 | 0 | 0 | 0 | 0 | 0
CC | 0 | 0 | 0 | 0 | 3154.33 | 6648.64
CSP | 0 | 0 | 0 | 0 | 0 | 0
CT | 0 | 0 | 0 | 0 | 250 | 250
Coal | 10331.98 | 15501.86 | 16061.86 | 16061.86 | 16061.86 | 16061.86
Geo | 0 | 0 | 0 | 0 | 0 | 0
H | 0 | 0 | 0 | 0 | 0 | 0
LFG | 0 | 0 | 0 | 0 | 0 | 0
Nuc | 0 | 0 | 0 | 0 | 0 | 0
PS | 0 | 0 | 0 | 0 | 0 | 0
PV | 0 | 0 | 0 | 0 | 14 | 14
PeakG | 0 | 0 | 0 | 0 | 0 | 0
PeakO | 0 | 0 | 0 | 0 | 0 | 0
ST | 0 | 0 | 0 | 0 | 0 | 0
STOG | 6029.65 | 6029.65 | 10500.44 | 11278.72 | 18933 | 18933
STWD | 0 | 0 | 0 | 0 | 0 | 0
WT | 0 | 0 | 0 | 0 | 0 | 0
IGCC | 0 | 0 | 0 | 0 | 0 | 0
DemandResponse | 0 | 0 | 0 | 0 | 0 | 0
IGCC-CCS | 0 | 0 | 0 | 0 | 0 | 0
WT_off | 0 | 0 | 0 | 0 | 0 | 0
PseudoUnit | 0 | 0 | 0 | 0 | 0 | 0
FixedInterchange | 0 | 0 | 0 | 0 | 0 | 0
Cumulative Retirements of Capacity by Reporting Type: NP15
ReportingType | 2015 | 2020 | 2025 | 2030 | 2035 | 2040
BM | 0 | 0 | 0 | 0 | 0 | 0
CC | 0 | 0 | 0 | 0 | 0 | 973.4
CSP | 0 | 0 | 0 | 0 | 0 | 0
CT | 0 | 0 | 0 | 0 | 212.58 | 212.58
Coal | 0 | 163.7 | 163.7 | 191.9 | 191.9 | 191.9
Geo | 0 | 0 | 0 | 0 | 0 | 0
H | 0 | 0 | 0 | 0 | 0 | 0
LFG | 0 | 0 | 0 | 0 | 0 | 0
Nuc | 0 | 0 | 0 | 0 | 0 | 0
PS | 0 | 0 | 0 | 0 | 0 | 0
PV | 0 | 0 | 0 | 0 | 0 | 0
PeakG | 0 | 0 | 0 | 0 | 0 | 0
PeakO | 156 | 156 | 156 | 156 | 156 | 156
ST | 0 | 0 | 0 | 0 | 0 | 0
STOG | 1681.82 | 1681.82 | 1681.82 | 1681.82 | 3569.52 | 3960.96
STWD | 0 | 0 | 0 | 0 | 0 | 0
WT | 0 | 0 | 0 | 0 | 0 | 0
IGCC | 0 | 0 | 0 | 0 | 0 | 0
DemandResponse | 0 | 0 | 0 | 0 | 0 | 0
IGCC-CCS | 0 | 0 | 0 | 0 | 0 | 0
WT_off | 0 | 0 | 0 | 0 | 0 | 0
PseudoUnit | 0 | 0 | 0 | 0 | 0 | 0
FixedInterchange | 0 | 0 | 0 | 0 | 0 | 0
Cumulative Retirements of Capacity by Reporting Type: NWPP_Coal
ReportingType | 2015 | 2020 | 2025 | 2030 | 2035 | 2040
BM | 0 | 0 | 0 | 0 | 0 | 0
CC | 0 | 0 | 0 | 0 | 0 | 0
CSP | 0 | 0 | 0 | 0 | 0 | 0
CT | 0 | 0 | 0 | 0 | 0 | 0
Coal | 6348.99 | 7843.69 | 11462.68 | 13556.69 | 13556.69 | 13556.69
Geo | 0 | 0 | 0 | 0 | 0 | 0
H | 0 | 0 | 0 | 0 | 0 | 0
LFG | 0 | 0 | 0 | 0 | 0 | 0
Nuc | 0 | 0 | 0 | 0 | 0 | 0
PS | 0 | 0 | 0 | 0 | 0 | 0
PV | 0 | 0 | 0 | 0 | 0 | 0
PeakG | 0 | 0 | 0 | 0 | 0 | 0
PeakO | 183 | 183 | 183 | 183 | 183 | 183
ST | 0 | 0 | 0 | 0 | 0 | 0
STOG | 0 | 0 | 0 | 0 | 0 | 0
STWD | 0 | 0 | 0 | 0 | 0 | 0
WT | 0 | 0 | 0 | 0 | 0 | 0
IGCC | 0 | 0 | 0 | 0 | 0 | 0
DemandResponse | 0 | 0 | 0 | 0 | 0 | 0
IGCC-CCS | 0 | 0 | 0 | 0 | 0 | 0
WT_off | 0 | 0 | 0 | 0 | 0 | 0
PseudoUnit | 0 | 0 | 0 | 0 | 0 | 0
FixedInterchange | 0 | 0 | 0 | 0 | 0 | 0
Cumulative Retirements of Capacity by Reporting Type: NWPP_Gas
ReportingType | 2015 | 2020 | 2025 | 2030 | 2035 | 2040
BM | 0 | 0 | 0 | 0 | 0 | 0
CC | 1678 | 1678 | 1678 | 1678 | 8005 | 8305
CSP | 0 | 0 | 0 | 0 | 0 | 0
CT | 0 | 0 | 0 | 0 | 150 | 150
Coal | 0 | 0 | 0 | 0 | 0 | 0
Geo | 0 | 0 | 0 | 0 | 0 | 0
H | 0 | 0 | 0 | 0 | 0 | 0
LFG | 0 | 0 | 0 | 0 | 0 | 0
Nuc | 0 | 0 | 0 | 0 | 0 | 0
PS | 0 | 0 | 0 | 0 | 0 | 0
PV | 0 | 0 | 0 | 0 | 0 | 0
PeakG | 2623 | 2623 | 2623 | 2623 | 2623 | 2623
PeakO | 0 | 0 | 0 | 0 | 0 | 0
ST | 0 | 0 | 0 | 0 | 0 | 0
STOG | 786 | 786 | 786 | 786 | 786 | 786
STWD | 0 | 0 | 0 | 0 | 0 | 0
WT | 0 | 0 | 0 | 0 | 0 | 0
IGCC | 0 | 0 | 0 | 0 | 0 | 0
DemandResponse | 0 | 0 | 0 | 0 | 0 | 0
IGCC-CCS | 0 | 0 | 0 | 0 | 0 | 0
WT_off | 0 | 0 | 0 | 0 | 0 | 0
PseudoUnit | 0 | 0 | 0 | 0 | 0 | 0
FixedInterchange | 0 | 0 | 0 | 0 | 0 | 0
Cumulative Retirements of Capacity by Reporting Type: NWPP_NucRenew
ReportingType | 2015 | 2020 | 2025 | 2030 | 2035 | 2040
BM | 0 | 0 | 0 | 0 | 0 | 0
CC | 0 | 0 | 0 | 0 | 0 | 0
CSP | 0 | 0 | 0 | 0 | 0 | 0
CT | 0 | 0 | 0 | 0 | 0 | 0
Coal | 0 | 0 | 0 | 0 | 0 | 0
Geo | 4.8 | 4.8 | 4.8 | 4.8 | 4.8 | 4.8
H | 0 | 0 | 0 | 0 | 0 | 0
LFG | 0 | 0 | 0 | 0 | 0 | 0
Nuc | 0 | 0 | 0 | 0 | 0 | 0
PS | 0 | 0 | 0 | 0 | 0 | 0
PV | 0 | 0 | 0 | 0 | 0 | 0
PeakG | 0 | 0 | 0 | 0 | 0 | 0
PeakO | 0 | 0 | 0 | 0 | 0 | 0
ST | 0 | 0 | 0 | 0 | 0 | 0
STOG | 0 | 0 | 0 | 0 | 0 | 0
STWD | 0 | 0 | 0 | 0 | 0 | 0
WT | 0 | 0 | 0 | 0 | 0 | 0
IGCC | 0 | 0 | 0 | 0 | 0 | 0
DemandResponse | 0 | 0 | 0 | 0 | 0 | 0
IGCC-CCS | 0 | 0 | 0 | 0 | 0 | 0
WT_off | 0 | 0 | 0 | 0 | 0 | 0
PseudoUnit | 0 | 0 | 0 | 0 | 0 | 0
FixedInterchange | 0 | 0 | 0 | 0 | 0 | 0
Cumulative Retirements of Capacity by Reporting Type: RMPA
ReportingType | 2015 | 2020 | 2025 | 2030 | 2035 | 2040
BM | 0 | 0 | 0 | 0 | 0 | 0
CC | 0 | 0 | 0 | 0 | 435.72 | 784.43
CSP | 1 | 1 | 1 | 1 | 1 | 1
CT | 0 | 0 | 0 | 0 | 152 | 152
Coal | 543.59 | 1807.52 | 5858.1 | 6428.11 | 6787.99 | 6788
Geo | 0 | 0 | 0 | 0 | 0 | 0
H | 0 | 0 | 0 | 0 | 0 | 0
LFG | 0 | 0 | 0 | 0 | 0 | 0
Nuc | 0 | 0 | 0 | 0 | 0 | 0
PS | 0 | 0 | 0 | 0 | 0 | 0
PV | 0 | 0 | 0 | 0 | 0 | 0
PeakG | 0 | 0 | 0 | 0 | 0 | 0
PeakO | 186.99 | 186.99 | 186.99 | 186.99 | 186.99 | 186.99
ST | 0 | 0 | 0 | 0 | 0 | 0
STOG | 217 | 217 | 217 | 217 | 217 | 217
STWD | 0 | 0 | 0 | 0 | 0 | 0
WT | 0 | 0 | 0 | 0 | 0 | 0
IGCC | 0 | 0 | 0 | 0 | 0 | 0
DemandResponse | 0 | 0 | 0 | 0 | 0 | 0
IGCC-CCS | 0 | 0 | 0 | 0 | 0 | 0
WT_off | 0 | 0 | 0 | 0 | 0 | 0
PseudoUnit | 0 | 0 | 0 | 0 | 0 | 0
FixedInterchange | 0 | 0 | 0 | 0 | 0 | 0
Cumulative Retirements of Capacity by Reporting Type: SP15
ReportingType | 2015 | 2020 | 2025 | 2030 | 2035 | 2040
BM | 0 | 0 | 0 | 0 | 0 | 0
CC | 0 | 0 | 0 | 0 | 0 | 0
CSP | 409 | 409 | 409 | 409 | 409 | 409
CT | 0 | 0 | 0 | 0 | 0 | 0
Coal | 57 | 141.5 | 141.5 | 242.69 | 242.7 | 242.7
Geo | 0 | 0 | 0 | 0 | 0 | 0
H | 0 | 0 | 0 | 0 | 0 | 0
LFG | 0 | 0 | 0 | 0 | 0 | 0
Nuc | 0 | 0 | 0 | 0 | 0 | 0
PS | 0 | 0 | 0 | 0 | 0 | 0
PV | 0 | 0 | 0 | 0 | 0 | 0
PeakG | 44 | 44 | 44 | 44 | 44 | 44
PeakO | 15 | 15 | 15 | 15 | 15 | 15
ST | 0 | 0 | 0 | 0 | 0 | 0
STOG | 3638.54 | 3638.54 | 3638.54 | 3638.54 | 7422.25 | 7525.99
STWD | 0 | 0 | 0 | 0 | 0 | 0
WT | 126.2 | 126.2 | 126.2 | 126.2 | 126.2 | 126.2
IGCC | 0 | 0 | 0 | 0 | 0 | 0
DemandResponse | 0 | 0 | 0 | 0 | 0 | 0
IGCC-CCS | 0 | 0 | 0 | 0 | 0 | 0
WT_off | 0 | 0 | 0 | 0 | 0 | 0
PseudoUnit | 0 | 0 | 0 | 0 | 0 | 0
FixedInterchange | 0 | 0 | 0 | 0 | 0 | 0
Cumulative Retirements of Capacity by Reporting Type: ALB
ReportingType | 2015 | 2020 | 2025 | 2030 | 2035 | 2040
BM | 0 | 0 | 0 | 0 | 0 | 0
CC | 0 | 0 | 0 | 1951.99 | 1951.99 | 1951.99
CSP | 0 | 0 | 0 | 0 | 0 | 0
CT | 0 | 0 | 0 | 0 | 201.49 | 201.49
Coal | 0 | 0 | 0 | 5745.82 | 5745.82 | 5745.82
Geo | 0 | 0 | 0 | 0 | 0 | 0
H | 0 | 0 | 0 | 0 | 0 | 0
LFG | 0 | 0 | 0 | 0 | 0 | 0
Nuc | 0 | 0 | 0 | 0 | 0 | 0
PS | 0 | 0 | 0 | 0 | 0 | 0
PV | 0 | 0 | 0 | 0 | 0 | 0
PeakG | 1513.97 | 1513.97 | 1513.97 | 1513.97 | 1513.97 | 1513.97
PeakO | 6 | 6 | 6 | 6 | 6 | 6
ST | 0 | 0 | 0 | 0 | 0 | 0
STOG | 186 | 186 | 186 | 186 | 186 | 186
STWD | 0 | 0 | 0 | 0 | 0 | 0
WT | 0 | 0 | 0 | 0 | 0 | 0
IGCC | 0 | 0 | 0 | 0 | 0 | 0
DemandResponse | 0 | 0 | 0 | 0 | 0 | 0
IGCC-CCS | 0 | 0 | 0 | 0 | 0 | 0
WT_off | 0 | 0 | 0 | 0 | 0 | 0
PseudoUnit | 0 | 0 | 0 | 0 | 0 | 0
FixedInterchange | 0 | 0 | 0 | 0 | 0 | 0
Cumulative Retirements of Capacity by Reporting Type: BC
ReportingType | 2015 | 2020 | 2025 | 2030 | 2035 | 2040
BM | 0 | 0 | 0 | 0 | 0 | 0
CC | 0 | 0 | 0 | 205 | 205 | 627.16
CSP | 0 | 0 | 0 | 0 | 0 | 0
CT | 0 | 0 | 0 | 0 | 0 | 0
Coal | 0 | 0 | 0 | 0 | 0 | 0
Geo | 0 | 0 | 0 | 0 | 0 | 0
H | 0 | 0 | 0 | 0 | 0 | 0
LFG | 0 | 0 | 0 | 0 | 0 | 0
Nuc | 0 | 0 | 0 | 0 | 0 | 0
PS | 0 | 0 | 0 | 0 | 0 | 0
PV | 0 | 0 | 0 | 0 | 0 | 0
PeakG | 141 | 141 | 141 | 141 | 141 | 141
PeakO | 44 | 44 | 44 | 44 | 44 | 44
ST | 0 | 0 | 0 | 0 | 0 | 0
STOG | 938 | 938 | 938 | 938 | 938 | 938
STWD | 0 | 0 | 0 | 0 | 0 | 0
WT | 0 | 0 | 0 | 0 | 0 | 0
IGCC | 0 | 0 | 0 | 0 | 0 | 0
DemandResponse | 0 | 0 | 0 | 0 | 0 | 0
IGCC-CCS | 0 | 0 | 0 | 0 | 0 | 0
WT_off | 0 | 0 | 0 | 0 | 0 | 0
PseudoUnit | 0 | 0 | 0 | 0 | 0 | 0
FixedInterchange | 0 | 0 | 0 | 0 | 0 | 0
Cumulative Retirements of Capacity by Reporting Type: HQ_IESO
ReportingType | 2015 | 2020 | 2025 | 2030 | 2035 | 2040
BM | 0 | 0 | 0 | 0 | 0 | 0
CC | 0 | 0 | 0 | 0 | 0 | 0
CSP | 0 | 0 | 0 | 0 | 0 | 0
CT | 0 | 0 | 0 | 0 | 0 | 0
Coal | 0 | 0 | 0 | 0 | 0 | 0
Geo | 0 | 0 | 0 | 0 | 0 | 0
H | 0 | 0 | 0 | 0 | 0 | 0
LFG | 0 | 0 | 0 | 0 | 0 | 0
Nuc | 0 | 0 | 0 | 0 | 0 | 0
PS | 0 | 0 | 0 | 0 | 0 | 0
PV | 0 | 0 | 0 | 0 | 0 | 0
PeakG | 0 | 0 | 0 | 0 | 0 | 0
PeakO | 0 | 0 | 0 | 0 | 0 | 0
ST | 0 | 0 | 0 | 0 | 0 | 0
STOG | 0 | 0 | 0 | 0 | 0 | 0
STWD | 0 | 0 | 0 | 0 | 0 | 0
WT | 0 | 0 | 0 | 0 | 0 | 0
IGCC | 0 | 0 | 0 | 0 | 0 | 0
DemandResponse | 0 | 0 | 0 | 0 | 0 | 0
IGCC-CCS | 0 | 0 | 0 | 0 | 0 | 0
WT_off | 0 | 0 | 0 | 0 | 0 | 0
PseudoUnit | 0 | 0 | 0 | 0 | 0 | 0
FixedInterchange | 0 | 0 | 0 | 0 | 0 | 0
Cumulative Retirements of Capacity by Reporting Type: HQ_NEISO
ReportingType | 2015 | 2020 | 2025 | 2030 | 2035 | 2040
BM | 0 | 0 | 0 | 0 | 0 | 0
CC | 0 | 0 | 0 | 0 | 0 | 0
CSP | 0 | 0 | 0 | 0 | 0 | 0
CT | 0 | 0 | 0 | 0 | 0 | 0
Coal | 0 | 0 | 0 | 0 | 0 | 0
Geo | 0 | 0 | 0 | 0 | 0 | 0
H | 0 | 0 | 0 | 0 | 0 | 0
LFG | 0 | 0 | 0 | 0 | 0 | 0
Nuc | 0 | 0 | 0 | 0 | 0 | 0
PS | 0 | 0 | 0 | 0 | 0 | 0
PV | 0 | 0 | 0 | 0 | 0 | 0
PeakG | 0 | 0 | 0 | 0 | 0 | 0
PeakO | 0 | 0 | 0 | 0 | 0 | 0
ST | 0 | 0 | 0 | 0 | 0 | 0
STOG | 0 | 0 | 0 | 0 | 0 | 0
STWD | 0 | 0 | 0 | 0 | 0 | 0
WT | 0 | 0 | 0 | 0 | 0 | 0
IGCC | 0 | 0 | 0 | 0 | 0 | 0
DemandResponse | 0 | 0 | 0 | 0 | 0 | 0
IGCC-CCS | 0 | 0 | 0 | 0 | 0 | 0
WT_off | 0 | 0 | 0 | 0 | 0 | 0
PseudoUnit | 0 | 0 | 0 | 0 | 0 | 0
FixedInterchange | 0 | 0 | 0 | 0 | 0 | 0
Cumulative Retirements of Capacity by Reporting Type: HQ_NY
ReportingType | 2015 | 2020 | 2025 | 2030 | 2035 | 2040
BM | 0 | 0 | 0 | 0 | 0 | 0
CC | 0 | 0 | 0 | 0 | 0 | 0
CSP | 0 | 0 | 0 | 0 | 0 | 0
CT | 0 | 0 | 0 | 0 | 0 | 0
Coal | 0 | 0 | 0 | 0 | 0 | 0
Geo | 0 | 0 | 0 | 0 | 0 | 0
H | 0 | 0 | 0 | 0 | 0 | 0
LFG | 0 | 0 | 0 | 0 | 0 | 0
Nuc | 0 | 0 | 0 | 0 | 0 | 0
PS | 0 | 0 | 0 | 0 | 0 | 0
PV | 0 | 0 | 0 | 0 | 0 | 0
PeakG | 0 | 0 | 0 | 0 | 0 | 0
PeakO | 0 | 0 | 0 | 0 | 0 | 0
ST | 0 | 0 | 0 | 0 | 0 | 0
STOG | 0 | 0 | 0 | 0 | 0 | 0
STWD | 0 | 0 | 0 | 0 | 0 | 0
WT | 0 | 0 | 0 | 0 | 0 | 0
IGCC | 0 | 0 | 0 | 0 | 0 | 0
DemandResponse | 0 | 0 | 0 | 0 | 0 | 0
IGCC-CCS | 0 | 0 | 0 | 0 | 0 | 0
WT_off | 0 | 0 | 0 | 0 | 0 | 0
PseudoUnit | 0 | 0 | 0 | 0 | 0 | 0
FixedInterchange | 0 | 0 | 0 | 0 | 0 | 0
Cumulative Retirements of Capacity by Reporting Type: MARITIMES
ReportingType | 2015 | 2020 | 2025 | 2030 | 2035 | 2040
BM | 0 | 0 | 0 | 0 | 0 | 0
CC | 0 | 0 | 0 | 0 | 0 | 0
CSP | 0 | 0 | 0 | 0 | 0 | 0
CT | 0 | 0 | 0 | 0 | 0 | 0
Coal | 0 | 0 | 0 | 0 | 0 | 0
Geo | 0 | 0 | 0 | 0 | 0 | 0
H | 0 | 0 | 0 | 0 | 0 | 0
LFG | 0 | 0 | 0 | 0 | 0 | 0
Nuc | 0 | 0 | 0 | 0 | 0 | 0
PS | 0 | 0 | 0 | 0 | 0 | 0
PV | 0 | 0 | 0 | 0 | 0 | 0
PeakG | 0 | 0 | 0 | 0 | 0 | 0
PeakO | 0 | 0 | 0 | 0 | 0 | 0
ST | 0 | 0 | 0 | 0 | 0 | 0
STOG | 0 | 0 | 0 | 0 | 0 | 0
STWD | 0 | 0 | 0 | 0 | 0 | 0
WT | 0 | 0 | 0 | 0 | 0 | 0
IGCC | 0 | 0 | 0 | 0 | 0 | 0
DemandResponse | 0 | 0 | 0 | 0 | 0 | 0
IGCC-CCS | 0 | 0 | 0 | 0 | 0 | 0
WT_off | 0 | 0 | 0 | 0 | 0 | 0
PseudoUnit | 0 | 0 | 0 | 0 | 0 | 0
FixedInterchange | 0 | 0 | 0 | 0 | 0 | 0
Cumulative Retirements of Capacity by Reporting Type: All
ReportingType | 2015 | 2020 | 2025 | 2030 | 2035 | 2040
BM | 0 | 0 | 0 | 0 | 0 | 0
CC | 10059.97 | 13078.27 | 16081.25 | 18973.83 | 54549.26 | 85602.58
CSP | 475 | 475 | 475 | 475 | 475 | 475
CT | 0 | 0 | 0 | 342.49 | 5127.42 | 5537.88
Coal | 137909.36 | 228795.76 | 276131.62 | 297678.56 | 305737.07 | 305737.1
Geo | 4.8 | 4.8 | 4.8 | 4.8 | 4.8 | 4.8
H | 0 | 0 | 0 | 0 | 0 | 0
LFG | 0 | 0 | 0 | 0 | 0 | 0
Nuc | 0 | 614.5 | 614.5 | 2102.7 | 28678.4 | 48384.39
PS | 0 | 0 | 0 | 0 | 0 | 0
PV | 0 | 0 | 0 | 0 | 1081.25 | 1081.25
PeakG | 5384.44 | 5384.44 | 5943.44 | 6771.66 | 16706.01 | 16955.36
PeakO | 3446.33 | 3446.33 | 3450.33 | 5666.64 | 7017.63 | 10337.6
ST | 0 | 0 | 0 | 0 | 0 | 0
STOG | 60337.55 | 60337.55 | 64934.35 | 67535.12 | 80952.83 | 89721.5
STWD | 0 | 0 | 0 | 0 | 0 | 0
WT | 126.2 | 126.2 | 126.2 | 126.2 | 428.6 | 428.6
IGCC | 0 | 0 | 0 | 0 | 0 | 0
DemandResponse | 0 | 0 | 0 | 0 | 0 | 0
IGCC-CCS | 0 | 0 | 0 | 0 | 0 | 0
WT_off | 0 | 0 | 0 | 0 | 0 | 0
PseudoUnit | 0 | 0 | 0 | 0 | 0 | 0
FixedInterchange | 0 | 0 | 0 | 0 | 0 | 0
Cumulative Retirements of Capacity by Reporting Type: EI_US
ReportingType | 2015 | 2020 | 2025 | 2030 | 2035 | 2040
BM | 0 | 0 | 0 | 0 | 0 | 0
CC | 1343.98 | 4362.27 | 6634.25 | 7369.85 | 29313.52 | 51723.55
CSP | 0 | 0 | 0 | 0 | 0 | 0
CT | 0 | 0 | 0 | 342.49 | 3057.36 | 3467.82
Coal | 110150.08 | 191694.33 | 228240.04 | 238041.63 | 245340.21 | 245340.23
Geo | 0 | 0 | 0 | 0 | 0 | 0
H | 0 | 0 | 0 | 0 | 0 | 0
LFG | 0 | 0 | 0 | 0 | 0 | 0
Nuc | 0 | 614.5 | 614.5 | 2102.7 | 27648.4 | 45814.39
PS | 0 | 0 | 0 | 0 | 0 | 0
PV | 0 | 0 | 0 | 0 | 0 | 0
PeakG | 478.5 | 478.5 | 478.5 | 1306.72 | 11241.07 | 11490.42
PeakO | 2680.34 | 2680.34 | 2680.34 | 4896.65 | 6247.64 | 9567.61
ST | 0 | 0 | 0 | 0 | 0 | 0
STOG | 42670.55 | 42670.55 | 42670.55 | 44493.06 | 44585.06 | 52858.55
STWD | 0 | 0 | 0 | 0 | 0 | 0
WT | 0 | 0 | 0 | 0 | 0 | 0
IGCC | 0 | 0 | 0 | 0 | 0 | 0
DemandResponse | 0 | 0 | 0 | 0 | 0 | 0
IGCC-CCS | 0 | 0 | 0 | 0 | 0 | 0
WT_off | 0 | 0 | 0 | 0 | 0 | 0
PseudoUnit | 0 | 0 | 0 | 0 | 0 | 0
FixedInterchange | 0 | 0 | 0 | 0 | 0 | 0
Cumulative Retirements of Capacity by Reporting Type: EI_Canada
ReportingType | 2015 | 2020 | 2025 | 2030 | 2035 | 2040
BM | 0 | 0 | 0 | 0 | 0 | 0
CC | 5943 | 5943 | 6674 | 6674 | 6674 | 6955.75
CSP | 0 | 0 | 0 | 0 | 0 | 0
CT | 0 | 0 | 0 | 0 | 367.99 | 367.99
Coal | 7492.84 | 8053.17 | 8161.9 | 8161.9 | 8161.9 | 8161.9
Geo | 0 | 0 | 0 | 0 | 0 | 0
H | 0 | 0 | 0 | 0 | 0 | 0
LFG | 0 | 0 | 0 | 0 | 0 | 0
Nuc | 0 | 0 | 0 | 0 | 1030 | 2570
PS | 0 | 0 | 0 | 0 | 0 | 0
PV | 0 | 0 | 0 | 0 | 1067.26 | 1067.26
PeakG | 583.97 | 583.97 | 1142.97 | 1142.97 | 1142.97 | 1142.97
PeakO | 175 | 175 | 179 | 179 | 179 | 179
ST | 0 | 0 | 0 | 0 | 0 | 0
STOG | 2126 | 2126 | 2252 | 2252 | 2252 | 2252
STWD | 0 | 0 | 0 | 0 | 0 | 0
WT | 0 | 0 | 0 | 0 | 302.4 | 302.4
IGCC | 0 | 0 | 0 | 0 | 0 | 0
DemandResponse | 0 | 0 | 0 | 0 | 0 | 0
IGCC-CCS | 0 | 0 | 0 | 0 | 0 | 0
WT_off | 0 | 0 | 0 | 0 | 0 | 0
PseudoUnit | 0 | 0 | 0 | 0 | 0 | 0
FixedInterchange | 0 | 0 | 0 | 0 | 0 | 0
Cumulative Retirements of Capacity by Reporting Type: EI
ReportingType | 2015 | 2020 | 2025 | 2030 | 2035 | 2040
BM | 0 | 0 | 0 | 0 | 0 | 0
CC | 7286.98 | 10305.27 | 13308.25 | 14043.84 | 35987.52 | 58679.3
CSP | 0 | 0 | 0 | 0 | 0 | 0
CT | 0 | 0 | 0 | 342.49 | 3425.35 | 3835.81
Coal | 117642.92 | 199747.51 | 236401.94 | 246203.53 | 253502.11 | 253502.13
Geo | 0 | 0 | 0 | 0 | 0 | 0
H | 0 | 0 | 0 | 0 | 0 | 0
LFG | 0 | 0 | 0 | 0 | 0 | 0
Nuc | 0 | 614.5 | 614.5 | 2102.7 | 28678.4 | 48384.39
PS | 0 | 0 | 0 | 0 | 0 | 0
PV | 0 | 0 | 0 | 0 | 1067.26 | 1067.26
PeakG | 1062.47 | 1062.47 | 1621.47 | 2449.69 | 12384.04 | 12633.39
PeakO | 2855.34 | 2855.34 | 2859.34 | 5075.65 | 6426.64 | 9746.61
ST | 0 | 0 | 0 | 0 | 0 | 0
STOG | 44796.55 | 44796.55 | 44922.55 | 46745.06 | 46837.06 | 55110.55
STWD | 0 | 0 | 0 | 0 | 0 | 0
WT | 0 | 0 | 0 | 0 | 302.4 | 302.4
IGCC | 0 | 0 | 0 | 0 | 0 | 0
DemandResponse | 0 | 0 | 0 | 0 | 0 | 0
IGCC-CCS | 0 | 0 | 0 | 0 | 0 | 0
WT_off | 0 | 0 | 0 | 0 | 0 | 0
PseudoUnit | 0 | 0 | 0 | 0 | 0 | 0
FixedInterchange | 0 | 0 | 0 | 0 | 0 | 0
Cumulative Retirements of Capacity by Reporting Type: Outside_EI
ReportingType | 2015 | 2020 | 2025 | 2030 | 2035 | 2040
BM | 0 | 0 | 0 | 0 | 0 | 0
CC | 2773 | 2773 | 2773 | 4929.99 | 18561.74 | 26923.28
CSP | 475 | 475 | 475 | 475 | 475 | 475
CT | 0 | 0 | 0 | 0 | 1702.07 | 1702.07
Coal | 20266.44 | 29048.26 | 39729.68 | 51475.03 | 52234.96 | 52234.97
Geo | 4.8 | 4.8 | 4.8 | 4.8 | 4.8 | 4.8
H | 0 | 0 | 0 | 0 | 0 | 0
LFG | 0 | 0 | 0 | 0 | 0 | 0
Nuc | 0 | 0 | 0 | 0 | 0 | 0
PS | 0 | 0 | 0 | 0 | 0 | 0
PV | 0 | 0 | 0 | 0 | 14 | 14
PeakG | 4321.97 | 4321.97 | 4321.97 | 4321.97 | 4321.97 | 4321.97
PeakO | 590.99 | 590.99 | 590.99 | 590.99 | 590.99 | 590.99
ST | 0 | 0 | 0 | 0 | 0 | 0
STOG | 15541 | 15541 | 20011.79 | 20790.07 | 34115.77 | 34610.95
STWD | 0 | 0 | 0 | 0 | 0 | 0
WT | 126.2 | 126.2 | 126.2 | 126.2 | 126.2 | 126.2
IGCC | 0 | 0 | 0 | 0 | 0 | 0
DemandResponse | 0 | 0 | 0 | 0 | 0 | 0
IGCC-CCS | 0 | 0 | 0 | 0 | 0 | 0
WT_off | 0 | 0 | 0 | 0 | 0 | 0
PseudoUnit | 0 | 0 | 0 | 0 | 0 | 0
FixedInterchange | 0 | 0 | 0 | 0 | 0 | 0
#5 | Total Installed ACTIVE Capacity (MW)
Total Installed Capacity by Reporting Type: Entergy
ReportingType | 2015 | 2020 | 2025 | 2030 | 2035 | 2040
BM | 0 | 0 | 0 | 0 | 0 | 235.6
CC | 16447.02 | 19300.71 | 19300.71 | 19300.71 | 19300.71 | 19300.71
CSP | 0 | 0 | 0 | 0 | 0 | 0
CT | 0 | 0 | 0 | 0 | 0 | 0
Coal | 8076 | 2937.01 | 1092.38 | 720.01 | 720.01 | 720.01
Geo | 0 | 0 | 0 | 0 | 0 | 0
H | 744 | 744 | 744 | 744 | 744 | 1853
LFG | 8 | 8 | 115.4 | 115.4 | 115.4 | 115.4
Nuc | 5422 | 5422 | 5422 | 5422 | 4580 | 3583
PS | 59 | 59 | 59 | 59 | 59 | 59
PV | 0.29 | 61.82 | 91.21 | 91.21 | 91.21 | 92.59
PeakG | 2787 | 2787 | 2787 | 2787 | 2787 | 2787
PeakO | 174 | 174 | 174 | 174 | 174 | 174
ST | 0 | 0 | 0 | 0 | 0 | 0
STOG | 1822.51 | 1822.51 | 1822.51 | 0 | 0 | 0
STWD | 206 | 206 | 206 | 206 | 206 | 206
WT | 107 | 107 | 107 | 107 | 107 | 207
IGCC | 0 | 0 | 0 | 0 | 0 | 0
DemandResponse | 301.55 | 1538.95 | 2854.33 | 2930.78 | 3009.27 | 3089.87
IGCC-CCS | 0 | 0 | 0 | 0 | 0 | 0
WT_off | 0 | 0 | 0 | 0 | 0 | 0
PseudoUnit | 0 | 0 | 0 | 0 | 0 | 0
FixedInterchange | 0 | 0 | 0 | 0 | 0 | 0
Total Installed Capacity by Reporting Type: FRCC
ReportingType | 2015 | 2020 | 2025 | 2030 | 2035 | 2040
BM | 0 | 0 | 0 | 0 | 0 | 0
CC | 34306.43 | 34581.46 | 34581.47 | 34581.47 | 20308.18 | 20308.18
CSP | 0 | 0 | 0 | 0 | 0 | 0
CT | 2480 | 2480 | 2480 | 2480 | 0 | 0
Coal | 2631.04 | 1252.03 | 1252.03 | 1252.03 | 1252.03 | 1252.03
Geo | 0 | 0 | 0 | 0 | 0 | 0
H | 55 | 55 | 55 | 55 | 55 | 55
LFG | 486 | 486 | 684 | 684 | 684 | 684
Nuc | 4131.33 | 4131.33 | 5815.32 | 8832.58 | 23216.9 | 27180.91
PS | 0 | 0 | 0 | 0 | 0 | 0
PV | 51 | 51 | 51 | 51 | 51 | 51
PeakG | 8431 | 8431 | 8431 | 7602.78 | 7602.78 | 7602.78
PeakO | 2216.32 | 2216.32 | 2216.32 | 0 | 0 | 0
ST | 0 | 0 | 0 | 0 | 0 | 0
STOG | 0 | 0 | 0 | 0 | 0 | 0
STWD | 195 | 195 | 195 | 195 | 195 | 195
WT | 0 | 0 | 0 | 0 | 0 | 0
IGCC | 0 | 0 | 0 | 0 | 0 | 0
DemandResponse | 2734.45 | 3962.85 | 5527.63 | 5878.95 | 6252.59 | 6649.99
IGCC-CCS | 0 | 0 | 0 | 0 | 0 | 0
WT_off | 0 | 0 | 0 | 0 | 0 | 0
PseudoUnit | 0 | 0 | 0 | 0 | 0 | 0
FixedInterchange | 0 | 0 | 0 | 0 | 0 | 0
Total Installed Capacity by Reporting Type: MAPP_US
ReportingType | 2015 | 2020 | 2025 | 2030 | 2035 | 2040
BM | 0 | 0 | 0 | 0 | 0 | 0
CC | 289 | 289.01 | 289.01 | 289.01 | 289.02 | 289.02
CSP | 0 | 0 | 0 | 0 | 0 | 0
CT | 308.3 | 522.51 | 522.51 | 629.75 | 664.71 | 695.72
Coal | 1868.49 | 1397.49 | 696.02 | 696.02 | 696.02 | 696.02
Geo | 44 | 44 | 44 | 44 | 44 | 44
H | 2186 | 2186 | 2186 | 2186 | 2186 | 2186
LFG | 2 | 2 | 2 | 73.67 | 73.67 | 73.67
Nuc | 0.1 | 0.1 | 0.1 | 0.1 | 0.1 | 0.1
PS | 0 | 0 | 0 | 0 | 0 | 0
PV | 0 | 0 | 0 | 0 | 0 | 0
PeakG | 709 | 709 | 709 | 709 | 709 | 709
PeakO | 346 | 346 | 346 | 346 | 346 | 346
ST | 0 | 0 | 0 | 0 | 0 | 0
STOG | 0.01 | 0.01 | 0.01 | 0.01 | 0.01 | 0.01
STWD | 0 | 0 | 0 | 0 | 0 | 0
WT | 1689.3 | 3764.29 | 6936.27 | 7254.43 | 7254.43 | 7254.43
IGCC | 0 | 0 | 0 | 0 | 0 | 0
DemandResponse | 59 | 199.4 | 353.8 | 367.81 | 382.38 | 397.53
IGCC-CCS | 0 | 0 | 0 | 0 | 0 | 0
WT_off | 0 | 0 | 0 | 0 | 0 | 0
PseudoUnit | 0 | 0 | 0 | 0 | 0 | 0
FixedInterchange | 0 | 0 | 0 | 0 | 0 | 0
Total Installed Capacity by Reporting Type: MISO_IN
ReportingType | 2015 | 2020 | 2025 | 2030 | 2035 | 2040
BM | 0 | 0 | 0 | 0 | 0 | 157.44
CC | 1396.01 | 16770.72 | 16770.72 | 16770.72 | 16770.72 | 16770.72
CSP | 0 | 0 | 0 | 0 | 0 | 0
CT | 0 | 0 | 0 | 0 | 0 | 0
Coal | 10897.67 | 7419.6 | 6075.76 | 2930.79 | 2685.74 | 2685.74
Geo | 0 | 0 | 0 | 0 | 0 | 0
H | 75 | 75 | 75 | 75 | 75 | 75
LFG | 37 | 37 | 117.12 | 117.13 | 117.13 | 117.13
Nuc | 0.1 | 0.1 | 0.1 | 0.1 | 0.1 | 0.1
PS | 0 | 0 | 0 | 0 | 0 | 0
PV | 0 | 225.83 | 336.84 | 340.96 | 340.96 | 340.96
PeakG | 3053 | 3053 | 3053 | 3053 | 3053 | 3053
PeakO | 361 | 361 | 361 | 361 | 361 | 361
ST | 0 | 0 | 0 | 0 | 0 | 0
STOG | 279 | 279 | 279 | 279 | 279 | 279
STWD | 0 | 0 | 0 | 0 | 0 | 0
WT | 535 | 535 | 535 | 29851.56 | 44325.19 | 44325.19
IGCC | 618 | 618 | 618 | 618 | 618 | 618
DemandResponse | 1068.55 | 1287.74 | 1545.09 | 1592.8 | 1641.97 | 1692.67
IGCC-CCS | 0 | 0 | 0 | 0 | 0 | 0
WT_off | 0 | 0 | 0 | 0 | 0 | 0
PseudoUnit | 0 | 0 | 0 | 0 | 0 | 0
FixedInterchange | 0 | 0 | 0 | 0 | 0 | 0
Total Installed Capacity by Reporting Type: MISO_MI
ReportingType | 2015 | 2020 | 2025 | 2030 | 2035 | 2040
BM | 0 | 0 | 0 | 0 | 0 | 1261.31
CC | 4338.01 | 6731.34 | 6731.34 | 6731.34 | 6731.34 | 6731.34
CSP | 0 | 0 | 0 | 0 | 0 | 0
CT | 0 | 0 | 0 | 0 | 0 | 0
Coal | 5277.05 | 0.03 | 0.03 | 0.02 | 0.02 | 0.02
Geo | 0 | 0 | 0 | 0 | 0 | 0
H | 141 | 141 | 141 | 141 | 141 | 141
LFG | 163 | 163 | 323.25 | 323.25 | 323.25 | 323.25
Nuc | 1889 | 1889 | 1889 | 1889 | 1111 | 2035.85
PS | 1872 | 1872 | 1872 | 1872 | 1872 | 1872
PV | 0 | 0 | 0 | 0 | 0 | 0
PeakG | 3562 | 3562 | 3562 | 3562 | 3562 | 3562
PeakO | 534 | 534 | 534 | 534 | 534 | 534
ST | 0 | 0 | 0 | 0 | 0 | 0
STOG | 2852 | 2852 | 2852 | 2852 | 2852 | 2852
STWD | 163 | 163 | 163 | 163 | 163 | 163
WT | 2161 | 2562.28 | 2562.28 | 2761 | 2761 | 2761
IGCC | 0 | 0 | 0 | 0 | 0 | 0
DemandResponse | 1838.88 | 2351.35 | 3000.3 | 3120.7 | 3245.93 | 3376.18
IGCC-CCS | 0 | 0 | 0 | 0 | 0 | 0
WT_off | 0 | 0 | 0 | 0 | 0 | 0
PseudoUnit | 0 | 0 | 0 | 0 | 0 | 0
FixedInterchange | 0 | 0 | 0 | 0 | 0 | 0
Total Installed Capacity by Reporting Type: MISO_MO-IL
ReportingType | 2015 | 2020 | 2025 | 2030 | 2035 | 2040
BM | 0 | 0 | 0 | 0 | 0 | 0
CC | 1058 | 2063.87 | 2063.87 | 2063.87 | 2063.87 | 2063.87
CSP | 0 | 0 | 0 | 0 | 0 | 0
CT | 0 | 0 | 0 | 0 | 0 | 0
Coal | 12446.01 | 4371.03 | 3020.07 | 3020.06 | 2428.06 | 2428.06
Geo | 0 | 0 | 0 | 0 | 0 | 0
H | 352 | 352 | 632 | 632 | 632 | 632
LFG | 18 | 18 | 209.17 | 241.33 | 241.33 | 241.33
Nuc | 2233 | 2233 | 2233 | 2233 | 2233 | 2233
PS | 440 | 440 | 440 | 440 | 440 | 440
PV | 0 | 0 | 0 | 0 | 0 | 0
PeakG | 4595 | 4595 | 4595 | 4595 | 4595 | 4595
PeakO | 766 | 766 | 766 | 766 | 766 | 766
ST | 0 | 0 | 0 | 0 | 0 | 0
STOG | 592 | 592 | 592 | 592 | 592 | 592
STWD | 0 | 0 | 0 | 0 | 0 | 0
WT | 678 | 678 | 6278 | 10290.34 | 10290.34 | 13192.05
IGCC | 0 | 0 | 0 | 0 | 0 | 0
DemandResponse | 301.14 | 1139.8 | 2067.65 | 2153.82 | 2243.59 | 2337.1
IGCC-CCS | 0 | 0 | 0 | 0 | 0 | 0
WT_off | 0 | 0 | 0 | 0 | 0 | 0
PseudoUnit | 0 | 0 | 0 | 0 | 0 | 0
FixedInterchange | 0 | 0 | 0 | 0 | 0 | 0
Total Installed Capacity by Reporting Type: MISO_W
ReportingType | 2015 | 2020 | 2025 | 2030 | 2035 | 2040
BM | 0 | 0 | 0 | 0 | 0 | 0
CC | 3025.01 | 3025.02 | 3025.02 | 3025.02 | 3025.02 | 3025.02
CSP | 0 | 0 | 0 | 0 | 0 | 0
CT | 0 | 0.01 | 0.01 | 0.01 | 0.01 | 0.01
Coal | 10763.44 | 6318.04 | 4643.17 | 3966.92 | 800.02 | 800.01
Geo | 0 | 0 | 0 | 0 | 0 | 0
H | 497 | 497 | 497 | 497 | 497 | 497
LFG | 205 | 205 | 205 | 276.67 | 276.67 | 276.67
Nuc | 2361.33 | 2361.33 | 2361.33 | 2361.33 | 0.1 | 0.1
PS | 0 | 0 | 0 | 0 | 0 | 0
PV | 0 | 0 | 0 | 0 | 0 | 0
PeakG | 4522 | 4522 | 4522 | 4522 | 4522 | 4522
PeakO | 2154 | 2154 | 2154 | 2154 | 2154 | 2154
ST | 0 | 0 | 0 | 0 | 0 | 0
STOG | 172 | 172 | 172 | 172 | 172 | 172
STWD | 313 | 313 | 313 | 313 | 313 | 313
WT | 8358.5 | 8358.5 | 62644.34 | 62644.34 | 62644.34 | 62969.49
IGCC | 0 | 0 | 0 | 0 | 0 | 0
DemandResponse | 2622.87 | 2885.77 | 3318.4 | 3449.86 | 3586.51 | 3728.59
IGCC-CCS | 0 | 0 | 0 | 0 | 0 | 0
WT_off | 0 | 0 | 0 | 0 | 0 | 0
PseudoUnit | 0 | 0 | 0 | 0 | 0 | 0
FixedInterchange | 0 | 0 | 0 | 0 | 0 | 0
Total Installed Capacity by Reporting Type: MISO_WUMS
ReportingType | 2015 | 2020 | 2025 | 2030 | 2035 | 2040
BM | 0 | 0 | 0 | 0 | 0 | 997.87
CC | 5466.24 | 9701.8 | 9701.81 | 9701.81 | 9701.81 | 9701.81
CSP | 0 | 0 | 0 | 0 | 0 | 0
CT | 0 | 0 | 0 | 0 | 0 | 0
Coal | 5087.11 | 2100.12 | 2100.12 | 2100.12 | 1767.01 | 1767.01
Geo | 0 | 0 | 0 | 0 | 0 | 0
H | 336 | 337 | 337 | 337 | 337 | 337
LFG | 71 | 71 | 294.33 | 294.33 | 294.33 | 294.33
Nuc | 1817 | 1817 | 1817 | 1817 | 0.1 | 0.1
PS | 0 | 0 | 0 | 0 | 0 | 0
PV | 0 | 0 | 0 | 0 | 0 | 0
PeakG | 3230 | 3230 | 3230 | 3230 | 3230 | 3230
PeakO | 490 | 490 | 490 | 490 | 490 | 490
ST | 0 | 0 | 0 | 0 | 0 | 0
STOG | 300.5 | 300.5 | 300.5 | 300.5 | 300.5 | 300.5
STWD | 105 | 105 | 105 | 105 | 105 | 105
WT | 1528.9 | 1528.9 | 1528.9 | 1559.7 | 16410.92 | 17370
IGCC | 0 | 0 | 0 | 0 | 0 | 0
DemandResponse | 193.34 | 453.12 | 737.75 | 762.42 | 787.92 | 814.26
IGCC-CCS | 0 | 0 | 0 | 0 | 0 | 0
WT_off | 0 | 0 | 0 | 0 | 0 | 0
PseudoUnit | 0 | 0 | 0 | 0 | 0 | 0
FixedInterchange | 0 | 0 | 0 | 0 | 0 | 0
Total Installed Capacity by Reporting Type: Nebraska
ReportingType | 2015 | 2020 | 2025 | 2030 | 2035 | 2040
BM | 0 | 0 | 0 | 0 | 0 | 0
CC | 358 | 358 | 358 | 358 | 358 | 358
CSP | 0 | 0 | 0 | 0 | 0 | 0
CT | 0 | 0 | 0 | 0 | 0 | 0
Coal | 4110.1 | 914.3 | 914.3 | 914.3 | 914.3 | 914.3
Geo | 0 | 0 | 0 | 0 | 0 | 0
H | 167 | 167 | 167 | 167 | 167 | 167
LFG | 6 | 6 | 6 | 77.67 | 77.67 | 77.67
Nuc | 1252 | 1252 | 1252 | 1252 | 0.2 | 0.2
PS | 0 | 0 | 0 | 0 | 0 | 0
PV | 0 | 0 | 0 | 0 | 0 | 0
PeakG | 1305 | 1305 | 1305 | 1305 | 1305 | 1305
PeakO | 326 | 326 | 326 | 326 | 326 | 326
ST | 0 | 0 | 0 | 0 | 0 | 0
STOG | 0.04 | 0.04 | 0.04 | 0.04 | 0.04 | 0.04
STWD | 0 | 0 | 0 | 0 | 0 | 0
WT | 344 | 11969.75 | 17326.83 | 18599.96 | 24153.28 | 24153.28
IGCC | 0 | 0 | 0 | 0 | 0 | 0
DemandResponse | 624.42 | 756.13 | 918.4 | 954.78 | 992.6 | 1031.92
IGCC-CCS | 0 | 0 | 0 | 0 | 0 | 0
WT_off | 0 | 0 | 0 | 0 | 0 | 0
PseudoUnit | 0 | 0 | 0 | 0 | 0 | 0
FixedInterchange | 0 | 0 | 0 | 0 | 0 | 0
Total Installed Capacity by Reporting Type: NEISO
ReportingType | 2015 | 2020 | 2025 | 2030 | 2035 | 2040
BM | 252.2 | 252.2 | 252.2 | 252.2 | 252.2 | 252.2
CC | 12476.55 | 9458.25 | 8168.44 | 7432.85 | 7432.85 | 7290.46
CSP | 0 | 0 | 0 | 0 | 0 | 0
CT | 334 | 334 | 334 | 324.5 | 134.57 | 134.57
Coal | 320 | 0 | 0 | 0 | 0 | 0
Geo | 0 | 0 | 0 | 0 | 0 | 0
H | 3257.7 | 3257.7 | 3257.7 | 3257.7 | 3260.7 | 3260.7
LFG | 581.26 | 581.26 | 581.26 | 651 | 651 | 651
Nuc | 4645 | 4645 | 4645 | 4645 | 3356 | 2479.08
PS | 1674 | 1674 | 1674 | 1674 | 1674 | 1674
PV | 2 | 290.34 | 290.34 | 290.34 | 290.34 | 290.34
PeakG | 1200 | 1200 | 1200 | 1200 | 1200 | 1200
PeakO | 0.04 | 0.04 | 0.04 | 0.04 | 0.04 | 0.04
ST | 0 | 0 | 0 | 0 | 0 | 0
STOG | 0 | 0 | 0 | 0 | 0 | 0
STWD | 610 | 610 | 610 | 610 | 610 | 610
WT | 434.2 | 2937.71 | 4461.15 | 5483 | 16747.66 | 17210.2
IGCC | 0 | 0 | 0 | 0 | 0 | 0
DemandResponse | 3092.4 | 3627.72 | 4230.66 | 4257.78 | 4282.5 | 4307.35
IGCC-CCS | 0 | 0 | 0 | 0 | 0 | 0
WT_off | 468 | 468 | 468 | 468 | 468 | 468
PseudoUnit | 0 | 0 | 0 | 0 | 0 | 0
FixedInterchange | 0 | 0 | 0 | 0 | 0 | 0
Total Installed Capacity by Reporting Type: NonRTO_Midwest
ReportingType | 2015 | 2020 | 2025 | 2030 | 2035 | 2040
BM | 0 | 0 | 0 | 0 | 0 | 3703.52
CC | 1761.34 | 5013.82 | 5013.86 | 5013.86 | 5013.86 | 3252.52
CSP | 0 | 0 | 0 | 0 | 0 | 0
CT | 0 | 0 | 0 | 0 | 0 | 0
Coal | 7552.21 | 4190.02 | 3368.79 | 2392.04 | 1748.52 | 1748.52
Geo | 0 | 0 | 0 | 0 | 0 | 0
H | 143 | 143 | 889 | 889 | 889 | 889
LFG | 14 | 14 | 174.25 | 174.25 | 174.25 | 174.25
Nuc | 0.1 | 0.1 | 0.1 | 0.1 | 1107.81 | 1107.81
PS | 0 | 0 | 0 | 0 | 0 | 0
PV | 0 | 0 | 0 | 0 | 0 | 0
PeakG | 3353 | 3353 | 3353 | 3353 | 3353 | 3103.65
PeakO | 12 | 12 | 12 | 12 | 12 | 0
ST | 0 | 0 | 0 | 0 | 0 | 0
STOG | 0 | 0 | 0 | 0 | 0 | 0
STWD | 0 | 0 | 0 | 0 | 0 | 0
WT | 66 | 66 | 66 | 66 | 66 | 66
IGCC | 0 | 0 | 0 | 0 | 0 | 0
DemandResponse | 193.98 | 453.37 | 727.88 | 745.89 | 764.35 | 783.26
IGCC-CCS | 0 | 0 | 0 | 0 | 0 | 0
WT_off | 0 | 0 | 0 | 0 | 0 | 0
PseudoUnit | 0 | 0 | 0 | 0 | 0 | 0
FixedInterchange | 0 | 0 | 0 | 0 | 0 | 0
Total Installed Capacity by Reporting Type: NYISO_A-F
ReportingType | 2015 | 2020 | 2025 | 2030 | 2035 | 2040
BM | 0 | 0 | 0 | 0 | 0 | 0
CC | 4110.97 | 4110.97 | 3128.8 | 3128.8 | 1828.37 | 1828.37
CSP | 0 | 0 | 0 | 0 | 0 | 0
CT | 0 | 0 | 0 | 0 | 0 | 0
Coal | 0 | 0 | 0 | 0 | 0 | 0
Geo | 0 | 0 | 0 | 0 | 0 | 0
H | 4395 | 4395 | 4395 | 4395 | 4395 | 4395
LFG | 172.4 | 172.4 | 172.4 | 240.33 | 240.33 | 240.33
Nuc | 3365 | 3365 | 3365 | 2743.8 | 2163.3 | 1311.1
PS | 1412 | 1412 | 1412 | 1412 | 1412 | 1412
PV | 0 | 0 | 0 | 0 | 0 | 0
PeakG | 221 | 221 | 221 | 221 | 221 | 221
PeakO | 39 | 39 | 39 | 39 | 39 | 39
ST | 0 | 0 | 0 | 0 | 0 | 0
STOG | 0 | 0 | 0 | 0 | 0 | 0
STWD | 86 | 86 | 86 | 86 | 86 | 86
WT | 3759.3 | 4469.1 | 4469.1 | 4469.1 | 14773 | 14773
IGCC | 0 | 0 | 0 | 0 | 0 | 0
DemandResponse | 907.2 | 1018.15 | 1143.28 | 1172.73 | 1202.95 | 1233.94
IGCC-CCS | 0 | 0 | 0 | 0 | 0 | 0
WT_off | 0 | 0 | 0 | 0 | 0 | 0
PseudoUnit | 0 | 0 | 0 | 0 | 0 | 0
FixedInterchange | 0 | 0 | 0 | 0 | 0 | 0
Total Installed Capacity by Reporting Type: NYISO_G-I
ReportingType | 2015 | 2020 | 2025 | 2030 | 2035 | 2040
BM | 0 | 0 | 0 | 0 | 0 | 0
CC | 1157 | 1157 | 1157 | 1157 | 1157 | 1157
CSP | 0 | 0 | 0 | 0 | 0 | 0
CT | 0 | 0 | 0 | 0 | 0 | 0
Coal | 0 | 0 | 0 | 0 | 0 | 0
Geo | 0 | 0 | 0 | 0 | 0 | 0
H | 32 | 32 | 32 | 32 | 32 | 32
LFG | 64 | 64 | 64 | 138.33 | 138.33 | 138.33
Nuc | 2045 | 2045 | 2045 | 2045 | 1570.48 | 2038.23
PS | 0 | 0 | 0 | 0 | 0 | 0
PV | 0 | 0 | 0 | 0 | 0 | 0
PeakG | 65 | 65 | 65 | 65 | 65 | 65
PeakO | 87 | 87 | 87 | 87 | 87 | 87
ST | 0 | 0 | 0 | 0 | 0 | 0
STOG | 0.03 | 0.03 | 0.03 | 0.03 | 0.03 | 0.03
STWD | 0 | 0 | 0 | 0 | 0 | 0
WT | 0 | 60 | 60 | 60.01 | 360 | 360
IGCC | 0 | 0 | 0 | 0 | 0 | 0
DemandResponse | 339.56 | 380.32 | 434.34 | 453.11 | 472.7 | 493.13
IGCC-CCS | 0 | 0 | 0 | 0 | 0 | 0
WT_off | 0 | 0 | 0 | 0 | 0 | 0
PseudoUnit | 0 | 0 | 0 | 0 | 0 | 0
FixedInterchange | 0 | 0 | 0 | 0 | 0 | 0
Total Installed Capacity by Reporting Type: NYISO_J-K
ReportingType | 2015 | 2020 | 2025 | 2030 | 2035 | 2040
BM | 0 | 0 | 0 | 0 | 0 | 0
CC | 4833.4 | 4833.4 | 4833.4 | 4833.4 | 4833.4 | 4833.4
CSP | 0 | 0 | 0 | 0 | 0 | 0
CT | 0 | 0 | 0 | 0 | 0 | 0
Coal | 0 | 0 | 0 | 0 | 0 | 0
Geo | 0 | 0 | 0 | 0 | 0 | 0
H | 0 | 0 | 0 | 0 | 0 | 0
LFG | 124 | 124 | 124 | 198.33 | 198.33 | 198.33
Nuc | 0.1 | 0.1 | 0.1 | 0.1 | 0.1 | 0.1
PS | 0 | 0 | 0 | 0 | 0 | 0
PV | 32 | 32 | 32 | 32 | 32 | 32
PeakG | 2778 | 2778 | 2778 | 2778 | 2778 | 2778
PeakO | 2169 | 2169 | 2169 | 2169 | 2169 | 2169
ST | 0 | 0 | 0 | 0 | 0 | 0
STOG | 3421.45 | 3421.45 | 3421.45 | 3421.45 | 3421.45 | 3421.45
STWD | 0 | 0 | 0 | 0 | 0 | 0
WT | 0 | 0 | 0 | 0 | 330 | 330
IGCC | 0 | 0 | 0 | 0 | 0 | 0
DemandResponse | 1319.07 | 1502.66 | 1718.62 | 1795.58 | 1875.99 | 1960
IGCC-CCS | 0 | 0 | 0 | 0 | 0 | 0
WT_off | 0 | 0 | 0 | 0 | 0 | 0
PseudoUnit | 0 | 0 | 0 | 0 | 0 | 0
FixedInterchange | 0 | 0 | 0 | 0 | 0 | 0
Total Installed Capacity by Reporting Type: PJM_E
ReportingType | 2015 | 2020 | 2025 | 2030 | 2035 | 2040
BM | 30 | 30 | 30 | 30 | 30 | 30
CC | 12283.3 | 12283.3 | 12283.3 | 12283.3 | 11665.01 | 11425.17
CSP | 0 | 0 | 0 | 0 | 0 | 0
CT | 26.2 | 26.2 | 26.2 | 26.2 | 26.2 | 0
Coal | 814.1 | 246.1 | 246.1 | 246.1 | 246.1 | 246.1
Geo | 0 | 0 | 0 | 0 | 0 | 0
H | 269.99 | 269.99 | 269.99 | 269.99 | 269.99 | 269.99
LFG | 471.1 | 604 | 604 | 604 | 604 | 604
Nuc | 8510 | 7895.5 | 7895.5 | 7895.5 | 5671.5 | 4497.5
PS | 400 | 400 | 400 | 400 | 400 | 400
PV | 47.45 | 47.45 | 47.45 | 47.45 | 47.45 | 47.45
PeakG | 3877.5 | 3877.5 | 3877.5 | 3877.5 | 3877.5 | 3877.5
PeakO | 2749.3 | 2749.3 | 2749.3 | 2749.3 | 2749.3 | 2749.3
ST | 0 | 0 | 0 | 0 | 0 | 0
STOG | 2622.5 | 2622.5 | 2622.5 | 2622.5 | 2622.5 | 0
STWD | 0 | 0 | 0 | 0 | 0 | 0
WT | 1160 | 1160 | 1160 | 1160 | 1160 | 1160
IGCC | 0 | 0 | 0 | 0 | 0 | 0
DemandResponse | 1256.73 | 1718.17 | 2388.62 | 2469.72 | 2553.57 | 2640.27
IGCC-CCS | 0 | 0 | 0 | 0 | 0 | 0
WT_off | 0 | 0 | 1100 | 1100 | 1100 | 1100
PseudoUnit | 0 | 0 | 0 | 0 | 0 | 0
FixedInterchange | 0 | 0 | 0 | 0 | 0 | 0
Total Installed Capacity by Reporting Type: PJM_ROM
ReportingType | 2015 | 2020 | 2025 | 2030 | 2035 | 2040
BM | 18 | 18 | 18 | 18 | 18 | 95.64
CC | 5664.5 | 5664.5 | 5664.5 | 5664.5 | 5664.5 | 5664.5
CSP | 0 | 0 | 0 | 0 | 0 | 0
CT | 16 | 16 | 16 | 16 | 0.01 | 0.01
Coal | 5335.6 | 2155.8 | 1203.36 | 1203.36 | 682.36 | 682.36
Geo | 0 | 0 | 0 | 0 | 0 | 0
H | 1392 | 1392 | 1392 | 2070 | 2070 | 2070
LFG | 356.9 | 622 | 622 | 622 | 622 | 622
Nuc | 5036 | 5036 | 5036 | 5036 | 8814.74 | 13543.24
PS | 1513 | 1513 | 1513 | 1513 | 1513 | 1513
PV | 4 | 1359.2 | 2117.94 | 2287.77 | 2300.57 | 2361.65
PeakG | 1719 | 1719 | 1719 | 1719 | 1719 | 1719
PeakO | 1566 | 1566 | 1566 | 1566 | 1566 | 0.02
ST | 0 | 0 | 0 | 0 | 0 | 0
STOG | 3529 | 3529 | 3529 | 3529 | 3529 | 0
STWD | 70 | 70 | 70 | 70 | 70 | 70
WT | 1210.8 | 1961 | 1961 | 1961 | 1961 | 1961
IGCC | 0 | 0 | 0 | 0 | 0 | 0
DemandResponse | 2307.31 | 2787.75 | 3373.93 | 3488.48 | 3606.92 | 3729.38
IGCC-CCS | 0 | 0 | 0 | 0 | 0 | 0
WT_off | 0 | 0 | 0 | 0 | 0 | 0
PseudoUnit | 0 | 0 | 0 | 0 | 0 | 0
FixedInterchange | 0 | 0 | 0 | 0 | 0 | 0
Total Installed Capacity by Reporting Type: PJM_ROR
ReportingType | 2015 | 2020 | 2025 | 2030 | 2035 | 2040
BM | 385 | 385 | 385 | 385 | 385 | 385
CC | 13618 | 31292.52 | 31292.53 | 33345.93 | 33345.92 | 32044.93
CSP | 0 | 0 | 0 | 0 | 0 | 0
CT | 29 | 29 | 29 | 29 | 0.05 | 0.05
Coal | 39853.93 | 19571.15 | 7559.02 | 7559.03 | 7559.02 | 7559.02
Geo | 0 | 0 | 0 | 0 | 0 | 0
H | 1837.4 | 2340.4 | 2340.4 | 2340.4 | 2340.4 | 2340.4
LFG | 539.4 | 539.4 | 1053.11 | 1053.11 | 1053.11 | 1053.11
Nuc | 20038 | 20038 | 20038 | 19171 | 18262.82 | 29704.11
PS | 3081 | 3081 | 3081 | 3081 | 3081 | 3081
PV | 24 | 24 | 24 | 24 | 24 | 24
PeakG | 19311 | 19311 | 19311 | 19311 | 19311 | 19311
PeakO | 1742 | 1742 | 1742 | 1742 | 1742 | 0.02
ST | 0 | 0 | 0 | 0 | 0 | 0
STOG | 2122 | 2122 | 2122 | 2122 | 2122 | 0
STWD | 194 | 194 | 194 | 194 | 194 | 194
WT | 10922.7 | 11114.4 | 18161.8 | 19168.16 | 19168.16 | 19168.16
IGCC | 0 | 0 | 0 | 0 | 0 | 0
DemandResponse | 3324.65 | 6282.21 | 9765.55 | 10067.05 | 10377.87 | 10698.28
IGCC-CCS | 0 | 0 | 0 | 0 | 0 | 0
WT_off | 0 | 0 | 0 | 0 | 0 | 0
PseudoUnit | 0 | 0 | 0 | 0 | 0 | 0
FixedInterchange | 0 | 0 | 0 | 0 | 0 | 0
Total Installed Capacity by Reporting Type: SOCO
ReportingType | 2015 | 2020 | 2025 | 2030 | 2035 | 2040
BM | 55 | 55 | 55 | 55 | 55 | 4153.32
CC | 19652.91 | 27373.06 | 27373.06 | 27373.06 | 23244.39 | 16576.02
CSP | 0 | 0 | 0 | 0 | 0 | 0
CT | 0 | 0 | 0 | 0 | 0 | 0
Coal | 10445.66 | 3518.25 | 1334.68 | 1334.68 | 1334.68 | 1334.68
Geo | 0 | 0 | 0 | 0 | 0 | 0
H | 4194 | 4194 | 4194 | 4194 | 4194 | 4194
LFG | 37 | 37 | 144.4 | 144.4 | 144.4 | 144.4
Nuc | 5841 | 8041 | 8041 | 8317.58 | 19031.77 | 20321.76
PS | 1675 | 1675 | 1675 | 1675 | 1675 | 1675
PV | 0 | 0 | 0 | 0 | 0 | 0
PeakG | 10713 | 10713 | 10713 | 10713 | 3216.72 | 3216.72
PeakO | 0 | 0 | 0 | 0 | 0 | 0
ST | 0 | 0 | 0 | 0 | 0 | 0
STOG | 0 | 0 | 0 | 0 | 0 | 0
STWD | 668 | 668 | 668 | 668 | 668 | 668
WT | 0 | 0 | 0 | 0 | 100 | 100
IGCC | 0 | 0 | 0 | 0 | 0 | 0
DemandResponse | 2570.49 | 4773.97 | 7215.46 | 7512.46 | 7821.68 | 8143.63
IGCC-CCS | 0 | 0 | 0 | 0 | 0 | 0
WT_off | 0 | 0 | 0 | 0 | 0 | 0
PseudoUnit | 0 | 0 | 0 | 0 | 0 | 0
FixedInterchange | 0 | 0 | 0 | 0 | 0 | 0
Total Installed Capacity by Reporting Type: SPP_N
ReportingType | 2015 | 2020 | 2025 | 2030 | 2035 | 2040
BM | 0 | 0 | 0 | 0 | 0 | 0
CC | 1386 | 1386.01 | 1386.01 | 1386.01 | 1386.01 | 1386.01
CSP | 0 | 0 | 0 | 0 | 0 | 0
CT | 0 | 648.35 | 648.35 | 648.35 | 648.35 | 648.35
Coal | 7726.54 | 5629.04 | 1179.95 | 1179.94 | 465.05 | 465.05
Geo | 0 | 0 | 0 | 0 | 0 | 0
H | 21 | 21 | 21 | 21 | 21 | 21
LFG | 7 | 7 | 7 | 102 | 102 | 102
Nuc | 1160 | 1160 | 1160 | 1160 | 1160 | 1160
PS | 0 | 0 | 0 | 0 | 0 | 0
PV | 0 | 0 | 0 | 0 | 0 | 0
PeakG | 4397 | 4397 | 4397 | 4397 | 4397 | 4397
PeakO | 1199 | 1199 | 1199 | 1199 | 1199 | 1199
ST | 0 | 0 | 0 | 0 | 0 | 0
STOG | 1661.98 | 1661.98 | 1661.98 | 1661.98 | 1661.98 | 1661.98
STWD | 0 | 0 | 0 | 0 | 0 | 0
WT | 1227 | 17412 | 53931.28 | 60317.01 | 71552.39 | 74368.18
IGCC | 0 | 0 | 0 | 0 | 0 | 0
DemandResponse | 446.68 | 920.58 | 1432.75 | 1499.14 | 1568.6 | 1641.28
IGCC-CCS | 0 | 0 | 0 | 0 | 0 | 0
WT_off | 0 | 0 | 0 | 0 | 0 | 0
PseudoUnit | 0 | 0 | 0 | 0 | 0 | 0
FixedInterchange | 0 | 0 | 0 | 0 | 0 | 0
Total Installed Capacity by Reporting Type: SPP_S
ReportingType | 2015 | 2020 | 2025 | 2030 | 2035 | 2040
BM | 0 | 0 | 0 | 0 | 0 | 0
CC | 10917.01 | 11490.63 | 11490.63 | 11490.63 | 11490.63 | 11490.63
CSP | 0 | 0 | 0 | 0 | 0 | 0
CT | 412.99 | 1104 | 1104 | 1104 | 1104 | 1104
Coal | 11543.97 | 7904.78 | 1533.09 | 1210.01 | 988.03 | 988.02
Geo | 0 | 0 | 0 | 0 | 0 | 0
H | 2108 | 2108 | 2108 | 2108 | 2108 | 2108
LFG | 19 | 19 | 19 | 114 | 114 | 114
Nuc | 0.1 | 0.1 | 0.1 | 0.1 | 0.1 | 0.1
PS | 446 | 446 | 446 | 446 | 446 | 446
PV | 0 | 0 | 0 | 0 | 0 | 0
PeakG | 3443 | 3443 | 3443 | 3443 | 3443 | 3443
PeakO | 122 | 122 | 122 | 122 | 122 | 122
ST | 0 | 0 | 0 | 0 | 0 | 0
STOG | 7038.42 | 7038.42 | 7038.42 | 7038.42 | 7038.42 | 7038.42
STWD | 84 | 84 | 84 | 84 | 84 | 84
WT | 2727 | 41143.66 | 43003.51 | 45583.45 | 54941.89 | 56888.19
IGCC | 0 | 0 | 0 | 0 | 0 | 0
DemandResponse | 61.11 | 1754.28 | 3560.21 | 3675.61 | 3794.74 | 3917.74
IGCC-CCS | 0 | 0 | 0 | 0 | 0 | 0
WT_off | 0 | 0 | 0 | 0 | 0 | 0
PseudoUnit | 0 | 0 | 0 | 0 | 0 | 0
FixedInterchange | 0 | 0 | 0 | 0 | 0 | 0
Total Installed Capacity by Reporting Type: TVA
ReportingType | 2015 | 2020 | 2025 | 2030 | 2035 | 2040
BM | 0 | 0 | 0 | 0 | 0 | 4780.69
CC | 6747.5 | 13484.99 | 13484.99 | 13484.99 | 13164.99 | 8762.11
CSP | 0 | 0 | 0 | 0 | 0 | 0
CT | 0 | 0 | 0 | 0 | 0 | 0
Coal | 7083.02 | 3066.97 | 1232.7 | 440.12 | 0.03 | 0.03
Geo | 0 | 0 | 0 | 0 | 0 | 0
H | 5111 | 5111 | 5111 | 5138 | 5138 | 5138
LFG | 13 | 13 | 120.4 | 120.4 | 120.4 | 120.4
Nuc | 8394.89 | 8394.89 | 8394.89 | 8394.89 | 11536.63 | 10257.97
PS | 1743 | 1743 | 1743 | 1743 | 1743 | 1743
PV | 0 | 0 | 0 | 0 | 0 | 0
PeakG | 5865 | 5865 | 5865 | 5865 | 5865 | 5865
PeakO | 83 | 83 | 83 | 83 | 0.01 | 0
ST | 0 | 0 | 0 | 0 | 0 | 0
STOG | 0 | 0 | 0 | 0 | 0 | 0
STWD | 5 | 5 | 5 | 5 | 5 | 5
WT | 29 | 29 | 29 | 29 | 129 | 129
IGCC | 0 | 0 | 0 | 0 | 0 | 0
DemandResponse | 1805 | 2555.95 | 3357.9 | 3440.97 | 3526.11 | 3613.35
IGCC-CCS | 0 | 0 | 0 | 0 | 0 | 0
WT_off | 0 | 0 | 0 | 0 | 0 | 0
PseudoUnit | 0 | 0 | 0 | 0 | 0 | 0
FixedInterchange | 0 | 0 | 0 | 0 | 0 | 0
Total Installed Capacity by Reporting Type: TVA_Transmission
ReportingType | 2015 | 2020 | 2025 | 2030 | 2035 | 2040
BM | 0 | 0 | 0 | 0 | 0 | 0
CC | 0 | 0 | 0 | 0 | 0 | 0
CSP | 0 | 0 | 0 | 0 | 0 | 0
CT | 0 | 0 | 0 | 0 | 0 | 0
Coal | 0 | 0 | 0 | 0 | 0 | 0
Geo | 0 | 0 | 0 | 0 | 0 | 0
H | 0 | 0 | 0 | 0 | 0 | 0
LFG | 0 | 0 | 0 | 0 | 0 | 0
Nuc | 0 | 0 | 0 | 0 | 0 | 0
PS | 0 | 0 | 0 | 0 | 0 | 0
PV | 0 | 0 | 0 | 0 | 0 | 0
PeakG | 0 | 0 | 0 | 0 | 0 | 0
PeakO | 0 | 0 | 0 | 0 | 0 | 0
ST | 0 | 0 | 0 | 0 | 0 | 0
STOG | 0 | 0 | 0 | 0 | 0 | 0
STWD | 0 | 0 | 0 | 0 | 0 | 0
WT | 0 | 0 | 0 | 0 | 0 | 0
IGCC | 0 | 0 | 0 | 0 | 0 | 0
DemandResponse | 0 | 0 | 0 | 0 | 0 | 0
IGCC-CCS | 0 | 0 | 0 | 0 | 0 | 0
WT_off | 0 | 0 | 0 | 0 | 0 | 0
PseudoUnit | 0 | 0 | 0 | 0 | 0 | 0
FixedInterchange | 0 | 0 | 0 | 0 | 0 | 0
Total Installed Capacity by Reporting Type: VACAR
ReportingType | 2015 | 2020 | 2025 | 2030 | 2035 | 2040
BM | 0.92 | 171.13 | 709.69 | 722.42 | 722.42 | 6986.31
CC | 18007.56 | 18869.16 | 18869.16 | 18869.16 | 17566.17 | 9671.96
CSP | 0 | 0 | 0 | 0 | 0 | 0
CT | 717.25 | 717.25 | 717.25 | 384.26 | 384.26 | 0
Coal | 9630.2 | 6926.12 | 5920.6 | 2405.03 | 1985.03 | 1985.03
Geo | 0 | 0 | 0 | 0 | 0 | 0
H | 2122 | 2122 | 2122 | 2122 | 2122 | 2122
LFG | 63.34 | 170.4 | 170.4 | 170.4 | 170.4 | 170.4
Nuc | 11430 | 13760 | 13760 | 17627.76 | 22070.43 | 25801.76
PS | 2616 | 2616 | 2616 | 2616 | 2616 | 2616
PV | 16 | 149.61 | 151.95 | 152.75 | 152.75 | 155.75
PeakG | 8308 | 8308 | 8308 | 8308 | 5869.94 | 5869.94
PeakO | 1268 | 1268 | 1268 | 1268 | 0 | 0
ST | 0 | 0 | 0 | 0 | 0 | 0
STOG | 92 | 92 | 92 | 92 | 0 | 0
STWD | 281 | 281 | 281 | 281 | 281 | 281
WT | 0.9 | 3500 | 3500 | 3500 | 3500 | 3500
IGCC | 0 | 0 | 0 | 0 | 0 | 0
DemandResponse | 2339.28 | 3868.22 | 5651.52 | 5928.05 | 6218.12 | 6522.37
IGCC-CCS | 0 | 0 | 0 | 0 | 0 | 0
WT_off | 1 | 1 | 1 | 1 | 1 | 1
PseudoUnit | 0 | 0 | 0 | 0 | 0 | 0
FixedInterchange | 0 | 0 | 0 | 0 | 0 | 0
Total Installed Capacity by Reporting Type: IESO
ReportingType | 2015 | 2020 | 2025 | 2030 | 2035 | 2040
BM | 326.33 | 326.33 | 326.33 | 326.33 | 326.33 | 326.33
CC | 1263 | 1263 | 1263 | 1263 | 1263 | 1263
CSP | 0 | 0 | 0 | 0 | 0 | 0
CT | 368 | 368 | 368 | 368 | 0.01 | 0.01
Coal | 0 | 0 | 0 | 0 | 0 | 0
Geo | 0 | 0 | 0 | 0 | 0 | 0
H | 8693.3 | 8693.3 | 8693.3 | 8693.3 | 8943.3 | 8943.3
LFG | 117.5 | 117.5 | 117.5 | 118 | 118 | 118
Nuc | 13018 | 13018 | 13018 | 13018 | 11988 | 10448
PS | 123 | 123 | 123 | 123 | 123 | 123
PV | 1097.26 | 1097.26 | 1097.26 | 1097.26 | 30 | 30
PeakG | 0.03 | 0.03 | 0.03 | 0.03 | 0.03 | 0.03
PeakO | 0 | 0 | 0 | 0 | 0 | 0
ST | 0 | 0 | 0 | 0 | 0 | 0
STOG | 0 | 0 | 0 | 0 | 0 | 0
STWD | 139 | 139 | 139 | 139 | 139 | 139
WT | 3385.9 | 3385.9 | 3385.9 | 3385.9 | 3385.9 | 4886.28
IGCC | 0 | 0 | 0 | 0 | 0 | 0
DemandResponse | 1958.79 | 2066.83 | 2340.54 | 2421.21 | 2504.65 | 2590.98
IGCC-CCS | 0 | 0 | 0 | 0 | 0 | 0
WT_off | 0 | 0 | 0 | 0 | 0 | 0
PseudoUnit | 0 | 0 | 0 | 0 | 0 | 0
FixedInterchange | 0 | 0 | 0 | 0 | 0 | 0
Total Installed Capacity by Reporting Type: MAPP_CA
ReportingType | 2015 | 2020 | 2025 | 2030 | 2035 | 2040
BM | 0 | 0 | 0 | 0 | 0 | 0
CC | 1012.76 | 1012.76 | 281.76 | 281.76 | 281.76 | 0
CSP | 0 | 0 | 0 | 0 | 0 | 0
CT | 0 | 0 | 0 | 0 | 0 | 0
Coal | 669.06 | 108.73 | 0 | 0 | 0 | 0
Geo | 0 | 0 | 0 | 0 | 0 | 0
H | 6475.4 | 7170.4 | 8419.94 | 10297.59 | 10565.97 | 10565.97
LFG | 0 | 0 | 0 | 0 | 0 | 0
Nuc | 0.1 | 0.1 | 0.1 | 0.1 | 0.1 | 0.1
PS | 0 | 0 | 0 | 0 | 0 | 0
PV | 0 | 0 | 0 | 0 | 0 | 0
PeakG | 559 | 559 | 0 | 0 | 0 | 0
PeakO | 4 | 4 | 0 | 0 | 0 | 0
ST | 0 | 0 | 0 | 0 | 0 | 0
STOG | 126 | 126 | 0 | 0 | 0 | 0
STWD | 0 | 0 | 0 | 0 | 0 | 0
WT | 577.4 | 577.4 | 577.4 | 577.4 | 275 | 275
IGCC | 0 | 0 | 0 | 0 | 0 | 0
DemandResponse | 89.5 | 308.14 | 546.73 | 568.39 | 590.9 | 614.31
IGCC-CCS | 0 | 0 | 0 | 0 | 0 | 0
WT_off | 0 | 0 | 0 | 0 | 0 | 0
PseudoUnit | 0 | 0 | 0 | 0 | 0 | 0
FixedInterchange | 0 | 0 | 0 | 0 | 0 | 0
Total Installed Capacity by Reporting Type: AZ_NM_SNV_Coal
ReportingType | 2015 | 2020 | 2025 | 2030 | 2035 | 2040
BM | 0 | 0 | 0 | 0 | 0 | 0
CC | 0 | 0 | 0 | 0 | 0 | 0
CSP | 0 | 0 | 0 | 0 | 0 | 0
CT | 0 | 0 | 0 | 0 | 0 | 0
Coal | 7481.12 | 6876.01 | 4424.16 | 1218.04 | 818.01 | 818.01
Geo | 0 | 0 | 0 | 0 | 0 | 0
H | 0 | 0 | 0 | 0 | 0 | 0
LFG | 0 | 0 | 0 | 0 | 0 | 0
Nuc | 0 | 0 | 0 | 0 | 0 | 0
PS | 0 | 0 | 0 | 0 | 0 | 0
PV | 0 | 0 | 0 | 0 | 0 | 0
PeakG | 0 | 0 | 0 | 0 | 0 | 0
PeakO | 200 | 200 | 200 | 200 | 200 | 200
ST | 0 | 0 | 0 | 0 | 0 | 0
STOG | 0 | 0 | 0 | 0 | 0 | 0
STWD | 0 | 0 | 0 | 0 | 0 | 0
WT | 0 | 0 | 0 | 0 | 0 | 0
IGCC | 0 | 0 | 0 | 0 | 0 | 0
DemandResponse | 0 | 0 | 0 | 0 | 0 | 0
IGCC-CCS | 0 | 0 | 0 | 0 | 0 | 0
WT_off | 0 | 0 | 0 | 0 | 0 | 0
PseudoUnit | 0 | 0 | 0 | 0 | 0 | 0
FixedInterchange | 0 | 0 | 0 | 0 | 0 | 0
Total Installed Capacity by Reporting Type: AZ_NM_SNV_Gas
ReportingType | 2015 | 2020 | 2025 | 2030 | 2035 | 2040
BM | 0 | 0 | 0 | 0 | 0 | 0
CC | 15245 | 16708.6 | 16708.62 | 16708.62 | 12993.91 | 10170.96
CSP | 0 | 0 | 0 | 0 | 0 | 0
CT | 736 | 736 | 736 | 736 | 0 | 0
Coal | 0 | 0 | 0 | 0 | 0 | 0
Geo | 0 | 0 | 0 | 0 | 0 | 0
H | 0 | 0 | 0 | 0 | 0 | 0
LFG | 0 | 0 | 0 | 0 | 0 | 0
Nuc | 0 | 0 | 0 | 0 | 0 | 0
PS | 0 | 0 | 0 | 0 | 0 | 0
PV | 0 | 0 | 0 | 0 | 0 | 0
PeakG | 3660 | 3660 | 3660 | 3660 | 3660 | 3660
PeakO | 0 | 0 | 0 | 0 | 0 | 0
ST | 0 | 0 | 0 | 0 | 0 | 0
STOG | 0 | 0 | 0 | 0 | 0 | 0
STWD | 0 | 0 | 0 | 0 | 0 | 0
WT | 0 | 0 | 0 | 0 | 0 | 0
IGCC | 0 | 0 | 0 | 0 | 0 | 0
DemandResponse | 334.55 | 1076.71 | 1928.33 | 2059.84 | 2196.64 | 2344.36
IGCC-CCS | 0 | 0 | 0 | 0 | 0 | 0
WT_off | 0 | 0 | 0 | 0 | 0 | 0
PseudoUnit | 0 | 0 | 0 | 0 | 0 | 0
FixedInterchange | 0 | 0 | 0 | 0 | 0 | 0
Total Installed Capacity by Reporting Type: AZ_NM_SNV_NucRenew
ReportingType | 2015 | 2020 | 2025 | 2030 | 2035 | 2040
BM | 0 | 0 | 0 | 0 | 0 | 0
CC | 0 | 0 | 0 | 0 | 0 | 0
CSP | 0 | 0 | 0 | 0 | 0 | 0
CT | 0 | 0 | 0 | 0 | 0 | 0
Coal | 0 | 0 | 0 | 0 | 0 | 0
Geo | 0 | 25 | 1450 | 1450 | 1450 | 1450
H | 3131 | 3131 | 3131 | 3131 | 3131 | 3131
LFG | 7 | 67.67 | 67.67 | 67.67 | 67.67 | 67.67
Nuc | 3875 | 3875 | 3875 | 6467.02 | 12888.93 | 15569.02
PS | 216 | 216 | 216 | 216 | 216 | 216
PV | 148.7 | 148.7 | 148.7 | 148.7 | 148.7 | 148.7
PeakG | 0 | 0 | 0 | 0 | 0 | 0
PeakO | 0 | 0 | 0 | 0 | 0 | 0
ST | 280 | 725.61 | 953.39 | 963.12 | 1484.87 | 1484.87
STOG | 0 | 0 | 0 | 0 | 0 | 0
STWD | 26 | 26 | 26 | 26 | 26 | 26
WT | 525.1 | 12314.92 | 12339.99 | 12474.44 | 12474.44 | 12474.44
IGCC | 0 | 0 | 0 | 0 | 0 | 0
DemandResponse | 0 | 0 | 0 | 0 | 0 | 0
IGCC-CCS | 0 | 0 | 0 | 0 | 0 | 0
WT_off | 0 | 0 | 0 | 0 | 0 | 0
PseudoUnit | 0 | 0 | 0 | 0 | 0 | 0
FixedInterchange | 0 | 0 | 0 | 0 | 0 | 0
Total Installed Capacity by Reporting Type: ERCOT
ReportingType | 2015 | 2020 | 2025 | 2030 | 2035 | 2040
BM | 145 | 145 | 145 | 145 | 145 | 4064.97
CC | 41649.21 | 45316.69 | 45316.69 | 45316.69 | 42162.36 | 38668.06
CSP | 0 | 0 | 0 | 0 | 0 | 0
CT | 250 | 250 | 250 | 250 | 0 | 0
Coal | 9679.89 | 4510.01 | 3950.01 | 3950.01 | 3950.01 | 3950.01
Geo | 0 | 0 | 0 | 0 | 0 | 0
H | 565 | 565 | 565 | 565 | 565 | 565
LFG | 75 | 75 | 429 | 429 | 429 | 429
Nuc | 5091 | 5091 | 5091 | 5091 | 15971.37 | 15971.37
PS | 0 | 0 | 0 | 0 | 0 | 0
PV | 15 | 15 | 15 | 15 | 1 | 1
PeakG | 4768 | 4768 | 4768 | 4768 | 4768 | 4768
PeakO | 51 | 51 | 51 | 51 | 51 | 51
ST | 0 | 0 | 0 | 0 | 0 | 0
STOG | 12903.35 | 12903.35 | 8432.56 | 7654.28 | 0 | 0
STWD | 0 | 0 | 0 | 0 | 0 | 0
WT | 9280.1 | 9280.1 | 28734.39 | 28734.39 | 28734.45 | 28988.02
IGCC | 0 | 0 | 0 | 0 | 0 | 0
DemandResponse | 740.81 | 3617.73 | 6720.3 | 6926.25 | 7155.61 | 7391.29
IGCC-CCS | 0 | 0 | 0 | 0 | 0 | 0
WT_off | 0 | 0 | 0 | 0 | 0 | 0
PseudoUnit | 0 | 0 | 0 | 0 | 0 | 0
FixedInterchange | 0 | 0 | 0 | 0 | 0 | 0
Total Installed Capacity by Reporting Type: NP15
ReportingType | 2015 | 2020 | 2025 | 2030 | 2035 | 2040
BM | 0 | 0 | 0 | 0 | 0 | 0
CC | 9721.4 | 9721.42 | 10568.49 | 10568.49 | 10568.49 | 9595.08
CSP | 0 | 0 | 0 | 0 | 0 | 0
CT | 212.6 | 212.6 | 212.6 | 212.6 | 0.02 | 0.02
Coal | 191.9 | 28.2 | 28.2 | 0 | 0 | 0
Geo | 1123 | 1723 | 1723 | 1723 | 1723 | 1723
H | 8825 | 8825 | 8825 | 8825 | 8825 | 8825
LFG | 85 | 650 | 650 | 650 | 650 | 650
Nuc | 2300 | 2300 | 2300 | 2505.78 | 6174.1 | 10508.85
PS | 2257 | 2257 | 2257 | 2257 | 2257 | 2257
PV | 59.5 | 59.5 | 59.5 | 59.5 | 59.5 | 59.5
PeakG | 3265 | 3265 | 3265 | 3265 | 3265 | 3265
PeakO | 350 | 350 | 350 | 350 | 350 | 350
ST | 29 | 29 | 29 | 29 | 29 | 29
STOG | 3177.18 | 3177.18 | 3177.18 | 3177.18 | 1289.48 | 898.04
STWD | 442 | 442 | 442 | 442 | 442 | 442
WT | 1193.2 | 3831.93 | 3831.93 | 4492 | 12913.97 | 13634.4
IGCC | 0 | 0 | 0 | 0 | 0 | 0
DemandResponse | 1828.06 | 1875.2 | 2034.02 | 2149.8 | 2261.58 | 2376.93
IGCC-CCS | 0 | 0 | 0 | 0 | 0 | 0
WT_off | 0 | 0 | 0 | 0 | 0 | 0
PseudoUnit | 0 | 0 | 0 | 0 | 0 | 0
FixedInterchange | 0 | 0 | 0 | 0 | 0 | 0
Total Installed Capacity by Reporting Type: NWPP_Coal
ReportingType | 2015 | 2020 | 2025 | 2030 | 2035 | 2040
BM | 0 | 0 | 0 | 0 | 0 | 0
CC | 0 | 0 | 0 | 0 | 0 | 0
CSP | 0 | 0 | 0 | 0 | 0 | 0
CT | 0 | 0 | 0 | 0 | 0 | 0
Coal | 7434.51 | 5939.81 | 2320.82 | 226.81 | 226.81 | 226.81
Geo | 0 | 0 | 0 | 0 | 0 | 0
H | 0 | 0 | 0 | 0 | 0 | 0
LFG | 0 | 0 | 0 | 0 | 0 | 0
Nuc | 0 | 0 | 0 | 0 | 0 | 0
PS | 0 | 0 | 0 | 0 | 0 | 0
PV | 0 | 0 | 0 | 0 | 0 | 0
PeakG | 0 | 0 | 0 | 0 | 0 | 0
PeakO | 0 | 0 | 0 | 0 | 0 | 0
ST | 0 | 0 | 0 | 0 | 0 | 0
STOG | 0 | 0 | 0 | 0 | 0 | 0
STWD | 0 | 0 | 0 | 0 | 0 | 0
WT | 0 | 0 | 0 | 0 | 0 | 0
IGCC | 0 | 0 | 0 | 0 | 0 | 0
DemandResponse | 0 | 0 | 0 | 0 | 0 | 0
IGCC-CCS | 0 | 0 | 0 | 0 | 0 | 0
WT_off | 0 | 0 | 0 | 0 | 0 | 0
PseudoUnit | 0 | 0 | 0 | 0 | 0 | 0
FixedInterchange | 0 | 0 | 0 | 0 | 0 | 0
Total Installed Capacity by Reporting Type: NWPP_Gas
ReportingType | 2015 | 2020 | 2025 | 2030 | 2035 | 2040
BM | 0 | 0 | 0 | 0 | 0 | 0
CC | 6627 | 7123.3 | 7623.53 | 7623.53 | 1296.53 | 996.53
CSP | 0 | 0 | 0 | 0 | 0 | 0
CT | 150 | 150 | 150 | 150 | 0 | 0
Coal | 0 | 0 | 0 | 0 | 0 | 0
Geo | 0 | 0 | 0 | 0 | 0 | 0
H | 0 | 0 | 0 | 0 | 0 | 0
LFG | 0 | 0 | 0 | 0 | 0 | 0
Nuc | 0 | 0 | 0 | 0 | 0 | 0
PS | 0 | 0 | 0 | 0 | 0 | 0
PV | 0 | 0 | 0 | 0 | 0 | 0
PeakG | 0 | 0 | 0 | 0 | 0 | 0
PeakO | 0 | 0 | 0 | 0 | 0 | 0
ST | 0 | 0 | 0 | 0 | 0 | 0
STOG | 0 | 0 | 0 | 0 | 0 | 0
STWD | 0 | 0 | 0 | 0 | 0 | 0
WT | 0 | 0 | 0 | 0 | 0 | 0
IGCC | 0 | 0 | 0 | 0 | 0 | 0
DemandResponse | 0.01 | 953.34 | 1988.72 | 2091.14 | 2193.74 | 2298.72
IGCC-CCS | 0 | 0 | 0 | 0 | 0 | 0
WT_off | 0 | 0 | 0 | 0 | 0 | 0
PseudoUnit | 0 | 0 | 0 | 0 | 0 | 0
FixedInterchange | 0 | 0 | 0 | 0 | 0 | 0
Total Installed Capacity by Reporting Type: NWPP_NucRenew
ReportingType | 2015 | 2020 | 2025 | 2030 | 2035 | 2040
BM | 32.55 | 32.55 | 32.55 | 32.55 | 32.55 | 1037.1
CC | 0 | 0 | 0 | 0 | 0 | 0
CSP | 0 | 0 | 0 | 0 | 0 | 0
CT | 0 | 0 | 0 | 0 | 0 | 0
Coal | 0 | 0 | 0 | 0 | 0 | 0
Geo | 404.2 | 404.2 | 838.2 | 838.2 | 838.2 | 838.2
H | 33736 | 33736 | 33736 | 33736 | 34071 | 34071
LFG | 128.5 | 366.04 | 373 | 373 | 373 | 373
Nuc | 1131 | 1131 | 1131 | 1131 | 4906.15 | 5878.98
PS | 258 | 258 | 258 | 258 | 258 | 258
PV | 3 | 3 | 3 | 3 | 3 | 3
PeakG | 0 | 0 | 0 | 0 | 0 | 0
PeakO | 0 | 0 | 0 | 0 | 0 | 0
ST | 0 | 0 | 0 | 0 | 0 | 0
STOG | 0 | 0 | 0 | 0 | 0 | 0
STWD | 561 | 561 | 561 | 561 | 561 | 561
WT | 6865.3 | 6865.3 | 6865.3 | 17850.11 | 28204.37 | 30522.41
IGCC | 0 | 0 | 0 | 0 | 0 | 0
DemandResponse | 0 | 0 | 0 | 0 | 0 | 0
IGCC-CCS | 0 | 0 | 0 | 0 | 0 | 0
WT_off | 0 | 0 | 0 | 0 | 0 | 0
PseudoUnit | 0 | 0 | 0 | 0 | 0 | 0
FixedInterchange | 0 | 0 | 0 | 0 | 0 | 0
Total Installed Capacity by Reporting Type: RMPA
ReportingType | 2015 | 2020 | 2025 | 2030 | 2035 | 2040
BM | 0 | 0 | 0 | 0 | 0 | 596.95
CC | 2686 | 3405.64 | 3739.38 | 3739.38 | 3303.66 | 2954.95
CSP | 0 | 0 | 0 | 0 | 0 | 0
CT | 152 | 152 | 152 | 152 | 0 | 0
Coal | 7411.71 | 6147.78 | 2097.2 | 1527.19 | 1167.31 | 1167.31
Geo | 0 | 0 | 2570 | 2570 | 2570 | 2570
H | 982 | 982 | 982 | 982 | 982 | 982
LFG | 7.4 | 36.33 | 36.33 | 36.33 | 36.33 | 36.33
Nuc | 0.1 | 0.1 | 0.1 | 1746 | 2637.92 | 2637.92
PS | 563 | 563 | 563 | 563 | 563 | 563
PV | 21 | 21 | 21 | 21 | 21 | 21
PeakG | 2904 | 2904 | 2904 | 2904 | 2904 | 2904
PeakO | 0.01 | 0.01 | 0.01 | 0.01 | 0.01 | 0.01
ST | 3 | 370.43 | 370.43 | 375.89 | 375.89 | 375.89
STOG | 0 | 0 | 0 | 0 | 0 | 0
STWD | 0 | 0 | 0 | 0 | 0 | 0
WT | 2113.4 | 5658.61 | 5658.61 | 6195.18 | 6195.18 | 6330.94
IGCC | 0 | 0 | 0 | 0 | 0 | 0
DemandResponse | 486.05 | 622.89 | 804.5 | 856.88 | 912.57 | 971.91
IGCC-CCS | 0 | 0 | 0 | 0 | 0 | 0
WT_off | 0 | 0 | 0 | 0 | 0 | 0
PseudoUnit | 0 | 0 | 0 | 0 | 0 | 0
FixedInterchange | 0 | 0 | 0 | 0 | 0 | 0
Total Installed Capacity by Reporting Type: SP15
ReportingType | 2015 | 2020 | 2025 | 2030 | 2035 | 2040
BM | 6 | 6 | 6 | 6 | 6 | 6
CC | 10736.28 | 11547.14 | 14053.85 | 14053.85 | 14053.85 | 14053.85
CSP | 0 | 0 | 0 | 0 | 0 | 0
CT | 0 | 0 | 0 | 0 | 0 | 0
Coal | 185.7 | 101.2 | 101.2 | 0.01 | 0 | 0
Geo | 963 | 2413 | 2413 | 2413 | 2413 | 2413
H | 1163 | 1163 | 1163 | 1163 | 1163 | 1163
LFG | 223.2 | 779 | 779 | 779 | 779 | 779
Nuc | 2250 | 2250 | 2250 | 2250 | 3407.13 | 4454.05
PS | 1440 | 1440 | 1440 | 1440 | 1440 | 1440
PV | 126.8 | 126.8 | 126.8 | 126.8 | 126.8 | 126.8
PeakG | 4309 | 4309 | 4309 | 4309 | 4309 | 4309
PeakO | 51 | 51 | 51 | 51 | 51 | 51
ST | 448 | 448 | 448 | 448 | 2857.45 | 3693.59
STOG | 7561.46 | 7561.46 | 7561.46 | 7561.46 | 3777.75 | 3674.01
STWD | 119 | 119 | 119 | 119 | 119 | 119
WT | 2207.8 | 2207.8 | 2207.8 | 16372.8 | 16372.8 | 16372.8
IGCC | 0 | 0 | 0 | 0 | 0 | 0
DemandResponse | 2613.15 | 2728.17 | 2959.23 | 3127.67 | 3290.3 | 3458.12
IGCC-CCS | 0 | 0 | 0 | 0 | 0 | 0
WT_off | 0 | 0 | 0 | 0 | 0 | 0
PseudoUnit | 0 | 0 | 0 | 0 | 0 | 0
FixedInterchange | 0 | 0 | 0 | 0 | 0 | 0
Total Installed Capacity by Reporting Type: ALB
ReportingType | 2015 | 2020 | 2025 | 2030 | 2035 | 2040
BM | 0 | 0 | 0 | 0 | 0 | 0
CC | 2202 | 2340.72 | 2340.72 | 388.73 | 388.73 | 388.73
CSP | 0 | 0 | 0 | 0 | 0 | 0
CT | 201.5 | 201.5 | 201.5 | 201.5 | 0.01 | 0.01
Coal | 6240.83 | 6240.83 | 6240.83 | 495 | 495 | 495
Geo | 0 | 0 | 0 | 0 | 0 | 0
H | 912 | 912 | 912 | 912 | 912 | 912
LFG | 10 | 10 | 10 | 10 | 10 | 10
Nuc | 0.1 | 0.1 | 0.1 | 8558.42 | 8656.91 | 9291.27
PS | 0 | 0 | 0 | 0 | 0 | 0
PV | 0 | 0 | 0 | 0 | 0 | 0
PeakG | 854.03 | 854.03 | 854.03 | 854.03 | 854.03 | 854.03
PeakO | 0 | 0 | 0 | 0 | 0 | 0
ST | 0 | 0 | 0 | 0 | 0 | 0
STOG | 0 | 0 | 0 | 0 | 0 | 0
STWD | 174 | 174 | 174 | 174 | 174 | 174
WT | 672 | 672 | 672 | 672 | 763 | 763
IGCC | 0 | 0 | 0 | 0 | 0 | 0
DemandResponse | 105.16 | 361.08 | 660.83 | 708.64 | 759.9 | 814.88
IGCC-CCS | 0 | 0 | 0 | 0 | 0 | 0
WT_off | 0 | 0 | 0 | 0 | 0 | 0
PseudoUnit | 0 | 0 | 0 | 0 | 0 | 0
FixedInterchange | 0 | 0 | 0 | 0 | 0 | 0
Total Installed Capacity by Reporting Type: BC
ReportingType | 2015 | 2020 | 2025 | 2030 | 2035 | 2040
BM | 0 | 0 | 0 | 0 | 0 | 0
CC | 627.16 | 627.16 | 627.16 | 422.16 | 422.16 | 0.01
CSP | 0 | 0 | 0 | 0 | 0 | 0
CT | 0 | 0 | 0 | 0 | 0 | 0
Coal | 0 | 0 | 0 | 0 | 0 | 0
Geo | 0 | 0 | 0 | 0 | 0 | 0
H | 12161 | 12161 | 12161 | 12161 | 12161 | 12161
LFG | 24 | 24 | 24 | 24 | 24 | 24
Nuc | 0.1 | 0.1 | 0.1 | 570.38 | 570.38 | 1366.48
PS | 0 | 0 | 0 | 0 | 0 | 0
PV | 0 | 0 | 0 | 0 | 0 | 0
PeakG | 0 | 0 | 0 | 0 | 0 | 0
PeakO | 0 | 0 | 0 | 0 | 0 | 0
ST | 0 | 0 | 0 | 0 | 0 | 0
STOG | 0 | 0 | 0 | 0 | 0 | 0
STWD | 510 | 510 | 510 | 510 | 510 | 510
WT | 246 | 246 | 246 | 246 | 402 | 402
IGCC | 0 | 0 | 0 | 0 | 0 | 0
DemandResponse | 0.01 | 264.69 | 555.31 | 582.51 | 611.05 | 640.98
IGCC-CCS | 0 | 0 | 0 | 0 | 0 | 0
WT_off | 0 | 0 | 0 | 0 | 0 | 0
PseudoUnit | 0 | 0 | 0 | 0 | 0 | 0
FixedInterchange | 0 | 0 | 0 | 0 | 0 | 0
Total Installed Capacity by Reporting Type: HQ_IESO
ReportingType | 2015 | 2020 | 2025 | 2030 | 2035 | 2040
BM | 0 | 0 | 0 | 0 | 0 | 0
CC | 0 | 0 | 0 | 0 | 0 | 0
CSP | 0 | 0 | 0 | 0 | 0 | 0
CT | 0 | 0 | 0 | 0 | 0 | 0
Coal | 0 | 0 | 0 | 0 | 0 | 0
Geo | 0 | 0 | 0 | 0 | 0 | 0
H | 0 | 0 | 0 | 0 | 0 | 0
LFG | 0 | 0 | 0 | 0 | 0 | 0
Nuc | 0.1 | 0.1 | 0.1 | 0.1 | 0.1 | 0.1
PS | 0 | 0 | 0 | 0 | 0 | 0
PV | 0 | 0 | 0 | 0 | 0 | 0
PeakG | 0 | 0 | 0 | 0 | 0 | 0
PeakO | 0 | 0 | 0 | 0 | 0 | 0
ST | 0 | 0 | 0 | 0 | 0 | 0
STOG | 0 | 0 | 0 | 0 | 0 | 0
STWD | 0 | 0 | 0 | 0 | 0 | 0
WT | 0 | 0 | 0 | 0 | 0 | 0
IGCC | 0 | 0 | 0 | 0 | 0 | 0
DemandResponse | 0 | 0 | 0 | 0 | 0 | 0
IGCC-CCS | 0 | 0 | 0 | 0 | 0 | 0
WT_off | 0 | 0 | 0 | 0 | 0 | 0
PseudoUnit | 0 | 0 | 0 | 0 | 0 | 0
FixedInterchange | 3000 | 3000 | 3000 | 3000 | 3000 | 3000
Total Installed Capacity by Reporting Type: HQ_NEISO
ReportingType | 2015 | 2020 | 2025 | 2030 | 2035 | 2040
BM | 0 | 0 | 0 | 0 | 0 | 0
CC | 0 | 0 | 0 | 0 | 0 | 0
CSP | 0 | 0 | 0 | 0 | 0 | 0
CT | 0 | 0 | 0 | 0 | 0 | 0
Coal | 0 | 0 | 0 | 0 | 0 | 0
Geo | 0 | 0 | 0 | 0 | 0 | 0
H | 0 | 0 | 0 | 0 | 0 | 0
LFG | 0 | 0 | 0 | 0 | 0 | 0
Nuc | 0.1 | 0.1 | 0.1 | 0.1 | 0.1 | 0.1
PS | 0 | 0 | 0 | 0 | 0 | 0
PV | 0 | 0 | 0 | 0 | 0 | 0
PeakG | 0 | 0 | 0 | 0 | 0 | 0
PeakO | 0 | 0 | 0 | 0 | 0 | 0
ST | 0 | 0 | 0 | 0 | 0 | 0
STOG | 0 | 0 | 0 | 0 | 0 | 0
STWD | 0 | 0 | 0 | 0 | 0 | 0
WT | 0 | 0 | 0 | 0 | 0 | 0
IGCC | 0 | 0 | 0 | 0 | 0 | 0
DemandResponse | 0 | 0 | 0 | 0 | 0 | 0
IGCC-CCS | 0 | 0 | 0 | 0 | 0 | 0
WT_off | 0 | 0 | 0 | 0 | 0 | 0
PseudoUnit | 0 | 0 | 0 | 0 | 300 | 300
FixedInterchange | 2920 | 2920 | 2920 | 2920 | 2920 | 2920
Total Installed Capacity by Reporting Type: HQ_NY
ReportingType | 2015 | 2020 | 2025 | 2030 | 2035 | 2040
BM | 0 | 0 | 0 | 0 | 0 | 0
CC | 0 | 0 | 0 | 0 | 0 | 0
CSP | 0 | 0 | 0 | 0 | 0 | 0
CT | 0 | 0 | 0 | 0 | 0 | 0
Coal | 0 | 0 | 0 | 0 | 0 | 0
Geo | 0 | 0 | 0 | 0 | 0 | 0
H | 0 | 0 | 0 | 0 | 0 | 0
LFG | 0 | 0 | 0 | 0 | 0 | 0
Nuc | 0.1 | 0.1 | 0.1 | 0.1 | 0.1 | 0.1
PS | 0 | 0 | 0 | 0 | 0 | 0
PV | 0 | 0 | 0 | 0 | 0 | 0
PeakG | 0 | 0 | 0 | 0 | 0 | 0
PeakO | 0 | 0 | 0 | 0 | 0 | 0
ST | 0 | 0 | 0 | 0 | 0 | 0
STOG | 0 | 0 | 0 | 0 | 0 | 0
STWD | 0 | 0 | 0 | 0 | 0 | 0
WT | 0 | 0 | 0 | 0 | 0 | 0
IGCC | 0 | 0 | 0 | 0 | 0 | 0
DemandResponse | 0 | 0 | 0 | 0 | 0 | 0
IGCC-CCS | 0 | 0 | 0 | 0 | 0 | 0
WT_off | 0 | 0 | 0 | 0 | 0 | 0
PseudoUnit | 0 | 0 | 1466.85 | 2500 | 2500 | 2500
FixedInterchange | 1500 | 1500 | 1500 | 1500 | 1500 | 1500
Total Installed Capacity by Reporting Type: MARITIMES
ReportingType | 2015 | 2020 | 2025 | 2030 | 2035 | 2040
BM | 0 | 0 | 0 | 0 | 0 | 0
CC | 0 | 0 | 0 | 0 | 0 | 0
CSP | 0 | 0 | 0 | 0 | 0 | 0
CT | 0 | 0 | 0 | 0 | 0 | 0
Coal | 0 | 0 | 0 | 0 | 0 | 0
Geo | 0 | 0 | 0 | 0 | 0 | 0
H | 0 | 0 | 0 | 0 | 0 | 0
LFG | 0 | 0 | 0 | 0 | 0 | 0
Nuc | 0.1 | 0.1 | 0.1 | 0.1 | 0.1 | 0.1
PS | 0 | 0 | 0 | 0 | 0 | 0
PV | 0 | 0 | 0 | 0 | 0 | 0
PeakG | 0 | 0 | 0 | 0 | 0 | 0
PeakO | 0 | 0 | 0 | 0 | 0 | 0
ST | 0 | 0 | 0 | 0 | 0 | 0
STOG | 0 | 0 | 0 | 0 | 0 | 0
STWD | 0 | 0 | 0 | 0 | 0 | 0
WT | 0 | 0 | 0 | 0 | 0 | 0
IGCC | 0 | 0 | 0 | 0 | 0 | 0
DemandResponse | 0 | 0 | 0 | 0 | 0 | 0
IGCC-CCS | 0 | 0 | 0 | 0 | 0 | 0
WT_off | 0 | 0 | 0 | 0 | 0 | 0
PseudoUnit | 0 | 0 | 0 | 0 | 500 | 500
FixedInterchange | 1400 | 1400 | 1400 | 1400 | 1400 | 1400
Total Installed Capacity by Reporting Type: All
ReportingType | 2015 | 2020 | 2025 | 2030 | 2035 | 2040
BM | 1251 | 1421.21 | 1959.77 | 1972.51 | 1972.51 | 29070.26
CC | 271069.57 | 338305.99 | 339490.84 | 338651.68 | 303076.26 | 272022.94
CSP | 0 | 0 | 0 | 0 | 0 | 0
CT | 6393.84 | 7947.43 | 7947.43 | 7712.18 | 2962.22 | 2582.76
Coal | 200756.84 | 109870.45 | 62534.59 | 40987.67 | 32929.17 | 32929.15
Geo | 2534.2 | 4609.2 | 9038.2 | 9038.2 | 9038.2 | 9038.2
H | 106079.79 | 107278.79 | 109554.33 | 112136.98 | 112993.37 | 114102.37
LFG | 4136 | 6089 | 8299 | 9023 | 9023 | 9023
Nuc | 117236.86 | 121152.36 | 122836.35 | 142182.06 | 193088.57 | 223382.57
PS | 21788 | 21788 | 21788 | 21788 | 21788 | 21788
PV | 1648 | 3712.51 | 4613.98 | 4788.73 | 3720.27 | 3785.74
PeakG | 117763.56 | 117763.56 | 117204.56 | 116376.34 | 106441.99 | 106192.64
PeakO | 19059.67 | 19059.67 | 19055.67 | 16839.36 | 15488.37 | 12168.4
ST | 760 | 1573.04 | 1800.81 | 1816.01 | 4747.21 | 5583.35
STOG | 50273.45 | 50273.45 | 45676.65 | 43075.88 | 29658.17 | 20889.5
STWD | 4951 | 4951 | 4951 | 4951 | 4951 | 4951
WT | 64004.8 | 158396.55 | 293240.78 | 365865.27 | 462456.7 | 476895.47
IGCC | 618 | 618 | 618 | 618 | 618 | 618
DemandResponse | 37863.74 | 60093.26 | 85862.57 | 89210.8 | 92685.8 | 96304.58
IGCC-CCS | 0 | 0 | 0 | 0 | 0 | 0.01
WT_off | 469 | 469 | 1569 | 1569 | 1569 | 1569
PseudoUnit | 0 | 0 | 1466.85 | 2500 | 3300 | 3300
FixedInterchange | 8820 | 8820 | 8820 | 8820 | 8820 | 8820
Total Installed Capacity by Reporting Type: EI_US
ReportingType | 2015 | 2020 | 2025 | 2030 | 2035 | 2040
BM | 741.12 | 911.33 | 1449.89 | 1462.63 | 1462.63 | 23038.9
CC | 179299.76 | 239239.55 | 236967.64 | 238285.47 | 216341.8 | 193931.77
CSP | 0 | 0 | 0 | 0 | 0 | 0
CT | 4323.75 | 5877.33 | 5877.33 | 5642.08 | 2962.18 | 2582.73
Coal | 161462.13 | 79917.87 | 43372.18 | 33570.6 | 26272.03 | 26272.01
Geo | 44 | 44 | 44 | 44 | 44 | 44
H | 29436.09 | 29940.09 | 30966.09 | 31671.09 | 31674.09 | 32783.1
LFG | 3458.4 | 3963.46 | 5812.5 | 6536 | 6536 | 6536
Nuc | 89571.36 | 93486.86 | 95170.85 | 100844.26 | 125887.49 | 147256.43
PS | 16931 | 16931 | 16931 | 16931 | 16931 | 16931
PV | 176.74 | 2241.26 | 3142.72 | 3317.47 | 3330.27 | 3395.74
PeakG | 97444.5 | 97444.5 | 97444.5 | 96616.28 | 86681.93 | 86432.59
PeakO | 18403.66 | 18403.66 | 18403.66 | 16187.35 | 14836.36 | 11516.39
ST | 0 | 0 | 0 | 0 | 0 | 0
STOG | 26505.45 | 26505.45 | 26505.45 | 24682.94 | 24590.94 | 16317.45
STWD | 2980 | 2980 | 2980 | 2980 | 2980 | 2980
WT | 36938.6 | 113356.59 | 228721.46 | 274865.05 | 352735.6 | 362246.18
IGCC | 618 | 618 | 618 | 618 | 618 | 618
DemandResponse | 29707.66 | 46218.47 | 65324.07 | 67718.5 | 70208.86 | 72802.09
IGCC-CCS | 0 | 0 | 0 | 0 | 0 | 0
WT_off | 469 | 469 | 1569 | 1569 | 1569 | 1569
PseudoUnit | 0 | 0 | 1466.85 | 2500 | 3300 | 3300
FixedInterchange | 5820 | 5820 | 5820 | 5820 | 5820 | 5820
Total Installed Capacity by Reporting Type: EI_Canada
ReportingType | 2015 | 2020 | 2025 | 2030 | 2035 | 2040
BM | 326.33 | 326.33 | 326.33 | 326.33 | 326.33 | 326.33
CC | 2275.76 | 2275.76 | 1544.76 | 1544.76 | 1544.76 | 1263.01
CSP | 0 | 0 | 0 | 0 | 0 | 0
CT | 368 | 368 | 368 | 368 | 0.01 | 0.01
Coal | 669.06 | 108.73 | 0 | 0 | 0 | 0
Geo | 0 | 0 | 0 | 0 | 0 | 0
H | 15168.7 | 15863.7 | 17113.24 | 18990.89 | 19509.27 | 19509.27
LFG | 117.5 | 117.5 | 117.5 | 118 | 118 | 118
Nuc | 13018.2 | 13018.2 | 13018.2 | 13018.2 | 11988.2 | 10448.2
PS | 123 | 123 | 123 | 123 | 123 | 123
PV | 1097.26 | 1097.26 | 1097.26 | 1097.26 | 30 | 30
PeakG | 559.03 | 559.03 | 0.03 | 0.03 | 0.03 | 0.03
PeakO | 4 | 4 | 0 | 0 | 0 | 0
ST | 0 | 0 | 0 | 0 | 0 | 0
STOG | 126 | 126 | 0 | 0 | 0 | 0
STWD | 139 | 139 | 139 | 139 | 139 | 139
WT | 3963.3 | 3963.3 | 3963.3 | 3963.3 | 3660.9 | 5161.28
IGCC | 0 | 0 | 0 | 0 | 0 | 0
DemandResponse | 2048.29 | 2374.97 | 2887.27 | 2989.59 | 3095.56 | 3205.29
IGCC-CCS | 0 | 0 | 0 | 0 | 0 | 0
WT_off | 0 | 0 | 0 | 0 | 0 | 0
PseudoUnit | 0 | 0 | 0 | 0 | 0 | 0
FixedInterchange | 3000 | 3000 | 3000 | 3000 | 3000 | 3000
Total Installed Capacity by Reporting Type: EI
ReportingType | 2015 | 2020 | 2025 | 2030 | 2035 | 2040
BM | 1067.45 | 1237.66 | 1776.22 | 1788.96 | 1788.96 | 23365.24
CC | 181575.52 | 241515.3 | 238512.4 | 239830.23 | 217886.56 | 195194.78
CSP | 0 | 0 | 0 | 0 | 0 | 0
CT | 4691.75 | 6245.33 | 6245.33 | 6010.08 | 2962.19 | 2582.73
Coal | 162131.19 | 80026.6 | 43372.18 | 33570.6 | 26272.03 | 26272.01
Geo | 44 | 44 | 44 | 44 | 44 | 44
H | 44604.79 | 45803.79 | 48079.33 | 50661.98 | 51183.37 | 52292.37
LFG | 3575.9 | 4080.96 | 5930 | 6654 | 6654 | 6654
Nuc | 102589.56 | 106505.06 | 108189.05 | 113862.46 | 137875.69 | 157704.63
PS | 17054 | 17054 | 17054 | 17054 | 17054 | 17054
PV | 1274 | 3338.51 | 4239.98 | 4414.73 | 3360.27 | 3425.74
PeakG | 98003.53 | 98003.53 | 97444.53 | 96616.31 | 86681.96 | 86432.61
PeakO | 18407.66 | 18407.66 | 18403.66 | 16187.35 | 14836.36 | 11516.39
ST | 0 | 0 | 0 | 0 | 0 | 0
STOG | 26631.45 | 26631.45 | 26505.45 | 24682.94 | 24590.94 | 16317.45
STWD | 3119 | 3119 | 3119 | 3119 | 3119 | 3119
WT | 40901.9 | 117319.89 | 232684.76 | 278828.35 | 356396.5 | 367407.46
IGCC | 618 | 618 | 618 | 618 | 618 | 618
DemandResponse | 31755.95 | 48593.44 | 68211.33 | 70708.09 | 73304.41 | 76007.38
IGCC-CCS | 0 | 0 | 0 | 0 | 0 | 0
WT_off | 469 | 469 | 1569 | 1569 | 1569 | 1569
PseudoUnit | 0 | 0 | 1466.85 | 2500 | 3300 | 3300
FixedInterchange | 8820 | 8820 | 8820 | 8820 | 8820 | 8820
Total Installed Capacity by Reporting Type: Outside_EI
ReportingType | 2015 | 2020 | 2025 | 2030 | 2035 | 2040
BM | 183.55 | 183.55 | 183.55 | 183.55 | 183.55 | 5705.02
CC | 89494.05 | 96790.68 | 100978.44 | 98821.45 | 85189.7 | 76828.16
CSP | 0 | 0 | 0 | 0 | 0 | 0
CT | 1702.1 | 1702.1 | 1702.1 | 1702.1 | 0.03 | 0.03
Coal | 38625.66 | 29843.84 | 19162.42 | 7417.08 | 6657.14 | 6657.14
Geo | 2490.2 | 4565.2 | 8994.2 | 8994.2 | 8994.2 | 8994.2
H | 61475 | 61475 | 61475 | 61475 | 61810 | 61810
LFG | 560.1 | 2008.04 | 2369 | 2369 | 2369 | 2369
Nuc | 14647.3 | 14647.3 | 14647.3 | 28319.6 | 55212.88 | 65677.94
PS | 4734 | 4734 | 4734 | 4734 | 4734 | 4734
PV | 374 | 374 | 374 | 374 | 360 | 360
PeakG | 19760.03 | 19760.03 | 19760.03 | 19760.03 | 19760.03 | 19760.03
PeakO | 652.01 | 652.01 | 652.01 | 652.01 | 652.01 | 652.01
ST | 760 | 1573.04 | 1800.81 | 1816.01 | 4747.21 | 5583.35
STOG | 23642 | 23642 | 19171.21 | 18392.93 | 5067.23 | 4572.05
STWD | 1832 | 1832 | 1832 | 1832 | 1832 | 1832
WT | 23102.9 | 41076.66 | 60556.02 | 87036.91 | 106060.2 | 109488.01
IGCC | 0 | 0 | 0 | 0 | 0 | 0
DemandResponse | 6107.8 | 11499.81 | 17651.23 | 18502.71 | 19381.39 | 20297.2
IGCC-CCS | 0 | 0 | 0 | 0 | 0 | 0
WT_off | 0 | 0 | 0 | 0 | 0 | 0
PseudoUnit | 0 | 0 | 0 | 0 | 0 | 0
FixedInterchange | 0 | 0 | 0 | 0 | 0 | 0
#6 | Retrofit Capacity (MW)
Retrofit Capacity by Reporting Type: Entergy
ReportingType | 2015 | 2020 | 2025 | 2030 | 2035 | 2040
FGD | 0 | 2217.01 | 372.38 | 0 | 0 | 0
SNCR | 0.01 | 0.01 | 0.01 | 0 | 0 | 0
SCR | 0 | 0 | 0 | 0 | 0 | 0
ACI90 | 0 | 0 | 0 | 0 | 0 | 0
RPJ90 | 0.01 | 2217.01 | 372.38 | 0.01 | 0.01 | 0.01
PCSEQ | 0 | 0 | 0 | 0 | 0 | 0
Retrofit Capacity by Reporting Type: FRCC
ReportingType | 2015 | 2020 | 2025 | 2030 | 2035 | 2040
FGD | 0 | 0 | 0 | 0 | 0 | 0
SNCR | 0.01 | 0 | 0 | 0 | 0 | 0
SCR | 1898.01 | 0.01 | 0.01 | 0.01 | 0.01 | 0.01
ACI90 | 0 | 0 | 0 | 0 | 0 | 0
RPJ90 | 0.01 | 1252.03 | 1252.03 | 1252.03 | 1252.03 | 1252.03
PCSEQ | 0 | 0 | 0 | 197.35 | 403.27 | 630.68
Retrofit Capacity by Reporting Type: MAPP_US
ReportingType | 2015 | 2020 | 2025 | 2030 | 2035 | 2040
FGD | 221 | 0 | 0 | 0 | 0 | 0
SNCR | 0 | 0 | 0.01 | 0.01 | 0.01 | 0.01
SCR | 0 | 0 | 0 | 0 | 0 | 0
ACI90 | 0 | 0 | 0 | 0 | 0 | 0
RPJ90 | 0.01 | 1397.49 | 696.02 | 696.02 | 696.02 | 696.02
PCSEQ | 0 | 0 | 0 | 0 | 0 | 0
Retrofit Capacity by Reporting Type: MISO_IN
ReportingType | 2015 | 2020 | 2025 | 2030 | 2035 | 2040
FGD | 0 | 0.01 | 0.01 | 0.01 | 0 | 0
SNCR | 0.02 | 0.01 | 0.01 | 0.01 | 0 | 0
SCR | 0 | 0 | 0 | 0 | 0 | 0
ACI90 | 0 | 0 | 0 | 0 | 0 | 0
RPJ90 | 0.97 | 7150.78 | 6075.74 | 2930.79 | 2685.74 | 2685.74
PCSEQ | 0 | 0 | 0 | 386.27 | 977.85 | 1515.77
Retrofit Capacity by Reporting Type: MISO_MI
ReportingType | 2015 | 2020 | 2025 | 2030 | 2035 | 2040
FGD | 0.01 | 0.01 | 0.01 | 0.01 | 0.01 | 0.01
SNCR | 0.02 | 0 | 0 | 0 | 0 | 0
SCR | 355 | 0 | 0 | 0 | 0 | 0
ACI90 | 0 | 0 | 0 | 0 | 0 | 0
RPJ90 | 0.01 | 0.03 | 0.03 | 0.02 | 0.02 | 0.02
PCSEQ | 0 | 0 | 0 | 0 | 0.01 | 0.01
Retrofit Capacity by Reporting Type: MISO_MO-IL
ReportingType | 2015 | 2020 | 2025 | 2030 | 2035 | 2040
FGD | 0.01 | 0.02 | 0.02 | 0.02 | 0.01 | 0.01
SNCR | 0.03 | 0.01 | 0.01 | 0.01 | 0 | 0
SCR | 400 | 200 | 200 | 200 | 200 | 200
ACI90 | 0 | 0 | 0 | 0 | 0 | 0
RPJ90 | 2276.48 | 2384.68 | 1034.93 | 1036.95 | 446.76 | 447.8
PCSEQ | 0 | 0 | 0 | 109.04 | 258.58 | 321.4
Retrofit Capacity by Reporting Type: MISO_W
ReportingType | 2015 | 2020 | 2025 | 2030 | 2035 | 2040
FGD | 0.01 | 867.51 | 867.51 | 867.51 | 0.01 | 0
SNCR | 0.02 | 0.01 | 0.02 | 0.02 | 0 | 0
SCR | 963.17 | 350.54 | 0.01 | 0.01 | 0 | 0
ACI90 | 0 | 0 | 0 | 0 | 0 | 0
RPJ90 | 2652.38 | 6318.04 | 4643.17 | 3966.92 | 800.01 | 800.01
PCSEQ | 0 | 0 | 516.9 | 516.9 | 516.9 | 559.34
Retrofit Capacity by Reporting Type: MISO_WUMS
ReportingType | 2015 | 2020 | 2025 | 2030 | 2035 | 2040
FGD | 1135 | 333.11 | 333.11 | 333.11 | 0.01 | 0.01
SNCR | 0.01 | 0 | 0 | 0 | 0 | 0
SCR | 2778.6 | 615.01 | 615.01 | 615.01 | 615.01 | 615.01
ACI90 | 0 | 0 | 0 | 0 | 0 | 0
RPJ90 | 1741.49 | 872.64 | 873.68 | 874.96 | 544.36 | 546.01
PCSEQ | 0 | 0 | 0 | 127.58 | 402.28 | 584.47
Retrofit Capacity by Reporting Type: Nebraska
ReportingType | 2015 | 2020 | 2025 | 2030 | 2035 | 2040
FGD | 0 | 0 | 0 | 0 | 0 | 0
SNCR | 0 | 0 | 0 | 0 | 0 | 0
SCR | 0 | 0 | 0 | 0 | 0 | 0
ACI90 | 0 | 0 | 0 | 0 | 0 | 0
RPJ90 | 1364.4 | 682.2 | 682.2 | 682.2 | 682.2 | 682.2
PCSEQ | 0 | 0 | 245.8 | 245.8 | 255 | 343.64
Retrofit Capacity by Reporting Type: NEISO
ReportingType | 2015 | 2020 | 2025 | 2030 | 2035 | 2040
FGD | 320 | 0 | 0 | 0 | 0 | 0
SNCR | 0 | 0 | 0 | 0 | 0 | 0
SCR | 0 | 0 | 0 | 0 | 0 | 0
ACI90 | 0 | 0 | 0 | 0 | 0 | 0
RPJ90 | 870.93 | 0 | 0 | 0 | 0 | 0
PCSEQ | 0 | 0 | 0 | 0 | 0 | 0
Retrofit Capacity by Reporting Type: NonRTO_Midwest
ReportingType | 2015 | 2020 | 2025 | 2030 | 2035 | 2040
FGD | 1403 | 0.01 | 0.01 | 0.01 | 0.01 | 0.01
SNCR | 0.01 | 0.01 | 0.01 | 0 | 0 | 0
SCR | 1463.8 | 731.9 | 731.9 | 731.9 | 731.9 | 731.9
ACI90 | 0 | 0 | 0 | 0 | 0 | 0
RPJ90 | 1.82 | 3463.92 | 2643.38 | 1668 | 1026.34 | 1027.11
PCSEQ | 0 | 0 | 0 | 426.53 | 1009.89 | 1009.89
Retrofit Capacity by Reporting Type: NYISO_A-F
ReportingType | 2015 | 2020 | 2025 | 2030 | 2035 | 2040
FGD | 0 | 0 | 0 | 0 | 0 | 0
SNCR | 0 | 0 | 0 | 0 | 0 | 0
SCR | 0 | 0 | 0 | 0 | 0 | 0
ACI90 | 0 | 0 | 0 | 0 | 0 | 0
RPJ90 | 486.3 | 0 | 0 | 0 | 0 | 0
PCSEQ | 0 | 0 | 0 | 0 | 0 | 0
Retrofit Capacity by Reporting Type: NYISO_G-I
ReportingType | 2015 | 2020 | 2025 | 2030 | 2035 | 2040
FGD | 0 | 0 | 0 | 0 | 0 | 0
SNCR | 0 | 0 | 0 | 0 | 0 | 0
SCR | 0 | 0 | 0 | 0 | 0 | 0
ACI90 | 0 | 0 | 0 | 0 | 0 | 0
RPJ90 | 0 | 0 | 0 | 0 | 0 | 0
PCSEQ | 0 | 0 | 0 | 0 | 0 | 0
Retrofit Capacity by Reporting Type: NYISO_J-K
ReportingType | 2015 | 2020 | 2025 | 2030 | 2035 | 2040
FGD | 0 | 0 | 0 | 0 | 0 | 0
SNCR | 0 | 0 | 0 | 0 | 0 | 0
SCR | 0 | 0 | 0 | 0 | 0 | 0
ACI90 | 0 | 0 | 0 | 0 | 0 | 0
RPJ90 | 0 | 0 | 0 | 0 | 0 | 0
PCSEQ | 0 | 0 | 0 | 0 | 0 | 0
Retrofit Capacity by Reporting Type: PJM_E
ReportingType | 2015 | 2020 | 2025 | 2030 | 2035 | 2040
FGD | 0 | 0 | 0 | 0 | 0 | 0
SNCR | 0 | 0 | 0 | 0 | 0 | 0
SCR | 568 | 0 | 0 | 0 | 0 | 0
ACI90 | 0 | 0 | 0 | 0 | 0 | 0
RPJ90 | 1785.68 | 3.03 | 3.37 | 3.83 | 19.39 | 43
PCSEQ | 0 | 0 | 0 | 0 | 30.77 | 78.94
Retrofit Capacity by Reporting Type: PJM_ROM
ReportingType | 2015 | 2020 | 2025 | 2030 | 2035 | 2040
FGD | 0 | 0 | 0 | 0 | 0 | 0
SNCR | 0.01 | 0 | 0 | 0 | 0 | 0
SCR | 341 | 0 | 0 | 0 | 0 | 0
ACI90 | 0 | 0 | 0 | 0 | 0 | 0
RPJ90 | 1286.02 | 2123.3 | 1170.86 | 1170.85 | 649.86 | 649.85
PCSEQ | 0 | 0 | 0 | 154.39 | 425.64 | 425.64
Retrofit Capacity by Reporting Type: PJM_ROR
ReportingType | 2015 | 2020 | 2025 | 2030 | 2035 | 2040
FGD | 0.01 | 0.03 | 0.02 | 0.02 | 0.02 | 0.02
SNCR | 0.05 | 0.01 | 0.01 | 0.01 | 0.01 | 0.01
SCR | 2400.01 | 0.02 | 0.01 | 0.01 | 0.01 | 0.01
ACI90 | 0 | 0 | 0 | 0 | 0 | 0
RPJ90 | 0.06 | 17407.15 | 5395.02 | 5395.02 | 5395.01 | 5395.01
PCSEQ | 0 | 0 | 0.01 | 1048.37 | 3087.17 | 3376.82
Retrofit Capacity by Reporting Type: SOCO
ReportingType | 2015 | 2020 | 2025 | 2030 | 2035 | 2040
FGD | 4088.71 | 769.61 | 0.02 | 0.02 | 0.02 | 0.02
SNCR | 0.02 | 0 | 0 | 0 | 0 | 0
SCR | 3404.7 | 85.61 | 0.01 | 0.01 | 0.01 | 0.01
ACI90 | 0 | 0 | 0 | 0 | 0 | 0
RPJ90 | 6809.42 | 3518.25 | 1334.67 | 1334.67 | 1334.67 | 1334.67
PCSEQ | 0 | 0 | 184.42 | 759.65 | 909.35 | 909.35
Retrofit Capacity by Reporting Type: SPP_N
ReportingType | 2015 | 2020 | 2025 | 2030 | 2035 | 2040
FGD | 0 | 0.01 | 0.01 | 0 | 0 | 0
SNCR | 0 | 0.01 | 0.01 | 0.01 | 0 | 0
SCR | 0 | 0 | 0 | 0 | 0 | 0
ACI90 | 0 | 0 | 0 | 0 | 0 | 0
RPJ90 | 1302.88 | 4602.11 | 714.91 | 714.91 | 0.01 | 0.01
PCSEQ | 0 | 0 | 0 | 0 | 0 | 0
Retrofit Capacity by Reporting Type: SPP_S
ReportingType | 2015 | 2020 | 2025 | 2030 | 2035 | 2040
FGD | 0.02 | 5036.64 | 545.08 | 222.01 | 0.02 | 0.01
SNCR | 0.02 | 0.04 | 0.03 | 0.03 | 0.01 | 0.01
SCR | 0 | 0 | 0 | 0 | 0 | 0
ACI90 | 0 | 0 | 0 | 0 | 0 | 0
RPJ90 | 0.02 | 6916.78 | 545.09 | 222.01 | 0.02 | 0.02
PCSEQ | 0 | 0 | 0 | 0 | 0 | 0
Retrofit Capacity by Reporting Type: TVA
ReportingType | 2015 | 2020 | 2025 | 2030 | 2035 | 2040
FGD | 0 | 0 | 0 | 0 | 0 | 0
SNCR | 0.01 | 0 | 0 | 0 | 0 | 0
SCR | 0 | 0 | 0 | 0 | 0 | 0
ACI90 | 0 | 0 | 0 | 0 | 0 | 0
RPJ90 | 0.01 | 3066.97 | 1232.7 | 440.12 | 0.03 | 0.03
PCSEQ | 0 | 0 | 0 | 0.01 | 0.02 | 0.02
Retrofit Capacity by Reporting Type: TVA_Transmission
ReportingType | 2015 | 2020 | 2025 | 2030 | 2035 | 2040
FGD | 0 | 0 | 0 | 0 | 0 | 0
SNCR | 0 | 0 | 0 | 0 | 0 | 0
SCR | 0 | 0 | 0 | 0 | 0 | 0
ACI90 | 0 | 0 | 0 | 0 | 0 | 0
RPJ90 | 0 | 0 | 0 | 0 | 0 | 0
PCSEQ | 0 | 0 | 0 | 0 | 0 | 0
Retrofit Capacity by Reporting Type: VACAR
ReportingType | 2015 | 2020 | 2025 | 2030 | 2035 | 2040
FGD | 0 | 0 | 0 | 0 | 0 | 0
SNCR | 0 | 0 | 0 | 0 | 0 | 0
SCR | 0 | 0 | 0 | 0 | 0 | 0
ACI90 | 0 | 0 | 0 | 0 | 0 | 0
RPJ90 | 3.51 | 4986.08 | 4330.03 | 1162.83 | 1160.02 | 1160.02
PCSEQ | 0 | 0 | 84.45 | 346.78 | 672.38 | 672.39
Retrofit Capacity by Reporting Type: IESO
ReportingType | 2015 | 2020 | 2025 | 2030 | 2035 | 2040
FGD | 0 | 0 | 0 | 0 | 0 | 0
SNCR | 0 | 0 | 0 | 0 | 0 | 0
SCR | 0 | 0 | 0 | 0 | 0 | 0
ACI90 | 0 | 0 | 0 | 0 | 0 | 0
RPJ90 | 0 | 0 | 0 | 0 | 0 | 0
PCSEQ | 0 | 0 | 0 | 0 | 0 | 0
Retrofit Capacity by Reporting Type: MAPP_CA
ReportingType | 2015 | 2020 | 2025 | 2030 | 2035 | 2040
FGD | 0 | 0 | 0 | 0 | 0 | 0
SNCR | 0 | 0 | 0 | 0 | 0 | 0
SCR | 0 | 0 | 0 | 0 | 0 | 0
ACI90 | 0 | 0 | 0 | 0 | 0 | 0
RPJ90 | 0 | 0 | 0 | 0 | 0 | 0
PCSEQ | 0 | 0 | 0 | 0 | 0 | 0
Retrofit Capacity by Reporting Type: AZ_NM_SNV_Coal
ReportingType | 2015 | 2020 | 2025 | 2030 | 2035 | 2040
FGD | 384 | 0 | 0 | 0 | 0 | 0
SNCR | 0 | 0 | 0.01 | 0.01 | 0 | 0
SCR | 800 | 400 | 400 | 400 | 400 | 400
ACI90 | 0 | 0 | 0 | 0 | 0 | 0
RPJ90 | 3287.05 | 6478.13 | 4027.13 | 822.24 | 423.86 | 425.49
PCSEQ | 0 | 0 | 0 | 6.58 | 536.15 | 557.67
Retrofit Capacity by Reporting Type: AZ_NM_SNV_Gas
ReportingType | 2015 | 2020 | 2025 | 2030 | 2035 | 2040
FGD | 0 | 0 | 0 | 0 | 0 | 0
SNCR | 0 | 0 | 0 | 0 | 0 | 0
SCR | 0 | 0 | 0 | 0 | 0 | 0
ACI90 | 0 | 0 | 0 | 0 | 0 | 0
RPJ90 | 0 | 0 | 0 | 0 | 0 | 0
PCSEQ | 0 | 0 | 0 | 0 | 0 | 0
Retrofit Capacity by Reporting Type: AZ_NM_SNV_NucRenew
ReportingType | 2015 | 2020 | 2025 | 2030 | 2035 | 2040
FGD | 0 | 0 | 0 | 0 | 0 | 0
SNCR | 0 | 0 | 0 | 0 | 0 | 0
SCR | 0 | 0 | 0 | 0 | 0 | 0
ACI90 | 0 | 0 | 0 | 0 | 0 | 0
RPJ90 | 0 | 0 | 0 | 0 | 0 | 0
PCSEQ | 0 | 0 | 0 | 0 | 0 | 0
Retrofit Capacity by Reporting Type: ERCOT
ReportingType | 2015 | 2020 | 2025 | 2030 | 2035 | 2040
FGD | 0 | 0.01 | 0 | 0 | 0 | 0
SNCR | 0.01 | 0 | 0 | 0 | 0 | 0
SCR | 3515 | 1330 | 1330 | 1330 | 1330 | 1330
ACI90 | 0 | 0 | 0 | 0 | 0 | 0
RPJ90 | 7759.34 | 1892.05 | 1332.47 | 1375.36 | 1479.49 | 1480
PCSEQ | 0 | 0 | 186.8 | 775.24 | 1090.89 | 1090.89
Retrofit Capacity by Reporting Type: NP15
ReportingType | 2015 | 2020 | 2025 | 2030 | 2035 | 2040
FGD | 0 | 0 | 0 | 0 | 0 | 0
SNCR | 0 | 0 | 0 | 0 | 0 | 0
SCR | 0 | 0 | 0 | 0 | 0 | 0
ACI90 | 0 | 0 | 0 | 0 | 0 | 0
RPJ90 | 0 | 28.2 | 28.2 | 0 | 0 | 0
PCSEQ | 0 | 0 | 0 | 0 | 0 | 0
Retrofit Capacity by Reporting Type: NWPP_Coal
ReportingType | 2015 | 2020 | 2025 | 2030 | 2035 | 2040
FGD | 0 | 254 | 0 | 0 | 0 | 0
SNCR | 0 | 0.01 | 0 | 0 | 0 | 0
SCR | 0 | 0 | 0 | 0 | 0 | 0
ACI90 | 0 | 0 | 0 | 0 | 0 | 0
RPJ90 | 453.62 | 5939.81 | 2320.82 | 226.81 | 226.81 | 226.81
PCSEQ | 0 | 0 | 226.8 | 226.8 | 226.8 | 226.8
Retrofit Capacity by Reporting Type: NWPP_Gas
ReportingType | 2015 | 2020 | 2025 | 2030 | 2035 | 2040
FGD | 0 | 0 | 0 | 0 | 0 | 0
SNCR | 0 | 0 | 0 | 0 | 0 | 0
SCR | 0 | 0 | 0 | 0 | 0 | 0
ACI90 | 0 | 0 | 0 | 0 | 0 | 0
RPJ90 | 0 | 0 | 0 | 0 | 0 | 0
PCSEQ | 0 | 0 | 0 | 0 | 0 | 0
Retrofit Capacity by Reporting Type: NWPP_NucRenew
ReportingType | 2015 | 2020 | 2025 | 2030 | 2035 | 2040
FGD | 0 | 0 | 0 | 0 | 0 | 0
SNCR | 0 | 0 | 0 | 0 | 0 | 0
SCR | 0 | 0 | 0 | 0 | 0 | 0
ACI90 | 0 | 0 | 0 | 0 | 0 | 0
RPJ90 | 0 | 0 | 0 | 0 | 0 | 0
PCSEQ | 0 | 0 | 0 | 0 | 0 | 0
Retrofit Capacity by Reporting Type: RMPA
ReportingType | 2015 | 2020 | 2025 | 2030 | 2035 | 2040
FGD | 0 | 741.57 | 0.01 | 0.01 | 0 | 0
SNCR | 0 | 0.01 | 0.01 | 0.01 | 0 | 0
SCR | 1554.6 | 777.3 | 777.3 | 777.3 | 777.3 | 777.3
ACI90 | 0 | 0 | 0 | 0 | 0 | 0
RPJ90 | 2874.62 | 5757.78 | 1707.2 | 1137.19 | 777.31 | 777.3
PCSEQ | 0 | 0 | 554.1 | 554.1 | 554.1 | 554.1
Retrofit Capacity by Reporting Type: SP15
ReportingType | 2015 | 2020 | 2025 | 2030 | 2035 | 2040
FGD | 0 | 0 | 0 | 0 | 0 | 0
SNCR | 0 | 0 | 0 | 0 | 0 | 0
SCR | 0 | 0 | 0 | 0 | 0 | 0
ACI90 | 0 | 0 | 0 | 0 | 0 | 0
RPJ90 | 0 | 101.2 | 101.2 | 0.01 | 0 | 0
PCSEQ | 0 | 0 | 0 | 0 | 0 | 0
Retrofit Capacity by Reporting Type: ALB
ReportingType | 2015 | 2020 | 2025 | 2030 | 2035 | 2040
FGD | 0 | 0 | 0 | 0 | 0 | 0
SNCR | 0 | 0 | 0 | 0 | 0 | 0
SCR | 0 | 0 | 0 | 0 | 0 | 0
ACI90 | 0 | 0 | 0 | 0 | 0 | 0
RPJ90 | 0 | 0 | 0 | 0 | 0 | 0
PCSEQ | 0 | 0 | 0 | 0 | 0 | 0
Retrofit Capacity by Reporting Type: BC
ReportingType | 2015 | 2020 | 2025 | 2030 | 2035 | 2040
FGD | 0 | 0 | 0 | 0 | 0 | 0
SNCR | 0 | 0 | 0 | 0 | 0 | 0
SCR | 0 | 0 | 0 | 0 | 0 | 0
ACI90 | 0 | 0 | 0 | 0 | 0 | 0
RPJ90 | 0 | 0 | 0 | 0 | 0 | 0
PCSEQ | 0 | 0 | 0 | 0 | 0 | 0
Retrofit Capacity by Reporting Type: HQ_IESO
ReportingType | 2015 | 2020 | 2025 | 2030 | 2035 | 2040
FGD | 0 | 0 | 0 | 0 | 0 | 0
SNCR | 0 | 0 | 0 | 0 | 0 | 0
SCR | 0 | 0 | 0 | 0 | 0 | 0
ACI90 | 0 | 0 | 0 | 0 | 0 | 0
RPJ90 | 0 | 0 | 0 | 0 | 0 | 0
PCSEQ | 0 | 0 | 0 | 0 | 0 | 0
Retrofit Capacity by Reporting Type: HQ_NEISO
ReportingType | 2015 | 2020 | 2025 | 2030 | 2035 | 2040
FGD | 0 | 0 | 0 | 0 | 0 | 0
SNCR | 0 | 0 | 0 | 0 | 0 | 0
SCR | 0 | 0 | 0 | 0 | 0 | 0
ACI90 | 0 | 0 | 0 | 0 | 0 | 0
RPJ90 | 0 | 0 | 0 | 0 | 0 | 0
PCSEQ | 0 | 0 | 0 | 0 | 0 | 0
Retrofit Capacity by Reporting Type: HQ_NY
ReportingType | 2015 | 2020 | 2025 | 2030 | 2035 | 2040
FGD | 0 | 0 | 0 | 0 | 0 | 0
SNCR | 0 | 0 | 0 | 0 | 0 | 0
SCR | 0 | 0 | 0 | 0 | 0 | 0
ACI90 | 0 | 0 | 0 | 0 | 0 | 0
RPJ90 | 0 | 0 | 0 | 0 | 0 | 0
PCSEQ | 0 | 0 | 0 | 0 | 0 | 0
Retrofit Capacity by Reporting Type: MARITIMES
ReportingType | 2015 | 2020 | 2025 | 2030 | 2035 | 2040
FGD | 0 | 0 | 0 | 0 | 0 | 0
SNCR | 0 | 0 | 0 | 0 | 0 | 0
SCR | 0 | 0 | 0 | 0 | 0 | 0
ACI90 | 0 | 0 | 0 | 0 | 0 | 0
RPJ90 | 0 | 0 | 0 | 0 | 0 | 0
PCSEQ | 0 | 0 | 0 | 0 | 0 | 0
Retrofit Capacity by Reporting Type: All
ReportingType | 2015 | 2020 | 2025 | 2030 | 2035 | 2040
FGD | 7551.79 | 10219.59 | 2118.22 | 1422.75 | 0.13 | 0.11
SNCR | 0.25 | 0.15 | 0.14 | 0.13 | 0.06 | 0.06
SCR | 20441.92 | 4490.42 | 4054.28 | 4054.29 | 4054.28 | 4054.28
ACI90 | 0 | 0 | 0 | 0 | 0 | 0
RPJ90 | 34957.05 | 88559.66 | 42517.24 | 27113.77 | 19599.98 | 19629.15
PCSEQ | 0 | 0.01 | 1999.27 | 5881.39 | 11357.04 | 12857.83
Retrofit Capacity by Reporting Type: EI_US
ReportingType | 2015 | 2020 | 2025 | 2030 | 2035 | 2040
FGD | 7167.78 | 9224.01 | 2118.2 | 1422.74 | 0.12 | 0.11
SNCR | 0.23 | 0.13 | 0.12 | 0.11 | 0.05 | 0.05
SCR | 14572.31 | 1983.11 | 1546.97 | 1546.98 | 1546.97 | 1546.97
ACI90 | 0 | 0 | 0 | 0 | 0 | 0
RPJ90 | 20582.42 | 68362.49 | 33000.21 | 23552.15 | 16692.52 | 16719.56
PCSEQ | 0 | 0.01 | 1031.58 | 4318.67 | 8949.09 | 10428.37
Retrofit Capacity by Reporting Type: EI_Canada
ReportingType | 2015 | 2020 | 2025 | 2030 | 2035 | 2040
FGD | 0 | 0 | 0 | 0 | 0 | 0
SNCR | 0 | 0 | 0 | 0 | 0 | 0
SCR | 0 | 0 | 0 | 0 | 0 | 0
ACI90 | 0 | 0 | 0 | 0 | 0 | 0
RPJ90 | 0 | 0 | 0 | 0 | 0 | 0
PCSEQ | 0 | 0 | 0 | 0 | 0 | 0
Retrofit Capacity by Reporting Type: EI
ReportingType | 2015 | 2020 | 2025 | 2030 | 2035 | 2040
FGD | 7167.78 | 9224.01 | 2118.2 | 1422.74 | 0.12 | 0.11
SNCR | 0.23 | 0.13 | 0.12 | 0.11 | 0.05 | 0.05
SCR | 14572.31 | 1983.11 | 1546.97 | 1546.98 | 1546.97 | 1546.97
ACI90 | 0 | 0 | 0 | 0 | 0 | 0
RPJ90 | 20582.42 | 68362.49 | 33000.21 | 23552.15 | 16692.52 | 16719.56
PCSEQ | 0 | 0.01 | 1031.58 | 4318.67 | 8949.09 | 10428.37
Retrofit Capacity by Reporting Type: Outside_EI
ReportingType | 2015 | 2020 | 2025 | 2030 | 2035 | 2040
FGD | 384.01 | 995.58 | 0.02 | 0.02 | 0.01 | 0.01
SNCR | 0.02 | 0.02 | 0.02 | 0.02 | 0.01 | 0.01
SCR | 5869.61 | 2507.31 | 2507.31 | 2507.31 | 2507.31 | 2507.31
ACI90 | 0 | 0 | 0 | 0 | 0 | 0
RPJ90 | 14374.63 | 20197.17 | 9517.02 | 3561.62 | 2907.46 | 2909.59
PCSEQ | 0 | 0 | 967.7 | 1562.72 | 2407.95 | 2429.47
#7 | Reserve Margin (MW)
Reserve Margin Data: ALB
| 2015 | 2020 | 2025 | 2030 | 2035 | 2040
a. Peak Demand | 9181.37 | 9515.81 | 9741.03 | 10539.59 | 10511.17 | 10894.89
b. Peak Demand + Reserve Margin | 10834.02 | 11228.65 | 11494.41 | 12436.71 | 12403.18 | 12855.97
c. DR MW | 105.16 | 361.08 | 660.83 | 708.64 | 759.9 | 814.88
d. Capacity Credit | 10834.02 | 11228.65 | 11528.4 | 12436.71 | 12403.18 | 13092.52
Reserve Margin Data: BC
| 2015 | 2020 | 2025 | 2030 | 2035 | 2040
a. Peak Demand | 11225.55 | 11381.05 | 11396.67 | 12062.39 | 11767.86 | 11931.79
b. Peak Demand + Reserve Margin | 13246.15 | 13429.64 | 13448.08 | 14233.62 | 13886.07 | 14079.51
c. DR MW | 0.01 | 264.69 | 555.31 | 582.51 | 611.05 | 640.98
d. Capacity Credit | 13371.47 | 13636.15 | 13926.77 | 14319.25 | 14378.99 | 14782.87
Reserve Margin Data: ENT
| 2015 | 2020 | 2025 | 2030 | 2035 | 2040
a. Peak Demand | 31634.41 | 30708.05 | 30365.16 | 28510.79 | 27086.39 | 28230.18
b. Peak Demand + Reserve Margin | 36063.22 | 35007.18 | 34616.28 | 32502.31 | 30878.48 | 32182.41
c. DR MW | 301.55 | 1538.95 | 2854.33 | 2930.78 | 3009.27 | 3089.87
d. Capacity Credit | 36063.23 | 35007.18 | 34616.28 | 32502.31 | 31738.81 | 32182.42
Reserve Margin Data: ERCOT
| 2015 | 2020 | 2025 | 2030 | 2035 | 2040
a. Peak Demand | 68229.3 | 69451.1 | 69569.82 | 68940.45 | 68917.28 | 69525.49
b. Peak Demand + Reserve Margin | 76757.96 | 78132.49 | 78266.05 | 77558 | 77531.94 | 78216.17
c. DR MW | 740.81 | 3617.73 | 6720.3 | 6926.25 | 7155.61 | 7391.29
d. Capacity Credit | 76757.97 | 78132.5 | 78266.05 | 77557.93 | 77532.01 | 78216.18
Reserve Margin Data: FRCC
| 2015 | 2020 | 2025 | 2030 | 2035 | 2040
a. Peak Demand | 49725.75 | 49833.01 | 52804.36 | 53044.46 | 51283.38 | 54997.97
b. Peak Demand + Reserve Margin | 57681.87 | 57806.29 | 61253.06 | 61531.57 | 59488.72 | 63797.65
c. DR MW | 2734.45 | 3962.85 | 5527.63 | 5878.95 | 6252.59 | 6649.99
d. Capacity Credit | 57681.87 | 57806.3 | 61253.07 | 61531.57 | 59488.73 | 63797.66
Reserve Margin Data: IESO
| 2015 | 2020 | 2025 | 2030 | 2035 | 2040
a. Peak Demand | 21596.16 | 20650.12 | 20392.13 | 21284.45 | 20477.21 | 20474.97
b. Peak Demand + Reserve Margin | 25267.51 | 24160.64 | 23858.79 | 24902.8 | 23958.33 | 23955.71
c. DR MW | 1958.79 | 2066.83 | 2340.54 | 2421.21 | 2504.65 | 2590.98
d. Capacity Credit | 26708.69 | 26816.73 | 27090.43 | 27171.6 | 25786.88 | 24498.24
Reserve Margin Data: MAPP_CA
| 2015 | 2020 | 2025 | 2030 | 2035 | 2040
a. Peak Demand | 8035.11 | 8350.57 | 8287.28 | 8692.95 | 8404.88 | 8445.78
b. Peak Demand + Reserve Margin | 8999.32 | 9352.64 | 9281.75 | 9736.11 | 9413.46 | 9459.27
c. DR MW | 89.5 | 308.14 | 546.73 | 568.39 | 590.9 | 614.31
d. Capacity Credit | 8999.32 | 9352.64 | 9312.04 | 11211.35 | 11468.99 | 11210.64
Reserve Margin Data: MAPP_US
| 2015 | 2020 | 2025 | 2030 | 2035 | 2040
a. Peak Demand | 5129.44 | 5491.37 | 5428.86 | 5639.95 | 5683.4 | 5723.89
b. Peak Demand + Reserve Margin | 5847.56 | 6260.17 | 6188.9 | 6429.54 | 6479.08 | 6525.23
c. DR MW | 59 | 199.4 | 353.8 | 367.81 | 382.38 | 397.53
d. Capacity Credit | 6060.65 | 6260.17 | 6188.9 | 6429.54 | 6479.08 | 6525.23
Reserve Margin Data: NEISO
| 2015 | 2020 | 2025 | 2030 | 2035 | 2040
a. Peak Demand | 28416.17 | 26403.91 | 26008.78 | 25551.91 | 26477.35 | 25679.87
b. Peak Demand + Reserve Margin | 32962.76 | 30628.53 | 30170.18 | 29640.22 | 30713.72 | 29788.64
c. DR MW | 3092.4 | 3627.72 | 4230.66 | 4257.78 | 4282.5 | 4307.35
d. Capacity Credit | 32962.76 | 30628.54 | 30170.18 | 29675.24 | 30713.72 | 29788.64
Reserve Margin Data: NonRTO_Midwest
| 2015 | 2020 | 2025 | 2030 | 2035 | 2040
a. Peak Demand | 11412.35 | 11569.49 | 11884.9 | 10957.56 | 11262.84 | 11807.74
b. Peak Demand + Reserve Margin | 13010.07 | 13189.22 | 13548.79 | 12491.62 | 12839.64 | 13460.82
c. DR MW | 193.98 | 453.37 | 727.88 | 745.89 | 764.35 | 783.26
d. Capacity Credit | 13010.07 | 13189.22 | 13548.79 | 12491.62 | 12839.64 | 14539.38
Reserve Margin Data: NYISO_J-K
| 2015 | 2020 | 2025 | 2030 | 2035 | 2040
a. Peak Demand | 14770.7 | 15573.29 | 15898.98 | 16038 | 15901.54 | 16023.59
b. Peak Demand + Reserve Margin | 13589.04 | 14327.43 | 14627.07 | 14754.96 | 14629.41 | 14741.7
c. DR MW | 1319.07 | 1502.66 | 1718.62 | 1795.58 | 1875.99 | 1960
d. Capacity Credit | 14654.62 | 14838.21 | 15054.17 | 15205.47 | 15335.38 | 15419.39
Reserve Margin Data: PJM_E
| 2015 | 2020 | 2025 | 2030 | 2035 | 2040
a. Peak Demand | 29437.08 | 26957.84 | 26749.84 | 27161.45 | 27329.4 | 27784.97
b. Peak Demand + Reserve Margin | 28789.47 | 26364.77 | 26161.35 | 26563.9 | 26728.15 | 27173.7
c. DR MW | 1256.73 | 1718.17 | 2388.62 | 2469.72 | 2553.57 | 2640.27
d. Capacity Credit | 33475.75 | 32887.59 | 33888.05 | 33969.15 | 31203.61 | 27216.66
Reserve Margin Data: RMPA
| 2015 | 2020 | 2025 | 2030 | 2035 | 2040
a. Peak Demand | 12677.75 | 13837.46 | 12883.21 | 14032.71 | 14032.7 | 14320.28
b. Peak Demand + Reserve Margin | 14452.64 | 15774.71 | 14686.86 | 15997.29 | 15997.28 | 16325.12
c. DR MW | 486.05 | 622.89 | 804.5 | 856.88 | 912.57 | 971.91
d. Capacity Credit | 15516.47 | 15774.71 | 14686.86 | 15997.27 | 15997.27 | 16325.21
Reserve Margin Data: SOCO
| 2015 | 2020 | 2025 | 2030 | 2035 | 2040
a. Peak Demand | 48917.72 | 53536.94 | 53834.26 | 54220.95 | 53676.14 | 52835.67
b. Peak Demand + Reserve Margin | 55766.2 | 61032.11 | 61371.05 | 61811.89 | 61190.8 | 60232.67
c. DR MW | 2570.49 | 4773.97 | 7215.46 | 7512.46 | 7821.68 | 8143.63
d. Capacity Credit | 55766.2 | 61032.12 | 61371.05 | 61811.89 | 61190.8 | 60232.68
Reserve Margin Data: TVA
| 2015 | 2020 | 2025 | 2030 | 2035 | 2040
a. Peak Demand | 32046.86 | 35066.33 | 34262.05 | 33668.55 | 35751.86 | 35044.36
b. Peak Demand + Reserve Margin | 36853.89 | 40326.28 | 39401.36 | 38718.83 | 41114.64 | 40301.02
c. DR MW | 1805 | 2555.95 | 3357.9 | 3440.97 | 3526.11 | 3613.35
d. Capacity Credit | 36853.89 | 40326.28 | 39401.36 | 38718.86 | 41114.65 | 40301.03
Reserve Margin Data: VACAR
| 2015 | 2020 | 2025 | 2030 | 2035 | 2040
a. Peak Demand | 49895.42 | 52403.03 | 53541.25 | 53758.95 | 53001.52 | 54775.11
b. Peak Demand + Reserve Margin | 56880.77 | 59739.45 | 61037.02 | 61285.2 | 60421.73 | 62443.63
c. DR MW | 2339.28 | 3868.22 | 5651.52 | 5928.05 | 6218.12 | 6522.37
d. Capacity Credit | 56880.78 | 59739.46 | 61037.02 | 61285.2 | 60421.74 | 62443.64
Reserve Margin Data: AZ_NM_SNV
| 2015 | 2020 | 2025 | 2030 | 2035 | 2040
a. Peak Demand | 26478.97 | 29587.47 | 30300.18 | 30625.14 | 32130.99 | 32130.99
b. Peak Demand + Reserve Margin | 30636.17 | 34232.7 | 35057.31 | 35433.29 | 37175.56 | 37175.55
c. DR MW | 334.55 | 1076.71 | 1928.33 | 2059.84 | 2196.64 | 2344.36
d. Capacity Credit | 30636.17 | 34232.7 | 35057.31 | 35433.29 | 37175.6 | 37175.49
Reserve Margin Data: CA
| 2015 | 2020 | 2025 | 2030 | 2035 | 2040
a. Peak Demand | 62369.58 | 66254.09 | 67147.73 | 69917.77 | 71670.91 | 75639.37
b. Peak Demand + Reserve Margin | 72722.93 | 77252.26 | 78294.26 | 81524.12 | 83568.28 | 88195.5
c. DR MW | 4441.2 | 4603.38 | 4993.26 | 5277.46 | 5551.88 | 5835.06
d. Capacity Credit | 72722.94 | 77252.27 | 78294.26 | 81524.12 | 83568.28 | 88195.5
Reserve Margin Data: MISO
| 2015 | 2020 | 2025 | 2030 | 2035 | 2040
a. Peak Demand | 92771.39 | 93609.81 | 100435.65 | 101785.09 | 97786.79 | 101382.85
b. Peak Demand + Reserve Margin | 108913.62 | 109897.91 | 117911.45 | 119495.7 | 114801.69 | 119023.46
c. DR MW | 6024.78 | 8117.79 | 10669.2 | 11079.6 | 11505.92 | 11948.8
d. Capacity Credit | 108913.63 | 109897.92 | 117911.45 | 119495.71 | 114801.67 | 119023.44
Reserve Margin Data: NWPP
| 2015 | 2020 | 2025 | 2030 | 2035 | 2040
a. Peak Demand | 36159.13 | 38275.33 | 39293.31 | 39990.2 | 39990.2 | 43276.5
b. Peak Demand + Reserve Margin | 42667.78 | 45164.89 | 46366.11 | 47188.43 | 47188.44 | 51066.27
c. DR MW | 0.01 | 953.34 | 1988.72 | 2091.14 | 2193.74 | 2298.72
d. Capacity Credit | 49693.52 | 49910.2 | 49991.17 | 49647.3 | 48936.19 | 51066.27
Reserve Margin Data: NYISO
| 2015 | 2020 | 2025 | 2030 | 2035 | 2040
a. Peak Demand | 28540.06 | 30358.42 | 30861.79 | 31331.41 | 30533.94 | 30615.37
b. Peak Demand + Reserve Margin | 33249.17 | 35367.56 | 35953.98 | 36501.09 | 35572.04 | 35666.91
c. DR MW | 2565.83 | 2901.13 | 3296.24 | 3421.43 | 3551.63 | 3687.07
d. Capacity Credit | 34916.79 | 35367.56 | 35953.98 | 36501.09 | 35915.93 | 35666.92
Reserve Margin Data: NYISO_G-I_J-K
| 2015 | 2020 | 2025 | 2030 | 2035 | 2040
a. Peak Demand | 18572.33 | 19532.14 | 19944.79 | 20006.48 | 19907.3 | 20055.11
b. Peak Demand + Reserve Margin | 17643.71 | 18555.53 | 18947.55 | 19006.16 | 18911.93 | 19052.36
c. DR MW | 1658.63 | 1882.98 | 2152.95 | 2248.69 | 2348.69 | 2453.13
d. Capacity Credit | 18444.22 | 18677.57 | 18947.55 | 19191.96 | 18911.93 | 19484.14
Reserve Margin Data: PJM
| 2015 | 2020 | 2025 | 2030 | 2035 | 2040
a. Peak Demand | 147146.78 | 145723.4 | 140313.94 | 142279.02 | 141792.59 | 143869.67
b. Peak Demand + Reserve Margin | 169660.23 | 168019.08 | 161781.97 | 164047.71 | 163486.86 | 165881.73
c. DR MW | 6888.69 | 10788.12 | 15528.1 | 16025.26 | 16538.36 | 17067.93
d. Capacity Credit | 169660.2 | 168019.08 | 161781.99 | 164047.76 | 163486.84 | 165881.71
Reserve Margin Data: SPP
| 2015 | 2020 | 2025 | 2030 | 2035 | 2040
a. Peak Demand | 55452.51 | 59996.2 | 58421.53 | 59913.5 | 61638.24 | 62379.68
b. Peak Demand + Reserve Margin | 62994.05 | 68155.69 | 66366.86 | 68061.74 | 70021.04 | 70863.31
c. DR MW | 1132.21 | 3430.99 | 5911.36 | 6129.52 | 6355.94 | 6590.94
d. Capacity Credit | 62994.05 | 68155.69 | 66366.87 | 68061.74 | 70021.01 | 70949.85

## Transmission
$/MW
[8 empty] | Transfer |  | $/MWh | $/MWh | Wheel+ | $/MWh
Year | Line | From | To | EI Internal/External | Season | Block | Duration | Limit | MW flow | From price | To price | Friction | Shadow Price
2015 | ENT_2_MISO_MO-IL | ENT | MISO_MO-IL | Internal | Shoulder | B11 | 25 | 2260 | 0 | 78.23 | 74.93 | 8 | 0
2015 | ENT_2_MISO_MO-IL | ENT | MISO_MO-IL | Internal | Shoulder | B12 | 200 | 2260 | 0 | 57.35 | 60.21 | 8 | 0
2015 | ENT_2_MISO_MO-IL | ENT | MISO_MO-IL | Internal | Shoulder | B13 | 600 | 2260 | 0 | 57.35 | 55.19 | 8 | 0
2015 | ENT_2_MISO_MO-IL | ENT | MISO_MO-IL | Internal | Shoulder | B14 | 900 | 2260 | 0 | 55.45 | 54.62 | 8 | 0
2015 | ENT_2_MISO_MO-IL | ENT | MISO_MO-IL | Internal | Shoulder | B15 | 1203 | 2260 | 0 | 55.45 | 51.61 | 8 | 0
2015 | ENT_2_MISO_MO-IL | ENT | MISO_MO-IL | Internal | Summer | B1 | 10 | 2260 | 0 | 88.57 | 88.57 | 8 | 0
2015 | ENT_2_MISO_MO-IL | ENT | MISO_MO-IL | Internal | Summer | B2 | 25 | 2260 | 0 | 86.61 | 85.54 | 8 | 0
2015 | ENT_2_MISO_MO-IL | ENT | MISO_MO-IL | Internal | Summer | B3 | 75 | 2260 | 0 | 86.61 | 85.46 | 8 | 0
2015 | ENT_2_MISO_MO-IL | ENT | MISO_MO-IL | Internal | Summer | B4 | 100 | 2260 | 0 | 86.61 | 83.31 | 8 | 0
2015 | ENT_2_MISO_MO-IL | ENT | MISO_MO-IL | Internal | Summer | B5 | 200 | 2260 | 0 | 80.02 | 72.04 | 8 | 0
2015 | ENT_2_MISO_MO-IL | ENT | MISO_MO-IL | Internal | Summer | B6 | 300 | 2260 | 0 | 68.84 | 63.05 | 8 | 0
2015 | ENT_2_MISO_MO-IL | ENT | MISO_MO-IL | Internal | Summer | B7 | 400 | 2260 | 0 | 56.55 | 53.32 | 8 | 0
2015 | ENT_2_MISO_MO-IL | ENT | MISO_MO-IL | Internal | Summer | B8 | 500 | 2260 | 0 | 56.14 | 52.07 | 8 | 0
2015 | ENT_2_MISO_MO-IL | ENT | MISO_MO-IL | Internal | Summer | B9 | 800 | 2260 | 0 | 54.28 | 50.53 | 8 | 0
2015 | ENT_2_MISO_MO-IL | ENT | MISO_MO-IL | Internal | Summer | B10 | 1262 | 2260 | 0 | 54.28 | 48.06 | 8 | 0
2015 | ENT_2_MISO_MO-IL | ENT | MISO_MO-IL | Internal | Winter | B16 | 25 | 2260 | 0 | 74.46 | 71.77 | 8 | 0
2015 | ENT_2_MISO_MO-IL | ENT | MISO_MO-IL | Internal | Winter | B17 | 100 | 2260 | 0 | 59.77 | 64.33 | 8 | 0
2015 | ENT_2_MISO_MO-IL | ENT | MISO_MO-IL | Internal | Winter | B18 | 400 | 2260 | 0 | 58.21 | 56.82 | 8 | 0
2015 | ENT_2_MISO_MO-IL | ENT | MISO_MO-IL | Internal | Winter | B19 | 700 | 2260 | 0 | 57.78 | 54.88 | 8 | 0
2015 | ENT_2_MISO_MO-IL | ENT | MISO_MO-IL | Internal | Winter | B20 | 935 | 2260 | 0 | 57.78 | 50.68 | 8 | 0
2015 | ENT_2_SOCO | ENT | SOCO | Internal | Shoulder | B11 | 25 | 3900 | 509.87 | 78.23 | 86.23 | 8 | 0
2015 | ENT_2_SOCO | ENT | SOCO | Internal | Shoulder | B12 | 200 | 3900 | 0 | 57.35 | 60.31 | 8 | 0
2015 | ENT_2_SOCO | ENT | SOCO | Internal | Shoulder | B13 | 600 | 3900 | 0 | 57.35 | 59.76 | 8 | 0
2015 | ENT_2_SOCO | ENT | SOCO | Internal | Shoulder | B14 | 900 | 3900 | 0 | 55.45 | 59.76 | 8 | 0
2015 | ENT_2_SOCO | ENT | SOCO | Internal | Shoulder | B15 | 1203 | 3900 | 0 | 55.45 | 57.68 | 8 | 0
2015 | ENT_2_SOCO | ENT | SOCO | Internal | Summer | B1 | 10 | 3900 | 0.18 | 88.57 | 96.48 | 8 | 0
2015 | ENT_2_SOCO | ENT | SOCO | Internal | Summer | B2 | 25 | 3900 | 603.67 | 86.61 | 94.61 | 8 | 0
2015 | ENT_2_SOCO | ENT | SOCO | Internal | Summer | B3 | 75 | 3900 | 2294.08 | 86.61 | 94.61 | 8 | 0
2015 | ENT_2_SOCO | ENT | SOCO | Internal | Summer | B4 | 100 | 3900 | 2912.75 | 86.61 | 94.61 | 8 | 0
2015 | ENT_2_SOCO | ENT | SOCO | Internal | Summer | B5 | 200 | 3900 | 2216.76 | 80.02 | 88.02 | 8 | 0
2015 | ENT_2_SOCO | ENT | SOCO | Internal | Summer | B6 | 300 | 3900 | 2339.95 | 68.84 | 76.84 | 8 | 0
2015 | ENT_2_SOCO | ENT | SOCO | Internal | Summer | B7 | 400 | 3900 | 2604.38 | 56.55 | 64.55 | 8 | 0
2015 | ENT_2_SOCO | ENT | SOCO | Internal | Summer | B8 | 500 | 3900 | 152.42 | 56.14 | 64.14 | 8 | 0
2015 | ENT_2_SOCO | ENT | SOCO | Internal | Summer | B9 | 800 | 3900 | 0 | 54.28 | 58.55 | 8 | 0
2015 | ENT_2_SOCO | ENT | SOCO | Internal | Summer | B10 | 1262 | 3900 | 0 | 54.28 | 56.51 | 8 | 0
2015 | ENT_2_SOCO | ENT | SOCO | Internal | Winter | B16 | 25 | 3900 | 2893.68 | 74.46 | 82.46 | 8 | 0
2015 | ENT_2_SOCO | ENT | SOCO | Internal | Winter | B17 | 100 | 3900 | 0 | 59.77 | 62.45 | 8 | 0
2015 | ENT_2_SOCO | ENT | SOCO | Internal | Winter | B18 | 400 | 3900 | 0 | 58.21 | 61.56 | 8 | 0
2015 | ENT_2_SOCO | ENT | SOCO | Internal | Winter | B19 | 700 | 3900 | 0 | 57.78 | 61.56 | 8 | 0
2015 | ENT_2_SOCO | ENT | SOCO | Internal | Winter | B20 | 935 | 3900 | 0 | 57.78 | 60.06 | 8 | 0
2015 | ENT_2_SPP_N | ENT | SPP_N | Internal | Shoulder | B11 | 25 | 15143 | 0 | 78.23 | 81.92 | 8 | 0
2015 | ENT_2_SPP_N | ENT | SPP_N | Internal | Shoulder | B12 | 200 | 15143 | 0 | 57.35 | 60.21 | 8 | 0
2015 | ENT_2_SPP_N | ENT | SPP_N | Internal | Shoulder | B13 | 600 | 15143 | 0 | 57.35 | 57.9 | 8 | 0
2015 | ENT_2_SPP_N | ENT | SPP_N | Internal | Shoulder | B14 | 900 | 15143 | 0 | 55.45 | 55.36 | 8 | 0
2015 | ENT_2_SPP_N | ENT | SPP_N | Internal | Shoulder | B15 | 1203 | 15143 | 0 | 55.45 | 55.33 | 8 | 0
2015 | ENT_2_SPP_N | ENT | SPP_N | Internal | Summer | B1 | 10 | 15143 | 0 | 88.57 | 89.34 | 8 | 0
2015 | ENT_2_SPP_N | ENT | SPP_N | Internal | Summer | B2 | 25 | 15143 | 0 | 86.61 | 89.34 | 8 | 0
2015 | ENT_2_SPP_N | ENT | SPP_N | Internal | Summer | B3 | 75 | 15143 | 0 | 86.61 | 89.34 | 8 | 0
2015 | ENT_2_SPP_N | ENT | SPP_N | Internal | Summer | B4 | 100 | 15143 | 0 | 86.61 | 84.22 | 8 | 0
2015 | ENT_2_SPP_N | ENT | SPP_N | Internal | Summer | B5 | 200 | 15143 | 0 | 80.02 | 79.04 | 8 | 0
2015 | ENT_2_SPP_N | ENT | SPP_N | Internal | Summer | B6 | 300 | 15143 | 0 | 68.84 | 70.06 | 8 | 0
2015 | ENT_2_SPP_N | ENT | SPP_N | Internal | Summer | B7 | 400 | 15143 | 0 | 56.55 | 60.32 | 8 | 0
2015 | ENT_2_SPP_N | ENT | SPP_N | Internal | Summer | B8 | 500 | 15143 | 0 | 56.14 | 56.55 | 8 | 0
2015 | ENT_2_SPP_N | ENT | SPP_N | Internal | Summer | B9 | 800 | 15143 | 0 | 54.28 | 54.07 | 8 | 0
2015 | ENT_2_SPP_N | ENT | SPP_N | Internal | Summer | B10 | 1262 | 15143 | 0 | 54.28 | 53.94 | 8 | 0
2015 | ENT_2_SPP_N | ENT | SPP_N | Internal | Winter | B16 | 25 | 15143 | 0 | 74.46 | 69.46 | 8 | 0
2015 | ENT_2_SPP_N | ENT | SPP_N | Internal | Winter | B17 | 100 | 15143 | 0 | 59.77 | 59.33 | 8 | 0
2015 | ENT_2_SPP_N | ENT | SPP_N | Internal | Winter | B18 | 400 | 15143 | 0 | 58.21 | 57.81 | 8 | 0
2015 | ENT_2_SPP_N | ENT | SPP_N | Internal | Winter | B19 | 700 | 15143 | 0 | 57.78 | 57.77 | 8 | 0
2015 | ENT_2_SPP_N | ENT | SPP_N | Internal | Winter | B20 | 935 | 15143 | 0 | 57.78 | 57.68 | 8 | 0
2015 | ENT_2_SPP_S | ENT | SPP_S | Internal | Shoulder | B11 | 25 | 3292 | 0 | 78.23 | 80.05 | 8 | 0
2015 | ENT_2_SPP_S | ENT | SPP_S | Internal | Shoulder | B12 | 200 | 3292 | 0 | 57.35 | 59.82 | 8 | 0
2015 | ENT_2_SPP_S | ENT | SPP_S | Internal | Shoulder | B13 | 600 | 3292 | 0 | 57.35 | 57.89 | 8 | 0
2015 | ENT_2_SPP_S | ENT | SPP_S | Internal | Shoulder | B14 | 900 | 3292 | 0 | 55.45 | 55.34 | 8 | 0
2015 | ENT_2_SPP_S | ENT | SPP_S | Internal | Shoulder | B15 | 1203 | 3292 | 0 | 55.45 | 55.34 | 8 | 0
2015 | ENT_2_SPP_S | ENT | SPP_S | Internal | Summer | B1 | 10 | 3292 | 0 | 88.57 | 83.88 | 8 | 0
2015 | ENT_2_SPP_S | ENT | SPP_S | Internal | Summer | B2 | 25 | 3292 | 0 | 86.61 | 87.36 | 8 | 0
2015 | ENT_2_SPP_S | ENT | SPP_S | Internal | Summer | B3 | 75 | 3292 | 0 | 86.61 | 81.61 | 8 | 0
2015 | ENT_2_SPP_S | ENT | SPP_S | Internal | Summer | B4 | 100 | 3292 | 0 | 86.61 | 81.61 | 8 | 0
2015 | ENT_2_SPP_S | ENT | SPP_S | Internal | Summer | B5 | 200 | 3292 | 0 | 80.02 | 78.19 | 8 | 0
2015 | ENT_2_SPP_S | ENT | SPP_S | Internal | Summer | B6 | 300 | 3292 | 0 | 68.84 | 70.07 | 8 | 0
2015 | ENT_2_SPP_S | ENT | SPP_S | Internal | Summer | B7 | 400 | 3292 | 0 | 56.55 | 60.33 | 8 | 0
2015 | ENT_2_SPP_S | ENT | SPP_S | Internal | Summer | B8 | 500 | 3292 | 0 | 56.14 | 56.56 | 8 | 0
2015 | ENT_2_SPP_S | ENT | SPP_S | Internal | Summer | B9 | 800 | 3292 | 0 | 54.28 | 54.08 | 8 | 0
2015 | ENT_2_SPP_S | ENT | SPP_S | Internal | Summer | B10 | 1262 | 3292 | 0 | 54.28 | 53.96 | 8 | 0
2015 | ENT_2_SPP_S | ENT | SPP_S | Internal | Winter | B16 | 25 | 3292 | 0 | 74.46 | 69.46 | 8 | 0
2015 | ENT_2_SPP_S | ENT | SPP_S | Internal | Winter | B17 | 100 | 3292 | 0 | 59.77 | 59.34 | 8 | 0
2015 | ENT_2_SPP_S | ENT | SPP_S | Internal | Winter | B18 | 400 | 3292 | 0 | 58.21 | 57.82 | 8 | 0
2015 | ENT_2_SPP_S | ENT | SPP_S | Internal | Winter | B19 | 700 | 3292 | 0 | 57.78 | 57.78 | 8 | 0
2015 | ENT_2_SPP_S | ENT | SPP_S | Internal | Winter | B20 | 935 | 3292 | 0 | 57.78 | 57.69 | 8 | 0
2015 | ENT_2_TVA_Transmission | ENT | TVA_Transmission | Internal | Shoulder | B11 | 25 | 2100 | 0 | 78.23 | 78.94 | 8 | 0
2015 | ENT_2_TVA_Transmission | ENT | TVA_Transmission | Internal | Shoulder | B12 | 200 | 2100 | 0 | 57.35 | 64.04 | 8 | 0
2015 | ENT_2_TVA_Transmission | ENT | TVA_Transmission | Internal | Shoulder | B13 | 600 | 2100 | 0 | 57.35 | 60.79 | 8 | 0
2015 | ENT_2_TVA_Transmission | ENT | TVA_Transmission | Internal | Shoulder | B14 | 900 | 2100 | 0 | 55.45 | 59.96 | 8 | 0
2015 | ENT_2_TVA_Transmission | ENT | TVA_Transmission | Internal | Shoulder | B15 | 1203 | 2100 | 0 | 55.45 | 58.92 | 8 | 0
2015 | ENT_2_TVA_Transmission | ENT | TVA_Transmission | Internal | Summer | B1 | 10 | 2100 | 736.24 | 88.57 | 96.57 | 8 | 0
2015 | ENT_2_TVA_Transmission | ENT | TVA_Transmission | Internal | Summer | B2 | 25 | 2100 | 0 | 86.61 | 93.54 | 8 | 0
2015 | ENT_2_TVA_Transmission | ENT | TVA_Transmission | Internal | Summer | B3 | 75 | 2100 | 0 | 86.61 | 92.28 | 8 | 0
2015 | ENT_2_TVA_Transmission | ENT | TVA_Transmission | Internal | Summer | B4 | 100 | 2100 | 0 | 86.61 | 89.92 | 8 | 0
2015 | ENT_2_TVA_Transmission | ENT | TVA_Transmission | Internal | Summer | B5 | 200 | 2100 | 0 | 80.02 | 79.53 | 8 | 0
2015 | ENT_2_TVA_Transmission | ENT | TVA_Transmission | Internal | Summer | B6 | 300 | 2100 | 0 | 68.84 | 68.65 | 8 | 0
2015 | ENT_2_TVA_Transmission | ENT | TVA_Transmission | Internal | Summer | B7 | 400 | 2100 | 0 | 56.55 | 58.53 | 8 | 0
2015 | ENT_2_TVA_Transmission | ENT | TVA_Transmission | Internal | Summer | B8 | 500 | 2100 | 0 | 56.14 | 58.29 | 8 | 0
2015 | ENT_2_TVA_Transmission | ENT | TVA_Transmission | Internal | Summer | B9 | 800 | 2100 | 0 | 54.28 | 57.62 | 8 | 0
2015 | ENT_2_TVA_Transmission | ENT | TVA_Transmission | Internal | Summer | B10 | 1262 | 2100 | 0 | 54.28 | 55.36 | 8 | 0
2015 | ENT_2_TVA_Transmission | ENT | TVA_Transmission | Internal | Winter | B16 | 25 | 2100 | 0 | 74.46 | 79.76 | 8 | 0
2015 | ENT_2_TVA_Transmission | ENT | TVA_Transmission | Internal | Winter | B17 | 100 | 2100 | 0 | 59.77 | 66.62 | 8 | 0
2015 | ENT_2_TVA_Transmission | ENT | TVA_Transmission | Internal | Winter | B18 | 400 | 2100 | 0 | 58.21 | 61.89 | 8 | 0
2015 | ENT_2_TVA_Transmission | ENT | TVA_Transmission | Internal | Winter | B19 | 700 | 2100 | 0 | 57.78 | 60.13 | 8 | 0
2015 | ENT_2_TVA_Transmission | ENT | TVA_Transmission | Internal | Winter | B20 | 935 | 2100 | 0 | 57.78 | 57.95 | 8 | 0
2015 | FRCC_2_SOCO | FRCC | SOCO | Internal | Shoulder | B11 | 25 | 900 | 0 | 96.23 | 86.23 | 8 | 0
2015 | FRCC_2_SOCO | FRCC | SOCO | Internal | Shoulder | B12 | 200 | 900 | 0 | 64.77 | 60.31 | 8 | 0
2015 | FRCC_2_SOCO | FRCC | SOCO | Internal | Shoulder | B13 | 600 | 900 | 0 | 63.34 | 59.76 | 8 | 0
2015 | FRCC_2_SOCO | FRCC | SOCO | Internal | Shoulder | B14 | 900 | 900 | 0 | 62.08 | 59.76 | 8 | 0
2015 | FRCC_2_SOCO | FRCC | SOCO | Internal | Shoulder | B15 | 1203 | 900 | 0 | 62.08 | 57.68 | 8 | 0
2015 | FRCC_2_SOCO | FRCC | SOCO | Internal | Summer | B1 | 10 | 900 | 0 | 100.67 | 96.48 | 8 | 0
2015 | FRCC_2_SOCO | FRCC | SOCO | Internal | Summer | B2 | 25 | 900 | 0 | 100.67 | 94.61 | 8 | 0
2015 | FRCC_2_SOCO | FRCC | SOCO | Internal | Summer | B3 | 75 | 900 | 0 | 100.67 | 94.61 | 8 | 0
2015 | FRCC_2_SOCO | FRCC | SOCO | Internal | Summer | B4 | 100 | 900 | 0 | 100.67 | 94.61 | 8 | 0
2015 | FRCC_2_SOCO | FRCC | SOCO | Internal | Summer | B5 | 200 | 900 | 0 | 98.02 | 88.02 | 8 | 0
2015 | FRCC_2_SOCO | FRCC | SOCO | Internal | Summer | B6 | 300 | 900 | 0 | 86.84 | 76.84 | 8 | 0
2015 | FRCC_2_SOCO | FRCC | SOCO | Internal | Summer | B7 | 400 | 900 | 0 | 64.07 | 64.55 | 8 | 0
2015 | FRCC_2_SOCO | FRCC | SOCO | Internal | Summer | B8 | 500 | 900 | 0 | 64.07 | 64.14 | 8 | 0
2015 | FRCC_2_SOCO | FRCC | SOCO | Internal | Summer | B9 | 800 | 900 | 0 | 61.41 | 58.55 | 8 | 0
2015 | FRCC_2_SOCO | FRCC | SOCO | Internal | Summer | B10 | 1262 | 900 | 0 | 61.41 | 56.51 | 8 | 0
2015 | FRCC_2_SOCO | FRCC | SOCO | Internal | Winter | B16 | 25 | 900 | 0 | 90.09 | 82.46 | 8 | 0
2015 | FRCC_2_SOCO | FRCC | SOCO | Internal | Winter | B17 | 100 | 900 | 0 | 66.89 | 62.45 | 8 | 0
2015 | FRCC_2_SOCO | FRCC | SOCO | Internal | Winter | B18 | 400 | 900 | 0 | 64.11 | 61.56 | 8 | 0
2015 | FRCC_2_SOCO | FRCC | SOCO | Internal | Winter | B19 | 700 | 900 | 0 | 64.11 | 61.56 | 8 | 0
2015 | FRCC_2_SOCO | FRCC | SOCO | Internal | Winter | B20 | 935 | 900 | 0 | 64.11 | 60.06 | 8 | 0
2015 | HQ_NEISO_2_NEISO | HQ_NEISO | NEISO | Internal | Shoulder | B11 | 25 | 99999 | 2920 | 53.77 | 53.78 | 0.01 | 0
2015 | HQ_NEISO_2_NEISO | HQ_NEISO | NEISO | Internal | Shoulder | B12 | 200 | 99999 | 2920 | 53.77 | 53.78 | 0.01 | 0
2015 | HQ_NEISO_2_NEISO | HQ_NEISO | NEISO | Internal | Shoulder | B13 | 600 | 99999 | 2920 | 53.77 | 53.78 | 0.01 | 0
2015 | HQ_NEISO_2_NEISO | HQ_NEISO | NEISO | Internal | Shoulder | B14 | 900 | 99999 | 2920 | 53.77 | 53.78 | 0.01 | 0
2015 | HQ_NEISO_2_NEISO | HQ_NEISO | NEISO | Internal | Shoulder | B15 | 1203 | 99999 | 1143.24 | 53.77 | 53.78 | 0.01 | 0
2015 | HQ_NEISO_2_NEISO | HQ_NEISO | NEISO | Internal | Summer | B1 | 10 | 99999 | 2920.06 | 83.04 | 83.05 | 0.01 | 0
2015 | HQ_NEISO_2_NEISO | HQ_NEISO | NEISO | Internal | Summer | B2 | 25 | 99999 | 2920 | 76.56 | 76.57 | 0.01 | 0
2015 | HQ_NEISO_2_NEISO | HQ_NEISO | NEISO | Internal | Summer | B3 | 75 | 99999 | 2920 | 70.47 | 70.49 | 0.01 | 0
2015 | HQ_NEISO_2_NEISO | HQ_NEISO | NEISO | Internal | Summer | B4 | 100 | 99999 | 2920 | 56.72 | 56.73 | 0.01 | 0
2015 | HQ_NEISO_2_NEISO | HQ_NEISO | NEISO | Internal | Summer | B5 | 200 | 99999 | 2920 | 51.07 | 51.08 | 0.01 | 0
2015 | HQ_NEISO_2_NEISO | HQ_NEISO | NEISO | Internal | Summer | B6 | 300 | 99999 | 2920 | 51.07 | 51.08 | 0.01 | 0
2015 | HQ_NEISO_2_NEISO | HQ_NEISO | NEISO | Internal | Summer | B7 | 400 | 99999 | 2920 | 51.07 | 51.08 | 0.01 | 0
2015 | HQ_NEISO_2_NEISO | HQ_NEISO | NEISO | Internal | Summer | B8 | 500 | 99999 | 2920 | 51.07 | 51.08 | 0.01 | 0
2015 | HQ_NEISO_2_NEISO | HQ_NEISO | NEISO | Internal | Summer | B9 | 800 | 99999 | 2920 | 51.07 | 51.08 | 0.01 | 0
2015 | HQ_NEISO_2_NEISO | HQ_NEISO | NEISO | Internal | Summer | B10 | 1262 | 99999 | 795.94 | 51.07 | 51.08 | 0.01 | 0
2015 | HQ_NEISO_2_NEISO | HQ_NEISO | NEISO | Internal | Winter | B16 | 25 | 99999 | 2920 | 62.16 | 62.17 | 0.01 | 0
2015 | HQ_NEISO_2_NEISO | HQ_NEISO | NEISO | Internal | Winter | B17 | 100 | 99999 | 2920 | 62.16 | 62.17 | 0.01 | 0
2015 | HQ_NEISO_2_NEISO | HQ_NEISO | NEISO | Internal | Winter | B18 | 400 | 99999 | 2920 | 62.16 | 62.17 | 0.01 | 0
2015 | HQ_NEISO_2_NEISO | HQ_NEISO | NEISO | Internal | Winter | B19 | 700 | 99999 | 2920 | 62.16 | 62.17 | 0.01 | 0
2015 | HQ_NEISO_2_NEISO | HQ_NEISO | NEISO | Internal | Winter | B20 | 935 | 99999 | 1233.58 | 62.16 | 62.17 | 0.01 | 0
2015 | HQ_NY_2_NYISO_A-F | HQ_NY | NYISO_A-F | Internal | Shoulder | B11 | 25 | 99999 | 1000 | 58.34 | 58.35 | 0.01 | 0
2015 | HQ_NY_2_NYISO_A-F | HQ_NY | NYISO_A-F | Internal | Shoulder | B12 | 200 | 99999 | 1000 | 56.74 | 56.76 | 0.01 | 0
2015 | HQ_NY_2_NYISO_A-F | HQ_NY | NYISO_A-F | Internal | Shoulder | B13 | 600 | 99999 | 1000 | 55.76 | 55.78 | 0.01 | 0
2015 | HQ_NY_2_NYISO_A-F | HQ_NY | NYISO_A-F | Internal | Shoulder | B14 | 900 | 99999 | 1000 | 54.83 | 54.84 | 0.01 | 0
2015 | HQ_NY_2_NYISO_A-F | HQ_NY | NYISO_A-F | Internal | Shoulder | B15 | 1203 | 99999 | 188.69 | 54.83 | 54.84 | 0.01 | 0
2015 | HQ_NY_2_NYISO_A-F | HQ_NY | NYISO_A-F | Internal | Summer | B1 | 10 | 99999 | 1000.04 | 82.57 | 82.58 | 0.01 | 0
2015 | HQ_NY_2_NYISO_A-F | HQ_NY | NYISO_A-F | Internal | Summer | B2 | 25 | 99999 | 1000 | 79.53 | 79.54 | 0.01 | 0
2015 | HQ_NY_2_NYISO_A-F | HQ_NY | NYISO_A-F | Internal | Summer | B3 | 75 | 99999 | 1000 | 73.79 | 73.8 | 0.01 | 0
2015 | HQ_NY_2_NYISO_A-F | HQ_NY | NYISO_A-F | Internal | Summer | B4 | 100 | 99999 | 1000 | 73.29 | 73.3 | 0.01 | 0
2015 | HQ_NY_2_NYISO_A-F | HQ_NY | NYISO_A-F | Internal | Summer | B5 | 200 | 99999 | 1000 | 66.02 | 66.03 | 0.01 | 0
2015 | HQ_NY_2_NYISO_A-F | HQ_NY | NYISO_A-F | Internal | Summer | B6 | 300 | 99999 | 1000 | 55.82 | 55.83 | 0.01 | 0
2015 | HQ_NY_2_NYISO_A-F | HQ_NY | NYISO_A-F | Internal | Summer | B7 | 400 | 99999 | 1000 | 54.06 | 54.07 | 0.01 | 0
2015 | HQ_NY_2_NYISO_A-F | HQ_NY | NYISO_A-F | Internal | Summer | B8 | 500 | 99999 | 1000 | 53.18 | 53.2 | 0.01 | 0
2015 | HQ_NY_2_NYISO_A-F | HQ_NY | NYISO_A-F | Internal | Summer | B9 | 800 | 99999 | 1000 | 53.18 | 53.2 | 0.01 | 0
2015 | HQ_NY_2_NYISO_A-F | HQ_NY | NYISO_A-F | Internal | Summer | B10 | 1262 | 99999 | 30.11 | 53.18 | 53.2 | 0.01 | 0
2015 | HQ_NY_2_NYISO_A-F | HQ_NY | NYISO_A-F | Internal | Winter | B16 | 25 | 99999 | 1000 | 65.37 | 65.38 | 0.01 | 0
2015 | HQ_NY_2_NYISO_A-F | HQ_NY | NYISO_A-F | Internal | Winter | B17 | 100 | 99999 | 1000 | 59.52 | 59.53 | 0.01 | 0
2015 | HQ_NY_2_NYISO_A-F | HQ_NY | NYISO_A-F | Internal | Winter | B18 | 400 | 99999 | 1000 | 59.52 | 59.53 | 0.01 | 0
2015 | HQ_NY_2_NYISO_A-F | HQ_NY | NYISO_A-F | Internal | Winter | B19 | 700 | 99999 | 1000 | 59.52 | 59.53 | 0.01 | 0
2015 | HQ_NY_2_NYISO_A-F | HQ_NY | NYISO_A-F | Internal | Winter | B20 | 935 | 99999 | 229.95 | 59.52 | 59.53 | 0.01 | 0
2015 | HQ_IESO_2_IESO | HQ_IESO | IESO | Internal | Shoulder | B11 | 25 | 99999 | 400 | 44.62 | 44.63 | 0.01 | 0
2015 | HQ_IESO_2_IESO | HQ_IESO | IESO | Internal | Shoulder | B12 | 200 | 99999 | 400 | 44.62 | 44.63 | 0.01 | 0
2015 | HQ_IESO_2_IESO | HQ_IESO | IESO | Internal | Shoulder | B13 | 600 | 99999 | 400 | 44.62 | 44.63 | 0.01 | 0
2015 | HQ_IESO_2_IESO | HQ_IESO | IESO | Internal | Shoulder | B14 | 900 | 99999 | 400 | 44.62 | 44.63 | 0.01 | 0
2015 | HQ_IESO_2_IESO | HQ_IESO | IESO | Internal | Shoulder | B15 | 1203 | 99999 | 75.48 | 44.62 | 44.63 | 0.01 | 0
2015 | HQ_IESO_2_IESO | HQ_IESO | IESO | Internal | Summer | B1 | 10 | 99999 | 400.01 | 81.55 | 81.57 | 0.01 | 0
2015 | HQ_IESO_2_IESO | HQ_IESO | IESO | Internal | Summer | B2 | 25 | 99999 | 400 | 78.52 | 78.53 | 0.01 | 0
2015 | HQ_IESO_2_IESO | HQ_IESO | IESO | Internal | Summer | B3 | 75 | 99999 | 400 | 66.79 | 66.8 | 0.01 | 0
2015 | HQ_IESO_2_IESO | HQ_IESO | IESO | Internal | Summer | B4 | 100 | 99999 | 400 | 66.29 | 66.3 | 0.01 | 0
2015 | HQ_IESO_2_IESO | HQ_IESO | IESO | Internal | Summer | B5 | 200 | 99999 | 400 | 59.02 | 59.03 | 0.01 | 0
2015 | HQ_IESO_2_IESO | HQ_IESO | IESO | Internal | Summer | B6 | 300 | 99999 | 400 | 44.74 | 44.75 | 0.01 | 0
2015 | HQ_IESO_2_IESO | HQ_IESO | IESO | Internal | Summer | B7 | 400 | 99999 | 400 | 41.93 | 41.95 | 0.01 | 0
2015 | HQ_IESO_2_IESO | HQ_IESO | IESO | Internal | Summer | B8 | 500 | 99999 | 400 | 41.93 | 41.95 | 0.01 | 0
2015 | HQ_IESO_2_IESO | HQ_IESO | IESO | Internal | Summer | B9 | 800 | 99999 | 400 | 41.93 | 41.95 | 0.01 | 0
2015 | HQ_IESO_2_IESO | HQ_IESO | IESO | Internal | Summer | B10 | 1262 | 99999 | 12.04 | 41.93 | 41.95 | 0.01 | 0
2015 | HQ_IESO_2_IESO | HQ_IESO | IESO | Internal | Winter | B16 | 25 | 99999 | 400 | 58.37 | 58.38 | 0.01 | 0
2015 | HQ_IESO_2_IESO | HQ_IESO | IESO | Internal | Winter | B17 | 100 | 99999 | 400 | 49.47 | 49.48 | 0.01 | 0
2015 | HQ_IESO_2_IESO | HQ_IESO | IESO | Internal | Winter | B18 | 400 | 99999 | 400 | 44.21 | 44.23 | 0.01 | 0
2015 | HQ_IESO_2_IESO | HQ_IESO | IESO | Internal | Winter | B19 | 700 | 99999 | 400 | 44.21 | 44.23 | 0.01 | 0
2015 | HQ_IESO_2_IESO | HQ_IESO | IESO | Internal | Winter | B20 | 935 | 99999 | 91.98 | 44.21 | 44.23 | 0.01 | 0
2015 | IESO_2_MAPP_CA | IESO | MAPP_CA | Internal | Shoulder | B11 | 25 | 262 | 262 | 44.63 | 66.31 | 7 | 14.68
2015 | IESO_2_MAPP_CA | IESO | MAPP_CA | Internal | Shoulder | B12 | 200 | 262 | 262 | 44.63 | 60.19 | 7 | 8.55
2015 | IESO_2_MAPP_CA | IESO | MAPP_CA | Internal | Shoulder | B13 | 600 | 262 | 262 | 44.63 | 55.17 | 7 | 3.54
2015 | IESO_2_MAPP_CA | IESO | MAPP_CA | Internal | Shoulder | B14 | 900 | 262 | 262 | 44.63 | 54.61 | 7 | 2.98
2015 | IESO_2_MAPP_CA | IESO | MAPP_CA | Internal | Shoulder | B15 | 1203 | 262 | 262 | 44.63 | 54.61 | 7 | 2.98
2015 | IESO_2_MAPP_CA | IESO | MAPP_CA | Internal | Summer | B1 | 10 | 262 | 0 | 81.57 | 73.57 | 7 | 0
2015 | IESO_2_MAPP_CA | IESO | MAPP_CA | Internal | Summer | B2 | 25 | 262 | 0 | 78.53 | 74.1 | 7 | 0
2015 | IESO_2_MAPP_CA | IESO | MAPP_CA | Internal | Summer | B3 | 75 | 262 | 117.3 | 66.8 | 73.8 | 7 | 0
2015 | IESO_2_MAPP_CA | IESO | MAPP_CA | Internal | Summer | B4 | 100 | 262 | 0 | 66.3 | 72.48 | 7 | 0
2015 | IESO_2_MAPP_CA | IESO | MAPP_CA | Internal | Summer | B5 | 200 | 262 | 262 | 59.03 | 66.32 | 7 | 0.29
2015 | IESO_2_MAPP_CA | IESO | MAPP_CA | Internal | Summer | B6 | 300 | 262 | 262 | 44.75 | 63.05 | 7 | 11.3
2015 | IESO_2_MAPP_CA | IESO | MAPP_CA | Internal | Summer | B7 | 400 | 262 | 262 | 41.95 | 53.31 | 7 | 4.36
2015 | IESO_2_MAPP_CA | IESO | MAPP_CA | Internal | Summer | B8 | 500 | 262 | 262 | 41.95 | 52.07 | 7 | 3.12
2015 | IESO_2_MAPP_CA | IESO | MAPP_CA | Internal | Summer | B9 | 800 | 262 | 262 | 41.95 | 50.5 | 7 | 1.56
2015 | IESO_2_MAPP_CA | IESO | MAPP_CA | Internal | Summer | B10 | 1262 | 262 | 262 | 41.95 | 50.5 | 7 | 1.56
2015 | IESO_2_MAPP_CA | IESO | MAPP_CA | Internal | Winter | B16 | 25 | 262 | 262 | 58.38 | 71.74 | 7 | 6.37
2015 | IESO_2_MAPP_CA | IESO | MAPP_CA | Internal | Winter | B17 | 100 | 262 | 262 | 49.48 | 64.31 | 7 | 7.82
2015 | IESO_2_MAPP_CA | IESO | MAPP_CA | Internal | Winter | B18 | 400 | 262 | 262 | 44.23 | 56.81 | 7 | 5.59
2015 | IESO_2_MAPP_CA | IESO | MAPP_CA | Internal | Winter | B19 | 700 | 262 | 262 | 44.23 | 54.91 | 7 | 3.68
2015 | IESO_2_MAPP_CA | IESO | MAPP_CA | Internal | Winter | B20 | 935 | 262 | 262 | 44.23 | 54.91 | 7 | 3.68
2015 | IESO_2_MISO_MI | IESO | MISO_MI | Internal | Shoulder | B11 | 25 | 2591 | 2591 | 44.63 | 71.22 | 7 | 19.59
2015 | IESO_2_MISO_MI | IESO | MISO_MI | Internal | Shoulder | B12 | 200 | 2591 | 2591 | 44.63 | 64.02 | 7 | 12.38
2015 | IESO_2_MISO_MI | IESO | MISO_MI | Internal | Shoulder | B13 | 600 | 2591 | 2591 | 44.63 | 55.49 | 7 | 3.85
2015 | IESO_2_MISO_MI | IESO | MISO_MI | Internal | Shoulder | B14 | 900 | 2591 | 2591 | 44.63 | 54.65 | 7 | 3.02
2015 | IESO_2_MISO_MI | IESO | MISO_MI | Internal | Shoulder | B15 | 1203 | 2591 | 2520.82 | 44.63 | 51.63 | 7 | 0
2015 | IESO_2_MISO_MI | IESO | MISO_MI | Internal | Summer | B1 | 10 | 2591 | 2142.9 | 81.57 | 88.57 | 7 | 0
2015 | IESO_2_MISO_MI | IESO | MISO_MI | Internal | Summer | B2 | 25 | 2591 | 2591 | 78.53 | 88.42 | 7 | 2.89
2015 | IESO_2_MISO_MI | IESO | MISO_MI | Internal | Summer | B3 | 75 | 2591 | 2591 | 66.8 | 84.29 | 7 | 10.49
2015 | IESO_2_MISO_MI | IESO | MISO_MI | Internal | Summer | B4 | 100 | 2591 | 2591 | 66.3 | 83.31 | 7 | 10.01
2015 | IESO_2_MISO_MI | IESO | MISO_MI | Internal | Summer | B5 | 200 | 2591 | 2591 | 59.03 | 72.04 | 7 | 6.01
2015 | IESO_2_MISO_MI | IESO | MISO_MI | Internal | Summer | B6 | 300 | 2591 | 2591 | 44.75 | 63.05 | 7 | 11.3
2015 | IESO_2_MISO_MI | IESO | MISO_MI | Internal | Summer | B7 | 400 | 2591 | 2591 | 41.95 | 53.35 | 7 | 4.4
2015 | IESO_2_MISO_MI | IESO | MISO_MI | Internal | Summer | B8 | 500 | 2591 | 2591 | 41.95 | 52.09 | 7 | 3.14
2015 | IESO_2_MISO_MI | IESO | MISO_MI | Internal | Summer | B9 | 800 | 2591 | 2591 | 41.95 | 50.68 | 7 | 1.73
2015 | IESO_2_MISO_MI | IESO | MISO_MI | Internal | Summer | B10 | 1262 | 2591 | 2373.15 | 41.95 | 48.95 | 7 | 0
2015 | IESO_2_MISO_MI | IESO | MISO_MI | Internal | Winter | B16 | 25 | 2591 | 2591 | 58.38 | 71.76 | 7 | 6.38
2015 | IESO_2_MISO_MI | IESO | MISO_MI | Internal | Winter | B17 | 100 | 2591 | 2591 | 49.48 | 66.3 | 7 | 9.82
2015 | IESO_2_MISO_MI | IESO | MISO_MI | Internal | Winter | B18 | 400 | 2591 | 2591 | 44.23 | 56.83 | 7 | 5.61
2015 | IESO_2_MISO_MI | IESO | MISO_MI | Internal | Winter | B19 | 700 | 2591 | 2591 | 44.23 | 54.88 | 7 | 3.66
2015 | IESO_2_MISO_MI | IESO | MISO_MI | Internal | Winter | B20 | 935 | 2591 | 53.91 | 44.23 | 51.23 | 7 | 0
2015 | IESO_2_MISO_W | IESO | MISO_W | Internal | Shoulder | B11 | 25 | 207 | 207 | 44.63 | 74.92 | 7 | 23.28
2015 | IESO_2_MISO_W | IESO | MISO_W | Internal | Shoulder | B12 | 200 | 207 | 207 | 44.63 | 60.2 | 7 | 8.56
2015 | IESO_2_MISO_W | IESO | MISO_W | Internal | Shoulder | B13 | 600 | 207 | 207 | 44.63 | 55.18 | 7 | 3.55
2015 | IESO_2_MISO_W | IESO | MISO_W | Internal | Shoulder | B14 | 900 | 207 | 207 | 44.63 | 54.62 | 7 | 2.99
2015 | IESO_2_MISO_W | IESO | MISO_W | Internal | Shoulder | B15 | 1203 | 207 | 0.01 | 44.63 | 51.62 | 7 | 0
2015 | IESO_2_MISO_W | IESO | MISO_W | Internal | Summer | B1 | 10 | 207 | 60.18 | 81.57 | 88.57 | 7 | 0
2015 | IESO_2_MISO_W | IESO | MISO_W | Internal | Summer | B2 | 25 | 207 | 11.06 | 78.53 | 85.53 | 7 | 0
2015 | IESO_2_MISO_W | IESO | MISO_W | Internal | Summer | B3 | 75 | 207 | 207 | 66.8 | 85.45 | 7 | 11.65
2015 | IESO_2_MISO_W | IESO | MISO_W | Internal | Summer | B4 | 100 | 207 | 207 | 66.3 | 83.3 | 7 | 9.99
2015 | IESO_2_MISO_W | IESO | MISO_W | Internal | Summer | B5 | 200 | 207 | 207 | 59.03 | 72.04 | 7 | 6.01
2015 | IESO_2_MISO_W | IESO | MISO_W | Internal | Summer | B6 | 300 | 207 | 207 | 44.75 | 63.06 | 7 | 11.31
2015 | IESO_2_MISO_W | IESO | MISO_W | Internal | Summer | B7 | 400 | 207 | 207 | 41.95 | 53.32 | 7 | 4.38
2015 | IESO_2_MISO_W | IESO | MISO_W | Internal | Summer | B8 | 500 | 207 | 207 | 41.95 | 52.08 | 7 | 3.13
2015 | IESO_2_MISO_W | IESO | MISO_W | Internal | Summer | B9 | 800 | 207 | 207 | 41.95 | 50.51 | 7 | 1.57
2015 | IESO_2_MISO_W | IESO | MISO_W | Internal | Summer | B10 | 1262 | 207 | 0 | 41.95 | 48.07 | 7 | 0
2015 | IESO_2_MISO_W | IESO | MISO_W | Internal | Winter | B16 | 25 | 207 | 207 | 58.38 | 71.76 | 7 | 6.38
2015 | IESO_2_MISO_W | IESO | MISO_W | Internal | Winter | B17 | 100 | 207 | 207 | 49.48 | 64.32 | 7 | 7.84
2015 | IESO_2_MISO_W | IESO | MISO_W | Internal | Winter | B18 | 400 | 207 | 207 | 44.23 | 56.82 | 7 | 5.6
2015 | IESO_2_MISO_W | IESO | MISO_W | Internal | Winter | B19 | 700 | 207 | 207 | 44.23 | 54.89 | 7 | 3.67
2015 | IESO_2_MISO_W | IESO | MISO_W | Internal | Winter | B20 | 935 | 207 | 0 | 44.23 | 50.68 | 7 | 0
2015 | IESO_2_NYISO_A-F | IESO | NYISO_A-F | Internal | Shoulder | B11 | 25 | 1725 | 1725 | 44.63 | 58.35 | 7 | 6.72
2015 | IESO_2_NYISO_A-F | IESO | NYISO_A-F | Internal | Shoulder | B12 | 200 | 1725 | 1725 | 44.63 | 56.76 | 7 | 5.12
2015 | IESO_2_NYISO_A-F | IESO | NYISO_A-F | Internal | Shoulder | B13 | 600 | 1725 | 1725 | 44.63 | 55.78 | 7 | 4.14
2015 | IESO_2_NYISO_A-F | IESO | NYISO_A-F | Internal | Shoulder | B14 | 900 | 1725 | 1725 | 44.63 | 54.84 | 7 | 3.2
2015 | IESO_2_NYISO_A-F | IESO | NYISO_A-F | Internal | Shoulder | B15 | 1203 | 1725 | 1725 | 44.63 | 54.84 | 7 | 3.2
2015 | IESO_2_NYISO_A-F | IESO | NYISO_A-F | Internal | Summer | B1 | 10 | 1725 | 0 | 81.57 | 82.58 | 7 | 0
2015 | IESO_2_NYISO_A-F | IESO | NYISO_A-F | Internal | Summer | B2 | 25 | 1725 | 0 | 78.53 | 79.54 | 7 | 0
2015 | IESO_2_NYISO_A-F | IESO | NYISO_A-F | Internal | Summer | B3 | 75 | 1725 | 128.02 | 66.8 | 73.8 | 7 | 0
2015 | IESO_2_NYISO_A-F | IESO | NYISO_A-F | Internal | Summer | B4 | 100 | 1725 | 1030.74 | 66.3 | 73.3 | 7 | 0
2015 | IESO_2_NYISO_A-F | IESO | NYISO_A-F | Internal | Summer | B5 | 200 | 1725 | 1382.99 | 59.03 | 66.03 | 7 | 0
2015 | IESO_2_NYISO_A-F | IESO | NYISO_A-F | Internal | Summer | B6 | 300 | 1725 | 1725 | 44.75 | 55.83 | 7 | 4.08
2015 | IESO_2_NYISO_A-F | IESO | NYISO_A-F | Internal | Summer | B7 | 400 | 1725 | 1725 | 41.95 | 54.07 | 7 | 5.13
2015 | IESO_2_NYISO_A-F | IESO | NYISO_A-F | Internal | Summer | B8 | 500 | 1725 | 1725 | 41.95 | 53.2 | 7 | 4.25
2015 | IESO_2_NYISO_A-F | IESO | NYISO_A-F | Internal | Summer | B9 | 800 | 1725 | 1725 | 41.95 | 53.2 | 7 | 4.25
2015 | IESO_2_NYISO_A-F | IESO | NYISO_A-F | Internal | Summer | B10 | 1262 | 1725 | 1725 | 41.95 | 53.2 | 7 | 4.25
2015 | IESO_2_NYISO_A-F | IESO | NYISO_A-F | Internal | Winter | B16 | 25 | 1725 | 1301.16 | 58.38 | 65.38 | 7 | 0
2015 | IESO_2_NYISO_A-F | IESO | NYISO_A-F | Internal | Winter | B17 | 100 | 1725 | 1725 | 49.48 | 59.53 | 7 | 3.05
2015 | IESO_2_NYISO_A-F | IESO | NYISO_A-F | Internal | Winter | B18 | 400 | 1725 | 1725 | 44.23 | 59.53 | 7 | 8.31
2015 | IESO_2_NYISO_A-F | IESO | NYISO_A-F | Internal | Winter | B19 | 700 | 1725 | 1725 | 44.23 | 59.53 | 7 | 8.31
2015 | IESO_2_NYISO_A-F | IESO | NYISO_A-F | Internal | Winter | B20 | 935 | 1725 | 1725 | 44.23 | 59.53 | 7 | 8.31
2015 | MAPP_CA_2_IESO | MAPP_CA | IESO | Internal | Shoulder | B11 | 25 | 330 | 0 | 66.31 | 44.63 | 8 | 0
2015 | MAPP_CA_2_IESO | MAPP_CA | IESO | Internal | Shoulder | B12 | 200 | 330 | 0 | 60.19 | 44.63 | 8 | 0
2015 | MAPP_CA_2_IESO | MAPP_CA | IESO | Internal | Shoulder | B13 | 600 | 330 | 0 | 55.17 | 44.63 | 8 | 0
2015 | MAPP_CA_2_IESO | MAPP_CA | IESO | Internal | Shoulder | B14 | 900 | 330 | 0 | 54.61 | 44.63 | 8 | 0
2015 | MAPP_CA_2_IESO | MAPP_CA | IESO | Internal | Shoulder | B15 | 1203 | 330 | 0 | 54.61 | 44.63 | 8 | 0
2015 | MAPP_CA_2_IESO | MAPP_CA | IESO | Internal | Summer | B1 | 10 | 330 | 53.58 | 73.57 | 81.57 | 8 | 0
2015 | MAPP_CA_2_IESO | MAPP_CA | IESO | Internal | Summer | B2 | 25 | 330 | 0 | 74.1 | 78.53 | 8 | 0
2015 | MAPP_CA_2_IESO | MAPP_CA | IESO | Internal | Summer | B3 | 75 | 330 | 0 | 73.8 | 66.8 | 8 | 0
2015 | MAPP_CA_2_IESO | MAPP_CA | IESO | Internal | Summer | B4 | 100 | 330 | 0 | 72.48 | 66.3 | 8 | 0
2015 | MAPP_CA_2_IESO | MAPP_CA | IESO | Internal | Summer | B5 | 200 | 330 | 0 | 66.32 | 59.03 | 8 | 0
2015 | MAPP_CA_2_IESO | MAPP_CA | IESO | Internal | Summer | B6 | 300 | 330 | 0 | 63.05 | 44.75 | 8 | 0
2015 | MAPP_CA_2_IESO | MAPP_CA | IESO | Internal | Summer | B7 | 400 | 330 | 0 | 53.31 | 41.95 | 8 | 0
2015 | MAPP_CA_2_IESO | MAPP_CA | IESO | Internal | Summer | B8 | 500 | 330 | 0 | 52.07 | 41.95 | 8 | 0
2015 | MAPP_CA_2_IESO | MAPP_CA | IESO | Internal | Summer | B9 | 800 | 330 | 0 | 50.5 | 41.95 | 8 | 0
2015 | MAPP_CA_2_IESO | MAPP_CA | IESO | Internal | Summer | B10 | 1262 | 330 | 0 | 50.5 | 41.95 | 8 | 0
2015 | MAPP_CA_2_IESO | MAPP_CA | IESO | Internal | Winter | B16 | 25 | 330 | 0 | 71.74 | 58.38 | 8 | 0
2015 | MAPP_CA_2_IESO | MAPP_CA | IESO | Internal | Winter | B17 | 100 | 330 | 0 | 64.31 | 49.48 | 8 | 0
2015 | MAPP_CA_2_IESO | MAPP_CA | IESO | Internal | Winter | B18 | 400 | 330 | 0 | 56.81 | 44.23 | 8 | 0
2015 | MAPP_CA_2_IESO | MAPP_CA | IESO | Internal | Winter | B19 | 700 | 330 | 0 | 54.91 | 44.23 | 8 | 0
2015 | MAPP_CA_2_IESO | MAPP_CA | IESO | Internal | Winter | B20 | 935 | 330 | 0 | 54.91 | 44.23 | 8 | 0
2015 | MAPP_CA_2_MAPP_US | MAPP_CA | MAPP_US | Internal | Shoulder | B11 | 25 | 372 | 0 | 66.31 | 72.14 | 7 | 0
2015 | MAPP_CA_2_MAPP_US | MAPP_CA | MAPP_US | Internal | Shoulder | B12 | 200 | 372 | 0 | 60.19 | 53.2 | 7 | 0
2015 | MAPP_CA_2_MAPP_US | MAPP_CA | MAPP_US | Internal | Shoulder | B13 | 600 | 372 | 0 | 55.17 | 51.32 | 7 | 0
2015 | MAPP_CA_2_MAPP_US | MAPP_CA | MAPP_US | Internal | Shoulder | B14 | 900 | 372 | 0 | 54.61 | 51.32 | 7 | 0
2015 | MAPP_CA_2_MAPP_US | MAPP_CA | MAPP_US | Internal | Shoulder | B15 | 1203 | 372 | 0 | 54.61 | 51.32 | 7 | 0
2015 | MAPP_CA_2_MAPP_US | MAPP_CA | MAPP_US | Internal | Summer | B1 | 10 | 372 | 371.98 | 73.57 | 81.57 | 7 | 1
2015 | MAPP_CA_2_MAPP_US | MAPP_CA | MAPP_US | Internal | Summer | B2 | 25 | 372 | 314.94 | 74.1 | 81.1 | 7 | 0
2015 | MAPP_CA_2_MAPP_US | MAPP_CA | MAPP_US | Internal | Summer | B3 | 75 | 372 | 371.99 | 73.8 | 81.1 | 7 | 0.3
2015 | MAPP_CA_2_MAPP_US | MAPP_CA | MAPP_US | Internal | Summer | B4 | 100 | 372 | 0 | 72.48 | 77.21 | 7 | 0
2015 | MAPP_CA_2_MAPP_US | MAPP_CA | MAPP_US | Internal | Summer | B5 | 200 | 372 | 0 | 66.32 | 72.03 | 7 | 0
2015 | MAPP_CA_2_MAPP_US | MAPP_CA | MAPP_US | Internal | Summer | B6 | 300 | 372 | 0 | 63.05 | 58.11 | 7 | 0
2015 | MAPP_CA_2_MAPP_US | MAPP_CA | MAPP_US | Internal | Summer | B7 | 400 | 372 | 0 | 53.31 | 49.44 | 7 | 0
2015 | MAPP_CA_2_MAPP_US | MAPP_CA | MAPP_US | Internal | Summer | B8 | 500 | 372 | 0 | 52.07 | 47.35 | 7 | 0
2015 | MAPP_CA_2_MAPP_US | MAPP_CA | MAPP_US | Internal | Summer | B9 | 800 | 372 | 0 | 50.5 | 47.35 | 7 | 0
2015 | MAPP_CA_2_MAPP_US | MAPP_CA | MAPP_US | Internal | Summer | B10 | 1262 | 372 | 0 | 50.5 | 47.35 | 7 | 0
2015 | MAPP_CA_2_MAPP_US | MAPP_CA | MAPP_US | Internal | Winter | B16 | 25 | 372 | 0 | 71.74 | 64.76 | 7 | 0
2015 | MAPP_CA_2_MAPP_US | MAPP_CA | MAPP_US | Internal | Winter | B17 | 100 | 372 | 0 | 64.31 | 57.32 | 7 | 0
2015 | MAPP_CA_2_MAPP_US | MAPP_CA | MAPP_US | Internal | Winter | B18 | 400 | 372 | 0 | 56.81 | 55.08 | 7 | 0
2015 | MAPP_CA_2_MAPP_US | MAPP_CA | MAPP_US | Internal | Winter | B19 | 700 | 372 | 0 | 54.91 | 55.08 | 7 | 0
2015 | MAPP_CA_2_MAPP_US | MAPP_CA | MAPP_US | Internal | Winter | B20 | 935 | 372 | 0 | 54.91 | 55.08 | 7 | 0
2015 | MAPP_CA_2_MISO_W | MAPP_CA | MISO_W | Internal | Shoulder | B11 | 25 | 1970 | 1970 | 66.31 | 74.92 | 0.01 | 8.59
2015 | MAPP_CA_2_MISO_W | MAPP_CA | MISO_W | Internal | Shoulder | B12 | 200 | 1970 | 1558.7 | 60.19 | 60.2 | 0.01 | 0
2015 | MAPP_CA_2_MISO_W | MAPP_CA | MISO_W | Internal | Shoulder | B13 | 600 | 1970 | 1644.83 | 55.17 | 55.18 | 0.01 | 0
2015 | MAPP_CA_2_MISO_W | MAPP_CA | MISO_W | Internal | Shoulder | B14 | 900 | 1970 | 972.34 | 54.61 | 54.62 | 0.01 | 0
2015 | MAPP_CA_2_MISO_W | MAPP_CA | MISO_W | Internal | Shoulder | B15 | 1203 | 1970 | 0 | 54.61 | 51.62 | 0.01 | 0
2015 | MAPP_CA_2_MISO_W | MAPP_CA | MISO_W | Internal | Summer | B1 | 10 | 1970 | 1970 | 73.57 | 88.57 | 0.01 | 14.99
2015 | MAPP_CA_2_MISO_W | MAPP_CA | MISO_W | Internal | Summer | B2 | 25 | 1970 | 1970 | 74.1 | 85.53 | 0.01 | 11.42
2015 | MAPP_CA_2_MISO_W | MAPP_CA | MISO_W | Internal | Summer | B3 | 75 | 1970 | 1970 | 73.8 | 85.45 | 0.01 | 11.64
2015 | MAPP_CA_2_MISO_W | MAPP_CA | MISO_W | Internal | Summer | B4 | 100 | 1970 | 1970 | 72.48 | 83.3 | 0.01 | 10.8
2015 | MAPP_CA_2_MISO_W | MAPP_CA | MISO_W | Internal | Summer | B5 | 200 | 1970 | 1970 | 66.32 | 72.04 | 0.01 | 5.71
2015 | MAPP_CA_2_MISO_W | MAPP_CA | MISO_W | Internal | Summer | B6 | 300 | 1970 | 1581.77 | 63.05 | 63.06 | 0.01 | 0
2015 | MAPP_CA_2_MISO_W | MAPP_CA | MISO_W | Internal | Summer | B7 | 400 | 1970 | 1705.81 | 53.31 | 53.32 | 0.01 | 0
2015 | MAPP_CA_2_MISO_W | MAPP_CA | MISO_W | Internal | Summer | B8 | 500 | 1970 | 1885.25 | 52.07 | 52.08 | 0.01 | 0
2015 | MAPP_CA_2_MISO_W | MAPP_CA | MISO_W | Internal | Summer | B9 | 800 | 1970 | 984.56 | 50.5 | 50.51 | 0.01 | 0
2015 | MAPP_CA_2_MISO_W | MAPP_CA | MISO_W | Internal | Summer | B10 | 1262 | 1970 | 0 | 50.5 | 48.07 | 0.01 | 0
2015 | MAPP_CA_2_MISO_W | MAPP_CA | MISO_W | Internal | Winter | B16 | 25 | 1970 | 1305.23 | 71.74 | 71.76 | 0.01 | 0
2015 | MAPP_CA_2_MISO_W | MAPP_CA | MISO_W | Internal | Winter | B17 | 100 | 1970 | 573.18 | 64.31 | 64.32 | 0.01 | 0
2015 | MAPP_CA_2_MISO_W | MAPP_CA | MISO_W | Internal | Winter | B18 | 400 | 1970 | 670.95 | 56.81 | 56.82 | 0.01 | 0
2015 | MAPP_CA_2_MISO_W | MAPP_CA | MISO_W | Internal | Winter | B19 | 700 | 1970 | 0.01 | 54.91 | 54.89 | 0.01 | 0
2015 | MAPP_CA_2_MISO_W | MAPP_CA | MISO_W | Internal | Winter | B20 | 935 | 1970 | 0 | 54.91 | 50.68 | 0.01 | 0
2015 | MAPP_US_2_MAPP_CA | MAPP_US | MAPP_CA | Internal | Shoulder | B11 | 25 | 165 | 0 | 72.14 | 66.31 | 7 | 0
2015 | MAPP_US_2_MAPP_CA | MAPP_US | MAPP_CA | Internal | Shoulder | B12 | 200 | 165 | 0.07 | 53.2 | 60.19 | 7 | 0
2015 | MAPP_US_2_MAPP_CA | MAPP_US | MAPP_CA | Internal | Shoulder | B13 | 600 | 165 | 0 | 51.32 | 55.17 | 7 | 0
2015 | MAPP_US_2_MAPP_CA | MAPP_US | MAPP_CA | Internal | Shoulder | B14 | 900 | 165 | 0 | 51.32 | 54.61 | 7 | 0
2015 | MAPP_US_2_MAPP_CA | MAPP_US | MAPP_CA | Internal | Shoulder | B15 | 1203 | 165 | 0 | 51.32 | 54.61 | 7 | 0
2015 | MAPP_US_2_MAPP_CA | MAPP_US | MAPP_CA | Internal | Summer | B1 | 10 | 165 | 0 | 81.57 | 73.57 | 7 | 0
2015 | MAPP_US_2_MAPP_CA | MAPP_US | MAPP_CA | Internal | Summer | B2 | 25 | 165 | 0 | 81.1 | 74.1 | 7 | 0
2015 | MAPP_US_2_MAPP_CA | MAPP_US | MAPP_CA | Internal | Summer | B3 | 75 | 165 | 0 | 81.1 | 73.8 | 7 | 0
2015 | MAPP_US_2_MAPP_CA | MAPP_US | MAPP_CA | Internal | Summer | B4 | 100 | 165 | 0 | 77.21 | 72.48 | 7 | 0
2015 | MAPP_US_2_MAPP_CA | MAPP_US | MAPP_CA | Internal | Summer | B5 | 200 | 165 | 0 | 72.03 | 66.32 | 7 | 0
2015 | MAPP_US_2_MAPP_CA | MAPP_US | MAPP_CA | Internal | Summer | B6 | 300 | 165 | 0 | 58.11 | 63.05 | 7 | 0
2015 | MAPP_US_2_MAPP_CA | MAPP_US | MAPP_CA | Internal | Summer | B7 | 400 | 165 | 0 | 49.44 | 53.31 | 7 | 0
2015 | MAPP_US_2_MAPP_CA | MAPP_US | MAPP_CA | Internal | Summer | B8 | 500 | 165 | 0 | 47.35 | 52.07 | 7 | 0
2015 | MAPP_US_2_MAPP_CA | MAPP_US | MAPP_CA | Internal | Summer | B9 | 800 | 165 | 0 | 47.35 | 50.5 | 7 | 0
2015 | MAPP_US_2_MAPP_CA | MAPP_US | MAPP_CA | Internal | Summer | B10 | 1262 | 165 | 0 | 47.35 | 50.5 | 7 | 0
2015 | MAPP_US_2_MAPP_CA | MAPP_US | MAPP_CA | Internal | Winter | B16 | 25 | 165 | 0.47 | 64.76 | 71.74 | 7 | 0
2015 | MAPP_US_2_MAPP_CA | MAPP_US | MAPP_CA | Internal | Winter | B17 | 100 | 165 | 0.13 | 57.32 | 64.31 | 7 | 0
2015 | MAPP_US_2_MAPP_CA | MAPP_US | MAPP_CA | Internal | Winter | B18 | 400 | 165 | 0 | 55.08 | 56.81 | 7 | 0
2015 | MAPP_US_2_MAPP_CA | MAPP_US | MAPP_CA | Internal | Winter | B19 | 700 | 165 | 0 | 55.08 | 54.91 | 7 | 0
2015 | MAPP_US_2_MAPP_CA | MAPP_US | MAPP_CA | Internal | Winter | B20 | 935 | 165 | 0 | 55.08 | 54.91 | 7 | 0
2015 | MAPP_US_2_MISO_W | MAPP_US | MISO_W | Internal | Shoulder | B11 | 25 | 2635 | 0 | 72.14 | 74.92 | 7 | 0
2015 | MAPP_US_2_MISO_W | MAPP_US | MISO_W | Internal | Shoulder | B12 | 200 | 2635 | 740.82 | 53.2 | 60.2 | 7 | 0
2015 | MAPP_US_2_MISO_W | MAPP_US | MISO_W | Internal | Shoulder | B13 | 600 | 2635 | 0 | 51.32 | 55.18 | 7 | 0
2015 | MAPP_US_2_MISO_W | MAPP_US | MISO_W | Internal | Shoulder | B14 | 900 | 2635 | 0 | 51.32 | 54.62 | 7 | 0
2015 | MAPP_US_2_MISO_W | MAPP_US | MISO_W | Internal | Shoulder | B15 | 1203 | 2635 | 0 | 51.32 | 51.62 | 7 | 0
2015 | MAPP_US_2_MISO_W | MAPP_US | MISO_W | Internal | Summer | B1 | 10 | 2635 | 759.15 | 81.57 | 88.57 | 7 | 0
2015 | MAPP_US_2_MISO_W | MAPP_US | MISO_W | Internal | Summer | B2 | 25 | 2635 | 0 | 81.1 | 85.53 | 7 | 0
2015 | MAPP_US_2_MISO_W | MAPP_US | MISO_W | Internal | Summer | B3 | 75 | 2635 | 0 | 81.1 | 85.45 | 7 | 0
2015 | MAPP_US_2_MISO_W | MAPP_US | MISO_W | Internal | Summer | B4 | 100 | 2635 | 0 | 77.21 | 83.3 | 7 | 0
2015 | MAPP_US_2_MISO_W | MAPP_US | MISO_W | Internal | Summer | B5 | 200 | 2635 | 0 | 72.03 | 72.04 | 7 | 0
2015 | MAPP_US_2_MISO_W | MAPP_US | MISO_W | Internal | Summer | B6 | 300 | 2635 | 0 | 58.11 | 63.06 | 7 | 0
2015 | MAPP_US_2_MISO_W | MAPP_US | MISO_W | Internal | Summer | B7 | 400 | 2635 | 0 | 49.44 | 53.32 | 7 | 0
2015 | MAPP_US_2_MISO_W | MAPP_US | MISO_W | Internal | Summer | B8 | 500 | 2635 | 0 | 47.35 | 52.08 | 7 | 0
2015 | MAPP_US_2_MISO_W | MAPP_US | MISO_W | Internal | Summer | B9 | 800 | 2635 | 0 | 47.35 | 50.51 | 7 | 0
2015 | MAPP_US_2_MISO_W | MAPP_US | MISO_W | Internal | Summer | B10 | 1262 | 2635 | 0 | 47.35 | 48.07 | 7 | 0
2015 | MAPP_US_2_MISO_W | MAPP_US | MISO_W | Internal | Winter | B16 | 25 | 2635 | 1244.98 | 64.76 | 71.76 | 7 | 0
2015 | MAPP_US_2_MISO_W | MAPP_US | MISO_W | Internal | Winter | B17 | 100 | 2635 | 1010.97 | 57.32 | 64.32 | 7 | 0
2015 | MAPP_US_2_MISO_W | MAPP_US | MISO_W | Internal | Winter | B18 | 400 | 2635 | 0 | 55.08 | 56.82 | 7 | 0
2015 | MAPP_US_2_MISO_W | MAPP_US | MISO_W | Internal | Winter | B19 | 700 | 2635 | 0 | 55.08 | 54.89 | 7 | 0
2015 | MAPP_US_2_MISO_W | MAPP_US | MISO_W | Internal | Winter | B20 | 935 | 2635 | 0 | 55.08 | 50.68 | 7 | 0
2015 | MAPP_US_2_NE | MAPP_US | NE | Internal | Shoulder | B11 | 25 | 2000 | 1434.35 | 72.14 | 79.14 | 7 | 0
2015 | MAPP_US_2_NE | MAPP_US | NE | Internal | Shoulder | B12 | 200 | 2000 | 4.97 | 53.2 | 60.2 | 7 | 0
2015 | MAPP_US_2_NE | MAPP_US | NE | Internal | Shoulder | B13 | 600 | 2000 | 0 | 51.32 | 57.89 | 7 | 0
2015 | MAPP_US_2_NE | MAPP_US | NE | Internal | Shoulder | B14 | 900 | 2000 | 0 | 51.32 | 55.34 | 7 | 0
2015 | MAPP_US_2_NE | MAPP_US | NE | Internal | Shoulder | B15 | 1203 | 2000 | 0 | 51.32 | 55.32 | 7 | 0
2015 | MAPP_US_2_NE | MAPP_US | NE | Internal | Summer | B1 | 10 | 2000 | 537.69 | 81.57 | 88.57 | 7 | 0
2015 | MAPP_US_2_NE | MAPP_US | NE | Internal | Summer | B2 | 25 | 2000 | 1282.32 | 81.1 | 88.1 | 7 | 0
2015 | MAPP_US_2_NE | MAPP_US | NE | Internal | Summer | B3 | 75 | 2000 | 1310.83 | 81.1 | 88.1 | 7 | 0
2015 | MAPP_US_2_NE | MAPP_US | NE | Internal | Summer | B4 | 100 | 2000 | 949.49 | 77.21 | 84.21 | 7 | 0
2015 | MAPP_US_2_NE | MAPP_US | NE | Internal | Summer | B5 | 200 | 2000 | 1060.11 | 72.03 | 79.03 | 7 | 0
2015 | MAPP_US_2_NE | MAPP_US | NE | Internal | Summer | B6 | 300 | 2000 | 932.17 | 58.11 | 65.11 | 7 | 0
2015 | MAPP_US_2_NE | MAPP_US | NE | Internal | Summer | B7 | 400 | 2000 | 964.4 | 49.44 | 56.44 | 7 | 0
2015 | MAPP_US_2_NE | MAPP_US | NE | Internal | Summer | B8 | 500 | 2000 | 901.29 | 47.35 | 54.35 | 7 | 0
2015 | MAPP_US_2_NE | MAPP_US | NE | Internal | Summer | B9 | 800 | 2000 | 0 | 47.35 | 54.05 | 7 | 0
2015 | MAPP_US_2_NE | MAPP_US | NE | Internal | Summer | B10 | 1262 | 2000 | 0 | 47.35 | 53.93 | 7 | 0
2015 | MAPP_US_2_NE | MAPP_US | NE | Internal | Winter | B16 | 25 | 2000 | 0 | 64.76 | 69.44 | 7 | 0
2015 | MAPP_US_2_NE | MAPP_US | NE | Internal | Winter | B17 | 100 | 2000 | 0 | 57.32 | 59.32 | 7 | 0
2015 | MAPP_US_2_NE | MAPP_US | NE | Internal | Winter | B18 | 400 | 2000 | 0 | 55.08 | 57.8 | 7 | 0
2015 | MAPP_US_2_NE | MAPP_US | NE | Internal | Winter | B19 | 700 | 2000 | 0 | 55.08 | 57.75 | 7 | 0
2015 | MAPP_US_2_NE | MAPP_US | NE | Internal | Winter | B20 | 935 | 2000 | 0 | 55.08 | 54.11 | 7 | 0
2015 | MARITIMES_2_NEISO | MARITIMES | NEISO | Internal | Shoulder | B11 | 25 | 99999 | 1400 | 53.77 | 53.78 | 0.01 | 0
2015 | MARITIMES_2_NEISO | MARITIMES | NEISO | Internal | Shoulder | B12 | 200 | 99999 | 1400 | 53.77 | 53.78 | 0.01 | 0
2015 | MARITIMES_2_NEISO | MARITIMES | NEISO | Internal | Shoulder | B13 | 600 | 99999 | 1400 | 53.77 | 53.78 | 0.01 | 0
2015 | MARITIMES_2_NEISO | MARITIMES | NEISO | Internal | Shoulder | B14 | 900 | 99999 | 1400 | 53.77 | 53.78 | 0.01 | 0
2015 | MARITIMES_2_NEISO | MARITIMES | NEISO | Internal | Shoulder | B15 | 1203 | 99999 | 426.43 | 53.77 | 53.78 | 0.01 | 0
2015 | MARITIMES_2_NEISO | MARITIMES | NEISO | Internal | Summer | B1 | 10 | 99999 | 1400.06 | 83.04 | 83.05 | 0.01 | 0
2015 | MARITIMES_2_NEISO | MARITIMES | NEISO | Internal | Summer | B2 | 25 | 99999 | 1400 | 76.56 | 76.57 | 0.01 | 0
2015 | MARITIMES_2_NEISO | MARITIMES | NEISO | Internal | Summer | B3 | 75 | 99999 | 1400 | 70.47 | 70.49 | 0.01 | 0
2015 | MARITIMES_2_NEISO | MARITIMES | NEISO | Internal | Summer | B4 | 100 | 99999 | 1400 | 56.72 | 56.73 | 0.01 | 0
2015 | MARITIMES_2_NEISO | MARITIMES | NEISO | Internal | Summer | B5 | 200 | 99999 | 1400 | 51.07 | 51.08 | 0.01 | 0
2015 | MARITIMES_2_NEISO | MARITIMES | NEISO | Internal | Summer | B6 | 300 | 99999 | 1400 | 51.07 | 51.08 | 0.01 | 0
2015 | MARITIMES_2_NEISO | MARITIMES | NEISO | Internal | Summer | B7 | 400 | 99999 | 1400 | 51.07 | 51.08 | 0.01 | 0
2015 | MARITIMES_2_NEISO | MARITIMES | NEISO | Internal | Summer | B8 | 500 | 99999 | 1400 | 51.07 | 51.08 | 0.01 | 0
2015 | MARITIMES_2_NEISO | MARITIMES | NEISO | Internal | Summer | B9 | 800 | 99999 | 1400 | 51.07 | 51.08 | 0.01 | 0
2015 | MARITIMES_2_NEISO | MARITIMES | NEISO | Internal | Summer | B10 | 1262 | 99999 | 236.13 | 51.07 | 51.08 | 0.01 | 0
2015 | MARITIMES_2_NEISO | MARITIMES | NEISO | Internal | Winter | B16 | 25 | 99999 | 1400 | 62.16 | 62.17 | 0.01 | 0
2015 | MARITIMES_2_NEISO | MARITIMES | NEISO | Internal | Winter | B17 | 100 | 99999 | 1400 | 62.16 | 62.17 | 0.01 | 0
2015 | MARITIMES_2_NEISO | MARITIMES | NEISO | Internal | Winter | B18 | 400 | 99999 | 1400 | 62.16 | 62.17 | 0.01 | 0
2015 | MARITIMES_2_NEISO | MARITIMES | NEISO | Internal | Winter | B19 | 700 | 99999 | 1400 | 62.16 | 62.17 | 0.01 | 0
2015 | MARITIMES_2_NEISO | MARITIMES | NEISO | Internal | Winter | B20 | 935 | 99999 | 475.94 | 62.16 | 62.17 | 0.01 | 0
2015 | MISO_IN_2_MISO_MI | MISO_IN | MISO_MI | Internal | Shoulder | B11 | 25 | 5768 | 0 | 74.94 | 71.22 | 0.01 | 0
2015 | MISO_IN_2_MISO_MI | MISO_IN | MISO_MI | Internal | Shoulder | B12 | 200 | 5768 | 0.04 | 64.03 | 64.02 | 0.01 | 0
2015 | MISO_IN_2_MISO_MI | MISO_IN | MISO_MI | Internal | Shoulder | B13 | 600 | 5768 | 113.35 | 55.48 | 55.49 | 0.01 | 0
2015 | MISO_IN_2_MISO_MI | MISO_IN | MISO_MI | Internal | Shoulder | B14 | 900 | 5768 | 18.37 | 54.64 | 54.65 | 0.01 | 0
2015 | MISO_IN_2_MISO_MI | MISO_IN | MISO_MI | Internal | Shoulder | B15 | 1203 | 5768 | 481.97 | 51.62 | 51.63 | 0.01 | 0
2015 | MISO_IN_2_MISO_MI | MISO_IN | MISO_MI | Internal | Summer | B1 | 10 | 5768 | 0.57 | 88.58 | 88.57 | 0.01 | 0
2015 | MISO_IN_2_MISO_MI | MISO_IN | MISO_MI | Internal | Summer | B2 | 25 | 5768 | 0.27 | 88.43 | 88.42 | 0.01 | 0
2015 | MISO_IN_2_MISO_MI | MISO_IN | MISO_MI | Internal | Summer | B3 | 75 | 5768 | 0 | 85.47 | 84.29 | 0.01 | 0
2015 | MISO_IN_2_MISO_MI | MISO_IN | MISO_MI | Internal | Summer | B4 | 100 | 5768 | 0.07 | 83.32 | 83.31 | 0.01 | 0
2015 | MISO_IN_2_MISO_MI | MISO_IN | MISO_MI | Internal | Summer | B5 | 200 | 5768 | 0.04 | 72.05 | 72.04 | 0.01 | 0
2015 | MISO_IN_2_MISO_MI | MISO_IN | MISO_MI | Internal | Summer | B6 | 300 | 5768 | 0.03 | 63.06 | 63.05 | 0.01 | 0
2015 | MISO_IN_2_MISO_MI | MISO_IN | MISO_MI | Internal | Summer | B7 | 400 | 5768 | 358.98 | 53.33 | 53.35 | 0.01 | 0
2015 | MISO_IN_2_MISO_MI | MISO_IN | MISO_MI | Internal | Summer | B8 | 500 | 5768 | 476.83 | 52.08 | 52.09 | 0.01 | 0
2015 | MISO_IN_2_MISO_MI | MISO_IN | MISO_MI | Internal | Summer | B9 | 800 | 5768 | 1106.47 | 50.66 | 50.68 | 0.01 | 0
2015 | MISO_IN_2_MISO_MI | MISO_IN | MISO_MI | Internal | Summer | B10 | 1262 | 5768 | 1206.19 | 48.93 | 48.95 | 0.01 | 0
2015 | MISO_IN_2_MISO_MI | MISO_IN | MISO_MI | Internal | Winter | B16 | 25 | 5768 | 0.17 | 71.78 | 71.76 | 0.01 | 0
2015 | MISO_IN_2_MISO_MI | MISO_IN | MISO_MI | Internal | Winter | B17 | 100 | 5768 | 0.08 | 66.31 | 66.3 | 0.01 | 0
2015 | MISO_IN_2_MISO_MI | MISO_IN | MISO_MI | Internal | Winter | B18 | 400 | 5768 | 0.04 | 56.83 | 56.83 | 0.01 | 0
2015 | MISO_IN_2_MISO_MI | MISO_IN | MISO_MI | Internal | Winter | B19 | 700 | 5768 | 0.01 | 54.89 | 54.88 | 0.01 | 0
2015 | MISO_IN_2_MISO_MI | MISO_IN | MISO_MI | Internal | Winter | B20 | 935 | 5768 | 1497.23 | 51.21 | 51.23 | 0.01 | 0
2015 | MISO_IN_2_MISO_MO-IL | MISO_IN | MISO_MO-IL | Internal | Shoulder | B11 | 25 | 5000 | 0.3 | 74.94 | 74.93 | 0.01 | 0
2015 | MISO_IN_2_MISO_MO-IL | MISO_IN | MISO_MO-IL | Internal | Shoulder | B12 | 200 | 5000 | 0 | 64.03 | 60.21 | 0.01 | 0
2015 | MISO_IN_2_MISO_MO-IL | MISO_IN | MISO_MO-IL | Internal | Shoulder | B13 | 600 | 5000 | 0 | 55.48 | 55.19 | 0.01 | 0
2015 | MISO_IN_2_MISO_MO-IL | MISO_IN | MISO_MO-IL | Internal | Shoulder | B14 | 900 | 5000 | 0 | 54.64 | 54.62 | 0.01 | 0
2015 | MISO_IN_2_MISO_MO-IL | MISO_IN | MISO_MO-IL | Internal | Shoulder | B15 | 1203 | 5000 | 0 | 51.62 | 51.61 | 0.01 | 0
2015 | MISO_IN_2_MISO_MO-IL | MISO_IN | MISO_MO-IL | Internal | Summer | B1 | 10 | 5000 | 0.56 | 88.58 | 88.57 | 0.01 | 0
2015 | MISO_IN_2_MISO_MO-IL | MISO_IN | MISO_MO-IL | Internal | Summer | B2 | 25 | 5000 | 0 | 88.43 | 85.54 | 0.01 | 0
2015 | MISO_IN_2_MISO_MO-IL | MISO_IN | MISO_MO-IL | Internal | Summer | B3 | 75 | 5000 | 0.1 | 85.47 | 85.46 | 0.01 | 0
2015 | MISO_IN_2_MISO_MO-IL | MISO_IN | MISO_MO-IL | Internal | Summer | B4 | 100 | 5000 | 0.07 | 83.32 | 83.31 | 0.01 | 0
2015 | MISO_IN_2_MISO_MO-IL | MISO_IN | MISO_MO-IL | Internal | Summer | B5 | 200 | 5000 | 0.04 | 72.05 | 72.04 | 0.01 | 0
2015 | MISO_IN_2_MISO_MO-IL | MISO_IN | MISO_MO-IL | Internal | Summer | B6 | 300 | 5000 | 0.02 | 63.06 | 63.05 | 0.01 | 0
2015 | MISO_IN_2_MISO_MO-IL | MISO_IN | MISO_MO-IL | Internal | Summer | B7 | 400 | 5000 | 0.02 | 53.33 | 53.32 | 0.01 | 0
2015 | MISO_IN_2_MISO_MO-IL | MISO_IN | MISO_MO-IL | Internal | Summer | B8 | 500 | 5000 | 0.02 | 52.08 | 52.07 | 0.01 | 0
2015 | MISO_IN_2_MISO_MO-IL | MISO_IN | MISO_MO-IL | Internal | Summer | B9 | 800 | 5000 | 0 | 50.66 | 50.53 | 0.01 | 0
2015 | MISO_IN_2_MISO_MO-IL | MISO_IN | MISO_MO-IL | Internal | Summer | B10 | 1262 | 5000 | 0 | 48.93 | 48.06 | 0.01 | 0
2015 | MISO_IN_2_MISO_MO-IL | MISO_IN | MISO_MO-IL | Internal | Winter | B16 | 25 | 5000 | 0.24 | 71.78 | 71.77 | 0.01 | 0
2015 | MISO_IN_2_MISO_MO-IL | MISO_IN | MISO_MO-IL | Internal | Winter | B17 | 100 | 5000 | 0 | 66.31 | 64.33 | 0.01 | 0
2015 | MISO_IN_2_MISO_MO-IL | MISO_IN | MISO_MO-IL | Internal | Winter | B18 | 400 | 5000 | 0.02 | 56.83 | 56.82 | 0.01 | 0
2015 | MISO_IN_2_MISO_MO-IL | MISO_IN | MISO_MO-IL | Internal | Winter | B19 | 700 | 5000 | 0.01 | 54.89 | 54.88 | 0.01 | 0
2015 | MISO_IN_2_MISO_MO-IL | MISO_IN | MISO_MO-IL | Internal | Winter | B20 | 935 | 5000 | 0 | 51.21 | 50.68 | 0.01 | 0
2015 | MISO_IN_2_NonRTO_Midwest | MISO_IN | NonRTO_Midwest | Internal | Shoulder | B11 | 25 | 4800 | 962.6 | 74.94 | 82.94 | 8 | 0
2015 | MISO_IN_2_NonRTO_Midwest | MISO_IN | NonRTO_Midwest | Internal | Shoulder | B12 | 200 | 4800 | 443.33 | 64.03 | 72.03 | 8 | 0
2015 | MISO_IN_2_NonRTO_Midwest | MISO_IN | NonRTO_Midwest | Internal | Shoulder | B13 | 600 | 4800 | 0 | 55.48 | 62.38 | 8 | 0
2015 | MISO_IN_2_NonRTO_Midwest | MISO_IN | NonRTO_Midwest | Internal | Shoulder | B14 | 900 | 4800 | 0 | 54.64 | 52.47 | 8 | 0
2015 | MISO_IN_2_NonRTO_Midwest | MISO_IN | NonRTO_Midwest | Internal | Shoulder | B15 | 1203 | 4800 | 0 | 51.62 | 51.72 | 8 | 0
2015 | MISO_IN_2_NonRTO_Midwest | MISO_IN | NonRTO_Midwest | Internal | Summer | B1 | 10 | 4800 | 0 | 88.58 | 93.03 | 8 | 0
2015 | MISO_IN_2_NonRTO_Midwest | MISO_IN | NonRTO_Midwest | Internal | Summer | B2 | 25 | 4800 | 0 | 88.43 | 93.03 | 8 | 0
2015 | MISO_IN_2_NonRTO_Midwest | MISO_IN | NonRTO_Midwest | Internal | Summer | B3 | 75 | 4800 | 0 | 85.47 | 93.03 | 8 | 0
2015 | MISO_IN_2_NonRTO_Midwest | MISO_IN | NonRTO_Midwest | Internal | Summer | B4 | 100 | 4800 | 791.51 | 83.32 | 91.32 | 8 | 0
2015 | MISO_IN_2_NonRTO_Midwest | MISO_IN | NonRTO_Midwest | Internal | Summer | B5 | 200 | 4800 | 481.02 | 72.05 | 80.05 | 8 | 0
2015 | MISO_IN_2_NonRTO_Midwest | MISO_IN | NonRTO_Midwest | Internal | Summer | B6 | 300 | 4800 | 0 | 63.06 | 64.85 | 8 | 0
2015 | MISO_IN_2_NonRTO_Midwest | MISO_IN | NonRTO_Midwest | Internal | Summer | B7 | 400 | 4800 | 0 | 53.33 | 51.87 | 8 | 0
2015 | MISO_IN_2_NonRTO_Midwest | MISO_IN | NonRTO_Midwest | Internal | Summer | B8 | 500 | 4800 | 0 | 52.08 | 51.72 | 8 | 0
2015 | MISO_IN_2_NonRTO_Midwest | MISO_IN | NonRTO_Midwest | Internal | Summer | B9 | 800 | 4800 | 0 | 50.66 | 50.5 | 8 | 0
2015 | MISO_IN_2_NonRTO_Midwest | MISO_IN | NonRTO_Midwest | Internal | Summer | B10 | 1262 | 4800 | 0 | 48.93 | 49.93 | 8 | 0
2015 | MISO_IN_2_NonRTO_Midwest | MISO_IN | NonRTO_Midwest | Internal | Winter | B16 | 25 | 4800 | 2114.59 | 71.78 | 79.78 | 8 | 0
2015 | MISO_IN_2_NonRTO_Midwest | MISO_IN | NonRTO_Midwest | Internal | Winter | B17 | 100 | 4800 | 1015.7 | 66.31 | 74.31 | 8 | 0
2015 | MISO_IN_2_NonRTO_Midwest | MISO_IN | NonRTO_Midwest | Internal | Winter | B18 | 400 | 4800 | 269.5 | 56.83 | 64.83 | 8 | 0
2015 | MISO_IN_2_NonRTO_Midwest | MISO_IN | NonRTO_Midwest | Internal | Winter | B19 | 700 | 4800 | 0 | 54.89 | 52.15 | 8 | 0
2015 | MISO_IN_2_NonRTO_Midwest | MISO_IN | NonRTO_Midwest | Internal | Winter | B20 | 935 | 4800 | 0 | 51.21 | 52.15 | 8 | 0
2015 | MISO_IN_2_PJM_ROR | MISO_IN | PJM_ROR | Internal | Shoulder | B11 | 25 | 1253 | 0 | 74.94 | 72.94 | 2 | 0
2015 | MISO_IN_2_PJM_ROR | MISO_IN | PJM_ROR | Internal | Shoulder | B12 | 200 | 1253 | 0 | 64.03 | 62.2 | 2 | 0
2015 | MISO_IN_2_PJM_ROR | MISO_IN | PJM_ROR | Internal | Shoulder | B13 | 600 | 1253 | 0 | 55.48 | 57.18 | 2 | 0
2015 | MISO_IN_2_PJM_ROR | MISO_IN | PJM_ROR | Internal | Shoulder | B14 | 900 | 1253 | 0.02 | 54.64 | 56.62 | 2 | 0
2015 | MISO_IN_2_PJM_ROR | MISO_IN | PJM_ROR | Internal | Shoulder | B15 | 1203 | 1253 | 0 | 51.62 | 52.92 | 2 | 0
2015 | MISO_IN_2_PJM_ROR | MISO_IN | PJM_ROR | Internal | Summer | B1 | 10 | 1253 | 1.12 | 88.58 | 90.57 | 2 | 0
2015 | MISO_IN_2_PJM_ROR | MISO_IN | PJM_ROR | Internal | Summer | B2 | 25 | 1253 | 0 | 88.43 | 87.53 | 2 | 0
2015 | MISO_IN_2_PJM_ROR | MISO_IN | PJM_ROR | Internal | Summer | B3 | 75 | 1253 | 0 | 85.47 | 86.28 | 2 | 0
2015 | MISO_IN_2_PJM_ROR | MISO_IN | PJM_ROR | Internal | Summer | B4 | 100 | 1253 | 0 | 83.32 | 83.92 | 2 | 0
2015 | MISO_IN_2_PJM_ROR | MISO_IN | PJM_ROR | Internal | Summer | B5 | 200 | 1253 | 0.07 | 72.05 | 74.04 | 2 | 0
2015 | MISO_IN_2_PJM_ROR | MISO_IN | PJM_ROR | Internal | Summer | B6 | 300 | 1253 | 0 | 63.06 | 63.84 | 2 | 0
2015 | MISO_IN_2_PJM_ROR | MISO_IN | PJM_ROR | Internal | Summer | B7 | 400 | 1253 | 0.04 | 53.33 | 55.32 | 2 | 0
2015 | MISO_IN_2_PJM_ROR | MISO_IN | PJM_ROR | Internal | Summer | B8 | 500 | 1253 | 128.93 | 52.08 | 54.08 | 2 | 0
2015 | MISO_IN_2_PJM_ROR | MISO_IN | PJM_ROR | Internal | Summer | B9 | 800 | 1253 | 0 | 50.66 | 51.62 | 2 | 0
2015 | MISO_IN_2_PJM_ROR | MISO_IN | PJM_ROR | Internal | Summer | B10 | 1262 | 1253 | 0 | 48.93 | 49.36 | 2 | 0
2015 | MISO_IN_2_PJM_ROR | MISO_IN | PJM_ROR | Internal | Winter | B16 | 25 | 1253 | 0.24 | 71.78 | 73.76 | 2 | 0
2015 | MISO_IN_2_PJM_ROR | MISO_IN | PJM_ROR | Internal | Winter | B17 | 100 | 1253 | 0 | 66.31 | 66.32 | 2 | 0
2015 | MISO_IN_2_PJM_ROR | MISO_IN | PJM_ROR | Internal | Winter | B18 | 400 | 1253 | 0.04 | 56.83 | 58.82 | 2 | 0
2015 | MISO_IN_2_PJM_ROR | MISO_IN | PJM_ROR | Internal | Winter | B19 | 700 | 1253 | 0.02 | 54.89 | 56.88 | 2 | 0
2015 | MISO_IN_2_PJM_ROR | MISO_IN | PJM_ROR | Internal | Winter | B20 | 935 | 1253 | 0 | 51.21 | 51.95 | 2 | 0
2015 | MISO_MI_2_IESO | MISO_MI | IESO | Internal | Shoulder | B11 | 25 | 2331 | 0 | 71.22 | 44.63 | 8 | 0
2015 | MISO_MI_2_IESO | MISO_MI | IESO | Internal | Shoulder | B12 | 200 | 2331 | 0 | 64.02 | 44.63 | 8 | 0
2015 | MISO_MI_2_IESO | MISO_MI | IESO | Internal | Shoulder | B13 | 600 | 2331 | 0 | 55.49 | 44.63 | 8 | 0
2015 | MISO_MI_2_IESO | MISO_MI | IESO | Internal | Shoulder | B14 | 900 | 2331 | 0 | 54.65 | 44.63 | 8 | 0
2015 | MISO_MI_2_IESO | MISO_MI | IESO | Internal | Shoulder | B15 | 1203 | 2331 | 0 | 51.63 | 44.63 | 8 | 0
2015 | MISO_MI_2_IESO | MISO_MI | IESO | Internal | Summer | B1 | 10 | 2331 | 0 | 88.57 | 81.57 | 8 | 0
2015 | MISO_MI_2_IESO | MISO_MI | IESO | Internal | Summer | B2 | 25 | 2331 | 0 | 88.42 | 78.53 | 8 | 0
2015 | MISO_MI_2_IESO | MISO_MI | IESO | Internal | Summer | B3 | 75 | 2331 | 0 | 84.29 | 66.8 | 8 | 0
2015 | MISO_MI_2_IESO | MISO_MI | IESO | Internal | Summer | B4 | 100 | 2331 | 0 | 83.31 | 66.3 | 8 | 0
2015 | MISO_MI_2_IESO | MISO_MI | IESO | Internal | Summer | B5 | 200 | 2331 | 0 | 72.04 | 59.03 | 8 | 0
2015 | MISO_MI_2_IESO | MISO_MI | IESO | Internal | Summer | B6 | 300 | 2331 | 0 | 63.05 | 44.75 | 8 | 0
2015 | MISO_MI_2_IESO | MISO_MI | IESO | Internal | Summer | B7 | 400 | 2331 | 0 | 53.35 | 41.95 | 8 | 0
2015 | MISO_MI_2_IESO | MISO_MI | IESO | Internal | Summer | B8 | 500 | 2331 | 0 | 52.09 | 41.95 | 8 | 0
2015 | MISO_MI_2_IESO | MISO_MI | IESO | Internal | Summer | B9 | 800 | 2331 | 0 | 50.68 | 41.95 | 8 | 0
2015 | MISO_MI_2_IESO | MISO_MI | IESO | Internal | Summer | B10 | 1262 | 2331 | 0 | 48.95 | 41.95 | 8 | 0
2015 | MISO_MI_2_IESO | MISO_MI | IESO | Internal | Winter | B16 | 25 | 2331 | 0 | 71.76 | 58.38 | 8 | 0
2015 | MISO_MI_2_IESO | MISO_MI | IESO | Internal | Winter | B17 | 100 | 2331 | 0 | 66.3 | 49.48 | 8 | 0
2015 | MISO_MI_2_IESO | MISO_MI | IESO | Internal | Winter | B18 | 400 | 2331 | 0 | 56.83 | 44.23 | 8 | 0
2015 | MISO_MI_2_IESO | MISO_MI | IESO | Internal | Winter | B19 | 700 | 2331 | 0 | 54.88 | 44.23 | 8 | 0
2015 | MISO_MI_2_IESO | MISO_MI | IESO | Internal | Winter | B20 | 935 | 2331 | 0 | 51.23 | 44.23 | 8 | 0
2015 | MISO_MI_2_MISO_IN | MISO_MI | MISO_IN | Internal | Shoulder | B11 | 25 | 2813 | 2813 | 71.22 | 74.94 | 0.01 | 3.71
2015 | MISO_MI_2_MISO_IN | MISO_MI | MISO_IN | Internal | Shoulder | B12 | 200 | 2813 | 318.95 | 64.02 | 64.03 | 0.01 | 0
2015 | MISO_MI_2_MISO_IN | MISO_MI | MISO_IN | Internal | Shoulder | B13 | 600 | 2813 | 0.02 | 55.49 | 55.48 | 0.01 | 0
2015 | MISO_MI_2_MISO_IN | MISO_MI | MISO_IN | Internal | Shoulder | B14 | 900 | 2813 | 0.01 | 54.65 | 54.64 | 0.01 | 0
2015 | MISO_MI_2_MISO_IN | MISO_MI | MISO_IN | Internal | Shoulder | B15 | 1203 | 2813 | 0 | 51.63 | 51.62 | 0.01 | 0
2015 | MISO_MI_2_MISO_IN | MISO_MI | MISO_IN | Internal | Summer | B1 | 10 | 2813 | 2517.63 | 88.57 | 88.58 | 0.01 | 0
2015 | MISO_MI_2_MISO_IN | MISO_MI | MISO_IN | Internal | Summer | B2 | 25 | 2813 | 2172.39 | 88.42 | 88.43 | 0.01 | 0
2015 | MISO_MI_2_MISO_IN | MISO_MI | MISO_IN | Internal | Summer | B3 | 75 | 2813 | 2813 | 84.29 | 85.47 | 0.01 | 1.17
2015 | MISO_MI_2_MISO_IN | MISO_MI | MISO_IN | Internal | Summer | B4 | 100 | 2813 | 2076.72 | 83.31 | 83.32 | 0.01 | 0
2015 | MISO_MI_2_MISO_IN | MISO_MI | MISO_IN | Internal | Summer | B5 | 200 | 2813 | 1921.2 | 72.04 | 72.05 | 0.01 | 0
2015 | MISO_MI_2_MISO_IN | MISO_MI | MISO_IN | Internal | Summer | B6 | 300 | 2813 | 145.92 | 63.05 | 63.06 | 0.01 | 0
2015 | MISO_MI_2_MISO_IN | MISO_MI | MISO_IN | Internal | Summer | B7 | 400 | 2813 | 0.02 | 53.35 | 53.33 | 0.01 | 0
2015 | MISO_MI_2_MISO_IN | MISO_MI | MISO_IN | Internal | Summer | B8 | 500 | 2813 | 0.02 | 52.09 | 52.08 | 0.01 | 0
2015 | MISO_MI_2_MISO_IN | MISO_MI | MISO_IN | Internal | Summer | B9 | 800 | 2813 | 0.01 | 50.68 | 50.66 | 0.01 | 0
2015 | MISO_MI_2_MISO_IN | MISO_MI | MISO_IN | Internal | Summer | B10 | 1262 | 2813 | 0 | 48.95 | 48.93 | 0.01 | 0
2015 | MISO_MI_2_MISO_IN | MISO_MI | MISO_IN | Internal | Winter | B16 | 25 | 2813 | 2812.48 | 71.76 | 71.78 | 0.01 | 0.01
2015 | MISO_MI_2_MISO_IN | MISO_MI | MISO_IN | Internal | Winter | B17 | 100 | 2813 | 682.05 | 66.3 | 66.31 | 0.01 | 0
2015 | MISO_MI_2_MISO_IN | MISO_MI | MISO_IN | Internal | Winter | B18 | 400 | 2813 | 0.04 | 56.83 | 56.83 | 0.01 | 0
2015 | MISO_MI_2_MISO_IN | MISO_MI | MISO_IN | Internal | Winter | B19 | 700 | 2813 | 117.89 | 54.88 | 54.89 | 0.01 | 0
2015 | MISO_MI_2_MISO_IN | MISO_MI | MISO_IN | Internal | Winter | B20 | 935 | 2813 | 0 | 51.23 | 51.21 | 0.01 | 0
2015 | MISO_MI_2_MISO_WUMS | MISO_MI | MISO_WUMS | Internal | Shoulder | B11 | 25 | 805 | 0.02 | 71.22 | 70.94 | 0.01 | 0
2015 | MISO_MI_2_MISO_WUMS | MISO_MI | MISO_WUMS | Internal | Shoulder | B12 | 200 | 805 | 0 | 64.02 | 60.19 | 0.01 | 0
2015 | MISO_MI_2_MISO_WUMS | MISO_MI | MISO_WUMS | Internal | Shoulder | B13 | 600 | 805 | 0 | 55.49 | 55.18 | 0.01 | 0
2015 | MISO_MI_2_MISO_WUMS | MISO_MI | MISO_WUMS | Internal | Shoulder | B14 | 900 | 805 | 0 | 54.65 | 54.62 | 0.01 | 0
2015 | MISO_MI_2_MISO_WUMS | MISO_MI | MISO_WUMS | Internal | Shoulder | B15 | 1203 | 805 | 0 | 51.63 | 51.61 | 0.01 | 0
2015 | MISO_MI_2_MISO_WUMS | MISO_MI | MISO_WUMS | Internal | Summer | B1 | 10 | 805 | 0.59 | 88.57 | 88.55 | 0.01 | 0
2015 | MISO_MI_2_MISO_WUMS | MISO_MI | MISO_WUMS | Internal | Summer | B2 | 25 | 805 | 0 | 88.42 | 85.53 | 0.01 | 0
2015 | MISO_MI_2_MISO_WUMS | MISO_MI | MISO_WUMS | Internal | Summer | B3 | 75 | 805 | 0.09 | 84.29 | 84.28 | 0.01 | 0
2015 | MISO_MI_2_MISO_WUMS | MISO_MI | MISO_WUMS | Internal | Summer | B4 | 100 | 805 | 0 | 83.31 | 81.92 | 0.01 | 0
2015 | MISO_MI_2_MISO_WUMS | MISO_MI | MISO_WUMS | Internal | Summer | B5 | 200 | 805 | 0.04 | 72.04 | 72.03 | 0.01 | 0
2015 | MISO_MI_2_MISO_WUMS | MISO_MI | MISO_WUMS | Internal | Summer | B6 | 300 | 805 | 0 | 63.05 | 61.84 | 0.01 | 0
2015 | MISO_MI_2_MISO_WUMS | MISO_MI | MISO_WUMS | Internal | Summer | B7 | 400 | 805 | 0.01 | 53.35 | 53.32 | 0.01 | 0
2015 | MISO_MI_2_MISO_WUMS | MISO_MI | MISO_WUMS | Internal | Summer | B8 | 500 | 805 | 0.01 | 52.09 | 52.07 | 0.01 | 0
2015 | MISO_MI_2_MISO_WUMS | MISO_MI | MISO_WUMS | Internal | Summer | B9 | 800 | 805 | 0 | 50.68 | 50.53 | 0.01 | 0
2015 | MISO_MI_2_MISO_WUMS | MISO_MI | MISO_WUMS | Internal | Summer | B10 | 1262 | 805 | 0 | 48.95 | 48.08 | 0.01 | 0
2015 | MISO_MI_2_MISO_WUMS | MISO_MI | MISO_WUMS | Internal | Winter | B16 | 25 | 805 | 0.24 | 71.76 | 71.74 | 0.01 | 0
2015 | MISO_MI_2_MISO_WUMS | MISO_MI | MISO_WUMS | Internal | Winter | B17 | 100 | 805 | 0 | 66.3 | 64.31 | 0.01 | 0
2015 | MISO_MI_2_MISO_WUMS | MISO_MI | MISO_WUMS | Internal | Winter | B18 | 400 | 805 | 0.02 | 56.83 | 56.82 | 0.01 | 0
2015 | MISO_MI_2_MISO_WUMS | MISO_MI | MISO_WUMS | Internal | Winter | B19 | 700 | 805 | 0.02 | 54.88 | 54.88 | 0.01 | 0
2015 | MISO_MI_2_MISO_WUMS | MISO_MI | MISO_WUMS | Internal | Winter | B20 | 935 | 805 | 0 | 51.23 | 50.69 | 0.01 | 0
2015 | MISO_MI_2_PJM_ROR | MISO_MI | PJM_ROR | Internal | Shoulder | B11 | 25 | 1424 | 0.02 | 71.22 | 72.94 | 2 | 0
2015 | MISO_MI_2_PJM_ROR | MISO_MI | PJM_ROR | Internal | Shoulder | B12 | 200 | 1424 | 0 | 64.02 | 62.2 | 2 | 0
2015 | MISO_MI_2_PJM_ROR | MISO_MI | PJM_ROR | Internal | Shoulder | B13 | 600 | 1424 | 0 | 55.49 | 57.18 | 2 | 0
2015 | MISO_MI_2_PJM_ROR | MISO_MI | PJM_ROR | Internal | Shoulder | B14 | 900 | 1424 | 0 | 54.65 | 56.62 | 2 | 0
2015 | MISO_MI_2_PJM_ROR | MISO_MI | PJM_ROR | Internal | Shoulder | B15 | 1203 | 1424 | 0 | 51.63 | 52.92 | 2 | 0
2015 | MISO_MI_2_PJM_ROR | MISO_MI | PJM_ROR | Internal | Summer | B1 | 10 | 1424 | 78.82 | 88.57 | 90.57 | 2 | 0
2015 | MISO_MI_2_PJM_ROR | MISO_MI | PJM_ROR | Internal | Summer | B2 | 25 | 1424 | 0 | 88.42 | 87.53 | 2 | 0
2015 | MISO_MI_2_PJM_ROR | MISO_MI | PJM_ROR | Internal | Summer | B3 | 75 | 1424 | 0.17 | 84.29 | 86.28 | 2 | 0
2015 | MISO_MI_2_PJM_ROR | MISO_MI | PJM_ROR | Internal | Summer | B4 | 100 | 1424 | 0 | 83.31 | 83.92 | 2 | 0
2015 | MISO_MI_2_PJM_ROR | MISO_MI | PJM_ROR | Internal | Summer | B5 | 200 | 1424 | 317.28 | 72.04 | 74.04 | 2 | 0
2015 | MISO_MI_2_PJM_ROR | MISO_MI | PJM_ROR | Internal | Summer | B6 | 300 | 1424 | 0 | 63.05 | 63.84 | 2 | 0
2015 | MISO_MI_2_PJM_ROR | MISO_MI | PJM_ROR | Internal | Summer | B7 | 400 | 1424 | 0.02 | 53.35 | 55.32 | 2 | 0
2015 | MISO_MI_2_PJM_ROR | MISO_MI | PJM_ROR | Internal | Summer | B8 | 500 | 1424 | 0.03 | 52.09 | 54.08 | 2 | 0
2015 | MISO_MI_2_PJM_ROR | MISO_MI | PJM_ROR | Internal | Summer | B9 | 800 | 1424 | 0 | 50.68 | 51.62 | 2 | 0
2015 | MISO_MI_2_PJM_ROR | MISO_MI | PJM_ROR | Internal | Summer | B10 | 1262 | 1424 | 0 | 48.95 | 49.36 | 2 | 0
2015 | MISO_MI_2_PJM_ROR | MISO_MI | PJM_ROR | Internal | Winter | B16 | 25 | 1424 | 13.71 | 71.76 | 73.76 | 2 | 0
2015 | MISO_MI_2_PJM_ROR | MISO_MI | PJM_ROR | Internal | Winter | B17 | 100 | 1424 | 0 | 66.3 | 66.32 | 2 | 0
2015 | MISO_MI_2_PJM_ROR | MISO_MI | PJM_ROR | Internal | Winter | B18 | 400 | 1424 | 0.04 | 56.83 | 58.82 | 2 | 0
2015 | MISO_MI_2_PJM_ROR | MISO_MI | PJM_ROR | Internal | Winter | B19 | 700 | 1424 | 125.02 | 54.88 | 56.88 | 2 | 0
2015 | MISO_MI_2_PJM_ROR | MISO_MI | PJM_ROR | Internal | Winter | B20 | 935 | 1424 | 0 | 51.23 | 51.95 | 2 | 0
2015 | MISO_MO-IL_2_ENT | MISO_MO-IL | ENT | Internal | Shoulder | B11 | 25 | 2540 | 0 | 74.93 | 78.23 | 8 | 0
2015 | MISO_MO-IL_2_ENT | MISO_MO-IL | ENT | Internal | Shoulder | B12 | 200 | 2540 | 0 | 60.21 | 57.35 | 8 | 0
2015 | MISO_MO-IL_2_ENT | MISO_MO-IL | ENT | Internal | Shoulder | B13 | 600 | 2540 | 0 | 55.19 | 57.35 | 8 | 0
2015 | MISO_MO-IL_2_ENT | MISO_MO-IL | ENT | Internal | Shoulder | B14 | 900 | 2540 | 0 | 54.62 | 55.45 | 8 | 0
2015 | MISO_MO-IL_2_ENT | MISO_MO-IL | ENT | Internal | Shoulder | B15 | 1203 | 2540 | 0 | 51.61 | 55.45 | 8 | 0
2015 | MISO_MO-IL_2_ENT | MISO_MO-IL | ENT | Internal | Summer | B1 | 10 | 2540 | 0 | 88.57 | 88.57 | 8 | 0
2015 | MISO_MO-IL_2_ENT | MISO_MO-IL | ENT | Internal | Summer | B2 | 25 | 2540 | 0 | 85.54 | 86.61 | 8 | 0
2015 | MISO_MO-IL_2_ENT | MISO_MO-IL | ENT | Internal | Summer | B3 | 75 | 2540 | 0 | 85.46 | 86.61 | 8 | 0
2015 | MISO_MO-IL_2_ENT | MISO_MO-IL | ENT | Internal | Summer | B4 | 100 | 2540 | 0 | 83.31 | 86.61 | 8 | 0
2015 | MISO_MO-IL_2_ENT | MISO_MO-IL | ENT | Internal | Summer | B5 | 200 | 2540 | 0.04 | 72.04 | 80.02 | 8 | 0
2015 | MISO_MO-IL_2_ENT | MISO_MO-IL | ENT | Internal | Summer | B6 | 300 | 2540 | 0 | 63.05 | 68.84 | 8 | 0
2015 | MISO_MO-IL_2_ENT | MISO_MO-IL | ENT | Internal | Summer | B7 | 400 | 2540 | 0 | 53.32 | 56.55 | 8 | 0
2015 | MISO_MO-IL_2_ENT | MISO_MO-IL | ENT | Internal | Summer | B8 | 500 | 2540 | 0 | 52.07 | 56.14 | 8 | 0
2015 | MISO_MO-IL_2_ENT | MISO_MO-IL | ENT | Internal | Summer | B9 | 800 | 2540 | 0 | 50.53 | 54.28 | 8 | 0
2015 | MISO_MO-IL_2_ENT | MISO_MO-IL | ENT | Internal | Summer | B10 | 1262 | 2540 | 0 | 48.06 | 54.28 | 8 | 0
2015 | MISO_MO-IL_2_ENT | MISO_MO-IL | ENT | Internal | Winter | B16 | 25 | 2540 | 0 | 71.77 | 74.46 | 8 | 0
2015 | MISO_MO-IL_2_ENT | MISO_MO-IL | ENT | Internal | Winter | B17 | 100 | 2540 | 0 | 64.33 | 59.77 | 8 | 0
2015 | MISO_MO-IL_2_ENT | MISO_MO-IL | ENT | Internal | Winter | B18 | 400 | 2540 | 0 | 56.82 | 58.21 | 8 | 0
2015 | MISO_MO-IL_2_ENT | MISO_MO-IL | ENT | Internal | Winter | B19 | 700 | 2540 | 0 | 54.88 | 57.78 | 8 | 0
2015 | MISO_MO-IL_2_ENT | MISO_MO-IL | ENT | Internal | Winter | B20 | 935 | 2540 | 0 | 50.68 | 57.78 | 8 | 0
2015 | MISO_MO-IL_2_MISO_IN | MISO_MO-IL | MISO_IN | Internal | Shoulder | B11 | 25 | 2100 | 387.96 | 74.93 | 74.94 | 0.01 | 0
2015 | MISO_MO-IL_2_MISO_IN | MISO_MO-IL | MISO_IN | Internal | Shoulder | B12 | 200 | 2100 | 2100 | 60.21 | 64.03 | 0.01 | 3.81
2015 | MISO_MO-IL_2_MISO_IN | MISO_MO-IL | MISO_IN | Internal | Shoulder | B13 | 600 | 2100 | 2100 | 55.19 | 55.48 | 0.01 | 0.27
2015 | MISO_MO-IL_2_MISO_IN | MISO_MO-IL | MISO_IN | Internal | Shoulder | B14 | 900 | 2100 | 1322.94 | 54.62 | 54.64 | 0.01 | 0
2015 | MISO_MO-IL_2_MISO_IN | MISO_MO-IL | MISO_IN | Internal | Shoulder | B15 | 1203 | 2100 | 1813.13 | 51.61 | 51.62 | 0.01 | 0
2015 | MISO_MO-IL_2_MISO_IN | MISO_MO-IL | MISO_IN | Internal | Summer | B1 | 10 | 2100 | 2007.17 | 88.57 | 88.58 | 0.01 | 0
2015 | MISO_MO-IL_2_MISO_IN | MISO_MO-IL | MISO_IN | Internal | Summer | B2 | 25 | 2100 | 2100 | 85.54 | 88.43 | 0.01 | 2.88
2015 | MISO_MO-IL_2_MISO_IN | MISO_MO-IL | MISO_IN | Internal | Summer | B3 | 75 | 2100 | 638.98 | 85.46 | 85.47 | 0.01 | 0
2015 | MISO_MO-IL_2_MISO_IN | MISO_MO-IL | MISO_IN | Internal | Summer | B4 | 100 | 2100 | 1666.39 | 83.31 | 83.32 | 0.01 | 0
2015 | MISO_MO-IL_2_MISO_IN | MISO_MO-IL | MISO_IN | Internal | Summer | B5 | 200 | 2100 | 1004.15 | 72.04 | 72.05 | 0.01 | 0
2015 | MISO_MO-IL_2_MISO_IN | MISO_MO-IL | MISO_IN | Internal | Summer | B6 | 300 | 2100 | 1424.34 | 63.05 | 63.06 | 0.01 | 0
2015 | MISO_MO-IL_2_MISO_IN | MISO_MO-IL | MISO_IN | Internal | Summer | B7 | 400 | 2100 | 1593.65 | 53.32 | 53.33 | 0.01 | 0
2015 | MISO_MO-IL_2_MISO_IN | MISO_MO-IL | MISO_IN | Internal | Summer | B8 | 500 | 2100 | 843.38 | 52.07 | 52.08 | 0.01 | 0
2015 | MISO_MO-IL_2_MISO_IN | MISO_MO-IL | MISO_IN | Internal | Summer | B9 | 800 | 2100 | 2100 | 50.53 | 50.66 | 0.01 | 0.13
2015 | MISO_MO-IL_2_MISO_IN | MISO_MO-IL | MISO_IN | Internal | Summer | B10 | 1262 | 2100 | 2100 | 48.06 | 48.93 | 0.01 | 0.87
2015 | MISO_MO-IL_2_MISO_IN | MISO_MO-IL | MISO_IN | Internal | Winter | B16 | 25 | 2100 | 1822.38 | 71.77 | 71.78 | 0.01 | 0
2015 | MISO_MO-IL_2_MISO_IN | MISO_MO-IL | MISO_IN | Internal | Winter | B17 | 100 | 2100 | 2100 | 64.33 | 66.31 | 0.01 | 1.97
2015 | MISO_MO-IL_2_MISO_IN | MISO_MO-IL | MISO_IN | Internal | Winter | B18 | 400 | 2100 | 1692.54 | 56.82 | 56.83 | 0.01 | 0
2015 | MISO_MO-IL_2_MISO_IN | MISO_MO-IL | MISO_IN | Internal | Winter | B19 | 700 | 2100 | 1234.58 | 54.88 | 54.89 | 0.01 | 0
2015 | MISO_MO-IL_2_MISO_IN | MISO_MO-IL | MISO_IN | Internal | Winter | B20 | 935 | 2100 | 2100 | 50.68 | 51.21 | 0.01 | 0.52
2015 | MISO_MO-IL_2_MISO_W | MISO_MO-IL | MISO_W | Internal | Shoulder | B11 | 25 | 1082 | 0.29 | 74.93 | 74.92 | 0.01 | 0
2015 | MISO_MO-IL_2_MISO_W | MISO_MO-IL | MISO_W | Internal | Shoulder | B12 | 200 | 1082 | 0.04 | 60.21 | 60.2 | 0.01 | 0
2015 | MISO_MO-IL_2_MISO_W | MISO_MO-IL | MISO_W | Internal | Shoulder | B13 | 600 | 1082 | 0.01 | 55.19 | 55.18 | 0.01 | 0
2015 | MISO_MO-IL_2_MISO_W | MISO_MO-IL | MISO_W | Internal | Shoulder | B14 | 900 | 1082 | 0.02 | 54.62 | 54.62 | 0.01 | 0
2015 | MISO_MO-IL_2_MISO_W | MISO_MO-IL | MISO_W | Internal | Shoulder | B15 | 1203 | 1082 | 114.42 | 51.61 | 51.62 | 0.01 | 0
2015 | MISO_MO-IL_2_MISO_W | MISO_MO-IL | MISO_W | Internal | Summer | B1 | 10 | 1082 | 1.19 | 88.57 | 88.57 | 0.01 | 0
2015 | MISO_MO-IL_2_MISO_W | MISO_MO-IL | MISO_W | Internal | Summer | B2 | 25 | 1082 | 0.29 | 85.54 | 85.53 | 0.01 | 0
2015 | MISO_MO-IL_2_MISO_W | MISO_MO-IL | MISO_W | Internal | Summer | B3 | 75 | 1082 | 0.1 | 85.46 | 85.45 | 0.01 | 0
2015 | MISO_MO-IL_2_MISO_W | MISO_MO-IL | MISO_W | Internal | Summer | B4 | 100 | 1082 | 0.08 | 83.31 | 83.3 | 0.01 | 0
2015 | MISO_MO-IL_2_MISO_W | MISO_MO-IL | MISO_W | Internal | Summer | B5 | 200 | 1082 | 0.07 | 72.04 | 72.04 | 0.01 | 0
2015 | MISO_MO-IL_2_MISO_W | MISO_MO-IL | MISO_W | Internal | Summer | B6 | 300 | 1082 | 342.68 | 63.05 | 63.06 | 0.01 | 0
2015 | MISO_MO-IL_2_MISO_W | MISO_MO-IL | MISO_W | Internal | Summer | B7 | 400 | 1082 | 0.04 | 53.32 | 53.32 | 0.01 | 0
2015 | MISO_MO-IL_2_MISO_W | MISO_MO-IL | MISO_W | Internal | Summer | B8 | 500 | 1082 | 124.37 | 52.07 | 52.08 | 0.01 | 0
2015 | MISO_MO-IL_2_MISO_W | MISO_MO-IL | MISO_W | Internal | Summer | B9 | 800 | 1082 | 0.01 | 50.53 | 50.51 | 0.01 | 0
2015 | MISO_MO-IL_2_MISO_W | MISO_MO-IL | MISO_W | Internal | Summer | B10 | 1262 | 1082 | 219.56 | 48.06 | 48.07 | 0.01 | 0
2015 | MISO_MO-IL_2_MISO_W | MISO_MO-IL | MISO_W | Internal | Winter | B16 | 25 | 1082 | 0.28 | 71.77 | 71.76 | 0.01 | 0
2015 | MISO_MO-IL_2_MISO_W | MISO_MO-IL | MISO_W | Internal | Winter | B17 | 100 | 1082 | 0.08 | 64.33 | 64.32 | 0.01 | 0
2015 | MISO_MO-IL_2_MISO_W | MISO_MO-IL | MISO_W | Internal | Winter | B18 | 400 | 1082 | 0.04 | 56.82 | 56.82 | 0.01 | 0
2015 | MISO_MO-IL_2_MISO_W | MISO_MO-IL | MISO_W | Internal | Winter | B19 | 700 | 1082 | 466.92 | 54.88 | 54.89 | 0.01 | 0
2015 | MISO_MO-IL_2_MISO_W | MISO_MO-IL | MISO_W | Internal | Winter | B20 | 935 | 1082 | 0.01 | 50.68 | 50.68 | 0.01 | 0
2015 | MISO_MO-IL_2_PJM_ROR | MISO_MO-IL | PJM_ROR | Internal | Shoulder | B11 | 25 | 1212 | 0 | 74.93 | 72.94 | 2 | 0
2015 | MISO_MO-IL_2_PJM_ROR | MISO_MO-IL | PJM_ROR | Internal | Shoulder | B12 | 200 | 1212 | 0.07 | 60.21 | 62.2 | 2 | 0
2015 | MISO_MO-IL_2_PJM_ROR | MISO_MO-IL | PJM_ROR | Internal | Shoulder | B13 | 600 | 1212 | 0.03 | 55.19 | 57.18 | 2 | 0
2015 | MISO_MO-IL_2_PJM_ROR | MISO_MO-IL | PJM_ROR | Internal | Shoulder | B14 | 900 | 1212 | 723.85 | 54.62 | 56.62 | 2 | 0
2015 | MISO_MO-IL_2_PJM_ROR | MISO_MO-IL | PJM_ROR | Internal | Shoulder | B15 | 1203 | 1212 | 0 | 51.61 | 52.92 | 2 | 0
2015 | MISO_MO-IL_2_PJM_ROR | MISO_MO-IL | PJM_ROR | Internal | Summer | B1 | 10 | 1212 | 261.54 | 88.57 | 90.57 | 2 | 0
2015 | MISO_MO-IL_2_PJM_ROR | MISO_MO-IL | PJM_ROR | Internal | Summer | B2 | 25 | 1212 | 0.51 | 85.54 | 87.53 | 2 | 0
2015 | MISO_MO-IL_2_PJM_ROR | MISO_MO-IL | PJM_ROR | Internal | Summer | B3 | 75 | 1212 | 0 | 85.46 | 86.28 | 2 | 0
2015 | MISO_MO-IL_2_PJM_ROR | MISO_MO-IL | PJM_ROR | Internal | Summer | B4 | 100 | 1212 | 0 | 83.31 | 83.92 | 2 | 0
2015 | MISO_MO-IL_2_PJM_ROR | MISO_MO-IL | PJM_ROR | Internal | Summer | B5 | 200 | 1212 | 262.35 | 72.04 | 74.04 | 2 | 0
2015 | MISO_MO-IL_2_PJM_ROR | MISO_MO-IL | PJM_ROR | Internal | Summer | B6 | 300 | 1212 | 0 | 63.05 | 63.84 | 2 | 0
2015 | MISO_MO-IL_2_PJM_ROR | MISO_MO-IL | PJM_ROR | Internal | Summer | B7 | 400 | 1212 | 595.5 | 53.32 | 55.32 | 2 | 0
2015 | MISO_MO-IL_2_PJM_ROR | MISO_MO-IL | PJM_ROR | Internal | Summer | B8 | 500 | 1212 | 1211.97 | 52.07 | 54.08 | 2 | 0.01
2015 | MISO_MO-IL_2_PJM_ROR | MISO_MO-IL | PJM_ROR | Internal | Summer | B9 | 800 | 1212 | 0 | 50.53 | 51.62 | 2 | 0
2015 | MISO_MO-IL_2_PJM_ROR | MISO_MO-IL | PJM_ROR | Internal | Summer | B10 | 1262 | 1212 | 0 | 48.06 | 49.36 | 2 | 0
2015 | MISO_MO-IL_2_PJM_ROR | MISO_MO-IL | PJM_ROR | Internal | Winter | B16 | 25 | 1212 | 0.55 | 71.77 | 73.76 | 2 | 0
2015 | MISO_MO-IL_2_PJM_ROR | MISO_MO-IL | PJM_ROR | Internal | Winter | B17 | 100 | 1212 | 0.16 | 64.33 | 66.32 | 2 | 0
2015 | MISO_MO-IL_2_PJM_ROR | MISO_MO-IL | PJM_ROR | Internal | Winter | B18 | 400 | 1212 | 629.26 | 56.82 | 58.82 | 2 | 0
2015 | MISO_MO-IL_2_PJM_ROR | MISO_MO-IL | PJM_ROR | Internal | Winter | B19 | 700 | 1212 | 780.37 | 54.88 | 56.88 | 2 | 0
2015 | MISO_MO-IL_2_PJM_ROR | MISO_MO-IL | PJM_ROR | Internal | Winter | B20 | 935 | 1212 | 0 | 50.68 | 51.95 | 2 | 0
2015 | MISO_MO-IL_2_SPP_N | MISO_MO-IL | SPP_N | Internal | Shoulder | B11 | 25 | 4019 | 0 | 74.93 | 81.92 | 8 | 0
2015 | MISO_MO-IL_2_SPP_N | MISO_MO-IL | SPP_N | Internal | Shoulder | B12 | 200 | 4019 | 0 | 60.21 | 60.21 | 8 | 0
2015 | MISO_MO-IL_2_SPP_N | MISO_MO-IL | SPP_N | Internal | Shoulder | B13 | 600 | 4019 | 0 | 55.19 | 57.9 | 8 | 0
2015 | MISO_MO-IL_2_SPP_N | MISO_MO-IL | SPP_N | Internal | Shoulder | B14 | 900 | 4019 | 0 | 54.62 | 55.36 | 8 | 0
2015 | MISO_MO-IL_2_SPP_N | MISO_MO-IL | SPP_N | Internal | Shoulder | B15 | 1203 | 4019 | 0 | 51.61 | 55.33 | 8 | 0
2015 | MISO_MO-IL_2_SPP_N | MISO_MO-IL | SPP_N | Internal | Summer | B1 | 10 | 4019 | 0 | 88.57 | 89.34 | 8 | 0
2015 | MISO_MO-IL_2_SPP_N | MISO_MO-IL | SPP_N | Internal | Summer | B2 | 25 | 4019 | 0 | 85.54 | 89.34 | 8 | 0
2015 | MISO_MO-IL_2_SPP_N | MISO_MO-IL | SPP_N | Internal | Summer | B3 | 75 | 4019 | 0 | 85.46 | 89.34 | 8 | 0
2015 | MISO_MO-IL_2_SPP_N | MISO_MO-IL | SPP_N | Internal | Summer | B4 | 100 | 4019 | 0 | 83.31 | 84.22 | 8 | 0
2015 | MISO_MO-IL_2_SPP_N | MISO_MO-IL | SPP_N | Internal | Summer | B5 | 200 | 4019 | 0 | 72.04 | 79.04 | 8 | 0
2015 | MISO_MO-IL_2_SPP_N | MISO_MO-IL | SPP_N | Internal | Summer | B6 | 300 | 4019 | 0 | 63.05 | 70.06 | 8 | 0
2015 | MISO_MO-IL_2_SPP_N | MISO_MO-IL | SPP_N | Internal | Summer | B7 | 400 | 4019 | 0 | 53.32 | 60.32 | 8 | 0
2015 | MISO_MO-IL_2_SPP_N | MISO_MO-IL | SPP_N | Internal | Summer | B8 | 500 | 4019 | 0 | 52.07 | 56.55 | 8 | 0
2015 | MISO_MO-IL_2_SPP_N | MISO_MO-IL | SPP_N | Internal | Summer | B9 | 800 | 4019 | 0 | 50.53 | 54.07 | 8 | 0
2015 | MISO_MO-IL_2_SPP_N | MISO_MO-IL | SPP_N | Internal | Summer | B10 | 1262 | 4019 | 0 | 48.06 | 53.94 | 8 | 0
2015 | MISO_MO-IL_2_SPP_N | MISO_MO-IL | SPP_N | Internal | Winter | B16 | 25 | 4019 | 0 | 71.77 | 69.46 | 8 | 0
2015 | MISO_MO-IL_2_SPP_N | MISO_MO-IL | SPP_N | Internal | Winter | B17 | 100 | 4019 | 0 | 64.33 | 59.33 | 8 | 0
2015 | MISO_MO-IL_2_SPP_N | MISO_MO-IL | SPP_N | Internal | Winter | B18 | 400 | 4019 | 0 | 56.82 | 57.81 | 8 | 0
2015 | MISO_MO-IL_2_SPP_N | MISO_MO-IL | SPP_N | Internal | Winter | B19 | 700 | 4019 | 0 | 54.88 | 57.77 | 8 | 0
2015 | MISO_MO-IL_2_SPP_N | MISO_MO-IL | SPP_N | Internal | Winter | B20 | 935 | 4019 | 0 | 50.68 | 57.68 | 8 | 0
2015 | MISO_MO-IL_2_TVA_Transmission | MISO_MO-IL | TVA_Transmission | Internal | Shoulder | B11 | 25 | 4000 | 0 | 74.93 | 78.94 | 8 | 0
2015 | MISO_MO-IL_2_TVA_Transmission | MISO_MO-IL | TVA_Transmission | Internal | Shoulder | B12 | 200 | 4000 | 0 | 60.21 | 64.04 | 8 | 0
2015 | MISO_MO-IL_2_TVA_Transmission | MISO_MO-IL | TVA_Transmission | Internal | Shoulder | B13 | 600 | 4000 | 0 | 55.19 | 60.79 | 8 | 0
2015 | MISO_MO-IL_2_TVA_Transmission | MISO_MO-IL | TVA_Transmission | Internal | Shoulder | B14 | 900 | 4000 | 0 | 54.62 | 59.96 | 8 | 0
2015 | MISO_MO-IL_2_TVA_Transmission | MISO_MO-IL | TVA_Transmission | Internal | Shoulder | B15 | 1203 | 4000 | 0 | 51.61 | 58.92 | 8 | 0
2015 | MISO_MO-IL_2_TVA_Transmission | MISO_MO-IL | TVA_Transmission | Internal | Summer | B1 | 10 | 4000 | 591.92 | 88.57 | 96.57 | 8 | 0
2015 | MISO_MO-IL_2_TVA_Transmission | MISO_MO-IL | TVA_Transmission | Internal | Summer | B2 | 25 | 4000 | 105.21 | 85.54 | 93.54 | 8 | 0
2015 | MISO_MO-IL_2_TVA_Transmission | MISO_MO-IL | TVA_Transmission | Internal | Summer | B3 | 75 | 4000 | 0 | 85.46 | 92.28 | 8 | 0
2015 | MISO_MO-IL_2_TVA_Transmission | MISO_MO-IL | TVA_Transmission | Internal | Summer | B4 | 100 | 4000 | 0 | 83.31 | 89.92 | 8 | 0
2015 | MISO_MO-IL_2_TVA_Transmission | MISO_MO-IL | TVA_Transmission | Internal | Summer | B5 | 200 | 4000 | 0 | 72.04 | 79.53 | 8 | 0
2015 | MISO_MO-IL_2_TVA_Transmission | MISO_MO-IL | TVA_Transmission | Internal | Summer | B6 | 300 | 4000 | 0 | 63.05 | 68.65 | 8 | 0
2015 | MISO_MO-IL_2_TVA_Transmission | MISO_MO-IL | TVA_Transmission | Internal | Summer | B7 | 400 | 4000 | 0 | 53.32 | 58.53 | 8 | 0
2015 | MISO_MO-IL_2_TVA_Transmission | MISO_MO-IL | TVA_Transmission | Internal | Summer | B8 | 500 | 4000 | 0 | 52.07 | 58.29 | 8 | 0
2015 | MISO_MO-IL_2_TVA_Transmission | MISO_MO-IL | TVA_Transmission | Internal | Summer | B9 | 800 | 4000 | 0 | 50.53 | 57.62 | 8 | 0
2015 | MISO_MO-IL_2_TVA_Transmission | MISO_MO-IL | TVA_Transmission | Internal | Summer | B10 | 1262 | 4000 | 0 | 48.06 | 55.36 | 8 | 0
2015 | MISO_MO-IL_2_TVA_Transmission | MISO_MO-IL | TVA_Transmission | Internal | Winter | B16 | 25 | 4000 | 0.58 | 71.77 | 79.76 | 8 | 0
2015 | MISO_MO-IL_2_TVA_Transmission | MISO_MO-IL | TVA_Transmission | Internal | Winter | B17 | 100 | 4000 | 0 | 64.33 | 66.62 | 8 | 0
2015 | MISO_MO-IL_2_TVA_Transmission | MISO_MO-IL | TVA_Transmission | Internal | Winter | B18 | 400 | 4000 | 0 | 56.82 | 61.89 | 8 | 0
2015 | MISO_MO-IL_2_TVA_Transmission | MISO_MO-IL | TVA_Transmission | Internal | Winter | B19 | 700 | 4000 | 0 | 54.88 | 60.13 | 8 | 0
2015 | MISO_MO-IL_2_TVA_Transmission | MISO_MO-IL | TVA_Transmission | Internal | Winter | B20 | 935 | 4000 | 0 | 50.68 | 57.95 | 8 | 0
2015 | MISO_W_2_IESO | MISO_W | IESO | Internal | Shoulder | B11 | 25 | 157 | 0 | 74.92 | 44.63 | 8 | 0
2015 | MISO_W_2_IESO | MISO_W | IESO | Internal | Shoulder | B12 | 200 | 157 | 0 | 60.2 | 44.63 | 8 | 0
2015 | MISO_W_2_IESO | MISO_W | IESO | Internal | Shoulder | B13 | 600 | 157 | 0 | 55.18 | 44.63 | 8 | 0
2015 | MISO_W_2_IESO | MISO_W | IESO | Internal | Shoulder | B14 | 900 | 157 | 0 | 54.62 | 44.63 | 8 | 0
2015 | MISO_W_2_IESO | MISO_W | IESO | Internal | Shoulder | B15 | 1203 | 157 | 0 | 51.62 | 44.63 | 8 | 0
2015 | MISO_W_2_IESO | MISO_W | IESO | Internal | Summer | B1 | 10 | 157 | 0 | 88.57 | 81.57 | 8 | 0
2015 | MISO_W_2_IESO | MISO_W | IESO | Internal | Summer | B2 | 25 | 157 | 0 | 85.53 | 78.53 | 8 | 0
2015 | MISO_W_2_IESO | MISO_W | IESO | Internal | Summer | B3 | 75 | 157 | 0 | 85.45 | 66.8 | 8 | 0
2015 | MISO_W_2_IESO | MISO_W | IESO | Internal | Summer | B4 | 100 | 157 | 0 | 83.3 | 66.3 | 8 | 0
2015 | MISO_W_2_IESO | MISO_W | IESO | Internal | Summer | B5 | 200 | 157 | 0 | 72.04 | 59.03 | 8 | 0
2015 | MISO_W_2_IESO | MISO_W | IESO | Internal | Summer | B6 | 300 | 157 | 0 | 63.06 | 44.75 | 8 | 0
2015 | MISO_W_2_IESO | MISO_W | IESO | Internal | Summer | B7 | 400 | 157 | 0 | 53.32 | 41.95 | 8 | 0
2015 | MISO_W_2_IESO | MISO_W | IESO | Internal | Summer | B8 | 500 | 157 | 0 | 52.08 | 41.95 | 8 | 0
2015 | MISO_W_2_IESO | MISO_W | IESO | Internal | Summer | B9 | 800 | 157 | 0 | 50.51 | 41.95 | 8 | 0
2015 | MISO_W_2_IESO | MISO_W | IESO | Internal | Summer | B10 | 1262 | 157 | 0 | 48.07 | 41.95 | 8 | 0
2015 | MISO_W_2_IESO | MISO_W | IESO | Internal | Winter | B16 | 25 | 157 | 0 | 71.76 | 58.38 | 8 | 0
2015 | MISO_W_2_IESO | MISO_W | IESO | Internal | Winter | B17 | 100 | 157 | 0 | 64.32 | 49.48 | 8 | 0
2015 | MISO_W_2_IESO | MISO_W | IESO | Internal | Winter | B18 | 400 | 157 | 0 | 56.82 | 44.23 | 8 | 0
2015 | MISO_W_2_IESO | MISO_W | IESO | Internal | Winter | B19 | 700 | 157 | 0 | 54.89 | 44.23 | 8 | 0
2015 | MISO_W_2_IESO | MISO_W | IESO | Internal | Winter | B20 | 935 | 157 | 0 | 50.68 | 44.23 | 8 | 0
2015 | MISO_W_2_MAPP_CA | MISO_W | MAPP_CA | Internal | Shoulder | B11 | 25 | 700 | 0 | 74.92 | 66.31 | 0.01 | 0
2015 | MISO_W_2_MAPP_CA | MISO_W | MAPP_CA | Internal | Shoulder | B12 | 200 | 700 | 0.04 | 60.2 | 60.19 | 0.01 | 0
2015 | MISO_W_2_MAPP_CA | MISO_W | MAPP_CA | Internal | Shoulder | B13 | 600 | 700 | 0.01 | 55.18 | 55.17 | 0.01 | 0
2015 | MISO_W_2_MAPP_CA | MISO_W | MAPP_CA | Internal | Shoulder | B14 | 900 | 700 | 0 | 54.62 | 54.61 | 0.01 | 0
2015 | MISO_W_2_MAPP_CA | MISO_W | MAPP_CA | Internal | Shoulder | B15 | 1203 | 700 | 700 | 51.62 | 54.61 | 0.01 | 2.98
2015 | MISO_W_2_MAPP_CA | MISO_W | MAPP_CA | Internal | Summer | B1 | 10 | 700 | 0 | 88.57 | 73.57 | 0.01 | 0
2015 | MISO_W_2_MAPP_CA | MISO_W | MAPP_CA | Internal | Summer | B2 | 25 | 700 | 0 | 85.53 | 74.1 | 0.01 | 0
2015 | MISO_W_2_MAPP_CA | MISO_W | MAPP_CA | Internal | Summer | B3 | 75 | 700 | 0 | 85.45 | 73.8 | 0.01 | 0
2015 | MISO_W_2_MAPP_CA | MISO_W | MAPP_CA | Internal | Summer | B4 | 100 | 700 | 0 | 83.3 | 72.48 | 0.01 | 0
2015 | MISO_W_2_MAPP_CA | MISO_W | MAPP_CA | Internal | Summer | B5 | 200 | 700 | 0 | 72.04 | 66.32 | 0.01 | 0
2015 | MISO_W_2_MAPP_CA | MISO_W | MAPP_CA | Internal | Summer | B6 | 300 | 700 | 0.02 | 63.06 | 63.05 | 0.01 | 0
2015 | MISO_W_2_MAPP_CA | MISO_W | MAPP_CA | Internal | Summer | B7 | 400 | 700 | 0.02 | 53.32 | 53.31 | 0.01 | 0
2015 | MISO_W_2_MAPP_CA | MISO_W | MAPP_CA | Internal | Summer | B8 | 500 | 700 | 0.01 | 52.08 | 52.07 | 0.01 | 0
2015 | MISO_W_2_MAPP_CA | MISO_W | MAPP_CA | Internal | Summer | B9 | 800 | 700 | 0 | 50.51 | 50.5 | 0.01 | 0
2015 | MISO_W_2_MAPP_CA | MISO_W | MAPP_CA | Internal | Summer | B10 | 1262 | 700 | 700 | 48.07 | 50.5 | 0.01 | 2.42
2015 | MISO_W_2_MAPP_CA | MISO_W | MAPP_CA | Internal | Winter | B16 | 25 | 700 | 0.27 | 71.76 | 71.74 | 0.01 | 0
2015 | MISO_W_2_MAPP_CA | MISO_W | MAPP_CA | Internal | Winter | B17 | 100 | 700 | 0.07 | 64.32 | 64.31 | 0.01 | 0
2015 | MISO_W_2_MAPP_CA | MISO_W | MAPP_CA | Internal | Winter | B18 | 400 | 700 | 0.02 | 56.82 | 56.81 | 0.01 | 0
2015 | MISO_W_2_MAPP_CA | MISO_W | MAPP_CA | Internal | Winter | B19 | 700 | 700 | 465.38 | 54.89 | 54.91 | 0.01 | 0
2015 | MISO_W_2_MAPP_CA | MISO_W | MAPP_CA | Internal | Winter | B20 | 935 | 700 | 700 | 50.68 | 54.91 | 0.01 | 4.21
2015 | MISO_W_2_MAPP_US | MISO_W | MAPP_US | Internal | Shoulder | B11 | 25 | 2300 | 0 | 74.92 | 72.14 | 7 | 0
2015 | MISO_W_2_MAPP_US | MISO_W | MAPP_US | Internal | Shoulder | B12 | 200 | 2300 | 0 | 60.2 | 53.2 | 7 | 0
2015 | MISO_W_2_MAPP_US | MISO_W | MAPP_US | Internal | Shoulder | B13 | 600 | 2300 | 0 | 55.18 | 51.32 | 7 | 0
2015 | MISO_W_2_MAPP_US | MISO_W | MAPP_US | Internal | Shoulder | B14 | 900 | 2300 | 0 | 54.62 | 51.32 | 7 | 0
2015 | MISO_W_2_MAPP_US | MISO_W | MAPP_US | Internal | Shoulder | B15 | 1203 | 2300 | 0 | 51.62 | 51.32 | 7 | 0
2015 | MISO_W_2_MAPP_US | MISO_W | MAPP_US | Internal | Summer | B1 | 10 | 2300 | 0 | 88.57 | 81.57 | 7 | 0
2015 | MISO_W_2_MAPP_US | MISO_W | MAPP_US | Internal | Summer | B2 | 25 | 2300 | 0 | 85.53 | 81.1 | 7 | 0
2015 | MISO_W_2_MAPP_US | MISO_W | MAPP_US | Internal | Summer | B3 | 75 | 2300 | 0 | 85.45 | 81.1 | 7 | 0
2015 | MISO_W_2_MAPP_US | MISO_W | MAPP_US | Internal | Summer | B4 | 100 | 2300 | 0 | 83.3 | 77.21 | 7 | 0
2015 | MISO_W_2_MAPP_US | MISO_W | MAPP_US | Internal | Summer | B5 | 200 | 2300 | 0 | 72.04 | 72.03 | 7 | 0
2015 | MISO_W_2_MAPP_US | MISO_W | MAPP_US | Internal | Summer | B6 | 300 | 2300 | 0 | 63.06 | 58.11 | 7 | 0
2015 | MISO_W_2_MAPP_US | MISO_W | MAPP_US | Internal | Summer | B7 | 400 | 2300 | 0 | 53.32 | 49.44 | 7 | 0
2015 | MISO_W_2_MAPP_US | MISO_W | MAPP_US | Internal | Summer | B8 | 500 | 2300 | 0 | 52.08 | 47.35 | 7 | 0
2015 | MISO_W_2_MAPP_US | MISO_W | MAPP_US | Internal | Summer | B9 | 800 | 2300 | 0 | 50.51 | 47.35 | 7 | 0
2015 | MISO_W_2_MAPP_US | MISO_W | MAPP_US | Internal | Summer | B10 | 1262 | 2300 | 0 | 48.07 | 47.35 | 7 | 0
2015 | MISO_W_2_MAPP_US | MISO_W | MAPP_US | Internal | Winter | B16 | 25 | 2300 | 0 | 71.76 | 64.76 | 7 | 0
2015 | MISO_W_2_MAPP_US | MISO_W | MAPP_US | Internal | Winter | B17 | 100 | 2300 | 0 | 64.32 | 57.32 | 7 | 0
2015 | MISO_W_2_MAPP_US | MISO_W | MAPP_US | Internal | Winter | B18 | 400 | 2300 | 0 | 56.82 | 55.08 | 7 | 0
2015 | MISO_W_2_MAPP_US | MISO_W | MAPP_US | Internal | Winter | B19 | 700 | 2300 | 0 | 54.89 | 55.08 | 7 | 0
2015 | MISO_W_2_MAPP_US | MISO_W | MAPP_US | Internal | Winter | B20 | 935 | 2300 | 0 | 50.68 | 55.08 | 7 | 0
2015 | MISO_W_2_MISO_MO-IL | MISO_W | MISO_MO-IL | Internal | Shoulder | B11 | 25 | 3922 | 884.02 | 74.92 | 74.93 | 0.01 | 0
2015 | MISO_W_2_MISO_MO-IL | MISO_W | MISO_MO-IL | Internal | Shoulder | B12 | 200 | 3922 | 858.11 | 60.2 | 60.21 | 0.01 | 0
2015 | MISO_W_2_MISO_MO-IL | MISO_W | MISO_MO-IL | Internal | Shoulder | B13 | 600 | 3922 | 588.7 | 55.18 | 55.19 | 0.01 | 0
2015 | MISO_W_2_MISO_MO-IL | MISO_W | MISO_MO-IL | Internal | Shoulder | B14 | 900 | 3922 | 0.02 | 54.62 | 54.62 | 0.01 | 0
2015 | MISO_W_2_MISO_MO-IL | MISO_W | MISO_MO-IL | Internal | Shoulder | B15 | 1203 | 3922 | 0 | 51.62 | 51.61 | 0.01 | 0
2015 | MISO_W_2_MISO_MO-IL | MISO_W | MISO_MO-IL | Internal | Summer | B1 | 10 | 3922 | 1.64 | 88.57 | 88.57 | 0.01 | 0
2015 | MISO_W_2_MISO_MO-IL | MISO_W | MISO_MO-IL | Internal | Summer | B2 | 25 | 3922 | 224.04 | 85.53 | 85.54 | 0.01 | 0
2015 | MISO_W_2_MISO_MO-IL | MISO_W | MISO_MO-IL | Internal | Summer | B3 | 75 | 3922 | 647.71 | 85.45 | 85.46 | 0.01 | 0
2015 | MISO_W_2_MISO_MO-IL | MISO_W | MISO_MO-IL | Internal | Summer | B4 | 100 | 3922 | 801.86 | 83.3 | 83.31 | 0.01 | 0
2015 | MISO_W_2_MISO_MO-IL | MISO_W | MISO_MO-IL | Internal | Summer | B5 | 200 | 3922 | 0.08 | 72.04 | 72.04 | 0.01 | 0
2015 | MISO_W_2_MISO_MO-IL | MISO_W | MISO_MO-IL | Internal | Summer | B6 | 300 | 3922 | 0.03 | 63.06 | 63.05 | 0.01 | 0
2015 | MISO_W_2_MISO_MO-IL | MISO_W | MISO_MO-IL | Internal | Summer | B7 | 400 | 3922 | 0.04 | 53.32 | 53.32 | 0.01 | 0
2015 | MISO_W_2_MISO_MO-IL | MISO_W | MISO_MO-IL | Internal | Summer | B8 | 500 | 3922 | 0.02 | 52.08 | 52.07 | 0.01 | 0
2015 | MISO_W_2_MISO_MO-IL | MISO_W | MISO_MO-IL | Internal | Summer | B9 | 800 | 3922 | 151.86 | 50.51 | 50.53 | 0.01 | 0
2015 | MISO_W_2_MISO_MO-IL | MISO_W | MISO_MO-IL | Internal | Summer | B10 | 1262 | 3922 | 0 | 48.07 | 48.06 | 0.01 | 0
2015 | MISO_W_2_MISO_MO-IL | MISO_W | MISO_MO-IL | Internal | Winter | B16 | 25 | 3922 | 387.99 | 71.76 | 71.77 | 0.01 | 0
2015 | MISO_W_2_MISO_MO-IL | MISO_W | MISO_MO-IL | Internal | Winter | B17 | 100 | 3922 | 134.55 | 64.32 | 64.33 | 0.01 | 0
2015 | MISO_W_2_MISO_MO-IL | MISO_W | MISO_MO-IL | Internal | Winter | B18 | 400 | 3922 | 0.04 | 56.82 | 56.82 | 0.01 | 0
2015 | MISO_W_2_MISO_MO-IL | MISO_W | MISO_MO-IL | Internal | Winter | B19 | 700 | 3922 | 0.01 | 54.89 | 54.88 | 0.01 | 0
2015 | MISO_W_2_MISO_MO-IL | MISO_W | MISO_MO-IL | Internal | Winter | B20 | 935 | 3922 | 0.02 | 50.68 | 50.68 | 0.01 | 0
2015 | MISO_W_2_MISO_WUMS | MISO_W | MISO_WUMS | Internal | Shoulder | B11 | 25 | 1667 | 0 | 74.92 | 70.94 | 0.01 | 0
2015 | MISO_W_2_MISO_WUMS | MISO_W | MISO_WUMS | Internal | Shoulder | B12 | 200 | 1667 | 0.04 | 60.2 | 60.19 | 0.01 | 0
2015 | MISO_W_2_MISO_WUMS | MISO_W | MISO_WUMS | Internal | Shoulder | B13 | 600 | 1667 | 0.03 | 55.18 | 55.18 | 0.01 | 0
2015 | MISO_W_2_MISO_WUMS | MISO_W | MISO_WUMS | Internal | Shoulder | B14 | 900 | 1667 | 0.02 | 54.62 | 54.62 | 0.01 | 0
2015 | MISO_W_2_MISO_WUMS | MISO_W | MISO_WUMS | Internal | Shoulder | B15 | 1203 | 1667 | 0 | 51.62 | 51.61 | 0.01 | 0
2015 | MISO_W_2_MISO_WUMS | MISO_W | MISO_WUMS | Internal | Summer | B1 | 10 | 1667 | 0.72 | 88.57 | 88.55 | 0.01 | 0
2015 | MISO_W_2_MISO_WUMS | MISO_W | MISO_WUMS | Internal | Summer | B2 | 25 | 1667 | 0.51 | 85.53 | 85.53 | 0.01 | 0
2015 | MISO_W_2_MISO_WUMS | MISO_W | MISO_WUMS | Internal | Summer | B3 | 75 | 1667 | 0 | 85.45 | 84.28 | 0.01 | 0
2015 | MISO_W_2_MISO_WUMS | MISO_W | MISO_WUMS | Internal | Summer | B4 | 100 | 1667 | 0 | 83.3 | 81.92 | 0.01 | 0
2015 | MISO_W_2_MISO_WUMS | MISO_W | MISO_WUMS | Internal | Summer | B5 | 200 | 1667 | 0.04 | 72.04 | 72.03 | 0.01 | 0
2015 | MISO_W_2_MISO_WUMS | MISO_W | MISO_WUMS | Internal | Summer | B6 | 300 | 1667 | 0 | 63.06 | 61.84 | 0.01 | 0
2015 | MISO_W_2_MISO_WUMS | MISO_W | MISO_WUMS | Internal | Summer | B7 | 400 | 1667 | 0.04 | 53.32 | 53.32 | 0.01 | 0
2015 | MISO_W_2_MISO_WUMS | MISO_W | MISO_WUMS | Internal | Summer | B8 | 500 | 1667 | 0.02 | 52.08 | 52.07 | 0.01 | 0
2015 | MISO_W_2_MISO_WUMS | MISO_W | MISO_WUMS | Internal | Summer | B9 | 800 | 1667 | 1341.34 | 50.51 | 50.53 | 0.01 | 0
2015 | MISO_W_2_MISO_WUMS | MISO_W | MISO_WUMS | Internal | Summer | B10 | 1262 | 1667 | 1479.61 | 48.07 | 48.08 | 0.01 | 0
2015 | MISO_W_2_MISO_WUMS | MISO_W | MISO_WUMS | Internal | Winter | B16 | 25 | 1667 | 0.28 | 71.76 | 71.74 | 0.01 | 0
2015 | MISO_W_2_MISO_WUMS | MISO_W | MISO_WUMS | Internal | Winter | B17 | 100 | 1667 | 0.07 | 64.32 | 64.31 | 0.01 | 0
2015 | MISO_W_2_MISO_WUMS | MISO_W | MISO_WUMS | Internal | Winter | B18 | 400 | 1667 | 0.04 | 56.82 | 56.82 | 0.01 | 0
2015 | MISO_W_2_MISO_WUMS | MISO_W | MISO_WUMS | Internal | Winter | B19 | 700 | 1667 | 0.01 | 54.89 | 54.88 | 0.01 | 0
2015 | MISO_W_2_MISO_WUMS | MISO_W | MISO_WUMS | Internal | Winter | B20 | 935 | 1667 | 745.17 | 50.68 | 50.69 | 0.01 | 0
2015 | MISO_W_2_NE | MISO_W | NE | Internal | Shoulder | B11 | 25 | 5289 | 0 | 74.92 | 79.14 | 7 | 0
2015 | MISO_W_2_NE | MISO_W | NE | Internal | Shoulder | B12 | 200 | 5289 | 0 | 60.2 | 60.2 | 7 | 0
2015 | MISO_W_2_NE | MISO_W | NE | Internal | Shoulder | B13 | 600 | 5289 | 0 | 55.18 | 57.89 | 7 | 0
2015 | MISO_W_2_NE | MISO_W | NE | Internal | Shoulder | B14 | 900 | 5289 | 0 | 54.62 | 55.34 | 7 | 0
2015 | MISO_W_2_NE | MISO_W | NE | Internal | Shoulder | B15 | 1203 | 5289 | 0 | 51.62 | 55.32 | 7 | 0
2015 | MISO_W_2_NE | MISO_W | NE | Internal | Summer | B1 | 10 | 5289 | 0 | 88.57 | 88.57 | 7 | 0
2015 | MISO_W_2_NE | MISO_W | NE | Internal | Summer | B2 | 25 | 5289 | 0 | 85.53 | 88.1 | 7 | 0
2015 | MISO_W_2_NE | MISO_W | NE | Internal | Summer | B3 | 75 | 5289 | 0 | 85.45 | 88.1 | 7 | 0
2015 | MISO_W_2_NE | MISO_W | NE | Internal | Summer | B4 | 100 | 5289 | 0 | 83.3 | 84.21 | 7 | 0
2015 | MISO_W_2_NE | MISO_W | NE | Internal | Summer | B5 | 200 | 5289 | 0.06 | 72.04 | 79.03 | 7 | 0
2015 | MISO_W_2_NE | MISO_W | NE | Internal | Summer | B6 | 300 | 5289 | 0 | 63.06 | 65.11 | 7 | 0
2015 | MISO_W_2_NE | MISO_W | NE | Internal | Summer | B7 | 400 | 5289 | 0 | 53.32 | 56.44 | 7 | 0
2015 | MISO_W_2_NE | MISO_W | NE | Internal | Summer | B8 | 500 | 5289 | 0 | 52.08 | 54.35 | 7 | 0
2015 | MISO_W_2_NE | MISO_W | NE | Internal | Summer | B9 | 800 | 5289 | 0 | 50.51 | 54.05 | 7 | 0
2015 | MISO_W_2_NE | MISO_W | NE | Internal | Summer | B10 | 1262 | 5289 | 0 | 48.07 | 53.93 | 7 | 0
2015 | MISO_W_2_NE | MISO_W | NE | Internal | Winter | B16 | 25 | 5289 | 0 | 71.76 | 69.44 | 7 | 0
2015 | MISO_W_2_NE | MISO_W | NE | Internal | Winter | B17 | 100 | 5289 | 0 | 64.32 | 59.32 | 7 | 0
2015 | MISO_W_2_NE | MISO_W | NE | Internal | Winter | B18 | 400 | 5289 | 0 | 56.82 | 57.8 | 7 | 0
2015 | MISO_W_2_NE | MISO_W | NE | Internal | Winter | B19 | 700 | 5289 | 0 | 54.89 | 57.75 | 7 | 0
2015 | MISO_W_2_NE | MISO_W | NE | Internal | Winter | B20 | 935 | 5289 | 0 | 50.68 | 54.11 | 7 | 0
2015 | MISO_W_2_PJM_ROR | MISO_W | PJM_ROR | Internal | Shoulder | B11 | 25 | 13193 | 0 | 74.92 | 72.94 | 2 | 0
2015 | MISO_W_2_PJM_ROR | MISO_W | PJM_ROR | Internal | Shoulder | B12 | 200 | 13193 | 1445.48 | 60.2 | 62.2 | 2 | 0
2015 | MISO_W_2_PJM_ROR | MISO_W | PJM_ROR | Internal | Shoulder | B13 | 600 | 13193 | 1318.84 | 55.18 | 57.18 | 2 | 0
2015 | MISO_W_2_PJM_ROR | MISO_W | PJM_ROR | Internal | Shoulder | B14 | 900 | 13193 | 2315.61 | 54.62 | 56.62 | 2 | 0
2015 | MISO_W_2_PJM_ROR | MISO_W | PJM_ROR | Internal | Shoulder | B15 | 1203 | 13193 | 0 | 51.62 | 52.92 | 2 | 0
2015 | MISO_W_2_PJM_ROR | MISO_W | PJM_ROR | Internal | Summer | B1 | 10 | 13193 | 2882.72 | 88.57 | 90.57 | 2 | 0
2015 | MISO_W_2_PJM_ROR | MISO_W | PJM_ROR | Internal | Summer | B2 | 25 | 13193 | 447.6 | 85.53 | 87.53 | 2 | 0
2015 | MISO_W_2_PJM_ROR | MISO_W | PJM_ROR | Internal | Summer | B3 | 75 | 13193 | 0 | 85.45 | 86.28 | 2 | 0
2015 | MISO_W_2_PJM_ROR | MISO_W | PJM_ROR | Internal | Summer | B4 | 100 | 13193 | 0 | 83.3 | 83.92 | 2 | 0
2015 | MISO_W_2_PJM_ROR | MISO_W | PJM_ROR | Internal | Summer | B5 | 200 | 13193 | 500.01 | 72.04 | 74.04 | 2 | 0
2015 | MISO_W_2_PJM_ROR | MISO_W | PJM_ROR | Internal | Summer | B6 | 300 | 13193 | 0 | 63.06 | 63.84 | 2 | 0
2015 | MISO_W_2_PJM_ROR | MISO_W | PJM_ROR | Internal | Summer | B7 | 400 | 13193 | 1251.24 | 53.32 | 55.32 | 2 | 0
2015 | MISO_W_2_PJM_ROR | MISO_W | PJM_ROR | Internal | Summer | B8 | 500 | 13193 | 1978.46 | 52.08 | 54.08 | 2 | 0
2015 | MISO_W_2_PJM_ROR | MISO_W | PJM_ROR | Internal | Summer | B9 | 800 | 13193 | 0 | 50.51 | 51.62 | 2 | 0
2015 | MISO_W_2_PJM_ROR | MISO_W | PJM_ROR | Internal | Summer | B10 | 1262 | 13193 | 0 | 48.07 | 49.36 | 2 | 0
2015 | MISO_W_2_PJM_ROR | MISO_W | PJM_ROR | Internal | Winter | B16 | 25 | 13193 | 2973.86 | 71.76 | 73.76 | 2 | 0
2015 | MISO_W_2_PJM_ROR | MISO_W | PJM_ROR | Internal | Winter | B17 | 100 | 13193 | 3173.01 | 64.32 | 66.32 | 2 | 0
2015 | MISO_W_2_PJM_ROR | MISO_W | PJM_ROR | Internal | Winter | B18 | 400 | 13193 | 1631.08 | 56.82 | 58.82 | 2 | 0
2015 | MISO_W_2_PJM_ROR | MISO_W | PJM_ROR | Internal | Winter | B19 | 700 | 13193 | 0.02 | 54.89 | 56.88 | 2 | 0
2015 | MISO_W_2_PJM_ROR | MISO_W | PJM_ROR | Internal | Winter | B20 | 935 | 13193 | 0 | 50.68 | 51.95 | 2 | 0
2015 | MISO_W_2_SPP_N | MISO_W | SPP_N | Internal | Shoulder | B11 | 25 | 3537 | 748.04 | 74.92 | 81.92 | 7 | 0
2015 | MISO_W_2_SPP_N | MISO_W | SPP_N | Internal | Shoulder | B12 | 200 | 3537 | 0 | 60.2 | 60.21 | 7 | 0
2015 | MISO_W_2_SPP_N | MISO_W | SPP_N | Internal | Shoulder | B13 | 600 | 3537 | 0 | 55.18 | 57.9 | 7 | 0
2015 | MISO_W_2_SPP_N | MISO_W | SPP_N | Internal | Shoulder | B14 | 900 | 3537 | 0 | 54.62 | 55.36 | 7 | 0
2015 | MISO_W_2_SPP_N | MISO_W | SPP_N | Internal | Shoulder | B15 | 1203 | 3537 | 0 | 51.62 | 55.33 | 7 | 0
2015 | MISO_W_2_SPP_N | MISO_W | SPP_N | Internal | Summer | B1 | 10 | 3537 | 0 | 88.57 | 89.34 | 7 | 0
2015 | MISO_W_2_SPP_N | MISO_W | SPP_N | Internal | Summer | B2 | 25 | 3537 | 0 | 85.53 | 89.34 | 7 | 0
2015 | MISO_W_2_SPP_N | MISO_W | SPP_N | Internal | Summer | B3 | 75 | 3537 | 0 | 85.45 | 89.34 | 7 | 0
2015 | MISO_W_2_SPP_N | MISO_W | SPP_N | Internal | Summer | B4 | 100 | 3537 | 0 | 83.3 | 84.22 | 7 | 0
2015 | MISO_W_2_SPP_N | MISO_W | SPP_N | Internal | Summer | B5 | 200 | 3537 | 492.73 | 72.04 | 79.04 | 7 | 0
2015 | MISO_W_2_SPP_N | MISO_W | SPP_N | Internal | Summer | B6 | 300 | 3537 | 2338.15 | 63.06 | 70.06 | 7 | 0
2015 | MISO_W_2_SPP_N | MISO_W | SPP_N | Internal | Summer | B7 | 400 | 3537 | 1004.78 | 53.32 | 60.32 | 7 | 0
2015 | MISO_W_2_SPP_N | MISO_W | SPP_N | Internal | Summer | B8 | 500 | 3537 | 0 | 52.08 | 56.55 | 7 | 0
2015 | MISO_W_2_SPP_N | MISO_W | SPP_N | Internal | Summer | B9 | 800 | 3537 | 0 | 50.51 | 54.07 | 7 | 0
2015 | MISO_W_2_SPP_N | MISO_W | SPP_N | Internal | Summer | B10 | 1262 | 3537 | 0 | 48.07 | 53.94 | 7 | 0
2015 | MISO_W_2_SPP_N | MISO_W | SPP_N | Internal | Winter | B16 | 25 | 3537 | 0 | 71.76 | 69.46 | 7 | 0
2015 | MISO_W_2_SPP_N | MISO_W | SPP_N | Internal | Winter | B17 | 100 | 3537 | 0 | 64.32 | 59.33 | 7 | 0
2015 | MISO_W_2_SPP_N | MISO_W | SPP_N | Internal | Winter | B18 | 400 | 3537 | 0 | 56.82 | 57.81 | 7 | 0
2015 | MISO_W_2_SPP_N | MISO_W | SPP_N | Internal | Winter | B19 | 700 | 3537 | 0 | 54.89 | 57.77 | 7 | 0
2015 | MISO_W_2_SPP_N | MISO_W | SPP_N | Internal | Winter | B20 | 935 | 3537 | 539.66 | 50.68 | 57.68 | 7 | 0
2015 | MISO_WUMS_2_MISO_MI | MISO_WUMS | MISO_MI | Internal | Shoulder | B11 | 25 | 787 | 786.98 | 70.94 | 71.22 | 0.01 | 0.27
2015 | MISO_WUMS_2_MISO_MI | MISO_WUMS | MISO_MI | Internal | Shoulder | B12 | 200 | 787 | 787 | 60.19 | 64.02 | 0.01 | 3.82
2015 | MISO_WUMS_2_MISO_MI | MISO_WUMS | MISO_MI | Internal | Shoulder | B13 | 600 | 787 | 787 | 55.18 | 55.49 | 0.01 | 0.29
2015 | MISO_WUMS_2_MISO_MI | MISO_WUMS | MISO_MI | Internal | Shoulder | B14 | 900 | 787 | 786.98 | 54.62 | 54.65 | 0.01 | 0.01
2015 | MISO_WUMS_2_MISO_MI | MISO_WUMS | MISO_MI | Internal | Shoulder | B15 | 1203 | 787 | 786.99 | 51.61 | 51.63 | 0.01 | 0.01
2015 | MISO_WUMS_2_MISO_MI | MISO_WUMS | MISO_MI | Internal | Summer | B1 | 10 | 787 | 317.6 | 88.55 | 88.57 | 0.01 | 0
2015 | MISO_WUMS_2_MISO_MI | MISO_WUMS | MISO_MI | Internal | Summer | B2 | 25 | 787 | 787 | 85.53 | 88.42 | 0.01 | 2.88
2015 | MISO_WUMS_2_MISO_MI | MISO_WUMS | MISO_MI | Internal | Summer | B3 | 75 | 787 | 486.9 | 84.28 | 84.29 | 0.01 | 0
2015 | MISO_WUMS_2_MISO_MI | MISO_WUMS | MISO_MI | Internal | Summer | B4 | 100 | 787 | 787 | 81.92 | 83.31 | 0.01 | 1.38
2015 | MISO_WUMS_2_MISO_MI | MISO_WUMS | MISO_MI | Internal | Summer | B5 | 200 | 787 | 562.25 | 72.03 | 72.04 | 0.01 | 0
2015 | MISO_WUMS_2_MISO_MI | MISO_WUMS | MISO_MI | Internal | Summer | B6 | 300 | 787 | 787 | 61.84 | 63.05 | 0.01 | 1.19
2015 | MISO_WUMS_2_MISO_MI | MISO_WUMS | MISO_MI | Internal | Summer | B7 | 400 | 787 | 786.96 | 53.32 | 53.35 | 0.01 | 0.01
2015 | MISO_WUMS_2_MISO_MI | MISO_WUMS | MISO_MI | Internal | Summer | B8 | 500 | 787 | 786.97 | 52.07 | 52.09 | 0.01 | 0.01
2015 | MISO_WUMS_2_MISO_MI | MISO_WUMS | MISO_MI | Internal | Summer | B9 | 800 | 787 | 787 | 50.53 | 50.68 | 0.01 | 0.14
2015 | MISO_WUMS_2_MISO_MI | MISO_WUMS | MISO_MI | Internal | Summer | B10 | 1262 | 787 | 787 | 48.08 | 48.95 | 0.01 | 0.85
2015 | MISO_WUMS_2_MISO_MI | MISO_WUMS | MISO_MI | Internal | Winter | B16 | 25 | 787 | 771.56 | 71.74 | 71.76 | 0.01 | 0
2015 | MISO_WUMS_2_MISO_MI | MISO_WUMS | MISO_MI | Internal | Winter | B17 | 100 | 787 | 787 | 64.31 | 66.3 | 0.01 | 1.98
2015 | MISO_WUMS_2_MISO_MI | MISO_WUMS | MISO_MI | Internal | Winter | B18 | 400 | 787 | 577.6 | 56.82 | 56.83 | 0.01 | 0
2015 | MISO_WUMS_2_MISO_MI | MISO_WUMS | MISO_MI | Internal | Winter | B19 | 700 | 787 | 0.02 | 54.88 | 54.88 | 0.01 | 0
2015 | MISO_WUMS_2_MISO_MI | MISO_WUMS | MISO_MI | Internal | Winter | B20 | 935 | 787 | 787 | 50.69 | 51.23 | 0.01 | 0.52
2015 | MISO_WUMS_2_MISO_W | MISO_WUMS | MISO_W | Internal | Shoulder | B11 | 25 | 1175 | 1175 | 70.94 | 74.92 | 0.01 | 3.96
2015 | MISO_WUMS_2_MISO_W | MISO_WUMS | MISO_W | Internal | Shoulder | B12 | 200 | 1175 | 211.61 | 60.19 | 60.2 | 0.01 | 0
2015 | MISO_WUMS_2_MISO_W | MISO_WUMS | MISO_W | Internal | Shoulder | B13 | 600 | 1175 | 0.03 | 55.18 | 55.18 | 0.01 | 0
2015 | MISO_WUMS_2_MISO_W | MISO_WUMS | MISO_W | Internal | Shoulder | B14 | 900 | 1175 | 0.02 | 54.62 | 54.62 | 0.01 | 0
2015 | MISO_WUMS_2_MISO_W | MISO_WUMS | MISO_W | Internal | Shoulder | B15 | 1203 | 1175 | 41.77 | 51.61 | 51.62 | 0.01 | 0
2015 | MISO_WUMS_2_MISO_W | MISO_WUMS | MISO_W | Internal | Summer | B1 | 10 | 1175 | 71.75 | 88.55 | 88.57 | 0.01 | 0
2015 | MISO_WUMS_2_MISO_W | MISO_WUMS | MISO_W | Internal | Summer | B2 | 25 | 1175 | 0.61 | 85.53 | 85.53 | 0.01 | 0
2015 | MISO_WUMS_2_MISO_W | MISO_WUMS | MISO_W | Internal | Summer | B3 | 75 | 1175 | 1175 | 84.28 | 85.45 | 0.01 | 1.16
2015 | MISO_WUMS_2_MISO_W | MISO_WUMS | MISO_W | Internal | Summer | B4 | 100 | 1175 | 1175 | 81.92 | 83.3 | 0.01 | 1.36
2015 | MISO_WUMS_2_MISO_W | MISO_WUMS | MISO_W | Internal | Summer | B5 | 200 | 1175 | 901.36 | 72.03 | 72.04 | 0.01 | 0
2015 | MISO_WUMS_2_MISO_W | MISO_WUMS | MISO_W | Internal | Summer | B6 | 300 | 1175 | 1175 | 61.84 | 63.06 | 0.01 | 1.21
2015 | MISO_WUMS_2_MISO_W | MISO_WUMS | MISO_W | Internal | Summer | B7 | 400 | 1175 | 0.04 | 53.32 | 53.32 | 0.01 | 0
2015 | MISO_WUMS_2_MISO_W | MISO_WUMS | MISO_W | Internal | Summer | B8 | 500 | 1175 | 89.99 | 52.07 | 52.08 | 0.01 | 0
2015 | MISO_WUMS_2_MISO_W | MISO_WUMS | MISO_W | Internal | Summer | B9 | 800 | 1175 | 0 | 50.53 | 50.51 | 0.01 | 0
2015 | MISO_WUMS_2_MISO_W | MISO_WUMS | MISO_W | Internal | Summer | B10 | 1262 | 1175 | 0 | 48.08 | 48.07 | 0.01 | 0
2015 | MISO_WUMS_2_MISO_W | MISO_WUMS | MISO_W | Internal | Winter | B16 | 25 | 1175 | 167.54 | 71.74 | 71.76 | 0.01 | 0
2015 | MISO_WUMS_2_MISO_W | MISO_WUMS | MISO_W | Internal | Winter | B17 | 100 | 1175 | 304.52 | 64.31 | 64.32 | 0.01 | 0
2015 | MISO_WUMS_2_MISO_W | MISO_WUMS | MISO_W | Internal | Winter | B18 | 400 | 1175 | 0.04 | 56.82 | 56.82 | 0.01 | 0
2015 | MISO_WUMS_2_MISO_W | MISO_WUMS | MISO_W | Internal | Winter | B19 | 700 | 1175 | 537.86 | 54.88 | 54.89 | 0.01 | 0
2015 | MISO_WUMS_2_MISO_W | MISO_WUMS | MISO_W | Internal | Winter | B20 | 935 | 1175 | 0 | 50.69 | 50.68 | 0.01 | 0
2015 | MISO_WUMS_2_PJM_ROR | MISO_WUMS | PJM_ROR | Internal | Shoulder | B11 | 25 | 1600 | 553.18 | 70.94 | 72.94 | 2 | 0
2015 | MISO_WUMS_2_PJM_ROR | MISO_WUMS | PJM_ROR | Internal | Shoulder | B12 | 200 | 1600 | 1599.92 | 60.19 | 62.2 | 2 | 0.01
2015 | MISO_WUMS_2_PJM_ROR | MISO_WUMS | PJM_ROR | Internal | Shoulder | B13 | 600 | 1600 | 1071.12 | 55.18 | 57.18 | 2 | 0
2015 | MISO_WUMS_2_PJM_ROR | MISO_WUMS | PJM_ROR | Internal | Shoulder | B14 | 900 | 1600 | 1167.99 | 54.62 | 56.62 | 2 | 0
2015 | MISO_WUMS_2_PJM_ROR | MISO_WUMS | PJM_ROR | Internal | Shoulder | B15 | 1203 | 1600 | 0 | 51.61 | 52.92 | 2 | 0
2015 | MISO_WUMS_2_PJM_ROR | MISO_WUMS | PJM_ROR | Internal | Summer | B1 | 10 | 1600 | 1598.38 | 88.55 | 90.57 | 2 | 0.01
2015 | MISO_WUMS_2_PJM_ROR | MISO_WUMS | PJM_ROR | Internal | Summer | B2 | 25 | 1600 | 568.03 | 85.53 | 87.53 | 2 | 0
2015 | MISO_WUMS_2_PJM_ROR | MISO_WUMS | PJM_ROR | Internal | Summer | B3 | 75 | 1600 | 211.93 | 84.28 | 86.28 | 2 | 0
2015 | MISO_WUMS_2_PJM_ROR | MISO_WUMS | PJM_ROR | Internal | Summer | B4 | 100 | 1600 | 591.34 | 81.92 | 83.92 | 2 | 0
2015 | MISO_WUMS_2_PJM_ROR | MISO_WUMS | PJM_ROR | Internal | Summer | B5 | 200 | 1600 | 1599.93 | 72.03 | 74.04 | 2 | 0.01
2015 | MISO_WUMS_2_PJM_ROR | MISO_WUMS | PJM_ROR | Internal | Summer | B6 | 300 | 1600 | 1480.11 | 61.84 | 63.84 | 2 | 0
2015 | MISO_WUMS_2_PJM_ROR | MISO_WUMS | PJM_ROR | Internal | Summer | B7 | 400 | 1600 | 1348.35 | 53.32 | 55.32 | 2 | 0
2015 | MISO_WUMS_2_PJM_ROR | MISO_WUMS | PJM_ROR | Internal | Summer | B8 | 500 | 1600 | 1599.97 | 52.07 | 54.08 | 2 | 0.01
2015 | MISO_WUMS_2_PJM_ROR | MISO_WUMS | PJM_ROR | Internal | Summer | B9 | 800 | 1600 | 0 | 50.53 | 51.62 | 2 | 0
2015 | MISO_WUMS_2_PJM_ROR | MISO_WUMS | PJM_ROR | Internal | Summer | B10 | 1262 | 1600 | 0 | 48.08 | 49.36 | 2 | 0
2015 | MISO_WUMS_2_PJM_ROR | MISO_WUMS | PJM_ROR | Internal | Winter | B16 | 25 | 1600 | 1599.43 | 71.74 | 73.76 | 2 | 0.01
2015 | MISO_WUMS_2_PJM_ROR | MISO_WUMS | PJM_ROR | Internal | Winter | B17 | 100 | 1600 | 1599.85 | 64.31 | 66.32 | 2 | 0.01
2015 | MISO_WUMS_2_PJM_ROR | MISO_WUMS | PJM_ROR | Internal | Winter | B18 | 400 | 1600 | 1330.23 | 56.82 | 58.82 | 2 | 0
2015 | MISO_WUMS_2_PJM_ROR | MISO_WUMS | PJM_ROR | Internal | Winter | B19 | 700 | 1600 | 1144.99 | 54.88 | 56.88 | 2 | 0
2015 | MISO_WUMS_2_PJM_ROR | MISO_WUMS | PJM_ROR | Internal | Winter | B20 | 935 | 1600 | 0 | 50.69 | 51.95 | 2 | 0
2015 | NE_2_MAPP_US | NE | MAPP_US | Internal | Shoulder | B11 | 25 | 1600 | 0 | 79.14 | 72.14 | 5 | 0
2015 | NE_2_MAPP_US | NE | MAPP_US | Internal | Shoulder | B12 | 200 | 1600 | 0 | 60.2 | 53.2 | 5 | 0
2015 | NE_2_MAPP_US | NE | MAPP_US | Internal | Shoulder | B13 | 600 | 1600 | 0 | 57.89 | 51.32 | 5 | 0
2015 | NE_2_MAPP_US | NE | MAPP_US | Internal | Shoulder | B14 | 900 | 1600 | 0 | 55.34 | 51.32 | 5 | 0
2015 | NE_2_MAPP_US | NE | MAPP_US | Internal | Shoulder | B15 | 1203 | 1600 | 0 | 55.32 | 51.32 | 5 | 0
2015 | NE_2_MAPP_US | NE | MAPP_US | Internal | Summer | B1 | 10 | 1600 | 0 | 88.57 | 81.57 | 5 | 0
2015 | NE_2_MAPP_US | NE | MAPP_US | Internal | Summer | B2 | 25 | 1600 | 0 | 88.1 | 81.1 | 5 | 0
2015 | NE_2_MAPP_US | NE | MAPP_US | Internal | Summer | B3 | 75 | 1600 | 0 | 88.1 | 81.1 | 5 | 0
2015 | NE_2_MAPP_US | NE | MAPP_US | Internal | Summer | B4 | 100 | 1600 | 0 | 84.21 | 77.21 | 5 | 0
2015 | NE_2_MAPP_US | NE | MAPP_US | Internal | Summer | B5 | 200 | 1600 | 0 | 79.03 | 72.03 | 5 | 0
2015 | NE_2_MAPP_US | NE | MAPP_US | Internal | Summer | B6 | 300 | 1600 | 0 | 65.11 | 58.11 | 5 | 0
2015 | NE_2_MAPP_US | NE | MAPP_US | Internal | Summer | B7 | 400 | 1600 | 0 | 56.44 | 49.44 | 5 | 0
2015 | NE_2_MAPP_US | NE | MAPP_US | Internal | Summer | B8 | 500 | 1600 | 0 | 54.35 | 47.35 | 5 | 0
2015 | NE_2_MAPP_US | NE | MAPP_US | Internal | Summer | B9 | 800 | 1600 | 0 | 54.05 | 47.35 | 5 | 0
2015 | NE_2_MAPP_US | NE | MAPP_US | Internal | Summer | B10 | 1262 | 1600 | 0 | 53.93 | 47.35 | 5 | 0
2015 | NE_2_MAPP_US | NE | MAPP_US | Internal | Winter | B16 | 25 | 1600 | 0 | 69.44 | 64.76 | 5 | 0
2015 | NE_2_MAPP_US | NE | MAPP_US | Internal | Winter | B17 | 100 | 1600 | 0 | 59.32 | 57.32 | 5 | 0
2015 | NE_2_MAPP_US | NE | MAPP_US | Internal | Winter | B18 | 400 | 1600 | 0 | 57.8 | 55.08 | 5 | 0
2015 | NE_2_MAPP_US | NE | MAPP_US | Internal | Winter | B19 | 700 | 1600 | 0 | 57.75 | 55.08 | 5 | 0
2015 | NE_2_MAPP_US | NE | MAPP_US | Internal | Winter | B20 | 935 | 1600 | 0 | 54.11 | 55.08 | 5 | 0
2015 | NE_2_MISO_W | NE | MISO_W | Internal | Shoulder | B11 | 25 | 4089 | 0 | 79.14 | 74.92 | 5 | 0
2015 | NE_2_MISO_W | NE | MISO_W | Internal | Shoulder | B12 | 200 | 4089 | 0 | 60.2 | 60.2 | 5 | 0
2015 | NE_2_MISO_W | NE | MISO_W | Internal | Shoulder | B13 | 600 | 4089 | 0 | 57.89 | 55.18 | 5 | 0
2015 | NE_2_MISO_W | NE | MISO_W | Internal | Shoulder | B14 | 900 | 4089 | 0 | 55.34 | 54.62 | 5 | 0
2015 | NE_2_MISO_W | NE | MISO_W | Internal | Shoulder | B15 | 1203 | 4089 | 0 | 55.32 | 51.62 | 5 | 0
2015 | NE_2_MISO_W | NE | MISO_W | Internal | Summer | B1 | 10 | 4089 | 0 | 88.57 | 88.57 | 5 | 0
2015 | NE_2_MISO_W | NE | MISO_W | Internal | Summer | B2 | 25 | 4089 | 0 | 88.1 | 85.53 | 5 | 0
2015 | NE_2_MISO_W | NE | MISO_W | Internal | Summer | B3 | 75 | 4089 | 0 | 88.1 | 85.45 | 5 | 0
2015 | NE_2_MISO_W | NE | MISO_W | Internal | Summer | B4 | 100 | 4089 | 0 | 84.21 | 83.3 | 5 | 0
2015 | NE_2_MISO_W | NE | MISO_W | Internal | Summer | B5 | 200 | 4089 | 0 | 79.03 | 72.04 | 5 | 0
2015 | NE_2_MISO_W | NE | MISO_W | Internal | Summer | B6 | 300 | 4089 | 0 | 65.11 | 63.06 | 5 | 0
2015 | NE_2_MISO_W | NE | MISO_W | Internal | Summer | B7 | 400 | 4089 | 0 | 56.44 | 53.32 | 5 | 0
2015 | NE_2_MISO_W | NE | MISO_W | Internal | Summer | B8 | 500 | 4089 | 0 | 54.35 | 52.08 | 5 | 0
2015 | NE_2_MISO_W | NE | MISO_W | Internal | Summer | B9 | 800 | 4089 | 0 | 54.05 | 50.51 | 5 | 0
2015 | NE_2_MISO_W | NE | MISO_W | Internal | Summer | B10 | 1262 | 4089 | 0 | 53.93 | 48.07 | 5 | 0
2015 | NE_2_MISO_W | NE | MISO_W | Internal | Winter | B16 | 25 | 4089 | 0 | 69.44 | 71.76 | 5 | 0
2015 | NE_2_MISO_W | NE | MISO_W | Internal | Winter | B17 | 100 | 4089 | 62.97 | 59.32 | 64.32 | 5 | 0
2015 | NE_2_MISO_W | NE | MISO_W | Internal | Winter | B18 | 400 | 4089 | 0 | 57.8 | 56.82 | 5 | 0
2015 | NE_2_MISO_W | NE | MISO_W | Internal | Winter | B19 | 700 | 4089 | 0 | 57.75 | 54.89 | 5 | 0
2015 | NE_2_MISO_W | NE | MISO_W | Internal | Winter | B20 | 935 | 4089 | 0 | 54.11 | 50.68 | 5 | 0
2015 | NE_2_SPP_N | NE | SPP_N | Internal | Shoulder | B11 | 25 | 1960 | 1960 | 79.14 | 81.92 | 0.01 | 2.77
2015 | NE_2_SPP_N | NE | SPP_N | Internal | Shoulder | B12 | 200 | 1960 | 627.54 | 60.2 | 60.21 | 0.01 | 0
2015 | NE_2_SPP_N | NE | SPP_N | Internal | Shoulder | B13 | 600 | 1960 | 759.81 | 57.89 | 57.9 | 0.01 | 0
2015 | NE_2_SPP_N | NE | SPP_N | Internal | Shoulder | B14 | 900 | 1960 | 634.46 | 55.34 | 55.36 | 0.01 | 0
2015 | NE_2_SPP_N | NE | SPP_N | Internal | Shoulder | B15 | 1203 | 1960 | 1022.26 | 55.32 | 55.33 | 0.01 | 0
2015 | NE_2_SPP_N | NE | SPP_N | Internal | Summer | B1 | 10 | 1960 | 1959.98 | 88.57 | 89.34 | 0.01 | 0.77
2015 | NE_2_SPP_N | NE | SPP_N | Internal | Summer | B2 | 25 | 1960 | 1959.99 | 88.1 | 89.34 | 0.01 | 1.23
2015 | NE_2_SPP_N | NE | SPP_N | Internal | Summer | B3 | 75 | 1960 | 1960 | 88.1 | 89.34 | 0.01 | 1.23
2015 | NE_2_SPP_N | NE | SPP_N | Internal | Summer | B4 | 100 | 1960 | 1471.2 | 84.21 | 84.22 | 0.01 | 0
2015 | NE_2_SPP_N | NE | SPP_N | Internal | Summer | B5 | 200 | 1960 | 1931.64 | 79.03 | 79.04 | 0.01 | 0
2015 | NE_2_SPP_N | NE | SPP_N | Internal | Summer | B6 | 300 | 1960 | 1960 | 65.11 | 70.06 | 0.01 | 4.94
2015 | NE_2_SPP_N | NE | SPP_N | Internal | Summer | B7 | 400 | 1960 | 1960 | 56.44 | 60.32 | 0.01 | 3.87
2015 | NE_2_SPP_N | NE | SPP_N | Internal | Summer | B8 | 500 | 1960 | 1960 | 54.35 | 56.55 | 0.01 | 2.19
2015 | NE_2_SPP_N | NE | SPP_N | Internal | Summer | B9 | 800 | 1960 | 1304.64 | 54.05 | 54.07 | 0.01 | 0
2015 | NE_2_SPP_N | NE | SPP_N | Internal | Summer | B10 | 1262 | 1960 | 1893.56 | 53.93 | 53.94 | 0.01 | 0
2015 | NE_2_SPP_N | NE | SPP_N | Internal | Winter | B16 | 25 | 1960 | 1390.07 | 69.44 | 69.46 | 0.01 | 0
2015 | NE_2_SPP_N | NE | SPP_N | Internal | Winter | B17 | 100 | 1960 | 1336.81 | 59.32 | 59.33 | 0.01 | 0
2015 | NE_2_SPP_N | NE | SPP_N | Internal | Winter | B18 | 400 | 1960 | 1489 | 57.8 | 57.81 | 0.01 | 0
2015 | NE_2_SPP_N | NE | SPP_N | Internal | Winter | B19 | 700 | 1960 | 1512.82 | 57.75 | 57.77 | 0.01 | 0
2015 | NE_2_SPP_N | NE | SPP_N | Internal | Winter | B20 | 935 | 1960 | 1960 | 54.11 | 57.68 | 0.01 | 3.56
2015 | NEISO_2_NYISO_A-F | NEISO | NYISO_A-F | Internal | Shoulder | B11 | 25 | 600 | 600 | 53.78 | 58.35 | 3 | 1.57
2015 | NEISO_2_NYISO_A-F | NEISO | NYISO_A-F | Internal | Shoulder | B12 | 200 | 600 | 0.04 | 53.78 | 56.76 | 3 | 0
2015 | NEISO_2_NYISO_A-F | NEISO | NYISO_A-F | Internal | Shoulder | B13 | 600 | 600 | 0 | 53.78 | 55.78 | 3 | 0
2015 | NEISO_2_NYISO_A-F | NEISO | NYISO_A-F | Internal | Shoulder | B14 | 900 | 600 | 0 | 53.78 | 54.84 | 3 | 0
2015 | NEISO_2_NYISO_A-F | NEISO | NYISO_A-F | Internal | Shoulder | B15 | 1203 | 600 | 0 | 53.78 | 54.84 | 3 | 0
2015 | NEISO_2_NYISO_A-F | NEISO | NYISO_A-F | Internal | Summer | B1 | 10 | 600 | 0 | 83.05 | 82.58 | 3 | 0
2015 | NEISO_2_NYISO_A-F | NEISO | NYISO_A-F | Internal | Summer | B2 | 25 | 600 | 0.24 | 76.57 | 79.54 | 3 | 0
2015 | NEISO_2_NYISO_A-F | NEISO | NYISO_A-F | Internal | Summer | B3 | 75 | 600 | 599.99 | 70.49 | 73.8 | 3 | 0.31
2015 | NEISO_2_NYISO_A-F | NEISO | NYISO_A-F | Internal | Summer | B4 | 100 | 600 | 600 | 56.73 | 73.3 | 3 | 13.57
2015 | NEISO_2_NYISO_A-F | NEISO | NYISO_A-F | Internal | Summer | B5 | 200 | 600 | 600 | 51.08 | 66.03 | 3 | 11.94
2015 | NEISO_2_NYISO_A-F | NEISO | NYISO_A-F | Internal | Summer | B6 | 300 | 600 | 600 | 51.08 | 55.83 | 3 | 1.75
2015 | NEISO_2_NYISO_A-F | NEISO | NYISO_A-F | Internal | Summer | B7 | 400 | 600 | 0.04 | 51.08 | 54.07 | 3 | 0
2015 | NEISO_2_NYISO_A-F | NEISO | NYISO_A-F | Internal | Summer | B8 | 500 | 600 | 0 | 51.08 | 53.2 | 3 | 0
2015 | NEISO_2_NYISO_A-F | NEISO | NYISO_A-F | Internal | Summer | B9 | 800 | 600 | 0 | 51.08 | 53.2 | 3 | 0
2015 | NEISO_2_NYISO_A-F | NEISO | NYISO_A-F | Internal | Summer | B10 | 1262 | 600 | 0 | 51.08 | 53.2 | 3 | 0
2015 | NEISO_2_NYISO_A-F | NEISO | NYISO_A-F | Internal | Winter | B16 | 25 | 600 | 599.96 | 62.17 | 65.38 | 3 | 0.2
2015 | NEISO_2_NYISO_A-F | NEISO | NYISO_A-F | Internal | Winter | B17 | 100 | 600 | 0 | 62.17 | 59.53 | 3 | 0
2015 | NEISO_2_NYISO_A-F | NEISO | NYISO_A-F | Internal | Winter | B18 | 400 | 600 | 0 | 62.17 | 59.53 | 3 | 0
2015 | NEISO_2_NYISO_A-F | NEISO | NYISO_A-F | Internal | Winter | B19 | 700 | 600 | 0 | 62.17 | 59.53 | 3 | 0
2015 | NEISO_2_NYISO_A-F | NEISO | NYISO_A-F | Internal | Winter | B20 | 935 | 600 | 0 | 62.17 | 59.53 | 3 | 0
2015 | NEISO_2_NYISO_G-I | NEISO | NYISO_G-I | Internal | Shoulder | B11 | 25 | 600 | 600 | 53.78 | 58.37 | 3 | 1.59
2015 | NEISO_2_NYISO_G-I | NEISO | NYISO_G-I | Internal | Shoulder | B12 | 200 | 600 | 0.07 | 53.78 | 56.77 | 3 | 0
2015 | NEISO_2_NYISO_G-I | NEISO | NYISO_G-I | Internal | Shoulder | B13 | 600 | 600 | 0 | 53.78 | 55.79 | 3 | 0
2015 | NEISO_2_NYISO_G-I | NEISO | NYISO_G-I | Internal | Shoulder | B14 | 900 | 600 | 0 | 53.78 | 54.85 | 3 | 0
2015 | NEISO_2_NYISO_G-I | NEISO | NYISO_G-I | Internal | Shoulder | B15 | 1203 | 600 | 0 | 53.78 | 54.85 | 3 | 0
2015 | NEISO_2_NYISO_G-I | NEISO | NYISO_G-I | Internal | Summer | B1 | 10 | 600 | 0 | 83.05 | 82.59 | 3 | 0
2015 | NEISO_2_NYISO_G-I | NEISO | NYISO_G-I | Internal | Summer | B2 | 25 | 600 | 0.47 | 76.57 | 79.56 | 3 | 0
2015 | NEISO_2_NYISO_G-I | NEISO | NYISO_G-I | Internal | Summer | B3 | 75 | 600 | 599.99 | 70.49 | 73.81 | 3 | 0.32
2015 | NEISO_2_NYISO_G-I | NEISO | NYISO_G-I | Internal | Summer | B4 | 100 | 600 | 600 | 56.73 | 73.81 | 3 | 14.08
2015 | NEISO_2_NYISO_G-I | NEISO | NYISO_G-I | Internal | Summer | B5 | 200 | 600 | 600 | 51.08 | 66.04 | 3 | 11.96
2015 | NEISO_2_NYISO_G-I | NEISO | NYISO_G-I | Internal | Summer | B6 | 300 | 600 | 600 | 51.08 | 55.84 | 3 | 1.76
2015 | NEISO_2_NYISO_G-I | NEISO | NYISO_G-I | Internal | Summer | B7 | 400 | 600 | 379.2 | 51.08 | 54.08 | 3 | 0
2015 | NEISO_2_NYISO_G-I | NEISO | NYISO_G-I | Internal | Summer | B8 | 500 | 600 | 0 | 51.08 | 53.21 | 3 | 0
2015 | NEISO_2_NYISO_G-I | NEISO | NYISO_G-I | Internal | Summer | B9 | 800 | 600 | 0 | 51.08 | 53.21 | 3 | 0
2015 | NEISO_2_NYISO_G-I | NEISO | NYISO_G-I | Internal | Summer | B10 | 1262 | 600 | 0 | 51.08 | 53.21 | 3 | 0
2015 | NEISO_2_NYISO_G-I | NEISO | NYISO_G-I | Internal | Winter | B16 | 25 | 600 | 599.99 | 62.17 | 65.76 | 3 | 0.58
2015 | NEISO_2_NYISO_G-I | NEISO | NYISO_G-I | Internal | Winter | B17 | 100 | 600 | 0 | 62.17 | 62.79 | 3 | 0
2015 | NEISO_2_NYISO_G-I | NEISO | NYISO_G-I | Internal | Winter | B18 | 400 | 600 | 0 | 62.17 | 62.79 | 3 | 0
2015 | NEISO_2_NYISO_G-I | NEISO | NYISO_G-I | Internal | Winter | B19 | 700 | 600 | 0 | 62.17 | 62.79 | 3 | 0
2015 | NEISO_2_NYISO_G-I | NEISO | NYISO_G-I | Internal | Winter | B20 | 935 | 600 | 0 | 62.17 | 59.55 | 3 | 0
2015 | NEISO_2_NYISO_J-K | NEISO | NYISO_J-K | Internal | Shoulder | B11 | 25 | 745 | 745 | 53.78 | 58.38 | 3 | 1.6
2015 | NEISO_2_NYISO_J-K | NEISO | NYISO_J-K | Internal | Shoulder | B12 | 200 | 745 | 562.04 | 53.78 | 56.78 | 3 | 0
2015 | NEISO_2_NYISO_J-K | NEISO | NYISO_J-K | Internal | Shoulder | B13 | 600 | 745 | 0 | 53.78 | 55.8 | 3 | 0
2015 | NEISO_2_NYISO_J-K | NEISO | NYISO_J-K | Internal | Shoulder | B14 | 900 | 745 | 0 | 53.78 | 54.86 | 3 | 0
2015 | NEISO_2_NYISO_J-K | NEISO | NYISO_J-K | Internal | Shoulder | B15 | 1203 | 745 | 0 | 53.78 | 54.86 | 3 | 0
2015 | NEISO_2_NYISO_J-K | NEISO | NYISO_J-K | Internal | Summer | B1 | 10 | 745 | 0 | 83.05 | 82.6 | 3 | 0
2015 | NEISO_2_NYISO_J-K | NEISO | NYISO_J-K | Internal | Summer | B2 | 25 | 745 | 149.65 | 76.57 | 79.57 | 3 | 0
2015 | NEISO_2_NYISO_J-K | NEISO | NYISO_J-K | Internal | Summer | B3 | 75 | 745 | 744.99 | 70.49 | 73.82 | 3 | 0.34
2015 | NEISO_2_NYISO_J-K | NEISO | NYISO_J-K | Internal | Summer | B4 | 100 | 745 | 745 | 56.73 | 73.82 | 3 | 14.09
2015 | NEISO_2_NYISO_J-K | NEISO | NYISO_J-K | Internal | Summer | B5 | 200 | 745 | 745 | 51.08 | 66.05 | 3 | 11.97
2015 | NEISO_2_NYISO_J-K | NEISO | NYISO_J-K | Internal | Summer | B6 | 300 | 745 | 745 | 51.08 | 55.86 | 3 | 1.77
2015 | NEISO_2_NYISO_J-K | NEISO | NYISO_J-K | Internal | Summer | B7 | 400 | 745 | 744.96 | 51.08 | 54.1 | 3 | 0.01
2015 | NEISO_2_NYISO_J-K | NEISO | NYISO_J-K | Internal | Summer | B8 | 500 | 745 | 0 | 51.08 | 53.22 | 3 | 0
2015 | NEISO_2_NYISO_J-K | NEISO | NYISO_J-K | Internal | Summer | B9 | 800 | 745 | 0 | 51.08 | 53.22 | 3 | 0
2015 | NEISO_2_NYISO_J-K | NEISO | NYISO_J-K | Internal | Summer | B10 | 1262 | 745 | 0 | 51.08 | 53.22 | 3 | 0
2015 | NEISO_2_NYISO_J-K | NEISO | NYISO_J-K | Internal | Winter | B16 | 25 | 745 | 744.99 | 62.17 | 65.77 | 3 | 0.59
2015 | NEISO_2_NYISO_J-K | NEISO | NYISO_J-K | Internal | Winter | B17 | 100 | 745 | 0.01 | 62.17 | 65.02 | 3 | 0
2015 | NEISO_2_NYISO_J-K | NEISO | NYISO_J-K | Internal | Winter | B18 | 400 | 745 | 0 | 62.17 | 65.02 | 3 | 0
2015 | NEISO_2_NYISO_J-K | NEISO | NYISO_J-K | Internal | Winter | B19 | 700 | 745 | 0 | 62.17 | 65.02 | 3 | 0
2015 | NEISO_2_NYISO_J-K | NEISO | NYISO_J-K | Internal | Winter | B20 | 935 | 745 | 0 | 62.17 | 59.56 | 3 | 0
2015 | NonRTO_Midwest_2_MISO_IN | NonRTO_Midwest | MISO_IN | Internal | Shoulder | B11 | 25 | 4450 | 0 | 82.94 | 74.94 | 8 | 0
2015 | NonRTO_Midwest_2_MISO_IN | NonRTO_Midwest | MISO_IN | Internal | Shoulder | B12 | 200 | 4450 | 0 | 72.03 | 64.03 | 8 | 0
2015 | NonRTO_Midwest_2_MISO_IN | NonRTO_Midwest | MISO_IN | Internal | Shoulder | B13 | 600 | 4450 | 0 | 62.38 | 55.48 | 8 | 0
2015 | NonRTO_Midwest_2_MISO_IN | NonRTO_Midwest | MISO_IN | Internal | Shoulder | B14 | 900 | 4450 | 0 | 52.47 | 54.64 | 8 | 0
2015 | NonRTO_Midwest_2_MISO_IN | NonRTO_Midwest | MISO_IN | Internal | Shoulder | B15 | 1203 | 4450 | 0 | 51.72 | 51.62 | 8 | 0
2015 | NonRTO_Midwest_2_MISO_IN | NonRTO_Midwest | MISO_IN | Internal | Summer | B1 | 10 | 4450 | 0 | 93.03 | 88.58 | 8 | 0
2015 | NonRTO_Midwest_2_MISO_IN | NonRTO_Midwest | MISO_IN | Internal | Summer | B2 | 25 | 4450 | 0 | 93.03 | 88.43 | 8 | 0
2015 | NonRTO_Midwest_2_MISO_IN | NonRTO_Midwest | MISO_IN | Internal | Summer | B3 | 75 | 4450 | 0 | 93.03 | 85.47 | 8 | 0
2015 | NonRTO_Midwest_2_MISO_IN | NonRTO_Midwest | MISO_IN | Internal | Summer | B4 | 100 | 4450 | 0 | 91.32 | 83.32 | 8 | 0
2015 | NonRTO_Midwest_2_MISO_IN | NonRTO_Midwest | MISO_IN | Internal | Summer | B5 | 200 | 4450 | 0 | 80.05 | 72.05 | 8 | 0
2015 | NonRTO_Midwest_2_MISO_IN | NonRTO_Midwest | MISO_IN | Internal | Summer | B6 | 300 | 4450 | 0 | 64.85 | 63.06 | 8 | 0
2015 | NonRTO_Midwest_2_MISO_IN | NonRTO_Midwest | MISO_IN | Internal | Summer | B7 | 400 | 4450 | 0 | 51.87 | 53.33 | 8 | 0
2015 | NonRTO_Midwest_2_MISO_IN | NonRTO_Midwest | MISO_IN | Internal | Summer | B8 | 500 | 4450 | 0 | 51.72 | 52.08 | 8 | 0
2015 | NonRTO_Midwest_2_MISO_IN | NonRTO_Midwest | MISO_IN | Internal | Summer | B9 | 800 | 4450 | 0 | 50.5 | 50.66 | 8 | 0
2015 | NonRTO_Midwest_2_MISO_IN | NonRTO_Midwest | MISO_IN | Internal | Summer | B10 | 1262 | 4450 | 0 | 49.93 | 48.93 | 8 | 0
2015 | NonRTO_Midwest_2_MISO_IN | NonRTO_Midwest | MISO_IN | Internal | Winter | B16 | 25 | 4450 | 0 | 79.78 | 71.78 | 8 | 0
2015 | NonRTO_Midwest_2_MISO_IN | NonRTO_Midwest | MISO_IN | Internal | Winter | B17 | 100 | 4450 | 0 | 74.31 | 66.31 | 8 | 0
2015 | NonRTO_Midwest_2_MISO_IN | NonRTO_Midwest | MISO_IN | Internal | Winter | B18 | 400 | 4450 | 0 | 64.83 | 56.83 | 8 | 0
2015 | NonRTO_Midwest_2_MISO_IN | NonRTO_Midwest | MISO_IN | Internal | Winter | B19 | 700 | 4450 | 0 | 52.15 | 54.89 | 8 | 0
2015 | NonRTO_Midwest_2_MISO_IN | NonRTO_Midwest | MISO_IN | Internal | Winter | B20 | 935 | 4450 | 0 | 52.15 | 51.21 | 8 | 0
2015 | NonRTO_Midwest_2_TVA_Transmission | NonRTO_Midwest | TVA_Transmission | Internal | Shoulder | B11 | 25 | 2400 | 0 | 82.94 | 78.94 | 8 | 0
2015 | NonRTO_Midwest_2_TVA_Transmission | NonRTO_Midwest | TVA_Transmission | Internal | Shoulder | B12 | 200 | 2400 | 0 | 72.03 | 64.04 | 8 | 0
2015 | NonRTO_Midwest_2_TVA_Transmission | NonRTO_Midwest | TVA_Transmission | Internal | Shoulder | B13 | 600 | 2400 | 0 | 62.38 | 60.79 | 8 | 0
2015 | NonRTO_Midwest_2_TVA_Transmission | NonRTO_Midwest | TVA_Transmission | Internal | Shoulder | B14 | 900 | 2400 | 0 | 52.47 | 59.96 | 8 | 0
2015 | NonRTO_Midwest_2_TVA_Transmission | NonRTO_Midwest | TVA_Transmission | Internal | Shoulder | B15 | 1203 | 2400 | 0 | 51.72 | 58.92 | 8 | 0
2015 | NonRTO_Midwest_2_TVA_Transmission | NonRTO_Midwest | TVA_Transmission | Internal | Summer | B1 | 10 | 2400 | 0 | 93.03 | 96.57 | 8 | 0
2015 | NonRTO_Midwest_2_TVA_Transmission | NonRTO_Midwest | TVA_Transmission | Internal | Summer | B2 | 25 | 2400 | 0 | 93.03 | 93.54 | 8 | 0
2015 | NonRTO_Midwest_2_TVA_Transmission | NonRTO_Midwest | TVA_Transmission | Internal | Summer | B3 | 75 | 2400 | 0 | 93.03 | 92.28 | 8 | 0
2015 | NonRTO_Midwest_2_TVA_Transmission | NonRTO_Midwest | TVA_Transmission | Internal | Summer | B4 | 100 | 2400 | 0 | 91.32 | 89.92 | 8 | 0
2015 | NonRTO_Midwest_2_TVA_Transmission | NonRTO_Midwest | TVA_Transmission | Internal | Summer | B5 | 200 | 2400 | 0 | 80.05 | 79.53 | 8 | 0
2015 | NonRTO_Midwest_2_TVA_Transmission | NonRTO_Midwest | TVA_Transmission | Internal | Summer | B6 | 300 | 2400 | 0 | 64.85 | 68.65 | 8 | 0
2015 | NonRTO_Midwest_2_TVA_Transmission | NonRTO_Midwest | TVA_Transmission | Internal | Summer | B7 | 400 | 2400 | 0 | 51.87 | 58.53 | 8 | 0
2015 | NonRTO_Midwest_2_TVA_Transmission | NonRTO_Midwest | TVA_Transmission | Internal | Summer | B8 | 500 | 2400 | 0 | 51.72 | 58.29 | 8 | 0
2015 | NonRTO_Midwest_2_TVA_Transmission | NonRTO_Midwest | TVA_Transmission | Internal | Summer | B9 | 800 | 2400 | 0 | 50.5 | 57.62 | 8 | 0
2015 | NonRTO_Midwest_2_TVA_Transmission | NonRTO_Midwest | TVA_Transmission | Internal | Summer | B10 | 1262 | 2400 | 0 | 49.93 | 55.36 | 8 | 0
2015 | NonRTO_Midwest_2_TVA_Transmission | NonRTO_Midwest | TVA_Transmission | Internal | Winter | B16 | 25 | 2400 | 0 | 79.78 | 79.76 | 8 | 0
2015 | NonRTO_Midwest_2_TVA_Transmission | NonRTO_Midwest | TVA_Transmission | Internal | Winter | B17 | 100 | 2400 | 0 | 74.31 | 66.62 | 8 | 0
2015 | NonRTO_Midwest_2_TVA_Transmission | NonRTO_Midwest | TVA_Transmission | Internal | Winter | B18 | 400 | 2400 | 0 | 64.83 | 61.89 | 8 | 0
2015 | NonRTO_Midwest_2_TVA_Transmission | NonRTO_Midwest | TVA_Transmission | Internal | Winter | B19 | 700 | 2400 | 0.01 | 52.15 | 60.13 | 8 | 0
2015 | NonRTO_Midwest_2_TVA_Transmission | NonRTO_Midwest | TVA_Transmission | Internal | Winter | B20 | 935 | 2400 | 0 | 52.15 | 57.95 | 8 | 0
2015 | NYISO_A-F_2_IESO | NYISO_A-F | IESO | Internal | Shoulder | B11 | 25 | 1600 | 0 | 58.35 | 44.63 | 7 | 0
2015 | NYISO_A-F_2_IESO | NYISO_A-F | IESO | Internal | Shoulder | B12 | 200 | 1600 | 0 | 56.76 | 44.63 | 7 | 0
2015 | NYISO_A-F_2_IESO | NYISO_A-F | IESO | Internal | Shoulder | B13 | 600 | 1600 | 0 | 55.78 | 44.63 | 7 | 0
2015 | NYISO_A-F_2_IESO | NYISO_A-F | IESO | Internal | Shoulder | B14 | 900 | 1600 | 0 | 54.84 | 44.63 | 7 | 0
2015 | NYISO_A-F_2_IESO | NYISO_A-F | IESO | Internal | Shoulder | B15 | 1203 | 1600 | 0 | 54.84 | 44.63 | 7 | 0
2015 | NYISO_A-F_2_IESO | NYISO_A-F | IESO | Internal | Summer | B1 | 10 | 1600 | 0 | 82.58 | 81.57 | 7 | 0
2015 | NYISO_A-F_2_IESO | NYISO_A-F | IESO | Internal | Summer | B2 | 25 | 1600 | 0 | 79.54 | 78.53 | 7 | 0
2015 | NYISO_A-F_2_IESO | NYISO_A-F | IESO | Internal | Summer | B3 | 75 | 1600 | 0 | 73.8 | 66.8 | 7 | 0
2015 | NYISO_A-F_2_IESO | NYISO_A-F | IESO | Internal | Summer | B4 | 100 | 1600 | 0 | 73.3 | 66.3 | 7 | 0
2015 | NYISO_A-F_2_IESO | NYISO_A-F | IESO | Internal | Summer | B5 | 200 | 1600 | 0 | 66.03 | 59.03 | 7 | 0
2015 | NYISO_A-F_2_IESO | NYISO_A-F | IESO | Internal | Summer | B6 | 300 | 1600 | 0 | 55.83 | 44.75 | 7 | 0
2015 | NYISO_A-F_2_IESO | NYISO_A-F | IESO | Internal | Summer | B7 | 400 | 1600 | 0 | 54.07 | 41.95 | 7 | 0
2015 | NYISO_A-F_2_IESO | NYISO_A-F | IESO | Internal | Summer | B8 | 500 | 1600 | 0 | 53.2 | 41.95 | 7 | 0
2015 | NYISO_A-F_2_IESO | NYISO_A-F | IESO | Internal | Summer | B9 | 800 | 1600 | 0 | 53.2 | 41.95 | 7 | 0
2015 | NYISO_A-F_2_IESO | NYISO_A-F | IESO | Internal | Summer | B10 | 1262 | 1600 | 0 | 53.2 | 41.95 | 7 | 0
2015 | NYISO_A-F_2_IESO | NYISO_A-F | IESO | Internal | Winter | B16 | 25 | 1600 | 0 | 65.38 | 58.38 | 7 | 0
2015 | NYISO_A-F_2_IESO | NYISO_A-F | IESO | Internal | Winter | B17 | 100 | 1600 | 0 | 59.53 | 49.48 | 7 | 0
2015 | NYISO_A-F_2_IESO | NYISO_A-F | IESO | Internal | Winter | B18 | 400 | 1600 | 0 | 59.53 | 44.23 | 7 | 0
2015 | NYISO_A-F_2_IESO | NYISO_A-F | IESO | Internal | Winter | B19 | 700 | 1600 | 0 | 59.53 | 44.23 | 7 | 0
2015 | NYISO_A-F_2_IESO | NYISO_A-F | IESO | Internal | Winter | B20 | 935 | 1600 | 0 | 59.53 | 44.23 | 7 | 0
2015 | NYISO_A-F_2_NEISO | NYISO_A-F | NEISO | Internal | Shoulder | B11 | 25 | 600 | 0 | 58.35 | 53.78 | 3 | 0
2015 | NYISO_A-F_2_NEISO | NYISO_A-F | NEISO | Internal | Shoulder | B12 | 200 | 600 | 0 | 56.76 | 53.78 | 3 | 0
2015 | NYISO_A-F_2_NEISO | NYISO_A-F | NEISO | Internal | Shoulder | B13 | 600 | 600 | 0 | 55.78 | 53.78 | 3 | 0
2015 | NYISO_A-F_2_NEISO | NYISO_A-F | NEISO | Internal | Shoulder | B14 | 900 | 600 | 0 | 54.84 | 53.78 | 3 | 0
2015 | NYISO_A-F_2_NEISO | NYISO_A-F | NEISO | Internal | Shoulder | B15 | 1203 | 600 | 0 | 54.84 | 53.78 | 3 | 0
2015 | NYISO_A-F_2_NEISO | NYISO_A-F | NEISO | Internal | Summer | B1 | 10 | 600 | 0 | 82.58 | 83.05 | 3 | 0
2015 | NYISO_A-F_2_NEISO | NYISO_A-F | NEISO | Internal | Summer | B2 | 25 | 600 | 0 | 79.54 | 76.57 | 3 | 0
2015 | NYISO_A-F_2_NEISO | NYISO_A-F | NEISO | Internal | Summer | B3 | 75 | 600 | 0 | 73.8 | 70.49 | 3 | 0
2015 | NYISO_A-F_2_NEISO | NYISO_A-F | NEISO | Internal | Summer | B4 | 100 | 600 | 0 | 73.3 | 56.73 | 3 | 0
2015 | NYISO_A-F_2_NEISO | NYISO_A-F | NEISO | Internal | Summer | B5 | 200 | 600 | 0 | 66.03 | 51.08 | 3 | 0
2015 | NYISO_A-F_2_NEISO | NYISO_A-F | NEISO | Internal | Summer | B6 | 300 | 600 | 0 | 55.83 | 51.08 | 3 | 0
2015 | NYISO_A-F_2_NEISO | NYISO_A-F | NEISO | Internal | Summer | B7 | 400 | 600 | 0 | 54.07 | 51.08 | 3 | 0
2015 | NYISO_A-F_2_NEISO | NYISO_A-F | NEISO | Internal | Summer | B8 | 500 | 600 | 0 | 53.2 | 51.08 | 3 | 0
2015 | NYISO_A-F_2_NEISO | NYISO_A-F | NEISO | Internal | Summer | B9 | 800 | 600 | 0 | 53.2 | 51.08 | 3 | 0
2015 | NYISO_A-F_2_NEISO | NYISO_A-F | NEISO | Internal | Summer | B10 | 1262 | 600 | 0 | 53.2 | 51.08 | 3 | 0
2015 | NYISO_A-F_2_NEISO | NYISO_A-F | NEISO | Internal | Winter | B16 | 25 | 600 | 0 | 65.38 | 62.17 | 3 | 0
2015 | NYISO_A-F_2_NEISO | NYISO_A-F | NEISO | Internal | Winter | B17 | 100 | 600 | 0 | 59.53 | 62.17 | 3 | 0
2015 | NYISO_A-F_2_NEISO | NYISO_A-F | NEISO | Internal | Winter | B18 | 400 | 600 | 0 | 59.53 | 62.17 | 3 | 0
2015 | NYISO_A-F_2_NEISO | NYISO_A-F | NEISO | Internal | Winter | B19 | 700 | 600 | 0 | 59.53 | 62.17 | 3 | 0
2015 | NYISO_A-F_2_NEISO | NYISO_A-F | NEISO | Internal | Winter | B20 | 935 | 600 | 0 | 59.53 | 62.17 | 3 | 0
2015 | NYISO_A-F_2_NYISO_G-I | NYISO_A-F | NYISO_G-I | Internal | Shoulder | B11 | 25 | 5685 | 5016.99 | 58.35 | 58.37 | 0.01 | 0
2015 | NYISO_A-F_2_NYISO_G-I | NYISO_A-F | NYISO_G-I | Internal | Shoulder | B12 | 200 | 5685 | 3854.47 | 56.76 | 56.77 | 0.01 | 0
2015 | NYISO_A-F_2_NYISO_G-I | NYISO_A-F | NYISO_G-I | Internal | Shoulder | B13 | 600 | 5685 | 4260.64 | 55.78 | 55.79 | 0.01 | 0
2015 | NYISO_A-F_2_NYISO_G-I | NYISO_A-F | NYISO_G-I | Internal | Shoulder | B14 | 900 | 5685 | 4439.05 | 54.84 | 54.85 | 0.01 | 0
2015 | NYISO_A-F_2_NYISO_G-I | NYISO_A-F | NYISO_G-I | Internal | Shoulder | B15 | 1203 | 5685 | 2727.75 | 54.84 | 54.85 | 0.01 | 0
2015 | NYISO_A-F_2_NYISO_G-I | NYISO_A-F | NYISO_G-I | Internal | Summer | B1 | 10 | 5685 | 5680.17 | 82.58 | 82.59 | 0.01 | 0
2015 | NYISO_A-F_2_NYISO_G-I | NYISO_A-F | NYISO_G-I | Internal | Summer | B2 | 25 | 5685 | 5248.46 | 79.54 | 79.56 | 0.01 | 0
2015 | NYISO_A-F_2_NYISO_G-I | NYISO_A-F | NYISO_G-I | Internal | Summer | B3 | 75 | 5685 | 5679.66 | 73.8 | 73.81 | 0.01 | 0
2015 | NYISO_A-F_2_NYISO_G-I | NYISO_A-F | NYISO_G-I | Internal | Summer | B4 | 100 | 5685 | 5685 | 73.3 | 73.81 | 0.01 | 0.5
2015 | NYISO_A-F_2_NYISO_G-I | NYISO_A-F | NYISO_G-I | Internal | Summer | B5 | 200 | 5685 | 5672.77 | 66.03 | 66.04 | 0.01 | 0
2015 | NYISO_A-F_2_NYISO_G-I | NYISO_A-F | NYISO_G-I | Internal | Summer | B6 | 300 | 5685 | 5246.32 | 55.83 | 55.84 | 0.01 | 0
2015 | NYISO_A-F_2_NYISO_G-I | NYISO_A-F | NYISO_G-I | Internal | Summer | B7 | 400 | 5685 | 4353.92 | 54.07 | 54.08 | 0.01 | 0
2015 | NYISO_A-F_2_NYISO_G-I | NYISO_A-F | NYISO_G-I | Internal | Summer | B8 | 500 | 5685 | 4708.04 | 53.2 | 53.21 | 0.01 | 0
2015 | NYISO_A-F_2_NYISO_G-I | NYISO_A-F | NYISO_G-I | Internal | Summer | B9 | 800 | 5685 | 4274.16 | 53.2 | 53.21 | 0.01 | 0
2015 | NYISO_A-F_2_NYISO_G-I | NYISO_A-F | NYISO_G-I | Internal | Summer | B10 | 1262 | 5685 | 2471.03 | 53.2 | 53.21 | 0.01 | 0
2015 | NYISO_A-F_2_NYISO_G-I | NYISO_A-F | NYISO_G-I | Internal | Winter | B16 | 25 | 5685 | 5684.98 | 65.38 | 65.76 | 0.01 | 0.37
2015 | NYISO_A-F_2_NYISO_G-I | NYISO_A-F | NYISO_G-I | Internal | Winter | B17 | 100 | 5685 | 5685 | 59.53 | 62.79 | 0.01 | 3.24
2015 | NYISO_A-F_2_NYISO_G-I | NYISO_A-F | NYISO_G-I | Internal | Winter | B18 | 400 | 5685 | 5685 | 59.53 | 62.79 | 0.01 | 3.24
2015 | NYISO_A-F_2_NYISO_G-I | NYISO_A-F | NYISO_G-I | Internal | Winter | B19 | 700 | 5685 | 5685 | 59.53 | 62.79 | 0.01 | 3.24
2015 | NYISO_A-F_2_NYISO_G-I | NYISO_A-F | NYISO_G-I | Internal | Winter | B20 | 935 | 5685 | 4611.48 | 59.53 | 59.55 | 0.01 | 0
2015 | NYISO_A-F_2_PJM_ROM | NYISO_A-F | PJM_ROM | Internal | Shoulder | B11 | 25 | 1000 | 1000 | 58.35 | 72.93 | 8 | 6.57
2015 | NYISO_A-F_2_PJM_ROM | NYISO_A-F | PJM_ROM | Internal | Shoulder | B12 | 200 | 1000 | 0 | 56.76 | 62.21 | 8 | 0
2015 | NYISO_A-F_2_PJM_ROM | NYISO_A-F | PJM_ROM | Internal | Shoulder | B13 | 600 | 1000 | 0 | 55.78 | 57.19 | 8 | 0
2015 | NYISO_A-F_2_PJM_ROM | NYISO_A-F | PJM_ROM | Internal | Shoulder | B14 | 900 | 1000 | 0 | 54.84 | 56.85 | 8 | 0
2015 | NYISO_A-F_2_PJM_ROM | NYISO_A-F | PJM_ROM | Internal | Shoulder | B15 | 1203 | 1000 | 0 | 54.84 | 52.94 | 8 | 0
2015 | NYISO_A-F_2_PJM_ROM | NYISO_A-F | PJM_ROM | Internal | Summer | B1 | 10 | 1000 | 487.34 | 82.58 | 90.58 | 8 | 0
2015 | NYISO_A-F_2_PJM_ROM | NYISO_A-F | PJM_ROM | Internal | Summer | B2 | 25 | 1000 | 542.31 | 79.54 | 87.54 | 8 | 0
2015 | NYISO_A-F_2_PJM_ROM | NYISO_A-F | PJM_ROM | Internal | Summer | B3 | 75 | 1000 | 1000 | 73.8 | 86.27 | 8 | 4.47
2015 | NYISO_A-F_2_PJM_ROM | NYISO_A-F | PJM_ROM | Internal | Summer | B4 | 100 | 1000 | 1000 | 73.3 | 83.91 | 8 | 2.61
2015 | NYISO_A-F_2_PJM_ROM | NYISO_A-F | PJM_ROM | Internal | Summer | B5 | 200 | 1000 | 999.97 | 66.03 | 74.05 | 8 | 0.02
2015 | NYISO_A-F_2_PJM_ROM | NYISO_A-F | PJM_ROM | Internal | Summer | B6 | 300 | 1000 | 999.98 | 55.83 | 63.86 | 8 | 0.02
2015 | NYISO_A-F_2_PJM_ROM | NYISO_A-F | PJM_ROM | Internal | Summer | B7 | 400 | 1000 | 0 | 54.07 | 55.33 | 8 | 0
2015 | NYISO_A-F_2_PJM_ROM | NYISO_A-F | PJM_ROM | Internal | Summer | B8 | 500 | 1000 | 0 | 53.2 | 54.6 | 8 | 0
2015 | NYISO_A-F_2_PJM_ROM | NYISO_A-F | PJM_ROM | Internal | Summer | B9 | 800 | 1000 | 0 | 53.2 | 51.63 | 8 | 0
2015 | NYISO_A-F_2_PJM_ROM | NYISO_A-F | PJM_ROM | Internal | Summer | B10 | 1262 | 1000 | 0 | 53.2 | 49.37 | 8 | 0
2015 | NYISO_A-F_2_PJM_ROM | NYISO_A-F | PJM_ROM | Internal | Winter | B16 | 25 | 1000 | 999.98 | 65.38 | 73.77 | 8 | 0.39
2015 | NYISO_A-F_2_PJM_ROM | NYISO_A-F | PJM_ROM | Internal | Winter | B17 | 100 | 1000 | 0 | 59.53 | 66.33 | 8 | 0
2015 | NYISO_A-F_2_PJM_ROM | NYISO_A-F | PJM_ROM | Internal | Winter | B18 | 400 | 1000 | 0 | 59.53 | 62.09 | 8 | 0
2015 | NYISO_A-F_2_PJM_ROM | NYISO_A-F | PJM_ROM | Internal | Winter | B19 | 700 | 1000 | 0 | 59.53 | 59.28 | 8 | 0
2015 | NYISO_A-F_2_PJM_ROM | NYISO_A-F | PJM_ROM | Internal | Winter | B20 | 935 | 1000 | 0 | 59.53 | 53.55 | 8 | 0
2015 | NYISO_G-I_2_NEISO | NYISO_G-I | NEISO | Internal | Shoulder | B11 | 25 | 600 | 0 | 58.37 | 53.78 | 3 | 0
2015 | NYISO_G-I_2_NEISO | NYISO_G-I | NEISO | Internal | Shoulder | B12 | 200 | 600 | 0 | 56.77 | 53.78 | 3 | 0
2015 | NYISO_G-I_2_NEISO | NYISO_G-I | NEISO | Internal | Shoulder | B13 | 600 | 600 | 0 | 55.79 | 53.78 | 3 | 0
2015 | NYISO_G-I_2_NEISO | NYISO_G-I | NEISO | Internal | Shoulder | B14 | 900 | 600 | 0 | 54.85 | 53.78 | 3 | 0
2015 | NYISO_G-I_2_NEISO | NYISO_G-I | NEISO | Internal | Shoulder | B15 | 1203 | 600 | 0 | 54.85 | 53.78 | 3 | 0
2015 | NYISO_G-I_2_NEISO | NYISO_G-I | NEISO | Internal | Summer | B1 | 10 | 600 | 0 | 82.59 | 83.05 | 3 | 0
2015 | NYISO_G-I_2_NEISO | NYISO_G-I | NEISO | Internal | Summer | B2 | 25 | 600 | 0 | 79.56 | 76.57 | 3 | 0
2015 | NYISO_G-I_2_NEISO | NYISO_G-I | NEISO | Internal | Summer | B3 | 75 | 600 | 0 | 73.81 | 70.49 | 3 | 0
2015 | NYISO_G-I_2_NEISO | NYISO_G-I | NEISO | Internal | Summer | B4 | 100 | 600 | 0 | 73.81 | 56.73 | 3 | 0
2015 | NYISO_G-I_2_NEISO | NYISO_G-I | NEISO | Internal | Summer | B5 | 200 | 600 | 0 | 66.04 | 51.08 | 3 | 0
2015 | NYISO_G-I_2_NEISO | NYISO_G-I | NEISO | Internal | Summer | B6 | 300 | 600 | 0 | 55.84 | 51.08 | 3 | 0
2015 | NYISO_G-I_2_NEISO | NYISO_G-I | NEISO | Internal | Summer | B7 | 400 | 600 | 0 | 54.08 | 51.08 | 3 | 0
2015 | NYISO_G-I_2_NEISO | NYISO_G-I | NEISO | Internal | Summer | B8 | 500 | 600 | 0 | 53.21 | 51.08 | 3 | 0
2015 | NYISO_G-I_2_NEISO | NYISO_G-I | NEISO | Internal | Summer | B9 | 800 | 600 | 0 | 53.21 | 51.08 | 3 | 0
2015 | NYISO_G-I_2_NEISO | NYISO_G-I | NEISO | Internal | Summer | B10 | 1262 | 600 | 0 | 53.21 | 51.08 | 3 | 0
2015 | NYISO_G-I_2_NEISO | NYISO_G-I | NEISO | Internal | Winter | B16 | 25 | 600 | 0 | 65.76 | 62.17 | 3 | 0
2015 | NYISO_G-I_2_NEISO | NYISO_G-I | NEISO | Internal | Winter | B17 | 100 | 600 | 0 | 62.79 | 62.17 | 3 | 0
2015 | NYISO_G-I_2_NEISO | NYISO_G-I | NEISO | Internal | Winter | B18 | 400 | 600 | 0 | 62.79 | 62.17 | 3 | 0
2015 | NYISO_G-I_2_NEISO | NYISO_G-I | NEISO | Internal | Winter | B19 | 700 | 600 | 0 | 62.79 | 62.17 | 3 | 0
2015 | NYISO_G-I_2_NEISO | NYISO_G-I | NEISO | Internal | Winter | B20 | 935 | 600 | 0 | 59.55 | 62.17 | 3 | 0
2015 | NYISO_G-I_2_NYISO_A-F | NYISO_G-I | NYISO_A-F | Internal | Shoulder | B11 | 25 | 3434 | 0.27 | 58.37 | 58.35 | 0.01 | 0
2015 | NYISO_G-I_2_NYISO_A-F | NYISO_G-I | NYISO_A-F | Internal | Shoulder | B12 | 200 | 3434 | 0.04 | 56.77 | 56.76 | 0.01 | 0
2015 | NYISO_G-I_2_NYISO_A-F | NYISO_G-I | NYISO_A-F | Internal | Shoulder | B13 | 600 | 3434 | 0.01 | 55.79 | 55.78 | 0.01 | 0
2015 | NYISO_G-I_2_NYISO_A-F | NYISO_G-I | NYISO_A-F | Internal | Shoulder | B14 | 900 | 3434 | 0 | 54.85 | 54.84 | 0.01 | 0
2015 | NYISO_G-I_2_NYISO_A-F | NYISO_G-I | NYISO_A-F | Internal | Shoulder | B15 | 1203 | 3434 | 0 | 54.85 | 54.84 | 0.01 | 0
2015 | NYISO_G-I_2_NYISO_A-F | NYISO_G-I | NYISO_A-F | Internal | Summer | B1 | 10 | 3434 | 0.65 | 82.59 | 82.58 | 0.01 | 0
2015 | NYISO_G-I_2_NYISO_A-F | NYISO_G-I | NYISO_A-F | Internal | Summer | B2 | 25 | 3434 | 0.27 | 79.56 | 79.54 | 0.01 | 0
2015 | NYISO_G-I_2_NYISO_A-F | NYISO_G-I | NYISO_A-F | Internal | Summer | B3 | 75 | 3434 | 0.07 | 73.81 | 73.8 | 0.01 | 0
2015 | NYISO_G-I_2_NYISO_A-F | NYISO_G-I | NYISO_A-F | Internal | Summer | B4 | 100 | 3434 | 0 | 73.81 | 73.3 | 0.01 | 0
2015 | NYISO_G-I_2_NYISO_A-F | NYISO_G-I | NYISO_A-F | Internal | Summer | B5 | 200 | 3434 | 0.03 | 66.04 | 66.03 | 0.01 | 0
2015 | NYISO_G-I_2_NYISO_A-F | NYISO_G-I | NYISO_A-F | Internal | Summer | B6 | 300 | 3434 | 0.02 | 55.84 | 55.83 | 0.01 | 0
2015 | NYISO_G-I_2_NYISO_A-F | NYISO_G-I | NYISO_A-F | Internal | Summer | B7 | 400 | 3434 | 0.02 | 54.08 | 54.07 | 0.01 | 0
2015 | NYISO_G-I_2_NYISO_A-F | NYISO_G-I | NYISO_A-F | Internal | Summer | B8 | 500 | 3434 | 0.02 | 53.21 | 53.2 | 0.01 | 0
2015 | NYISO_G-I_2_NYISO_A-F | NYISO_G-I | NYISO_A-F | Internal | Summer | B9 | 800 | 3434 | 0 | 53.21 | 53.2 | 0.01 | 0
2015 | NYISO_G-I_2_NYISO_A-F | NYISO_G-I | NYISO_A-F | Internal | Summer | B10 | 1262 | 3434 | 0 | 53.21 | 53.2 | 0.01 | 0
2015 | NYISO_G-I_2_NYISO_A-F | NYISO_G-I | NYISO_A-F | Internal | Winter | B16 | 25 | 3434 | 0.02 | 65.76 | 65.38 | 0.01 | 0
2015 | NYISO_G-I_2_NYISO_A-F | NYISO_G-I | NYISO_A-F | Internal | Winter | B17 | 100 | 3434 | 0 | 62.79 | 59.53 | 0.01 | 0
2015 | NYISO_G-I_2_NYISO_A-F | NYISO_G-I | NYISO_A-F | Internal | Winter | B18 | 400 | 3434 | 0 | 62.79 | 59.53 | 0.01 | 0
2015 | NYISO_G-I_2_NYISO_A-F | NYISO_G-I | NYISO_A-F | Internal | Winter | B19 | 700 | 3434 | 0 | 62.79 | 59.53 | 0.01 | 0
2015 | NYISO_G-I_2_NYISO_A-F | NYISO_G-I | NYISO_A-F | Internal | Winter | B20 | 935 | 3434 | 0 | 59.55 | 59.53 | 0.01 | 0
2015 | NYISO_G-I_2_NYISO_J-K | NYISO_G-I | NYISO_J-K | Internal | Shoulder | B11 | 25 | 6130 | 4510.13 | 58.37 | 58.38 | 0.01 | 0
2015 | NYISO_G-I_2_NYISO_J-K | NYISO_G-I | NYISO_J-K | Internal | Shoulder | B12 | 200 | 6130 | 4312.45 | 56.77 | 56.78 | 0.01 | 0
2015 | NYISO_G-I_2_NYISO_J-K | NYISO_G-I | NYISO_J-K | Internal | Shoulder | B13 | 600 | 6130 | 4614.47 | 55.79 | 55.8 | 0.01 | 0
2015 | NYISO_G-I_2_NYISO_J-K | NYISO_G-I | NYISO_J-K | Internal | Shoulder | B14 | 900 | 6130 | 4085.97 | 54.85 | 54.86 | 0.01 | 0
2015 | NYISO_G-I_2_NYISO_J-K | NYISO_G-I | NYISO_J-K | Internal | Shoulder | B15 | 1203 | 6130 | 2772.76 | 54.85 | 54.86 | 0.01 | 0
2015 | NYISO_G-I_2_NYISO_J-K | NYISO_G-I | NYISO_J-K | Internal | Summer | B1 | 10 | 6130 | 5118.51 | 82.59 | 82.6 | 0.01 | 0
2015 | NYISO_G-I_2_NYISO_J-K | NYISO_G-I | NYISO_J-K | Internal | Summer | B2 | 25 | 6130 | 4538.74 | 79.56 | 79.57 | 0.01 | 0
2015 | NYISO_G-I_2_NYISO_J-K | NYISO_G-I | NYISO_J-K | Internal | Summer | B3 | 75 | 6130 | 4760.63 | 73.81 | 73.82 | 0.01 | 0
2015 | NYISO_G-I_2_NYISO_J-K | NYISO_G-I | NYISO_J-K | Internal | Summer | B4 | 100 | 6130 | 5020.25 | 73.81 | 73.82 | 0.01 | 0
2015 | NYISO_G-I_2_NYISO_J-K | NYISO_G-I | NYISO_J-K | Internal | Summer | B5 | 200 | 6130 | 5806.16 | 66.04 | 66.05 | 0.01 | 0
2015 | NYISO_G-I_2_NYISO_J-K | NYISO_G-I | NYISO_J-K | Internal | Summer | B6 | 300 | 6130 | 4999.34 | 55.84 | 55.86 | 0.01 | 0
2015 | NYISO_G-I_2_NYISO_J-K | NYISO_G-I | NYISO_J-K | Internal | Summer | B7 | 400 | 6130 | 5447.56 | 54.08 | 54.1 | 0.01 | 0
2015 | NYISO_G-I_2_NYISO_J-K | NYISO_G-I | NYISO_J-K | Internal | Summer | B8 | 500 | 6130 | 5557.53 | 53.21 | 53.22 | 0.01 | 0
2015 | NYISO_G-I_2_NYISO_J-K | NYISO_G-I | NYISO_J-K | Internal | Summer | B9 | 800 | 6130 | 4745.8 | 53.21 | 53.22 | 0.01 | 0
2015 | NYISO_G-I_2_NYISO_J-K | NYISO_G-I | NYISO_J-K | Internal | Summer | B10 | 1262 | 6130 | 3103.1 | 53.21 | 53.22 | 0.01 | 0
2015 | NYISO_G-I_2_NYISO_J-K | NYISO_G-I | NYISO_J-K | Internal | Winter | B16 | 25 | 6130 | 5388.5 | 65.76 | 65.77 | 0.01 | 0
2015 | NYISO_G-I_2_NYISO_J-K | NYISO_G-I | NYISO_J-K | Internal | Winter | B17 | 100 | 6130 | 6130 | 62.79 | 65.02 | 0.01 | 2.22
2015 | NYISO_G-I_2_NYISO_J-K | NYISO_G-I | NYISO_J-K | Internal | Winter | B18 | 400 | 6130 | 6130 | 62.79 | 65.02 | 0.01 | 2.22
2015 | NYISO_G-I_2_NYISO_J-K | NYISO_G-I | NYISO_J-K | Internal | Winter | B19 | 700 | 6130 | 6130 | 62.79 | 65.02 | 0.01 | 2.22
2015 | NYISO_G-I_2_NYISO_J-K | NYISO_G-I | NYISO_J-K | Internal | Winter | B20 | 935 | 6130 | 4956.34 | 59.55 | 59.56 | 0.01 | 0
2015 | NYISO_G-I_2_PJM_E | NYISO_G-I | PJM_E | Internal | Shoulder | B11 | 25 | 1500 | 1500 | 58.37 | 72.92 | 8 | 6.55
2015 | NYISO_G-I_2_PJM_E | NYISO_G-I | PJM_E | Internal | Shoulder | B12 | 200 | 1500 | 0 | 56.77 | 62.2 | 8 | 0
2015 | NYISO_G-I_2_PJM_E | NYISO_G-I | PJM_E | Internal | Shoulder | B13 | 600 | 1500 | 0 | 55.79 | 57.21 | 8 | 0
2015 | NYISO_G-I_2_PJM_E | NYISO_G-I | PJM_E | Internal | Shoulder | B14 | 900 | 1500 | 0 | 54.85 | 56.87 | 8 | 0
2015 | NYISO_G-I_2_PJM_E | NYISO_G-I | PJM_E | Internal | Shoulder | B15 | 1203 | 1500 | 0 | 54.85 | 52.92 | 8 | 0
2015 | NYISO_G-I_2_PJM_E | NYISO_G-I | PJM_E | Internal | Summer | B1 | 10 | 1500 | 4.83 | 82.59 | 90.59 | 8 | 0
2015 | NYISO_G-I_2_PJM_E | NYISO_G-I | PJM_E | Internal | Summer | B2 | 25 | 1500 | 308.99 | 79.56 | 87.56 | 8 | 0
2015 | NYISO_G-I_2_PJM_E | NYISO_G-I | PJM_E | Internal | Summer | B3 | 75 | 1500 | 1500 | 73.81 | 86.25 | 8 | 4.44
2015 | NYISO_G-I_2_PJM_E | NYISO_G-I | PJM_E | Internal | Summer | B4 | 100 | 1500 | 1500 | 73.81 | 83.9 | 8 | 2.09
2015 | NYISO_G-I_2_PJM_E | NYISO_G-I | PJM_E | Internal | Summer | B5 | 200 | 1500 | 830.09 | 66.04 | 74.04 | 8 | 0
2015 | NYISO_G-I_2_PJM_E | NYISO_G-I | PJM_E | Internal | Summer | B6 | 300 | 1500 | 1376.93 | 55.84 | 63.84 | 8 | 0
2015 | NYISO_G-I_2_PJM_E | NYISO_G-I | PJM_E | Internal | Summer | B7 | 400 | 1500 | 0 | 54.08 | 55.35 | 8 | 0
2015 | NYISO_G-I_2_PJM_E | NYISO_G-I | PJM_E | Internal | Summer | B8 | 500 | 1500 | 0 | 53.21 | 54.61 | 8 | 0
2015 | NYISO_G-I_2_PJM_E | NYISO_G-I | PJM_E | Internal | Summer | B9 | 800 | 1500 | 0 | 53.21 | 51.64 | 8 | 0
2015 | NYISO_G-I_2_PJM_E | NYISO_G-I | PJM_E | Internal | Summer | B10 | 1262 | 1500 | 0 | 53.21 | 49.36 | 8 | 0
2015 | NYISO_G-I_2_PJM_E | NYISO_G-I | PJM_E | Internal | Winter | B16 | 25 | 1500 | 1259.31 | 65.76 | 73.76 | 8 | 0
2015 | NYISO_G-I_2_PJM_E | NYISO_G-I | PJM_E | Internal | Winter | B17 | 100 | 1500 | 0 | 62.79 | 66.34 | 8 | 0
2015 | NYISO_G-I_2_PJM_E | NYISO_G-I | PJM_E | Internal | Winter | B18 | 400 | 1500 | 0 | 62.79 | 62.1 | 8 | 0
2015 | NYISO_G-I_2_PJM_E | NYISO_G-I | PJM_E | Internal | Winter | B19 | 700 | 1500 | 0 | 62.79 | 59.29 | 8 | 0
2015 | NYISO_G-I_2_PJM_E | NYISO_G-I | PJM_E | Internal | Winter | B20 | 935 | 1500 | 0 | 59.55 | 53.56 | 8 | 0
2015 | NYISO_J-K_2_NEISO | NYISO_J-K | NEISO | Internal | Shoulder | B11 | 25 | 315 | 0 | 58.38 | 53.78 | 3 | 0
2015 | NYISO_J-K_2_NEISO | NYISO_J-K | NEISO | Internal | Shoulder | B12 | 200 | 315 | 0 | 56.78 | 53.78 | 3 | 0
2015 | NYISO_J-K_2_NEISO | NYISO_J-K | NEISO | Internal | Shoulder | B13 | 600 | 315 | 0 | 55.8 | 53.78 | 3 | 0
2015 | NYISO_J-K_2_NEISO | NYISO_J-K | NEISO | Internal | Shoulder | B14 | 900 | 315 | 0 | 54.86 | 53.78 | 3 | 0
2015 | NYISO_J-K_2_NEISO | NYISO_J-K | NEISO | Internal | Shoulder | B15 | 1203 | 315 | 0 | 54.86 | 53.78 | 3 | 0
2015 | NYISO_J-K_2_NEISO | NYISO_J-K | NEISO | Internal | Summer | B1 | 10 | 315 | 0 | 82.6 | 83.05 | 3 | 0
2015 | NYISO_J-K_2_NEISO | NYISO_J-K | NEISO | Internal | Summer | B2 | 25 | 315 | 0 | 79.57 | 76.57 | 3 | 0
2015 | NYISO_J-K_2_NEISO | NYISO_J-K | NEISO | Internal | Summer | B3 | 75 | 315 | 0 | 73.82 | 70.49 | 3 | 0
2015 | NYISO_J-K_2_NEISO | NYISO_J-K | NEISO | Internal | Summer | B4 | 100 | 315 | 0 | 73.82 | 56.73 | 3 | 0
2015 | NYISO_J-K_2_NEISO | NYISO_J-K | NEISO | Internal | Summer | B5 | 200 | 315 | 0 | 66.05 | 51.08 | 3 | 0
2015 | NYISO_J-K_2_NEISO | NYISO_J-K | NEISO | Internal | Summer | B6 | 300 | 315 | 0 | 55.86 | 51.08 | 3 | 0
2015 | NYISO_J-K_2_NEISO | NYISO_J-K | NEISO | Internal | Summer | B7 | 400 | 315 | 0 | 54.1 | 51.08 | 3 | 0
2015 | NYISO_J-K_2_NEISO | NYISO_J-K | NEISO | Internal | Summer | B8 | 500 | 315 | 0 | 53.22 | 51.08 | 3 | 0
2015 | NYISO_J-K_2_NEISO | NYISO_J-K | NEISO | Internal | Summer | B9 | 800 | 315 | 0 | 53.22 | 51.08 | 3 | 0
2015 | NYISO_J-K_2_NEISO | NYISO_J-K | NEISO | Internal | Summer | B10 | 1262 | 315 | 0 | 53.22 | 51.08 | 3 | 0
2015 | NYISO_J-K_2_NEISO | NYISO_J-K | NEISO | Internal | Winter | B16 | 25 | 315 | 0 | 65.77 | 62.17 | 3 | 0
2015 | NYISO_J-K_2_NEISO | NYISO_J-K | NEISO | Internal | Winter | B17 | 100 | 315 | 0 | 65.02 | 62.17 | 3 | 0
2015 | NYISO_J-K_2_NEISO | NYISO_J-K | NEISO | Internal | Winter | B18 | 400 | 315 | 0 | 65.02 | 62.17 | 3 | 0
2015 | NYISO_J-K_2_NEISO | NYISO_J-K | NEISO | Internal | Winter | B19 | 700 | 315 | 0 | 65.02 | 62.17 | 3 | 0
2015 | NYISO_J-K_2_NEISO | NYISO_J-K | NEISO | Internal | Winter | B20 | 935 | 315 | 0 | 59.56 | 62.17 | 3 | 0
2015 | NYISO_J-K_2_NYISO_G-I | NYISO_J-K | NYISO_G-I | Internal | Shoulder | B11 | 25 | 1999 | 0.28 | 58.38 | 58.37 | 0.01 | 0
2015 | NYISO_J-K_2_NYISO_G-I | NYISO_J-K | NYISO_G-I | Internal | Shoulder | B12 | 200 | 1999 | 0.04 | 56.78 | 56.77 | 0.01 | 0
2015 | NYISO_J-K_2_NYISO_G-I | NYISO_J-K | NYISO_G-I | Internal | Shoulder | B13 | 600 | 1999 | 0.01 | 55.8 | 55.79 | 0.01 | 0
2015 | NYISO_J-K_2_NYISO_G-I | NYISO_J-K | NYISO_G-I | Internal | Shoulder | B14 | 900 | 1999 | 0 | 54.86 | 54.85 | 0.01 | 0
2015 | NYISO_J-K_2_NYISO_G-I | NYISO_J-K | NYISO_G-I | Internal | Shoulder | B15 | 1203 | 1999 | 0 | 54.86 | 54.85 | 0.01 | 0
2015 | NYISO_J-K_2_NYISO_G-I | NYISO_J-K | NYISO_G-I | Internal | Summer | B1 | 10 | 1999 | 0.66 | 82.6 | 82.59 | 0.01 | 0
2015 | NYISO_J-K_2_NYISO_G-I | NYISO_J-K | NYISO_G-I | Internal | Summer | B2 | 25 | 1999 | 0.28 | 79.57 | 79.56 | 0.01 | 0
2015 | NYISO_J-K_2_NYISO_G-I | NYISO_J-K | NYISO_G-I | Internal | Summer | B3 | 75 | 1999 | 0.1 | 73.82 | 73.81 | 0.01 | 0
2015 | NYISO_J-K_2_NYISO_G-I | NYISO_J-K | NYISO_G-I | Internal | Summer | B4 | 100 | 1999 | 0.07 | 73.82 | 73.81 | 0.01 | 0
2015 | NYISO_J-K_2_NYISO_G-I | NYISO_J-K | NYISO_G-I | Internal | Summer | B5 | 200 | 1999 | 0.04 | 66.05 | 66.04 | 0.01 | 0
2015 | NYISO_J-K_2_NYISO_G-I | NYISO_J-K | NYISO_G-I | Internal | Summer | B6 | 300 | 1999 | 0.03 | 55.86 | 55.84 | 0.01 | 0
2015 | NYISO_J-K_2_NYISO_G-I | NYISO_J-K | NYISO_G-I | Internal | Summer | B7 | 400 | 1999 | 0.02 | 54.1 | 54.08 | 0.01 | 0
2015 | NYISO_J-K_2_NYISO_G-I | NYISO_J-K | NYISO_G-I | Internal | Summer | B8 | 500 | 1999 | 0.02 | 53.22 | 53.21 | 0.01 | 0
2015 | NYISO_J-K_2_NYISO_G-I | NYISO_J-K | NYISO_G-I | Internal | Summer | B9 | 800 | 1999 | 0 | 53.22 | 53.21 | 0.01 | 0
2015 | NYISO_J-K_2_NYISO_G-I | NYISO_J-K | NYISO_G-I | Internal | Summer | B10 | 1262 | 1999 | 0 | 53.22 | 53.21 | 0.01 | 0
2015 | NYISO_J-K_2_NYISO_G-I | NYISO_J-K | NYISO_G-I | Internal | Winter | B16 | 25 | 1999 | 0.27 | 65.77 | 65.76 | 0.01 | 0
2015 | NYISO_J-K_2_NYISO_G-I | NYISO_J-K | NYISO_G-I | Internal | Winter | B17 | 100 | 1999 | 0 | 65.02 | 62.79 | 0.01 | 0
2015 | NYISO_J-K_2_NYISO_G-I | NYISO_J-K | NYISO_G-I | Internal | Winter | B18 | 400 | 1999 | 0 | 65.02 | 62.79 | 0.01 | 0
2015 | NYISO_J-K_2_NYISO_G-I | NYISO_J-K | NYISO_G-I | Internal | Winter | B19 | 700 | 1999 | 0 | 65.02 | 62.79 | 0.01 | 0
2015 | NYISO_J-K_2_NYISO_G-I | NYISO_J-K | NYISO_G-I | Internal | Winter | B20 | 935 | 1999 | 0 | 59.56 | 59.55 | 0.01 | 0
2015 | NYISO_J-K_2_PJM_E | NYISO_J-K | PJM_E | Internal | Shoulder | B11 | 25 | 330 | 330 | 58.38 | 72.92 | 8 | 6.54
2015 | NYISO_J-K_2_PJM_E | NYISO_J-K | PJM_E | Internal | Shoulder | B12 | 200 | 330 | 0 | 56.78 | 62.2 | 8 | 0
2015 | NYISO_J-K_2_PJM_E | NYISO_J-K | PJM_E | Internal | Shoulder | B13 | 600 | 330 | 0 | 55.8 | 57.21 | 8 | 0
2015 | NYISO_J-K_2_PJM_E | NYISO_J-K | PJM_E | Internal | Shoulder | B14 | 900 | 330 | 0 | 54.86 | 56.87 | 8 | 0
2015 | NYISO_J-K_2_PJM_E | NYISO_J-K | PJM_E | Internal | Shoulder | B15 | 1203 | 330 | 0 | 54.86 | 52.92 | 8 | 0
2015 | NYISO_J-K_2_PJM_E | NYISO_J-K | PJM_E | Internal | Summer | B1 | 10 | 330 | 1.28 | 82.6 | 90.59 | 8 | 0
2015 | NYISO_J-K_2_PJM_E | NYISO_J-K | PJM_E | Internal | Summer | B2 | 25 | 330 | 0.49 | 79.57 | 87.56 | 8 | 0
2015 | NYISO_J-K_2_PJM_E | NYISO_J-K | PJM_E | Internal | Summer | B3 | 75 | 330 | 330 | 73.82 | 86.25 | 8 | 4.43
2015 | NYISO_J-K_2_PJM_E | NYISO_J-K | PJM_E | Internal | Summer | B4 | 100 | 330 | 330 | 73.82 | 83.9 | 8 | 2.07
2015 | NYISO_J-K_2_PJM_E | NYISO_J-K | PJM_E | Internal | Summer | B5 | 200 | 330 | 0.07 | 66.05 | 74.04 | 8 | 0
2015 | NYISO_J-K_2_PJM_E | NYISO_J-K | PJM_E | Internal | Summer | B6 | 300 | 330 | 0.05 | 55.86 | 63.84 | 8 | 0
2015 | NYISO_J-K_2_PJM_E | NYISO_J-K | PJM_E | Internal | Summer | B7 | 400 | 330 | 0 | 54.1 | 55.35 | 8 | 0
2015 | NYISO_J-K_2_PJM_E | NYISO_J-K | PJM_E | Internal | Summer | B8 | 500 | 330 | 0 | 53.22 | 54.61 | 8 | 0
2015 | NYISO_J-K_2_PJM_E | NYISO_J-K | PJM_E | Internal | Summer | B9 | 800 | 330 | 0 | 53.22 | 51.64 | 8 | 0
2015 | NYISO_J-K_2_PJM_E | NYISO_J-K | PJM_E | Internal | Summer | B10 | 1262 | 330 | 0 | 53.22 | 49.36 | 8 | 0
2015 | NYISO_J-K_2_PJM_E | NYISO_J-K | PJM_E | Internal | Winter | B16 | 25 | 330 | 0.51 | 65.77 | 73.76 | 8 | 0
2015 | NYISO_J-K_2_PJM_E | NYISO_J-K | PJM_E | Internal | Winter | B17 | 100 | 330 | 0 | 65.02 | 66.34 | 8 | 0
2015 | NYISO_J-K_2_PJM_E | NYISO_J-K | PJM_E | Internal | Winter | B18 | 400 | 330 | 0 | 65.02 | 62.1 | 8 | 0
2015 | NYISO_J-K_2_PJM_E | NYISO_J-K | PJM_E | Internal | Winter | B19 | 700 | 330 | 0 | 65.02 | 59.29 | 8 | 0
2015 | NYISO_J-K_2_PJM_E | NYISO_J-K | PJM_E | Internal | Winter | B20 | 935 | 330 | 0 | 59.56 | 53.56 | 8 | 0
2015 | PJM_E_2_NYISO_G-I | PJM_E | NYISO_G-I | Internal | Shoulder | B11 | 25 | 500 | 0 | 72.92 | 58.37 | 6 | 0
2015 | PJM_E_2_NYISO_G-I | PJM_E | NYISO_G-I | Internal | Shoulder | B12 | 200 | 500 | 0 | 62.2 | 56.77 | 6 | 0
2015 | PJM_E_2_NYISO_G-I | PJM_E | NYISO_G-I | Internal | Shoulder | B13 | 600 | 500 | 0 | 57.21 | 55.79 | 6 | 0
2015 | PJM_E_2_NYISO_G-I | PJM_E | NYISO_G-I | Internal | Shoulder | B14 | 900 | 500 | 0 | 56.87 | 54.85 | 6 | 0
2015 | PJM_E_2_NYISO_G-I | PJM_E | NYISO_G-I | Internal | Shoulder | B15 | 1203 | 500 | 0 | 52.92 | 54.85 | 6 | 0
2015 | PJM_E_2_NYISO_G-I | PJM_E | NYISO_G-I | Internal | Summer | B1 | 10 | 500 | 0 | 90.59 | 82.59 | 6 | 0
2015 | PJM_E_2_NYISO_G-I | PJM_E | NYISO_G-I | Internal | Summer | B2 | 25 | 500 | 0 | 87.56 | 79.56 | 6 | 0
2015 | PJM_E_2_NYISO_G-I | PJM_E | NYISO_G-I | Internal | Summer | B3 | 75 | 500 | 0 | 86.25 | 73.81 | 6 | 0
2015 | PJM_E_2_NYISO_G-I | PJM_E | NYISO_G-I | Internal | Summer | B4 | 100 | 500 | 0 | 83.9 | 73.81 | 6 | 0
2015 | PJM_E_2_NYISO_G-I | PJM_E | NYISO_G-I | Internal | Summer | B5 | 200 | 500 | 0 | 74.04 | 66.04 | 6 | 0
2015 | PJM_E_2_NYISO_G-I | PJM_E | NYISO_G-I | Internal | Summer | B6 | 300 | 500 | 0 | 63.84 | 55.84 | 6 | 0
2015 | PJM_E_2_NYISO_G-I | PJM_E | NYISO_G-I | Internal | Summer | B7 | 400 | 500 | 0 | 55.35 | 54.08 | 6 | 0
2015 | PJM_E_2_NYISO_G-I | PJM_E | NYISO_G-I | Internal | Summer | B8 | 500 | 500 | 0 | 54.61 | 53.21 | 6 | 0
2015 | PJM_E_2_NYISO_G-I | PJM_E | NYISO_G-I | Internal | Summer | B9 | 800 | 500 | 0 | 51.64 | 53.21 | 6 | 0
2015 | PJM_E_2_NYISO_G-I | PJM_E | NYISO_G-I | Internal | Summer | B10 | 1262 | 500 | 0 | 49.36 | 53.21 | 6 | 0
2015 | PJM_E_2_NYISO_G-I | PJM_E | NYISO_G-I | Internal | Winter | B16 | 25 | 500 | 0 | 73.76 | 65.76 | 6 | 0
2015 | PJM_E_2_NYISO_G-I | PJM_E | NYISO_G-I | Internal | Winter | B17 | 100 | 500 | 0 | 66.34 | 62.79 | 6 | 0
2015 | PJM_E_2_NYISO_G-I | PJM_E | NYISO_G-I | Internal | Winter | B18 | 400 | 500 | 0 | 62.1 | 62.79 | 6 | 0
2015 | PJM_E_2_NYISO_G-I | PJM_E | NYISO_G-I | Internal | Winter | B19 | 700 | 500 | 0 | 59.29 | 62.79 | 6 | 0
2015 | PJM_E_2_NYISO_G-I | PJM_E | NYISO_G-I | Internal | Winter | B20 | 935 | 500 | 0.02 | 53.56 | 59.55 | 6 | 0
2015 | PJM_E_2_NYISO_J-K | PJM_E | NYISO_J-K | Internal | Shoulder | B11 | 25 | 330 | 0 | 72.92 | 58.38 | 6 | 0
2015 | PJM_E_2_NYISO_J-K | PJM_E | NYISO_J-K | Internal | Shoulder | B12 | 200 | 330 | 0 | 62.2 | 56.78 | 6 | 0
2015 | PJM_E_2_NYISO_J-K | PJM_E | NYISO_J-K | Internal | Shoulder | B13 | 600 | 330 | 0 | 57.21 | 55.8 | 6 | 0
2015 | PJM_E_2_NYISO_J-K | PJM_E | NYISO_J-K | Internal | Shoulder | B14 | 900 | 330 | 0 | 56.87 | 54.86 | 6 | 0
2015 | PJM_E_2_NYISO_J-K | PJM_E | NYISO_J-K | Internal | Shoulder | B15 | 1203 | 330 | 0 | 52.92 | 54.86 | 6 | 0
2015 | PJM_E_2_NYISO_J-K | PJM_E | NYISO_J-K | Internal | Summer | B1 | 10 | 330 | 0 | 90.59 | 82.6 | 6 | 0
2015 | PJM_E_2_NYISO_J-K | PJM_E | NYISO_J-K | Internal | Summer | B2 | 25 | 330 | 0 | 87.56 | 79.57 | 6 | 0
2015 | PJM_E_2_NYISO_J-K | PJM_E | NYISO_J-K | Internal | Summer | B3 | 75 | 330 | 0 | 86.25 | 73.82 | 6 | 0
2015 | PJM_E_2_NYISO_J-K | PJM_E | NYISO_J-K | Internal | Summer | B4 | 100 | 330 | 0 | 83.9 | 73.82 | 6 | 0
2015 | PJM_E_2_NYISO_J-K | PJM_E | NYISO_J-K | Internal | Summer | B5 | 200 | 330 | 0 | 74.04 | 66.05 | 6 | 0
2015 | PJM_E_2_NYISO_J-K | PJM_E | NYISO_J-K | Internal | Summer | B6 | 300 | 330 | 0 | 63.84 | 55.86 | 6 | 0
2015 | PJM_E_2_NYISO_J-K | PJM_E | NYISO_J-K | Internal | Summer | B7 | 400 | 330 | 0 | 55.35 | 54.1 | 6 | 0
2015 | PJM_E_2_NYISO_J-K | PJM_E | NYISO_J-K | Internal | Summer | B8 | 500 | 330 | 0 | 54.61 | 53.22 | 6 | 0
2015 | PJM_E_2_NYISO_J-K | PJM_E | NYISO_J-K | Internal | Summer | B9 | 800 | 330 | 0 | 51.64 | 53.22 | 6 | 0
2015 | PJM_E_2_NYISO_J-K | PJM_E | NYISO_J-K | Internal | Summer | B10 | 1262 | 330 | 0 | 49.36 | 53.22 | 6 | 0
2015 | PJM_E_2_NYISO_J-K | PJM_E | NYISO_J-K | Internal | Winter | B16 | 25 | 330 | 0 | 73.76 | 65.77 | 6 | 0
2015 | PJM_E_2_NYISO_J-K | PJM_E | NYISO_J-K | Internal | Winter | B17 | 100 | 330 | 0 | 66.34 | 65.02 | 6 | 0
2015 | PJM_E_2_NYISO_J-K | PJM_E | NYISO_J-K | Internal | Winter | B18 | 400 | 330 | 0 | 62.1 | 65.02 | 6 | 0
2015 | PJM_E_2_NYISO_J-K | PJM_E | NYISO_J-K | Internal | Winter | B19 | 700 | 330 | 0 | 59.29 | 65.02 | 6 | 0
2015 | PJM_E_2_NYISO_J-K | PJM_E | NYISO_J-K | Internal | Winter | B20 | 935 | 330 | 246.88 | 53.56 | 59.56 | 6 | 0
2015 | PJM_E_2_PJM_ROM | PJM_E | PJM_ROM | Internal | Shoulder | B11 | 25 | 8000 | 4578.85 | 72.92 | 72.93 | 0.01 | 0
2015 | PJM_E_2_PJM_ROM | PJM_E | PJM_ROM | Internal | Shoulder | B12 | 200 | 8000 | 2585.3 | 62.2 | 62.21 | 0.01 | 0
2015 | PJM_E_2_PJM_ROM | PJM_E | PJM_ROM | Internal | Shoulder | B13 | 600 | 8000 | 0.01 | 57.21 | 57.19 | 0.01 | 0
2015 | PJM_E_2_PJM_ROM | PJM_E | PJM_ROM | Internal | Shoulder | B14 | 900 | 8000 | 0 | 56.87 | 56.85 | 0.01 | 0
2015 | PJM_E_2_PJM_ROM | PJM_E | PJM_ROM | Internal | Shoulder | B15 | 1203 | 8000 | 15.5 | 52.92 | 52.94 | 0.01 | 0
2015 | PJM_E_2_PJM_ROM | PJM_E | PJM_ROM | Internal | Summer | B1 | 10 | 8000 | 0.75 | 90.59 | 90.58 | 0.01 | 0
2015 | PJM_E_2_PJM_ROM | PJM_E | PJM_ROM | Internal | Summer | B2 | 25 | 8000 | 0.32 | 87.56 | 87.54 | 0.01 | 0
2015 | PJM_E_2_PJM_ROM | PJM_E | PJM_ROM | Internal | Summer | B3 | 75 | 8000 | 1094.3 | 86.25 | 86.27 | 0.01 | 0
2015 | PJM_E_2_PJM_ROM | PJM_E | PJM_ROM | Internal | Summer | B4 | 100 | 8000 | 1443.92 | 83.9 | 83.91 | 0.01 | 0
2015 | PJM_E_2_PJM_ROM | PJM_E | PJM_ROM | Internal | Summer | B5 | 200 | 8000 | 148.04 | 74.04 | 74.05 | 0.01 | 0
2015 | PJM_E_2_PJM_ROM | PJM_E | PJM_ROM | Internal | Summer | B6 | 300 | 8000 | 1095.48 | 63.84 | 63.86 | 0.01 | 0
2015 | PJM_E_2_PJM_ROM | PJM_E | PJM_ROM | Internal | Summer | B7 | 400 | 8000 | 0.02 | 55.35 | 55.33 | 0.01 | 0
2015 | PJM_E_2_PJM_ROM | PJM_E | PJM_ROM | Internal | Summer | B8 | 500 | 8000 | 0.02 | 54.61 | 54.6 | 0.01 | 0
2015 | PJM_E_2_PJM_ROM | PJM_E | PJM_ROM | Internal | Summer | B9 | 800 | 8000 | 0.01 | 51.64 | 51.63 | 0.01 | 0
2015 | PJM_E_2_PJM_ROM | PJM_E | PJM_ROM | Internal | Summer | B10 | 1262 | 8000 | 147.56 | 49.36 | 49.37 | 0.01 | 0
2015 | PJM_E_2_PJM_ROM | PJM_E | PJM_ROM | Internal | Winter | B16 | 25 | 8000 | 847.86 | 73.76 | 73.77 | 0.01 | 0
2015 | PJM_E_2_PJM_ROM | PJM_E | PJM_ROM | Internal | Winter | B17 | 100 | 8000 | 0.09 | 66.34 | 66.33 | 0.01 | 0
2015 | PJM_E_2_PJM_ROM | PJM_E | PJM_ROM | Internal | Winter | B18 | 400 | 8000 | 0.02 | 62.1 | 62.09 | 0.01 | 0
2015 | PJM_E_2_PJM_ROM | PJM_E | PJM_ROM | Internal | Winter | B19 | 700 | 8000 | 0.01 | 59.29 | 59.28 | 0.01 | 0
2015 | PJM_E_2_PJM_ROM | PJM_E | PJM_ROM | Internal | Winter | B20 | 935 | 8000 | 0 | 53.56 | 53.55 | 0.01 | 0
2015 | PJM_ROR_2_MISO_IN | PJM_ROR | MISO_IN | Internal | Shoulder | B11 | 25 | 1170 | 386.58 | 72.94 | 74.94 | 2 | 0
2015 | PJM_ROR_2_MISO_IN | PJM_ROR | MISO_IN | Internal | Shoulder | B12 | 200 | 1170 | 0 | 62.2 | 64.03 | 2 | 0
2015 | PJM_ROR_2_MISO_IN | PJM_ROR | MISO_IN | Internal | Shoulder | B13 | 600 | 1170 | 0 | 57.18 | 55.48 | 2 | 0
2015 | PJM_ROR_2_MISO_IN | PJM_ROR | MISO_IN | Internal | Shoulder | B14 | 900 | 1170 | 0 | 56.62 | 54.64 | 2 | 0
2015 | PJM_ROR_2_MISO_IN | PJM_ROR | MISO_IN | Internal | Shoulder | B15 | 1203 | 1170 | 0 | 52.92 | 51.62 | 2 | 0
2015 | PJM_ROR_2_MISO_IN | PJM_ROR | MISO_IN | Internal | Summer | B1 | 10 | 1170 | 0 | 90.57 | 88.58 | 2 | 0
2015 | PJM_ROR_2_MISO_IN | PJM_ROR | MISO_IN | Internal | Summer | B2 | 25 | 1170 | 0 | 87.53 | 88.43 | 2 | 0
2015 | PJM_ROR_2_MISO_IN | PJM_ROR | MISO_IN | Internal | Summer | B3 | 75 | 1170 | 0 | 86.28 | 85.47 | 2 | 0
2015 | PJM_ROR_2_MISO_IN | PJM_ROR | MISO_IN | Internal | Summer | B4 | 100 | 1170 | 0 | 83.92 | 83.32 | 2 | 0
2015 | PJM_ROR_2_MISO_IN | PJM_ROR | MISO_IN | Internal | Summer | B5 | 200 | 1170 | 0 | 74.04 | 72.05 | 2 | 0
2015 | PJM_ROR_2_MISO_IN | PJM_ROR | MISO_IN | Internal | Summer | B6 | 300 | 1170 | 0 | 63.84 | 63.06 | 2 | 0
2015 | PJM_ROR_2_MISO_IN | PJM_ROR | MISO_IN | Internal | Summer | B7 | 400 | 1170 | 0 | 55.32 | 53.33 | 2 | 0
2015 | PJM_ROR_2_MISO_IN | PJM_ROR | MISO_IN | Internal | Summer | B8 | 500 | 1170 | 0 | 54.08 | 52.08 | 2 | 0
2015 | PJM_ROR_2_MISO_IN | PJM_ROR | MISO_IN | Internal | Summer | B9 | 800 | 1170 | 0 | 51.62 | 50.66 | 2 | 0
2015 | PJM_ROR_2_MISO_IN | PJM_ROR | MISO_IN | Internal | Summer | B10 | 1262 | 1170 | 0 | 49.36 | 48.93 | 2 | 0
2015 | PJM_ROR_2_MISO_IN | PJM_ROR | MISO_IN | Internal | Winter | B16 | 25 | 1170 | 0 | 73.76 | 71.78 | 2 | 0
2015 | PJM_ROR_2_MISO_IN | PJM_ROR | MISO_IN | Internal | Winter | B17 | 100 | 1170 | 0 | 66.32 | 66.31 | 2 | 0
2015 | PJM_ROR_2_MISO_IN | PJM_ROR | MISO_IN | Internal | Winter | B18 | 400 | 1170 | 0 | 58.82 | 56.83 | 2 | 0
2015 | PJM_ROR_2_MISO_IN | PJM_ROR | MISO_IN | Internal | Winter | B19 | 700 | 1170 | 0 | 56.88 | 54.89 | 2 | 0
2015 | PJM_ROR_2_MISO_IN | PJM_ROR | MISO_IN | Internal | Winter | B20 | 935 | 1170 | 0 | 51.95 | 51.21 | 2 | 0
2015 | PJM_ROR_2_MISO_MI | PJM_ROR | MISO_MI | Internal | Shoulder | B11 | 25 | 1305 | 0 | 72.94 | 71.22 | 2 | 0
2015 | PJM_ROR_2_MISO_MI | PJM_ROR | MISO_MI | Internal | Shoulder | B12 | 200 | 1305 | 0 | 62.2 | 64.02 | 2 | 0
2015 | PJM_ROR_2_MISO_MI | PJM_ROR | MISO_MI | Internal | Shoulder | B13 | 600 | 1305 | 0 | 57.18 | 55.49 | 2 | 0
2015 | PJM_ROR_2_MISO_MI | PJM_ROR | MISO_MI | Internal | Shoulder | B14 | 900 | 1305 | 0 | 56.62 | 54.65 | 2 | 0
2015 | PJM_ROR_2_MISO_MI | PJM_ROR | MISO_MI | Internal | Shoulder | B15 | 1203 | 1305 | 0 | 52.92 | 51.63 | 2 | 0
2015 | PJM_ROR_2_MISO_MI | PJM_ROR | MISO_MI | Internal | Summer | B1 | 10 | 1305 | 0 | 90.57 | 88.57 | 2 | 0
2015 | PJM_ROR_2_MISO_MI | PJM_ROR | MISO_MI | Internal | Summer | B2 | 25 | 1305 | 0 | 87.53 | 88.42 | 2 | 0
2015 | PJM_ROR_2_MISO_MI | PJM_ROR | MISO_MI | Internal | Summer | B3 | 75 | 1305 | 0 | 86.28 | 84.29 | 2 | 0
2015 | PJM_ROR_2_MISO_MI | PJM_ROR | MISO_MI | Internal | Summer | B4 | 100 | 1305 | 0 | 83.92 | 83.31 | 2 | 0
2015 | PJM_ROR_2_MISO_MI | PJM_ROR | MISO_MI | Internal | Summer | B5 | 200 | 1305 | 0 | 74.04 | 72.04 | 2 | 0
2015 | PJM_ROR_2_MISO_MI | PJM_ROR | MISO_MI | Internal | Summer | B6 | 300 | 1305 | 0 | 63.84 | 63.05 | 2 | 0
2015 | PJM_ROR_2_MISO_MI | PJM_ROR | MISO_MI | Internal | Summer | B7 | 400 | 1305 | 0 | 55.32 | 53.35 | 2 | 0
2015 | PJM_ROR_2_MISO_MI | PJM_ROR | MISO_MI | Internal | Summer | B8 | 500 | 1305 | 0 | 54.08 | 52.09 | 2 | 0
2015 | PJM_ROR_2_MISO_MI | PJM_ROR | MISO_MI | Internal | Summer | B9 | 800 | 1305 | 0 | 51.62 | 50.68 | 2 | 0
2015 | PJM_ROR_2_MISO_MI | PJM_ROR | MISO_MI | Internal | Summer | B10 | 1262 | 1305 | 0 | 49.36 | 48.95 | 2 | 0
2015 | PJM_ROR_2_MISO_MI | PJM_ROR | MISO_MI | Internal | Winter | B16 | 25 | 1305 | 0 | 73.76 | 71.76 | 2 | 0
2015 | PJM_ROR_2_MISO_MI | PJM_ROR | MISO_MI | Internal | Winter | B17 | 100 | 1305 | 0 | 66.32 | 66.3 | 2 | 0
2015 | PJM_ROR_2_MISO_MI | PJM_ROR | MISO_MI | Internal | Winter | B18 | 400 | 1305 | 0 | 58.82 | 56.83 | 2 | 0
2015 | PJM_ROR_2_MISO_MI | PJM_ROR | MISO_MI | Internal | Winter | B19 | 700 | 1305 | 0 | 56.88 | 54.88 | 2 | 0
2015 | PJM_ROR_2_MISO_MI | PJM_ROR | MISO_MI | Internal | Winter | B20 | 935 | 1305 | 0 | 51.95 | 51.23 | 2 | 0
2015 | PJM_ROR_2_MISO_MO-IL | PJM_ROR | MISO_MO-IL | Internal | Shoulder | B11 | 25 | 1111 | 0.5 | 72.94 | 74.93 | 2 | 0
2015 | PJM_ROR_2_MISO_MO-IL | PJM_ROR | MISO_MO-IL | Internal | Shoulder | B12 | 200 | 1111 | 0 | 62.2 | 60.21 | 2 | 0
2015 | PJM_ROR_2_MISO_MO-IL | PJM_ROR | MISO_MO-IL | Internal | Shoulder | B13 | 600 | 1111 | 0 | 57.18 | 55.19 | 2 | 0
2015 | PJM_ROR_2_MISO_MO-IL | PJM_ROR | MISO_MO-IL | Internal | Shoulder | B14 | 900 | 1111 | 0 | 56.62 | 54.62 | 2 | 0
2015 | PJM_ROR_2_MISO_MO-IL | PJM_ROR | MISO_MO-IL | Internal | Shoulder | B15 | 1203 | 1111 | 0 | 52.92 | 51.61 | 2 | 0
2015 | PJM_ROR_2_MISO_MO-IL | PJM_ROR | MISO_MO-IL | Internal | Summer | B1 | 10 | 1111 | 0 | 90.57 | 88.57 | 2 | 0
2015 | PJM_ROR_2_MISO_MO-IL | PJM_ROR | MISO_MO-IL | Internal | Summer | B2 | 25 | 1111 | 0 | 87.53 | 85.54 | 2 | 0
2015 | PJM_ROR_2_MISO_MO-IL | PJM_ROR | MISO_MO-IL | Internal | Summer | B3 | 75 | 1111 | 0 | 86.28 | 85.46 | 2 | 0
2015 | PJM_ROR_2_MISO_MO-IL | PJM_ROR | MISO_MO-IL | Internal | Summer | B4 | 100 | 1111 | 0 | 83.92 | 83.31 | 2 | 0
2015 | PJM_ROR_2_MISO_MO-IL | PJM_ROR | MISO_MO-IL | Internal | Summer | B5 | 200 | 1111 | 0 | 74.04 | 72.04 | 2 | 0
2015 | PJM_ROR_2_MISO_MO-IL | PJM_ROR | MISO_MO-IL | Internal | Summer | B6 | 300 | 1111 | 0 | 63.84 | 63.05 | 2 | 0
2015 | PJM_ROR_2_MISO_MO-IL | PJM_ROR | MISO_MO-IL | Internal | Summer | B7 | 400 | 1111 | 0 | 55.32 | 53.32 | 2 | 0
2015 | PJM_ROR_2_MISO_MO-IL | PJM_ROR | MISO_MO-IL | Internal | Summer | B8 | 500 | 1111 | 0 | 54.08 | 52.07 | 2 | 0
2015 | PJM_ROR_2_MISO_MO-IL | PJM_ROR | MISO_MO-IL | Internal | Summer | B9 | 800 | 1111 | 0 | 51.62 | 50.53 | 2 | 0
2015 | PJM_ROR_2_MISO_MO-IL | PJM_ROR | MISO_MO-IL | Internal | Summer | B10 | 1262 | 1111 | 0 | 49.36 | 48.06 | 2 | 0
2015 | PJM_ROR_2_MISO_MO-IL | PJM_ROR | MISO_MO-IL | Internal | Winter | B16 | 25 | 1111 | 0 | 73.76 | 71.77 | 2 | 0
2015 | PJM_ROR_2_MISO_MO-IL | PJM_ROR | MISO_MO-IL | Internal | Winter | B17 | 100 | 1111 | 0 | 66.32 | 64.33 | 2 | 0
2015 | PJM_ROR_2_MISO_MO-IL | PJM_ROR | MISO_MO-IL | Internal | Winter | B18 | 400 | 1111 | 0 | 58.82 | 56.82 | 2 | 0
2015 | PJM_ROR_2_MISO_MO-IL | PJM_ROR | MISO_MO-IL | Internal | Winter | B19 | 700 | 1111 | 0 | 56.88 | 54.88 | 2 | 0
2015 | PJM_ROR_2_MISO_MO-IL | PJM_ROR | MISO_MO-IL | Internal | Winter | B20 | 935 | 1111 | 0 | 51.95 | 50.68 | 2 | 0
2015 | PJM_ROR_2_MISO_W | PJM_ROR | MISO_W | Internal | Shoulder | B11 | 25 | 13129 | 0.27 | 72.94 | 74.92 | 2 | 0
2015 | PJM_ROR_2_MISO_W | PJM_ROR | MISO_W | Internal | Shoulder | B12 | 200 | 13129 | 0 | 62.2 | 60.2 | 2 | 0
2015 | PJM_ROR_2_MISO_W | PJM_ROR | MISO_W | Internal | Shoulder | B13 | 600 | 13129 | 0 | 57.18 | 55.18 | 2 | 0
2015 | PJM_ROR_2_MISO_W | PJM_ROR | MISO_W | Internal | Shoulder | B14 | 900 | 13129 | 0 | 56.62 | 54.62 | 2 | 0
2015 | PJM_ROR_2_MISO_W | PJM_ROR | MISO_W | Internal | Shoulder | B15 | 1203 | 13129 | 0 | 52.92 | 51.62 | 2 | 0
2015 | PJM_ROR_2_MISO_W | PJM_ROR | MISO_W | Internal | Summer | B1 | 10 | 13129 | 0 | 90.57 | 88.57 | 2 | 0
2015 | PJM_ROR_2_MISO_W | PJM_ROR | MISO_W | Internal | Summer | B2 | 25 | 13129 | 0 | 87.53 | 85.53 | 2 | 0
2015 | PJM_ROR_2_MISO_W | PJM_ROR | MISO_W | Internal | Summer | B3 | 75 | 13129 | 0 | 86.28 | 85.45 | 2 | 0
2015 | PJM_ROR_2_MISO_W | PJM_ROR | MISO_W | Internal | Summer | B4 | 100 | 13129 | 0 | 83.92 | 83.3 | 2 | 0
2015 | PJM_ROR_2_MISO_W | PJM_ROR | MISO_W | Internal | Summer | B5 | 200 | 13129 | 0 | 74.04 | 72.04 | 2 | 0
2015 | PJM_ROR_2_MISO_W | PJM_ROR | MISO_W | Internal | Summer | B6 | 300 | 13129 | 0 | 63.84 | 63.06 | 2 | 0
2015 | PJM_ROR_2_MISO_W | PJM_ROR | MISO_W | Internal | Summer | B7 | 400 | 13129 | 0 | 55.32 | 53.32 | 2 | 0
2015 | PJM_ROR_2_MISO_W | PJM_ROR | MISO_W | Internal | Summer | B8 | 500 | 13129 | 0 | 54.08 | 52.08 | 2 | 0
2015 | PJM_ROR_2_MISO_W | PJM_ROR | MISO_W | Internal | Summer | B9 | 800 | 13129 | 0 | 51.62 | 50.51 | 2 | 0
2015 | PJM_ROR_2_MISO_W | PJM_ROR | MISO_W | Internal | Summer | B10 | 1262 | 13129 | 0 | 49.36 | 48.07 | 2 | 0
2015 | PJM_ROR_2_MISO_W | PJM_ROR | MISO_W | Internal | Winter | B16 | 25 | 13129 | 0 | 73.76 | 71.76 | 2 | 0
2015 | PJM_ROR_2_MISO_W | PJM_ROR | MISO_W | Internal | Winter | B17 | 100 | 13129 | 0 | 66.32 | 64.32 | 2 | 0
2015 | PJM_ROR_2_MISO_W | PJM_ROR | MISO_W | Internal | Winter | B18 | 400 | 13129 | 0 | 58.82 | 56.82 | 2 | 0
2015 | PJM_ROR_2_MISO_W | PJM_ROR | MISO_W | Internal | Winter | B19 | 700 | 13129 | 0 | 56.88 | 54.89 | 2 | 0
2015 | PJM_ROR_2_MISO_W | PJM_ROR | MISO_W | Internal | Winter | B20 | 935 | 13129 | 0 | 51.95 | 50.68 | 2 | 0
2015 | PJM_ROR_2_MISO_WUMS | PJM_ROR | MISO_WUMS | Internal | Shoulder | B11 | 25 | 1467 | 0 | 72.94 | 70.94 | 2 | 0
2015 | PJM_ROR_2_MISO_WUMS | PJM_ROR | MISO_WUMS | Internal | Shoulder | B12 | 200 | 1467 | 0 | 62.2 | 60.19 | 2 | 0
2015 | PJM_ROR_2_MISO_WUMS | PJM_ROR | MISO_WUMS | Internal | Shoulder | B13 | 600 | 1467 | 0 | 57.18 | 55.18 | 2 | 0
2015 | PJM_ROR_2_MISO_WUMS | PJM_ROR | MISO_WUMS | Internal | Shoulder | B14 | 900 | 1467 | 0 | 56.62 | 54.62 | 2 | 0
2015 | PJM_ROR_2_MISO_WUMS | PJM_ROR | MISO_WUMS | Internal | Shoulder | B15 | 1203 | 1467 | 0 | 52.92 | 51.61 | 2 | 0
2015 | PJM_ROR_2_MISO_WUMS | PJM_ROR | MISO_WUMS | Internal | Summer | B1 | 10 | 1467 | 0 | 90.57 | 88.55 | 2 | 0
2015 | PJM_ROR_2_MISO_WUMS | PJM_ROR | MISO_WUMS | Internal | Summer | B2 | 25 | 1467 | 0 | 87.53 | 85.53 | 2 | 0
2015 | PJM_ROR_2_MISO_WUMS | PJM_ROR | MISO_WUMS | Internal | Summer | B3 | 75 | 1467 | 0 | 86.28 | 84.28 | 2 | 0
2015 | PJM_ROR_2_MISO_WUMS | PJM_ROR | MISO_WUMS | Internal | Summer | B4 | 100 | 1467 | 0 | 83.92 | 81.92 | 2 | 0
2015 | PJM_ROR_2_MISO_WUMS | PJM_ROR | MISO_WUMS | Internal | Summer | B5 | 200 | 1467 | 0 | 74.04 | 72.03 | 2 | 0
2015 | PJM_ROR_2_MISO_WUMS | PJM_ROR | MISO_WUMS | Internal | Summer | B6 | 300 | 1467 | 0 | 63.84 | 61.84 | 2 | 0
2015 | PJM_ROR_2_MISO_WUMS | PJM_ROR | MISO_WUMS | Internal | Summer | B7 | 400 | 1467 | 0 | 55.32 | 53.32 | 2 | 0
2015 | PJM_ROR_2_MISO_WUMS | PJM_ROR | MISO_WUMS | Internal | Summer | B8 | 500 | 1467 | 0 | 54.08 | 52.07 | 2 | 0
2015 | PJM_ROR_2_MISO_WUMS | PJM_ROR | MISO_WUMS | Internal | Summer | B9 | 800 | 1467 | 0 | 51.62 | 50.53 | 2 | 0
2015 | PJM_ROR_2_MISO_WUMS | PJM_ROR | MISO_WUMS | Internal | Summer | B10 | 1262 | 1467 | 0 | 49.36 | 48.08 | 2 | 0
2015 | PJM_ROR_2_MISO_WUMS | PJM_ROR | MISO_WUMS | Internal | Winter | B16 | 25 | 1467 | 0 | 73.76 | 71.74 | 2 | 0
2015 | PJM_ROR_2_MISO_WUMS | PJM_ROR | MISO_WUMS | Internal | Winter | B17 | 100 | 1467 | 0 | 66.32 | 64.31 | 2 | 0
2015 | PJM_ROR_2_MISO_WUMS | PJM_ROR | MISO_WUMS | Internal | Winter | B18 | 400 | 1467 | 0 | 58.82 | 56.82 | 2 | 0
2015 | PJM_ROR_2_MISO_WUMS | PJM_ROR | MISO_WUMS | Internal | Winter | B19 | 700 | 1467 | 0 | 56.88 | 54.88 | 2 | 0
2015 | PJM_ROR_2_MISO_WUMS | PJM_ROR | MISO_WUMS | Internal | Winter | B20 | 935 | 1467 | 0 | 51.95 | 50.69 | 2 | 0
2015 | PJM_ROR_2_PJM_ROM | PJM_ROR | PJM_ROM | Internal | Shoulder | B11 | 25 | 8000 | 0.3 | 72.94 | 72.93 | 0.01 | 0
2015 | PJM_ROR_2_PJM_ROM | PJM_ROR | PJM_ROM | Internal | Shoulder | B12 | 200 | 8000 | 1800.43 | 62.2 | 62.21 | 0.01 | 0
2015 | PJM_ROR_2_PJM_ROM | PJM_ROR | PJM_ROM | Internal | Shoulder | B13 | 600 | 8000 | 3622.59 | 57.18 | 57.19 | 0.01 | 0
2015 | PJM_ROR_2_PJM_ROM | PJM_ROR | PJM_ROM | Internal | Shoulder | B14 | 900 | 8000 | 8000 | 56.62 | 56.85 | 0.01 | 0.22
2015 | PJM_ROR_2_PJM_ROM | PJM_ROR | PJM_ROM | Internal | Shoulder | B15 | 1203 | 8000 | 3779.03 | 52.92 | 52.94 | 0.01 | 0
2015 | PJM_ROR_2_PJM_ROM | PJM_ROR | PJM_ROM | Internal | Summer | B1 | 10 | 8000 | 4743.88 | 90.57 | 90.58 | 0.01 | 0
2015 | PJM_ROR_2_PJM_ROM | PJM_ROR | PJM_ROM | Internal | Summer | B2 | 25 | 8000 | 3039.17 | 87.53 | 87.54 | 0.01 | 0
2015 | PJM_ROR_2_PJM_ROM | PJM_ROR | PJM_ROM | Internal | Summer | B3 | 75 | 8000 | 0.11 | 86.28 | 86.27 | 0.01 | 0
2015 | PJM_ROR_2_PJM_ROM | PJM_ROR | PJM_ROM | Internal | Summer | B4 | 100 | 8000 | 0.08 | 83.92 | 83.91 | 0.01 | 0
2015 | PJM_ROR_2_PJM_ROM | PJM_ROR | PJM_ROM | Internal | Summer | B5 | 200 | 8000 | 1405.52 | 74.04 | 74.05 | 0.01 | 0
2015 | PJM_ROR_2_PJM_ROM | PJM_ROR | PJM_ROM | Internal | Summer | B6 | 300 | 8000 | 1027.34 | 63.84 | 63.86 | 0.01 | 0
2015 | PJM_ROR_2_PJM_ROM | PJM_ROR | PJM_ROM | Internal | Summer | B7 | 400 | 8000 | 5485.16 | 55.32 | 55.33 | 0.01 | 0
2015 | PJM_ROR_2_PJM_ROM | PJM_ROR | PJM_ROM | Internal | Summer | B8 | 500 | 8000 | 8000 | 54.08 | 54.6 | 0.01 | 0.51
2015 | PJM_ROR_2_PJM_ROM | PJM_ROR | PJM_ROM | Internal | Summer | B9 | 800 | 8000 | 7067.11 | 51.62 | 51.63 | 0.01 | 0
2015 | PJM_ROR_2_PJM_ROM | PJM_ROR | PJM_ROM | Internal | Summer | B10 | 1262 | 8000 | 7108.29 | 49.36 | 49.37 | 0.01 | 0
2015 | PJM_ROR_2_PJM_ROM | PJM_ROR | PJM_ROM | Internal | Winter | B16 | 25 | 8000 | 2732.94 | 73.76 | 73.77 | 0.01 | 0
2015 | PJM_ROR_2_PJM_ROM | PJM_ROR | PJM_ROM | Internal | Winter | B17 | 100 | 8000 | 5394.64 | 66.32 | 66.33 | 0.01 | 0
2015 | PJM_ROR_2_PJM_ROM | PJM_ROR | PJM_ROM | Internal | Winter | B18 | 400 | 8000 | 8000 | 58.82 | 62.09 | 0.01 | 3.25
2015 | PJM_ROR_2_PJM_ROM | PJM_ROR | PJM_ROM | Internal | Winter | B19 | 700 | 8000 | 8000 | 56.88 | 59.28 | 0.01 | 2.39
2015 | PJM_ROR_2_PJM_ROM | PJM_ROR | PJM_ROM | Internal | Winter | B20 | 935 | 8000 | 8000 | 51.95 | 53.55 | 0.01 | 1.58
2015 | PJM_ROR_2_TVA_Transmission | PJM_ROR | TVA_Transmission | Internal | Shoulder | B11 | 25 | 2500 | 1038.9 | 72.94 | 78.94 | 6 | 0
2015 | PJM_ROR_2_TVA_Transmission | PJM_ROR | TVA_Transmission | Internal | Shoulder | B12 | 200 | 2500 | 0 | 62.2 | 64.04 | 6 | 0
2015 | PJM_ROR_2_TVA_Transmission | PJM_ROR | TVA_Transmission | Internal | Shoulder | B13 | 600 | 2500 | 0 | 57.18 | 60.79 | 6 | 0
2015 | PJM_ROR_2_TVA_Transmission | PJM_ROR | TVA_Transmission | Internal | Shoulder | B14 | 900 | 2500 | 0 | 56.62 | 59.96 | 6 | 0
2015 | PJM_ROR_2_TVA_Transmission | PJM_ROR | TVA_Transmission | Internal | Shoulder | B15 | 1203 | 2500 | 662.97 | 52.92 | 58.92 | 6 | 0
2015 | PJM_ROR_2_TVA_Transmission | PJM_ROR | TVA_Transmission | Internal | Summer | B1 | 10 | 2500 | 1911.07 | 90.57 | 96.57 | 6 | 0
2015 | PJM_ROR_2_TVA_Transmission | PJM_ROR | TVA_Transmission | Internal | Summer | B2 | 25 | 2500 | 2499.41 | 87.53 | 93.54 | 6 | 0.01
2015 | PJM_ROR_2_TVA_Transmission | PJM_ROR | TVA_Transmission | Internal | Summer | B3 | 75 | 2500 | 1394.03 | 86.28 | 92.28 | 6 | 0
2015 | PJM_ROR_2_TVA_Transmission | PJM_ROR | TVA_Transmission | Internal | Summer | B4 | 100 | 2500 | 845.44 | 83.92 | 89.92 | 6 | 0
2015 | PJM_ROR_2_TVA_Transmission | PJM_ROR | TVA_Transmission | Internal | Summer | B5 | 200 | 2500 | 0 | 74.04 | 79.53 | 6 | 0
2015 | PJM_ROR_2_TVA_Transmission | PJM_ROR | TVA_Transmission | Internal | Summer | B6 | 300 | 2500 | 0 | 63.84 | 68.65 | 6 | 0
2015 | PJM_ROR_2_TVA_Transmission | PJM_ROR | TVA_Transmission | Internal | Summer | B7 | 400 | 2500 | 0 | 55.32 | 58.53 | 6 | 0
2015 | PJM_ROR_2_TVA_Transmission | PJM_ROR | TVA_Transmission | Internal | Summer | B8 | 500 | 2500 | 0 | 54.08 | 58.29 | 6 | 0
2015 | PJM_ROR_2_TVA_Transmission | PJM_ROR | TVA_Transmission | Internal | Summer | B9 | 800 | 2500 | 79.8 | 51.62 | 57.62 | 6 | 0
2015 | PJM_ROR_2_TVA_Transmission | PJM_ROR | TVA_Transmission | Internal | Summer | B10 | 1262 | 2500 | 292.71 | 49.36 | 55.36 | 6 | 0
2015 | PJM_ROR_2_TVA_Transmission | PJM_ROR | TVA_Transmission | Internal | Winter | B16 | 25 | 2500 | 1459.5 | 73.76 | 79.76 | 6 | 0
2015 | PJM_ROR_2_TVA_Transmission | PJM_ROR | TVA_Transmission | Internal | Winter | B17 | 100 | 2500 | 0 | 66.32 | 66.62 | 6 | 0
2015 | PJM_ROR_2_TVA_Transmission | PJM_ROR | TVA_Transmission | Internal | Winter | B18 | 400 | 2500 | 0 | 58.82 | 61.89 | 6 | 0
2015 | PJM_ROR_2_TVA_Transmission | PJM_ROR | TVA_Transmission | Internal | Winter | B19 | 700 | 2500 | 0 | 56.88 | 60.13 | 6 | 0
2015 | PJM_ROR_2_TVA_Transmission | PJM_ROR | TVA_Transmission | Internal | Winter | B20 | 935 | 2500 | 1986.96 | 51.95 | 57.95 | 6 | 0
2015 | PJM_ROR_2_VACAR | PJM_ROR | VACAR | Internal | Shoulder | B11 | 25 | 3000 | 277.32 | 72.94 | 78.94 | 6 | 0
2015 | PJM_ROR_2_VACAR | PJM_ROR | VACAR | Internal | Shoulder | B12 | 200 | 3000 | 0 | 62.2 | 64.39 | 6 | 0
2015 | PJM_ROR_2_VACAR | PJM_ROR | VACAR | Internal | Shoulder | B13 | 600 | 3000 | 0 | 57.18 | 60.87 | 6 | 0
2015 | PJM_ROR_2_VACAR | PJM_ROR | VACAR | Internal | Shoulder | B14 | 900 | 3000 | 0 | 56.62 | 60.69 | 6 | 0
2015 | PJM_ROR_2_VACAR | PJM_ROR | VACAR | Internal | Shoulder | B15 | 1203 | 3000 | 0 | 52.92 | 53.92 | 6 | 0
2015 | PJM_ROR_2_VACAR | PJM_ROR | VACAR | Internal | Summer | B1 | 10 | 3000 | 2999.98 | 90.57 | 97.5 | 6 | 0.94
2015 | PJM_ROR_2_VACAR | PJM_ROR | VACAR | Internal | Summer | B2 | 25 | 3000 | 3000 | 87.53 | 97.5 | 6 | 3.97
2015 | PJM_ROR_2_VACAR | PJM_ROR | VACAR | Internal | Summer | B3 | 75 | 3000 | 3000 | 86.28 | 97.5 | 6 | 5.22
2015 | PJM_ROR_2_VACAR | PJM_ROR | VACAR | Internal | Summer | B4 | 100 | 3000 | 1923.51 | 83.92 | 89.92 | 6 | 0
2015 | PJM_ROR_2_VACAR | PJM_ROR | VACAR | Internal | Summer | B5 | 200 | 3000 | 3000 | 74.04 | 81.02 | 6 | 0.98
2015 | PJM_ROR_2_VACAR | PJM_ROR | VACAR | Internal | Summer | B6 | 300 | 3000 | 1210.31 | 63.84 | 69.84 | 6 | 0
2015 | PJM_ROR_2_VACAR | PJM_ROR | VACAR | Internal | Summer | B7 | 400 | 3000 | 1369.47 | 55.32 | 61.32 | 6 | 0
2015 | PJM_ROR_2_VACAR | PJM_ROR | VACAR | Internal | Summer | B8 | 500 | 3000 | 0 | 54.08 | 59.87 | 6 | 0
2015 | PJM_ROR_2_VACAR | PJM_ROR | VACAR | Internal | Summer | B9 | 800 | 3000 | 148.36 | 51.62 | 57.62 | 6 | 0
2015 | PJM_ROR_2_VACAR | PJM_ROR | VACAR | Internal | Summer | B10 | 1262 | 3000 | 0 | 49.36 | 52.01 | 6 | 0
2015 | PJM_ROR_2_VACAR | PJM_ROR | VACAR | Internal | Winter | B16 | 25 | 3000 | 3000 | 73.76 | 88.76 | 6 | 9
2015 | PJM_ROR_2_VACAR | PJM_ROR | VACAR | Internal | Winter | B17 | 100 | 3000 | 1227.16 | 66.32 | 72.32 | 6 | 0
2015 | PJM_ROR_2_VACAR | PJM_ROR | VACAR | Internal | Winter | B18 | 400 | 3000 | 540.11 | 58.82 | 64.82 | 6 | 0
2015 | PJM_ROR_2_VACAR | PJM_ROR | VACAR | Internal | Winter | B19 | 700 | 3000 | 0 | 56.88 | 61.32 | 6 | 0
2015 | PJM_ROR_2_VACAR | PJM_ROR | VACAR | Internal | Winter | B20 | 935 | 3000 | 0 | 51.95 | 56.86 | 6 | 0
2015 | PJM_ROM_2_NYISO_A-F | PJM_ROM | NYISO_A-F | Internal | Shoulder | B11 | 25 | 2000 | 0 | 72.93 | 58.35 | 6 | 0
2015 | PJM_ROM_2_NYISO_A-F | PJM_ROM | NYISO_A-F | Internal | Shoulder | B12 | 200 | 2000 | 0 | 62.21 | 56.76 | 6 | 0
2015 | PJM_ROM_2_NYISO_A-F | PJM_ROM | NYISO_A-F | Internal | Shoulder | B13 | 600 | 2000 | 0 | 57.19 | 55.78 | 6 | 0
2015 | PJM_ROM_2_NYISO_A-F | PJM_ROM | NYISO_A-F | Internal | Shoulder | B14 | 900 | 2000 | 0 | 56.85 | 54.84 | 6 | 0
2015 | PJM_ROM_2_NYISO_A-F | PJM_ROM | NYISO_A-F | Internal | Shoulder | B15 | 1203 | 2000 | 0 | 52.94 | 54.84 | 6 | 0
2015 | PJM_ROM_2_NYISO_A-F | PJM_ROM | NYISO_A-F | Internal | Summer | B1 | 10 | 2000 | 0 | 90.58 | 82.58 | 6 | 0
2015 | PJM_ROM_2_NYISO_A-F | PJM_ROM | NYISO_A-F | Internal | Summer | B2 | 25 | 2000 | 0 | 87.54 | 79.54 | 6 | 0
2015 | PJM_ROM_2_NYISO_A-F | PJM_ROM | NYISO_A-F | Internal | Summer | B3 | 75 | 2000 | 0 | 86.27 | 73.8 | 6 | 0
2015 | PJM_ROM_2_NYISO_A-F | PJM_ROM | NYISO_A-F | Internal | Summer | B4 | 100 | 2000 | 0 | 83.91 | 73.3 | 6 | 0
2015 | PJM_ROM_2_NYISO_A-F | PJM_ROM | NYISO_A-F | Internal | Summer | B5 | 200 | 2000 | 0 | 74.05 | 66.03 | 6 | 0
2015 | PJM_ROM_2_NYISO_A-F | PJM_ROM | NYISO_A-F | Internal | Summer | B6 | 300 | 2000 | 0 | 63.86 | 55.83 | 6 | 0
2015 | PJM_ROM_2_NYISO_A-F | PJM_ROM | NYISO_A-F | Internal | Summer | B7 | 400 | 2000 | 0 | 55.33 | 54.07 | 6 | 0
2015 | PJM_ROM_2_NYISO_A-F | PJM_ROM | NYISO_A-F | Internal | Summer | B8 | 500 | 2000 | 0 | 54.6 | 53.2 | 6 | 0
2015 | PJM_ROM_2_NYISO_A-F | PJM_ROM | NYISO_A-F | Internal | Summer | B9 | 800 | 2000 | 0 | 51.63 | 53.2 | 6 | 0
2015 | PJM_ROM_2_NYISO_A-F | PJM_ROM | NYISO_A-F | Internal | Summer | B10 | 1262 | 2000 | 0 | 49.37 | 53.2 | 6 | 0
2015 | PJM_ROM_2_NYISO_A-F | PJM_ROM | NYISO_A-F | Internal | Winter | B16 | 25 | 2000 | 0 | 73.77 | 65.38 | 6 | 0
2015 | PJM_ROM_2_NYISO_A-F | PJM_ROM | NYISO_A-F | Internal | Winter | B17 | 100 | 2000 | 0 | 66.33 | 59.53 | 6 | 0
2015 | PJM_ROM_2_NYISO_A-F | PJM_ROM | NYISO_A-F | Internal | Winter | B18 | 400 | 2000 | 0 | 62.09 | 59.53 | 6 | 0
2015 | PJM_ROM_2_NYISO_A-F | PJM_ROM | NYISO_A-F | Internal | Winter | B19 | 700 | 2000 | 0 | 59.28 | 59.53 | 6 | 0
2015 | PJM_ROM_2_NYISO_A-F | PJM_ROM | NYISO_A-F | Internal | Winter | B20 | 935 | 2000 | 0.02 | 53.55 | 59.53 | 6 | 0
2015 | PJM_ROM_2_PJM_E | PJM_ROM | PJM_E | Internal | Shoulder | B11 | 25 | 8000 | 0.29 | 72.93 | 72.92 | 0.01 | 0
2015 | PJM_ROM_2_PJM_E | PJM_ROM | PJM_E | Internal | Shoulder | B12 | 200 | 8000 | 0.04 | 62.21 | 62.2 | 0.01 | 0
2015 | PJM_ROM_2_PJM_E | PJM_ROM | PJM_E | Internal | Shoulder | B13 | 600 | 8000 | 90.13 | 57.19 | 57.21 | 0.01 | 0
2015 | PJM_ROM_2_PJM_E | PJM_ROM | PJM_E | Internal | Shoulder | B14 | 900 | 8000 | 2201.42 | 56.85 | 56.87 | 0.01 | 0
2015 | PJM_ROM_2_PJM_E | PJM_ROM | PJM_E | Internal | Shoulder | B15 | 1203 | 8000 | 0 | 52.94 | 52.92 | 0.01 | 0
2015 | PJM_ROM_2_PJM_E | PJM_ROM | PJM_E | Internal | Summer | B1 | 10 | 8000 | 2205.64 | 90.58 | 90.59 | 0.01 | 0
2015 | PJM_ROM_2_PJM_E | PJM_ROM | PJM_E | Internal | Summer | B2 | 25 | 8000 | 1026.11 | 87.54 | 87.56 | 0.01 | 0
2015 | PJM_ROM_2_PJM_E | PJM_ROM | PJM_E | Internal | Summer | B3 | 75 | 8000 | 0.11 | 86.27 | 86.25 | 0.01 | 0
2015 | PJM_ROM_2_PJM_E | PJM_ROM | PJM_E | Internal | Summer | B4 | 100 | 8000 | 0.08 | 83.91 | 83.9 | 0.01 | 0
2015 | PJM_ROM_2_PJM_E | PJM_ROM | PJM_E | Internal | Summer | B5 | 200 | 8000 | 0.04 | 74.05 | 74.04 | 0.01 | 0
2015 | PJM_ROM_2_PJM_E | PJM_ROM | PJM_E | Internal | Summer | B6 | 300 | 8000 | 0.03 | 63.86 | 63.84 | 0.01 | 0
2015 | PJM_ROM_2_PJM_E | PJM_ROM | PJM_E | Internal | Summer | B7 | 400 | 8000 | 1878.68 | 55.33 | 55.35 | 0.01 | 0
2015 | PJM_ROM_2_PJM_E | PJM_ROM | PJM_E | Internal | Summer | B8 | 500 | 8000 | 1908.09 | 54.6 | 54.61 | 0.01 | 0
2015 | PJM_ROM_2_PJM_E | PJM_ROM | PJM_E | Internal | Summer | B9 | 800 | 8000 | 2254.67 | 51.63 | 51.64 | 0.01 | 0
2015 | PJM_ROM_2_PJM_E | PJM_ROM | PJM_E | Internal | Summer | B10 | 1262 | 8000 | 0 | 49.37 | 49.36 | 0.01 | 0
2015 | PJM_ROM_2_PJM_E | PJM_ROM | PJM_E | Internal | Winter | B16 | 25 | 8000 | 0.32 | 73.77 | 73.76 | 0.01 | 0
2015 | PJM_ROM_2_PJM_E | PJM_ROM | PJM_E | Internal | Winter | B17 | 100 | 8000 | 316.14 | 66.33 | 66.34 | 0.01 | 0
2015 | PJM_ROM_2_PJM_E | PJM_ROM | PJM_E | Internal | Winter | B18 | 400 | 8000 | 4099.7 | 62.09 | 62.1 | 0.01 | 0
2015 | PJM_ROM_2_PJM_E | PJM_ROM | PJM_E | Internal | Winter | B19 | 700 | 8000 | 2889.89 | 59.28 | 59.29 | 0.01 | 0
2015 | PJM_ROM_2_PJM_E | PJM_ROM | PJM_E | Internal | Winter | B20 | 935 | 8000 | 3400.02 | 53.55 | 53.56 | 0.01 | 0
2015 | PJM_ROM_2_PJM_ROR | PJM_ROM | PJM_ROR | Internal | Shoulder | B11 | 25 | 8000 | 2243.51 | 72.93 | 72.94 | 0.01 | 0
2015 | PJM_ROM_2_PJM_ROR | PJM_ROM | PJM_ROR | Internal | Shoulder | B12 | 200 | 8000 | 0.04 | 62.21 | 62.2 | 0.01 | 0
2015 | PJM_ROM_2_PJM_ROR | PJM_ROM | PJM_ROR | Internal | Shoulder | B13 | 600 | 8000 | 0.01 | 57.19 | 57.18 | 0.01 | 0
2015 | PJM_ROM_2_PJM_ROR | PJM_ROM | PJM_ROR | Internal | Shoulder | B14 | 900 | 8000 | 0 | 56.85 | 56.62 | 0.01 | 0
2015 | PJM_ROM_2_PJM_ROR | PJM_ROM | PJM_ROR | Internal | Shoulder | B15 | 1203 | 8000 | 0 | 52.94 | 52.92 | 0.01 | 0
2015 | PJM_ROM_2_PJM_ROR | PJM_ROM | PJM_ROR | Internal | Summer | B1 | 10 | 8000 | 0.74 | 90.58 | 90.57 | 0.01 | 0
2015 | PJM_ROM_2_PJM_ROR | PJM_ROM | PJM_ROR | Internal | Summer | B2 | 25 | 8000 | 0.31 | 87.54 | 87.53 | 0.01 | 0
2015 | PJM_ROM_2_PJM_ROR | PJM_ROM | PJM_ROR | Internal | Summer | B3 | 75 | 8000 | 1072.97 | 86.27 | 86.28 | 0.01 | 0
2015 | PJM_ROM_2_PJM_ROR | PJM_ROM | PJM_ROR | Internal | Summer | B4 | 100 | 8000 | 2567.37 | 83.91 | 83.92 | 0.01 | 0
2015 | PJM_ROM_2_PJM_ROR | PJM_ROM | PJM_ROR | Internal | Summer | B5 | 200 | 8000 | 0.04 | 74.05 | 74.04 | 0.01 | 0
2015 | PJM_ROM_2_PJM_ROR | PJM_ROM | PJM_ROR | Internal | Summer | B6 | 300 | 8000 | 0.03 | 63.86 | 63.84 | 0.01 | 0
2015 | PJM_ROM_2_PJM_ROR | PJM_ROM | PJM_ROR | Internal | Summer | B7 | 400 | 8000 | 0.02 | 55.33 | 55.32 | 0.01 | 0
2015 | PJM_ROM_2_PJM_ROR | PJM_ROM | PJM_ROR | Internal | Summer | B8 | 500 | 8000 | 0 | 54.6 | 54.08 | 0.01 | 0
2015 | PJM_ROM_2_PJM_ROR | PJM_ROM | PJM_ROR | Internal | Summer | B9 | 800 | 8000 | 0.01 | 51.63 | 51.62 | 0.01 | 0
2015 | PJM_ROM_2_PJM_ROR | PJM_ROM | PJM_ROR | Internal | Summer | B10 | 1262 | 8000 | 0 | 49.37 | 49.36 | 0.01 | 0
2015 | PJM_ROM_2_PJM_ROR | PJM_ROM | PJM_ROR | Internal | Winter | B16 | 25 | 8000 | 0.31 | 73.77 | 73.76 | 0.01 | 0
2015 | PJM_ROM_2_PJM_ROR | PJM_ROM | PJM_ROR | Internal | Winter | B17 | 100 | 8000 | 0.08 | 66.33 | 66.32 | 0.01 | 0
2015 | PJM_ROM_2_PJM_ROR | PJM_ROM | PJM_ROR | Internal | Winter | B18 | 400 | 8000 | 0 | 62.09 | 58.82 | 0.01 | 0
2015 | PJM_ROM_2_PJM_ROR | PJM_ROM | PJM_ROR | Internal | Winter | B19 | 700 | 8000 | 0 | 59.28 | 56.88 | 0.01 | 0
2015 | PJM_ROM_2_PJM_ROR | PJM_ROM | PJM_ROR | Internal | Winter | B20 | 935 | 8000 | 0 | 53.55 | 51.95 | 0.01 | 0
2015 | SOCO_2_ENT | SOCO | ENT | Internal | Shoulder | B11 | 25 | 4300 | 0 | 86.23 | 78.23 | 10 | 0
2015 | SOCO_2_ENT | SOCO | ENT | Internal | Shoulder | B12 | 200 | 4300 | 0 | 60.31 | 57.35 | 10 | 0
2015 | SOCO_2_ENT | SOCO | ENT | Internal | Shoulder | B13 | 600 | 4300 | 0 | 59.76 | 57.35 | 10 | 0
2015 | SOCO_2_ENT | SOCO | ENT | Internal | Shoulder | B14 | 900 | 4300 | 0 | 59.76 | 55.45 | 10 | 0
2015 | SOCO_2_ENT | SOCO | ENT | Internal | Shoulder | B15 | 1203 | 4300 | 0 | 57.68 | 55.45 | 10 | 0
2015 | SOCO_2_ENT | SOCO | ENT | Internal | Summer | B1 | 10 | 4300 | 0 | 96.48 | 88.57 | 10 | 0
2015 | SOCO_2_ENT | SOCO | ENT | Internal | Summer | B2 | 25 | 4300 | 0 | 94.61 | 86.61 | 10 | 0
2015 | SOCO_2_ENT | SOCO | ENT | Internal | Summer | B3 | 75 | 4300 | 0 | 94.61 | 86.61 | 10 | 0
2015 | SOCO_2_ENT | SOCO | ENT | Internal | Summer | B4 | 100 | 4300 | 0 | 94.61 | 86.61 | 10 | 0
2015 | SOCO_2_ENT | SOCO | ENT | Internal | Summer | B5 | 200 | 4300 | 0 | 88.02 | 80.02 | 10 | 0
2015 | SOCO_2_ENT | SOCO | ENT | Internal | Summer | B6 | 300 | 4300 | 0 | 76.84 | 68.84 | 10 | 0
2015 | SOCO_2_ENT | SOCO | ENT | Internal | Summer | B7 | 400 | 4300 | 0 | 64.55 | 56.55 | 10 | 0
2015 | SOCO_2_ENT | SOCO | ENT | Internal | Summer | B8 | 500 | 4300 | 0 | 64.14 | 56.14 | 10 | 0
2015 | SOCO_2_ENT | SOCO | ENT | Internal | Summer | B9 | 800 | 4300 | 0 | 58.55 | 54.28 | 10 | 0
2015 | SOCO_2_ENT | SOCO | ENT | Internal | Summer | B10 | 1262 | 4300 | 0 | 56.51 | 54.28 | 10 | 0
2015 | SOCO_2_ENT | SOCO | ENT | Internal | Winter | B16 | 25 | 4300 | 0 | 82.46 | 74.46 | 10 | 0
2015 | SOCO_2_ENT | SOCO | ENT | Internal | Winter | B17 | 100 | 4300 | 0 | 62.45 | 59.77 | 10 | 0
2015 | SOCO_2_ENT | SOCO | ENT | Internal | Winter | B18 | 400 | 4300 | 0 | 61.56 | 58.21 | 10 | 0
2015 | SOCO_2_ENT | SOCO | ENT | Internal | Winter | B19 | 700 | 4300 | 0 | 61.56 | 57.78 | 10 | 0
2015 | SOCO_2_ENT | SOCO | ENT | Internal | Winter | B20 | 935 | 4300 | 0 | 60.06 | 57.78 | 10 | 0
2015 | SOCO_2_FRCC | SOCO | FRCC | Internal | Shoulder | B11 | 25 | 3700 | 3417.62 | 86.23 | 96.23 | 10 | 0
2015 | SOCO_2_FRCC | SOCO | FRCC | Internal | Shoulder | B12 | 200 | 3700 | 0 | 60.31 | 64.77 | 10 | 0
2015 | SOCO_2_FRCC | SOCO | FRCC | Internal | Shoulder | B13 | 600 | 3700 | 0 | 59.76 | 63.34 | 10 | 0
2015 | SOCO_2_FRCC | SOCO | FRCC | Internal | Shoulder | B14 | 900 | 3700 | 0 | 59.76 | 62.08 | 10 | 0
2015 | SOCO_2_FRCC | SOCO | FRCC | Internal | Shoulder | B15 | 1203 | 3700 | 0 | 57.68 | 62.08 | 10 | 0
2015 | SOCO_2_FRCC | SOCO | FRCC | Internal | Summer | B1 | 10 | 3700 | 0 | 96.48 | 100.67 | 10 | 0
2015 | SOCO_2_FRCC | SOCO | FRCC | Internal | Summer | B2 | 25 | 3700 | 0 | 94.61 | 100.67 | 10 | 0
2015 | SOCO_2_FRCC | SOCO | FRCC | Internal | Summer | B3 | 75 | 3700 | 0 | 94.61 | 100.67 | 10 | 0
2015 | SOCO_2_FRCC | SOCO | FRCC | Internal | Summer | B4 | 100 | 3700 | 0 | 94.61 | 100.67 | 10 | 0
2015 | SOCO_2_FRCC | SOCO | FRCC | Internal | Summer | B5 | 200 | 3700 | 2372.01 | 88.02 | 98.02 | 10 | 0
2015 | SOCO_2_FRCC | SOCO | FRCC | Internal | Summer | B6 | 300 | 3700 | 430.25 | 76.84 | 86.84 | 10 | 0
2015 | SOCO_2_FRCC | SOCO | FRCC | Internal | Summer | B7 | 400 | 3700 | 0 | 64.55 | 64.07 | 10 | 0
2015 | SOCO_2_FRCC | SOCO | FRCC | Internal | Summer | B8 | 500 | 3700 | 0 | 64.14 | 64.07 | 10 | 0
2015 | SOCO_2_FRCC | SOCO | FRCC | Internal | Summer | B9 | 800 | 3700 | 0 | 58.55 | 61.41 | 10 | 0
2015 | SOCO_2_FRCC | SOCO | FRCC | Internal | Summer | B10 | 1262 | 3700 | 0 | 56.51 | 61.41 | 10 | 0
2015 | SOCO_2_FRCC | SOCO | FRCC | Internal | Winter | B16 | 25 | 3700 | 0 | 82.46 | 90.09 | 10 | 0
2015 | SOCO_2_FRCC | SOCO | FRCC | Internal | Winter | B17 | 100 | 3700 | 0 | 62.45 | 66.89 | 10 | 0
2015 | SOCO_2_FRCC | SOCO | FRCC | Internal | Winter | B18 | 400 | 3700 | 0 | 61.56 | 64.11 | 10 | 0
2015 | SOCO_2_FRCC | SOCO | FRCC | Internal | Winter | B19 | 700 | 3700 | 0 | 61.56 | 64.11 | 10 | 0
2015 | SOCO_2_FRCC | SOCO | FRCC | Internal | Winter | B20 | 935 | 3700 | 0 | 60.06 | 64.11 | 10 | 0
2015 | SOCO_2_TVA_Transmission | SOCO | TVA_Transmission | Internal | Shoulder | B11 | 25 | 2600 | 0 | 86.23 | 78.94 | 10 | 0
2015 | SOCO_2_TVA_Transmission | SOCO | TVA_Transmission | Internal | Shoulder | B12 | 200 | 2600 | 0 | 60.31 | 64.04 | 10 | 0
2015 | SOCO_2_TVA_Transmission | SOCO | TVA_Transmission | Internal | Shoulder | B13 | 600 | 2600 | 0 | 59.76 | 60.79 | 10 | 0
2015 | SOCO_2_TVA_Transmission | SOCO | TVA_Transmission | Internal | Shoulder | B14 | 900 | 2600 | 0 | 59.76 | 59.96 | 10 | 0
2015 | SOCO_2_TVA_Transmission | SOCO | TVA_Transmission | Internal | Shoulder | B15 | 1203 | 2600 | 0 | 57.68 | 58.92 | 10 | 0
2015 | SOCO_2_TVA_Transmission | SOCO | TVA_Transmission | Internal | Summer | B1 | 10 | 2600 | 0 | 96.48 | 96.57 | 10 | 0
2015 | SOCO_2_TVA_Transmission | SOCO | TVA_Transmission | Internal | Summer | B2 | 25 | 2600 | 0 | 94.61 | 93.54 | 10 | 0
2015 | SOCO_2_TVA_Transmission | SOCO | TVA_Transmission | Internal | Summer | B3 | 75 | 2600 | 0 | 94.61 | 92.28 | 10 | 0
2015 | SOCO_2_TVA_Transmission | SOCO | TVA_Transmission | Internal | Summer | B4 | 100 | 2600 | 0 | 94.61 | 89.92 | 10 | 0
2015 | SOCO_2_TVA_Transmission | SOCO | TVA_Transmission | Internal | Summer | B5 | 200 | 2600 | 0 | 88.02 | 79.53 | 10 | 0
2015 | SOCO_2_TVA_Transmission | SOCO | TVA_Transmission | Internal | Summer | B6 | 300 | 2600 | 0 | 76.84 | 68.65 | 10 | 0
2015 | SOCO_2_TVA_Transmission | SOCO | TVA_Transmission | Internal | Summer | B7 | 400 | 2600 | 0 | 64.55 | 58.53 | 10 | 0
2015 | SOCO_2_TVA_Transmission | SOCO | TVA_Transmission | Internal | Summer | B8 | 500 | 2600 | 0 | 64.14 | 58.29 | 10 | 0
2015 | SOCO_2_TVA_Transmission | SOCO | TVA_Transmission | Internal | Summer | B9 | 800 | 2600 | 0 | 58.55 | 57.62 | 10 | 0
2015 | SOCO_2_TVA_Transmission | SOCO | TVA_Transmission | Internal | Summer | B10 | 1262 | 2600 | 0 | 56.51 | 55.36 | 10 | 0
2015 | SOCO_2_TVA_Transmission | SOCO | TVA_Transmission | Internal | Winter | B16 | 25 | 2600 | 0 | 82.46 | 79.76 | 10 | 0
2015 | SOCO_2_TVA_Transmission | SOCO | TVA_Transmission | Internal | Winter | B17 | 100 | 2600 | 0 | 62.45 | 66.62 | 10 | 0
2015 | SOCO_2_TVA_Transmission | SOCO | TVA_Transmission | Internal | Winter | B18 | 400 | 2600 | 0 | 61.56 | 61.89 | 10 | 0
2015 | SOCO_2_TVA_Transmission | SOCO | TVA_Transmission | Internal | Winter | B19 | 700 | 2600 | 0 | 61.56 | 60.13 | 10 | 0
2015 | SOCO_2_TVA_Transmission | SOCO | TVA_Transmission | Internal | Winter | B20 | 935 | 2600 | 0 | 60.06 | 57.95 | 10 | 0
2015 | SOCO_2_VACAR | SOCO | VACAR | Internal | Shoulder | B11 | 25 | 2000 | 0 | 86.23 | 78.94 | 10 | 0
2015 | SOCO_2_VACAR | SOCO | VACAR | Internal | Shoulder | B12 | 200 | 2000 | 0 | 60.31 | 64.39 | 10 | 0
2015 | SOCO_2_VACAR | SOCO | VACAR | Internal | Shoulder | B13 | 600 | 2000 | 0 | 59.76 | 60.87 | 10 | 0
2015 | SOCO_2_VACAR | SOCO | VACAR | Internal | Shoulder | B14 | 900 | 2000 | 0 | 59.76 | 60.69 | 10 | 0
2015 | SOCO_2_VACAR | SOCO | VACAR | Internal | Shoulder | B15 | 1203 | 2000 | 0 | 57.68 | 53.92 | 10 | 0
2015 | SOCO_2_VACAR | SOCO | VACAR | Internal | Summer | B1 | 10 | 2000 | 0 | 96.48 | 97.5 | 10 | 0
2015 | SOCO_2_VACAR | SOCO | VACAR | Internal | Summer | B2 | 25 | 2000 | 0 | 94.61 | 97.5 | 10 | 0
2015 | SOCO_2_VACAR | SOCO | VACAR | Internal | Summer | B3 | 75 | 2000 | 0 | 94.61 | 97.5 | 10 | 0
2015 | SOCO_2_VACAR | SOCO | VACAR | Internal | Summer | B4 | 100 | 2000 | 0 | 94.61 | 89.92 | 10 | 0
2015 | SOCO_2_VACAR | SOCO | VACAR | Internal | Summer | B5 | 200 | 2000 | 0 | 88.02 | 81.02 | 10 | 0
2015 | SOCO_2_VACAR | SOCO | VACAR | Internal | Summer | B6 | 300 | 2000 | 0 | 76.84 | 69.84 | 10 | 0
2015 | SOCO_2_VACAR | SOCO | VACAR | Internal | Summer | B7 | 400 | 2000 | 0 | 64.55 | 61.32 | 10 | 0
2015 | SOCO_2_VACAR | SOCO | VACAR | Internal | Summer | B8 | 500 | 2000 | 0 | 64.14 | 59.87 | 10 | 0
2015 | SOCO_2_VACAR | SOCO | VACAR | Internal | Summer | B9 | 800 | 2000 | 0 | 58.55 | 57.62 | 10 | 0
2015 | SOCO_2_VACAR | SOCO | VACAR | Internal | Summer | B10 | 1262 | 2000 | 0 | 56.51 | 52.01 | 10 | 0
2015 | SOCO_2_VACAR | SOCO | VACAR | Internal | Winter | B16 | 25 | 2000 | 0 | 82.46 | 88.76 | 10 | 0
2015 | SOCO_2_VACAR | SOCO | VACAR | Internal | Winter | B17 | 100 | 2000 | 0.01 | 62.45 | 72.32 | 10 | 0
2015 | SOCO_2_VACAR | SOCO | VACAR | Internal | Winter | B18 | 400 | 2000 | 0 | 61.56 | 64.82 | 10 | 0
2015 | SOCO_2_VACAR | SOCO | VACAR | Internal | Winter | B19 | 700 | 2000 | 0 | 61.56 | 61.32 | 10 | 0
2015 | SOCO_2_VACAR | SOCO | VACAR | Internal | Winter | B20 | 935 | 2000 | 0 | 60.06 | 56.86 | 10 | 0
2015 | SPP_N_2_ENT | SPP_N | ENT | Internal | Shoulder | B11 | 25 | 15643 | 0 | 81.92 | 78.23 | 5 | 0
2015 | SPP_N_2_ENT | SPP_N | ENT | Internal | Shoulder | B12 | 200 | 15643 | 0 | 60.21 | 57.35 | 5 | 0
2015 | SPP_N_2_ENT | SPP_N | ENT | Internal | Shoulder | B13 | 600 | 15643 | 0 | 57.9 | 57.35 | 5 | 0
2015 | SPP_N_2_ENT | SPP_N | ENT | Internal | Shoulder | B14 | 900 | 15643 | 0 | 55.36 | 55.45 | 5 | 0
2015 | SPP_N_2_ENT | SPP_N | ENT | Internal | Shoulder | B15 | 1203 | 15643 | 0 | 55.33 | 55.45 | 5 | 0
2015 | SPP_N_2_ENT | SPP_N | ENT | Internal | Summer | B1 | 10 | 15643 | 0 | 89.34 | 88.57 | 5 | 0
2015 | SPP_N_2_ENT | SPP_N | ENT | Internal | Summer | B2 | 25 | 15643 | 0 | 89.34 | 86.61 | 5 | 0
2015 | SPP_N_2_ENT | SPP_N | ENT | Internal | Summer | B3 | 75 | 15643 | 0 | 89.34 | 86.61 | 5 | 0
2015 | SPP_N_2_ENT | SPP_N | ENT | Internal | Summer | B4 | 100 | 15643 | 0 | 84.22 | 86.61 | 5 | 0
2015 | SPP_N_2_ENT | SPP_N | ENT | Internal | Summer | B5 | 200 | 15643 | 0 | 79.04 | 80.02 | 5 | 0
2015 | SPP_N_2_ENT | SPP_N | ENT | Internal | Summer | B6 | 300 | 15643 | 0 | 70.06 | 68.84 | 5 | 0
2015 | SPP_N_2_ENT | SPP_N | ENT | Internal | Summer | B7 | 400 | 15643 | 0 | 60.32 | 56.55 | 5 | 0
2015 | SPP_N_2_ENT | SPP_N | ENT | Internal | Summer | B8 | 500 | 15643 | 0 | 56.55 | 56.14 | 5 | 0
2015 | SPP_N_2_ENT | SPP_N | ENT | Internal | Summer | B9 | 800 | 15643 | 0 | 54.07 | 54.28 | 5 | 0
2015 | SPP_N_2_ENT | SPP_N | ENT | Internal | Summer | B10 | 1262 | 15643 | 0 | 53.94 | 54.28 | 5 | 0
2015 | SPP_N_2_ENT | SPP_N | ENT | Internal | Winter | B16 | 25 | 15643 | 299.44 | 69.46 | 74.46 | 5 | 0
2015 | SPP_N_2_ENT | SPP_N | ENT | Internal | Winter | B17 | 100 | 15643 | 0 | 59.33 | 59.77 | 5 | 0
2015 | SPP_N_2_ENT | SPP_N | ENT | Internal | Winter | B18 | 400 | 15643 | 0 | 57.81 | 58.21 | 5 | 0
2015 | SPP_N_2_ENT | SPP_N | ENT | Internal | Winter | B19 | 700 | 15643 | 0 | 57.77 | 57.78 | 5 | 0
2015 | SPP_N_2_ENT | SPP_N | ENT | Internal | Winter | B20 | 935 | 15643 | 0 | 57.68 | 57.78 | 5 | 0
2015 | SPP_N_2_MISO_MO-IL | SPP_N | MISO_MO-IL | Internal | Shoulder | B11 | 25 | 4019 | 0 | 81.92 | 74.93 | 5 | 0
2015 | SPP_N_2_MISO_MO-IL | SPP_N | MISO_MO-IL | Internal | Shoulder | B12 | 200 | 4019 | 0 | 60.21 | 60.21 | 5 | 0
2015 | SPP_N_2_MISO_MO-IL | SPP_N | MISO_MO-IL | Internal | Shoulder | B13 | 600 | 4019 | 0 | 57.9 | 55.19 | 5 | 0
2015 | SPP_N_2_MISO_MO-IL | SPP_N | MISO_MO-IL | Internal | Shoulder | B14 | 900 | 4019 | 0 | 55.36 | 54.62 | 5 | 0
2015 | SPP_N_2_MISO_MO-IL | SPP_N | MISO_MO-IL | Internal | Shoulder | B15 | 1203 | 4019 | 0 | 55.33 | 51.61 | 5 | 0
2015 | SPP_N_2_MISO_MO-IL | SPP_N | MISO_MO-IL | Internal | Summer | B1 | 10 | 4019 | 0 | 89.34 | 88.57 | 5 | 0
2015 | SPP_N_2_MISO_MO-IL | SPP_N | MISO_MO-IL | Internal | Summer | B2 | 25 | 4019 | 0 | 89.34 | 85.54 | 5 | 0
2015 | SPP_N_2_MISO_MO-IL | SPP_N | MISO_MO-IL | Internal | Summer | B3 | 75 | 4019 | 0 | 89.34 | 85.46 | 5 | 0
2015 | SPP_N_2_MISO_MO-IL | SPP_N | MISO_MO-IL | Internal | Summer | B4 | 100 | 4019 | 0 | 84.22 | 83.31 | 5 | 0
2015 | SPP_N_2_MISO_MO-IL | SPP_N | MISO_MO-IL | Internal | Summer | B5 | 200 | 4019 | 0 | 79.04 | 72.04 | 5 | 0
2015 | SPP_N_2_MISO_MO-IL | SPP_N | MISO_MO-IL | Internal | Summer | B6 | 300 | 4019 | 0 | 70.06 | 63.05 | 5 | 0
2015 | SPP_N_2_MISO_MO-IL | SPP_N | MISO_MO-IL | Internal | Summer | B7 | 400 | 4019 | 0 | 60.32 | 53.32 | 5 | 0
2015 | SPP_N_2_MISO_MO-IL | SPP_N | MISO_MO-IL | Internal | Summer | B8 | 500 | 4019 | 0 | 56.55 | 52.07 | 5 | 0
2015 | SPP_N_2_MISO_MO-IL | SPP_N | MISO_MO-IL | Internal | Summer | B9 | 800 | 4019 | 0 | 54.07 | 50.53 | 5 | 0
2015 | SPP_N_2_MISO_MO-IL | SPP_N | MISO_MO-IL | Internal | Summer | B10 | 1262 | 4019 | 0 | 53.94 | 48.06 | 5 | 0
2015 | SPP_N_2_MISO_MO-IL | SPP_N | MISO_MO-IL | Internal | Winter | B16 | 25 | 4019 | 0 | 69.46 | 71.77 | 5 | 0
2015 | SPP_N_2_MISO_MO-IL | SPP_N | MISO_MO-IL | Internal | Winter | B17 | 100 | 4019 | 40.89 | 59.33 | 64.33 | 5 | 0
2015 | SPP_N_2_MISO_MO-IL | SPP_N | MISO_MO-IL | Internal | Winter | B18 | 400 | 4019 | 0 | 57.81 | 56.82 | 5 | 0
2015 | SPP_N_2_MISO_MO-IL | SPP_N | MISO_MO-IL | Internal | Winter | B19 | 700 | 4019 | 0 | 57.77 | 54.88 | 5 | 0
2015 | SPP_N_2_MISO_MO-IL | SPP_N | MISO_MO-IL | Internal | Winter | B20 | 935 | 4019 | 0 | 57.68 | 50.68 | 5 | 0
2015 | SPP_N_2_MISO_W | SPP_N | MISO_W | Internal | Shoulder | B11 | 25 | 1087 | 0 | 81.92 | 74.92 | 5 | 0
2015 | SPP_N_2_MISO_W | SPP_N | MISO_W | Internal | Shoulder | B12 | 200 | 1087 | 0 | 60.21 | 60.2 | 5 | 0
2015 | SPP_N_2_MISO_W | SPP_N | MISO_W | Internal | Shoulder | B13 | 600 | 1087 | 0 | 57.9 | 55.18 | 5 | 0
2015 | SPP_N_2_MISO_W | SPP_N | MISO_W | Internal | Shoulder | B14 | 900 | 1087 | 0 | 55.36 | 54.62 | 5 | 0
2015 | SPP_N_2_MISO_W | SPP_N | MISO_W | Internal | Shoulder | B15 | 1203 | 1087 | 0 | 55.33 | 51.62 | 5 | 0
2015 | SPP_N_2_MISO_W | SPP_N | MISO_W | Internal | Summer | B1 | 10 | 1087 | 0 | 89.34 | 88.57 | 5 | 0
2015 | SPP_N_2_MISO_W | SPP_N | MISO_W | Internal | Summer | B2 | 25 | 1087 | 0 | 89.34 | 85.53 | 5 | 0
2015 | SPP_N_2_MISO_W | SPP_N | MISO_W | Internal | Summer | B3 | 75 | 1087 | 0 | 89.34 | 85.45 | 5 | 0
2015 | SPP_N_2_MISO_W | SPP_N | MISO_W | Internal | Summer | B4 | 100 | 1087 | 0 | 84.22 | 83.3 | 5 | 0
2015 | SPP_N_2_MISO_W | SPP_N | MISO_W | Internal | Summer | B5 | 200 | 1087 | 0 | 79.04 | 72.04 | 5 | 0
2015 | SPP_N_2_MISO_W | SPP_N | MISO_W | Internal | Summer | B6 | 300 | 1087 | 0 | 70.06 | 63.06 | 5 | 0
2015 | SPP_N_2_MISO_W | SPP_N | MISO_W | Internal | Summer | B7 | 400 | 1087 | 0 | 60.32 | 53.32 | 5 | 0
2015 | SPP_N_2_MISO_W | SPP_N | MISO_W | Internal | Summer | B8 | 500 | 1087 | 0 | 56.55 | 52.08 | 5 | 0
2015 | SPP_N_2_MISO_W | SPP_N | MISO_W | Internal | Summer | B9 | 800 | 1087 | 0 | 54.07 | 50.51 | 5 | 0
2015 | SPP_N_2_MISO_W | SPP_N | MISO_W | Internal | Summer | B10 | 1262 | 1087 | 0 | 53.94 | 48.07 | 5 | 0
2015 | SPP_N_2_MISO_W | SPP_N | MISO_W | Internal | Winter | B16 | 25 | 1087 | 0 | 69.46 | 71.76 | 5 | 0
2015 | SPP_N_2_MISO_W | SPP_N | MISO_W | Internal | Winter | B17 | 100 | 1087 | 0.12 | 59.33 | 64.32 | 5 | 0
2015 | SPP_N_2_MISO_W | SPP_N | MISO_W | Internal | Winter | B18 | 400 | 1087 | 0 | 57.81 | 56.82 | 5 | 0
2015 | SPP_N_2_MISO_W | SPP_N | MISO_W | Internal | Winter | B19 | 700 | 1087 | 0 | 57.77 | 54.89 | 5 | 0
2015 | SPP_N_2_MISO_W | SPP_N | MISO_W | Internal | Winter | B20 | 935 | 1087 | 0 | 57.68 | 50.68 | 5 | 0
2015 | SPP_N_2_NE | SPP_N | NE | Internal | Shoulder | B11 | 25 | 490 | 0 | 81.92 | 79.14 | 0.01 | 0
2015 | SPP_N_2_NE | SPP_N | NE | Internal | Shoulder | B12 | 200 | 490 | 0.04 | 60.21 | 60.2 | 0.01 | 0
2015 | SPP_N_2_NE | SPP_N | NE | Internal | Shoulder | B13 | 600 | 490 | 0.01 | 57.9 | 57.89 | 0.01 | 0
2015 | SPP_N_2_NE | SPP_N | NE | Internal | Shoulder | B14 | 900 | 490 | 0 | 55.36 | 55.34 | 0.01 | 0
2015 | SPP_N_2_NE | SPP_N | NE | Internal | Shoulder | B15 | 1203 | 490 | 0 | 55.33 | 55.32 | 0.01 | 0
2015 | SPP_N_2_NE | SPP_N | NE | Internal | Summer | B1 | 10 | 490 | 0.02 | 89.34 | 88.57 | 0.01 | 0
2015 | SPP_N_2_NE | SPP_N | NE | Internal | Summer | B2 | 25 | 490 | 0 | 89.34 | 88.1 | 0.01 | 0
2015 | SPP_N_2_NE | SPP_N | NE | Internal | Summer | B3 | 75 | 490 | 0 | 89.34 | 88.1 | 0.01 | 0
2015 | SPP_N_2_NE | SPP_N | NE | Internal | Summer | B4 | 100 | 490 | 0.08 | 84.22 | 84.21 | 0.01 | 0
2015 | SPP_N_2_NE | SPP_N | NE | Internal | Summer | B5 | 200 | 490 | 0.03 | 79.04 | 79.03 | 0.01 | 0
2015 | SPP_N_2_NE | SPP_N | NE | Internal | Summer | B6 | 300 | 490 | 0 | 70.06 | 65.11 | 0.01 | 0
2015 | SPP_N_2_NE | SPP_N | NE | Internal | Summer | B7 | 400 | 490 | 0 | 60.32 | 56.44 | 0.01 | 0
2015 | SPP_N_2_NE | SPP_N | NE | Internal | Summer | B8 | 500 | 490 | 0 | 56.55 | 54.35 | 0.01 | 0
2015 | SPP_N_2_NE | SPP_N | NE | Internal | Summer | B9 | 800 | 490 | 0 | 54.07 | 54.05 | 0.01 | 0
2015 | SPP_N_2_NE | SPP_N | NE | Internal | Summer | B10 | 1262 | 490 | 0 | 53.94 | 53.93 | 0.01 | 0
2015 | SPP_N_2_NE | SPP_N | NE | Internal | Winter | B16 | 25 | 490 | 0.26 | 69.46 | 69.44 | 0.01 | 0
2015 | SPP_N_2_NE | SPP_N | NE | Internal | Winter | B17 | 100 | 490 | 0.07 | 59.33 | 59.32 | 0.01 | 0
2015 | SPP_N_2_NE | SPP_N | NE | Internal | Winter | B18 | 400 | 490 | 0.02 | 57.81 | 57.8 | 0.01 | 0
2015 | SPP_N_2_NE | SPP_N | NE | Internal | Winter | B19 | 700 | 490 | 0.01 | 57.77 | 57.75 | 0.01 | 0
2015 | SPP_N_2_NE | SPP_N | NE | Internal | Winter | B20 | 935 | 490 | 0 | 57.68 | 54.11 | 0.01 | 0
2015 | SPP_N_2_SPP_S | SPP_N | SPP_S | Internal | Shoulder | B11 | 25 | 4236 | 0 | 81.92 | 80.05 | 0.01 | 0
2015 | SPP_N_2_SPP_S | SPP_N | SPP_S | Internal | Shoulder | B12 | 200 | 4236 | 0 | 60.21 | 59.82 | 0.01 | 0
2015 | SPP_N_2_SPP_S | SPP_N | SPP_S | Internal | Shoulder | B13 | 600 | 4236 | 0.01 | 57.9 | 57.89 | 0.01 | 0
2015 | SPP_N_2_SPP_S | SPP_N | SPP_S | Internal | Shoulder | B14 | 900 | 4236 | 0 | 55.36 | 55.34 | 0.01 | 0
2015 | SPP_N_2_SPP_S | SPP_N | SPP_S | Internal | Shoulder | B15 | 1203 | 4236 | 1453.5 | 55.33 | 55.34 | 0.01 | 0
2015 | SPP_N_2_SPP_S | SPP_N | SPP_S | Internal | Summer | B1 | 10 | 4236 | 0 | 89.34 | 83.88 | 0.01 | 0
2015 | SPP_N_2_SPP_S | SPP_N | SPP_S | Internal | Summer | B2 | 25 | 4236 | 0 | 89.34 | 87.36 | 0.01 | 0
2015 | SPP_N_2_SPP_S | SPP_N | SPP_S | Internal | Summer | B3 | 75 | 4236 | 0 | 89.34 | 81.61 | 0.01 | 0
2015 | SPP_N_2_SPP_S | SPP_N | SPP_S | Internal | Summer | B4 | 100 | 4236 | 0 | 84.22 | 81.61 | 0.01 | 0
2015 | SPP_N_2_SPP_S | SPP_N | SPP_S | Internal | Summer | B5 | 200 | 4236 | 0 | 79.04 | 78.19 | 0.01 | 0
2015 | SPP_N_2_SPP_S | SPP_N | SPP_S | Internal | Summer | B6 | 300 | 4236 | 1988.11 | 70.06 | 70.07 | 0.01 | 0
2015 | SPP_N_2_SPP_S | SPP_N | SPP_S | Internal | Summer | B7 | 400 | 4236 | 1261.99 | 60.32 | 60.33 | 0.01 | 0
2015 | SPP_N_2_SPP_S | SPP_N | SPP_S | Internal | Summer | B8 | 500 | 4236 | 1335.84 | 56.55 | 56.56 | 0.01 | 0
2015 | SPP_N_2_SPP_S | SPP_N | SPP_S | Internal | Summer | B9 | 800 | 4236 | 1376.35 | 54.07 | 54.08 | 0.01 | 0
2015 | SPP_N_2_SPP_S | SPP_N | SPP_S | Internal | Summer | B10 | 1262 | 4236 | 2971.74 | 53.94 | 53.96 | 0.01 | 0
2015 | SPP_N_2_SPP_S | SPP_N | SPP_S | Internal | Winter | B16 | 25 | 4236 | 0.61 | 69.46 | 69.46 | 0.01 | 0
2015 | SPP_N_2_SPP_S | SPP_N | SPP_S | Internal | Winter | B17 | 100 | 4236 | 1340.1 | 59.33 | 59.34 | 0.01 | 0
2015 | SPP_N_2_SPP_S | SPP_N | SPP_S | Internal | Winter | B18 | 400 | 4236 | 1457.95 | 57.81 | 57.82 | 0.01 | 0
2015 | SPP_N_2_SPP_S | SPP_N | SPP_S | Internal | Winter | B19 | 700 | 4236 | 1713.62 | 57.77 | 57.78 | 0.01 | 0
2015 | SPP_N_2_SPP_S | SPP_N | SPP_S | Internal | Winter | B20 | 935 | 4236 | 3771.93 | 57.68 | 57.69 | 0.01 | 0
2015 | SPP_S_2_ENT | SPP_S | ENT | Internal | Shoulder | B11 | 25 | 2842 | 0 | 80.05 | 78.23 | 5 | 0
2015 | SPP_S_2_ENT | SPP_S | ENT | Internal | Shoulder | B12 | 200 | 2842 | 0 | 59.82 | 57.35 | 5 | 0
2015 | SPP_S_2_ENT | SPP_S | ENT | Internal | Shoulder | B13 | 600 | 2842 | 0 | 57.89 | 57.35 | 5 | 0
2015 | SPP_S_2_ENT | SPP_S | ENT | Internal | Shoulder | B14 | 900 | 2842 | 0 | 55.34 | 55.45 | 5 | 0
2015 | SPP_S_2_ENT | SPP_S | ENT | Internal | Shoulder | B15 | 1203 | 2842 | 0 | 55.34 | 55.45 | 5 | 0
2015 | SPP_S_2_ENT | SPP_S | ENT | Internal | Summer | B1 | 10 | 2842 | 0.05 | 83.88 | 88.57 | 5 | 0
2015 | SPP_S_2_ENT | SPP_S | ENT | Internal | Summer | B2 | 25 | 2842 | 0 | 87.36 | 86.61 | 5 | 0
2015 | SPP_S_2_ENT | SPP_S | ENT | Internal | Summer | B3 | 75 | 2842 | 548.62 | 81.61 | 86.61 | 5 | 0
2015 | SPP_S_2_ENT | SPP_S | ENT | Internal | Summer | B4 | 100 | 2842 | 1156.05 | 81.61 | 86.61 | 5 | 0
2015 | SPP_S_2_ENT | SPP_S | ENT | Internal | Summer | B5 | 200 | 2842 | 0 | 78.19 | 80.02 | 5 | 0
2015 | SPP_S_2_ENT | SPP_S | ENT | Internal | Summer | B6 | 300 | 2842 | 0 | 70.07 | 68.84 | 5 | 0
2015 | SPP_S_2_ENT | SPP_S | ENT | Internal | Summer | B7 | 400 | 2842 | 0 | 60.33 | 56.55 | 5 | 0
2015 | SPP_S_2_ENT | SPP_S | ENT | Internal | Summer | B8 | 500 | 2842 | 0 | 56.56 | 56.14 | 5 | 0
2015 | SPP_S_2_ENT | SPP_S | ENT | Internal | Summer | B9 | 800 | 2842 | 0 | 54.08 | 54.28 | 5 | 0
2015 | SPP_S_2_ENT | SPP_S | ENT | Internal | Summer | B10 | 1262 | 2842 | 0 | 53.96 | 54.28 | 5 | 0
2015 | SPP_S_2_ENT | SPP_S | ENT | Internal | Winter | B16 | 25 | 2842 | 105.23 | 69.46 | 74.46 | 5 | 0
2015 | SPP_S_2_ENT | SPP_S | ENT | Internal | Winter | B17 | 100 | 2842 | 0 | 59.34 | 59.77 | 5 | 0
2015 | SPP_S_2_ENT | SPP_S | ENT | Internal | Winter | B18 | 400 | 2842 | 0 | 57.82 | 58.21 | 5 | 0
2015 | SPP_S_2_ENT | SPP_S | ENT | Internal | Winter | B19 | 700 | 2842 | 0 | 57.78 | 57.78 | 5 | 0
2015 | SPP_S_2_ENT | SPP_S | ENT | Internal | Winter | B20 | 935 | 2842 | 0 | 57.69 | 57.78 | 5 | 0
2015 | SPP_S_2_SPP_N | SPP_S | SPP_N | Internal | Shoulder | B11 | 25 | 876 | 876 | 80.05 | 81.92 | 0.01 | 1.86
2015 | SPP_S_2_SPP_N | SPP_S | SPP_N | Internal | Shoulder | B12 | 200 | 876 | 876 | 59.82 | 60.21 | 0.01 | 0.38
2015 | SPP_S_2_SPP_N | SPP_S | SPP_N | Internal | Shoulder | B13 | 600 | 876 | 205.77 | 57.89 | 57.9 | 0.01 | 0
2015 | SPP_S_2_SPP_N | SPP_S | SPP_N | Internal | Shoulder | B14 | 900 | 876 | 278.56 | 55.34 | 55.36 | 0.01 | 0
2015 | SPP_S_2_SPP_N | SPP_S | SPP_N | Internal | Shoulder | B15 | 1203 | 876 | 0 | 55.34 | 55.33 | 0.01 | 0
2015 | SPP_S_2_SPP_N | SPP_S | SPP_N | Internal | Summer | B1 | 10 | 876 | 876 | 83.88 | 89.34 | 0.01 | 5.46
2015 | SPP_S_2_SPP_N | SPP_S | SPP_N | Internal | Summer | B2 | 25 | 876 | 876 | 87.36 | 89.34 | 0.01 | 1.97
2015 | SPP_S_2_SPP_N | SPP_S | SPP_N | Internal | Summer | B3 | 75 | 876 | 876 | 81.61 | 89.34 | 0.01 | 7.72
2015 | SPP_S_2_SPP_N | SPP_S | SPP_N | Internal | Summer | B4 | 100 | 876 | 876 | 81.61 | 84.22 | 0.01 | 2.59
2015 | SPP_S_2_SPP_N | SPP_S | SPP_N | Internal | Summer | B5 | 200 | 876 | 876 | 78.19 | 79.04 | 0.01 | 0.84
2015 | SPP_S_2_SPP_N | SPP_S | SPP_N | Internal | Summer | B6 | 300 | 876 | 0.03 | 70.07 | 70.06 | 0.01 | 0
2015 | SPP_S_2_SPP_N | SPP_S | SPP_N | Internal | Summer | B7 | 400 | 876 | 0.02 | 60.33 | 60.32 | 0.01 | 0
2015 | SPP_S_2_SPP_N | SPP_S | SPP_N | Internal | Summer | B8 | 500 | 876 | 0.02 | 56.56 | 56.55 | 0.01 | 0
2015 | SPP_S_2_SPP_N | SPP_S | SPP_N | Internal | Summer | B9 | 800 | 876 | 0 | 54.08 | 54.07 | 0.01 | 0
2015 | SPP_S_2_SPP_N | SPP_S | SPP_N | Internal | Summer | B10 | 1262 | 876 | 0 | 53.96 | 53.94 | 0.01 | 0
2015 | SPP_S_2_SPP_N | SPP_S | SPP_N | Internal | Winter | B16 | 25 | 876 | 0.52 | 69.46 | 69.46 | 0.01 | 0
2015 | SPP_S_2_SPP_N | SPP_S | SPP_N | Internal | Winter | B17 | 100 | 876 | 0.07 | 59.34 | 59.33 | 0.01 | 0
2015 | SPP_S_2_SPP_N | SPP_S | SPP_N | Internal | Winter | B18 | 400 | 876 | 0.02 | 57.82 | 57.81 | 0.01 | 0
2015 | SPP_S_2_SPP_N | SPP_S | SPP_N | Internal | Winter | B19 | 700 | 876 | 0.01 | 57.78 | 57.77 | 0.01 | 0
2015 | SPP_S_2_SPP_N | SPP_S | SPP_N | Internal | Winter | B20 | 935 | 876 | 0 | 57.69 | 57.68 | 0.01 | 0
2015 | TVA_2_ENT | TVA | ENT | Internal | Shoulder | B11 | 25 | 500 | 0 | 78.95 | 78.23 | 9 | 0
2015 | TVA_2_ENT | TVA | ENT | Internal | Shoulder | B12 | 200 | 500 | 0 | 59.63 | 57.35 | 9 | 0
2015 | TVA_2_ENT | TVA | ENT | Internal | Shoulder | B13 | 600 | 500 | 0 | 59.63 | 57.35 | 9 | 0
2015 | TVA_2_ENT | TVA | ENT | Internal | Shoulder | B14 | 900 | 500 | 0 | 59.63 | 55.45 | 9 | 0
2015 | TVA_2_ENT | TVA | ENT | Internal | Shoulder | B15 | 1203 | 500 | 0 | 58.94 | 55.45 | 9 | 0
2015 | TVA_2_ENT | TVA | ENT | Internal | Summer | B1 | 10 | 500 | 0 | 96.58 | 88.57 | 9 | 0
2015 | TVA_2_ENT | TVA | ENT | Internal | Summer | B2 | 25 | 500 | 0 | 93.56 | 86.61 | 9 | 0
2015 | TVA_2_ENT | TVA | ENT | Internal | Summer | B3 | 75 | 500 | 0 | 92.29 | 86.61 | 9 | 0
2015 | TVA_2_ENT | TVA | ENT | Internal | Summer | B4 | 100 | 500 | 0 | 89.93 | 86.61 | 9 | 0
2015 | TVA_2_ENT | TVA | ENT | Internal | Summer | B5 | 200 | 500 | 0 | 79.02 | 80.02 | 9 | 0
2015 | TVA_2_ENT | TVA | ENT | Internal | Summer | B6 | 300 | 500 | 0 | 60.84 | 68.84 | 9 | 0
2015 | TVA_2_ENT | TVA | ENT | Internal | Summer | B7 | 400 | 500 | 0 | 57.63 | 56.55 | 9 | 0
2015 | TVA_2_ENT | TVA | ENT | Internal | Summer | B8 | 500 | 500 | 0 | 57.63 | 56.14 | 9 | 0
2015 | TVA_2_ENT | TVA | ENT | Internal | Summer | B9 | 800 | 500 | 0 | 57.63 | 54.28 | 9 | 0
2015 | TVA_2_ENT | TVA | ENT | Internal | Summer | B10 | 1262 | 500 | 0 | 55.37 | 54.28 | 9 | 0
2015 | TVA_2_ENT | TVA | ENT | Internal | Winter | B16 | 25 | 500 | 0 | 79.77 | 74.46 | 9 | 0
2015 | TVA_2_ENT | TVA | ENT | Internal | Winter | B17 | 100 | 500 | 0 | 62.17 | 59.77 | 9 | 0
2015 | TVA_2_ENT | TVA | ENT | Internal | Winter | B18 | 400 | 500 | 0 | 60.12 | 58.21 | 9 | 0
2015 | TVA_2_ENT | TVA | ENT | Internal | Winter | B19 | 700 | 500 | 0 | 60.12 | 57.78 | 9 | 0
2015 | TVA_2_ENT | TVA | ENT | Internal | Winter | B20 | 935 | 500 | 0 | 57.96 | 57.78 | 9 | 0
2015 | TVA_2_MISO_MO-IL | TVA | MISO_MO-IL | Internal | Shoulder | B11 | 25 | 50 | 0 | 78.95 | 74.93 | 9 | 0
2015 | TVA_2_MISO_MO-IL | TVA | MISO_MO-IL | Internal | Shoulder | B12 | 200 | 50 | 0 | 59.63 | 60.21 | 9 | 0
2015 | TVA_2_MISO_MO-IL | TVA | MISO_MO-IL | Internal | Shoulder | B13 | 600 | 50 | 0 | 59.63 | 55.19 | 9 | 0
2015 | TVA_2_MISO_MO-IL | TVA | MISO_MO-IL | Internal | Shoulder | B14 | 900 | 50 | 0 | 59.63 | 54.62 | 9 | 0
2015 | TVA_2_MISO_MO-IL | TVA | MISO_MO-IL | Internal | Shoulder | B15 | 1203 | 50 | 0 | 58.94 | 51.61 | 9 | 0
2015 | TVA_2_MISO_MO-IL | TVA | MISO_MO-IL | Internal | Summer | B1 | 10 | 50 | 0 | 96.58 | 88.57 | 9 | 0
2015 | TVA_2_MISO_MO-IL | TVA | MISO_MO-IL | Internal | Summer | B2 | 25 | 50 | 0 | 93.56 | 85.54 | 9 | 0
2015 | TVA_2_MISO_MO-IL | TVA | MISO_MO-IL | Internal | Summer | B3 | 75 | 50 | 0 | 92.29 | 85.46 | 9 | 0
2015 | TVA_2_MISO_MO-IL | TVA | MISO_MO-IL | Internal | Summer | B4 | 100 | 50 | 0 | 89.93 | 83.31 | 9 | 0
2015 | TVA_2_MISO_MO-IL | TVA | MISO_MO-IL | Internal | Summer | B5 | 200 | 50 | 0 | 79.02 | 72.04 | 9 | 0
2015 | TVA_2_MISO_MO-IL | TVA | MISO_MO-IL | Internal | Summer | B6 | 300 | 50 | 0 | 60.84 | 63.05 | 9 | 0
2015 | TVA_2_MISO_MO-IL | TVA | MISO_MO-IL | Internal | Summer | B7 | 400 | 50 | 0 | 57.63 | 53.32 | 9 | 0
2015 | TVA_2_MISO_MO-IL | TVA | MISO_MO-IL | Internal | Summer | B8 | 500 | 50 | 0 | 57.63 | 52.07 | 9 | 0
2015 | TVA_2_MISO_MO-IL | TVA | MISO_MO-IL | Internal | Summer | B9 | 800 | 50 | 0 | 57.63 | 50.53 | 9 | 0
2015 | TVA_2_MISO_MO-IL | TVA | MISO_MO-IL | Internal | Summer | B10 | 1262 | 50 | 0 | 55.37 | 48.06 | 9 | 0
2015 | TVA_2_MISO_MO-IL | TVA | MISO_MO-IL | Internal | Winter | B16 | 25 | 50 | 0 | 79.77 | 71.77 | 9 | 0
2015 | TVA_2_MISO_MO-IL | TVA | MISO_MO-IL | Internal | Winter | B17 | 100 | 50 | 0 | 62.17 | 64.33 | 9 | 0
2015 | TVA_2_MISO_MO-IL | TVA | MISO_MO-IL | Internal | Winter | B18 | 400 | 50 | 0 | 60.12 | 56.82 | 9 | 0
2015 | TVA_2_MISO_MO-IL | TVA | MISO_MO-IL | Internal | Winter | B19 | 700 | 50 | 0 | 60.12 | 54.88 | 9 | 0
2015 | TVA_2_MISO_MO-IL | TVA | MISO_MO-IL | Internal | Winter | B20 | 935 | 50 | 0 | 57.96 | 50.68 | 9 | 0
2015 | TVA_2_NonRTO_Midwest | TVA | NonRTO_Midwest | Internal | Shoulder | B11 | 25 | 100 | 0 | 78.95 | 82.94 | 9 | 0
2015 | TVA_2_NonRTO_Midwest | TVA | NonRTO_Midwest | Internal | Shoulder | B12 | 200 | 100 | 100 | 59.63 | 72.03 | 9 | 3.4
2015 | TVA_2_NonRTO_Midwest | TVA | NonRTO_Midwest | Internal | Shoulder | B13 | 600 | 100 | 0 | 59.63 | 62.38 | 9 | 0
2015 | TVA_2_NonRTO_Midwest | TVA | NonRTO_Midwest | Internal | Shoulder | B14 | 900 | 100 | 0 | 59.63 | 52.47 | 9 | 0
2015 | TVA_2_NonRTO_Midwest | TVA | NonRTO_Midwest | Internal | Shoulder | B15 | 1203 | 100 | 0 | 58.94 | 51.72 | 9 | 0
2015 | TVA_2_NonRTO_Midwest | TVA | NonRTO_Midwest | Internal | Summer | B1 | 10 | 100 | 0 | 96.58 | 93.03 | 9 | 0
2015 | TVA_2_NonRTO_Midwest | TVA | NonRTO_Midwest | Internal | Summer | B2 | 25 | 100 | 0 | 93.56 | 93.03 | 9 | 0
2015 | TVA_2_NonRTO_Midwest | TVA | NonRTO_Midwest | Internal | Summer | B3 | 75 | 100 | 0 | 92.29 | 93.03 | 9 | 0
2015 | TVA_2_NonRTO_Midwest | TVA | NonRTO_Midwest | Internal | Summer | B4 | 100 | 100 | 0 | 89.93 | 91.32 | 9 | 0
2015 | TVA_2_NonRTO_Midwest | TVA | NonRTO_Midwest | Internal | Summer | B5 | 200 | 100 | 0 | 79.02 | 80.05 | 9 | 0
2015 | TVA_2_NonRTO_Midwest | TVA | NonRTO_Midwest | Internal | Summer | B6 | 300 | 100 | 0 | 60.84 | 64.85 | 9 | 0
2015 | TVA_2_NonRTO_Midwest | TVA | NonRTO_Midwest | Internal | Summer | B7 | 400 | 100 | 0 | 57.63 | 51.87 | 9 | 0
2015 | TVA_2_NonRTO_Midwest | TVA | NonRTO_Midwest | Internal | Summer | B8 | 500 | 100 | 0 | 57.63 | 51.72 | 9 | 0
2015 | TVA_2_NonRTO_Midwest | TVA | NonRTO_Midwest | Internal | Summer | B9 | 800 | 100 | 0 | 57.63 | 50.5 | 9 | 0
2015 | TVA_2_NonRTO_Midwest | TVA | NonRTO_Midwest | Internal | Summer | B10 | 1262 | 100 | 0 | 55.37 | 49.93 | 9 | 0
2015 | TVA_2_NonRTO_Midwest | TVA | NonRTO_Midwest | Internal | Winter | B16 | 25 | 100 | 0 | 79.77 | 79.78 | 9 | 0
2015 | TVA_2_NonRTO_Midwest | TVA | NonRTO_Midwest | Internal | Winter | B17 | 100 | 100 | 100 | 62.17 | 74.31 | 9 | 3.13
2015 | TVA_2_NonRTO_Midwest | TVA | NonRTO_Midwest | Internal | Winter | B18 | 400 | 100 | 0 | 60.12 | 64.83 | 9 | 0
2015 | TVA_2_NonRTO_Midwest | TVA | NonRTO_Midwest | Internal | Winter | B19 | 700 | 100 | 0 | 60.12 | 52.15 | 9 | 0
2015 | TVA_2_NonRTO_Midwest | TVA | NonRTO_Midwest | Internal | Winter | B20 | 935 | 100 | 0 | 57.96 | 52.15 | 9 | 0
2015 | TVA_2_PJM_ROR | TVA | PJM_ROR | Internal | Shoulder | B11 | 25 | 500 | 0 | 78.95 | 72.94 | 9 | 0
2015 | TVA_2_PJM_ROR | TVA | PJM_ROR | Internal | Shoulder | B12 | 200 | 500 | 0 | 59.63 | 62.2 | 9 | 0
2015 | TVA_2_PJM_ROR | TVA | PJM_ROR | Internal | Shoulder | B13 | 600 | 500 | 0 | 59.63 | 57.18 | 9 | 0
2015 | TVA_2_PJM_ROR | TVA | PJM_ROR | Internal | Shoulder | B14 | 900 | 500 | 0 | 59.63 | 56.62 | 9 | 0
2015 | TVA_2_PJM_ROR | TVA | PJM_ROR | Internal | Shoulder | B15 | 1203 | 500 | 0 | 58.94 | 52.92 | 9 | 0
2015 | TVA_2_PJM_ROR | TVA | PJM_ROR | Internal | Summer | B1 | 10 | 500 | 0 | 96.58 | 90.57 | 9 | 0
2015 | TVA_2_PJM_ROR | TVA | PJM_ROR | Internal | Summer | B2 | 25 | 500 | 0 | 93.56 | 87.53 | 9 | 0
2015 | TVA_2_PJM_ROR | TVA | PJM_ROR | Internal | Summer | B3 | 75 | 500 | 0 | 92.29 | 86.28 | 9 | 0
2015 | TVA_2_PJM_ROR | TVA | PJM_ROR | Internal | Summer | B4 | 100 | 500 | 0 | 89.93 | 83.92 | 9 | 0
2015 | TVA_2_PJM_ROR | TVA | PJM_ROR | Internal | Summer | B5 | 200 | 500 | 0 | 79.02 | 74.04 | 9 | 0
2015 | TVA_2_PJM_ROR | TVA | PJM_ROR | Internal | Summer | B6 | 300 | 500 | 0 | 60.84 | 63.84 | 9 | 0
2015 | TVA_2_PJM_ROR | TVA | PJM_ROR | Internal | Summer | B7 | 400 | 500 | 0 | 57.63 | 55.32 | 9 | 0
2015 | TVA_2_PJM_ROR | TVA | PJM_ROR | Internal | Summer | B8 | 500 | 500 | 0 | 57.63 | 54.08 | 9 | 0
2015 | TVA_2_PJM_ROR | TVA | PJM_ROR | Internal | Summer | B9 | 800 | 500 | 0 | 57.63 | 51.62 | 9 | 0
2015 | TVA_2_PJM_ROR | TVA | PJM_ROR | Internal | Summer | B10 | 1262 | 500 | 0 | 55.37 | 49.36 | 9 | 0
2015 | TVA_2_PJM_ROR | TVA | PJM_ROR | Internal | Winter | B16 | 25 | 500 | 0 | 79.77 | 73.76 | 9 | 0
2015 | TVA_2_PJM_ROR | TVA | PJM_ROR | Internal | Winter | B17 | 100 | 500 | 0 | 62.17 | 66.32 | 9 | 0
2015 | TVA_2_PJM_ROR | TVA | PJM_ROR | Internal | Winter | B18 | 400 | 500 | 0 | 60.12 | 58.82 | 9 | 0
2015 | TVA_2_PJM_ROR | TVA | PJM_ROR | Internal | Winter | B19 | 700 | 500 | 0 | 60.12 | 56.88 | 9 | 0
2015 | TVA_2_PJM_ROR | TVA | PJM_ROR | Internal | Winter | B20 | 935 | 500 | 0 | 57.96 | 51.95 | 9 | 0
2015 | TVA_2_SOCO | TVA | SOCO | Internal | Shoulder | B11 | 25 | 500 | 0 | 78.95 | 86.23 | 9 | 0
2015 | TVA_2_SOCO | TVA | SOCO | Internal | Shoulder | B12 | 200 | 500 | 0 | 59.63 | 60.31 | 9 | 0
2015 | TVA_2_SOCO | TVA | SOCO | Internal | Shoulder | B13 | 600 | 500 | 0 | 59.63 | 59.76 | 9 | 0
2015 | TVA_2_SOCO | TVA | SOCO | Internal | Shoulder | B14 | 900 | 500 | 0 | 59.63 | 59.76 | 9 | 0
2015 | TVA_2_SOCO | TVA | SOCO | Internal | Shoulder | B15 | 1203 | 500 | 0 | 58.94 | 57.68 | 9 | 0
2015 | TVA_2_SOCO | TVA | SOCO | Internal | Summer | B1 | 10 | 500 | 0 | 96.58 | 96.48 | 9 | 0
2015 | TVA_2_SOCO | TVA | SOCO | Internal | Summer | B2 | 25 | 500 | 0 | 93.56 | 94.61 | 9 | 0
2015 | TVA_2_SOCO | TVA | SOCO | Internal | Summer | B3 | 75 | 500 | 0 | 92.29 | 94.61 | 9 | 0
2015 | TVA_2_SOCO | TVA | SOCO | Internal | Summer | B4 | 100 | 500 | 0 | 89.93 | 94.61 | 9 | 0
2015 | TVA_2_SOCO | TVA | SOCO | Internal | Summer | B5 | 200 | 500 | 429.05 | 79.02 | 88.02 | 9 | 0
2015 | TVA_2_SOCO | TVA | SOCO | Internal | Summer | B6 | 300 | 500 | 500 | 60.84 | 76.84 | 9 | 7
2015 | TVA_2_SOCO | TVA | SOCO | Internal | Summer | B7 | 400 | 500 | 0 | 57.63 | 64.55 | 9 | 0
2015 | TVA_2_SOCO | TVA | SOCO | Internal | Summer | B8 | 500 | 500 | 0 | 57.63 | 64.14 | 9 | 0
2015 | TVA_2_SOCO | TVA | SOCO | Internal | Summer | B9 | 800 | 500 | 0 | 57.63 | 58.55 | 9 | 0
2015 | TVA_2_SOCO | TVA | SOCO | Internal | Summer | B10 | 1262 | 500 | 0 | 55.37 | 56.51 | 9 | 0
2015 | TVA_2_SOCO | TVA | SOCO | Internal | Winter | B16 | 25 | 500 | 0 | 79.77 | 82.46 | 9 | 0
2015 | TVA_2_SOCO | TVA | SOCO | Internal | Winter | B17 | 100 | 500 | 0 | 62.17 | 62.45 | 9 | 0
2015 | TVA_2_SOCO | TVA | SOCO | Internal | Winter | B18 | 400 | 500 | 0 | 60.12 | 61.56 | 9 | 0
2015 | TVA_2_SOCO | TVA | SOCO | Internal | Winter | B19 | 700 | 500 | 0 | 60.12 | 61.56 | 9 | 0
2015 | TVA_2_SOCO | TVA | SOCO | Internal | Winter | B20 | 935 | 500 | 0 | 57.96 | 60.06 | 9 | 0
2015 | TVA_2_VACAR | TVA | VACAR | Internal | Shoulder | B11 | 25 | 150 | 0 | 78.95 | 78.94 | 9 | 0
2015 | TVA_2_VACAR | TVA | VACAR | Internal | Shoulder | B12 | 200 | 150 | 0 | 59.63 | 64.39 | 9 | 0
2015 | TVA_2_VACAR | TVA | VACAR | Internal | Shoulder | B13 | 600 | 150 | 0 | 59.63 | 60.87 | 9 | 0
2015 | TVA_2_VACAR | TVA | VACAR | Internal | Shoulder | B14 | 900 | 150 | 0 | 59.63 | 60.69 | 9 | 0
2015 | TVA_2_VACAR | TVA | VACAR | Internal | Shoulder | B15 | 1203 | 150 | 0 | 58.94 | 53.92 | 9 | 0
2015 | TVA_2_VACAR | TVA | VACAR | Internal | Summer | B1 | 10 | 150 | 0 | 96.58 | 97.5 | 9 | 0
2015 | TVA_2_VACAR | TVA | VACAR | Internal | Summer | B2 | 25 | 150 | 0 | 93.56 | 97.5 | 9 | 0
2015 | TVA_2_VACAR | TVA | VACAR | Internal | Summer | B3 | 75 | 150 | 0 | 92.29 | 97.5 | 9 | 0
2015 | TVA_2_VACAR | TVA | VACAR | Internal | Summer | B4 | 100 | 150 | 0 | 89.93 | 89.92 | 9 | 0
2015 | TVA_2_VACAR | TVA | VACAR | Internal | Summer | B5 | 200 | 150 | 0 | 79.02 | 81.02 | 9 | 0
2015 | TVA_2_VACAR | TVA | VACAR | Internal | Summer | B6 | 300 | 150 | 64.85 | 60.84 | 69.84 | 9 | 0
2015 | TVA_2_VACAR | TVA | VACAR | Internal | Summer | B7 | 400 | 150 | 0 | 57.63 | 61.32 | 9 | 0
2015 | TVA_2_VACAR | TVA | VACAR | Internal | Summer | B8 | 500 | 150 | 0 | 57.63 | 59.87 | 9 | 0
2015 | TVA_2_VACAR | TVA | VACAR | Internal | Summer | B9 | 800 | 150 | 0 | 57.63 | 57.62 | 9 | 0
2015 | TVA_2_VACAR | TVA | VACAR | Internal | Summer | B10 | 1262 | 150 | 0 | 55.37 | 52.01 | 9 | 0
2015 | TVA_2_VACAR | TVA | VACAR | Internal | Winter | B16 | 25 | 150 | 0.47 | 79.77 | 88.76 | 9 | 0
2015 | TVA_2_VACAR | TVA | VACAR | Internal | Winter | B17 | 100 | 150 | 150 | 62.17 | 72.32 | 9 | 1.14
2015 | TVA_2_VACAR | TVA | VACAR | Internal | Winter | B18 | 400 | 150 | 0 | 60.12 | 64.82 | 9 | 0
2015 | TVA_2_VACAR | TVA | VACAR | Internal | Winter | B19 | 700 | 150 | 0 | 60.12 | 61.32 | 9 | 0
2015 | TVA_2_VACAR | TVA | VACAR | Internal | Winter | B20 | 935 | 150 | 0 | 57.96 | 56.86 | 9 | 0
2015 | TVA_Transmission_2_ENT | TVA_Transmission | ENT | Internal | Shoulder | B11 | 25 | 3000 | 0 | 78.94 | 78.23 | 9 | 0
2015 | TVA_Transmission_2_ENT | TVA_Transmission | ENT | Internal | Shoulder | B12 | 200 | 3000 | 0 | 64.04 | 57.35 | 9 | 0
2015 | TVA_Transmission_2_ENT | TVA_Transmission | ENT | Internal | Shoulder | B13 | 600 | 3000 | 0 | 60.79 | 57.35 | 9 | 0
2015 | TVA_Transmission_2_ENT | TVA_Transmission | ENT | Internal | Shoulder | B14 | 900 | 3000 | 0 | 59.96 | 55.45 | 9 | 0
2015 | TVA_Transmission_2_ENT | TVA_Transmission | ENT | Internal | Shoulder | B15 | 1203 | 3000 | 0 | 58.92 | 55.45 | 9 | 0
2015 | TVA_Transmission_2_ENT | TVA_Transmission | ENT | Internal | Summer | B1 | 10 | 3000 | 0 | 96.57 | 88.57 | 9 | 0
2015 | TVA_Transmission_2_ENT | TVA_Transmission | ENT | Internal | Summer | B2 | 25 | 3000 | 0 | 93.54 | 86.61 | 9 | 0
2015 | TVA_Transmission_2_ENT | TVA_Transmission | ENT | Internal | Summer | B3 | 75 | 3000 | 0 | 92.28 | 86.61 | 9 | 0
2015 | TVA_Transmission_2_ENT | TVA_Transmission | ENT | Internal | Summer | B4 | 100 | 3000 | 0 | 89.92 | 86.61 | 9 | 0
2015 | TVA_Transmission_2_ENT | TVA_Transmission | ENT | Internal | Summer | B5 | 200 | 3000 | 0 | 79.53 | 80.02 | 9 | 0
2015 | TVA_Transmission_2_ENT | TVA_Transmission | ENT | Internal | Summer | B6 | 300 | 3000 | 0 | 68.65 | 68.84 | 9 | 0
2015 | TVA_Transmission_2_ENT | TVA_Transmission | ENT | Internal | Summer | B7 | 400 | 3000 | 0 | 58.53 | 56.55 | 9 | 0
2015 | TVA_Transmission_2_ENT | TVA_Transmission | ENT | Internal | Summer | B8 | 500 | 3000 | 0 | 58.29 | 56.14 | 9 | 0
2015 | TVA_Transmission_2_ENT | TVA_Transmission | ENT | Internal | Summer | B9 | 800 | 3000 | 0 | 57.62 | 54.28 | 9 | 0
2015 | TVA_Transmission_2_ENT | TVA_Transmission | ENT | Internal | Summer | B10 | 1262 | 3000 | 0 | 55.36 | 54.28 | 9 | 0
2015 | TVA_Transmission_2_ENT | TVA_Transmission | ENT | Internal | Winter | B16 | 25 | 3000 | 0 | 79.76 | 74.46 | 9 | 0
2015 | TVA_Transmission_2_ENT | TVA_Transmission | ENT | Internal | Winter | B17 | 100 | 3000 | 0 | 66.62 | 59.77 | 9 | 0
2015 | TVA_Transmission_2_ENT | TVA_Transmission | ENT | Internal | Winter | B18 | 400 | 3000 | 0 | 61.89 | 58.21 | 9 | 0
2015 | TVA_Transmission_2_ENT | TVA_Transmission | ENT | Internal | Winter | B19 | 700 | 3000 | 0 | 60.13 | 57.78 | 9 | 0
2015 | TVA_Transmission_2_ENT | TVA_Transmission | ENT | Internal | Winter | B20 | 935 | 3000 | 0 | 57.95 | 57.78 | 9 | 0
2015 | TVA_Transmission_2_MISO_MO-IL | TVA_Transmission | MISO_MO-IL | Internal | Shoulder | B11 | 25 | 4000 | 0 | 78.94 | 74.93 | 9 | 0
2015 | TVA_Transmission_2_MISO_MO-IL | TVA_Transmission | MISO_MO-IL | Internal | Shoulder | B12 | 200 | 4000 | 0 | 64.04 | 60.21 | 9 | 0
2015 | TVA_Transmission_2_MISO_MO-IL | TVA_Transmission | MISO_MO-IL | Internal | Shoulder | B13 | 600 | 4000 | 0 | 60.79 | 55.19 | 9 | 0
2015 | TVA_Transmission_2_MISO_MO-IL | TVA_Transmission | MISO_MO-IL | Internal | Shoulder | B14 | 900 | 4000 | 0 | 59.96 | 54.62 | 9 | 0
2015 | TVA_Transmission_2_MISO_MO-IL | TVA_Transmission | MISO_MO-IL | Internal | Shoulder | B15 | 1203 | 4000 | 0 | 58.92 | 51.61 | 9 | 0
2015 | TVA_Transmission_2_MISO_MO-IL | TVA_Transmission | MISO_MO-IL | Internal | Summer | B1 | 10 | 4000 | 0 | 96.57 | 88.57 | 9 | 0
2015 | TVA_Transmission_2_MISO_MO-IL | TVA_Transmission | MISO_MO-IL | Internal | Summer | B2 | 25 | 4000 | 0 | 93.54 | 85.54 | 9 | 0
2015 | TVA_Transmission_2_MISO_MO-IL | TVA_Transmission | MISO_MO-IL | Internal | Summer | B3 | 75 | 4000 | 0 | 92.28 | 85.46 | 9 | 0
2015 | TVA_Transmission_2_MISO_MO-IL | TVA_Transmission | MISO_MO-IL | Internal | Summer | B4 | 100 | 4000 | 0 | 89.92 | 83.31 | 9 | 0
2015 | TVA_Transmission_2_MISO_MO-IL | TVA_Transmission | MISO_MO-IL | Internal | Summer | B5 | 200 | 4000 | 0 | 79.53 | 72.04 | 9 | 0
2015 | TVA_Transmission_2_MISO_MO-IL | TVA_Transmission | MISO_MO-IL | Internal | Summer | B6 | 300 | 4000 | 0 | 68.65 | 63.05 | 9 | 0
2015 | TVA_Transmission_2_MISO_MO-IL | TVA_Transmission | MISO_MO-IL | Internal | Summer | B7 | 400 | 4000 | 0 | 58.53 | 53.32 | 9 | 0
2015 | TVA_Transmission_2_MISO_MO-IL | TVA_Transmission | MISO_MO-IL | Internal | Summer | B8 | 500 | 4000 | 0 | 58.29 | 52.07 | 9 | 0
2015 | TVA_Transmission_2_MISO_MO-IL | TVA_Transmission | MISO_MO-IL | Internal | Summer | B9 | 800 | 4000 | 0 | 57.62 | 50.53 | 9 | 0
2015 | TVA_Transmission_2_MISO_MO-IL | TVA_Transmission | MISO_MO-IL | Internal | Summer | B10 | 1262 | 4000 | 0 | 55.36 | 48.06 | 9 | 0
2015 | TVA_Transmission_2_MISO_MO-IL | TVA_Transmission | MISO_MO-IL | Internal | Winter | B16 | 25 | 4000 | 0 | 79.76 | 71.77 | 9 | 0
2015 | TVA_Transmission_2_MISO_MO-IL | TVA_Transmission | MISO_MO-IL | Internal | Winter | B17 | 100 | 4000 | 0 | 66.62 | 64.33 | 9 | 0
2015 | TVA_Transmission_2_MISO_MO-IL | TVA_Transmission | MISO_MO-IL | Internal | Winter | B18 | 400 | 4000 | 0 | 61.89 | 56.82 | 9 | 0
2015 | TVA_Transmission_2_MISO_MO-IL | TVA_Transmission | MISO_MO-IL | Internal | Winter | B19 | 700 | 4000 | 0 | 60.13 | 54.88 | 9 | 0
2015 | TVA_Transmission_2_MISO_MO-IL | TVA_Transmission | MISO_MO-IL | Internal | Winter | B20 | 935 | 4000 | 0 | 57.95 | 50.68 | 9 | 0
2015 | TVA_Transmission_2_NonRTO_Midwest | TVA_Transmission | NonRTO_Midwest | Internal | Shoulder | B11 | 25 | 700 | 0 | 78.94 | 82.94 | 9 | 0
2015 | TVA_Transmission_2_NonRTO_Midwest | TVA_Transmission | NonRTO_Midwest | Internal | Shoulder | B12 | 200 | 700 | 0 | 64.04 | 72.03 | 9 | 0
2015 | TVA_Transmission_2_NonRTO_Midwest | TVA_Transmission | NonRTO_Midwest | Internal | Shoulder | B13 | 600 | 700 | 0 | 60.79 | 62.38 | 9 | 0
2015 | TVA_Transmission_2_NonRTO_Midwest | TVA_Transmission | NonRTO_Midwest | Internal | Shoulder | B14 | 900 | 700 | 0 | 59.96 | 52.47 | 9 | 0
2015 | TVA_Transmission_2_NonRTO_Midwest | TVA_Transmission | NonRTO_Midwest | Internal | Shoulder | B15 | 1203 | 700 | 0 | 58.92 | 51.72 | 9 | 0
2015 | TVA_Transmission_2_NonRTO_Midwest | TVA_Transmission | NonRTO_Midwest | Internal | Summer | B1 | 10 | 700 | 0 | 96.57 | 93.03 | 9 | 0
2015 | TVA_Transmission_2_NonRTO_Midwest | TVA_Transmission | NonRTO_Midwest | Internal | Summer | B2 | 25 | 700 | 0 | 93.54 | 93.03 | 9 | 0
2015 | TVA_Transmission_2_NonRTO_Midwest | TVA_Transmission | NonRTO_Midwest | Internal | Summer | B3 | 75 | 700 | 0 | 92.28 | 93.03 | 9 | 0
2015 | TVA_Transmission_2_NonRTO_Midwest | TVA_Transmission | NonRTO_Midwest | Internal | Summer | B4 | 100 | 700 | 0 | 89.92 | 91.32 | 9 | 0
2015 | TVA_Transmission_2_NonRTO_Midwest | TVA_Transmission | NonRTO_Midwest | Internal | Summer | B5 | 200 | 700 | 0 | 79.53 | 80.05 | 9 | 0
2015 | TVA_Transmission_2_NonRTO_Midwest | TVA_Transmission | NonRTO_Midwest | Internal | Summer | B6 | 300 | 700 | 0 | 68.65 | 64.85 | 9 | 0
2015 | TVA_Transmission_2_NonRTO_Midwest | TVA_Transmission | NonRTO_Midwest | Internal | Summer | B7 | 400 | 700 | 0 | 58.53 | 51.87 | 9 | 0
2015 | TVA_Transmission_2_NonRTO_Midwest | TVA_Transmission | NonRTO_Midwest | Internal | Summer | B8 | 500 | 700 | 0 | 58.29 | 51.72 | 9 | 0
2015 | TVA_Transmission_2_NonRTO_Midwest | TVA_Transmission | NonRTO_Midwest | Internal | Summer | B9 | 800 | 700 | 0 | 57.62 | 50.5 | 9 | 0
2015 | TVA_Transmission_2_NonRTO_Midwest | TVA_Transmission | NonRTO_Midwest | Internal | Summer | B10 | 1262 | 700 | 0 | 55.36 | 49.93 | 9 | 0
2015 | TVA_Transmission_2_NonRTO_Midwest | TVA_Transmission | NonRTO_Midwest | Internal | Winter | B16 | 25 | 700 | 0 | 79.76 | 79.78 | 9 | 0
2015 | TVA_Transmission_2_NonRTO_Midwest | TVA_Transmission | NonRTO_Midwest | Internal | Winter | B17 | 100 | 700 | 0 | 66.62 | 74.31 | 9 | 0
2015 | TVA_Transmission_2_NonRTO_Midwest | TVA_Transmission | NonRTO_Midwest | Internal | Winter | B18 | 400 | 700 | 0 | 61.89 | 64.83 | 9 | 0
2015 | TVA_Transmission_2_NonRTO_Midwest | TVA_Transmission | NonRTO_Midwest | Internal | Winter | B19 | 700 | 700 | 0 | 60.13 | 52.15 | 9 | 0
2015 | TVA_Transmission_2_NonRTO_Midwest | TVA_Transmission | NonRTO_Midwest | Internal | Winter | B20 | 935 | 700 | 0 | 57.95 | 52.15 | 9 | 0
2015 | TVA_Transmission_2_PJM_ROR | TVA_Transmission | PJM_ROR | Internal | Shoulder | B11 | 25 | 2000 | 0 | 78.94 | 72.94 | 9 | 0
2015 | TVA_Transmission_2_PJM_ROR | TVA_Transmission | PJM_ROR | Internal | Shoulder | B12 | 200 | 2000 | 0 | 64.04 | 62.2 | 9 | 0
2015 | TVA_Transmission_2_PJM_ROR | TVA_Transmission | PJM_ROR | Internal | Shoulder | B13 | 600 | 2000 | 0 | 60.79 | 57.18 | 9 | 0
2015 | TVA_Transmission_2_PJM_ROR | TVA_Transmission | PJM_ROR | Internal | Shoulder | B14 | 900 | 2000 | 0 | 59.96 | 56.62 | 9 | 0
2015 | TVA_Transmission_2_PJM_ROR | TVA_Transmission | PJM_ROR | Internal | Shoulder | B15 | 1203 | 2000 | 0 | 58.92 | 52.92 | 9 | 0
2015 | TVA_Transmission_2_PJM_ROR | TVA_Transmission | PJM_ROR | Internal | Summer | B1 | 10 | 2000 | 0 | 96.57 | 90.57 | 9 | 0
2015 | TVA_Transmission_2_PJM_ROR | TVA_Transmission | PJM_ROR | Internal | Summer | B2 | 25 | 2000 | 0 | 93.54 | 87.53 | 9 | 0
2015 | TVA_Transmission_2_PJM_ROR | TVA_Transmission | PJM_ROR | Internal | Summer | B3 | 75 | 2000 | 0 | 92.28 | 86.28 | 9 | 0
2015 | TVA_Transmission_2_PJM_ROR | TVA_Transmission | PJM_ROR | Internal | Summer | B4 | 100 | 2000 | 0 | 89.92 | 83.92 | 9 | 0
2015 | TVA_Transmission_2_PJM_ROR | TVA_Transmission | PJM_ROR | Internal | Summer | B5 | 200 | 2000 | 0 | 79.53 | 74.04 | 9 | 0
2015 | TVA_Transmission_2_PJM_ROR | TVA_Transmission | PJM_ROR | Internal | Summer | B6 | 300 | 2000 | 0 | 68.65 | 63.84 | 9 | 0
2015 | TVA_Transmission_2_PJM_ROR | TVA_Transmission | PJM_ROR | Internal | Summer | B7 | 400 | 2000 | 0 | 58.53 | 55.32 | 9 | 0
2015 | TVA_Transmission_2_PJM_ROR | TVA_Transmission | PJM_ROR | Internal | Summer | B8 | 500 | 2000 | 0 | 58.29 | 54.08 | 9 | 0
2015 | TVA_Transmission_2_PJM_ROR | TVA_Transmission | PJM_ROR | Internal | Summer | B9 | 800 | 2000 | 0 | 57.62 | 51.62 | 9 | 0
2015 | TVA_Transmission_2_PJM_ROR | TVA_Transmission | PJM_ROR | Internal | Summer | B10 | 1262 | 2000 | 0 | 55.36 | 49.36 | 9 | 0
2015 | TVA_Transmission_2_PJM_ROR | TVA_Transmission | PJM_ROR | Internal | Winter | B16 | 25 | 2000 | 0 | 79.76 | 73.76 | 9 | 0
2015 | TVA_Transmission_2_PJM_ROR | TVA_Transmission | PJM_ROR | Internal | Winter | B17 | 100 | 2000 | 0 | 66.62 | 66.32 | 9 | 0
2015 | TVA_Transmission_2_PJM_ROR | TVA_Transmission | PJM_ROR | Internal | Winter | B18 | 400 | 2000 | 0 | 61.89 | 58.82 | 9 | 0
2015 | TVA_Transmission_2_PJM_ROR | TVA_Transmission | PJM_ROR | Internal | Winter | B19 | 700 | 2000 | 0 | 60.13 | 56.88 | 9 | 0
2015 | TVA_Transmission_2_PJM_ROR | TVA_Transmission | PJM_ROR | Internal | Winter | B20 | 935 | 2000 | 0 | 57.95 | 51.95 | 9 | 0
2015 | TVA_Transmission_2_SOCO | TVA_Transmission | SOCO | Internal | Shoulder | B11 | 25 | 3200 | 0 | 78.94 | 86.23 | 9 | 0
2015 | TVA_Transmission_2_SOCO | TVA_Transmission | SOCO | Internal | Shoulder | B12 | 200 | 3200 | 0 | 64.04 | 60.31 | 9 | 0
2015 | TVA_Transmission_2_SOCO | TVA_Transmission | SOCO | Internal | Shoulder | B13 | 600 | 3200 | 0 | 60.79 | 59.76 | 9 | 0
2015 | TVA_Transmission_2_SOCO | TVA_Transmission | SOCO | Internal | Shoulder | B14 | 900 | 3200 | 0 | 59.96 | 59.76 | 9 | 0
2015 | TVA_Transmission_2_SOCO | TVA_Transmission | SOCO | Internal | Shoulder | B15 | 1203 | 3200 | 0 | 58.92 | 57.68 | 9 | 0
2015 | TVA_Transmission_2_SOCO | TVA_Transmission | SOCO | Internal | Summer | B1 | 10 | 3200 | 0 | 96.57 | 96.48 | 9 | 0
2015 | TVA_Transmission_2_SOCO | TVA_Transmission | SOCO | Internal | Summer | B2 | 25 | 3200 | 0 | 93.54 | 94.61 | 9 | 0
2015 | TVA_Transmission_2_SOCO | TVA_Transmission | SOCO | Internal | Summer | B3 | 75 | 3200 | 0 | 92.28 | 94.61 | 9 | 0
2015 | TVA_Transmission_2_SOCO | TVA_Transmission | SOCO | Internal | Summer | B4 | 100 | 3200 | 0 | 89.92 | 94.61 | 9 | 0
2015 | TVA_Transmission_2_SOCO | TVA_Transmission | SOCO | Internal | Summer | B5 | 200 | 3200 | 0 | 79.53 | 88.02 | 9 | 0
2015 | TVA_Transmission_2_SOCO | TVA_Transmission | SOCO | Internal | Summer | B6 | 300 | 3200 | 0 | 68.65 | 76.84 | 9 | 0
2015 | TVA_Transmission_2_SOCO | TVA_Transmission | SOCO | Internal | Summer | B7 | 400 | 3200 | 0 | 58.53 | 64.55 | 9 | 0
2015 | TVA_Transmission_2_SOCO | TVA_Transmission | SOCO | Internal | Summer | B8 | 500 | 3200 | 0 | 58.29 | 64.14 | 9 | 0
2015 | TVA_Transmission_2_SOCO | TVA_Transmission | SOCO | Internal | Summer | B9 | 800 | 3200 | 0 | 57.62 | 58.55 | 9 | 0
2015 | TVA_Transmission_2_SOCO | TVA_Transmission | SOCO | Internal | Summer | B10 | 1262 | 3200 | 0 | 55.36 | 56.51 | 9 | 0
2015 | TVA_Transmission_2_SOCO | TVA_Transmission | SOCO | Internal | Winter | B16 | 25 | 3200 | 0 | 79.76 | 82.46 | 9 | 0
2015 | TVA_Transmission_2_SOCO | TVA_Transmission | SOCO | Internal | Winter | B17 | 100 | 3200 | 0 | 66.62 | 62.45 | 9 | 0
2015 | TVA_Transmission_2_SOCO | TVA_Transmission | SOCO | Internal | Winter | B18 | 400 | 3200 | 0 | 61.89 | 61.56 | 9 | 0
2015 | TVA_Transmission_2_SOCO | TVA_Transmission | SOCO | Internal | Winter | B19 | 700 | 3200 | 0 | 60.13 | 61.56 | 9 | 0
2015 | TVA_Transmission_2_SOCO | TVA_Transmission | SOCO | Internal | Winter | B20 | 935 | 3200 | 0 | 57.95 | 60.06 | 9 | 0
2015 | TVA_Transmission_2_TVA | TVA_Transmission | TVA | Internal | Shoulder | B11 | 25 | 99999 | 1038.9 | 78.94 | 78.95 | 0.01 | 0
2015 | TVA_Transmission_2_TVA | TVA_Transmission | TVA | Internal | Shoulder | B12 | 200 | 99999 | 0 | 64.04 | 59.63 | 0.01 | 0
2015 | TVA_Transmission_2_TVA | TVA_Transmission | TVA | Internal | Shoulder | B13 | 600 | 99999 | 0 | 60.79 | 59.63 | 0.01 | 0
2015 | TVA_Transmission_2_TVA | TVA_Transmission | TVA | Internal | Shoulder | B14 | 900 | 99999 | 0 | 59.96 | 59.63 | 0.01 | 0
2015 | TVA_Transmission_2_TVA | TVA_Transmission | TVA | Internal | Shoulder | B15 | 1203 | 99999 | 662.98 | 58.92 | 58.94 | 0.01 | 0
2015 | TVA_Transmission_2_TVA | TVA_Transmission | TVA | Internal | Summer | B1 | 10 | 99999 | 3239.23 | 96.57 | 96.58 | 0.01 | 0
2015 | TVA_Transmission_2_TVA | TVA_Transmission | TVA | Internal | Summer | B2 | 25 | 99999 | 2604.62 | 93.54 | 93.56 | 0.01 | 0
2015 | TVA_Transmission_2_TVA | TVA_Transmission | TVA | Internal | Summer | B3 | 75 | 99999 | 1394.03 | 92.28 | 92.29 | 0.01 | 0
2015 | TVA_Transmission_2_TVA | TVA_Transmission | TVA | Internal | Summer | B4 | 100 | 99999 | 845.44 | 89.92 | 89.93 | 0.01 | 0
2015 | TVA_Transmission_2_TVA | TVA_Transmission | TVA | Internal | Summer | B5 | 200 | 99999 | 0 | 79.53 | 79.02 | 0.01 | 0
2015 | TVA_Transmission_2_TVA | TVA_Transmission | TVA | Internal | Summer | B6 | 300 | 99999 | 0 | 68.65 | 60.84 | 0.01 | 0
2015 | TVA_Transmission_2_TVA | TVA_Transmission | TVA | Internal | Summer | B7 | 400 | 99999 | 0 | 58.53 | 57.63 | 0.01 | 0
2015 | TVA_Transmission_2_TVA | TVA_Transmission | TVA | Internal | Summer | B8 | 500 | 99999 | 0 | 58.29 | 57.63 | 0.01 | 0
2015 | TVA_Transmission_2_TVA | TVA_Transmission | TVA | Internal | Summer | B9 | 800 | 99999 | 79.8 | 57.62 | 57.63 | 0.01 | 0
2015 | TVA_Transmission_2_TVA | TVA_Transmission | TVA | Internal | Summer | B10 | 1262 | 99999 | 292.71 | 55.36 | 55.37 | 0.01 | 0
2015 | TVA_Transmission_2_TVA | TVA_Transmission | TVA | Internal | Winter | B16 | 25 | 99999 | 1052.08 | 79.76 | 79.77 | 0.01 | 0
2015 | TVA_Transmission_2_TVA | TVA_Transmission | TVA | Internal | Winter | B17 | 100 | 99999 | 0 | 66.62 | 62.17 | 0.01 | 0
2015 | TVA_Transmission_2_TVA | TVA_Transmission | TVA | Internal | Winter | B18 | 400 | 99999 | 0 | 61.89 | 60.12 | 0.01 | 0
2015 | TVA_Transmission_2_TVA | TVA_Transmission | TVA | Internal | Winter | B19 | 700 | 99999 | 0.01 | 60.13 | 60.12 | 0.01 | 0
2015 | TVA_Transmission_2_TVA | TVA_Transmission | TVA | Internal | Winter | B20 | 935 | 99999 | 1986.96 | 57.95 | 57.96 | 0.01 | 0
2015 | TVA_Transmission_2_VACAR | TVA_Transmission | VACAR | Internal | Shoulder | B11 | 25 | 900 | 0 | 78.94 | 78.94 | 9 | 0
2015 | TVA_Transmission_2_VACAR | TVA_Transmission | VACAR | Internal | Shoulder | B12 | 200 | 900 | 0 | 64.04 | 64.39 | 9 | 0
2015 | TVA_Transmission_2_VACAR | TVA_Transmission | VACAR | Internal | Shoulder | B13 | 600 | 900 | 0 | 60.79 | 60.87 | 9 | 0
2015 | TVA_Transmission_2_VACAR | TVA_Transmission | VACAR | Internal | Shoulder | B14 | 900 | 900 | 0 | 59.96 | 60.69 | 9 | 0
2015 | TVA_Transmission_2_VACAR | TVA_Transmission | VACAR | Internal | Shoulder | B15 | 1203 | 900 | 0 | 58.92 | 53.92 | 9 | 0
2015 | TVA_Transmission_2_VACAR | TVA_Transmission | VACAR | Internal | Summer | B1 | 10 | 900 | 0 | 96.57 | 97.5 | 9 | 0
2015 | TVA_Transmission_2_VACAR | TVA_Transmission | VACAR | Internal | Summer | B2 | 25 | 900 | 0 | 93.54 | 97.5 | 9 | 0
2015 | TVA_Transmission_2_VACAR | TVA_Transmission | VACAR | Internal | Summer | B3 | 75 | 900 | 0 | 92.28 | 97.5 | 9 | 0
2015 | TVA_Transmission_2_VACAR | TVA_Transmission | VACAR | Internal | Summer | B4 | 100 | 900 | 0 | 89.92 | 89.92 | 9 | 0
2015 | TVA_Transmission_2_VACAR | TVA_Transmission | VACAR | Internal | Summer | B5 | 200 | 900 | 0 | 79.53 | 81.02 | 9 | 0
2015 | TVA_Transmission_2_VACAR | TVA_Transmission | VACAR | Internal | Summer | B6 | 300 | 900 | 0 | 68.65 | 69.84 | 9 | 0
2015 | TVA_Transmission_2_VACAR | TVA_Transmission | VACAR | Internal | Summer | B7 | 400 | 900 | 0 | 58.53 | 61.32 | 9 | 0
2015 | TVA_Transmission_2_VACAR | TVA_Transmission | VACAR | Internal | Summer | B8 | 500 | 900 | 0 | 58.29 | 59.87 | 9 | 0
2015 | TVA_Transmission_2_VACAR | TVA_Transmission | VACAR | Internal | Summer | B9 | 800 | 900 | 0 | 57.62 | 57.62 | 9 | 0
2015 | TVA_Transmission_2_VACAR | TVA_Transmission | VACAR | Internal | Summer | B10 | 1262 | 900 | 0 | 55.36 | 52.01 | 9 | 0
2015 | TVA_Transmission_2_VACAR | TVA_Transmission | VACAR | Internal | Winter | B16 | 25 | 900 | 408 | 79.76 | 88.76 | 9 | 0
2015 | TVA_Transmission_2_VACAR | TVA_Transmission | VACAR | Internal | Winter | B17 | 100 | 900 | 0 | 66.62 | 72.32 | 9 | 0
2015 | TVA_Transmission_2_VACAR | TVA_Transmission | VACAR | Internal | Winter | B18 | 400 | 900 | 0 | 61.89 | 64.82 | 9 | 0
2015 | TVA_Transmission_2_VACAR | TVA_Transmission | VACAR | Internal | Winter | B19 | 700 | 900 | 0 | 60.13 | 61.32 | 9 | 0
2015 | TVA_Transmission_2_VACAR | TVA_Transmission | VACAR | Internal | Winter | B20 | 935 | 900 | 0 | 57.95 | 56.86 | 9 | 0
2015 | VACAR_2_PJM_ROR | VACAR | PJM_ROR | Internal | Shoulder | B11 | 25 | 2000 | 0 | 78.94 | 72.94 | 7 | 0
2015 | VACAR_2_PJM_ROR | VACAR | PJM_ROR | Internal | Shoulder | B12 | 200 | 2000 | 0 | 64.39 | 62.2 | 7 | 0
2015 | VACAR_2_PJM_ROR | VACAR | PJM_ROR | Internal | Shoulder | B13 | 600 | 2000 | 0 | 60.87 | 57.18 | 7 | 0
2015 | VACAR_2_PJM_ROR | VACAR | PJM_ROR | Internal | Shoulder | B14 | 900 | 2000 | 0 | 60.69 | 56.62 | 7 | 0
2015 | VACAR_2_PJM_ROR | VACAR | PJM_ROR | Internal | Shoulder | B15 | 1203 | 2000 | 0 | 53.92 | 52.92 | 7 | 0
2015 | VACAR_2_PJM_ROR | VACAR | PJM_ROR | Internal | Summer | B1 | 10 | 2000 | 0 | 97.5 | 90.57 | 7 | 0
2015 | VACAR_2_PJM_ROR | VACAR | PJM_ROR | Internal | Summer | B2 | 25 | 2000 | 0 | 97.5 | 87.53 | 7 | 0
2015 | VACAR_2_PJM_ROR | VACAR | PJM_ROR | Internal | Summer | B3 | 75 | 2000 | 0 | 97.5 | 86.28 | 7 | 0
2015 | VACAR_2_PJM_ROR | VACAR | PJM_ROR | Internal | Summer | B4 | 100 | 2000 | 0 | 89.92 | 83.92 | 7 | 0
2015 | VACAR_2_PJM_ROR | VACAR | PJM_ROR | Internal | Summer | B5 | 200 | 2000 | 0 | 81.02 | 74.04 | 7 | 0
2015 | VACAR_2_PJM_ROR | VACAR | PJM_ROR | Internal | Summer | B6 | 300 | 2000 | 0 | 69.84 | 63.84 | 7 | 0
2015 | VACAR_2_PJM_ROR | VACAR | PJM_ROR | Internal | Summer | B7 | 400 | 2000 | 0 | 61.32 | 55.32 | 7 | 0
2015 | VACAR_2_PJM_ROR | VACAR | PJM_ROR | Internal | Summer | B8 | 500 | 2000 | 0 | 59.87 | 54.08 | 7 | 0
2015 | VACAR_2_PJM_ROR | VACAR | PJM_ROR | Internal | Summer | B9 | 800 | 2000 | 0 | 57.62 | 51.62 | 7 | 0
2015 | VACAR_2_PJM_ROR | VACAR | PJM_ROR | Internal | Summer | B10 | 1262 | 2000 | 0 | 52.01 | 49.36 | 7 | 0
2015 | VACAR_2_PJM_ROR | VACAR | PJM_ROR | Internal | Winter | B16 | 25 | 2000 | 0 | 88.76 | 73.76 | 7 | 0
2015 | VACAR_2_PJM_ROR | VACAR | PJM_ROR | Internal | Winter | B17 | 100 | 2000 | 0 | 72.32 | 66.32 | 7 | 0
2015 | VACAR_2_PJM_ROR | VACAR | PJM_ROR | Internal | Winter | B18 | 400 | 2000 | 0 | 64.82 | 58.82 | 7 | 0
2015 | VACAR_2_PJM_ROR | VACAR | PJM_ROR | Internal | Winter | B19 | 700 | 2000 | 0 | 61.32 | 56.88 | 7 | 0
2015 | VACAR_2_PJM_ROR | VACAR | PJM_ROR | Internal | Winter | B20 | 935 | 2000 | 0 | 56.86 | 51.95 | 7 | 0
2015 | VACAR_2_SOCO | VACAR | SOCO | Internal | Shoulder | B11 | 25 | 3000 | 2999.98 | 78.94 | 86.23 | 7 | 0.29
2015 | VACAR_2_SOCO | VACAR | SOCO | Internal | Shoulder | B12 | 200 | 3000 | 0 | 64.39 | 60.31 | 7 | 0
2015 | VACAR_2_SOCO | VACAR | SOCO | Internal | Shoulder | B13 | 600 | 3000 | 0 | 60.87 | 59.76 | 7 | 0
2015 | VACAR_2_SOCO | VACAR | SOCO | Internal | Shoulder | B14 | 900 | 3000 | 0 | 60.69 | 59.76 | 7 | 0
2015 | VACAR_2_SOCO | VACAR | SOCO | Internal | Shoulder | B15 | 1203 | 3000 | 0 | 53.92 | 57.68 | 7 | 0
2015 | VACAR_2_SOCO | VACAR | SOCO | Internal | Summer | B1 | 10 | 3000 | 0 | 97.5 | 96.48 | 7 | 0
2015 | VACAR_2_SOCO | VACAR | SOCO | Internal | Summer | B2 | 25 | 3000 | 0 | 97.5 | 94.61 | 7 | 0
2015 | VACAR_2_SOCO | VACAR | SOCO | Internal | Summer | B3 | 75 | 3000 | 0 | 97.5 | 94.61 | 7 | 0
2015 | VACAR_2_SOCO | VACAR | SOCO | Internal | Summer | B4 | 100 | 3000 | 0 | 89.92 | 94.61 | 7 | 0
2015 | VACAR_2_SOCO | VACAR | SOCO | Internal | Summer | B5 | 200 | 3000 | 2612.3 | 81.02 | 88.02 | 7 | 0
2015 | VACAR_2_SOCO | VACAR | SOCO | Internal | Summer | B6 | 300 | 3000 | 452.76 | 69.84 | 76.84 | 7 | 0
2015 | VACAR_2_SOCO | VACAR | SOCO | Internal | Summer | B7 | 400 | 3000 | 0 | 61.32 | 64.55 | 7 | 0
2015 | VACAR_2_SOCO | VACAR | SOCO | Internal | Summer | B8 | 500 | 3000 | 0 | 59.87 | 64.14 | 7 | 0
2015 | VACAR_2_SOCO | VACAR | SOCO | Internal | Summer | B9 | 800 | 3000 | 0 | 57.62 | 58.55 | 7 | 0
2015 | VACAR_2_SOCO | VACAR | SOCO | Internal | Summer | B10 | 1262 | 3000 | 0 | 52.01 | 56.51 | 7 | 0
2015 | VACAR_2_SOCO | VACAR | SOCO | Internal | Winter | B16 | 25 | 3000 | 0 | 88.76 | 82.46 | 7 | 0
2015 | VACAR_2_SOCO | VACAR | SOCO | Internal | Winter | B17 | 100 | 3000 | 0 | 72.32 | 62.45 | 7 | 0
2015 | VACAR_2_SOCO | VACAR | SOCO | Internal | Winter | B18 | 400 | 3000 | 0 | 64.82 | 61.56 | 7 | 0
2015 | VACAR_2_SOCO | VACAR | SOCO | Internal | Winter | B19 | 700 | 3000 | 0 | 61.32 | 61.56 | 7 | 0
2015 | VACAR_2_SOCO | VACAR | SOCO | Internal | Winter | B20 | 935 | 3000 | 0 | 56.86 | 60.06 | 7 | 0
2015 | VACAR_2_TVA_Transmission | VACAR | TVA_Transmission | Internal | Shoulder | B11 | 25 | 900 | 0 | 78.94 | 78.94 | 7 | 0
2015 | VACAR_2_TVA_Transmission | VACAR | TVA_Transmission | Internal | Shoulder | B12 | 200 | 900 | 0 | 64.39 | 64.04 | 7 | 0
2015 | VACAR_2_TVA_Transmission | VACAR | TVA_Transmission | Internal | Shoulder | B13 | 600 | 900 | 0 | 60.87 | 60.79 | 7 | 0
2015 | VACAR_2_TVA_Transmission | VACAR | TVA_Transmission | Internal | Shoulder | B14 | 900 | 900 | 0 | 60.69 | 59.96 | 7 | 0
2015 | VACAR_2_TVA_Transmission | VACAR | TVA_Transmission | Internal | Shoulder | B15 | 1203 | 900 | 0 | 53.92 | 58.92 | 7 | 0
2015 | VACAR_2_TVA_Transmission | VACAR | TVA_Transmission | Internal | Summer | B1 | 10 | 900 | 0 | 97.5 | 96.57 | 7 | 0
2015 | VACAR_2_TVA_Transmission | VACAR | TVA_Transmission | Internal | Summer | B2 | 25 | 900 | 0 | 97.5 | 93.54 | 7 | 0
2015 | VACAR_2_TVA_Transmission | VACAR | TVA_Transmission | Internal | Summer | B3 | 75 | 900 | 0 | 97.5 | 92.28 | 7 | 0
2015 | VACAR_2_TVA_Transmission | VACAR | TVA_Transmission | Internal | Summer | B4 | 100 | 900 | 0 | 89.92 | 89.92 | 7 | 0
2015 | VACAR_2_TVA_Transmission | VACAR | TVA_Transmission | Internal | Summer | B5 | 200 | 900 | 0 | 81.02 | 79.53 | 7 | 0
2015 | VACAR_2_TVA_Transmission | VACAR | TVA_Transmission | Internal | Summer | B6 | 300 | 900 | 0 | 69.84 | 68.65 | 7 | 0
2015 | VACAR_2_TVA_Transmission | VACAR | TVA_Transmission | Internal | Summer | B7 | 400 | 900 | 0 | 61.32 | 58.53 | 7 | 0
2015 | VACAR_2_TVA_Transmission | VACAR | TVA_Transmission | Internal | Summer | B8 | 500 | 900 | 0 | 59.87 | 58.29 | 7 | 0
2015 | VACAR_2_TVA_Transmission | VACAR | TVA_Transmission | Internal | Summer | B9 | 800 | 900 | 0 | 57.62 | 57.62 | 7 | 0
2015 | VACAR_2_TVA_Transmission | VACAR | TVA_Transmission | Internal | Summer | B10 | 1262 | 900 | 0 | 52.01 | 55.36 | 7 | 0
2015 | VACAR_2_TVA_Transmission | VACAR | TVA_Transmission | Internal | Winter | B16 | 25 | 900 | 0 | 88.76 | 79.76 | 7 | 0
2015 | VACAR_2_TVA_Transmission | VACAR | TVA_Transmission | Internal | Winter | B17 | 100 | 900 | 0 | 72.32 | 66.62 | 7 | 0
2015 | VACAR_2_TVA_Transmission | VACAR | TVA_Transmission | Internal | Winter | B18 | 400 | 900 | 0 | 64.82 | 61.89 | 7 | 0
2015 | VACAR_2_TVA_Transmission | VACAR | TVA_Transmission | Internal | Winter | B19 | 700 | 900 | 0 | 61.32 | 60.13 | 7 | 0
2015 | VACAR_2_TVA_Transmission | VACAR | TVA_Transmission | Internal | Winter | B20 | 935 | 900 | 0 | 56.86 | 57.95 | 7 | 0
2020 | ENT_2_MISO_MO-IL | ENT | MISO_MO-IL | Internal | Shoulder | B11 | 25 | 2260 | 0 | 77.24 | 77.24 | 8 | 0
2020 | ENT_2_MISO_MO-IL | ENT | MISO_MO-IL | Internal | Shoulder | B12 | 200 | 2260 | 0 | 65.24 | 65.23 | 8 | 0
2020 | ENT_2_MISO_MO-IL | ENT | MISO_MO-IL | Internal | Shoulder | B13 | 600 | 2260 | 0 | 63.23 | 63.21 | 8 | 0
2020 | ENT_2_MISO_MO-IL | ENT | MISO_MO-IL | Internal | Shoulder | B14 | 900 | 2260 | 0 | 61.63 | 61.05 | 8 | 0
2020 | ENT_2_MISO_MO-IL | ENT | MISO_MO-IL | Internal | Shoulder | B15 | 1203 | 2260 | 0 | 57.9 | 55.75 | 8 | 0
2020 | ENT_2_MISO_MO-IL | ENT | MISO_MO-IL | Internal | Summer | B1 | 10 | 2260 | 0 | 99.39 | 100.08 | 8 | 0
2020 | ENT_2_MISO_MO-IL | ENT | MISO_MO-IL | Internal | Summer | B2 | 25 | 2260 | 0 | 97.29 | 98.83 | 8 | 0
2020 | ENT_2_MISO_MO-IL | ENT | MISO_MO-IL | Internal | Summer | B3 | 75 | 2260 | 0 | 97.29 | 96.24 | 8 | 0
2020 | ENT_2_MISO_MO-IL | ENT | MISO_MO-IL | Internal | Summer | B4 | 100 | 2260 | 0 | 97.29 | 95.84 | 8 | 0
2020 | ENT_2_MISO_MO-IL | ENT | MISO_MO-IL | Internal | Summer | B5 | 200 | 2260 | 0 | 90.5 | 88.1 | 8 | 0
2020 | ENT_2_MISO_MO-IL | ENT | MISO_MO-IL | Internal | Summer | B6 | 300 | 2260 | 0 | 77.29 | 75.05 | 8 | 0
2020 | ENT_2_MISO_MO-IL | ENT | MISO_MO-IL | Internal | Summer | B7 | 400 | 2260 | 0 | 68.28 | 64.5 | 8 | 0
2020 | ENT_2_MISO_MO-IL | ENT | MISO_MO-IL | Internal | Summer | B8 | 500 | 2260 | 0 | 63.87 | 60.04 | 8 | 0
2020 | ENT_2_MISO_MO-IL | ENT | MISO_MO-IL | Internal | Summer | B9 | 800 | 2260 | 0 | 63.87 | 58.62 | 8 | 0
2020 | ENT_2_MISO_MO-IL | ENT | MISO_MO-IL | Internal | Summer | B10 | 1262 | 2260 | 0 | 61.29 | 54.71 | 8 | 0
2020 | ENT_2_MISO_MO-IL | ENT | MISO_MO-IL | Internal | Winter | B16 | 25 | 2260 | 0 | 77.5 | 78.16 | 8 | 0
2020 | ENT_2_MISO_MO-IL | ENT | MISO_MO-IL | Internal | Winter | B17 | 100 | 2260 | 0 | 67.97 | 70.26 | 8 | 0
2020 | ENT_2_MISO_MO-IL | ENT | MISO_MO-IL | Internal | Winter | B18 | 400 | 2260 | 0 | 65.41 | 65.39 | 8 | 0
2020 | ENT_2_MISO_MO-IL | ENT | MISO_MO-IL | Internal | Winter | B19 | 700 | 2260 | 0 | 65.18 | 63.88 | 8 | 0
2020 | ENT_2_MISO_MO-IL | ENT | MISO_MO-IL | Internal | Winter | B20 | 935 | 2260 | 0 | 59.47 | 56.84 | 8 | 0
2020 | ENT_2_SOCO | ENT | SOCO | Internal | Shoulder | B11 | 25 | 3900 | 3900 | 77.24 | 88.24 | 8 | 2.99
2020 | ENT_2_SOCO | ENT | SOCO | Internal | Shoulder | B12 | 200 | 3900 | 0 | 65.24 | 66.81 | 8 | 0
2020 | ENT_2_SOCO | ENT | SOCO | Internal | Shoulder | B13 | 600 | 3900 | 0 | 63.23 | 64.48 | 8 | 0
2020 | ENT_2_SOCO | ENT | SOCO | Internal | Shoulder | B14 | 900 | 3900 | 0 | 61.63 | 64.48 | 8 | 0
2020 | ENT_2_SOCO | ENT | SOCO | Internal | Shoulder | B15 | 1203 | 3900 | 0 | 57.9 | 64.48 | 8 | 0
2020 | ENT_2_SOCO | ENT | SOCO | Internal | Summer | B1 | 10 | 3900 | 154.4 | 99.39 | 107.39 | 8 | 0
2020 | ENT_2_SOCO | ENT | SOCO | Internal | Summer | B2 | 25 | 3900 | 2146.2 | 97.29 | 105.29 | 8 | 0
2020 | ENT_2_SOCO | ENT | SOCO | Internal | Summer | B3 | 75 | 3900 | 3406.79 | 97.29 | 105.29 | 8 | 0
2020 | ENT_2_SOCO | ENT | SOCO | Internal | Summer | B4 | 100 | 3900 | 3434.93 | 97.29 | 105.29 | 8 | 0
2020 | ENT_2_SOCO | ENT | SOCO | Internal | Summer | B5 | 200 | 3900 | 3900 | 90.5 | 99.1 | 8 | 0.6
2020 | ENT_2_SOCO | ENT | SOCO | Internal | Summer | B6 | 300 | 3900 | 3900 | 77.29 | 86.05 | 8 | 0.77
2020 | ENT_2_SOCO | ENT | SOCO | Internal | Summer | B7 | 400 | 3900 | 1360.9 | 68.28 | 76.28 | 8 | 0
2020 | ENT_2_SOCO | ENT | SOCO | Internal | Summer | B8 | 500 | 3900 | 0 | 63.87 | 71.79 | 8 | 0
2020 | ENT_2_SOCO | ENT | SOCO | Internal | Summer | B9 | 800 | 3900 | 0 | 63.87 | 63.21 | 8 | 0
2020 | ENT_2_SOCO | ENT | SOCO | Internal | Summer | B10 | 1262 | 3900 | 0 | 61.29 | 63.21 | 8 | 0
2020 | ENT_2_SOCO | ENT | SOCO | Internal | Winter | B16 | 25 | 3900 | 3899.99 | 77.5 | 87.71 | 8 | 2.21
2020 | ENT_2_SOCO | ENT | SOCO | Internal | Winter | B17 | 100 | 3900 | 0 | 67.97 | 69.52 | 8 | 0
2020 | ENT_2_SOCO | ENT | SOCO | Internal | Winter | B18 | 400 | 3900 | 0 | 65.41 | 67.08 | 8 | 0
2020 | ENT_2_SOCO | ENT | SOCO | Internal | Winter | B19 | 700 | 3900 | 0 | 65.18 | 67.08 | 8 | 0
2020 | ENT_2_SOCO | ENT | SOCO | Internal | Winter | B20 | 935 | 3900 | 0 | 59.47 | 67.08 | 8 | 0
2020 | ENT_2_SPP_N | ENT | SPP_N | Internal | Shoulder | B11 | 25 | 15143 | 0 | 77.24 | 72.24 | 8 | 0
2020 | ENT_2_SPP_N | ENT | SPP_N | Internal | Shoulder | B12 | 200 | 15143 | 0 | 65.24 | 60.24 | 8 | 0
2020 | ENT_2_SPP_N | ENT | SPP_N | Internal | Shoulder | B13 | 600 | 15143 | 0 | 63.23 | 58.23 | 8 | 0
2020 | ENT_2_SPP_N | ENT | SPP_N | Internal | Shoulder | B14 | 900 | 15143 | 0 | 61.63 | 56.63 | 8 | 0
2020 | ENT_2_SPP_N | ENT | SPP_N | Internal | Shoulder | B15 | 1203 | 15143 | 0 | 57.9 | 52.9 | 8 | 0
2020 | ENT_2_SPP_N | ENT | SPP_N | Internal | Summer | B1 | 10 | 15143 | 0 | 99.39 | 95.08 | 8 | 0
2020 | ENT_2_SPP_N | ENT | SPP_N | Internal | Summer | B2 | 25 | 15143 | 0 | 97.29 | 93.85 | 8 | 0
2020 | ENT_2_SPP_N | ENT | SPP_N | Internal | Summer | B3 | 75 | 15143 | 0 | 97.29 | 97.99 | 8 | 0
2020 | ENT_2_SPP_N | ENT | SPP_N | Internal | Summer | B4 | 100 | 15143 | 0 | 97.29 | 95.66 | 8 | 0
2020 | ENT_2_SPP_N | ENT | SPP_N | Internal | Summer | B5 | 200 | 15143 | 0 | 90.5 | 87.95 | 8 | 0
2020 | ENT_2_SPP_N | ENT | SPP_N | Internal | Summer | B6 | 300 | 15143 | 0 | 77.29 | 72.3 | 8 | 0
2020 | ENT_2_SPP_N | ENT | SPP_N | Internal | Summer | B7 | 400 | 15143 | 0 | 68.28 | 63.28 | 8 | 0
2020 | ENT_2_SPP_N | ENT | SPP_N | Internal | Summer | B8 | 500 | 15143 | 0 | 63.87 | 61.03 | 8 | 0
2020 | ENT_2_SPP_N | ENT | SPP_N | Internal | Summer | B9 | 800 | 15143 | 0 | 63.87 | 58.87 | 8 | 0
2020 | ENT_2_SPP_N | ENT | SPP_N | Internal | Summer | B10 | 1262 | 15143 | 0 | 61.29 | 56.29 | 8 | 0
2020 | ENT_2_SPP_N | ENT | SPP_N | Internal | Winter | B16 | 25 | 15143 | 0 | 77.5 | 72.5 | 8 | 0
2020 | ENT_2_SPP_N | ENT | SPP_N | Internal | Winter | B17 | 100 | 15143 | 0 | 67.97 | 65.26 | 8 | 0
2020 | ENT_2_SPP_N | ENT | SPP_N | Internal | Winter | B18 | 400 | 15143 | 0 | 65.41 | 60.41 | 8 | 0
2020 | ENT_2_SPP_N | ENT | SPP_N | Internal | Winter | B19 | 700 | 15143 | 0 | 65.18 | 60.18 | 8 | 0
2020 | ENT_2_SPP_N | ENT | SPP_N | Internal | Winter | B20 | 935 | 15143 | 0 | 59.47 | 54.47 | 8 | 0
2020 | ENT_2_SPP_S | ENT | SPP_S | Internal | Shoulder | B11 | 25 | 3292 | 0 | 77.24 | 65.63 | 8 | 0
2020 | ENT_2_SPP_S | ENT | SPP_S | Internal | Shoulder | B12 | 200 | 3292 | 0 | 65.24 | 60.26 | 8 | 0
2020 | ENT_2_SPP_S | ENT | SPP_S | Internal | Shoulder | B13 | 600 | 3292 | 0 | 63.23 | 58.24 | 8 | 0
2020 | ENT_2_SPP_S | ENT | SPP_S | Internal | Shoulder | B14 | 900 | 3292 | 0 | 61.63 | 56.61 | 8 | 0
2020 | ENT_2_SPP_S | ENT | SPP_S | Internal | Shoulder | B15 | 1203 | 3292 | 0 | 57.9 | 52.89 | 8 | 0
2020 | ENT_2_SPP_S | ENT | SPP_S | Internal | Summer | B1 | 10 | 3292 | 0 | 99.39 | 61.18 | 8 | 0
2020 | ENT_2_SPP_S | ENT | SPP_S | Internal | Summer | B2 | 25 | 3292 | 0 | 97.29 | 87.41 | 8 | 0
2020 | ENT_2_SPP_S | ENT | SPP_S | Internal | Summer | B3 | 75 | 3292 | 0 | 97.29 | 88.61 | 8 | 0
2020 | ENT_2_SPP_S | ENT | SPP_S | Internal | Summer | B4 | 100 | 3292 | 0 | 97.29 | 88.61 | 8 | 0
2020 | ENT_2_SPP_S | ENT | SPP_S | Internal | Summer | B5 | 200 | 3292 | 0 | 90.5 | 84.93 | 8 | 0
2020 | ENT_2_SPP_S | ENT | SPP_S | Internal | Summer | B6 | 300 | 3292 | 0 | 77.29 | 72.29 | 8 | 0
2020 | ENT_2_SPP_S | ENT | SPP_S | Internal | Summer | B7 | 400 | 3292 | 0 | 68.28 | 63.29 | 8 | 0
2020 | ENT_2_SPP_S | ENT | SPP_S | Internal | Summer | B8 | 500 | 3292 | 0 | 63.87 | 61.04 | 8 | 0
2020 | ENT_2_SPP_S | ENT | SPP_S | Internal | Summer | B9 | 800 | 3292 | 0 | 63.87 | 58.88 | 8 | 0
2020 | ENT_2_SPP_S | ENT | SPP_S | Internal | Summer | B10 | 1262 | 3292 | 0 | 61.29 | 56.3 | 8 | 0
2020 | ENT_2_SPP_S | ENT | SPP_S | Internal | Winter | B16 | 25 | 3292 | 0 | 77.5 | 65.35 | 8 | 0
2020 | ENT_2_SPP_S | ENT | SPP_S | Internal | Winter | B17 | 100 | 3292 | 0 | 67.97 | 62.97 | 8 | 0
2020 | ENT_2_SPP_S | ENT | SPP_S | Internal | Winter | B18 | 400 | 3292 | 0 | 65.41 | 60.41 | 8 | 0
2020 | ENT_2_SPP_S | ENT | SPP_S | Internal | Winter | B19 | 700 | 3292 | 0 | 65.18 | 60.18 | 8 | 0
2020 | ENT_2_SPP_S | ENT | SPP_S | Internal | Winter | B20 | 935 | 3292 | 0 | 59.47 | 54.47 | 8 | 0
2020 | ENT_2_TVA_Transmission | ENT | TVA_Transmission | Internal | Shoulder | B11 | 25 | 2100 | 0 | 77.24 | 80.17 | 8 | 0
2020 | ENT_2_TVA_Transmission | ENT | TVA_Transmission | Internal | Shoulder | B12 | 200 | 2100 | 0 | 65.24 | 68.64 | 8 | 0
2020 | ENT_2_TVA_Transmission | ENT | TVA_Transmission | Internal | Shoulder | B13 | 600 | 2100 | 0 | 63.23 | 66.49 | 8 | 0
2020 | ENT_2_TVA_Transmission | ENT | TVA_Transmission | Internal | Shoulder | B14 | 900 | 2100 | 0 | 61.63 | 65.1 | 8 | 0
2020 | ENT_2_TVA_Transmission | ENT | TVA_Transmission | Internal | Shoulder | B15 | 1203 | 2100 | 0 | 57.9 | 63.44 | 8 | 0
2020 | ENT_2_TVA_Transmission | ENT | TVA_Transmission | Internal | Summer | B1 | 10 | 2100 | 2099.97 | 99.39 | 108.08 | 8 | 0.69
2020 | ENT_2_TVA_Transmission | ENT | TVA_Transmission | Internal | Summer | B2 | 25 | 2100 | 74.73 | 97.29 | 105.29 | 8 | 0
2020 | ENT_2_TVA_Transmission | ENT | TVA_Transmission | Internal | Summer | B3 | 75 | 2100 | 0 | 97.29 | 102.55 | 8 | 0
2020 | ENT_2_TVA_Transmission | ENT | TVA_Transmission | Internal | Summer | B4 | 100 | 2100 | 0 | 97.29 | 99.83 | 8 | 0
2020 | ENT_2_TVA_Transmission | ENT | TVA_Transmission | Internal | Summer | B5 | 200 | 2100 | 0 | 90.5 | 90.1 | 8 | 0
2020 | ENT_2_TVA_Transmission | ENT | TVA_Transmission | Internal | Summer | B6 | 300 | 2100 | 0 | 77.29 | 77.96 | 8 | 0
2020 | ENT_2_TVA_Transmission | ENT | TVA_Transmission | Internal | Summer | B7 | 400 | 2100 | 0 | 68.28 | 67.28 | 8 | 0
2020 | ENT_2_TVA_Transmission | ENT | TVA_Transmission | Internal | Summer | B8 | 500 | 2100 | 0 | 63.87 | 64.46 | 8 | 0
2020 | ENT_2_TVA_Transmission | ENT | TVA_Transmission | Internal | Summer | B9 | 800 | 2100 | 0 | 63.87 | 63.3 | 8 | 0
2020 | ENT_2_TVA_Transmission | ENT | TVA_Transmission | Internal | Summer | B10 | 1262 | 2100 | 0 | 61.29 | 58.52 | 8 | 0
2020 | ENT_2_TVA_Transmission | ENT | TVA_Transmission | Internal | Winter | B16 | 25 | 2100 | 636.31 | 77.5 | 85.5 | 8 | 0
2020 | ENT_2_TVA_Transmission | ENT | TVA_Transmission | Internal | Winter | B17 | 100 | 2100 | 0 | 67.97 | 73.04 | 8 | 0
2020 | ENT_2_TVA_Transmission | ENT | TVA_Transmission | Internal | Winter | B18 | 400 | 2100 | 0 | 65.41 | 69.34 | 8 | 0
2020 | ENT_2_TVA_Transmission | ENT | TVA_Transmission | Internal | Winter | B19 | 700 | 2100 | 0 | 65.18 | 67 | 8 | 0
2020 | ENT_2_TVA_Transmission | ENT | TVA_Transmission | Internal | Winter | B20 | 935 | 2100 | 0 | 59.47 | 64.84 | 8 | 0
2020 | FRCC_2_SOCO | FRCC | SOCO | Internal | Shoulder | B11 | 25 | 900 | 0 | 103.54 | 88.24 | 8 | 0
2020 | FRCC_2_SOCO | FRCC | SOCO | Internal | Shoulder | B12 | 200 | 900 | 0 | 72.42 | 66.81 | 8 | 0
2020 | FRCC_2_SOCO | FRCC | SOCO | Internal | Shoulder | B13 | 600 | 900 | 0 | 70.78 | 64.48 | 8 | 0
2020 | FRCC_2_SOCO | FRCC | SOCO | Internal | Shoulder | B14 | 900 | 900 | 0 | 69.4 | 64.48 | 8 | 0
2020 | FRCC_2_SOCO | FRCC | SOCO | Internal | Shoulder | B15 | 1203 | 900 | 0 | 69.4 | 64.48 | 8 | 0
2020 | FRCC_2_SOCO | FRCC | SOCO | Internal | Summer | B1 | 10 | 900 | 0 | 117.39 | 107.39 | 8 | 0
2020 | FRCC_2_SOCO | FRCC | SOCO | Internal | Summer | B2 | 25 | 900 | 0 | 112.02 | 105.29 | 8 | 0
2020 | FRCC_2_SOCO | FRCC | SOCO | Internal | Summer | B3 | 75 | 900 | 0 | 112.02 | 105.29 | 8 | 0
2020 | FRCC_2_SOCO | FRCC | SOCO | Internal | Summer | B4 | 100 | 900 | 0 | 112.02 | 105.29 | 8 | 0
2020 | FRCC_2_SOCO | FRCC | SOCO | Internal | Summer | B5 | 200 | 900 | 0 | 109.1 | 99.1 | 8 | 0
2020 | FRCC_2_SOCO | FRCC | SOCO | Internal | Summer | B6 | 300 | 900 | 0 | 96.05 | 86.05 | 8 | 0
2020 | FRCC_2_SOCO | FRCC | SOCO | Internal | Summer | B7 | 400 | 900 | 0 | 81.74 | 76.28 | 8 | 0
2020 | FRCC_2_SOCO | FRCC | SOCO | Internal | Summer | B8 | 500 | 900 | 0 | 71.66 | 71.79 | 8 | 0
2020 | FRCC_2_SOCO | FRCC | SOCO | Internal | Summer | B9 | 800 | 900 | 0 | 68.67 | 63.21 | 8 | 0
2020 | FRCC_2_SOCO | FRCC | SOCO | Internal | Summer | B10 | 1262 | 900 | 0 | 68.67 | 63.21 | 8 | 0
2020 | FRCC_2_SOCO | FRCC | SOCO | Internal | Winter | B16 | 25 | 900 | 0 | 97.71 | 87.71 | 8 | 0
2020 | FRCC_2_SOCO | FRCC | SOCO | Internal | Winter | B17 | 100 | 900 | 0 | 74.76 | 69.52 | 8 | 0
2020 | FRCC_2_SOCO | FRCC | SOCO | Internal | Winter | B18 | 400 | 900 | 0 | 71.64 | 67.08 | 8 | 0
2020 | FRCC_2_SOCO | FRCC | SOCO | Internal | Winter | B19 | 700 | 900 | 0 | 71.64 | 67.08 | 8 | 0
2020 | FRCC_2_SOCO | FRCC | SOCO | Internal | Winter | B20 | 935 | 900 | 0 | 71.64 | 67.08 | 8 | 0
2020 | HQ_NEISO_2_NEISO | HQ_NEISO | NEISO | Internal | Shoulder | B11 | 25 | 99999 | 2920 | 58.6 | 58.61 | 0.01 | 0
2020 | HQ_NEISO_2_NEISO | HQ_NEISO | NEISO | Internal | Shoulder | B12 | 200 | 99999 | 2920 | 58.6 | 58.61 | 0.01 | 0
2020 | HQ_NEISO_2_NEISO | HQ_NEISO | NEISO | Internal | Shoulder | B13 | 600 | 99999 | 2920 | 58.12 | 58.13 | 0.01 | 0
2020 | HQ_NEISO_2_NEISO | HQ_NEISO | NEISO | Internal | Shoulder | B14 | 900 | 99999 | 2920 | 58.12 | 58.13 | 0.01 | 0
2020 | HQ_NEISO_2_NEISO | HQ_NEISO | NEISO | Internal | Shoulder | B15 | 1203 | 99999 | 1143.24 | 58.12 | 58.13 | 0.01 | 0
2020 | HQ_NEISO_2_NEISO | HQ_NEISO | NEISO | Internal | Summer | B1 | 10 | 99999 | 2920.1 | 105.11 | 105.12 | 0.01 | 0
2020 | HQ_NEISO_2_NEISO | HQ_NEISO | NEISO | Internal | Summer | B2 | 25 | 99999 | 2920.1 | 90.02 | 90.03 | 0.01 | 0
2020 | HQ_NEISO_2_NEISO | HQ_NEISO | NEISO | Internal | Summer | B3 | 75 | 99999 | 2920 | 77.64 | 77.65 | 0.01 | 0
2020 | HQ_NEISO_2_NEISO | HQ_NEISO | NEISO | Internal | Summer | B4 | 100 | 99999 | 2920 | 76.33 | 76.34 | 0.01 | 0
2020 | HQ_NEISO_2_NEISO | HQ_NEISO | NEISO | Internal | Summer | B5 | 200 | 99999 | 2920 | 55.72 | 55.73 | 0.01 | 0
2020 | HQ_NEISO_2_NEISO | HQ_NEISO | NEISO | Internal | Summer | B6 | 300 | 99999 | 2920 | 55.72 | 55.73 | 0.01 | 0
2020 | HQ_NEISO_2_NEISO | HQ_NEISO | NEISO | Internal | Summer | B7 | 400 | 99999 | 2920 | 55.72 | 55.73 | 0.01 | 0
2020 | HQ_NEISO_2_NEISO | HQ_NEISO | NEISO | Internal | Summer | B8 | 500 | 99999 | 2920 | 55.72 | 55.73 | 0.01 | 0
2020 | HQ_NEISO_2_NEISO | HQ_NEISO | NEISO | Internal | Summer | B9 | 800 | 99999 | 2920 | 55.72 | 55.73 | 0.01 | 0
2020 | HQ_NEISO_2_NEISO | HQ_NEISO | NEISO | Internal | Summer | B10 | 1262 | 99999 | 795.94 | 55.72 | 55.73 | 0.01 | 0
2020 | HQ_NEISO_2_NEISO | HQ_NEISO | NEISO | Internal | Winter | B16 | 25 | 99999 | 2920 | 67.53 | 67.54 | 0.01 | 0
2020 | HQ_NEISO_2_NEISO | HQ_NEISO | NEISO | Internal | Winter | B17 | 100 | 99999 | 2920 | 67.53 | 67.54 | 0.01 | 0
2020 | HQ_NEISO_2_NEISO | HQ_NEISO | NEISO | Internal | Winter | B18 | 400 | 99999 | 2920 | 66.49 | 66.5 | 0.01 | 0
2020 | HQ_NEISO_2_NEISO | HQ_NEISO | NEISO | Internal | Winter | B19 | 700 | 99999 | 2920 | 66.49 | 66.5 | 0.01 | 0
2020 | HQ_NEISO_2_NEISO | HQ_NEISO | NEISO | Internal | Winter | B20 | 935 | 99999 | 1233.58 | 66.49 | 66.5 | 0.01 | 0
2020 | HQ_NY_2_NYISO_A-F | HQ_NY | NYISO_A-F | Internal | Shoulder | B11 | 25 | 99999 | 1000 | 67.1 | 67.11 | 0.01 | 0
2020 | HQ_NY_2_NYISO_A-F | HQ_NY | NYISO_A-F | Internal | Shoulder | B12 | 200 | 99999 | 1000 | 61.58 | 61.59 | 0.01 | 0
2020 | HQ_NY_2_NYISO_A-F | HQ_NY | NYISO_A-F | Internal | Shoulder | B13 | 600 | 99999 | 1000 | 61.09 | 61.11 | 0.01 | 0
2020 | HQ_NY_2_NYISO_A-F | HQ_NY | NYISO_A-F | Internal | Shoulder | B14 | 900 | 99999 | 1000 | 59.71 | 59.72 | 0.01 | 0
2020 | HQ_NY_2_NYISO_A-F | HQ_NY | NYISO_A-F | Internal | Shoulder | B15 | 1203 | 99999 | 188.7 | 59.71 | 59.72 | 0.01 | 0
2020 | HQ_NY_2_NYISO_A-F | HQ_NY | NYISO_A-F | Internal | Summer | B1 | 10 | 99999 | 1000.09 | 94.08 | 94.1 | 0.01 | 0
2020 | HQ_NY_2_NYISO_A-F | HQ_NY | NYISO_A-F | Internal | Summer | B2 | 25 | 99999 | 1000.1 | 90.73 | 90.74 | 0.01 | 0
2020 | HQ_NY_2_NYISO_A-F | HQ_NY | NYISO_A-F | Internal | Summer | B3 | 75 | 99999 | 1000 | 80.64 | 80.65 | 0.01 | 0
2020 | HQ_NY_2_NYISO_A-F | HQ_NY | NYISO_A-F | Internal | Summer | B4 | 100 | 99999 | 1000 | 79.33 | 79.34 | 0.01 | 0
2020 | HQ_NY_2_NYISO_A-F | HQ_NY | NYISO_A-F | Internal | Summer | B5 | 200 | 99999 | 1000 | 71.27 | 71.29 | 0.01 | 0
2020 | HQ_NY_2_NYISO_A-F | HQ_NY | NYISO_A-F | Internal | Summer | B6 | 300 | 99999 | 1000 | 65.03 | 65.04 | 0.01 | 0
2020 | HQ_NY_2_NYISO_A-F | HQ_NY | NYISO_A-F | Internal | Summer | B7 | 400 | 99999 | 1000 | 59.38 | 59.39 | 0.01 | 0
2020 | HQ_NY_2_NYISO_A-F | HQ_NY | NYISO_A-F | Internal | Summer | B8 | 500 | 99999 | 1000 | 58.71 | 58.72 | 0.01 | 0
2020 | HQ_NY_2_NYISO_A-F | HQ_NY | NYISO_A-F | Internal | Summer | B9 | 800 | 99999 | 1000 | 58.69 | 58.71 | 0.01 | 0
2020 | HQ_NY_2_NYISO_A-F | HQ_NY | NYISO_A-F | Internal | Summer | B10 | 1262 | 99999 | 30.11 | 58.69 | 58.71 | 0.01 | 0
2020 | HQ_NY_2_NYISO_A-F | HQ_NY | NYISO_A-F | Internal | Winter | B16 | 25 | 99999 | 1000 | 69.74 | 69.75 | 0.01 | 0
2020 | HQ_NY_2_NYISO_A-F | HQ_NY | NYISO_A-F | Internal | Winter | B17 | 100 | 99999 | 1000 | 64.53 | 64.54 | 0.01 | 0
2020 | HQ_NY_2_NYISO_A-F | HQ_NY | NYISO_A-F | Internal | Winter | B18 | 400 | 99999 | 1000 | 63.49 | 63.5 | 0.01 | 0
2020 | HQ_NY_2_NYISO_A-F | HQ_NY | NYISO_A-F | Internal | Winter | B19 | 700 | 99999 | 1000 | 63.49 | 63.5 | 0.01 | 0
2020 | HQ_NY_2_NYISO_A-F | HQ_NY | NYISO_A-F | Internal | Winter | B20 | 935 | 99999 | 229.95 | 63.49 | 63.5 | 0.01 | 0
2020 | HQ_IESO_2_IESO | HQ_IESO | IESO | Internal | Shoulder | B11 | 25 | 99999 | 400 | 45.54 | 45.55 | 0.01 | 0
2020 | HQ_IESO_2_IESO | HQ_IESO | IESO | Internal | Shoulder | B12 | 200 | 99999 | 400 | 45.54 | 45.55 | 0.01 | 0
2020 | HQ_IESO_2_IESO | HQ_IESO | IESO | Internal | Shoulder | B13 | 600 | 99999 | 400 | 45.54 | 45.55 | 0.01 | 0
2020 | HQ_IESO_2_IESO | HQ_IESO | IESO | Internal | Shoulder | B14 | 900 | 99999 | 400 | 45.54 | 45.55 | 0.01 | 0
2020 | HQ_IESO_2_IESO | HQ_IESO | IESO | Internal | Shoulder | B15 | 1203 | 99999 | 75.48 | 45.54 | 45.55 | 0.01 | 0
2020 | HQ_IESO_2_IESO | HQ_IESO | IESO | Internal | Summer | B1 | 10 | 99999 | 400.09 | 87.08 | 87.1 | 0.01 | 0
2020 | HQ_IESO_2_IESO | HQ_IESO | IESO | Internal | Summer | B2 | 25 | 99999 | 400.02 | 83.73 | 83.74 | 0.01 | 0
2020 | HQ_IESO_2_IESO | HQ_IESO | IESO | Internal | Summer | B3 | 75 | 99999 | 400 | 73.64 | 73.65 | 0.01 | 0
2020 | HQ_IESO_2_IESO | HQ_IESO | IESO | Internal | Summer | B4 | 100 | 99999 | 400 | 44.56 | 44.57 | 0.01 | 0
2020 | HQ_IESO_2_IESO | HQ_IESO | IESO | Internal | Summer | B5 | 200 | 99999 | 400 | 44.56 | 44.57 | 0.01 | 0
2020 | HQ_IESO_2_IESO | HQ_IESO | IESO | Internal | Summer | B6 | 300 | 99999 | 400 | 44.56 | 44.57 | 0.01 | 0
2020 | HQ_IESO_2_IESO | HQ_IESO | IESO | Internal | Summer | B7 | 400 | 99999 | 400 | 44.56 | 44.57 | 0.01 | 0
2020 | HQ_IESO_2_IESO | HQ_IESO | IESO | Internal | Summer | B8 | 500 | 99999 | 400 | 44.56 | 44.57 | 0.01 | 0
2020 | HQ_IESO_2_IESO | HQ_IESO | IESO | Internal | Summer | B9 | 800 | 99999 | 400 | 44.56 | 44.57 | 0.01 | 0
2020 | HQ_IESO_2_IESO | HQ_IESO | IESO | Internal | Summer | B10 | 1262 | 99999 | 12.04 | 44.56 | 44.57 | 0.01 | 0
2020 | HQ_IESO_2_IESO | HQ_IESO | IESO | Internal | Winter | B16 | 25 | 99999 | 400 | 47.47 | 47.48 | 0.01 | 0
2020 | HQ_IESO_2_IESO | HQ_IESO | IESO | Internal | Winter | B17 | 100 | 99999 | 400 | 47.47 | 47.48 | 0.01 | 0
2020 | HQ_IESO_2_IESO | HQ_IESO | IESO | Internal | Winter | B18 | 400 | 99999 | 400 | 47.47 | 47.48 | 0.01 | 0
2020 | HQ_IESO_2_IESO | HQ_IESO | IESO | Internal | Winter | B19 | 700 | 99999 | 400 | 47.47 | 47.48 | 0.01 | 0
2020 | HQ_IESO_2_IESO | HQ_IESO | IESO | Internal | Winter | B20 | 935 | 99999 | 91.98 | 47.47 | 47.48 | 0.01 | 0
2020 | IESO_2_MAPP_CA | IESO | MAPP_CA | Internal | Shoulder | B11 | 25 | 262 | 262 | 45.55 | 63.23 | 7 | 10.69
2020 | IESO_2_MAPP_CA | IESO | MAPP_CA | Internal | Shoulder | B12 | 200 | 262 | 262 | 45.55 | 65.22 | 7 | 12.67
2020 | IESO_2_MAPP_CA | IESO | MAPP_CA | Internal | Shoulder | B13 | 600 | 262 | 262 | 45.55 | 63.21 | 7 | 10.66
2020 | IESO_2_MAPP_CA | IESO | MAPP_CA | Internal | Shoulder | B14 | 900 | 262 | 262 | 45.55 | 61.31 | 7 | 8.76
2020 | IESO_2_MAPP_CA | IESO | MAPP_CA | Internal | Shoulder | B15 | 1203 | 262 | 262 | 45.55 | 61.31 | 7 | 8.76
2020 | IESO_2_MAPP_CA | IESO | MAPP_CA | Internal | Summer | B1 | 10 | 262 | 0 | 87.1 | 86.08 | 7 | 0
2020 | IESO_2_MAPP_CA | IESO | MAPP_CA | Internal | Summer | B2 | 25 | 262 | 0 | 83.74 | 85.24 | 7 | 0
2020 | IESO_2_MAPP_CA | IESO | MAPP_CA | Internal | Summer | B3 | 75 | 262 | 262 | 73.65 | 85.24 | 7 | 4.59
2020 | IESO_2_MAPP_CA | IESO | MAPP_CA | Internal | Summer | B4 | 100 | 262 | 262 | 44.57 | 85.24 | 7 | 33.67
2020 | IESO_2_MAPP_CA | IESO | MAPP_CA | Internal | Summer | B5 | 200 | 262 | 262 | 44.57 | 74.1 | 7 | 22.53
2020 | IESO_2_MAPP_CA | IESO | MAPP_CA | Internal | Summer | B6 | 300 | 262 | 262 | 44.57 | 73.23 | 7 | 21.66
2020 | IESO_2_MAPP_CA | IESO | MAPP_CA | Internal | Summer | B7 | 400 | 262 | 262 | 44.57 | 59.76 | 7 | 8.19
2020 | IESO_2_MAPP_CA | IESO | MAPP_CA | Internal | Summer | B8 | 500 | 262 | 262 | 44.57 | 59.76 | 7 | 8.19
2020 | IESO_2_MAPP_CA | IESO | MAPP_CA | Internal | Summer | B9 | 800 | 262 | 262 | 44.57 | 59.76 | 7 | 8.19
2020 | IESO_2_MAPP_CA | IESO | MAPP_CA | Internal | Summer | B10 | 1262 | 262 | 262 | 44.57 | 59.76 | 7 | 8.19
2020 | IESO_2_MAPP_CA | IESO | MAPP_CA | Internal | Winter | B16 | 25 | 262 | 262 | 47.48 | 78.81 | 7 | 24.34
2020 | IESO_2_MAPP_CA | IESO | MAPP_CA | Internal | Winter | B17 | 100 | 262 | 262 | 47.48 | 70.26 | 7 | 15.78
2020 | IESO_2_MAPP_CA | IESO | MAPP_CA | Internal | Winter | B18 | 400 | 262 | 262 | 47.48 | 65.38 | 7 | 10.9
2020 | IESO_2_MAPP_CA | IESO | MAPP_CA | Internal | Winter | B19 | 700 | 262 | 262 | 47.48 | 64.24 | 7 | 9.76
2020 | IESO_2_MAPP_CA | IESO | MAPP_CA | Internal | Winter | B20 | 935 | 262 | 262 | 47.48 | 64.24 | 7 | 9.76
2020 | IESO_2_MISO_MI | IESO | MISO_MI | Internal | Shoulder | B11 | 25 | 2591 | 2591 | 45.55 | 73.25 | 7 | 20.7
2020 | IESO_2_MISO_MI | IESO | MISO_MI | Internal | Shoulder | B12 | 200 | 2591 | 2591 | 45.55 | 65.23 | 7 | 12.68
2020 | IESO_2_MISO_MI | IESO | MISO_MI | Internal | Shoulder | B13 | 600 | 2591 | 2591 | 45.55 | 63.21 | 7 | 10.66
2020 | IESO_2_MISO_MI | IESO | MISO_MI | Internal | Shoulder | B14 | 900 | 2591 | 2591 | 45.55 | 60.34 | 7 | 7.8
2020 | IESO_2_MISO_MI | IESO | MISO_MI | Internal | Shoulder | B15 | 1203 | 2591 | 2591 | 45.55 | 55.44 | 7 | 2.89
2020 | IESO_2_MISO_MI | IESO | MISO_MI | Internal | Summer | B1 | 10 | 2591 | 2591 | 87.1 | 100.06 | 7 | 5.96
2020 | IESO_2_MISO_MI | IESO | MISO_MI | Internal | Summer | B2 | 25 | 2591 | 2591 | 83.74 | 96.73 | 7 | 5.99
2020 | IESO_2_MISO_MI | IESO | MISO_MI | Internal | Summer | B3 | 75 | 2591 | 2591 | 73.65 | 94.56 | 7 | 13.92
2020 | IESO_2_MISO_MI | IESO | MISO_MI | Internal | Summer | B4 | 100 | 2591 | 2591 | 44.57 | 91.83 | 7 | 40.26
2020 | IESO_2_MISO_MI | IESO | MISO_MI | Internal | Summer | B5 | 200 | 2591 | 2591 | 44.57 | 74.11 | 7 | 22.54
2020 | IESO_2_MISO_MI | IESO | MISO_MI | Internal | Summer | B6 | 300 | 2591 | 2591 | 44.57 | 67.63 | 7 | 16.05
2020 | IESO_2_MISO_MI | IESO | MISO_MI | Internal | Summer | B7 | 400 | 2591 | 2591 | 44.57 | 61 | 7 | 9.43
2020 | IESO_2_MISO_MI | IESO | MISO_MI | Internal | Summer | B8 | 500 | 2591 | 2591 | 44.57 | 57.97 | 7 | 6.4
2020 | IESO_2_MISO_MI | IESO | MISO_MI | Internal | Summer | B9 | 800 | 2591 | 2591 | 44.57 | 56.12 | 7 | 4.55
2020 | IESO_2_MISO_MI | IESO | MISO_MI | Internal | Summer | B10 | 1262 | 2591 | 2591 | 44.57 | 52.78 | 7 | 1.21
2020 | IESO_2_MISO_MI | IESO | MISO_MI | Internal | Winter | B16 | 25 | 2591 | 2591 | 47.48 | 78.16 | 7 | 23.68
2020 | IESO_2_MISO_MI | IESO | MISO_MI | Internal | Winter | B17 | 100 | 2591 | 2591 | 47.48 | 70.26 | 7 | 15.78
2020 | IESO_2_MISO_MI | IESO | MISO_MI | Internal | Winter | B18 | 400 | 2591 | 2591 | 47.48 | 65.39 | 7 | 10.91
2020 | IESO_2_MISO_MI | IESO | MISO_MI | Internal | Winter | B19 | 700 | 2591 | 2591 | 47.48 | 63.56 | 7 | 9.08
2020 | IESO_2_MISO_MI | IESO | MISO_MI | Internal | Winter | B20 | 935 | 2591 | 2591 | 47.48 | 56.84 | 7 | 2.36
2020 | IESO_2_MISO_W | IESO | MISO_W | Internal | Shoulder | B11 | 25 | 207 | 207 | 45.55 | 77.23 | 7 | 24.69
2020 | IESO_2_MISO_W | IESO | MISO_W | Internal | Shoulder | B12 | 200 | 207 | 207 | 45.55 | 65.23 | 7 | 12.68
2020 | IESO_2_MISO_W | IESO | MISO_W | Internal | Shoulder | B13 | 600 | 207 | 207 | 45.55 | 63.22 | 7 | 10.67
2020 | IESO_2_MISO_W | IESO | MISO_W | Internal | Shoulder | B14 | 900 | 207 | 207 | 45.55 | 61.32 | 7 | 8.77
2020 | IESO_2_MISO_W | IESO | MISO_W | Internal | Shoulder | B15 | 1203 | 207 | 207 | 45.55 | 57.89 | 7 | 5.34
2020 | IESO_2_MISO_W | IESO | MISO_W | Internal | Summer | B1 | 10 | 207 | 207 | 87.1 | 100.08 | 7 | 5.99
2020 | IESO_2_MISO_W | IESO | MISO_W | Internal | Summer | B2 | 25 | 207 | 207 | 83.74 | 98.84 | 7 | 8.1
2020 | IESO_2_MISO_W | IESO | MISO_W | Internal | Summer | B3 | 75 | 207 | 207 | 73.65 | 98.55 | 7 | 17.9
2020 | IESO_2_MISO_W | IESO | MISO_W | Internal | Summer | B4 | 100 | 207 | 207 | 44.57 | 95.83 | 7 | 44.26
2020 | IESO_2_MISO_W | IESO | MISO_W | Internal | Summer | B5 | 200 | 207 | 207 | 44.57 | 88.1 | 7 | 36.53
2020 | IESO_2_MISO_W | IESO | MISO_W | Internal | Summer | B6 | 300 | 207 | 207 | 44.57 | 75.05 | 7 | 23.48
2020 | IESO_2_MISO_W | IESO | MISO_W | Internal | Summer | B7 | 400 | 207 | 207 | 44.57 | 64.52 | 7 | 12.94
2020 | IESO_2_MISO_W | IESO | MISO_W | Internal | Summer | B8 | 500 | 207 | 207 | 44.57 | 60.05 | 7 | 8.48
2020 | IESO_2_MISO_W | IESO | MISO_W | Internal | Summer | B9 | 800 | 207 | 207 | 44.57 | 59.77 | 7 | 8.2
2020 | IESO_2_MISO_W | IESO | MISO_W | Internal | Summer | B10 | 1262 | 207 | 207 | 44.57 | 56.77 | 7 | 5.2
2020 | IESO_2_MISO_W | IESO | MISO_W | Internal | Winter | B16 | 25 | 207 | 207 | 47.48 | 78.83 | 7 | 24.35
2020 | IESO_2_MISO_W | IESO | MISO_W | Internal | Winter | B17 | 100 | 207 | 207 | 47.48 | 70.27 | 7 | 15.79
2020 | IESO_2_MISO_W | IESO | MISO_W | Internal | Winter | B18 | 400 | 207 | 207 | 47.48 | 65.39 | 7 | 10.91
2020 | IESO_2_MISO_W | IESO | MISO_W | Internal | Winter | B19 | 700 | 207 | 207 | 47.48 | 64.25 | 7 | 9.77
2020 | IESO_2_MISO_W | IESO | MISO_W | Internal | Winter | B20 | 935 | 207 | 207 | 47.48 | 57.89 | 7 | 3.41
2020 | IESO_2_NYISO_A-F | IESO | NYISO_A-F | Internal | Shoulder | B11 | 25 | 1725 | 1725 | 45.55 | 67.11 | 7 | 14.56
2020 | IESO_2_NYISO_A-F | IESO | NYISO_A-F | Internal | Shoulder | B12 | 200 | 1725 | 1725 | 45.55 | 61.59 | 7 | 9.04
2020 | IESO_2_NYISO_A-F | IESO | NYISO_A-F | Internal | Shoulder | B13 | 600 | 1725 | 1725 | 45.55 | 61.11 | 7 | 8.56
2020 | IESO_2_NYISO_A-F | IESO | NYISO_A-F | Internal | Shoulder | B14 | 900 | 1725 | 1725 | 45.55 | 59.72 | 7 | 7.17
2020 | IESO_2_NYISO_A-F | IESO | NYISO_A-F | Internal | Shoulder | B15 | 1203 | 1725 | 1725 | 45.55 | 59.72 | 7 | 7.17
2020 | IESO_2_NYISO_A-F | IESO | NYISO_A-F | Internal | Summer | B1 | 10 | 1725 | 533.01 | 87.1 | 94.1 | 7 | 0
2020 | IESO_2_NYISO_A-F | IESO | NYISO_A-F | Internal | Summer | B2 | 25 | 1725 | 961.41 | 83.74 | 90.74 | 7 | 0
2020 | IESO_2_NYISO_A-F | IESO | NYISO_A-F | Internal | Summer | B3 | 75 | 1725 | 1225.16 | 73.65 | 80.65 | 7 | 0
2020 | IESO_2_NYISO_A-F | IESO | NYISO_A-F | Internal | Summer | B4 | 100 | 1725 | 1725 | 44.57 | 79.34 | 7 | 27.77
2020 | IESO_2_NYISO_A-F | IESO | NYISO_A-F | Internal | Summer | B5 | 200 | 1725 | 1725 | 44.57 | 71.29 | 7 | 19.72
2020 | IESO_2_NYISO_A-F | IESO | NYISO_A-F | Internal | Summer | B6 | 300 | 1725 | 1725 | 44.57 | 65.04 | 7 | 13.47
2020 | IESO_2_NYISO_A-F | IESO | NYISO_A-F | Internal | Summer | B7 | 400 | 1725 | 1725 | 44.57 | 59.39 | 7 | 7.82
2020 | IESO_2_NYISO_A-F | IESO | NYISO_A-F | Internal | Summer | B8 | 500 | 1725 | 1725 | 44.57 | 58.72 | 7 | 7.15
2020 | IESO_2_NYISO_A-F | IESO | NYISO_A-F | Internal | Summer | B9 | 800 | 1725 | 1725 | 44.57 | 58.71 | 7 | 7.13
2020 | IESO_2_NYISO_A-F | IESO | NYISO_A-F | Internal | Summer | B10 | 1262 | 1725 | 1725 | 44.57 | 58.71 | 7 | 7.13
2020 | IESO_2_NYISO_A-F | IESO | NYISO_A-F | Internal | Winter | B16 | 25 | 1725 | 1725 | 47.48 | 69.75 | 7 | 15.27
2020 | IESO_2_NYISO_A-F | IESO | NYISO_A-F | Internal | Winter | B17 | 100 | 1725 | 1725 | 47.48 | 64.54 | 7 | 10.06
2020 | IESO_2_NYISO_A-F | IESO | NYISO_A-F | Internal | Winter | B18 | 400 | 1725 | 1725 | 47.48 | 63.5 | 7 | 9.02
2020 | IESO_2_NYISO_A-F | IESO | NYISO_A-F | Internal | Winter | B19 | 700 | 1725 | 1725 | 47.48 | 63.5 | 7 | 9.02
2020 | IESO_2_NYISO_A-F | IESO | NYISO_A-F | Internal | Winter | B20 | 935 | 1725 | 1725 | 47.48 | 63.5 | 7 | 9.02
2020 | MAPP_CA_2_IESO | MAPP_CA | IESO | Internal | Shoulder | B11 | 25 | 330 | 0 | 63.23 | 45.55 | 8 | 0
2020 | MAPP_CA_2_IESO | MAPP_CA | IESO | Internal | Shoulder | B12 | 200 | 330 | 0 | 65.22 | 45.55 | 8 | 0
2020 | MAPP_CA_2_IESO | MAPP_CA | IESO | Internal | Shoulder | B13 | 600 | 330 | 0 | 63.21 | 45.55 | 8 | 0
2020 | MAPP_CA_2_IESO | MAPP_CA | IESO | Internal | Shoulder | B14 | 900 | 330 | 0 | 61.31 | 45.55 | 8 | 0
2020 | MAPP_CA_2_IESO | MAPP_CA | IESO | Internal | Shoulder | B15 | 1203 | 330 | 0 | 61.31 | 45.55 | 8 | 0
2020 | MAPP_CA_2_IESO | MAPP_CA | IESO | Internal | Summer | B1 | 10 | 330 | 0 | 86.08 | 87.1 | 8 | 0
2020 | MAPP_CA_2_IESO | MAPP_CA | IESO | Internal | Summer | B2 | 25 | 330 | 0 | 85.24 | 83.74 | 8 | 0
2020 | MAPP_CA_2_IESO | MAPP_CA | IESO | Internal | Summer | B3 | 75 | 330 | 0 | 85.24 | 73.65 | 8 | 0
2020 | MAPP_CA_2_IESO | MAPP_CA | IESO | Internal | Summer | B4 | 100 | 330 | 0 | 85.24 | 44.57 | 8 | 0
2020 | MAPP_CA_2_IESO | MAPP_CA | IESO | Internal | Summer | B5 | 200 | 330 | 0 | 74.1 | 44.57 | 8 | 0
2020 | MAPP_CA_2_IESO | MAPP_CA | IESO | Internal | Summer | B6 | 300 | 330 | 0 | 73.23 | 44.57 | 8 | 0
2020 | MAPP_CA_2_IESO | MAPP_CA | IESO | Internal | Summer | B7 | 400 | 330 | 0 | 59.76 | 44.57 | 8 | 0
2020 | MAPP_CA_2_IESO | MAPP_CA | IESO | Internal | Summer | B8 | 500 | 330 | 0 | 59.76 | 44.57 | 8 | 0
2020 | MAPP_CA_2_IESO | MAPP_CA | IESO | Internal | Summer | B9 | 800 | 330 | 0 | 59.76 | 44.57 | 8 | 0
2020 | MAPP_CA_2_IESO | MAPP_CA | IESO | Internal | Summer | B10 | 1262 | 330 | 0 | 59.76 | 44.57 | 8 | 0
2020 | MAPP_CA_2_IESO | MAPP_CA | IESO | Internal | Winter | B16 | 25 | 330 | 0 | 78.81 | 47.48 | 8 | 0
2020 | MAPP_CA_2_IESO | MAPP_CA | IESO | Internal | Winter | B17 | 100 | 330 | 0 | 70.26 | 47.48 | 8 | 0
2020 | MAPP_CA_2_IESO | MAPP_CA | IESO | Internal | Winter | B18 | 400 | 330 | 0 | 65.38 | 47.48 | 8 | 0
2020 | MAPP_CA_2_IESO | MAPP_CA | IESO | Internal | Winter | B19 | 700 | 330 | 0 | 64.24 | 47.48 | 8 | 0
2020 | MAPP_CA_2_IESO | MAPP_CA | IESO | Internal | Winter | B20 | 935 | 330 | 0 | 64.24 | 47.48 | 8 | 0
2020 | MAPP_CA_2_MAPP_US | MAPP_CA | MAPP_US | Internal | Shoulder | B11 | 25 | 372 | 216 | 63.23 | 70.23 | 7 | 0
2020 | MAPP_CA_2_MAPP_US | MAPP_CA | MAPP_US | Internal | Shoulder | B12 | 200 | 372 | 0 | 65.22 | 58.23 | 7 | 0
2020 | MAPP_CA_2_MAPP_US | MAPP_CA | MAPP_US | Internal | Shoulder | B13 | 600 | 372 | 0 | 63.21 | 57.89 | 7 | 0
2020 | MAPP_CA_2_MAPP_US | MAPP_CA | MAPP_US | Internal | Shoulder | B14 | 900 | 372 | 0 | 61.31 | 57.89 | 7 | 0
2020 | MAPP_CA_2_MAPP_US | MAPP_CA | MAPP_US | Internal | Shoulder | B15 | 1203 | 372 | 0 | 61.31 | 57.89 | 7 | 0
2020 | MAPP_CA_2_MAPP_US | MAPP_CA | MAPP_US | Internal | Summer | B1 | 10 | 372 | 264.08 | 86.08 | 93.08 | 7 | 0
2020 | MAPP_CA_2_MAPP_US | MAPP_CA | MAPP_US | Internal | Summer | B2 | 25 | 372 | 0.02 | 85.24 | 91.84 | 7 | 0
2020 | MAPP_CA_2_MAPP_US | MAPP_CA | MAPP_US | Internal | Summer | B3 | 75 | 372 | 0 | 85.24 | 91.55 | 7 | 0
2020 | MAPP_CA_2_MAPP_US | MAPP_CA | MAPP_US | Internal | Summer | B4 | 100 | 372 | 0 | 85.24 | 88.83 | 7 | 0
2020 | MAPP_CA_2_MAPP_US | MAPP_CA | MAPP_US | Internal | Summer | B5 | 200 | 372 | 10.58 | 74.1 | 81.1 | 7 | 0
2020 | MAPP_CA_2_MAPP_US | MAPP_CA | MAPP_US | Internal | Summer | B6 | 300 | 372 | 0 | 73.23 | 68.05 | 7 | 0
2020 | MAPP_CA_2_MAPP_US | MAPP_CA | MAPP_US | Internal | Summer | B7 | 400 | 372 | 0 | 59.76 | 57.52 | 7 | 0
2020 | MAPP_CA_2_MAPP_US | MAPP_CA | MAPP_US | Internal | Summer | B8 | 500 | 372 | 0 | 59.76 | 54.65 | 7 | 0
2020 | MAPP_CA_2_MAPP_US | MAPP_CA | MAPP_US | Internal | Summer | B9 | 800 | 372 | 0 | 59.76 | 54.65 | 7 | 0
2020 | MAPP_CA_2_MAPP_US | MAPP_CA | MAPP_US | Internal | Summer | B10 | 1262 | 372 | 0 | 59.76 | 54.65 | 7 | 0
2020 | MAPP_CA_2_MAPP_US | MAPP_CA | MAPP_US | Internal | Winter | B16 | 25 | 372 | 0 | 78.81 | 71.83 | 7 | 0
2020 | MAPP_CA_2_MAPP_US | MAPP_CA | MAPP_US | Internal | Winter | B17 | 100 | 372 | 0 | 70.26 | 63.27 | 7 | 0
2020 | MAPP_CA_2_MAPP_US | MAPP_CA | MAPP_US | Internal | Winter | B18 | 400 | 372 | 0 | 65.38 | 58.39 | 7 | 0
2020 | MAPP_CA_2_MAPP_US | MAPP_CA | MAPP_US | Internal | Winter | B19 | 700 | 372 | 0 | 64.24 | 58.39 | 7 | 0
2020 | MAPP_CA_2_MAPP_US | MAPP_CA | MAPP_US | Internal | Winter | B20 | 935 | 372 | 0 | 64.24 | 57.89 | 7 | 0
2020 | MAPP_CA_2_MISO_W | MAPP_CA | MISO_W | Internal | Shoulder | B11 | 25 | 1970 | 1970 | 63.23 | 77.23 | 0.01 | 13.99
2020 | MAPP_CA_2_MISO_W | MAPP_CA | MISO_W | Internal | Shoulder | B12 | 200 | 1970 | 1783.88 | 65.22 | 65.23 | 0.01 | 0
2020 | MAPP_CA_2_MISO_W | MAPP_CA | MISO_W | Internal | Shoulder | B13 | 600 | 1970 | 1859.48 | 63.21 | 63.22 | 0.01 | 0
2020 | MAPP_CA_2_MISO_W | MAPP_CA | MISO_W | Internal | Shoulder | B14 | 900 | 1970 | 1352.62 | 61.31 | 61.32 | 0.01 | 0
2020 | MAPP_CA_2_MISO_W | MAPP_CA | MISO_W | Internal | Shoulder | B15 | 1203 | 1970 | 0 | 61.31 | 57.89 | 0.01 | 0
2020 | MAPP_CA_2_MISO_W | MAPP_CA | MISO_W | Internal | Summer | B1 | 10 | 1970 | 1970 | 86.08 | 100.08 | 0.01 | 13.99
2020 | MAPP_CA_2_MISO_W | MAPP_CA | MISO_W | Internal | Summer | B2 | 25 | 1970 | 1970 | 85.24 | 98.84 | 0.01 | 13.59
2020 | MAPP_CA_2_MISO_W | MAPP_CA | MISO_W | Internal | Summer | B3 | 75 | 1970 | 1970 | 85.24 | 98.55 | 0.01 | 13.3
2020 | MAPP_CA_2_MISO_W | MAPP_CA | MISO_W | Internal | Summer | B4 | 100 | 1970 | 1970 | 85.24 | 95.83 | 0.01 | 10.57
2020 | MAPP_CA_2_MISO_W | MAPP_CA | MISO_W | Internal | Summer | B5 | 200 | 1970 | 1970 | 74.1 | 88.1 | 0.01 | 13.99
2020 | MAPP_CA_2_MISO_W | MAPP_CA | MISO_W | Internal | Summer | B6 | 300 | 1970 | 1970 | 73.23 | 75.05 | 0.01 | 1.82
2020 | MAPP_CA_2_MISO_W | MAPP_CA | MISO_W | Internal | Summer | B7 | 400 | 1970 | 1970 | 59.76 | 64.52 | 0.01 | 4.75
2020 | MAPP_CA_2_MISO_W | MAPP_CA | MISO_W | Internal | Summer | B8 | 500 | 1970 | 1970 | 59.76 | 60.05 | 0.01 | 0.28
2020 | MAPP_CA_2_MISO_W | MAPP_CA | MISO_W | Internal | Summer | B9 | 800 | 1970 | 1747.85 | 59.76 | 59.77 | 0.01 | 0
2020 | MAPP_CA_2_MISO_W | MAPP_CA | MISO_W | Internal | Summer | B10 | 1262 | 1970 | 0 | 59.76 | 56.77 | 0.01 | 0
2020 | MAPP_CA_2_MISO_W | MAPP_CA | MISO_W | Internal | Winter | B16 | 25 | 1970 | 1180.56 | 78.81 | 78.83 | 0.01 | 0
2020 | MAPP_CA_2_MISO_W | MAPP_CA | MISO_W | Internal | Winter | B17 | 100 | 1970 | 932.43 | 70.26 | 70.27 | 0.01 | 0
2020 | MAPP_CA_2_MISO_W | MAPP_CA | MISO_W | Internal | Winter | B18 | 400 | 1970 | 1021.38 | 65.38 | 65.39 | 0.01 | 0
2020 | MAPP_CA_2_MISO_W | MAPP_CA | MISO_W | Internal | Winter | B19 | 700 | 1970 | 237.96 | 64.24 | 64.25 | 0.01 | 0
2020 | MAPP_CA_2_MISO_W | MAPP_CA | MISO_W | Internal | Winter | B20 | 935 | 1970 | 0 | 64.24 | 57.89 | 0.01 | 0
2020 | MAPP_US_2_MAPP_CA | MAPP_US | MAPP_CA | Internal | Shoulder | B11 | 25 | 165 | 0 | 70.23 | 63.23 | 7 | 0
2020 | MAPP_US_2_MAPP_CA | MAPP_US | MAPP_CA | Internal | Shoulder | B12 | 200 | 165 | 0.08 | 58.23 | 65.22 | 7 | 0
2020 | MAPP_US_2_MAPP_CA | MAPP_US | MAPP_CA | Internal | Shoulder | B13 | 600 | 165 | 0 | 57.89 | 63.21 | 7 | 0
2020 | MAPP_US_2_MAPP_CA | MAPP_US | MAPP_CA | Internal | Shoulder | B14 | 900 | 165 | 0 | 57.89 | 61.31 | 7 | 0
2020 | MAPP_US_2_MAPP_CA | MAPP_US | MAPP_CA | Internal | Shoulder | B15 | 1203 | 165 | 0 | 57.89 | 61.31 | 7 | 0
2020 | MAPP_US_2_MAPP_CA | MAPP_US | MAPP_CA | Internal | Summer | B1 | 10 | 165 | 0 | 93.08 | 86.08 | 7 | 0
2020 | MAPP_US_2_MAPP_CA | MAPP_US | MAPP_CA | Internal | Summer | B2 | 25 | 165 | 0 | 91.84 | 85.24 | 7 | 0
2020 | MAPP_US_2_MAPP_CA | MAPP_US | MAPP_CA | Internal | Summer | B3 | 75 | 165 | 0 | 91.55 | 85.24 | 7 | 0
2020 | MAPP_US_2_MAPP_CA | MAPP_US | MAPP_CA | Internal | Summer | B4 | 100 | 165 | 0 | 88.83 | 85.24 | 7 | 0
2020 | MAPP_US_2_MAPP_CA | MAPP_US | MAPP_CA | Internal | Summer | B5 | 200 | 165 | 0 | 81.1 | 74.1 | 7 | 0
2020 | MAPP_US_2_MAPP_CA | MAPP_US | MAPP_CA | Internal | Summer | B6 | 300 | 165 | 0 | 68.05 | 73.23 | 7 | 0
2020 | MAPP_US_2_MAPP_CA | MAPP_US | MAPP_CA | Internal | Summer | B7 | 400 | 165 | 0 | 57.52 | 59.76 | 7 | 0
2020 | MAPP_US_2_MAPP_CA | MAPP_US | MAPP_CA | Internal | Summer | B8 | 500 | 165 | 0 | 54.65 | 59.76 | 7 | 0
2020 | MAPP_US_2_MAPP_CA | MAPP_US | MAPP_CA | Internal | Summer | B9 | 800 | 165 | 0 | 54.65 | 59.76 | 7 | 0
2020 | MAPP_US_2_MAPP_CA | MAPP_US | MAPP_CA | Internal | Summer | B10 | 1262 | 165 | 0 | 54.65 | 59.76 | 7 | 0
2020 | MAPP_US_2_MAPP_CA | MAPP_US | MAPP_CA | Internal | Winter | B16 | 25 | 165 | 0.6 | 71.83 | 78.81 | 7 | 0
2020 | MAPP_US_2_MAPP_CA | MAPP_US | MAPP_CA | Internal | Winter | B17 | 100 | 165 | 0.17 | 63.27 | 70.26 | 7 | 0
2020 | MAPP_US_2_MAPP_CA | MAPP_US | MAPP_CA | Internal | Winter | B18 | 400 | 165 | 0.05 | 58.39 | 65.38 | 7 | 0
2020 | MAPP_US_2_MAPP_CA | MAPP_US | MAPP_CA | Internal | Winter | B19 | 700 | 165 | 0 | 58.39 | 64.24 | 7 | 0
2020 | MAPP_US_2_MAPP_CA | MAPP_US | MAPP_CA | Internal | Winter | B20 | 935 | 165 | 0 | 57.89 | 64.24 | 7 | 0
2020 | MAPP_US_2_MISO_W | MAPP_US | MISO_W | Internal | Shoulder | B11 | 25 | 2635 | 1300.3 | 70.23 | 77.23 | 7 | 0
2020 | MAPP_US_2_MISO_W | MAPP_US | MISO_W | Internal | Shoulder | B12 | 200 | 2635 | 767.64 | 58.23 | 65.23 | 7 | 0
2020 | MAPP_US_2_MISO_W | MAPP_US | MISO_W | Internal | Shoulder | B13 | 600 | 2635 | 0 | 57.89 | 63.22 | 7 | 0
2020 | MAPP_US_2_MISO_W | MAPP_US | MISO_W | Internal | Shoulder | B14 | 900 | 2635 | 0 | 57.89 | 61.32 | 7 | 0
2020 | MAPP_US_2_MISO_W | MAPP_US | MISO_W | Internal | Shoulder | B15 | 1203 | 2635 | 0 | 57.89 | 57.89 | 7 | 0
2020 | MAPP_US_2_MISO_W | MAPP_US | MISO_W | Internal | Summer | B1 | 10 | 2635 | 938.28 | 93.08 | 100.08 | 7 | 0
2020 | MAPP_US_2_MISO_W | MAPP_US | MISO_W | Internal | Summer | B2 | 25 | 2635 | 912.98 | 91.84 | 98.84 | 7 | 0
2020 | MAPP_US_2_MISO_W | MAPP_US | MISO_W | Internal | Summer | B3 | 75 | 2635 | 861.28 | 91.55 | 98.55 | 7 | 0
2020 | MAPP_US_2_MISO_W | MAPP_US | MISO_W | Internal | Summer | B4 | 100 | 2635 | 1125.96 | 88.83 | 95.83 | 7 | 0
2020 | MAPP_US_2_MISO_W | MAPP_US | MISO_W | Internal | Summer | B5 | 200 | 2635 | 776.22 | 81.1 | 88.1 | 7 | 0
2020 | MAPP_US_2_MISO_W | MAPP_US | MISO_W | Internal | Summer | B6 | 300 | 2635 | 850.76 | 68.05 | 75.05 | 7 | 0
2020 | MAPP_US_2_MISO_W | MAPP_US | MISO_W | Internal | Summer | B7 | 400 | 2635 | 293.91 | 57.52 | 64.52 | 7 | 0
2020 | MAPP_US_2_MISO_W | MAPP_US | MISO_W | Internal | Summer | B8 | 500 | 2635 | 0 | 54.65 | 60.05 | 7 | 0
2020 | MAPP_US_2_MISO_W | MAPP_US | MISO_W | Internal | Summer | B9 | 800 | 2635 | 0 | 54.65 | 59.77 | 7 | 0
2020 | MAPP_US_2_MISO_W | MAPP_US | MISO_W | Internal | Summer | B10 | 1262 | 2635 | 0 | 54.65 | 56.77 | 7 | 0
2020 | MAPP_US_2_MISO_W | MAPP_US | MISO_W | Internal | Winter | B16 | 25 | 2635 | 1879.8 | 71.83 | 78.83 | 7 | 0
2020 | MAPP_US_2_MISO_W | MAPP_US | MISO_W | Internal | Winter | B17 | 100 | 2635 | 1169.31 | 63.27 | 70.27 | 7 | 0
2020 | MAPP_US_2_MISO_W | MAPP_US | MISO_W | Internal | Winter | B18 | 400 | 2635 | 367.77 | 58.39 | 65.39 | 7 | 0
2020 | MAPP_US_2_MISO_W | MAPP_US | MISO_W | Internal | Winter | B19 | 700 | 2635 | 0 | 58.39 | 64.25 | 7 | 0
2020 | MAPP_US_2_MISO_W | MAPP_US | MISO_W | Internal | Winter | B20 | 935 | 2635 | 0 | 57.89 | 57.89 | 7 | 0
2020 | MAPP_US_2_NE | MAPP_US | NE | Internal | Shoulder | B11 | 25 | 2000 | 0 | 70.23 | 72.23 | 7 | 0
2020 | MAPP_US_2_NE | MAPP_US | NE | Internal | Shoulder | B12 | 200 | 2000 | 0 | 58.23 | 60.23 | 7 | 0
2020 | MAPP_US_2_NE | MAPP_US | NE | Internal | Shoulder | B13 | 600 | 2000 | 0 | 57.89 | 58.22 | 7 | 0
2020 | MAPP_US_2_NE | MAPP_US | NE | Internal | Shoulder | B14 | 900 | 2000 | 0 | 57.89 | 56.32 | 7 | 0
2020 | MAPP_US_2_NE | MAPP_US | NE | Internal | Shoulder | B15 | 1203 | 2000 | 0 | 57.89 | 52.89 | 7 | 0
2020 | MAPP_US_2_NE | MAPP_US | NE | Internal | Summer | B1 | 10 | 2000 | 0 | 93.08 | 95.1 | 7 | 0
2020 | MAPP_US_2_NE | MAPP_US | NE | Internal | Summer | B2 | 25 | 2000 | 0 | 91.84 | 93.84 | 7 | 0
2020 | MAPP_US_2_NE | MAPP_US | NE | Internal | Summer | B3 | 75 | 2000 | 0.01 | 91.55 | 97.98 | 7 | 0
2020 | MAPP_US_2_NE | MAPP_US | NE | Internal | Summer | B4 | 100 | 2000 | 0.01 | 88.83 | 95.65 | 7 | 0
2020 | MAPP_US_2_NE | MAPP_US | NE | Internal | Summer | B5 | 200 | 2000 | 0 | 81.1 | 87.94 | 7 | 0
2020 | MAPP_US_2_NE | MAPP_US | NE | Internal | Summer | B6 | 300 | 2000 | 0 | 68.05 | 72.29 | 7 | 0
2020 | MAPP_US_2_NE | MAPP_US | NE | Internal | Summer | B7 | 400 | 2000 | 0 | 57.52 | 63.27 | 7 | 0
2020 | MAPP_US_2_NE | MAPP_US | NE | Internal | Summer | B8 | 500 | 2000 | 0 | 54.65 | 60.52 | 7 | 0
2020 | MAPP_US_2_NE | MAPP_US | NE | Internal | Summer | B9 | 800 | 2000 | 0 | 54.65 | 56.5 | 7 | 0
2020 | MAPP_US_2_NE | MAPP_US | NE | Internal | Summer | B10 | 1262 | 2000 | 0 | 54.65 | 51.77 | 7 | 0
2020 | MAPP_US_2_NE | MAPP_US | NE | Internal | Winter | B16 | 25 | 2000 | 0 | 71.83 | 72.49 | 7 | 0
2020 | MAPP_US_2_NE | MAPP_US | NE | Internal | Winter | B17 | 100 | 2000 | 0 | 63.27 | 65.25 | 7 | 0
2020 | MAPP_US_2_NE | MAPP_US | NE | Internal | Winter | B18 | 400 | 2000 | 0 | 58.39 | 60.39 | 7 | 0
2020 | MAPP_US_2_NE | MAPP_US | NE | Internal | Winter | B19 | 700 | 2000 | 0 | 58.39 | 59.25 | 7 | 0
2020 | MAPP_US_2_NE | MAPP_US | NE | Internal | Winter | B20 | 935 | 2000 | 0 | 57.89 | 52.89 | 7 | 0
2020 | MARITIMES_2_NEISO | MARITIMES | NEISO | Internal | Shoulder | B11 | 25 | 99999 | 1400 | 58.6 | 58.61 | 0.01 | 0
2020 | MARITIMES_2_NEISO | MARITIMES | NEISO | Internal | Shoulder | B12 | 200 | 99999 | 1400 | 58.6 | 58.61 | 0.01 | 0
2020 | MARITIMES_2_NEISO | MARITIMES | NEISO | Internal | Shoulder | B13 | 600 | 99999 | 1400 | 58.12 | 58.13 | 0.01 | 0
2020 | MARITIMES_2_NEISO | MARITIMES | NEISO | Internal | Shoulder | B14 | 900 | 99999 | 1400 | 58.12 | 58.13 | 0.01 | 0
2020 | MARITIMES_2_NEISO | MARITIMES | NEISO | Internal | Shoulder | B15 | 1203 | 99999 | 426.43 | 58.12 | 58.13 | 0.01 | 0
2020 | MARITIMES_2_NEISO | MARITIMES | NEISO | Internal | Summer | B1 | 10 | 99999 | 1400.1 | 105.11 | 105.12 | 0.01 | 0
2020 | MARITIMES_2_NEISO | MARITIMES | NEISO | Internal | Summer | B2 | 25 | 99999 | 1400.1 | 90.02 | 90.03 | 0.01 | 0
2020 | MARITIMES_2_NEISO | MARITIMES | NEISO | Internal | Summer | B3 | 75 | 99999 | 1400 | 77.64 | 77.65 | 0.01 | 0
2020 | MARITIMES_2_NEISO | MARITIMES | NEISO | Internal | Summer | B4 | 100 | 99999 | 1400 | 76.33 | 76.34 | 0.01 | 0
2020 | MARITIMES_2_NEISO | MARITIMES | NEISO | Internal | Summer | B5 | 200 | 99999 | 1400 | 55.72 | 55.73 | 0.01 | 0
2020 | MARITIMES_2_NEISO | MARITIMES | NEISO | Internal | Summer | B6 | 300 | 99999 | 1400 | 55.72 | 55.73 | 0.01 | 0
2020 | MARITIMES_2_NEISO | MARITIMES | NEISO | Internal | Summer | B7 | 400 | 99999 | 1400 | 55.72 | 55.73 | 0.01 | 0
2020 | MARITIMES_2_NEISO | MARITIMES | NEISO | Internal | Summer | B8 | 500 | 99999 | 1400 | 55.72 | 55.73 | 0.01 | 0
2020 | MARITIMES_2_NEISO | MARITIMES | NEISO | Internal | Summer | B9 | 800 | 99999 | 1400 | 55.72 | 55.73 | 0.01 | 0
2020 | MARITIMES_2_NEISO | MARITIMES | NEISO | Internal | Summer | B10 | 1262 | 99999 | 236.13 | 55.72 | 55.73 | 0.01 | 0
2020 | MARITIMES_2_NEISO | MARITIMES | NEISO | Internal | Winter | B16 | 25 | 99999 | 1400 | 67.53 | 67.54 | 0.01 | 0
2020 | MARITIMES_2_NEISO | MARITIMES | NEISO | Internal | Winter | B17 | 100 | 99999 | 1400 | 67.53 | 67.54 | 0.01 | 0
2020 | MARITIMES_2_NEISO | MARITIMES | NEISO | Internal | Winter | B18 | 400 | 99999 | 1400 | 66.49 | 66.5 | 0.01 | 0
2020 | MARITIMES_2_NEISO | MARITIMES | NEISO | Internal | Winter | B19 | 700 | 99999 | 1400 | 66.49 | 66.5 | 0.01 | 0
2020 | MARITIMES_2_NEISO | MARITIMES | NEISO | Internal | Winter | B20 | 935 | 99999 | 475.94 | 66.49 | 66.5 | 0.01 | 0
2020 | MISO_IN_2_MISO_MI | MISO_IN | MISO_MI | Internal | Shoulder | B11 | 25 | 5768 | 991.2 | 73.24 | 73.25 | 0.01 | 0
2020 | MISO_IN_2_MISO_MI | MISO_IN | MISO_MI | Internal | Shoulder | B12 | 200 | 5768 | 2035.14 | 65.22 | 65.23 | 0.01 | 0
2020 | MISO_IN_2_MISO_MI | MISO_IN | MISO_MI | Internal | Shoulder | B13 | 600 | 5768 | 2950.66 | 63.2 | 63.21 | 0.01 | 0
2020 | MISO_IN_2_MISO_MI | MISO_IN | MISO_MI | Internal | Shoulder | B14 | 900 | 5768 | 2790.85 | 60.33 | 60.34 | 0.01 | 0
2020 | MISO_IN_2_MISO_MI | MISO_IN | MISO_MI | Internal | Shoulder | B15 | 1203 | 5768 | 2084.26 | 55.42 | 55.44 | 0.01 | 0
2020 | MISO_IN_2_MISO_MI | MISO_IN | MISO_MI | Internal | Summer | B1 | 10 | 5768 | 798.04 | 100.05 | 100.06 | 0.01 | 0
2020 | MISO_IN_2_MISO_MI | MISO_IN | MISO_MI | Internal | Summer | B2 | 25 | 5768 | 1042.44 | 96.72 | 96.73 | 0.01 | 0
2020 | MISO_IN_2_MISO_MI | MISO_IN | MISO_MI | Internal | Summer | B3 | 75 | 5768 | 1619.64 | 94.55 | 94.56 | 0.01 | 0
2020 | MISO_IN_2_MISO_MI | MISO_IN | MISO_MI | Internal | Summer | B4 | 100 | 5768 | 1451.32 | 91.82 | 91.83 | 0.01 | 0
2020 | MISO_IN_2_MISO_MI | MISO_IN | MISO_MI | Internal | Summer | B5 | 200 | 5768 | 1040.35 | 74.1 | 74.11 | 0.01 | 0
2020 | MISO_IN_2_MISO_MI | MISO_IN | MISO_MI | Internal | Summer | B6 | 300 | 5768 | 3656.44 | 67.61 | 67.63 | 0.01 | 0
2020 | MISO_IN_2_MISO_MI | MISO_IN | MISO_MI | Internal | Summer | B7 | 400 | 5768 | 4036.1 | 60.99 | 61 | 0.01 | 0
2020 | MISO_IN_2_MISO_MI | MISO_IN | MISO_MI | Internal | Summer | B8 | 500 | 5768 | 4056.84 | 57.96 | 57.97 | 0.01 | 0
2020 | MISO_IN_2_MISO_MI | MISO_IN | MISO_MI | Internal | Summer | B9 | 800 | 5768 | 3734.3 | 56.1 | 56.12 | 0.01 | 0
2020 | MISO_IN_2_MISO_MI | MISO_IN | MISO_MI | Internal | Summer | B10 | 1262 | 5768 | 2473.22 | 52.77 | 52.78 | 0.01 | 0
2020 | MISO_IN_2_MISO_MI | MISO_IN | MISO_MI | Internal | Winter | B16 | 25 | 5768 | 470.11 | 78.15 | 78.16 | 0.01 | 0
2020 | MISO_IN_2_MISO_MI | MISO_IN | MISO_MI | Internal | Winter | B17 | 100 | 5768 | 2479.39 | 70.25 | 70.26 | 0.01 | 0
2020 | MISO_IN_2_MISO_MI | MISO_IN | MISO_MI | Internal | Winter | B18 | 400 | 5768 | 1779.24 | 65.38 | 65.39 | 0.01 | 0
2020 | MISO_IN_2_MISO_MI | MISO_IN | MISO_MI | Internal | Winter | B19 | 700 | 5768 | 2853.37 | 63.55 | 63.56 | 0.01 | 0
2020 | MISO_IN_2_MISO_MI | MISO_IN | MISO_MI | Internal | Winter | B20 | 935 | 5768 | 2270.65 | 56.83 | 56.84 | 0.01 | 0
2020 | MISO_IN_2_MISO_MO-IL | MISO_IN | MISO_MO-IL | Internal | Shoulder | B11 | 25 | 5000 | 5000 | 73.24 | 77.24 | 0.01 | 4
2020 | MISO_IN_2_MISO_MO-IL | MISO_IN | MISO_MO-IL | Internal | Shoulder | B12 | 200 | 5000 | 4632.23 | 65.22 | 65.23 | 0.01 | 0
2020 | MISO_IN_2_MISO_MO-IL | MISO_IN | MISO_MO-IL | Internal | Shoulder | B13 | 600 | 5000 | 4345.07 | 63.2 | 63.21 | 0.01 | 0
2020 | MISO_IN_2_MISO_MO-IL | MISO_IN | MISO_MO-IL | Internal | Shoulder | B14 | 900 | 5000 | 5000 | 60.33 | 61.05 | 0.01 | 0.71
2020 | MISO_IN_2_MISO_MO-IL | MISO_IN | MISO_MO-IL | Internal | Shoulder | B15 | 1203 | 5000 | 5000 | 55.42 | 55.75 | 0.01 | 0.31
2020 | MISO_IN_2_MISO_MO-IL | MISO_IN | MISO_MO-IL | Internal | Summer | B1 | 10 | 5000 | 4999.27 | 100.05 | 100.08 | 0.01 | 0.02
2020 | MISO_IN_2_MISO_MO-IL | MISO_IN | MISO_MO-IL | Internal | Summer | B2 | 25 | 5000 | 5000 | 96.72 | 98.83 | 0.01 | 2.1
2020 | MISO_IN_2_MISO_MO-IL | MISO_IN | MISO_MO-IL | Internal | Summer | B3 | 75 | 5000 | 5000 | 94.55 | 96.24 | 0.01 | 1.67
2020 | MISO_IN_2_MISO_MO-IL | MISO_IN | MISO_MO-IL | Internal | Summer | B4 | 100 | 5000 | 5000 | 91.82 | 95.84 | 0.01 | 4.01
2020 | MISO_IN_2_MISO_MO-IL | MISO_IN | MISO_MO-IL | Internal | Summer | B5 | 200 | 5000 | 5000 | 74.1 | 88.1 | 0.01 | 13.99
2020 | MISO_IN_2_MISO_MO-IL | MISO_IN | MISO_MO-IL | Internal | Summer | B6 | 300 | 5000 | 5000 | 67.61 | 75.05 | 0.01 | 7.43
2020 | MISO_IN_2_MISO_MO-IL | MISO_IN | MISO_MO-IL | Internal | Summer | B7 | 400 | 5000 | 5000 | 60.99 | 64.5 | 0.01 | 3.5
2020 | MISO_IN_2_MISO_MO-IL | MISO_IN | MISO_MO-IL | Internal | Summer | B8 | 500 | 5000 | 5000 | 57.96 | 60.04 | 0.01 | 2.06
2020 | MISO_IN_2_MISO_MO-IL | MISO_IN | MISO_MO-IL | Internal | Summer | B9 | 800 | 5000 | 5000 | 56.1 | 58.62 | 0.01 | 2.5
2020 | MISO_IN_2_MISO_MO-IL | MISO_IN | MISO_MO-IL | Internal | Summer | B10 | 1262 | 5000 | 5000 | 52.77 | 54.71 | 0.01 | 1.93
2020 | MISO_IN_2_MISO_MO-IL | MISO_IN | MISO_MO-IL | Internal | Winter | B16 | 25 | 5000 | 3208.63 | 78.15 | 78.16 | 0.01 | 0
2020 | MISO_IN_2_MISO_MO-IL | MISO_IN | MISO_MO-IL | Internal | Winter | B17 | 100 | 5000 | 3063.25 | 70.25 | 70.26 | 0.01 | 0
2020 | MISO_IN_2_MISO_MO-IL | MISO_IN | MISO_MO-IL | Internal | Winter | B18 | 400 | 5000 | 4772.43 | 65.38 | 65.39 | 0.01 | 0
2020 | MISO_IN_2_MISO_MO-IL | MISO_IN | MISO_MO-IL | Internal | Winter | B19 | 700 | 5000 | 5000 | 63.55 | 63.88 | 0.01 | 0.33
2020 | MISO_IN_2_MISO_MO-IL | MISO_IN | MISO_MO-IL | Internal | Winter | B20 | 935 | 5000 | 4826.08 | 56.83 | 56.84 | 0.01 | 0
2020 | MISO_IN_2_NonRTO_Midwest | MISO_IN | NonRTO_Midwest | Internal | Shoulder | B11 | 25 | 4800 | 876.33 | 73.24 | 81.24 | 8 | 0
2020 | MISO_IN_2_NonRTO_Midwest | MISO_IN | NonRTO_Midwest | Internal | Shoulder | B12 | 200 | 4800 | 451.09 | 65.22 | 73.22 | 8 | 0
2020 | MISO_IN_2_NonRTO_Midwest | MISO_IN | NonRTO_Midwest | Internal | Shoulder | B13 | 600 | 4800 | 0 | 63.2 | 66.73 | 8 | 0
2020 | MISO_IN_2_NonRTO_Midwest | MISO_IN | NonRTO_Midwest | Internal | Shoulder | B14 | 900 | 4800 | 0 | 60.33 | 59.28 | 8 | 0
2020 | MISO_IN_2_NonRTO_Midwest | MISO_IN | NonRTO_Midwest | Internal | Shoulder | B15 | 1203 | 4800 | 0 | 55.42 | 56.47 | 8 | 0
2020 | MISO_IN_2_NonRTO_Midwest | MISO_IN | NonRTO_Midwest | Internal | Summer | B1 | 10 | 4800 | 0 | 100.05 | 103.87 | 8 | 0
2020 | MISO_IN_2_NonRTO_Midwest | MISO_IN | NonRTO_Midwest | Internal | Summer | B2 | 25 | 4800 | 0.01 | 96.72 | 103.87 | 8 | 0
2020 | MISO_IN_2_NonRTO_Midwest | MISO_IN | NonRTO_Midwest | Internal | Summer | B3 | 75 | 4800 | 1302.37 | 94.55 | 102.55 | 8 | 0
2020 | MISO_IN_2_NonRTO_Midwest | MISO_IN | NonRTO_Midwest | Internal | Summer | B4 | 100 | 4800 | 894.67 | 91.82 | 99.82 | 8 | 0
2020 | MISO_IN_2_NonRTO_Midwest | MISO_IN | NonRTO_Midwest | Internal | Summer | B5 | 200 | 4800 | 1807.72 | 74.1 | 82.1 | 8 | 0
2020 | MISO_IN_2_NonRTO_Midwest | MISO_IN | NonRTO_Midwest | Internal | Summer | B6 | 300 | 4800 | 5.32 | 67.61 | 75.61 | 8 | 0
2020 | MISO_IN_2_NonRTO_Midwest | MISO_IN | NonRTO_Midwest | Internal | Summer | B7 | 400 | 4800 | 0 | 60.99 | 59.28 | 8 | 0
2020 | MISO_IN_2_NonRTO_Midwest | MISO_IN | NonRTO_Midwest | Internal | Summer | B8 | 500 | 4800 | 0 | 57.96 | 59.23 | 8 | 0
2020 | MISO_IN_2_NonRTO_Midwest | MISO_IN | NonRTO_Midwest | Internal | Summer | B9 | 800 | 4800 | 0 | 56.1 | 57.17 | 8 | 0
2020 | MISO_IN_2_NonRTO_Midwest | MISO_IN | NonRTO_Midwest | Internal | Summer | B10 | 1262 | 4800 | 0 | 52.77 | 56.25 | 8 | 0
2020 | MISO_IN_2_NonRTO_Midwest | MISO_IN | NonRTO_Midwest | Internal | Winter | B16 | 25 | 4800 | 2401.97 | 78.15 | 86.15 | 8 | 0
2020 | MISO_IN_2_NonRTO_Midwest | MISO_IN | NonRTO_Midwest | Internal | Winter | B17 | 100 | 4800 | 1291.8 | 70.25 | 78.25 | 8 | 0
2020 | MISO_IN_2_NonRTO_Midwest | MISO_IN | NonRTO_Midwest | Internal | Winter | B18 | 400 | 4800 | 535.11 | 65.38 | 73.38 | 8 | 0
2020 | MISO_IN_2_NonRTO_Midwest | MISO_IN | NonRTO_Midwest | Internal | Winter | B19 | 700 | 4800 | 0 | 63.55 | 59.51 | 8 | 0
2020 | MISO_IN_2_NonRTO_Midwest | MISO_IN | NonRTO_Midwest | Internal | Winter | B20 | 935 | 4800 | 0 | 56.83 | 59.23 | 8 | 0
2020 | MISO_IN_2_PJM_ROR | MISO_IN | PJM_ROR | Internal | Shoulder | B11 | 25 | 1253 | 999.43 | 73.24 | 75.24 | 2 | 0
2020 | MISO_IN_2_PJM_ROR | MISO_IN | PJM_ROR | Internal | Shoulder | B12 | 200 | 1253 | 1252.9 | 65.22 | 67.23 | 2 | 0.01
2020 | MISO_IN_2_PJM_ROR | MISO_IN | PJM_ROR | Internal | Shoulder | B13 | 600 | 1253 | 1252.97 | 63.2 | 65.21 | 2 | 0.01
2020 | MISO_IN_2_PJM_ROR | MISO_IN | PJM_ROR | Internal | Shoulder | B14 | 900 | 1253 | 1252.98 | 60.33 | 62.34 | 2 | 0.01
2020 | MISO_IN_2_PJM_ROR | MISO_IN | PJM_ROR | Internal | Shoulder | B15 | 1203 | 1253 | 1252.98 | 55.42 | 57.44 | 2 | 0.01
2020 | MISO_IN_2_PJM_ROR | MISO_IN | PJM_ROR | Internal | Summer | B1 | 10 | 1253 | 1252.49 | 100.05 | 102.08 | 2 | 0.04
2020 | MISO_IN_2_PJM_ROR | MISO_IN | PJM_ROR | Internal | Summer | B2 | 25 | 1253 | 1252.21 | 96.72 | 98.73 | 2 | 0.01
2020 | MISO_IN_2_PJM_ROR | MISO_IN | PJM_ROR | Internal | Summer | B3 | 75 | 1253 | 184.72 | 94.55 | 96.55 | 2 | 0
2020 | MISO_IN_2_PJM_ROR | MISO_IN | PJM_ROR | Internal | Summer | B4 | 100 | 1253 | 1252.82 | 91.82 | 93.83 | 2 | 0.01
2020 | MISO_IN_2_PJM_ROR | MISO_IN | PJM_ROR | Internal | Summer | B5 | 200 | 1253 | 1253 | 74.1 | 86.1 | 2 | 10
2020 | MISO_IN_2_PJM_ROR | MISO_IN | PJM_ROR | Internal | Summer | B6 | 300 | 1253 | 1253 | 67.61 | 73.05 | 2 | 3.44
2020 | MISO_IN_2_PJM_ROR | MISO_IN | PJM_ROR | Internal | Summer | B7 | 400 | 1253 | 1252.95 | 60.99 | 63 | 2 | 0.01
2020 | MISO_IN_2_PJM_ROR | MISO_IN | PJM_ROR | Internal | Summer | B8 | 500 | 1253 | 1215.19 | 57.96 | 59.96 | 2 | 0
2020 | MISO_IN_2_PJM_ROR | MISO_IN | PJM_ROR | Internal | Summer | B9 | 800 | 1253 | 1151.21 | 56.1 | 58.1 | 2 | 0
2020 | MISO_IN_2_PJM_ROR | MISO_IN | PJM_ROR | Internal | Summer | B10 | 1262 | 1253 | 749.71 | 52.77 | 54.77 | 2 | 0
2020 | MISO_IN_2_PJM_ROR | MISO_IN | PJM_ROR | Internal | Winter | B16 | 25 | 1253 | 1252.99 | 78.15 | 80.83 | 2 | 0.68
2020 | MISO_IN_2_PJM_ROR | MISO_IN | PJM_ROR | Internal | Winter | B17 | 100 | 1253 | 1252.92 | 70.25 | 72.27 | 2 | 0.02
2020 | MISO_IN_2_PJM_ROR | MISO_IN | PJM_ROR | Internal | Winter | B18 | 400 | 1253 | 1252.95 | 65.38 | 67.39 | 2 | 0.01
2020 | MISO_IN_2_PJM_ROR | MISO_IN | PJM_ROR | Internal | Winter | B19 | 700 | 1253 | 1253 | 63.55 | 65.88 | 2 | 0.34
2020 | MISO_IN_2_PJM_ROR | MISO_IN | PJM_ROR | Internal | Winter | B20 | 935 | 1253 | 1252.98 | 56.83 | 58.84 | 2 | 0.01
2020 | MISO_MI_2_IESO | MISO_MI | IESO | Internal | Shoulder | B11 | 25 | 2331 | 0 | 73.25 | 45.55 | 8 | 0
2020 | MISO_MI_2_IESO | MISO_MI | IESO | Internal | Shoulder | B12 | 200 | 2331 | 0 | 65.23 | 45.55 | 8 | 0
2020 | MISO_MI_2_IESO | MISO_MI | IESO | Internal | Shoulder | B13 | 600 | 2331 | 0 | 63.21 | 45.55 | 8 | 0
2020 | MISO_MI_2_IESO | MISO_MI | IESO | Internal | Shoulder | B14 | 900 | 2331 | 0 | 60.34 | 45.55 | 8 | 0
2020 | MISO_MI_2_IESO | MISO_MI | IESO | Internal | Shoulder | B15 | 1203 | 2331 | 0 | 55.44 | 45.55 | 8 | 0
2020 | MISO_MI_2_IESO | MISO_MI | IESO | Internal | Summer | B1 | 10 | 2331 | 0 | 100.06 | 87.1 | 8 | 0
2020 | MISO_MI_2_IESO | MISO_MI | IESO | Internal | Summer | B2 | 25 | 2331 | 0 | 96.73 | 83.74 | 8 | 0
2020 | MISO_MI_2_IESO | MISO_MI | IESO | Internal | Summer | B3 | 75 | 2331 | 0 | 94.56 | 73.65 | 8 | 0
2020 | MISO_MI_2_IESO | MISO_MI | IESO | Internal | Summer | B4 | 100 | 2331 | 0 | 91.83 | 44.57 | 8 | 0
2020 | MISO_MI_2_IESO | MISO_MI | IESO | Internal | Summer | B5 | 200 | 2331 | 0 | 74.11 | 44.57 | 8 | 0
2020 | MISO_MI_2_IESO | MISO_MI | IESO | Internal | Summer | B6 | 300 | 2331 | 0 | 67.63 | 44.57 | 8 | 0
2020 | MISO_MI_2_IESO | MISO_MI | IESO | Internal | Summer | B7 | 400 | 2331 | 0 | 61 | 44.57 | 8 | 0
2020 | MISO_MI_2_IESO | MISO_MI | IESO | Internal | Summer | B8 | 500 | 2331 | 0 | 57.97 | 44.57 | 8 | 0
2020 | MISO_MI_2_IESO | MISO_MI | IESO | Internal | Summer | B9 | 800 | 2331 | 0 | 56.12 | 44.57 | 8 | 0
2020 | MISO_MI_2_IESO | MISO_MI | IESO | Internal | Summer | B10 | 1262 | 2331 | 0 | 52.78 | 44.57 | 8 | 0
2020 | MISO_MI_2_IESO | MISO_MI | IESO | Internal | Winter | B16 | 25 | 2331 | 0 | 78.16 | 47.48 | 8 | 0
2020 | MISO_MI_2_IESO | MISO_MI | IESO | Internal | Winter | B17 | 100 | 2331 | 0 | 70.26 | 47.48 | 8 | 0
2020 | MISO_MI_2_IESO | MISO_MI | IESO | Internal | Winter | B18 | 400 | 2331 | 0 | 65.39 | 47.48 | 8 | 0
2020 | MISO_MI_2_IESO | MISO_MI | IESO | Internal | Winter | B19 | 700 | 2331 | 0 | 63.56 | 47.48 | 8 | 0
2020 | MISO_MI_2_IESO | MISO_MI | IESO | Internal | Winter | B20 | 935 | 2331 | 0 | 56.84 | 47.48 | 8 | 0
2020 | MISO_MI_2_MISO_IN | MISO_MI | MISO_IN | Internal | Shoulder | B11 | 25 | 2813 | 0.38 | 73.25 | 73.24 | 0.01 | 0
2020 | MISO_MI_2_MISO_IN | MISO_MI | MISO_IN | Internal | Shoulder | B12 | 200 | 2813 | 0.05 | 65.23 | 65.22 | 0.01 | 0
2020 | MISO_MI_2_MISO_IN | MISO_MI | MISO_IN | Internal | Shoulder | B13 | 600 | 2813 | 0.02 | 63.21 | 63.2 | 0.01 | 0
2020 | MISO_MI_2_MISO_IN | MISO_MI | MISO_IN | Internal | Shoulder | B14 | 900 | 2813 | 0.01 | 60.34 | 60.33 | 0.01 | 0
2020 | MISO_MI_2_MISO_IN | MISO_MI | MISO_IN | Internal | Shoulder | B15 | 1203 | 2813 | 0 | 55.44 | 55.42 | 0.01 | 0
2020 | MISO_MI_2_MISO_IN | MISO_MI | MISO_IN | Internal | Summer | B1 | 10 | 2813 | 0.92 | 100.06 | 100.05 | 0.01 | 0
2020 | MISO_MI_2_MISO_IN | MISO_MI | MISO_IN | Internal | Summer | B2 | 25 | 2813 | 0.38 | 96.73 | 96.72 | 0.01 | 0
2020 | MISO_MI_2_MISO_IN | MISO_MI | MISO_IN | Internal | Summer | B3 | 75 | 2813 | 0.13 | 94.56 | 94.55 | 0.01 | 0
2020 | MISO_MI_2_MISO_IN | MISO_MI | MISO_IN | Internal | Summer | B4 | 100 | 2813 | 0.1 | 91.83 | 91.82 | 0.01 | 0
2020 | MISO_MI_2_MISO_IN | MISO_MI | MISO_IN | Internal | Summer | B5 | 200 | 2813 | 0.05 | 74.11 | 74.1 | 0.01 | 0
2020 | MISO_MI_2_MISO_IN | MISO_MI | MISO_IN | Internal | Summer | B6 | 300 | 2813 | 0.03 | 67.63 | 67.61 | 0.01 | 0
2020 | MISO_MI_2_MISO_IN | MISO_MI | MISO_IN | Internal | Summer | B7 | 400 | 2813 | 0.02 | 61 | 60.99 | 0.01 | 0
2020 | MISO_MI_2_MISO_IN | MISO_MI | MISO_IN | Internal | Summer | B8 | 500 | 2813 | 0.02 | 57.97 | 57.96 | 0.01 | 0
2020 | MISO_MI_2_MISO_IN | MISO_MI | MISO_IN | Internal | Summer | B9 | 800 | 2813 | 0.01 | 56.12 | 56.1 | 0.01 | 0
2020 | MISO_MI_2_MISO_IN | MISO_MI | MISO_IN | Internal | Summer | B10 | 1262 | 2813 | 0 | 52.78 | 52.77 | 0.01 | 0
2020 | MISO_MI_2_MISO_IN | MISO_MI | MISO_IN | Internal | Winter | B16 | 25 | 2813 | 0.4 | 78.16 | 78.15 | 0.01 | 0
2020 | MISO_MI_2_MISO_IN | MISO_MI | MISO_IN | Internal | Winter | B17 | 100 | 2813 | 0.1 | 70.26 | 70.25 | 0.01 | 0
2020 | MISO_MI_2_MISO_IN | MISO_MI | MISO_IN | Internal | Winter | B18 | 400 | 2813 | 0.03 | 65.39 | 65.38 | 0.01 | 0
2020 | MISO_MI_2_MISO_IN | MISO_MI | MISO_IN | Internal | Winter | B19 | 700 | 2813 | 0.01 | 63.56 | 63.55 | 0.01 | 0
2020 | MISO_MI_2_MISO_IN | MISO_MI | MISO_IN | Internal | Winter | B20 | 935 | 2813 | 0.01 | 56.84 | 56.83 | 0.01 | 0
2020 | MISO_MI_2_MISO_WUMS | MISO_MI | MISO_WUMS | Internal | Shoulder | B11 | 25 | 805 | 0.31 | 73.25 | 73.24 | 0.01 | 0
2020 | MISO_MI_2_MISO_WUMS | MISO_MI | MISO_WUMS | Internal | Shoulder | B12 | 200 | 805 | 0.04 | 65.23 | 65.22 | 0.01 | 0
2020 | MISO_MI_2_MISO_WUMS | MISO_MI | MISO_WUMS | Internal | Shoulder | B13 | 600 | 805 | 0.03 | 63.21 | 63.21 | 0.01 | 0
2020 | MISO_MI_2_MISO_WUMS | MISO_MI | MISO_WUMS | Internal | Shoulder | B14 | 900 | 805 | 0.01 | 60.34 | 60.33 | 0.01 | 0
2020 | MISO_MI_2_MISO_WUMS | MISO_MI | MISO_WUMS | Internal | Shoulder | B15 | 1203 | 805 | 0.02 | 55.44 | 55.44 | 0.01 | 0
2020 | MISO_MI_2_MISO_WUMS | MISO_MI | MISO_WUMS | Internal | Summer | B1 | 10 | 805 | 397.59 | 100.06 | 100.07 | 0.01 | 0
2020 | MISO_MI_2_MISO_WUMS | MISO_MI | MISO_WUMS | Internal | Summer | B2 | 25 | 805 | 0.65 | 96.73 | 96.73 | 0.01 | 0
2020 | MISO_MI_2_MISO_WUMS | MISO_MI | MISO_WUMS | Internal | Summer | B3 | 75 | 805 | 0.11 | 94.56 | 94.55 | 0.01 | 0
2020 | MISO_MI_2_MISO_WUMS | MISO_MI | MISO_WUMS | Internal | Summer | B4 | 100 | 805 | 0.09 | 91.83 | 91.82 | 0.01 | 0
2020 | MISO_MI_2_MISO_WUMS | MISO_MI | MISO_WUMS | Internal | Summer | B5 | 200 | 805 | 0 | 74.11 | 70.91 | 0.01 | 0
2020 | MISO_MI_2_MISO_WUMS | MISO_MI | MISO_WUMS | Internal | Summer | B6 | 300 | 805 | 0 | 67.63 | 63.99 | 0.01 | 0
2020 | MISO_MI_2_MISO_WUMS | MISO_MI | MISO_WUMS | Internal | Summer | B7 | 400 | 805 | 0.02 | 61 | 60.99 | 0.01 | 0
2020 | MISO_MI_2_MISO_WUMS | MISO_MI | MISO_WUMS | Internal | Summer | B8 | 500 | 805 | 0.02 | 57.97 | 57.96 | 0.01 | 0
2020 | MISO_MI_2_MISO_WUMS | MISO_MI | MISO_WUMS | Internal | Summer | B9 | 800 | 805 | 368.5 | 56.12 | 56.13 | 0.01 | 0
2020 | MISO_MI_2_MISO_WUMS | MISO_MI | MISO_WUMS | Internal | Summer | B10 | 1262 | 805 | 0 | 52.78 | 52.77 | 0.01 | 0
2020 | MISO_MI_2_MISO_WUMS | MISO_MI | MISO_WUMS | Internal | Winter | B16 | 25 | 805 | 0.32 | 78.16 | 78.15 | 0.01 | 0
2020 | MISO_MI_2_MISO_WUMS | MISO_MI | MISO_WUMS | Internal | Winter | B17 | 100 | 805 | 0.08 | 70.26 | 70.25 | 0.01 | 0
2020 | MISO_MI_2_MISO_WUMS | MISO_MI | MISO_WUMS | Internal | Winter | B18 | 400 | 805 | 0 | 65.39 | 65.27 | 0.01 | 0
2020 | MISO_MI_2_MISO_WUMS | MISO_MI | MISO_WUMS | Internal | Winter | B19 | 700 | 805 | 19.52 | 63.56 | 63.57 | 0.01 | 0
2020 | MISO_MI_2_MISO_WUMS | MISO_MI | MISO_WUMS | Internal | Winter | B20 | 935 | 805 | 257.07 | 56.84 | 56.85 | 0.01 | 0
2020 | MISO_MI_2_PJM_ROR | MISO_MI | PJM_ROR | Internal | Shoulder | B11 | 25 | 1424 | 0.74 | 73.25 | 75.24 | 2 | 0
2020 | MISO_MI_2_PJM_ROR | MISO_MI | PJM_ROR | Internal | Shoulder | B12 | 200 | 1424 | 73.15 | 65.23 | 67.23 | 2 | 0
2020 | MISO_MI_2_PJM_ROR | MISO_MI | PJM_ROR | Internal | Shoulder | B13 | 600 | 1424 | 217.4 | 63.21 | 65.21 | 2 | 0
2020 | MISO_MI_2_PJM_ROR | MISO_MI | PJM_ROR | Internal | Shoulder | B14 | 900 | 1424 | 548.54 | 60.34 | 62.34 | 2 | 0
2020 | MISO_MI_2_PJM_ROR | MISO_MI | PJM_ROR | Internal | Shoulder | B15 | 1203 | 1424 | 101.9 | 55.44 | 57.44 | 2 | 0
2020 | MISO_MI_2_PJM_ROR | MISO_MI | PJM_ROR | Internal | Summer | B1 | 10 | 1424 | 1423.27 | 100.06 | 102.08 | 2 | 0.02
2020 | MISO_MI_2_PJM_ROR | MISO_MI | PJM_ROR | Internal | Summer | B2 | 25 | 1424 | 149.85 | 96.73 | 98.73 | 2 | 0
2020 | MISO_MI_2_PJM_ROR | MISO_MI | PJM_ROR | Internal | Summer | B3 | 75 | 1424 | 0.21 | 94.56 | 96.55 | 2 | 0
2020 | MISO_MI_2_PJM_ROR | MISO_MI | PJM_ROR | Internal | Summer | B4 | 100 | 1424 | 606.54 | 91.83 | 93.83 | 2 | 0
2020 | MISO_MI_2_PJM_ROR | MISO_MI | PJM_ROR | Internal | Summer | B5 | 200 | 1424 | 1424 | 74.11 | 86.1 | 2 | 9.99
2020 | MISO_MI_2_PJM_ROR | MISO_MI | PJM_ROR | Internal | Summer | B6 | 300 | 1424 | 1424 | 67.63 | 73.05 | 2 | 3.43
2020 | MISO_MI_2_PJM_ROR | MISO_MI | PJM_ROR | Internal | Summer | B7 | 400 | 1424 | 969.98 | 61 | 63 | 2 | 0
2020 | MISO_MI_2_PJM_ROR | MISO_MI | PJM_ROR | Internal | Summer | B8 | 500 | 1424 | 0.05 | 57.97 | 59.96 | 2 | 0
2020 | MISO_MI_2_PJM_ROR | MISO_MI | PJM_ROR | Internal | Summer | B9 | 800 | 1424 | 0.03 | 56.12 | 58.1 | 2 | 0
2020 | MISO_MI_2_PJM_ROR | MISO_MI | PJM_ROR | Internal | Summer | B10 | 1262 | 1424 | 0.02 | 52.78 | 54.77 | 2 | 0
2020 | MISO_MI_2_PJM_ROR | MISO_MI | PJM_ROR | Internal | Winter | B16 | 25 | 1424 | 1423.99 | 78.16 | 80.83 | 2 | 0.67
2020 | MISO_MI_2_PJM_ROR | MISO_MI | PJM_ROR | Internal | Winter | B17 | 100 | 1424 | 1423.84 | 70.26 | 72.27 | 2 | 0.01
2020 | MISO_MI_2_PJM_ROR | MISO_MI | PJM_ROR | Internal | Winter | B18 | 400 | 1424 | 1273.67 | 65.39 | 67.39 | 2 | 0
2020 | MISO_MI_2_PJM_ROR | MISO_MI | PJM_ROR | Internal | Winter | B19 | 700 | 1424 | 1424 | 63.56 | 65.88 | 2 | 0.33
2020 | MISO_MI_2_PJM_ROR | MISO_MI | PJM_ROR | Internal | Winter | B20 | 935 | 1424 | 904.74 | 56.84 | 58.84 | 2 | 0
2020 | MISO_MO-IL_2_ENT | MISO_MO-IL | ENT | Internal | Shoulder | B11 | 25 | 2540 | 0 | 77.24 | 77.24 | 8 | 0
2020 | MISO_MO-IL_2_ENT | MISO_MO-IL | ENT | Internal | Shoulder | B12 | 200 | 2540 | 0 | 65.23 | 65.24 | 8 | 0
2020 | MISO_MO-IL_2_ENT | MISO_MO-IL | ENT | Internal | Shoulder | B13 | 600 | 2540 | 0 | 63.21 | 63.23 | 8 | 0
2020 | MISO_MO-IL_2_ENT | MISO_MO-IL | ENT | Internal | Shoulder | B14 | 900 | 2540 | 0 | 61.05 | 61.63 | 8 | 0
2020 | MISO_MO-IL_2_ENT | MISO_MO-IL | ENT | Internal | Shoulder | B15 | 1203 | 2540 | 0 | 55.75 | 57.9 | 8 | 0
2020 | MISO_MO-IL_2_ENT | MISO_MO-IL | ENT | Internal | Summer | B1 | 10 | 2540 | 0 | 100.08 | 99.39 | 8 | 0
2020 | MISO_MO-IL_2_ENT | MISO_MO-IL | ENT | Internal | Summer | B2 | 25 | 2540 | 0 | 98.83 | 97.29 | 8 | 0
2020 | MISO_MO-IL_2_ENT | MISO_MO-IL | ENT | Internal | Summer | B3 | 75 | 2540 | 0 | 96.24 | 97.29 | 8 | 0
2020 | MISO_MO-IL_2_ENT | MISO_MO-IL | ENT | Internal | Summer | B4 | 100 | 2540 | 0 | 95.84 | 97.29 | 8 | 0
2020 | MISO_MO-IL_2_ENT | MISO_MO-IL | ENT | Internal | Summer | B5 | 200 | 2540 | 0 | 88.1 | 90.5 | 8 | 0
2020 | MISO_MO-IL_2_ENT | MISO_MO-IL | ENT | Internal | Summer | B6 | 300 | 2540 | 0 | 75.05 | 77.29 | 8 | 0
2020 | MISO_MO-IL_2_ENT | MISO_MO-IL | ENT | Internal | Summer | B7 | 400 | 2540 | 0 | 64.5 | 68.28 | 8 | 0
2020 | MISO_MO-IL_2_ENT | MISO_MO-IL | ENT | Internal | Summer | B8 | 500 | 2540 | 0 | 60.04 | 63.87 | 8 | 0
2020 | MISO_MO-IL_2_ENT | MISO_MO-IL | ENT | Internal | Summer | B9 | 800 | 2540 | 0 | 58.62 | 63.87 | 8 | 0
2020 | MISO_MO-IL_2_ENT | MISO_MO-IL | ENT | Internal | Summer | B10 | 1262 | 2540 | 0 | 54.71 | 61.29 | 8 | 0
2020 | MISO_MO-IL_2_ENT | MISO_MO-IL | ENT | Internal | Winter | B16 | 25 | 2540 | 0 | 78.16 | 77.5 | 8 | 0
2020 | MISO_MO-IL_2_ENT | MISO_MO-IL | ENT | Internal | Winter | B17 | 100 | 2540 | 0 | 70.26 | 67.97 | 8 | 0
2020 | MISO_MO-IL_2_ENT | MISO_MO-IL | ENT | Internal | Winter | B18 | 400 | 2540 | 0 | 65.39 | 65.41 | 8 | 0
2020 | MISO_MO-IL_2_ENT | MISO_MO-IL | ENT | Internal | Winter | B19 | 700 | 2540 | 0 | 63.88 | 65.18 | 8 | 0
2020 | MISO_MO-IL_2_ENT | MISO_MO-IL | ENT | Internal | Winter | B20 | 935 | 2540 | 0 | 56.84 | 59.47 | 8 | 0
2020 | MISO_MO-IL_2_MISO_IN | MISO_MO-IL | MISO_IN | Internal | Shoulder | B11 | 25 | 2100 | 0 | 77.24 | 73.24 | 0.01 | 0
2020 | MISO_MO-IL_2_MISO_IN | MISO_MO-IL | MISO_IN | Internal | Shoulder | B12 | 200 | 2100 | 0.05 | 65.23 | 65.22 | 0.01 | 0
2020 | MISO_MO-IL_2_MISO_IN | MISO_MO-IL | MISO_IN | Internal | Shoulder | B13 | 600 | 2100 | 0.02 | 63.21 | 63.2 | 0.01 | 0
2020 | MISO_MO-IL_2_MISO_IN | MISO_MO-IL | MISO_IN | Internal | Shoulder | B14 | 900 | 2100 | 0 | 61.05 | 60.33 | 0.01 | 0
2020 | MISO_MO-IL_2_MISO_IN | MISO_MO-IL | MISO_IN | Internal | Shoulder | B15 | 1203 | 2100 | 0 | 55.75 | 55.42 | 0.01 | 0
2020 | MISO_MO-IL_2_MISO_IN | MISO_MO-IL | MISO_IN | Internal | Summer | B1 | 10 | 2100 | 0.38 | 100.08 | 100.05 | 0.01 | 0
2020 | MISO_MO-IL_2_MISO_IN | MISO_MO-IL | MISO_IN | Internal | Summer | B2 | 25 | 2100 | 0 | 98.83 | 96.72 | 0.01 | 0
2020 | MISO_MO-IL_2_MISO_IN | MISO_MO-IL | MISO_IN | Internal | Summer | B3 | 75 | 2100 | 0 | 96.24 | 94.55 | 0.01 | 0
2020 | MISO_MO-IL_2_MISO_IN | MISO_MO-IL | MISO_IN | Internal | Summer | B4 | 100 | 2100 | 0 | 95.84 | 91.82 | 0.01 | 0
2020 | MISO_MO-IL_2_MISO_IN | MISO_MO-IL | MISO_IN | Internal | Summer | B5 | 200 | 2100 | 0 | 88.1 | 74.1 | 0.01 | 0
2020 | MISO_MO-IL_2_MISO_IN | MISO_MO-IL | MISO_IN | Internal | Summer | B6 | 300 | 2100 | 0 | 75.05 | 67.61 | 0.01 | 0
2020 | MISO_MO-IL_2_MISO_IN | MISO_MO-IL | MISO_IN | Internal | Summer | B7 | 400 | 2100 | 0 | 64.5 | 60.99 | 0.01 | 0
2020 | MISO_MO-IL_2_MISO_IN | MISO_MO-IL | MISO_IN | Internal | Summer | B8 | 500 | 2100 | 0 | 60.04 | 57.96 | 0.01 | 0
2020 | MISO_MO-IL_2_MISO_IN | MISO_MO-IL | MISO_IN | Internal | Summer | B9 | 800 | 2100 | 0 | 58.62 | 56.1 | 0.01 | 0
2020 | MISO_MO-IL_2_MISO_IN | MISO_MO-IL | MISO_IN | Internal | Summer | B10 | 1262 | 2100 | 0 | 54.71 | 52.77 | 0.01 | 0
2020 | MISO_MO-IL_2_MISO_IN | MISO_MO-IL | MISO_IN | Internal | Winter | B16 | 25 | 2100 | 0.36 | 78.16 | 78.15 | 0.01 | 0
2020 | MISO_MO-IL_2_MISO_IN | MISO_MO-IL | MISO_IN | Internal | Winter | B17 | 100 | 2100 | 0.09 | 70.26 | 70.25 | 0.01 | 0
2020 | MISO_MO-IL_2_MISO_IN | MISO_MO-IL | MISO_IN | Internal | Winter | B18 | 400 | 2100 | 0.02 | 65.39 | 65.38 | 0.01 | 0
2020 | MISO_MO-IL_2_MISO_IN | MISO_MO-IL | MISO_IN | Internal | Winter | B19 | 700 | 2100 | 0 | 63.88 | 63.55 | 0.01 | 0
2020 | MISO_MO-IL_2_MISO_IN | MISO_MO-IL | MISO_IN | Internal | Winter | B20 | 935 | 2100 | 0.01 | 56.84 | 56.83 | 0.01 | 0
2020 | MISO_MO-IL_2_MISO_W | MISO_MO-IL | MISO_W | Internal | Shoulder | B11 | 25 | 1082 | 0.38 | 77.24 | 77.23 | 0.01 | 0
2020 | MISO_MO-IL_2_MISO_W | MISO_MO-IL | MISO_W | Internal | Shoulder | B12 | 200 | 1082 | 0.09 | 65.23 | 65.23 | 0.01 | 0
2020 | MISO_MO-IL_2_MISO_W | MISO_MO-IL | MISO_W | Internal | Shoulder | B13 | 600 | 1082 | 0.14 | 63.21 | 63.22 | 0.01 | 0
2020 | MISO_MO-IL_2_MISO_W | MISO_MO-IL | MISO_W | Internal | Shoulder | B14 | 900 | 1082 | 1082 | 61.05 | 61.32 | 0.01 | 0.26
2020 | MISO_MO-IL_2_MISO_W | MISO_MO-IL | MISO_W | Internal | Shoulder | B15 | 1203 | 1082 | 1082 | 55.75 | 57.89 | 0.01 | 2.13
2020 | MISO_MO-IL_2_MISO_W | MISO_MO-IL | MISO_W | Internal | Summer | B1 | 10 | 1082 | 1.74 | 100.08 | 100.08 | 0.01 | 0
2020 | MISO_MO-IL_2_MISO_W | MISO_MO-IL | MISO_W | Internal | Summer | B2 | 25 | 1082 | 1019.75 | 98.83 | 98.84 | 0.01 | 0
2020 | MISO_MO-IL_2_MISO_W | MISO_MO-IL | MISO_W | Internal | Summer | B3 | 75 | 1082 | 1082 | 96.24 | 98.55 | 0.01 | 2.3
2020 | MISO_MO-IL_2_MISO_W | MISO_MO-IL | MISO_W | Internal | Summer | B4 | 100 | 1082 | 0.1 | 95.84 | 95.83 | 0.01 | 0
2020 | MISO_MO-IL_2_MISO_W | MISO_MO-IL | MISO_W | Internal | Summer | B5 | 200 | 1082 | 0.09 | 88.1 | 88.1 | 0.01 | 0
2020 | MISO_MO-IL_2_MISO_W | MISO_MO-IL | MISO_W | Internal | Summer | B6 | 300 | 1082 | 0.06 | 75.05 | 75.05 | 0.01 | 0
2020 | MISO_MO-IL_2_MISO_W | MISO_MO-IL | MISO_W | Internal | Summer | B7 | 400 | 1082 | 366.8 | 64.5 | 64.52 | 0.01 | 0
2020 | MISO_MO-IL_2_MISO_W | MISO_MO-IL | MISO_W | Internal | Summer | B8 | 500 | 1082 | 614.95 | 60.04 | 60.05 | 0.01 | 0
2020 | MISO_MO-IL_2_MISO_W | MISO_MO-IL | MISO_W | Internal | Summer | B9 | 800 | 1082 | 1082 | 58.62 | 59.77 | 0.01 | 1.14
2020 | MISO_MO-IL_2_MISO_W | MISO_MO-IL | MISO_W | Internal | Summer | B10 | 1262 | 1082 | 1082 | 54.71 | 56.77 | 0.01 | 2.05
2020 | MISO_MO-IL_2_MISO_W | MISO_MO-IL | MISO_W | Internal | Winter | B16 | 25 | 1082 | 1081.99 | 78.16 | 78.83 | 0.01 | 0.65
2020 | MISO_MO-IL_2_MISO_W | MISO_MO-IL | MISO_W | Internal | Winter | B17 | 100 | 1082 | 865.97 | 70.26 | 70.27 | 0.01 | 0
2020 | MISO_MO-IL_2_MISO_W | MISO_MO-IL | MISO_W | Internal | Winter | B18 | 400 | 1082 | 0.05 | 65.39 | 65.39 | 0.01 | 0
2020 | MISO_MO-IL_2_MISO_W | MISO_MO-IL | MISO_W | Internal | Winter | B19 | 700 | 1082 | 1082 | 63.88 | 64.25 | 0.01 | 0.35
2020 | MISO_MO-IL_2_MISO_W | MISO_MO-IL | MISO_W | Internal | Winter | B20 | 935 | 1082 | 1082 | 56.84 | 57.89 | 0.01 | 1.04
2020 | MISO_MO-IL_2_PJM_ROR | MISO_MO-IL | PJM_ROR | Internal | Shoulder | B11 | 25 | 1212 | 0 | 77.24 | 75.24 | 2 | 0
2020 | MISO_MO-IL_2_PJM_ROR | MISO_MO-IL | PJM_ROR | Internal | Shoulder | B12 | 200 | 1212 | 58.18 | 65.23 | 67.23 | 2 | 0
2020 | MISO_MO-IL_2_PJM_ROR | MISO_MO-IL | PJM_ROR | Internal | Shoulder | B13 | 600 | 1212 | 142.1 | 63.21 | 65.21 | 2 | 0
2020 | MISO_MO-IL_2_PJM_ROR | MISO_MO-IL | PJM_ROR | Internal | Shoulder | B14 | 900 | 1212 | 0 | 61.05 | 62.34 | 2 | 0
2020 | MISO_MO-IL_2_PJM_ROR | MISO_MO-IL | PJM_ROR | Internal | Shoulder | B15 | 1203 | 1212 | 0 | 55.75 | 57.44 | 2 | 0
2020 | MISO_MO-IL_2_PJM_ROR | MISO_MO-IL | PJM_ROR | Internal | Summer | B1 | 10 | 1212 | 577.54 | 100.08 | 102.08 | 2 | 0
2020 | MISO_MO-IL_2_PJM_ROR | MISO_MO-IL | PJM_ROR | Internal | Summer | B2 | 25 | 1212 | 0 | 98.83 | 98.73 | 2 | 0
2020 | MISO_MO-IL_2_PJM_ROR | MISO_MO-IL | PJM_ROR | Internal | Summer | B3 | 75 | 1212 | 0 | 96.24 | 96.55 | 2 | 0
2020 | MISO_MO-IL_2_PJM_ROR | MISO_MO-IL | PJM_ROR | Internal | Summer | B4 | 100 | 1212 | 0 | 95.84 | 93.83 | 2 | 0
2020 | MISO_MO-IL_2_PJM_ROR | MISO_MO-IL | PJM_ROR | Internal | Summer | B5 | 200 | 1212 | 0 | 88.1 | 86.1 | 2 | 0
2020 | MISO_MO-IL_2_PJM_ROR | MISO_MO-IL | PJM_ROR | Internal | Summer | B6 | 300 | 1212 | 0 | 75.05 | 73.05 | 2 | 0
2020 | MISO_MO-IL_2_PJM_ROR | MISO_MO-IL | PJM_ROR | Internal | Summer | B7 | 400 | 1212 | 0 | 64.5 | 63 | 2 | 0
2020 | MISO_MO-IL_2_PJM_ROR | MISO_MO-IL | PJM_ROR | Internal | Summer | B8 | 500 | 1212 | 0 | 60.04 | 59.96 | 2 | 0
2020 | MISO_MO-IL_2_PJM_ROR | MISO_MO-IL | PJM_ROR | Internal | Summer | B9 | 800 | 1212 | 0 | 58.62 | 58.1 | 2 | 0
2020 | MISO_MO-IL_2_PJM_ROR | MISO_MO-IL | PJM_ROR | Internal | Summer | B10 | 1262 | 1212 | 0 | 54.71 | 54.77 | 2 | 0
2020 | MISO_MO-IL_2_PJM_ROR | MISO_MO-IL | PJM_ROR | Internal | Winter | B16 | 25 | 1212 | 1211.99 | 78.16 | 80.83 | 2 | 0.67
2020 | MISO_MO-IL_2_PJM_ROR | MISO_MO-IL | PJM_ROR | Internal | Winter | B17 | 100 | 1212 | 1211.84 | 70.26 | 72.27 | 2 | 0.01
2020 | MISO_MO-IL_2_PJM_ROR | MISO_MO-IL | PJM_ROR | Internal | Winter | B18 | 400 | 1212 | 841.13 | 65.39 | 67.39 | 2 | 0
2020 | MISO_MO-IL_2_PJM_ROR | MISO_MO-IL | PJM_ROR | Internal | Winter | B19 | 700 | 1212 | 647.1 | 63.88 | 65.88 | 2 | 0
2020 | MISO_MO-IL_2_PJM_ROR | MISO_MO-IL | PJM_ROR | Internal | Winter | B20 | 935 | 1212 | 151.78 | 56.84 | 58.84 | 2 | 0
2020 | MISO_MO-IL_2_SPP_N | MISO_MO-IL | SPP_N | Internal | Shoulder | B11 | 25 | 4019 | 0 | 77.24 | 72.24 | 8 | 0
2020 | MISO_MO-IL_2_SPP_N | MISO_MO-IL | SPP_N | Internal | Shoulder | B12 | 200 | 4019 | 0 | 65.23 | 60.24 | 8 | 0
2020 | MISO_MO-IL_2_SPP_N | MISO_MO-IL | SPP_N | Internal | Shoulder | B13 | 600 | 4019 | 0 | 63.21 | 58.23 | 8 | 0
2020 | MISO_MO-IL_2_SPP_N | MISO_MO-IL | SPP_N | Internal | Shoulder | B14 | 900 | 4019 | 0 | 61.05 | 56.63 | 8 | 0
2020 | MISO_MO-IL_2_SPP_N | MISO_MO-IL | SPP_N | Internal | Shoulder | B15 | 1203 | 4019 | 0 | 55.75 | 52.9 | 8 | 0
2020 | MISO_MO-IL_2_SPP_N | MISO_MO-IL | SPP_N | Internal | Summer | B1 | 10 | 4019 | 0 | 100.08 | 95.08 | 8 | 0
2020 | MISO_MO-IL_2_SPP_N | MISO_MO-IL | SPP_N | Internal | Summer | B2 | 25 | 4019 | 0 | 98.83 | 93.85 | 8 | 0
2020 | MISO_MO-IL_2_SPP_N | MISO_MO-IL | SPP_N | Internal | Summer | B3 | 75 | 4019 | 0 | 96.24 | 97.99 | 8 | 0
2020 | MISO_MO-IL_2_SPP_N | MISO_MO-IL | SPP_N | Internal | Summer | B4 | 100 | 4019 | 0 | 95.84 | 95.66 | 8 | 0
2020 | MISO_MO-IL_2_SPP_N | MISO_MO-IL | SPP_N | Internal | Summer | B5 | 200 | 4019 | 0 | 88.1 | 87.95 | 8 | 0
2020 | MISO_MO-IL_2_SPP_N | MISO_MO-IL | SPP_N | Internal | Summer | B6 | 300 | 4019 | 0 | 75.05 | 72.3 | 8 | 0
2020 | MISO_MO-IL_2_SPP_N | MISO_MO-IL | SPP_N | Internal | Summer | B7 | 400 | 4019 | 0 | 64.5 | 63.28 | 8 | 0
2020 | MISO_MO-IL_2_SPP_N | MISO_MO-IL | SPP_N | Internal | Summer | B8 | 500 | 4019 | 0 | 60.04 | 61.03 | 8 | 0
2020 | MISO_MO-IL_2_SPP_N | MISO_MO-IL | SPP_N | Internal | Summer | B9 | 800 | 4019 | 0 | 58.62 | 58.87 | 8 | 0
2020 | MISO_MO-IL_2_SPP_N | MISO_MO-IL | SPP_N | Internal | Summer | B10 | 1262 | 4019 | 0 | 54.71 | 56.29 | 8 | 0
2020 | MISO_MO-IL_2_SPP_N | MISO_MO-IL | SPP_N | Internal | Winter | B16 | 25 | 4019 | 0 | 78.16 | 72.5 | 8 | 0
2020 | MISO_MO-IL_2_SPP_N | MISO_MO-IL | SPP_N | Internal | Winter | B17 | 100 | 4019 | 0 | 70.26 | 65.26 | 8 | 0
2020 | MISO_MO-IL_2_SPP_N | MISO_MO-IL | SPP_N | Internal | Winter | B18 | 400 | 4019 | 0 | 65.39 | 60.41 | 8 | 0
2020 | MISO_MO-IL_2_SPP_N | MISO_MO-IL | SPP_N | Internal | Winter | B19 | 700 | 4019 | 0 | 63.88 | 60.18 | 8 | 0
2020 | MISO_MO-IL_2_SPP_N | MISO_MO-IL | SPP_N | Internal | Winter | B20 | 935 | 4019 | 0 | 56.84 | 54.47 | 8 | 0
2020 | MISO_MO-IL_2_TVA_Transmission | MISO_MO-IL | TVA_Transmission | Internal | Shoulder | B11 | 25 | 4000 | 0 | 77.24 | 80.17 | 8 | 0
2020 | MISO_MO-IL_2_TVA_Transmission | MISO_MO-IL | TVA_Transmission | Internal | Shoulder | B12 | 200 | 4000 | 0 | 65.23 | 68.64 | 8 | 0
2020 | MISO_MO-IL_2_TVA_Transmission | MISO_MO-IL | TVA_Transmission | Internal | Shoulder | B13 | 600 | 4000 | 0 | 63.21 | 66.49 | 8 | 0
2020 | MISO_MO-IL_2_TVA_Transmission | MISO_MO-IL | TVA_Transmission | Internal | Shoulder | B14 | 900 | 4000 | 0 | 61.05 | 65.1 | 8 | 0
2020 | MISO_MO-IL_2_TVA_Transmission | MISO_MO-IL | TVA_Transmission | Internal | Shoulder | B15 | 1203 | 4000 | 0 | 55.75 | 63.44 | 8 | 0
2020 | MISO_MO-IL_2_TVA_Transmission | MISO_MO-IL | TVA_Transmission | Internal | Summer | B1 | 10 | 4000 | 609.09 | 100.08 | 108.08 | 8 | 0
2020 | MISO_MO-IL_2_TVA_Transmission | MISO_MO-IL | TVA_Transmission | Internal | Summer | B2 | 25 | 4000 | 0 | 98.83 | 105.29 | 8 | 0
2020 | MISO_MO-IL_2_TVA_Transmission | MISO_MO-IL | TVA_Transmission | Internal | Summer | B3 | 75 | 4000 | 0 | 96.24 | 102.55 | 8 | 0
2020 | MISO_MO-IL_2_TVA_Transmission | MISO_MO-IL | TVA_Transmission | Internal | Summer | B4 | 100 | 4000 | 0 | 95.84 | 99.83 | 8 | 0
2020 | MISO_MO-IL_2_TVA_Transmission | MISO_MO-IL | TVA_Transmission | Internal | Summer | B5 | 200 | 4000 | 0 | 88.1 | 90.1 | 8 | 0
2020 | MISO_MO-IL_2_TVA_Transmission | MISO_MO-IL | TVA_Transmission | Internal | Summer | B6 | 300 | 4000 | 0 | 75.05 | 77.96 | 8 | 0
2020 | MISO_MO-IL_2_TVA_Transmission | MISO_MO-IL | TVA_Transmission | Internal | Summer | B7 | 400 | 4000 | 0 | 64.5 | 67.28 | 8 | 0
2020 | MISO_MO-IL_2_TVA_Transmission | MISO_MO-IL | TVA_Transmission | Internal | Summer | B8 | 500 | 4000 | 0 | 60.04 | 64.46 | 8 | 0
2020 | MISO_MO-IL_2_TVA_Transmission | MISO_MO-IL | TVA_Transmission | Internal | Summer | B9 | 800 | 4000 | 0 | 58.62 | 63.3 | 8 | 0
2020 | MISO_MO-IL_2_TVA_Transmission | MISO_MO-IL | TVA_Transmission | Internal | Summer | B10 | 1262 | 4000 | 0 | 54.71 | 58.52 | 8 | 0
2020 | MISO_MO-IL_2_TVA_Transmission | MISO_MO-IL | TVA_Transmission | Internal | Winter | B16 | 25 | 4000 | 0.01 | 78.16 | 85.5 | 8 | 0
2020 | MISO_MO-IL_2_TVA_Transmission | MISO_MO-IL | TVA_Transmission | Internal | Winter | B17 | 100 | 4000 | 0 | 70.26 | 73.04 | 8 | 0
2020 | MISO_MO-IL_2_TVA_Transmission | MISO_MO-IL | TVA_Transmission | Internal | Winter | B18 | 400 | 4000 | 0 | 65.39 | 69.34 | 8 | 0
2020 | MISO_MO-IL_2_TVA_Transmission | MISO_MO-IL | TVA_Transmission | Internal | Winter | B19 | 700 | 4000 | 0 | 63.88 | 67 | 8 | 0
2020 | MISO_MO-IL_2_TVA_Transmission | MISO_MO-IL | TVA_Transmission | Internal | Winter | B20 | 935 | 4000 | 104.36 | 56.84 | 64.84 | 8 | 0
2020 | MISO_W_2_IESO | MISO_W | IESO | Internal | Shoulder | B11 | 25 | 157 | 0 | 77.23 | 45.55 | 8 | 0
2020 | MISO_W_2_IESO | MISO_W | IESO | Internal | Shoulder | B12 | 200 | 157 | 0 | 65.23 | 45.55 | 8 | 0
2020 | MISO_W_2_IESO | MISO_W | IESO | Internal | Shoulder | B13 | 600 | 157 | 0 | 63.22 | 45.55 | 8 | 0
2020 | MISO_W_2_IESO | MISO_W | IESO | Internal | Shoulder | B14 | 900 | 157 | 0 | 61.32 | 45.55 | 8 | 0
2020 | MISO_W_2_IESO | MISO_W | IESO | Internal | Shoulder | B15 | 1203 | 157 | 0 | 57.89 | 45.55 | 8 | 0
2020 | MISO_W_2_IESO | MISO_W | IESO | Internal | Summer | B1 | 10 | 157 | 0 | 100.08 | 87.1 | 8 | 0
2020 | MISO_W_2_IESO | MISO_W | IESO | Internal | Summer | B2 | 25 | 157 | 0 | 98.84 | 83.74 | 8 | 0
2020 | MISO_W_2_IESO | MISO_W | IESO | Internal | Summer | B3 | 75 | 157 | 0 | 98.55 | 73.65 | 8 | 0
2020 | MISO_W_2_IESO | MISO_W | IESO | Internal | Summer | B4 | 100 | 157 | 0 | 95.83 | 44.57 | 8 | 0
2020 | MISO_W_2_IESO | MISO_W | IESO | Internal | Summer | B5 | 200 | 157 | 0 | 88.1 | 44.57 | 8 | 0
2020 | MISO_W_2_IESO | MISO_W | IESO | Internal | Summer | B6 | 300 | 157 | 0 | 75.05 | 44.57 | 8 | 0
2020 | MISO_W_2_IESO | MISO_W | IESO | Internal | Summer | B7 | 400 | 157 | 0 | 64.52 | 44.57 | 8 | 0
2020 | MISO_W_2_IESO | MISO_W | IESO | Internal | Summer | B8 | 500 | 157 | 0 | 60.05 | 44.57 | 8 | 0
2020 | MISO_W_2_IESO | MISO_W | IESO | Internal | Summer | B9 | 800 | 157 | 0 | 59.77 | 44.57 | 8 | 0
2020 | MISO_W_2_IESO | MISO_W | IESO | Internal | Summer | B10 | 1262 | 157 | 0 | 56.77 | 44.57 | 8 | 0
2020 | MISO_W_2_IESO | MISO_W | IESO | Internal | Winter | B16 | 25 | 157 | 0 | 78.83 | 47.48 | 8 | 0
2020 | MISO_W_2_IESO | MISO_W | IESO | Internal | Winter | B17 | 100 | 157 | 0 | 70.27 | 47.48 | 8 | 0
2020 | MISO_W_2_IESO | MISO_W | IESO | Internal | Winter | B18 | 400 | 157 | 0 | 65.39 | 47.48 | 8 | 0
2020 | MISO_W_2_IESO | MISO_W | IESO | Internal | Winter | B19 | 700 | 157 | 0 | 64.25 | 47.48 | 8 | 0
2020 | MISO_W_2_IESO | MISO_W | IESO | Internal | Winter | B20 | 935 | 157 | 0 | 57.89 | 47.48 | 8 | 0
2020 | MISO_W_2_MAPP_CA | MISO_W | MAPP_CA | Internal | Shoulder | B11 | 25 | 700 | 0 | 77.23 | 63.23 | 0.01 | 0
2020 | MISO_W_2_MAPP_CA | MISO_W | MAPP_CA | Internal | Shoulder | B12 | 200 | 700 | 0.04 | 65.23 | 65.22 | 0.01 | 0
2020 | MISO_W_2_MAPP_CA | MISO_W | MAPP_CA | Internal | Shoulder | B13 | 600 | 700 | 0.02 | 63.22 | 63.21 | 0.01 | 0
2020 | MISO_W_2_MAPP_CA | MISO_W | MAPP_CA | Internal | Shoulder | B14 | 900 | 700 | 0.01 | 61.32 | 61.31 | 0.01 | 0
2020 | MISO_W_2_MAPP_CA | MISO_W | MAPP_CA | Internal | Shoulder | B15 | 1203 | 700 | 700 | 57.89 | 61.31 | 0.01 | 3.41
2020 | MISO_W_2_MAPP_CA | MISO_W | MAPP_CA | Internal | Summer | B1 | 10 | 700 | 0 | 100.08 | 86.08 | 0.01 | 0
2020 | MISO_W_2_MAPP_CA | MISO_W | MAPP_CA | Internal | Summer | B2 | 25 | 700 | 0 | 98.84 | 85.24 | 0.01 | 0
2020 | MISO_W_2_MAPP_CA | MISO_W | MAPP_CA | Internal | Summer | B3 | 75 | 700 | 0 | 98.55 | 85.24 | 0.01 | 0
2020 | MISO_W_2_MAPP_CA | MISO_W | MAPP_CA | Internal | Summer | B4 | 100 | 700 | 0 | 95.83 | 85.24 | 0.01 | 0
2020 | MISO_W_2_MAPP_CA | MISO_W | MAPP_CA | Internal | Summer | B5 | 200 | 700 | 0 | 88.1 | 74.1 | 0.01 | 0
2020 | MISO_W_2_MAPP_CA | MISO_W | MAPP_CA | Internal | Summer | B6 | 300 | 700 | 0 | 75.05 | 73.23 | 0.01 | 0
2020 | MISO_W_2_MAPP_CA | MISO_W | MAPP_CA | Internal | Summer | B7 | 400 | 700 | 0 | 64.52 | 59.76 | 0.01 | 0
2020 | MISO_W_2_MAPP_CA | MISO_W | MAPP_CA | Internal | Summer | B8 | 500 | 700 | 0 | 60.05 | 59.76 | 0.01 | 0
2020 | MISO_W_2_MAPP_CA | MISO_W | MAPP_CA | Internal | Summer | B9 | 800 | 700 | 0.01 | 59.77 | 59.76 | 0.01 | 0
2020 | MISO_W_2_MAPP_CA | MISO_W | MAPP_CA | Internal | Summer | B10 | 1262 | 700 | 700 | 56.77 | 59.76 | 0.01 | 2.97
2020 | MISO_W_2_MAPP_CA | MISO_W | MAPP_CA | Internal | Winter | B16 | 25 | 700 | 0.34 | 78.83 | 78.81 | 0.01 | 0
2020 | MISO_W_2_MAPP_CA | MISO_W | MAPP_CA | Internal | Winter | B17 | 100 | 700 | 0.09 | 70.27 | 70.26 | 0.01 | 0
2020 | MISO_W_2_MAPP_CA | MISO_W | MAPP_CA | Internal | Winter | B18 | 400 | 700 | 0.02 | 65.39 | 65.38 | 0.01 | 0
2020 | MISO_W_2_MAPP_CA | MISO_W | MAPP_CA | Internal | Winter | B19 | 700 | 700 | 0.01 | 64.25 | 64.24 | 0.01 | 0
2020 | MISO_W_2_MAPP_CA | MISO_W | MAPP_CA | Internal | Winter | B20 | 935 | 700 | 700 | 57.89 | 64.24 | 0.01 | 6.34
2020 | MISO_W_2_MAPP_US | MISO_W | MAPP_US | Internal | Shoulder | B11 | 25 | 2300 | 0 | 77.23 | 70.23 | 7 | 0
2020 | MISO_W_2_MAPP_US | MISO_W | MAPP_US | Internal | Shoulder | B12 | 200 | 2300 | 0 | 65.23 | 58.23 | 7 | 0
2020 | MISO_W_2_MAPP_US | MISO_W | MAPP_US | Internal | Shoulder | B13 | 600 | 2300 | 0 | 63.22 | 57.89 | 7 | 0
2020 | MISO_W_2_MAPP_US | MISO_W | MAPP_US | Internal | Shoulder | B14 | 900 | 2300 | 0 | 61.32 | 57.89 | 7 | 0
2020 | MISO_W_2_MAPP_US | MISO_W | MAPP_US | Internal | Shoulder | B15 | 1203 | 2300 | 0 | 57.89 | 57.89 | 7 | 0
2020 | MISO_W_2_MAPP_US | MISO_W | MAPP_US | Internal | Summer | B1 | 10 | 2300 | 0 | 100.08 | 93.08 | 7 | 0
2020 | MISO_W_2_MAPP_US | MISO_W | MAPP_US | Internal | Summer | B2 | 25 | 2300 | 0 | 98.84 | 91.84 | 7 | 0
2020 | MISO_W_2_MAPP_US | MISO_W | MAPP_US | Internal | Summer | B3 | 75 | 2300 | 0 | 98.55 | 91.55 | 7 | 0
2020 | MISO_W_2_MAPP_US | MISO_W | MAPP_US | Internal | Summer | B4 | 100 | 2300 | 0 | 95.83 | 88.83 | 7 | 0
2020 | MISO_W_2_MAPP_US | MISO_W | MAPP_US | Internal | Summer | B5 | 200 | 2300 | 0 | 88.1 | 81.1 | 7 | 0
2020 | MISO_W_2_MAPP_US | MISO_W | MAPP_US | Internal | Summer | B6 | 300 | 2300 | 0 | 75.05 | 68.05 | 7 | 0
2020 | MISO_W_2_MAPP_US | MISO_W | MAPP_US | Internal | Summer | B7 | 400 | 2300 | 0 | 64.52 | 57.52 | 7 | 0
2020 | MISO_W_2_MAPP_US | MISO_W | MAPP_US | Internal | Summer | B8 | 500 | 2300 | 0 | 60.05 | 54.65 | 7 | 0
2020 | MISO_W_2_MAPP_US | MISO_W | MAPP_US | Internal | Summer | B9 | 800 | 2300 | 0 | 59.77 | 54.65 | 7 | 0
2020 | MISO_W_2_MAPP_US | MISO_W | MAPP_US | Internal | Summer | B10 | 1262 | 2300 | 0 | 56.77 | 54.65 | 7 | 0
2020 | MISO_W_2_MAPP_US | MISO_W | MAPP_US | Internal | Winter | B16 | 25 | 2300 | 0 | 78.83 | 71.83 | 7 | 0
2020 | MISO_W_2_MAPP_US | MISO_W | MAPP_US | Internal | Winter | B17 | 100 | 2300 | 0 | 70.27 | 63.27 | 7 | 0
2020 | MISO_W_2_MAPP_US | MISO_W | MAPP_US | Internal | Winter | B18 | 400 | 2300 | 0 | 65.39 | 58.39 | 7 | 0
2020 | MISO_W_2_MAPP_US | MISO_W | MAPP_US | Internal | Winter | B19 | 700 | 2300 | 0 | 64.25 | 58.39 | 7 | 0
2020 | MISO_W_2_MAPP_US | MISO_W | MAPP_US | Internal | Winter | B20 | 935 | 2300 | 0 | 57.89 | 57.89 | 7 | 0
2020 | MISO_W_2_MISO_MO-IL | MISO_W | MISO_MO-IL | Internal | Shoulder | B11 | 25 | 3922 | 130.31 | 77.23 | 77.24 | 0.01 | 0
2020 | MISO_W_2_MISO_MO-IL | MISO_W | MISO_MO-IL | Internal | Shoulder | B12 | 200 | 3922 | 0.11 | 65.23 | 65.23 | 0.01 | 0
2020 | MISO_W_2_MISO_MO-IL | MISO_W | MISO_MO-IL | Internal | Shoulder | B13 | 600 | 3922 | 0.02 | 63.22 | 63.21 | 0.01 | 0
2020 | MISO_W_2_MISO_MO-IL | MISO_W | MISO_MO-IL | Internal | Shoulder | B14 | 900 | 3922 | 0 | 61.32 | 61.05 | 0.01 | 0
2020 | MISO_W_2_MISO_MO-IL | MISO_W | MISO_MO-IL | Internal | Shoulder | B15 | 1203 | 3922 | 0 | 57.89 | 55.75 | 0.01 | 0
2020 | MISO_W_2_MISO_MO-IL | MISO_W | MISO_MO-IL | Internal | Summer | B1 | 10 | 3922 | 1.62 | 100.08 | 100.08 | 0.01 | 0
2020 | MISO_W_2_MISO_MO-IL | MISO_W | MISO_MO-IL | Internal | Summer | B2 | 25 | 3922 | 0.27 | 98.84 | 98.83 | 0.01 | 0
2020 | MISO_W_2_MISO_MO-IL | MISO_W | MISO_MO-IL | Internal | Summer | B3 | 75 | 3922 | 0 | 98.55 | 96.24 | 0.01 | 0
2020 | MISO_W_2_MISO_MO-IL | MISO_W | MISO_MO-IL | Internal | Summer | B4 | 100 | 3922 | 297.24 | 95.83 | 95.84 | 0.01 | 0
2020 | MISO_W_2_MISO_MO-IL | MISO_W | MISO_MO-IL | Internal | Summer | B5 | 200 | 3922 | 0.11 | 88.1 | 88.1 | 0.01 | 0
2020 | MISO_W_2_MISO_MO-IL | MISO_W | MISO_MO-IL | Internal | Summer | B6 | 300 | 3922 | 0.07 | 75.05 | 75.05 | 0.01 | 0
2020 | MISO_W_2_MISO_MO-IL | MISO_W | MISO_MO-IL | Internal | Summer | B7 | 400 | 3922 | 0.03 | 64.52 | 64.5 | 0.01 | 0
2020 | MISO_W_2_MISO_MO-IL | MISO_W | MISO_MO-IL | Internal | Summer | B8 | 500 | 3922 | 0.02 | 60.05 | 60.04 | 0.01 | 0
2020 | MISO_W_2_MISO_MO-IL | MISO_W | MISO_MO-IL | Internal | Summer | B9 | 800 | 3922 | 0 | 59.77 | 58.62 | 0.01 | 0
2020 | MISO_W_2_MISO_MO-IL | MISO_W | MISO_MO-IL | Internal | Summer | B10 | 1262 | 3922 | 0 | 56.77 | 54.71 | 0.01 | 0
2020 | MISO_W_2_MISO_MO-IL | MISO_W | MISO_MO-IL | Internal | Winter | B16 | 25 | 3922 | 0.01 | 78.83 | 78.16 | 0.01 | 0
2020 | MISO_W_2_MISO_MO-IL | MISO_W | MISO_MO-IL | Internal | Winter | B17 | 100 | 3922 | 0.08 | 70.27 | 70.26 | 0.01 | 0
2020 | MISO_W_2_MISO_MO-IL | MISO_W | MISO_MO-IL | Internal | Winter | B18 | 400 | 3922 | 0.05 | 65.39 | 65.39 | 0.01 | 0
2020 | MISO_W_2_MISO_MO-IL | MISO_W | MISO_MO-IL | Internal | Winter | B19 | 700 | 3922 | 0 | 64.25 | 63.88 | 0.01 | 0
2020 | MISO_W_2_MISO_MO-IL | MISO_W | MISO_MO-IL | Internal | Winter | B20 | 935 | 3922 | 0 | 57.89 | 56.84 | 0.01 | 0
2020 | MISO_W_2_MISO_WUMS | MISO_W | MISO_WUMS | Internal | Shoulder | B11 | 25 | 1667 | 0 | 77.23 | 73.24 | 0.01 | 0
2020 | MISO_W_2_MISO_WUMS | MISO_W | MISO_WUMS | Internal | Shoulder | B12 | 200 | 1667 | 0.04 | 65.23 | 65.22 | 0.01 | 0
2020 | MISO_W_2_MISO_WUMS | MISO_W | MISO_WUMS | Internal | Shoulder | B13 | 600 | 1667 | 0.02 | 63.22 | 63.21 | 0.01 | 0
2020 | MISO_W_2_MISO_WUMS | MISO_W | MISO_WUMS | Internal | Shoulder | B14 | 900 | 1667 | 0 | 61.32 | 60.33 | 0.01 | 0
2020 | MISO_W_2_MISO_WUMS | MISO_W | MISO_WUMS | Internal | Shoulder | B15 | 1203 | 1667 | 0 | 57.89 | 55.44 | 0.01 | 0
2020 | MISO_W_2_MISO_WUMS | MISO_W | MISO_WUMS | Internal | Summer | B1 | 10 | 1667 | 0.76 | 100.08 | 100.07 | 0.01 | 0
2020 | MISO_W_2_MISO_WUMS | MISO_W | MISO_WUMS | Internal | Summer | B2 | 25 | 1667 | 0 | 98.84 | 96.73 | 0.01 | 0
2020 | MISO_W_2_MISO_WUMS | MISO_W | MISO_WUMS | Internal | Summer | B3 | 75 | 1667 | 0 | 98.55 | 94.55 | 0.01 | 0
2020 | MISO_W_2_MISO_WUMS | MISO_W | MISO_WUMS | Internal | Summer | B4 | 100 | 1667 | 0 | 95.83 | 91.82 | 0.01 | 0
2020 | MISO_W_2_MISO_WUMS | MISO_W | MISO_WUMS | Internal | Summer | B5 | 200 | 1667 | 0 | 88.1 | 70.91 | 0.01 | 0
2020 | MISO_W_2_MISO_WUMS | MISO_W | MISO_WUMS | Internal | Summer | B6 | 300 | 1667 | 0 | 75.05 | 63.99 | 0.01 | 0
2020 | MISO_W_2_MISO_WUMS | MISO_W | MISO_WUMS | Internal | Summer | B7 | 400 | 1667 | 0 | 64.52 | 60.99 | 0.01 | 0
2020 | MISO_W_2_MISO_WUMS | MISO_W | MISO_WUMS | Internal | Summer | B8 | 500 | 1667 | 0 | 60.05 | 57.96 | 0.01 | 0
2020 | MISO_W_2_MISO_WUMS | MISO_W | MISO_WUMS | Internal | Summer | B9 | 800 | 1667 | 0 | 59.77 | 56.13 | 0.01 | 0
2020 | MISO_W_2_MISO_WUMS | MISO_W | MISO_WUMS | Internal | Summer | B10 | 1262 | 1667 | 0 | 56.77 | 52.77 | 0.01 | 0
2020 | MISO_W_2_MISO_WUMS | MISO_W | MISO_WUMS | Internal | Winter | B16 | 25 | 1667 | 0.01 | 78.83 | 78.15 | 0.01 | 0
2020 | MISO_W_2_MISO_WUMS | MISO_W | MISO_WUMS | Internal | Winter | B17 | 100 | 1667 | 0.05 | 70.27 | 70.25 | 0.01 | 0
2020 | MISO_W_2_MISO_WUMS | MISO_W | MISO_WUMS | Internal | Winter | B18 | 400 | 1667 | 0 | 65.39 | 65.27 | 0.01 | 0
2020 | MISO_W_2_MISO_WUMS | MISO_W | MISO_WUMS | Internal | Winter | B19 | 700 | 1667 | 0 | 64.25 | 63.57 | 0.01 | 0
2020 | MISO_W_2_MISO_WUMS | MISO_W | MISO_WUMS | Internal | Winter | B20 | 935 | 1667 | 0 | 57.89 | 56.85 | 0.01 | 0
2020 | MISO_W_2_NE | MISO_W | NE | Internal | Shoulder | B11 | 25 | 5289 | 0 | 77.23 | 72.23 | 7 | 0
2020 | MISO_W_2_NE | MISO_W | NE | Internal | Shoulder | B12 | 200 | 5289 | 0 | 65.23 | 60.23 | 7 | 0
2020 | MISO_W_2_NE | MISO_W | NE | Internal | Shoulder | B13 | 600 | 5289 | 0 | 63.22 | 58.22 | 7 | 0
2020 | MISO_W_2_NE | MISO_W | NE | Internal | Shoulder | B14 | 900 | 5289 | 0 | 61.32 | 56.32 | 7 | 0
2020 | MISO_W_2_NE | MISO_W | NE | Internal | Shoulder | B15 | 1203 | 5289 | 0 | 57.89 | 52.89 | 7 | 0
2020 | MISO_W_2_NE | MISO_W | NE | Internal | Summer | B1 | 10 | 5289 | 0 | 100.08 | 95.1 | 7 | 0
2020 | MISO_W_2_NE | MISO_W | NE | Internal | Summer | B2 | 25 | 5289 | 0 | 98.84 | 93.84 | 7 | 0
2020 | MISO_W_2_NE | MISO_W | NE | Internal | Summer | B3 | 75 | 5289 | 0 | 98.55 | 97.98 | 7 | 0
2020 | MISO_W_2_NE | MISO_W | NE | Internal | Summer | B4 | 100 | 5289 | 0 | 95.83 | 95.65 | 7 | 0
2020 | MISO_W_2_NE | MISO_W | NE | Internal | Summer | B5 | 200 | 5289 | 0 | 88.1 | 87.94 | 7 | 0
2020 | MISO_W_2_NE | MISO_W | NE | Internal | Summer | B6 | 300 | 5289 | 0 | 75.05 | 72.29 | 7 | 0
2020 | MISO_W_2_NE | MISO_W | NE | Internal | Summer | B7 | 400 | 5289 | 0 | 64.52 | 63.27 | 7 | 0
2020 | MISO_W_2_NE | MISO_W | NE | Internal | Summer | B8 | 500 | 5289 | 0 | 60.05 | 60.52 | 7 | 0
2020 | MISO_W_2_NE | MISO_W | NE | Internal | Summer | B9 | 800 | 5289 | 0 | 59.77 | 56.5 | 7 | 0
2020 | MISO_W_2_NE | MISO_W | NE | Internal | Summer | B10 | 1262 | 5289 | 0 | 56.77 | 51.77 | 7 | 0
2020 | MISO_W_2_NE | MISO_W | NE | Internal | Winter | B16 | 25 | 5289 | 0 | 78.83 | 72.49 | 7 | 0
2020 | MISO_W_2_NE | MISO_W | NE | Internal | Winter | B17 | 100 | 5289 | 0 | 70.27 | 65.25 | 7 | 0
2020 | MISO_W_2_NE | MISO_W | NE | Internal | Winter | B18 | 400 | 5289 | 0 | 65.39 | 60.39 | 7 | 0
2020 | MISO_W_2_NE | MISO_W | NE | Internal | Winter | B19 | 700 | 5289 | 0 | 64.25 | 59.25 | 7 | 0
2020 | MISO_W_2_NE | MISO_W | NE | Internal | Winter | B20 | 935 | 5289 | 0 | 57.89 | 52.89 | 7 | 0
2020 | MISO_W_2_PJM_ROR | MISO_W | PJM_ROR | Internal | Shoulder | B11 | 25 | 13193 | 0 | 77.23 | 75.24 | 2 | 0
2020 | MISO_W_2_PJM_ROR | MISO_W | PJM_ROR | Internal | Shoulder | B12 | 200 | 13193 | 909.59 | 65.23 | 67.23 | 2 | 0
2020 | MISO_W_2_PJM_ROR | MISO_W | PJM_ROR | Internal | Shoulder | B13 | 600 | 13193 | 0.04 | 63.22 | 65.21 | 2 | 0
2020 | MISO_W_2_PJM_ROR | MISO_W | PJM_ROR | Internal | Shoulder | B14 | 900 | 13193 | 0 | 61.32 | 62.34 | 2 | 0
2020 | MISO_W_2_PJM_ROR | MISO_W | PJM_ROR | Internal | Shoulder | B15 | 1203 | 13193 | 0 | 57.89 | 57.44 | 2 | 0
2020 | MISO_W_2_PJM_ROR | MISO_W | PJM_ROR | Internal | Summer | B1 | 10 | 13193 | 169.29 | 100.08 | 102.08 | 2 | 0
2020 | MISO_W_2_PJM_ROR | MISO_W | PJM_ROR | Internal | Summer | B2 | 25 | 13193 | 0 | 98.84 | 98.73 | 2 | 0
2020 | MISO_W_2_PJM_ROR | MISO_W | PJM_ROR | Internal | Summer | B3 | 75 | 13193 | 0 | 98.55 | 96.55 | 2 | 0
2020 | MISO_W_2_PJM_ROR | MISO_W | PJM_ROR | Internal | Summer | B4 | 100 | 13193 | 0 | 95.83 | 93.83 | 2 | 0
2020 | MISO_W_2_PJM_ROR | MISO_W | PJM_ROR | Internal | Summer | B5 | 200 | 13193 | 0 | 88.1 | 86.1 | 2 | 0
2020 | MISO_W_2_PJM_ROR | MISO_W | PJM_ROR | Internal | Summer | B6 | 300 | 13193 | 0 | 75.05 | 73.05 | 2 | 0
2020 | MISO_W_2_PJM_ROR | MISO_W | PJM_ROR | Internal | Summer | B7 | 400 | 13193 | 0 | 64.52 | 63 | 2 | 0
2020 | MISO_W_2_PJM_ROR | MISO_W | PJM_ROR | Internal | Summer | B8 | 500 | 13193 | 0 | 60.05 | 59.96 | 2 | 0
2020 | MISO_W_2_PJM_ROR | MISO_W | PJM_ROR | Internal | Summer | B9 | 800 | 13193 | 0 | 59.77 | 58.1 | 2 | 0
2020 | MISO_W_2_PJM_ROR | MISO_W | PJM_ROR | Internal | Summer | B10 | 1262 | 13193 | 0 | 56.77 | 54.77 | 2 | 0
2020 | MISO_W_2_PJM_ROR | MISO_W | PJM_ROR | Internal | Winter | B16 | 25 | 13193 | 7644.19 | 78.83 | 80.83 | 2 | 0
2020 | MISO_W_2_PJM_ROR | MISO_W | PJM_ROR | Internal | Winter | B17 | 100 | 13193 | 6881.78 | 70.27 | 72.27 | 2 | 0
2020 | MISO_W_2_PJM_ROR | MISO_W | PJM_ROR | Internal | Winter | B18 | 400 | 13193 | 2625.19 | 65.39 | 67.39 | 2 | 0
2020 | MISO_W_2_PJM_ROR | MISO_W | PJM_ROR | Internal | Winter | B19 | 700 | 13193 | 0 | 64.25 | 65.88 | 2 | 0
2020 | MISO_W_2_PJM_ROR | MISO_W | PJM_ROR | Internal | Winter | B20 | 935 | 13193 | 0 | 57.89 | 58.84 | 2 | 0
2020 | MISO_W_2_SPP_N | MISO_W | SPP_N | Internal | Shoulder | B11 | 25 | 3537 | 0 | 77.23 | 72.24 | 7 | 0
2020 | MISO_W_2_SPP_N | MISO_W | SPP_N | Internal | Shoulder | B12 | 200 | 3537 | 0 | 65.23 | 60.24 | 7 | 0
2020 | MISO_W_2_SPP_N | MISO_W | SPP_N | Internal | Shoulder | B13 | 600 | 3537 | 0 | 63.22 | 58.23 | 7 | 0
2020 | MISO_W_2_SPP_N | MISO_W | SPP_N | Internal | Shoulder | B14 | 900 | 3537 | 0 | 61.32 | 56.63 | 7 | 0
2020 | MISO_W_2_SPP_N | MISO_W | SPP_N | Internal | Shoulder | B15 | 1203 | 3537 | 0 | 57.89 | 52.9 | 7 | 0
2020 | MISO_W_2_SPP_N | MISO_W | SPP_N | Internal | Summer | B1 | 10 | 3537 | 0 | 100.08 | 95.08 | 7 | 0
2020 | MISO_W_2_SPP_N | MISO_W | SPP_N | Internal | Summer | B2 | 25 | 3537 | 0 | 98.84 | 93.85 | 7 | 0
2020 | MISO_W_2_SPP_N | MISO_W | SPP_N | Internal | Summer | B3 | 75 | 3537 | 0 | 98.55 | 97.99 | 7 | 0
2020 | MISO_W_2_SPP_N | MISO_W | SPP_N | Internal | Summer | B4 | 100 | 3537 | 0 | 95.83 | 95.66 | 7 | 0
2020 | MISO_W_2_SPP_N | MISO_W | SPP_N | Internal | Summer | B5 | 200 | 3537 | 0 | 88.1 | 87.95 | 7 | 0
2020 | MISO_W_2_SPP_N | MISO_W | SPP_N | Internal | Summer | B6 | 300 | 3537 | 0 | 75.05 | 72.3 | 7 | 0
2020 | MISO_W_2_SPP_N | MISO_W | SPP_N | Internal | Summer | B7 | 400 | 3537 | 0 | 64.52 | 63.28 | 7 | 0
2020 | MISO_W_2_SPP_N | MISO_W | SPP_N | Internal | Summer | B8 | 500 | 3537 | 0 | 60.05 | 61.03 | 7 | 0
2020 | MISO_W_2_SPP_N | MISO_W | SPP_N | Internal | Summer | B9 | 800 | 3537 | 0 | 59.77 | 58.87 | 7 | 0
2020 | MISO_W_2_SPP_N | MISO_W | SPP_N | Internal | Summer | B10 | 1262 | 3537 | 0 | 56.77 | 56.29 | 7 | 0
2020 | MISO_W_2_SPP_N | MISO_W | SPP_N | Internal | Winter | B16 | 25 | 3537 | 0 | 78.83 | 72.5 | 7 | 0
2020 | MISO_W_2_SPP_N | MISO_W | SPP_N | Internal | Winter | B17 | 100 | 3537 | 0 | 70.27 | 65.26 | 7 | 0
2020 | MISO_W_2_SPP_N | MISO_W | SPP_N | Internal | Winter | B18 | 400 | 3537 | 0 | 65.39 | 60.41 | 7 | 0
2020 | MISO_W_2_SPP_N | MISO_W | SPP_N | Internal | Winter | B19 | 700 | 3537 | 0 | 64.25 | 60.18 | 7 | 0
2020 | MISO_W_2_SPP_N | MISO_W | SPP_N | Internal | Winter | B20 | 935 | 3537 | 0 | 57.89 | 54.47 | 7 | 0
2020 | MISO_WUMS_2_MISO_MI | MISO_WUMS | MISO_MI | Internal | Shoulder | B11 | 25 | 787 | 562.55 | 73.24 | 73.25 | 0.01 | 0
2020 | MISO_WUMS_2_MISO_MI | MISO_WUMS | MISO_MI | Internal | Shoulder | B12 | 200 | 787 | 734.41 | 65.22 | 65.23 | 0.01 | 0
2020 | MISO_WUMS_2_MISO_MI | MISO_WUMS | MISO_MI | Internal | Shoulder | B13 | 600 | 787 | 0.04 | 63.21 | 63.21 | 0.01 | 0
2020 | MISO_WUMS_2_MISO_MI | MISO_WUMS | MISO_MI | Internal | Shoulder | B14 | 900 | 787 | 138.74 | 60.33 | 60.34 | 0.01 | 0
2020 | MISO_WUMS_2_MISO_MI | MISO_WUMS | MISO_MI | Internal | Shoulder | B15 | 1203 | 787 | 0.02 | 55.44 | 55.44 | 0.01 | 0
2020 | MISO_WUMS_2_MISO_MI | MISO_WUMS | MISO_MI | Internal | Summer | B1 | 10 | 787 | 0.74 | 100.07 | 100.06 | 0.01 | 0
2020 | MISO_WUMS_2_MISO_MI | MISO_WUMS | MISO_MI | Internal | Summer | B2 | 25 | 787 | 0.7 | 96.73 | 96.73 | 0.01 | 0
2020 | MISO_WUMS_2_MISO_MI | MISO_WUMS | MISO_MI | Internal | Summer | B3 | 75 | 787 | 594.47 | 94.55 | 94.56 | 0.01 | 0
2020 | MISO_WUMS_2_MISO_MI | MISO_WUMS | MISO_MI | Internal | Summer | B4 | 100 | 787 | 342.58 | 91.82 | 91.83 | 0.01 | 0
2020 | MISO_WUMS_2_MISO_MI | MISO_WUMS | MISO_MI | Internal | Summer | B5 | 200 | 787 | 787 | 70.91 | 74.11 | 0.01 | 3.19
2020 | MISO_WUMS_2_MISO_MI | MISO_WUMS | MISO_MI | Internal | Summer | B6 | 300 | 787 | 787 | 63.99 | 67.63 | 0.01 | 3.63
2020 | MISO_WUMS_2_MISO_MI | MISO_WUMS | MISO_MI | Internal | Summer | B7 | 400 | 787 | 209.45 | 60.99 | 61 | 0.01 | 0
2020 | MISO_WUMS_2_MISO_MI | MISO_WUMS | MISO_MI | Internal | Summer | B8 | 500 | 787 | 72.01 | 57.96 | 57.97 | 0.01 | 0
2020 | MISO_WUMS_2_MISO_MI | MISO_WUMS | MISO_MI | Internal | Summer | B9 | 800 | 787 | 0.01 | 56.13 | 56.12 | 0.01 | 0
2020 | MISO_WUMS_2_MISO_MI | MISO_WUMS | MISO_MI | Internal | Summer | B10 | 1262 | 787 | 229.19 | 52.77 | 52.78 | 0.01 | 0
2020 | MISO_WUMS_2_MISO_MI | MISO_WUMS | MISO_MI | Internal | Winter | B16 | 25 | 787 | 524.3 | 78.15 | 78.16 | 0.01 | 0
2020 | MISO_WUMS_2_MISO_MI | MISO_WUMS | MISO_MI | Internal | Winter | B17 | 100 | 787 | 711.57 | 70.25 | 70.26 | 0.01 | 0
2020 | MISO_WUMS_2_MISO_MI | MISO_WUMS | MISO_MI | Internal | Winter | B18 | 400 | 787 | 786.99 | 65.27 | 65.39 | 0.01 | 0.11
2020 | MISO_WUMS_2_MISO_MI | MISO_WUMS | MISO_MI | Internal | Winter | B19 | 700 | 787 | 0.01 | 63.57 | 63.56 | 0.01 | 0
2020 | MISO_WUMS_2_MISO_MI | MISO_WUMS | MISO_MI | Internal | Winter | B20 | 935 | 787 | 0.01 | 56.85 | 56.84 | 0.01 | 0
2020 | MISO_WUMS_2_MISO_W | MISO_WUMS | MISO_W | Internal | Shoulder | B11 | 25 | 1175 | 1175 | 73.24 | 77.23 | 0.01 | 3.98
2020 | MISO_WUMS_2_MISO_W | MISO_WUMS | MISO_W | Internal | Shoulder | B12 | 200 | 1175 | 1018.07 | 65.22 | 65.23 | 0.01 | 0
2020 | MISO_WUMS_2_MISO_W | MISO_WUMS | MISO_W | Internal | Shoulder | B13 | 600 | 1175 | 838.19 | 63.21 | 63.22 | 0.01 | 0
2020 | MISO_WUMS_2_MISO_W | MISO_WUMS | MISO_W | Internal | Shoulder | B14 | 900 | 1175 | 1175 | 60.33 | 61.32 | 0.01 | 0.98
2020 | MISO_WUMS_2_MISO_W | MISO_WUMS | MISO_W | Internal | Shoulder | B15 | 1203 | 1175 | 1175 | 55.44 | 57.89 | 0.01 | 2.44
2020 | MISO_WUMS_2_MISO_W | MISO_WUMS | MISO_W | Internal | Summer | B1 | 10 | 1175 | 577.23 | 100.07 | 100.08 | 0.01 | 0
2020 | MISO_WUMS_2_MISO_W | MISO_WUMS | MISO_W | Internal | Summer | B2 | 25 | 1175 | 1175 | 96.73 | 98.84 | 0.01 | 2.1
2020 | MISO_WUMS_2_MISO_W | MISO_WUMS | MISO_W | Internal | Summer | B3 | 75 | 1175 | 1175 | 94.55 | 98.55 | 0.01 | 3.99
2020 | MISO_WUMS_2_MISO_W | MISO_WUMS | MISO_W | Internal | Summer | B4 | 100 | 1175 | 1175 | 91.82 | 95.83 | 0.01 | 4
2020 | MISO_WUMS_2_MISO_W | MISO_WUMS | MISO_W | Internal | Summer | B5 | 200 | 1175 | 1175 | 70.91 | 88.1 | 0.01 | 17.18
2020 | MISO_WUMS_2_MISO_W | MISO_WUMS | MISO_W | Internal | Summer | B6 | 300 | 1175 | 1175 | 63.99 | 75.05 | 0.01 | 11.05
2020 | MISO_WUMS_2_MISO_W | MISO_WUMS | MISO_W | Internal | Summer | B7 | 400 | 1175 | 1175 | 60.99 | 64.52 | 0.01 | 3.51
2020 | MISO_WUMS_2_MISO_W | MISO_WUMS | MISO_W | Internal | Summer | B8 | 500 | 1175 | 1175 | 57.96 | 60.05 | 0.01 | 2.07
2020 | MISO_WUMS_2_MISO_W | MISO_WUMS | MISO_W | Internal | Summer | B9 | 800 | 1175 | 1175 | 56.13 | 59.77 | 0.01 | 3.63
2020 | MISO_WUMS_2_MISO_W | MISO_WUMS | MISO_W | Internal | Summer | B10 | 1262 | 1175 | 1175 | 52.77 | 56.77 | 0.01 | 3.99
2020 | MISO_WUMS_2_MISO_W | MISO_WUMS | MISO_W | Internal | Winter | B16 | 25 | 1175 | 1174.99 | 78.15 | 78.83 | 0.01 | 0.67
2020 | MISO_WUMS_2_MISO_W | MISO_WUMS | MISO_W | Internal | Winter | B17 | 100 | 1175 | 1174.85 | 70.25 | 70.27 | 0.01 | 0.01
2020 | MISO_WUMS_2_MISO_W | MISO_WUMS | MISO_W | Internal | Winter | B18 | 400 | 1175 | 1175 | 65.27 | 65.39 | 0.01 | 0.11
2020 | MISO_WUMS_2_MISO_W | MISO_WUMS | MISO_W | Internal | Winter | B19 | 700 | 1175 | 1175 | 63.57 | 64.25 | 0.01 | 0.67
2020 | MISO_WUMS_2_MISO_W | MISO_WUMS | MISO_W | Internal | Winter | B20 | 935 | 1175 | 1175 | 56.85 | 57.89 | 0.01 | 1.02
2020 | MISO_WUMS_2_PJM_ROR | MISO_WUMS | PJM_ROR | Internal | Shoulder | B11 | 25 | 1600 | 1461.01 | 73.24 | 75.24 | 2 | 0
2020 | MISO_WUMS_2_PJM_ROR | MISO_WUMS | PJM_ROR | Internal | Shoulder | B12 | 200 | 1600 | 1599.92 | 65.22 | 67.23 | 2 | 0.01
2020 | MISO_WUMS_2_PJM_ROR | MISO_WUMS | PJM_ROR | Internal | Shoulder | B13 | 600 | 1600 | 1599.85 | 63.21 | 65.21 | 2 | 0
2020 | MISO_WUMS_2_PJM_ROR | MISO_WUMS | PJM_ROR | Internal | Shoulder | B14 | 900 | 1600 | 1599.98 | 60.33 | 62.34 | 2 | 0.01
2020 | MISO_WUMS_2_PJM_ROR | MISO_WUMS | PJM_ROR | Internal | Shoulder | B15 | 1203 | 1600 | 798.12 | 55.44 | 57.44 | 2 | 0
2020 | MISO_WUMS_2_PJM_ROR | MISO_WUMS | PJM_ROR | Internal | Summer | B1 | 10 | 1600 | 1598.46 | 100.07 | 102.08 | 2 | 0.01
2020 | MISO_WUMS_2_PJM_ROR | MISO_WUMS | PJM_ROR | Internal | Summer | B2 | 25 | 1600 | 659.24 | 96.73 | 98.73 | 2 | 0
2020 | MISO_WUMS_2_PJM_ROR | MISO_WUMS | PJM_ROR | Internal | Summer | B3 | 75 | 1600 | 627.04 | 94.55 | 96.55 | 2 | 0
2020 | MISO_WUMS_2_PJM_ROR | MISO_WUMS | PJM_ROR | Internal | Summer | B4 | 100 | 1600 | 1599.82 | 91.82 | 93.83 | 2 | 0.01
2020 | MISO_WUMS_2_PJM_ROR | MISO_WUMS | PJM_ROR | Internal | Summer | B5 | 200 | 1600 | 1600 | 70.91 | 86.1 | 2 | 13.19
2020 | MISO_WUMS_2_PJM_ROR | MISO_WUMS | PJM_ROR | Internal | Summer | B6 | 300 | 1600 | 1600 | 63.99 | 73.05 | 2 | 7.07
2020 | MISO_WUMS_2_PJM_ROR | MISO_WUMS | PJM_ROR | Internal | Summer | B7 | 400 | 1600 | 1599.95 | 60.99 | 63 | 2 | 0.01
2020 | MISO_WUMS_2_PJM_ROR | MISO_WUMS | PJM_ROR | Internal | Summer | B8 | 500 | 1600 | 1529.11 | 57.96 | 59.96 | 2 | 0
2020 | MISO_WUMS_2_PJM_ROR | MISO_WUMS | PJM_ROR | Internal | Summer | B9 | 800 | 1600 | 0.01 | 56.13 | 58.1 | 2 | 0
2020 | MISO_WUMS_2_PJM_ROR | MISO_WUMS | PJM_ROR | Internal | Summer | B10 | 1262 | 1600 | 751.52 | 52.77 | 54.77 | 2 | 0
2020 | MISO_WUMS_2_PJM_ROR | MISO_WUMS | PJM_ROR | Internal | Winter | B16 | 25 | 1600 | 1599.99 | 78.15 | 80.83 | 2 | 0.68
2020 | MISO_WUMS_2_PJM_ROR | MISO_WUMS | PJM_ROR | Internal | Winter | B17 | 100 | 1600 | 1599.92 | 70.25 | 72.27 | 2 | 0.02
2020 | MISO_WUMS_2_PJM_ROR | MISO_WUMS | PJM_ROR | Internal | Winter | B18 | 400 | 1600 | 1600 | 65.27 | 67.39 | 2 | 0.12
2020 | MISO_WUMS_2_PJM_ROR | MISO_WUMS | PJM_ROR | Internal | Winter | B19 | 700 | 1600 | 1600 | 63.57 | 65.88 | 2 | 0.31
2020 | MISO_WUMS_2_PJM_ROR | MISO_WUMS | PJM_ROR | Internal | Winter | B20 | 935 | 1600 | 0.02 | 56.85 | 58.84 | 2 | 0
2020 | NE_2_MAPP_US | NE | MAPP_US | Internal | Shoulder | B11 | 25 | 1600 | 0 | 72.23 | 70.23 | 5 | 0
2020 | NE_2_MAPP_US | NE | MAPP_US | Internal | Shoulder | B12 | 200 | 1600 | 0 | 60.23 | 58.23 | 5 | 0
2020 | NE_2_MAPP_US | NE | MAPP_US | Internal | Shoulder | B13 | 600 | 1600 | 0 | 58.22 | 57.89 | 5 | 0
2020 | NE_2_MAPP_US | NE | MAPP_US | Internal | Shoulder | B14 | 900 | 1600 | 0 | 56.32 | 57.89 | 5 | 0
2020 | NE_2_MAPP_US | NE | MAPP_US | Internal | Shoulder | B15 | 1203 | 1600 | 153.53 | 52.89 | 57.89 | 5 | 0
2020 | NE_2_MAPP_US | NE | MAPP_US | Internal | Summer | B1 | 10 | 1600 | 0 | 95.1 | 93.08 | 5 | 0
2020 | NE_2_MAPP_US | NE | MAPP_US | Internal | Summer | B2 | 25 | 1600 | 0 | 93.84 | 91.84 | 5 | 0
2020 | NE_2_MAPP_US | NE | MAPP_US | Internal | Summer | B3 | 75 | 1600 | 0 | 97.98 | 91.55 | 5 | 0
2020 | NE_2_MAPP_US | NE | MAPP_US | Internal | Summer | B4 | 100 | 1600 | 0 | 95.65 | 88.83 | 5 | 0
2020 | NE_2_MAPP_US | NE | MAPP_US | Internal | Summer | B5 | 200 | 1600 | 0 | 87.94 | 81.1 | 5 | 0
2020 | NE_2_MAPP_US | NE | MAPP_US | Internal | Summer | B6 | 300 | 1600 | 0 | 72.29 | 68.05 | 5 | 0
2020 | NE_2_MAPP_US | NE | MAPP_US | Internal | Summer | B7 | 400 | 1600 | 0 | 63.27 | 57.52 | 5 | 0
2020 | NE_2_MAPP_US | NE | MAPP_US | Internal | Summer | B8 | 500 | 1600 | 0 | 60.52 | 54.65 | 5 | 0
2020 | NE_2_MAPP_US | NE | MAPP_US | Internal | Summer | B9 | 800 | 1600 | 0 | 56.5 | 54.65 | 5 | 0
2020 | NE_2_MAPP_US | NE | MAPP_US | Internal | Summer | B10 | 1262 | 1600 | 0 | 51.77 | 54.65 | 5 | 0
2020 | NE_2_MAPP_US | NE | MAPP_US | Internal | Winter | B16 | 25 | 1600 | 0 | 72.49 | 71.83 | 5 | 0
2020 | NE_2_MAPP_US | NE | MAPP_US | Internal | Winter | B17 | 100 | 1600 | 0 | 65.25 | 63.27 | 5 | 0
2020 | NE_2_MAPP_US | NE | MAPP_US | Internal | Winter | B18 | 400 | 1600 | 0 | 60.39 | 58.39 | 5 | 0
2020 | NE_2_MAPP_US | NE | MAPP_US | Internal | Winter | B19 | 700 | 1600 | 0 | 59.25 | 58.39 | 5 | 0
2020 | NE_2_MAPP_US | NE | MAPP_US | Internal | Winter | B20 | 935 | 1600 | 184.31 | 52.89 | 57.89 | 5 | 0
2020 | NE_2_MISO_W | NE | MISO_W | Internal | Shoulder | B11 | 25 | 4089 | 667.43 | 72.23 | 77.23 | 5 | 0
2020 | NE_2_MISO_W | NE | MISO_W | Internal | Shoulder | B12 | 200 | 4089 | 1263.31 | 60.23 | 65.23 | 5 | 0
2020 | NE_2_MISO_W | NE | MISO_W | Internal | Shoulder | B13 | 600 | 4089 | 955.21 | 58.22 | 63.22 | 5 | 0
2020 | NE_2_MISO_W | NE | MISO_W | Internal | Shoulder | B14 | 900 | 4089 | 983.6 | 56.32 | 61.32 | 5 | 0
2020 | NE_2_MISO_W | NE | MISO_W | Internal | Shoulder | B15 | 1203 | 4089 | 2688.01 | 52.89 | 57.89 | 5 | 0
2020 | NE_2_MISO_W | NE | MISO_W | Internal | Summer | B1 | 10 | 4089 | 1.45 | 95.1 | 100.08 | 5 | 0
2020 | NE_2_MISO_W | NE | MISO_W | Internal | Summer | B2 | 25 | 4089 | 235.42 | 93.84 | 98.84 | 5 | 0
2020 | NE_2_MISO_W | NE | MISO_W | Internal | Summer | B3 | 75 | 4089 | 0 | 97.98 | 98.55 | 5 | 0
2020 | NE_2_MISO_W | NE | MISO_W | Internal | Summer | B4 | 100 | 4089 | 0 | 95.65 | 95.83 | 5 | 0
2020 | NE_2_MISO_W | NE | MISO_W | Internal | Summer | B5 | 200 | 4089 | 0 | 87.94 | 88.1 | 5 | 0
2020 | NE_2_MISO_W | NE | MISO_W | Internal | Summer | B6 | 300 | 4089 | 0 | 72.29 | 75.05 | 5 | 0
2020 | NE_2_MISO_W | NE | MISO_W | Internal | Summer | B7 | 400 | 4089 | 0 | 63.27 | 64.52 | 5 | 0
2020 | NE_2_MISO_W | NE | MISO_W | Internal | Summer | B8 | 500 | 4089 | 0 | 60.52 | 60.05 | 5 | 0
2020 | NE_2_MISO_W | NE | MISO_W | Internal | Summer | B9 | 800 | 4089 | 0 | 56.5 | 59.77 | 5 | 0
2020 | NE_2_MISO_W | NE | MISO_W | Internal | Summer | B10 | 1262 | 4089 | 355.89 | 51.77 | 56.77 | 5 | 0
2020 | NE_2_MISO_W | NE | MISO_W | Internal | Winter | B16 | 25 | 4089 | 4088.99 | 72.49 | 78.83 | 5 | 1.34
2020 | NE_2_MISO_W | NE | MISO_W | Internal | Winter | B17 | 100 | 4089 | 4088.92 | 65.25 | 70.27 | 5 | 0.02
2020 | NE_2_MISO_W | NE | MISO_W | Internal | Winter | B18 | 400 | 4089 | 2799.03 | 60.39 | 65.39 | 5 | 0
2020 | NE_2_MISO_W | NE | MISO_W | Internal | Winter | B19 | 700 | 4089 | 1359.79 | 59.25 | 64.25 | 5 | 0
2020 | NE_2_MISO_W | NE | MISO_W | Internal | Winter | B20 | 935 | 4089 | 1778.95 | 52.89 | 57.89 | 5 | 0
2020 | NE_2_SPP_N | NE | SPP_N | Internal | Shoulder | B11 | 25 | 1960 | 384.71 | 72.23 | 72.24 | 0.01 | 0
2020 | NE_2_SPP_N | NE | SPP_N | Internal | Shoulder | B12 | 200 | 1960 | 615.44 | 60.23 | 60.24 | 0.01 | 0
2020 | NE_2_SPP_N | NE | SPP_N | Internal | Shoulder | B13 | 600 | 1960 | 1532.33 | 58.22 | 58.23 | 0.01 | 0
2020 | NE_2_SPP_N | NE | SPP_N | Internal | Shoulder | B14 | 900 | 1960 | 1960 | 56.32 | 56.63 | 0.01 | 0.3
2020 | NE_2_SPP_N | NE | SPP_N | Internal | Shoulder | B15 | 1203 | 1960 | 738.59 | 52.89 | 52.9 | 0.01 | 0
2020 | NE_2_SPP_N | NE | SPP_N | Internal | Summer | B1 | 10 | 1960 | 0.75 | 95.1 | 95.08 | 0.01 | 0
2020 | NE_2_SPP_N | NE | SPP_N | Internal | Summer | B2 | 25 | 1960 | 945.42 | 93.84 | 93.85 | 0.01 | 0
2020 | NE_2_SPP_N | NE | SPP_N | Internal | Summer | B3 | 75 | 1960 | 381.5 | 97.98 | 97.99 | 0.01 | 0
2020 | NE_2_SPP_N | NE | SPP_N | Internal | Summer | B4 | 100 | 1960 | 232.15 | 95.65 | 95.66 | 0.01 | 0
2020 | NE_2_SPP_N | NE | SPP_N | Internal | Summer | B5 | 200 | 1960 | 536.74 | 87.94 | 87.95 | 0.01 | 0
2020 | NE_2_SPP_N | NE | SPP_N | Internal | Summer | B6 | 300 | 1960 | 575.36 | 72.29 | 72.3 | 0.01 | 0
2020 | NE_2_SPP_N | NE | SPP_N | Internal | Summer | B7 | 400 | 1960 | 938.13 | 63.27 | 63.28 | 0.01 | 0
2020 | NE_2_SPP_N | NE | SPP_N | Internal | Summer | B8 | 500 | 1960 | 1960 | 60.52 | 61.03 | 0.01 | 0.5
2020 | NE_2_SPP_N | NE | SPP_N | Internal | Summer | B9 | 800 | 1960 | 1960 | 56.5 | 58.87 | 0.01 | 2.35
2020 | NE_2_SPP_N | NE | SPP_N | Internal | Summer | B10 | 1262 | 1960 | 1960 | 51.77 | 56.29 | 0.01 | 4.51
2020 | NE_2_SPP_N | NE | SPP_N | Internal | Winter | B16 | 25 | 1960 | 1163.14 | 72.49 | 72.5 | 0.01 | 0
2020 | NE_2_SPP_N | NE | SPP_N | Internal | Winter | B17 | 100 | 1960 | 50.31 | 65.25 | 65.26 | 0.01 | 0
2020 | NE_2_SPP_N | NE | SPP_N | Internal | Winter | B18 | 400 | 1960 | 848.48 | 60.39 | 60.41 | 0.01 | 0
2020 | NE_2_SPP_N | NE | SPP_N | Internal | Winter | B19 | 700 | 1960 | 1960 | 59.25 | 60.18 | 0.01 | 0.92
2020 | NE_2_SPP_N | NE | SPP_N | Internal | Winter | B20 | 935 | 1960 | 1960 | 52.89 | 54.47 | 0.01 | 1.57
2020 | NEISO_2_NYISO_A-F | NEISO | NYISO_A-F | Internal | Shoulder | B11 | 25 | 600 | 600 | 58.61 | 67.11 | 3 | 5.5
2020 | NEISO_2_NYISO_A-F | NEISO | NYISO_A-F | Internal | Shoulder | B12 | 200 | 600 | 0.04 | 58.61 | 61.59 | 3 | 0
2020 | NEISO_2_NYISO_A-F | NEISO | NYISO_A-F | Internal | Shoulder | B13 | 600 | 600 | 0.02 | 58.13 | 61.11 | 3 | 0
2020 | NEISO_2_NYISO_A-F | NEISO | NYISO_A-F | Internal | Shoulder | B14 | 900 | 600 | 0 | 58.13 | 59.72 | 3 | 0
2020 | NEISO_2_NYISO_A-F | NEISO | NYISO_A-F | Internal | Shoulder | B15 | 1203 | 600 | 0 | 58.13 | 59.72 | 3 | 0
2020 | NEISO_2_NYISO_A-F | NEISO | NYISO_A-F | Internal | Summer | B1 | 10 | 600 | 0 | 105.12 | 94.1 | 3 | 0
2020 | NEISO_2_NYISO_A-F | NEISO | NYISO_A-F | Internal | Summer | B2 | 25 | 600 | 0 | 90.03 | 90.74 | 3 | 0
2020 | NEISO_2_NYISO_A-F | NEISO | NYISO_A-F | Internal | Summer | B3 | 75 | 600 | 56.46 | 77.65 | 80.65 | 3 | 0
2020 | NEISO_2_NYISO_A-F | NEISO | NYISO_A-F | Internal | Summer | B4 | 100 | 600 | 296.29 | 76.34 | 79.34 | 3 | 0
2020 | NEISO_2_NYISO_A-F | NEISO | NYISO_A-F | Internal | Summer | B5 | 200 | 600 | 600 | 55.73 | 71.29 | 3 | 12.56
2020 | NEISO_2_NYISO_A-F | NEISO | NYISO_A-F | Internal | Summer | B6 | 300 | 600 | 600 | 55.73 | 65.04 | 3 | 6.31
2020 | NEISO_2_NYISO_A-F | NEISO | NYISO_A-F | Internal | Summer | B7 | 400 | 600 | 600 | 55.73 | 59.39 | 3 | 0.66
2020 | NEISO_2_NYISO_A-F | NEISO | NYISO_A-F | Internal | Summer | B8 | 500 | 600 | 0.04 | 55.73 | 58.72 | 3 | 0
2020 | NEISO_2_NYISO_A-F | NEISO | NYISO_A-F | Internal | Summer | B9 | 800 | 600 | 0.01 | 55.73 | 58.71 | 3 | 0
2020 | NEISO_2_NYISO_A-F | NEISO | NYISO_A-F | Internal | Summer | B10 | 1262 | 600 | 0 | 55.73 | 58.71 | 3 | 0
2020 | NEISO_2_NYISO_A-F | NEISO | NYISO_A-F | Internal | Winter | B16 | 25 | 600 | 0.01 | 67.54 | 69.75 | 3 | 0
2020 | NEISO_2_NYISO_A-F | NEISO | NYISO_A-F | Internal | Winter | B17 | 100 | 600 | 0 | 67.54 | 64.54 | 3 | 0
2020 | NEISO_2_NYISO_A-F | NEISO | NYISO_A-F | Internal | Winter | B18 | 400 | 600 | 0 | 66.5 | 63.5 | 3 | 0
2020 | NEISO_2_NYISO_A-F | NEISO | NYISO_A-F | Internal | Winter | B19 | 700 | 600 | 0 | 66.5 | 63.5 | 3 | 0
2020 | NEISO_2_NYISO_A-F | NEISO | NYISO_A-F | Internal | Winter | B20 | 935 | 600 | 0 | 66.5 | 63.5 | 3 | 0
2020 | NEISO_2_NYISO_G-I | NEISO | NYISO_G-I | Internal | Shoulder | B11 | 25 | 600 | 600 | 58.61 | 67.12 | 3 | 5.51
2020 | NEISO_2_NYISO_G-I | NEISO | NYISO_G-I | Internal | Shoulder | B12 | 200 | 600 | 0.09 | 58.61 | 61.6 | 3 | 0
2020 | NEISO_2_NYISO_G-I | NEISO | NYISO_G-I | Internal | Shoulder | B13 | 600 | 600 | 0.03 | 58.13 | 61.12 | 3 | 0
2020 | NEISO_2_NYISO_G-I | NEISO | NYISO_G-I | Internal | Shoulder | B14 | 900 | 600 | 0 | 58.13 | 59.73 | 3 | 0
2020 | NEISO_2_NYISO_G-I | NEISO | NYISO_G-I | Internal | Shoulder | B15 | 1203 | 600 | 0 | 58.13 | 59.73 | 3 | 0
2020 | NEISO_2_NYISO_G-I | NEISO | NYISO_G-I | Internal | Summer | B1 | 10 | 600 | 1.62 | 105.12 | 108.11 | 3 | 0
2020 | NEISO_2_NYISO_G-I | NEISO | NYISO_G-I | Internal | Summer | B2 | 25 | 600 | 0.61 | 90.03 | 93.02 | 3 | 0
2020 | NEISO_2_NYISO_G-I | NEISO | NYISO_G-I | Internal | Summer | B3 | 75 | 600 | 600 | 77.65 | 82.05 | 3 | 1.4
2020 | NEISO_2_NYISO_G-I | NEISO | NYISO_G-I | Internal | Summer | B4 | 100 | 600 | 599.84 | 76.34 | 79.36 | 3 | 0.01
2020 | NEISO_2_NYISO_G-I | NEISO | NYISO_G-I | Internal | Summer | B5 | 200 | 600 | 600 | 55.73 | 78.1 | 3 | 19.37
2020 | NEISO_2_NYISO_G-I | NEISO | NYISO_G-I | Internal | Summer | B6 | 300 | 600 | 600 | 55.73 | 65.05 | 3 | 6.32
2020 | NEISO_2_NYISO_G-I | NEISO | NYISO_G-I | Internal | Summer | B7 | 400 | 600 | 600 | 55.73 | 59.4 | 3 | 0.67
2020 | NEISO_2_NYISO_G-I | NEISO | NYISO_G-I | Internal | Summer | B8 | 500 | 600 | 343.49 | 55.73 | 58.73 | 3 | 0
2020 | NEISO_2_NYISO_G-I | NEISO | NYISO_G-I | Internal | Summer | B9 | 800 | 600 | 0.02 | 55.73 | 58.72 | 3 | 0
2020 | NEISO_2_NYISO_G-I | NEISO | NYISO_G-I | Internal | Summer | B10 | 1262 | 600 | 0.01 | 55.73 | 58.72 | 3 | 0
2020 | NEISO_2_NYISO_G-I | NEISO | NYISO_G-I | Internal | Winter | B16 | 25 | 600 | 600 | 67.54 | 72.83 | 3 | 2.29
2020 | NEISO_2_NYISO_G-I | NEISO | NYISO_G-I | Internal | Winter | B17 | 100 | 600 | 0.15 | 67.54 | 70.53 | 3 | 0
2020 | NEISO_2_NYISO_G-I | NEISO | NYISO_G-I | Internal | Winter | B18 | 400 | 600 | 0 | 66.5 | 66.89 | 3 | 0
2020 | NEISO_2_NYISO_G-I | NEISO | NYISO_G-I | Internal | Winter | B19 | 700 | 600 | 0 | 66.5 | 66.89 | 3 | 0
2020 | NEISO_2_NYISO_G-I | NEISO | NYISO_G-I | Internal | Winter | B20 | 935 | 600 | 0 | 66.5 | 63.51 | 3 | 0
2020 | NEISO_2_NYISO_J-K | NEISO | NYISO_J-K | Internal | Shoulder | B11 | 25 | 745 | 745 | 58.61 | 67.13 | 3 | 5.52
2020 | NEISO_2_NYISO_J-K | NEISO | NYISO_J-K | Internal | Shoulder | B12 | 200 | 745 | 353 | 58.61 | 61.61 | 3 | 0
2020 | NEISO_2_NYISO_J-K | NEISO | NYISO_J-K | Internal | Shoulder | B13 | 600 | 745 | 188.12 | 58.13 | 61.13 | 3 | 0
2020 | NEISO_2_NYISO_J-K | NEISO | NYISO_J-K | Internal | Shoulder | B14 | 900 | 745 | 0 | 58.13 | 59.75 | 3 | 0
2020 | NEISO_2_NYISO_J-K | NEISO | NYISO_J-K | Internal | Shoulder | B15 | 1203 | 745 | 0 | 58.13 | 59.75 | 3 | 0
2020 | NEISO_2_NYISO_J-K | NEISO | NYISO_J-K | Internal | Summer | B1 | 10 | 745 | 462.21 | 105.12 | 108.12 | 3 | 0
2020 | NEISO_2_NYISO_J-K | NEISO | NYISO_J-K | Internal | Summer | B2 | 25 | 745 | 281.99 | 90.03 | 93.03 | 3 | 0
2020 | NEISO_2_NYISO_J-K | NEISO | NYISO_J-K | Internal | Summer | B3 | 75 | 745 | 745 | 77.65 | 82.06 | 3 | 1.42
2020 | NEISO_2_NYISO_J-K | NEISO | NYISO_J-K | Internal | Summer | B4 | 100 | 745 | 744.92 | 76.34 | 79.37 | 3 | 0.02
2020 | NEISO_2_NYISO_J-K | NEISO | NYISO_J-K | Internal | Summer | B5 | 200 | 745 | 745 | 55.73 | 79.37 | 3 | 20.64
2020 | NEISO_2_NYISO_J-K | NEISO | NYISO_J-K | Internal | Summer | B6 | 300 | 745 | 745 | 55.73 | 65.07 | 3 | 6.34
2020 | NEISO_2_NYISO_J-K | NEISO | NYISO_J-K | Internal | Summer | B7 | 400 | 745 | 745 | 55.73 | 59.41 | 3 | 0.68
2020 | NEISO_2_NYISO_J-K | NEISO | NYISO_J-K | Internal | Summer | B8 | 500 | 745 | 744.96 | 55.73 | 58.74 | 3 | 0.01
2020 | NEISO_2_NYISO_J-K | NEISO | NYISO_J-K | Internal | Summer | B9 | 800 | 745 | 239.84 | 55.73 | 58.73 | 3 | 0
2020 | NEISO_2_NYISO_J-K | NEISO | NYISO_J-K | Internal | Summer | B10 | 1262 | 745 | 104.62 | 55.73 | 58.73 | 3 | 0
2020 | NEISO_2_NYISO_J-K | NEISO | NYISO_J-K | Internal | Winter | B16 | 25 | 745 | 745 | 67.54 | 72.84 | 3 | 2.3
2020 | NEISO_2_NYISO_J-K | NEISO | NYISO_J-K | Internal | Winter | B17 | 100 | 745 | 225.16 | 67.54 | 70.54 | 3 | 0
2020 | NEISO_2_NYISO_J-K | NEISO | NYISO_J-K | Internal | Winter | B18 | 400 | 745 | 95.45 | 66.5 | 69.5 | 3 | 0
2020 | NEISO_2_NYISO_J-K | NEISO | NYISO_J-K | Internal | Winter | B19 | 700 | 745 | 0 | 66.5 | 69.22 | 3 | 0
2020 | NEISO_2_NYISO_J-K | NEISO | NYISO_J-K | Internal | Winter | B20 | 935 | 745 | 0 | 66.5 | 63.52 | 3 | 0
2020 | NonRTO_Midwest_2_MISO_IN | NonRTO_Midwest | MISO_IN | Internal | Shoulder | B11 | 25 | 4450 | 0 | 81.24 | 73.24 | 8 | 0
2020 | NonRTO_Midwest_2_MISO_IN | NonRTO_Midwest | MISO_IN | Internal | Shoulder | B12 | 200 | 4450 | 0 | 73.22 | 65.22 | 8 | 0
2020 | NonRTO_Midwest_2_MISO_IN | NonRTO_Midwest | MISO_IN | Internal | Shoulder | B13 | 600 | 4450 | 0 | 66.73 | 63.2 | 8 | 0
2020 | NonRTO_Midwest_2_MISO_IN | NonRTO_Midwest | MISO_IN | Internal | Shoulder | B14 | 900 | 4450 | 0 | 59.28 | 60.33 | 8 | 0
2020 | NonRTO_Midwest_2_MISO_IN | NonRTO_Midwest | MISO_IN | Internal | Shoulder | B15 | 1203 | 4450 | 0 | 56.47 | 55.42 | 8 | 0
2020 | NonRTO_Midwest_2_MISO_IN | NonRTO_Midwest | MISO_IN | Internal | Summer | B1 | 10 | 4450 | 0 | 103.87 | 100.05 | 8 | 0
2020 | NonRTO_Midwest_2_MISO_IN | NonRTO_Midwest | MISO_IN | Internal | Summer | B2 | 25 | 4450 | 0 | 103.87 | 96.72 | 8 | 0
2020 | NonRTO_Midwest_2_MISO_IN | NonRTO_Midwest | MISO_IN | Internal | Summer | B3 | 75 | 4450 | 0 | 102.55 | 94.55 | 8 | 0
2020 | NonRTO_Midwest_2_MISO_IN | NonRTO_Midwest | MISO_IN | Internal | Summer | B4 | 100 | 4450 | 0 | 99.82 | 91.82 | 8 | 0
2020 | NonRTO_Midwest_2_MISO_IN | NonRTO_Midwest | MISO_IN | Internal | Summer | B5 | 200 | 4450 | 0 | 82.1 | 74.1 | 8 | 0
2020 | NonRTO_Midwest_2_MISO_IN | NonRTO_Midwest | MISO_IN | Internal | Summer | B6 | 300 | 4450 | 0 | 75.61 | 67.61 | 8 | 0
2020 | NonRTO_Midwest_2_MISO_IN | NonRTO_Midwest | MISO_IN | Internal | Summer | B7 | 400 | 4450 | 0 | 59.28 | 60.99 | 8 | 0
2020 | NonRTO_Midwest_2_MISO_IN | NonRTO_Midwest | MISO_IN | Internal | Summer | B8 | 500 | 4450 | 0 | 59.23 | 57.96 | 8 | 0
2020 | NonRTO_Midwest_2_MISO_IN | NonRTO_Midwest | MISO_IN | Internal | Summer | B9 | 800 | 4450 | 0 | 57.17 | 56.1 | 8 | 0
2020 | NonRTO_Midwest_2_MISO_IN | NonRTO_Midwest | MISO_IN | Internal | Summer | B10 | 1262 | 4450 | 0 | 56.25 | 52.77 | 8 | 0
2020 | NonRTO_Midwest_2_MISO_IN | NonRTO_Midwest | MISO_IN | Internal | Winter | B16 | 25 | 4450 | 0 | 86.15 | 78.15 | 8 | 0
2020 | NonRTO_Midwest_2_MISO_IN | NonRTO_Midwest | MISO_IN | Internal | Winter | B17 | 100 | 4450 | 0 | 78.25 | 70.25 | 8 | 0
2020 | NonRTO_Midwest_2_MISO_IN | NonRTO_Midwest | MISO_IN | Internal | Winter | B18 | 400 | 4450 | 0 | 73.38 | 65.38 | 8 | 0
2020 | NonRTO_Midwest_2_MISO_IN | NonRTO_Midwest | MISO_IN | Internal | Winter | B19 | 700 | 4450 | 0 | 59.51 | 63.55 | 8 | 0
2020 | NonRTO_Midwest_2_MISO_IN | NonRTO_Midwest | MISO_IN | Internal | Winter | B20 | 935 | 4450 | 0 | 59.23 | 56.83 | 8 | 0
2020 | NonRTO_Midwest_2_TVA_Transmission | NonRTO_Midwest | TVA_Transmission | Internal | Shoulder | B11 | 25 | 2400 | 0 | 81.24 | 80.17 | 8 | 0
2020 | NonRTO_Midwest_2_TVA_Transmission | NonRTO_Midwest | TVA_Transmission | Internal | Shoulder | B12 | 200 | 2400 | 0 | 73.22 | 68.64 | 8 | 0
2020 | NonRTO_Midwest_2_TVA_Transmission | NonRTO_Midwest | TVA_Transmission | Internal | Shoulder | B13 | 600 | 2400 | 0 | 66.73 | 66.49 | 8 | 0
2020 | NonRTO_Midwest_2_TVA_Transmission | NonRTO_Midwest | TVA_Transmission | Internal | Shoulder | B14 | 900 | 2400 | 0 | 59.28 | 65.1 | 8 | 0
2020 | NonRTO_Midwest_2_TVA_Transmission | NonRTO_Midwest | TVA_Transmission | Internal | Shoulder | B15 | 1203 | 2400 | 0 | 56.47 | 63.44 | 8 | 0
2020 | NonRTO_Midwest_2_TVA_Transmission | NonRTO_Midwest | TVA_Transmission | Internal | Summer | B1 | 10 | 2400 | 0 | 103.87 | 108.08 | 8 | 0
2020 | NonRTO_Midwest_2_TVA_Transmission | NonRTO_Midwest | TVA_Transmission | Internal | Summer | B2 | 25 | 2400 | 0 | 103.87 | 105.29 | 8 | 0
2020 | NonRTO_Midwest_2_TVA_Transmission | NonRTO_Midwest | TVA_Transmission | Internal | Summer | B3 | 75 | 2400 | 0 | 102.55 | 102.55 | 8 | 0
2020 | NonRTO_Midwest_2_TVA_Transmission | NonRTO_Midwest | TVA_Transmission | Internal | Summer | B4 | 100 | 2400 | 0 | 99.82 | 99.83 | 8 | 0
2020 | NonRTO_Midwest_2_TVA_Transmission | NonRTO_Midwest | TVA_Transmission | Internal | Summer | B5 | 200 | 2400 | 1222.25 | 82.1 | 90.1 | 8 | 0
2020 | NonRTO_Midwest_2_TVA_Transmission | NonRTO_Midwest | TVA_Transmission | Internal | Summer | B6 | 300 | 2400 | 0 | 75.61 | 77.96 | 8 | 0
2020 | NonRTO_Midwest_2_TVA_Transmission | NonRTO_Midwest | TVA_Transmission | Internal | Summer | B7 | 400 | 2400 | 131.88 | 59.28 | 67.28 | 8 | 0
2020 | NonRTO_Midwest_2_TVA_Transmission | NonRTO_Midwest | TVA_Transmission | Internal | Summer | B8 | 500 | 2400 | 0 | 59.23 | 64.46 | 8 | 0
2020 | NonRTO_Midwest_2_TVA_Transmission | NonRTO_Midwest | TVA_Transmission | Internal | Summer | B9 | 800 | 2400 | 0 | 57.17 | 63.3 | 8 | 0
2020 | NonRTO_Midwest_2_TVA_Transmission | NonRTO_Midwest | TVA_Transmission | Internal | Summer | B10 | 1262 | 2400 | 0 | 56.25 | 58.52 | 8 | 0
2020 | NonRTO_Midwest_2_TVA_Transmission | NonRTO_Midwest | TVA_Transmission | Internal | Winter | B16 | 25 | 2400 | 0 | 86.15 | 85.5 | 8 | 0
2020 | NonRTO_Midwest_2_TVA_Transmission | NonRTO_Midwest | TVA_Transmission | Internal | Winter | B17 | 100 | 2400 | 0 | 78.25 | 73.04 | 8 | 0
2020 | NonRTO_Midwest_2_TVA_Transmission | NonRTO_Midwest | TVA_Transmission | Internal | Winter | B18 | 400 | 2400 | 0 | 73.38 | 69.34 | 8 | 0
2020 | NonRTO_Midwest_2_TVA_Transmission | NonRTO_Midwest | TVA_Transmission | Internal | Winter | B19 | 700 | 2400 | 0 | 59.51 | 67 | 8 | 0
2020 | NonRTO_Midwest_2_TVA_Transmission | NonRTO_Midwest | TVA_Transmission | Internal | Winter | B20 | 935 | 2400 | 0 | 59.23 | 64.84 | 8 | 0
2020 | NYISO_A-F_2_IESO | NYISO_A-F | IESO | Internal | Shoulder | B11 | 25 | 1600 | 0 | 67.11 | 45.55 | 7 | 0
2020 | NYISO_A-F_2_IESO | NYISO_A-F | IESO | Internal | Shoulder | B12 | 200 | 1600 | 0 | 61.59 | 45.55 | 7 | 0
2020 | NYISO_A-F_2_IESO | NYISO_A-F | IESO | Internal | Shoulder | B13 | 600 | 1600 | 0 | 61.11 | 45.55 | 7 | 0
2020 | NYISO_A-F_2_IESO | NYISO_A-F | IESO | Internal | Shoulder | B14 | 900 | 1600 | 0 | 59.72 | 45.55 | 7 | 0
2020 | NYISO_A-F_2_IESO | NYISO_A-F | IESO | Internal | Shoulder | B15 | 1203 | 1600 | 0 | 59.72 | 45.55 | 7 | 0
2020 | NYISO_A-F_2_IESO | NYISO_A-F | IESO | Internal | Summer | B1 | 10 | 1600 | 0 | 94.1 | 87.1 | 7 | 0
2020 | NYISO_A-F_2_IESO | NYISO_A-F | IESO | Internal | Summer | B2 | 25 | 1600 | 0 | 90.74 | 83.74 | 7 | 0
2020 | NYISO_A-F_2_IESO | NYISO_A-F | IESO | Internal | Summer | B3 | 75 | 1600 | 0 | 80.65 | 73.65 | 7 | 0
2020 | NYISO_A-F_2_IESO | NYISO_A-F | IESO | Internal | Summer | B4 | 100 | 1600 | 0 | 79.34 | 44.57 | 7 | 0
2020 | NYISO_A-F_2_IESO | NYISO_A-F | IESO | Internal | Summer | B5 | 200 | 1600 | 0 | 71.29 | 44.57 | 7 | 0
2020 | NYISO_A-F_2_IESO | NYISO_A-F | IESO | Internal | Summer | B6 | 300 | 1600 | 0 | 65.04 | 44.57 | 7 | 0
2020 | NYISO_A-F_2_IESO | NYISO_A-F | IESO | Internal | Summer | B7 | 400 | 1600 | 0 | 59.39 | 44.57 | 7 | 0
2020 | NYISO_A-F_2_IESO | NYISO_A-F | IESO | Internal | Summer | B8 | 500 | 1600 | 0 | 58.72 | 44.57 | 7 | 0
2020 | NYISO_A-F_2_IESO | NYISO_A-F | IESO | Internal | Summer | B9 | 800 | 1600 | 0 | 58.71 | 44.57 | 7 | 0
2020 | NYISO_A-F_2_IESO | NYISO_A-F | IESO | Internal | Summer | B10 | 1262 | 1600 | 0 | 58.71 | 44.57 | 7 | 0
2020 | NYISO_A-F_2_IESO | NYISO_A-F | IESO | Internal | Winter | B16 | 25 | 1600 | 0 | 69.75 | 47.48 | 7 | 0
2020 | NYISO_A-F_2_IESO | NYISO_A-F | IESO | Internal | Winter | B17 | 100 | 1600 | 0 | 64.54 | 47.48 | 7 | 0
2020 | NYISO_A-F_2_IESO | NYISO_A-F | IESO | Internal | Winter | B18 | 400 | 1600 | 0 | 63.5 | 47.48 | 7 | 0
2020 | NYISO_A-F_2_IESO | NYISO_A-F | IESO | Internal | Winter | B19 | 700 | 1600 | 0 | 63.5 | 47.48 | 7 | 0
2020 | NYISO_A-F_2_IESO | NYISO_A-F | IESO | Internal | Winter | B20 | 935 | 1600 | 0 | 63.5 | 47.48 | 7 | 0
2020 | NYISO_A-F_2_NEISO | NYISO_A-F | NEISO | Internal | Shoulder | B11 | 25 | 600 | 0 | 67.11 | 58.61 | 3 | 0
2020 | NYISO_A-F_2_NEISO | NYISO_A-F | NEISO | Internal | Shoulder | B12 | 200 | 600 | 0 | 61.59 | 58.61 | 3 | 0
2020 | NYISO_A-F_2_NEISO | NYISO_A-F | NEISO | Internal | Shoulder | B13 | 600 | 600 | 0 | 61.11 | 58.13 | 3 | 0
2020 | NYISO_A-F_2_NEISO | NYISO_A-F | NEISO | Internal | Shoulder | B14 | 900 | 600 | 0 | 59.72 | 58.13 | 3 | 0
2020 | NYISO_A-F_2_NEISO | NYISO_A-F | NEISO | Internal | Shoulder | B15 | 1203 | 600 | 0 | 59.72 | 58.13 | 3 | 0
2020 | NYISO_A-F_2_NEISO | NYISO_A-F | NEISO | Internal | Summer | B1 | 10 | 600 | 600 | 94.1 | 105.12 | 3 | 8.02
2020 | NYISO_A-F_2_NEISO | NYISO_A-F | NEISO | Internal | Summer | B2 | 25 | 600 | 0 | 90.74 | 90.03 | 3 | 0
2020 | NYISO_A-F_2_NEISO | NYISO_A-F | NEISO | Internal | Summer | B3 | 75 | 600 | 0 | 80.65 | 77.65 | 3 | 0
2020 | NYISO_A-F_2_NEISO | NYISO_A-F | NEISO | Internal | Summer | B4 | 100 | 600 | 0 | 79.34 | 76.34 | 3 | 0
2020 | NYISO_A-F_2_NEISO | NYISO_A-F | NEISO | Internal | Summer | B5 | 200 | 600 | 0 | 71.29 | 55.73 | 3 | 0
2020 | NYISO_A-F_2_NEISO | NYISO_A-F | NEISO | Internal | Summer | B6 | 300 | 600 | 0 | 65.04 | 55.73 | 3 | 0
2020 | NYISO_A-F_2_NEISO | NYISO_A-F | NEISO | Internal | Summer | B7 | 400 | 600 | 0 | 59.39 | 55.73 | 3 | 0
2020 | NYISO_A-F_2_NEISO | NYISO_A-F | NEISO | Internal | Summer | B8 | 500 | 600 | 0 | 58.72 | 55.73 | 3 | 0
2020 | NYISO_A-F_2_NEISO | NYISO_A-F | NEISO | Internal | Summer | B9 | 800 | 600 | 0 | 58.71 | 55.73 | 3 | 0
2020 | NYISO_A-F_2_NEISO | NYISO_A-F | NEISO | Internal | Summer | B10 | 1262 | 600 | 0 | 58.71 | 55.73 | 3 | 0
2020 | NYISO_A-F_2_NEISO | NYISO_A-F | NEISO | Internal | Winter | B16 | 25 | 600 | 0 | 69.75 | 67.54 | 3 | 0
2020 | NYISO_A-F_2_NEISO | NYISO_A-F | NEISO | Internal | Winter | B17 | 100 | 600 | 413.03 | 64.54 | 67.54 | 3 | 0
2020 | NYISO_A-F_2_NEISO | NYISO_A-F | NEISO | Internal | Winter | B18 | 400 | 600 | 70.66 | 63.5 | 66.5 | 3 | 0
2020 | NYISO_A-F_2_NEISO | NYISO_A-F | NEISO | Internal | Winter | B19 | 700 | 600 | 42.72 | 63.5 | 66.5 | 3 | 0
2020 | NYISO_A-F_2_NEISO | NYISO_A-F | NEISO | Internal | Winter | B20 | 935 | 600 | 32.65 | 63.5 | 66.5 | 3 | 0
2020 | NYISO_A-F_2_NYISO_G-I | NYISO_A-F | NYISO_G-I | Internal | Shoulder | B11 | 25 | 5685 | 4945.51 | 67.11 | 67.12 | 0.01 | 0
2020 | NYISO_A-F_2_NYISO_G-I | NYISO_A-F | NYISO_G-I | Internal | Shoulder | B12 | 200 | 5685 | 4705.04 | 61.59 | 61.6 | 0.01 | 0
2020 | NYISO_A-F_2_NYISO_G-I | NYISO_A-F | NYISO_G-I | Internal | Shoulder | B13 | 600 | 5685 | 4472.37 | 61.11 | 61.12 | 0.01 | 0
2020 | NYISO_A-F_2_NYISO_G-I | NYISO_A-F | NYISO_G-I | Internal | Shoulder | B14 | 900 | 5685 | 4098.02 | 59.72 | 59.73 | 0.01 | 0
2020 | NYISO_A-F_2_NYISO_G-I | NYISO_A-F | NYISO_G-I | Internal | Shoulder | B15 | 1203 | 5685 | 2545.78 | 59.72 | 59.73 | 0.01 | 0
2020 | NYISO_A-F_2_NYISO_G-I | NYISO_A-F | NYISO_G-I | Internal | Summer | B1 | 10 | 5685 | 5685 | 94.1 | 108.11 | 0.01 | 14
2020 | NYISO_A-F_2_NYISO_G-I | NYISO_A-F | NYISO_G-I | Internal | Summer | B2 | 25 | 5685 | 5685 | 90.74 | 93.02 | 0.01 | 2.27
2020 | NYISO_A-F_2_NYISO_G-I | NYISO_A-F | NYISO_G-I | Internal | Summer | B3 | 75 | 5685 | 5685 | 80.65 | 82.05 | 0.01 | 1.39
2020 | NYISO_A-F_2_NYISO_G-I | NYISO_A-F | NYISO_G-I | Internal | Summer | B4 | 100 | 5685 | 5435.8 | 79.34 | 79.36 | 0.01 | 0
2020 | NYISO_A-F_2_NYISO_G-I | NYISO_A-F | NYISO_G-I | Internal | Summer | B5 | 200 | 5685 | 5685 | 71.29 | 78.1 | 0.01 | 6.8
2020 | NYISO_A-F_2_NYISO_G-I | NYISO_A-F | NYISO_G-I | Internal | Summer | B6 | 300 | 5685 | 4793.2 | 65.04 | 65.05 | 0.01 | 0
2020 | NYISO_A-F_2_NYISO_G-I | NYISO_A-F | NYISO_G-I | Internal | Summer | B7 | 400 | 5685 | 4502.13 | 59.39 | 59.4 | 0.01 | 0
2020 | NYISO_A-F_2_NYISO_G-I | NYISO_A-F | NYISO_G-I | Internal | Summer | B8 | 500 | 5685 | 4321.63 | 58.72 | 58.73 | 0.01 | 0
2020 | NYISO_A-F_2_NYISO_G-I | NYISO_A-F | NYISO_G-I | Internal | Summer | B9 | 800 | 5685 | 4121.23 | 58.71 | 58.72 | 0.01 | 0
2020 | NYISO_A-F_2_NYISO_G-I | NYISO_A-F | NYISO_G-I | Internal | Summer | B10 | 1262 | 5685 | 2067.4 | 58.71 | 58.72 | 0.01 | 0
2020 | NYISO_A-F_2_NYISO_G-I | NYISO_A-F | NYISO_G-I | Internal | Winter | B16 | 25 | 5685 | 5685 | 69.75 | 72.83 | 0.01 | 3.07
2020 | NYISO_A-F_2_NYISO_G-I | NYISO_A-F | NYISO_G-I | Internal | Winter | B17 | 100 | 5685 | 5685 | 64.54 | 70.53 | 0.01 | 5.98
2020 | NYISO_A-F_2_NYISO_G-I | NYISO_A-F | NYISO_G-I | Internal | Winter | B18 | 400 | 5685 | 5685 | 63.5 | 66.89 | 0.01 | 3.38
2020 | NYISO_A-F_2_NYISO_G-I | NYISO_A-F | NYISO_G-I | Internal | Winter | B19 | 700 | 5685 | 5685 | 63.5 | 66.89 | 0.01 | 3.38
2020 | NYISO_A-F_2_NYISO_G-I | NYISO_A-F | NYISO_G-I | Internal | Winter | B20 | 935 | 5685 | 5341.29 | 63.5 | 63.51 | 0.01 | 0
2020 | NYISO_A-F_2_PJM_ROM | NYISO_A-F | PJM_ROM | Internal | Shoulder | B11 | 25 | 1000 | 999.93 | 67.11 | 75.23 | 8 | 0.11
2020 | NYISO_A-F_2_PJM_ROM | NYISO_A-F | PJM_ROM | Internal | Shoulder | B12 | 200 | 1000 | 0 | 61.59 | 67.24 | 8 | 0
2020 | NYISO_A-F_2_PJM_ROM | NYISO_A-F | PJM_ROM | Internal | Shoulder | B13 | 600 | 1000 | 0 | 61.11 | 65.22 | 8 | 0
2020 | NYISO_A-F_2_PJM_ROM | NYISO_A-F | PJM_ROM | Internal | Shoulder | B14 | 900 | 1000 | 0 | 59.72 | 62.35 | 8 | 0
2020 | NYISO_A-F_2_PJM_ROM | NYISO_A-F | PJM_ROM | Internal | Shoulder | B15 | 1203 | 1000 | 0 | 59.72 | 57.45 | 8 | 0
2020 | NYISO_A-F_2_PJM_ROM | NYISO_A-F | PJM_ROM | Internal | Summer | B1 | 10 | 1000 | 329.64 | 94.1 | 102.1 | 8 | 0
2020 | NYISO_A-F_2_PJM_ROM | NYISO_A-F | PJM_ROM | Internal | Summer | B2 | 25 | 1000 | 870.91 | 90.74 | 98.74 | 8 | 0
2020 | NYISO_A-F_2_PJM_ROM | NYISO_A-F | PJM_ROM | Internal | Summer | B3 | 75 | 1000 | 1000 | 80.65 | 96.54 | 8 | 7.89
2020 | NYISO_A-F_2_PJM_ROM | NYISO_A-F | PJM_ROM | Internal | Summer | B4 | 100 | 1000 | 1000 | 79.34 | 93.82 | 8 | 6.47
2020 | NYISO_A-F_2_PJM_ROM | NYISO_A-F | PJM_ROM | Internal | Summer | B5 | 200 | 1000 | 1000 | 71.29 | 86.11 | 8 | 6.82
2020 | NYISO_A-F_2_PJM_ROM | NYISO_A-F | PJM_ROM | Internal | Summer | B6 | 300 | 1000 | 999.97 | 65.04 | 73.07 | 8 | 0.02
2020 | NYISO_A-F_2_PJM_ROM | NYISO_A-F | PJM_ROM | Internal | Summer | B7 | 400 | 1000 | 0 | 59.39 | 63.01 | 8 | 0
2020 | NYISO_A-F_2_PJM_ROM | NYISO_A-F | PJM_ROM | Internal | Summer | B8 | 500 | 1000 | 0 | 58.72 | 59.97 | 8 | 0
2020 | NYISO_A-F_2_PJM_ROM | NYISO_A-F | PJM_ROM | Internal | Summer | B9 | 800 | 1000 | 0 | 58.71 | 58.97 | 8 | 0
2020 | NYISO_A-F_2_PJM_ROM | NYISO_A-F | PJM_ROM | Internal | Summer | B10 | 1262 | 1000 | 0 | 58.71 | 54.78 | 8 | 0
2020 | NYISO_A-F_2_PJM_ROM | NYISO_A-F | PJM_ROM | Internal | Winter | B16 | 25 | 1000 | 1000 | 69.75 | 80.84 | 8 | 3.09
2020 | NYISO_A-F_2_PJM_ROM | NYISO_A-F | PJM_ROM | Internal | Winter | B17 | 100 | 1000 | 0.01 | 64.54 | 72.28 | 8 | 0
2020 | NYISO_A-F_2_PJM_ROM | NYISO_A-F | PJM_ROM | Internal | Winter | B18 | 400 | 1000 | 0 | 63.5 | 67.41 | 8 | 0
2020 | NYISO_A-F_2_PJM_ROM | NYISO_A-F | PJM_ROM | Internal | Winter | B19 | 700 | 1000 | 0 | 63.5 | 66.25 | 8 | 0
2020 | NYISO_A-F_2_PJM_ROM | NYISO_A-F | PJM_ROM | Internal | Winter | B20 | 935 | 1000 | 0 | 63.5 | 58.85 | 8 | 0
2020 | NYISO_G-I_2_NEISO | NYISO_G-I | NEISO | Internal | Shoulder | B11 | 25 | 600 | 0 | 67.12 | 58.61 | 3 | 0
2020 | NYISO_G-I_2_NEISO | NYISO_G-I | NEISO | Internal | Shoulder | B12 | 200 | 600 | 0 | 61.6 | 58.61 | 3 | 0
2020 | NYISO_G-I_2_NEISO | NYISO_G-I | NEISO | Internal | Shoulder | B13 | 600 | 600 | 0 | 61.12 | 58.13 | 3 | 0
2020 | NYISO_G-I_2_NEISO | NYISO_G-I | NEISO | Internal | Shoulder | B14 | 900 | 600 | 0 | 59.73 | 58.13 | 3 | 0
2020 | NYISO_G-I_2_NEISO | NYISO_G-I | NEISO | Internal | Shoulder | B15 | 1203 | 600 | 0 | 59.73 | 58.13 | 3 | 0
2020 | NYISO_G-I_2_NEISO | NYISO_G-I | NEISO | Internal | Summer | B1 | 10 | 600 | 0 | 108.11 | 105.12 | 3 | 0
2020 | NYISO_G-I_2_NEISO | NYISO_G-I | NEISO | Internal | Summer | B2 | 25 | 600 | 0 | 93.02 | 90.03 | 3 | 0
2020 | NYISO_G-I_2_NEISO | NYISO_G-I | NEISO | Internal | Summer | B3 | 75 | 600 | 0 | 82.05 | 77.65 | 3 | 0
2020 | NYISO_G-I_2_NEISO | NYISO_G-I | NEISO | Internal | Summer | B4 | 100 | 600 | 0 | 79.36 | 76.34 | 3 | 0
2020 | NYISO_G-I_2_NEISO | NYISO_G-I | NEISO | Internal | Summer | B5 | 200 | 600 | 0 | 78.1 | 55.73 | 3 | 0
2020 | NYISO_G-I_2_NEISO | NYISO_G-I | NEISO | Internal | Summer | B6 | 300 | 600 | 0 | 65.05 | 55.73 | 3 | 0
2020 | NYISO_G-I_2_NEISO | NYISO_G-I | NEISO | Internal | Summer | B7 | 400 | 600 | 0 | 59.4 | 55.73 | 3 | 0
2020 | NYISO_G-I_2_NEISO | NYISO_G-I | NEISO | Internal | Summer | B8 | 500 | 600 | 0 | 58.73 | 55.73 | 3 | 0
2020 | NYISO_G-I_2_NEISO | NYISO_G-I | NEISO | Internal | Summer | B9 | 800 | 600 | 0 | 58.72 | 55.73 | 3 | 0
2020 | NYISO_G-I_2_NEISO | NYISO_G-I | NEISO | Internal | Summer | B10 | 1262 | 600 | 0 | 58.72 | 55.73 | 3 | 0
2020 | NYISO_G-I_2_NEISO | NYISO_G-I | NEISO | Internal | Winter | B16 | 25 | 600 | 0 | 72.83 | 67.54 | 3 | 0
2020 | NYISO_G-I_2_NEISO | NYISO_G-I | NEISO | Internal | Winter | B17 | 100 | 600 | 0 | 70.53 | 67.54 | 3 | 0
2020 | NYISO_G-I_2_NEISO | NYISO_G-I | NEISO | Internal | Winter | B18 | 400 | 600 | 0 | 66.89 | 66.5 | 3 | 0
2020 | NYISO_G-I_2_NEISO | NYISO_G-I | NEISO | Internal | Winter | B19 | 700 | 600 | 0 | 66.89 | 66.5 | 3 | 0
2020 | NYISO_G-I_2_NEISO | NYISO_G-I | NEISO | Internal | Winter | B20 | 935 | 600 | 0.02 | 63.51 | 66.5 | 3 | 0
2020 | NYISO_G-I_2_NYISO_A-F | NYISO_G-I | NYISO_A-F | Internal | Shoulder | B11 | 25 | 3434 | 0.35 | 67.12 | 67.11 | 0.01 | 0
2020 | NYISO_G-I_2_NYISO_A-F | NYISO_G-I | NYISO_A-F | Internal | Shoulder | B12 | 200 | 3434 | 0.05 | 61.6 | 61.59 | 0.01 | 0
2020 | NYISO_G-I_2_NYISO_A-F | NYISO_G-I | NYISO_A-F | Internal | Shoulder | B13 | 600 | 3434 | 0.02 | 61.12 | 61.11 | 0.01 | 0
2020 | NYISO_G-I_2_NYISO_A-F | NYISO_G-I | NYISO_A-F | Internal | Shoulder | B14 | 900 | 3434 | 0.01 | 59.73 | 59.72 | 0.01 | 0
2020 | NYISO_G-I_2_NYISO_A-F | NYISO_G-I | NYISO_A-F | Internal | Shoulder | B15 | 1203 | 3434 | 0 | 59.73 | 59.72 | 0.01 | 0
2020 | NYISO_G-I_2_NYISO_A-F | NYISO_G-I | NYISO_A-F | Internal | Summer | B1 | 10 | 3434 | 0 | 108.11 | 94.1 | 0.01 | 0
2020 | NYISO_G-I_2_NYISO_A-F | NYISO_G-I | NYISO_A-F | Internal | Summer | B2 | 25 | 3434 | 0 | 93.02 | 90.74 | 0.01 | 0
2020 | NYISO_G-I_2_NYISO_A-F | NYISO_G-I | NYISO_A-F | Internal | Summer | B3 | 75 | 3434 | 0 | 82.05 | 80.65 | 0.01 | 0
2020 | NYISO_G-I_2_NYISO_A-F | NYISO_G-I | NYISO_A-F | Internal | Summer | B4 | 100 | 3434 | 0.09 | 79.36 | 79.34 | 0.01 | 0
2020 | NYISO_G-I_2_NYISO_A-F | NYISO_G-I | NYISO_A-F | Internal | Summer | B5 | 200 | 3434 | 0 | 78.1 | 71.29 | 0.01 | 0
2020 | NYISO_G-I_2_NYISO_A-F | NYISO_G-I | NYISO_A-F | Internal | Summer | B6 | 300 | 3434 | 0.03 | 65.05 | 65.04 | 0.01 | 0
2020 | NYISO_G-I_2_NYISO_A-F | NYISO_G-I | NYISO_A-F | Internal | Summer | B7 | 400 | 3434 | 0.02 | 59.4 | 59.39 | 0.01 | 0
2020 | NYISO_G-I_2_NYISO_A-F | NYISO_G-I | NYISO_A-F | Internal | Summer | B8 | 500 | 3434 | 0.02 | 58.73 | 58.72 | 0.01 | 0
2020 | NYISO_G-I_2_NYISO_A-F | NYISO_G-I | NYISO_A-F | Internal | Summer | B9 | 800 | 3434 | 0.01 | 58.72 | 58.71 | 0.01 | 0
2020 | NYISO_G-I_2_NYISO_A-F | NYISO_G-I | NYISO_A-F | Internal | Summer | B10 | 1262 | 3434 | 0 | 58.72 | 58.71 | 0.01 | 0
2020 | NYISO_G-I_2_NYISO_A-F | NYISO_G-I | NYISO_A-F | Internal | Winter | B16 | 25 | 3434 | 0 | 72.83 | 69.75 | 0.01 | 0
2020 | NYISO_G-I_2_NYISO_A-F | NYISO_G-I | NYISO_A-F | Internal | Winter | B17 | 100 | 3434 | 0 | 70.53 | 64.54 | 0.01 | 0
2020 | NYISO_G-I_2_NYISO_A-F | NYISO_G-I | NYISO_A-F | Internal | Winter | B18 | 400 | 3434 | 0 | 66.89 | 63.5 | 0.01 | 0
2020 | NYISO_G-I_2_NYISO_A-F | NYISO_G-I | NYISO_A-F | Internal | Winter | B19 | 700 | 3434 | 0 | 66.89 | 63.5 | 0.01 | 0
2020 | NYISO_G-I_2_NYISO_A-F | NYISO_G-I | NYISO_A-F | Internal | Winter | B20 | 935 | 3434 | 0.01 | 63.51 | 63.5 | 0.01 | 0
2020 | NYISO_G-I_2_NYISO_J-K | NYISO_G-I | NYISO_J-K | Internal | Shoulder | B11 | 25 | 6130 | 4363.93 | 67.12 | 67.13 | 0.01 | 0
2020 | NYISO_G-I_2_NYISO_J-K | NYISO_G-I | NYISO_J-K | Internal | Shoulder | B12 | 200 | 6130 | 5066.7 | 61.6 | 61.61 | 0.01 | 0
2020 | NYISO_G-I_2_NYISO_J-K | NYISO_G-I | NYISO_J-K | Internal | Shoulder | B13 | 600 | 6130 | 4954.19 | 61.12 | 61.13 | 0.01 | 0
2020 | NYISO_G-I_2_NYISO_J-K | NYISO_G-I | NYISO_J-K | Internal | Shoulder | B14 | 900 | 6130 | 4431.49 | 59.73 | 59.75 | 0.01 | 0
2020 | NYISO_G-I_2_NYISO_J-K | NYISO_G-I | NYISO_J-K | Internal | Shoulder | B15 | 1203 | 6130 | 2790.76 | 59.73 | 59.75 | 0.01 | 0
2020 | NYISO_G-I_2_NYISO_J-K | NYISO_G-I | NYISO_J-K | Internal | Summer | B1 | 10 | 6130 | 5088.76 | 108.11 | 108.12 | 0.01 | 0
2020 | NYISO_G-I_2_NYISO_J-K | NYISO_G-I | NYISO_J-K | Internal | Summer | B2 | 25 | 6130 | 5155.77 | 93.02 | 93.03 | 0.01 | 0
2020 | NYISO_G-I_2_NYISO_J-K | NYISO_G-I | NYISO_J-K | Internal | Summer | B3 | 75 | 6130 | 4646.53 | 82.05 | 82.06 | 0.01 | 0
2020 | NYISO_G-I_2_NYISO_J-K | NYISO_G-I | NYISO_J-K | Internal | Summer | B4 | 100 | 6130 | 4653.46 | 79.36 | 79.37 | 0.01 | 0
2020 | NYISO_G-I_2_NYISO_J-K | NYISO_G-I | NYISO_J-K | Internal | Summer | B5 | 200 | 6130 | 6130 | 78.1 | 79.37 | 0.01 | 1.26
2020 | NYISO_G-I_2_NYISO_J-K | NYISO_G-I | NYISO_J-K | Internal | Summer | B6 | 300 | 6130 | 5638.12 | 65.05 | 65.07 | 0.01 | 0
2020 | NYISO_G-I_2_NYISO_J-K | NYISO_G-I | NYISO_J-K | Internal | Summer | B7 | 400 | 6130 | 5704.95 | 59.4 | 59.41 | 0.01 | 0
2020 | NYISO_G-I_2_NYISO_J-K | NYISO_G-I | NYISO_J-K | Internal | Summer | B8 | 500 | 6130 | 5416.05 | 58.73 | 58.74 | 0.01 | 0
2020 | NYISO_G-I_2_NYISO_J-K | NYISO_G-I | NYISO_J-K | Internal | Summer | B9 | 800 | 6130 | 5074.78 | 58.72 | 58.73 | 0.01 | 0
2020 | NYISO_G-I_2_NYISO_J-K | NYISO_G-I | NYISO_J-K | Internal | Summer | B10 | 1262 | 6130 | 3459.93 | 58.72 | 58.73 | 0.01 | 0
2020 | NYISO_G-I_2_NYISO_J-K | NYISO_G-I | NYISO_J-K | Internal | Winter | B16 | 25 | 6130 | 5913.01 | 72.83 | 72.84 | 0.01 | 0
2020 | NYISO_G-I_2_NYISO_J-K | NYISO_G-I | NYISO_J-K | Internal | Winter | B17 | 100 | 6130 | 6081.81 | 70.53 | 70.54 | 0.01 | 0
2020 | NYISO_G-I_2_NYISO_J-K | NYISO_G-I | NYISO_J-K | Internal | Winter | B18 | 400 | 6130 | 6130 | 66.89 | 69.5 | 0.01 | 2.59
2020 | NYISO_G-I_2_NYISO_J-K | NYISO_G-I | NYISO_J-K | Internal | Winter | B19 | 700 | 6130 | 6130 | 66.89 | 69.22 | 0.01 | 2.32
2020 | NYISO_G-I_2_NYISO_J-K | NYISO_G-I | NYISO_J-K | Internal | Winter | B20 | 935 | 6130 | 5617.37 | 63.51 | 63.52 | 0.01 | 0
2020 | NYISO_G-I_2_PJM_E | NYISO_G-I | PJM_E | Internal | Shoulder | B11 | 25 | 1500 | 1499.92 | 67.12 | 75.21 | 8 | 0.09
2020 | NYISO_G-I_2_PJM_E | NYISO_G-I | PJM_E | Internal | Shoulder | B12 | 200 | 1500 | 0 | 61.6 | 67.23 | 8 | 0
2020 | NYISO_G-I_2_PJM_E | NYISO_G-I | PJM_E | Internal | Shoulder | B13 | 600 | 1500 | 0 | 61.12 | 65.21 | 8 | 0
2020 | NYISO_G-I_2_PJM_E | NYISO_G-I | PJM_E | Internal | Shoulder | B14 | 900 | 1500 | 0 | 59.73 | 62.34 | 8 | 0
2020 | NYISO_G-I_2_PJM_E | NYISO_G-I | PJM_E | Internal | Shoulder | B15 | 1203 | 1500 | 0 | 59.73 | 57.44 | 8 | 0
2020 | NYISO_G-I_2_PJM_E | NYISO_G-I | PJM_E | Internal | Summer | B1 | 10 | 1500 | 0 | 108.11 | 102.11 | 8 | 0
2020 | NYISO_G-I_2_PJM_E | NYISO_G-I | PJM_E | Internal | Summer | B2 | 25 | 1500 | 0 | 93.02 | 98.73 | 8 | 0
2020 | NYISO_G-I_2_PJM_E | NYISO_G-I | PJM_E | Internal | Summer | B3 | 75 | 1500 | 1500 | 82.05 | 96.53 | 8 | 6.48
2020 | NYISO_G-I_2_PJM_E | NYISO_G-I | PJM_E | Internal | Summer | B4 | 100 | 1500 | 1500 | 79.36 | 93.8 | 8 | 6.45
2020 | NYISO_G-I_2_PJM_E | NYISO_G-I | PJM_E | Internal | Summer | B5 | 200 | 1500 | 405.03 | 78.1 | 86.1 | 8 | 0
2020 | NYISO_G-I_2_PJM_E | NYISO_G-I | PJM_E | Internal | Summer | B6 | 300 | 1500 | 193.46 | 65.05 | 73.05 | 8 | 0
2020 | NYISO_G-I_2_PJM_E | NYISO_G-I | PJM_E | Internal | Summer | B7 | 400 | 1500 | 0 | 59.4 | 63 | 8 | 0
2020 | NYISO_G-I_2_PJM_E | NYISO_G-I | PJM_E | Internal | Summer | B8 | 500 | 1500 | 0 | 58.73 | 59.96 | 8 | 0
2020 | NYISO_G-I_2_PJM_E | NYISO_G-I | PJM_E | Internal | Summer | B9 | 800 | 1500 | 0 | 58.72 | 58.98 | 8 | 0
2020 | NYISO_G-I_2_PJM_E | NYISO_G-I | PJM_E | Internal | Summer | B10 | 1262 | 1500 | 0 | 58.72 | 54.77 | 8 | 0
2020 | NYISO_G-I_2_PJM_E | NYISO_G-I | PJM_E | Internal | Winter | B16 | 25 | 1500 | 645.05 | 72.83 | 80.83 | 8 | 0
2020 | NYISO_G-I_2_PJM_E | NYISO_G-I | PJM_E | Internal | Winter | B17 | 100 | 1500 | 0 | 70.53 | 72.27 | 8 | 0
2020 | NYISO_G-I_2_PJM_E | NYISO_G-I | PJM_E | Internal | Winter | B18 | 400 | 1500 | 0 | 66.89 | 67.42 | 8 | 0
2020 | NYISO_G-I_2_PJM_E | NYISO_G-I | PJM_E | Internal | Winter | B19 | 700 | 1500 | 0 | 66.89 | 66.26 | 8 | 0
2020 | NYISO_G-I_2_PJM_E | NYISO_G-I | PJM_E | Internal | Winter | B20 | 935 | 1500 | 0 | 63.51 | 58.84 | 8 | 0
2020 | NYISO_J-K_2_NEISO | NYISO_J-K | NEISO | Internal | Shoulder | B11 | 25 | 315 | 0 | 67.13 | 58.61 | 3 | 0
2020 | NYISO_J-K_2_NEISO | NYISO_J-K | NEISO | Internal | Shoulder | B12 | 200 | 315 | 0 | 61.61 | 58.61 | 3 | 0
2020 | NYISO_J-K_2_NEISO | NYISO_J-K | NEISO | Internal | Shoulder | B13 | 600 | 315 | 0 | 61.13 | 58.13 | 3 | 0
2020 | NYISO_J-K_2_NEISO | NYISO_J-K | NEISO | Internal | Shoulder | B14 | 900 | 315 | 0 | 59.75 | 58.13 | 3 | 0
2020 | NYISO_J-K_2_NEISO | NYISO_J-K | NEISO | Internal | Shoulder | B15 | 1203 | 315 | 0 | 59.75 | 58.13 | 3 | 0
2020 | NYISO_J-K_2_NEISO | NYISO_J-K | NEISO | Internal | Summer | B1 | 10 | 315 | 0 | 108.12 | 105.12 | 3 | 0
2020 | NYISO_J-K_2_NEISO | NYISO_J-K | NEISO | Internal | Summer | B2 | 25 | 315 | 0 | 93.03 | 90.03 | 3 | 0
2020 | NYISO_J-K_2_NEISO | NYISO_J-K | NEISO | Internal | Summer | B3 | 75 | 315 | 0 | 82.06 | 77.65 | 3 | 0
2020 | NYISO_J-K_2_NEISO | NYISO_J-K | NEISO | Internal | Summer | B4 | 100 | 315 | 0 | 79.37 | 76.34 | 3 | 0
2020 | NYISO_J-K_2_NEISO | NYISO_J-K | NEISO | Internal | Summer | B5 | 200 | 315 | 0 | 79.37 | 55.73 | 3 | 0
2020 | NYISO_J-K_2_NEISO | NYISO_J-K | NEISO | Internal | Summer | B6 | 300 | 315 | 0 | 65.07 | 55.73 | 3 | 0
2020 | NYISO_J-K_2_NEISO | NYISO_J-K | NEISO | Internal | Summer | B7 | 400 | 315 | 0 | 59.41 | 55.73 | 3 | 0
2020 | NYISO_J-K_2_NEISO | NYISO_J-K | NEISO | Internal | Summer | B8 | 500 | 315 | 0 | 58.74 | 55.73 | 3 | 0
2020 | NYISO_J-K_2_NEISO | NYISO_J-K | NEISO | Internal | Summer | B9 | 800 | 315 | 0 | 58.73 | 55.73 | 3 | 0
2020 | NYISO_J-K_2_NEISO | NYISO_J-K | NEISO | Internal | Summer | B10 | 1262 | 315 | 0 | 58.73 | 55.73 | 3 | 0
2020 | NYISO_J-K_2_NEISO | NYISO_J-K | NEISO | Internal | Winter | B16 | 25 | 315 | 0 | 72.84 | 67.54 | 3 | 0
2020 | NYISO_J-K_2_NEISO | NYISO_J-K | NEISO | Internal | Winter | B17 | 100 | 315 | 0 | 70.54 | 67.54 | 3 | 0
2020 | NYISO_J-K_2_NEISO | NYISO_J-K | NEISO | Internal | Winter | B18 | 400 | 315 | 0 | 69.5 | 66.5 | 3 | 0
2020 | NYISO_J-K_2_NEISO | NYISO_J-K | NEISO | Internal | Winter | B19 | 700 | 315 | 0 | 69.22 | 66.5 | 3 | 0
2020 | NYISO_J-K_2_NEISO | NYISO_J-K | NEISO | Internal | Winter | B20 | 935 | 315 | 0 | 63.52 | 66.5 | 3 | 0
2020 | NYISO_J-K_2_NYISO_G-I | NYISO_J-K | NYISO_G-I | Internal | Shoulder | B11 | 25 | 1999 | 0.36 | 67.13 | 67.12 | 0.01 | 0
2020 | NYISO_J-K_2_NYISO_G-I | NYISO_J-K | NYISO_G-I | Internal | Shoulder | B12 | 200 | 1999 | 0.05 | 61.61 | 61.6 | 0.01 | 0
2020 | NYISO_J-K_2_NYISO_G-I | NYISO_J-K | NYISO_G-I | Internal | Shoulder | B13 | 600 | 1999 | 0.02 | 61.13 | 61.12 | 0.01 | 0
2020 | NYISO_J-K_2_NYISO_G-I | NYISO_J-K | NYISO_G-I | Internal | Shoulder | B14 | 900 | 1999 | 0.01 | 59.75 | 59.73 | 0.01 | 0
2020 | NYISO_J-K_2_NYISO_G-I | NYISO_J-K | NYISO_G-I | Internal | Shoulder | B15 | 1203 | 1999 | 0 | 59.75 | 59.73 | 0.01 | 0
2020 | NYISO_J-K_2_NYISO_G-I | NYISO_J-K | NYISO_G-I | Internal | Summer | B1 | 10 | 1999 | 0.81 | 108.12 | 108.11 | 0.01 | 0
2020 | NYISO_J-K_2_NYISO_G-I | NYISO_J-K | NYISO_G-I | Internal | Summer | B2 | 25 | 1999 | 0.35 | 93.03 | 93.02 | 0.01 | 0
2020 | NYISO_J-K_2_NYISO_G-I | NYISO_J-K | NYISO_G-I | Internal | Summer | B3 | 75 | 1999 | 0.12 | 82.06 | 82.05 | 0.01 | 0
2020 | NYISO_J-K_2_NYISO_G-I | NYISO_J-K | NYISO_G-I | Internal | Summer | B4 | 100 | 1999 | 0.09 | 79.37 | 79.36 | 0.01 | 0
2020 | NYISO_J-K_2_NYISO_G-I | NYISO_J-K | NYISO_G-I | Internal | Summer | B5 | 200 | 1999 | 0 | 79.37 | 78.1 | 0.01 | 0
2020 | NYISO_J-K_2_NYISO_G-I | NYISO_J-K | NYISO_G-I | Internal | Summer | B6 | 300 | 1999 | 0.03 | 65.07 | 65.05 | 0.01 | 0
2020 | NYISO_J-K_2_NYISO_G-I | NYISO_J-K | NYISO_G-I | Internal | Summer | B7 | 400 | 1999 | 0.02 | 59.41 | 59.4 | 0.01 | 0
2020 | NYISO_J-K_2_NYISO_G-I | NYISO_J-K | NYISO_G-I | Internal | Summer | B8 | 500 | 1999 | 0.02 | 58.74 | 58.73 | 0.01 | 0
2020 | NYISO_J-K_2_NYISO_G-I | NYISO_J-K | NYISO_G-I | Internal | Summer | B9 | 800 | 1999 | 0.01 | 58.73 | 58.72 | 0.01 | 0
2020 | NYISO_J-K_2_NYISO_G-I | NYISO_J-K | NYISO_G-I | Internal | Summer | B10 | 1262 | 1999 | 0 | 58.73 | 58.72 | 0.01 | 0
2020 | NYISO_J-K_2_NYISO_G-I | NYISO_J-K | NYISO_G-I | Internal | Winter | B16 | 25 | 1999 | 0.3 | 72.84 | 72.83 | 0.01 | 0
2020 | NYISO_J-K_2_NYISO_G-I | NYISO_J-K | NYISO_G-I | Internal | Winter | B17 | 100 | 1999 | 0.08 | 70.54 | 70.53 | 0.01 | 0
2020 | NYISO_J-K_2_NYISO_G-I | NYISO_J-K | NYISO_G-I | Internal | Winter | B18 | 400 | 1999 | 0 | 69.5 | 66.89 | 0.01 | 0
2020 | NYISO_J-K_2_NYISO_G-I | NYISO_J-K | NYISO_G-I | Internal | Winter | B19 | 700 | 1999 | 0 | 69.22 | 66.89 | 0.01 | 0
2020 | NYISO_J-K_2_NYISO_G-I | NYISO_J-K | NYISO_G-I | Internal | Winter | B20 | 935 | 1999 | 0.01 | 63.52 | 63.51 | 0.01 | 0
2020 | NYISO_J-K_2_PJM_E | NYISO_J-K | PJM_E | Internal | Shoulder | B11 | 25 | 330 | 329.91 | 67.13 | 75.21 | 8 | 0.08
2020 | NYISO_J-K_2_PJM_E | NYISO_J-K | PJM_E | Internal | Shoulder | B12 | 200 | 330 | 0 | 61.61 | 67.23 | 8 | 0
2020 | NYISO_J-K_2_PJM_E | NYISO_J-K | PJM_E | Internal | Shoulder | B13 | 600 | 330 | 0 | 61.13 | 65.21 | 8 | 0
2020 | NYISO_J-K_2_PJM_E | NYISO_J-K | PJM_E | Internal | Shoulder | B14 | 900 | 330 | 0 | 59.75 | 62.34 | 8 | 0
2020 | NYISO_J-K_2_PJM_E | NYISO_J-K | PJM_E | Internal | Shoulder | B15 | 1203 | 330 | 0 | 59.75 | 57.44 | 8 | 0
2020 | NYISO_J-K_2_PJM_E | NYISO_J-K | PJM_E | Internal | Summer | B1 | 10 | 330 | 0 | 108.12 | 102.11 | 8 | 0
2020 | NYISO_J-K_2_PJM_E | NYISO_J-K | PJM_E | Internal | Summer | B2 | 25 | 330 | 0 | 93.03 | 98.73 | 8 | 0
2020 | NYISO_J-K_2_PJM_E | NYISO_J-K | PJM_E | Internal | Summer | B3 | 75 | 330 | 330 | 82.06 | 96.53 | 8 | 6.46
2020 | NYISO_J-K_2_PJM_E | NYISO_J-K | PJM_E | Internal | Summer | B4 | 100 | 330 | 330 | 79.37 | 93.8 | 8 | 6.43
2020 | NYISO_J-K_2_PJM_E | NYISO_J-K | PJM_E | Internal | Summer | B5 | 200 | 330 | 0 | 79.37 | 86.1 | 8 | 0
2020 | NYISO_J-K_2_PJM_E | NYISO_J-K | PJM_E | Internal | Summer | B6 | 300 | 330 | 0.06 | 65.07 | 73.05 | 8 | 0
2020 | NYISO_J-K_2_PJM_E | NYISO_J-K | PJM_E | Internal | Summer | B7 | 400 | 330 | 0 | 59.41 | 63 | 8 | 0
2020 | NYISO_J-K_2_PJM_E | NYISO_J-K | PJM_E | Internal | Summer | B8 | 500 | 330 | 0 | 58.74 | 59.96 | 8 | 0
2020 | NYISO_J-K_2_PJM_E | NYISO_J-K | PJM_E | Internal | Summer | B9 | 800 | 330 | 0 | 58.73 | 58.98 | 8 | 0
2020 | NYISO_J-K_2_PJM_E | NYISO_J-K | PJM_E | Internal | Summer | B10 | 1262 | 330 | 0 | 58.73 | 54.77 | 8 | 0
2020 | NYISO_J-K_2_PJM_E | NYISO_J-K | PJM_E | Internal | Winter | B16 | 25 | 330 | 0.57 | 72.84 | 80.83 | 8 | 0
2020 | NYISO_J-K_2_PJM_E | NYISO_J-K | PJM_E | Internal | Winter | B17 | 100 | 330 | 0 | 70.54 | 72.27 | 8 | 0
2020 | NYISO_J-K_2_PJM_E | NYISO_J-K | PJM_E | Internal | Winter | B18 | 400 | 330 | 0 | 69.5 | 67.42 | 8 | 0
2020 | NYISO_J-K_2_PJM_E | NYISO_J-K | PJM_E | Internal | Winter | B19 | 700 | 330 | 0 | 69.22 | 66.26 | 8 | 0
2020 | NYISO_J-K_2_PJM_E | NYISO_J-K | PJM_E | Internal | Winter | B20 | 935 | 330 | 0 | 63.52 | 58.84 | 8 | 0
2020 | PJM_E_2_NYISO_G-I | PJM_E | NYISO_G-I | Internal | Shoulder | B11 | 25 | 500 | 0 | 75.21 | 67.12 | 6 | 0
2020 | PJM_E_2_NYISO_G-I | PJM_E | NYISO_G-I | Internal | Shoulder | B12 | 200 | 500 | 0 | 67.23 | 61.6 | 6 | 0
2020 | PJM_E_2_NYISO_G-I | PJM_E | NYISO_G-I | Internal | Shoulder | B13 | 600 | 500 | 0 | 65.21 | 61.12 | 6 | 0
2020 | PJM_E_2_NYISO_G-I | PJM_E | NYISO_G-I | Internal | Shoulder | B14 | 900 | 500 | 0 | 62.34 | 59.73 | 6 | 0
2020 | PJM_E_2_NYISO_G-I | PJM_E | NYISO_G-I | Internal | Shoulder | B15 | 1203 | 500 | 0 | 57.44 | 59.73 | 6 | 0
2020 | PJM_E_2_NYISO_G-I | PJM_E | NYISO_G-I | Internal | Summer | B1 | 10 | 500 | 84.26 | 102.11 | 108.11 | 6 | 0
2020 | PJM_E_2_NYISO_G-I | PJM_E | NYISO_G-I | Internal | Summer | B2 | 25 | 500 | 0 | 98.73 | 93.02 | 6 | 0
2020 | PJM_E_2_NYISO_G-I | PJM_E | NYISO_G-I | Internal | Summer | B3 | 75 | 500 | 0 | 96.53 | 82.05 | 6 | 0
2020 | PJM_E_2_NYISO_G-I | PJM_E | NYISO_G-I | Internal | Summer | B4 | 100 | 500 | 0 | 93.8 | 79.36 | 6 | 0
2020 | PJM_E_2_NYISO_G-I | PJM_E | NYISO_G-I | Internal | Summer | B5 | 200 | 500 | 0 | 86.1 | 78.1 | 6 | 0
2020 | PJM_E_2_NYISO_G-I | PJM_E | NYISO_G-I | Internal | Summer | B6 | 300 | 500 | 0 | 73.05 | 65.05 | 6 | 0
2020 | PJM_E_2_NYISO_G-I | PJM_E | NYISO_G-I | Internal | Summer | B7 | 400 | 500 | 0 | 63 | 59.4 | 6 | 0
2020 | PJM_E_2_NYISO_G-I | PJM_E | NYISO_G-I | Internal | Summer | B8 | 500 | 500 | 0 | 59.96 | 58.73 | 6 | 0
2020 | PJM_E_2_NYISO_G-I | PJM_E | NYISO_G-I | Internal | Summer | B9 | 800 | 500 | 0 | 58.98 | 58.72 | 6 | 0
2020 | PJM_E_2_NYISO_G-I | PJM_E | NYISO_G-I | Internal | Summer | B10 | 1262 | 500 | 0 | 54.77 | 58.72 | 6 | 0
2020 | PJM_E_2_NYISO_G-I | PJM_E | NYISO_G-I | Internal | Winter | B16 | 25 | 500 | 0 | 80.83 | 72.83 | 6 | 0
2020 | PJM_E_2_NYISO_G-I | PJM_E | NYISO_G-I | Internal | Winter | B17 | 100 | 500 | 0 | 72.27 | 70.53 | 6 | 0
2020 | PJM_E_2_NYISO_G-I | PJM_E | NYISO_G-I | Internal | Winter | B18 | 400 | 500 | 0 | 67.42 | 66.89 | 6 | 0
2020 | PJM_E_2_NYISO_G-I | PJM_E | NYISO_G-I | Internal | Winter | B19 | 700 | 500 | 0 | 66.26 | 66.89 | 6 | 0
2020 | PJM_E_2_NYISO_G-I | PJM_E | NYISO_G-I | Internal | Winter | B20 | 935 | 500 | 0 | 58.84 | 63.51 | 6 | 0
2020 | PJM_E_2_NYISO_J-K | PJM_E | NYISO_J-K | Internal | Shoulder | B11 | 25 | 330 | 0 | 75.21 | 67.13 | 6 | 0
2020 | PJM_E_2_NYISO_J-K | PJM_E | NYISO_J-K | Internal | Shoulder | B12 | 200 | 330 | 0 | 67.23 | 61.61 | 6 | 0
2020 | PJM_E_2_NYISO_J-K | PJM_E | NYISO_J-K | Internal | Shoulder | B13 | 600 | 330 | 0 | 65.21 | 61.13 | 6 | 0
2020 | PJM_E_2_NYISO_J-K | PJM_E | NYISO_J-K | Internal | Shoulder | B14 | 900 | 330 | 0 | 62.34 | 59.75 | 6 | 0
2020 | PJM_E_2_NYISO_J-K | PJM_E | NYISO_J-K | Internal | Shoulder | B15 | 1203 | 330 | 0 | 57.44 | 59.75 | 6 | 0
2020 | PJM_E_2_NYISO_J-K | PJM_E | NYISO_J-K | Internal | Summer | B1 | 10 | 330 | 328.09 | 102.11 | 108.12 | 6 | 0.01
2020 | PJM_E_2_NYISO_J-K | PJM_E | NYISO_J-K | Internal | Summer | B2 | 25 | 330 | 0 | 98.73 | 93.03 | 6 | 0
2020 | PJM_E_2_NYISO_J-K | PJM_E | NYISO_J-K | Internal | Summer | B3 | 75 | 330 | 0 | 96.53 | 82.06 | 6 | 0
2020 | PJM_E_2_NYISO_J-K | PJM_E | NYISO_J-K | Internal | Summer | B4 | 100 | 330 | 0 | 93.8 | 79.37 | 6 | 0
2020 | PJM_E_2_NYISO_J-K | PJM_E | NYISO_J-K | Internal | Summer | B5 | 200 | 330 | 0 | 86.1 | 79.37 | 6 | 0
2020 | PJM_E_2_NYISO_J-K | PJM_E | NYISO_J-K | Internal | Summer | B6 | 300 | 330 | 0 | 73.05 | 65.07 | 6 | 0
2020 | PJM_E_2_NYISO_J-K | PJM_E | NYISO_J-K | Internal | Summer | B7 | 400 | 330 | 0 | 63 | 59.41 | 6 | 0
2020 | PJM_E_2_NYISO_J-K | PJM_E | NYISO_J-K | Internal | Summer | B8 | 500 | 330 | 0 | 59.96 | 58.74 | 6 | 0
2020 | PJM_E_2_NYISO_J-K | PJM_E | NYISO_J-K | Internal | Summer | B9 | 800 | 330 | 0 | 58.98 | 58.73 | 6 | 0
2020 | PJM_E_2_NYISO_J-K | PJM_E | NYISO_J-K | Internal | Summer | B10 | 1262 | 330 | 0 | 54.77 | 58.73 | 6 | 0
2020 | PJM_E_2_NYISO_J-K | PJM_E | NYISO_J-K | Internal | Winter | B16 | 25 | 330 | 0 | 80.83 | 72.84 | 6 | 0
2020 | PJM_E_2_NYISO_J-K | PJM_E | NYISO_J-K | Internal | Winter | B17 | 100 | 330 | 0 | 72.27 | 70.54 | 6 | 0
2020 | PJM_E_2_NYISO_J-K | PJM_E | NYISO_J-K | Internal | Winter | B18 | 400 | 330 | 0 | 67.42 | 69.5 | 6 | 0
2020 | PJM_E_2_NYISO_J-K | PJM_E | NYISO_J-K | Internal | Winter | B19 | 700 | 330 | 0 | 66.26 | 69.22 | 6 | 0
2020 | PJM_E_2_NYISO_J-K | PJM_E | NYISO_J-K | Internal | Winter | B20 | 935 | 330 | 0 | 58.84 | 63.52 | 6 | 0
2020 | PJM_E_2_PJM_ROM | PJM_E | PJM_ROM | Internal | Shoulder | B11 | 25 | 8000 | 4925.26 | 75.21 | 75.23 | 0.01 | 0
2020 | PJM_E_2_PJM_ROM | PJM_E | PJM_ROM | Internal | Shoulder | B12 | 200 | 8000 | 3233.5 | 67.23 | 67.24 | 0.01 | 0
2020 | PJM_E_2_PJM_ROM | PJM_E | PJM_ROM | Internal | Shoulder | B13 | 600 | 8000 | 1081.91 | 65.21 | 65.22 | 0.01 | 0
2020 | PJM_E_2_PJM_ROM | PJM_E | PJM_ROM | Internal | Shoulder | B14 | 900 | 8000 | 1503.13 | 62.34 | 62.35 | 0.01 | 0
2020 | PJM_E_2_PJM_ROM | PJM_E | PJM_ROM | Internal | Shoulder | B15 | 1203 | 8000 | 308.07 | 57.44 | 57.45 | 0.01 | 0
2020 | PJM_E_2_PJM_ROM | PJM_E | PJM_ROM | Internal | Summer | B1 | 10 | 8000 | 0.98 | 102.11 | 102.1 | 0.01 | 0
2020 | PJM_E_2_PJM_ROM | PJM_E | PJM_ROM | Internal | Summer | B2 | 25 | 8000 | 10.18 | 98.73 | 98.74 | 0.01 | 0
2020 | PJM_E_2_PJM_ROM | PJM_E | PJM_ROM | Internal | Summer | B3 | 75 | 8000 | 4519.81 | 96.53 | 96.54 | 0.01 | 0
2020 | PJM_E_2_PJM_ROM | PJM_E | PJM_ROM | Internal | Summer | B4 | 100 | 8000 | 6156.05 | 93.8 | 93.82 | 0.01 | 0
2020 | PJM_E_2_PJM_ROM | PJM_E | PJM_ROM | Internal | Summer | B5 | 200 | 8000 | 1106.82 | 86.1 | 86.11 | 0.01 | 0
2020 | PJM_E_2_PJM_ROM | PJM_E | PJM_ROM | Internal | Summer | B6 | 300 | 8000 | 1678.36 | 73.05 | 73.07 | 0.01 | 0
2020 | PJM_E_2_PJM_ROM | PJM_E | PJM_ROM | Internal | Summer | B7 | 400 | 8000 | 1931.31 | 63 | 63.01 | 0.01 | 0
2020 | PJM_E_2_PJM_ROM | PJM_E | PJM_ROM | Internal | Summer | B8 | 500 | 8000 | 721.1 | 59.96 | 59.97 | 0.01 | 0
2020 | PJM_E_2_PJM_ROM | PJM_E | PJM_ROM | Internal | Summer | B9 | 800 | 8000 | 0.02 | 58.98 | 58.97 | 0.01 | 0
2020 | PJM_E_2_PJM_ROM | PJM_E | PJM_ROM | Internal | Summer | B10 | 1262 | 8000 | 872.27 | 54.77 | 54.78 | 0.01 | 0
2020 | PJM_E_2_PJM_ROM | PJM_E | PJM_ROM | Internal | Winter | B16 | 25 | 8000 | 1187.66 | 80.83 | 80.84 | 0.01 | 0
2020 | PJM_E_2_PJM_ROM | PJM_E | PJM_ROM | Internal | Winter | B17 | 100 | 8000 | 1015.73 | 72.27 | 72.28 | 0.01 | 0
2020 | PJM_E_2_PJM_ROM | PJM_E | PJM_ROM | Internal | Winter | B18 | 400 | 8000 | 0.03 | 67.42 | 67.41 | 0.01 | 0
2020 | PJM_E_2_PJM_ROM | PJM_E | PJM_ROM | Internal | Winter | B19 | 700 | 8000 | 0.01 | 66.26 | 66.25 | 0.01 | 0
2020 | PJM_E_2_PJM_ROM | PJM_E | PJM_ROM | Internal | Winter | B20 | 935 | 8000 | 49.78 | 58.84 | 58.85 | 0.01 | 0
2020 | PJM_ROR_2_MISO_IN | PJM_ROR | MISO_IN | Internal | Shoulder | B11 | 25 | 1170 | 0 | 75.24 | 73.24 | 2 | 0
2020 | PJM_ROR_2_MISO_IN | PJM_ROR | MISO_IN | Internal | Shoulder | B12 | 200 | 1170 | 0 | 67.23 | 65.22 | 2 | 0
2020 | PJM_ROR_2_MISO_IN | PJM_ROR | MISO_IN | Internal | Shoulder | B13 | 600 | 1170 | 0 | 65.21 | 63.2 | 2 | 0
2020 | PJM_ROR_2_MISO_IN | PJM_ROR | MISO_IN | Internal | Shoulder | B14 | 900 | 1170 | 0 | 62.34 | 60.33 | 2 | 0
2020 | PJM_ROR_2_MISO_IN | PJM_ROR | MISO_IN | Internal | Shoulder | B15 | 1203 | 1170 | 0 | 57.44 | 55.42 | 2 | 0
2020 | PJM_ROR_2_MISO_IN | PJM_ROR | MISO_IN | Internal | Summer | B1 | 10 | 1170 | 0 | 102.08 | 100.05 | 2 | 0
2020 | PJM_ROR_2_MISO_IN | PJM_ROR | MISO_IN | Internal | Summer | B2 | 25 | 1170 | 0 | 98.73 | 96.72 | 2 | 0
2020 | PJM_ROR_2_MISO_IN | PJM_ROR | MISO_IN | Internal | Summer | B3 | 75 | 1170 | 0 | 96.55 | 94.55 | 2 | 0
2020 | PJM_ROR_2_MISO_IN | PJM_ROR | MISO_IN | Internal | Summer | B4 | 100 | 1170 | 0 | 93.83 | 91.82 | 2 | 0
2020 | PJM_ROR_2_MISO_IN | PJM_ROR | MISO_IN | Internal | Summer | B5 | 200 | 1170 | 0 | 86.1 | 74.1 | 2 | 0
2020 | PJM_ROR_2_MISO_IN | PJM_ROR | MISO_IN | Internal | Summer | B6 | 300 | 1170 | 0 | 73.05 | 67.61 | 2 | 0
2020 | PJM_ROR_2_MISO_IN | PJM_ROR | MISO_IN | Internal | Summer | B7 | 400 | 1170 | 0 | 63 | 60.99 | 2 | 0
2020 | PJM_ROR_2_MISO_IN | PJM_ROR | MISO_IN | Internal | Summer | B8 | 500 | 1170 | 0 | 59.96 | 57.96 | 2 | 0
2020 | PJM_ROR_2_MISO_IN | PJM_ROR | MISO_IN | Internal | Summer | B9 | 800 | 1170 | 0 | 58.1 | 56.1 | 2 | 0
2020 | PJM_ROR_2_MISO_IN | PJM_ROR | MISO_IN | Internal | Summer | B10 | 1262 | 1170 | 0 | 54.77 | 52.77 | 2 | 0
2020 | PJM_ROR_2_MISO_IN | PJM_ROR | MISO_IN | Internal | Winter | B16 | 25 | 1170 | 0 | 80.83 | 78.15 | 2 | 0
2020 | PJM_ROR_2_MISO_IN | PJM_ROR | MISO_IN | Internal | Winter | B17 | 100 | 1170 | 0 | 72.27 | 70.25 | 2 | 0
2020 | PJM_ROR_2_MISO_IN | PJM_ROR | MISO_IN | Internal | Winter | B18 | 400 | 1170 | 0 | 67.39 | 65.38 | 2 | 0
2020 | PJM_ROR_2_MISO_IN | PJM_ROR | MISO_IN | Internal | Winter | B19 | 700 | 1170 | 0 | 65.88 | 63.55 | 2 | 0
2020 | PJM_ROR_2_MISO_IN | PJM_ROR | MISO_IN | Internal | Winter | B20 | 935 | 1170 | 0 | 58.84 | 56.83 | 2 | 0
2020 | PJM_ROR_2_MISO_MI | PJM_ROR | MISO_MI | Internal | Shoulder | B11 | 25 | 1305 | 0 | 75.24 | 73.25 | 2 | 0
2020 | PJM_ROR_2_MISO_MI | PJM_ROR | MISO_MI | Internal | Shoulder | B12 | 200 | 1305 | 0 | 67.23 | 65.23 | 2 | 0
2020 | PJM_ROR_2_MISO_MI | PJM_ROR | MISO_MI | Internal | Shoulder | B13 | 600 | 1305 | 0 | 65.21 | 63.21 | 2 | 0
2020 | PJM_ROR_2_MISO_MI | PJM_ROR | MISO_MI | Internal | Shoulder | B14 | 900 | 1305 | 0 | 62.34 | 60.34 | 2 | 0
2020 | PJM_ROR_2_MISO_MI | PJM_ROR | MISO_MI | Internal | Shoulder | B15 | 1203 | 1305 | 0 | 57.44 | 55.44 | 2 | 0
2020 | PJM_ROR_2_MISO_MI | PJM_ROR | MISO_MI | Internal | Summer | B1 | 10 | 1305 | 0 | 102.08 | 100.06 | 2 | 0
2020 | PJM_ROR_2_MISO_MI | PJM_ROR | MISO_MI | Internal | Summer | B2 | 25 | 1305 | 0 | 98.73 | 96.73 | 2 | 0
2020 | PJM_ROR_2_MISO_MI | PJM_ROR | MISO_MI | Internal | Summer | B3 | 75 | 1305 | 0 | 96.55 | 94.56 | 2 | 0
2020 | PJM_ROR_2_MISO_MI | PJM_ROR | MISO_MI | Internal | Summer | B4 | 100 | 1305 | 0 | 93.83 | 91.83 | 2 | 0
2020 | PJM_ROR_2_MISO_MI | PJM_ROR | MISO_MI | Internal | Summer | B5 | 200 | 1305 | 0 | 86.1 | 74.11 | 2 | 0
2020 | PJM_ROR_2_MISO_MI | PJM_ROR | MISO_MI | Internal | Summer | B6 | 300 | 1305 | 0 | 73.05 | 67.63 | 2 | 0
2020 | PJM_ROR_2_MISO_MI | PJM_ROR | MISO_MI | Internal | Summer | B7 | 400 | 1305 | 0 | 63 | 61 | 2 | 0
2020 | PJM_ROR_2_MISO_MI | PJM_ROR | MISO_MI | Internal | Summer | B8 | 500 | 1305 | 0 | 59.96 | 57.97 | 2 | 0
2020 | PJM_ROR_2_MISO_MI | PJM_ROR | MISO_MI | Internal | Summer | B9 | 800 | 1305 | 0 | 58.1 | 56.12 | 2 | 0
2020 | PJM_ROR_2_MISO_MI | PJM_ROR | MISO_MI | Internal | Summer | B10 | 1262 | 1305 | 0 | 54.77 | 52.78 | 2 | 0
2020 | PJM_ROR_2_MISO_MI | PJM_ROR | MISO_MI | Internal | Winter | B16 | 25 | 1305 | 0 | 80.83 | 78.16 | 2 | 0
2020 | PJM_ROR_2_MISO_MI | PJM_ROR | MISO_MI | Internal | Winter | B17 | 100 | 1305 | 0 | 72.27 | 70.26 | 2 | 0
2020 | PJM_ROR_2_MISO_MI | PJM_ROR | MISO_MI | Internal | Winter | B18 | 400 | 1305 | 0 | 67.39 | 65.39 | 2 | 0
2020 | PJM_ROR_2_MISO_MI | PJM_ROR | MISO_MI | Internal | Winter | B19 | 700 | 1305 | 0 | 65.88 | 63.56 | 2 | 0
2020 | PJM_ROR_2_MISO_MI | PJM_ROR | MISO_MI | Internal | Winter | B20 | 935 | 1305 | 0 | 58.84 | 56.84 | 2 | 0
2020 | PJM_ROR_2_MISO_MO-IL | PJM_ROR | MISO_MO-IL | Internal | Shoulder | B11 | 25 | 1111 | 1109.38 | 75.24 | 77.24 | 2 | 0.01
2020 | PJM_ROR_2_MISO_MO-IL | PJM_ROR | MISO_MO-IL | Internal | Shoulder | B12 | 200 | 1111 | 0 | 67.23 | 65.23 | 2 | 0
2020 | PJM_ROR_2_MISO_MO-IL | PJM_ROR | MISO_MO-IL | Internal | Shoulder | B13 | 600 | 1111 | 0 | 65.21 | 63.21 | 2 | 0
2020 | PJM_ROR_2_MISO_MO-IL | PJM_ROR | MISO_MO-IL | Internal | Shoulder | B14 | 900 | 1111 | 0 | 62.34 | 61.05 | 2 | 0
2020 | PJM_ROR_2_MISO_MO-IL | PJM_ROR | MISO_MO-IL | Internal | Shoulder | B15 | 1203 | 1111 | 0 | 57.44 | 55.75 | 2 | 0
2020 | PJM_ROR_2_MISO_MO-IL | PJM_ROR | MISO_MO-IL | Internal | Summer | B1 | 10 | 1111 | 0 | 102.08 | 100.08 | 2 | 0
2020 | PJM_ROR_2_MISO_MO-IL | PJM_ROR | MISO_MO-IL | Internal | Summer | B2 | 25 | 1111 | 0 | 98.73 | 98.83 | 2 | 0
2020 | PJM_ROR_2_MISO_MO-IL | PJM_ROR | MISO_MO-IL | Internal | Summer | B3 | 75 | 1111 | 0 | 96.55 | 96.24 | 2 | 0
2020 | PJM_ROR_2_MISO_MO-IL | PJM_ROR | MISO_MO-IL | Internal | Summer | B4 | 100 | 1111 | 1110.8 | 93.83 | 95.84 | 2 | 0.01
2020 | PJM_ROR_2_MISO_MO-IL | PJM_ROR | MISO_MO-IL | Internal | Summer | B5 | 200 | 1111 | 934.99 | 86.1 | 88.1 | 2 | 0
2020 | PJM_ROR_2_MISO_MO-IL | PJM_ROR | MISO_MO-IL | Internal | Summer | B6 | 300 | 1111 | 385.35 | 73.05 | 75.05 | 2 | 0
2020 | PJM_ROR_2_MISO_MO-IL | PJM_ROR | MISO_MO-IL | Internal | Summer | B7 | 400 | 1111 | 0 | 63 | 64.5 | 2 | 0
2020 | PJM_ROR_2_MISO_MO-IL | PJM_ROR | MISO_MO-IL | Internal | Summer | B8 | 500 | 1111 | 0 | 59.96 | 60.04 | 2 | 0
2020 | PJM_ROR_2_MISO_MO-IL | PJM_ROR | MISO_MO-IL | Internal | Summer | B9 | 800 | 1111 | 0 | 58.1 | 58.62 | 2 | 0
2020 | PJM_ROR_2_MISO_MO-IL | PJM_ROR | MISO_MO-IL | Internal | Summer | B10 | 1262 | 1111 | 0 | 54.77 | 54.71 | 2 | 0
2020 | PJM_ROR_2_MISO_MO-IL | PJM_ROR | MISO_MO-IL | Internal | Winter | B16 | 25 | 1111 | 0 | 80.83 | 78.16 | 2 | 0
2020 | PJM_ROR_2_MISO_MO-IL | PJM_ROR | MISO_MO-IL | Internal | Winter | B17 | 100 | 1111 | 0 | 72.27 | 70.26 | 2 | 0
2020 | PJM_ROR_2_MISO_MO-IL | PJM_ROR | MISO_MO-IL | Internal | Winter | B18 | 400 | 1111 | 0 | 67.39 | 65.39 | 2 | 0
2020 | PJM_ROR_2_MISO_MO-IL | PJM_ROR | MISO_MO-IL | Internal | Winter | B19 | 700 | 1111 | 0 | 65.88 | 63.88 | 2 | 0
2020 | PJM_ROR_2_MISO_MO-IL | PJM_ROR | MISO_MO-IL | Internal | Winter | B20 | 935 | 1111 | 0 | 58.84 | 56.84 | 2 | 0
2020 | PJM_ROR_2_MISO_W | PJM_ROR | MISO_W | Internal | Shoulder | B11 | 25 | 13129 | 0.97 | 75.24 | 77.23 | 2 | 0
2020 | PJM_ROR_2_MISO_W | PJM_ROR | MISO_W | Internal | Shoulder | B12 | 200 | 13129 | 0 | 67.23 | 65.23 | 2 | 0
2020 | PJM_ROR_2_MISO_W | PJM_ROR | MISO_W | Internal | Shoulder | B13 | 600 | 13129 | 0 | 65.21 | 63.22 | 2 | 0
2020 | PJM_ROR_2_MISO_W | PJM_ROR | MISO_W | Internal | Shoulder | B14 | 900 | 13129 | 0 | 62.34 | 61.32 | 2 | 0
2020 | PJM_ROR_2_MISO_W | PJM_ROR | MISO_W | Internal | Shoulder | B15 | 1203 | 13129 | 0 | 57.44 | 57.89 | 2 | 0
2020 | PJM_ROR_2_MISO_W | PJM_ROR | MISO_W | Internal | Summer | B1 | 10 | 13129 | 0 | 102.08 | 100.08 | 2 | 0
2020 | PJM_ROR_2_MISO_W | PJM_ROR | MISO_W | Internal | Summer | B2 | 25 | 13129 | 0 | 98.73 | 98.84 | 2 | 0
2020 | PJM_ROR_2_MISO_W | PJM_ROR | MISO_W | Internal | Summer | B3 | 75 | 13129 | 591.95 | 96.55 | 98.55 | 2 | 0
2020 | PJM_ROR_2_MISO_W | PJM_ROR | MISO_W | Internal | Summer | B4 | 100 | 13129 | 2795.83 | 93.83 | 95.83 | 2 | 0
2020 | PJM_ROR_2_MISO_W | PJM_ROR | MISO_W | Internal | Summer | B5 | 200 | 13129 | 2081.88 | 86.1 | 88.1 | 2 | 0
2020 | PJM_ROR_2_MISO_W | PJM_ROR | MISO_W | Internal | Summer | B6 | 300 | 13129 | 1095.47 | 73.05 | 75.05 | 2 | 0
2020 | PJM_ROR_2_MISO_W | PJM_ROR | MISO_W | Internal | Summer | B7 | 400 | 13129 | 0 | 63 | 64.52 | 2 | 0
2020 | PJM_ROR_2_MISO_W | PJM_ROR | MISO_W | Internal | Summer | B8 | 500 | 13129 | 0 | 59.96 | 60.05 | 2 | 0
2020 | PJM_ROR_2_MISO_W | PJM_ROR | MISO_W | Internal | Summer | B9 | 800 | 13129 | 0 | 58.1 | 59.77 | 2 | 0
2020 | PJM_ROR_2_MISO_W | PJM_ROR | MISO_W | Internal | Summer | B10 | 1262 | 13129 | 977.53 | 54.77 | 56.77 | 2 | 0
2020 | PJM_ROR_2_MISO_W | PJM_ROR | MISO_W | Internal | Winter | B16 | 25 | 13129 | 0 | 80.83 | 78.83 | 2 | 0
2020 | PJM_ROR_2_MISO_W | PJM_ROR | MISO_W | Internal | Winter | B17 | 100 | 13129 | 0 | 72.27 | 70.27 | 2 | 0
2020 | PJM_ROR_2_MISO_W | PJM_ROR | MISO_W | Internal | Winter | B18 | 400 | 13129 | 0 | 67.39 | 65.39 | 2 | 0
2020 | PJM_ROR_2_MISO_W | PJM_ROR | MISO_W | Internal | Winter | B19 | 700 | 13129 | 0 | 65.88 | 64.25 | 2 | 0
2020 | PJM_ROR_2_MISO_W | PJM_ROR | MISO_W | Internal | Winter | B20 | 935 | 13129 | 0 | 58.84 | 57.89 | 2 | 0
2020 | PJM_ROR_2_MISO_WUMS | PJM_ROR | MISO_WUMS | Internal | Shoulder | B11 | 25 | 1467 | 0 | 75.24 | 73.24 | 2 | 0
2020 | PJM_ROR_2_MISO_WUMS | PJM_ROR | MISO_WUMS | Internal | Shoulder | B12 | 200 | 1467 | 0 | 67.23 | 65.22 | 2 | 0
2020 | PJM_ROR_2_MISO_WUMS | PJM_ROR | MISO_WUMS | Internal | Shoulder | B13 | 600 | 1467 | 0 | 65.21 | 63.21 | 2 | 0
2020 | PJM_ROR_2_MISO_WUMS | PJM_ROR | MISO_WUMS | Internal | Shoulder | B14 | 900 | 1467 | 0 | 62.34 | 60.33 | 2 | 0
2020 | PJM_ROR_2_MISO_WUMS | PJM_ROR | MISO_WUMS | Internal | Shoulder | B15 | 1203 | 1467 | 0 | 57.44 | 55.44 | 2 | 0
2020 | PJM_ROR_2_MISO_WUMS | PJM_ROR | MISO_WUMS | Internal | Summer | B1 | 10 | 1467 | 0 | 102.08 | 100.07 | 2 | 0
2020 | PJM_ROR_2_MISO_WUMS | PJM_ROR | MISO_WUMS | Internal | Summer | B2 | 25 | 1467 | 0 | 98.73 | 96.73 | 2 | 0
2020 | PJM_ROR_2_MISO_WUMS | PJM_ROR | MISO_WUMS | Internal | Summer | B3 | 75 | 1467 | 0 | 96.55 | 94.55 | 2 | 0
2020 | PJM_ROR_2_MISO_WUMS | PJM_ROR | MISO_WUMS | Internal | Summer | B4 | 100 | 1467 | 0 | 93.83 | 91.82 | 2 | 0
2020 | PJM_ROR_2_MISO_WUMS | PJM_ROR | MISO_WUMS | Internal | Summer | B5 | 200 | 1467 | 0 | 86.1 | 70.91 | 2 | 0
2020 | PJM_ROR_2_MISO_WUMS | PJM_ROR | MISO_WUMS | Internal | Summer | B6 | 300 | 1467 | 0 | 73.05 | 63.99 | 2 | 0
2020 | PJM_ROR_2_MISO_WUMS | PJM_ROR | MISO_WUMS | Internal | Summer | B7 | 400 | 1467 | 0 | 63 | 60.99 | 2 | 0
2020 | PJM_ROR_2_MISO_WUMS | PJM_ROR | MISO_WUMS | Internal | Summer | B8 | 500 | 1467 | 0 | 59.96 | 57.96 | 2 | 0
2020 | PJM_ROR_2_MISO_WUMS | PJM_ROR | MISO_WUMS | Internal | Summer | B9 | 800 | 1467 | 0 | 58.1 | 56.13 | 2 | 0
2020 | PJM_ROR_2_MISO_WUMS | PJM_ROR | MISO_WUMS | Internal | Summer | B10 | 1262 | 1467 | 0 | 54.77 | 52.77 | 2 | 0
2020 | PJM_ROR_2_MISO_WUMS | PJM_ROR | MISO_WUMS | Internal | Winter | B16 | 25 | 1467 | 0 | 80.83 | 78.15 | 2 | 0
2020 | PJM_ROR_2_MISO_WUMS | PJM_ROR | MISO_WUMS | Internal | Winter | B17 | 100 | 1467 | 0 | 72.27 | 70.25 | 2 | 0
2020 | PJM_ROR_2_MISO_WUMS | PJM_ROR | MISO_WUMS | Internal | Winter | B18 | 400 | 1467 | 0 | 67.39 | 65.27 | 2 | 0
2020 | PJM_ROR_2_MISO_WUMS | PJM_ROR | MISO_WUMS | Internal | Winter | B19 | 700 | 1467 | 0 | 65.88 | 63.57 | 2 | 0
2020 | PJM_ROR_2_MISO_WUMS | PJM_ROR | MISO_WUMS | Internal | Winter | B20 | 935 | 1467 | 0 | 58.84 | 56.85 | 2 | 0
2020 | PJM_ROR_2_PJM_ROM | PJM_ROR | PJM_ROM | Internal | Shoulder | B11 | 25 | 8000 | 0.5 | 75.24 | 75.23 | 0.01 | 0
2020 | PJM_ROR_2_PJM_ROM | PJM_ROR | PJM_ROM | Internal | Shoulder | B12 | 200 | 8000 | 2542.77 | 67.23 | 67.24 | 0.01 | 0
2020 | PJM_ROR_2_PJM_ROM | PJM_ROR | PJM_ROM | Internal | Shoulder | B13 | 600 | 8000 | 4648.8 | 65.21 | 65.22 | 0.01 | 0
2020 | PJM_ROR_2_PJM_ROM | PJM_ROR | PJM_ROM | Internal | Shoulder | B14 | 900 | 8000 | 4027.72 | 62.34 | 62.35 | 0.01 | 0
2020 | PJM_ROR_2_PJM_ROM | PJM_ROR | PJM_ROM | Internal | Shoulder | B15 | 1203 | 8000 | 5585.19 | 57.44 | 57.45 | 0.01 | 0
2020 | PJM_ROR_2_PJM_ROM | PJM_ROR | PJM_ROM | Internal | Summer | B1 | 10 | 8000 | 5398.21 | 102.08 | 102.1 | 0.01 | 0
2020 | PJM_ROR_2_PJM_ROM | PJM_ROR | PJM_ROM | Internal | Summer | B2 | 25 | 8000 | 3319.08 | 98.73 | 98.74 | 0.01 | 0
2020 | PJM_ROR_2_PJM_ROM | PJM_ROR | PJM_ROM | Internal | Summer | B3 | 75 | 8000 | 0.14 | 96.55 | 96.54 | 0.01 | 0
2020 | PJM_ROR_2_PJM_ROM | PJM_ROR | PJM_ROM | Internal | Summer | B4 | 100 | 8000 | 0.1 | 93.83 | 93.82 | 0.01 | 0
2020 | PJM_ROR_2_PJM_ROM | PJM_ROR | PJM_ROM | Internal | Summer | B5 | 200 | 8000 | 617.3 | 86.1 | 86.11 | 0.01 | 0
2020 | PJM_ROR_2_PJM_ROM | PJM_ROR | PJM_ROM | Internal | Summer | B6 | 300 | 8000 | 3204.37 | 73.05 | 73.07 | 0.01 | 0
2020 | PJM_ROR_2_PJM_ROM | PJM_ROR | PJM_ROM | Internal | Summer | B7 | 400 | 8000 | 4437.63 | 63 | 63.01 | 0.01 | 0
2020 | PJM_ROR_2_PJM_ROM | PJM_ROR | PJM_ROM | Internal | Summer | B8 | 500 | 8000 | 5683.56 | 59.96 | 59.97 | 0.01 | 0
2020 | PJM_ROR_2_PJM_ROM | PJM_ROR | PJM_ROM | Internal | Summer | B9 | 800 | 8000 | 8000 | 58.1 | 58.97 | 0.01 | 0.85
2020 | PJM_ROR_2_PJM_ROM | PJM_ROR | PJM_ROM | Internal | Summer | B10 | 1262 | 8000 | 5965.74 | 54.77 | 54.78 | 0.01 | 0
2020 | PJM_ROR_2_PJM_ROM | PJM_ROR | PJM_ROM | Internal | Winter | B16 | 25 | 8000 | 4864.38 | 80.83 | 80.84 | 0.01 | 0
2020 | PJM_ROR_2_PJM_ROM | PJM_ROR | PJM_ROM | Internal | Winter | B17 | 100 | 8000 | 6475.82 | 72.27 | 72.28 | 0.01 | 0
2020 | PJM_ROR_2_PJM_ROM | PJM_ROR | PJM_ROM | Internal | Winter | B18 | 400 | 8000 | 7236.35 | 67.39 | 67.41 | 0.01 | 0
2020 | PJM_ROR_2_PJM_ROM | PJM_ROR | PJM_ROM | Internal | Winter | B19 | 700 | 8000 | 8000 | 65.88 | 66.25 | 0.01 | 0.36
2020 | PJM_ROR_2_PJM_ROM | PJM_ROR | PJM_ROM | Internal | Winter | B20 | 935 | 8000 | 5768.22 | 58.84 | 58.85 | 0.01 | 0
2020 | PJM_ROR_2_TVA_Transmission | PJM_ROR | TVA_Transmission | Internal | Shoulder | B11 | 25 | 2500 | 0 | 75.24 | 80.17 | 6 | 0
2020 | PJM_ROR_2_TVA_Transmission | PJM_ROR | TVA_Transmission | Internal | Shoulder | B12 | 200 | 2500 | 0 | 67.23 | 68.64 | 6 | 0
2020 | PJM_ROR_2_TVA_Transmission | PJM_ROR | TVA_Transmission | Internal | Shoulder | B13 | 600 | 2500 | 0 | 65.21 | 66.49 | 6 | 0
2020 | PJM_ROR_2_TVA_Transmission | PJM_ROR | TVA_Transmission | Internal | Shoulder | B14 | 900 | 2500 | 0 | 62.34 | 65.1 | 6 | 0
2020 | PJM_ROR_2_TVA_Transmission | PJM_ROR | TVA_Transmission | Internal | Shoulder | B15 | 1203 | 2500 | 570.03 | 57.44 | 63.44 | 6 | 0
2020 | PJM_ROR_2_TVA_Transmission | PJM_ROR | TVA_Transmission | Internal | Summer | B1 | 10 | 2500 | 641.69 | 102.08 | 108.08 | 6 | 0
2020 | PJM_ROR_2_TVA_Transmission | PJM_ROR | TVA_Transmission | Internal | Summer | B2 | 25 | 2500 | 2499.98 | 98.73 | 105.29 | 6 | 0.56
2020 | PJM_ROR_2_TVA_Transmission | PJM_ROR | TVA_Transmission | Internal | Summer | B3 | 75 | 2500 | 1050.94 | 96.55 | 102.55 | 6 | 0
2020 | PJM_ROR_2_TVA_Transmission | PJM_ROR | TVA_Transmission | Internal | Summer | B4 | 100 | 2500 | 346.85 | 93.83 | 99.83 | 6 | 0
2020 | PJM_ROR_2_TVA_Transmission | PJM_ROR | TVA_Transmission | Internal | Summer | B5 | 200 | 2500 | 0 | 86.1 | 90.1 | 6 | 0
2020 | PJM_ROR_2_TVA_Transmission | PJM_ROR | TVA_Transmission | Internal | Summer | B6 | 300 | 2500 | 0 | 73.05 | 77.96 | 6 | 0
2020 | PJM_ROR_2_TVA_Transmission | PJM_ROR | TVA_Transmission | Internal | Summer | B7 | 400 | 2500 | 0 | 63 | 67.28 | 6 | 0
2020 | PJM_ROR_2_TVA_Transmission | PJM_ROR | TVA_Transmission | Internal | Summer | B8 | 500 | 2500 | 0 | 59.96 | 64.46 | 6 | 0
2020 | PJM_ROR_2_TVA_Transmission | PJM_ROR | TVA_Transmission | Internal | Summer | B9 | 800 | 2500 | 0 | 58.1 | 63.3 | 6 | 0
2020 | PJM_ROR_2_TVA_Transmission | PJM_ROR | TVA_Transmission | Internal | Summer | B10 | 1262 | 2500 | 0 | 54.77 | 58.52 | 6 | 0
2020 | PJM_ROR_2_TVA_Transmission | PJM_ROR | TVA_Transmission | Internal | Winter | B16 | 25 | 2500 | 0 | 80.83 | 85.5 | 6 | 0
2020 | PJM_ROR_2_TVA_Transmission | PJM_ROR | TVA_Transmission | Internal | Winter | B17 | 100 | 2500 | 0 | 72.27 | 73.04 | 6 | 0
2020 | PJM_ROR_2_TVA_Transmission | PJM_ROR | TVA_Transmission | Internal | Winter | B18 | 400 | 2500 | 0 | 67.39 | 69.34 | 6 | 0
2020 | PJM_ROR_2_TVA_Transmission | PJM_ROR | TVA_Transmission | Internal | Winter | B19 | 700 | 2500 | 0 | 65.88 | 67 | 6 | 0
2020 | PJM_ROR_2_TVA_Transmission | PJM_ROR | TVA_Transmission | Internal | Winter | B20 | 935 | 2500 | 778.81 | 58.84 | 64.84 | 6 | 0
2020 | PJM_ROR_2_VACAR | PJM_ROR | VACAR | Internal | Shoulder | B11 | 25 | 3000 | 268.86 | 75.24 | 81.24 | 6 | 0
2020 | PJM_ROR_2_VACAR | PJM_ROR | VACAR | Internal | Shoulder | B12 | 200 | 3000 | 0 | 67.23 | 71.83 | 6 | 0
2020 | PJM_ROR_2_VACAR | PJM_ROR | VACAR | Internal | Shoulder | B13 | 600 | 3000 | 0 | 65.21 | 67.89 | 6 | 0
2020 | PJM_ROR_2_VACAR | PJM_ROR | VACAR | Internal | Shoulder | B14 | 900 | 3000 | 0 | 62.34 | 65.99 | 6 | 0
2020 | PJM_ROR_2_VACAR | PJM_ROR | VACAR | Internal | Shoulder | B15 | 1203 | 3000 | 0 | 57.44 | 59.15 | 6 | 0
2020 | PJM_ROR_2_VACAR | PJM_ROR | VACAR | Internal | Summer | B1 | 10 | 3000 | 2999.7 | 102.08 | 108.23 | 6 | 0.15
2020 | PJM_ROR_2_VACAR | PJM_ROR | VACAR | Internal | Summer | B2 | 25 | 3000 | 3000 | 98.73 | 108.23 | 6 | 3.51
2020 | PJM_ROR_2_VACAR | PJM_ROR | VACAR | Internal | Summer | B3 | 75 | 3000 | 3000 | 96.55 | 108.23 | 6 | 5.68
2020 | PJM_ROR_2_VACAR | PJM_ROR | VACAR | Internal | Summer | B4 | 100 | 3000 | 2534.04 | 93.83 | 99.83 | 6 | 0
2020 | PJM_ROR_2_VACAR | PJM_ROR | VACAR | Internal | Summer | B5 | 200 | 3000 | 2435.65 | 86.1 | 92.1 | 6 | 0
2020 | PJM_ROR_2_VACAR | PJM_ROR | VACAR | Internal | Summer | B6 | 300 | 3000 | 251.42 | 73.05 | 79.05 | 6 | 0
2020 | PJM_ROR_2_VACAR | PJM_ROR | VACAR | Internal | Summer | B7 | 400 | 3000 | 3000 | 63 | 69.28 | 6 | 0.28
2020 | PJM_ROR_2_VACAR | PJM_ROR | VACAR | Internal | Summer | B8 | 500 | 3000 | 114.41 | 59.96 | 65.96 | 6 | 0
2020 | PJM_ROR_2_VACAR | PJM_ROR | VACAR | Internal | Summer | B9 | 800 | 3000 | 0 | 58.1 | 63.44 | 6 | 0
2020 | PJM_ROR_2_VACAR | PJM_ROR | VACAR | Internal | Summer | B10 | 1262 | 3000 | 0 | 54.77 | 57.51 | 6 | 0
2020 | PJM_ROR_2_VACAR | PJM_ROR | VACAR | Internal | Winter | B16 | 25 | 3000 | 3000 | 80.83 | 94.5 | 6 | 7.67
2020 | PJM_ROR_2_VACAR | PJM_ROR | VACAR | Internal | Winter | B17 | 100 | 3000 | 1164.32 | 72.27 | 78.27 | 6 | 0
2020 | PJM_ROR_2_VACAR | PJM_ROR | VACAR | Internal | Winter | B18 | 400 | 3000 | 0 | 67.39 | 72.23 | 6 | 0
2020 | PJM_ROR_2_VACAR | PJM_ROR | VACAR | Internal | Winter | B19 | 700 | 3000 | 0 | 65.88 | 68.61 | 6 | 0
2020 | PJM_ROR_2_VACAR | PJM_ROR | VACAR | Internal | Winter | B20 | 935 | 3000 | 0 | 58.84 | 63.44 | 6 | 0
2020 | PJM_ROM_2_NYISO_A-F | PJM_ROM | NYISO_A-F | Internal | Shoulder | B11 | 25 | 2000 | 0 | 75.23 | 67.11 | 6 | 0
2020 | PJM_ROM_2_NYISO_A-F | PJM_ROM | NYISO_A-F | Internal | Shoulder | B12 | 200 | 2000 | 0 | 67.24 | 61.59 | 6 | 0
2020 | PJM_ROM_2_NYISO_A-F | PJM_ROM | NYISO_A-F | Internal | Shoulder | B13 | 600 | 2000 | 0 | 65.22 | 61.11 | 6 | 0
2020 | PJM_ROM_2_NYISO_A-F | PJM_ROM | NYISO_A-F | Internal | Shoulder | B14 | 900 | 2000 | 0 | 62.35 | 59.72 | 6 | 0
2020 | PJM_ROM_2_NYISO_A-F | PJM_ROM | NYISO_A-F | Internal | Shoulder | B15 | 1203 | 2000 | 0 | 57.45 | 59.72 | 6 | 0
2020 | PJM_ROM_2_NYISO_A-F | PJM_ROM | NYISO_A-F | Internal | Summer | B1 | 10 | 2000 | 0 | 102.1 | 94.1 | 6 | 0
2020 | PJM_ROM_2_NYISO_A-F | PJM_ROM | NYISO_A-F | Internal | Summer | B2 | 25 | 2000 | 0 | 98.74 | 90.74 | 6 | 0
2020 | PJM_ROM_2_NYISO_A-F | PJM_ROM | NYISO_A-F | Internal | Summer | B3 | 75 | 2000 | 0 | 96.54 | 80.65 | 6 | 0
2020 | PJM_ROM_2_NYISO_A-F | PJM_ROM | NYISO_A-F | Internal | Summer | B4 | 100 | 2000 | 0 | 93.82 | 79.34 | 6 | 0
2020 | PJM_ROM_2_NYISO_A-F | PJM_ROM | NYISO_A-F | Internal | Summer | B5 | 200 | 2000 | 0 | 86.11 | 71.29 | 6 | 0
2020 | PJM_ROM_2_NYISO_A-F | PJM_ROM | NYISO_A-F | Internal | Summer | B6 | 300 | 2000 | 0 | 73.07 | 65.04 | 6 | 0
2020 | PJM_ROM_2_NYISO_A-F | PJM_ROM | NYISO_A-F | Internal | Summer | B7 | 400 | 2000 | 0 | 63.01 | 59.39 | 6 | 0
2020 | PJM_ROM_2_NYISO_A-F | PJM_ROM | NYISO_A-F | Internal | Summer | B8 | 500 | 2000 | 0 | 59.97 | 58.72 | 6 | 0
2020 | PJM_ROM_2_NYISO_A-F | PJM_ROM | NYISO_A-F | Internal | Summer | B9 | 800 | 2000 | 0 | 58.97 | 58.71 | 6 | 0
2020 | PJM_ROM_2_NYISO_A-F | PJM_ROM | NYISO_A-F | Internal | Summer | B10 | 1262 | 2000 | 0 | 54.78 | 58.71 | 6 | 0
2020 | PJM_ROM_2_NYISO_A-F | PJM_ROM | NYISO_A-F | Internal | Winter | B16 | 25 | 2000 | 0 | 80.84 | 69.75 | 6 | 0
2020 | PJM_ROM_2_NYISO_A-F | PJM_ROM | NYISO_A-F | Internal | Winter | B17 | 100 | 2000 | 0 | 72.28 | 64.54 | 6 | 0
2020 | PJM_ROM_2_NYISO_A-F | PJM_ROM | NYISO_A-F | Internal | Winter | B18 | 400 | 2000 | 0 | 67.41 | 63.5 | 6 | 0
2020 | PJM_ROM_2_NYISO_A-F | PJM_ROM | NYISO_A-F | Internal | Winter | B19 | 700 | 2000 | 0 | 66.25 | 63.5 | 6 | 0
2020 | PJM_ROM_2_NYISO_A-F | PJM_ROM | NYISO_A-F | Internal | Winter | B20 | 935 | 2000 | 0 | 58.85 | 63.5 | 6 | 0
2020 | PJM_ROM_2_PJM_E | PJM_ROM | PJM_E | Internal | Shoulder | B11 | 25 | 8000 | 0.37 | 75.23 | 75.21 | 0.01 | 0
2020 | PJM_ROM_2_PJM_E | PJM_ROM | PJM_E | Internal | Shoulder | B12 | 200 | 8000 | 0.05 | 67.24 | 67.23 | 0.01 | 0
2020 | PJM_ROM_2_PJM_E | PJM_ROM | PJM_E | Internal | Shoulder | B13 | 600 | 8000 | 0.02 | 65.22 | 65.21 | 0.01 | 0
2020 | PJM_ROM_2_PJM_E | PJM_ROM | PJM_E | Internal | Shoulder | B14 | 900 | 8000 | 0.01 | 62.35 | 62.34 | 0.01 | 0
2020 | PJM_ROM_2_PJM_E | PJM_ROM | PJM_E | Internal | Shoulder | B15 | 1203 | 8000 | 0 | 57.45 | 57.44 | 0.01 | 0
2020 | PJM_ROM_2_PJM_E | PJM_ROM | PJM_E | Internal | Summer | B1 | 10 | 8000 | 1239.01 | 102.1 | 102.11 | 0.01 | 0
2020 | PJM_ROM_2_PJM_E | PJM_ROM | PJM_E | Internal | Summer | B2 | 25 | 8000 | 0.42 | 98.74 | 98.73 | 0.01 | 0
2020 | PJM_ROM_2_PJM_E | PJM_ROM | PJM_E | Internal | Summer | B3 | 75 | 8000 | 0.13 | 96.54 | 96.53 | 0.01 | 0
2020 | PJM_ROM_2_PJM_E | PJM_ROM | PJM_E | Internal | Summer | B4 | 100 | 8000 | 0.09 | 93.82 | 93.8 | 0.01 | 0
2020 | PJM_ROM_2_PJM_E | PJM_ROM | PJM_E | Internal | Summer | B5 | 200 | 8000 | 0.05 | 86.11 | 86.1 | 0.01 | 0
2020 | PJM_ROM_2_PJM_E | PJM_ROM | PJM_E | Internal | Summer | B6 | 300 | 8000 | 0.03 | 73.07 | 73.05 | 0.01 | 0
2020 | PJM_ROM_2_PJM_E | PJM_ROM | PJM_E | Internal | Summer | B7 | 400 | 8000 | 0.03 | 63.01 | 63 | 0.01 | 0
2020 | PJM_ROM_2_PJM_E | PJM_ROM | PJM_E | Internal | Summer | B8 | 500 | 8000 | 0.02 | 59.97 | 59.96 | 0.01 | 0
2020 | PJM_ROM_2_PJM_E | PJM_ROM | PJM_E | Internal | Summer | B9 | 800 | 8000 | 498.64 | 58.97 | 58.98 | 0.01 | 0
2020 | PJM_ROM_2_PJM_E | PJM_ROM | PJM_E | Internal | Summer | B10 | 1262 | 8000 | 0 | 54.78 | 54.77 | 0.01 | 0
2020 | PJM_ROM_2_PJM_E | PJM_ROM | PJM_E | Internal | Winter | B16 | 25 | 8000 | 0.4 | 80.84 | 80.83 | 0.01 | 0
2020 | PJM_ROM_2_PJM_E | PJM_ROM | PJM_E | Internal | Winter | B17 | 100 | 8000 | 0.1 | 72.28 | 72.27 | 0.01 | 0
2020 | PJM_ROM_2_PJM_E | PJM_ROM | PJM_E | Internal | Winter | B18 | 400 | 8000 | 876.46 | 67.41 | 67.42 | 0.01 | 0
2020 | PJM_ROM_2_PJM_E | PJM_ROM | PJM_E | Internal | Winter | B19 | 700 | 8000 | 2154.12 | 66.25 | 66.26 | 0.01 | 0
2020 | PJM_ROM_2_PJM_E | PJM_ROM | PJM_E | Internal | Winter | B20 | 935 | 8000 | 0.01 | 58.85 | 58.84 | 0.01 | 0
2020 | PJM_ROM_2_PJM_ROR | PJM_ROM | PJM_ROR | Internal | Shoulder | B11 | 25 | 8000 | 74.41 | 75.23 | 75.24 | 0.01 | 0
2020 | PJM_ROM_2_PJM_ROR | PJM_ROM | PJM_ROR | Internal | Shoulder | B12 | 200 | 8000 | 0.05 | 67.24 | 67.23 | 0.01 | 0
2020 | PJM_ROM_2_PJM_ROR | PJM_ROM | PJM_ROR | Internal | Shoulder | B13 | 600 | 8000 | 0.02 | 65.22 | 65.21 | 0.01 | 0
2020 | PJM_ROM_2_PJM_ROR | PJM_ROM | PJM_ROR | Internal | Shoulder | B14 | 900 | 8000 | 0.01 | 62.35 | 62.34 | 0.01 | 0
2020 | PJM_ROM_2_PJM_ROR | PJM_ROM | PJM_ROR | Internal | Shoulder | B15 | 1203 | 8000 | 0 | 57.45 | 57.44 | 0.01 | 0
2020 | PJM_ROM_2_PJM_ROR | PJM_ROM | PJM_ROR | Internal | Summer | B1 | 10 | 8000 | 0.92 | 102.1 | 102.08 | 0.01 | 0
2020 | PJM_ROM_2_PJM_ROR | PJM_ROM | PJM_ROR | Internal | Summer | B2 | 25 | 8000 | 0.39 | 98.74 | 98.73 | 0.01 | 0
2020 | PJM_ROM_2_PJM_ROR | PJM_ROM | PJM_ROR | Internal | Summer | B3 | 75 | 8000 | 1673.5 | 96.54 | 96.55 | 0.01 | 0
2020 | PJM_ROM_2_PJM_ROR | PJM_ROM | PJM_ROR | Internal | Summer | B4 | 100 | 8000 | 4411.5 | 93.82 | 93.83 | 0.01 | 0
2020 | PJM_ROM_2_PJM_ROR | PJM_ROM | PJM_ROR | Internal | Summer | B5 | 200 | 8000 | 0.05 | 86.11 | 86.1 | 0.01 | 0
2020 | PJM_ROM_2_PJM_ROR | PJM_ROM | PJM_ROR | Internal | Summer | B6 | 300 | 8000 | 0.03 | 73.07 | 73.05 | 0.01 | 0
2020 | PJM_ROM_2_PJM_ROR | PJM_ROM | PJM_ROR | Internal | Summer | B7 | 400 | 8000 | 0.03 | 63.01 | 63 | 0.01 | 0
2020 | PJM_ROM_2_PJM_ROR | PJM_ROM | PJM_ROR | Internal | Summer | B8 | 500 | 8000 | 0.02 | 59.97 | 59.96 | 0.01 | 0
2020 | PJM_ROM_2_PJM_ROR | PJM_ROM | PJM_ROR | Internal | Summer | B9 | 800 | 8000 | 0 | 58.97 | 58.1 | 0.01 | 0
2020 | PJM_ROM_2_PJM_ROR | PJM_ROM | PJM_ROR | Internal | Summer | B10 | 1262 | 8000 | 0 | 54.78 | 54.77 | 0.01 | 0
2020 | PJM_ROM_2_PJM_ROR | PJM_ROM | PJM_ROR | Internal | Winter | B16 | 25 | 8000 | 0.37 | 80.84 | 80.83 | 0.01 | 0
2020 | PJM_ROM_2_PJM_ROR | PJM_ROM | PJM_ROR | Internal | Winter | B17 | 100 | 8000 | 0.09 | 72.28 | 72.27 | 0.01 | 0
2020 | PJM_ROM_2_PJM_ROR | PJM_ROM | PJM_ROR | Internal | Winter | B18 | 400 | 8000 | 0.02 | 67.41 | 67.39 | 0.01 | 0
2020 | PJM_ROM_2_PJM_ROR | PJM_ROM | PJM_ROR | Internal | Winter | B19 | 700 | 8000 | 0 | 66.25 | 65.88 | 0.01 | 0
2020 | PJM_ROM_2_PJM_ROR | PJM_ROM | PJM_ROR | Internal | Winter | B20 | 935 | 8000 | 0.01 | 58.85 | 58.84 | 0.01 | 0
2020 | SOCO_2_ENT | SOCO | ENT | Internal | Shoulder | B11 | 25 | 4300 | 0 | 88.24 | 77.24 | 10 | 0
2020 | SOCO_2_ENT | SOCO | ENT | Internal | Shoulder | B12 | 200 | 4300 | 0 | 66.81 | 65.24 | 10 | 0
2020 | SOCO_2_ENT | SOCO | ENT | Internal | Shoulder | B13 | 600 | 4300 | 0 | 64.48 | 63.23 | 10 | 0
2020 | SOCO_2_ENT | SOCO | ENT | Internal | Shoulder | B14 | 900 | 4300 | 0 | 64.48 | 61.63 | 10 | 0
2020 | SOCO_2_ENT | SOCO | ENT | Internal | Shoulder | B15 | 1203 | 4300 | 0 | 64.48 | 57.9 | 10 | 0
2020 | SOCO_2_ENT | SOCO | ENT | Internal | Summer | B1 | 10 | 4300 | 0 | 107.39 | 99.39 | 10 | 0
2020 | SOCO_2_ENT | SOCO | ENT | Internal | Summer | B2 | 25 | 4300 | 0 | 105.29 | 97.29 | 10 | 0
2020 | SOCO_2_ENT | SOCO | ENT | Internal | Summer | B3 | 75 | 4300 | 0 | 105.29 | 97.29 | 10 | 0
2020 | SOCO_2_ENT | SOCO | ENT | Internal | Summer | B4 | 100 | 4300 | 0 | 105.29 | 97.29 | 10 | 0
2020 | SOCO_2_ENT | SOCO | ENT | Internal | Summer | B5 | 200 | 4300 | 0 | 99.1 | 90.5 | 10 | 0
2020 | SOCO_2_ENT | SOCO | ENT | Internal | Summer | B6 | 300 | 4300 | 0 | 86.05 | 77.29 | 10 | 0
2020 | SOCO_2_ENT | SOCO | ENT | Internal | Summer | B7 | 400 | 4300 | 0 | 76.28 | 68.28 | 10 | 0
2020 | SOCO_2_ENT | SOCO | ENT | Internal | Summer | B8 | 500 | 4300 | 0 | 71.79 | 63.87 | 10 | 0
2020 | SOCO_2_ENT | SOCO | ENT | Internal | Summer | B9 | 800 | 4300 | 0 | 63.21 | 63.87 | 10 | 0
2020 | SOCO_2_ENT | SOCO | ENT | Internal | Summer | B10 | 1262 | 4300 | 0 | 63.21 | 61.29 | 10 | 0
2020 | SOCO_2_ENT | SOCO | ENT | Internal | Winter | B16 | 25 | 4300 | 0 | 87.71 | 77.5 | 10 | 0
2020 | SOCO_2_ENT | SOCO | ENT | Internal | Winter | B17 | 100 | 4300 | 0 | 69.52 | 67.97 | 10 | 0
2020 | SOCO_2_ENT | SOCO | ENT | Internal | Winter | B18 | 400 | 4300 | 0 | 67.08 | 65.41 | 10 | 0
2020 | SOCO_2_ENT | SOCO | ENT | Internal | Winter | B19 | 700 | 4300 | 0 | 67.08 | 65.18 | 10 | 0
2020 | SOCO_2_ENT | SOCO | ENT | Internal | Winter | B20 | 935 | 4300 | 0 | 67.08 | 59.47 | 10 | 0
2020 | SOCO_2_FRCC | SOCO | FRCC | Internal | Shoulder | B11 | 25 | 3700 | 3700 | 88.24 | 103.54 | 10 | 5.3
2020 | SOCO_2_FRCC | SOCO | FRCC | Internal | Shoulder | B12 | 200 | 3700 | 0 | 66.81 | 72.42 | 10 | 0
2020 | SOCO_2_FRCC | SOCO | FRCC | Internal | Shoulder | B13 | 600 | 3700 | 0 | 64.48 | 70.78 | 10 | 0
2020 | SOCO_2_FRCC | SOCO | FRCC | Internal | Shoulder | B14 | 900 | 3700 | 0 | 64.48 | 69.4 | 10 | 0
2020 | SOCO_2_FRCC | SOCO | FRCC | Internal | Shoulder | B15 | 1203 | 3700 | 0 | 64.48 | 69.4 | 10 | 0
2020 | SOCO_2_FRCC | SOCO | FRCC | Internal | Summer | B1 | 10 | 3700 | 496.87 | 107.39 | 117.39 | 10 | 0
2020 | SOCO_2_FRCC | SOCO | FRCC | Internal | Summer | B2 | 25 | 3700 | 0 | 105.29 | 112.02 | 10 | 0
2020 | SOCO_2_FRCC | SOCO | FRCC | Internal | Summer | B3 | 75 | 3700 | 0 | 105.29 | 112.02 | 10 | 0
2020 | SOCO_2_FRCC | SOCO | FRCC | Internal | Summer | B4 | 100 | 3700 | 0 | 105.29 | 112.02 | 10 | 0
2020 | SOCO_2_FRCC | SOCO | FRCC | Internal | Summer | B5 | 200 | 3700 | 3310.37 | 99.1 | 109.1 | 10 | 0
2020 | SOCO_2_FRCC | SOCO | FRCC | Internal | Summer | B6 | 300 | 3700 | 1213.43 | 86.05 | 96.05 | 10 | 0
2020 | SOCO_2_FRCC | SOCO | FRCC | Internal | Summer | B7 | 400 | 3700 | 0 | 76.28 | 81.74 | 10 | 0
2020 | SOCO_2_FRCC | SOCO | FRCC | Internal | Summer | B8 | 500 | 3700 | 0 | 71.79 | 71.66 | 10 | 0
2020 | SOCO_2_FRCC | SOCO | FRCC | Internal | Summer | B9 | 800 | 3700 | 0 | 63.21 | 68.67 | 10 | 0
2020 | SOCO_2_FRCC | SOCO | FRCC | Internal | Summer | B10 | 1262 | 3700 | 0 | 63.21 | 68.67 | 10 | 0
2020 | SOCO_2_FRCC | SOCO | FRCC | Internal | Winter | B16 | 25 | 3700 | 821.83 | 87.71 | 97.71 | 10 | 0
2020 | SOCO_2_FRCC | SOCO | FRCC | Internal | Winter | B17 | 100 | 3700 | 0 | 69.52 | 74.76 | 10 | 0
2020 | SOCO_2_FRCC | SOCO | FRCC | Internal | Winter | B18 | 400 | 3700 | 0 | 67.08 | 71.64 | 10 | 0
2020 | SOCO_2_FRCC | SOCO | FRCC | Internal | Winter | B19 | 700 | 3700 | 0 | 67.08 | 71.64 | 10 | 0
2020 | SOCO_2_FRCC | SOCO | FRCC | Internal | Winter | B20 | 935 | 3700 | 0 | 67.08 | 71.64 | 10 | 0
2020 | SOCO_2_TVA_Transmission | SOCO | TVA_Transmission | Internal | Shoulder | B11 | 25 | 2600 | 0 | 88.24 | 80.17 | 10 | 0
2020 | SOCO_2_TVA_Transmission | SOCO | TVA_Transmission | Internal | Shoulder | B12 | 200 | 2600 | 0 | 66.81 | 68.64 | 10 | 0
2020 | SOCO_2_TVA_Transmission | SOCO | TVA_Transmission | Internal | Shoulder | B13 | 600 | 2600 | 0 | 64.48 | 66.49 | 10 | 0
2020 | SOCO_2_TVA_Transmission | SOCO | TVA_Transmission | Internal | Shoulder | B14 | 900 | 2600 | 0 | 64.48 | 65.1 | 10 | 0
2020 | SOCO_2_TVA_Transmission | SOCO | TVA_Transmission | Internal | Shoulder | B15 | 1203 | 2600 | 0 | 64.48 | 63.44 | 10 | 0
2020 | SOCO_2_TVA_Transmission | SOCO | TVA_Transmission | Internal | Summer | B1 | 10 | 2600 | 0 | 107.39 | 108.08 | 10 | 0
2020 | SOCO_2_TVA_Transmission | SOCO | TVA_Transmission | Internal | Summer | B2 | 25 | 2600 | 0 | 105.29 | 105.29 | 10 | 0
2020 | SOCO_2_TVA_Transmission | SOCO | TVA_Transmission | Internal | Summer | B3 | 75 | 2600 | 0 | 105.29 | 102.55 | 10 | 0
2020 | SOCO_2_TVA_Transmission | SOCO | TVA_Transmission | Internal | Summer | B4 | 100 | 2600 | 0 | 105.29 | 99.83 | 10 | 0
2020 | SOCO_2_TVA_Transmission | SOCO | TVA_Transmission | Internal | Summer | B5 | 200 | 2600 | 0 | 99.1 | 90.1 | 10 | 0
2020 | SOCO_2_TVA_Transmission | SOCO | TVA_Transmission | Internal | Summer | B6 | 300 | 2600 | 0 | 86.05 | 77.96 | 10 | 0
2020 | SOCO_2_TVA_Transmission | SOCO | TVA_Transmission | Internal | Summer | B7 | 400 | 2600 | 0 | 76.28 | 67.28 | 10 | 0
2020 | SOCO_2_TVA_Transmission | SOCO | TVA_Transmission | Internal | Summer | B8 | 500 | 2600 | 0 | 71.79 | 64.46 | 10 | 0
2020 | SOCO_2_TVA_Transmission | SOCO | TVA_Transmission | Internal | Summer | B9 | 800 | 2600 | 0 | 63.21 | 63.3 | 10 | 0
2020 | SOCO_2_TVA_Transmission | SOCO | TVA_Transmission | Internal | Summer | B10 | 1262 | 2600 | 0 | 63.21 | 58.52 | 10 | 0
2020 | SOCO_2_TVA_Transmission | SOCO | TVA_Transmission | Internal | Winter | B16 | 25 | 2600 | 0 | 87.71 | 85.5 | 10 | 0
2020 | SOCO_2_TVA_Transmission | SOCO | TVA_Transmission | Internal | Winter | B17 | 100 | 2600 | 0 | 69.52 | 73.04 | 10 | 0
2020 | SOCO_2_TVA_Transmission | SOCO | TVA_Transmission | Internal | Winter | B18 | 400 | 2600 | 0 | 67.08 | 69.34 | 10 | 0
2020 | SOCO_2_TVA_Transmission | SOCO | TVA_Transmission | Internal | Winter | B19 | 700 | 2600 | 0 | 67.08 | 67 | 10 | 0
2020 | SOCO_2_TVA_Transmission | SOCO | TVA_Transmission | Internal | Winter | B20 | 935 | 2600 | 0 | 67.08 | 64.84 | 10 | 0
2020 | SOCO_2_VACAR | SOCO | VACAR | Internal | Shoulder | B11 | 25 | 2000 | 0 | 88.24 | 81.24 | 10 | 0
2020 | SOCO_2_VACAR | SOCO | VACAR | Internal | Shoulder | B12 | 200 | 2000 | 0 | 66.81 | 71.83 | 10 | 0
2020 | SOCO_2_VACAR | SOCO | VACAR | Internal | Shoulder | B13 | 600 | 2000 | 0 | 64.48 | 67.89 | 10 | 0
2020 | SOCO_2_VACAR | SOCO | VACAR | Internal | Shoulder | B14 | 900 | 2000 | 0 | 64.48 | 65.99 | 10 | 0
2020 | SOCO_2_VACAR | SOCO | VACAR | Internal | Shoulder | B15 | 1203 | 2000 | 0 | 64.48 | 59.15 | 10 | 0
2020 | SOCO_2_VACAR | SOCO | VACAR | Internal | Summer | B1 | 10 | 2000 | 0 | 107.39 | 108.23 | 10 | 0
2020 | SOCO_2_VACAR | SOCO | VACAR | Internal | Summer | B2 | 25 | 2000 | 0 | 105.29 | 108.23 | 10 | 0
2020 | SOCO_2_VACAR | SOCO | VACAR | Internal | Summer | B3 | 75 | 2000 | 0 | 105.29 | 108.23 | 10 | 0
2020 | SOCO_2_VACAR | SOCO | VACAR | Internal | Summer | B4 | 100 | 2000 | 0 | 105.29 | 99.83 | 10 | 0
2020 | SOCO_2_VACAR | SOCO | VACAR | Internal | Summer | B5 | 200 | 2000 | 0 | 99.1 | 92.1 | 10 | 0
2020 | SOCO_2_VACAR | SOCO | VACAR | Internal | Summer | B6 | 300 | 2000 | 0 | 86.05 | 79.05 | 10 | 0
2020 | SOCO_2_VACAR | SOCO | VACAR | Internal | Summer | B7 | 400 | 2000 | 0 | 76.28 | 69.28 | 10 | 0
2020 | SOCO_2_VACAR | SOCO | VACAR | Internal | Summer | B8 | 500 | 2000 | 0 | 71.79 | 65.96 | 10 | 0
2020 | SOCO_2_VACAR | SOCO | VACAR | Internal | Summer | B9 | 800 | 2000 | 0 | 63.21 | 63.44 | 10 | 0
2020 | SOCO_2_VACAR | SOCO | VACAR | Internal | Summer | B10 | 1262 | 2000 | 0 | 63.21 | 57.51 | 10 | 0
2020 | SOCO_2_VACAR | SOCO | VACAR | Internal | Winter | B16 | 25 | 2000 | 0 | 87.71 | 94.5 | 10 | 0
2020 | SOCO_2_VACAR | SOCO | VACAR | Internal | Winter | B17 | 100 | 2000 | 0 | 69.52 | 78.27 | 10 | 0
2020 | SOCO_2_VACAR | SOCO | VACAR | Internal | Winter | B18 | 400 | 2000 | 0 | 67.08 | 72.23 | 10 | 0
2020 | SOCO_2_VACAR | SOCO | VACAR | Internal | Winter | B19 | 700 | 2000 | 0 | 67.08 | 68.61 | 10 | 0
2020 | SOCO_2_VACAR | SOCO | VACAR | Internal | Winter | B20 | 935 | 2000 | 0 | 67.08 | 63.44 | 10 | 0
2020 | SPP_N_2_ENT | SPP_N | ENT | Internal | Shoulder | B11 | 25 | 15643 | 1510.89 | 72.24 | 77.24 | 5 | 0
2020 | SPP_N_2_ENT | SPP_N | ENT | Internal | Shoulder | B12 | 200 | 15643 | 572.28 | 60.24 | 65.24 | 5 | 0
2020 | SPP_N_2_ENT | SPP_N | ENT | Internal | Shoulder | B13 | 600 | 15643 | 2669.05 | 58.23 | 63.23 | 5 | 0
2020 | SPP_N_2_ENT | SPP_N | ENT | Internal | Shoulder | B14 | 900 | 15643 | 5246.23 | 56.63 | 61.63 | 5 | 0
2020 | SPP_N_2_ENT | SPP_N | ENT | Internal | Shoulder | B15 | 1203 | 15643 | 3388.72 | 52.9 | 57.9 | 5 | 0
2020 | SPP_N_2_ENT | SPP_N | ENT | Internal | Summer | B1 | 10 | 15643 | 0.03 | 95.08 | 99.39 | 5 | 0
2020 | SPP_N_2_ENT | SPP_N | ENT | Internal | Summer | B2 | 25 | 15643 | 0 | 93.85 | 97.29 | 5 | 0
2020 | SPP_N_2_ENT | SPP_N | ENT | Internal | Summer | B3 | 75 | 15643 | 0 | 97.99 | 97.29 | 5 | 0
2020 | SPP_N_2_ENT | SPP_N | ENT | Internal | Summer | B4 | 100 | 15643 | 0 | 95.66 | 97.29 | 5 | 0
2020 | SPP_N_2_ENT | SPP_N | ENT | Internal | Summer | B5 | 200 | 15643 | 0 | 87.95 | 90.5 | 5 | 0
2020 | SPP_N_2_ENT | SPP_N | ENT | Internal | Summer | B6 | 300 | 15643 | 0.07 | 72.3 | 77.29 | 5 | 0
2020 | SPP_N_2_ENT | SPP_N | ENT | Internal | Summer | B7 | 400 | 15643 | 657.75 | 63.28 | 68.28 | 5 | 0
2020 | SPP_N_2_ENT | SPP_N | ENT | Internal | Summer | B8 | 500 | 15643 | 0 | 61.03 | 63.87 | 5 | 0
2020 | SPP_N_2_ENT | SPP_N | ENT | Internal | Summer | B9 | 800 | 15643 | 363.31 | 58.87 | 63.87 | 5 | 0
2020 | SPP_N_2_ENT | SPP_N | ENT | Internal | Summer | B10 | 1262 | 15643 | 3906.58 | 56.29 | 61.29 | 5 | 0
2020 | SPP_N_2_ENT | SPP_N | ENT | Internal | Winter | B16 | 25 | 15643 | 307 | 72.5 | 77.5 | 5 | 0
2020 | SPP_N_2_ENT | SPP_N | ENT | Internal | Winter | B17 | 100 | 15643 | 0 | 65.26 | 67.97 | 5 | 0
2020 | SPP_N_2_ENT | SPP_N | ENT | Internal | Winter | B18 | 400 | 15643 | 3592.43 | 60.41 | 65.41 | 5 | 0
2020 | SPP_N_2_ENT | SPP_N | ENT | Internal | Winter | B19 | 700 | 15643 | 5632.53 | 60.18 | 65.18 | 5 | 0
2020 | SPP_N_2_ENT | SPP_N | ENT | Internal | Winter | B20 | 935 | 15643 | 5312.98 | 54.47 | 59.47 | 5 | 0
2020 | SPP_N_2_MISO_MO-IL | SPP_N | MISO_MO-IL | Internal | Shoulder | B11 | 25 | 4019 | 153.75 | 72.24 | 77.24 | 5 | 0
2020 | SPP_N_2_MISO_MO-IL | SPP_N | MISO_MO-IL | Internal | Shoulder | B12 | 200 | 4019 | 0.11 | 60.24 | 65.23 | 5 | 0
2020 | SPP_N_2_MISO_MO-IL | SPP_N | MISO_MO-IL | Internal | Shoulder | B13 | 600 | 4019 | 0.02 | 58.23 | 63.21 | 5 | 0
2020 | SPP_N_2_MISO_MO-IL | SPP_N | MISO_MO-IL | Internal | Shoulder | B14 | 900 | 4019 | 0 | 56.63 | 61.05 | 5 | 0
2020 | SPP_N_2_MISO_MO-IL | SPP_N | MISO_MO-IL | Internal | Shoulder | B15 | 1203 | 4019 | 0 | 52.9 | 55.75 | 5 | 0
2020 | SPP_N_2_MISO_MO-IL | SPP_N | MISO_MO-IL | Internal | Summer | B1 | 10 | 4019 | 744.98 | 95.08 | 100.08 | 5 | 0
2020 | SPP_N_2_MISO_MO-IL | SPP_N | MISO_MO-IL | Internal | Summer | B2 | 25 | 4019 | 0.27 | 93.85 | 98.83 | 5 | 0
2020 | SPP_N_2_MISO_MO-IL | SPP_N | MISO_MO-IL | Internal | Summer | B3 | 75 | 4019 | 0 | 97.99 | 96.24 | 5 | 0
2020 | SPP_N_2_MISO_MO-IL | SPP_N | MISO_MO-IL | Internal | Summer | B4 | 100 | 4019 | 0 | 95.66 | 95.84 | 5 | 0
2020 | SPP_N_2_MISO_MO-IL | SPP_N | MISO_MO-IL | Internal | Summer | B5 | 200 | 4019 | 0 | 87.95 | 88.1 | 5 | 0
2020 | SPP_N_2_MISO_MO-IL | SPP_N | MISO_MO-IL | Internal | Summer | B6 | 300 | 4019 | 0 | 72.3 | 75.05 | 5 | 0
2020 | SPP_N_2_MISO_MO-IL | SPP_N | MISO_MO-IL | Internal | Summer | B7 | 400 | 4019 | 0 | 63.28 | 64.5 | 5 | 0
2020 | SPP_N_2_MISO_MO-IL | SPP_N | MISO_MO-IL | Internal | Summer | B8 | 500 | 4019 | 0 | 61.03 | 60.04 | 5 | 0
2020 | SPP_N_2_MISO_MO-IL | SPP_N | MISO_MO-IL | Internal | Summer | B9 | 800 | 4019 | 0 | 58.87 | 58.62 | 5 | 0
2020 | SPP_N_2_MISO_MO-IL | SPP_N | MISO_MO-IL | Internal | Summer | B10 | 1262 | 4019 | 0 | 56.29 | 54.71 | 5 | 0
2020 | SPP_N_2_MISO_MO-IL | SPP_N | MISO_MO-IL | Internal | Winter | B16 | 25 | 4019 | 4018.99 | 72.5 | 78.16 | 5 | 0.66
2020 | SPP_N_2_MISO_MO-IL | SPP_N | MISO_MO-IL | Internal | Winter | B17 | 100 | 4019 | 3280.79 | 65.26 | 70.26 | 5 | 0
2020 | SPP_N_2_MISO_MO-IL | SPP_N | MISO_MO-IL | Internal | Winter | B18 | 400 | 4019 | 0.05 | 60.41 | 65.39 | 5 | 0
2020 | SPP_N_2_MISO_MO-IL | SPP_N | MISO_MO-IL | Internal | Winter | B19 | 700 | 4019 | 0 | 60.18 | 63.88 | 5 | 0
2020 | SPP_N_2_MISO_MO-IL | SPP_N | MISO_MO-IL | Internal | Winter | B20 | 935 | 4019 | 0 | 54.47 | 56.84 | 5 | 0
2020 | SPP_N_2_MISO_W | SPP_N | MISO_W | Internal | Shoulder | B11 | 25 | 1087 | 0.65 | 72.24 | 77.23 | 5 | 0
2020 | SPP_N_2_MISO_W | SPP_N | MISO_W | Internal | Shoulder | B12 | 200 | 1087 | 0.09 | 60.24 | 65.23 | 5 | 0
2020 | SPP_N_2_MISO_W | SPP_N | MISO_W | Internal | Shoulder | B13 | 600 | 1087 | 0.03 | 58.23 | 63.22 | 5 | 0
2020 | SPP_N_2_MISO_W | SPP_N | MISO_W | Internal | Shoulder | B14 | 900 | 1087 | 0 | 56.63 | 61.32 | 5 | 0
2020 | SPP_N_2_MISO_W | SPP_N | MISO_W | Internal | Shoulder | B15 | 1203 | 1087 | 0.02 | 52.9 | 57.89 | 5 | 0
2020 | SPP_N_2_MISO_W | SPP_N | MISO_W | Internal | Summer | B1 | 10 | 1087 | 905.9 | 95.08 | 100.08 | 5 | 0
2020 | SPP_N_2_MISO_W | SPP_N | MISO_W | Internal | Summer | B2 | 25 | 1087 | 0.59 | 93.85 | 98.84 | 5 | 0
2020 | SPP_N_2_MISO_W | SPP_N | MISO_W | Internal | Summer | B3 | 75 | 1087 | 0 | 97.99 | 98.55 | 5 | 0
2020 | SPP_N_2_MISO_W | SPP_N | MISO_W | Internal | Summer | B4 | 100 | 1087 | 0 | 95.66 | 95.83 | 5 | 0
2020 | SPP_N_2_MISO_W | SPP_N | MISO_W | Internal | Summer | B5 | 200 | 1087 | 0 | 87.95 | 88.1 | 5 | 0
2020 | SPP_N_2_MISO_W | SPP_N | MISO_W | Internal | Summer | B6 | 300 | 1087 | 0 | 72.3 | 75.05 | 5 | 0
2020 | SPP_N_2_MISO_W | SPP_N | MISO_W | Internal | Summer | B7 | 400 | 1087 | 0 | 63.28 | 64.52 | 5 | 0
2020 | SPP_N_2_MISO_W | SPP_N | MISO_W | Internal | Summer | B8 | 500 | 1087 | 0 | 61.03 | 60.05 | 5 | 0
2020 | SPP_N_2_MISO_W | SPP_N | MISO_W | Internal | Summer | B9 | 800 | 1087 | 0 | 58.87 | 59.77 | 5 | 0
2020 | SPP_N_2_MISO_W | SPP_N | MISO_W | Internal | Summer | B10 | 1262 | 1087 | 0 | 56.29 | 56.77 | 5 | 0
2020 | SPP_N_2_MISO_W | SPP_N | MISO_W | Internal | Winter | B16 | 25 | 1087 | 1086.99 | 72.5 | 78.83 | 5 | 1.33
2020 | SPP_N_2_MISO_W | SPP_N | MISO_W | Internal | Winter | B17 | 100 | 1087 | 1086.84 | 65.26 | 70.27 | 5 | 0.01
2020 | SPP_N_2_MISO_W | SPP_N | MISO_W | Internal | Winter | B18 | 400 | 1087 | 0.05 | 60.41 | 65.39 | 5 | 0
2020 | SPP_N_2_MISO_W | SPP_N | MISO_W | Internal | Winter | B19 | 700 | 1087 | 0 | 60.18 | 64.25 | 5 | 0
2020 | SPP_N_2_MISO_W | SPP_N | MISO_W | Internal | Winter | B20 | 935 | 1087 | 0 | 54.47 | 57.89 | 5 | 0
2020 | SPP_N_2_NE | SPP_N | NE | Internal | Shoulder | B11 | 25 | 490 | 0.34 | 72.24 | 72.23 | 0.01 | 0
2020 | SPP_N_2_NE | SPP_N | NE | Internal | Shoulder | B12 | 200 | 490 | 0.05 | 60.24 | 60.23 | 0.01 | 0
2020 | SPP_N_2_NE | SPP_N | NE | Internal | Shoulder | B13 | 600 | 490 | 0.02 | 58.23 | 58.22 | 0.01 | 0
2020 | SPP_N_2_NE | SPP_N | NE | Internal | Shoulder | B14 | 900 | 490 | 0 | 56.63 | 56.32 | 0.01 | 0
2020 | SPP_N_2_NE | SPP_N | NE | Internal | Shoulder | B15 | 1203 | 490 | 0 | 52.9 | 52.89 | 0.01 | 0
2020 | SPP_N_2_NE | SPP_N | NE | Internal | Summer | B1 | 10 | 490 | 105.75 | 95.08 | 95.1 | 0.01 | 0
2020 | SPP_N_2_NE | SPP_N | NE | Internal | Summer | B2 | 25 | 490 | 0.33 | 93.85 | 93.84 | 0.01 | 0
2020 | SPP_N_2_NE | SPP_N | NE | Internal | Summer | B3 | 75 | 490 | 0.12 | 97.99 | 97.98 | 0.01 | 0
2020 | SPP_N_2_NE | SPP_N | NE | Internal | Summer | B4 | 100 | 490 | 0.09 | 95.66 | 95.65 | 0.01 | 0
2020 | SPP_N_2_NE | SPP_N | NE | Internal | Summer | B5 | 200 | 490 | 0.05 | 87.95 | 87.94 | 0.01 | 0
2020 | SPP_N_2_NE | SPP_N | NE | Internal | Summer | B6 | 300 | 490 | 0.03 | 72.3 | 72.29 | 0.01 | 0
2020 | SPP_N_2_NE | SPP_N | NE | Internal | Summer | B7 | 400 | 490 | 0.02 | 63.28 | 63.27 | 0.01 | 0
2020 | SPP_N_2_NE | SPP_N | NE | Internal | Summer | B8 | 500 | 490 | 0 | 61.03 | 60.52 | 0.01 | 0
2020 | SPP_N_2_NE | SPP_N | NE | Internal | Summer | B9 | 800 | 490 | 0 | 58.87 | 56.5 | 0.01 | 0
2020 | SPP_N_2_NE | SPP_N | NE | Internal | Summer | B10 | 1262 | 490 | 0 | 56.29 | 51.77 | 0.01 | 0
2020 | SPP_N_2_NE | SPP_N | NE | Internal | Winter | B16 | 25 | 490 | 0.33 | 72.5 | 72.49 | 0.01 | 0
2020 | SPP_N_2_NE | SPP_N | NE | Internal | Winter | B17 | 100 | 490 | 0.1 | 65.26 | 65.25 | 0.01 | 0
2020 | SPP_N_2_NE | SPP_N | NE | Internal | Winter | B18 | 400 | 490 | 0.02 | 60.41 | 60.39 | 0.01 | 0
2020 | SPP_N_2_NE | SPP_N | NE | Internal | Winter | B19 | 700 | 490 | 0 | 60.18 | 59.25 | 0.01 | 0
2020 | SPP_N_2_NE | SPP_N | NE | Internal | Winter | B20 | 935 | 490 | 0 | 54.47 | 52.89 | 0.01 | 0
2020 | SPP_N_2_SPP_S | SPP_N | SPP_S | Internal | Shoulder | B11 | 25 | 4236 | 0 | 72.24 | 65.63 | 0.01 | 0
2020 | SPP_N_2_SPP_S | SPP_N | SPP_S | Internal | Shoulder | B12 | 200 | 4236 | 1198.97 | 60.24 | 60.26 | 0.01 | 0
2020 | SPP_N_2_SPP_S | SPP_N | SPP_S | Internal | Shoulder | B13 | 600 | 4236 | 227.64 | 58.23 | 58.24 | 0.01 | 0
2020 | SPP_N_2_SPP_S | SPP_N | SPP_S | Internal | Shoulder | B14 | 900 | 4236 | 0.01 | 56.63 | 56.61 | 0.01 | 0
2020 | SPP_N_2_SPP_S | SPP_N | SPP_S | Internal | Shoulder | B15 | 1203 | 4236 | 0 | 52.9 | 52.89 | 0.01 | 0
2020 | SPP_N_2_SPP_S | SPP_N | SPP_S | Internal | Summer | B1 | 10 | 4236 | 0 | 95.08 | 61.18 | 0.01 | 0
2020 | SPP_N_2_SPP_S | SPP_N | SPP_S | Internal | Summer | B2 | 25 | 4236 | 0 | 93.85 | 87.41 | 0.01 | 0
2020 | SPP_N_2_SPP_S | SPP_N | SPP_S | Internal | Summer | B3 | 75 | 4236 | 0 | 97.99 | 88.61 | 0.01 | 0
2020 | SPP_N_2_SPP_S | SPP_N | SPP_S | Internal | Summer | B4 | 100 | 4236 | 0 | 95.66 | 88.61 | 0.01 | 0
2020 | SPP_N_2_SPP_S | SPP_N | SPP_S | Internal | Summer | B5 | 200 | 4236 | 0 | 87.95 | 84.93 | 0.01 | 0
2020 | SPP_N_2_SPP_S | SPP_N | SPP_S | Internal | Summer | B6 | 300 | 4236 | 0.03 | 72.3 | 72.29 | 0.01 | 0
2020 | SPP_N_2_SPP_S | SPP_N | SPP_S | Internal | Summer | B7 | 400 | 4236 | 927.25 | 63.28 | 63.29 | 0.01 | 0
2020 | SPP_N_2_SPP_S | SPP_N | SPP_S | Internal | Summer | B8 | 500 | 4236 | 3018.25 | 61.03 | 61.04 | 0.01 | 0
2020 | SPP_N_2_SPP_S | SPP_N | SPP_S | Internal | Summer | B9 | 800 | 4236 | 3899.04 | 58.87 | 58.88 | 0.01 | 0
2020 | SPP_N_2_SPP_S | SPP_N | SPP_S | Internal | Summer | B10 | 1262 | 4236 | 1257.53 | 56.29 | 56.3 | 0.01 | 0
2020 | SPP_N_2_SPP_S | SPP_N | SPP_S | Internal | Winter | B16 | 25 | 4236 | 0 | 72.5 | 65.35 | 0.01 | 0
2020 | SPP_N_2_SPP_S | SPP_N | SPP_S | Internal | Winter | B17 | 100 | 4236 | 0 | 65.26 | 62.97 | 0.01 | 0
2020 | SPP_N_2_SPP_S | SPP_N | SPP_S | Internal | Winter | B18 | 400 | 4236 | 0.05 | 60.41 | 60.41 | 0.01 | 0
2020 | SPP_N_2_SPP_S | SPP_N | SPP_S | Internal | Winter | B19 | 700 | 4236 | 0.03 | 60.18 | 60.18 | 0.01 | 0
2020 | SPP_N_2_SPP_S | SPP_N | SPP_S | Internal | Winter | B20 | 935 | 4236 | 0.02 | 54.47 | 54.47 | 0.01 | 0
2020 | SPP_S_2_ENT | SPP_S | ENT | Internal | Shoulder | B11 | 25 | 2842 | 2842 | 65.63 | 77.24 | 5 | 6.62
2020 | SPP_S_2_ENT | SPP_S | ENT | Internal | Shoulder | B12 | 200 | 2842 | 0.1 | 60.26 | 65.24 | 5 | 0
2020 | SPP_S_2_ENT | SPP_S | ENT | Internal | Shoulder | B13 | 600 | 2842 | 0.04 | 58.24 | 63.23 | 5 | 0
2020 | SPP_S_2_ENT | SPP_S | ENT | Internal | Shoulder | B14 | 900 | 2842 | 2841.98 | 56.61 | 61.63 | 5 | 0.01
2020 | SPP_S_2_ENT | SPP_S | ENT | Internal | Shoulder | B15 | 1203 | 2842 | 2841.98 | 52.89 | 57.9 | 5 | 0.01
2020 | SPP_S_2_ENT | SPP_S | ENT | Internal | Summer | B1 | 10 | 2842 | 2842 | 61.18 | 99.39 | 5 | 33.21
2020 | SPP_S_2_ENT | SPP_S | ENT | Internal | Summer | B2 | 25 | 2842 | 2842 | 87.41 | 97.29 | 5 | 4.87
2020 | SPP_S_2_ENT | SPP_S | ENT | Internal | Summer | B3 | 75 | 2842 | 2842 | 88.61 | 97.29 | 5 | 3.68
2020 | SPP_S_2_ENT | SPP_S | ENT | Internal | Summer | B4 | 100 | 2842 | 2842 | 88.61 | 97.29 | 5 | 3.68
2020 | SPP_S_2_ENT | SPP_S | ENT | Internal | Summer | B5 | 200 | 2842 | 2842 | 84.93 | 90.5 | 5 | 0.57
2020 | SPP_S_2_ENT | SPP_S | ENT | Internal | Summer | B6 | 300 | 2842 | 2488.74 | 72.29 | 77.29 | 5 | 0
2020 | SPP_S_2_ENT | SPP_S | ENT | Internal | Summer | B7 | 400 | 2842 | 0.05 | 63.29 | 68.28 | 5 | 0
2020 | SPP_S_2_ENT | SPP_S | ENT | Internal | Summer | B8 | 500 | 2842 | 0 | 61.04 | 63.87 | 5 | 0
2020 | SPP_S_2_ENT | SPP_S | ENT | Internal | Summer | B9 | 800 | 2842 | 0.02 | 58.88 | 63.87 | 5 | 0
2020 | SPP_S_2_ENT | SPP_S | ENT | Internal | Summer | B10 | 1262 | 2842 | 0.02 | 56.3 | 61.29 | 5 | 0
2020 | SPP_S_2_ENT | SPP_S | ENT | Internal | Winter | B16 | 25 | 2842 | 2842 | 65.35 | 77.5 | 5 | 7.15
2020 | SPP_S_2_ENT | SPP_S | ENT | Internal | Winter | B17 | 100 | 2842 | 1681.81 | 62.97 | 67.97 | 5 | 0
2020 | SPP_S_2_ENT | SPP_S | ENT | Internal | Winter | B18 | 400 | 2842 | 888.37 | 60.41 | 65.41 | 5 | 0
2020 | SPP_S_2_ENT | SPP_S | ENT | Internal | Winter | B19 | 700 | 2842 | 2378.46 | 60.18 | 65.18 | 5 | 0
2020 | SPP_S_2_ENT | SPP_S | ENT | Internal | Winter | B20 | 935 | 2842 | 1191.5 | 54.47 | 59.47 | 5 | 0
2020 | SPP_S_2_SPP_N | SPP_S | SPP_N | Internal | Shoulder | B11 | 25 | 876 | 876 | 65.63 | 72.24 | 0.01 | 6.6
2020 | SPP_S_2_SPP_N | SPP_S | SPP_N | Internal | Shoulder | B12 | 200 | 876 | 0.05 | 60.26 | 60.24 | 0.01 | 0
2020 | SPP_S_2_SPP_N | SPP_S | SPP_N | Internal | Shoulder | B13 | 600 | 876 | 0.02 | 58.24 | 58.23 | 0.01 | 0
2020 | SPP_S_2_SPP_N | SPP_S | SPP_N | Internal | Shoulder | B14 | 900 | 876 | 371.77 | 56.61 | 56.63 | 0.01 | 0
2020 | SPP_S_2_SPP_N | SPP_S | SPP_N | Internal | Shoulder | B15 | 1203 | 876 | 359.95 | 52.89 | 52.9 | 0.01 | 0
2020 | SPP_S_2_SPP_N | SPP_S | SPP_N | Internal | Summer | B1 | 10 | 876 | 876 | 61.18 | 95.08 | 0.01 | 33.89
2020 | SPP_S_2_SPP_N | SPP_S | SPP_N | Internal | Summer | B2 | 25 | 876 | 876 | 87.41 | 93.85 | 0.01 | 6.43
2020 | SPP_S_2_SPP_N | SPP_S | SPP_N | Internal | Summer | B3 | 75 | 876 | 876 | 88.61 | 97.99 | 0.01 | 9.37
2020 | SPP_S_2_SPP_N | SPP_S | SPP_N | Internal | Summer | B4 | 100 | 876 | 876 | 88.61 | 95.66 | 0.01 | 7.04
2020 | SPP_S_2_SPP_N | SPP_S | SPP_N | Internal | Summer | B5 | 200 | 876 | 876 | 84.93 | 87.95 | 0.01 | 3.01
2020 | SPP_S_2_SPP_N | SPP_S | SPP_N | Internal | Summer | B6 | 300 | 876 | 53.29 | 72.29 | 72.3 | 0.01 | 0
2020 | SPP_S_2_SPP_N | SPP_S | SPP_N | Internal | Summer | B7 | 400 | 876 | 0.02 | 63.29 | 63.28 | 0.01 | 0
2020 | SPP_S_2_SPP_N | SPP_S | SPP_N | Internal | Summer | B8 | 500 | 876 | 0.02 | 61.04 | 61.03 | 0.01 | 0
2020 | SPP_S_2_SPP_N | SPP_S | SPP_N | Internal | Summer | B9 | 800 | 876 | 0.01 | 58.88 | 58.87 | 0.01 | 0
2020 | SPP_S_2_SPP_N | SPP_S | SPP_N | Internal | Summer | B10 | 1262 | 876 | 0 | 56.3 | 56.29 | 0.01 | 0
2020 | SPP_S_2_SPP_N | SPP_S | SPP_N | Internal | Winter | B16 | 25 | 876 | 876 | 65.35 | 72.5 | 0.01 | 7.14
2020 | SPP_S_2_SPP_N | SPP_S | SPP_N | Internal | Winter | B17 | 100 | 876 | 876 | 62.97 | 65.26 | 0.01 | 2.28
2020 | SPP_S_2_SPP_N | SPP_S | SPP_N | Internal | Winter | B18 | 400 | 876 | 0.05 | 60.41 | 60.41 | 0.01 | 0
2020 | SPP_S_2_SPP_N | SPP_S | SPP_N | Internal | Winter | B19 | 700 | 876 | 0.03 | 60.18 | 60.18 | 0.01 | 0
2020 | SPP_S_2_SPP_N | SPP_S | SPP_N | Internal | Winter | B20 | 935 | 876 | 0.02 | 54.47 | 54.47 | 0.01 | 0
2020 | TVA_2_ENT | TVA | ENT | Internal | Shoulder | B11 | 25 | 500 | 185.08 | 68.24 | 77.24 | 9 | 0
2020 | TVA_2_ENT | TVA | ENT | Internal | Shoulder | B12 | 200 | 500 | 0 | 64.11 | 65.24 | 9 | 0
2020 | TVA_2_ENT | TVA | ENT | Internal | Shoulder | B13 | 600 | 500 | 0 | 64.11 | 63.23 | 9 | 0
2020 | TVA_2_ENT | TVA | ENT | Internal | Shoulder | B14 | 900 | 500 | 0 | 64.11 | 61.63 | 9 | 0
2020 | TVA_2_ENT | TVA | ENT | Internal | Shoulder | B15 | 1203 | 500 | 0 | 63.45 | 57.9 | 9 | 0
2020 | TVA_2_ENT | TVA | ENT | Internal | Summer | B1 | 10 | 500 | 0 | 108.1 | 99.39 | 9 | 0
2020 | TVA_2_ENT | TVA | ENT | Internal | Summer | B2 | 25 | 500 | 0 | 105.3 | 97.29 | 9 | 0
2020 | TVA_2_ENT | TVA | ENT | Internal | Summer | B3 | 75 | 500 | 0 | 102.56 | 97.29 | 9 | 0
2020 | TVA_2_ENT | TVA | ENT | Internal | Summer | B4 | 100 | 500 | 0 | 99.84 | 97.29 | 9 | 0
2020 | TVA_2_ENT | TVA | ENT | Internal | Summer | B5 | 200 | 500 | 500 | 77.64 | 90.5 | 9 | 3.86
2020 | TVA_2_ENT | TVA | ENT | Internal | Summer | B6 | 300 | 500 | 500 | 65.51 | 77.29 | 9 | 2.78
2020 | TVA_2_ENT | TVA | ENT | Internal | Summer | B7 | 400 | 500 | 0 | 62.79 | 68.28 | 9 | 0
2020 | TVA_2_ENT | TVA | ENT | Internal | Summer | B8 | 500 | 500 | 0 | 62.79 | 63.87 | 9 | 0
2020 | TVA_2_ENT | TVA | ENT | Internal | Summer | B9 | 800 | 500 | 0 | 62.79 | 63.87 | 9 | 0
2020 | TVA_2_ENT | TVA | ENT | Internal | Summer | B10 | 1262 | 500 | 0 | 56.45 | 61.29 | 9 | 0
2020 | TVA_2_ENT | TVA | ENT | Internal | Winter | B16 | 25 | 500 | 0 | 85.51 | 77.5 | 9 | 0
2020 | TVA_2_ENT | TVA | ENT | Internal | Winter | B17 | 100 | 500 | 0 | 67.8 | 67.97 | 9 | 0
2020 | TVA_2_ENT | TVA | ENT | Internal | Winter | B18 | 400 | 500 | 0 | 66.59 | 65.41 | 9 | 0
2020 | TVA_2_ENT | TVA | ENT | Internal | Winter | B19 | 700 | 500 | 0 | 66.59 | 65.18 | 9 | 0
2020 | TVA_2_ENT | TVA | ENT | Internal | Winter | B20 | 935 | 500 | 0 | 64.85 | 59.47 | 9 | 0
2020 | TVA_2_MISO_MO-IL | TVA | MISO_MO-IL | Internal | Shoulder | B11 | 25 | 50 | 22.43 | 68.24 | 77.24 | 9 | 0
2020 | TVA_2_MISO_MO-IL | TVA | MISO_MO-IL | Internal | Shoulder | B12 | 200 | 50 | 0 | 64.11 | 65.23 | 9 | 0
2020 | TVA_2_MISO_MO-IL | TVA | MISO_MO-IL | Internal | Shoulder | B13 | 600 | 50 | 0 | 64.11 | 63.21 | 9 | 0
2020 | TVA_2_MISO_MO-IL | TVA | MISO_MO-IL | Internal | Shoulder | B14 | 900 | 50 | 0 | 64.11 | 61.05 | 9 | 0
2020 | TVA_2_MISO_MO-IL | TVA | MISO_MO-IL | Internal | Shoulder | B15 | 1203 | 50 | 0 | 63.45 | 55.75 | 9 | 0
2020 | TVA_2_MISO_MO-IL | TVA | MISO_MO-IL | Internal | Summer | B1 | 10 | 50 | 0 | 108.1 | 100.08 | 9 | 0
2020 | TVA_2_MISO_MO-IL | TVA | MISO_MO-IL | Internal | Summer | B2 | 25 | 50 | 0 | 105.3 | 98.83 | 9 | 0
2020 | TVA_2_MISO_MO-IL | TVA | MISO_MO-IL | Internal | Summer | B3 | 75 | 50 | 0 | 102.56 | 96.24 | 9 | 0
2020 | TVA_2_MISO_MO-IL | TVA | MISO_MO-IL | Internal | Summer | B4 | 100 | 50 | 0 | 99.84 | 95.84 | 9 | 0
2020 | TVA_2_MISO_MO-IL | TVA | MISO_MO-IL | Internal | Summer | B5 | 200 | 50 | 50 | 77.64 | 88.1 | 9 | 1.46
2020 | TVA_2_MISO_MO-IL | TVA | MISO_MO-IL | Internal | Summer | B6 | 300 | 50 | 50 | 65.51 | 75.05 | 9 | 0.54
2020 | TVA_2_MISO_MO-IL | TVA | MISO_MO-IL | Internal | Summer | B7 | 400 | 50 | 0 | 62.79 | 64.5 | 9 | 0
2020 | TVA_2_MISO_MO-IL | TVA | MISO_MO-IL | Internal | Summer | B8 | 500 | 50 | 0 | 62.79 | 60.04 | 9 | 0
2020 | TVA_2_MISO_MO-IL | TVA | MISO_MO-IL | Internal | Summer | B9 | 800 | 50 | 0 | 62.79 | 58.62 | 9 | 0
2020 | TVA_2_MISO_MO-IL | TVA | MISO_MO-IL | Internal | Summer | B10 | 1262 | 50 | 0 | 56.45 | 54.71 | 9 | 0
2020 | TVA_2_MISO_MO-IL | TVA | MISO_MO-IL | Internal | Winter | B16 | 25 | 50 | 0 | 85.51 | 78.16 | 9 | 0
2020 | TVA_2_MISO_MO-IL | TVA | MISO_MO-IL | Internal | Winter | B17 | 100 | 50 | 0 | 67.8 | 70.26 | 9 | 0
2020 | TVA_2_MISO_MO-IL | TVA | MISO_MO-IL | Internal | Winter | B18 | 400 | 50 | 0 | 66.59 | 65.39 | 9 | 0
2020 | TVA_2_MISO_MO-IL | TVA | MISO_MO-IL | Internal | Winter | B19 | 700 | 50 | 0 | 66.59 | 63.88 | 9 | 0
2020 | TVA_2_MISO_MO-IL | TVA | MISO_MO-IL | Internal | Winter | B20 | 935 | 50 | 0 | 64.85 | 56.84 | 9 | 0
2020 | TVA_2_NonRTO_Midwest | TVA | NonRTO_Midwest | Internal | Shoulder | B11 | 25 | 100 | 100 | 68.24 | 81.24 | 9 | 3.99
2020 | TVA_2_NonRTO_Midwest | TVA | NonRTO_Midwest | Internal | Shoulder | B12 | 200 | 100 | 99.99 | 64.11 | 73.22 | 9 | 0.11
2020 | TVA_2_NonRTO_Midwest | TVA | NonRTO_Midwest | Internal | Shoulder | B13 | 600 | 100 | 0 | 64.11 | 66.73 | 9 | 0
2020 | TVA_2_NonRTO_Midwest | TVA | NonRTO_Midwest | Internal | Shoulder | B14 | 900 | 100 | 0 | 64.11 | 59.28 | 9 | 0
2020 | TVA_2_NonRTO_Midwest | TVA | NonRTO_Midwest | Internal | Shoulder | B15 | 1203 | 100 | 0 | 63.45 | 56.47 | 9 | 0
2020 | TVA_2_NonRTO_Midwest | TVA | NonRTO_Midwest | Internal | Summer | B1 | 10 | 100 | 0 | 108.1 | 103.87 | 9 | 0
2020 | TVA_2_NonRTO_Midwest | TVA | NonRTO_Midwest | Internal | Summer | B2 | 25 | 100 | 0 | 105.3 | 103.87 | 9 | 0
2020 | TVA_2_NonRTO_Midwest | TVA | NonRTO_Midwest | Internal | Summer | B3 | 75 | 100 | 0 | 102.56 | 102.55 | 9 | 0
2020 | TVA_2_NonRTO_Midwest | TVA | NonRTO_Midwest | Internal | Summer | B4 | 100 | 100 | 0 | 99.84 | 99.82 | 9 | 0
2020 | TVA_2_NonRTO_Midwest | TVA | NonRTO_Midwest | Internal | Summer | B5 | 200 | 100 | 0 | 77.64 | 82.1 | 9 | 0
2020 | TVA_2_NonRTO_Midwest | TVA | NonRTO_Midwest | Internal | Summer | B6 | 300 | 100 | 100 | 65.51 | 75.61 | 9 | 1.1
2020 | TVA_2_NonRTO_Midwest | TVA | NonRTO_Midwest | Internal | Summer | B7 | 400 | 100 | 0 | 62.79 | 59.28 | 9 | 0
2020 | TVA_2_NonRTO_Midwest | TVA | NonRTO_Midwest | Internal | Summer | B8 | 500 | 100 | 0 | 62.79 | 59.23 | 9 | 0
2020 | TVA_2_NonRTO_Midwest | TVA | NonRTO_Midwest | Internal | Summer | B9 | 800 | 100 | 0 | 62.79 | 57.17 | 9 | 0
2020 | TVA_2_NonRTO_Midwest | TVA | NonRTO_Midwest | Internal | Summer | B10 | 1262 | 100 | 0 | 56.45 | 56.25 | 9 | 0
2020 | TVA_2_NonRTO_Midwest | TVA | NonRTO_Midwest | Internal | Winter | B16 | 25 | 100 | 0 | 85.51 | 86.15 | 9 | 0
2020 | TVA_2_NonRTO_Midwest | TVA | NonRTO_Midwest | Internal | Winter | B17 | 100 | 100 | 100 | 67.8 | 78.25 | 9 | 1.45
2020 | TVA_2_NonRTO_Midwest | TVA | NonRTO_Midwest | Internal | Winter | B18 | 400 | 100 | 0 | 66.59 | 73.38 | 9 | 0
2020 | TVA_2_NonRTO_Midwest | TVA | NonRTO_Midwest | Internal | Winter | B19 | 700 | 100 | 0 | 66.59 | 59.51 | 9 | 0
2020 | TVA_2_NonRTO_Midwest | TVA | NonRTO_Midwest | Internal | Winter | B20 | 935 | 100 | 0 | 64.85 | 59.23 | 9 | 0
2020 | TVA_2_PJM_ROR | TVA | PJM_ROR | Internal | Shoulder | B11 | 25 | 500 | 0 | 68.24 | 75.24 | 9 | 0
2020 | TVA_2_PJM_ROR | TVA | PJM_ROR | Internal | Shoulder | B12 | 200 | 500 | 0 | 64.11 | 67.23 | 9 | 0
2020 | TVA_2_PJM_ROR | TVA | PJM_ROR | Internal | Shoulder | B13 | 600 | 500 | 0 | 64.11 | 65.21 | 9 | 0
2020 | TVA_2_PJM_ROR | TVA | PJM_ROR | Internal | Shoulder | B14 | 900 | 500 | 0 | 64.11 | 62.34 | 9 | 0
2020 | TVA_2_PJM_ROR | TVA | PJM_ROR | Internal | Shoulder | B15 | 1203 | 500 | 0 | 63.45 | 57.44 | 9 | 0
2020 | TVA_2_PJM_ROR | TVA | PJM_ROR | Internal | Summer | B1 | 10 | 500 | 0 | 108.1 | 102.08 | 9 | 0
2020 | TVA_2_PJM_ROR | TVA | PJM_ROR | Internal | Summer | B2 | 25 | 500 | 0 | 105.3 | 98.73 | 9 | 0
2020 | TVA_2_PJM_ROR | TVA | PJM_ROR | Internal | Summer | B3 | 75 | 500 | 0 | 102.56 | 96.55 | 9 | 0
2020 | TVA_2_PJM_ROR | TVA | PJM_ROR | Internal | Summer | B4 | 100 | 500 | 0 | 99.84 | 93.83 | 9 | 0
2020 | TVA_2_PJM_ROR | TVA | PJM_ROR | Internal | Summer | B5 | 200 | 500 | 0 | 77.64 | 86.1 | 9 | 0
2020 | TVA_2_PJM_ROR | TVA | PJM_ROR | Internal | Summer | B6 | 300 | 500 | 0 | 65.51 | 73.05 | 9 | 0
2020 | TVA_2_PJM_ROR | TVA | PJM_ROR | Internal | Summer | B7 | 400 | 500 | 0 | 62.79 | 63 | 9 | 0
2020 | TVA_2_PJM_ROR | TVA | PJM_ROR | Internal | Summer | B8 | 500 | 500 | 0 | 62.79 | 59.96 | 9 | 0
2020 | TVA_2_PJM_ROR | TVA | PJM_ROR | Internal | Summer | B9 | 800 | 500 | 0 | 62.79 | 58.1 | 9 | 0
2020 | TVA_2_PJM_ROR | TVA | PJM_ROR | Internal | Summer | B10 | 1262 | 500 | 0 | 56.45 | 54.77 | 9 | 0
2020 | TVA_2_PJM_ROR | TVA | PJM_ROR | Internal | Winter | B16 | 25 | 500 | 0 | 85.51 | 80.83 | 9 | 0
2020 | TVA_2_PJM_ROR | TVA | PJM_ROR | Internal | Winter | B17 | 100 | 500 | 0 | 67.8 | 72.27 | 9 | 0
2020 | TVA_2_PJM_ROR | TVA | PJM_ROR | Internal | Winter | B18 | 400 | 500 | 0 | 66.59 | 67.39 | 9 | 0
2020 | TVA_2_PJM_ROR | TVA | PJM_ROR | Internal | Winter | B19 | 700 | 500 | 0 | 66.59 | 65.88 | 9 | 0
2020 | TVA_2_PJM_ROR | TVA | PJM_ROR | Internal | Winter | B20 | 935 | 500 | 0 | 64.85 | 58.84 | 9 | 0
2020 | TVA_2_SOCO | TVA | SOCO | Internal | Shoulder | B11 | 25 | 500 | 500 | 68.24 | 88.24 | 9 | 10.99
2020 | TVA_2_SOCO | TVA | SOCO | Internal | Shoulder | B12 | 200 | 500 | 0 | 64.11 | 66.81 | 9 | 0
2020 | TVA_2_SOCO | TVA | SOCO | Internal | Shoulder | B13 | 600 | 500 | 0 | 64.11 | 64.48 | 9 | 0
2020 | TVA_2_SOCO | TVA | SOCO | Internal | Shoulder | B14 | 900 | 500 | 0 | 64.11 | 64.48 | 9 | 0
2020 | TVA_2_SOCO | TVA | SOCO | Internal | Shoulder | B15 | 1203 | 500 | 0 | 63.45 | 64.48 | 9 | 0
2020 | TVA_2_SOCO | TVA | SOCO | Internal | Summer | B1 | 10 | 500 | 0 | 108.1 | 107.39 | 9 | 0
2020 | TVA_2_SOCO | TVA | SOCO | Internal | Summer | B2 | 25 | 500 | 0 | 105.3 | 105.29 | 9 | 0
2020 | TVA_2_SOCO | TVA | SOCO | Internal | Summer | B3 | 75 | 500 | 0 | 102.56 | 105.29 | 9 | 0
2020 | TVA_2_SOCO | TVA | SOCO | Internal | Summer | B4 | 100 | 500 | 0 | 99.84 | 105.29 | 9 | 0
2020 | TVA_2_SOCO | TVA | SOCO | Internal | Summer | B5 | 200 | 500 | 500 | 77.64 | 99.1 | 9 | 12.46
2020 | TVA_2_SOCO | TVA | SOCO | Internal | Summer | B6 | 300 | 500 | 500 | 65.51 | 86.05 | 9 | 11.54
2020 | TVA_2_SOCO | TVA | SOCO | Internal | Summer | B7 | 400 | 500 | 500 | 62.79 | 76.28 | 9 | 4.49
2020 | TVA_2_SOCO | TVA | SOCO | Internal | Summer | B8 | 500 | 500 | 354.34 | 62.79 | 71.79 | 9 | 0
2020 | TVA_2_SOCO | TVA | SOCO | Internal | Summer | B9 | 800 | 500 | 0 | 62.79 | 63.21 | 9 | 0
2020 | TVA_2_SOCO | TVA | SOCO | Internal | Summer | B10 | 1262 | 500 | 0 | 56.45 | 63.21 | 9 | 0
2020 | TVA_2_SOCO | TVA | SOCO | Internal | Winter | B16 | 25 | 500 | 0 | 85.51 | 87.71 | 9 | 0
2020 | TVA_2_SOCO | TVA | SOCO | Internal | Winter | B17 | 100 | 500 | 0 | 67.8 | 69.52 | 9 | 0
2020 | TVA_2_SOCO | TVA | SOCO | Internal | Winter | B18 | 400 | 500 | 0 | 66.59 | 67.08 | 9 | 0
2020 | TVA_2_SOCO | TVA | SOCO | Internal | Winter | B19 | 700 | 500 | 0 | 66.59 | 67.08 | 9 | 0
2020 | TVA_2_SOCO | TVA | SOCO | Internal | Winter | B20 | 935 | 500 | 0 | 64.85 | 67.08 | 9 | 0
2020 | TVA_2_VACAR | TVA | VACAR | Internal | Shoulder | B11 | 25 | 150 | 150 | 68.24 | 81.24 | 9 | 3.99
2020 | TVA_2_VACAR | TVA | VACAR | Internal | Shoulder | B12 | 200 | 150 | 0 | 64.11 | 71.83 | 9 | 0
2020 | TVA_2_VACAR | TVA | VACAR | Internal | Shoulder | B13 | 600 | 150 | 0 | 64.11 | 67.89 | 9 | 0
2020 | TVA_2_VACAR | TVA | VACAR | Internal | Shoulder | B14 | 900 | 150 | 0 | 64.11 | 65.99 | 9 | 0
2020 | TVA_2_VACAR | TVA | VACAR | Internal | Shoulder | B15 | 1203 | 150 | 0 | 63.45 | 59.15 | 9 | 0
2020 | TVA_2_VACAR | TVA | VACAR | Internal | Summer | B1 | 10 | 150 | 0 | 108.1 | 108.23 | 9 | 0
2020 | TVA_2_VACAR | TVA | VACAR | Internal | Summer | B2 | 25 | 150 | 0 | 105.3 | 108.23 | 9 | 0
2020 | TVA_2_VACAR | TVA | VACAR | Internal | Summer | B3 | 75 | 150 | 0 | 102.56 | 108.23 | 9 | 0
2020 | TVA_2_VACAR | TVA | VACAR | Internal | Summer | B4 | 100 | 150 | 0 | 99.84 | 99.83 | 9 | 0
2020 | TVA_2_VACAR | TVA | VACAR | Internal | Summer | B5 | 200 | 150 | 150 | 77.64 | 92.1 | 9 | 5.46
2020 | TVA_2_VACAR | TVA | VACAR | Internal | Summer | B6 | 300 | 150 | 150 | 65.51 | 79.05 | 9 | 4.54
2020 | TVA_2_VACAR | TVA | VACAR | Internal | Summer | B7 | 400 | 150 | 0 | 62.79 | 69.28 | 9 | 0
2020 | TVA_2_VACAR | TVA | VACAR | Internal | Summer | B8 | 500 | 150 | 0 | 62.79 | 65.96 | 9 | 0
2020 | TVA_2_VACAR | TVA | VACAR | Internal | Summer | B9 | 800 | 150 | 0 | 62.79 | 63.44 | 9 | 0
2020 | TVA_2_VACAR | TVA | VACAR | Internal | Summer | B10 | 1262 | 150 | 0 | 56.45 | 57.51 | 9 | 0
2020 | TVA_2_VACAR | TVA | VACAR | Internal | Winter | B16 | 25 | 150 | 0.6 | 85.51 | 94.5 | 9 | 0
2020 | TVA_2_VACAR | TVA | VACAR | Internal | Winter | B17 | 100 | 150 | 150 | 67.8 | 78.27 | 9 | 1.47
2020 | TVA_2_VACAR | TVA | VACAR | Internal | Winter | B18 | 400 | 150 | 0 | 66.59 | 72.23 | 9 | 0
2020 | TVA_2_VACAR | TVA | VACAR | Internal | Winter | B19 | 700 | 150 | 0 | 66.59 | 68.61 | 9 | 0
2020 | TVA_2_VACAR | TVA | VACAR | Internal | Winter | B20 | 935 | 150 | 0 | 64.85 | 63.44 | 9 | 0
2020 | TVA_Transmission_2_ENT | TVA_Transmission | ENT | Internal | Shoulder | B11 | 25 | 3000 | 0 | 80.17 | 77.24 | 9 | 0
2020 | TVA_Transmission_2_ENT | TVA_Transmission | ENT | Internal | Shoulder | B12 | 200 | 3000 | 0 | 68.64 | 65.24 | 9 | 0
2020 | TVA_Transmission_2_ENT | TVA_Transmission | ENT | Internal | Shoulder | B13 | 600 | 3000 | 0 | 66.49 | 63.23 | 9 | 0
2020 | TVA_Transmission_2_ENT | TVA_Transmission | ENT | Internal | Shoulder | B14 | 900 | 3000 | 0 | 65.1 | 61.63 | 9 | 0
2020 | TVA_Transmission_2_ENT | TVA_Transmission | ENT | Internal | Shoulder | B15 | 1203 | 3000 | 0 | 63.44 | 57.9 | 9 | 0
2020 | TVA_Transmission_2_ENT | TVA_Transmission | ENT | Internal | Summer | B1 | 10 | 3000 | 0 | 108.08 | 99.39 | 9 | 0
2020 | TVA_Transmission_2_ENT | TVA_Transmission | ENT | Internal | Summer | B2 | 25 | 3000 | 0 | 105.29 | 97.29 | 9 | 0
2020 | TVA_Transmission_2_ENT | TVA_Transmission | ENT | Internal | Summer | B3 | 75 | 3000 | 0 | 102.55 | 97.29 | 9 | 0
2020 | TVA_Transmission_2_ENT | TVA_Transmission | ENT | Internal | Summer | B4 | 100 | 3000 | 0 | 99.83 | 97.29 | 9 | 0
2020 | TVA_Transmission_2_ENT | TVA_Transmission | ENT | Internal | Summer | B5 | 200 | 3000 | 0 | 90.1 | 90.5 | 9 | 0
2020 | TVA_Transmission_2_ENT | TVA_Transmission | ENT | Internal | Summer | B6 | 300 | 3000 | 0 | 77.96 | 77.29 | 9 | 0
2020 | TVA_Transmission_2_ENT | TVA_Transmission | ENT | Internal | Summer | B7 | 400 | 3000 | 0 | 67.28 | 68.28 | 9 | 0
2020 | TVA_Transmission_2_ENT | TVA_Transmission | ENT | Internal | Summer | B8 | 500 | 3000 | 0 | 64.46 | 63.87 | 9 | 0
2020 | TVA_Transmission_2_ENT | TVA_Transmission | ENT | Internal | Summer | B9 | 800 | 3000 | 0 | 63.3 | 63.87 | 9 | 0
2020 | TVA_Transmission_2_ENT | TVA_Transmission | ENT | Internal | Summer | B10 | 1262 | 3000 | 0 | 58.52 | 61.29 | 9 | 0
2020 | TVA_Transmission_2_ENT | TVA_Transmission | ENT | Internal | Winter | B16 | 25 | 3000 | 0 | 85.5 | 77.5 | 9 | 0
2020 | TVA_Transmission_2_ENT | TVA_Transmission | ENT | Internal | Winter | B17 | 100 | 3000 | 0 | 73.04 | 67.97 | 9 | 0
2020 | TVA_Transmission_2_ENT | TVA_Transmission | ENT | Internal | Winter | B18 | 400 | 3000 | 0 | 69.34 | 65.41 | 9 | 0
2020 | TVA_Transmission_2_ENT | TVA_Transmission | ENT | Internal | Winter | B19 | 700 | 3000 | 0 | 67 | 65.18 | 9 | 0
2020 | TVA_Transmission_2_ENT | TVA_Transmission | ENT | Internal | Winter | B20 | 935 | 3000 | 0 | 64.84 | 59.47 | 9 | 0
2020 | TVA_Transmission_2_MISO_MO-IL | TVA_Transmission | MISO_MO-IL | Internal | Shoulder | B11 | 25 | 4000 | 0 | 80.17 | 77.24 | 9 | 0
2020 | TVA_Transmission_2_MISO_MO-IL | TVA_Transmission | MISO_MO-IL | Internal | Shoulder | B12 | 200 | 4000 | 0 | 68.64 | 65.23 | 9 | 0
2020 | TVA_Transmission_2_MISO_MO-IL | TVA_Transmission | MISO_MO-IL | Internal | Shoulder | B13 | 600 | 4000 | 0 | 66.49 | 63.21 | 9 | 0
2020 | TVA_Transmission_2_MISO_MO-IL | TVA_Transmission | MISO_MO-IL | Internal | Shoulder | B14 | 900 | 4000 | 0 | 65.1 | 61.05 | 9 | 0
2020 | TVA_Transmission_2_MISO_MO-IL | TVA_Transmission | MISO_MO-IL | Internal | Shoulder | B15 | 1203 | 4000 | 0 | 63.44 | 55.75 | 9 | 0
2020 | TVA_Transmission_2_MISO_MO-IL | TVA_Transmission | MISO_MO-IL | Internal | Summer | B1 | 10 | 4000 | 0 | 108.08 | 100.08 | 9 | 0
2020 | TVA_Transmission_2_MISO_MO-IL | TVA_Transmission | MISO_MO-IL | Internal | Summer | B2 | 25 | 4000 | 0 | 105.29 | 98.83 | 9 | 0
2020 | TVA_Transmission_2_MISO_MO-IL | TVA_Transmission | MISO_MO-IL | Internal | Summer | B3 | 75 | 4000 | 0 | 102.55 | 96.24 | 9 | 0
2020 | TVA_Transmission_2_MISO_MO-IL | TVA_Transmission | MISO_MO-IL | Internal | Summer | B4 | 100 | 4000 | 0 | 99.83 | 95.84 | 9 | 0
2020 | TVA_Transmission_2_MISO_MO-IL | TVA_Transmission | MISO_MO-IL | Internal | Summer | B5 | 200 | 4000 | 0 | 90.1 | 88.1 | 9 | 0
2020 | TVA_Transmission_2_MISO_MO-IL | TVA_Transmission | MISO_MO-IL | Internal | Summer | B6 | 300 | 4000 | 0 | 77.96 | 75.05 | 9 | 0
2020 | TVA_Transmission_2_MISO_MO-IL | TVA_Transmission | MISO_MO-IL | Internal | Summer | B7 | 400 | 4000 | 0 | 67.28 | 64.5 | 9 | 0
2020 | TVA_Transmission_2_MISO_MO-IL | TVA_Transmission | MISO_MO-IL | Internal | Summer | B8 | 500 | 4000 | 0 | 64.46 | 60.04 | 9 | 0
2020 | TVA_Transmission_2_MISO_MO-IL | TVA_Transmission | MISO_MO-IL | Internal | Summer | B9 | 800 | 4000 | 0 | 63.3 | 58.62 | 9 | 0
2020 | TVA_Transmission_2_MISO_MO-IL | TVA_Transmission | MISO_MO-IL | Internal | Summer | B10 | 1262 | 4000 | 0 | 58.52 | 54.71 | 9 | 0
2020 | TVA_Transmission_2_MISO_MO-IL | TVA_Transmission | MISO_MO-IL | Internal | Winter | B16 | 25 | 4000 | 0 | 85.5 | 78.16 | 9 | 0
2020 | TVA_Transmission_2_MISO_MO-IL | TVA_Transmission | MISO_MO-IL | Internal | Winter | B17 | 100 | 4000 | 0 | 73.04 | 70.26 | 9 | 0
2020 | TVA_Transmission_2_MISO_MO-IL | TVA_Transmission | MISO_MO-IL | Internal | Winter | B18 | 400 | 4000 | 0 | 69.34 | 65.39 | 9 | 0
2020 | TVA_Transmission_2_MISO_MO-IL | TVA_Transmission | MISO_MO-IL | Internal | Winter | B19 | 700 | 4000 | 0 | 67 | 63.88 | 9 | 0
2020 | TVA_Transmission_2_MISO_MO-IL | TVA_Transmission | MISO_MO-IL | Internal | Winter | B20 | 935 | 4000 | 0 | 64.84 | 56.84 | 9 | 0
2020 | TVA_Transmission_2_NonRTO_Midwest | TVA_Transmission | NonRTO_Midwest | Internal | Shoulder | B11 | 25 | 700 | 0 | 80.17 | 81.24 | 9 | 0
2020 | TVA_Transmission_2_NonRTO_Midwest | TVA_Transmission | NonRTO_Midwest | Internal | Shoulder | B12 | 200 | 700 | 0 | 68.64 | 73.22 | 9 | 0
2020 | TVA_Transmission_2_NonRTO_Midwest | TVA_Transmission | NonRTO_Midwest | Internal | Shoulder | B13 | 600 | 700 | 0 | 66.49 | 66.73 | 9 | 0
2020 | TVA_Transmission_2_NonRTO_Midwest | TVA_Transmission | NonRTO_Midwest | Internal | Shoulder | B14 | 900 | 700 | 0 | 65.1 | 59.28 | 9 | 0
2020 | TVA_Transmission_2_NonRTO_Midwest | TVA_Transmission | NonRTO_Midwest | Internal | Shoulder | B15 | 1203 | 700 | 0 | 63.44 | 56.47 | 9 | 0
2020 | TVA_Transmission_2_NonRTO_Midwest | TVA_Transmission | NonRTO_Midwest | Internal | Summer | B1 | 10 | 700 | 0 | 108.08 | 103.87 | 9 | 0
2020 | TVA_Transmission_2_NonRTO_Midwest | TVA_Transmission | NonRTO_Midwest | Internal | Summer | B2 | 25 | 700 | 0 | 105.29 | 103.87 | 9 | 0
2020 | TVA_Transmission_2_NonRTO_Midwest | TVA_Transmission | NonRTO_Midwest | Internal | Summer | B3 | 75 | 700 | 0 | 102.55 | 102.55 | 9 | 0
2020 | TVA_Transmission_2_NonRTO_Midwest | TVA_Transmission | NonRTO_Midwest | Internal | Summer | B4 | 100 | 700 | 0 | 99.83 | 99.82 | 9 | 0
2020 | TVA_Transmission_2_NonRTO_Midwest | TVA_Transmission | NonRTO_Midwest | Internal | Summer | B5 | 200 | 700 | 0 | 90.1 | 82.1 | 9 | 0
2020 | TVA_Transmission_2_NonRTO_Midwest | TVA_Transmission | NonRTO_Midwest | Internal | Summer | B6 | 300 | 700 | 0 | 77.96 | 75.61 | 9 | 0
2020 | TVA_Transmission_2_NonRTO_Midwest | TVA_Transmission | NonRTO_Midwest | Internal | Summer | B7 | 400 | 700 | 0 | 67.28 | 59.28 | 9 | 0
2020 | TVA_Transmission_2_NonRTO_Midwest | TVA_Transmission | NonRTO_Midwest | Internal | Summer | B8 | 500 | 700 | 0 | 64.46 | 59.23 | 9 | 0
2020 | TVA_Transmission_2_NonRTO_Midwest | TVA_Transmission | NonRTO_Midwest | Internal | Summer | B9 | 800 | 700 | 0 | 63.3 | 57.17 | 9 | 0
2020 | TVA_Transmission_2_NonRTO_Midwest | TVA_Transmission | NonRTO_Midwest | Internal | Summer | B10 | 1262 | 700 | 0 | 58.52 | 56.25 | 9 | 0
2020 | TVA_Transmission_2_NonRTO_Midwest | TVA_Transmission | NonRTO_Midwest | Internal | Winter | B16 | 25 | 700 | 0 | 85.5 | 86.15 | 9 | 0
2020 | TVA_Transmission_2_NonRTO_Midwest | TVA_Transmission | NonRTO_Midwest | Internal | Winter | B17 | 100 | 700 | 0 | 73.04 | 78.25 | 9 | 0
2020 | TVA_Transmission_2_NonRTO_Midwest | TVA_Transmission | NonRTO_Midwest | Internal | Winter | B18 | 400 | 700 | 0 | 69.34 | 73.38 | 9 | 0
2020 | TVA_Transmission_2_NonRTO_Midwest | TVA_Transmission | NonRTO_Midwest | Internal | Winter | B19 | 700 | 700 | 0 | 67 | 59.51 | 9 | 0
2020 | TVA_Transmission_2_NonRTO_Midwest | TVA_Transmission | NonRTO_Midwest | Internal | Winter | B20 | 935 | 700 | 0 | 64.84 | 59.23 | 9 | 0
2020 | TVA_Transmission_2_PJM_ROR | TVA_Transmission | PJM_ROR | Internal | Shoulder | B11 | 25 | 2000 | 0 | 80.17 | 75.24 | 9 | 0
2020 | TVA_Transmission_2_PJM_ROR | TVA_Transmission | PJM_ROR | Internal | Shoulder | B12 | 200 | 2000 | 0 | 68.64 | 67.23 | 9 | 0
2020 | TVA_Transmission_2_PJM_ROR | TVA_Transmission | PJM_ROR | Internal | Shoulder | B13 | 600 | 2000 | 0 | 66.49 | 65.21 | 9 | 0
2020 | TVA_Transmission_2_PJM_ROR | TVA_Transmission | PJM_ROR | Internal | Shoulder | B14 | 900 | 2000 | 0 | 65.1 | 62.34 | 9 | 0
2020 | TVA_Transmission_2_PJM_ROR | TVA_Transmission | PJM_ROR | Internal | Shoulder | B15 | 1203 | 2000 | 0 | 63.44 | 57.44 | 9 | 0
2020 | TVA_Transmission_2_PJM_ROR | TVA_Transmission | PJM_ROR | Internal | Summer | B1 | 10 | 2000 | 0 | 108.08 | 102.08 | 9 | 0
2020 | TVA_Transmission_2_PJM_ROR | TVA_Transmission | PJM_ROR | Internal | Summer | B2 | 25 | 2000 | 0 | 105.29 | 98.73 | 9 | 0
2020 | TVA_Transmission_2_PJM_ROR | TVA_Transmission | PJM_ROR | Internal | Summer | B3 | 75 | 2000 | 0 | 102.55 | 96.55 | 9 | 0
2020 | TVA_Transmission_2_PJM_ROR | TVA_Transmission | PJM_ROR | Internal | Summer | B4 | 100 | 2000 | 0 | 99.83 | 93.83 | 9 | 0
2020 | TVA_Transmission_2_PJM_ROR | TVA_Transmission | PJM_ROR | Internal | Summer | B5 | 200 | 2000 | 0 | 90.1 | 86.1 | 9 | 0
2020 | TVA_Transmission_2_PJM_ROR | TVA_Transmission | PJM_ROR | Internal | Summer | B6 | 300 | 2000 | 0 | 77.96 | 73.05 | 9 | 0
2020 | TVA_Transmission_2_PJM_ROR | TVA_Transmission | PJM_ROR | Internal | Summer | B7 | 400 | 2000 | 0 | 67.28 | 63 | 9 | 0
2020 | TVA_Transmission_2_PJM_ROR | TVA_Transmission | PJM_ROR | Internal | Summer | B8 | 500 | 2000 | 0 | 64.46 | 59.96 | 9 | 0
2020 | TVA_Transmission_2_PJM_ROR | TVA_Transmission | PJM_ROR | Internal | Summer | B9 | 800 | 2000 | 0 | 63.3 | 58.1 | 9 | 0
2020 | TVA_Transmission_2_PJM_ROR | TVA_Transmission | PJM_ROR | Internal | Summer | B10 | 1262 | 2000 | 0 | 58.52 | 54.77 | 9 | 0
2020 | TVA_Transmission_2_PJM_ROR | TVA_Transmission | PJM_ROR | Internal | Winter | B16 | 25 | 2000 | 0 | 85.5 | 80.83 | 9 | 0
2020 | TVA_Transmission_2_PJM_ROR | TVA_Transmission | PJM_ROR | Internal | Winter | B17 | 100 | 2000 | 0 | 73.04 | 72.27 | 9 | 0
2020 | TVA_Transmission_2_PJM_ROR | TVA_Transmission | PJM_ROR | Internal | Winter | B18 | 400 | 2000 | 0 | 69.34 | 67.39 | 9 | 0
2020 | TVA_Transmission_2_PJM_ROR | TVA_Transmission | PJM_ROR | Internal | Winter | B19 | 700 | 2000 | 0 | 67 | 65.88 | 9 | 0
2020 | TVA_Transmission_2_PJM_ROR | TVA_Transmission | PJM_ROR | Internal | Winter | B20 | 935 | 2000 | 0 | 64.84 | 58.84 | 9 | 0
2020 | TVA_Transmission_2_SOCO | TVA_Transmission | SOCO | Internal | Shoulder | B11 | 25 | 3200 | 0 | 80.17 | 88.24 | 9 | 0
2020 | TVA_Transmission_2_SOCO | TVA_Transmission | SOCO | Internal | Shoulder | B12 | 200 | 3200 | 0 | 68.64 | 66.81 | 9 | 0
2020 | TVA_Transmission_2_SOCO | TVA_Transmission | SOCO | Internal | Shoulder | B13 | 600 | 3200 | 0 | 66.49 | 64.48 | 9 | 0
2020 | TVA_Transmission_2_SOCO | TVA_Transmission | SOCO | Internal | Shoulder | B14 | 900 | 3200 | 0 | 65.1 | 64.48 | 9 | 0
2020 | TVA_Transmission_2_SOCO | TVA_Transmission | SOCO | Internal | Shoulder | B15 | 1203 | 3200 | 0 | 63.44 | 64.48 | 9 | 0
2020 | TVA_Transmission_2_SOCO | TVA_Transmission | SOCO | Internal | Summer | B1 | 10 | 3200 | 0 | 108.08 | 107.39 | 9 | 0
2020 | TVA_Transmission_2_SOCO | TVA_Transmission | SOCO | Internal | Summer | B2 | 25 | 3200 | 0 | 105.29 | 105.29 | 9 | 0
2020 | TVA_Transmission_2_SOCO | TVA_Transmission | SOCO | Internal | Summer | B3 | 75 | 3200 | 0 | 102.55 | 105.29 | 9 | 0
2020 | TVA_Transmission_2_SOCO | TVA_Transmission | SOCO | Internal | Summer | B4 | 100 | 3200 | 0 | 99.83 | 105.29 | 9 | 0
2020 | TVA_Transmission_2_SOCO | TVA_Transmission | SOCO | Internal | Summer | B5 | 200 | 3200 | 1222.25 | 90.1 | 99.1 | 9 | 0
2020 | TVA_Transmission_2_SOCO | TVA_Transmission | SOCO | Internal | Summer | B6 | 300 | 3200 | 0 | 77.96 | 86.05 | 9 | 0
2020 | TVA_Transmission_2_SOCO | TVA_Transmission | SOCO | Internal | Summer | B7 | 400 | 3200 | 131.88 | 67.28 | 76.28 | 9 | 0
2020 | TVA_Transmission_2_SOCO | TVA_Transmission | SOCO | Internal | Summer | B8 | 500 | 3200 | 0 | 64.46 | 71.79 | 9 | 0
2020 | TVA_Transmission_2_SOCO | TVA_Transmission | SOCO | Internal | Summer | B9 | 800 | 3200 | 0 | 63.3 | 63.21 | 9 | 0
2020 | TVA_Transmission_2_SOCO | TVA_Transmission | SOCO | Internal | Summer | B10 | 1262 | 3200 | 0 | 58.52 | 63.21 | 9 | 0
2020 | TVA_Transmission_2_SOCO | TVA_Transmission | SOCO | Internal | Winter | B16 | 25 | 3200 | 0 | 85.5 | 87.71 | 9 | 0
2020 | TVA_Transmission_2_SOCO | TVA_Transmission | SOCO | Internal | Winter | B17 | 100 | 3200 | 0 | 73.04 | 69.52 | 9 | 0
2020 | TVA_Transmission_2_SOCO | TVA_Transmission | SOCO | Internal | Winter | B18 | 400 | 3200 | 0 | 69.34 | 67.08 | 9 | 0
2020 | TVA_Transmission_2_SOCO | TVA_Transmission | SOCO | Internal | Winter | B19 | 700 | 3200 | 0 | 67 | 67.08 | 9 | 0
2020 | TVA_Transmission_2_SOCO | TVA_Transmission | SOCO | Internal | Winter | B20 | 935 | 3200 | 0 | 64.84 | 67.08 | 9 | 0
2020 | TVA_Transmission_2_TVA | TVA_Transmission | TVA | Internal | Shoulder | B11 | 25 | 99999 | 0 | 80.17 | 68.24 | 0.01 | 0
2020 | TVA_Transmission_2_TVA | TVA_Transmission | TVA | Internal | Shoulder | B12 | 200 | 99999 | 0 | 68.64 | 64.11 | 0.01 | 0
2020 | TVA_Transmission_2_TVA | TVA_Transmission | TVA | Internal | Shoulder | B13 | 600 | 99999 | 0 | 66.49 | 64.11 | 0.01 | 0
2020 | TVA_Transmission_2_TVA | TVA_Transmission | TVA | Internal | Shoulder | B14 | 900 | 99999 | 0 | 65.1 | 64.11 | 0.01 | 0
2020 | TVA_Transmission_2_TVA | TVA_Transmission | TVA | Internal | Shoulder | B15 | 1203 | 99999 | 570.03 | 63.44 | 63.45 | 0.01 | 0
2020 | TVA_Transmission_2_TVA | TVA_Transmission | TVA | Internal | Summer | B1 | 10 | 99999 | 3350.75 | 108.08 | 108.1 | 0.01 | 0
2020 | TVA_Transmission_2_TVA | TVA_Transmission | TVA | Internal | Summer | B2 | 25 | 99999 | 2574.71 | 105.29 | 105.3 | 0.01 | 0
2020 | TVA_Transmission_2_TVA | TVA_Transmission | TVA | Internal | Summer | B3 | 75 | 99999 | 1050.94 | 102.55 | 102.56 | 0.01 | 0
2020 | TVA_Transmission_2_TVA | TVA_Transmission | TVA | Internal | Summer | B4 | 100 | 99999 | 346.85 | 99.83 | 99.84 | 0.01 | 0
2020 | TVA_Transmission_2_TVA | TVA_Transmission | TVA | Internal | Summer | B5 | 200 | 99999 | 0 | 90.1 | 77.64 | 0.01 | 0
2020 | TVA_Transmission_2_TVA | TVA_Transmission | TVA | Internal | Summer | B6 | 300 | 99999 | 0 | 77.96 | 65.51 | 0.01 | 0
2020 | TVA_Transmission_2_TVA | TVA_Transmission | TVA | Internal | Summer | B7 | 400 | 99999 | 0 | 67.28 | 62.79 | 0.01 | 0
2020 | TVA_Transmission_2_TVA | TVA_Transmission | TVA | Internal | Summer | B8 | 500 | 99999 | 0 | 64.46 | 62.79 | 0.01 | 0
2020 | TVA_Transmission_2_TVA | TVA_Transmission | TVA | Internal | Summer | B9 | 800 | 99999 | 0 | 63.3 | 62.79 | 0.01 | 0
2020 | TVA_Transmission_2_TVA | TVA_Transmission | TVA | Internal | Summer | B10 | 1262 | 99999 | 0 | 58.52 | 56.45 | 0.01 | 0
2020 | TVA_Transmission_2_TVA | TVA_Transmission | TVA | Internal | Winter | B16 | 25 | 99999 | 298 | 85.5 | 85.51 | 0.01 | 0
2020 | TVA_Transmission_2_TVA | TVA_Transmission | TVA | Internal | Winter | B17 | 100 | 99999 | 0 | 73.04 | 67.8 | 0.01 | 0
2020 | TVA_Transmission_2_TVA | TVA_Transmission | TVA | Internal | Winter | B18 | 400 | 99999 | 0 | 69.34 | 66.59 | 0.01 | 0
2020 | TVA_Transmission_2_TVA | TVA_Transmission | TVA | Internal | Winter | B19 | 700 | 99999 | 0 | 67 | 66.59 | 0.01 | 0
2020 | TVA_Transmission_2_TVA | TVA_Transmission | TVA | Internal | Winter | B20 | 935 | 99999 | 883.17 | 64.84 | 64.85 | 0.01 | 0
2020 | TVA_Transmission_2_VACAR | TVA_Transmission | VACAR | Internal | Shoulder | B11 | 25 | 900 | 0 | 80.17 | 81.24 | 9 | 0
2020 | TVA_Transmission_2_VACAR | TVA_Transmission | VACAR | Internal | Shoulder | B12 | 200 | 900 | 0 | 68.64 | 71.83 | 9 | 0
2020 | TVA_Transmission_2_VACAR | TVA_Transmission | VACAR | Internal | Shoulder | B13 | 600 | 900 | 0 | 66.49 | 67.89 | 9 | 0
2020 | TVA_Transmission_2_VACAR | TVA_Transmission | VACAR | Internal | Shoulder | B14 | 900 | 900 | 0 | 65.1 | 65.99 | 9 | 0
2020 | TVA_Transmission_2_VACAR | TVA_Transmission | VACAR | Internal | Shoulder | B15 | 1203 | 900 | 0 | 63.44 | 59.15 | 9 | 0
2020 | TVA_Transmission_2_VACAR | TVA_Transmission | VACAR | Internal | Summer | B1 | 10 | 900 | 0 | 108.08 | 108.23 | 9 | 0
2020 | TVA_Transmission_2_VACAR | TVA_Transmission | VACAR | Internal | Summer | B2 | 25 | 900 | 0 | 105.29 | 108.23 | 9 | 0
2020 | TVA_Transmission_2_VACAR | TVA_Transmission | VACAR | Internal | Summer | B3 | 75 | 900 | 0 | 102.55 | 108.23 | 9 | 0
2020 | TVA_Transmission_2_VACAR | TVA_Transmission | VACAR | Internal | Summer | B4 | 100 | 900 | 0 | 99.83 | 99.83 | 9 | 0
2020 | TVA_Transmission_2_VACAR | TVA_Transmission | VACAR | Internal | Summer | B5 | 200 | 900 | 0 | 90.1 | 92.1 | 9 | 0
2020 | TVA_Transmission_2_VACAR | TVA_Transmission | VACAR | Internal | Summer | B6 | 300 | 900 | 0 | 77.96 | 79.05 | 9 | 0
2020 | TVA_Transmission_2_VACAR | TVA_Transmission | VACAR | Internal | Summer | B7 | 400 | 900 | 0 | 67.28 | 69.28 | 9 | 0
2020 | TVA_Transmission_2_VACAR | TVA_Transmission | VACAR | Internal | Summer | B8 | 500 | 900 | 0 | 64.46 | 65.96 | 9 | 0
2020 | TVA_Transmission_2_VACAR | TVA_Transmission | VACAR | Internal | Summer | B9 | 800 | 900 | 0 | 63.3 | 63.44 | 9 | 0
2020 | TVA_Transmission_2_VACAR | TVA_Transmission | VACAR | Internal | Summer | B10 | 1262 | 900 | 0 | 58.52 | 57.51 | 9 | 0
2020 | TVA_Transmission_2_VACAR | TVA_Transmission | VACAR | Internal | Winter | B16 | 25 | 900 | 338.33 | 85.5 | 94.5 | 9 | 0
2020 | TVA_Transmission_2_VACAR | TVA_Transmission | VACAR | Internal | Winter | B17 | 100 | 900 | 0 | 73.04 | 78.27 | 9 | 0
2020 | TVA_Transmission_2_VACAR | TVA_Transmission | VACAR | Internal | Winter | B18 | 400 | 900 | 0 | 69.34 | 72.23 | 9 | 0
2020 | TVA_Transmission_2_VACAR | TVA_Transmission | VACAR | Internal | Winter | B19 | 700 | 900 | 0 | 67 | 68.61 | 9 | 0
2020 | TVA_Transmission_2_VACAR | TVA_Transmission | VACAR | Internal | Winter | B20 | 935 | 900 | 0 | 64.84 | 63.44 | 9 | 0
2020 | VACAR_2_PJM_ROR | VACAR | PJM_ROR | Internal | Shoulder | B11 | 25 | 2000 | 0 | 81.24 | 75.24 | 7 | 0
2020 | VACAR_2_PJM_ROR | VACAR | PJM_ROR | Internal | Shoulder | B12 | 200 | 2000 | 0 | 71.83 | 67.23 | 7 | 0
2020 | VACAR_2_PJM_ROR | VACAR | PJM_ROR | Internal | Shoulder | B13 | 600 | 2000 | 0 | 67.89 | 65.21 | 7 | 0
2020 | VACAR_2_PJM_ROR | VACAR | PJM_ROR | Internal | Shoulder | B14 | 900 | 2000 | 0 | 65.99 | 62.34 | 7 | 0
2020 | VACAR_2_PJM_ROR | VACAR | PJM_ROR | Internal | Shoulder | B15 | 1203 | 2000 | 0 | 59.15 | 57.44 | 7 | 0
2020 | VACAR_2_PJM_ROR | VACAR | PJM_ROR | Internal | Summer | B1 | 10 | 2000 | 0 | 108.23 | 102.08 | 7 | 0
2020 | VACAR_2_PJM_ROR | VACAR | PJM_ROR | Internal | Summer | B2 | 25 | 2000 | 0 | 108.23 | 98.73 | 7 | 0
2020 | VACAR_2_PJM_ROR | VACAR | PJM_ROR | Internal | Summer | B3 | 75 | 2000 | 0 | 108.23 | 96.55 | 7 | 0
2020 | VACAR_2_PJM_ROR | VACAR | PJM_ROR | Internal | Summer | B4 | 100 | 2000 | 0 | 99.83 | 93.83 | 7 | 0
2020 | VACAR_2_PJM_ROR | VACAR | PJM_ROR | Internal | Summer | B5 | 200 | 2000 | 0 | 92.1 | 86.1 | 7 | 0
2020 | VACAR_2_PJM_ROR | VACAR | PJM_ROR | Internal | Summer | B6 | 300 | 2000 | 0 | 79.05 | 73.05 | 7 | 0
2020 | VACAR_2_PJM_ROR | VACAR | PJM_ROR | Internal | Summer | B7 | 400 | 2000 | 0 | 69.28 | 63 | 7 | 0
2020 | VACAR_2_PJM_ROR | VACAR | PJM_ROR | Internal | Summer | B8 | 500 | 2000 | 0 | 65.96 | 59.96 | 7 | 0
2020 | VACAR_2_PJM_ROR | VACAR | PJM_ROR | Internal | Summer | B9 | 800 | 2000 | 0 | 63.44 | 58.1 | 7 | 0
2020 | VACAR_2_PJM_ROR | VACAR | PJM_ROR | Internal | Summer | B10 | 1262 | 2000 | 0 | 57.51 | 54.77 | 7 | 0
2020 | VACAR_2_PJM_ROR | VACAR | PJM_ROR | Internal | Winter | B16 | 25 | 2000 | 0 | 94.5 | 80.83 | 7 | 0
2020 | VACAR_2_PJM_ROR | VACAR | PJM_ROR | Internal | Winter | B17 | 100 | 2000 | 0 | 78.27 | 72.27 | 7 | 0
2020 | VACAR_2_PJM_ROR | VACAR | PJM_ROR | Internal | Winter | B18 | 400 | 2000 | 0 | 72.23 | 67.39 | 7 | 0
2020 | VACAR_2_PJM_ROR | VACAR | PJM_ROR | Internal | Winter | B19 | 700 | 2000 | 0 | 68.61 | 65.88 | 7 | 0
2020 | VACAR_2_PJM_ROR | VACAR | PJM_ROR | Internal | Winter | B20 | 935 | 2000 | 0 | 63.44 | 58.84 | 7 | 0
2020 | VACAR_2_SOCO | VACAR | SOCO | Internal | Shoulder | B11 | 25 | 3000 | 2116.32 | 81.24 | 88.24 | 7 | 0
2020 | VACAR_2_SOCO | VACAR | SOCO | Internal | Shoulder | B12 | 200 | 3000 | 0 | 71.83 | 66.81 | 7 | 0
2020 | VACAR_2_SOCO | VACAR | SOCO | Internal | Shoulder | B13 | 600 | 3000 | 0 | 67.89 | 64.48 | 7 | 0
2020 | VACAR_2_SOCO | VACAR | SOCO | Internal | Shoulder | B14 | 900 | 3000 | 0 | 65.99 | 64.48 | 7 | 0
2020 | VACAR_2_SOCO | VACAR | SOCO | Internal | Shoulder | B15 | 1203 | 3000 | 0 | 59.15 | 64.48 | 7 | 0
2020 | VACAR_2_SOCO | VACAR | SOCO | Internal | Summer | B1 | 10 | 3000 | 0 | 108.23 | 107.39 | 7 | 0
2020 | VACAR_2_SOCO | VACAR | SOCO | Internal | Summer | B2 | 25 | 3000 | 0 | 108.23 | 105.29 | 7 | 0
2020 | VACAR_2_SOCO | VACAR | SOCO | Internal | Summer | B3 | 75 | 3000 | 0 | 108.23 | 105.29 | 7 | 0
2020 | VACAR_2_SOCO | VACAR | SOCO | Internal | Summer | B4 | 100 | 3000 | 0 | 99.83 | 105.29 | 7 | 0
2020 | VACAR_2_SOCO | VACAR | SOCO | Internal | Summer | B5 | 200 | 3000 | 1647.05 | 92.1 | 99.1 | 7 | 0
2020 | VACAR_2_SOCO | VACAR | SOCO | Internal | Summer | B6 | 300 | 3000 | 511.1 | 79.05 | 86.05 | 7 | 0
2020 | VACAR_2_SOCO | VACAR | SOCO | Internal | Summer | B7 | 400 | 3000 | 1095.47 | 69.28 | 76.28 | 7 | 0
2020 | VACAR_2_SOCO | VACAR | SOCO | Internal | Summer | B8 | 500 | 3000 | 0 | 65.96 | 71.79 | 7 | 0
2020 | VACAR_2_SOCO | VACAR | SOCO | Internal | Summer | B9 | 800 | 3000 | 0 | 63.44 | 63.21 | 7 | 0
2020 | VACAR_2_SOCO | VACAR | SOCO | Internal | Summer | B10 | 1262 | 3000 | 0 | 57.51 | 63.21 | 7 | 0
2020 | VACAR_2_SOCO | VACAR | SOCO | Internal | Winter | B16 | 25 | 3000 | 0 | 94.5 | 87.71 | 7 | 0
2020 | VACAR_2_SOCO | VACAR | SOCO | Internal | Winter | B17 | 100 | 3000 | 0 | 78.27 | 69.52 | 7 | 0
2020 | VACAR_2_SOCO | VACAR | SOCO | Internal | Winter | B18 | 400 | 3000 | 0 | 72.23 | 67.08 | 7 | 0
2020 | VACAR_2_SOCO | VACAR | SOCO | Internal | Winter | B19 | 700 | 3000 | 0 | 68.61 | 67.08 | 7 | 0
2020 | VACAR_2_SOCO | VACAR | SOCO | Internal | Winter | B20 | 935 | 3000 | 0 | 63.44 | 67.08 | 7 | 0
2020 | VACAR_2_TVA_Transmission | VACAR | TVA_Transmission | Internal | Shoulder | B11 | 25 | 900 | 0 | 81.24 | 80.17 | 7 | 0
2020 | VACAR_2_TVA_Transmission | VACAR | TVA_Transmission | Internal | Shoulder | B12 | 200 | 900 | 0 | 71.83 | 68.64 | 7 | 0
2020 | VACAR_2_TVA_Transmission | VACAR | TVA_Transmission | Internal | Shoulder | B13 | 600 | 900 | 0 | 67.89 | 66.49 | 7 | 0
2020 | VACAR_2_TVA_Transmission | VACAR | TVA_Transmission | Internal | Shoulder | B14 | 900 | 900 | 0 | 65.99 | 65.1 | 7 | 0
2020 | VACAR_2_TVA_Transmission | VACAR | TVA_Transmission | Internal | Shoulder | B15 | 1203 | 900 | 0 | 59.15 | 63.44 | 7 | 0
2020 | VACAR_2_TVA_Transmission | VACAR | TVA_Transmission | Internal | Summer | B1 | 10 | 900 | 0 | 108.23 | 108.08 | 7 | 0
2020 | VACAR_2_TVA_Transmission | VACAR | TVA_Transmission | Internal | Summer | B2 | 25 | 900 | 0 | 108.23 | 105.29 | 7 | 0
2020 | VACAR_2_TVA_Transmission | VACAR | TVA_Transmission | Internal | Summer | B3 | 75 | 900 | 0 | 108.23 | 102.55 | 7 | 0
2020 | VACAR_2_TVA_Transmission | VACAR | TVA_Transmission | Internal | Summer | B4 | 100 | 900 | 0 | 99.83 | 99.83 | 7 | 0
2020 | VACAR_2_TVA_Transmission | VACAR | TVA_Transmission | Internal | Summer | B5 | 200 | 900 | 0 | 92.1 | 90.1 | 7 | 0
2020 | VACAR_2_TVA_Transmission | VACAR | TVA_Transmission | Internal | Summer | B6 | 300 | 900 | 0 | 79.05 | 77.96 | 7 | 0
2020 | VACAR_2_TVA_Transmission | VACAR | TVA_Transmission | Internal | Summer | B7 | 400 | 900 | 0 | 69.28 | 67.28 | 7 | 0
2020 | VACAR_2_TVA_Transmission | VACAR | TVA_Transmission | Internal | Summer | B8 | 500 | 900 | 0 | 65.96 | 64.46 | 7 | 0
2020 | VACAR_2_TVA_Transmission | VACAR | TVA_Transmission | Internal | Summer | B9 | 800 | 900 | 0 | 63.44 | 63.3 | 7 | 0
2020 | VACAR_2_TVA_Transmission | VACAR | TVA_Transmission | Internal | Summer | B10 | 1262 | 900 | 0 | 57.51 | 58.52 | 7 | 0
2020 | VACAR_2_TVA_Transmission | VACAR | TVA_Transmission | Internal | Winter | B16 | 25 | 900 | 0 | 94.5 | 85.5 | 7 | 0
2020 | VACAR_2_TVA_Transmission | VACAR | TVA_Transmission | Internal | Winter | B17 | 100 | 900 | 0 | 78.27 | 73.04 | 7 | 0
2020 | VACAR_2_TVA_Transmission | VACAR | TVA_Transmission | Internal | Winter | B18 | 400 | 900 | 0 | 72.23 | 69.34 | 7 | 0
2020 | VACAR_2_TVA_Transmission | VACAR | TVA_Transmission | Internal | Winter | B19 | 700 | 900 | 0 | 68.61 | 67 | 7 | 0
2020 | VACAR_2_TVA_Transmission | VACAR | TVA_Transmission | Internal | Winter | B20 | 935 | 900 | 0 | 63.44 | 64.84 | 7 | 0
2025 | ENT_2_MISO_MO-IL | ENT | MISO_MO-IL | Internal | Shoulder | B11 | 25 | 2260 | 0 | 72.1 | 72.11 | 8 | 0
2025 | ENT_2_MISO_MO-IL | ENT | MISO_MO-IL | Internal | Shoulder | B12 | 200 | 2260 | 0 | 65.94 | 65.95 | 8 | 0
2025 | ENT_2_MISO_MO-IL | ENT | MISO_MO-IL | Internal | Shoulder | B13 | 600 | 2260 | 0 | 65.38 | 65.38 | 8 | 0
2025 | ENT_2_MISO_MO-IL | ENT | MISO_MO-IL | Internal | Shoulder | B14 | 900 | 2260 | 0 | 59.61 | 62.69 | 8 | 0
2025 | ENT_2_MISO_MO-IL | ENT | MISO_MO-IL | Internal | Shoulder | B15 | 1203 | 2260 | 1131.23 | 46.22 | 54.22 | 8 | 0
2025 | ENT_2_MISO_MO-IL | ENT | MISO_MO-IL | Internal | Summer | B1 | 10 | 2260 | 2260 | 69.34 | 101.09 | 8 | 23.75
2025 | ENT_2_MISO_MO-IL | ENT | MISO_MO-IL | Internal | Summer | B2 | 25 | 2260 | 0 | 99.74 | 100.6 | 8 | 0
2025 | ENT_2_MISO_MO-IL | ENT | MISO_MO-IL | Internal | Summer | B3 | 75 | 2260 | 0 | 100.6 | 100.6 | 8 | 0
2025 | ENT_2_MISO_MO-IL | ENT | MISO_MO-IL | Internal | Summer | B4 | 100 | 2260 | 0 | 96.75 | 96.75 | 8 | 0
2025 | ENT_2_MISO_MO-IL | ENT | MISO_MO-IL | Internal | Summer | B5 | 200 | 2260 | 0 | 88.79 | 88.79 | 8 | 0
2025 | ENT_2_MISO_MO-IL | ENT | MISO_MO-IL | Internal | Summer | B6 | 300 | 2260 | 0 | 75.72 | 74.98 | 8 | 0
2025 | ENT_2_MISO_MO-IL | ENT | MISO_MO-IL | Internal | Summer | B7 | 400 | 2260 | 0 | 69.45 | 69.12 | 8 | 0
2025 | ENT_2_MISO_MO-IL | ENT | MISO_MO-IL | Internal | Summer | B8 | 500 | 2260 | 0 | 66.71 | 65.83 | 8 | 0
2025 | ENT_2_MISO_MO-IL | ENT | MISO_MO-IL | Internal | Summer | B9 | 800 | 2260 | 0 | 64.48 | 63.1 | 8 | 0
2025 | ENT_2_MISO_MO-IL | ENT | MISO_MO-IL | Internal | Summer | B10 | 1262 | 2260 | 0 | 56.25 | 54.45 | 8 | 0
2025 | ENT_2_MISO_MO-IL | ENT | MISO_MO-IL | Internal | Winter | B16 | 25 | 2260 | 0.02 | 68.8 | 75.98 | 8 | 0
2025 | ENT_2_MISO_MO-IL | ENT | MISO_MO-IL | Internal | Winter | B17 | 100 | 2260 | 0 | 65.33 | 69.31 | 8 | 0
2025 | ENT_2_MISO_MO-IL | ENT | MISO_MO-IL | Internal | Winter | B18 | 400 | 2260 | 0 | 67.67 | 67.67 | 8 | 0
2025 | ENT_2_MISO_MO-IL | ENT | MISO_MO-IL | Internal | Winter | B19 | 700 | 2260 | 0 | 63.58 | 65.86 | 8 | 0
2025 | ENT_2_MISO_MO-IL | ENT | MISO_MO-IL | Internal | Winter | B20 | 935 | 2260 | 0 | 57.59 | 57.6 | 8 | 0
2025 | ENT_2_SOCO | ENT | SOCO | Internal | Shoulder | B11 | 25 | 3900 | 3900 | 72.1 | 92.34 | 8 | 12.24
2025 | ENT_2_SOCO | ENT | SOCO | Internal | Shoulder | B12 | 200 | 3900 | 0 | 65.94 | 70.91 | 8 | 0
2025 | ENT_2_SOCO | ENT | SOCO | Internal | Shoulder | B13 | 600 | 3900 | 0 | 65.38 | 69.72 | 8 | 0
2025 | ENT_2_SOCO | ENT | SOCO | Internal | Shoulder | B14 | 900 | 3900 | 3900 | 59.61 | 67.86 | 8 | 0.26
2025 | ENT_2_SOCO | ENT | SOCO | Internal | Shoulder | B15 | 1203 | 3900 | 3900 | 46.22 | 67.86 | 8 | 13.64
2025 | ENT_2_SOCO | ENT | SOCO | Internal | Summer | B1 | 10 | 3900 | 3900 | 69.34 | 112.7 | 8 | 35.36
2025 | ENT_2_SOCO | ENT | SOCO | Internal | Summer | B2 | 25 | 3900 | 3900 | 99.74 | 110.48 | 8 | 2.74
2025 | ENT_2_SOCO | ENT | SOCO | Internal | Summer | B3 | 75 | 3900 | 3900 | 100.6 | 110.48 | 8 | 1.88
2025 | ENT_2_SOCO | ENT | SOCO | Internal | Summer | B4 | 100 | 3900 | 3900 | 96.75 | 110.48 | 8 | 5.73
2025 | ENT_2_SOCO | ENT | SOCO | Internal | Summer | B5 | 200 | 3900 | 3900 | 88.79 | 105.79 | 8 | 9
2025 | ENT_2_SOCO | ENT | SOCO | Internal | Summer | B6 | 300 | 3900 | 3900 | 75.72 | 90.99 | 8 | 7.28
2025 | ENT_2_SOCO | ENT | SOCO | Internal | Summer | B7 | 400 | 3900 | 3900 | 69.45 | 86.11 | 8 | 8.66
2025 | ENT_2_SOCO | ENT | SOCO | Internal | Summer | B8 | 500 | 3900 | 3088.12 | 66.71 | 74.71 | 8 | 0
2025 | ENT_2_SOCO | ENT | SOCO | Internal | Summer | B9 | 800 | 3900 | 0 | 64.48 | 68.88 | 8 | 0
2025 | ENT_2_SOCO | ENT | SOCO | Internal | Summer | B10 | 1262 | 3900 | 3900 | 56.25 | 66.47 | 8 | 2.21
2025 | ENT_2_SOCO | ENT | SOCO | Internal | Winter | B16 | 25 | 3900 | 3900 | 68.8 | 92.99 | 8 | 16.19
2025 | ENT_2_SOCO | ENT | SOCO | Internal | Winter | B17 | 100 | 3900 | 1372.22 | 65.33 | 73.33 | 8 | 0
2025 | ENT_2_SOCO | ENT | SOCO | Internal | Winter | B18 | 400 | 3900 | 0 | 67.67 | 71.58 | 8 | 0
2025 | ENT_2_SOCO | ENT | SOCO | Internal | Winter | B19 | 700 | 3900 | 497.38 | 63.58 | 71.58 | 8 | 0
2025 | ENT_2_SOCO | ENT | SOCO | Internal | Winter | B20 | 935 | 3900 | 3900 | 57.59 | 70.75 | 8 | 5.16
2025 | ENT_2_SPP_N | ENT | SPP_N | Internal | Shoulder | B11 | 25 | 15143 | 0 | 72.1 | 67.1 | 8 | 0
2025 | ENT_2_SPP_N | ENT | SPP_N | Internal | Shoulder | B12 | 200 | 15143 | 0 | 65.94 | 60.94 | 8 | 0
2025 | ENT_2_SPP_N | ENT | SPP_N | Internal | Shoulder | B13 | 600 | 15143 | 0 | 65.38 | 60.38 | 8 | 0
2025 | ENT_2_SPP_N | ENT | SPP_N | Internal | Shoulder | B14 | 900 | 15143 | 0 | 59.61 | 54.61 | 8 | 0
2025 | ENT_2_SPP_N | ENT | SPP_N | Internal | Shoulder | B15 | 1203 | 15143 | 0 | 46.22 | 16.71 | 8 | 0
2025 | ENT_2_SPP_N | ENT | SPP_N | Internal | Summer | B1 | 10 | 15143 | 0 | 69.34 | 64.34 | 8 | 0
2025 | ENT_2_SPP_N | ENT | SPP_N | Internal | Summer | B2 | 25 | 15143 | 0 | 99.74 | 94.74 | 8 | 0
2025 | ENT_2_SPP_N | ENT | SPP_N | Internal | Summer | B3 | 75 | 15143 | 0 | 100.6 | 95.6 | 8 | 0
2025 | ENT_2_SPP_N | ENT | SPP_N | Internal | Summer | B4 | 100 | 15143 | 0 | 96.75 | 91.75 | 8 | 0
2025 | ENT_2_SPP_N | ENT | SPP_N | Internal | Summer | B5 | 200 | 15143 | 0 | 88.79 | 83.79 | 8 | 0
2025 | ENT_2_SPP_N | ENT | SPP_N | Internal | Summer | B6 | 300 | 15143 | 0 | 75.72 | 70.72 | 8 | 0
2025 | ENT_2_SPP_N | ENT | SPP_N | Internal | Summer | B7 | 400 | 15143 | 0 | 69.45 | 64.45 | 8 | 0
2025 | ENT_2_SPP_N | ENT | SPP_N | Internal | Summer | B8 | 500 | 15143 | 0 | 66.71 | 61.71 | 8 | 0
2025 | ENT_2_SPP_N | ENT | SPP_N | Internal | Summer | B9 | 800 | 15143 | 0 | 64.48 | 59.48 | 8 | 0
2025 | ENT_2_SPP_N | ENT | SPP_N | Internal | Summer | B10 | 1262 | 15143 | 0 | 56.25 | 51.25 | 8 | 0
2025 | ENT_2_SPP_N | ENT | SPP_N | Internal | Winter | B16 | 25 | 15143 | 0 | 68.8 | 63.8 | 8 | 0
2025 | ENT_2_SPP_N | ENT | SPP_N | Internal | Winter | B17 | 100 | 15143 | 0 | 65.33 | 60.33 | 8 | 0
2025 | ENT_2_SPP_N | ENT | SPP_N | Internal | Winter | B18 | 400 | 15143 | 0 | 67.67 | 62.67 | 8 | 0
2025 | ENT_2_SPP_N | ENT | SPP_N | Internal | Winter | B19 | 700 | 15143 | 0 | 63.58 | 58.58 | 8 | 0
2025 | ENT_2_SPP_N | ENT | SPP_N | Internal | Winter | B20 | 935 | 15143 | 0 | 57.59 | 52.59 | 8 | 0
2025 | ENT_2_SPP_S | ENT | SPP_S | Internal | Shoulder | B11 | 25 | 3292 | 0 | 72.1 | 67.11 | 8 | 0
2025 | ENT_2_SPP_S | ENT | SPP_S | Internal | Shoulder | B12 | 200 | 3292 | 0 | 65.94 | 60.95 | 8 | 0
2025 | ENT_2_SPP_S | ENT | SPP_S | Internal | Shoulder | B13 | 600 | 3292 | 0 | 65.38 | 60.4 | 8 | 0
2025 | ENT_2_SPP_S | ENT | SPP_S | Internal | Shoulder | B14 | 900 | 3292 | 0 | 59.61 | 54.61 | 8 | 0
2025 | ENT_2_SPP_S | ENT | SPP_S | Internal | Shoulder | B15 | 1203 | 3292 | 0 | 46.22 | 13.15 | 8 | 0
2025 | ENT_2_SPP_S | ENT | SPP_S | Internal | Summer | B1 | 10 | 3292 | 0 | 69.34 | 64.34 | 8 | 0
2025 | ENT_2_SPP_S | ENT | SPP_S | Internal | Summer | B2 | 25 | 3292 | 0 | 99.74 | 93.24 | 8 | 0
2025 | ENT_2_SPP_S | ENT | SPP_S | Internal | Summer | B3 | 75 | 3292 | 0 | 100.6 | 95.6 | 8 | 0
2025 | ENT_2_SPP_S | ENT | SPP_S | Internal | Summer | B4 | 100 | 3292 | 0 | 96.75 | 91.77 | 8 | 0
2025 | ENT_2_SPP_S | ENT | SPP_S | Internal | Summer | B5 | 200 | 3292 | 0 | 88.79 | 83.8 | 8 | 0
2025 | ENT_2_SPP_S | ENT | SPP_S | Internal | Summer | B6 | 300 | 3292 | 0 | 75.72 | 70.73 | 8 | 0
2025 | ENT_2_SPP_S | ENT | SPP_S | Internal | Summer | B7 | 400 | 3292 | 0 | 69.45 | 66.64 | 8 | 0
2025 | ENT_2_SPP_S | ENT | SPP_S | Internal | Summer | B8 | 500 | 3292 | 0 | 66.71 | 64.34 | 8 | 0
2025 | ENT_2_SPP_S | ENT | SPP_S | Internal | Summer | B9 | 800 | 3292 | 0 | 64.48 | 64.2 | 8 | 0
2025 | ENT_2_SPP_S | ENT | SPP_S | Internal | Summer | B10 | 1262 | 3292 | 0 | 56.25 | 51.27 | 8 | 0
2025 | ENT_2_SPP_S | ENT | SPP_S | Internal | Winter | B16 | 25 | 3292 | 0 | 68.8 | 63.82 | 8 | 0
2025 | ENT_2_SPP_S | ENT | SPP_S | Internal | Winter | B17 | 100 | 3292 | 0 | 65.33 | 60.34 | 8 | 0
2025 | ENT_2_SPP_S | ENT | SPP_S | Internal | Winter | B18 | 400 | 3292 | 0 | 67.67 | 62.68 | 8 | 0
2025 | ENT_2_SPP_S | ENT | SPP_S | Internal | Winter | B19 | 700 | 3292 | 0 | 63.58 | 58.59 | 8 | 0
2025 | ENT_2_SPP_S | ENT | SPP_S | Internal | Winter | B20 | 935 | 3292 | 0 | 57.59 | 52.59 | 8 | 0
2025 | ENT_2_TVA_Transmission | ENT | TVA_Transmission | Internal | Shoulder | B11 | 25 | 2100 | 2098.97 | 72.1 | 80.11 | 8 | 0.01
2025 | ENT_2_TVA_Transmission | ENT | TVA_Transmission | Internal | Shoulder | B12 | 200 | 2100 | 0 | 65.94 | 71.91 | 8 | 0
2025 | ENT_2_TVA_Transmission | ENT | TVA_Transmission | Internal | Shoulder | B13 | 600 | 2100 | 0 | 65.38 | 69.86 | 8 | 0
2025 | ENT_2_TVA_Transmission | ENT | TVA_Transmission | Internal | Shoulder | B14 | 900 | 2100 | 1809.57 | 59.61 | 67.61 | 8 | 0
2025 | ENT_2_TVA_Transmission | ENT | TVA_Transmission | Internal | Shoulder | B15 | 1203 | 2100 | 2100 | 46.22 | 62.22 | 8 | 8
2025 | ENT_2_TVA_Transmission | ENT | TVA_Transmission | Internal | Summer | B1 | 10 | 2100 | 2100 | 69.34 | 109.08 | 8 | 31.73
2025 | ENT_2_TVA_Transmission | ENT | TVA_Transmission | Internal | Summer | B2 | 25 | 2100 | 2050.25 | 99.74 | 107.74 | 8 | 0
2025 | ENT_2_TVA_Transmission | ENT | TVA_Transmission | Internal | Summer | B3 | 75 | 2100 | 0 | 100.6 | 107.74 | 8 | 0
2025 | ENT_2_TVA_Transmission | ENT | TVA_Transmission | Internal | Summer | B4 | 100 | 2100 | 0.17 | 96.75 | 104.74 | 8 | 0
2025 | ENT_2_TVA_Transmission | ENT | TVA_Transmission | Internal | Summer | B5 | 200 | 2100 | 109.85 | 88.79 | 96.79 | 8 | 0
2025 | ENT_2_TVA_Transmission | ENT | TVA_Transmission | Internal | Summer | B6 | 300 | 2100 | 0 | 75.72 | 82.29 | 8 | 0
2025 | ENT_2_TVA_Transmission | ENT | TVA_Transmission | Internal | Summer | B7 | 400 | 2100 | 0 | 69.45 | 77.11 | 8 | 0
2025 | ENT_2_TVA_Transmission | ENT | TVA_Transmission | Internal | Summer | B8 | 500 | 2100 | 0 | 66.71 | 70.39 | 8 | 0
2025 | ENT_2_TVA_Transmission | ENT | TVA_Transmission | Internal | Summer | B9 | 800 | 2100 | 0 | 64.48 | 69.04 | 8 | 0
2025 | ENT_2_TVA_Transmission | ENT | TVA_Transmission | Internal | Summer | B10 | 1262 | 2100 | 0 | 56.25 | 61.46 | 8 | 0
2025 | ENT_2_TVA_Transmission | ENT | TVA_Transmission | Internal | Winter | B16 | 25 | 2100 | 2100 | 68.8 | 83.98 | 8 | 7.18
2025 | ENT_2_TVA_Transmission | ENT | TVA_Transmission | Internal | Winter | B17 | 100 | 2100 | 1.46 | 65.33 | 73.32 | 8 | 0
2025 | ENT_2_TVA_Transmission | ENT | TVA_Transmission | Internal | Winter | B18 | 400 | 2100 | 0 | 67.67 | 72.56 | 8 | 0
2025 | ENT_2_TVA_Transmission | ENT | TVA_Transmission | Internal | Winter | B19 | 700 | 2100 | 0 | 63.58 | 70.85 | 8 | 0
2025 | ENT_2_TVA_Transmission | ENT | TVA_Transmission | Internal | Winter | B20 | 935 | 2100 | 1218.25 | 57.59 | 65.59 | 8 | 0
2025 | FRCC_2_SOCO | FRCC | SOCO | Internal | Shoulder | B11 | 25 | 900 | 0 | 116.11 | 92.34 | 8 | 0
2025 | FRCC_2_SOCO | FRCC | SOCO | Internal | Shoulder | B12 | 200 | 900 | 0 | 76.29 | 70.91 | 8 | 0
2025 | FRCC_2_SOCO | FRCC | SOCO | Internal | Shoulder | B13 | 600 | 900 | 0 | 76.28 | 69.72 | 8 | 0
2025 | FRCC_2_SOCO | FRCC | SOCO | Internal | Shoulder | B14 | 900 | 900 | 0 | 73.09 | 67.86 | 8 | 0
2025 | FRCC_2_SOCO | FRCC | SOCO | Internal | Shoulder | B15 | 1203 | 900 | 0 | 73.09 | 67.86 | 8 | 0
2025 | FRCC_2_SOCO | FRCC | SOCO | Internal | Summer | B1 | 10 | 900 | 0 | 122.7 | 112.7 | 8 | 0
2025 | FRCC_2_SOCO | FRCC | SOCO | Internal | Summer | B2 | 25 | 900 | 0 | 117.67 | 110.48 | 8 | 0
2025 | FRCC_2_SOCO | FRCC | SOCO | Internal | Summer | B3 | 75 | 900 | 0 | 117.67 | 110.48 | 8 | 0
2025 | FRCC_2_SOCO | FRCC | SOCO | Internal | Summer | B4 | 100 | 900 | 0 | 117.67 | 110.48 | 8 | 0
2025 | FRCC_2_SOCO | FRCC | SOCO | Internal | Summer | B5 | 200 | 900 | 0 | 115.79 | 105.79 | 8 | 0
2025 | FRCC_2_SOCO | FRCC | SOCO | Internal | Summer | B6 | 300 | 900 | 0 | 100.99 | 90.99 | 8 | 0
2025 | FRCC_2_SOCO | FRCC | SOCO | Internal | Summer | B7 | 400 | 900 | 0 | 86.43 | 86.11 | 8 | 0
2025 | FRCC_2_SOCO | FRCC | SOCO | Internal | Summer | B8 | 500 | 900 | 0 | 75.43 | 74.71 | 8 | 0
2025 | FRCC_2_SOCO | FRCC | SOCO | Internal | Summer | B9 | 800 | 900 | 0 | 72.29 | 68.88 | 8 | 0
2025 | FRCC_2_SOCO | FRCC | SOCO | Internal | Summer | B10 | 1262 | 900 | 0 | 72.29 | 66.47 | 8 | 0
2025 | FRCC_2_SOCO | FRCC | SOCO | Internal | Winter | B16 | 25 | 900 | 0 | 102.99 | 92.99 | 8 | 0
2025 | FRCC_2_SOCO | FRCC | SOCO | Internal | Winter | B17 | 100 | 900 | 0 | 78.84 | 73.33 | 8 | 0
2025 | FRCC_2_SOCO | FRCC | SOCO | Internal | Winter | B18 | 400 | 900 | 0 | 77.71 | 71.58 | 8 | 0
2025 | FRCC_2_SOCO | FRCC | SOCO | Internal | Winter | B19 | 700 | 900 | 0 | 75.55 | 71.58 | 8 | 0
2025 | FRCC_2_SOCO | FRCC | SOCO | Internal | Winter | B20 | 935 | 900 | 0 | 75.55 | 70.75 | 8 | 0
2025 | HQ_NEISO_2_NEISO | HQ_NEISO | NEISO | Internal | Shoulder | B11 | 25 | 99999 | 2920 | 61 | 61.01 | 0.01 | 0
2025 | HQ_NEISO_2_NEISO | HQ_NEISO | NEISO | Internal | Shoulder | B12 | 200 | 99999 | 2920 | 60.97 | 60.98 | 0.01 | 0
2025 | HQ_NEISO_2_NEISO | HQ_NEISO | NEISO | Internal | Shoulder | B13 | 600 | 99999 | 2920 | 59.49 | 59.5 | 0.01 | 0
2025 | HQ_NEISO_2_NEISO | HQ_NEISO | NEISO | Internal | Shoulder | B14 | 900 | 99999 | 2920 | 59.49 | 59.5 | 0.01 | 0
2025 | HQ_NEISO_2_NEISO | HQ_NEISO | NEISO | Internal | Shoulder | B15 | 1203 | 99999 | 1143.24 | 59.49 | 59.5 | 0.01 | 0
2025 | HQ_NEISO_2_NEISO | HQ_NEISO | NEISO | Internal | Summer | B1 | 10 | 99999 | 2920.1 | 106.1 | 106.11 | 0.01 | 0
2025 | HQ_NEISO_2_NEISO | HQ_NEISO | NEISO | Internal | Summer | B2 | 25 | 99999 | 2920.1 | 95.18 | 95.19 | 0.01 | 0
2025 | HQ_NEISO_2_NEISO | HQ_NEISO | NEISO | Internal | Summer | B3 | 75 | 99999 | 2920 | 82.3 | 82.31 | 0.01 | 0
2025 | HQ_NEISO_2_NEISO | HQ_NEISO | NEISO | Internal | Summer | B4 | 100 | 99999 | 2920 | 78.91 | 78.92 | 0.01 | 0
2025 | HQ_NEISO_2_NEISO | HQ_NEISO | NEISO | Internal | Summer | B5 | 200 | 99999 | 2920 | 63.63 | 63.64 | 0.01 | 0
2025 | HQ_NEISO_2_NEISO | HQ_NEISO | NEISO | Internal | Summer | B6 | 300 | 99999 | 2920 | 57.83 | 57.84 | 0.01 | 0
2025 | HQ_NEISO_2_NEISO | HQ_NEISO | NEISO | Internal | Summer | B7 | 400 | 99999 | 2920 | 57.83 | 57.84 | 0.01 | 0
2025 | HQ_NEISO_2_NEISO | HQ_NEISO | NEISO | Internal | Summer | B8 | 500 | 99999 | 2920 | 57.83 | 57.84 | 0.01 | 0
2025 | HQ_NEISO_2_NEISO | HQ_NEISO | NEISO | Internal | Summer | B9 | 800 | 99999 | 2920 | 57.83 | 57.84 | 0.01 | 0
2025 | HQ_NEISO_2_NEISO | HQ_NEISO | NEISO | Internal | Summer | B10 | 1262 | 99999 | 795.94 | 57.83 | 57.84 | 0.01 | 0
2025 | HQ_NEISO_2_NEISO | HQ_NEISO | NEISO | Internal | Winter | B16 | 25 | 99999 | 2920 | 70.79 | 70.81 | 0.01 | 0
2025 | HQ_NEISO_2_NEISO | HQ_NEISO | NEISO | Internal | Winter | B17 | 100 | 99999 | 2920 | 69.5 | 69.51 | 0.01 | 0
2025 | HQ_NEISO_2_NEISO | HQ_NEISO | NEISO | Internal | Winter | B18 | 400 | 99999 | 2920 | 68.96 | 68.97 | 0.01 | 0
2025 | HQ_NEISO_2_NEISO | HQ_NEISO | NEISO | Internal | Winter | B19 | 700 | 99999 | 2920 | 68.96 | 68.97 | 0.01 | 0
2025 | HQ_NEISO_2_NEISO | HQ_NEISO | NEISO | Internal | Winter | B20 | 935 | 99999 | 1233.58 | 68.96 | 68.97 | 0.01 | 0
2025 | HQ_NY_2_NYISO_A-F | HQ_NY | NYISO_A-F | Internal | Shoulder | B11 | 25 | 99999 | 2063.34 | 65.36 | 65.37 | 0.01 | 0
2025 | HQ_NY_2_NYISO_A-F | HQ_NY | NYISO_A-F | Internal | Shoulder | B12 | 200 | 99999 | 2084.12 | 63.95 | 63.96 | 0.01 | 0
2025 | HQ_NY_2_NYISO_A-F | HQ_NY | NYISO_A-F | Internal | Shoulder | B13 | 600 | 99999 | 2045.49 | 62.47 | 62.48 | 0.01 | 0
2025 | HQ_NY_2_NYISO_A-F | HQ_NY | NYISO_A-F | Internal | Shoulder | B14 | 900 | 99999 | 1981.7 | 61.4 | 61.42 | 0.01 | 0
2025 | HQ_NY_2_NYISO_A-F | HQ_NY | NYISO_A-F | Internal | Shoulder | B15 | 1203 | 99999 | 1006.62 | 61.4 | 61.42 | 0.01 | 0
2025 | HQ_NY_2_NYISO_A-F | HQ_NY | NYISO_A-F | Internal | Summer | B1 | 10 | 99999 | 2466.94 | 95.08 | 95.09 | 0.01 | 0
2025 | HQ_NY_2_NYISO_A-F | HQ_NY | NYISO_A-F | Internal | Summer | B2 | 25 | 99999 | 2412.15 | 92.18 | 92.19 | 0.01 | 0
2025 | HQ_NY_2_NYISO_A-F | HQ_NY | NYISO_A-F | Internal | Summer | B3 | 75 | 99999 | 2329.91 | 81.91 | 81.92 | 0.01 | 0
2025 | HQ_NY_2_NYISO_A-F | HQ_NY | NYISO_A-F | Internal | Summer | B4 | 100 | 99999 | 2241.71 | 81.91 | 81.92 | 0.01 | 0
2025 | HQ_NY_2_NYISO_A-F | HQ_NY | NYISO_A-F | Internal | Summer | B5 | 200 | 99999 | 2188.44 | 68.82 | 68.83 | 0.01 | 0
2025 | HQ_NY_2_NYISO_A-F | HQ_NY | NYISO_A-F | Internal | Summer | B6 | 300 | 99999 | 2135.26 | 62.65 | 62.66 | 0.01 | 0
2025 | HQ_NY_2_NYISO_A-F | HQ_NY | NYISO_A-F | Internal | Summer | B7 | 400 | 99999 | 2074.17 | 62.65 | 62.66 | 0.01 | 0
2025 | HQ_NY_2_NYISO_A-F | HQ_NY | NYISO_A-F | Internal | Summer | B8 | 500 | 99999 | 2032.81 | 60.81 | 60.82 | 0.01 | 0
2025 | HQ_NY_2_NYISO_A-F | HQ_NY | NYISO_A-F | Internal | Summer | B9 | 800 | 99999 | 1976.75 | 59.65 | 59.66 | 0.01 | 0
2025 | HQ_NY_2_NYISO_A-F | HQ_NY | NYISO_A-F | Internal | Summer | B10 | 1262 | 99999 | 855.19 | 59.65 | 59.66 | 0.01 | 0
2025 | HQ_NY_2_NYISO_A-F | HQ_NY | NYISO_A-F | Internal | Winter | B16 | 25 | 99999 | 2208.03 | 67.79 | 67.81 | 0.01 | 0
2025 | HQ_NY_2_NYISO_A-F | HQ_NY | NYISO_A-F | Internal | Winter | B17 | 100 | 99999 | 2174.13 | 66.5 | 66.51 | 0.01 | 0
2025 | HQ_NY_2_NYISO_A-F | HQ_NY | NYISO_A-F | Internal | Winter | B18 | 400 | 99999 | 2135.17 | 66.5 | 66.51 | 0.01 | 0
2025 | HQ_NY_2_NYISO_A-F | HQ_NY | NYISO_A-F | Internal | Winter | B19 | 700 | 99999 | 2067.32 | 66.5 | 66.51 | 0.01 | 0
2025 | HQ_NY_2_NYISO_A-F | HQ_NY | NYISO_A-F | Internal | Winter | B20 | 935 | 99999 | 1129.43 | 66.5 | 66.51 | 0.01 | 0
2025 | HQ_IESO_2_IESO | HQ_IESO | IESO | Internal | Shoulder | B11 | 25 | 99999 | 400 | 48.45 | 48.46 | 0.01 | 0
2025 | HQ_IESO_2_IESO | HQ_IESO | IESO | Internal | Shoulder | B12 | 200 | 99999 | 400 | 48.45 | 48.46 | 0.01 | 0
2025 | HQ_IESO_2_IESO | HQ_IESO | IESO | Internal | Shoulder | B13 | 600 | 99999 | 400 | 48.45 | 48.46 | 0.01 | 0
2025 | HQ_IESO_2_IESO | HQ_IESO | IESO | Internal | Shoulder | B14 | 900 | 99999 | 400 | 48.45 | 48.46 | 0.01 | 0
2025 | HQ_IESO_2_IESO | HQ_IESO | IESO | Internal | Shoulder | B15 | 1203 | 99999 | 75.48 | 48.45 | 48.46 | 0.01 | 0
2025 | HQ_IESO_2_IESO | HQ_IESO | IESO | Internal | Summer | B1 | 10 | 99999 | 400.02 | 88.08 | 88.09 | 0.01 | 0
2025 | HQ_IESO_2_IESO | HQ_IESO | IESO | Internal | Summer | B2 | 25 | 99999 | 400 | 85.18 | 85.19 | 0.01 | 0
2025 | HQ_IESO_2_IESO | HQ_IESO | IESO | Internal | Summer | B3 | 75 | 99999 | 400 | 74.91 | 74.92 | 0.01 | 0
2025 | HQ_IESO_2_IESO | HQ_IESO | IESO | Internal | Summer | B4 | 100 | 99999 | 400 | 54 | 54.02 | 0.01 | 0
2025 | HQ_IESO_2_IESO | HQ_IESO | IESO | Internal | Summer | B5 | 200 | 99999 | 400 | 54 | 54.02 | 0.01 | 0
2025 | HQ_IESO_2_IESO | HQ_IESO | IESO | Internal | Summer | B6 | 300 | 99999 | 400 | 46.93 | 46.94 | 0.01 | 0
2025 | HQ_IESO_2_IESO | HQ_IESO | IESO | Internal | Summer | B7 | 400 | 99999 | 400 | 46.93 | 46.94 | 0.01 | 0
2025 | HQ_IESO_2_IESO | HQ_IESO | IESO | Internal | Summer | B8 | 500 | 99999 | 400 | 46.93 | 46.94 | 0.01 | 0
2025 | HQ_IESO_2_IESO | HQ_IESO | IESO | Internal | Summer | B9 | 800 | 99999 | 400 | 46.93 | 46.94 | 0.01 | 0
2025 | HQ_IESO_2_IESO | HQ_IESO | IESO | Internal | Summer | B10 | 1262 | 99999 | 12.04 | 46.93 | 46.94 | 0.01 | 0
2025 | HQ_IESO_2_IESO | HQ_IESO | IESO | Internal | Winter | B16 | 25 | 99999 | 400 | 51.26 | 51.27 | 0.01 | 0
2025 | HQ_IESO_2_IESO | HQ_IESO | IESO | Internal | Winter | B17 | 100 | 99999 | 400 | 51.26 | 51.27 | 0.01 | 0
2025 | HQ_IESO_2_IESO | HQ_IESO | IESO | Internal | Winter | B18 | 400 | 99999 | 400 | 51.26 | 51.27 | 0.01 | 0
2025 | HQ_IESO_2_IESO | HQ_IESO | IESO | Internal | Winter | B19 | 700 | 99999 | 400 | 51.26 | 51.27 | 0.01 | 0
2025 | HQ_IESO_2_IESO | HQ_IESO | IESO | Internal | Winter | B20 | 935 | 99999 | 91.98 | 51.26 | 51.27 | 0.01 | 0
2025 | IESO_2_MAPP_CA | IESO | MAPP_CA | Internal | Shoulder | B11 | 25 | 262 | 261.99 | 48.46 | 57.74 | 7 | 2.28
2025 | IESO_2_MAPP_CA | IESO | MAPP_CA | Internal | Shoulder | B12 | 200 | 262 | 262 | 48.46 | 57.74 | 7 | 2.28
2025 | IESO_2_MAPP_CA | IESO | MAPP_CA | Internal | Shoulder | B13 | 600 | 262 | 262 | 48.46 | 57.74 | 7 | 2.28
2025 | IESO_2_MAPP_CA | IESO | MAPP_CA | Internal | Shoulder | B14 | 900 | 262 | 262 | 48.46 | 57.74 | 7 | 2.28
2025 | IESO_2_MAPP_CA | IESO | MAPP_CA | Internal | Shoulder | B15 | 1203 | 262 | 262 | 48.46 | 57.74 | 7 | 2.28
2025 | IESO_2_MAPP_CA | IESO | MAPP_CA | Internal | Summer | B1 | 10 | 262 | 0 | 88.09 | 87.08 | 7 | 0
2025 | IESO_2_MAPP_CA | IESO | MAPP_CA | Internal | Summer | B2 | 25 | 262 | 0 | 85.19 | 85.74 | 7 | 0
2025 | IESO_2_MAPP_CA | IESO | MAPP_CA | Internal | Summer | B3 | 75 | 262 | 240.61 | 74.92 | 81.92 | 7 | 0
2025 | IESO_2_MAPP_CA | IESO | MAPP_CA | Internal | Summer | B4 | 100 | 262 | 248.66 | 54.02 | 61.02 | 7 | 0
2025 | IESO_2_MAPP_CA | IESO | MAPP_CA | Internal | Summer | B5 | 200 | 262 | 262 | 54.02 | 63.6 | 7 | 2.59
2025 | IESO_2_MAPP_CA | IESO | MAPP_CA | Internal | Summer | B6 | 300 | 262 | 262 | 46.94 | 54.62 | 7 | 0.68
2025 | IESO_2_MAPP_CA | IESO | MAPP_CA | Internal | Summer | B7 | 400 | 262 | 262 | 46.94 | 54.62 | 7 | 0.68
2025 | IESO_2_MAPP_CA | IESO | MAPP_CA | Internal | Summer | B8 | 500 | 262 | 262 | 46.94 | 54.62 | 7 | 0.68
2025 | IESO_2_MAPP_CA | IESO | MAPP_CA | Internal | Summer | B9 | 800 | 262 | 262 | 46.94 | 54.62 | 7 | 0.68
2025 | IESO_2_MAPP_CA | IESO | MAPP_CA | Internal | Summer | B10 | 1262 | 262 | 262 | 46.94 | 54.62 | 7 | 0.68
2025 | IESO_2_MAPP_CA | IESO | MAPP_CA | Internal | Winter | B16 | 25 | 262 | 261.99 | 51.27 | 59.14 | 7 | 0.87
2025 | IESO_2_MAPP_CA | IESO | MAPP_CA | Internal | Winter | B17 | 100 | 262 | 262 | 51.27 | 59.14 | 7 | 0.87
2025 | IESO_2_MAPP_CA | IESO | MAPP_CA | Internal | Winter | B18 | 400 | 262 | 262 | 51.27 | 67.65 | 7 | 9.38
2025 | IESO_2_MAPP_CA | IESO | MAPP_CA | Internal | Winter | B19 | 700 | 262 | 262 | 51.27 | 65.84 | 7 | 7.57
2025 | IESO_2_MAPP_CA | IESO | MAPP_CA | Internal | Winter | B20 | 935 | 262 | 262 | 51.27 | 59.14 | 7 | 0.87
2025 | IESO_2_MISO_MI | IESO | MISO_MI | Internal | Shoulder | B11 | 25 | 2591 | 2591 | 48.46 | 72.11 | 7 | 16.65
2025 | IESO_2_MISO_MI | IESO | MISO_MI | Internal | Shoulder | B12 | 200 | 2591 | 2591 | 48.46 | 66.87 | 7 | 11.41
2025 | IESO_2_MISO_MI | IESO | MISO_MI | Internal | Shoulder | B13 | 600 | 2591 | 2591 | 48.46 | 65.74 | 7 | 10.27
2025 | IESO_2_MISO_MI | IESO | MISO_MI | Internal | Shoulder | B14 | 900 | 2591 | 2591 | 48.46 | 63.1 | 7 | 7.64
2025 | IESO_2_MISO_MI | IESO | MISO_MI | Internal | Shoulder | B15 | 1203 | 2591 | 534.31 | 48.46 | 55.46 | 7 | 0
2025 | IESO_2_MISO_MI | IESO | MISO_MI | Internal | Summer | B1 | 10 | 2591 | 2591 | 88.09 | 101.09 | 7 | 6
2025 | IESO_2_MISO_MI | IESO | MISO_MI | Internal | Summer | B2 | 25 | 2591 | 2591 | 85.19 | 100.6 | 7 | 8.42
2025 | IESO_2_MISO_MI | IESO | MISO_MI | Internal | Summer | B3 | 75 | 2591 | 2591 | 74.92 | 100.6 | 7 | 18.68
2025 | IESO_2_MISO_MI | IESO | MISO_MI | Internal | Summer | B4 | 100 | 2591 | 2591 | 54.02 | 96.75 | 7 | 35.74
2025 | IESO_2_MISO_MI | IESO | MISO_MI | Internal | Summer | B5 | 200 | 2591 | 2591 | 54.02 | 88.79 | 7 | 27.78
2025 | IESO_2_MISO_MI | IESO | MISO_MI | Internal | Summer | B6 | 300 | 2591 | 2591 | 46.94 | 74.98 | 7 | 21.04
2025 | IESO_2_MISO_MI | IESO | MISO_MI | Internal | Summer | B7 | 400 | 2591 | 2591 | 46.94 | 69.12 | 7 | 15.18
2025 | IESO_2_MISO_MI | IESO | MISO_MI | Internal | Summer | B8 | 500 | 2591 | 2591 | 46.94 | 65.83 | 7 | 11.89
2025 | IESO_2_MISO_MI | IESO | MISO_MI | Internal | Summer | B9 | 800 | 2591 | 2591 | 46.94 | 63.1 | 7 | 9.16
2025 | IESO_2_MISO_MI | IESO | MISO_MI | Internal | Summer | B10 | 1262 | 2591 | 2591 | 46.94 | 54.45 | 7 | 0.51
2025 | IESO_2_MISO_MI | IESO | MISO_MI | Internal | Winter | B16 | 25 | 2591 | 2591 | 51.27 | 75.99 | 7 | 17.72
2025 | IESO_2_MISO_MI | IESO | MISO_MI | Internal | Winter | B17 | 100 | 2591 | 2591 | 51.27 | 69.33 | 7 | 11.06
2025 | IESO_2_MISO_MI | IESO | MISO_MI | Internal | Winter | B18 | 400 | 2591 | 2591 | 51.27 | 67.7 | 7 | 9.42
2025 | IESO_2_MISO_MI | IESO | MISO_MI | Internal | Winter | B19 | 700 | 2591 | 2591 | 51.27 | 65.89 | 7 | 7.62
2025 | IESO_2_MISO_MI | IESO | MISO_MI | Internal | Winter | B20 | 935 | 2591 | 956.06 | 51.27 | 58.27 | 7 | 0
2025 | IESO_2_MISO_W | IESO | MISO_W | Internal | Shoulder | B11 | 25 | 207 | 207 | 48.46 | 72.1 | 7 | 16.64
2025 | IESO_2_MISO_W | IESO | MISO_W | Internal | Shoulder | B12 | 200 | 207 | 207 | 48.46 | 65.94 | 7 | 10.47
2025 | IESO_2_MISO_W | IESO | MISO_W | Internal | Shoulder | B13 | 600 | 207 | 207 | 48.46 | 65.37 | 7 | 9.91
2025 | IESO_2_MISO_W | IESO | MISO_W | Internal | Shoulder | B14 | 900 | 207 | 207 | 48.46 | 62.64 | 7 | 7.17
2025 | IESO_2_MISO_W | IESO | MISO_W | Internal | Shoulder | B15 | 1203 | 207 | 0 | 48.46 | 28.7 | 7 | 0
2025 | IESO_2_MISO_W | IESO | MISO_W | Internal | Summer | B1 | 10 | 207 | 207 | 88.09 | 101.08 | 7 | 5.99
2025 | IESO_2_MISO_W | IESO | MISO_W | Internal | Summer | B2 | 25 | 207 | 207 | 85.19 | 99.74 | 7 | 7.55
2025 | IESO_2_MISO_W | IESO | MISO_W | Internal | Summer | B3 | 75 | 207 | 207 | 74.92 | 99.74 | 7 | 17.82
2025 | IESO_2_MISO_W | IESO | MISO_W | Internal | Summer | B4 | 100 | 207 | 207 | 54.02 | 96.74 | 7 | 35.73
2025 | IESO_2_MISO_W | IESO | MISO_W | Internal | Summer | B5 | 200 | 207 | 207 | 54.02 | 88.78 | 7 | 27.77
2025 | IESO_2_MISO_W | IESO | MISO_W | Internal | Summer | B6 | 300 | 207 | 207 | 46.94 | 74.96 | 7 | 21.02
2025 | IESO_2_MISO_W | IESO | MISO_W | Internal | Summer | B7 | 400 | 207 | 207 | 46.94 | 69.11 | 7 | 15.17
2025 | IESO_2_MISO_W | IESO | MISO_W | Internal | Summer | B8 | 500 | 207 | 207 | 46.94 | 63.9 | 7 | 9.96
2025 | IESO_2_MISO_W | IESO | MISO_W | Internal | Summer | B9 | 800 | 207 | 207 | 46.94 | 61.21 | 7 | 7.27
2025 | IESO_2_MISO_W | IESO | MISO_W | Internal | Summer | B10 | 1262 | 207 | 0 | 46.94 | 53.46 | 7 | 0
2025 | IESO_2_MISO_W | IESO | MISO_W | Internal | Winter | B16 | 25 | 207 | 0 | 51.27 | 56.8 | 7 | 0
2025 | IESO_2_MISO_W | IESO | MISO_W | Internal | Winter | B17 | 100 | 207 | 206.99 | 51.27 | 58.99 | 7 | 0.72
2025 | IESO_2_MISO_W | IESO | MISO_W | Internal | Winter | B18 | 400 | 207 | 207 | 51.27 | 67.66 | 7 | 9.39
2025 | IESO_2_MISO_W | IESO | MISO_W | Internal | Winter | B19 | 700 | 207 | 207 | 51.27 | 65.85 | 7 | 7.58
2025 | IESO_2_MISO_W | IESO | MISO_W | Internal | Winter | B20 | 935 | 207 | 0 | 51.27 | 57.59 | 7 | 0
2025 | IESO_2_NYISO_A-F | IESO | NYISO_A-F | Internal | Shoulder | B11 | 25 | 1725 | 1725 | 48.46 | 65.37 | 7 | 9.91
2025 | IESO_2_NYISO_A-F | IESO | NYISO_A-F | Internal | Shoulder | B12 | 200 | 1725 | 1725 | 48.46 | 63.96 | 7 | 8.5
2025 | IESO_2_NYISO_A-F | IESO | NYISO_A-F | Internal | Shoulder | B13 | 600 | 1725 | 1725 | 48.46 | 62.48 | 7 | 7.02
2025 | IESO_2_NYISO_A-F | IESO | NYISO_A-F | Internal | Shoulder | B14 | 900 | 1725 | 1725 | 48.46 | 61.42 | 7 | 5.95
2025 | IESO_2_NYISO_A-F | IESO | NYISO_A-F | Internal | Shoulder | B15 | 1203 | 1725 | 1725 | 48.46 | 61.42 | 7 | 5.95
2025 | IESO_2_NYISO_A-F | IESO | NYISO_A-F | Internal | Summer | B1 | 10 | 1725 | 530.21 | 88.09 | 95.09 | 7 | 0
2025 | IESO_2_NYISO_A-F | IESO | NYISO_A-F | Internal | Summer | B2 | 25 | 1725 | 947.38 | 85.19 | 92.19 | 7 | 0
2025 | IESO_2_NYISO_A-F | IESO | NYISO_A-F | Internal | Summer | B3 | 75 | 1725 | 1560.16 | 74.92 | 81.92 | 7 | 0
2025 | IESO_2_NYISO_A-F | IESO | NYISO_A-F | Internal | Summer | B4 | 100 | 1725 | 1725 | 54.02 | 81.92 | 7 | 20.91
2025 | IESO_2_NYISO_A-F | IESO | NYISO_A-F | Internal | Summer | B5 | 200 | 1725 | 1725 | 54.02 | 68.83 | 7 | 7.81
2025 | IESO_2_NYISO_A-F | IESO | NYISO_A-F | Internal | Summer | B6 | 300 | 1725 | 1725 | 46.94 | 62.66 | 7 | 8.72
2025 | IESO_2_NYISO_A-F | IESO | NYISO_A-F | Internal | Summer | B7 | 400 | 1725 | 1725 | 46.94 | 62.66 | 7 | 8.72
2025 | IESO_2_NYISO_A-F | IESO | NYISO_A-F | Internal | Summer | B8 | 500 | 1725 | 1725 | 46.94 | 60.82 | 7 | 6.88
2025 | IESO_2_NYISO_A-F | IESO | NYISO_A-F | Internal | Summer | B9 | 800 | 1725 | 1725 | 46.94 | 59.66 | 7 | 5.72
2025 | IESO_2_NYISO_A-F | IESO | NYISO_A-F | Internal | Summer | B10 | 1262 | 1725 | 1725 | 46.94 | 59.66 | 7 | 5.72
2025 | IESO_2_NYISO_A-F | IESO | NYISO_A-F | Internal | Winter | B16 | 25 | 1725 | 1725 | 51.27 | 67.81 | 7 | 9.54
2025 | IESO_2_NYISO_A-F | IESO | NYISO_A-F | Internal | Winter | B17 | 100 | 1725 | 1725 | 51.27 | 66.51 | 7 | 8.24
2025 | IESO_2_NYISO_A-F | IESO | NYISO_A-F | Internal | Winter | B18 | 400 | 1725 | 1725 | 51.27 | 66.51 | 7 | 8.24
2025 | IESO_2_NYISO_A-F | IESO | NYISO_A-F | Internal | Winter | B19 | 700 | 1725 | 1725 | 51.27 | 66.51 | 7 | 8.24
2025 | IESO_2_NYISO_A-F | IESO | NYISO_A-F | Internal | Winter | B20 | 935 | 1725 | 1725 | 51.27 | 66.51 | 7 | 8.24
2025 | MAPP_CA_2_IESO | MAPP_CA | IESO | Internal | Shoulder | B11 | 25 | 330 | 0 | 57.74 | 48.46 | 8 | 0
2025 | MAPP_CA_2_IESO | MAPP_CA | IESO | Internal | Shoulder | B12 | 200 | 330 | 0 | 57.74 | 48.46 | 8 | 0
2025 | MAPP_CA_2_IESO | MAPP_CA | IESO | Internal | Shoulder | B13 | 600 | 330 | 0 | 57.74 | 48.46 | 8 | 0
2025 | MAPP_CA_2_IESO | MAPP_CA | IESO | Internal | Shoulder | B14 | 900 | 330 | 0 | 57.74 | 48.46 | 8 | 0
2025 | MAPP_CA_2_IESO | MAPP_CA | IESO | Internal | Shoulder | B15 | 1203 | 330 | 0 | 57.74 | 48.46 | 8 | 0
2025 | MAPP_CA_2_IESO | MAPP_CA | IESO | Internal | Summer | B1 | 10 | 330 | 0 | 87.08 | 88.09 | 8 | 0
2025 | MAPP_CA_2_IESO | MAPP_CA | IESO | Internal | Summer | B2 | 25 | 330 | 0 | 85.74 | 85.19 | 8 | 0
2025 | MAPP_CA_2_IESO | MAPP_CA | IESO | Internal | Summer | B3 | 75 | 330 | 0 | 81.92 | 74.92 | 8 | 0
2025 | MAPP_CA_2_IESO | MAPP_CA | IESO | Internal | Summer | B4 | 100 | 330 | 0 | 61.02 | 54.02 | 8 | 0
2025 | MAPP_CA_2_IESO | MAPP_CA | IESO | Internal | Summer | B5 | 200 | 330 | 0 | 63.6 | 54.02 | 8 | 0
2025 | MAPP_CA_2_IESO | MAPP_CA | IESO | Internal | Summer | B6 | 300 | 330 | 0 | 54.62 | 46.94 | 8 | 0
2025 | MAPP_CA_2_IESO | MAPP_CA | IESO | Internal | Summer | B7 | 400 | 330 | 0 | 54.62 | 46.94 | 8 | 0
2025 | MAPP_CA_2_IESO | MAPP_CA | IESO | Internal | Summer | B8 | 500 | 330 | 0 | 54.62 | 46.94 | 8 | 0
2025 | MAPP_CA_2_IESO | MAPP_CA | IESO | Internal | Summer | B9 | 800 | 330 | 0 | 54.62 | 46.94 | 8 | 0
2025 | MAPP_CA_2_IESO | MAPP_CA | IESO | Internal | Summer | B10 | 1262 | 330 | 0 | 54.62 | 46.94 | 8 | 0
2025 | MAPP_CA_2_IESO | MAPP_CA | IESO | Internal | Winter | B16 | 25 | 330 | 0 | 59.14 | 51.27 | 8 | 0
2025 | MAPP_CA_2_IESO | MAPP_CA | IESO | Internal | Winter | B17 | 100 | 330 | 0 | 59.14 | 51.27 | 8 | 0
2025 | MAPP_CA_2_IESO | MAPP_CA | IESO | Internal | Winter | B18 | 400 | 330 | 0 | 67.65 | 51.27 | 8 | 0
2025 | MAPP_CA_2_IESO | MAPP_CA | IESO | Internal | Winter | B19 | 700 | 330 | 0 | 65.84 | 51.27 | 8 | 0
2025 | MAPP_CA_2_IESO | MAPP_CA | IESO | Internal | Winter | B20 | 935 | 330 | 0 | 59.14 | 51.27 | 8 | 0
2025 | MAPP_CA_2_MAPP_US | MAPP_CA | MAPP_US | Internal | Shoulder | B11 | 25 | 372 | 371.97 | 57.74 | 65.1 | 7 | 0.36
2025 | MAPP_CA_2_MAPP_US | MAPP_CA | MAPP_US | Internal | Shoulder | B12 | 200 | 372 | 0 | 57.74 | 58.94 | 7 | 0
2025 | MAPP_CA_2_MAPP_US | MAPP_CA | MAPP_US | Internal | Shoulder | B13 | 600 | 372 | 0 | 57.74 | 58.37 | 7 | 0
2025 | MAPP_CA_2_MAPP_US | MAPP_CA | MAPP_US | Internal | Shoulder | B14 | 900 | 372 | 0 | 57.74 | 55.64 | 7 | 0
2025 | MAPP_CA_2_MAPP_US | MAPP_CA | MAPP_US | Internal | Shoulder | B15 | 1203 | 372 | 0 | 57.74 | 21.7 | 7 | 0
2025 | MAPP_CA_2_MAPP_US | MAPP_CA | MAPP_US | Internal | Summer | B1 | 10 | 372 | 311.03 | 87.08 | 94.08 | 7 | 0
2025 | MAPP_CA_2_MAPP_US | MAPP_CA | MAPP_US | Internal | Summer | B2 | 25 | 372 | 237.18 | 85.74 | 92.74 | 7 | 0
2025 | MAPP_CA_2_MAPP_US | MAPP_CA | MAPP_US | Internal | Summer | B3 | 75 | 372 | 372 | 81.92 | 92.74 | 7 | 3.82
2025 | MAPP_CA_2_MAPP_US | MAPP_CA | MAPP_US | Internal | Summer | B4 | 100 | 372 | 372 | 61.02 | 89.74 | 7 | 21.73
2025 | MAPP_CA_2_MAPP_US | MAPP_CA | MAPP_US | Internal | Summer | B5 | 200 | 372 | 372 | 63.6 | 81.78 | 7 | 11.18
2025 | MAPP_CA_2_MAPP_US | MAPP_CA | MAPP_US | Internal | Summer | B6 | 300 | 372 | 372 | 54.62 | 67.96 | 7 | 6.35
2025 | MAPP_CA_2_MAPP_US | MAPP_CA | MAPP_US | Internal | Summer | B7 | 400 | 372 | 372 | 54.62 | 62.11 | 7 | 0.49
2025 | MAPP_CA_2_MAPP_US | MAPP_CA | MAPP_US | Internal | Summer | B8 | 500 | 372 | 0 | 54.62 | 56.9 | 7 | 0
2025 | MAPP_CA_2_MAPP_US | MAPP_CA | MAPP_US | Internal | Summer | B9 | 800 | 372 | 0 | 54.62 | 54.21 | 7 | 0
2025 | MAPP_CA_2_MAPP_US | MAPP_CA | MAPP_US | Internal | Summer | B10 | 1262 | 372 | 0 | 54.62 | 46.46 | 7 | 0
2025 | MAPP_CA_2_MAPP_US | MAPP_CA | MAPP_US | Internal | Winter | B16 | 25 | 372 | 0 | 59.14 | 49.8 | 7 | 0
2025 | MAPP_CA_2_MAPP_US | MAPP_CA | MAPP_US | Internal | Winter | B17 | 100 | 372 | 0 | 59.14 | 57.39 | 7 | 0
2025 | MAPP_CA_2_MAPP_US | MAPP_CA | MAPP_US | Internal | Winter | B18 | 400 | 372 | 0 | 67.65 | 60.66 | 7 | 0
2025 | MAPP_CA_2_MAPP_US | MAPP_CA | MAPP_US | Internal | Winter | B19 | 700 | 372 | 0 | 65.84 | 58.85 | 7 | 0
2025 | MAPP_CA_2_MAPP_US | MAPP_CA | MAPP_US | Internal | Winter | B20 | 935 | 372 | 0 | 59.14 | 52.14 | 7 | 0
2025 | MAPP_CA_2_MISO_W | MAPP_CA | MISO_W | Internal | Shoulder | B11 | 25 | 1970 | 1970 | 57.74 | 72.1 | 0.01 | 14.35
2025 | MAPP_CA_2_MISO_W | MAPP_CA | MISO_W | Internal | Shoulder | B12 | 200 | 1970 | 1970 | 57.74 | 65.94 | 0.01 | 8.19
2025 | MAPP_CA_2_MISO_W | MAPP_CA | MISO_W | Internal | Shoulder | B13 | 600 | 1970 | 1970 | 57.74 | 65.37 | 0.01 | 7.62
2025 | MAPP_CA_2_MISO_W | MAPP_CA | MISO_W | Internal | Shoulder | B14 | 900 | 1970 | 1970 | 57.74 | 62.64 | 0.01 | 4.88
2025 | MAPP_CA_2_MISO_W | MAPP_CA | MISO_W | Internal | Shoulder | B15 | 1203 | 1970 | 0 | 57.74 | 28.7 | 0.01 | 0
2025 | MAPP_CA_2_MISO_W | MAPP_CA | MISO_W | Internal | Summer | B1 | 10 | 1970 | 1970 | 87.08 | 101.08 | 0.01 | 13.99
2025 | MAPP_CA_2_MISO_W | MAPP_CA | MISO_W | Internal | Summer | B2 | 25 | 1970 | 1970 | 85.74 | 99.74 | 0.01 | 13.99
2025 | MAPP_CA_2_MISO_W | MAPP_CA | MISO_W | Internal | Summer | B3 | 75 | 1970 | 1970 | 81.92 | 99.74 | 0.01 | 17.81
2025 | MAPP_CA_2_MISO_W | MAPP_CA | MISO_W | Internal | Summer | B4 | 100 | 1970 | 1970 | 61.02 | 96.74 | 0.01 | 35.71
2025 | MAPP_CA_2_MISO_W | MAPP_CA | MISO_W | Internal | Summer | B5 | 200 | 1970 | 1970 | 63.6 | 88.78 | 0.01 | 25.17
2025 | MAPP_CA_2_MISO_W | MAPP_CA | MISO_W | Internal | Summer | B6 | 300 | 1970 | 1970 | 54.62 | 74.96 | 0.01 | 20.33
2025 | MAPP_CA_2_MISO_W | MAPP_CA | MISO_W | Internal | Summer | B7 | 400 | 1970 | 1970 | 54.62 | 69.11 | 0.01 | 14.48
2025 | MAPP_CA_2_MISO_W | MAPP_CA | MISO_W | Internal | Summer | B8 | 500 | 1970 | 1970 | 54.62 | 63.9 | 0.01 | 9.27
2025 | MAPP_CA_2_MISO_W | MAPP_CA | MISO_W | Internal | Summer | B9 | 800 | 1970 | 1970 | 54.62 | 61.21 | 0.01 | 6.58
2025 | MAPP_CA_2_MISO_W | MAPP_CA | MISO_W | Internal | Summer | B10 | 1262 | 1970 | 0 | 54.62 | 53.46 | 0.01 | 0
2025 | MAPP_CA_2_MISO_W | MAPP_CA | MISO_W | Internal | Winter | B16 | 25 | 1970 | 0 | 59.14 | 56.8 | 0.01 | 0
2025 | MAPP_CA_2_MISO_W | MAPP_CA | MISO_W | Internal | Winter | B17 | 100 | 1970 | 0.02 | 59.14 | 58.99 | 0.01 | 0
2025 | MAPP_CA_2_MISO_W | MAPP_CA | MISO_W | Internal | Winter | B18 | 400 | 1970 | 1532.82 | 67.65 | 67.66 | 0.01 | 0
2025 | MAPP_CA_2_MISO_W | MAPP_CA | MISO_W | Internal | Winter | B19 | 700 | 1970 | 1621.6 | 65.84 | 65.85 | 0.01 | 0
2025 | MAPP_CA_2_MISO_W | MAPP_CA | MISO_W | Internal | Winter | B20 | 935 | 1970 | 0 | 59.14 | 57.59 | 0.01 | 0
2025 | MAPP_US_2_MAPP_CA | MAPP_US | MAPP_CA | Internal | Shoulder | B11 | 25 | 165 | 0 | 65.1 | 57.74 | 7 | 0
2025 | MAPP_US_2_MAPP_CA | MAPP_US | MAPP_CA | Internal | Shoulder | B12 | 200 | 165 | 0 | 58.94 | 57.74 | 7 | 0
2025 | MAPP_US_2_MAPP_CA | MAPP_US | MAPP_CA | Internal | Shoulder | B13 | 600 | 165 | 0 | 58.37 | 57.74 | 7 | 0
2025 | MAPP_US_2_MAPP_CA | MAPP_US | MAPP_CA | Internal | Shoulder | B14 | 900 | 165 | 0 | 55.64 | 57.74 | 7 | 0
2025 | MAPP_US_2_MAPP_CA | MAPP_US | MAPP_CA | Internal | Shoulder | B15 | 1203 | 165 | 165 | 21.7 | 57.74 | 7 | 29.04
2025 | MAPP_US_2_MAPP_CA | MAPP_US | MAPP_CA | Internal | Summer | B1 | 10 | 165 | 0 | 94.08 | 87.08 | 7 | 0
2025 | MAPP_US_2_MAPP_CA | MAPP_US | MAPP_CA | Internal | Summer | B2 | 25 | 165 | 0 | 92.74 | 85.74 | 7 | 0
2025 | MAPP_US_2_MAPP_CA | MAPP_US | MAPP_CA | Internal | Summer | B3 | 75 | 165 | 0 | 92.74 | 81.92 | 7 | 0
2025 | MAPP_US_2_MAPP_CA | MAPP_US | MAPP_CA | Internal | Summer | B4 | 100 | 165 | 0 | 89.74 | 61.02 | 7 | 0
2025 | MAPP_US_2_MAPP_CA | MAPP_US | MAPP_CA | Internal | Summer | B5 | 200 | 165 | 0 | 81.78 | 63.6 | 7 | 0
2025 | MAPP_US_2_MAPP_CA | MAPP_US | MAPP_CA | Internal | Summer | B6 | 300 | 165 | 0 | 67.96 | 54.62 | 7 | 0
2025 | MAPP_US_2_MAPP_CA | MAPP_US | MAPP_CA | Internal | Summer | B7 | 400 | 165 | 0 | 62.11 | 54.62 | 7 | 0
2025 | MAPP_US_2_MAPP_CA | MAPP_US | MAPP_CA | Internal | Summer | B8 | 500 | 165 | 0 | 56.9 | 54.62 | 7 | 0
2025 | MAPP_US_2_MAPP_CA | MAPP_US | MAPP_CA | Internal | Summer | B9 | 800 | 165 | 0 | 54.21 | 54.62 | 7 | 0
2025 | MAPP_US_2_MAPP_CA | MAPP_US | MAPP_CA | Internal | Summer | B10 | 1262 | 165 | 165 | 46.46 | 54.62 | 7 | 1.16
2025 | MAPP_US_2_MAPP_CA | MAPP_US | MAPP_CA | Internal | Winter | B16 | 25 | 165 | 165 | 49.8 | 59.14 | 7 | 2.34
2025 | MAPP_US_2_MAPP_CA | MAPP_US | MAPP_CA | Internal | Winter | B17 | 100 | 165 | 0 | 57.39 | 59.14 | 7 | 0
2025 | MAPP_US_2_MAPP_CA | MAPP_US | MAPP_CA | Internal | Winter | B18 | 400 | 165 | 0.06 | 60.66 | 67.65 | 7 | 0
2025 | MAPP_US_2_MAPP_CA | MAPP_US | MAPP_CA | Internal | Winter | B19 | 700 | 165 | 0.03 | 58.85 | 65.84 | 7 | 0
2025 | MAPP_US_2_MAPP_CA | MAPP_US | MAPP_CA | Internal | Winter | B20 | 935 | 165 | 154.23 | 52.14 | 59.14 | 7 | 0
2025 | MAPP_US_2_MISO_W | MAPP_US | MISO_W | Internal | Shoulder | B11 | 25 | 2635 | 1330.96 | 65.1 | 72.1 | 7 | 0
2025 | MAPP_US_2_MISO_W | MAPP_US | MISO_W | Internal | Shoulder | B12 | 200 | 2635 | 1000.75 | 58.94 | 65.94 | 7 | 0
2025 | MAPP_US_2_MISO_W | MAPP_US | MISO_W | Internal | Shoulder | B13 | 600 | 2635 | 1193.41 | 58.37 | 65.37 | 7 | 0
2025 | MAPP_US_2_MISO_W | MAPP_US | MISO_W | Internal | Shoulder | B14 | 900 | 2635 | 149.08 | 55.64 | 62.64 | 7 | 0
2025 | MAPP_US_2_MISO_W | MAPP_US | MISO_W | Internal | Shoulder | B15 | 1203 | 2635 | 1074.65 | 21.7 | 28.7 | 7 | 0
2025 | MAPP_US_2_MISO_W | MAPP_US | MISO_W | Internal | Summer | B1 | 10 | 2635 | 728.3 | 94.08 | 101.08 | 7 | 0
2025 | MAPP_US_2_MISO_W | MAPP_US | MISO_W | Internal | Summer | B2 | 25 | 2635 | 1100.13 | 92.74 | 99.74 | 7 | 0
2025 | MAPP_US_2_MISO_W | MAPP_US | MISO_W | Internal | Summer | B3 | 75 | 2635 | 1302.48 | 92.74 | 99.74 | 7 | 0
2025 | MAPP_US_2_MISO_W | MAPP_US | MISO_W | Internal | Summer | B4 | 100 | 2635 | 1386.44 | 89.74 | 96.74 | 7 | 0
2025 | MAPP_US_2_MISO_W | MAPP_US | MISO_W | Internal | Summer | B5 | 200 | 2635 | 1208.18 | 81.78 | 88.78 | 7 | 0
2025 | MAPP_US_2_MISO_W | MAPP_US | MISO_W | Internal | Summer | B6 | 300 | 2635 | 787.18 | 67.96 | 74.96 | 7 | 0
2025 | MAPP_US_2_MISO_W | MAPP_US | MISO_W | Internal | Summer | B7 | 400 | 2635 | 1150.1 | 62.11 | 69.11 | 7 | 0
2025 | MAPP_US_2_MISO_W | MAPP_US | MISO_W | Internal | Summer | B8 | 500 | 2635 | 1072.35 | 56.9 | 63.9 | 7 | 0
2025 | MAPP_US_2_MISO_W | MAPP_US | MISO_W | Internal | Summer | B9 | 800 | 2635 | 422.64 | 54.21 | 61.21 | 7 | 0
2025 | MAPP_US_2_MISO_W | MAPP_US | MISO_W | Internal | Summer | B10 | 1262 | 2635 | 277.21 | 46.46 | 53.46 | 7 | 0
2025 | MAPP_US_2_MISO_W | MAPP_US | MISO_W | Internal | Winter | B16 | 25 | 2635 | 1183.34 | 49.8 | 56.8 | 7 | 0
2025 | MAPP_US_2_MISO_W | MAPP_US | MISO_W | Internal | Winter | B17 | 100 | 2635 | 0 | 57.39 | 58.99 | 7 | 0
2025 | MAPP_US_2_MISO_W | MAPP_US | MISO_W | Internal | Winter | B18 | 400 | 2635 | 1248.8 | 60.66 | 67.66 | 7 | 0
2025 | MAPP_US_2_MISO_W | MAPP_US | MISO_W | Internal | Winter | B19 | 700 | 2635 | 93.04 | 58.85 | 65.85 | 7 | 0
2025 | MAPP_US_2_MISO_W | MAPP_US | MISO_W | Internal | Winter | B20 | 935 | 2635 | 0 | 52.14 | 57.59 | 7 | 0
2025 | MAPP_US_2_NE | MAPP_US | NE | Internal | Shoulder | B11 | 25 | 2000 | 0 | 65.1 | 67.1 | 7 | 0
2025 | MAPP_US_2_NE | MAPP_US | NE | Internal | Shoulder | B12 | 200 | 2000 | 0 | 58.94 | 60.93 | 7 | 0
2025 | MAPP_US_2_NE | MAPP_US | NE | Internal | Shoulder | B13 | 600 | 2000 | 0 | 58.37 | 60.37 | 7 | 0
2025 | MAPP_US_2_NE | MAPP_US | NE | Internal | Shoulder | B14 | 900 | 2000 | 0 | 55.64 | 54.59 | 7 | 0
2025 | MAPP_US_2_NE | MAPP_US | NE | Internal | Shoulder | B15 | 1203 | 2000 | 0 | 21.7 | 16.7 | 7 | 0
2025 | MAPP_US_2_NE | MAPP_US | NE | Internal | Summer | B1 | 10 | 2000 | 0 | 94.08 | 96.08 | 7 | 0
2025 | MAPP_US_2_NE | MAPP_US | NE | Internal | Summer | B2 | 25 | 2000 | 0 | 92.74 | 94.74 | 7 | 0
2025 | MAPP_US_2_NE | MAPP_US | NE | Internal | Summer | B3 | 75 | 2000 | 0 | 92.74 | 94.74 | 7 | 0
2025 | MAPP_US_2_NE | MAPP_US | NE | Internal | Summer | B4 | 100 | 2000 | 0 | 89.74 | 91.74 | 7 | 0
2025 | MAPP_US_2_NE | MAPP_US | NE | Internal | Summer | B5 | 200 | 2000 | 0 | 81.78 | 83.78 | 7 | 0
2025 | MAPP_US_2_NE | MAPP_US | NE | Internal | Summer | B6 | 300 | 2000 | 0 | 67.96 | 69.96 | 7 | 0
2025 | MAPP_US_2_NE | MAPP_US | NE | Internal | Summer | B7 | 400 | 2000 | 0 | 62.11 | 64.11 | 7 | 0
2025 | MAPP_US_2_NE | MAPP_US | NE | Internal | Summer | B8 | 500 | 2000 | 0 | 56.9 | 58.9 | 7 | 0
2025 | MAPP_US_2_NE | MAPP_US | NE | Internal | Summer | B9 | 800 | 2000 | 0 | 54.21 | 56.21 | 7 | 0
2025 | MAPP_US_2_NE | MAPP_US | NE | Internal | Summer | B10 | 1262 | 2000 | 0 | 46.46 | 48.46 | 7 | 0
2025 | MAPP_US_2_NE | MAPP_US | NE | Internal | Winter | B16 | 25 | 2000 | 0 | 49.8 | 44.8 | 7 | 0
2025 | MAPP_US_2_NE | MAPP_US | NE | Internal | Winter | B17 | 100 | 2000 | 0 | 57.39 | 52.39 | 7 | 0
2025 | MAPP_US_2_NE | MAPP_US | NE | Internal | Winter | B18 | 400 | 2000 | 0 | 60.66 | 58.57 | 7 | 0
2025 | MAPP_US_2_NE | MAPP_US | NE | Internal | Winter | B19 | 700 | 2000 | 0 | 58.85 | 58.57 | 7 | 0
2025 | MAPP_US_2_NE | MAPP_US | NE | Internal | Winter | B20 | 935 | 2000 | 0 | 52.14 | 50.8 | 7 | 0
2025 | MARITIMES_2_NEISO | MARITIMES | NEISO | Internal | Shoulder | B11 | 25 | 99999 | 1400 | 61 | 61.01 | 0.01 | 0
2025 | MARITIMES_2_NEISO | MARITIMES | NEISO | Internal | Shoulder | B12 | 200 | 99999 | 1400 | 60.97 | 60.98 | 0.01 | 0
2025 | MARITIMES_2_NEISO | MARITIMES | NEISO | Internal | Shoulder | B13 | 600 | 99999 | 1400 | 59.49 | 59.5 | 0.01 | 0
2025 | MARITIMES_2_NEISO | MARITIMES | NEISO | Internal | Shoulder | B14 | 900 | 99999 | 1400 | 59.49 | 59.5 | 0.01 | 0
2025 | MARITIMES_2_NEISO | MARITIMES | NEISO | Internal | Shoulder | B15 | 1203 | 99999 | 426.43 | 59.49 | 59.5 | 0.01 | 0
2025 | MARITIMES_2_NEISO | MARITIMES | NEISO | Internal | Summer | B1 | 10 | 99999 | 1400.1 | 106.1 | 106.11 | 0.01 | 0
2025 | MARITIMES_2_NEISO | MARITIMES | NEISO | Internal | Summer | B2 | 25 | 99999 | 1400.1 | 95.18 | 95.19 | 0.01 | 0
2025 | MARITIMES_2_NEISO | MARITIMES | NEISO | Internal | Summer | B3 | 75 | 99999 | 1400 | 82.3 | 82.31 | 0.01 | 0
2025 | MARITIMES_2_NEISO | MARITIMES | NEISO | Internal | Summer | B4 | 100 | 99999 | 1400 | 78.91 | 78.92 | 0.01 | 0
2025 | MARITIMES_2_NEISO | MARITIMES | NEISO | Internal | Summer | B5 | 200 | 99999 | 1400 | 63.63 | 63.64 | 0.01 | 0
2025 | MARITIMES_2_NEISO | MARITIMES | NEISO | Internal | Summer | B6 | 300 | 99999 | 1400 | 57.83 | 57.84 | 0.01 | 0
2025 | MARITIMES_2_NEISO | MARITIMES | NEISO | Internal | Summer | B7 | 400 | 99999 | 1400 | 57.83 | 57.84 | 0.01 | 0
2025 | MARITIMES_2_NEISO | MARITIMES | NEISO | Internal | Summer | B8 | 500 | 99999 | 1400 | 57.83 | 57.84 | 0.01 | 0
2025 | MARITIMES_2_NEISO | MARITIMES | NEISO | Internal | Summer | B9 | 800 | 99999 | 1400 | 57.83 | 57.84 | 0.01 | 0
2025 | MARITIMES_2_NEISO | MARITIMES | NEISO | Internal | Summer | B10 | 1262 | 99999 | 236.13 | 57.83 | 57.84 | 0.01 | 0
2025 | MARITIMES_2_NEISO | MARITIMES | NEISO | Internal | Winter | B16 | 25 | 99999 | 1400 | 70.79 | 70.81 | 0.01 | 0
2025 | MARITIMES_2_NEISO | MARITIMES | NEISO | Internal | Winter | B17 | 100 | 99999 | 1400 | 69.5 | 69.51 | 0.01 | 0
2025 | MARITIMES_2_NEISO | MARITIMES | NEISO | Internal | Winter | B18 | 400 | 99999 | 1400 | 68.96 | 68.97 | 0.01 | 0
2025 | MARITIMES_2_NEISO | MARITIMES | NEISO | Internal | Winter | B19 | 700 | 99999 | 1400 | 68.96 | 68.97 | 0.01 | 0
2025 | MARITIMES_2_NEISO | MARITIMES | NEISO | Internal | Winter | B20 | 935 | 99999 | 475.94 | 68.96 | 68.97 | 0.01 | 0
2025 | MISO_IN_2_MISO_MI | MISO_IN | MISO_MI | Internal | Shoulder | B11 | 25 | 5768 | 2661.59 | 72.1 | 72.11 | 0.01 | 0
2025 | MISO_IN_2_MISO_MI | MISO_IN | MISO_MI | Internal | Shoulder | B12 | 200 | 5768 | 2647.69 | 66.86 | 66.87 | 0.01 | 0
2025 | MISO_IN_2_MISO_MI | MISO_IN | MISO_MI | Internal | Shoulder | B13 | 600 | 5768 | 3108.73 | 65.72 | 65.74 | 0.01 | 0
2025 | MISO_IN_2_MISO_MI | MISO_IN | MISO_MI | Internal | Shoulder | B14 | 900 | 5768 | 2229.83 | 63.09 | 63.1 | 0.01 | 0
2025 | MISO_IN_2_MISO_MI | MISO_IN | MISO_MI | Internal | Shoulder | B15 | 1203 | 5768 | 3680.04 | 55.45 | 55.46 | 0.01 | 0
2025 | MISO_IN_2_MISO_MI | MISO_IN | MISO_MI | Internal | Summer | B1 | 10 | 5768 | 2438.94 | 101.08 | 101.09 | 0.01 | 0
2025 | MISO_IN_2_MISO_MI | MISO_IN | MISO_MI | Internal | Summer | B2 | 25 | 5768 | 1608.99 | 100.59 | 100.6 | 0.01 | 0
2025 | MISO_IN_2_MISO_MI | MISO_IN | MISO_MI | Internal | Summer | B3 | 75 | 5768 | 1937.25 | 100.59 | 100.6 | 0.01 | 0
2025 | MISO_IN_2_MISO_MI | MISO_IN | MISO_MI | Internal | Summer | B4 | 100 | 5768 | 1201.19 | 96.74 | 96.75 | 0.01 | 0
2025 | MISO_IN_2_MISO_MI | MISO_IN | MISO_MI | Internal | Summer | B5 | 200 | 5768 | 344.17 | 88.78 | 88.79 | 0.01 | 0
2025 | MISO_IN_2_MISO_MI | MISO_IN | MISO_MI | Internal | Summer | B6 | 300 | 5768 | 1943.23 | 74.96 | 74.98 | 0.01 | 0
2025 | MISO_IN_2_MISO_MI | MISO_IN | MISO_MI | Internal | Summer | B7 | 400 | 5768 | 2209.47 | 69.11 | 69.12 | 0.01 | 0
2025 | MISO_IN_2_MISO_MI | MISO_IN | MISO_MI | Internal | Summer | B8 | 500 | 5768 | 2333.15 | 65.82 | 65.83 | 0.01 | 0
2025 | MISO_IN_2_MISO_MI | MISO_IN | MISO_MI | Internal | Summer | B9 | 800 | 5768 | 1688.14 | 63.09 | 63.1 | 0.01 | 0
2025 | MISO_IN_2_MISO_MI | MISO_IN | MISO_MI | Internal | Summer | B10 | 1262 | 5768 | 2690.24 | 54.44 | 54.45 | 0.01 | 0
2025 | MISO_IN_2_MISO_MI | MISO_IN | MISO_MI | Internal | Winter | B16 | 25 | 5768 | 2401.17 | 75.98 | 75.99 | 0.01 | 0
2025 | MISO_IN_2_MISO_MI | MISO_IN | MISO_MI | Internal | Winter | B17 | 100 | 5768 | 2639.19 | 69.32 | 69.33 | 0.01 | 0
2025 | MISO_IN_2_MISO_MI | MISO_IN | MISO_MI | Internal | Winter | B18 | 400 | 5768 | 2155.77 | 67.68 | 67.7 | 0.01 | 0
2025 | MISO_IN_2_MISO_MI | MISO_IN | MISO_MI | Internal | Winter | B19 | 700 | 5768 | 1728.83 | 65.88 | 65.89 | 0.01 | 0
2025 | MISO_IN_2_MISO_MI | MISO_IN | MISO_MI | Internal | Winter | B20 | 935 | 5768 | 2485.7 | 58.26 | 58.27 | 0.01 | 0
2025 | MISO_IN_2_MISO_MO-IL | MISO_IN | MISO_MO-IL | Internal | Shoulder | B11 | 25 | 5000 | 20.17 | 72.1 | 72.11 | 0.01 | 0
2025 | MISO_IN_2_MISO_MO-IL | MISO_IN | MISO_MO-IL | Internal | Shoulder | B12 | 200 | 5000 | 0 | 66.86 | 65.95 | 0.01 | 0
2025 | MISO_IN_2_MISO_MO-IL | MISO_IN | MISO_MO-IL | Internal | Shoulder | B13 | 600 | 5000 | 0 | 65.72 | 65.38 | 0.01 | 0
2025 | MISO_IN_2_MISO_MO-IL | MISO_IN | MISO_MO-IL | Internal | Shoulder | B14 | 900 | 5000 | 0 | 63.09 | 62.69 | 0.01 | 0
2025 | MISO_IN_2_MISO_MO-IL | MISO_IN | MISO_MO-IL | Internal | Shoulder | B15 | 1203 | 5000 | 0 | 55.45 | 54.22 | 0.01 | 0
2025 | MISO_IN_2_MISO_MO-IL | MISO_IN | MISO_MO-IL | Internal | Summer | B1 | 10 | 5000 | 1362.24 | 101.08 | 101.09 | 0.01 | 0
2025 | MISO_IN_2_MISO_MO-IL | MISO_IN | MISO_MO-IL | Internal | Summer | B2 | 25 | 5000 | 591.17 | 100.59 | 100.6 | 0.01 | 0
2025 | MISO_IN_2_MISO_MO-IL | MISO_IN | MISO_MO-IL | Internal | Summer | B3 | 75 | 5000 | 1666.14 | 100.59 | 100.6 | 0.01 | 0
2025 | MISO_IN_2_MISO_MO-IL | MISO_IN | MISO_MO-IL | Internal | Summer | B4 | 100 | 5000 | 3250.88 | 96.74 | 96.75 | 0.01 | 0
2025 | MISO_IN_2_MISO_MO-IL | MISO_IN | MISO_MO-IL | Internal | Summer | B5 | 200 | 5000 | 4287.23 | 88.78 | 88.79 | 0.01 | 0
2025 | MISO_IN_2_MISO_MO-IL | MISO_IN | MISO_MO-IL | Internal | Summer | B6 | 300 | 5000 | 3914.04 | 74.96 | 74.98 | 0.01 | 0
2025 | MISO_IN_2_MISO_MO-IL | MISO_IN | MISO_MO-IL | Internal | Summer | B7 | 400 | 5000 | 2561.68 | 69.11 | 69.12 | 0.01 | 0
2025 | MISO_IN_2_MISO_MO-IL | MISO_IN | MISO_MO-IL | Internal | Summer | B8 | 500 | 5000 | 1312.84 | 65.82 | 65.83 | 0.01 | 0
2025 | MISO_IN_2_MISO_MO-IL | MISO_IN | MISO_MO-IL | Internal | Summer | B9 | 800 | 5000 | 1791.53 | 63.09 | 63.1 | 0.01 | 0
2025 | MISO_IN_2_MISO_MO-IL | MISO_IN | MISO_MO-IL | Internal | Summer | B10 | 1262 | 5000 | 1202.79 | 54.44 | 54.45 | 0.01 | 0
2025 | MISO_IN_2_MISO_MO-IL | MISO_IN | MISO_MO-IL | Internal | Winter | B16 | 25 | 5000 | 0.84 | 75.98 | 75.98 | 0.01 | 0
2025 | MISO_IN_2_MISO_MO-IL | MISO_IN | MISO_MO-IL | Internal | Winter | B17 | 100 | 5000 | 0.09 | 69.32 | 69.31 | 0.01 | 0
2025 | MISO_IN_2_MISO_MO-IL | MISO_IN | MISO_MO-IL | Internal | Winter | B18 | 400 | 5000 | 0.03 | 67.68 | 67.67 | 0.01 | 0
2025 | MISO_IN_2_MISO_MO-IL | MISO_IN | MISO_MO-IL | Internal | Winter | B19 | 700 | 5000 | 0.02 | 65.88 | 65.86 | 0.01 | 0
2025 | MISO_IN_2_MISO_MO-IL | MISO_IN | MISO_MO-IL | Internal | Winter | B20 | 935 | 5000 | 0 | 58.26 | 57.6 | 0.01 | 0
2025 | MISO_IN_2_NonRTO_Midwest | MISO_IN | NonRTO_Midwest | Internal | Shoulder | B11 | 25 | 4800 | 1071.8 | 72.1 | 80.1 | 8 | 0
2025 | MISO_IN_2_NonRTO_Midwest | MISO_IN | NonRTO_Midwest | Internal | Shoulder | B12 | 200 | 4800 | 467.45 | 66.86 | 74.86 | 8 | 0
2025 | MISO_IN_2_NonRTO_Midwest | MISO_IN | NonRTO_Midwest | Internal | Shoulder | B13 | 600 | 4800 | 687.15 | 65.72 | 73.72 | 8 | 0
2025 | MISO_IN_2_NonRTO_Midwest | MISO_IN | NonRTO_Midwest | Internal | Shoulder | B14 | 900 | 4800 | 885.87 | 63.09 | 71.09 | 8 | 0
2025 | MISO_IN_2_NonRTO_Midwest | MISO_IN | NonRTO_Midwest | Internal | Shoulder | B15 | 1203 | 4800 | 773.73 | 55.45 | 63.45 | 8 | 0
2025 | MISO_IN_2_NonRTO_Midwest | MISO_IN | NonRTO_Midwest | Internal | Summer | B1 | 10 | 4800 | 0.14 | 101.08 | 108.89 | 8 | 0
2025 | MISO_IN_2_NonRTO_Midwest | MISO_IN | NonRTO_Midwest | Internal | Summer | B2 | 25 | 4800 | 2537.68 | 100.59 | 108.59 | 8 | 0
2025 | MISO_IN_2_NonRTO_Midwest | MISO_IN | NonRTO_Midwest | Internal | Summer | B3 | 75 | 4800 | 2019.25 | 100.59 | 108.59 | 8 | 0
2025 | MISO_IN_2_NonRTO_Midwest | MISO_IN | NonRTO_Midwest | Internal | Summer | B4 | 100 | 4800 | 1587.53 | 96.74 | 104.74 | 8 | 0
2025 | MISO_IN_2_NonRTO_Midwest | MISO_IN | NonRTO_Midwest | Internal | Summer | B5 | 200 | 4800 | 1260.16 | 88.78 | 96.78 | 8 | 0
2025 | MISO_IN_2_NonRTO_Midwest | MISO_IN | NonRTO_Midwest | Internal | Summer | B6 | 300 | 4800 | 761.8 | 74.96 | 82.96 | 8 | 0
2025 | MISO_IN_2_NonRTO_Midwest | MISO_IN | NonRTO_Midwest | Internal | Summer | B7 | 400 | 4800 | 150.22 | 69.11 | 77.11 | 8 | 0
2025 | MISO_IN_2_NonRTO_Midwest | MISO_IN | NonRTO_Midwest | Internal | Summer | B8 | 500 | 4800 | 562.05 | 65.82 | 73.82 | 8 | 0
2025 | MISO_IN_2_NonRTO_Midwest | MISO_IN | NonRTO_Midwest | Internal | Summer | B9 | 800 | 4800 | 942.25 | 63.09 | 71.09 | 8 | 0
2025 | MISO_IN_2_NonRTO_Midwest | MISO_IN | NonRTO_Midwest | Internal | Summer | B10 | 1262 | 4800 | 943.21 | 54.44 | 62.44 | 8 | 0
2025 | MISO_IN_2_NonRTO_Midwest | MISO_IN | NonRTO_Midwest | Internal | Winter | B16 | 25 | 4800 | 3312.62 | 75.98 | 83.98 | 8 | 0
2025 | MISO_IN_2_NonRTO_Midwest | MISO_IN | NonRTO_Midwest | Internal | Winter | B17 | 100 | 4800 | 2223.61 | 69.32 | 77.32 | 8 | 0
2025 | MISO_IN_2_NonRTO_Midwest | MISO_IN | NonRTO_Midwest | Internal | Winter | B18 | 400 | 4800 | 1343.82 | 67.68 | 75.68 | 8 | 0
2025 | MISO_IN_2_NonRTO_Midwest | MISO_IN | NonRTO_Midwest | Internal | Winter | B19 | 700 | 4800 | 1599.46 | 65.88 | 73.88 | 8 | 0
2025 | MISO_IN_2_NonRTO_Midwest | MISO_IN | NonRTO_Midwest | Internal | Winter | B20 | 935 | 4800 | 2886.94 | 58.26 | 66.26 | 8 | 0
2025 | MISO_IN_2_PJM_ROR | MISO_IN | PJM_ROR | Internal | Shoulder | B11 | 25 | 1253 | 17.83 | 72.1 | 74.1 | 2 | 0
2025 | MISO_IN_2_PJM_ROR | MISO_IN | PJM_ROR | Internal | Shoulder | B12 | 200 | 1253 | 223.84 | 66.86 | 68.86 | 2 | 0
2025 | MISO_IN_2_PJM_ROR | MISO_IN | PJM_ROR | Internal | Shoulder | B13 | 600 | 1253 | 0 | 65.72 | 67.37 | 2 | 0
2025 | MISO_IN_2_PJM_ROR | MISO_IN | PJM_ROR | Internal | Shoulder | B14 | 900 | 1253 | 0 | 63.09 | 64.69 | 2 | 0
2025 | MISO_IN_2_PJM_ROR | MISO_IN | PJM_ROR | Internal | Shoulder | B15 | 1203 | 1253 | 0 | 55.45 | 56.22 | 2 | 0
2025 | MISO_IN_2_PJM_ROR | MISO_IN | PJM_ROR | Internal | Summer | B1 | 10 | 1253 | 665.29 | 101.08 | 103.08 | 2 | 0
2025 | MISO_IN_2_PJM_ROR | MISO_IN | PJM_ROR | Internal | Summer | B2 | 25 | 1253 | 0.01 | 100.59 | 101.74 | 2 | 0
2025 | MISO_IN_2_PJM_ROR | MISO_IN | PJM_ROR | Internal | Summer | B3 | 75 | 1253 | 0 | 100.59 | 101.74 | 2 | 0
2025 | MISO_IN_2_PJM_ROR | MISO_IN | PJM_ROR | Internal | Summer | B4 | 100 | 1253 | 144.31 | 96.74 | 98.74 | 2 | 0
2025 | MISO_IN_2_PJM_ROR | MISO_IN | PJM_ROR | Internal | Summer | B5 | 200 | 1253 | 837.65 | 88.78 | 90.78 | 2 | 0
2025 | MISO_IN_2_PJM_ROR | MISO_IN | PJM_ROR | Internal | Summer | B6 | 300 | 1253 | 645.77 | 74.96 | 76.96 | 2 | 0
2025 | MISO_IN_2_PJM_ROR | MISO_IN | PJM_ROR | Internal | Summer | B7 | 400 | 1253 | 379.98 | 69.11 | 71.11 | 2 | 0
2025 | MISO_IN_2_PJM_ROR | MISO_IN | PJM_ROR | Internal | Summer | B8 | 500 | 1253 | 0 | 65.82 | 65.9 | 2 | 0
2025 | MISO_IN_2_PJM_ROR | MISO_IN | PJM_ROR | Internal | Summer | B9 | 800 | 1253 | 0 | 63.09 | 63.21 | 2 | 0
2025 | MISO_IN_2_PJM_ROR | MISO_IN | PJM_ROR | Internal | Summer | B10 | 1262 | 1253 | 0 | 54.44 | 55.46 | 2 | 0
2025 | MISO_IN_2_PJM_ROR | MISO_IN | PJM_ROR | Internal | Winter | B16 | 25 | 1253 | 459.16 | 75.98 | 77.98 | 2 | 0
2025 | MISO_IN_2_PJM_ROR | MISO_IN | PJM_ROR | Internal | Winter | B17 | 100 | 1253 | 1252.76 | 69.32 | 71.33 | 2 | 0.01
2025 | MISO_IN_2_PJM_ROR | MISO_IN | PJM_ROR | Internal | Winter | B18 | 400 | 1253 | 0.06 | 67.68 | 69.67 | 2 | 0
2025 | MISO_IN_2_PJM_ROR | MISO_IN | PJM_ROR | Internal | Winter | B19 | 700 | 1253 | 1252.96 | 65.88 | 67.89 | 2 | 0.01
2025 | MISO_IN_2_PJM_ROR | MISO_IN | PJM_ROR | Internal | Winter | B20 | 935 | 1253 | 0 | 58.26 | 59.6 | 2 | 0
2025 | MISO_MI_2_IESO | MISO_MI | IESO | Internal | Shoulder | B11 | 25 | 2331 | 0 | 72.11 | 48.46 | 8 | 0
2025 | MISO_MI_2_IESO | MISO_MI | IESO | Internal | Shoulder | B12 | 200 | 2331 | 0 | 66.87 | 48.46 | 8 | 0
2025 | MISO_MI_2_IESO | MISO_MI | IESO | Internal | Shoulder | B13 | 600 | 2331 | 0 | 65.74 | 48.46 | 8 | 0
2025 | MISO_MI_2_IESO | MISO_MI | IESO | Internal | Shoulder | B14 | 900 | 2331 | 0 | 63.1 | 48.46 | 8 | 0
2025 | MISO_MI_2_IESO | MISO_MI | IESO | Internal | Shoulder | B15 | 1203 | 2331 | 0 | 55.46 | 48.46 | 8 | 0
2025 | MISO_MI_2_IESO | MISO_MI | IESO | Internal | Summer | B1 | 10 | 2331 | 0 | 101.09 | 88.09 | 8 | 0
2025 | MISO_MI_2_IESO | MISO_MI | IESO | Internal | Summer | B2 | 25 | 2331 | 0 | 100.6 | 85.19 | 8 | 0
2025 | MISO_MI_2_IESO | MISO_MI | IESO | Internal | Summer | B3 | 75 | 2331 | 0 | 100.6 | 74.92 | 8 | 0
2025 | MISO_MI_2_IESO | MISO_MI | IESO | Internal | Summer | B4 | 100 | 2331 | 0 | 96.75 | 54.02 | 8 | 0
2025 | MISO_MI_2_IESO | MISO_MI | IESO | Internal | Summer | B5 | 200 | 2331 | 0 | 88.79 | 54.02 | 8 | 0
2025 | MISO_MI_2_IESO | MISO_MI | IESO | Internal | Summer | B6 | 300 | 2331 | 0 | 74.98 | 46.94 | 8 | 0
2025 | MISO_MI_2_IESO | MISO_MI | IESO | Internal | Summer | B7 | 400 | 2331 | 0 | 69.12 | 46.94 | 8 | 0
2025 | MISO_MI_2_IESO | MISO_MI | IESO | Internal | Summer | B8 | 500 | 2331 | 0 | 65.83 | 46.94 | 8 | 0
2025 | MISO_MI_2_IESO | MISO_MI | IESO | Internal | Summer | B9 | 800 | 2331 | 0 | 63.1 | 46.94 | 8 | 0
2025 | MISO_MI_2_IESO | MISO_MI | IESO | Internal | Summer | B10 | 1262 | 2331 | 0 | 54.45 | 46.94 | 8 | 0
2025 | MISO_MI_2_IESO | MISO_MI | IESO | Internal | Winter | B16 | 25 | 2331 | 0 | 75.99 | 51.27 | 8 | 0
2025 | MISO_MI_2_IESO | MISO_MI | IESO | Internal | Winter | B17 | 100 | 2331 | 0 | 69.33 | 51.27 | 8 | 0
2025 | MISO_MI_2_IESO | MISO_MI | IESO | Internal | Winter | B18 | 400 | 2331 | 0 | 67.7 | 51.27 | 8 | 0
2025 | MISO_MI_2_IESO | MISO_MI | IESO | Internal | Winter | B19 | 700 | 2331 | 0 | 65.89 | 51.27 | 8 | 0
2025 | MISO_MI_2_IESO | MISO_MI | IESO | Internal | Winter | B20 | 935 | 2331 | 0 | 58.27 | 51.27 | 8 | 0
2025 | MISO_MI_2_MISO_IN | MISO_MI | MISO_IN | Internal | Shoulder | B11 | 25 | 2813 | 0.46 | 72.11 | 72.1 | 0.01 | 0
2025 | MISO_MI_2_MISO_IN | MISO_MI | MISO_IN | Internal | Shoulder | B12 | 200 | 2813 | 0.06 | 66.87 | 66.86 | 0.01 | 0
2025 | MISO_MI_2_MISO_IN | MISO_MI | MISO_IN | Internal | Shoulder | B13 | 600 | 2813 | 0.02 | 65.74 | 65.72 | 0.01 | 0
2025 | MISO_MI_2_MISO_IN | MISO_MI | MISO_IN | Internal | Shoulder | B14 | 900 | 2813 | 0.01 | 63.1 | 63.09 | 0.01 | 0
2025 | MISO_MI_2_MISO_IN | MISO_MI | MISO_IN | Internal | Shoulder | B15 | 1203 | 2813 | 0.01 | 55.46 | 55.45 | 0.01 | 0
2025 | MISO_MI_2_MISO_IN | MISO_MI | MISO_IN | Internal | Summer | B1 | 10 | 2813 | 1.1 | 101.09 | 101.08 | 0.01 | 0
2025 | MISO_MI_2_MISO_IN | MISO_MI | MISO_IN | Internal | Summer | B2 | 25 | 2813 | 0.48 | 100.6 | 100.59 | 0.01 | 0
2025 | MISO_MI_2_MISO_IN | MISO_MI | MISO_IN | Internal | Summer | B3 | 75 | 2813 | 0.16 | 100.6 | 100.59 | 0.01 | 0
2025 | MISO_MI_2_MISO_IN | MISO_MI | MISO_IN | Internal | Summer | B4 | 100 | 2813 | 0.13 | 96.75 | 96.74 | 0.01 | 0
2025 | MISO_MI_2_MISO_IN | MISO_MI | MISO_IN | Internal | Summer | B5 | 200 | 2813 | 0.07 | 88.79 | 88.78 | 0.01 | 0
2025 | MISO_MI_2_MISO_IN | MISO_MI | MISO_IN | Internal | Summer | B6 | 300 | 2813 | 0.04 | 74.98 | 74.96 | 0.01 | 0
2025 | MISO_MI_2_MISO_IN | MISO_MI | MISO_IN | Internal | Summer | B7 | 400 | 2813 | 0.03 | 69.12 | 69.11 | 0.01 | 0
2025 | MISO_MI_2_MISO_IN | MISO_MI | MISO_IN | Internal | Summer | B8 | 500 | 2813 | 0.03 | 65.83 | 65.82 | 0.01 | 0
2025 | MISO_MI_2_MISO_IN | MISO_MI | MISO_IN | Internal | Summer | B9 | 800 | 2813 | 0.02 | 63.1 | 63.09 | 0.01 | 0
2025 | MISO_MI_2_MISO_IN | MISO_MI | MISO_IN | Internal | Summer | B10 | 1262 | 2813 | 0.01 | 54.45 | 54.44 | 0.01 | 0
2025 | MISO_MI_2_MISO_IN | MISO_MI | MISO_IN | Internal | Winter | B16 | 25 | 2813 | 0.46 | 75.99 | 75.98 | 0.01 | 0
2025 | MISO_MI_2_MISO_IN | MISO_MI | MISO_IN | Internal | Winter | B17 | 100 | 2813 | 0.12 | 69.33 | 69.32 | 0.01 | 0
2025 | MISO_MI_2_MISO_IN | MISO_MI | MISO_IN | Internal | Winter | B18 | 400 | 2813 | 0.03 | 67.7 | 67.68 | 0.01 | 0
2025 | MISO_MI_2_MISO_IN | MISO_MI | MISO_IN | Internal | Winter | B19 | 700 | 2813 | 0.02 | 65.89 | 65.88 | 0.01 | 0
2025 | MISO_MI_2_MISO_IN | MISO_MI | MISO_IN | Internal | Winter | B20 | 935 | 2813 | 0.01 | 58.27 | 58.26 | 0.01 | 0
2025 | MISO_MI_2_MISO_WUMS | MISO_MI | MISO_WUMS | Internal | Shoulder | B11 | 25 | 805 | 0.39 | 72.11 | 72.1 | 0.01 | 0
2025 | MISO_MI_2_MISO_WUMS | MISO_MI | MISO_WUMS | Internal | Shoulder | B12 | 200 | 805 | 0 | 66.87 | 65.95 | 0.01 | 0
2025 | MISO_MI_2_MISO_WUMS | MISO_MI | MISO_WUMS | Internal | Shoulder | B13 | 600 | 805 | 0 | 65.74 | 65.37 | 0.01 | 0
2025 | MISO_MI_2_MISO_WUMS | MISO_MI | MISO_WUMS | Internal | Shoulder | B14 | 900 | 805 | 0 | 63.1 | 62.65 | 0.01 | 0
2025 | MISO_MI_2_MISO_WUMS | MISO_MI | MISO_WUMS | Internal | Shoulder | B15 | 1203 | 805 | 0 | 55.46 | 54.69 | 0.01 | 0
2025 | MISO_MI_2_MISO_WUMS | MISO_MI | MISO_WUMS | Internal | Summer | B1 | 10 | 805 | 0.96 | 101.09 | 101.08 | 0.01 | 0
2025 | MISO_MI_2_MISO_WUMS | MISO_MI | MISO_WUMS | Internal | Summer | B2 | 25 | 805 | 0.01 | 100.6 | 99.74 | 0.01 | 0
2025 | MISO_MI_2_MISO_WUMS | MISO_MI | MISO_WUMS | Internal | Summer | B3 | 75 | 805 | 0 | 100.6 | 99.73 | 0.01 | 0
2025 | MISO_MI_2_MISO_WUMS | MISO_MI | MISO_WUMS | Internal | Summer | B4 | 100 | 805 | 0.07 | 96.75 | 96.73 | 0.01 | 0
2025 | MISO_MI_2_MISO_WUMS | MISO_MI | MISO_WUMS | Internal | Summer | B5 | 200 | 805 | 0 | 88.79 | 79.88 | 0.01 | 0
2025 | MISO_MI_2_MISO_WUMS | MISO_MI | MISO_WUMS | Internal | Summer | B6 | 300 | 805 | 0.04 | 74.98 | 74.96 | 0.01 | 0
2025 | MISO_MI_2_MISO_WUMS | MISO_MI | MISO_WUMS | Internal | Summer | B7 | 400 | 805 | 0.02 | 69.12 | 69.1 | 0.01 | 0
2025 | MISO_MI_2_MISO_WUMS | MISO_MI | MISO_WUMS | Internal | Summer | B8 | 500 | 805 | 0 | 65.83 | 63.89 | 0.01 | 0
2025 | MISO_MI_2_MISO_WUMS | MISO_MI | MISO_WUMS | Internal | Summer | B9 | 800 | 805 | 0 | 63.1 | 61.21 | 0.01 | 0
2025 | MISO_MI_2_MISO_WUMS | MISO_MI | MISO_WUMS | Internal | Summer | B10 | 1262 | 805 | 0 | 54.45 | 53.47 | 0.01 | 0
2025 | MISO_MI_2_MISO_WUMS | MISO_MI | MISO_WUMS | Internal | Winter | B16 | 25 | 805 | 0 | 75.99 | 65.46 | 0.01 | 0
2025 | MISO_MI_2_MISO_WUMS | MISO_MI | MISO_WUMS | Internal | Winter | B17 | 100 | 805 | 0 | 69.33 | 65.42 | 0.01 | 0
2025 | MISO_MI_2_MISO_WUMS | MISO_MI | MISO_WUMS | Internal | Winter | B18 | 400 | 805 | 0.02 | 67.7 | 67.67 | 0.01 | 0
2025 | MISO_MI_2_MISO_WUMS | MISO_MI | MISO_WUMS | Internal | Winter | B19 | 700 | 805 | 0.01 | 65.89 | 65.86 | 0.01 | 0
2025 | MISO_MI_2_MISO_WUMS | MISO_MI | MISO_WUMS | Internal | Winter | B20 | 935 | 805 | 0 | 58.27 | 57.6 | 0.01 | 0
2025 | MISO_MI_2_PJM_ROR | MISO_MI | PJM_ROR | Internal | Shoulder | B11 | 25 | 1424 | 0.77 | 72.11 | 74.1 | 2 | 0
2025 | MISO_MI_2_PJM_ROR | MISO_MI | PJM_ROR | Internal | Shoulder | B12 | 200 | 1424 | 0.11 | 66.87 | 68.86 | 2 | 0
2025 | MISO_MI_2_PJM_ROR | MISO_MI | PJM_ROR | Internal | Shoulder | B13 | 600 | 1424 | 0 | 65.74 | 67.37 | 2 | 0
2025 | MISO_MI_2_PJM_ROR | MISO_MI | PJM_ROR | Internal | Shoulder | B14 | 900 | 1424 | 0 | 63.1 | 64.69 | 2 | 0
2025 | MISO_MI_2_PJM_ROR | MISO_MI | PJM_ROR | Internal | Shoulder | B15 | 1203 | 1424 | 0 | 55.46 | 56.22 | 2 | 0
2025 | MISO_MI_2_PJM_ROR | MISO_MI | PJM_ROR | Internal | Summer | B1 | 10 | 1424 | 1.97 | 101.09 | 103.08 | 2 | 0
2025 | MISO_MI_2_PJM_ROR | MISO_MI | PJM_ROR | Internal | Summer | B2 | 25 | 1424 | 0.01 | 100.6 | 101.74 | 2 | 0
2025 | MISO_MI_2_PJM_ROR | MISO_MI | PJM_ROR | Internal | Summer | B3 | 75 | 1424 | 0 | 100.6 | 101.74 | 2 | 0
2025 | MISO_MI_2_PJM_ROR | MISO_MI | PJM_ROR | Internal | Summer | B4 | 100 | 1424 | 0.2 | 96.75 | 98.74 | 2 | 0
2025 | MISO_MI_2_PJM_ROR | MISO_MI | PJM_ROR | Internal | Summer | B5 | 200 | 1424 | 0.13 | 88.79 | 90.78 | 2 | 0
2025 | MISO_MI_2_PJM_ROR | MISO_MI | PJM_ROR | Internal | Summer | B6 | 300 | 1424 | 0.08 | 74.98 | 76.96 | 2 | 0
2025 | MISO_MI_2_PJM_ROR | MISO_MI | PJM_ROR | Internal | Summer | B7 | 400 | 1424 | 0.06 | 69.12 | 71.11 | 2 | 0
2025 | MISO_MI_2_PJM_ROR | MISO_MI | PJM_ROR | Internal | Summer | B8 | 500 | 1424 | 0 | 65.83 | 65.9 | 2 | 0
2025 | MISO_MI_2_PJM_ROR | MISO_MI | PJM_ROR | Internal | Summer | B9 | 800 | 1424 | 0 | 63.1 | 63.21 | 2 | 0
2025 | MISO_MI_2_PJM_ROR | MISO_MI | PJM_ROR | Internal | Summer | B10 | 1262 | 1424 | 0 | 54.45 | 55.46 | 2 | 0
2025 | MISO_MI_2_PJM_ROR | MISO_MI | PJM_ROR | Internal | Winter | B16 | 25 | 1424 | 0.91 | 75.99 | 77.98 | 2 | 0
2025 | MISO_MI_2_PJM_ROR | MISO_MI | PJM_ROR | Internal | Winter | B17 | 100 | 1424 | 215.49 | 69.33 | 71.33 | 2 | 0
2025 | MISO_MI_2_PJM_ROR | MISO_MI | PJM_ROR | Internal | Winter | B18 | 400 | 1424 | 0.03 | 67.7 | 69.67 | 2 | 0
2025 | MISO_MI_2_PJM_ROR | MISO_MI | PJM_ROR | Internal | Winter | B19 | 700 | 1424 | 402.77 | 65.89 | 67.89 | 2 | 0
2025 | MISO_MI_2_PJM_ROR | MISO_MI | PJM_ROR | Internal | Winter | B20 | 935 | 1424 | 0 | 58.27 | 59.6 | 2 | 0
2025 | MISO_MO-IL_2_ENT | MISO_MO-IL | ENT | Internal | Shoulder | B11 | 25 | 2540 | 0 | 72.11 | 72.1 | 8 | 0
2025 | MISO_MO-IL_2_ENT | MISO_MO-IL | ENT | Internal | Shoulder | B12 | 200 | 2540 | 0 | 65.95 | 65.94 | 8 | 0
2025 | MISO_MO-IL_2_ENT | MISO_MO-IL | ENT | Internal | Shoulder | B13 | 600 | 2540 | 0 | 65.38 | 65.38 | 8 | 0
2025 | MISO_MO-IL_2_ENT | MISO_MO-IL | ENT | Internal | Shoulder | B14 | 900 | 2540 | 0 | 62.69 | 59.61 | 8 | 0
2025 | MISO_MO-IL_2_ENT | MISO_MO-IL | ENT | Internal | Shoulder | B15 | 1203 | 2540 | 0 | 54.22 | 46.22 | 8 | 0
2025 | MISO_MO-IL_2_ENT | MISO_MO-IL | ENT | Internal | Summer | B1 | 10 | 2540 | 0 | 101.09 | 69.34 | 8 | 0
2025 | MISO_MO-IL_2_ENT | MISO_MO-IL | ENT | Internal | Summer | B2 | 25 | 2540 | 0 | 100.6 | 99.74 | 8 | 0
2025 | MISO_MO-IL_2_ENT | MISO_MO-IL | ENT | Internal | Summer | B3 | 75 | 2540 | 0 | 100.6 | 100.6 | 8 | 0
2025 | MISO_MO-IL_2_ENT | MISO_MO-IL | ENT | Internal | Summer | B4 | 100 | 2540 | 0 | 96.75 | 96.75 | 8 | 0
2025 | MISO_MO-IL_2_ENT | MISO_MO-IL | ENT | Internal | Summer | B5 | 200 | 2540 | 0 | 88.79 | 88.79 | 8 | 0
2025 | MISO_MO-IL_2_ENT | MISO_MO-IL | ENT | Internal | Summer | B6 | 300 | 2540 | 0 | 74.98 | 75.72 | 8 | 0
2025 | MISO_MO-IL_2_ENT | MISO_MO-IL | ENT | Internal | Summer | B7 | 400 | 2540 | 0 | 69.12 | 69.45 | 8 | 0
2025 | MISO_MO-IL_2_ENT | MISO_MO-IL | ENT | Internal | Summer | B8 | 500 | 2540 | 0 | 65.83 | 66.71 | 8 | 0
2025 | MISO_MO-IL_2_ENT | MISO_MO-IL | ENT | Internal | Summer | B9 | 800 | 2540 | 0 | 63.1 | 64.48 | 8 | 0
2025 | MISO_MO-IL_2_ENT | MISO_MO-IL | ENT | Internal | Summer | B10 | 1262 | 2540 | 0 | 54.45 | 56.25 | 8 | 0
2025 | MISO_MO-IL_2_ENT | MISO_MO-IL | ENT | Internal | Winter | B16 | 25 | 2540 | 0 | 75.98 | 68.8 | 8 | 0
2025 | MISO_MO-IL_2_ENT | MISO_MO-IL | ENT | Internal | Winter | B17 | 100 | 2540 | 0 | 69.31 | 65.33 | 8 | 0
2025 | MISO_MO-IL_2_ENT | MISO_MO-IL | ENT | Internal | Winter | B18 | 400 | 2540 | 0 | 67.67 | 67.67 | 8 | 0
2025 | MISO_MO-IL_2_ENT | MISO_MO-IL | ENT | Internal | Winter | B19 | 700 | 2540 | 0 | 65.86 | 63.58 | 8 | 0
2025 | MISO_MO-IL_2_ENT | MISO_MO-IL | ENT | Internal | Winter | B20 | 935 | 2540 | 0 | 57.6 | 57.59 | 8 | 0
2025 | MISO_MO-IL_2_MISO_IN | MISO_MO-IL | MISO_IN | Internal | Shoulder | B11 | 25 | 2100 | 0.8 | 72.11 | 72.1 | 0.01 | 0
2025 | MISO_MO-IL_2_MISO_IN | MISO_MO-IL | MISO_IN | Internal | Shoulder | B12 | 200 | 2100 | 2100 | 65.95 | 66.86 | 0.01 | 0.9
2025 | MISO_MO-IL_2_MISO_IN | MISO_MO-IL | MISO_IN | Internal | Shoulder | B13 | 600 | 2100 | 2100 | 65.38 | 65.72 | 0.01 | 0.33
2025 | MISO_MO-IL_2_MISO_IN | MISO_MO-IL | MISO_IN | Internal | Shoulder | B14 | 900 | 2100 | 2100 | 62.69 | 63.09 | 0.01 | 0.39
2025 | MISO_MO-IL_2_MISO_IN | MISO_MO-IL | MISO_IN | Internal | Shoulder | B15 | 1203 | 2100 | 2100 | 54.22 | 55.45 | 0.01 | 1.22
2025 | MISO_MO-IL_2_MISO_IN | MISO_MO-IL | MISO_IN | Internal | Summer | B1 | 10 | 2100 | 1.14 | 101.09 | 101.08 | 0.01 | 0
2025 | MISO_MO-IL_2_MISO_IN | MISO_MO-IL | MISO_IN | Internal | Summer | B2 | 25 | 2100 | 0.49 | 100.6 | 100.59 | 0.01 | 0
2025 | MISO_MO-IL_2_MISO_IN | MISO_MO-IL | MISO_IN | Internal | Summer | B3 | 75 | 2100 | 0.16 | 100.6 | 100.59 | 0.01 | 0
2025 | MISO_MO-IL_2_MISO_IN | MISO_MO-IL | MISO_IN | Internal | Summer | B4 | 100 | 2100 | 0.12 | 96.75 | 96.74 | 0.01 | 0
2025 | MISO_MO-IL_2_MISO_IN | MISO_MO-IL | MISO_IN | Internal | Summer | B5 | 200 | 2100 | 0.06 | 88.79 | 88.78 | 0.01 | 0
2025 | MISO_MO-IL_2_MISO_IN | MISO_MO-IL | MISO_IN | Internal | Summer | B6 | 300 | 2100 | 0.04 | 74.98 | 74.96 | 0.01 | 0
2025 | MISO_MO-IL_2_MISO_IN | MISO_MO-IL | MISO_IN | Internal | Summer | B7 | 400 | 2100 | 0.03 | 69.12 | 69.11 | 0.01 | 0
2025 | MISO_MO-IL_2_MISO_IN | MISO_MO-IL | MISO_IN | Internal | Summer | B8 | 500 | 2100 | 0.03 | 65.83 | 65.82 | 0.01 | 0
2025 | MISO_MO-IL_2_MISO_IN | MISO_MO-IL | MISO_IN | Internal | Summer | B9 | 800 | 2100 | 0.02 | 63.1 | 63.09 | 0.01 | 0
2025 | MISO_MO-IL_2_MISO_IN | MISO_MO-IL | MISO_IN | Internal | Summer | B10 | 1262 | 2100 | 0.01 | 54.45 | 54.44 | 0.01 | 0
2025 | MISO_MO-IL_2_MISO_IN | MISO_MO-IL | MISO_IN | Internal | Winter | B16 | 25 | 2100 | 1.25 | 75.98 | 75.98 | 0.01 | 0
2025 | MISO_MO-IL_2_MISO_IN | MISO_MO-IL | MISO_IN | Internal | Winter | B17 | 100 | 2100 | 2050.28 | 69.31 | 69.32 | 0.01 | 0
2025 | MISO_MO-IL_2_MISO_IN | MISO_MO-IL | MISO_IN | Internal | Winter | B18 | 400 | 2100 | 1264.25 | 67.67 | 67.68 | 0.01 | 0
2025 | MISO_MO-IL_2_MISO_IN | MISO_MO-IL | MISO_IN | Internal | Winter | B19 | 700 | 2100 | 1765.98 | 65.86 | 65.88 | 0.01 | 0
2025 | MISO_MO-IL_2_MISO_IN | MISO_MO-IL | MISO_IN | Internal | Winter | B20 | 935 | 2100 | 2100 | 57.6 | 58.26 | 0.01 | 0.65
2025 | MISO_MO-IL_2_MISO_W | MISO_MO-IL | MISO_W | Internal | Shoulder | B11 | 25 | 1082 | 0.43 | 72.11 | 72.1 | 0.01 | 0
2025 | MISO_MO-IL_2_MISO_W | MISO_MO-IL | MISO_W | Internal | Shoulder | B12 | 200 | 1082 | 0.05 | 65.95 | 65.94 | 0.01 | 0
2025 | MISO_MO-IL_2_MISO_W | MISO_MO-IL | MISO_W | Internal | Shoulder | B13 | 600 | 1082 | 0.02 | 65.38 | 65.37 | 0.01 | 0
2025 | MISO_MO-IL_2_MISO_W | MISO_MO-IL | MISO_W | Internal | Shoulder | B14 | 900 | 1082 | 0 | 62.69 | 62.64 | 0.01 | 0
2025 | MISO_MO-IL_2_MISO_W | MISO_MO-IL | MISO_W | Internal | Shoulder | B15 | 1203 | 1082 | 0 | 54.22 | 28.7 | 0.01 | 0
2025 | MISO_MO-IL_2_MISO_W | MISO_MO-IL | MISO_W | Internal | Summer | B1 | 10 | 1082 | 1.04 | 101.09 | 101.08 | 0.01 | 0
2025 | MISO_MO-IL_2_MISO_W | MISO_MO-IL | MISO_W | Internal | Summer | B2 | 25 | 1082 | 0.01 | 100.6 | 99.74 | 0.01 | 0
2025 | MISO_MO-IL_2_MISO_W | MISO_MO-IL | MISO_W | Internal | Summer | B3 | 75 | 1082 | 0 | 100.6 | 99.74 | 0.01 | 0
2025 | MISO_MO-IL_2_MISO_W | MISO_MO-IL | MISO_W | Internal | Summer | B4 | 100 | 1082 | 0.1 | 96.75 | 96.74 | 0.01 | 0
2025 | MISO_MO-IL_2_MISO_W | MISO_MO-IL | MISO_W | Internal | Summer | B5 | 200 | 1082 | 0.06 | 88.79 | 88.78 | 0.01 | 0
2025 | MISO_MO-IL_2_MISO_W | MISO_MO-IL | MISO_W | Internal | Summer | B6 | 300 | 1082 | 0.04 | 74.98 | 74.96 | 0.01 | 0
2025 | MISO_MO-IL_2_MISO_W | MISO_MO-IL | MISO_W | Internal | Summer | B7 | 400 | 1082 | 0.03 | 69.12 | 69.11 | 0.01 | 0
2025 | MISO_MO-IL_2_MISO_W | MISO_MO-IL | MISO_W | Internal | Summer | B8 | 500 | 1082 | 0 | 65.83 | 63.9 | 0.01 | 0
2025 | MISO_MO-IL_2_MISO_W | MISO_MO-IL | MISO_W | Internal | Summer | B9 | 800 | 1082 | 0 | 63.1 | 61.21 | 0.01 | 0
2025 | MISO_MO-IL_2_MISO_W | MISO_MO-IL | MISO_W | Internal | Summer | B10 | 1262 | 1082 | 0 | 54.45 | 53.46 | 0.01 | 0
2025 | MISO_MO-IL_2_MISO_W | MISO_MO-IL | MISO_W | Internal | Winter | B16 | 25 | 1082 | 0 | 75.98 | 56.8 | 0.01 | 0
2025 | MISO_MO-IL_2_MISO_W | MISO_MO-IL | MISO_W | Internal | Winter | B17 | 100 | 1082 | 0 | 69.31 | 58.99 | 0.01 | 0
2025 | MISO_MO-IL_2_MISO_W | MISO_MO-IL | MISO_W | Internal | Winter | B18 | 400 | 1082 | 0.03 | 67.67 | 67.66 | 0.01 | 0
2025 | MISO_MO-IL_2_MISO_W | MISO_MO-IL | MISO_W | Internal | Winter | B19 | 700 | 1082 | 0.02 | 65.86 | 65.85 | 0.01 | 0
2025 | MISO_MO-IL_2_MISO_W | MISO_MO-IL | MISO_W | Internal | Winter | B20 | 935 | 1082 | 0.01 | 57.6 | 57.59 | 0.01 | 0
2025 | MISO_MO-IL_2_PJM_ROR | MISO_MO-IL | PJM_ROR | Internal | Shoulder | B11 | 25 | 1212 | 0.84 | 72.11 | 74.1 | 2 | 0
2025 | MISO_MO-IL_2_PJM_ROR | MISO_MO-IL | PJM_ROR | Internal | Shoulder | B12 | 200 | 1212 | 1212 | 65.95 | 68.86 | 2 | 0.91
2025 | MISO_MO-IL_2_PJM_ROR | MISO_MO-IL | PJM_ROR | Internal | Shoulder | B13 | 600 | 1212 | 0.04 | 65.38 | 67.37 | 2 | 0
2025 | MISO_MO-IL_2_PJM_ROR | MISO_MO-IL | PJM_ROR | Internal | Shoulder | B14 | 900 | 1212 | 466.81 | 62.69 | 64.69 | 2 | 0
2025 | MISO_MO-IL_2_PJM_ROR | MISO_MO-IL | PJM_ROR | Internal | Shoulder | B15 | 1203 | 1212 | 1123.38 | 54.22 | 56.22 | 2 | 0
2025 | MISO_MO-IL_2_PJM_ROR | MISO_MO-IL | PJM_ROR | Internal | Summer | B1 | 10 | 1212 | 2.01 | 101.09 | 103.08 | 2 | 0
2025 | MISO_MO-IL_2_PJM_ROR | MISO_MO-IL | PJM_ROR | Internal | Summer | B2 | 25 | 1212 | 0.01 | 100.6 | 101.74 | 2 | 0
2025 | MISO_MO-IL_2_PJM_ROR | MISO_MO-IL | PJM_ROR | Internal | Summer | B3 | 75 | 1212 | 0 | 100.6 | 101.74 | 2 | 0
2025 | MISO_MO-IL_2_PJM_ROR | MISO_MO-IL | PJM_ROR | Internal | Summer | B4 | 100 | 1212 | 0.2 | 96.75 | 98.74 | 2 | 0
2025 | MISO_MO-IL_2_PJM_ROR | MISO_MO-IL | PJM_ROR | Internal | Summer | B5 | 200 | 1212 | 0.12 | 88.79 | 90.78 | 2 | 0
2025 | MISO_MO-IL_2_PJM_ROR | MISO_MO-IL | PJM_ROR | Internal | Summer | B6 | 300 | 1212 | 0.08 | 74.98 | 76.96 | 2 | 0
2025 | MISO_MO-IL_2_PJM_ROR | MISO_MO-IL | PJM_ROR | Internal | Summer | B7 | 400 | 1212 | 0.06 | 69.12 | 71.11 | 2 | 0
2025 | MISO_MO-IL_2_PJM_ROR | MISO_MO-IL | PJM_ROR | Internal | Summer | B8 | 500 | 1212 | 0 | 65.83 | 65.9 | 2 | 0
2025 | MISO_MO-IL_2_PJM_ROR | MISO_MO-IL | PJM_ROR | Internal | Summer | B9 | 800 | 1212 | 0 | 63.1 | 63.21 | 2 | 0
2025 | MISO_MO-IL_2_PJM_ROR | MISO_MO-IL | PJM_ROR | Internal | Summer | B10 | 1262 | 1212 | 0 | 54.45 | 55.46 | 2 | 0
2025 | MISO_MO-IL_2_PJM_ROR | MISO_MO-IL | PJM_ROR | Internal | Winter | B16 | 25 | 1212 | 1057.71 | 75.98 | 77.98 | 2 | 0
2025 | MISO_MO-IL_2_PJM_ROR | MISO_MO-IL | PJM_ROR | Internal | Winter | B17 | 100 | 1212 | 1211.91 | 69.31 | 71.33 | 2 | 0.02
2025 | MISO_MO-IL_2_PJM_ROR | MISO_MO-IL | PJM_ROR | Internal | Winter | B18 | 400 | 1212 | 891.68 | 67.67 | 69.67 | 2 | 0
2025 | MISO_MO-IL_2_PJM_ROR | MISO_MO-IL | PJM_ROR | Internal | Winter | B19 | 700 | 1212 | 1211.98 | 65.86 | 67.89 | 2 | 0.02
2025 | MISO_MO-IL_2_PJM_ROR | MISO_MO-IL | PJM_ROR | Internal | Winter | B20 | 935 | 1212 | 1033.38 | 57.6 | 59.6 | 2 | 0
2025 | MISO_MO-IL_2_SPP_N | MISO_MO-IL | SPP_N | Internal | Shoulder | B11 | 25 | 4019 | 0 | 72.11 | 67.1 | 8 | 0
2025 | MISO_MO-IL_2_SPP_N | MISO_MO-IL | SPP_N | Internal | Shoulder | B12 | 200 | 4019 | 0 | 65.95 | 60.94 | 8 | 0
2025 | MISO_MO-IL_2_SPP_N | MISO_MO-IL | SPP_N | Internal | Shoulder | B13 | 600 | 4019 | 0 | 65.38 | 60.38 | 8 | 0
2025 | MISO_MO-IL_2_SPP_N | MISO_MO-IL | SPP_N | Internal | Shoulder | B14 | 900 | 4019 | 0 | 62.69 | 54.61 | 8 | 0
2025 | MISO_MO-IL_2_SPP_N | MISO_MO-IL | SPP_N | Internal | Shoulder | B15 | 1203 | 4019 | 0 | 54.22 | 16.71 | 8 | 0
2025 | MISO_MO-IL_2_SPP_N | MISO_MO-IL | SPP_N | Internal | Summer | B1 | 10 | 4019 | 0 | 101.09 | 64.34 | 8 | 0
2025 | MISO_MO-IL_2_SPP_N | MISO_MO-IL | SPP_N | Internal | Summer | B2 | 25 | 4019 | 0 | 100.6 | 94.74 | 8 | 0
2025 | MISO_MO-IL_2_SPP_N | MISO_MO-IL | SPP_N | Internal | Summer | B3 | 75 | 4019 | 0 | 100.6 | 95.6 | 8 | 0
2025 | MISO_MO-IL_2_SPP_N | MISO_MO-IL | SPP_N | Internal | Summer | B4 | 100 | 4019 | 0 | 96.75 | 91.75 | 8 | 0
2025 | MISO_MO-IL_2_SPP_N | MISO_MO-IL | SPP_N | Internal | Summer | B5 | 200 | 4019 | 0 | 88.79 | 83.79 | 8 | 0
2025 | MISO_MO-IL_2_SPP_N | MISO_MO-IL | SPP_N | Internal | Summer | B6 | 300 | 4019 | 0 | 74.98 | 70.72 | 8 | 0
2025 | MISO_MO-IL_2_SPP_N | MISO_MO-IL | SPP_N | Internal | Summer | B7 | 400 | 4019 | 0 | 69.12 | 64.45 | 8 | 0
2025 | MISO_MO-IL_2_SPP_N | MISO_MO-IL | SPP_N | Internal | Summer | B8 | 500 | 4019 | 0 | 65.83 | 61.71 | 8 | 0
2025 | MISO_MO-IL_2_SPP_N | MISO_MO-IL | SPP_N | Internal | Summer | B9 | 800 | 4019 | 0 | 63.1 | 59.48 | 8 | 0
2025 | MISO_MO-IL_2_SPP_N | MISO_MO-IL | SPP_N | Internal | Summer | B10 | 1262 | 4019 | 0 | 54.45 | 51.25 | 8 | 0
2025 | MISO_MO-IL_2_SPP_N | MISO_MO-IL | SPP_N | Internal | Winter | B16 | 25 | 4019 | 0 | 75.98 | 63.8 | 8 | 0
2025 | MISO_MO-IL_2_SPP_N | MISO_MO-IL | SPP_N | Internal | Winter | B17 | 100 | 4019 | 0 | 69.31 | 60.33 | 8 | 0
2025 | MISO_MO-IL_2_SPP_N | MISO_MO-IL | SPP_N | Internal | Winter | B18 | 400 | 4019 | 0 | 67.67 | 62.67 | 8 | 0
2025 | MISO_MO-IL_2_SPP_N | MISO_MO-IL | SPP_N | Internal | Winter | B19 | 700 | 4019 | 0 | 65.86 | 58.58 | 8 | 0
2025 | MISO_MO-IL_2_SPP_N | MISO_MO-IL | SPP_N | Internal | Winter | B20 | 935 | 4019 | 0 | 57.6 | 52.59 | 8 | 0
2025 | MISO_MO-IL_2_TVA_Transmission | MISO_MO-IL | TVA_Transmission | Internal | Shoulder | B11 | 25 | 4000 | 3.58 | 72.11 | 80.11 | 8 | 0
2025 | MISO_MO-IL_2_TVA_Transmission | MISO_MO-IL | TVA_Transmission | Internal | Shoulder | B12 | 200 | 4000 | 0 | 65.95 | 71.91 | 8 | 0
2025 | MISO_MO-IL_2_TVA_Transmission | MISO_MO-IL | TVA_Transmission | Internal | Shoulder | B13 | 600 | 4000 | 0 | 65.38 | 69.86 | 8 | 0
2025 | MISO_MO-IL_2_TVA_Transmission | MISO_MO-IL | TVA_Transmission | Internal | Shoulder | B14 | 900 | 4000 | 0 | 62.69 | 67.61 | 8 | 0
2025 | MISO_MO-IL_2_TVA_Transmission | MISO_MO-IL | TVA_Transmission | Internal | Shoulder | B15 | 1203 | 4000 | 1094.02 | 54.22 | 62.22 | 8 | 0
2025 | MISO_MO-IL_2_TVA_Transmission | MISO_MO-IL | TVA_Transmission | Internal | Summer | B1 | 10 | 4000 | 2.18 | 101.09 | 109.08 | 8 | 0
2025 | MISO_MO-IL_2_TVA_Transmission | MISO_MO-IL | TVA_Transmission | Internal | Summer | B2 | 25 | 4000 | 0.01 | 100.6 | 107.74 | 8 | 0
2025 | MISO_MO-IL_2_TVA_Transmission | MISO_MO-IL | TVA_Transmission | Internal | Summer | B3 | 75 | 4000 | 0 | 100.6 | 107.74 | 8 | 0
2025 | MISO_MO-IL_2_TVA_Transmission | MISO_MO-IL | TVA_Transmission | Internal | Summer | B4 | 100 | 4000 | 0.2 | 96.75 | 104.74 | 8 | 0
2025 | MISO_MO-IL_2_TVA_Transmission | MISO_MO-IL | TVA_Transmission | Internal | Summer | B5 | 200 | 4000 | 184.59 | 88.79 | 96.79 | 8 | 0
2025 | MISO_MO-IL_2_TVA_Transmission | MISO_MO-IL | TVA_Transmission | Internal | Summer | B6 | 300 | 4000 | 0 | 74.98 | 82.29 | 8 | 0
2025 | MISO_MO-IL_2_TVA_Transmission | MISO_MO-IL | TVA_Transmission | Internal | Summer | B7 | 400 | 4000 | 0.06 | 69.12 | 77.11 | 8 | 0
2025 | MISO_MO-IL_2_TVA_Transmission | MISO_MO-IL | TVA_Transmission | Internal | Summer | B8 | 500 | 4000 | 0 | 65.83 | 70.39 | 8 | 0
2025 | MISO_MO-IL_2_TVA_Transmission | MISO_MO-IL | TVA_Transmission | Internal | Summer | B9 | 800 | 4000 | 0 | 63.1 | 69.04 | 8 | 0
2025 | MISO_MO-IL_2_TVA_Transmission | MISO_MO-IL | TVA_Transmission | Internal | Summer | B10 | 1262 | 4000 | 0 | 54.45 | 61.46 | 8 | 0
2025 | MISO_MO-IL_2_TVA_Transmission | MISO_MO-IL | TVA_Transmission | Internal | Winter | B16 | 25 | 4000 | 2705.66 | 75.98 | 83.98 | 8 | 0
2025 | MISO_MO-IL_2_TVA_Transmission | MISO_MO-IL | TVA_Transmission | Internal | Winter | B17 | 100 | 4000 | 0 | 69.31 | 73.32 | 8 | 0
2025 | MISO_MO-IL_2_TVA_Transmission | MISO_MO-IL | TVA_Transmission | Internal | Winter | B18 | 400 | 4000 | 0 | 67.67 | 72.56 | 8 | 0
2025 | MISO_MO-IL_2_TVA_Transmission | MISO_MO-IL | TVA_Transmission | Internal | Winter | B19 | 700 | 4000 | 0 | 65.86 | 70.85 | 8 | 0
2025 | MISO_MO-IL_2_TVA_Transmission | MISO_MO-IL | TVA_Transmission | Internal | Winter | B20 | 935 | 4000 | 0.02 | 57.6 | 65.59 | 8 | 0
2025 | MISO_W_2_IESO | MISO_W | IESO | Internal | Shoulder | B11 | 25 | 157 | 0 | 72.1 | 48.46 | 8 | 0
2025 | MISO_W_2_IESO | MISO_W | IESO | Internal | Shoulder | B12 | 200 | 157 | 0 | 65.94 | 48.46 | 8 | 0
2025 | MISO_W_2_IESO | MISO_W | IESO | Internal | Shoulder | B13 | 600 | 157 | 0 | 65.37 | 48.46 | 8 | 0
2025 | MISO_W_2_IESO | MISO_W | IESO | Internal | Shoulder | B14 | 900 | 157 | 0 | 62.64 | 48.46 | 8 | 0
2025 | MISO_W_2_IESO | MISO_W | IESO | Internal | Shoulder | B15 | 1203 | 157 | 157 | 28.7 | 48.46 | 8 | 11.77
2025 | MISO_W_2_IESO | MISO_W | IESO | Internal | Summer | B1 | 10 | 157 | 0 | 101.08 | 88.09 | 8 | 0
2025 | MISO_W_2_IESO | MISO_W | IESO | Internal | Summer | B2 | 25 | 157 | 0 | 99.74 | 85.19 | 8 | 0
2025 | MISO_W_2_IESO | MISO_W | IESO | Internal | Summer | B3 | 75 | 157 | 0 | 99.74 | 74.92 | 8 | 0
2025 | MISO_W_2_IESO | MISO_W | IESO | Internal | Summer | B4 | 100 | 157 | 0 | 96.74 | 54.02 | 8 | 0
2025 | MISO_W_2_IESO | MISO_W | IESO | Internal | Summer | B5 | 200 | 157 | 0 | 88.78 | 54.02 | 8 | 0
2025 | MISO_W_2_IESO | MISO_W | IESO | Internal | Summer | B6 | 300 | 157 | 0 | 74.96 | 46.94 | 8 | 0
2025 | MISO_W_2_IESO | MISO_W | IESO | Internal | Summer | B7 | 400 | 157 | 0 | 69.11 | 46.94 | 8 | 0
2025 | MISO_W_2_IESO | MISO_W | IESO | Internal | Summer | B8 | 500 | 157 | 0 | 63.9 | 46.94 | 8 | 0
2025 | MISO_W_2_IESO | MISO_W | IESO | Internal | Summer | B9 | 800 | 157 | 0 | 61.21 | 46.94 | 8 | 0
2025 | MISO_W_2_IESO | MISO_W | IESO | Internal | Summer | B10 | 1262 | 157 | 0 | 53.46 | 46.94 | 8 | 0
2025 | MISO_W_2_IESO | MISO_W | IESO | Internal | Winter | B16 | 25 | 157 | 0 | 56.8 | 51.27 | 8 | 0
2025 | MISO_W_2_IESO | MISO_W | IESO | Internal | Winter | B17 | 100 | 157 | 0 | 58.99 | 51.27 | 8 | 0
2025 | MISO_W_2_IESO | MISO_W | IESO | Internal | Winter | B18 | 400 | 157 | 0 | 67.66 | 51.27 | 8 | 0
2025 | MISO_W_2_IESO | MISO_W | IESO | Internal | Winter | B19 | 700 | 157 | 0 | 65.85 | 51.27 | 8 | 0
2025 | MISO_W_2_IESO | MISO_W | IESO | Internal | Winter | B20 | 935 | 157 | 0 | 57.59 | 51.27 | 8 | 0
2025 | MISO_W_2_MAPP_CA | MISO_W | MAPP_CA | Internal | Shoulder | B11 | 25 | 700 | 0 | 72.1 | 57.74 | 0.01 | 0
2025 | MISO_W_2_MAPP_CA | MISO_W | MAPP_CA | Internal | Shoulder | B12 | 200 | 700 | 0 | 65.94 | 57.74 | 0.01 | 0
2025 | MISO_W_2_MAPP_CA | MISO_W | MAPP_CA | Internal | Shoulder | B13 | 600 | 700 | 0 | 65.37 | 57.74 | 0.01 | 0
2025 | MISO_W_2_MAPP_CA | MISO_W | MAPP_CA | Internal | Shoulder | B14 | 900 | 700 | 0 | 62.64 | 57.74 | 0.01 | 0
2025 | MISO_W_2_MAPP_CA | MISO_W | MAPP_CA | Internal | Shoulder | B15 | 1203 | 700 | 700 | 28.7 | 57.74 | 0.01 | 29.03
2025 | MISO_W_2_MAPP_CA | MISO_W | MAPP_CA | Internal | Summer | B1 | 10 | 700 | 0 | 101.08 | 87.08 | 0.01 | 0
2025 | MISO_W_2_MAPP_CA | MISO_W | MAPP_CA | Internal | Summer | B2 | 25 | 700 | 0 | 99.74 | 85.74 | 0.01 | 0
2025 | MISO_W_2_MAPP_CA | MISO_W | MAPP_CA | Internal | Summer | B3 | 75 | 700 | 0 | 99.74 | 81.92 | 0.01 | 0
2025 | MISO_W_2_MAPP_CA | MISO_W | MAPP_CA | Internal | Summer | B4 | 100 | 700 | 0 | 96.74 | 61.02 | 0.01 | 0
2025 | MISO_W_2_MAPP_CA | MISO_W | MAPP_CA | Internal | Summer | B5 | 200 | 700 | 0 | 88.78 | 63.6 | 0.01 | 0
2025 | MISO_W_2_MAPP_CA | MISO_W | MAPP_CA | Internal | Summer | B6 | 300 | 700 | 0 | 74.96 | 54.62 | 0.01 | 0
2025 | MISO_W_2_MAPP_CA | MISO_W | MAPP_CA | Internal | Summer | B7 | 400 | 700 | 0 | 69.11 | 54.62 | 0.01 | 0
2025 | MISO_W_2_MAPP_CA | MISO_W | MAPP_CA | Internal | Summer | B8 | 500 | 700 | 0 | 63.9 | 54.62 | 0.01 | 0
2025 | MISO_W_2_MAPP_CA | MISO_W | MAPP_CA | Internal | Summer | B9 | 800 | 700 | 0 | 61.21 | 54.62 | 0.01 | 0
2025 | MISO_W_2_MAPP_CA | MISO_W | MAPP_CA | Internal | Summer | B10 | 1262 | 700 | 700 | 53.46 | 54.62 | 0.01 | 1.15
2025 | MISO_W_2_MAPP_CA | MISO_W | MAPP_CA | Internal | Winter | B16 | 25 | 700 | 700 | 56.8 | 59.14 | 0.01 | 2.32
2025 | MISO_W_2_MAPP_CA | MISO_W | MAPP_CA | Internal | Winter | B17 | 100 | 700 | 699.98 | 58.99 | 59.14 | 0.01 | 0.14
2025 | MISO_W_2_MAPP_CA | MISO_W | MAPP_CA | Internal | Winter | B18 | 400 | 700 | 0.03 | 67.66 | 67.65 | 0.01 | 0
2025 | MISO_W_2_MAPP_CA | MISO_W | MAPP_CA | Internal | Winter | B19 | 700 | 700 | 0.02 | 65.85 | 65.84 | 0.01 | 0
2025 | MISO_W_2_MAPP_CA | MISO_W | MAPP_CA | Internal | Winter | B20 | 935 | 700 | 700 | 57.59 | 59.14 | 0.01 | 1.54
2025 | MISO_W_2_MAPP_US | MISO_W | MAPP_US | Internal | Shoulder | B11 | 25 | 2300 | 0 | 72.1 | 65.1 | 7 | 0
2025 | MISO_W_2_MAPP_US | MISO_W | MAPP_US | Internal | Shoulder | B12 | 200 | 2300 | 0 | 65.94 | 58.94 | 7 | 0
2025 | MISO_W_2_MAPP_US | MISO_W | MAPP_US | Internal | Shoulder | B13 | 600 | 2300 | 0 | 65.37 | 58.37 | 7 | 0
2025 | MISO_W_2_MAPP_US | MISO_W | MAPP_US | Internal | Shoulder | B14 | 900 | 2300 | 0 | 62.64 | 55.64 | 7 | 0
2025 | MISO_W_2_MAPP_US | MISO_W | MAPP_US | Internal | Shoulder | B15 | 1203 | 2300 | 0 | 28.7 | 21.7 | 7 | 0
2025 | MISO_W_2_MAPP_US | MISO_W | MAPP_US | Internal | Summer | B1 | 10 | 2300 | 0 | 101.08 | 94.08 | 7 | 0
2025 | MISO_W_2_MAPP_US | MISO_W | MAPP_US | Internal | Summer | B2 | 25 | 2300 | 0 | 99.74 | 92.74 | 7 | 0
2025 | MISO_W_2_MAPP_US | MISO_W | MAPP_US | Internal | Summer | B3 | 75 | 2300 | 0 | 99.74 | 92.74 | 7 | 0
2025 | MISO_W_2_MAPP_US | MISO_W | MAPP_US | Internal | Summer | B4 | 100 | 2300 | 0 | 96.74 | 89.74 | 7 | 0
2025 | MISO_W_2_MAPP_US | MISO_W | MAPP_US | Internal | Summer | B5 | 200 | 2300 | 0 | 88.78 | 81.78 | 7 | 0
2025 | MISO_W_2_MAPP_US | MISO_W | MAPP_US | Internal | Summer | B6 | 300 | 2300 | 0 | 74.96 | 67.96 | 7 | 0
2025 | MISO_W_2_MAPP_US | MISO_W | MAPP_US | Internal | Summer | B7 | 400 | 2300 | 0 | 69.11 | 62.11 | 7 | 0
2025 | MISO_W_2_MAPP_US | MISO_W | MAPP_US | Internal | Summer | B8 | 500 | 2300 | 0 | 63.9 | 56.9 | 7 | 0
2025 | MISO_W_2_MAPP_US | MISO_W | MAPP_US | Internal | Summer | B9 | 800 | 2300 | 0 | 61.21 | 54.21 | 7 | 0
2025 | MISO_W_2_MAPP_US | MISO_W | MAPP_US | Internal | Summer | B10 | 1262 | 2300 | 0 | 53.46 | 46.46 | 7 | 0
2025 | MISO_W_2_MAPP_US | MISO_W | MAPP_US | Internal | Winter | B16 | 25 | 2300 | 0 | 56.8 | 49.8 | 7 | 0
2025 | MISO_W_2_MAPP_US | MISO_W | MAPP_US | Internal | Winter | B17 | 100 | 2300 | 0 | 58.99 | 57.39 | 7 | 0
2025 | MISO_W_2_MAPP_US | MISO_W | MAPP_US | Internal | Winter | B18 | 400 | 2300 | 0 | 67.66 | 60.66 | 7 | 0
2025 | MISO_W_2_MAPP_US | MISO_W | MAPP_US | Internal | Winter | B19 | 700 | 2300 | 0 | 65.85 | 58.85 | 7 | 0
2025 | MISO_W_2_MAPP_US | MISO_W | MAPP_US | Internal | Winter | B20 | 935 | 2300 | 0 | 57.59 | 52.14 | 7 | 0
2025 | MISO_W_2_MISO_MO-IL | MISO_W | MISO_MO-IL | Internal | Shoulder | B11 | 25 | 3922 | 1844.6 | 72.1 | 72.11 | 0.01 | 0
2025 | MISO_W_2_MISO_MO-IL | MISO_W | MISO_MO-IL | Internal | Shoulder | B12 | 200 | 3922 | 3872.18 | 65.94 | 65.95 | 0.01 | 0
2025 | MISO_W_2_MISO_MO-IL | MISO_W | MISO_MO-IL | Internal | Shoulder | B13 | 600 | 3922 | 3536.18 | 65.37 | 65.38 | 0.01 | 0
2025 | MISO_W_2_MISO_MO-IL | MISO_W | MISO_MO-IL | Internal | Shoulder | B14 | 900 | 3922 | 3921.99 | 62.64 | 62.69 | 0.01 | 0.04
2025 | MISO_W_2_MISO_MO-IL | MISO_W | MISO_MO-IL | Internal | Shoulder | B15 | 1203 | 3922 | 3922 | 28.7 | 54.22 | 0.01 | 25.51
2025 | MISO_W_2_MISO_MO-IL | MISO_W | MISO_MO-IL | Internal | Summer | B1 | 10 | 3922 | 1028.38 | 101.08 | 101.09 | 0.01 | 0
2025 | MISO_W_2_MISO_MO-IL | MISO_W | MISO_MO-IL | Internal | Summer | B2 | 25 | 3922 | 3921.99 | 99.74 | 100.6 | 0.01 | 0.85
2025 | MISO_W_2_MISO_MO-IL | MISO_W | MISO_MO-IL | Internal | Summer | B3 | 75 | 3922 | 3922 | 99.74 | 100.6 | 0.01 | 0.85
2025 | MISO_W_2_MISO_MO-IL | MISO_W | MISO_MO-IL | Internal | Summer | B4 | 100 | 3922 | 3765.13 | 96.74 | 96.75 | 0.01 | 0
2025 | MISO_W_2_MISO_MO-IL | MISO_W | MISO_MO-IL | Internal | Summer | B5 | 200 | 3922 | 2103.99 | 88.78 | 88.79 | 0.01 | 0
2025 | MISO_W_2_MISO_MO-IL | MISO_W | MISO_MO-IL | Internal | Summer | B6 | 300 | 3922 | 2570.32 | 74.96 | 74.98 | 0.01 | 0
2025 | MISO_W_2_MISO_MO-IL | MISO_W | MISO_MO-IL | Internal | Summer | B7 | 400 | 3922 | 3282.38 | 69.11 | 69.12 | 0.01 | 0
2025 | MISO_W_2_MISO_MO-IL | MISO_W | MISO_MO-IL | Internal | Summer | B8 | 500 | 3922 | 3922 | 63.9 | 65.83 | 0.01 | 1.92
2025 | MISO_W_2_MISO_MO-IL | MISO_W | MISO_MO-IL | Internal | Summer | B9 | 800 | 3922 | 3922 | 61.21 | 63.1 | 0.01 | 1.88
2025 | MISO_W_2_MISO_MO-IL | MISO_W | MISO_MO-IL | Internal | Summer | B10 | 1262 | 3922 | 3922 | 53.46 | 54.45 | 0.01 | 0.98
2025 | MISO_W_2_MISO_MO-IL | MISO_W | MISO_MO-IL | Internal | Winter | B16 | 25 | 3922 | 3922 | 56.8 | 75.98 | 0.01 | 19.17
2025 | MISO_W_2_MISO_MO-IL | MISO_W | MISO_MO-IL | Internal | Winter | B17 | 100 | 3922 | 3922 | 58.99 | 69.31 | 0.01 | 10.3
2025 | MISO_W_2_MISO_MO-IL | MISO_W | MISO_MO-IL | Internal | Winter | B18 | 400 | 3922 | 3779.22 | 67.66 | 67.67 | 0.01 | 0
2025 | MISO_W_2_MISO_MO-IL | MISO_W | MISO_MO-IL | Internal | Winter | B19 | 700 | 3922 | 3053.51 | 65.85 | 65.86 | 0.01 | 0
2025 | MISO_W_2_MISO_MO-IL | MISO_W | MISO_MO-IL | Internal | Winter | B20 | 935 | 3922 | 3881.37 | 57.59 | 57.6 | 0.01 | 0
2025 | MISO_W_2_MISO_WUMS | MISO_W | MISO_WUMS | Internal | Shoulder | B11 | 25 | 1667 | 0.83 | 72.1 | 72.1 | 0.01 | 0
2025 | MISO_W_2_MISO_WUMS | MISO_W | MISO_WUMS | Internal | Shoulder | B12 | 200 | 1667 | 486.11 | 65.94 | 65.95 | 0.01 | 0
2025 | MISO_W_2_MISO_WUMS | MISO_W | MISO_WUMS | Internal | Shoulder | B13 | 600 | 1667 | 0.04 | 65.37 | 65.37 | 0.01 | 0
2025 | MISO_W_2_MISO_WUMS | MISO_W | MISO_WUMS | Internal | Shoulder | B14 | 900 | 1667 | 1312.18 | 62.64 | 62.65 | 0.01 | 0
2025 | MISO_W_2_MISO_WUMS | MISO_W | MISO_WUMS | Internal | Shoulder | B15 | 1203 | 1667 | 1667 | 28.7 | 54.69 | 0.01 | 25.98
2025 | MISO_W_2_MISO_WUMS | MISO_W | MISO_WUMS | Internal | Summer | B1 | 10 | 1667 | 1.87 | 101.08 | 101.08 | 0.01 | 0
2025 | MISO_W_2_MISO_WUMS | MISO_W | MISO_WUMS | Internal | Summer | B2 | 25 | 1667 | 0.83 | 99.74 | 99.74 | 0.01 | 0
2025 | MISO_W_2_MISO_WUMS | MISO_W | MISO_WUMS | Internal | Summer | B3 | 75 | 1667 | 0.16 | 99.74 | 99.73 | 0.01 | 0
2025 | MISO_W_2_MISO_WUMS | MISO_W | MISO_WUMS | Internal | Summer | B4 | 100 | 1667 | 0.11 | 96.74 | 96.73 | 0.01 | 0
2025 | MISO_W_2_MISO_WUMS | MISO_W | MISO_WUMS | Internal | Summer | B5 | 200 | 1667 | 0 | 88.78 | 79.88 | 0.01 | 0
2025 | MISO_W_2_MISO_WUMS | MISO_W | MISO_WUMS | Internal | Summer | B6 | 300 | 1667 | 0.07 | 74.96 | 74.96 | 0.01 | 0
2025 | MISO_W_2_MISO_WUMS | MISO_W | MISO_WUMS | Internal | Summer | B7 | 400 | 1667 | 0.03 | 69.11 | 69.1 | 0.01 | 0
2025 | MISO_W_2_MISO_WUMS | MISO_W | MISO_WUMS | Internal | Summer | B8 | 500 | 1667 | 0.02 | 63.9 | 63.89 | 0.01 | 0
2025 | MISO_W_2_MISO_WUMS | MISO_W | MISO_WUMS | Internal | Summer | B9 | 800 | 1667 | 0.03 | 61.21 | 61.21 | 0.01 | 0
2025 | MISO_W_2_MISO_WUMS | MISO_W | MISO_WUMS | Internal | Summer | B10 | 1262 | 1667 | 378.36 | 53.46 | 53.47 | 0.01 | 0
2025 | MISO_W_2_MISO_WUMS | MISO_W | MISO_WUMS | Internal | Winter | B16 | 25 | 1667 | 1667 | 56.8 | 65.46 | 0.01 | 8.65
2025 | MISO_W_2_MISO_WUMS | MISO_W | MISO_WUMS | Internal | Winter | B17 | 100 | 1667 | 1667 | 58.99 | 65.42 | 0.01 | 6.41
2025 | MISO_W_2_MISO_WUMS | MISO_W | MISO_WUMS | Internal | Winter | B18 | 400 | 1667 | 702.68 | 67.66 | 67.67 | 0.01 | 0
2025 | MISO_W_2_MISO_WUMS | MISO_W | MISO_WUMS | Internal | Winter | B19 | 700 | 1667 | 465.2 | 65.85 | 65.86 | 0.01 | 0
2025 | MISO_W_2_MISO_WUMS | MISO_W | MISO_WUMS | Internal | Winter | B20 | 935 | 1667 | 730.89 | 57.59 | 57.6 | 0.01 | 0
2025 | MISO_W_2_NE | MISO_W | NE | Internal | Shoulder | B11 | 25 | 5289 | 0 | 72.1 | 67.1 | 7 | 0
2025 | MISO_W_2_NE | MISO_W | NE | Internal | Shoulder | B12 | 200 | 5289 | 0 | 65.94 | 60.93 | 7 | 0
2025 | MISO_W_2_NE | MISO_W | NE | Internal | Shoulder | B13 | 600 | 5289 | 0 | 65.37 | 60.37 | 7 | 0
2025 | MISO_W_2_NE | MISO_W | NE | Internal | Shoulder | B14 | 900 | 5289 | 0 | 62.64 | 54.59 | 7 | 0
2025 | MISO_W_2_NE | MISO_W | NE | Internal | Shoulder | B15 | 1203 | 5289 | 0 | 28.7 | 16.7 | 7 | 0
2025 | MISO_W_2_NE | MISO_W | NE | Internal | Summer | B1 | 10 | 5289 | 0 | 101.08 | 96.08 | 7 | 0
2025 | MISO_W_2_NE | MISO_W | NE | Internal | Summer | B2 | 25 | 5289 | 0 | 99.74 | 94.74 | 7 | 0
2025 | MISO_W_2_NE | MISO_W | NE | Internal | Summer | B3 | 75 | 5289 | 0 | 99.74 | 94.74 | 7 | 0
2025 | MISO_W_2_NE | MISO_W | NE | Internal | Summer | B4 | 100 | 5289 | 0 | 96.74 | 91.74 | 7 | 0
2025 | MISO_W_2_NE | MISO_W | NE | Internal | Summer | B5 | 200 | 5289 | 0 | 88.78 | 83.78 | 7 | 0
2025 | MISO_W_2_NE | MISO_W | NE | Internal | Summer | B6 | 300 | 5289 | 0 | 74.96 | 69.96 | 7 | 0
2025 | MISO_W_2_NE | MISO_W | NE | Internal | Summer | B7 | 400 | 5289 | 0 | 69.11 | 64.11 | 7 | 0
2025 | MISO_W_2_NE | MISO_W | NE | Internal | Summer | B8 | 500 | 5289 | 0 | 63.9 | 58.9 | 7 | 0
2025 | MISO_W_2_NE | MISO_W | NE | Internal | Summer | B9 | 800 | 5289 | 0 | 61.21 | 56.21 | 7 | 0
2025 | MISO_W_2_NE | MISO_W | NE | Internal | Summer | B10 | 1262 | 5289 | 0 | 53.46 | 48.46 | 7 | 0
2025 | MISO_W_2_NE | MISO_W | NE | Internal | Winter | B16 | 25 | 5289 | 0 | 56.8 | 44.8 | 7 | 0
2025 | MISO_W_2_NE | MISO_W | NE | Internal | Winter | B17 | 100 | 5289 | 0 | 58.99 | 52.39 | 7 | 0
2025 | MISO_W_2_NE | MISO_W | NE | Internal | Winter | B18 | 400 | 5289 | 0 | 67.66 | 58.57 | 7 | 0
2025 | MISO_W_2_NE | MISO_W | NE | Internal | Winter | B19 | 700 | 5289 | 0 | 65.85 | 58.57 | 7 | 0
2025 | MISO_W_2_NE | MISO_W | NE | Internal | Winter | B20 | 935 | 5289 | 0 | 57.59 | 50.8 | 7 | 0
2025 | MISO_W_2_PJM_ROR | MISO_W | PJM_ROR | Internal | Shoulder | B11 | 25 | 13193 | 9667.48 | 72.1 | 74.1 | 2 | 0
2025 | MISO_W_2_PJM_ROR | MISO_W | PJM_ROR | Internal | Shoulder | B12 | 200 | 13193 | 13193 | 65.94 | 68.86 | 2 | 0.92
2025 | MISO_W_2_PJM_ROR | MISO_W | PJM_ROR | Internal | Shoulder | B13 | 600 | 13193 | 12808.32 | 65.37 | 67.37 | 2 | 0
2025 | MISO_W_2_PJM_ROR | MISO_W | PJM_ROR | Internal | Shoulder | B14 | 900 | 13193 | 13192.99 | 62.64 | 64.69 | 2 | 0.05
2025 | MISO_W_2_PJM_ROR | MISO_W | PJM_ROR | Internal | Shoulder | B15 | 1203 | 13193 | 13193 | 28.7 | 56.22 | 2 | 25.53
2025 | MISO_W_2_PJM_ROR | MISO_W | PJM_ROR | Internal | Summer | B1 | 10 | 13193 | 7495.51 | 101.08 | 103.08 | 2 | 0
2025 | MISO_W_2_PJM_ROR | MISO_W | PJM_ROR | Internal | Summer | B2 | 25 | 13193 | 10542.8 | 99.74 | 101.74 | 2 | 0
2025 | MISO_W_2_PJM_ROR | MISO_W | PJM_ROR | Internal | Summer | B3 | 75 | 13193 | 2400.54 | 99.74 | 101.74 | 2 | 0
2025 | MISO_W_2_PJM_ROR | MISO_W | PJM_ROR | Internal | Summer | B4 | 100 | 13193 | 4273.15 | 96.74 | 98.74 | 2 | 0
2025 | MISO_W_2_PJM_ROR | MISO_W | PJM_ROR | Internal | Summer | B5 | 200 | 13193 | 6236.38 | 88.78 | 90.78 | 2 | 0
2025 | MISO_W_2_PJM_ROR | MISO_W | PJM_ROR | Internal | Summer | B6 | 300 | 13193 | 3693.43 | 74.96 | 76.96 | 2 | 0
2025 | MISO_W_2_PJM_ROR | MISO_W | PJM_ROR | Internal | Summer | B7 | 400 | 13193 | 6218.67 | 69.11 | 71.11 | 2 | 0
2025 | MISO_W_2_PJM_ROR | MISO_W | PJM_ROR | Internal | Summer | B8 | 500 | 13193 | 10796.91 | 63.9 | 65.9 | 2 | 0
2025 | MISO_W_2_PJM_ROR | MISO_W | PJM_ROR | Internal | Summer | B9 | 800 | 13193 | 7787.6 | 61.21 | 63.21 | 2 | 0
2025 | MISO_W_2_PJM_ROR | MISO_W | PJM_ROR | Internal | Summer | B10 | 1262 | 13193 | 10322.81 | 53.46 | 55.46 | 2 | 0
2025 | MISO_W_2_PJM_ROR | MISO_W | PJM_ROR | Internal | Winter | B16 | 25 | 13193 | 13193 | 56.8 | 77.98 | 2 | 19.18
2025 | MISO_W_2_PJM_ROR | MISO_W | PJM_ROR | Internal | Winter | B17 | 100 | 13193 | 13193 | 58.99 | 71.33 | 2 | 10.34
2025 | MISO_W_2_PJM_ROR | MISO_W | PJM_ROR | Internal | Winter | B18 | 400 | 13193 | 13192.94 | 67.66 | 69.67 | 2 | 0.01
2025 | MISO_W_2_PJM_ROR | MISO_W | PJM_ROR | Internal | Winter | B19 | 700 | 13193 | 13192.99 | 65.85 | 67.89 | 2 | 0.04
2025 | MISO_W_2_PJM_ROR | MISO_W | PJM_ROR | Internal | Winter | B20 | 935 | 13193 | 13192.97 | 57.59 | 59.6 | 2 | 0.01
2025 | MISO_W_2_SPP_N | MISO_W | SPP_N | Internal | Shoulder | B11 | 25 | 3537 | 0 | 72.1 | 67.1 | 7 | 0
2025 | MISO_W_2_SPP_N | MISO_W | SPP_N | Internal | Shoulder | B12 | 200 | 3537 | 0 | 65.94 | 60.94 | 7 | 0
2025 | MISO_W_2_SPP_N | MISO_W | SPP_N | Internal | Shoulder | B13 | 600 | 3537 | 0 | 65.37 | 60.38 | 7 | 0
2025 | MISO_W_2_SPP_N | MISO_W | SPP_N | Internal | Shoulder | B14 | 900 | 3537 | 0 | 62.64 | 54.61 | 7 | 0
2025 | MISO_W_2_SPP_N | MISO_W | SPP_N | Internal | Shoulder | B15 | 1203 | 3537 | 0 | 28.7 | 16.71 | 7 | 0
2025 | MISO_W_2_SPP_N | MISO_W | SPP_N | Internal | Summer | B1 | 10 | 3537 | 0 | 101.08 | 64.34 | 7 | 0
2025 | MISO_W_2_SPP_N | MISO_W | SPP_N | Internal | Summer | B2 | 25 | 3537 | 0 | 99.74 | 94.74 | 7 | 0
2025 | MISO_W_2_SPP_N | MISO_W | SPP_N | Internal | Summer | B3 | 75 | 3537 | 0 | 99.74 | 95.6 | 7 | 0
2025 | MISO_W_2_SPP_N | MISO_W | SPP_N | Internal | Summer | B4 | 100 | 3537 | 0 | 96.74 | 91.75 | 7 | 0
2025 | MISO_W_2_SPP_N | MISO_W | SPP_N | Internal | Summer | B5 | 200 | 3537 | 0 | 88.78 | 83.79 | 7 | 0
2025 | MISO_W_2_SPP_N | MISO_W | SPP_N | Internal | Summer | B6 | 300 | 3537 | 0 | 74.96 | 70.72 | 7 | 0
2025 | MISO_W_2_SPP_N | MISO_W | SPP_N | Internal | Summer | B7 | 400 | 3537 | 0 | 69.11 | 64.45 | 7 | 0
2025 | MISO_W_2_SPP_N | MISO_W | SPP_N | Internal | Summer | B8 | 500 | 3537 | 0 | 63.9 | 61.71 | 7 | 0
2025 | MISO_W_2_SPP_N | MISO_W | SPP_N | Internal | Summer | B9 | 800 | 3537 | 0 | 61.21 | 59.48 | 7 | 0
2025 | MISO_W_2_SPP_N | MISO_W | SPP_N | Internal | Summer | B10 | 1262 | 3537 | 0 | 53.46 | 51.25 | 7 | 0
2025 | MISO_W_2_SPP_N | MISO_W | SPP_N | Internal | Winter | B16 | 25 | 3537 | 2243.43 | 56.8 | 63.8 | 7 | 0
2025 | MISO_W_2_SPP_N | MISO_W | SPP_N | Internal | Winter | B17 | 100 | 3537 | 0 | 58.99 | 60.33 | 7 | 0
2025 | MISO_W_2_SPP_N | MISO_W | SPP_N | Internal | Winter | B18 | 400 | 3537 | 0 | 67.66 | 62.67 | 7 | 0
2025 | MISO_W_2_SPP_N | MISO_W | SPP_N | Internal | Winter | B19 | 700 | 3537 | 0 | 65.85 | 58.58 | 7 | 0
2025 | MISO_W_2_SPP_N | MISO_W | SPP_N | Internal | Winter | B20 | 935 | 3537 | 0 | 57.59 | 52.59 | 7 | 0
2025 | MISO_WUMS_2_MISO_MI | MISO_WUMS | MISO_MI | Internal | Shoulder | B11 | 25 | 787 | 770 | 72.1 | 72.11 | 0.01 | 0
2025 | MISO_WUMS_2_MISO_MI | MISO_WUMS | MISO_MI | Internal | Shoulder | B12 | 200 | 787 | 787 | 65.95 | 66.87 | 0.01 | 0.91
2025 | MISO_WUMS_2_MISO_MI | MISO_WUMS | MISO_MI | Internal | Shoulder | B13 | 600 | 787 | 787 | 65.37 | 65.74 | 0.01 | 0.35
2025 | MISO_WUMS_2_MISO_MI | MISO_WUMS | MISO_MI | Internal | Shoulder | B14 | 900 | 787 | 787 | 62.65 | 63.1 | 0.01 | 0.44
2025 | MISO_WUMS_2_MISO_MI | MISO_WUMS | MISO_MI | Internal | Shoulder | B15 | 1203 | 787 | 787 | 54.69 | 55.46 | 0.01 | 0.76
2025 | MISO_WUMS_2_MISO_MI | MISO_WUMS | MISO_MI | Internal | Summer | B1 | 10 | 787 | 589.22 | 101.08 | 101.09 | 0.01 | 0
2025 | MISO_WUMS_2_MISO_MI | MISO_WUMS | MISO_MI | Internal | Summer | B2 | 25 | 787 | 786.99 | 99.74 | 100.6 | 0.01 | 0.85
2025 | MISO_WUMS_2_MISO_MI | MISO_WUMS | MISO_MI | Internal | Summer | B3 | 75 | 787 | 787 | 99.73 | 100.6 | 0.01 | 0.86
2025 | MISO_WUMS_2_MISO_MI | MISO_WUMS | MISO_MI | Internal | Summer | B4 | 100 | 787 | 786.81 | 96.73 | 96.75 | 0.01 | 0.01
2025 | MISO_WUMS_2_MISO_MI | MISO_WUMS | MISO_MI | Internal | Summer | B5 | 200 | 787 | 787 | 79.88 | 88.79 | 0.01 | 8.9
2025 | MISO_WUMS_2_MISO_MI | MISO_WUMS | MISO_MI | Internal | Summer | B6 | 300 | 787 | 744.94 | 74.96 | 74.98 | 0.01 | 0
2025 | MISO_WUMS_2_MISO_MI | MISO_WUMS | MISO_MI | Internal | Summer | B7 | 400 | 787 | 786.94 | 69.1 | 69.12 | 0.01 | 0.01
2025 | MISO_WUMS_2_MISO_MI | MISO_WUMS | MISO_MI | Internal | Summer | B8 | 500 | 787 | 787 | 63.89 | 65.83 | 0.01 | 1.93
2025 | MISO_WUMS_2_MISO_MI | MISO_WUMS | MISO_MI | Internal | Summer | B9 | 800 | 787 | 787 | 61.21 | 63.1 | 0.01 | 1.88
2025 | MISO_WUMS_2_MISO_MI | MISO_WUMS | MISO_MI | Internal | Summer | B10 | 1262 | 787 | 787 | 53.47 | 54.45 | 0.01 | 0.97
2025 | MISO_WUMS_2_MISO_MI | MISO_WUMS | MISO_MI | Internal | Winter | B16 | 25 | 787 | 787 | 65.46 | 75.99 | 0.01 | 10.52
2025 | MISO_WUMS_2_MISO_MI | MISO_WUMS | MISO_MI | Internal | Winter | B17 | 100 | 787 | 787 | 65.42 | 69.33 | 0.01 | 3.9
2025 | MISO_WUMS_2_MISO_MI | MISO_WUMS | MISO_MI | Internal | Winter | B18 | 400 | 787 | 786.95 | 67.67 | 67.7 | 0.01 | 0.01
2025 | MISO_WUMS_2_MISO_MI | MISO_WUMS | MISO_MI | Internal | Winter | B19 | 700 | 787 | 786.97 | 65.86 | 65.89 | 0.01 | 0.01
2025 | MISO_WUMS_2_MISO_MI | MISO_WUMS | MISO_MI | Internal | Winter | B20 | 935 | 787 | 787 | 57.6 | 58.27 | 0.01 | 0.66
2025 | MISO_WUMS_2_MISO_W | MISO_WUMS | MISO_W | Internal | Shoulder | B11 | 25 | 1175 | 0.95 | 72.1 | 72.1 | 0.01 | 0
2025 | MISO_WUMS_2_MISO_W | MISO_WUMS | MISO_W | Internal | Shoulder | B12 | 200 | 1175 | 0.06 | 65.95 | 65.94 | 0.01 | 0
2025 | MISO_WUMS_2_MISO_W | MISO_WUMS | MISO_W | Internal | Shoulder | B13 | 600 | 1175 | 0.04 | 65.37 | 65.37 | 0.01 | 0
2025 | MISO_WUMS_2_MISO_W | MISO_WUMS | MISO_W | Internal | Shoulder | B14 | 900 | 1175 | 0.01 | 62.65 | 62.64 | 0.01 | 0
2025 | MISO_WUMS_2_MISO_W | MISO_WUMS | MISO_W | Internal | Shoulder | B15 | 1203 | 1175 | 0 | 54.69 | 28.7 | 0.01 | 0
2025 | MISO_WUMS_2_MISO_W | MISO_WUMS | MISO_W | Internal | Summer | B1 | 10 | 1175 | 2.44 | 101.08 | 101.08 | 0.01 | 0
2025 | MISO_WUMS_2_MISO_W | MISO_WUMS | MISO_W | Internal | Summer | B2 | 25 | 1175 | 0.93 | 99.74 | 99.74 | 0.01 | 0
2025 | MISO_WUMS_2_MISO_W | MISO_WUMS | MISO_W | Internal | Summer | B3 | 75 | 1175 | 210.13 | 99.73 | 99.74 | 0.01 | 0
2025 | MISO_WUMS_2_MISO_W | MISO_WUMS | MISO_W | Internal | Summer | B4 | 100 | 1175 | 938.45 | 96.73 | 96.74 | 0.01 | 0
2025 | MISO_WUMS_2_MISO_W | MISO_WUMS | MISO_W | Internal | Summer | B5 | 200 | 1175 | 1175 | 79.88 | 88.78 | 0.01 | 8.89
2025 | MISO_WUMS_2_MISO_W | MISO_WUMS | MISO_W | Internal | Summer | B6 | 300 | 1175 | 0.11 | 74.96 | 74.96 | 0.01 | 0
2025 | MISO_WUMS_2_MISO_W | MISO_WUMS | MISO_W | Internal | Summer | B7 | 400 | 1175 | 405.48 | 69.1 | 69.11 | 0.01 | 0
2025 | MISO_WUMS_2_MISO_W | MISO_WUMS | MISO_W | Internal | Summer | B8 | 500 | 1175 | 615.69 | 63.89 | 63.9 | 0.01 | 0
2025 | MISO_WUMS_2_MISO_W | MISO_WUMS | MISO_W | Internal | Summer | B9 | 800 | 1175 | 0.03 | 61.21 | 61.21 | 0.01 | 0
2025 | MISO_WUMS_2_MISO_W | MISO_WUMS | MISO_W | Internal | Summer | B10 | 1262 | 1175 | 0.01 | 53.47 | 53.46 | 0.01 | 0
2025 | MISO_WUMS_2_MISO_W | MISO_WUMS | MISO_W | Internal | Winter | B16 | 25 | 1175 | 0 | 65.46 | 56.8 | 0.01 | 0
2025 | MISO_WUMS_2_MISO_W | MISO_WUMS | MISO_W | Internal | Winter | B17 | 100 | 1175 | 0 | 65.42 | 58.99 | 0.01 | 0
2025 | MISO_WUMS_2_MISO_W | MISO_WUMS | MISO_W | Internal | Winter | B18 | 400 | 1175 | 0.03 | 67.67 | 67.66 | 0.01 | 0
2025 | MISO_WUMS_2_MISO_W | MISO_WUMS | MISO_W | Internal | Winter | B19 | 700 | 1175 | 0.02 | 65.86 | 65.85 | 0.01 | 0
2025 | MISO_WUMS_2_MISO_W | MISO_WUMS | MISO_W | Internal | Winter | B20 | 935 | 1175 | 0.01 | 57.6 | 57.59 | 0.01 | 0
2025 | MISO_WUMS_2_PJM_ROR | MISO_WUMS | PJM_ROR | Internal | Shoulder | B11 | 25 | 1600 | 1138.43 | 72.1 | 74.1 | 2 | 0
2025 | MISO_WUMS_2_PJM_ROR | MISO_WUMS | PJM_ROR | Internal | Shoulder | B12 | 200 | 1600 | 1600 | 65.95 | 68.86 | 2 | 0.91
2025 | MISO_WUMS_2_PJM_ROR | MISO_WUMS | PJM_ROR | Internal | Shoulder | B13 | 600 | 1600 | 1335.34 | 65.37 | 67.37 | 2 | 0
2025 | MISO_WUMS_2_PJM_ROR | MISO_WUMS | PJM_ROR | Internal | Shoulder | B14 | 900 | 1600 | 1599.99 | 62.65 | 64.69 | 2 | 0.04
2025 | MISO_WUMS_2_PJM_ROR | MISO_WUMS | PJM_ROR | Internal | Shoulder | B15 | 1203 | 1600 | 0 | 54.69 | 56.22 | 2 | 0
2025 | MISO_WUMS_2_PJM_ROR | MISO_WUMS | PJM_ROR | Internal | Summer | B1 | 10 | 1600 | 1378.47 | 101.08 | 103.08 | 2 | 0
2025 | MISO_WUMS_2_PJM_ROR | MISO_WUMS | PJM_ROR | Internal | Summer | B2 | 25 | 1600 | 1239.75 | 99.74 | 101.74 | 2 | 0
2025 | MISO_WUMS_2_PJM_ROR | MISO_WUMS | PJM_ROR | Internal | Summer | B3 | 75 | 1600 | 1599.68 | 99.73 | 101.74 | 2 | 0.01
2025 | MISO_WUMS_2_PJM_ROR | MISO_WUMS | PJM_ROR | Internal | Summer | B4 | 100 | 1600 | 1599.8 | 96.73 | 98.74 | 2 | 0.01
2025 | MISO_WUMS_2_PJM_ROR | MISO_WUMS | PJM_ROR | Internal | Summer | B5 | 200 | 1600 | 1600 | 79.88 | 90.78 | 2 | 8.9
2025 | MISO_WUMS_2_PJM_ROR | MISO_WUMS | PJM_ROR | Internal | Summer | B6 | 300 | 1600 | 1558.81 | 74.96 | 76.96 | 2 | 0
2025 | MISO_WUMS_2_PJM_ROR | MISO_WUMS | PJM_ROR | Internal | Summer | B7 | 400 | 1600 | 1599.94 | 69.1 | 71.11 | 2 | 0.01
2025 | MISO_WUMS_2_PJM_ROR | MISO_WUMS | PJM_ROR | Internal | Summer | B8 | 500 | 1600 | 1599.95 | 63.89 | 65.9 | 2 | 0.01
2025 | MISO_WUMS_2_PJM_ROR | MISO_WUMS | PJM_ROR | Internal | Summer | B9 | 800 | 1600 | 1038.89 | 61.21 | 63.21 | 2 | 0
2025 | MISO_WUMS_2_PJM_ROR | MISO_WUMS | PJM_ROR | Internal | Summer | B10 | 1262 | 1600 | 0.02 | 53.47 | 55.46 | 2 | 0
2025 | MISO_WUMS_2_PJM_ROR | MISO_WUMS | PJM_ROR | Internal | Winter | B16 | 25 | 1600 | 1600 | 65.46 | 77.98 | 2 | 10.52
2025 | MISO_WUMS_2_PJM_ROR | MISO_WUMS | PJM_ROR | Internal | Winter | B17 | 100 | 1600 | 1600 | 65.42 | 71.33 | 2 | 3.91
2025 | MISO_WUMS_2_PJM_ROR | MISO_WUMS | PJM_ROR | Internal | Winter | B18 | 400 | 1600 | 1483.86 | 67.67 | 69.67 | 2 | 0
2025 | MISO_WUMS_2_PJM_ROR | MISO_WUMS | PJM_ROR | Internal | Winter | B19 | 700 | 1600 | 1599.98 | 65.86 | 67.89 | 2 | 0.02
2025 | MISO_WUMS_2_PJM_ROR | MISO_WUMS | PJM_ROR | Internal | Winter | B20 | 935 | 1600 | 1563.42 | 57.6 | 59.6 | 2 | 0
2025 | NE_2_MAPP_US | NE | MAPP_US | Internal | Shoulder | B11 | 25 | 1600 | 0 | 67.1 | 65.1 | 5 | 0
2025 | NE_2_MAPP_US | NE | MAPP_US | Internal | Shoulder | B12 | 200 | 1600 | 0 | 60.93 | 58.94 | 5 | 0
2025 | NE_2_MAPP_US | NE | MAPP_US | Internal | Shoulder | B13 | 600 | 1600 | 0 | 60.37 | 58.37 | 5 | 0
2025 | NE_2_MAPP_US | NE | MAPP_US | Internal | Shoulder | B14 | 900 | 1600 | 0 | 54.59 | 55.64 | 5 | 0
2025 | NE_2_MAPP_US | NE | MAPP_US | Internal | Shoulder | B15 | 1203 | 1600 | 887.47 | 16.7 | 21.7 | 5 | 0
2025 | NE_2_MAPP_US | NE | MAPP_US | Internal | Summer | B1 | 10 | 1600 | 0 | 96.08 | 94.08 | 5 | 0
2025 | NE_2_MAPP_US | NE | MAPP_US | Internal | Summer | B2 | 25 | 1600 | 0 | 94.74 | 92.74 | 5 | 0
2025 | NE_2_MAPP_US | NE | MAPP_US | Internal | Summer | B3 | 75 | 1600 | 0 | 94.74 | 92.74 | 5 | 0
2025 | NE_2_MAPP_US | NE | MAPP_US | Internal | Summer | B4 | 100 | 1600 | 0 | 91.74 | 89.74 | 5 | 0
2025 | NE_2_MAPP_US | NE | MAPP_US | Internal | Summer | B5 | 200 | 1600 | 0 | 83.78 | 81.78 | 5 | 0
2025 | NE_2_MAPP_US | NE | MAPP_US | Internal | Summer | B6 | 300 | 1600 | 0 | 69.96 | 67.96 | 5 | 0
2025 | NE_2_MAPP_US | NE | MAPP_US | Internal | Summer | B7 | 400 | 1600 | 0 | 64.11 | 62.11 | 5 | 0
2025 | NE_2_MAPP_US | NE | MAPP_US | Internal | Summer | B8 | 500 | 1600 | 0 | 58.9 | 56.9 | 5 | 0
2025 | NE_2_MAPP_US | NE | MAPP_US | Internal | Summer | B9 | 800 | 1600 | 0 | 56.21 | 54.21 | 5 | 0
2025 | NE_2_MAPP_US | NE | MAPP_US | Internal | Summer | B10 | 1262 | 1600 | 0 | 48.46 | 46.46 | 5 | 0
2025 | NE_2_MAPP_US | NE | MAPP_US | Internal | Winter | B16 | 25 | 1600 | 1147.45 | 44.8 | 49.8 | 5 | 0
2025 | NE_2_MAPP_US | NE | MAPP_US | Internal | Winter | B17 | 100 | 1600 | 188.71 | 52.39 | 57.39 | 5 | 0
2025 | NE_2_MAPP_US | NE | MAPP_US | Internal | Winter | B18 | 400 | 1600 | 0 | 58.57 | 60.66 | 5 | 0
2025 | NE_2_MAPP_US | NE | MAPP_US | Internal | Winter | B19 | 700 | 1600 | 0 | 58.57 | 58.85 | 5 | 0
2025 | NE_2_MAPP_US | NE | MAPP_US | Internal | Winter | B20 | 935 | 1600 | 0 | 50.8 | 52.14 | 5 | 0
2025 | NE_2_MISO_W | NE | MISO_W | Internal | Shoulder | B11 | 25 | 4089 | 2648.01 | 67.1 | 72.1 | 5 | 0
2025 | NE_2_MISO_W | NE | MISO_W | Internal | Shoulder | B12 | 200 | 4089 | 4088.88 | 60.93 | 65.94 | 5 | 0.01
2025 | NE_2_MISO_W | NE | MISO_W | Internal | Shoulder | B13 | 600 | 4089 | 3181.2 | 60.37 | 65.37 | 5 | 0
2025 | NE_2_MISO_W | NE | MISO_W | Internal | Shoulder | B14 | 900 | 4089 | 4089 | 54.59 | 62.64 | 5 | 3.04
2025 | NE_2_MISO_W | NE | MISO_W | Internal | Shoulder | B15 | 1203 | 4089 | 4089 | 16.7 | 28.7 | 5 | 7
2025 | NE_2_MISO_W | NE | MISO_W | Internal | Summer | B1 | 10 | 4089 | 1753 | 96.08 | 101.08 | 5 | 0
2025 | NE_2_MISO_W | NE | MISO_W | Internal | Summer | B2 | 25 | 4089 | 3436.75 | 94.74 | 99.74 | 5 | 0
2025 | NE_2_MISO_W | NE | MISO_W | Internal | Summer | B3 | 75 | 4089 | 311.54 | 94.74 | 99.74 | 5 | 0
2025 | NE_2_MISO_W | NE | MISO_W | Internal | Summer | B4 | 100 | 4089 | 3.02 | 91.74 | 96.74 | 5 | 0
2025 | NE_2_MISO_W | NE | MISO_W | Internal | Summer | B5 | 200 | 4089 | 456.44 | 83.78 | 88.78 | 5 | 0
2025 | NE_2_MISO_W | NE | MISO_W | Internal | Summer | B6 | 300 | 4089 | 306.94 | 69.96 | 74.96 | 5 | 0
2025 | NE_2_MISO_W | NE | MISO_W | Internal | Summer | B7 | 400 | 4089 | 558.85 | 64.11 | 69.11 | 5 | 0
2025 | NE_2_MISO_W | NE | MISO_W | Internal | Summer | B8 | 500 | 4089 | 1138.28 | 58.9 | 63.9 | 5 | 0
2025 | NE_2_MISO_W | NE | MISO_W | Internal | Summer | B9 | 800 | 4089 | 1205.09 | 56.21 | 61.21 | 5 | 0
2025 | NE_2_MISO_W | NE | MISO_W | Internal | Summer | B10 | 1262 | 4089 | 2461.14 | 48.46 | 53.46 | 5 | 0
2025 | NE_2_MISO_W | NE | MISO_W | Internal | Winter | B16 | 25 | 4089 | 4089 | 44.8 | 56.8 | 5 | 7
2025 | NE_2_MISO_W | NE | MISO_W | Internal | Winter | B17 | 100 | 4089 | 4089 | 52.39 | 58.99 | 5 | 1.6
2025 | NE_2_MISO_W | NE | MISO_W | Internal | Winter | B18 | 400 | 4089 | 4089 | 58.57 | 67.66 | 5 | 4.09
2025 | NE_2_MISO_W | NE | MISO_W | Internal | Winter | B19 | 700 | 4089 | 4089 | 58.57 | 65.85 | 5 | 2.29
2025 | NE_2_MISO_W | NE | MISO_W | Internal | Winter | B20 | 935 | 4089 | 4089 | 50.8 | 57.59 | 5 | 1.79
2025 | NE_2_SPP_N | NE | SPP_N | Internal | Shoulder | B11 | 25 | 1960 | 0.86 | 67.1 | 67.1 | 0.01 | 0
2025 | NE_2_SPP_N | NE | SPP_N | Internal | Shoulder | B12 | 200 | 1960 | 177.17 | 60.93 | 60.94 | 0.01 | 0
2025 | NE_2_SPP_N | NE | SPP_N | Internal | Shoulder | B13 | 600 | 1960 | 1675.14 | 60.37 | 60.38 | 0.01 | 0
2025 | NE_2_SPP_N | NE | SPP_N | Internal | Shoulder | B14 | 900 | 1960 | 740.44 | 54.59 | 54.61 | 0.01 | 0
2025 | NE_2_SPP_N | NE | SPP_N | Internal | Shoulder | B15 | 1203 | 1960 | 740.43 | 16.7 | 16.71 | 0.01 | 0
2025 | NE_2_SPP_N | NE | SPP_N | Internal | Summer | B1 | 10 | 1960 | 0 | 96.08 | 64.34 | 0.01 | 0
2025 | NE_2_SPP_N | NE | SPP_N | Internal | Summer | B2 | 25 | 1960 | 0.74 | 94.74 | 94.74 | 0.01 | 0
2025 | NE_2_SPP_N | NE | SPP_N | Internal | Summer | B3 | 75 | 1960 | 1960 | 94.74 | 95.6 | 0.01 | 0.85
2025 | NE_2_SPP_N | NE | SPP_N | Internal | Summer | B4 | 100 | 1960 | 1532.1 | 91.74 | 91.75 | 0.01 | 0
2025 | NE_2_SPP_N | NE | SPP_N | Internal | Summer | B5 | 200 | 1960 | 1424.1 | 83.78 | 83.79 | 0.01 | 0
2025 | NE_2_SPP_N | NE | SPP_N | Internal | Summer | B6 | 300 | 1960 | 1960 | 69.96 | 70.72 | 0.01 | 0.74
2025 | NE_2_SPP_N | NE | SPP_N | Internal | Summer | B7 | 400 | 1960 | 1960 | 64.11 | 64.45 | 0.01 | 0.32
2025 | NE_2_SPP_N | NE | SPP_N | Internal | Summer | B8 | 500 | 1960 | 1960 | 58.9 | 61.71 | 0.01 | 2.8
2025 | NE_2_SPP_N | NE | SPP_N | Internal | Summer | B9 | 800 | 1960 | 1960 | 56.21 | 59.48 | 0.01 | 3.26
2025 | NE_2_SPP_N | NE | SPP_N | Internal | Summer | B10 | 1262 | 1960 | 1960 | 48.46 | 51.25 | 0.01 | 2.78
2025 | NE_2_SPP_N | NE | SPP_N | Internal | Winter | B16 | 25 | 1960 | 1960 | 44.8 | 63.8 | 0.01 | 18.99
2025 | NE_2_SPP_N | NE | SPP_N | Internal | Winter | B17 | 100 | 1960 | 1960 | 52.39 | 60.33 | 0.01 | 7.92
2025 | NE_2_SPP_N | NE | SPP_N | Internal | Winter | B18 | 400 | 1960 | 1960 | 58.57 | 62.67 | 0.01 | 4.09
2025 | NE_2_SPP_N | NE | SPP_N | Internal | Winter | B19 | 700 | 1960 | 1237.1 | 58.57 | 58.58 | 0.01 | 0
2025 | NE_2_SPP_N | NE | SPP_N | Internal | Winter | B20 | 935 | 1960 | 1960 | 50.8 | 52.59 | 0.01 | 1.78
2025 | NEISO_2_NYISO_A-F | NEISO | NYISO_A-F | Internal | Shoulder | B11 | 25 | 600 | 599.99 | 61.01 | 65.37 | 3 | 1.36
2025 | NEISO_2_NYISO_A-F | NEISO | NYISO_A-F | Internal | Shoulder | B12 | 200 | 600 | 0.06 | 60.98 | 63.96 | 3 | 0
2025 | NEISO_2_NYISO_A-F | NEISO | NYISO_A-F | Internal | Shoulder | B13 | 600 | 600 | 0.02 | 59.5 | 62.48 | 3 | 0
2025 | NEISO_2_NYISO_A-F | NEISO | NYISO_A-F | Internal | Shoulder | B14 | 900 | 600 | 0 | 59.5 | 61.42 | 3 | 0
2025 | NEISO_2_NYISO_A-F | NEISO | NYISO_A-F | Internal | Shoulder | B15 | 1203 | 600 | 0 | 59.5 | 61.42 | 3 | 0
2025 | NEISO_2_NYISO_A-F | NEISO | NYISO_A-F | Internal | Summer | B1 | 10 | 600 | 0 | 106.11 | 95.09 | 3 | 0
2025 | NEISO_2_NYISO_A-F | NEISO | NYISO_A-F | Internal | Summer | B2 | 25 | 600 | 0 | 95.19 | 92.19 | 3 | 0
2025 | NEISO_2_NYISO_A-F | NEISO | NYISO_A-F | Internal | Summer | B3 | 75 | 600 | 0 | 82.31 | 81.92 | 3 | 0
2025 | NEISO_2_NYISO_A-F | NEISO | NYISO_A-F | Internal | Summer | B4 | 100 | 600 | 119 | 78.92 | 81.92 | 3 | 0
2025 | NEISO_2_NYISO_A-F | NEISO | NYISO_A-F | Internal | Summer | B5 | 200 | 600 | 600 | 63.64 | 68.83 | 3 | 2.19
2025 | NEISO_2_NYISO_A-F | NEISO | NYISO_A-F | Internal | Summer | B6 | 300 | 600 | 600 | 57.84 | 62.66 | 3 | 1.82
2025 | NEISO_2_NYISO_A-F | NEISO | NYISO_A-F | Internal | Summer | B7 | 400 | 600 | 600 | 57.84 | 62.66 | 3 | 1.82
2025 | NEISO_2_NYISO_A-F | NEISO | NYISO_A-F | Internal | Summer | B8 | 500 | 600 | 0.02 | 57.84 | 60.82 | 3 | 0
2025 | NEISO_2_NYISO_A-F | NEISO | NYISO_A-F | Internal | Summer | B9 | 800 | 600 | 0 | 57.84 | 59.66 | 3 | 0
2025 | NEISO_2_NYISO_A-F | NEISO | NYISO_A-F | Internal | Summer | B10 | 1262 | 600 | 0 | 57.84 | 59.66 | 3 | 0
2025 | NEISO_2_NYISO_A-F | NEISO | NYISO_A-F | Internal | Winter | B16 | 25 | 600 | 0 | 70.81 | 67.81 | 3 | 0
2025 | NEISO_2_NYISO_A-F | NEISO | NYISO_A-F | Internal | Winter | B17 | 100 | 600 | 0 | 69.51 | 66.51 | 3 | 0
2025 | NEISO_2_NYISO_A-F | NEISO | NYISO_A-F | Internal | Winter | B18 | 400 | 600 | 0 | 68.97 | 66.51 | 3 | 0
2025 | NEISO_2_NYISO_A-F | NEISO | NYISO_A-F | Internal | Winter | B19 | 700 | 600 | 0 | 68.97 | 66.51 | 3 | 0
2025 | NEISO_2_NYISO_A-F | NEISO | NYISO_A-F | Internal | Winter | B20 | 935 | 600 | 0 | 68.97 | 66.51 | 3 | 0
2025 | NEISO_2_NYISO_G-I | NEISO | NYISO_G-I | Internal | Shoulder | B11 | 25 | 600 | 599.99 | 61.01 | 65.38 | 3 | 1.37
2025 | NEISO_2_NYISO_G-I | NEISO | NYISO_G-I | Internal | Shoulder | B12 | 200 | 600 | 0.11 | 60.98 | 63.97 | 3 | 0
2025 | NEISO_2_NYISO_G-I | NEISO | NYISO_G-I | Internal | Shoulder | B13 | 600 | 600 | 0.04 | 59.5 | 62.49 | 3 | 0
2025 | NEISO_2_NYISO_G-I | NEISO | NYISO_G-I | Internal | Shoulder | B14 | 900 | 600 | 0 | 59.5 | 61.43 | 3 | 0
2025 | NEISO_2_NYISO_G-I | NEISO | NYISO_G-I | Internal | Shoulder | B15 | 1203 | 600 | 0 | 59.5 | 61.43 | 3 | 0
2025 | NEISO_2_NYISO_G-I | NEISO | NYISO_G-I | Internal | Summer | B1 | 10 | 600 | 2.08 | 106.11 | 109.1 | 3 | 0
2025 | NEISO_2_NYISO_G-I | NEISO | NYISO_G-I | Internal | Summer | B2 | 25 | 600 | 0.9 | 95.19 | 98.18 | 3 | 0
2025 | NEISO_2_NYISO_G-I | NEISO | NYISO_G-I | Internal | Summer | B3 | 75 | 600 | 535.37 | 82.31 | 85.31 | 3 | 0
2025 | NEISO_2_NYISO_G-I | NEISO | NYISO_G-I | Internal | Summer | B4 | 100 | 600 | 600 | 78.92 | 82.76 | 3 | 0.83
2025 | NEISO_2_NYISO_G-I | NEISO | NYISO_G-I | Internal | Summer | B5 | 200 | 600 | 600 | 63.64 | 82.76 | 3 | 16.12
2025 | NEISO_2_NYISO_G-I | NEISO | NYISO_G-I | Internal | Summer | B6 | 300 | 600 | 600 | 57.84 | 68.96 | 3 | 8.12
2025 | NEISO_2_NYISO_G-I | NEISO | NYISO_G-I | Internal | Summer | B7 | 400 | 600 | 600 | 57.84 | 62.68 | 3 | 1.83
2025 | NEISO_2_NYISO_G-I | NEISO | NYISO_G-I | Internal | Summer | B8 | 500 | 600 | 0.04 | 57.84 | 60.83 | 3 | 0
2025 | NEISO_2_NYISO_G-I | NEISO | NYISO_G-I | Internal | Summer | B9 | 800 | 600 | 0 | 57.84 | 59.67 | 3 | 0
2025 | NEISO_2_NYISO_G-I | NEISO | NYISO_G-I | Internal | Summer | B10 | 1262 | 600 | 0 | 57.84 | 59.67 | 3 | 0
2025 | NEISO_2_NYISO_G-I | NEISO | NYISO_G-I | Internal | Winter | B16 | 25 | 600 | 98.69 | 70.81 | 73.81 | 3 | 0
2025 | NEISO_2_NYISO_G-I | NEISO | NYISO_G-I | Internal | Winter | B17 | 100 | 600 | 0 | 69.51 | 72.14 | 3 | 0
2025 | NEISO_2_NYISO_G-I | NEISO | NYISO_G-I | Internal | Winter | B18 | 400 | 600 | 0 | 68.97 | 70.3 | 3 | 0
2025 | NEISO_2_NYISO_G-I | NEISO | NYISO_G-I | Internal | Winter | B19 | 700 | 600 | 0 | 68.97 | 70.3 | 3 | 0
2025 | NEISO_2_NYISO_G-I | NEISO | NYISO_G-I | Internal | Winter | B20 | 935 | 600 | 0 | 68.97 | 66.52 | 3 | 0
2025 | NEISO_2_NYISO_J-K | NEISO | NYISO_J-K | Internal | Shoulder | B11 | 25 | 745 | 744.99 | 61.01 | 65.4 | 3 | 1.38
2025 | NEISO_2_NYISO_J-K | NEISO | NYISO_J-K | Internal | Shoulder | B12 | 200 | 745 | 337.2 | 60.98 | 63.98 | 3 | 0
2025 | NEISO_2_NYISO_J-K | NEISO | NYISO_J-K | Internal | Shoulder | B13 | 600 | 745 | 682.43 | 59.5 | 62.5 | 3 | 0
2025 | NEISO_2_NYISO_J-K | NEISO | NYISO_J-K | Internal | Shoulder | B14 | 900 | 745 | 0 | 59.5 | 61.44 | 3 | 0
2025 | NEISO_2_NYISO_J-K | NEISO | NYISO_J-K | Internal | Shoulder | B15 | 1203 | 745 | 0 | 59.5 | 61.44 | 3 | 0
2025 | NEISO_2_NYISO_J-K | NEISO | NYISO_J-K | Internal | Summer | B1 | 10 | 745 | 722.91 | 106.11 | 109.11 | 3 | 0
2025 | NEISO_2_NYISO_J-K | NEISO | NYISO_J-K | Internal | Summer | B2 | 25 | 745 | 672.85 | 95.19 | 98.19 | 3 | 0
2025 | NEISO_2_NYISO_J-K | NEISO | NYISO_J-K | Internal | Summer | B3 | 75 | 745 | 744.76 | 82.31 | 85.32 | 3 | 0.01
2025 | NEISO_2_NYISO_J-K | NEISO | NYISO_J-K | Internal | Summer | B4 | 100 | 745 | 745 | 78.92 | 82.77 | 3 | 0.85
2025 | NEISO_2_NYISO_J-K | NEISO | NYISO_J-K | Internal | Summer | B5 | 200 | 745 | 745 | 63.64 | 82.77 | 3 | 16.13
2025 | NEISO_2_NYISO_J-K | NEISO | NYISO_J-K | Internal | Summer | B6 | 300 | 745 | 745 | 57.84 | 68.98 | 3 | 8.13
2025 | NEISO_2_NYISO_J-K | NEISO | NYISO_J-K | Internal | Summer | B7 | 400 | 745 | 745 | 57.84 | 62.69 | 3 | 1.85
2025 | NEISO_2_NYISO_J-K | NEISO | NYISO_J-K | Internal | Summer | B8 | 500 | 745 | 362.8 | 57.84 | 60.84 | 3 | 0
2025 | NEISO_2_NYISO_J-K | NEISO | NYISO_J-K | Internal | Summer | B9 | 800 | 745 | 0 | 57.84 | 59.69 | 3 | 0
2025 | NEISO_2_NYISO_J-K | NEISO | NYISO_J-K | Internal | Summer | B10 | 1262 | 745 | 0 | 57.84 | 59.69 | 3 | 0
2025 | NEISO_2_NYISO_J-K | NEISO | NYISO_J-K | Internal | Winter | B16 | 25 | 745 | 744.1 | 70.81 | 73.82 | 3 | 0.01
2025 | NEISO_2_NYISO_J-K | NEISO | NYISO_J-K | Internal | Winter | B17 | 100 | 745 | 744.99 | 69.51 | 72.91 | 3 | 0.4
2025 | NEISO_2_NYISO_J-K | NEISO | NYISO_J-K | Internal | Winter | B18 | 400 | 745 | 745 | 68.97 | 72.91 | 3 | 0.94
2025 | NEISO_2_NYISO_J-K | NEISO | NYISO_J-K | Internal | Winter | B19 | 700 | 745 | 745 | 68.97 | 72.91 | 3 | 0.94
2025 | NEISO_2_NYISO_J-K | NEISO | NYISO_J-K | Internal | Winter | B20 | 935 | 745 | 0 | 68.97 | 66.53 | 3 | 0
2025 | NonRTO_Midwest_2_MISO_IN | NonRTO_Midwest | MISO_IN | Internal | Shoulder | B11 | 25 | 4450 | 0 | 80.1 | 72.1 | 8 | 0
2025 | NonRTO_Midwest_2_MISO_IN | NonRTO_Midwest | MISO_IN | Internal | Shoulder | B12 | 200 | 4450 | 0 | 74.86 | 66.86 | 8 | 0
2025 | NonRTO_Midwest_2_MISO_IN | NonRTO_Midwest | MISO_IN | Internal | Shoulder | B13 | 600 | 4450 | 0 | 73.72 | 65.72 | 8 | 0
2025 | NonRTO_Midwest_2_MISO_IN | NonRTO_Midwest | MISO_IN | Internal | Shoulder | B14 | 900 | 4450 | 0 | 71.09 | 63.09 | 8 | 0
2025 | NonRTO_Midwest_2_MISO_IN | NonRTO_Midwest | MISO_IN | Internal | Shoulder | B15 | 1203 | 4450 | 0 | 63.45 | 55.45 | 8 | 0
2025 | NonRTO_Midwest_2_MISO_IN | NonRTO_Midwest | MISO_IN | Internal | Summer | B1 | 10 | 4450 | 0 | 108.89 | 101.08 | 8 | 0
2025 | NonRTO_Midwest_2_MISO_IN | NonRTO_Midwest | MISO_IN | Internal | Summer | B2 | 25 | 4450 | 0 | 108.59 | 100.59 | 8 | 0
2025 | NonRTO_Midwest_2_MISO_IN | NonRTO_Midwest | MISO_IN | Internal | Summer | B3 | 75 | 4450 | 0 | 108.59 | 100.59 | 8 | 0
2025 | NonRTO_Midwest_2_MISO_IN | NonRTO_Midwest | MISO_IN | Internal | Summer | B4 | 100 | 4450 | 0 | 104.74 | 96.74 | 8 | 0
2025 | NonRTO_Midwest_2_MISO_IN | NonRTO_Midwest | MISO_IN | Internal | Summer | B5 | 200 | 4450 | 0 | 96.78 | 88.78 | 8 | 0
2025 | NonRTO_Midwest_2_MISO_IN | NonRTO_Midwest | MISO_IN | Internal | Summer | B6 | 300 | 4450 | 0 | 82.96 | 74.96 | 8 | 0
2025 | NonRTO_Midwest_2_MISO_IN | NonRTO_Midwest | MISO_IN | Internal | Summer | B7 | 400 | 4450 | 0 | 77.11 | 69.11 | 8 | 0
2025 | NonRTO_Midwest_2_MISO_IN | NonRTO_Midwest | MISO_IN | Internal | Summer | B8 | 500 | 4450 | 0 | 73.82 | 65.82 | 8 | 0
2025 | NonRTO_Midwest_2_MISO_IN | NonRTO_Midwest | MISO_IN | Internal | Summer | B9 | 800 | 4450 | 0 | 71.09 | 63.09 | 8 | 0
2025 | NonRTO_Midwest_2_MISO_IN | NonRTO_Midwest | MISO_IN | Internal | Summer | B10 | 1262 | 4450 | 0 | 62.44 | 54.44 | 8 | 0
2025 | NonRTO_Midwest_2_MISO_IN | NonRTO_Midwest | MISO_IN | Internal | Winter | B16 | 25 | 4450 | 0 | 83.98 | 75.98 | 8 | 0
2025 | NonRTO_Midwest_2_MISO_IN | NonRTO_Midwest | MISO_IN | Internal | Winter | B17 | 100 | 4450 | 0 | 77.32 | 69.32 | 8 | 0
2025 | NonRTO_Midwest_2_MISO_IN | NonRTO_Midwest | MISO_IN | Internal | Winter | B18 | 400 | 4450 | 0 | 75.68 | 67.68 | 8 | 0
2025 | NonRTO_Midwest_2_MISO_IN | NonRTO_Midwest | MISO_IN | Internal | Winter | B19 | 700 | 4450 | 0 | 73.88 | 65.88 | 8 | 0
2025 | NonRTO_Midwest_2_MISO_IN | NonRTO_Midwest | MISO_IN | Internal | Winter | B20 | 935 | 4450 | 0 | 66.26 | 58.26 | 8 | 0
2025 | NonRTO_Midwest_2_TVA_Transmission | NonRTO_Midwest | TVA_Transmission | Internal | Shoulder | B11 | 25 | 2400 | 0 | 80.1 | 80.11 | 8 | 0
2025 | NonRTO_Midwest_2_TVA_Transmission | NonRTO_Midwest | TVA_Transmission | Internal | Shoulder | B12 | 200 | 2400 | 0 | 74.86 | 71.91 | 8 | 0
2025 | NonRTO_Midwest_2_TVA_Transmission | NonRTO_Midwest | TVA_Transmission | Internal | Shoulder | B13 | 600 | 2400 | 0 | 73.72 | 69.86 | 8 | 0
2025 | NonRTO_Midwest_2_TVA_Transmission | NonRTO_Midwest | TVA_Transmission | Internal | Shoulder | B14 | 900 | 2400 | 0 | 71.09 | 67.61 | 8 | 0
2025 | NonRTO_Midwest_2_TVA_Transmission | NonRTO_Midwest | TVA_Transmission | Internal | Shoulder | B15 | 1203 | 2400 | 0 | 63.45 | 62.22 | 8 | 0
2025 | NonRTO_Midwest_2_TVA_Transmission | NonRTO_Midwest | TVA_Transmission | Internal | Summer | B1 | 10 | 2400 | 0 | 108.89 | 109.08 | 8 | 0
2025 | NonRTO_Midwest_2_TVA_Transmission | NonRTO_Midwest | TVA_Transmission | Internal | Summer | B2 | 25 | 2400 | 0 | 108.59 | 107.74 | 8 | 0
2025 | NonRTO_Midwest_2_TVA_Transmission | NonRTO_Midwest | TVA_Transmission | Internal | Summer | B3 | 75 | 2400 | 0 | 108.59 | 107.74 | 8 | 0
2025 | NonRTO_Midwest_2_TVA_Transmission | NonRTO_Midwest | TVA_Transmission | Internal | Summer | B4 | 100 | 2400 | 0 | 104.74 | 104.74 | 8 | 0
2025 | NonRTO_Midwest_2_TVA_Transmission | NonRTO_Midwest | TVA_Transmission | Internal | Summer | B5 | 200 | 2400 | 0 | 96.78 | 96.79 | 8 | 0
2025 | NonRTO_Midwest_2_TVA_Transmission | NonRTO_Midwest | TVA_Transmission | Internal | Summer | B6 | 300 | 2400 | 0 | 82.96 | 82.29 | 8 | 0
2025 | NonRTO_Midwest_2_TVA_Transmission | NonRTO_Midwest | TVA_Transmission | Internal | Summer | B7 | 400 | 2400 | 0 | 77.11 | 77.11 | 8 | 0
2025 | NonRTO_Midwest_2_TVA_Transmission | NonRTO_Midwest | TVA_Transmission | Internal | Summer | B8 | 500 | 2400 | 0 | 73.82 | 70.39 | 8 | 0
2025 | NonRTO_Midwest_2_TVA_Transmission | NonRTO_Midwest | TVA_Transmission | Internal | Summer | B9 | 800 | 2400 | 0 | 71.09 | 69.04 | 8 | 0
2025 | NonRTO_Midwest_2_TVA_Transmission | NonRTO_Midwest | TVA_Transmission | Internal | Summer | B10 | 1262 | 2400 | 0 | 62.44 | 61.46 | 8 | 0
2025 | NonRTO_Midwest_2_TVA_Transmission | NonRTO_Midwest | TVA_Transmission | Internal | Winter | B16 | 25 | 2400 | 0 | 83.98 | 83.98 | 8 | 0
2025 | NonRTO_Midwest_2_TVA_Transmission | NonRTO_Midwest | TVA_Transmission | Internal | Winter | B17 | 100 | 2400 | 0 | 77.32 | 73.32 | 8 | 0
2025 | NonRTO_Midwest_2_TVA_Transmission | NonRTO_Midwest | TVA_Transmission | Internal | Winter | B18 | 400 | 2400 | 0 | 75.68 | 72.56 | 8 | 0
2025 | NonRTO_Midwest_2_TVA_Transmission | NonRTO_Midwest | TVA_Transmission | Internal | Winter | B19 | 700 | 2400 | 0 | 73.88 | 70.85 | 8 | 0
2025 | NonRTO_Midwest_2_TVA_Transmission | NonRTO_Midwest | TVA_Transmission | Internal | Winter | B20 | 935 | 2400 | 0 | 66.26 | 65.59 | 8 | 0
2025 | NYISO_A-F_2_IESO | NYISO_A-F | IESO | Internal | Shoulder | B11 | 25 | 1600 | 0 | 65.37 | 48.46 | 7 | 0
2025 | NYISO_A-F_2_IESO | NYISO_A-F | IESO | Internal | Shoulder | B12 | 200 | 1600 | 0 | 63.96 | 48.46 | 7 | 0
2025 | NYISO_A-F_2_IESO | NYISO_A-F | IESO | Internal | Shoulder | B13 | 600 | 1600 | 0 | 62.48 | 48.46 | 7 | 0
2025 | NYISO_A-F_2_IESO | NYISO_A-F | IESO | Internal | Shoulder | B14 | 900 | 1600 | 0 | 61.42 | 48.46 | 7 | 0
2025 | NYISO_A-F_2_IESO | NYISO_A-F | IESO | Internal | Shoulder | B15 | 1203 | 1600 | 0 | 61.42 | 48.46 | 7 | 0
2025 | NYISO_A-F_2_IESO | NYISO_A-F | IESO | Internal | Summer | B1 | 10 | 1600 | 0 | 95.09 | 88.09 | 7 | 0
2025 | NYISO_A-F_2_IESO | NYISO_A-F | IESO | Internal | Summer | B2 | 25 | 1600 | 0 | 92.19 | 85.19 | 7 | 0
2025 | NYISO_A-F_2_IESO | NYISO_A-F | IESO | Internal | Summer | B3 | 75 | 1600 | 0 | 81.92 | 74.92 | 7 | 0
2025 | NYISO_A-F_2_IESO | NYISO_A-F | IESO | Internal | Summer | B4 | 100 | 1600 | 0 | 81.92 | 54.02 | 7 | 0
2025 | NYISO_A-F_2_IESO | NYISO_A-F | IESO | Internal | Summer | B5 | 200 | 1600 | 0 | 68.83 | 54.02 | 7 | 0
2025 | NYISO_A-F_2_IESO | NYISO_A-F | IESO | Internal | Summer | B6 | 300 | 1600 | 0 | 62.66 | 46.94 | 7 | 0
2025 | NYISO_A-F_2_IESO | NYISO_A-F | IESO | Internal | Summer | B7 | 400 | 1600 | 0 | 62.66 | 46.94 | 7 | 0
2025 | NYISO_A-F_2_IESO | NYISO_A-F | IESO | Internal | Summer | B8 | 500 | 1600 | 0 | 60.82 | 46.94 | 7 | 0
2025 | NYISO_A-F_2_IESO | NYISO_A-F | IESO | Internal | Summer | B9 | 800 | 1600 | 0 | 59.66 | 46.94 | 7 | 0
2025 | NYISO_A-F_2_IESO | NYISO_A-F | IESO | Internal | Summer | B10 | 1262 | 1600 | 0 | 59.66 | 46.94 | 7 | 0
2025 | NYISO_A-F_2_IESO | NYISO_A-F | IESO | Internal | Winter | B16 | 25 | 1600 | 0 | 67.81 | 51.27 | 7 | 0
2025 | NYISO_A-F_2_IESO | NYISO_A-F | IESO | Internal | Winter | B17 | 100 | 1600 | 0 | 66.51 | 51.27 | 7 | 0
2025 | NYISO_A-F_2_IESO | NYISO_A-F | IESO | Internal | Winter | B18 | 400 | 1600 | 0 | 66.51 | 51.27 | 7 | 0
2025 | NYISO_A-F_2_IESO | NYISO_A-F | IESO | Internal | Winter | B19 | 700 | 1600 | 0 | 66.51 | 51.27 | 7 | 0
2025 | NYISO_A-F_2_IESO | NYISO_A-F | IESO | Internal | Winter | B20 | 935 | 1600 | 0 | 66.51 | 51.27 | 7 | 0
2025 | NYISO_A-F_2_NEISO | NYISO_A-F | NEISO | Internal | Shoulder | B11 | 25 | 600 | 0 | 65.37 | 61.01 | 3 | 0
2025 | NYISO_A-F_2_NEISO | NYISO_A-F | NEISO | Internal | Shoulder | B12 | 200 | 600 | 0 | 63.96 | 60.98 | 3 | 0
2025 | NYISO_A-F_2_NEISO | NYISO_A-F | NEISO | Internal | Shoulder | B13 | 600 | 600 | 0 | 62.48 | 59.5 | 3 | 0
2025 | NYISO_A-F_2_NEISO | NYISO_A-F | NEISO | Internal | Shoulder | B14 | 900 | 600 | 0 | 61.42 | 59.5 | 3 | 0
2025 | NYISO_A-F_2_NEISO | NYISO_A-F | NEISO | Internal | Shoulder | B15 | 1203 | 600 | 0 | 61.42 | 59.5 | 3 | 0
2025 | NYISO_A-F_2_NEISO | NYISO_A-F | NEISO | Internal | Summer | B1 | 10 | 600 | 600 | 95.09 | 106.11 | 3 | 8.02
2025 | NYISO_A-F_2_NEISO | NYISO_A-F | NEISO | Internal | Summer | B2 | 25 | 600 | 123.81 | 92.19 | 95.19 | 3 | 0
2025 | NYISO_A-F_2_NEISO | NYISO_A-F | NEISO | Internal | Summer | B3 | 75 | 600 | 0 | 81.92 | 82.31 | 3 | 0
2025 | NYISO_A-F_2_NEISO | NYISO_A-F | NEISO | Internal | Summer | B4 | 100 | 600 | 0 | 81.92 | 78.92 | 3 | 0
2025 | NYISO_A-F_2_NEISO | NYISO_A-F | NEISO | Internal | Summer | B5 | 200 | 600 | 0 | 68.83 | 63.64 | 3 | 0
2025 | NYISO_A-F_2_NEISO | NYISO_A-F | NEISO | Internal | Summer | B6 | 300 | 600 | 0 | 62.66 | 57.84 | 3 | 0
2025 | NYISO_A-F_2_NEISO | NYISO_A-F | NEISO | Internal | Summer | B7 | 400 | 600 | 0 | 62.66 | 57.84 | 3 | 0
2025 | NYISO_A-F_2_NEISO | NYISO_A-F | NEISO | Internal | Summer | B8 | 500 | 600 | 0 | 60.82 | 57.84 | 3 | 0
2025 | NYISO_A-F_2_NEISO | NYISO_A-F | NEISO | Internal | Summer | B9 | 800 | 600 | 0 | 59.66 | 57.84 | 3 | 0
2025 | NYISO_A-F_2_NEISO | NYISO_A-F | NEISO | Internal | Summer | B10 | 1262 | 600 | 0 | 59.66 | 57.84 | 3 | 0
2025 | NYISO_A-F_2_NEISO | NYISO_A-F | NEISO | Internal | Winter | B16 | 25 | 600 | 368.52 | 67.81 | 70.81 | 3 | 0
2025 | NYISO_A-F_2_NEISO | NYISO_A-F | NEISO | Internal | Winter | B17 | 100 | 600 | 324.29 | 66.51 | 69.51 | 3 | 0
2025 | NYISO_A-F_2_NEISO | NYISO_A-F | NEISO | Internal | Winter | B18 | 400 | 600 | 0 | 66.51 | 68.97 | 3 | 0
2025 | NYISO_A-F_2_NEISO | NYISO_A-F | NEISO | Internal | Winter | B19 | 700 | 600 | 0 | 66.51 | 68.97 | 3 | 0
2025 | NYISO_A-F_2_NEISO | NYISO_A-F | NEISO | Internal | Winter | B20 | 935 | 600 | 0 | 66.51 | 68.97 | 3 | 0
2025 | NYISO_A-F_2_NYISO_G-I | NYISO_A-F | NYISO_G-I | Internal | Shoulder | B11 | 25 | 5685 | 5682.44 | 65.37 | 65.38 | 0.01 | 0
2025 | NYISO_A-F_2_NYISO_G-I | NYISO_A-F | NYISO_G-I | Internal | Shoulder | B12 | 200 | 5685 | 5028.83 | 63.96 | 63.97 | 0.01 | 0
2025 | NYISO_A-F_2_NYISO_G-I | NYISO_A-F | NYISO_G-I | Internal | Shoulder | B13 | 600 | 5685 | 4911.5 | 62.48 | 62.49 | 0.01 | 0
2025 | NYISO_A-F_2_NYISO_G-I | NYISO_A-F | NYISO_G-I | Internal | Shoulder | B14 | 900 | 5685 | 5156.8 | 61.42 | 61.43 | 0.01 | 0
2025 | NYISO_A-F_2_NYISO_G-I | NYISO_A-F | NYISO_G-I | Internal | Shoulder | B15 | 1203 | 5685 | 3220.98 | 61.42 | 61.43 | 0.01 | 0
2025 | NYISO_A-F_2_NYISO_G-I | NYISO_A-F | NYISO_G-I | Internal | Summer | B1 | 10 | 5685 | 5685 | 95.09 | 109.1 | 0.01 | 14
2025 | NYISO_A-F_2_NYISO_G-I | NYISO_A-F | NYISO_G-I | Internal | Summer | B2 | 25 | 5685 | 5685 | 92.19 | 98.18 | 0.01 | 5.98
2025 | NYISO_A-F_2_NYISO_G-I | NYISO_A-F | NYISO_G-I | Internal | Summer | B3 | 75 | 5685 | 5685 | 81.92 | 85.31 | 0.01 | 3.38
2025 | NYISO_A-F_2_NYISO_G-I | NYISO_A-F | NYISO_G-I | Internal | Summer | B4 | 100 | 5685 | 5685 | 81.92 | 82.76 | 0.01 | 0.82
2025 | NYISO_A-F_2_NYISO_G-I | NYISO_A-F | NYISO_G-I | Internal | Summer | B5 | 200 | 5685 | 5685 | 68.83 | 82.76 | 0.01 | 13.92
2025 | NYISO_A-F_2_NYISO_G-I | NYISO_A-F | NYISO_G-I | Internal | Summer | B6 | 300 | 5685 | 5685 | 62.66 | 68.96 | 0.01 | 6.29
2025 | NYISO_A-F_2_NYISO_G-I | NYISO_A-F | NYISO_G-I | Internal | Summer | B7 | 400 | 5685 | 5604.46 | 62.66 | 62.68 | 0.01 | 0
2025 | NYISO_A-F_2_NYISO_G-I | NYISO_A-F | NYISO_G-I | Internal | Summer | B8 | 500 | 5685 | 5297.91 | 60.82 | 60.83 | 0.01 | 0
2025 | NYISO_A-F_2_NYISO_G-I | NYISO_A-F | NYISO_G-I | Internal | Summer | B9 | 800 | 5685 | 4895.64 | 59.66 | 59.67 | 0.01 | 0
2025 | NYISO_A-F_2_NYISO_G-I | NYISO_A-F | NYISO_G-I | Internal | Summer | B10 | 1262 | 5685 | 2971.55 | 59.66 | 59.67 | 0.01 | 0
2025 | NYISO_A-F_2_NYISO_G-I | NYISO_A-F | NYISO_G-I | Internal | Winter | B16 | 25 | 5685 | 5685 | 67.81 | 73.81 | 0.01 | 5.99
2025 | NYISO_A-F_2_NYISO_G-I | NYISO_A-F | NYISO_G-I | Internal | Winter | B17 | 100 | 5685 | 5685 | 66.51 | 72.14 | 0.01 | 5.62
2025 | NYISO_A-F_2_NYISO_G-I | NYISO_A-F | NYISO_G-I | Internal | Winter | B18 | 400 | 5685 | 5685 | 66.51 | 70.3 | 0.01 | 3.78
2025 | NYISO_A-F_2_NYISO_G-I | NYISO_A-F | NYISO_G-I | Internal | Winter | B19 | 700 | 5685 | 5685 | 66.51 | 70.3 | 0.01 | 3.78
2025 | NYISO_A-F_2_NYISO_G-I | NYISO_A-F | NYISO_G-I | Internal | Winter | B20 | 935 | 5685 | 5517.63 | 66.51 | 66.52 | 0.01 | 0
2025 | NYISO_A-F_2_PJM_ROM | NYISO_A-F | PJM_ROM | Internal | Shoulder | B11 | 25 | 1000 | 999.99 | 65.37 | 74.11 | 8 | 0.74
2025 | NYISO_A-F_2_PJM_ROM | NYISO_A-F | PJM_ROM | Internal | Shoulder | B12 | 200 | 1000 | 0 | 63.96 | 68.87 | 8 | 0
2025 | NYISO_A-F_2_PJM_ROM | NYISO_A-F | PJM_ROM | Internal | Shoulder | B13 | 600 | 1000 | 0 | 62.48 | 67.38 | 8 | 0
2025 | NYISO_A-F_2_PJM_ROM | NYISO_A-F | PJM_ROM | Internal | Shoulder | B14 | 900 | 1000 | 0 | 61.42 | 64.7 | 8 | 0
2025 | NYISO_A-F_2_PJM_ROM | NYISO_A-F | PJM_ROM | Internal | Shoulder | B15 | 1203 | 1000 | 0 | 61.42 | 56.23 | 8 | 0
2025 | NYISO_A-F_2_PJM_ROM | NYISO_A-F | PJM_ROM | Internal | Summer | B1 | 10 | 1000 | 791.72 | 95.09 | 103.09 | 8 | 0
2025 | NYISO_A-F_2_PJM_ROM | NYISO_A-F | PJM_ROM | Internal | Summer | B2 | 25 | 1000 | 999.99 | 92.19 | 101.76 | 8 | 1.57
2025 | NYISO_A-F_2_PJM_ROM | NYISO_A-F | PJM_ROM | Internal | Summer | B3 | 75 | 1000 | 1000 | 81.92 | 101.73 | 8 | 11.81
2025 | NYISO_A-F_2_PJM_ROM | NYISO_A-F | PJM_ROM | Internal | Summer | B4 | 100 | 1000 | 1000 | 81.92 | 98.73 | 8 | 8.81
2025 | NYISO_A-F_2_PJM_ROM | NYISO_A-F | PJM_ROM | Internal | Summer | B5 | 200 | 1000 | 1000 | 68.83 | 90.77 | 8 | 13.94
2025 | NYISO_A-F_2_PJM_ROM | NYISO_A-F | PJM_ROM | Internal | Summer | B6 | 300 | 1000 | 1000 | 62.66 | 76.98 | 8 | 6.31
2025 | NYISO_A-F_2_PJM_ROM | NYISO_A-F | PJM_ROM | Internal | Summer | B7 | 400 | 1000 | 1000 | 62.66 | 71.12 | 8 | 0.46
2025 | NYISO_A-F_2_PJM_ROM | NYISO_A-F | PJM_ROM | Internal | Summer | B8 | 500 | 1000 | 0 | 60.82 | 65.91 | 8 | 0
2025 | NYISO_A-F_2_PJM_ROM | NYISO_A-F | PJM_ROM | Internal | Summer | B9 | 800 | 1000 | 0 | 59.66 | 63.22 | 8 | 0
2025 | NYISO_A-F_2_PJM_ROM | NYISO_A-F | PJM_ROM | Internal | Summer | B10 | 1262 | 1000 | 0 | 59.66 | 55.47 | 8 | 0
2025 | NYISO_A-F_2_PJM_ROM | NYISO_A-F | PJM_ROM | Internal | Winter | B16 | 25 | 1000 | 1000 | 67.81 | 77.99 | 8 | 2.19
2025 | NYISO_A-F_2_PJM_ROM | NYISO_A-F | PJM_ROM | Internal | Winter | B17 | 100 | 1000 | 999.99 | 66.51 | 74.87 | 8 | 0.36
2025 | NYISO_A-F_2_PJM_ROM | NYISO_A-F | PJM_ROM | Internal | Winter | B18 | 400 | 1000 | 0 | 66.51 | 71.14 | 8 | 0
2025 | NYISO_A-F_2_PJM_ROM | NYISO_A-F | PJM_ROM | Internal | Winter | B19 | 700 | 1000 | 0 | 66.51 | 70.06 | 8 | 0
2025 | NYISO_A-F_2_PJM_ROM | NYISO_A-F | PJM_ROM | Internal | Winter | B20 | 935 | 1000 | 0 | 66.51 | 60.99 | 8 | 0
2025 | NYISO_G-I_2_NEISO | NYISO_G-I | NEISO | Internal | Shoulder | B11 | 25 | 600 | 0 | 65.38 | 61.01 | 3 | 0
2025 | NYISO_G-I_2_NEISO | NYISO_G-I | NEISO | Internal | Shoulder | B12 | 200 | 600 | 0 | 63.97 | 60.98 | 3 | 0
2025 | NYISO_G-I_2_NEISO | NYISO_G-I | NEISO | Internal | Shoulder | B13 | 600 | 600 | 0 | 62.49 | 59.5 | 3 | 0
2025 | NYISO_G-I_2_NEISO | NYISO_G-I | NEISO | Internal | Shoulder | B14 | 900 | 600 | 0 | 61.43 | 59.5 | 3 | 0
2025 | NYISO_G-I_2_NEISO | NYISO_G-I | NEISO | Internal | Shoulder | B15 | 1203 | 600 | 0 | 61.43 | 59.5 | 3 | 0
2025 | NYISO_G-I_2_NEISO | NYISO_G-I | NEISO | Internal | Summer | B1 | 10 | 600 | 0 | 109.1 | 106.11 | 3 | 0
2025 | NYISO_G-I_2_NEISO | NYISO_G-I | NEISO | Internal | Summer | B2 | 25 | 600 | 0 | 98.18 | 95.19 | 3 | 0
2025 | NYISO_G-I_2_NEISO | NYISO_G-I | NEISO | Internal | Summer | B3 | 75 | 600 | 0 | 85.31 | 82.31 | 3 | 0
2025 | NYISO_G-I_2_NEISO | NYISO_G-I | NEISO | Internal | Summer | B4 | 100 | 600 | 0 | 82.76 | 78.92 | 3 | 0
2025 | NYISO_G-I_2_NEISO | NYISO_G-I | NEISO | Internal | Summer | B5 | 200 | 600 | 0 | 82.76 | 63.64 | 3 | 0
2025 | NYISO_G-I_2_NEISO | NYISO_G-I | NEISO | Internal | Summer | B6 | 300 | 600 | 0 | 68.96 | 57.84 | 3 | 0
2025 | NYISO_G-I_2_NEISO | NYISO_G-I | NEISO | Internal | Summer | B7 | 400 | 600 | 0 | 62.68 | 57.84 | 3 | 0
2025 | NYISO_G-I_2_NEISO | NYISO_G-I | NEISO | Internal | Summer | B8 | 500 | 600 | 0 | 60.83 | 57.84 | 3 | 0
2025 | NYISO_G-I_2_NEISO | NYISO_G-I | NEISO | Internal | Summer | B9 | 800 | 600 | 0 | 59.67 | 57.84 | 3 | 0
2025 | NYISO_G-I_2_NEISO | NYISO_G-I | NEISO | Internal | Summer | B10 | 1262 | 600 | 0 | 59.67 | 57.84 | 3 | 0
2025 | NYISO_G-I_2_NEISO | NYISO_G-I | NEISO | Internal | Winter | B16 | 25 | 600 | 0 | 73.81 | 70.81 | 3 | 0
2025 | NYISO_G-I_2_NEISO | NYISO_G-I | NEISO | Internal | Winter | B17 | 100 | 600 | 0 | 72.14 | 69.51 | 3 | 0
2025 | NYISO_G-I_2_NEISO | NYISO_G-I | NEISO | Internal | Winter | B18 | 400 | 600 | 0 | 70.3 | 68.97 | 3 | 0
2025 | NYISO_G-I_2_NEISO | NYISO_G-I | NEISO | Internal | Winter | B19 | 700 | 600 | 0 | 70.3 | 68.97 | 3 | 0
2025 | NYISO_G-I_2_NEISO | NYISO_G-I | NEISO | Internal | Winter | B20 | 935 | 600 | 0 | 66.52 | 68.97 | 3 | 0
2025 | NYISO_G-I_2_NYISO_A-F | NYISO_G-I | NYISO_A-F | Internal | Shoulder | B11 | 25 | 3434 | 0.34 | 65.38 | 65.37 | 0.01 | 0
2025 | NYISO_G-I_2_NYISO_A-F | NYISO_G-I | NYISO_A-F | Internal | Shoulder | B12 | 200 | 3434 | 0.06 | 63.97 | 63.96 | 0.01 | 0
2025 | NYISO_G-I_2_NYISO_A-F | NYISO_G-I | NYISO_A-F | Internal | Shoulder | B13 | 600 | 3434 | 0.02 | 62.49 | 62.48 | 0.01 | 0
2025 | NYISO_G-I_2_NYISO_A-F | NYISO_G-I | NYISO_A-F | Internal | Shoulder | B14 | 900 | 3434 | 0.01 | 61.43 | 61.42 | 0.01 | 0
2025 | NYISO_G-I_2_NYISO_A-F | NYISO_G-I | NYISO_A-F | Internal | Shoulder | B15 | 1203 | 3434 | 0.01 | 61.43 | 61.42 | 0.01 | 0
2025 | NYISO_G-I_2_NYISO_A-F | NYISO_G-I | NYISO_A-F | Internal | Summer | B1 | 10 | 3434 | 0 | 109.1 | 95.09 | 0.01 | 0
2025 | NYISO_G-I_2_NYISO_A-F | NYISO_G-I | NYISO_A-F | Internal | Summer | B2 | 25 | 3434 | 0 | 98.18 | 92.19 | 0.01 | 0
2025 | NYISO_G-I_2_NYISO_A-F | NYISO_G-I | NYISO_A-F | Internal | Summer | B3 | 75 | 3434 | 0 | 85.31 | 81.92 | 0.01 | 0
2025 | NYISO_G-I_2_NYISO_A-F | NYISO_G-I | NYISO_A-F | Internal | Summer | B4 | 100 | 3434 | 0 | 82.76 | 81.92 | 0.01 | 0
2025 | NYISO_G-I_2_NYISO_A-F | NYISO_G-I | NYISO_A-F | Internal | Summer | B5 | 200 | 3434 | 0 | 82.76 | 68.83 | 0.01 | 0
2025 | NYISO_G-I_2_NYISO_A-F | NYISO_G-I | NYISO_A-F | Internal | Summer | B6 | 300 | 3434 | 0 | 68.96 | 62.66 | 0.01 | 0
2025 | NYISO_G-I_2_NYISO_A-F | NYISO_G-I | NYISO_A-F | Internal | Summer | B7 | 400 | 3434 | 0.03 | 62.68 | 62.66 | 0.01 | 0
2025 | NYISO_G-I_2_NYISO_A-F | NYISO_G-I | NYISO_A-F | Internal | Summer | B8 | 500 | 3434 | 0.02 | 60.83 | 60.82 | 0.01 | 0
2025 | NYISO_G-I_2_NYISO_A-F | NYISO_G-I | NYISO_A-F | Internal | Summer | B9 | 800 | 3434 | 0.02 | 59.67 | 59.66 | 0.01 | 0
2025 | NYISO_G-I_2_NYISO_A-F | NYISO_G-I | NYISO_A-F | Internal | Summer | B10 | 1262 | 3434 | 0.01 | 59.67 | 59.66 | 0.01 | 0
2025 | NYISO_G-I_2_NYISO_A-F | NYISO_G-I | NYISO_A-F | Internal | Winter | B16 | 25 | 3434 | 0 | 73.81 | 67.81 | 0.01 | 0
2025 | NYISO_G-I_2_NYISO_A-F | NYISO_G-I | NYISO_A-F | Internal | Winter | B17 | 100 | 3434 | 0 | 72.14 | 66.51 | 0.01 | 0
2025 | NYISO_G-I_2_NYISO_A-F | NYISO_G-I | NYISO_A-F | Internal | Winter | B18 | 400 | 3434 | 0 | 70.3 | 66.51 | 0.01 | 0
2025 | NYISO_G-I_2_NYISO_A-F | NYISO_G-I | NYISO_A-F | Internal | Winter | B19 | 700 | 3434 | 0 | 70.3 | 66.51 | 0.01 | 0
2025 | NYISO_G-I_2_NYISO_A-F | NYISO_G-I | NYISO_A-F | Internal | Winter | B20 | 935 | 3434 | 0.01 | 66.52 | 66.51 | 0.01 | 0
2025 | NYISO_G-I_2_NYISO_J-K | NYISO_G-I | NYISO_J-K | Internal | Shoulder | B11 | 25 | 6130 | 4955.52 | 65.38 | 65.4 | 0.01 | 0
2025 | NYISO_G-I_2_NYISO_J-K | NYISO_G-I | NYISO_J-K | Internal | Shoulder | B12 | 200 | 6130 | 5264.48 | 63.97 | 63.98 | 0.01 | 0
2025 | NYISO_G-I_2_NYISO_J-K | NYISO_G-I | NYISO_J-K | Internal | Shoulder | B13 | 600 | 6130 | 4636.04 | 62.49 | 62.5 | 0.01 | 0
2025 | NYISO_G-I_2_NYISO_J-K | NYISO_G-I | NYISO_J-K | Internal | Shoulder | B14 | 900 | 6130 | 4675.48 | 61.43 | 61.44 | 0.01 | 0
2025 | NYISO_G-I_2_NYISO_J-K | NYISO_G-I | NYISO_J-K | Internal | Shoulder | B15 | 1203 | 6130 | 3167.26 | 61.43 | 61.44 | 0.01 | 0
2025 | NYISO_G-I_2_NYISO_J-K | NYISO_G-I | NYISO_J-K | Internal | Summer | B1 | 10 | 6130 | 5148.28 | 109.1 | 109.11 | 0.01 | 0
2025 | NYISO_G-I_2_NYISO_J-K | NYISO_G-I | NYISO_J-K | Internal | Summer | B2 | 25 | 6130 | 5074.85 | 98.18 | 98.19 | 0.01 | 0
2025 | NYISO_G-I_2_NYISO_J-K | NYISO_G-I | NYISO_J-K | Internal | Summer | B3 | 75 | 6130 | 4509.28 | 85.31 | 85.32 | 0.01 | 0
2025 | NYISO_G-I_2_NYISO_J-K | NYISO_G-I | NYISO_J-K | Internal | Summer | B4 | 100 | 6130 | 4835.97 | 82.76 | 82.77 | 0.01 | 0
2025 | NYISO_G-I_2_NYISO_J-K | NYISO_G-I | NYISO_J-K | Internal | Summer | B5 | 200 | 6130 | 5426.62 | 82.76 | 82.77 | 0.01 | 0
2025 | NYISO_G-I_2_NYISO_J-K | NYISO_G-I | NYISO_J-K | Internal | Summer | B6 | 300 | 6130 | 5869.19 | 68.96 | 68.98 | 0.01 | 0
2025 | NYISO_G-I_2_NYISO_J-K | NYISO_G-I | NYISO_J-K | Internal | Summer | B7 | 400 | 6130 | 5251.4 | 62.68 | 62.69 | 0.01 | 0
2025 | NYISO_G-I_2_NYISO_J-K | NYISO_G-I | NYISO_J-K | Internal | Summer | B8 | 500 | 6130 | 5996.23 | 60.83 | 60.84 | 0.01 | 0
2025 | NYISO_G-I_2_NYISO_J-K | NYISO_G-I | NYISO_J-K | Internal | Summer | B9 | 800 | 6130 | 5494.94 | 59.67 | 59.69 | 0.01 | 0
2025 | NYISO_G-I_2_NYISO_J-K | NYISO_G-I | NYISO_J-K | Internal | Summer | B10 | 1262 | 6130 | 3708.26 | 59.67 | 59.69 | 0.01 | 0
2025 | NYISO_G-I_2_NYISO_J-K | NYISO_G-I | NYISO_J-K | Internal | Winter | B16 | 25 | 6130 | 6102.42 | 73.81 | 73.82 | 0.01 | 0
2025 | NYISO_G-I_2_NYISO_J-K | NYISO_G-I | NYISO_J-K | Internal | Winter | B17 | 100 | 6130 | 6130 | 72.14 | 72.91 | 0.01 | 0.76
2025 | NYISO_G-I_2_NYISO_J-K | NYISO_G-I | NYISO_J-K | Internal | Winter | B18 | 400 | 6130 | 6130 | 70.3 | 72.91 | 0.01 | 2.6
2025 | NYISO_G-I_2_NYISO_J-K | NYISO_G-I | NYISO_J-K | Internal | Winter | B19 | 700 | 6130 | 6130 | 70.3 | 72.91 | 0.01 | 2.6
2025 | NYISO_G-I_2_NYISO_J-K | NYISO_G-I | NYISO_J-K | Internal | Winter | B20 | 935 | 6130 | 5753.87 | 66.52 | 66.53 | 0.01 | 0
2025 | NYISO_G-I_2_PJM_E | NYISO_G-I | PJM_E | Internal | Shoulder | B11 | 25 | 1500 | 1499.98 | 65.38 | 74.1 | 8 | 0.72
2025 | NYISO_G-I_2_PJM_E | NYISO_G-I | PJM_E | Internal | Shoulder | B12 | 200 | 1500 | 0 | 63.97 | 68.86 | 8 | 0
2025 | NYISO_G-I_2_PJM_E | NYISO_G-I | PJM_E | Internal | Shoulder | B13 | 600 | 1500 | 0 | 62.49 | 67.37 | 8 | 0
2025 | NYISO_G-I_2_PJM_E | NYISO_G-I | PJM_E | Internal | Shoulder | B14 | 900 | 1500 | 0 | 61.43 | 64.69 | 8 | 0
2025 | NYISO_G-I_2_PJM_E | NYISO_G-I | PJM_E | Internal | Shoulder | B15 | 1203 | 1500 | 0 | 61.43 | 56.22 | 8 | 0
2025 | NYISO_G-I_2_PJM_E | NYISO_G-I | PJM_E | Internal | Summer | B1 | 10 | 1500 | 0 | 109.1 | 103.1 | 8 | 0
2025 | NYISO_G-I_2_PJM_E | NYISO_G-I | PJM_E | Internal | Summer | B2 | 25 | 1500 | 0 | 98.18 | 101.74 | 8 | 0
2025 | NYISO_G-I_2_PJM_E | NYISO_G-I | PJM_E | Internal | Summer | B3 | 75 | 1500 | 1500 | 85.31 | 101.72 | 8 | 8.41
2025 | NYISO_G-I_2_PJM_E | NYISO_G-I | PJM_E | Internal | Summer | B4 | 100 | 1500 | 1500 | 82.76 | 98.72 | 8 | 7.96
2025 | NYISO_G-I_2_PJM_E | NYISO_G-I | PJM_E | Internal | Summer | B5 | 200 | 1500 | 1044.38 | 82.76 | 90.76 | 8 | 0
2025 | NYISO_G-I_2_PJM_E | NYISO_G-I | PJM_E | Internal | Summer | B6 | 300 | 1500 | 794.26 | 68.96 | 76.96 | 8 | 0
2025 | NYISO_G-I_2_PJM_E | NYISO_G-I | PJM_E | Internal | Summer | B7 | 400 | 1500 | 1500 | 62.68 | 71.11 | 8 | 0.44
2025 | NYISO_G-I_2_PJM_E | NYISO_G-I | PJM_E | Internal | Summer | B8 | 500 | 1500 | 0 | 60.83 | 65.9 | 8 | 0
2025 | NYISO_G-I_2_PJM_E | NYISO_G-I | PJM_E | Internal | Summer | B9 | 800 | 1500 | 0 | 59.67 | 63.21 | 8 | 0
2025 | NYISO_G-I_2_PJM_E | NYISO_G-I | PJM_E | Internal | Summer | B10 | 1262 | 1500 | 0 | 59.67 | 55.46 | 8 | 0
2025 | NYISO_G-I_2_PJM_E | NYISO_G-I | PJM_E | Internal | Winter | B16 | 25 | 1500 | 0 | 73.81 | 77.98 | 8 | 0
2025 | NYISO_G-I_2_PJM_E | NYISO_G-I | PJM_E | Internal | Winter | B17 | 100 | 1500 | 0 | 72.14 | 74.88 | 8 | 0
2025 | NYISO_G-I_2_PJM_E | NYISO_G-I | PJM_E | Internal | Winter | B18 | 400 | 1500 | 0 | 70.3 | 71.13 | 8 | 0
2025 | NYISO_G-I_2_PJM_E | NYISO_G-I | PJM_E | Internal | Winter | B19 | 700 | 1500 | 0 | 70.3 | 70.07 | 8 | 0
2025 | NYISO_G-I_2_PJM_E | NYISO_G-I | PJM_E | Internal | Winter | B20 | 935 | 1500 | 0 | 66.52 | 61.01 | 8 | 0
2025 | NYISO_J-K_2_NEISO | NYISO_J-K | NEISO | Internal | Shoulder | B11 | 25 | 315 | 0 | 65.4 | 61.01 | 3 | 0
2025 | NYISO_J-K_2_NEISO | NYISO_J-K | NEISO | Internal | Shoulder | B12 | 200 | 315 | 0 | 63.98 | 60.98 | 3 | 0
2025 | NYISO_J-K_2_NEISO | NYISO_J-K | NEISO | Internal | Shoulder | B13 | 600 | 315 | 0 | 62.5 | 59.5 | 3 | 0
2025 | NYISO_J-K_2_NEISO | NYISO_J-K | NEISO | Internal | Shoulder | B14 | 900 | 315 | 0 | 61.44 | 59.5 | 3 | 0
2025 | NYISO_J-K_2_NEISO | NYISO_J-K | NEISO | Internal | Shoulder | B15 | 1203 | 315 | 0 | 61.44 | 59.5 | 3 | 0
2025 | NYISO_J-K_2_NEISO | NYISO_J-K | NEISO | Internal | Summer | B1 | 10 | 315 | 0 | 109.11 | 106.11 | 3 | 0
2025 | NYISO_J-K_2_NEISO | NYISO_J-K | NEISO | Internal | Summer | B2 | 25 | 315 | 0 | 98.19 | 95.19 | 3 | 0
2025 | NYISO_J-K_2_NEISO | NYISO_J-K | NEISO | Internal | Summer | B3 | 75 | 315 | 0 | 85.32 | 82.31 | 3 | 0
2025 | NYISO_J-K_2_NEISO | NYISO_J-K | NEISO | Internal | Summer | B4 | 100 | 315 | 0 | 82.77 | 78.92 | 3 | 0
2025 | NYISO_J-K_2_NEISO | NYISO_J-K | NEISO | Internal | Summer | B5 | 200 | 315 | 0 | 82.77 | 63.64 | 3 | 0
2025 | NYISO_J-K_2_NEISO | NYISO_J-K | NEISO | Internal | Summer | B6 | 300 | 315 | 0 | 68.98 | 57.84 | 3 | 0
2025 | NYISO_J-K_2_NEISO | NYISO_J-K | NEISO | Internal | Summer | B7 | 400 | 315 | 0 | 62.69 | 57.84 | 3 | 0
2025 | NYISO_J-K_2_NEISO | NYISO_J-K | NEISO | Internal | Summer | B8 | 500 | 315 | 0 | 60.84 | 57.84 | 3 | 0
2025 | NYISO_J-K_2_NEISO | NYISO_J-K | NEISO | Internal | Summer | B9 | 800 | 315 | 0 | 59.69 | 57.84 | 3 | 0
2025 | NYISO_J-K_2_NEISO | NYISO_J-K | NEISO | Internal | Summer | B10 | 1262 | 315 | 0 | 59.69 | 57.84 | 3 | 0
2025 | NYISO_J-K_2_NEISO | NYISO_J-K | NEISO | Internal | Winter | B16 | 25 | 315 | 0 | 73.82 | 70.81 | 3 | 0
2025 | NYISO_J-K_2_NEISO | NYISO_J-K | NEISO | Internal | Winter | B17 | 100 | 315 | 0 | 72.91 | 69.51 | 3 | 0
2025 | NYISO_J-K_2_NEISO | NYISO_J-K | NEISO | Internal | Winter | B18 | 400 | 315 | 0 | 72.91 | 68.97 | 3 | 0
2025 | NYISO_J-K_2_NEISO | NYISO_J-K | NEISO | Internal | Winter | B19 | 700 | 315 | 0 | 72.91 | 68.97 | 3 | 0
2025 | NYISO_J-K_2_NEISO | NYISO_J-K | NEISO | Internal | Winter | B20 | 935 | 315 | 0 | 66.53 | 68.97 | 3 | 0
2025 | NYISO_J-K_2_NYISO_G-I | NYISO_J-K | NYISO_G-I | Internal | Shoulder | B11 | 25 | 1999 | 0.44 | 65.4 | 65.38 | 0.01 | 0
2025 | NYISO_J-K_2_NYISO_G-I | NYISO_J-K | NYISO_G-I | Internal | Shoulder | B12 | 200 | 1999 | 0.06 | 63.98 | 63.97 | 0.01 | 0
2025 | NYISO_J-K_2_NYISO_G-I | NYISO_J-K | NYISO_G-I | Internal | Shoulder | B13 | 600 | 1999 | 0.02 | 62.5 | 62.49 | 0.01 | 0
2025 | NYISO_J-K_2_NYISO_G-I | NYISO_J-K | NYISO_G-I | Internal | Shoulder | B14 | 900 | 1999 | 0.01 | 61.44 | 61.43 | 0.01 | 0
2025 | NYISO_J-K_2_NYISO_G-I | NYISO_J-K | NYISO_G-I | Internal | Shoulder | B15 | 1203 | 1999 | 0.01 | 61.44 | 61.43 | 0.01 | 0
2025 | NYISO_J-K_2_NYISO_G-I | NYISO_J-K | NYISO_G-I | Internal | Summer | B1 | 10 | 1999 | 1.01 | 109.11 | 109.1 | 0.01 | 0
2025 | NYISO_J-K_2_NYISO_G-I | NYISO_J-K | NYISO_G-I | Internal | Summer | B2 | 25 | 1999 | 0.44 | 98.19 | 98.18 | 0.01 | 0
2025 | NYISO_J-K_2_NYISO_G-I | NYISO_J-K | NYISO_G-I | Internal | Summer | B3 | 75 | 1999 | 0.16 | 85.32 | 85.31 | 0.01 | 0
2025 | NYISO_J-K_2_NYISO_G-I | NYISO_J-K | NYISO_G-I | Internal | Summer | B4 | 100 | 1999 | 0.12 | 82.77 | 82.76 | 0.01 | 0
2025 | NYISO_J-K_2_NYISO_G-I | NYISO_J-K | NYISO_G-I | Internal | Summer | B5 | 200 | 1999 | 0.06 | 82.77 | 82.76 | 0.01 | 0
2025 | NYISO_J-K_2_NYISO_G-I | NYISO_J-K | NYISO_G-I | Internal | Summer | B6 | 300 | 1999 | 0.04 | 68.98 | 68.96 | 0.01 | 0
2025 | NYISO_J-K_2_NYISO_G-I | NYISO_J-K | NYISO_G-I | Internal | Summer | B7 | 400 | 1999 | 0.03 | 62.69 | 62.68 | 0.01 | 0
2025 | NYISO_J-K_2_NYISO_G-I | NYISO_J-K | NYISO_G-I | Internal | Summer | B8 | 500 | 1999 | 0.02 | 60.84 | 60.83 | 0.01 | 0
2025 | NYISO_J-K_2_NYISO_G-I | NYISO_J-K | NYISO_G-I | Internal | Summer | B9 | 800 | 1999 | 0.02 | 59.69 | 59.67 | 0.01 | 0
2025 | NYISO_J-K_2_NYISO_G-I | NYISO_J-K | NYISO_G-I | Internal | Summer | B10 | 1262 | 1999 | 0.01 | 59.69 | 59.67 | 0.01 | 0
2025 | NYISO_J-K_2_NYISO_G-I | NYISO_J-K | NYISO_G-I | Internal | Winter | B16 | 25 | 1999 | 0.38 | 73.82 | 73.81 | 0.01 | 0
2025 | NYISO_J-K_2_NYISO_G-I | NYISO_J-K | NYISO_G-I | Internal | Winter | B17 | 100 | 1999 | 0 | 72.91 | 72.14 | 0.01 | 0
2025 | NYISO_J-K_2_NYISO_G-I | NYISO_J-K | NYISO_G-I | Internal | Winter | B18 | 400 | 1999 | 0 | 72.91 | 70.3 | 0.01 | 0
2025 | NYISO_J-K_2_NYISO_G-I | NYISO_J-K | NYISO_G-I | Internal | Winter | B19 | 700 | 1999 | 0 | 72.91 | 70.3 | 0.01 | 0
2025 | NYISO_J-K_2_NYISO_G-I | NYISO_J-K | NYISO_G-I | Internal | Winter | B20 | 935 | 1999 | 0.01 | 66.53 | 66.52 | 0.01 | 0
2025 | NYISO_J-K_2_PJM_E | NYISO_J-K | PJM_E | Internal | Shoulder | B11 | 25 | 330 | 329.98 | 65.4 | 74.1 | 8 | 0.7
2025 | NYISO_J-K_2_PJM_E | NYISO_J-K | PJM_E | Internal | Shoulder | B12 | 200 | 330 | 0 | 63.98 | 68.86 | 8 | 0
2025 | NYISO_J-K_2_PJM_E | NYISO_J-K | PJM_E | Internal | Shoulder | B13 | 600 | 330 | 0 | 62.5 | 67.37 | 8 | 0
2025 | NYISO_J-K_2_PJM_E | NYISO_J-K | PJM_E | Internal | Shoulder | B14 | 900 | 330 | 0 | 61.44 | 64.69 | 8 | 0
2025 | NYISO_J-K_2_PJM_E | NYISO_J-K | PJM_E | Internal | Shoulder | B15 | 1203 | 330 | 0 | 61.44 | 56.22 | 8 | 0
2025 | NYISO_J-K_2_PJM_E | NYISO_J-K | PJM_E | Internal | Summer | B1 | 10 | 330 | 0 | 109.11 | 103.1 | 8 | 0
2025 | NYISO_J-K_2_PJM_E | NYISO_J-K | PJM_E | Internal | Summer | B2 | 25 | 330 | 0 | 98.19 | 101.74 | 8 | 0
2025 | NYISO_J-K_2_PJM_E | NYISO_J-K | PJM_E | Internal | Summer | B3 | 75 | 330 | 330 | 85.32 | 101.72 | 8 | 8.4
2025 | NYISO_J-K_2_PJM_E | NYISO_J-K | PJM_E | Internal | Summer | B4 | 100 | 330 | 330 | 82.77 | 98.72 | 8 | 7.95
2025 | NYISO_J-K_2_PJM_E | NYISO_J-K | PJM_E | Internal | Summer | B5 | 200 | 330 | 0.11 | 82.77 | 90.76 | 8 | 0
2025 | NYISO_J-K_2_PJM_E | NYISO_J-K | PJM_E | Internal | Summer | B6 | 300 | 330 | 0.07 | 68.98 | 76.96 | 8 | 0
2025 | NYISO_J-K_2_PJM_E | NYISO_J-K | PJM_E | Internal | Summer | B7 | 400 | 330 | 330 | 62.69 | 71.11 | 8 | 0.42
2025 | NYISO_J-K_2_PJM_E | NYISO_J-K | PJM_E | Internal | Summer | B8 | 500 | 330 | 0 | 60.84 | 65.9 | 8 | 0
2025 | NYISO_J-K_2_PJM_E | NYISO_J-K | PJM_E | Internal | Summer | B9 | 800 | 330 | 0 | 59.69 | 63.21 | 8 | 0
2025 | NYISO_J-K_2_PJM_E | NYISO_J-K | PJM_E | Internal | Summer | B10 | 1262 | 330 | 0 | 59.69 | 55.46 | 8 | 0
2025 | NYISO_J-K_2_PJM_E | NYISO_J-K | PJM_E | Internal | Winter | B16 | 25 | 330 | 0 | 73.82 | 77.98 | 8 | 0
2025 | NYISO_J-K_2_PJM_E | NYISO_J-K | PJM_E | Internal | Winter | B17 | 100 | 330 | 0 | 72.91 | 74.88 | 8 | 0
2025 | NYISO_J-K_2_PJM_E | NYISO_J-K | PJM_E | Internal | Winter | B18 | 400 | 330 | 0 | 72.91 | 71.13 | 8 | 0
2025 | NYISO_J-K_2_PJM_E | NYISO_J-K | PJM_E | Internal | Winter | B19 | 700 | 330 | 0 | 72.91 | 70.07 | 8 | 0
2025 | NYISO_J-K_2_PJM_E | NYISO_J-K | PJM_E | Internal | Winter | B20 | 935 | 330 | 0 | 66.53 | 61.01 | 8 | 0
2025 | PJM_E_2_NYISO_G-I | PJM_E | NYISO_G-I | Internal | Shoulder | B11 | 25 | 500 | 0 | 74.1 | 65.38 | 6 | 0
2025 | PJM_E_2_NYISO_G-I | PJM_E | NYISO_G-I | Internal | Shoulder | B12 | 200 | 500 | 0 | 68.86 | 63.97 | 6 | 0
2025 | PJM_E_2_NYISO_G-I | PJM_E | NYISO_G-I | Internal | Shoulder | B13 | 600 | 500 | 0 | 67.37 | 62.49 | 6 | 0
2025 | PJM_E_2_NYISO_G-I | PJM_E | NYISO_G-I | Internal | Shoulder | B14 | 900 | 500 | 0 | 64.69 | 61.43 | 6 | 0
2025 | PJM_E_2_NYISO_G-I | PJM_E | NYISO_G-I | Internal | Shoulder | B15 | 1203 | 500 | 0 | 56.22 | 61.43 | 6 | 0
2025 | PJM_E_2_NYISO_G-I | PJM_E | NYISO_G-I | Internal | Summer | B1 | 10 | 500 | 227.91 | 103.1 | 109.1 | 6 | 0
2025 | PJM_E_2_NYISO_G-I | PJM_E | NYISO_G-I | Internal | Summer | B2 | 25 | 500 | 0 | 101.74 | 98.18 | 6 | 0
2025 | PJM_E_2_NYISO_G-I | PJM_E | NYISO_G-I | Internal | Summer | B3 | 75 | 500 | 0 | 101.72 | 85.31 | 6 | 0
2025 | PJM_E_2_NYISO_G-I | PJM_E | NYISO_G-I | Internal | Summer | B4 | 100 | 500 | 0 | 98.72 | 82.76 | 6 | 0
2025 | PJM_E_2_NYISO_G-I | PJM_E | NYISO_G-I | Internal | Summer | B5 | 200 | 500 | 0 | 90.76 | 82.76 | 6 | 0
2025 | PJM_E_2_NYISO_G-I | PJM_E | NYISO_G-I | Internal | Summer | B6 | 300 | 500 | 0 | 76.96 | 68.96 | 6 | 0
2025 | PJM_E_2_NYISO_G-I | PJM_E | NYISO_G-I | Internal | Summer | B7 | 400 | 500 | 0 | 71.11 | 62.68 | 6 | 0
2025 | PJM_E_2_NYISO_G-I | PJM_E | NYISO_G-I | Internal | Summer | B8 | 500 | 500 | 0 | 65.9 | 60.83 | 6 | 0
2025 | PJM_E_2_NYISO_G-I | PJM_E | NYISO_G-I | Internal | Summer | B9 | 800 | 500 | 0 | 63.21 | 59.67 | 6 | 0
2025 | PJM_E_2_NYISO_G-I | PJM_E | NYISO_G-I | Internal | Summer | B10 | 1262 | 500 | 0 | 55.46 | 59.67 | 6 | 0
2025 | PJM_E_2_NYISO_G-I | PJM_E | NYISO_G-I | Internal | Winter | B16 | 25 | 500 | 0 | 77.98 | 73.81 | 6 | 0
2025 | PJM_E_2_NYISO_G-I | PJM_E | NYISO_G-I | Internal | Winter | B17 | 100 | 500 | 0 | 74.88 | 72.14 | 6 | 0
2025 | PJM_E_2_NYISO_G-I | PJM_E | NYISO_G-I | Internal | Winter | B18 | 400 | 500 | 0 | 71.13 | 70.3 | 6 | 0
2025 | PJM_E_2_NYISO_G-I | PJM_E | NYISO_G-I | Internal | Winter | B19 | 700 | 500 | 0 | 70.07 | 70.3 | 6 | 0
2025 | PJM_E_2_NYISO_G-I | PJM_E | NYISO_G-I | Internal | Winter | B20 | 935 | 500 | 0 | 61.01 | 66.52 | 6 | 0
2025 | PJM_E_2_NYISO_J-K | PJM_E | NYISO_J-K | Internal | Shoulder | B11 | 25 | 330 | 0 | 74.1 | 65.4 | 6 | 0
2025 | PJM_E_2_NYISO_J-K | PJM_E | NYISO_J-K | Internal | Shoulder | B12 | 200 | 330 | 0 | 68.86 | 63.98 | 6 | 0
2025 | PJM_E_2_NYISO_J-K | PJM_E | NYISO_J-K | Internal | Shoulder | B13 | 600 | 330 | 0 | 67.37 | 62.5 | 6 | 0
2025 | PJM_E_2_NYISO_J-K | PJM_E | NYISO_J-K | Internal | Shoulder | B14 | 900 | 330 | 0 | 64.69 | 61.44 | 6 | 0
2025 | PJM_E_2_NYISO_J-K | PJM_E | NYISO_J-K | Internal | Shoulder | B15 | 1203 | 330 | 0 | 56.22 | 61.44 | 6 | 0
2025 | PJM_E_2_NYISO_J-K | PJM_E | NYISO_J-K | Internal | Summer | B1 | 10 | 330 | 327.13 | 103.1 | 109.11 | 6 | 0.01
2025 | PJM_E_2_NYISO_J-K | PJM_E | NYISO_J-K | Internal | Summer | B2 | 25 | 330 | 0 | 101.74 | 98.19 | 6 | 0
2025 | PJM_E_2_NYISO_J-K | PJM_E | NYISO_J-K | Internal | Summer | B3 | 75 | 330 | 0 | 101.72 | 85.32 | 6 | 0
2025 | PJM_E_2_NYISO_J-K | PJM_E | NYISO_J-K | Internal | Summer | B4 | 100 | 330 | 0 | 98.72 | 82.77 | 6 | 0
2025 | PJM_E_2_NYISO_J-K | PJM_E | NYISO_J-K | Internal | Summer | B5 | 200 | 330 | 0 | 90.76 | 82.77 | 6 | 0
2025 | PJM_E_2_NYISO_J-K | PJM_E | NYISO_J-K | Internal | Summer | B6 | 300 | 330 | 0 | 76.96 | 68.98 | 6 | 0
2025 | PJM_E_2_NYISO_J-K | PJM_E | NYISO_J-K | Internal | Summer | B7 | 400 | 330 | 0 | 71.11 | 62.69 | 6 | 0
2025 | PJM_E_2_NYISO_J-K | PJM_E | NYISO_J-K | Internal | Summer | B8 | 500 | 330 | 0 | 65.9 | 60.84 | 6 | 0
2025 | PJM_E_2_NYISO_J-K | PJM_E | NYISO_J-K | Internal | Summer | B9 | 800 | 330 | 0 | 63.21 | 59.69 | 6 | 0
2025 | PJM_E_2_NYISO_J-K | PJM_E | NYISO_J-K | Internal | Summer | B10 | 1262 | 330 | 0 | 55.46 | 59.69 | 6 | 0
2025 | PJM_E_2_NYISO_J-K | PJM_E | NYISO_J-K | Internal | Winter | B16 | 25 | 330 | 0 | 77.98 | 73.82 | 6 | 0
2025 | PJM_E_2_NYISO_J-K | PJM_E | NYISO_J-K | Internal | Winter | B17 | 100 | 330 | 0 | 74.88 | 72.91 | 6 | 0
2025 | PJM_E_2_NYISO_J-K | PJM_E | NYISO_J-K | Internal | Winter | B18 | 400 | 330 | 0 | 71.13 | 72.91 | 6 | 0
2025 | PJM_E_2_NYISO_J-K | PJM_E | NYISO_J-K | Internal | Winter | B19 | 700 | 330 | 0 | 70.07 | 72.91 | 6 | 0
2025 | PJM_E_2_NYISO_J-K | PJM_E | NYISO_J-K | Internal | Winter | B20 | 935 | 330 | 0 | 61.01 | 66.53 | 6 | 0
2025 | PJM_E_2_PJM_ROM | PJM_E | PJM_ROM | Internal | Shoulder | B11 | 25 | 8000 | 5171.86 | 74.1 | 74.11 | 0.01 | 0
2025 | PJM_E_2_PJM_ROM | PJM_E | PJM_ROM | Internal | Shoulder | B12 | 200 | 8000 | 3764 | 68.86 | 68.87 | 0.01 | 0
2025 | PJM_E_2_PJM_ROM | PJM_E | PJM_ROM | Internal | Shoulder | B13 | 600 | 8000 | 1651.3 | 67.37 | 67.38 | 0.01 | 0
2025 | PJM_E_2_PJM_ROM | PJM_E | PJM_ROM | Internal | Shoulder | B14 | 900 | 8000 | 2030.45 | 64.69 | 64.7 | 0.01 | 0
2025 | PJM_E_2_PJM_ROM | PJM_E | PJM_ROM | Internal | Shoulder | B15 | 1203 | 8000 | 838.32 | 56.22 | 56.23 | 0.01 | 0
2025 | PJM_E_2_PJM_ROM | PJM_E | PJM_ROM | Internal | Summer | B1 | 10 | 8000 | 1.32 | 103.1 | 103.09 | 0.01 | 0
2025 | PJM_E_2_PJM_ROM | PJM_E | PJM_ROM | Internal | Summer | B2 | 25 | 8000 | 746.39 | 101.74 | 101.76 | 0.01 | 0
2025 | PJM_E_2_PJM_ROM | PJM_E | PJM_ROM | Internal | Summer | B3 | 75 | 8000 | 5158.59 | 101.72 | 101.73 | 0.01 | 0
2025 | PJM_E_2_PJM_ROM | PJM_E | PJM_ROM | Internal | Summer | B4 | 100 | 8000 | 6939 | 98.72 | 98.73 | 0.01 | 0
2025 | PJM_E_2_PJM_ROM | PJM_E | PJM_ROM | Internal | Summer | B5 | 200 | 8000 | 2385.64 | 90.76 | 90.77 | 0.01 | 0
2025 | PJM_E_2_PJM_ROM | PJM_E | PJM_ROM | Internal | Summer | B6 | 300 | 8000 | 3099.78 | 76.96 | 76.98 | 0.01 | 0
2025 | PJM_E_2_PJM_ROM | PJM_E | PJM_ROM | Internal | Summer | B7 | 400 | 8000 | 5093.81 | 71.11 | 71.12 | 0.01 | 0
2025 | PJM_E_2_PJM_ROM | PJM_E | PJM_ROM | Internal | Summer | B8 | 500 | 8000 | 2968.69 | 65.9 | 65.91 | 0.01 | 0
2025 | PJM_E_2_PJM_ROM | PJM_E | PJM_ROM | Internal | Summer | B9 | 800 | 8000 | 3172.32 | 63.21 | 63.22 | 0.01 | 0
2025 | PJM_E_2_PJM_ROM | PJM_E | PJM_ROM | Internal | Summer | B10 | 1262 | 8000 | 1172.55 | 55.46 | 55.47 | 0.01 | 0
2025 | PJM_E_2_PJM_ROM | PJM_E | PJM_ROM | Internal | Winter | B16 | 25 | 8000 | 619.71 | 77.98 | 77.99 | 0.01 | 0
2025 | PJM_E_2_PJM_ROM | PJM_E | PJM_ROM | Internal | Winter | B17 | 100 | 8000 | 0.14 | 74.88 | 74.87 | 0.01 | 0
2025 | PJM_E_2_PJM_ROM | PJM_E | PJM_ROM | Internal | Winter | B18 | 400 | 8000 | 49.32 | 71.13 | 71.14 | 0.01 | 0
2025 | PJM_E_2_PJM_ROM | PJM_E | PJM_ROM | Internal | Winter | B19 | 700 | 8000 | 0.02 | 70.07 | 70.06 | 0.01 | 0
2025 | PJM_E_2_PJM_ROM | PJM_E | PJM_ROM | Internal | Winter | B20 | 935 | 8000 | 0.01 | 61.01 | 60.99 | 0.01 | 0
2025 | PJM_ROR_2_MISO_IN | PJM_ROR | MISO_IN | Internal | Shoulder | B11 | 25 | 1170 | 0 | 74.1 | 72.1 | 2 | 0
2025 | PJM_ROR_2_MISO_IN | PJM_ROR | MISO_IN | Internal | Shoulder | B12 | 200 | 1170 | 0 | 68.86 | 66.86 | 2 | 0
2025 | PJM_ROR_2_MISO_IN | PJM_ROR | MISO_IN | Internal | Shoulder | B13 | 600 | 1170 | 0 | 67.37 | 65.72 | 2 | 0
2025 | PJM_ROR_2_MISO_IN | PJM_ROR | MISO_IN | Internal | Shoulder | B14 | 900 | 1170 | 0 | 64.69 | 63.09 | 2 | 0
2025 | PJM_ROR_2_MISO_IN | PJM_ROR | MISO_IN | Internal | Shoulder | B15 | 1203 | 1170 | 0 | 56.22 | 55.45 | 2 | 0
2025 | PJM_ROR_2_MISO_IN | PJM_ROR | MISO_IN | Internal | Summer | B1 | 10 | 1170 | 0 | 103.08 | 101.08 | 2 | 0
2025 | PJM_ROR_2_MISO_IN | PJM_ROR | MISO_IN | Internal | Summer | B2 | 25 | 1170 | 0 | 101.74 | 100.59 | 2 | 0
2025 | PJM_ROR_2_MISO_IN | PJM_ROR | MISO_IN | Internal | Summer | B3 | 75 | 1170 | 0 | 101.74 | 100.59 | 2 | 0
2025 | PJM_ROR_2_MISO_IN | PJM_ROR | MISO_IN | Internal | Summer | B4 | 100 | 1170 | 0 | 98.74 | 96.74 | 2 | 0
2025 | PJM_ROR_2_MISO_IN | PJM_ROR | MISO_IN | Internal | Summer | B5 | 200 | 1170 | 0 | 90.78 | 88.78 | 2 | 0
2025 | PJM_ROR_2_MISO_IN | PJM_ROR | MISO_IN | Internal | Summer | B6 | 300 | 1170 | 0 | 76.96 | 74.96 | 2 | 0
2025 | PJM_ROR_2_MISO_IN | PJM_ROR | MISO_IN | Internal | Summer | B7 | 400 | 1170 | 0 | 71.11 | 69.11 | 2 | 0
2025 | PJM_ROR_2_MISO_IN | PJM_ROR | MISO_IN | Internal | Summer | B8 | 500 | 1170 | 0 | 65.9 | 65.82 | 2 | 0
2025 | PJM_ROR_2_MISO_IN | PJM_ROR | MISO_IN | Internal | Summer | B9 | 800 | 1170 | 0 | 63.21 | 63.09 | 2 | 0
2025 | PJM_ROR_2_MISO_IN | PJM_ROR | MISO_IN | Internal | Summer | B10 | 1262 | 1170 | 0 | 55.46 | 54.44 | 2 | 0
2025 | PJM_ROR_2_MISO_IN | PJM_ROR | MISO_IN | Internal | Winter | B16 | 25 | 1170 | 0 | 77.98 | 75.98 | 2 | 0
2025 | PJM_ROR_2_MISO_IN | PJM_ROR | MISO_IN | Internal | Winter | B17 | 100 | 1170 | 0 | 71.33 | 69.32 | 2 | 0
2025 | PJM_ROR_2_MISO_IN | PJM_ROR | MISO_IN | Internal | Winter | B18 | 400 | 1170 | 0 | 69.67 | 67.68 | 2 | 0
2025 | PJM_ROR_2_MISO_IN | PJM_ROR | MISO_IN | Internal | Winter | B19 | 700 | 1170 | 0 | 67.89 | 65.88 | 2 | 0
2025 | PJM_ROR_2_MISO_IN | PJM_ROR | MISO_IN | Internal | Winter | B20 | 935 | 1170 | 0 | 59.6 | 58.26 | 2 | 0
2025 | PJM_ROR_2_MISO_MI | PJM_ROR | MISO_MI | Internal | Shoulder | B11 | 25 | 1305 | 0 | 74.1 | 72.11 | 2 | 0
2025 | PJM_ROR_2_MISO_MI | PJM_ROR | MISO_MI | Internal | Shoulder | B12 | 200 | 1305 | 0 | 68.86 | 66.87 | 2 | 0
2025 | PJM_ROR_2_MISO_MI | PJM_ROR | MISO_MI | Internal | Shoulder | B13 | 600 | 1305 | 0 | 67.37 | 65.74 | 2 | 0
2025 | PJM_ROR_2_MISO_MI | PJM_ROR | MISO_MI | Internal | Shoulder | B14 | 900 | 1305 | 0 | 64.69 | 63.1 | 2 | 0
2025 | PJM_ROR_2_MISO_MI | PJM_ROR | MISO_MI | Internal | Shoulder | B15 | 1203 | 1305 | 0 | 56.22 | 55.46 | 2 | 0
2025 | PJM_ROR_2_MISO_MI | PJM_ROR | MISO_MI | Internal | Summer | B1 | 10 | 1305 | 0 | 103.08 | 101.09 | 2 | 0
2025 | PJM_ROR_2_MISO_MI | PJM_ROR | MISO_MI | Internal | Summer | B2 | 25 | 1305 | 0 | 101.74 | 100.6 | 2 | 0
2025 | PJM_ROR_2_MISO_MI | PJM_ROR | MISO_MI | Internal | Summer | B3 | 75 | 1305 | 0 | 101.74 | 100.6 | 2 | 0
2025 | PJM_ROR_2_MISO_MI | PJM_ROR | MISO_MI | Internal | Summer | B4 | 100 | 1305 | 0 | 98.74 | 96.75 | 2 | 0
2025 | PJM_ROR_2_MISO_MI | PJM_ROR | MISO_MI | Internal | Summer | B5 | 200 | 1305 | 0 | 90.78 | 88.79 | 2 | 0
2025 | PJM_ROR_2_MISO_MI | PJM_ROR | MISO_MI | Internal | Summer | B6 | 300 | 1305 | 0 | 76.96 | 74.98 | 2 | 0
2025 | PJM_ROR_2_MISO_MI | PJM_ROR | MISO_MI | Internal | Summer | B7 | 400 | 1305 | 0 | 71.11 | 69.12 | 2 | 0
2025 | PJM_ROR_2_MISO_MI | PJM_ROR | MISO_MI | Internal | Summer | B8 | 500 | 1305 | 0 | 65.9 | 65.83 | 2 | 0
2025 | PJM_ROR_2_MISO_MI | PJM_ROR | MISO_MI | Internal | Summer | B9 | 800 | 1305 | 0 | 63.21 | 63.1 | 2 | 0
2025 | PJM_ROR_2_MISO_MI | PJM_ROR | MISO_MI | Internal | Summer | B10 | 1262 | 1305 | 0 | 55.46 | 54.45 | 2 | 0
2025 | PJM_ROR_2_MISO_MI | PJM_ROR | MISO_MI | Internal | Winter | B16 | 25 | 1305 | 0 | 77.98 | 75.99 | 2 | 0
2025 | PJM_ROR_2_MISO_MI | PJM_ROR | MISO_MI | Internal | Winter | B17 | 100 | 1305 | 0 | 71.33 | 69.33 | 2 | 0
2025 | PJM_ROR_2_MISO_MI | PJM_ROR | MISO_MI | Internal | Winter | B18 | 400 | 1305 | 0 | 69.67 | 67.7 | 2 | 0
2025 | PJM_ROR_2_MISO_MI | PJM_ROR | MISO_MI | Internal | Winter | B19 | 700 | 1305 | 0 | 67.89 | 65.89 | 2 | 0
2025 | PJM_ROR_2_MISO_MI | PJM_ROR | MISO_MI | Internal | Winter | B20 | 935 | 1305 | 0 | 59.6 | 58.27 | 2 | 0
2025 | PJM_ROR_2_MISO_MO-IL | PJM_ROR | MISO_MO-IL | Internal | Shoulder | B11 | 25 | 1111 | 0 | 74.1 | 72.11 | 2 | 0
2025 | PJM_ROR_2_MISO_MO-IL | PJM_ROR | MISO_MO-IL | Internal | Shoulder | B12 | 200 | 1111 | 0 | 68.86 | 65.95 | 2 | 0
2025 | PJM_ROR_2_MISO_MO-IL | PJM_ROR | MISO_MO-IL | Internal | Shoulder | B13 | 600 | 1111 | 0 | 67.37 | 65.38 | 2 | 0
2025 | PJM_ROR_2_MISO_MO-IL | PJM_ROR | MISO_MO-IL | Internal | Shoulder | B14 | 900 | 1111 | 0 | 64.69 | 62.69 | 2 | 0
2025 | PJM_ROR_2_MISO_MO-IL | PJM_ROR | MISO_MO-IL | Internal | Shoulder | B15 | 1203 | 1111 | 0 | 56.22 | 54.22 | 2 | 0
2025 | PJM_ROR_2_MISO_MO-IL | PJM_ROR | MISO_MO-IL | Internal | Summer | B1 | 10 | 1111 | 0 | 103.08 | 101.09 | 2 | 0
2025 | PJM_ROR_2_MISO_MO-IL | PJM_ROR | MISO_MO-IL | Internal | Summer | B2 | 25 | 1111 | 0 | 101.74 | 100.6 | 2 | 0
2025 | PJM_ROR_2_MISO_MO-IL | PJM_ROR | MISO_MO-IL | Internal | Summer | B3 | 75 | 1111 | 0 | 101.74 | 100.6 | 2 | 0
2025 | PJM_ROR_2_MISO_MO-IL | PJM_ROR | MISO_MO-IL | Internal | Summer | B4 | 100 | 1111 | 0 | 98.74 | 96.75 | 2 | 0
2025 | PJM_ROR_2_MISO_MO-IL | PJM_ROR | MISO_MO-IL | Internal | Summer | B5 | 200 | 1111 | 0 | 90.78 | 88.79 | 2 | 0
2025 | PJM_ROR_2_MISO_MO-IL | PJM_ROR | MISO_MO-IL | Internal | Summer | B6 | 300 | 1111 | 0 | 76.96 | 74.98 | 2 | 0
2025 | PJM_ROR_2_MISO_MO-IL | PJM_ROR | MISO_MO-IL | Internal | Summer | B7 | 400 | 1111 | 0 | 71.11 | 69.12 | 2 | 0
2025 | PJM_ROR_2_MISO_MO-IL | PJM_ROR | MISO_MO-IL | Internal | Summer | B8 | 500 | 1111 | 0 | 65.9 | 65.83 | 2 | 0
2025 | PJM_ROR_2_MISO_MO-IL | PJM_ROR | MISO_MO-IL | Internal | Summer | B9 | 800 | 1111 | 0 | 63.21 | 63.1 | 2 | 0
2025 | PJM_ROR_2_MISO_MO-IL | PJM_ROR | MISO_MO-IL | Internal | Summer | B10 | 1262 | 1111 | 0 | 55.46 | 54.45 | 2 | 0
2025 | PJM_ROR_2_MISO_MO-IL | PJM_ROR | MISO_MO-IL | Internal | Winter | B16 | 25 | 1111 | 0 | 77.98 | 75.98 | 2 | 0
2025 | PJM_ROR_2_MISO_MO-IL | PJM_ROR | MISO_MO-IL | Internal | Winter | B17 | 100 | 1111 | 0 | 71.33 | 69.31 | 2 | 0
2025 | PJM_ROR_2_MISO_MO-IL | PJM_ROR | MISO_MO-IL | Internal | Winter | B18 | 400 | 1111 | 0 | 69.67 | 67.67 | 2 | 0
2025 | PJM_ROR_2_MISO_MO-IL | PJM_ROR | MISO_MO-IL | Internal | Winter | B19 | 700 | 1111 | 0 | 67.89 | 65.86 | 2 | 0
2025 | PJM_ROR_2_MISO_MO-IL | PJM_ROR | MISO_MO-IL | Internal | Winter | B20 | 935 | 1111 | 0 | 59.6 | 57.6 | 2 | 0
2025 | PJM_ROR_2_MISO_W | PJM_ROR | MISO_W | Internal | Shoulder | B11 | 25 | 13129 | 0 | 74.1 | 72.1 | 2 | 0
2025 | PJM_ROR_2_MISO_W | PJM_ROR | MISO_W | Internal | Shoulder | B12 | 200 | 13129 | 0 | 68.86 | 65.94 | 2 | 0
2025 | PJM_ROR_2_MISO_W | PJM_ROR | MISO_W | Internal | Shoulder | B13 | 600 | 13129 | 0 | 67.37 | 65.37 | 2 | 0
2025 | PJM_ROR_2_MISO_W | PJM_ROR | MISO_W | Internal | Shoulder | B14 | 900 | 13129 | 0 | 64.69 | 62.64 | 2 | 0
2025 | PJM_ROR_2_MISO_W | PJM_ROR | MISO_W | Internal | Shoulder | B15 | 1203 | 13129 | 0 | 56.22 | 28.7 | 2 | 0
2025 | PJM_ROR_2_MISO_W | PJM_ROR | MISO_W | Internal | Summer | B1 | 10 | 13129 | 0 | 103.08 | 101.08 | 2 | 0
2025 | PJM_ROR_2_MISO_W | PJM_ROR | MISO_W | Internal | Summer | B2 | 25 | 13129 | 0 | 101.74 | 99.74 | 2 | 0
2025 | PJM_ROR_2_MISO_W | PJM_ROR | MISO_W | Internal | Summer | B3 | 75 | 13129 | 0 | 101.74 | 99.74 | 2 | 0
2025 | PJM_ROR_2_MISO_W | PJM_ROR | MISO_W | Internal | Summer | B4 | 100 | 13129 | 0 | 98.74 | 96.74 | 2 | 0
2025 | PJM_ROR_2_MISO_W | PJM_ROR | MISO_W | Internal | Summer | B5 | 200 | 13129 | 0 | 90.78 | 88.78 | 2 | 0
2025 | PJM_ROR_2_MISO_W | PJM_ROR | MISO_W | Internal | Summer | B6 | 300 | 13129 | 0 | 76.96 | 74.96 | 2 | 0
2025 | PJM_ROR_2_MISO_W | PJM_ROR | MISO_W | Internal | Summer | B7 | 400 | 13129 | 0 | 71.11 | 69.11 | 2 | 0
2025 | PJM_ROR_2_MISO_W | PJM_ROR | MISO_W | Internal | Summer | B8 | 500 | 13129 | 0 | 65.9 | 63.9 | 2 | 0
2025 | PJM_ROR_2_MISO_W | PJM_ROR | MISO_W | Internal | Summer | B9 | 800 | 13129 | 0 | 63.21 | 61.21 | 2 | 0
2025 | PJM_ROR_2_MISO_W | PJM_ROR | MISO_W | Internal | Summer | B10 | 1262 | 13129 | 0 | 55.46 | 53.46 | 2 | 0
2025 | PJM_ROR_2_MISO_W | PJM_ROR | MISO_W | Internal | Winter | B16 | 25 | 13129 | 0 | 77.98 | 56.8 | 2 | 0
2025 | PJM_ROR_2_MISO_W | PJM_ROR | MISO_W | Internal | Winter | B17 | 100 | 13129 | 0 | 71.33 | 58.99 | 2 | 0
2025 | PJM_ROR_2_MISO_W | PJM_ROR | MISO_W | Internal | Winter | B18 | 400 | 13129 | 0 | 69.67 | 67.66 | 2 | 0
2025 | PJM_ROR_2_MISO_W | PJM_ROR | MISO_W | Internal | Winter | B19 | 700 | 13129 | 0 | 67.89 | 65.85 | 2 | 0
2025 | PJM_ROR_2_MISO_W | PJM_ROR | MISO_W | Internal | Winter | B20 | 935 | 13129 | 0 | 59.6 | 57.59 | 2 | 0
2025 | PJM_ROR_2_MISO_WUMS | PJM_ROR | MISO_WUMS | Internal | Shoulder | B11 | 25 | 1467 | 0 | 74.1 | 72.1 | 2 | 0
2025 | PJM_ROR_2_MISO_WUMS | PJM_ROR | MISO_WUMS | Internal | Shoulder | B12 | 200 | 1467 | 0 | 68.86 | 65.95 | 2 | 0
2025 | PJM_ROR_2_MISO_WUMS | PJM_ROR | MISO_WUMS | Internal | Shoulder | B13 | 600 | 1467 | 0 | 67.37 | 65.37 | 2 | 0
2025 | PJM_ROR_2_MISO_WUMS | PJM_ROR | MISO_WUMS | Internal | Shoulder | B14 | 900 | 1467 | 0 | 64.69 | 62.65 | 2 | 0
2025 | PJM_ROR_2_MISO_WUMS | PJM_ROR | MISO_WUMS | Internal | Shoulder | B15 | 1203 | 1467 | 0 | 56.22 | 54.69 | 2 | 0
2025 | PJM_ROR_2_MISO_WUMS | PJM_ROR | MISO_WUMS | Internal | Summer | B1 | 10 | 1467 | 0 | 103.08 | 101.08 | 2 | 0
2025 | PJM_ROR_2_MISO_WUMS | PJM_ROR | MISO_WUMS | Internal | Summer | B2 | 25 | 1467 | 0 | 101.74 | 99.74 | 2 | 0
2025 | PJM_ROR_2_MISO_WUMS | PJM_ROR | MISO_WUMS | Internal | Summer | B3 | 75 | 1467 | 0 | 101.74 | 99.73 | 2 | 0
2025 | PJM_ROR_2_MISO_WUMS | PJM_ROR | MISO_WUMS | Internal | Summer | B4 | 100 | 1467 | 0 | 98.74 | 96.73 | 2 | 0
2025 | PJM_ROR_2_MISO_WUMS | PJM_ROR | MISO_WUMS | Internal | Summer | B5 | 200 | 1467 | 0 | 90.78 | 79.88 | 2 | 0
2025 | PJM_ROR_2_MISO_WUMS | PJM_ROR | MISO_WUMS | Internal | Summer | B6 | 300 | 1467 | 0 | 76.96 | 74.96 | 2 | 0
2025 | PJM_ROR_2_MISO_WUMS | PJM_ROR | MISO_WUMS | Internal | Summer | B7 | 400 | 1467 | 0 | 71.11 | 69.1 | 2 | 0
2025 | PJM_ROR_2_MISO_WUMS | PJM_ROR | MISO_WUMS | Internal | Summer | B8 | 500 | 1467 | 0 | 65.9 | 63.89 | 2 | 0
2025 | PJM_ROR_2_MISO_WUMS | PJM_ROR | MISO_WUMS | Internal | Summer | B9 | 800 | 1467 | 0 | 63.21 | 61.21 | 2 | 0
2025 | PJM_ROR_2_MISO_WUMS | PJM_ROR | MISO_WUMS | Internal | Summer | B10 | 1262 | 1467 | 0 | 55.46 | 53.47 | 2 | 0
2025 | PJM_ROR_2_MISO_WUMS | PJM_ROR | MISO_WUMS | Internal | Winter | B16 | 25 | 1467 | 0 | 77.98 | 65.46 | 2 | 0
2025 | PJM_ROR_2_MISO_WUMS | PJM_ROR | MISO_WUMS | Internal | Winter | B17 | 100 | 1467 | 0 | 71.33 | 65.42 | 2 | 0
2025 | PJM_ROR_2_MISO_WUMS | PJM_ROR | MISO_WUMS | Internal | Winter | B18 | 400 | 1467 | 0 | 69.67 | 67.67 | 2 | 0
2025 | PJM_ROR_2_MISO_WUMS | PJM_ROR | MISO_WUMS | Internal | Winter | B19 | 700 | 1467 | 0 | 67.89 | 65.86 | 2 | 0
2025 | PJM_ROR_2_MISO_WUMS | PJM_ROR | MISO_WUMS | Internal | Winter | B20 | 935 | 1467 | 0 | 59.6 | 57.6 | 2 | 0
2025 | PJM_ROR_2_PJM_ROM | PJM_ROR | PJM_ROM | Internal | Shoulder | B11 | 25 | 8000 | 321.65 | 74.1 | 74.11 | 0.01 | 0
2025 | PJM_ROR_2_PJM_ROM | PJM_ROR | PJM_ROM | Internal | Shoulder | B12 | 200 | 8000 | 4252.69 | 68.86 | 68.87 | 0.01 | 0
2025 | PJM_ROR_2_PJM_ROM | PJM_ROR | PJM_ROM | Internal | Shoulder | B13 | 600 | 8000 | 5461.4 | 67.37 | 67.38 | 0.01 | 0
2025 | PJM_ROR_2_PJM_ROM | PJM_ROR | PJM_ROM | Internal | Shoulder | B14 | 900 | 8000 | 4887.6 | 64.69 | 64.7 | 0.01 | 0
2025 | PJM_ROR_2_PJM_ROM | PJM_ROR | PJM_ROM | Internal | Shoulder | B15 | 1203 | 8000 | 6097.25 | 56.22 | 56.23 | 0.01 | 0
2025 | PJM_ROR_2_PJM_ROM | PJM_ROR | PJM_ROM | Internal | Summer | B1 | 10 | 8000 | 5161.96 | 103.08 | 103.09 | 0.01 | 0
2025 | PJM_ROR_2_PJM_ROM | PJM_ROR | PJM_ROM | Internal | Summer | B2 | 25 | 8000 | 4253.69 | 101.74 | 101.76 | 0.01 | 0
2025 | PJM_ROR_2_PJM_ROM | PJM_ROR | PJM_ROM | Internal | Summer | B3 | 75 | 8000 | 0.17 | 101.74 | 101.73 | 0.01 | 0
2025 | PJM_ROR_2_PJM_ROM | PJM_ROR | PJM_ROM | Internal | Summer | B4 | 100 | 8000 | 0.12 | 98.74 | 98.73 | 0.01 | 0
2025 | PJM_ROR_2_PJM_ROM | PJM_ROR | PJM_ROM | Internal | Summer | B5 | 200 | 8000 | 0.07 | 90.78 | 90.77 | 0.01 | 0
2025 | PJM_ROR_2_PJM_ROM | PJM_ROR | PJM_ROM | Internal | Summer | B6 | 300 | 8000 | 891.93 | 76.96 | 76.98 | 0.01 | 0
2025 | PJM_ROR_2_PJM_ROM | PJM_ROR | PJM_ROM | Internal | Summer | B7 | 400 | 8000 | 712.81 | 71.11 | 71.12 | 0.01 | 0
2025 | PJM_ROR_2_PJM_ROM | PJM_ROR | PJM_ROM | Internal | Summer | B8 | 500 | 8000 | 4709.51 | 65.9 | 65.91 | 0.01 | 0
2025 | PJM_ROR_2_PJM_ROM | PJM_ROR | PJM_ROM | Internal | Summer | B9 | 800 | 8000 | 3177.04 | 63.21 | 63.22 | 0.01 | 0
2025 | PJM_ROR_2_PJM_ROM | PJM_ROR | PJM_ROM | Internal | Summer | B10 | 1262 | 8000 | 5877.76 | 55.46 | 55.47 | 0.01 | 0
2025 | PJM_ROR_2_PJM_ROM | PJM_ROR | PJM_ROM | Internal | Winter | B16 | 25 | 8000 | 6528.9 | 77.98 | 77.99 | 0.01 | 0
2025 | PJM_ROR_2_PJM_ROM | PJM_ROR | PJM_ROM | Internal | Winter | B17 | 100 | 8000 | 8000 | 71.33 | 74.87 | 0.01 | 3.53
2025 | PJM_ROR_2_PJM_ROM | PJM_ROR | PJM_ROM | Internal | Winter | B18 | 400 | 8000 | 8000 | 69.67 | 71.14 | 0.01 | 1.46
2025 | PJM_ROR_2_PJM_ROM | PJM_ROR | PJM_ROM | Internal | Winter | B19 | 700 | 8000 | 8000 | 67.89 | 70.06 | 0.01 | 2.16
2025 | PJM_ROR_2_PJM_ROM | PJM_ROR | PJM_ROM | Internal | Winter | B20 | 935 | 8000 | 8000 | 59.6 | 60.99 | 0.01 | 1.38
2025 | PJM_ROR_2_TVA_Transmission | PJM_ROR | TVA_Transmission | Internal | Shoulder | B11 | 25 | 2500 | 2498.92 | 74.1 | 80.11 | 6 | 0.01
2025 | PJM_ROR_2_TVA_Transmission | PJM_ROR | TVA_Transmission | Internal | Shoulder | B12 | 200 | 2500 | 0 | 68.86 | 71.91 | 6 | 0
2025 | PJM_ROR_2_TVA_Transmission | PJM_ROR | TVA_Transmission | Internal | Shoulder | B13 | 600 | 2500 | 0 | 67.37 | 69.86 | 6 | 0
2025 | PJM_ROR_2_TVA_Transmission | PJM_ROR | TVA_Transmission | Internal | Shoulder | B14 | 900 | 2500 | 0 | 64.69 | 67.61 | 6 | 0
2025 | PJM_ROR_2_TVA_Transmission | PJM_ROR | TVA_Transmission | Internal | Shoulder | B15 | 1203 | 2500 | 82.5 | 56.22 | 62.22 | 6 | 0
2025 | PJM_ROR_2_TVA_Transmission | PJM_ROR | TVA_Transmission | Internal | Summer | B1 | 10 | 2500 | 1883.59 | 103.08 | 109.08 | 6 | 0
2025 | PJM_ROR_2_TVA_Transmission | PJM_ROR | TVA_Transmission | Internal | Summer | B2 | 25 | 2500 | 1177.25 | 101.74 | 107.74 | 6 | 0
2025 | PJM_ROR_2_TVA_Transmission | PJM_ROR | TVA_Transmission | Internal | Summer | B3 | 75 | 2500 | 1738.64 | 101.74 | 107.74 | 6 | 0
2025 | PJM_ROR_2_TVA_Transmission | PJM_ROR | TVA_Transmission | Internal | Summer | B4 | 100 | 2500 | 1050.36 | 98.74 | 104.74 | 6 | 0
2025 | PJM_ROR_2_TVA_Transmission | PJM_ROR | TVA_Transmission | Internal | Summer | B5 | 200 | 2500 | 2499.87 | 90.78 | 96.79 | 6 | 0.01
2025 | PJM_ROR_2_TVA_Transmission | PJM_ROR | TVA_Transmission | Internal | Summer | B6 | 300 | 2500 | 0 | 76.96 | 82.29 | 6 | 0
2025 | PJM_ROR_2_TVA_Transmission | PJM_ROR | TVA_Transmission | Internal | Summer | B7 | 400 | 2500 | 905.22 | 71.11 | 77.11 | 6 | 0
2025 | PJM_ROR_2_TVA_Transmission | PJM_ROR | TVA_Transmission | Internal | Summer | B8 | 500 | 2500 | 0 | 65.9 | 70.39 | 6 | 0
2025 | PJM_ROR_2_TVA_Transmission | PJM_ROR | TVA_Transmission | Internal | Summer | B9 | 800 | 2500 | 0 | 63.21 | 69.04 | 6 | 0
2025 | PJM_ROR_2_TVA_Transmission | PJM_ROR | TVA_Transmission | Internal | Summer | B10 | 1262 | 2500 | 110.2 | 55.46 | 61.46 | 6 | 0
2025 | PJM_ROR_2_TVA_Transmission | PJM_ROR | TVA_Transmission | Internal | Winter | B16 | 25 | 2500 | 177.61 | 77.98 | 83.98 | 6 | 0
2025 | PJM_ROR_2_TVA_Transmission | PJM_ROR | TVA_Transmission | Internal | Winter | B17 | 100 | 2500 | 0 | 71.33 | 73.32 | 6 | 0
2025 | PJM_ROR_2_TVA_Transmission | PJM_ROR | TVA_Transmission | Internal | Winter | B18 | 400 | 2500 | 0 | 69.67 | 72.56 | 6 | 0
2025 | PJM_ROR_2_TVA_Transmission | PJM_ROR | TVA_Transmission | Internal | Winter | B19 | 700 | 2500 | 0 | 67.89 | 70.85 | 6 | 0
2025 | PJM_ROR_2_TVA_Transmission | PJM_ROR | TVA_Transmission | Internal | Winter | B20 | 935 | 2500 | 0.02 | 59.6 | 65.59 | 6 | 0
2025 | PJM_ROR_2_VACAR | PJM_ROR | VACAR | Internal | Shoulder | B11 | 25 | 3000 | 3000 | 74.1 | 85.34 | 6 | 5.24
2025 | PJM_ROR_2_VACAR | PJM_ROR | VACAR | Internal | Shoulder | B12 | 200 | 3000 | 3000 | 68.86 | 78.95 | 6 | 4.09
2025 | PJM_ROR_2_VACAR | PJM_ROR | VACAR | Internal | Shoulder | B13 | 600 | 3000 | 2267.93 | 67.37 | 73.37 | 6 | 0
2025 | PJM_ROR_2_VACAR | PJM_ROR | VACAR | Internal | Shoulder | B14 | 900 | 3000 | 3000 | 64.69 | 71.5 | 6 | 0.82
2025 | PJM_ROR_2_VACAR | PJM_ROR | VACAR | Internal | Shoulder | B15 | 1203 | 3000 | 1888.72 | 56.22 | 62.22 | 6 | 0
2025 | PJM_ROR_2_VACAR | PJM_ROR | VACAR | Internal | Summer | B1 | 10 | 3000 | 2999.99 | 103.08 | 113.59 | 6 | 4.52
2025 | PJM_ROR_2_VACAR | PJM_ROR | VACAR | Internal | Summer | B2 | 25 | 3000 | 3000 | 101.74 | 113.59 | 6 | 5.85
2025 | PJM_ROR_2_VACAR | PJM_ROR | VACAR | Internal | Summer | B3 | 75 | 3000 | 3000 | 101.74 | 113.59 | 6 | 5.85
2025 | PJM_ROR_2_VACAR | PJM_ROR | VACAR | Internal | Summer | B4 | 100 | 3000 | 3000 | 98.74 | 113.59 | 6 | 8.85
2025 | PJM_ROR_2_VACAR | PJM_ROR | VACAR | Internal | Summer | B5 | 200 | 3000 | 3000 | 90.78 | 98.79 | 6 | 2.01
2025 | PJM_ROR_2_VACAR | PJM_ROR | VACAR | Internal | Summer | B6 | 300 | 3000 | 3000 | 76.96 | 83.99 | 6 | 1.03
2025 | PJM_ROR_2_VACAR | PJM_ROR | VACAR | Internal | Summer | B7 | 400 | 3000 | 3000 | 71.11 | 80.93 | 6 | 3.82
2025 | PJM_ROR_2_VACAR | PJM_ROR | VACAR | Internal | Summer | B8 | 500 | 3000 | 3000 | 65.9 | 73.4 | 6 | 1.51
2025 | PJM_ROR_2_VACAR | PJM_ROR | VACAR | Internal | Summer | B9 | 800 | 3000 | 2611.71 | 63.21 | 69.21 | 6 | 0
2025 | PJM_ROR_2_VACAR | PJM_ROR | VACAR | Internal | Summer | B10 | 1262 | 3000 | 0 | 55.46 | 60.41 | 6 | 0
2025 | PJM_ROR_2_VACAR | PJM_ROR | VACAR | Internal | Winter | B16 | 25 | 3000 | 3000 | 77.98 | 102.99 | 6 | 19.01
2025 | PJM_ROR_2_VACAR | PJM_ROR | VACAR | Internal | Winter | B17 | 100 | 3000 | 3000 | 71.33 | 81.8 | 6 | 4.47
2025 | PJM_ROR_2_VACAR | PJM_ROR | VACAR | Internal | Winter | B18 | 400 | 3000 | 3000 | 69.67 | 78.68 | 6 | 3.01
2025 | PJM_ROR_2_VACAR | PJM_ROR | VACAR | Internal | Winter | B19 | 700 | 3000 | 3000 | 67.89 | 75.66 | 6 | 1.77
2025 | PJM_ROR_2_VACAR | PJM_ROR | VACAR | Internal | Winter | B20 | 935 | 3000 | 3000 | 59.6 | 66.28 | 6 | 0.68
2025 | PJM_ROM_2_NYISO_A-F | PJM_ROM | NYISO_A-F | Internal | Shoulder | B11 | 25 | 2000 | 0 | 74.11 | 65.37 | 6 | 0
2025 | PJM_ROM_2_NYISO_A-F | PJM_ROM | NYISO_A-F | Internal | Shoulder | B12 | 200 | 2000 | 0 | 68.87 | 63.96 | 6 | 0
2025 | PJM_ROM_2_NYISO_A-F | PJM_ROM | NYISO_A-F | Internal | Shoulder | B13 | 600 | 2000 | 0 | 67.38 | 62.48 | 6 | 0
2025 | PJM_ROM_2_NYISO_A-F | PJM_ROM | NYISO_A-F | Internal | Shoulder | B14 | 900 | 2000 | 0 | 64.7 | 61.42 | 6 | 0
2025 | PJM_ROM_2_NYISO_A-F | PJM_ROM | NYISO_A-F | Internal | Shoulder | B15 | 1203 | 2000 | 0 | 56.23 | 61.42 | 6 | 0
2025 | PJM_ROM_2_NYISO_A-F | PJM_ROM | NYISO_A-F | Internal | Summer | B1 | 10 | 2000 | 0 | 103.09 | 95.09 | 6 | 0
2025 | PJM_ROM_2_NYISO_A-F | PJM_ROM | NYISO_A-F | Internal | Summer | B2 | 25 | 2000 | 0 | 101.76 | 92.19 | 6 | 0
2025 | PJM_ROM_2_NYISO_A-F | PJM_ROM | NYISO_A-F | Internal | Summer | B3 | 75 | 2000 | 0 | 101.73 | 81.92 | 6 | 0
2025 | PJM_ROM_2_NYISO_A-F | PJM_ROM | NYISO_A-F | Internal | Summer | B4 | 100 | 2000 | 0 | 98.73 | 81.92 | 6 | 0
2025 | PJM_ROM_2_NYISO_A-F | PJM_ROM | NYISO_A-F | Internal | Summer | B5 | 200 | 2000 | 0 | 90.77 | 68.83 | 6 | 0
2025 | PJM_ROM_2_NYISO_A-F | PJM_ROM | NYISO_A-F | Internal | Summer | B6 | 300 | 2000 | 0 | 76.98 | 62.66 | 6 | 0
2025 | PJM_ROM_2_NYISO_A-F | PJM_ROM | NYISO_A-F | Internal | Summer | B7 | 400 | 2000 | 0 | 71.12 | 62.66 | 6 | 0
2025 | PJM_ROM_2_NYISO_A-F | PJM_ROM | NYISO_A-F | Internal | Summer | B8 | 500 | 2000 | 0 | 65.91 | 60.82 | 6 | 0
2025 | PJM_ROM_2_NYISO_A-F | PJM_ROM | NYISO_A-F | Internal | Summer | B9 | 800 | 2000 | 0 | 63.22 | 59.66 | 6 | 0
2025 | PJM_ROM_2_NYISO_A-F | PJM_ROM | NYISO_A-F | Internal | Summer | B10 | 1262 | 2000 | 0 | 55.47 | 59.66 | 6 | 0
2025 | PJM_ROM_2_NYISO_A-F | PJM_ROM | NYISO_A-F | Internal | Winter | B16 | 25 | 2000 | 0 | 77.99 | 67.81 | 6 | 0
2025 | PJM_ROM_2_NYISO_A-F | PJM_ROM | NYISO_A-F | Internal | Winter | B17 | 100 | 2000 | 0 | 74.87 | 66.51 | 6 | 0
2025 | PJM_ROM_2_NYISO_A-F | PJM_ROM | NYISO_A-F | Internal | Winter | B18 | 400 | 2000 | 0 | 71.14 | 66.51 | 6 | 0
2025 | PJM_ROM_2_NYISO_A-F | PJM_ROM | NYISO_A-F | Internal | Winter | B19 | 700 | 2000 | 0 | 70.06 | 66.51 | 6 | 0
2025 | PJM_ROM_2_NYISO_A-F | PJM_ROM | NYISO_A-F | Internal | Winter | B20 | 935 | 2000 | 0 | 60.99 | 66.51 | 6 | 0
2025 | PJM_ROM_2_PJM_E | PJM_ROM | PJM_E | Internal | Shoulder | B11 | 25 | 8000 | 0.47 | 74.11 | 74.1 | 0.01 | 0
2025 | PJM_ROM_2_PJM_E | PJM_ROM | PJM_E | Internal | Shoulder | B12 | 200 | 8000 | 0.06 | 68.87 | 68.86 | 0.01 | 0
2025 | PJM_ROM_2_PJM_E | PJM_ROM | PJM_E | Internal | Shoulder | B13 | 600 | 8000 | 0.02 | 67.38 | 67.37 | 0.01 | 0
2025 | PJM_ROM_2_PJM_E | PJM_ROM | PJM_E | Internal | Shoulder | B14 | 900 | 8000 | 0.01 | 64.7 | 64.69 | 0.01 | 0
2025 | PJM_ROM_2_PJM_E | PJM_ROM | PJM_E | Internal | Shoulder | B15 | 1203 | 8000 | 0.01 | 56.23 | 56.22 | 0.01 | 0
2025 | PJM_ROM_2_PJM_E | PJM_ROM | PJM_E | Internal | Summer | B1 | 10 | 8000 | 551.31 | 103.09 | 103.1 | 0.01 | 0
2025 | PJM_ROM_2_PJM_E | PJM_ROM | PJM_E | Internal | Summer | B2 | 25 | 8000 | 0.52 | 101.76 | 101.74 | 0.01 | 0
2025 | PJM_ROM_2_PJM_E | PJM_ROM | PJM_E | Internal | Summer | B3 | 75 | 8000 | 0.16 | 101.73 | 101.72 | 0.01 | 0
2025 | PJM_ROM_2_PJM_E | PJM_ROM | PJM_E | Internal | Summer | B4 | 100 | 8000 | 0.12 | 98.73 | 98.72 | 0.01 | 0
2025 | PJM_ROM_2_PJM_E | PJM_ROM | PJM_E | Internal | Summer | B5 | 200 | 8000 | 0.06 | 90.77 | 90.76 | 0.01 | 0
2025 | PJM_ROM_2_PJM_E | PJM_ROM | PJM_E | Internal | Summer | B6 | 300 | 8000 | 0.04 | 76.98 | 76.96 | 0.01 | 0
2025 | PJM_ROM_2_PJM_E | PJM_ROM | PJM_E | Internal | Summer | B7 | 400 | 8000 | 0.03 | 71.12 | 71.11 | 0.01 | 0
2025 | PJM_ROM_2_PJM_E | PJM_ROM | PJM_E | Internal | Summer | B8 | 500 | 8000 | 0.03 | 65.91 | 65.9 | 0.01 | 0
2025 | PJM_ROM_2_PJM_E | PJM_ROM | PJM_E | Internal | Summer | B9 | 800 | 8000 | 0.02 | 63.22 | 63.21 | 0.01 | 0
2025 | PJM_ROM_2_PJM_E | PJM_ROM | PJM_E | Internal | Summer | B10 | 1262 | 8000 | 0.01 | 55.47 | 55.46 | 0.01 | 0
2025 | PJM_ROM_2_PJM_E | PJM_ROM | PJM_E | Internal | Winter | B16 | 25 | 8000 | 0.52 | 77.99 | 77.98 | 0.01 | 0
2025 | PJM_ROM_2_PJM_E | PJM_ROM | PJM_E | Internal | Winter | B17 | 100 | 8000 | 464.99 | 74.87 | 74.88 | 0.01 | 0
2025 | PJM_ROM_2_PJM_E | PJM_ROM | PJM_E | Internal | Winter | B18 | 400 | 8000 | 0.04 | 71.14 | 71.13 | 0.01 | 0
2025 | PJM_ROM_2_PJM_E | PJM_ROM | PJM_E | Internal | Winter | B19 | 700 | 8000 | 485.39 | 70.06 | 70.07 | 0.01 | 0
2025 | PJM_ROM_2_PJM_E | PJM_ROM | PJM_E | Internal | Winter | B20 | 935 | 8000 | 955.91 | 60.99 | 61.01 | 0.01 | 0
2025 | PJM_ROM_2_PJM_ROR | PJM_ROM | PJM_ROR | Internal | Shoulder | B11 | 25 | 8000 | 0.54 | 74.11 | 74.1 | 0.01 | 0
2025 | PJM_ROM_2_PJM_ROR | PJM_ROM | PJM_ROR | Internal | Shoulder | B12 | 200 | 8000 | 0.06 | 68.87 | 68.86 | 0.01 | 0
2025 | PJM_ROM_2_PJM_ROR | PJM_ROM | PJM_ROR | Internal | Shoulder | B13 | 600 | 8000 | 0.02 | 67.38 | 67.37 | 0.01 | 0
2025 | PJM_ROM_2_PJM_ROR | PJM_ROM | PJM_ROR | Internal | Shoulder | B14 | 900 | 8000 | 0.01 | 64.7 | 64.69 | 0.01 | 0
2025 | PJM_ROM_2_PJM_ROR | PJM_ROM | PJM_ROR | Internal | Shoulder | B15 | 1203 | 8000 | 0.01 | 56.23 | 56.22 | 0.01 | 0
2025 | PJM_ROM_2_PJM_ROR | PJM_ROM | PJM_ROR | Internal | Summer | B1 | 10 | 8000 | 1.24 | 103.09 | 103.08 | 0.01 | 0
2025 | PJM_ROM_2_PJM_ROR | PJM_ROM | PJM_ROR | Internal | Summer | B2 | 25 | 8000 | 0.51 | 101.76 | 101.74 | 0.01 | 0
2025 | PJM_ROM_2_PJM_ROR | PJM_ROM | PJM_ROR | Internal | Summer | B3 | 75 | 8000 | 1702.54 | 101.73 | 101.74 | 0.01 | 0
2025 | PJM_ROM_2_PJM_ROR | PJM_ROM | PJM_ROR | Internal | Summer | B4 | 100 | 8000 | 4579.5 | 98.73 | 98.74 | 0.01 | 0
2025 | PJM_ROM_2_PJM_ROR | PJM_ROM | PJM_ROR | Internal | Summer | B5 | 200 | 8000 | 648.32 | 90.77 | 90.78 | 0.01 | 0
2025 | PJM_ROM_2_PJM_ROR | PJM_ROM | PJM_ROR | Internal | Summer | B6 | 300 | 8000 | 0.04 | 76.98 | 76.96 | 0.01 | 0
2025 | PJM_ROM_2_PJM_ROR | PJM_ROM | PJM_ROR | Internal | Summer | B7 | 400 | 8000 | 0.03 | 71.12 | 71.11 | 0.01 | 0
2025 | PJM_ROM_2_PJM_ROR | PJM_ROM | PJM_ROR | Internal | Summer | B8 | 500 | 8000 | 0.03 | 65.91 | 65.9 | 0.01 | 0
2025 | PJM_ROM_2_PJM_ROR | PJM_ROM | PJM_ROR | Internal | Summer | B9 | 800 | 8000 | 0.02 | 63.22 | 63.21 | 0.01 | 0
2025 | PJM_ROM_2_PJM_ROR | PJM_ROM | PJM_ROR | Internal | Summer | B10 | 1262 | 8000 | 0.01 | 55.47 | 55.46 | 0.01 | 0
2025 | PJM_ROM_2_PJM_ROR | PJM_ROM | PJM_ROR | Internal | Winter | B16 | 25 | 8000 | 0.45 | 77.99 | 77.98 | 0.01 | 0
2025 | PJM_ROM_2_PJM_ROR | PJM_ROM | PJM_ROR | Internal | Winter | B17 | 100 | 8000 | 0 | 74.87 | 71.33 | 0.01 | 0
2025 | PJM_ROM_2_PJM_ROR | PJM_ROM | PJM_ROR | Internal | Winter | B18 | 400 | 8000 | 0 | 71.14 | 69.67 | 0.01 | 0
2025 | PJM_ROM_2_PJM_ROR | PJM_ROM | PJM_ROR | Internal | Winter | B19 | 700 | 8000 | 0 | 70.06 | 67.89 | 0.01 | 0
2025 | PJM_ROM_2_PJM_ROR | PJM_ROM | PJM_ROR | Internal | Winter | B20 | 935 | 8000 | 0 | 60.99 | 59.6 | 0.01 | 0
2025 | SOCO_2_ENT | SOCO | ENT | Internal | Shoulder | B11 | 25 | 4300 | 0 | 92.34 | 72.1 | 10 | 0
2025 | SOCO_2_ENT | SOCO | ENT | Internal | Shoulder | B12 | 200 | 4300 | 0 | 70.91 | 65.94 | 10 | 0
2025 | SOCO_2_ENT | SOCO | ENT | Internal | Shoulder | B13 | 600 | 4300 | 0 | 69.72 | 65.38 | 10 | 0
2025 | SOCO_2_ENT | SOCO | ENT | Internal | Shoulder | B14 | 900 | 4300 | 0 | 67.86 | 59.61 | 10 | 0
2025 | SOCO_2_ENT | SOCO | ENT | Internal | Shoulder | B15 | 1203 | 4300 | 0 | 67.86 | 46.22 | 10 | 0
2025 | SOCO_2_ENT | SOCO | ENT | Internal | Summer | B1 | 10 | 4300 | 0 | 112.7 | 69.34 | 10 | 0
2025 | SOCO_2_ENT | SOCO | ENT | Internal | Summer | B2 | 25 | 4300 | 0 | 110.48 | 99.74 | 10 | 0
2025 | SOCO_2_ENT | SOCO | ENT | Internal | Summer | B3 | 75 | 4300 | 0 | 110.48 | 100.6 | 10 | 0
2025 | SOCO_2_ENT | SOCO | ENT | Internal | Summer | B4 | 100 | 4300 | 0 | 110.48 | 96.75 | 10 | 0
2025 | SOCO_2_ENT | SOCO | ENT | Internal | Summer | B5 | 200 | 4300 | 0 | 105.79 | 88.79 | 10 | 0
2025 | SOCO_2_ENT | SOCO | ENT | Internal | Summer | B6 | 300 | 4300 | 0 | 90.99 | 75.72 | 10 | 0
2025 | SOCO_2_ENT | SOCO | ENT | Internal | Summer | B7 | 400 | 4300 | 0 | 86.11 | 69.45 | 10 | 0
2025 | SOCO_2_ENT | SOCO | ENT | Internal | Summer | B8 | 500 | 4300 | 0 | 74.71 | 66.71 | 10 | 0
2025 | SOCO_2_ENT | SOCO | ENT | Internal | Summer | B9 | 800 | 4300 | 0 | 68.88 | 64.48 | 10 | 0
2025 | SOCO_2_ENT | SOCO | ENT | Internal | Summer | B10 | 1262 | 4300 | 0 | 66.47 | 56.25 | 10 | 0
2025 | SOCO_2_ENT | SOCO | ENT | Internal | Winter | B16 | 25 | 4300 | 0 | 92.99 | 68.8 | 10 | 0
2025 | SOCO_2_ENT | SOCO | ENT | Internal | Winter | B17 | 100 | 4300 | 0 | 73.33 | 65.33 | 10 | 0
2025 | SOCO_2_ENT | SOCO | ENT | Internal | Winter | B18 | 400 | 4300 | 0 | 71.58 | 67.67 | 10 | 0
2025 | SOCO_2_ENT | SOCO | ENT | Internal | Winter | B19 | 700 | 4300 | 0 | 71.58 | 63.58 | 10 | 0
2025 | SOCO_2_ENT | SOCO | ENT | Internal | Winter | B20 | 935 | 4300 | 0 | 70.75 | 57.59 | 10 | 0
2025 | SOCO_2_FRCC | SOCO | FRCC | Internal | Shoulder | B11 | 25 | 3700 | 3700 | 92.34 | 116.11 | 10 | 13.77
2025 | SOCO_2_FRCC | SOCO | FRCC | Internal | Shoulder | B12 | 200 | 3700 | 0 | 70.91 | 76.29 | 10 | 0
2025 | SOCO_2_FRCC | SOCO | FRCC | Internal | Shoulder | B13 | 600 | 3700 | 0 | 69.72 | 76.28 | 10 | 0
2025 | SOCO_2_FRCC | SOCO | FRCC | Internal | Shoulder | B14 | 900 | 3700 | 0 | 67.86 | 73.09 | 10 | 0
2025 | SOCO_2_FRCC | SOCO | FRCC | Internal | Shoulder | B15 | 1203 | 3700 | 0 | 67.86 | 73.09 | 10 | 0
2025 | SOCO_2_FRCC | SOCO | FRCC | Internal | Summer | B1 | 10 | 3700 | 1516.78 | 112.7 | 122.7 | 10 | 0
2025 | SOCO_2_FRCC | SOCO | FRCC | Internal | Summer | B2 | 25 | 3700 | 0 | 110.48 | 117.67 | 10 | 0
2025 | SOCO_2_FRCC | SOCO | FRCC | Internal | Summer | B3 | 75 | 3700 | 0 | 110.48 | 117.67 | 10 | 0
2025 | SOCO_2_FRCC | SOCO | FRCC | Internal | Summer | B4 | 100 | 3700 | 0 | 110.48 | 117.67 | 10 | 0
2025 | SOCO_2_FRCC | SOCO | FRCC | Internal | Summer | B5 | 200 | 3700 | 1657.36 | 105.79 | 115.79 | 10 | 0
2025 | SOCO_2_FRCC | SOCO | FRCC | Internal | Summer | B6 | 300 | 3700 | 1751.96 | 90.99 | 100.99 | 10 | 0
2025 | SOCO_2_FRCC | SOCO | FRCC | Internal | Summer | B7 | 400 | 3700 | 0 | 86.11 | 86.43 | 10 | 0
2025 | SOCO_2_FRCC | SOCO | FRCC | Internal | Summer | B8 | 500 | 3700 | 0 | 74.71 | 75.43 | 10 | 0
2025 | SOCO_2_FRCC | SOCO | FRCC | Internal | Summer | B9 | 800 | 3700 | 0 | 68.88 | 72.29 | 10 | 0
2025 | SOCO_2_FRCC | SOCO | FRCC | Internal | Summer | B10 | 1262 | 3700 | 0 | 66.47 | 72.29 | 10 | 0
2025 | SOCO_2_FRCC | SOCO | FRCC | Internal | Winter | B16 | 25 | 3700 | 1943.44 | 92.99 | 102.99 | 10 | 0
2025 | SOCO_2_FRCC | SOCO | FRCC | Internal | Winter | B17 | 100 | 3700 | 0 | 73.33 | 78.84 | 10 | 0
2025 | SOCO_2_FRCC | SOCO | FRCC | Internal | Winter | B18 | 400 | 3700 | 0 | 71.58 | 77.71 | 10 | 0
2025 | SOCO_2_FRCC | SOCO | FRCC | Internal | Winter | B19 | 700 | 3700 | 0 | 71.58 | 75.55 | 10 | 0
2025 | SOCO_2_FRCC | SOCO | FRCC | Internal | Winter | B20 | 935 | 3700 | 0 | 70.75 | 75.55 | 10 | 0
2025 | SOCO_2_TVA_Transmission | SOCO | TVA_Transmission | Internal | Shoulder | B11 | 25 | 2600 | 0 | 92.34 | 80.11 | 10 | 0
2025 | SOCO_2_TVA_Transmission | SOCO | TVA_Transmission | Internal | Shoulder | B12 | 200 | 2600 | 0 | 70.91 | 71.91 | 10 | 0
2025 | SOCO_2_TVA_Transmission | SOCO | TVA_Transmission | Internal | Shoulder | B13 | 600 | 2600 | 0 | 69.72 | 69.86 | 10 | 0
2025 | SOCO_2_TVA_Transmission | SOCO | TVA_Transmission | Internal | Shoulder | B14 | 900 | 2600 | 0 | 67.86 | 67.61 | 10 | 0
2025 | SOCO_2_TVA_Transmission | SOCO | TVA_Transmission | Internal | Shoulder | B15 | 1203 | 2600 | 0 | 67.86 | 62.22 | 10 | 0
2025 | SOCO_2_TVA_Transmission | SOCO | TVA_Transmission | Internal | Summer | B1 | 10 | 2600 | 0 | 112.7 | 109.08 | 10 | 0
2025 | SOCO_2_TVA_Transmission | SOCO | TVA_Transmission | Internal | Summer | B2 | 25 | 2600 | 0 | 110.48 | 107.74 | 10 | 0
2025 | SOCO_2_TVA_Transmission | SOCO | TVA_Transmission | Internal | Summer | B3 | 75 | 2600 | 0 | 110.48 | 107.74 | 10 | 0
2025 | SOCO_2_TVA_Transmission | SOCO | TVA_Transmission | Internal | Summer | B4 | 100 | 2600 | 0 | 110.48 | 104.74 | 10 | 0
2025 | SOCO_2_TVA_Transmission | SOCO | TVA_Transmission | Internal | Summer | B5 | 200 | 2600 | 0 | 105.79 | 96.79 | 10 | 0
2025 | SOCO_2_TVA_Transmission | SOCO | TVA_Transmission | Internal | Summer | B6 | 300 | 2600 | 0 | 90.99 | 82.29 | 10 | 0
2025 | SOCO_2_TVA_Transmission | SOCO | TVA_Transmission | Internal | Summer | B7 | 400 | 2600 | 0 | 86.11 | 77.11 | 10 | 0
2025 | SOCO_2_TVA_Transmission | SOCO | TVA_Transmission | Internal | Summer | B8 | 500 | 2600 | 0 | 74.71 | 70.39 | 10 | 0
2025 | SOCO_2_TVA_Transmission | SOCO | TVA_Transmission | Internal | Summer | B9 | 800 | 2600 | 0 | 68.88 | 69.04 | 10 | 0
2025 | SOCO_2_TVA_Transmission | SOCO | TVA_Transmission | Internal | Summer | B10 | 1262 | 2600 | 0 | 66.47 | 61.46 | 10 | 0
2025 | SOCO_2_TVA_Transmission | SOCO | TVA_Transmission | Internal | Winter | B16 | 25 | 2600 | 0 | 92.99 | 83.98 | 10 | 0
2025 | SOCO_2_TVA_Transmission | SOCO | TVA_Transmission | Internal | Winter | B17 | 100 | 2600 | 0 | 73.33 | 73.32 | 10 | 0
2025 | SOCO_2_TVA_Transmission | SOCO | TVA_Transmission | Internal | Winter | B18 | 400 | 2600 | 0 | 71.58 | 72.56 | 10 | 0
2025 | SOCO_2_TVA_Transmission | SOCO | TVA_Transmission | Internal | Winter | B19 | 700 | 2600 | 0 | 71.58 | 70.85 | 10 | 0
2025 | SOCO_2_TVA_Transmission | SOCO | TVA_Transmission | Internal | Winter | B20 | 935 | 2600 | 0 | 70.75 | 65.59 | 10 | 0
2025 | SOCO_2_VACAR | SOCO | VACAR | Internal | Shoulder | B11 | 25 | 2000 | 0 | 92.34 | 85.34 | 10 | 0
2025 | SOCO_2_VACAR | SOCO | VACAR | Internal | Shoulder | B12 | 200 | 2000 | 0 | 70.91 | 78.95 | 10 | 0
2025 | SOCO_2_VACAR | SOCO | VACAR | Internal | Shoulder | B13 | 600 | 2000 | 0 | 69.72 | 73.37 | 10 | 0
2025 | SOCO_2_VACAR | SOCO | VACAR | Internal | Shoulder | B14 | 900 | 2000 | 0 | 67.86 | 71.5 | 10 | 0
2025 | SOCO_2_VACAR | SOCO | VACAR | Internal | Shoulder | B15 | 1203 | 2000 | 0 | 67.86 | 62.22 | 10 | 0
2025 | SOCO_2_VACAR | SOCO | VACAR | Internal | Summer | B1 | 10 | 2000 | 0 | 112.7 | 113.59 | 10 | 0
2025 | SOCO_2_VACAR | SOCO | VACAR | Internal | Summer | B2 | 25 | 2000 | 0 | 110.48 | 113.59 | 10 | 0
2025 | SOCO_2_VACAR | SOCO | VACAR | Internal | Summer | B3 | 75 | 2000 | 0 | 110.48 | 113.59 | 10 | 0
2025 | SOCO_2_VACAR | SOCO | VACAR | Internal | Summer | B4 | 100 | 2000 | 0 | 110.48 | 113.59 | 10 | 0
2025 | SOCO_2_VACAR | SOCO | VACAR | Internal | Summer | B5 | 200 | 2000 | 0 | 105.79 | 98.79 | 10 | 0
2025 | SOCO_2_VACAR | SOCO | VACAR | Internal | Summer | B6 | 300 | 2000 | 0 | 90.99 | 83.99 | 10 | 0
2025 | SOCO_2_VACAR | SOCO | VACAR | Internal | Summer | B7 | 400 | 2000 | 0 | 86.11 | 80.93 | 10 | 0
2025 | SOCO_2_VACAR | SOCO | VACAR | Internal | Summer | B8 | 500 | 2000 | 0 | 74.71 | 73.4 | 10 | 0
2025 | SOCO_2_VACAR | SOCO | VACAR | Internal | Summer | B9 | 800 | 2000 | 0 | 68.88 | 69.21 | 10 | 0
2025 | SOCO_2_VACAR | SOCO | VACAR | Internal | Summer | B10 | 1262 | 2000 | 0 | 66.47 | 60.41 | 10 | 0
2025 | SOCO_2_VACAR | SOCO | VACAR | Internal | Winter | B16 | 25 | 2000 | 90.63 | 92.99 | 102.99 | 10 | 0
2025 | SOCO_2_VACAR | SOCO | VACAR | Internal | Winter | B17 | 100 | 2000 | 0 | 73.33 | 81.8 | 10 | 0
2025 | SOCO_2_VACAR | SOCO | VACAR | Internal | Winter | B18 | 400 | 2000 | 0 | 71.58 | 78.68 | 10 | 0
2025 | SOCO_2_VACAR | SOCO | VACAR | Internal | Winter | B19 | 700 | 2000 | 0 | 71.58 | 75.66 | 10 | 0
2025 | SOCO_2_VACAR | SOCO | VACAR | Internal | Winter | B20 | 935 | 2000 | 0 | 70.75 | 66.28 | 10 | 0
2025 | SPP_N_2_ENT | SPP_N | ENT | Internal | Shoulder | B11 | 25 | 15643 | 7339.27 | 67.1 | 72.1 | 5 | 0
2025 | SPP_N_2_ENT | SPP_N | ENT | Internal | Shoulder | B12 | 200 | 15643 | 5875.17 | 60.94 | 65.94 | 5 | 0
2025 | SPP_N_2_ENT | SPP_N | ENT | Internal | Shoulder | B13 | 600 | 15643 | 9987.04 | 60.38 | 65.38 | 5 | 0
2025 | SPP_N_2_ENT | SPP_N | ENT | Internal | Shoulder | B14 | 900 | 15643 | 12375.52 | 54.61 | 59.61 | 5 | 0
2025 | SPP_N_2_ENT | SPP_N | ENT | Internal | Shoulder | B15 | 1203 | 15643 | 15643 | 16.71 | 46.22 | 5 | 24.51
2025 | SPP_N_2_ENT | SPP_N | ENT | Internal | Summer | B1 | 10 | 15643 | 11410.05 | 64.34 | 69.34 | 5 | 0
2025 | SPP_N_2_ENT | SPP_N | ENT | Internal | Summer | B2 | 25 | 15643 | 5235.93 | 94.74 | 99.74 | 5 | 0
2025 | SPP_N_2_ENT | SPP_N | ENT | Internal | Summer | B3 | 75 | 15643 | 3452.22 | 95.6 | 100.6 | 5 | 0
2025 | SPP_N_2_ENT | SPP_N | ENT | Internal | Summer | B4 | 100 | 15643 | 4698.7 | 91.75 | 96.75 | 5 | 0
2025 | SPP_N_2_ENT | SPP_N | ENT | Internal | Summer | B5 | 200 | 15643 | 5548.29 | 83.79 | 88.79 | 5 | 0
2025 | SPP_N_2_ENT | SPP_N | ENT | Internal | Summer | B6 | 300 | 15643 | 4812.77 | 70.72 | 75.72 | 5 | 0
2025 | SPP_N_2_ENT | SPP_N | ENT | Internal | Summer | B7 | 400 | 15643 | 3771.34 | 64.45 | 69.45 | 5 | 0
2025 | SPP_N_2_ENT | SPP_N | ENT | Internal | Summer | B8 | 500 | 15643 | 6383.2 | 61.71 | 66.71 | 5 | 0
2025 | SPP_N_2_ENT | SPP_N | ENT | Internal | Summer | B9 | 800 | 15643 | 7177.12 | 59.48 | 64.48 | 5 | 0
2025 | SPP_N_2_ENT | SPP_N | ENT | Internal | Summer | B10 | 1262 | 15643 | 12417.34 | 51.25 | 56.25 | 5 | 0
2025 | SPP_N_2_ENT | SPP_N | ENT | Internal | Winter | B16 | 25 | 15643 | 12320.62 | 63.8 | 68.8 | 5 | 0
2025 | SPP_N_2_ENT | SPP_N | ENT | Internal | Winter | B17 | 100 | 15643 | 10894.81 | 60.33 | 65.33 | 5 | 0
2025 | SPP_N_2_ENT | SPP_N | ENT | Internal | Winter | B18 | 400 | 15643 | 8356.52 | 62.67 | 67.67 | 5 | 0
2025 | SPP_N_2_ENT | SPP_N | ENT | Internal | Winter | B19 | 700 | 15643 | 7925.81 | 58.58 | 63.58 | 5 | 0
2025 | SPP_N_2_ENT | SPP_N | ENT | Internal | Winter | B20 | 935 | 15643 | 14845.86 | 52.59 | 57.59 | 5 | 0
2025 | SPP_N_2_MISO_MO-IL | SPP_N | MISO_MO-IL | Internal | Shoulder | B11 | 25 | 4019 | 4018.17 | 67.1 | 72.11 | 5 | 0.01
2025 | SPP_N_2_MISO_MO-IL | SPP_N | MISO_MO-IL | Internal | Shoulder | B12 | 200 | 4019 | 4018.9 | 60.94 | 65.95 | 5 | 0.01
2025 | SPP_N_2_MISO_MO-IL | SPP_N | MISO_MO-IL | Internal | Shoulder | B13 | 600 | 4019 | 2692.03 | 60.38 | 65.38 | 5 | 0
2025 | SPP_N_2_MISO_MO-IL | SPP_N | MISO_MO-IL | Internal | Shoulder | B14 | 900 | 4019 | 4019 | 54.61 | 62.69 | 5 | 3.08
2025 | SPP_N_2_MISO_MO-IL | SPP_N | MISO_MO-IL | Internal | Shoulder | B15 | 1203 | 4019 | 4019 | 16.71 | 54.22 | 5 | 32.51
2025 | SPP_N_2_MISO_MO-IL | SPP_N | MISO_MO-IL | Internal | Summer | B1 | 10 | 4019 | 4019 | 64.34 | 101.09 | 5 | 31.75
2025 | SPP_N_2_MISO_MO-IL | SPP_N | MISO_MO-IL | Internal | Summer | B2 | 25 | 4019 | 4018.99 | 94.74 | 100.6 | 5 | 0.86
2025 | SPP_N_2_MISO_MO-IL | SPP_N | MISO_MO-IL | Internal | Summer | B3 | 75 | 4019 | 2183.99 | 95.6 | 100.6 | 5 | 0
2025 | SPP_N_2_MISO_MO-IL | SPP_N | MISO_MO-IL | Internal | Summer | B4 | 100 | 4019 | 3.76 | 91.75 | 96.75 | 5 | 0
2025 | SPP_N_2_MISO_MO-IL | SPP_N | MISO_MO-IL | Internal | Summer | B5 | 200 | 4019 | 310.75 | 83.79 | 88.79 | 5 | 0
2025 | SPP_N_2_MISO_MO-IL | SPP_N | MISO_MO-IL | Internal | Summer | B6 | 300 | 4019 | 0 | 70.72 | 74.98 | 5 | 0
2025 | SPP_N_2_MISO_MO-IL | SPP_N | MISO_MO-IL | Internal | Summer | B7 | 400 | 4019 | 0 | 64.45 | 69.12 | 5 | 0
2025 | SPP_N_2_MISO_MO-IL | SPP_N | MISO_MO-IL | Internal | Summer | B8 | 500 | 4019 | 0 | 61.71 | 65.83 | 5 | 0
2025 | SPP_N_2_MISO_MO-IL | SPP_N | MISO_MO-IL | Internal | Summer | B9 | 800 | 4019 | 0 | 59.48 | 63.1 | 5 | 0
2025 | SPP_N_2_MISO_MO-IL | SPP_N | MISO_MO-IL | Internal | Summer | B10 | 1262 | 4019 | 0 | 51.25 | 54.45 | 5 | 0
2025 | SPP_N_2_MISO_MO-IL | SPP_N | MISO_MO-IL | Internal | Winter | B16 | 25 | 4019 | 4019 | 63.8 | 75.98 | 5 | 7.18
2025 | SPP_N_2_MISO_MO-IL | SPP_N | MISO_MO-IL | Internal | Winter | B17 | 100 | 4019 | 4019 | 60.33 | 69.31 | 5 | 3.98
2025 | SPP_N_2_MISO_MO-IL | SPP_N | MISO_MO-IL | Internal | Winter | B18 | 400 | 4019 | 2650.65 | 62.67 | 67.67 | 5 | 0
2025 | SPP_N_2_MISO_MO-IL | SPP_N | MISO_MO-IL | Internal | Winter | B19 | 700 | 4019 | 4019 | 58.58 | 65.86 | 5 | 2.29
2025 | SPP_N_2_MISO_MO-IL | SPP_N | MISO_MO-IL | Internal | Winter | B20 | 935 | 4019 | 4018.98 | 52.59 | 57.6 | 5 | 0.01
2025 | SPP_N_2_MISO_W | SPP_N | MISO_W | Internal | Shoulder | B11 | 25 | 1087 | 20.12 | 67.1 | 72.1 | 5 | 0
2025 | SPP_N_2_MISO_W | SPP_N | MISO_W | Internal | Shoulder | B12 | 200 | 1087 | 645.17 | 60.94 | 65.94 | 5 | 0
2025 | SPP_N_2_MISO_W | SPP_N | MISO_W | Internal | Shoulder | B13 | 600 | 1087 | 0.04 | 60.38 | 65.37 | 5 | 0
2025 | SPP_N_2_MISO_W | SPP_N | MISO_W | Internal | Shoulder | B14 | 900 | 1087 | 1087 | 54.61 | 62.64 | 5 | 3.03
2025 | SPP_N_2_MISO_W | SPP_N | MISO_W | Internal | Shoulder | B15 | 1203 | 1087 | 1087 | 16.71 | 28.7 | 5 | 6.99
2025 | SPP_N_2_MISO_W | SPP_N | MISO_W | Internal | Summer | B1 | 10 | 1087 | 1087 | 64.34 | 101.08 | 5 | 31.73
2025 | SPP_N_2_MISO_W | SPP_N | MISO_W | Internal | Summer | B2 | 25 | 1087 | 1037.39 | 94.74 | 99.74 | 5 | 0
2025 | SPP_N_2_MISO_W | SPP_N | MISO_W | Internal | Summer | B3 | 75 | 1087 | 0 | 95.6 | 99.74 | 5 | 0
2025 | SPP_N_2_MISO_W | SPP_N | MISO_W | Internal | Summer | B4 | 100 | 1087 | 0.17 | 91.75 | 96.74 | 5 | 0
2025 | SPP_N_2_MISO_W | SPP_N | MISO_W | Internal | Summer | B5 | 200 | 1087 | 0.11 | 83.79 | 88.78 | 5 | 0
2025 | SPP_N_2_MISO_W | SPP_N | MISO_W | Internal | Summer | B6 | 300 | 1087 | 0 | 70.72 | 74.96 | 5 | 0
2025 | SPP_N_2_MISO_W | SPP_N | MISO_W | Internal | Summer | B7 | 400 | 1087 | 0 | 64.45 | 69.11 | 5 | 0
2025 | SPP_N_2_MISO_W | SPP_N | MISO_W | Internal | Summer | B8 | 500 | 1087 | 0 | 61.71 | 63.9 | 5 | 0
2025 | SPP_N_2_MISO_W | SPP_N | MISO_W | Internal | Summer | B9 | 800 | 1087 | 0 | 59.48 | 61.21 | 5 | 0
2025 | SPP_N_2_MISO_W | SPP_N | MISO_W | Internal | Summer | B10 | 1262 | 1087 | 0 | 51.25 | 53.46 | 5 | 0
2025 | SPP_N_2_MISO_W | SPP_N | MISO_W | Internal | Winter | B16 | 25 | 1087 | 0 | 63.8 | 56.8 | 5 | 0
2025 | SPP_N_2_MISO_W | SPP_N | MISO_W | Internal | Winter | B17 | 100 | 1087 | 0 | 60.33 | 58.99 | 5 | 0
2025 | SPP_N_2_MISO_W | SPP_N | MISO_W | Internal | Winter | B18 | 400 | 1087 | 0.05 | 62.67 | 67.66 | 5 | 0
2025 | SPP_N_2_MISO_W | SPP_N | MISO_W | Internal | Winter | B19 | 700 | 1087 | 1087 | 58.58 | 65.85 | 5 | 2.27
2025 | SPP_N_2_MISO_W | SPP_N | MISO_W | Internal | Winter | B20 | 935 | 1087 | 729.13 | 52.59 | 57.59 | 5 | 0
2025 | SPP_N_2_NE | SPP_N | NE | Internal | Shoulder | B11 | 25 | 490 | 0.83 | 67.1 | 67.1 | 0.01 | 0
2025 | SPP_N_2_NE | SPP_N | NE | Internal | Shoulder | B12 | 200 | 490 | 0.06 | 60.94 | 60.93 | 0.01 | 0
2025 | SPP_N_2_NE | SPP_N | NE | Internal | Shoulder | B13 | 600 | 490 | 0.02 | 60.38 | 60.37 | 0.01 | 0
2025 | SPP_N_2_NE | SPP_N | NE | Internal | Shoulder | B14 | 900 | 490 | 0.01 | 54.61 | 54.59 | 0.01 | 0
2025 | SPP_N_2_NE | SPP_N | NE | Internal | Shoulder | B15 | 1203 | 490 | 0.01 | 16.71 | 16.7 | 0.01 | 0
2025 | SPP_N_2_NE | SPP_N | NE | Internal | Summer | B1 | 10 | 490 | 490 | 64.34 | 96.08 | 0.01 | 31.72
2025 | SPP_N_2_NE | SPP_N | NE | Internal | Summer | B2 | 25 | 490 | 1.04 | 94.74 | 94.74 | 0.01 | 0
2025 | SPP_N_2_NE | SPP_N | NE | Internal | Summer | B3 | 75 | 490 | 0 | 95.6 | 94.74 | 0.01 | 0
2025 | SPP_N_2_NE | SPP_N | NE | Internal | Summer | B4 | 100 | 490 | 0.11 | 91.75 | 91.74 | 0.01 | 0
2025 | SPP_N_2_NE | SPP_N | NE | Internal | Summer | B5 | 200 | 490 | 0.06 | 83.79 | 83.78 | 0.01 | 0
2025 | SPP_N_2_NE | SPP_N | NE | Internal | Summer | B6 | 300 | 490 | 0 | 70.72 | 69.96 | 0.01 | 0
2025 | SPP_N_2_NE | SPP_N | NE | Internal | Summer | B7 | 400 | 490 | 0 | 64.45 | 64.11 | 0.01 | 0
2025 | SPP_N_2_NE | SPP_N | NE | Internal | Summer | B8 | 500 | 490 | 0 | 61.71 | 58.9 | 0.01 | 0
2025 | SPP_N_2_NE | SPP_N | NE | Internal | Summer | B9 | 800 | 490 | 0 | 59.48 | 56.21 | 0.01 | 0
2025 | SPP_N_2_NE | SPP_N | NE | Internal | Summer | B10 | 1262 | 490 | 0 | 51.25 | 48.46 | 0.01 | 0
2025 | SPP_N_2_NE | SPP_N | NE | Internal | Winter | B16 | 25 | 490 | 0 | 63.8 | 44.8 | 0.01 | 0
2025 | SPP_N_2_NE | SPP_N | NE | Internal | Winter | B17 | 100 | 490 | 0 | 60.33 | 52.39 | 0.01 | 0
2025 | SPP_N_2_NE | SPP_N | NE | Internal | Winter | B18 | 400 | 490 | 0 | 62.67 | 58.57 | 0.01 | 0
2025 | SPP_N_2_NE | SPP_N | NE | Internal | Winter | B19 | 700 | 490 | 0.02 | 58.58 | 58.57 | 0.01 | 0
2025 | SPP_N_2_NE | SPP_N | NE | Internal | Winter | B20 | 935 | 490 | 0 | 52.59 | 50.8 | 0.01 | 0
2025 | SPP_N_2_SPP_S | SPP_N | SPP_S | Internal | Shoulder | B11 | 25 | 4236 | 133.34 | 67.1 | 67.11 | 0.01 | 0
2025 | SPP_N_2_SPP_S | SPP_N | SPP_S | Internal | Shoulder | B12 | 200 | 4236 | 1522.69 | 60.94 | 60.95 | 0.01 | 0
2025 | SPP_N_2_SPP_S | SPP_N | SPP_S | Internal | Shoulder | B13 | 600 | 4236 | 1415.97 | 60.38 | 60.4 | 0.01 | 0
2025 | SPP_N_2_SPP_S | SPP_N | SPP_S | Internal | Shoulder | B14 | 900 | 4236 | 0.03 | 54.61 | 54.61 | 0.01 | 0
2025 | SPP_N_2_SPP_S | SPP_N | SPP_S | Internal | Shoulder | B15 | 1203 | 4236 | 0 | 16.71 | 13.15 | 0.01 | 0
2025 | SPP_N_2_SPP_S | SPP_N | SPP_S | Internal | Summer | B1 | 10 | 4236 | 2.09 | 64.34 | 64.34 | 0.01 | 0
2025 | SPP_N_2_SPP_S | SPP_N | SPP_S | Internal | Summer | B2 | 25 | 4236 | 0 | 94.74 | 93.24 | 0.01 | 0
2025 | SPP_N_2_SPP_S | SPP_N | SPP_S | Internal | Summer | B3 | 75 | 4236 | 0.33 | 95.6 | 95.6 | 0.01 | 0
2025 | SPP_N_2_SPP_S | SPP_N | SPP_S | Internal | Summer | B4 | 100 | 4236 | 2739.84 | 91.75 | 91.77 | 0.01 | 0
2025 | SPP_N_2_SPP_S | SPP_N | SPP_S | Internal | Summer | B5 | 200 | 4236 | 1608.25 | 83.79 | 83.8 | 0.01 | 0
2025 | SPP_N_2_SPP_S | SPP_N | SPP_S | Internal | Summer | B6 | 300 | 4236 | 3079.79 | 70.72 | 70.73 | 0.01 | 0
2025 | SPP_N_2_SPP_S | SPP_N | SPP_S | Internal | Summer | B7 | 400 | 4236 | 4236 | 64.45 | 66.64 | 0.01 | 2.18
2025 | SPP_N_2_SPP_S | SPP_N | SPP_S | Internal | Summer | B8 | 500 | 4236 | 4236 | 61.71 | 64.34 | 0.01 | 2.62
2025 | SPP_N_2_SPP_S | SPP_N | SPP_S | Internal | Summer | B9 | 800 | 4236 | 4236 | 59.48 | 64.2 | 0.01 | 4.7
2025 | SPP_N_2_SPP_S | SPP_N | SPP_S | Internal | Summer | B10 | 1262 | 4236 | 3360.8 | 51.25 | 51.27 | 0.01 | 0
2025 | SPP_N_2_SPP_S | SPP_N | SPP_S | Internal | Winter | B16 | 25 | 4236 | 2343.75 | 63.8 | 63.82 | 0.01 | 0
2025 | SPP_N_2_SPP_S | SPP_N | SPP_S | Internal | Winter | B17 | 100 | 4236 | 1900.67 | 60.33 | 60.34 | 0.01 | 0
2025 | SPP_N_2_SPP_S | SPP_N | SPP_S | Internal | Winter | B18 | 400 | 4236 | 2522.3 | 62.67 | 62.68 | 0.01 | 0
2025 | SPP_N_2_SPP_S | SPP_N | SPP_S | Internal | Winter | B19 | 700 | 4236 | 1397.87 | 58.58 | 58.59 | 0.01 | 0
2025 | SPP_N_2_SPP_S | SPP_N | SPP_S | Internal | Winter | B20 | 935 | 4236 | 0.03 | 52.59 | 52.59 | 0.01 | 0
2025 | SPP_S_2_ENT | SPP_S | ENT | Internal | Shoulder | B11 | 25 | 2842 | 1.02 | 67.11 | 72.1 | 5 | 0
2025 | SPP_S_2_ENT | SPP_S | ENT | Internal | Shoulder | B12 | 200 | 2842 | 0.12 | 60.95 | 65.94 | 5 | 0
2025 | SPP_S_2_ENT | SPP_S | ENT | Internal | Shoulder | B13 | 600 | 2842 | 0.04 | 60.4 | 65.38 | 5 | 0
2025 | SPP_S_2_ENT | SPP_S | ENT | Internal | Shoulder | B14 | 900 | 2842 | 2361.63 | 54.61 | 59.61 | 5 | 0
2025 | SPP_S_2_ENT | SPP_S | ENT | Internal | Shoulder | B15 | 1203 | 2842 | 2842 | 13.15 | 46.22 | 5 | 28.07
2025 | SPP_S_2_ENT | SPP_S | ENT | Internal | Summer | B1 | 10 | 2842 | 1868.31 | 64.34 | 69.34 | 5 | 0
2025 | SPP_S_2_ENT | SPP_S | ENT | Internal | Summer | B2 | 25 | 2842 | 2841.99 | 93.24 | 99.74 | 5 | 1.5
2025 | SPP_S_2_ENT | SPP_S | ENT | Internal | Summer | B3 | 75 | 2842 | 789.3 | 95.6 | 100.6 | 5 | 0
2025 | SPP_S_2_ENT | SPP_S | ENT | Internal | Summer | B4 | 100 | 2842 | 0.23 | 91.77 | 96.75 | 5 | 0
2025 | SPP_S_2_ENT | SPP_S | ENT | Internal | Summer | B5 | 200 | 2842 | 0.12 | 83.8 | 88.79 | 5 | 0
2025 | SPP_S_2_ENT | SPP_S | ENT | Internal | Summer | B6 | 300 | 2842 | 0.08 | 70.73 | 75.72 | 5 | 0
2025 | SPP_S_2_ENT | SPP_S | ENT | Internal | Summer | B7 | 400 | 2842 | 0 | 66.64 | 69.45 | 5 | 0
2025 | SPP_S_2_ENT | SPP_S | ENT | Internal | Summer | B8 | 500 | 2842 | 0 | 64.34 | 66.71 | 5 | 0
2025 | SPP_S_2_ENT | SPP_S | ENT | Internal | Summer | B9 | 800 | 2842 | 0 | 64.2 | 64.48 | 5 | 0
2025 | SPP_S_2_ENT | SPP_S | ENT | Internal | Summer | B10 | 1262 | 2842 | 0.02 | 51.27 | 56.25 | 5 | 0
2025 | SPP_S_2_ENT | SPP_S | ENT | Internal | Winter | B16 | 25 | 2842 | 0.89 | 63.82 | 68.8 | 5 | 0
2025 | SPP_S_2_ENT | SPP_S | ENT | Internal | Winter | B17 | 100 | 2842 | 0.24 | 60.34 | 65.33 | 5 | 0
2025 | SPP_S_2_ENT | SPP_S | ENT | Internal | Winter | B18 | 400 | 2842 | 0.06 | 62.68 | 67.67 | 5 | 0
2025 | SPP_S_2_ENT | SPP_S | ENT | Internal | Winter | B19 | 700 | 2842 | 0.04 | 58.59 | 63.58 | 5 | 0
2025 | SPP_S_2_ENT | SPP_S | ENT | Internal | Winter | B20 | 935 | 2842 | 1130.58 | 52.59 | 57.59 | 5 | 0
2025 | SPP_S_2_SPP_N | SPP_S | SPP_N | Internal | Shoulder | B11 | 25 | 876 | 0.46 | 67.11 | 67.1 | 0.01 | 0
2025 | SPP_S_2_SPP_N | SPP_S | SPP_N | Internal | Shoulder | B12 | 200 | 876 | 0.06 | 60.95 | 60.94 | 0.01 | 0
2025 | SPP_S_2_SPP_N | SPP_S | SPP_N | Internal | Shoulder | B13 | 600 | 876 | 0.02 | 60.4 | 60.38 | 0.01 | 0
2025 | SPP_S_2_SPP_N | SPP_S | SPP_N | Internal | Shoulder | B14 | 900 | 876 | 0.03 | 54.61 | 54.61 | 0.01 | 0
2025 | SPP_S_2_SPP_N | SPP_S | SPP_N | Internal | Shoulder | B15 | 1203 | 876 | 876 | 13.15 | 16.71 | 0.01 | 3.54
2025 | SPP_S_2_SPP_N | SPP_S | SPP_N | Internal | Summer | B1 | 10 | 876 | 2.03 | 64.34 | 64.34 | 0.01 | 0
2025 | SPP_S_2_SPP_N | SPP_S | SPP_N | Internal | Summer | B2 | 25 | 876 | 875.99 | 93.24 | 94.74 | 0.01 | 1.49
2025 | SPP_S_2_SPP_N | SPP_S | SPP_N | Internal | Summer | B3 | 75 | 876 | 0.3 | 95.6 | 95.6 | 0.01 | 0
2025 | SPP_S_2_SPP_N | SPP_S | SPP_N | Internal | Summer | B4 | 100 | 876 | 0.12 | 91.77 | 91.75 | 0.01 | 0
2025 | SPP_S_2_SPP_N | SPP_S | SPP_N | Internal | Summer | B5 | 200 | 876 | 0.06 | 83.8 | 83.79 | 0.01 | 0
2025 | SPP_S_2_SPP_N | SPP_S | SPP_N | Internal | Summer | B6 | 300 | 876 | 0.04 | 70.73 | 70.72 | 0.01 | 0
2025 | SPP_S_2_SPP_N | SPP_S | SPP_N | Internal | Summer | B7 | 400 | 876 | 0 | 66.64 | 64.45 | 0.01 | 0
2025 | SPP_S_2_SPP_N | SPP_S | SPP_N | Internal | Summer | B8 | 500 | 876 | 0 | 64.34 | 61.71 | 0.01 | 0
2025 | SPP_S_2_SPP_N | SPP_S | SPP_N | Internal | Summer | B9 | 800 | 876 | 0 | 64.2 | 59.48 | 0.01 | 0
2025 | SPP_S_2_SPP_N | SPP_S | SPP_N | Internal | Summer | B10 | 1262 | 876 | 0 | 51.27 | 51.25 | 0.01 | 0
2025 | SPP_S_2_SPP_N | SPP_S | SPP_N | Internal | Winter | B16 | 25 | 876 | 0.44 | 63.82 | 63.8 | 0.01 | 0
2025 | SPP_S_2_SPP_N | SPP_S | SPP_N | Internal | Winter | B17 | 100 | 876 | 0.12 | 60.34 | 60.33 | 0.01 | 0
2025 | SPP_S_2_SPP_N | SPP_S | SPP_N | Internal | Winter | B18 | 400 | 876 | 0.03 | 62.68 | 62.67 | 0.01 | 0
2025 | SPP_S_2_SPP_N | SPP_S | SPP_N | Internal | Winter | B19 | 700 | 876 | 0.02 | 58.59 | 58.58 | 0.01 | 0
2025 | SPP_S_2_SPP_N | SPP_S | SPP_N | Internal | Winter | B20 | 935 | 876 | 0.03 | 52.59 | 52.59 | 0.01 | 0
2025 | TVA_2_ENT | TVA | ENT | Internal | Shoulder | B11 | 25 | 500 | 0 | 80.12 | 72.1 | 9 | 0
2025 | TVA_2_ENT | TVA | ENT | Internal | Shoulder | B12 | 200 | 500 | 0 | 70.34 | 65.94 | 9 | 0
2025 | TVA_2_ENT | TVA | ENT | Internal | Shoulder | B13 | 600 | 500 | 0 | 67.62 | 65.38 | 9 | 0
2025 | TVA_2_ENT | TVA | ENT | Internal | Shoulder | B14 | 900 | 500 | 0 | 67.62 | 59.61 | 9 | 0
2025 | TVA_2_ENT | TVA | ENT | Internal | Shoulder | B15 | 1203 | 500 | 0 | 62.23 | 46.22 | 9 | 0
2025 | TVA_2_ENT | TVA | ENT | Internal | Summer | B1 | 10 | 500 | 0 | 109.09 | 69.34 | 9 | 0
2025 | TVA_2_ENT | TVA | ENT | Internal | Summer | B2 | 25 | 500 | 0 | 107.76 | 99.74 | 9 | 0
2025 | TVA_2_ENT | TVA | ENT | Internal | Summer | B3 | 75 | 500 | 0 | 107.76 | 100.6 | 9 | 0
2025 | TVA_2_ENT | TVA | ENT | Internal | Summer | B4 | 100 | 500 | 0 | 104.75 | 96.75 | 9 | 0
2025 | TVA_2_ENT | TVA | ENT | Internal | Summer | B5 | 200 | 500 | 0 | 89.79 | 88.79 | 9 | 0
2025 | TVA_2_ENT | TVA | ENT | Internal | Summer | B6 | 300 | 500 | 0 | 74.99 | 75.72 | 9 | 0
2025 | TVA_2_ENT | TVA | ENT | Internal | Summer | B7 | 400 | 500 | 0 | 68.9 | 69.45 | 9 | 0
2025 | TVA_2_ENT | TVA | ENT | Internal | Summer | B8 | 500 | 500 | 0 | 68.9 | 66.71 | 9 | 0
2025 | TVA_2_ENT | TVA | ENT | Internal | Summer | B9 | 800 | 500 | 0 | 68.9 | 64.48 | 9 | 0
2025 | TVA_2_ENT | TVA | ENT | Internal | Summer | B10 | 1262 | 500 | 0 | 61.47 | 56.25 | 9 | 0
2025 | TVA_2_ENT | TVA | ENT | Internal | Winter | B16 | 25 | 500 | 0 | 83.99 | 68.8 | 9 | 0
2025 | TVA_2_ENT | TVA | ENT | Internal | Winter | B17 | 100 | 500 | 0 | 73.33 | 65.33 | 9 | 0
2025 | TVA_2_ENT | TVA | ENT | Internal | Winter | B18 | 400 | 500 | 0 | 70.28 | 67.67 | 9 | 0
2025 | TVA_2_ENT | TVA | ENT | Internal | Winter | B19 | 700 | 500 | 0 | 70.28 | 63.58 | 9 | 0
2025 | TVA_2_ENT | TVA | ENT | Internal | Winter | B20 | 935 | 500 | 0 | 65.6 | 57.59 | 9 | 0
2025 | TVA_2_MISO_MO-IL | TVA | MISO_MO-IL | Internal | Shoulder | B11 | 25 | 50 | 0 | 80.12 | 72.11 | 9 | 0
2025 | TVA_2_MISO_MO-IL | TVA | MISO_MO-IL | Internal | Shoulder | B12 | 200 | 50 | 0 | 70.34 | 65.95 | 9 | 0
2025 | TVA_2_MISO_MO-IL | TVA | MISO_MO-IL | Internal | Shoulder | B13 | 600 | 50 | 0 | 67.62 | 65.38 | 9 | 0
2025 | TVA_2_MISO_MO-IL | TVA | MISO_MO-IL | Internal | Shoulder | B14 | 900 | 50 | 0 | 67.62 | 62.69 | 9 | 0
2025 | TVA_2_MISO_MO-IL | TVA | MISO_MO-IL | Internal | Shoulder | B15 | 1203 | 50 | 0 | 62.23 | 54.22 | 9 | 0
2025 | TVA_2_MISO_MO-IL | TVA | MISO_MO-IL | Internal | Summer | B1 | 10 | 50 | 0 | 109.09 | 101.09 | 9 | 0
2025 | TVA_2_MISO_MO-IL | TVA | MISO_MO-IL | Internal | Summer | B2 | 25 | 50 | 0 | 107.76 | 100.6 | 9 | 0
2025 | TVA_2_MISO_MO-IL | TVA | MISO_MO-IL | Internal | Summer | B3 | 75 | 50 | 0 | 107.76 | 100.6 | 9 | 0
2025 | TVA_2_MISO_MO-IL | TVA | MISO_MO-IL | Internal | Summer | B4 | 100 | 50 | 0 | 104.75 | 96.75 | 9 | 0
2025 | TVA_2_MISO_MO-IL | TVA | MISO_MO-IL | Internal | Summer | B5 | 200 | 50 | 0 | 89.79 | 88.79 | 9 | 0
2025 | TVA_2_MISO_MO-IL | TVA | MISO_MO-IL | Internal | Summer | B6 | 300 | 50 | 0 | 74.99 | 74.98 | 9 | 0
2025 | TVA_2_MISO_MO-IL | TVA | MISO_MO-IL | Internal | Summer | B7 | 400 | 50 | 0 | 68.9 | 69.12 | 9 | 0
2025 | TVA_2_MISO_MO-IL | TVA | MISO_MO-IL | Internal | Summer | B8 | 500 | 50 | 0 | 68.9 | 65.83 | 9 | 0
2025 | TVA_2_MISO_MO-IL | TVA | MISO_MO-IL | Internal | Summer | B9 | 800 | 50 | 0 | 68.9 | 63.1 | 9 | 0
2025 | TVA_2_MISO_MO-IL | TVA | MISO_MO-IL | Internal | Summer | B10 | 1262 | 50 | 0 | 61.47 | 54.45 | 9 | 0
2025 | TVA_2_MISO_MO-IL | TVA | MISO_MO-IL | Internal | Winter | B16 | 25 | 50 | 0 | 83.99 | 75.98 | 9 | 0
2025 | TVA_2_MISO_MO-IL | TVA | MISO_MO-IL | Internal | Winter | B17 | 100 | 50 | 0 | 73.33 | 69.31 | 9 | 0
2025 | TVA_2_MISO_MO-IL | TVA | MISO_MO-IL | Internal | Winter | B18 | 400 | 50 | 0 | 70.28 | 67.67 | 9 | 0
2025 | TVA_2_MISO_MO-IL | TVA | MISO_MO-IL | Internal | Winter | B19 | 700 | 50 | 0 | 70.28 | 65.86 | 9 | 0
2025 | TVA_2_MISO_MO-IL | TVA | MISO_MO-IL | Internal | Winter | B20 | 935 | 50 | 0 | 65.6 | 57.6 | 9 | 0
2025 | TVA_2_NonRTO_Midwest | TVA | NonRTO_Midwest | Internal | Shoulder | B11 | 25 | 100 | 0 | 80.12 | 80.1 | 9 | 0
2025 | TVA_2_NonRTO_Midwest | TVA | NonRTO_Midwest | Internal | Shoulder | B12 | 200 | 100 | 0 | 70.34 | 74.86 | 9 | 0
2025 | TVA_2_NonRTO_Midwest | TVA | NonRTO_Midwest | Internal | Shoulder | B13 | 600 | 100 | 0 | 67.62 | 73.72 | 9 | 0
2025 | TVA_2_NonRTO_Midwest | TVA | NonRTO_Midwest | Internal | Shoulder | B14 | 900 | 100 | 0 | 67.62 | 71.09 | 9 | 0
2025 | TVA_2_NonRTO_Midwest | TVA | NonRTO_Midwest | Internal | Shoulder | B15 | 1203 | 100 | 0 | 62.23 | 63.45 | 9 | 0
2025 | TVA_2_NonRTO_Midwest | TVA | NonRTO_Midwest | Internal | Summer | B1 | 10 | 100 | 0 | 109.09 | 108.89 | 9 | 0
2025 | TVA_2_NonRTO_Midwest | TVA | NonRTO_Midwest | Internal | Summer | B2 | 25 | 100 | 0 | 107.76 | 108.59 | 9 | 0
2025 | TVA_2_NonRTO_Midwest | TVA | NonRTO_Midwest | Internal | Summer | B3 | 75 | 100 | 0 | 107.76 | 108.59 | 9 | 0
2025 | TVA_2_NonRTO_Midwest | TVA | NonRTO_Midwest | Internal | Summer | B4 | 100 | 100 | 0 | 104.75 | 104.74 | 9 | 0
2025 | TVA_2_NonRTO_Midwest | TVA | NonRTO_Midwest | Internal | Summer | B5 | 200 | 100 | 0 | 89.79 | 96.78 | 9 | 0
2025 | TVA_2_NonRTO_Midwest | TVA | NonRTO_Midwest | Internal | Summer | B6 | 300 | 100 | 0 | 74.99 | 82.96 | 9 | 0
2025 | TVA_2_NonRTO_Midwest | TVA | NonRTO_Midwest | Internal | Summer | B7 | 400 | 100 | 0 | 68.9 | 77.11 | 9 | 0
2025 | TVA_2_NonRTO_Midwest | TVA | NonRTO_Midwest | Internal | Summer | B8 | 500 | 100 | 0 | 68.9 | 73.82 | 9 | 0
2025 | TVA_2_NonRTO_Midwest | TVA | NonRTO_Midwest | Internal | Summer | B9 | 800 | 100 | 0 | 68.9 | 71.09 | 9 | 0
2025 | TVA_2_NonRTO_Midwest | TVA | NonRTO_Midwest | Internal | Summer | B10 | 1262 | 100 | 0 | 61.47 | 62.44 | 9 | 0
2025 | TVA_2_NonRTO_Midwest | TVA | NonRTO_Midwest | Internal | Winter | B16 | 25 | 100 | 0 | 83.99 | 83.98 | 9 | 0
2025 | TVA_2_NonRTO_Midwest | TVA | NonRTO_Midwest | Internal | Winter | B17 | 100 | 100 | 0 | 73.33 | 77.32 | 9 | 0
2025 | TVA_2_NonRTO_Midwest | TVA | NonRTO_Midwest | Internal | Winter | B18 | 400 | 100 | 0 | 70.28 | 75.68 | 9 | 0
2025 | TVA_2_NonRTO_Midwest | TVA | NonRTO_Midwest | Internal | Winter | B19 | 700 | 100 | 0 | 70.28 | 73.88 | 9 | 0
2025 | TVA_2_NonRTO_Midwest | TVA | NonRTO_Midwest | Internal | Winter | B20 | 935 | 100 | 0 | 65.6 | 66.26 | 9 | 0
2025 | TVA_2_PJM_ROR | TVA | PJM_ROR | Internal | Shoulder | B11 | 25 | 500 | 0 | 80.12 | 74.1 | 9 | 0
2025 | TVA_2_PJM_ROR | TVA | PJM_ROR | Internal | Shoulder | B12 | 200 | 500 | 0 | 70.34 | 68.86 | 9 | 0
2025 | TVA_2_PJM_ROR | TVA | PJM_ROR | Internal | Shoulder | B13 | 600 | 500 | 0 | 67.62 | 67.37 | 9 | 0
2025 | TVA_2_PJM_ROR | TVA | PJM_ROR | Internal | Shoulder | B14 | 900 | 500 | 0 | 67.62 | 64.69 | 9 | 0
2025 | TVA_2_PJM_ROR | TVA | PJM_ROR | Internal | Shoulder | B15 | 1203 | 500 | 0 | 62.23 | 56.22 | 9 | 0
2025 | TVA_2_PJM_ROR | TVA | PJM_ROR | Internal | Summer | B1 | 10 | 500 | 0 | 109.09 | 103.08 | 9 | 0
2025 | TVA_2_PJM_ROR | TVA | PJM_ROR | Internal | Summer | B2 | 25 | 500 | 0 | 107.76 | 101.74 | 9 | 0
2025 | TVA_2_PJM_ROR | TVA | PJM_ROR | Internal | Summer | B3 | 75 | 500 | 0 | 107.76 | 101.74 | 9 | 0
2025 | TVA_2_PJM_ROR | TVA | PJM_ROR | Internal | Summer | B4 | 100 | 500 | 0 | 104.75 | 98.74 | 9 | 0
2025 | TVA_2_PJM_ROR | TVA | PJM_ROR | Internal | Summer | B5 | 200 | 500 | 0 | 89.79 | 90.78 | 9 | 0
2025 | TVA_2_PJM_ROR | TVA | PJM_ROR | Internal | Summer | B6 | 300 | 500 | 0 | 74.99 | 76.96 | 9 | 0
2025 | TVA_2_PJM_ROR | TVA | PJM_ROR | Internal | Summer | B7 | 400 | 500 | 0 | 68.9 | 71.11 | 9 | 0
2025 | TVA_2_PJM_ROR | TVA | PJM_ROR | Internal | Summer | B8 | 500 | 500 | 0 | 68.9 | 65.9 | 9 | 0
2025 | TVA_2_PJM_ROR | TVA | PJM_ROR | Internal | Summer | B9 | 800 | 500 | 0 | 68.9 | 63.21 | 9 | 0
2025 | TVA_2_PJM_ROR | TVA | PJM_ROR | Internal | Summer | B10 | 1262 | 500 | 0 | 61.47 | 55.46 | 9 | 0
2025 | TVA_2_PJM_ROR | TVA | PJM_ROR | Internal | Winter | B16 | 25 | 500 | 0 | 83.99 | 77.98 | 9 | 0
2025 | TVA_2_PJM_ROR | TVA | PJM_ROR | Internal | Winter | B17 | 100 | 500 | 0 | 73.33 | 71.33 | 9 | 0
2025 | TVA_2_PJM_ROR | TVA | PJM_ROR | Internal | Winter | B18 | 400 | 500 | 0 | 70.28 | 69.67 | 9 | 0
2025 | TVA_2_PJM_ROR | TVA | PJM_ROR | Internal | Winter | B19 | 700 | 500 | 0 | 70.28 | 67.89 | 9 | 0
2025 | TVA_2_PJM_ROR | TVA | PJM_ROR | Internal | Winter | B20 | 935 | 500 | 0 | 65.6 | 59.6 | 9 | 0
2025 | TVA_2_SOCO | TVA | SOCO | Internal | Shoulder | B11 | 25 | 500 | 500 | 80.12 | 92.34 | 9 | 3.22
2025 | TVA_2_SOCO | TVA | SOCO | Internal | Shoulder | B12 | 200 | 500 | 0 | 70.34 | 70.91 | 9 | 0
2025 | TVA_2_SOCO | TVA | SOCO | Internal | Shoulder | B13 | 600 | 500 | 0 | 67.62 | 69.72 | 9 | 0
2025 | TVA_2_SOCO | TVA | SOCO | Internal | Shoulder | B14 | 900 | 500 | 0 | 67.62 | 67.86 | 9 | 0
2025 | TVA_2_SOCO | TVA | SOCO | Internal | Shoulder | B15 | 1203 | 500 | 0 | 62.23 | 67.86 | 9 | 0
2025 | TVA_2_SOCO | TVA | SOCO | Internal | Summer | B1 | 10 | 500 | 0 | 109.09 | 112.7 | 9 | 0
2025 | TVA_2_SOCO | TVA | SOCO | Internal | Summer | B2 | 25 | 500 | 0 | 107.76 | 110.48 | 9 | 0
2025 | TVA_2_SOCO | TVA | SOCO | Internal | Summer | B3 | 75 | 500 | 0 | 107.76 | 110.48 | 9 | 0
2025 | TVA_2_SOCO | TVA | SOCO | Internal | Summer | B4 | 100 | 500 | 0 | 104.75 | 110.48 | 9 | 0
2025 | TVA_2_SOCO | TVA | SOCO | Internal | Summer | B5 | 200 | 500 | 500 | 89.79 | 105.79 | 9 | 7
2025 | TVA_2_SOCO | TVA | SOCO | Internal | Summer | B6 | 300 | 500 | 500 | 74.99 | 90.99 | 9 | 7
2025 | TVA_2_SOCO | TVA | SOCO | Internal | Summer | B7 | 400 | 500 | 500 | 68.9 | 86.11 | 9 | 8.21
2025 | TVA_2_SOCO | TVA | SOCO | Internal | Summer | B8 | 500 | 500 | 0 | 68.9 | 74.71 | 9 | 0
2025 | TVA_2_SOCO | TVA | SOCO | Internal | Summer | B9 | 800 | 500 | 0 | 68.9 | 68.88 | 9 | 0
2025 | TVA_2_SOCO | TVA | SOCO | Internal | Summer | B10 | 1262 | 500 | 0 | 61.47 | 66.47 | 9 | 0
2025 | TVA_2_SOCO | TVA | SOCO | Internal | Winter | B16 | 25 | 500 | 69.55 | 83.99 | 92.99 | 9 | 0
2025 | TVA_2_SOCO | TVA | SOCO | Internal | Winter | B17 | 100 | 500 | 0 | 73.33 | 73.33 | 9 | 0
2025 | TVA_2_SOCO | TVA | SOCO | Internal | Winter | B18 | 400 | 500 | 0 | 70.28 | 71.58 | 9 | 0
2025 | TVA_2_SOCO | TVA | SOCO | Internal | Winter | B19 | 700 | 500 | 0 | 70.28 | 71.58 | 9 | 0
2025 | TVA_2_SOCO | TVA | SOCO | Internal | Winter | B20 | 935 | 500 | 0 | 65.6 | 70.75 | 9 | 0
2025 | TVA_2_VACAR | TVA | VACAR | Internal | Shoulder | B11 | 25 | 150 | 0 | 80.12 | 85.34 | 9 | 0
2025 | TVA_2_VACAR | TVA | VACAR | Internal | Shoulder | B12 | 200 | 150 | 0 | 70.34 | 78.95 | 9 | 0
2025 | TVA_2_VACAR | TVA | VACAR | Internal | Shoulder | B13 | 600 | 150 | 0 | 67.62 | 73.37 | 9 | 0
2025 | TVA_2_VACAR | TVA | VACAR | Internal | Shoulder | B14 | 900 | 150 | 0 | 67.62 | 71.5 | 9 | 0
2025 | TVA_2_VACAR | TVA | VACAR | Internal | Shoulder | B15 | 1203 | 150 | 0 | 62.23 | 62.22 | 9 | 0
2025 | TVA_2_VACAR | TVA | VACAR | Internal | Summer | B1 | 10 | 150 | 0 | 109.09 | 113.59 | 9 | 0
2025 | TVA_2_VACAR | TVA | VACAR | Internal | Summer | B2 | 25 | 150 | 0 | 107.76 | 113.59 | 9 | 0
2025 | TVA_2_VACAR | TVA | VACAR | Internal | Summer | B3 | 75 | 150 | 0 | 107.76 | 113.59 | 9 | 0
2025 | TVA_2_VACAR | TVA | VACAR | Internal | Summer | B4 | 100 | 150 | 0.02 | 104.75 | 113.59 | 9 | 0
2025 | TVA_2_VACAR | TVA | VACAR | Internal | Summer | B5 | 200 | 150 | 26.75 | 89.79 | 98.79 | 9 | 0
2025 | TVA_2_VACAR | TVA | VACAR | Internal | Summer | B6 | 300 | 150 | 96.36 | 74.99 | 83.99 | 9 | 0
2025 | TVA_2_VACAR | TVA | VACAR | Internal | Summer | B7 | 400 | 150 | 150 | 68.9 | 80.93 | 9 | 3.03
2025 | TVA_2_VACAR | TVA | VACAR | Internal | Summer | B8 | 500 | 150 | 0 | 68.9 | 73.4 | 9 | 0
2025 | TVA_2_VACAR | TVA | VACAR | Internal | Summer | B9 | 800 | 150 | 0 | 68.9 | 69.21 | 9 | 0
2025 | TVA_2_VACAR | TVA | VACAR | Internal | Summer | B10 | 1262 | 150 | 0 | 61.47 | 60.41 | 9 | 0
2025 | TVA_2_VACAR | TVA | VACAR | Internal | Winter | B16 | 25 | 150 | 150 | 83.99 | 102.99 | 9 | 10
2025 | TVA_2_VACAR | TVA | VACAR | Internal | Winter | B17 | 100 | 150 | 0 | 73.33 | 81.8 | 9 | 0
2025 | TVA_2_VACAR | TVA | VACAR | Internal | Winter | B18 | 400 | 150 | 0 | 70.28 | 78.68 | 9 | 0
2025 | TVA_2_VACAR | TVA | VACAR | Internal | Winter | B19 | 700 | 150 | 0 | 70.28 | 75.66 | 9 | 0
2025 | TVA_2_VACAR | TVA | VACAR | Internal | Winter | B20 | 935 | 150 | 0 | 65.6 | 66.28 | 9 | 0
2025 | TVA_Transmission_2_ENT | TVA_Transmission | ENT | Internal | Shoulder | B11 | 25 | 3000 | 0 | 80.11 | 72.1 | 9 | 0
2025 | TVA_Transmission_2_ENT | TVA_Transmission | ENT | Internal | Shoulder | B12 | 200 | 3000 | 0 | 71.91 | 65.94 | 9 | 0
2025 | TVA_Transmission_2_ENT | TVA_Transmission | ENT | Internal | Shoulder | B13 | 600 | 3000 | 0 | 69.86 | 65.38 | 9 | 0
2025 | TVA_Transmission_2_ENT | TVA_Transmission | ENT | Internal | Shoulder | B14 | 900 | 3000 | 0 | 67.61 | 59.61 | 9 | 0
2025 | TVA_Transmission_2_ENT | TVA_Transmission | ENT | Internal | Shoulder | B15 | 1203 | 3000 | 0 | 62.22 | 46.22 | 9 | 0
2025 | TVA_Transmission_2_ENT | TVA_Transmission | ENT | Internal | Summer | B1 | 10 | 3000 | 0 | 109.08 | 69.34 | 9 | 0
2025 | TVA_Transmission_2_ENT | TVA_Transmission | ENT | Internal | Summer | B2 | 25 | 3000 | 0 | 107.74 | 99.74 | 9 | 0
2025 | TVA_Transmission_2_ENT | TVA_Transmission | ENT | Internal | Summer | B3 | 75 | 3000 | 0 | 107.74 | 100.6 | 9 | 0
2025 | TVA_Transmission_2_ENT | TVA_Transmission | ENT | Internal | Summer | B4 | 100 | 3000 | 0 | 104.74 | 96.75 | 9 | 0
2025 | TVA_Transmission_2_ENT | TVA_Transmission | ENT | Internal | Summer | B5 | 200 | 3000 | 0 | 96.79 | 88.79 | 9 | 0
2025 | TVA_Transmission_2_ENT | TVA_Transmission | ENT | Internal | Summer | B6 | 300 | 3000 | 0 | 82.29 | 75.72 | 9 | 0
2025 | TVA_Transmission_2_ENT | TVA_Transmission | ENT | Internal | Summer | B7 | 400 | 3000 | 0 | 77.11 | 69.45 | 9 | 0
2025 | TVA_Transmission_2_ENT | TVA_Transmission | ENT | Internal | Summer | B8 | 500 | 3000 | 0 | 70.39 | 66.71 | 9 | 0
2025 | TVA_Transmission_2_ENT | TVA_Transmission | ENT | Internal | Summer | B9 | 800 | 3000 | 0 | 69.04 | 64.48 | 9 | 0
2025 | TVA_Transmission_2_ENT | TVA_Transmission | ENT | Internal | Summer | B10 | 1262 | 3000 | 0 | 61.46 | 56.25 | 9 | 0
2025 | TVA_Transmission_2_ENT | TVA_Transmission | ENT | Internal | Winter | B16 | 25 | 3000 | 0 | 83.98 | 68.8 | 9 | 0
2025 | TVA_Transmission_2_ENT | TVA_Transmission | ENT | Internal | Winter | B17 | 100 | 3000 | 0 | 73.32 | 65.33 | 9 | 0
2025 | TVA_Transmission_2_ENT | TVA_Transmission | ENT | Internal | Winter | B18 | 400 | 3000 | 0 | 72.56 | 67.67 | 9 | 0
2025 | TVA_Transmission_2_ENT | TVA_Transmission | ENT | Internal | Winter | B19 | 700 | 3000 | 0 | 70.85 | 63.58 | 9 | 0
2025 | TVA_Transmission_2_ENT | TVA_Transmission | ENT | Internal | Winter | B20 | 935 | 3000 | 0 | 65.59 | 57.59 | 9 | 0
2025 | TVA_Transmission_2_MISO_MO-IL | TVA_Transmission | MISO_MO-IL | Internal | Shoulder | B11 | 25 | 4000 | 0 | 80.11 | 72.11 | 9 | 0
2025 | TVA_Transmission_2_MISO_MO-IL | TVA_Transmission | MISO_MO-IL | Internal | Shoulder | B12 | 200 | 4000 | 0 | 71.91 | 65.95 | 9 | 0
2025 | TVA_Transmission_2_MISO_MO-IL | TVA_Transmission | MISO_MO-IL | Internal | Shoulder | B13 | 600 | 4000 | 0 | 69.86 | 65.38 | 9 | 0
2025 | TVA_Transmission_2_MISO_MO-IL | TVA_Transmission | MISO_MO-IL | Internal | Shoulder | B14 | 900 | 4000 | 0 | 67.61 | 62.69 | 9 | 0
2025 | TVA_Transmission_2_MISO_MO-IL | TVA_Transmission | MISO_MO-IL | Internal | Shoulder | B15 | 1203 | 4000 | 0 | 62.22 | 54.22 | 9 | 0
2025 | TVA_Transmission_2_MISO_MO-IL | TVA_Transmission | MISO_MO-IL | Internal | Summer | B1 | 10 | 4000 | 0 | 109.08 | 101.09 | 9 | 0
2025 | TVA_Transmission_2_MISO_MO-IL | TVA_Transmission | MISO_MO-IL | Internal | Summer | B2 | 25 | 4000 | 0 | 107.74 | 100.6 | 9 | 0
2025 | TVA_Transmission_2_MISO_MO-IL | TVA_Transmission | MISO_MO-IL | Internal | Summer | B3 | 75 | 4000 | 0 | 107.74 | 100.6 | 9 | 0
2025 | TVA_Transmission_2_MISO_MO-IL | TVA_Transmission | MISO_MO-IL | Internal | Summer | B4 | 100 | 4000 | 0 | 104.74 | 96.75 | 9 | 0
2025 | TVA_Transmission_2_MISO_MO-IL | TVA_Transmission | MISO_MO-IL | Internal | Summer | B5 | 200 | 4000 | 0 | 96.79 | 88.79 | 9 | 0
2025 | TVA_Transmission_2_MISO_MO-IL | TVA_Transmission | MISO_MO-IL | Internal | Summer | B6 | 300 | 4000 | 0 | 82.29 | 74.98 | 9 | 0
2025 | TVA_Transmission_2_MISO_MO-IL | TVA_Transmission | MISO_MO-IL | Internal | Summer | B7 | 400 | 4000 | 0 | 77.11 | 69.12 | 9 | 0
2025 | TVA_Transmission_2_MISO_MO-IL | TVA_Transmission | MISO_MO-IL | Internal | Summer | B8 | 500 | 4000 | 0 | 70.39 | 65.83 | 9 | 0
2025 | TVA_Transmission_2_MISO_MO-IL | TVA_Transmission | MISO_MO-IL | Internal | Summer | B9 | 800 | 4000 | 0 | 69.04 | 63.1 | 9 | 0
2025 | TVA_Transmission_2_MISO_MO-IL | TVA_Transmission | MISO_MO-IL | Internal | Summer | B10 | 1262 | 4000 | 0 | 61.46 | 54.45 | 9 | 0
2025 | TVA_Transmission_2_MISO_MO-IL | TVA_Transmission | MISO_MO-IL | Internal | Winter | B16 | 25 | 4000 | 0 | 83.98 | 75.98 | 9 | 0
2025 | TVA_Transmission_2_MISO_MO-IL | TVA_Transmission | MISO_MO-IL | Internal | Winter | B17 | 100 | 4000 | 0 | 73.32 | 69.31 | 9 | 0
2025 | TVA_Transmission_2_MISO_MO-IL | TVA_Transmission | MISO_MO-IL | Internal | Winter | B18 | 400 | 4000 | 0 | 72.56 | 67.67 | 9 | 0
2025 | TVA_Transmission_2_MISO_MO-IL | TVA_Transmission | MISO_MO-IL | Internal | Winter | B19 | 700 | 4000 | 0 | 70.85 | 65.86 | 9 | 0
2025 | TVA_Transmission_2_MISO_MO-IL | TVA_Transmission | MISO_MO-IL | Internal | Winter | B20 | 935 | 4000 | 0 | 65.59 | 57.6 | 9 | 0
2025 | TVA_Transmission_2_NonRTO_Midwest | TVA_Transmission | NonRTO_Midwest | Internal | Shoulder | B11 | 25 | 700 | 0 | 80.11 | 80.1 | 9 | 0
2025 | TVA_Transmission_2_NonRTO_Midwest | TVA_Transmission | NonRTO_Midwest | Internal | Shoulder | B12 | 200 | 700 | 0 | 71.91 | 74.86 | 9 | 0
2025 | TVA_Transmission_2_NonRTO_Midwest | TVA_Transmission | NonRTO_Midwest | Internal | Shoulder | B13 | 600 | 700 | 0 | 69.86 | 73.72 | 9 | 0
2025 | TVA_Transmission_2_NonRTO_Midwest | TVA_Transmission | NonRTO_Midwest | Internal | Shoulder | B14 | 900 | 700 | 0 | 67.61 | 71.09 | 9 | 0
2025 | TVA_Transmission_2_NonRTO_Midwest | TVA_Transmission | NonRTO_Midwest | Internal | Shoulder | B15 | 1203 | 700 | 0 | 62.22 | 63.45 | 9 | 0
2025 | TVA_Transmission_2_NonRTO_Midwest | TVA_Transmission | NonRTO_Midwest | Internal | Summer | B1 | 10 | 700 | 0 | 109.08 | 108.89 | 9 | 0
2025 | TVA_Transmission_2_NonRTO_Midwest | TVA_Transmission | NonRTO_Midwest | Internal | Summer | B2 | 25 | 700 | 0 | 107.74 | 108.59 | 9 | 0
2025 | TVA_Transmission_2_NonRTO_Midwest | TVA_Transmission | NonRTO_Midwest | Internal | Summer | B3 | 75 | 700 | 0 | 107.74 | 108.59 | 9 | 0
2025 | TVA_Transmission_2_NonRTO_Midwest | TVA_Transmission | NonRTO_Midwest | Internal | Summer | B4 | 100 | 700 | 0 | 104.74 | 104.74 | 9 | 0
2025 | TVA_Transmission_2_NonRTO_Midwest | TVA_Transmission | NonRTO_Midwest | Internal | Summer | B5 | 200 | 700 | 0 | 96.79 | 96.78 | 9 | 0
2025 | TVA_Transmission_2_NonRTO_Midwest | TVA_Transmission | NonRTO_Midwest | Internal | Summer | B6 | 300 | 700 | 0 | 82.29 | 82.96 | 9 | 0
2025 | TVA_Transmission_2_NonRTO_Midwest | TVA_Transmission | NonRTO_Midwest | Internal | Summer | B7 | 400 | 700 | 0 | 77.11 | 77.11 | 9 | 0
2025 | TVA_Transmission_2_NonRTO_Midwest | TVA_Transmission | NonRTO_Midwest | Internal | Summer | B8 | 500 | 700 | 0 | 70.39 | 73.82 | 9 | 0
2025 | TVA_Transmission_2_NonRTO_Midwest | TVA_Transmission | NonRTO_Midwest | Internal | Summer | B9 | 800 | 700 | 0 | 69.04 | 71.09 | 9 | 0
2025 | TVA_Transmission_2_NonRTO_Midwest | TVA_Transmission | NonRTO_Midwest | Internal | Summer | B10 | 1262 | 700 | 0 | 61.46 | 62.44 | 9 | 0
2025 | TVA_Transmission_2_NonRTO_Midwest | TVA_Transmission | NonRTO_Midwest | Internal | Winter | B16 | 25 | 700 | 0 | 83.98 | 83.98 | 9 | 0
2025 | TVA_Transmission_2_NonRTO_Midwest | TVA_Transmission | NonRTO_Midwest | Internal | Winter | B17 | 100 | 700 | 0 | 73.32 | 77.32 | 9 | 0
2025 | TVA_Transmission_2_NonRTO_Midwest | TVA_Transmission | NonRTO_Midwest | Internal | Winter | B18 | 400 | 700 | 0 | 72.56 | 75.68 | 9 | 0
2025 | TVA_Transmission_2_NonRTO_Midwest | TVA_Transmission | NonRTO_Midwest | Internal | Winter | B19 | 700 | 700 | 0 | 70.85 | 73.88 | 9 | 0
2025 | TVA_Transmission_2_NonRTO_Midwest | TVA_Transmission | NonRTO_Midwest | Internal | Winter | B20 | 935 | 700 | 0 | 65.59 | 66.26 | 9 | 0
2025 | TVA_Transmission_2_PJM_ROR | TVA_Transmission | PJM_ROR | Internal | Shoulder | B11 | 25 | 2000 | 0 | 80.11 | 74.1 | 9 | 0
2025 | TVA_Transmission_2_PJM_ROR | TVA_Transmission | PJM_ROR | Internal | Shoulder | B12 | 200 | 2000 | 0 | 71.91 | 68.86 | 9 | 0
2025 | TVA_Transmission_2_PJM_ROR | TVA_Transmission | PJM_ROR | Internal | Shoulder | B13 | 600 | 2000 | 0 | 69.86 | 67.37 | 9 | 0
2025 | TVA_Transmission_2_PJM_ROR | TVA_Transmission | PJM_ROR | Internal | Shoulder | B14 | 900 | 2000 | 0 | 67.61 | 64.69 | 9 | 0
2025 | TVA_Transmission_2_PJM_ROR | TVA_Transmission | PJM_ROR | Internal | Shoulder | B15 | 1203 | 2000 | 0 | 62.22 | 56.22 | 9 | 0
2025 | TVA_Transmission_2_PJM_ROR | TVA_Transmission | PJM_ROR | Internal | Summer | B1 | 10 | 2000 | 0 | 109.08 | 103.08 | 9 | 0
2025 | TVA_Transmission_2_PJM_ROR | TVA_Transmission | PJM_ROR | Internal | Summer | B2 | 25 | 2000 | 0 | 107.74 | 101.74 | 9 | 0
2025 | TVA_Transmission_2_PJM_ROR | TVA_Transmission | PJM_ROR | Internal | Summer | B3 | 75 | 2000 | 0 | 107.74 | 101.74 | 9 | 0
2025 | TVA_Transmission_2_PJM_ROR | TVA_Transmission | PJM_ROR | Internal | Summer | B4 | 100 | 2000 | 0 | 104.74 | 98.74 | 9 | 0
2025 | TVA_Transmission_2_PJM_ROR | TVA_Transmission | PJM_ROR | Internal | Summer | B5 | 200 | 2000 | 0 | 96.79 | 90.78 | 9 | 0
2025 | TVA_Transmission_2_PJM_ROR | TVA_Transmission | PJM_ROR | Internal | Summer | B6 | 300 | 2000 | 0 | 82.29 | 76.96 | 9 | 0
2025 | TVA_Transmission_2_PJM_ROR | TVA_Transmission | PJM_ROR | Internal | Summer | B7 | 400 | 2000 | 0 | 77.11 | 71.11 | 9 | 0
2025 | TVA_Transmission_2_PJM_ROR | TVA_Transmission | PJM_ROR | Internal | Summer | B8 | 500 | 2000 | 0 | 70.39 | 65.9 | 9 | 0
2025 | TVA_Transmission_2_PJM_ROR | TVA_Transmission | PJM_ROR | Internal | Summer | B9 | 800 | 2000 | 0 | 69.04 | 63.21 | 9 | 0
2025 | TVA_Transmission_2_PJM_ROR | TVA_Transmission | PJM_ROR | Internal | Summer | B10 | 1262 | 2000 | 0 | 61.46 | 55.46 | 9 | 0
2025 | TVA_Transmission_2_PJM_ROR | TVA_Transmission | PJM_ROR | Internal | Winter | B16 | 25 | 2000 | 0 | 83.98 | 77.98 | 9 | 0
2025 | TVA_Transmission_2_PJM_ROR | TVA_Transmission | PJM_ROR | Internal | Winter | B17 | 100 | 2000 | 0 | 73.32 | 71.33 | 9 | 0
2025 | TVA_Transmission_2_PJM_ROR | TVA_Transmission | PJM_ROR | Internal | Winter | B18 | 400 | 2000 | 0 | 72.56 | 69.67 | 9 | 0
2025 | TVA_Transmission_2_PJM_ROR | TVA_Transmission | PJM_ROR | Internal | Winter | B19 | 700 | 2000 | 0 | 70.85 | 67.89 | 9 | 0
2025 | TVA_Transmission_2_PJM_ROR | TVA_Transmission | PJM_ROR | Internal | Winter | B20 | 935 | 2000 | 0 | 65.59 | 59.6 | 9 | 0
2025 | TVA_Transmission_2_SOCO | TVA_Transmission | SOCO | Internal | Shoulder | B11 | 25 | 3200 | 3200 | 80.11 | 92.34 | 9 | 3.23
2025 | TVA_Transmission_2_SOCO | TVA_Transmission | SOCO | Internal | Shoulder | B12 | 200 | 3200 | 0 | 71.91 | 70.91 | 9 | 0
2025 | TVA_Transmission_2_SOCO | TVA_Transmission | SOCO | Internal | Shoulder | B13 | 600 | 3200 | 0 | 69.86 | 69.72 | 9 | 0
2025 | TVA_Transmission_2_SOCO | TVA_Transmission | SOCO | Internal | Shoulder | B14 | 900 | 3200 | 0 | 67.61 | 67.86 | 9 | 0
2025 | TVA_Transmission_2_SOCO | TVA_Transmission | SOCO | Internal | Shoulder | B15 | 1203 | 3200 | 0 | 62.22 | 67.86 | 9 | 0
2025 | TVA_Transmission_2_SOCO | TVA_Transmission | SOCO | Internal | Summer | B1 | 10 | 3200 | 0 | 109.08 | 112.7 | 9 | 0
2025 | TVA_Transmission_2_SOCO | TVA_Transmission | SOCO | Internal | Summer | B2 | 25 | 3200 | 0 | 107.74 | 110.48 | 9 | 0
2025 | TVA_Transmission_2_SOCO | TVA_Transmission | SOCO | Internal | Summer | B3 | 75 | 3200 | 0 | 107.74 | 110.48 | 9 | 0
2025 | TVA_Transmission_2_SOCO | TVA_Transmission | SOCO | Internal | Summer | B4 | 100 | 3200 | 0 | 104.74 | 110.48 | 9 | 0
2025 | TVA_Transmission_2_SOCO | TVA_Transmission | SOCO | Internal | Summer | B5 | 200 | 3200 | 2794.31 | 96.79 | 105.79 | 9 | 0
2025 | TVA_Transmission_2_SOCO | TVA_Transmission | SOCO | Internal | Summer | B6 | 300 | 3200 | 0 | 82.29 | 90.99 | 9 | 0
2025 | TVA_Transmission_2_SOCO | TVA_Transmission | SOCO | Internal | Summer | B7 | 400 | 3200 | 905.29 | 77.11 | 86.11 | 9 | 0
2025 | TVA_Transmission_2_SOCO | TVA_Transmission | SOCO | Internal | Summer | B8 | 500 | 3200 | 0 | 70.39 | 74.71 | 9 | 0
2025 | TVA_Transmission_2_SOCO | TVA_Transmission | SOCO | Internal | Summer | B9 | 800 | 3200 | 0 | 69.04 | 68.88 | 9 | 0
2025 | TVA_Transmission_2_SOCO | TVA_Transmission | SOCO | Internal | Summer | B10 | 1262 | 3200 | 0 | 61.46 | 66.47 | 9 | 0
2025 | TVA_Transmission_2_SOCO | TVA_Transmission | SOCO | Internal | Winter | B16 | 25 | 3200 | 3199.07 | 83.98 | 92.99 | 9 | 0.01
2025 | TVA_Transmission_2_SOCO | TVA_Transmission | SOCO | Internal | Winter | B17 | 100 | 3200 | 0 | 73.32 | 73.33 | 9 | 0
2025 | TVA_Transmission_2_SOCO | TVA_Transmission | SOCO | Internal | Winter | B18 | 400 | 3200 | 0 | 72.56 | 71.58 | 9 | 0
2025 | TVA_Transmission_2_SOCO | TVA_Transmission | SOCO | Internal | Winter | B19 | 700 | 3200 | 0 | 70.85 | 71.58 | 9 | 0
2025 | TVA_Transmission_2_SOCO | TVA_Transmission | SOCO | Internal | Winter | B20 | 935 | 3200 | 0 | 65.59 | 70.75 | 9 | 0
2025 | TVA_Transmission_2_TVA | TVA_Transmission | TVA | Internal | Shoulder | B11 | 25 | 99999 | 1401.47 | 80.11 | 80.12 | 0.01 | 0
2025 | TVA_Transmission_2_TVA | TVA_Transmission | TVA | Internal | Shoulder | B12 | 200 | 99999 | 0 | 71.91 | 70.34 | 0.01 | 0
2025 | TVA_Transmission_2_TVA | TVA_Transmission | TVA | Internal | Shoulder | B13 | 600 | 99999 | 0 | 69.86 | 67.62 | 0.01 | 0
2025 | TVA_Transmission_2_TVA | TVA_Transmission | TVA | Internal | Shoulder | B14 | 900 | 99999 | 1809.57 | 67.61 | 67.62 | 0.01 | 0
2025 | TVA_Transmission_2_TVA | TVA_Transmission | TVA | Internal | Shoulder | B15 | 1203 | 99999 | 3276.52 | 62.22 | 62.23 | 0.01 | 0
2025 | TVA_Transmission_2_TVA | TVA_Transmission | TVA | Internal | Summer | B1 | 10 | 99999 | 3985.76 | 109.08 | 109.09 | 0.01 | 0
2025 | TVA_Transmission_2_TVA | TVA_Transmission | TVA | Internal | Summer | B2 | 25 | 99999 | 3227.51 | 107.74 | 107.76 | 0.01 | 0
2025 | TVA_Transmission_2_TVA | TVA_Transmission | TVA | Internal | Summer | B3 | 75 | 99999 | 1738.65 | 107.74 | 107.76 | 0.01 | 0
2025 | TVA_Transmission_2_TVA | TVA_Transmission | TVA | Internal | Summer | B4 | 100 | 99999 | 1050.71 | 104.74 | 104.75 | 0.01 | 0
2025 | TVA_Transmission_2_TVA | TVA_Transmission | TVA | Internal | Summer | B5 | 200 | 99999 | 0 | 96.79 | 89.79 | 0.01 | 0
2025 | TVA_Transmission_2_TVA | TVA_Transmission | TVA | Internal | Summer | B6 | 300 | 99999 | 0 | 82.29 | 74.99 | 0.01 | 0
2025 | TVA_Transmission_2_TVA | TVA_Transmission | TVA | Internal | Summer | B7 | 400 | 99999 | 0 | 77.11 | 68.9 | 0.01 | 0
2025 | TVA_Transmission_2_TVA | TVA_Transmission | TVA | Internal | Summer | B8 | 500 | 99999 | 0 | 70.39 | 68.9 | 0.01 | 0
2025 | TVA_Transmission_2_TVA | TVA_Transmission | TVA | Internal | Summer | B9 | 800 | 99999 | 0 | 69.04 | 68.9 | 0.01 | 0
2025 | TVA_Transmission_2_TVA | TVA_Transmission | TVA | Internal | Summer | B10 | 1262 | 99999 | 110.2 | 61.46 | 61.47 | 0.01 | 0
2025 | TVA_Transmission_2_TVA | TVA_Transmission | TVA | Internal | Winter | B16 | 25 | 99999 | 884.2 | 83.98 | 83.99 | 0.01 | 0
2025 | TVA_Transmission_2_TVA | TVA_Transmission | TVA | Internal | Winter | B17 | 100 | 99999 | 1.45 | 73.32 | 73.33 | 0.01 | 0
2025 | TVA_Transmission_2_TVA | TVA_Transmission | TVA | Internal | Winter | B18 | 400 | 99999 | 0 | 72.56 | 70.28 | 0.01 | 0
2025 | TVA_Transmission_2_TVA | TVA_Transmission | TVA | Internal | Winter | B19 | 700 | 99999 | 0 | 70.85 | 70.28 | 0.01 | 0
2025 | TVA_Transmission_2_TVA | TVA_Transmission | TVA | Internal | Winter | B20 | 935 | 99999 | 1218.3 | 65.59 | 65.6 | 0.01 | 0
2025 | TVA_Transmission_2_VACAR | TVA_Transmission | VACAR | Internal | Shoulder | B11 | 25 | 900 | 0 | 80.11 | 85.34 | 9 | 0
2025 | TVA_Transmission_2_VACAR | TVA_Transmission | VACAR | Internal | Shoulder | B12 | 200 | 900 | 0 | 71.91 | 78.95 | 9 | 0
2025 | TVA_Transmission_2_VACAR | TVA_Transmission | VACAR | Internal | Shoulder | B13 | 600 | 900 | 0 | 69.86 | 73.37 | 9 | 0
2025 | TVA_Transmission_2_VACAR | TVA_Transmission | VACAR | Internal | Shoulder | B14 | 900 | 900 | 0 | 67.61 | 71.5 | 9 | 0
2025 | TVA_Transmission_2_VACAR | TVA_Transmission | VACAR | Internal | Shoulder | B15 | 1203 | 900 | 0 | 62.22 | 62.22 | 9 | 0
2025 | TVA_Transmission_2_VACAR | TVA_Transmission | VACAR | Internal | Summer | B1 | 10 | 900 | 0 | 109.08 | 113.59 | 9 | 0
2025 | TVA_Transmission_2_VACAR | TVA_Transmission | VACAR | Internal | Summer | B2 | 25 | 900 | 0 | 107.74 | 113.59 | 9 | 0
2025 | TVA_Transmission_2_VACAR | TVA_Transmission | VACAR | Internal | Summer | B3 | 75 | 900 | 0 | 107.74 | 113.59 | 9 | 0
2025 | TVA_Transmission_2_VACAR | TVA_Transmission | VACAR | Internal | Summer | B4 | 100 | 900 | 0.02 | 104.74 | 113.59 | 9 | 0
2025 | TVA_Transmission_2_VACAR | TVA_Transmission | VACAR | Internal | Summer | B5 | 200 | 900 | 0 | 96.79 | 98.79 | 9 | 0
2025 | TVA_Transmission_2_VACAR | TVA_Transmission | VACAR | Internal | Summer | B6 | 300 | 900 | 0 | 82.29 | 83.99 | 9 | 0
2025 | TVA_Transmission_2_VACAR | TVA_Transmission | VACAR | Internal | Summer | B7 | 400 | 900 | 0 | 77.11 | 80.93 | 9 | 0
2025 | TVA_Transmission_2_VACAR | TVA_Transmission | VACAR | Internal | Summer | B8 | 500 | 900 | 0 | 70.39 | 73.4 | 9 | 0
2025 | TVA_Transmission_2_VACAR | TVA_Transmission | VACAR | Internal | Summer | B9 | 800 | 900 | 0 | 69.04 | 69.21 | 9 | 0
2025 | TVA_Transmission_2_VACAR | TVA_Transmission | VACAR | Internal | Summer | B10 | 1262 | 900 | 0 | 61.46 | 60.41 | 9 | 0
2025 | TVA_Transmission_2_VACAR | TVA_Transmission | VACAR | Internal | Winter | B16 | 25 | 900 | 900 | 83.98 | 102.99 | 9 | 10.01
2025 | TVA_Transmission_2_VACAR | TVA_Transmission | VACAR | Internal | Winter | B17 | 100 | 900 | 0 | 73.32 | 81.8 | 9 | 0
2025 | TVA_Transmission_2_VACAR | TVA_Transmission | VACAR | Internal | Winter | B18 | 400 | 900 | 0 | 72.56 | 78.68 | 9 | 0
2025 | TVA_Transmission_2_VACAR | TVA_Transmission | VACAR | Internal | Winter | B19 | 700 | 900 | 0 | 70.85 | 75.66 | 9 | 0
2025 | TVA_Transmission_2_VACAR | TVA_Transmission | VACAR | Internal | Winter | B20 | 935 | 900 | 0 | 65.59 | 66.28 | 9 | 0
2025 | VACAR_2_PJM_ROR | VACAR | PJM_ROR | Internal | Shoulder | B11 | 25 | 2000 | 0 | 85.34 | 74.1 | 7 | 0
2025 | VACAR_2_PJM_ROR | VACAR | PJM_ROR | Internal | Shoulder | B12 | 200 | 2000 | 0 | 78.95 | 68.86 | 7 | 0
2025 | VACAR_2_PJM_ROR | VACAR | PJM_ROR | Internal | Shoulder | B13 | 600 | 2000 | 0 | 73.37 | 67.37 | 7 | 0
2025 | VACAR_2_PJM_ROR | VACAR | PJM_ROR | Internal | Shoulder | B14 | 900 | 2000 | 0 | 71.5 | 64.69 | 7 | 0
2025 | VACAR_2_PJM_ROR | VACAR | PJM_ROR | Internal | Shoulder | B15 | 1203 | 2000 | 0 | 62.22 | 56.22 | 7 | 0
2025 | VACAR_2_PJM_ROR | VACAR | PJM_ROR | Internal | Summer | B1 | 10 | 2000 | 0 | 113.59 | 103.08 | 7 | 0
2025 | VACAR_2_PJM_ROR | VACAR | PJM_ROR | Internal | Summer | B2 | 25 | 2000 | 0 | 113.59 | 101.74 | 7 | 0
2025 | VACAR_2_PJM_ROR | VACAR | PJM_ROR | Internal | Summer | B3 | 75 | 2000 | 0 | 113.59 | 101.74 | 7 | 0
2025 | VACAR_2_PJM_ROR | VACAR | PJM_ROR | Internal | Summer | B4 | 100 | 2000 | 0 | 113.59 | 98.74 | 7 | 0
2025 | VACAR_2_PJM_ROR | VACAR | PJM_ROR | Internal | Summer | B5 | 200 | 2000 | 0 | 98.79 | 90.78 | 7 | 0
2025 | VACAR_2_PJM_ROR | VACAR | PJM_ROR | Internal | Summer | B6 | 300 | 2000 | 0 | 83.99 | 76.96 | 7 | 0
2025 | VACAR_2_PJM_ROR | VACAR | PJM_ROR | Internal | Summer | B7 | 400 | 2000 | 0 | 80.93 | 71.11 | 7 | 0
2025 | VACAR_2_PJM_ROR | VACAR | PJM_ROR | Internal | Summer | B8 | 500 | 2000 | 0 | 73.4 | 65.9 | 7 | 0
2025 | VACAR_2_PJM_ROR | VACAR | PJM_ROR | Internal | Summer | B9 | 800 | 2000 | 0 | 69.21 | 63.21 | 7 | 0
2025 | VACAR_2_PJM_ROR | VACAR | PJM_ROR | Internal | Summer | B10 | 1262 | 2000 | 0 | 60.41 | 55.46 | 7 | 0
2025 | VACAR_2_PJM_ROR | VACAR | PJM_ROR | Internal | Winter | B16 | 25 | 2000 | 0 | 102.99 | 77.98 | 7 | 0
2025 | VACAR_2_PJM_ROR | VACAR | PJM_ROR | Internal | Winter | B17 | 100 | 2000 | 0 | 81.8 | 71.33 | 7 | 0
2025 | VACAR_2_PJM_ROR | VACAR | PJM_ROR | Internal | Winter | B18 | 400 | 2000 | 0 | 78.68 | 69.67 | 7 | 0
2025 | VACAR_2_PJM_ROR | VACAR | PJM_ROR | Internal | Winter | B19 | 700 | 2000 | 0 | 75.66 | 67.89 | 7 | 0
2025 | VACAR_2_PJM_ROR | VACAR | PJM_ROR | Internal | Winter | B20 | 935 | 2000 | 0 | 66.28 | 59.6 | 7 | 0
2025 | VACAR_2_SOCO | VACAR | SOCO | Internal | Shoulder | B11 | 25 | 3000 | 662.63 | 85.34 | 92.34 | 7 | 0
2025 | VACAR_2_SOCO | VACAR | SOCO | Internal | Shoulder | B12 | 200 | 3000 | 0 | 78.95 | 70.91 | 7 | 0
2025 | VACAR_2_SOCO | VACAR | SOCO | Internal | Shoulder | B13 | 600 | 3000 | 0 | 73.37 | 69.72 | 7 | 0
2025 | VACAR_2_SOCO | VACAR | SOCO | Internal | Shoulder | B14 | 900 | 3000 | 0 | 71.5 | 67.86 | 7 | 0
2025 | VACAR_2_SOCO | VACAR | SOCO | Internal | Shoulder | B15 | 1203 | 3000 | 0 | 62.22 | 67.86 | 7 | 0
2025 | VACAR_2_SOCO | VACAR | SOCO | Internal | Summer | B1 | 10 | 3000 | 0 | 113.59 | 112.7 | 7 | 0
2025 | VACAR_2_SOCO | VACAR | SOCO | Internal | Summer | B2 | 25 | 3000 | 0 | 113.59 | 110.48 | 7 | 0
2025 | VACAR_2_SOCO | VACAR | SOCO | Internal | Summer | B3 | 75 | 3000 | 0 | 113.59 | 110.48 | 7 | 0
2025 | VACAR_2_SOCO | VACAR | SOCO | Internal | Summer | B4 | 100 | 3000 | 0 | 113.59 | 110.48 | 7 | 0
2025 | VACAR_2_SOCO | VACAR | SOCO | Internal | Summer | B5 | 200 | 3000 | 671.12 | 98.79 | 105.79 | 7 | 0
2025 | VACAR_2_SOCO | VACAR | SOCO | Internal | Summer | B6 | 300 | 3000 | 1440.82 | 83.99 | 90.99 | 7 | 0
2025 | VACAR_2_SOCO | VACAR | SOCO | Internal | Summer | B7 | 400 | 3000 | 0 | 80.93 | 86.11 | 7 | 0
2025 | VACAR_2_SOCO | VACAR | SOCO | Internal | Summer | B8 | 500 | 3000 | 0 | 73.4 | 74.71 | 7 | 0
2025 | VACAR_2_SOCO | VACAR | SOCO | Internal | Summer | B9 | 800 | 3000 | 0 | 69.21 | 68.88 | 7 | 0
2025 | VACAR_2_SOCO | VACAR | SOCO | Internal | Summer | B10 | 1262 | 3000 | 0 | 60.41 | 66.47 | 7 | 0
2025 | VACAR_2_SOCO | VACAR | SOCO | Internal | Winter | B16 | 25 | 3000 | 0 | 102.99 | 92.99 | 7 | 0
2025 | VACAR_2_SOCO | VACAR | SOCO | Internal | Winter | B17 | 100 | 3000 | 0 | 81.8 | 73.33 | 7 | 0
2025 | VACAR_2_SOCO | VACAR | SOCO | Internal | Winter | B18 | 400 | 3000 | 0 | 78.68 | 71.58 | 7 | 0
2025 | VACAR_2_SOCO | VACAR | SOCO | Internal | Winter | B19 | 700 | 3000 | 0 | 75.66 | 71.58 | 7 | 0
2025 | VACAR_2_SOCO | VACAR | SOCO | Internal | Winter | B20 | 935 | 3000 | 0 | 66.28 | 70.75 | 7 | 0
2025 | VACAR_2_TVA_Transmission | VACAR | TVA_Transmission | Internal | Shoulder | B11 | 25 | 900 | 0 | 85.34 | 80.11 | 7 | 0
2025 | VACAR_2_TVA_Transmission | VACAR | TVA_Transmission | Internal | Shoulder | B12 | 200 | 900 | 0 | 78.95 | 71.91 | 7 | 0
2025 | VACAR_2_TVA_Transmission | VACAR | TVA_Transmission | Internal | Shoulder | B13 | 600 | 900 | 0 | 73.37 | 69.86 | 7 | 0
2025 | VACAR_2_TVA_Transmission | VACAR | TVA_Transmission | Internal | Shoulder | B14 | 900 | 900 | 0 | 71.5 | 67.61 | 7 | 0
2025 | VACAR_2_TVA_Transmission | VACAR | TVA_Transmission | Internal | Shoulder | B15 | 1203 | 900 | 0 | 62.22 | 62.22 | 7 | 0
2025 | VACAR_2_TVA_Transmission | VACAR | TVA_Transmission | Internal | Summer | B1 | 10 | 900 | 0 | 113.59 | 109.08 | 7 | 0
2025 | VACAR_2_TVA_Transmission | VACAR | TVA_Transmission | Internal | Summer | B2 | 25 | 900 | 0 | 113.59 | 107.74 | 7 | 0
2025 | VACAR_2_TVA_Transmission | VACAR | TVA_Transmission | Internal | Summer | B3 | 75 | 900 | 0 | 113.59 | 107.74 | 7 | 0
2025 | VACAR_2_TVA_Transmission | VACAR | TVA_Transmission | Internal | Summer | B4 | 100 | 900 | 0 | 113.59 | 104.74 | 7 | 0
2025 | VACAR_2_TVA_Transmission | VACAR | TVA_Transmission | Internal | Summer | B5 | 200 | 900 | 0 | 98.79 | 96.79 | 7 | 0
2025 | VACAR_2_TVA_Transmission | VACAR | TVA_Transmission | Internal | Summer | B6 | 300 | 900 | 0 | 83.99 | 82.29 | 7 | 0
2025 | VACAR_2_TVA_Transmission | VACAR | TVA_Transmission | Internal | Summer | B7 | 400 | 900 | 0 | 80.93 | 77.11 | 7 | 0
2025 | VACAR_2_TVA_Transmission | VACAR | TVA_Transmission | Internal | Summer | B8 | 500 | 900 | 0 | 73.4 | 70.39 | 7 | 0
2025 | VACAR_2_TVA_Transmission | VACAR | TVA_Transmission | Internal | Summer | B9 | 800 | 900 | 0 | 69.21 | 69.04 | 7 | 0
2025 | VACAR_2_TVA_Transmission | VACAR | TVA_Transmission | Internal | Summer | B10 | 1262 | 900 | 0 | 60.41 | 61.46 | 7 | 0
2025 | VACAR_2_TVA_Transmission | VACAR | TVA_Transmission | Internal | Winter | B16 | 25 | 900 | 0 | 102.99 | 83.98 | 7 | 0
2025 | VACAR_2_TVA_Transmission | VACAR | TVA_Transmission | Internal | Winter | B17 | 100 | 900 | 0 | 81.8 | 73.32 | 7 | 0
2025 | VACAR_2_TVA_Transmission | VACAR | TVA_Transmission | Internal | Winter | B18 | 400 | 900 | 0 | 78.68 | 72.56 | 7 | 0
2025 | VACAR_2_TVA_Transmission | VACAR | TVA_Transmission | Internal | Winter | B19 | 700 | 900 | 0 | 75.66 | 70.85 | 7 | 0
2025 | VACAR_2_TVA_Transmission | VACAR | TVA_Transmission | Internal | Winter | B20 | 935 | 900 | 0 | 66.28 | 65.59 | 7 | 0
2030 | ENT_2_MISO_MO-IL | ENT | MISO_MO-IL | Internal | Shoulder | B11 | 25 | 2260 | 0 | 83.11 | 83.11 | 8 | 0
2030 | ENT_2_MISO_MO-IL | ENT | MISO_MO-IL | Internal | Shoulder | B12 | 200 | 2260 | 0 | 74.61 | 74.61 | 8 | 0
2030 | ENT_2_MISO_MO-IL | ENT | MISO_MO-IL | Internal | Shoulder | B13 | 600 | 2260 | 0 | 73.73 | 73.73 | 8 | 0
2030 | ENT_2_MISO_MO-IL | ENT | MISO_MO-IL | Internal | Shoulder | B14 | 900 | 2260 | 151.68 | 58.88 | 66.88 | 8 | 0
2030 | ENT_2_MISO_MO-IL | ENT | MISO_MO-IL | Internal | Shoulder | B15 | 1203 | 2260 | 2260 | 30.63 | 62.8 | 8 | 24.16
2030 | ENT_2_MISO_MO-IL | ENT | MISO_MO-IL | Internal | Summer | B1 | 10 | 2260 | 2260 | 82.83 | 123.73 | 8 | 32.9
2030 | ENT_2_MISO_MO-IL | ENT | MISO_MO-IL | Internal | Summer | B2 | 25 | 2260 | 0 | 121.53 | 121.54 | 8 | 0
2030 | ENT_2_MISO_MO-IL | ENT | MISO_MO-IL | Internal | Summer | B3 | 75 | 2260 | 0 | 122.43 | 122.43 | 8 | 0
2030 | ENT_2_MISO_MO-IL | ENT | MISO_MO-IL | Internal | Summer | B4 | 100 | 2260 | 0 | 121.54 | 121.54 | 8 | 0
2030 | ENT_2_MISO_MO-IL | ENT | MISO_MO-IL | Internal | Summer | B5 | 200 | 2260 | 0 | 115.44 | 115.44 | 8 | 0
2030 | ENT_2_MISO_MO-IL | ENT | MISO_MO-IL | Internal | Summer | B6 | 300 | 2260 | 0 | 102.01 | 102.01 | 8 | 0
2030 | ENT_2_MISO_MO-IL | ENT | MISO_MO-IL | Internal | Summer | B7 | 400 | 2260 | 0 | 86.5 | 86.5 | 8 | 0
2030 | ENT_2_MISO_MO-IL | ENT | MISO_MO-IL | Internal | Summer | B8 | 500 | 2260 | 0 | 78.13 | 77.54 | 8 | 0
2030 | ENT_2_MISO_MO-IL | ENT | MISO_MO-IL | Internal | Summer | B9 | 800 | 2260 | 0 | 75.16 | 73.16 | 8 | 0
2030 | ENT_2_MISO_MO-IL | ENT | MISO_MO-IL | Internal | Summer | B10 | 1262 | 2260 | 0 | 65.56 | 65.56 | 8 | 0
2030 | ENT_2_MISO_MO-IL | ENT | MISO_MO-IL | Internal | Winter | B16 | 25 | 2260 | 0 | 74.4 | 74.4 | 8 | 0
2030 | ENT_2_MISO_MO-IL | ENT | MISO_MO-IL | Internal | Winter | B17 | 100 | 2260 | 0 | 71.9 | 75.89 | 8 | 0
2030 | ENT_2_MISO_MO-IL | ENT | MISO_MO-IL | Internal | Winter | B18 | 400 | 2260 | 0 | 74.4 | 74.4 | 8 | 0
2030 | ENT_2_MISO_MO-IL | ENT | MISO_MO-IL | Internal | Winter | B19 | 700 | 2260 | 0 | 71.9 | 71.9 | 8 | 0
2030 | ENT_2_MISO_MO-IL | ENT | MISO_MO-IL | Internal | Winter | B20 | 935 | 2260 | 2260 | 23.87 | 64.98 | 8 | 33.11
2030 | ENT_2_SOCO | ENT | SOCO | Internal | Shoulder | B11 | 25 | 3900 | 3900 | 83.11 | 100.11 | 8 | 9
2030 | ENT_2_SOCO | ENT | SOCO | Internal | Shoulder | B12 | 200 | 3900 | 1773.86 | 74.61 | 82.61 | 8 | 0
2030 | ENT_2_SOCO | ENT | SOCO | Internal | Shoulder | B13 | 600 | 3900 | 3439.54 | 73.73 | 81.73 | 8 | 0
2030 | ENT_2_SOCO | ENT | SOCO | Internal | Shoulder | B14 | 900 | 3900 | 3900 | 58.88 | 81.73 | 8 | 14.85
2030 | ENT_2_SOCO | ENT | SOCO | Internal | Shoulder | B15 | 1203 | 3900 | 3900 | 30.63 | 79.81 | 8 | 41.17
2030 | ENT_2_SOCO | ENT | SOCO | Internal | Summer | B1 | 10 | 3900 | 3900 | 82.83 | 135.13 | 8 | 44.3
2030 | ENT_2_SOCO | ENT | SOCO | Internal | Summer | B2 | 25 | 3900 | 3900 | 121.53 | 132.43 | 8 | 2.9
2030 | ENT_2_SOCO | ENT | SOCO | Internal | Summer | B3 | 75 | 3900 | 3900 | 122.43 | 132.43 | 8 | 2
2030 | ENT_2_SOCO | ENT | SOCO | Internal | Summer | B4 | 100 | 3900 | 3900 | 121.54 | 132.43 | 8 | 2.89
2030 | ENT_2_SOCO | ENT | SOCO | Internal | Summer | B5 | 200 | 3900 | 3900 | 115.44 | 132.43 | 8 | 8.99
2030 | ENT_2_SOCO | ENT | SOCO | Internal | Summer | B6 | 300 | 3900 | 3333.36 | 102.01 | 110.01 | 8 | 0
2030 | ENT_2_SOCO | ENT | SOCO | Internal | Summer | B7 | 400 | 3900 | 3900 | 86.5 | 97.83 | 8 | 3.32
2030 | ENT_2_SOCO | ENT | SOCO | Internal | Summer | B8 | 500 | 3900 | 2627.68 | 78.13 | 86.13 | 8 | 0
2030 | ENT_2_SOCO | ENT | SOCO | Internal | Summer | B9 | 800 | 3900 | 45.95 | 75.16 | 83.16 | 8 | 0
2030 | ENT_2_SOCO | ENT | SOCO | Internal | Summer | B10 | 1262 | 3900 | 3900 | 65.56 | 80.23 | 8 | 6.67
2030 | ENT_2_SOCO | ENT | SOCO | Internal | Winter | B16 | 25 | 3900 | 3900 | 74.4 | 101.58 | 8 | 19.18
2030 | ENT_2_SOCO | ENT | SOCO | Internal | Winter | B17 | 100 | 3900 | 3900 | 71.9 | 85.4 | 8 | 5.5
2030 | ENT_2_SOCO | ENT | SOCO | Internal | Winter | B18 | 400 | 3900 | 3900 | 74.4 | 84.9 | 8 | 2.5
2030 | ENT_2_SOCO | ENT | SOCO | Internal | Winter | B19 | 700 | 3900 | 3900 | 71.9 | 84.9 | 8 | 5
2030 | ENT_2_SOCO | ENT | SOCO | Internal | Winter | B20 | 935 | 3900 | 3900 | 23.87 | 81.98 | 8 | 50.11
2030 | ENT_2_SPP_N | ENT | SPP_N | Internal | Shoulder | B11 | 25 | 15143 | 0 | 83.11 | 78.11 | 8 | 0
2030 | ENT_2_SPP_N | ENT | SPP_N | Internal | Shoulder | B12 | 200 | 15143 | 0 | 74.61 | 69.61 | 8 | 0
2030 | ENT_2_SPP_N | ENT | SPP_N | Internal | Shoulder | B13 | 600 | 15143 | 0 | 73.73 | 68.73 | 8 | 0
2030 | ENT_2_SPP_N | ENT | SPP_N | Internal | Shoulder | B14 | 900 | 15143 | 0 | 58.88 | 53.88 | 8 | 0
2030 | ENT_2_SPP_N | ENT | SPP_N | Internal | Shoulder | B15 | 1203 | 15143 | 0 | 30.63 | 0.02 | 8 | 0
2030 | ENT_2_SPP_N | ENT | SPP_N | Internal | Summer | B1 | 10 | 15143 | 0 | 82.83 | 77.83 | 8 | 0
2030 | ENT_2_SPP_N | ENT | SPP_N | Internal | Summer | B2 | 25 | 15143 | 0 | 121.53 | 116.53 | 8 | 0
2030 | ENT_2_SPP_N | ENT | SPP_N | Internal | Summer | B3 | 75 | 15143 | 0 | 122.43 | 117.43 | 8 | 0
2030 | ENT_2_SPP_N | ENT | SPP_N | Internal | Summer | B4 | 100 | 15143 | 0 | 121.54 | 116.54 | 8 | 0
2030 | ENT_2_SPP_N | ENT | SPP_N | Internal | Summer | B5 | 200 | 15143 | 0 | 115.44 | 110.44 | 8 | 0
2030 | ENT_2_SPP_N | ENT | SPP_N | Internal | Summer | B6 | 300 | 15143 | 0 | 102.01 | 97.01 | 8 | 0
2030 | ENT_2_SPP_N | ENT | SPP_N | Internal | Summer | B7 | 400 | 15143 | 0 | 86.5 | 81.5 | 8 | 0
2030 | ENT_2_SPP_N | ENT | SPP_N | Internal | Summer | B8 | 500 | 15143 | 0 | 78.13 | 73.13 | 8 | 0
2030 | ENT_2_SPP_N | ENT | SPP_N | Internal | Summer | B9 | 800 | 15143 | 0 | 75.16 | 70.16 | 8 | 0
2030 | ENT_2_SPP_N | ENT | SPP_N | Internal | Summer | B10 | 1262 | 15143 | 0 | 65.56 | 60.56 | 8 | 0
2030 | ENT_2_SPP_N | ENT | SPP_N | Internal | Winter | B16 | 25 | 15143 | 0 | 74.4 | 69.39 | 8 | 0
2030 | ENT_2_SPP_N | ENT | SPP_N | Internal | Winter | B17 | 100 | 15143 | 0 | 71.9 | 66.89 | 8 | 0
2030 | ENT_2_SPP_N | ENT | SPP_N | Internal | Winter | B18 | 400 | 15143 | 0 | 74.4 | 69.4 | 8 | 0
2030 | ENT_2_SPP_N | ENT | SPP_N | Internal | Winter | B19 | 700 | 15143 | 0 | 71.9 | 66.9 | 8 | 0
2030 | ENT_2_SPP_N | ENT | SPP_N | Internal | Winter | B20 | 935 | 15143 | 0 | 23.87 | 18.86 | 8 | 0
2030 | ENT_2_SPP_S | ENT | SPP_S | Internal | Shoulder | B11 | 25 | 3292 | 0 | 83.11 | 79.53 | 8 | 0
2030 | ENT_2_SPP_S | ENT | SPP_S | Internal | Shoulder | B12 | 200 | 3292 | 0 | 74.61 | 69.62 | 8 | 0
2030 | ENT_2_SPP_S | ENT | SPP_S | Internal | Shoulder | B13 | 600 | 3292 | 0 | 73.73 | 68.75 | 8 | 0
2030 | ENT_2_SPP_S | ENT | SPP_S | Internal | Shoulder | B14 | 900 | 3292 | 0 | 58.88 | 48.23 | 8 | 0
2030 | ENT_2_SPP_S | ENT | SPP_S | Internal | Shoulder | B15 | 1203 | 3292 | 0 | 30.63 | 0.01 | 8 | 0
2030 | ENT_2_SPP_S | ENT | SPP_S | Internal | Summer | B1 | 10 | 3292 | 0 | 82.83 | 77.84 | 8 | 0
2030 | ENT_2_SPP_S | ENT | SPP_S | Internal | Summer | B2 | 25 | 3292 | 0 | 121.53 | 114.26 | 8 | 0
2030 | ENT_2_SPP_S | ENT | SPP_S | Internal | Summer | B3 | 75 | 3292 | 0 | 122.43 | 117.43 | 8 | 0
2030 | ENT_2_SPP_S | ENT | SPP_S | Internal | Summer | B4 | 100 | 3292 | 0 | 121.54 | 114.26 | 8 | 0
2030 | ENT_2_SPP_S | ENT | SPP_S | Internal | Summer | B5 | 200 | 3292 | 0 | 115.44 | 110.46 | 8 | 0
2030 | ENT_2_SPP_S | ENT | SPP_S | Internal | Summer | B6 | 300 | 3292 | 0 | 102.01 | 97.03 | 8 | 0
2030 | ENT_2_SPP_S | ENT | SPP_S | Internal | Summer | B7 | 400 | 3292 | 0 | 86.5 | 81.52 | 8 | 0
2030 | ENT_2_SPP_S | ENT | SPP_S | Internal | Summer | B8 | 500 | 3292 | 0 | 78.13 | 77.84 | 8 | 0
2030 | ENT_2_SPP_S | ENT | SPP_S | Internal | Summer | B9 | 800 | 3292 | 0 | 75.16 | 77.84 | 8 | 0
2030 | ENT_2_SPP_S | ENT | SPP_S | Internal | Summer | B10 | 1262 | 3292 | 0 | 65.56 | 60.57 | 8 | 0
2030 | ENT_2_SPP_S | ENT | SPP_S | Internal | Winter | B16 | 25 | 3292 | 0 | 74.4 | 69.4 | 8 | 0
2030 | ENT_2_SPP_S | ENT | SPP_S | Internal | Winter | B17 | 100 | 3292 | 0 | 71.9 | 66.9 | 8 | 0
2030 | ENT_2_SPP_S | ENT | SPP_S | Internal | Winter | B18 | 400 | 3292 | 0 | 74.4 | 69.42 | 8 | 0
2030 | ENT_2_SPP_S | ENT | SPP_S | Internal | Winter | B19 | 700 | 3292 | 0 | 71.9 | 66.91 | 8 | 0
2030 | ENT_2_SPP_S | ENT | SPP_S | Internal | Winter | B20 | 935 | 3292 | 0 | 23.87 | 18.87 | 8 | 0
2030 | ENT_2_TVA_Transmission | ENT | TVA_Transmission | Internal | Shoulder | B11 | 25 | 2100 | 84.77 | 83.11 | 91.11 | 8 | 0
2030 | ENT_2_TVA_Transmission | ENT | TVA_Transmission | Internal | Shoulder | B12 | 200 | 2100 | 0 | 74.61 | 82.32 | 8 | 0
2030 | ENT_2_TVA_Transmission | ENT | TVA_Transmission | Internal | Shoulder | B13 | 600 | 2100 | 0 | 73.73 | 81.32 | 8 | 0
2030 | ENT_2_TVA_Transmission | ENT | TVA_Transmission | Internal | Shoulder | B14 | 900 | 2100 | 2100 | 58.88 | 74.88 | 8 | 8
2030 | ENT_2_TVA_Transmission | ENT | TVA_Transmission | Internal | Shoulder | B15 | 1203 | 2100 | 2100 | 30.63 | 70.8 | 8 | 32.16
2030 | ENT_2_TVA_Transmission | ENT | TVA_Transmission | Internal | Summer | B1 | 10 | 2100 | 2100 | 82.83 | 131.73 | 8 | 40.9
2030 | ENT_2_TVA_Transmission | ENT | TVA_Transmission | Internal | Summer | B2 | 25 | 2100 | 1737.91 | 121.53 | 129.53 | 8 | 0
2030 | ENT_2_TVA_Transmission | ENT | TVA_Transmission | Internal | Summer | B3 | 75 | 2100 | 0 | 122.43 | 129.53 | 8 | 0
2030 | ENT_2_TVA_Transmission | ENT | TVA_Transmission | Internal | Summer | B4 | 100 | 2100 | 0.33 | 121.54 | 129.53 | 8 | 0
2030 | ENT_2_TVA_Transmission | ENT | TVA_Transmission | Internal | Summer | B5 | 200 | 2100 | 0.14 | 115.44 | 123.43 | 8 | 0
2030 | ENT_2_TVA_Transmission | ENT | TVA_Transmission | Internal | Summer | B6 | 300 | 2100 | 0 | 102.01 | 105.82 | 8 | 0
2030 | ENT_2_TVA_Transmission | ENT | TVA_Transmission | Internal | Summer | B7 | 400 | 2100 | 0 | 86.5 | 91.26 | 8 | 0
2030 | ENT_2_TVA_Transmission | ENT | TVA_Transmission | Internal | Summer | B8 | 500 | 2100 | 0 | 78.13 | 82.32 | 8 | 0
2030 | ENT_2_TVA_Transmission | ENT | TVA_Transmission | Internal | Summer | B9 | 800 | 2100 | 0 | 75.16 | 80.13 | 8 | 0
2030 | ENT_2_TVA_Transmission | ENT | TVA_Transmission | Internal | Summer | B10 | 1262 | 2100 | 0 | 65.56 | 71.45 | 8 | 0
2030 | ENT_2_TVA_Transmission | ENT | TVA_Transmission | Internal | Winter | B16 | 25 | 2100 | 2100 | 74.4 | 92.58 | 8 | 10.18
2030 | ENT_2_TVA_Transmission | ENT | TVA_Transmission | Internal | Winter | B17 | 100 | 2100 | 2100 | 71.9 | 83.89 | 8 | 3.99
2030 | ENT_2_TVA_Transmission | ENT | TVA_Transmission | Internal | Winter | B18 | 400 | 2100 | 346.15 | 74.4 | 82.4 | 8 | 0
2030 | ENT_2_TVA_Transmission | ENT | TVA_Transmission | Internal | Winter | B19 | 700 | 2100 | 968.46 | 71.9 | 79.9 | 8 | 0
2030 | ENT_2_TVA_Transmission | ENT | TVA_Transmission | Internal | Winter | B20 | 935 | 2100 | 2100 | 23.87 | 72.98 | 8 | 41.11
2030 | FRCC_2_SOCO | FRCC | SOCO | Internal | Shoulder | B11 | 25 | 900 | 0 | 110.11 | 100.11 | 8 | 0
2030 | FRCC_2_SOCO | FRCC | SOCO | Internal | Shoulder | B12 | 200 | 900 | 0 | 90.78 | 82.61 | 8 | 0
2030 | FRCC_2_SOCO | FRCC | SOCO | Internal | Shoulder | B13 | 600 | 900 | 0 | 86.97 | 81.73 | 8 | 0
2030 | FRCC_2_SOCO | FRCC | SOCO | Internal | Shoulder | B14 | 900 | 900 | 0 | 86.97 | 81.73 | 8 | 0
2030 | FRCC_2_SOCO | FRCC | SOCO | Internal | Shoulder | B15 | 1203 | 900 | 0 | 86.97 | 79.81 | 8 | 0
2030 | FRCC_2_SOCO | FRCC | SOCO | Internal | Summer | B1 | 10 | 900 | 0 | 139.22 | 135.13 | 8 | 0
2030 | FRCC_2_SOCO | FRCC | SOCO | Internal | Summer | B2 | 25 | 900 | 0 | 139.22 | 132.43 | 8 | 0
2030 | FRCC_2_SOCO | FRCC | SOCO | Internal | Summer | B3 | 75 | 900 | 0 | 139.22 | 132.43 | 8 | 0
2030 | FRCC_2_SOCO | FRCC | SOCO | Internal | Summer | B4 | 100 | 900 | 0 | 139.22 | 132.43 | 8 | 0
2030 | FRCC_2_SOCO | FRCC | SOCO | Internal | Summer | B5 | 200 | 900 | 0 | 135.59 | 132.43 | 8 | 0
2030 | FRCC_2_SOCO | FRCC | SOCO | Internal | Summer | B6 | 300 | 900 | 0 | 118.54 | 110.01 | 8 | 0
2030 | FRCC_2_SOCO | FRCC | SOCO | Internal | Summer | B7 | 400 | 900 | 457.51 | 89.83 | 97.83 | 8 | 0
2030 | FRCC_2_SOCO | FRCC | SOCO | Internal | Summer | B8 | 500 | 900 | 0 | 89.83 | 86.13 | 8 | 0
2030 | FRCC_2_SOCO | FRCC | SOCO | Internal | Summer | B9 | 800 | 900 | 0 | 86.06 | 83.16 | 8 | 0
2030 | FRCC_2_SOCO | FRCC | SOCO | Internal | Summer | B10 | 1262 | 900 | 0 | 86.06 | 80.23 | 8 | 0
2030 | FRCC_2_SOCO | FRCC | SOCO | Internal | Winter | B16 | 25 | 900 | 0.02 | 94.82 | 101.58 | 8 | 0
2030 | FRCC_2_SOCO | FRCC | SOCO | Internal | Winter | B17 | 100 | 900 | 0 | 89.63 | 85.4 | 8 | 0
2030 | FRCC_2_SOCO | FRCC | SOCO | Internal | Winter | B18 | 400 | 900 | 0 | 89.63 | 84.9 | 8 | 0
2030 | FRCC_2_SOCO | FRCC | SOCO | Internal | Winter | B19 | 700 | 900 | 0 | 89.63 | 84.9 | 8 | 0
2030 | FRCC_2_SOCO | FRCC | SOCO | Internal | Winter | B20 | 935 | 900 | 0 | 89.63 | 81.98 | 8 | 0
2030 | HQ_NEISO_2_NEISO | HQ_NEISO | NEISO | Internal | Shoulder | B11 | 25 | 99999 | 2920 | 73.66 | 73.67 | 0.01 | 0
2030 | HQ_NEISO_2_NEISO | HQ_NEISO | NEISO | Internal | Shoulder | B12 | 200 | 99999 | 2920 | 72.36 | 72.37 | 0.01 | 0
2030 | HQ_NEISO_2_NEISO | HQ_NEISO | NEISO | Internal | Shoulder | B13 | 600 | 99999 | 2920 | 71.25 | 71.26 | 0.01 | 0
2030 | HQ_NEISO_2_NEISO | HQ_NEISO | NEISO | Internal | Shoulder | B14 | 900 | 99999 | 2920 | 71.25 | 71.26 | 0.01 | 0
2030 | HQ_NEISO_2_NEISO | HQ_NEISO | NEISO | Internal | Shoulder | B15 | 1203 | 99999 | 1143.24 | 71.25 | 71.26 | 0.01 | 0
2030 | HQ_NEISO_2_NEISO | HQ_NEISO | NEISO | Internal | Summer | B1 | 10 | 99999 | 2920.1 | 112.85 | 112.86 | 0.01 | 0
2030 | HQ_NEISO_2_NEISO | HQ_NEISO | NEISO | Internal | Summer | B2 | 25 | 99999 | 2920.1 | 111.83 | 111.84 | 0.01 | 0
2030 | HQ_NEISO_2_NEISO | HQ_NEISO | NEISO | Internal | Summer | B3 | 75 | 99999 | 2920.1 | 96.03 | 96.04 | 0.01 | 0
2030 | HQ_NEISO_2_NEISO | HQ_NEISO | NEISO | Internal | Summer | B4 | 100 | 99999 | 2920 | 80.84 | 80.85 | 0.01 | 0
2030 | HQ_NEISO_2_NEISO | HQ_NEISO | NEISO | Internal | Summer | B5 | 200 | 99999 | 2920 | 70.24 | 70.25 | 0.01 | 0
2030 | HQ_NEISO_2_NEISO | HQ_NEISO | NEISO | Internal | Summer | B6 | 300 | 99999 | 2920 | 70.24 | 70.25 | 0.01 | 0
2030 | HQ_NEISO_2_NEISO | HQ_NEISO | NEISO | Internal | Summer | B7 | 400 | 99999 | 2920 | 70.24 | 70.25 | 0.01 | 0
2030 | HQ_NEISO_2_NEISO | HQ_NEISO | NEISO | Internal | Summer | B8 | 500 | 99999 | 2920 | 70.24 | 70.25 | 0.01 | 0
2030 | HQ_NEISO_2_NEISO | HQ_NEISO | NEISO | Internal | Summer | B9 | 800 | 99999 | 2920 | 70.24 | 70.25 | 0.01 | 0
2030 | HQ_NEISO_2_NEISO | HQ_NEISO | NEISO | Internal | Summer | B10 | 1262 | 99999 | 795.94 | 70.24 | 70.25 | 0.01 | 0
2030 | HQ_NEISO_2_NEISO | HQ_NEISO | NEISO | Internal | Winter | B16 | 25 | 99999 | 2920 | 82.59 | 82.6 | 0.01 | 0
2030 | HQ_NEISO_2_NEISO | HQ_NEISO | NEISO | Internal | Winter | B17 | 100 | 99999 | 2920 | 80.76 | 80.77 | 0.01 | 0
2030 | HQ_NEISO_2_NEISO | HQ_NEISO | NEISO | Internal | Winter | B18 | 400 | 99999 | 2920 | 75.29 | 75.3 | 0.01 | 0
2030 | HQ_NEISO_2_NEISO | HQ_NEISO | NEISO | Internal | Winter | B19 | 700 | 99999 | 2920 | 75.29 | 75.3 | 0.01 | 0
2030 | HQ_NEISO_2_NEISO | HQ_NEISO | NEISO | Internal | Winter | B20 | 935 | 99999 | 1233.58 | 75.29 | 75.3 | 0.01 | 0
2030 | HQ_NY_2_NYISO_A-F | HQ_NY | NYISO_A-F | Internal | Shoulder | B11 | 25 | 99999 | 2812.27 | 76.99 | 77 | 0.01 | 0
2030 | HQ_NY_2_NYISO_A-F | HQ_NY | NYISO_A-F | Internal | Shoulder | B12 | 200 | 99999 | 2847.69 | 75.34 | 75.35 | 0.01 | 0
2030 | HQ_NY_2_NYISO_A-F | HQ_NY | NYISO_A-F | Internal | Shoulder | B13 | 600 | 99999 | 2781.85 | 74.24 | 74.25 | 0.01 | 0
2030 | HQ_NY_2_NYISO_A-F | HQ_NY | NYISO_A-F | Internal | Shoulder | B14 | 900 | 99999 | 2673.14 | 74.23 | 74.24 | 0.01 | 0
2030 | HQ_NY_2_NYISO_A-F | HQ_NY | NYISO_A-F | Internal | Shoulder | B15 | 1203 | 99999 | 1582.7 | 74.23 | 74.24 | 0.01 | 0
2030 | HQ_NY_2_NYISO_A-F | HQ_NY | NYISO_A-F | Internal | Summer | B1 | 10 | 99999 | 3500.09 | 109.85 | 109.86 | 0.01 | 0
2030 | HQ_NY_2_NYISO_A-F | HQ_NY | NYISO_A-F | Internal | Summer | B2 | 25 | 99999 | 3406.71 | 108.83 | 108.84 | 0.01 | 0
2030 | HQ_NY_2_NYISO_A-F | HQ_NY | NYISO_A-F | Internal | Summer | B3 | 75 | 99999 | 3266.7 | 98.13 | 98.14 | 0.01 | 0
2030 | HQ_NY_2_NYISO_A-F | HQ_NY | NYISO_A-F | Internal | Summer | B4 | 100 | 99999 | 3116.28 | 83.84 | 83.85 | 0.01 | 0
2030 | HQ_NY_2_NYISO_A-F | HQ_NY | NYISO_A-F | Internal | Summer | B5 | 200 | 99999 | 3025.49 | 83.16 | 83.18 | 0.01 | 0
2030 | HQ_NY_2_NYISO_A-F | HQ_NY | NYISO_A-F | Internal | Summer | B6 | 300 | 99999 | 2934.86 | 75.67 | 75.68 | 0.01 | 0
2030 | HQ_NY_2_NYISO_A-F | HQ_NY | NYISO_A-F | Internal | Summer | B7 | 400 | 99999 | 2830.75 | 75.67 | 75.68 | 0.01 | 0
2030 | HQ_NY_2_NYISO_A-F | HQ_NY | NYISO_A-F | Internal | Summer | B8 | 500 | 99999 | 2760.25 | 73.22 | 73.23 | 0.01 | 0
2030 | HQ_NY_2_NYISO_A-F | HQ_NY | NYISO_A-F | Internal | Summer | B9 | 800 | 99999 | 2664.71 | 71.81 | 71.82 | 0.01 | 0
2030 | HQ_NY_2_NYISO_A-F | HQ_NY | NYISO_A-F | Internal | Summer | B10 | 1262 | 99999 | 1436.31 | 71.81 | 71.82 | 0.01 | 0
2030 | HQ_NY_2_NYISO_A-F | HQ_NY | NYISO_A-F | Internal | Winter | B16 | 25 | 99999 | 3058.87 | 79.68 | 79.69 | 0.01 | 0
2030 | HQ_NY_2_NYISO_A-F | HQ_NY | NYISO_A-F | Internal | Winter | B17 | 100 | 99999 | 3001.1 | 79.68 | 79.69 | 0.01 | 0
2030 | HQ_NY_2_NYISO_A-F | HQ_NY | NYISO_A-F | Internal | Winter | B18 | 400 | 99999 | 2934.7 | 78.27 | 78.28 | 0.01 | 0
2030 | HQ_NY_2_NYISO_A-F | HQ_NY | NYISO_A-F | Internal | Winter | B19 | 700 | 99999 | 2819.07 | 78.27 | 78.28 | 0.01 | 0
2030 | HQ_NY_2_NYISO_A-F | HQ_NY | NYISO_A-F | Internal | Winter | B20 | 935 | 99999 | 1762.97 | 78.27 | 78.28 | 0.01 | 0
2030 | HQ_IESO_2_IESO | HQ_IESO | IESO | Internal | Shoulder | B11 | 25 | 99999 | 400 | 61.06 | 61.07 | 0.01 | 0
2030 | HQ_IESO_2_IESO | HQ_IESO | IESO | Internal | Shoulder | B12 | 200 | 99999 | 400 | 61.06 | 61.07 | 0.01 | 0
2030 | HQ_IESO_2_IESO | HQ_IESO | IESO | Internal | Shoulder | B13 | 600 | 99999 | 400 | 61.06 | 61.07 | 0.01 | 0
2030 | HQ_IESO_2_IESO | HQ_IESO | IESO | Internal | Shoulder | B14 | 900 | 99999 | 400 | 61.06 | 61.07 | 0.01 | 0
2030 | HQ_IESO_2_IESO | HQ_IESO | IESO | Internal | Shoulder | B15 | 1203 | 99999 | 75.48 | 61.06 | 61.07 | 0.01 | 0
2030 | HQ_IESO_2_IESO | HQ_IESO | IESO | Internal | Summer | B1 | 10 | 99999 | 400.09 | 102.85 | 102.86 | 0.01 | 0
2030 | HQ_IESO_2_IESO | HQ_IESO | IESO | Internal | Summer | B2 | 25 | 99999 | 400.1 | 101.83 | 101.84 | 0.01 | 0
2030 | HQ_IESO_2_IESO | HQ_IESO | IESO | Internal | Summer | B3 | 75 | 99999 | 400 | 89.86 | 89.87 | 0.01 | 0
2030 | HQ_IESO_2_IESO | HQ_IESO | IESO | Internal | Summer | B4 | 100 | 99999 | 400 | 76.84 | 76.85 | 0.01 | 0
2030 | HQ_IESO_2_IESO | HQ_IESO | IESO | Internal | Summer | B5 | 200 | 99999 | 400 | 76.16 | 76.18 | 0.01 | 0
2030 | HQ_IESO_2_IESO | HQ_IESO | IESO | Internal | Summer | B6 | 300 | 99999 | 400 | 58.55 | 58.56 | 0.01 | 0
2030 | HQ_IESO_2_IESO | HQ_IESO | IESO | Internal | Summer | B7 | 400 | 99999 | 400 | 58.55 | 58.56 | 0.01 | 0
2030 | HQ_IESO_2_IESO | HQ_IESO | IESO | Internal | Summer | B8 | 500 | 99999 | 400 | 58.55 | 58.56 | 0.01 | 0
2030 | HQ_IESO_2_IESO | HQ_IESO | IESO | Internal | Summer | B9 | 800 | 99999 | 400 | 58.55 | 58.56 | 0.01 | 0
2030 | HQ_IESO_2_IESO | HQ_IESO | IESO | Internal | Summer | B10 | 1262 | 99999 | 12.04 | 58.55 | 58.56 | 0.01 | 0
2030 | HQ_IESO_2_IESO | HQ_IESO | IESO | Internal | Winter | B16 | 25 | 99999 | 400 | 62.54 | 62.55 | 0.01 | 0
2030 | HQ_IESO_2_IESO | HQ_IESO | IESO | Internal | Winter | B17 | 100 | 99999 | 400 | 62.54 | 62.55 | 0.01 | 0
2030 | HQ_IESO_2_IESO | HQ_IESO | IESO | Internal | Winter | B18 | 400 | 99999 | 400 | 62.54 | 62.55 | 0.01 | 0
2030 | HQ_IESO_2_IESO | HQ_IESO | IESO | Internal | Winter | B19 | 700 | 99999 | 400 | 62.54 | 62.55 | 0.01 | 0
2030 | HQ_IESO_2_IESO | HQ_IESO | IESO | Internal | Winter | B20 | 935 | 99999 | 91.98 | 62.54 | 62.55 | 0.01 | 0
2030 | IESO_2_MAPP_CA | IESO | MAPP_CA | Internal | Shoulder | B11 | 25 | 262 | 0 | 61.07 | 52.76 | 7 | 0
2030 | IESO_2_MAPP_CA | IESO | MAPP_CA | Internal | Shoulder | B12 | 200 | 262 | 0 | 61.07 | 53.07 | 7 | 0
2030 | IESO_2_MAPP_CA | IESO | MAPP_CA | Internal | Shoulder | B13 | 600 | 262 | 0 | 61.07 | 53.07 | 7 | 0
2030 | IESO_2_MAPP_CA | IESO | MAPP_CA | Internal | Shoulder | B14 | 900 | 262 | 0 | 61.07 | 52.76 | 7 | 0
2030 | IESO_2_MAPP_CA | IESO | MAPP_CA | Internal | Shoulder | B15 | 1203 | 262 | 0 | 61.07 | 52.76 | 7 | 0
2030 | IESO_2_MAPP_CA | IESO | MAPP_CA | Internal | Summer | B1 | 10 | 262 | 0 | 102.86 | 63.8 | 7 | 0
2030 | IESO_2_MAPP_CA | IESO | MAPP_CA | Internal | Summer | B2 | 25 | 262 | 0 | 101.84 | 63.8 | 7 | 0
2030 | IESO_2_MAPP_CA | IESO | MAPP_CA | Internal | Summer | B3 | 75 | 262 | 0 | 89.87 | 63.8 | 7 | 0
2030 | IESO_2_MAPP_CA | IESO | MAPP_CA | Internal | Summer | B4 | 100 | 262 | 0 | 76.85 | 63.8 | 7 | 0
2030 | IESO_2_MAPP_CA | IESO | MAPP_CA | Internal | Summer | B5 | 200 | 262 | 0 | 76.18 | 63.8 | 7 | 0
2030 | IESO_2_MAPP_CA | IESO | MAPP_CA | Internal | Summer | B6 | 300 | 262 | 0 | 58.56 | 63.8 | 7 | 0
2030 | IESO_2_MAPP_CA | IESO | MAPP_CA | Internal | Summer | B7 | 400 | 262 | 0 | 58.56 | 63.8 | 7 | 0
2030 | IESO_2_MAPP_CA | IESO | MAPP_CA | Internal | Summer | B8 | 500 | 262 | 0 | 58.56 | 63.8 | 7 | 0
2030 | IESO_2_MAPP_CA | IESO | MAPP_CA | Internal | Summer | B9 | 800 | 262 | 0 | 58.56 | 63.8 | 7 | 0
2030 | IESO_2_MAPP_CA | IESO | MAPP_CA | Internal | Summer | B10 | 1262 | 262 | 0 | 58.56 | 63.8 | 7 | 0
2030 | IESO_2_MAPP_CA | IESO | MAPP_CA | Internal | Winter | B16 | 25 | 262 | 0 | 62.55 | 54.55 | 7 | 0
2030 | IESO_2_MAPP_CA | IESO | MAPP_CA | Internal | Winter | B17 | 100 | 262 | 0 | 62.55 | 54.55 | 7 | 0
2030 | IESO_2_MAPP_CA | IESO | MAPP_CA | Internal | Winter | B18 | 400 | 262 | 0 | 62.55 | 60.39 | 7 | 0
2030 | IESO_2_MAPP_CA | IESO | MAPP_CA | Internal | Winter | B19 | 700 | 262 | 0 | 62.55 | 57.89 | 7 | 0
2030 | IESO_2_MAPP_CA | IESO | MAPP_CA | Internal | Winter | B20 | 935 | 262 | 0 | 62.55 | 54.55 | 7 | 0
2030 | IESO_2_MISO_MI | IESO | MISO_MI | Internal | Shoulder | B11 | 25 | 2591 | 2591 | 61.07 | 81.92 | 7 | 13.84
2030 | IESO_2_MISO_MI | IESO | MISO_MI | Internal | Shoulder | B12 | 200 | 2591 | 2591 | 61.07 | 76.67 | 7 | 8.6
2030 | IESO_2_MISO_MI | IESO | MISO_MI | Internal | Shoulder | B13 | 600 | 2591 | 2591 | 61.07 | 76.08 | 7 | 8.01
2030 | IESO_2_MISO_MI | IESO | MISO_MI | Internal | Shoulder | B14 | 900 | 2591 | 2461.46 | 61.07 | 68.07 | 7 | 0
2030 | IESO_2_MISO_MI | IESO | MISO_MI | Internal | Shoulder | B15 | 1203 | 2591 | 0 | 61.07 | 66.91 | 7 | 0
2030 | IESO_2_MISO_MI | IESO | MISO_MI | Internal | Summer | B1 | 10 | 2591 | 2591 | 102.86 | 123.73 | 7 | 13.87
2030 | IESO_2_MISO_MI | IESO | MISO_MI | Internal | Summer | B2 | 25 | 2591 | 2591 | 101.84 | 121.54 | 7 | 12.7
2030 | IESO_2_MISO_MI | IESO | MISO_MI | Internal | Summer | B3 | 75 | 2591 | 2591 | 89.87 | 122.42 | 7 | 25.55
2030 | IESO_2_MISO_MI | IESO | MISO_MI | Internal | Summer | B4 | 100 | 2591 | 2591 | 76.85 | 121.54 | 7 | 37.69
2030 | IESO_2_MISO_MI | IESO | MISO_MI | Internal | Summer | B5 | 200 | 2591 | 2591 | 76.18 | 115.44 | 7 | 32.27
2030 | IESO_2_MISO_MI | IESO | MISO_MI | Internal | Summer | B6 | 300 | 2591 | 2591 | 58.56 | 102 | 7 | 36.44
2030 | IESO_2_MISO_MI | IESO | MISO_MI | Internal | Summer | B7 | 400 | 2591 | 2591 | 58.56 | 86.5 | 7 | 20.94
2030 | IESO_2_MISO_MI | IESO | MISO_MI | Internal | Summer | B8 | 500 | 2591 | 2591 | 58.56 | 77.54 | 7 | 11.98
2030 | IESO_2_MISO_MI | IESO | MISO_MI | Internal | Summer | B9 | 800 | 2591 | 2591 | 58.56 | 73.16 | 7 | 7.59
2030 | IESO_2_MISO_MI | IESO | MISO_MI | Internal | Summer | B10 | 1262 | 2591 | 2419.27 | 58.56 | 65.56 | 7 | 0
2030 | IESO_2_MISO_MI | IESO | MISO_MI | Internal | Winter | B16 | 25 | 2591 | 2591 | 62.55 | 79.81 | 7 | 10.26
2030 | IESO_2_MISO_MI | IESO | MISO_MI | Internal | Winter | B17 | 100 | 2591 | 2591 | 62.55 | 79.23 | 7 | 9.68
2030 | IESO_2_MISO_MI | IESO | MISO_MI | Internal | Winter | B18 | 400 | 2591 | 2591 | 62.55 | 78.76 | 7 | 9.21
2030 | IESO_2_MISO_MI | IESO | MISO_MI | Internal | Winter | B19 | 700 | 2591 | 2591 | 62.55 | 71.9 | 7 | 2.35
2030 | IESO_2_MISO_MI | IESO | MISO_MI | Internal | Winter | B20 | 935 | 2591 | 423.57 | 62.55 | 69.55 | 7 | 0
2030 | IESO_2_MISO_W | IESO | MISO_W | Internal | Shoulder | B11 | 25 | 207 | 207 | 61.07 | 83.11 | 7 | 15.04
2030 | IESO_2_MISO_W | IESO | MISO_W | Internal | Shoulder | B12 | 200 | 207 | 207 | 61.07 | 74.61 | 7 | 6.53
2030 | IESO_2_MISO_W | IESO | MISO_W | Internal | Shoulder | B13 | 600 | 207 | 207 | 61.07 | 73.72 | 7 | 5.65
2030 | IESO_2_MISO_W | IESO | MISO_W | Internal | Shoulder | B14 | 900 | 207 | 0 | 61.07 | 65.87 | 7 | 0
2030 | IESO_2_MISO_W | IESO | MISO_W | Internal | Shoulder | B15 | 1203 | 207 | 0 | 61.07 | 12.01 | 7 | 0
2030 | IESO_2_MISO_W | IESO | MISO_W | Internal | Summer | B1 | 10 | 207 | 207 | 102.86 | 123.73 | 7 | 13.87
2030 | IESO_2_MISO_W | IESO | MISO_W | Internal | Summer | B2 | 25 | 207 | 207 | 101.84 | 121.53 | 7 | 12.69
2030 | IESO_2_MISO_W | IESO | MISO_W | Internal | Summer | B3 | 75 | 207 | 207 | 89.87 | 122.42 | 7 | 25.55
2030 | IESO_2_MISO_W | IESO | MISO_W | Internal | Summer | B4 | 100 | 207 | 207 | 76.85 | 121.53 | 7 | 37.68
2030 | IESO_2_MISO_W | IESO | MISO_W | Internal | Summer | B5 | 200 | 207 | 207 | 76.18 | 115.43 | 7 | 32.26
2030 | IESO_2_MISO_W | IESO | MISO_W | Internal | Summer | B6 | 300 | 207 | 207 | 58.56 | 102 | 7 | 36.44
2030 | IESO_2_MISO_W | IESO | MISO_W | Internal | Summer | B7 | 400 | 207 | 207 | 58.56 | 86.49 | 7 | 20.93
2030 | IESO_2_MISO_W | IESO | MISO_W | Internal | Summer | B8 | 500 | 207 | 207 | 58.56 | 77.53 | 7 | 11.97
2030 | IESO_2_MISO_W | IESO | MISO_W | Internal | Summer | B9 | 800 | 207 | 207 | 58.56 | 73.14 | 7 | 7.58
2030 | IESO_2_MISO_W | IESO | MISO_W | Internal | Summer | B10 | 1262 | 207 | 0 | 58.56 | 63.81 | 7 | 0
2030 | IESO_2_MISO_W | IESO | MISO_W | Internal | Winter | B16 | 25 | 207 | 0 | 62.55 | 54.55 | 7 | 0
2030 | IESO_2_MISO_W | IESO | MISO_W | Internal | Winter | B17 | 100 | 207 | 0 | 62.55 | 59.89 | 7 | 0
2030 | IESO_2_MISO_W | IESO | MISO_W | Internal | Winter | B18 | 400 | 207 | 207 | 62.55 | 74.39 | 7 | 4.84
2030 | IESO_2_MISO_W | IESO | MISO_W | Internal | Winter | B19 | 700 | 207 | 207 | 62.55 | 71.89 | 7 | 2.34
2030 | IESO_2_MISO_W | IESO | MISO_W | Internal | Winter | B20 | 935 | 207 | 0 | 62.55 | 30.84 | 7 | 0
2030 | IESO_2_NYISO_A-F | IESO | NYISO_A-F | Internal | Shoulder | B11 | 25 | 1725 | 1725 | 61.07 | 77 | 7 | 8.93
2030 | IESO_2_NYISO_A-F | IESO | NYISO_A-F | Internal | Shoulder | B12 | 200 | 1725 | 1725 | 61.07 | 75.35 | 7 | 7.27
2030 | IESO_2_NYISO_A-F | IESO | NYISO_A-F | Internal | Shoulder | B13 | 600 | 1725 | 1725 | 61.07 | 74.25 | 7 | 6.18
2030 | IESO_2_NYISO_A-F | IESO | NYISO_A-F | Internal | Shoulder | B14 | 900 | 1725 | 1725 | 61.07 | 74.24 | 7 | 6.17
2030 | IESO_2_NYISO_A-F | IESO | NYISO_A-F | Internal | Shoulder | B15 | 1203 | 1725 | 1725 | 61.07 | 74.24 | 7 | 6.17
2030 | IESO_2_NYISO_A-F | IESO | NYISO_A-F | Internal | Summer | B1 | 10 | 1725 | 563.69 | 102.86 | 109.86 | 7 | 0
2030 | IESO_2_NYISO_A-F | IESO | NYISO_A-F | Internal | Summer | B2 | 25 | 1725 | 1017.97 | 101.84 | 108.84 | 7 | 0
2030 | IESO_2_NYISO_A-F | IESO | NYISO_A-F | Internal | Summer | B3 | 75 | 1725 | 1725 | 89.87 | 98.14 | 7 | 1.27
2030 | IESO_2_NYISO_A-F | IESO | NYISO_A-F | Internal | Summer | B4 | 100 | 1725 | 1450.66 | 76.85 | 83.85 | 7 | 0
2030 | IESO_2_NYISO_A-F | IESO | NYISO_A-F | Internal | Summer | B5 | 200 | 1725 | 1722.3 | 76.18 | 83.18 | 7 | 0
2030 | IESO_2_NYISO_A-F | IESO | NYISO_A-F | Internal | Summer | B6 | 300 | 1725 | 1725 | 58.56 | 75.68 | 7 | 10.12
2030 | IESO_2_NYISO_A-F | IESO | NYISO_A-F | Internal | Summer | B7 | 400 | 1725 | 1725 | 58.56 | 75.68 | 7 | 10.12
2030 | IESO_2_NYISO_A-F | IESO | NYISO_A-F | Internal | Summer | B8 | 500 | 1725 | 1725 | 58.56 | 73.23 | 7 | 7.67
2030 | IESO_2_NYISO_A-F | IESO | NYISO_A-F | Internal | Summer | B9 | 800 | 1725 | 1725 | 58.56 | 71.82 | 7 | 6.26
2030 | IESO_2_NYISO_A-F | IESO | NYISO_A-F | Internal | Summer | B10 | 1262 | 1725 | 1725 | 58.56 | 71.82 | 7 | 6.26
2030 | IESO_2_NYISO_A-F | IESO | NYISO_A-F | Internal | Winter | B16 | 25 | 1725 | 1725 | 62.55 | 79.69 | 7 | 10.14
2030 | IESO_2_NYISO_A-F | IESO | NYISO_A-F | Internal | Winter | B17 | 100 | 1725 | 1725 | 62.55 | 79.69 | 7 | 10.14
2030 | IESO_2_NYISO_A-F | IESO | NYISO_A-F | Internal | Winter | B18 | 400 | 1725 | 1725 | 62.55 | 78.28 | 7 | 8.73
2030 | IESO_2_NYISO_A-F | IESO | NYISO_A-F | Internal | Winter | B19 | 700 | 1725 | 1725 | 62.55 | 78.28 | 7 | 8.73
2030 | IESO_2_NYISO_A-F | IESO | NYISO_A-F | Internal | Winter | B20 | 935 | 1725 | 1725 | 62.55 | 78.28 | 7 | 8.73
2030 | MAPP_CA_2_IESO | MAPP_CA | IESO | Internal | Shoulder | B11 | 25 | 330 | 329.96 | 52.76 | 61.07 | 8 | 0.31
2030 | MAPP_CA_2_IESO | MAPP_CA | IESO | Internal | Shoulder | B12 | 200 | 330 | 300.67 | 53.07 | 61.07 | 8 | 0
2030 | MAPP_CA_2_IESO | MAPP_CA | IESO | Internal | Shoulder | B13 | 600 | 330 | 317.76 | 53.07 | 61.07 | 8 | 0
2030 | MAPP_CA_2_IESO | MAPP_CA | IESO | Internal | Shoulder | B14 | 900 | 330 | 330 | 52.76 | 61.07 | 8 | 0.31
2030 | MAPP_CA_2_IESO | MAPP_CA | IESO | Internal | Shoulder | B15 | 1203 | 330 | 330 | 52.76 | 61.07 | 8 | 0.31
2030 | MAPP_CA_2_IESO | MAPP_CA | IESO | Internal | Summer | B1 | 10 | 330 | 330 | 63.8 | 102.86 | 8 | 31.06
2030 | MAPP_CA_2_IESO | MAPP_CA | IESO | Internal | Summer | B2 | 25 | 330 | 330 | 63.8 | 101.84 | 8 | 30.05
2030 | MAPP_CA_2_IESO | MAPP_CA | IESO | Internal | Summer | B3 | 75 | 330 | 330 | 63.8 | 89.87 | 8 | 18.07
2030 | MAPP_CA_2_IESO | MAPP_CA | IESO | Internal | Summer | B4 | 100 | 330 | 330 | 63.8 | 76.85 | 8 | 5.05
2030 | MAPP_CA_2_IESO | MAPP_CA | IESO | Internal | Summer | B5 | 200 | 330 | 330 | 63.8 | 76.18 | 8 | 4.38
2030 | MAPP_CA_2_IESO | MAPP_CA | IESO | Internal | Summer | B6 | 300 | 330 | 0 | 63.8 | 58.56 | 8 | 0
2030 | MAPP_CA_2_IESO | MAPP_CA | IESO | Internal | Summer | B7 | 400 | 330 | 0 | 63.8 | 58.56 | 8 | 0
2030 | MAPP_CA_2_IESO | MAPP_CA | IESO | Internal | Summer | B8 | 500 | 330 | 0 | 63.8 | 58.56 | 8 | 0
2030 | MAPP_CA_2_IESO | MAPP_CA | IESO | Internal | Summer | B9 | 800 | 330 | 0 | 63.8 | 58.56 | 8 | 0
2030 | MAPP_CA_2_IESO | MAPP_CA | IESO | Internal | Summer | B10 | 1262 | 330 | 0 | 63.8 | 58.56 | 8 | 0
2030 | MAPP_CA_2_IESO | MAPP_CA | IESO | Internal | Winter | B16 | 25 | 330 | 246.71 | 54.55 | 62.55 | 8 | 0
2030 | MAPP_CA_2_IESO | MAPP_CA | IESO | Internal | Winter | B17 | 100 | 330 | 31.54 | 54.55 | 62.55 | 8 | 0
2030 | MAPP_CA_2_IESO | MAPP_CA | IESO | Internal | Winter | B18 | 400 | 330 | 0 | 60.39 | 62.55 | 8 | 0
2030 | MAPP_CA_2_IESO | MAPP_CA | IESO | Internal | Winter | B19 | 700 | 330 | 0 | 57.89 | 62.55 | 8 | 0
2030 | MAPP_CA_2_IESO | MAPP_CA | IESO | Internal | Winter | B20 | 935 | 330 | 136.52 | 54.55 | 62.55 | 8 | 0
2030 | MAPP_CA_2_MAPP_US | MAPP_CA | MAPP_US | Internal | Shoulder | B11 | 25 | 372 | 372 | 52.76 | 76.11 | 7 | 16.35
2030 | MAPP_CA_2_MAPP_US | MAPP_CA | MAPP_US | Internal | Shoulder | B12 | 200 | 372 | 372 | 53.07 | 67.61 | 7 | 7.53
2030 | MAPP_CA_2_MAPP_US | MAPP_CA | MAPP_US | Internal | Shoulder | B13 | 600 | 372 | 372 | 53.07 | 66.72 | 7 | 6.65
2030 | MAPP_CA_2_MAPP_US | MAPP_CA | MAPP_US | Internal | Shoulder | B14 | 900 | 372 | 0 | 52.76 | 58.87 | 7 | 0
2030 | MAPP_CA_2_MAPP_US | MAPP_CA | MAPP_US | Internal | Shoulder | B15 | 1203 | 372 | 0 | 52.76 | 5.01 | 7 | 0
2030 | MAPP_CA_2_MAPP_US | MAPP_CA | MAPP_US | Internal | Summer | B1 | 10 | 372 | 372 | 63.8 | 116.74 | 7 | 45.94
2030 | MAPP_CA_2_MAPP_US | MAPP_CA | MAPP_US | Internal | Summer | B2 | 25 | 372 | 372 | 63.8 | 114.53 | 7 | 43.73
2030 | MAPP_CA_2_MAPP_US | MAPP_CA | MAPP_US | Internal | Summer | B3 | 75 | 372 | 372 | 63.8 | 115.42 | 7 | 44.62
2030 | MAPP_CA_2_MAPP_US | MAPP_CA | MAPP_US | Internal | Summer | B4 | 100 | 372 | 372 | 63.8 | 114.53 | 7 | 43.73
2030 | MAPP_CA_2_MAPP_US | MAPP_CA | MAPP_US | Internal | Summer | B5 | 200 | 372 | 372 | 63.8 | 108.43 | 7 | 37.63
2030 | MAPP_CA_2_MAPP_US | MAPP_CA | MAPP_US | Internal | Summer | B6 | 300 | 372 | 372 | 63.8 | 95 | 7 | 24.2
2030 | MAPP_CA_2_MAPP_US | MAPP_CA | MAPP_US | Internal | Summer | B7 | 400 | 372 | 372 | 63.8 | 79.49 | 7 | 8.69
2030 | MAPP_CA_2_MAPP_US | MAPP_CA | MAPP_US | Internal | Summer | B8 | 500 | 372 | 0 | 63.8 | 70.53 | 7 | 0
2030 | MAPP_CA_2_MAPP_US | MAPP_CA | MAPP_US | Internal | Summer | B9 | 800 | 372 | 0 | 63.8 | 66.14 | 7 | 0
2030 | MAPP_CA_2_MAPP_US | MAPP_CA | MAPP_US | Internal | Summer | B10 | 1262 | 372 | 0 | 63.8 | 56.81 | 7 | 0
2030 | MAPP_CA_2_MAPP_US | MAPP_CA | MAPP_US | Internal | Winter | B16 | 25 | 372 | 0 | 54.55 | 47.55 | 7 | 0
2030 | MAPP_CA_2_MAPP_US | MAPP_CA | MAPP_US | Internal | Winter | B17 | 100 | 372 | 0 | 54.55 | 52.89 | 7 | 0
2030 | MAPP_CA_2_MAPP_US | MAPP_CA | MAPP_US | Internal | Winter | B18 | 400 | 372 | 117.49 | 60.39 | 67.39 | 7 | 0
2030 | MAPP_CA_2_MAPP_US | MAPP_CA | MAPP_US | Internal | Winter | B19 | 700 | 372 | 131.86 | 57.89 | 64.89 | 7 | 0
2030 | MAPP_CA_2_MAPP_US | MAPP_CA | MAPP_US | Internal | Winter | B20 | 935 | 372 | 0 | 54.55 | 23.84 | 7 | 0
2030 | MAPP_CA_2_MISO_W | MAPP_CA | MISO_W | Internal | Shoulder | B11 | 25 | 1970 | 1970 | 52.76 | 83.11 | 0.01 | 30.33
2030 | MAPP_CA_2_MISO_W | MAPP_CA | MISO_W | Internal | Shoulder | B12 | 200 | 1970 | 1970 | 53.07 | 74.61 | 0.01 | 21.52
2030 | MAPP_CA_2_MISO_W | MAPP_CA | MISO_W | Internal | Shoulder | B13 | 600 | 1970 | 1970 | 53.07 | 73.72 | 0.01 | 20.64
2030 | MAPP_CA_2_MISO_W | MAPP_CA | MISO_W | Internal | Shoulder | B14 | 900 | 1970 | 1970 | 52.76 | 65.87 | 0.01 | 13.1
2030 | MAPP_CA_2_MISO_W | MAPP_CA | MISO_W | Internal | Shoulder | B15 | 1203 | 1970 | 0 | 52.76 | 12.01 | 0.01 | 0
2030 | MAPP_CA_2_MISO_W | MAPP_CA | MISO_W | Internal | Summer | B1 | 10 | 1970 | 1970 | 63.8 | 123.73 | 0.01 | 59.92
2030 | MAPP_CA_2_MISO_W | MAPP_CA | MISO_W | Internal | Summer | B2 | 25 | 1970 | 1970 | 63.8 | 121.53 | 0.01 | 57.72
2030 | MAPP_CA_2_MISO_W | MAPP_CA | MISO_W | Internal | Summer | B3 | 75 | 1970 | 1970 | 63.8 | 122.42 | 0.01 | 58.61
2030 | MAPP_CA_2_MISO_W | MAPP_CA | MISO_W | Internal | Summer | B4 | 100 | 1970 | 1970 | 63.8 | 121.53 | 0.01 | 57.72
2030 | MAPP_CA_2_MISO_W | MAPP_CA | MISO_W | Internal | Summer | B5 | 200 | 1970 | 1970 | 63.8 | 115.43 | 0.01 | 51.62
2030 | MAPP_CA_2_MISO_W | MAPP_CA | MISO_W | Internal | Summer | B6 | 300 | 1970 | 1970 | 63.8 | 102 | 0.01 | 38.19
2030 | MAPP_CA_2_MISO_W | MAPP_CA | MISO_W | Internal | Summer | B7 | 400 | 1970 | 1970 | 63.8 | 86.49 | 0.01 | 22.68
2030 | MAPP_CA_2_MISO_W | MAPP_CA | MISO_W | Internal | Summer | B8 | 500 | 1970 | 1970 | 63.8 | 77.53 | 0.01 | 13.72
2030 | MAPP_CA_2_MISO_W | MAPP_CA | MISO_W | Internal | Summer | B9 | 800 | 1970 | 1970 | 63.8 | 73.14 | 0.01 | 9.33
2030 | MAPP_CA_2_MISO_W | MAPP_CA | MISO_W | Internal | Summer | B10 | 1262 | 1970 | 825.82 | 63.8 | 63.81 | 0.01 | 0
2030 | MAPP_CA_2_MISO_W | MAPP_CA | MISO_W | Internal | Winter | B16 | 25 | 1970 | 1.16 | 54.55 | 54.55 | 0.01 | 0
2030 | MAPP_CA_2_MISO_W | MAPP_CA | MISO_W | Internal | Winter | B17 | 100 | 1970 | 1970 | 54.55 | 59.89 | 0.01 | 5.33
2030 | MAPP_CA_2_MISO_W | MAPP_CA | MISO_W | Internal | Winter | B18 | 400 | 1970 | 1970 | 60.39 | 74.39 | 0.01 | 13.99
2030 | MAPP_CA_2_MISO_W | MAPP_CA | MISO_W | Internal | Winter | B19 | 700 | 1970 | 1970 | 57.89 | 71.89 | 0.01 | 13.99
2030 | MAPP_CA_2_MISO_W | MAPP_CA | MISO_W | Internal | Winter | B20 | 935 | 1970 | 0 | 54.55 | 30.84 | 0.01 | 0
2030 | MAPP_US_2_MAPP_CA | MAPP_US | MAPP_CA | Internal | Shoulder | B11 | 25 | 165 | 0 | 76.11 | 52.76 | 7 | 0
2030 | MAPP_US_2_MAPP_CA | MAPP_US | MAPP_CA | Internal | Shoulder | B12 | 200 | 165 | 0 | 67.61 | 53.07 | 7 | 0
2030 | MAPP_US_2_MAPP_CA | MAPP_US | MAPP_CA | Internal | Shoulder | B13 | 600 | 165 | 0 | 66.72 | 53.07 | 7 | 0
2030 | MAPP_US_2_MAPP_CA | MAPP_US | MAPP_CA | Internal | Shoulder | B14 | 900 | 165 | 0 | 58.87 | 52.76 | 7 | 0
2030 | MAPP_US_2_MAPP_CA | MAPP_US | MAPP_CA | Internal | Shoulder | B15 | 1203 | 165 | 165 | 5.01 | 52.76 | 7 | 40.75
2030 | MAPP_US_2_MAPP_CA | MAPP_US | MAPP_CA | Internal | Summer | B1 | 10 | 165 | 0 | 116.74 | 63.8 | 7 | 0
2030 | MAPP_US_2_MAPP_CA | MAPP_US | MAPP_CA | Internal | Summer | B2 | 25 | 165 | 0 | 114.53 | 63.8 | 7 | 0
2030 | MAPP_US_2_MAPP_CA | MAPP_US | MAPP_CA | Internal | Summer | B3 | 75 | 165 | 0 | 115.42 | 63.8 | 7 | 0
2030 | MAPP_US_2_MAPP_CA | MAPP_US | MAPP_CA | Internal | Summer | B4 | 100 | 165 | 0 | 114.53 | 63.8 | 7 | 0
2030 | MAPP_US_2_MAPP_CA | MAPP_US | MAPP_CA | Internal | Summer | B5 | 200 | 165 | 0 | 108.43 | 63.8 | 7 | 0
2030 | MAPP_US_2_MAPP_CA | MAPP_US | MAPP_CA | Internal | Summer | B6 | 300 | 165 | 0 | 95 | 63.8 | 7 | 0
2030 | MAPP_US_2_MAPP_CA | MAPP_US | MAPP_CA | Internal | Summer | B7 | 400 | 165 | 0 | 79.49 | 63.8 | 7 | 0
2030 | MAPP_US_2_MAPP_CA | MAPP_US | MAPP_CA | Internal | Summer | B8 | 500 | 165 | 0 | 70.53 | 63.8 | 7 | 0
2030 | MAPP_US_2_MAPP_CA | MAPP_US | MAPP_CA | Internal | Summer | B9 | 800 | 165 | 0 | 66.14 | 63.8 | 7 | 0
2030 | MAPP_US_2_MAPP_CA | MAPP_US | MAPP_CA | Internal | Summer | B10 | 1262 | 165 | 0.02 | 56.81 | 63.8 | 7 | 0
2030 | MAPP_US_2_MAPP_CA | MAPP_US | MAPP_CA | Internal | Winter | B16 | 25 | 165 | 92.67 | 47.55 | 54.55 | 7 | 0
2030 | MAPP_US_2_MAPP_CA | MAPP_US | MAPP_CA | Internal | Winter | B17 | 100 | 165 | 0 | 52.89 | 54.55 | 7 | 0
2030 | MAPP_US_2_MAPP_CA | MAPP_US | MAPP_CA | Internal | Winter | B18 | 400 | 165 | 0 | 67.39 | 60.39 | 7 | 0
2030 | MAPP_US_2_MAPP_CA | MAPP_US | MAPP_CA | Internal | Winter | B19 | 700 | 165 | 0 | 64.89 | 57.89 | 7 | 0
2030 | MAPP_US_2_MAPP_CA | MAPP_US | MAPP_CA | Internal | Winter | B20 | 935 | 165 | 165 | 23.84 | 54.55 | 7 | 23.71
2030 | MAPP_US_2_MISO_W | MAPP_US | MISO_W | Internal | Shoulder | B11 | 25 | 2635 | 1328.68 | 76.11 | 83.11 | 7 | 0
2030 | MAPP_US_2_MISO_W | MAPP_US | MISO_W | Internal | Shoulder | B12 | 200 | 2635 | 1411.65 | 67.61 | 74.61 | 7 | 0
2030 | MAPP_US_2_MISO_W | MAPP_US | MISO_W | Internal | Shoulder | B13 | 600 | 2635 | 1612.98 | 66.72 | 73.72 | 7 | 0
2030 | MAPP_US_2_MISO_W | MAPP_US | MISO_W | Internal | Shoulder | B14 | 900 | 2635 | 947.97 | 58.87 | 65.87 | 7 | 0
2030 | MAPP_US_2_MISO_W | MAPP_US | MISO_W | Internal | Shoulder | B15 | 1203 | 2635 | 1267.42 | 5.01 | 12.01 | 7 | 0
2030 | MAPP_US_2_MISO_W | MAPP_US | MISO_W | Internal | Summer | B1 | 10 | 2635 | 10.42 | 116.74 | 123.73 | 7 | 0
2030 | MAPP_US_2_MISO_W | MAPP_US | MISO_W | Internal | Summer | B2 | 25 | 2635 | 945.64 | 114.53 | 121.53 | 7 | 0
2030 | MAPP_US_2_MISO_W | MAPP_US | MISO_W | Internal | Summer | B3 | 75 | 2635 | 859.6 | 115.42 | 122.42 | 7 | 0
2030 | MAPP_US_2_MISO_W | MAPP_US | MISO_W | Internal | Summer | B4 | 100 | 2635 | 1165.19 | 114.53 | 121.53 | 7 | 0
2030 | MAPP_US_2_MISO_W | MAPP_US | MISO_W | Internal | Summer | B5 | 200 | 2635 | 705.27 | 108.43 | 115.43 | 7 | 0
2030 | MAPP_US_2_MISO_W | MAPP_US | MISO_W | Internal | Summer | B6 | 300 | 2635 | 797.03 | 95 | 102 | 7 | 0
2030 | MAPP_US_2_MISO_W | MAPP_US | MISO_W | Internal | Summer | B7 | 400 | 2635 | 1445.38 | 79.49 | 86.49 | 7 | 0
2030 | MAPP_US_2_MISO_W | MAPP_US | MISO_W | Internal | Summer | B8 | 500 | 2635 | 1123.43 | 70.53 | 77.53 | 7 | 0
2030 | MAPP_US_2_MISO_W | MAPP_US | MISO_W | Internal | Summer | B9 | 800 | 2635 | 490.3 | 66.14 | 73.14 | 7 | 0
2030 | MAPP_US_2_MISO_W | MAPP_US | MISO_W | Internal | Summer | B10 | 1262 | 2635 | 534.72 | 56.81 | 63.81 | 7 | 0
2030 | MAPP_US_2_MISO_W | MAPP_US | MISO_W | Internal | Winter | B16 | 25 | 2635 | 2184.23 | 47.55 | 54.55 | 7 | 0
2030 | MAPP_US_2_MISO_W | MAPP_US | MISO_W | Internal | Winter | B17 | 100 | 2635 | 611.6 | 52.89 | 59.89 | 7 | 0
2030 | MAPP_US_2_MISO_W | MAPP_US | MISO_W | Internal | Winter | B18 | 400 | 2635 | 1432.08 | 67.39 | 74.39 | 7 | 0
2030 | MAPP_US_2_MISO_W | MAPP_US | MISO_W | Internal | Winter | B19 | 700 | 2635 | 275.45 | 64.89 | 71.89 | 7 | 0
2030 | MAPP_US_2_MISO_W | MAPP_US | MISO_W | Internal | Winter | B20 | 935 | 2635 | 974.05 | 23.84 | 30.84 | 7 | 0
2030 | MAPP_US_2_NE | MAPP_US | NE | Internal | Shoulder | B11 | 25 | 2000 | 0 | 76.11 | 78.11 | 7 | 0
2030 | MAPP_US_2_NE | MAPP_US | NE | Internal | Shoulder | B12 | 200 | 2000 | 0 | 67.61 | 69.59 | 7 | 0
2030 | MAPP_US_2_NE | MAPP_US | NE | Internal | Shoulder | B13 | 600 | 2000 | 0 | 66.72 | 68.72 | 7 | 0
2030 | MAPP_US_2_NE | MAPP_US | NE | Internal | Shoulder | B14 | 900 | 2000 | 0 | 58.87 | 53.87 | 7 | 0
2030 | MAPP_US_2_NE | MAPP_US | NE | Internal | Shoulder | B15 | 1203 | 2000 | 0 | 5.01 | 0.01 | 7 | 0
2030 | MAPP_US_2_NE | MAPP_US | NE | Internal | Summer | B1 | 10 | 2000 | 0 | 116.74 | 118.73 | 7 | 0
2030 | MAPP_US_2_NE | MAPP_US | NE | Internal | Summer | B2 | 25 | 2000 | 0 | 114.53 | 116.53 | 7 | 0
2030 | MAPP_US_2_NE | MAPP_US | NE | Internal | Summer | B3 | 75 | 2000 | 0 | 115.42 | 117.42 | 7 | 0
2030 | MAPP_US_2_NE | MAPP_US | NE | Internal | Summer | B4 | 100 | 2000 | 0 | 114.53 | 116.53 | 7 | 0
2030 | MAPP_US_2_NE | MAPP_US | NE | Internal | Summer | B5 | 200 | 2000 | 0 | 108.43 | 110.43 | 7 | 0
2030 | MAPP_US_2_NE | MAPP_US | NE | Internal | Summer | B6 | 300 | 2000 | 0 | 95 | 97 | 7 | 0
2030 | MAPP_US_2_NE | MAPP_US | NE | Internal | Summer | B7 | 400 | 2000 | 0 | 79.49 | 81.49 | 7 | 0
2030 | MAPP_US_2_NE | MAPP_US | NE | Internal | Summer | B8 | 500 | 2000 | 0 | 70.53 | 72.53 | 7 | 0
2030 | MAPP_US_2_NE | MAPP_US | NE | Internal | Summer | B9 | 800 | 2000 | 0 | 66.14 | 68.14 | 7 | 0
2030 | MAPP_US_2_NE | MAPP_US | NE | Internal | Summer | B10 | 1262 | 2000 | 0 | 56.81 | 58.81 | 7 | 0
2030 | MAPP_US_2_NE | MAPP_US | NE | Internal | Winter | B16 | 25 | 2000 | 0 | 47.55 | 11.86 | 7 | 0
2030 | MAPP_US_2_NE | MAPP_US | NE | Internal | Winter | B17 | 100 | 2000 | 0 | 52.89 | 47.89 | 7 | 0
2030 | MAPP_US_2_NE | MAPP_US | NE | Internal | Winter | B18 | 400 | 2000 | 0 | 67.39 | 64.84 | 7 | 0
2030 | MAPP_US_2_NE | MAPP_US | NE | Internal | Winter | B19 | 700 | 2000 | 0 | 64.89 | 64.84 | 7 | 0
2030 | MAPP_US_2_NE | MAPP_US | NE | Internal | Winter | B20 | 935 | 2000 | 0 | 23.84 | 18.84 | 7 | 0
2030 | MARITIMES_2_NEISO | MARITIMES | NEISO | Internal | Shoulder | B11 | 25 | 99999 | 1400 | 73.66 | 73.67 | 0.01 | 0
2030 | MARITIMES_2_NEISO | MARITIMES | NEISO | Internal | Shoulder | B12 | 200 | 99999 | 1400 | 72.36 | 72.37 | 0.01 | 0
2030 | MARITIMES_2_NEISO | MARITIMES | NEISO | Internal | Shoulder | B13 | 600 | 99999 | 1400 | 71.25 | 71.26 | 0.01 | 0
2030 | MARITIMES_2_NEISO | MARITIMES | NEISO | Internal | Shoulder | B14 | 900 | 99999 | 1400 | 71.25 | 71.26 | 0.01 | 0
2030 | MARITIMES_2_NEISO | MARITIMES | NEISO | Internal | Shoulder | B15 | 1203 | 99999 | 426.43 | 71.25 | 71.26 | 0.01 | 0
2030 | MARITIMES_2_NEISO | MARITIMES | NEISO | Internal | Summer | B1 | 10 | 99999 | 1400.1 | 112.85 | 112.86 | 0.01 | 0
2030 | MARITIMES_2_NEISO | MARITIMES | NEISO | Internal | Summer | B2 | 25 | 99999 | 1400.1 | 111.83 | 111.84 | 0.01 | 0
2030 | MARITIMES_2_NEISO | MARITIMES | NEISO | Internal | Summer | B3 | 75 | 99999 | 1400.1 | 96.03 | 96.04 | 0.01 | 0
2030 | MARITIMES_2_NEISO | MARITIMES | NEISO | Internal | Summer | B4 | 100 | 99999 | 1400 | 80.84 | 80.85 | 0.01 | 0
2030 | MARITIMES_2_NEISO | MARITIMES | NEISO | Internal | Summer | B5 | 200 | 99999 | 1400 | 70.24 | 70.25 | 0.01 | 0
2030 | MARITIMES_2_NEISO | MARITIMES | NEISO | Internal | Summer | B6 | 300 | 99999 | 1400 | 70.24 | 70.25 | 0.01 | 0
2030 | MARITIMES_2_NEISO | MARITIMES | NEISO | Internal | Summer | B7 | 400 | 99999 | 1400 | 70.24 | 70.25 | 0.01 | 0
2030 | MARITIMES_2_NEISO | MARITIMES | NEISO | Internal | Summer | B8 | 500 | 99999 | 1400 | 70.24 | 70.25 | 0.01 | 0
2030 | MARITIMES_2_NEISO | MARITIMES | NEISO | Internal | Summer | B9 | 800 | 99999 | 1400 | 70.24 | 70.25 | 0.01 | 0
2030 | MARITIMES_2_NEISO | MARITIMES | NEISO | Internal | Summer | B10 | 1262 | 99999 | 236.13 | 70.24 | 70.25 | 0.01 | 0
2030 | MARITIMES_2_NEISO | MARITIMES | NEISO | Internal | Winter | B16 | 25 | 99999 | 1400 | 82.59 | 82.6 | 0.01 | 0
2030 | MARITIMES_2_NEISO | MARITIMES | NEISO | Internal | Winter | B17 | 100 | 99999 | 1400 | 80.76 | 80.77 | 0.01 | 0
2030 | MARITIMES_2_NEISO | MARITIMES | NEISO | Internal | Winter | B18 | 400 | 99999 | 1400 | 75.29 | 75.3 | 0.01 | 0
2030 | MARITIMES_2_NEISO | MARITIMES | NEISO | Internal | Winter | B19 | 700 | 99999 | 1400 | 75.29 | 75.3 | 0.01 | 0
2030 | MARITIMES_2_NEISO | MARITIMES | NEISO | Internal | Winter | B20 | 935 | 99999 | 475.94 | 75.29 | 75.3 | 0.01 | 0
2030 | MISO_IN_2_MISO_MI | MISO_IN | MISO_MI | Internal | Shoulder | B11 | 25 | 5768 | 5768 | 77 | 81.92 | 0.01 | 4.91
2030 | MISO_IN_2_MISO_MI | MISO_IN | MISO_MI | Internal | Shoulder | B12 | 200 | 5768 | 5768 | 74.59 | 76.67 | 0.01 | 2.07
2030 | MISO_IN_2_MISO_MI | MISO_IN | MISO_MI | Internal | Shoulder | B13 | 600 | 5768 | 5768 | 73.72 | 76.08 | 0.01 | 2.35
2030 | MISO_IN_2_MISO_MI | MISO_IN | MISO_MI | Internal | Shoulder | B14 | 900 | 5768 | 5768 | 66.9 | 68.07 | 0.01 | 1.16
2030 | MISO_IN_2_MISO_MI | MISO_IN | MISO_MI | Internal | Shoulder | B15 | 1203 | 5768 | 4246.02 | 66.9 | 66.91 | 0.01 | 0
2030 | MISO_IN_2_MISO_MI | MISO_IN | MISO_MI | Internal | Summer | B1 | 10 | 5768 | 5370.48 | 123.72 | 123.73 | 0.01 | 0
2030 | MISO_IN_2_MISO_MI | MISO_IN | MISO_MI | Internal | Summer | B2 | 25 | 5768 | 4483.69 | 121.53 | 121.54 | 0.01 | 0
2030 | MISO_IN_2_MISO_MI | MISO_IN | MISO_MI | Internal | Summer | B3 | 75 | 5768 | 3142.76 | 122.41 | 122.42 | 0.01 | 0
2030 | MISO_IN_2_MISO_MI | MISO_IN | MISO_MI | Internal | Summer | B4 | 100 | 5768 | 1800.06 | 121.53 | 121.54 | 0.01 | 0
2030 | MISO_IN_2_MISO_MI | MISO_IN | MISO_MI | Internal | Summer | B5 | 200 | 5768 | 646.11 | 115.43 | 115.44 | 0.01 | 0
2030 | MISO_IN_2_MISO_MI | MISO_IN | MISO_MI | Internal | Summer | B6 | 300 | 5768 | 0.14 | 102 | 102 | 0.01 | 0
2030 | MISO_IN_2_MISO_MI | MISO_IN | MISO_MI | Internal | Summer | B7 | 400 | 5768 | 2160.01 | 86.49 | 86.5 | 0.01 | 0
2030 | MISO_IN_2_MISO_MI | MISO_IN | MISO_MI | Internal | Summer | B8 | 500 | 5768 | 2676.37 | 77.53 | 77.54 | 0.01 | 0
2030 | MISO_IN_2_MISO_MI | MISO_IN | MISO_MI | Internal | Summer | B9 | 800 | 5768 | 3787.39 | 73.14 | 73.16 | 0.01 | 0
2030 | MISO_IN_2_MISO_MI | MISO_IN | MISO_MI | Internal | Summer | B10 | 1262 | 5768 | 5430.73 | 65.55 | 65.56 | 0.01 | 0
2030 | MISO_IN_2_MISO_MI | MISO_IN | MISO_MI | Internal | Winter | B16 | 25 | 5768 | 5768 | 74.39 | 79.81 | 0.01 | 5.4
2030 | MISO_IN_2_MISO_MI | MISO_IN | MISO_MI | Internal | Winter | B17 | 100 | 5768 | 5768 | 75.88 | 79.23 | 0.01 | 3.33
2030 | MISO_IN_2_MISO_MI | MISO_IN | MISO_MI | Internal | Winter | B18 | 400 | 5768 | 5768 | 74.39 | 78.76 | 0.01 | 4.36
2030 | MISO_IN_2_MISO_MI | MISO_IN | MISO_MI | Internal | Winter | B19 | 700 | 5768 | 5092.12 | 71.89 | 71.9 | 0.01 | 0
2030 | MISO_IN_2_MISO_MI | MISO_IN | MISO_MI | Internal | Winter | B20 | 935 | 5768 | 3032.86 | 69.54 | 69.55 | 0.01 | 0
2030 | MISO_IN_2_MISO_MO-IL | MISO_IN | MISO_MO-IL | Internal | Shoulder | B11 | 25 | 5000 | 5000 | 77 | 83.11 | 0.01 | 6.1
2030 | MISO_IN_2_MISO_MO-IL | MISO_IN | MISO_MO-IL | Internal | Shoulder | B12 | 200 | 5000 | 4275.68 | 74.59 | 74.61 | 0.01 | 0
2030 | MISO_IN_2_MISO_MO-IL | MISO_IN | MISO_MO-IL | Internal | Shoulder | B13 | 600 | 5000 | 1779.45 | 73.72 | 73.73 | 0.01 | 0
2030 | MISO_IN_2_MISO_MO-IL | MISO_IN | MISO_MO-IL | Internal | Shoulder | B14 | 900 | 5000 | 0.02 | 66.9 | 66.88 | 0.01 | 0
2030 | MISO_IN_2_MISO_MO-IL | MISO_IN | MISO_MO-IL | Internal | Shoulder | B15 | 1203 | 5000 | 0 | 66.9 | 62.8 | 0.01 | 0
2030 | MISO_IN_2_MISO_MO-IL | MISO_IN | MISO_MO-IL | Internal | Summer | B1 | 10 | 5000 | 4977.87 | 123.72 | 123.73 | 0.01 | 0
2030 | MISO_IN_2_MISO_MO-IL | MISO_IN | MISO_MO-IL | Internal | Summer | B2 | 25 | 5000 | 913.14 | 121.53 | 121.54 | 0.01 | 0
2030 | MISO_IN_2_MISO_MO-IL | MISO_IN | MISO_MO-IL | Internal | Summer | B3 | 75 | 5000 | 4999.69 | 122.41 | 122.43 | 0.01 | 0.01
2030 | MISO_IN_2_MISO_MO-IL | MISO_IN | MISO_MO-IL | Internal | Summer | B4 | 100 | 5000 | 2927.11 | 121.53 | 121.54 | 0.01 | 0
2030 | MISO_IN_2_MISO_MO-IL | MISO_IN | MISO_MO-IL | Internal | Summer | B5 | 200 | 5000 | 4636.44 | 115.43 | 115.44 | 0.01 | 0
2030 | MISO_IN_2_MISO_MO-IL | MISO_IN | MISO_MO-IL | Internal | Summer | B6 | 300 | 5000 | 4637.56 | 102 | 102.01 | 0.01 | 0
2030 | MISO_IN_2_MISO_MO-IL | MISO_IN | MISO_MO-IL | Internal | Summer | B7 | 400 | 5000 | 2445.1 | 86.49 | 86.5 | 0.01 | 0
2030 | MISO_IN_2_MISO_MO-IL | MISO_IN | MISO_MO-IL | Internal | Summer | B8 | 500 | 5000 | 3605.55 | 77.53 | 77.54 | 0.01 | 0
2030 | MISO_IN_2_MISO_MO-IL | MISO_IN | MISO_MO-IL | Internal | Summer | B9 | 800 | 5000 | 3733.02 | 73.14 | 73.16 | 0.01 | 0
2030 | MISO_IN_2_MISO_MO-IL | MISO_IN | MISO_MO-IL | Internal | Summer | B10 | 1262 | 5000 | 348.15 | 65.55 | 65.56 | 0.01 | 0
2030 | MISO_IN_2_MISO_MO-IL | MISO_IN | MISO_MO-IL | Internal | Winter | B16 | 25 | 5000 | 2337.3 | 74.39 | 74.4 | 0.01 | 0
2030 | MISO_IN_2_MISO_MO-IL | MISO_IN | MISO_MO-IL | Internal | Winter | B17 | 100 | 5000 | 746.45 | 75.88 | 75.89 | 0.01 | 0
2030 | MISO_IN_2_MISO_MO-IL | MISO_IN | MISO_MO-IL | Internal | Winter | B18 | 400 | 5000 | 2508.32 | 74.39 | 74.4 | 0.01 | 0
2030 | MISO_IN_2_MISO_MO-IL | MISO_IN | MISO_MO-IL | Internal | Winter | B19 | 700 | 5000 | 2140.96 | 71.89 | 71.9 | 0.01 | 0
2030 | MISO_IN_2_MISO_MO-IL | MISO_IN | MISO_MO-IL | Internal | Winter | B20 | 935 | 5000 | 0 | 69.54 | 64.98 | 0.01 | 0
2030 | MISO_IN_2_NonRTO_Midwest | MISO_IN | NonRTO_Midwest | Internal | Shoulder | B11 | 25 | 4800 | 1527.22 | 77 | 85 | 8 | 0
2030 | MISO_IN_2_NonRTO_Midwest | MISO_IN | NonRTO_Midwest | Internal | Shoulder | B12 | 200 | 4800 | 956.38 | 74.59 | 82.59 | 8 | 0
2030 | MISO_IN_2_NonRTO_Midwest | MISO_IN | NonRTO_Midwest | Internal | Shoulder | B13 | 600 | 4800 | 1046.74 | 73.72 | 81.72 | 8 | 0
2030 | MISO_IN_2_NonRTO_Midwest | MISO_IN | NonRTO_Midwest | Internal | Shoulder | B14 | 900 | 4800 | 1150.57 | 66.9 | 74.9 | 8 | 0
2030 | MISO_IN_2_NonRTO_Midwest | MISO_IN | NonRTO_Midwest | Internal | Shoulder | B15 | 1203 | 4800 | 286.07 | 66.9 | 74.9 | 8 | 0
2030 | MISO_IN_2_NonRTO_Midwest | MISO_IN | NonRTO_Midwest | Internal | Summer | B1 | 10 | 4800 | 0.05 | 123.72 | 130.41 | 8 | 0
2030 | MISO_IN_2_NonRTO_Midwest | MISO_IN | NonRTO_Midwest | Internal | Summer | B2 | 25 | 4800 | 2939.64 | 121.53 | 129.53 | 8 | 0
2030 | MISO_IN_2_NonRTO_Midwest | MISO_IN | NonRTO_Midwest | Internal | Summer | B3 | 75 | 4800 | 799.37 | 122.41 | 130.41 | 8 | 0
2030 | MISO_IN_2_NonRTO_Midwest | MISO_IN | NonRTO_Midwest | Internal | Summer | B4 | 100 | 4800 | 2062.12 | 121.53 | 129.53 | 8 | 0
2030 | MISO_IN_2_NonRTO_Midwest | MISO_IN | NonRTO_Midwest | Internal | Summer | B5 | 200 | 4800 | 2020.77 | 115.43 | 123.43 | 8 | 0
2030 | MISO_IN_2_NonRTO_Midwest | MISO_IN | NonRTO_Midwest | Internal | Summer | B6 | 300 | 4800 | 1571.63 | 102 | 110 | 8 | 0
2030 | MISO_IN_2_NonRTO_Midwest | MISO_IN | NonRTO_Midwest | Internal | Summer | B7 | 400 | 4800 | 2518.41 | 86.49 | 94.49 | 8 | 0
2030 | MISO_IN_2_NonRTO_Midwest | MISO_IN | NonRTO_Midwest | Internal | Summer | B8 | 500 | 4800 | 2134.76 | 77.53 | 85.53 | 8 | 0
2030 | MISO_IN_2_NonRTO_Midwest | MISO_IN | NonRTO_Midwest | Internal | Summer | B9 | 800 | 4800 | 1512.61 | 73.14 | 81.14 | 8 | 0
2030 | MISO_IN_2_NonRTO_Midwest | MISO_IN | NonRTO_Midwest | Internal | Summer | B10 | 1262 | 4800 | 466.97 | 65.55 | 73.55 | 8 | 0
2030 | MISO_IN_2_NonRTO_Midwest | MISO_IN | NonRTO_Midwest | Internal | Winter | B16 | 25 | 4800 | 4799.99 | 74.39 | 84.58 | 8 | 2.19
2030 | MISO_IN_2_NonRTO_Midwest | MISO_IN | NonRTO_Midwest | Internal | Winter | B17 | 100 | 4800 | 2993.75 | 75.88 | 83.88 | 8 | 0
2030 | MISO_IN_2_NonRTO_Midwest | MISO_IN | NonRTO_Midwest | Internal | Winter | B18 | 400 | 4800 | 2664.43 | 74.39 | 82.39 | 8 | 0
2030 | MISO_IN_2_NonRTO_Midwest | MISO_IN | NonRTO_Midwest | Internal | Winter | B19 | 700 | 4800 | 3182.04 | 71.89 | 79.89 | 8 | 0
2030 | MISO_IN_2_NonRTO_Midwest | MISO_IN | NonRTO_Midwest | Internal | Winter | B20 | 935 | 4800 | 2347.97 | 69.54 | 77.54 | 8 | 0
2030 | MISO_IN_2_PJM_ROR | MISO_IN | PJM_ROR | Internal | Shoulder | B11 | 25 | 1253 | 1253 | 77 | 85.11 | 2 | 6.11
2030 | MISO_IN_2_PJM_ROR | MISO_IN | PJM_ROR | Internal | Shoulder | B12 | 200 | 1253 | 1253 | 74.59 | 80.89 | 2 | 4.3
2030 | MISO_IN_2_PJM_ROR | MISO_IN | PJM_ROR | Internal | Shoulder | B13 | 600 | 1253 | 1253 | 73.72 | 78.08 | 2 | 2.36
2030 | MISO_IN_2_PJM_ROR | MISO_IN | PJM_ROR | Internal | Shoulder | B14 | 900 | 1253 | 1253 | 66.9 | 76.9 | 2 | 8
2030 | MISO_IN_2_PJM_ROR | MISO_IN | PJM_ROR | Internal | Shoulder | B15 | 1203 | 1253 | 0 | 66.9 | 67.88 | 2 | 0
2030 | MISO_IN_2_PJM_ROR | MISO_IN | PJM_ROR | Internal | Summer | B1 | 10 | 1253 | 1250.45 | 123.72 | 125.73 | 2 | 0.02
2030 | MISO_IN_2_PJM_ROR | MISO_IN | PJM_ROR | Internal | Summer | B2 | 25 | 1253 | 340.38 | 121.53 | 123.53 | 2 | 0
2030 | MISO_IN_2_PJM_ROR | MISO_IN | PJM_ROR | Internal | Summer | B3 | 75 | 1253 | 0 | 122.41 | 123.53 | 2 | 0
2030 | MISO_IN_2_PJM_ROR | MISO_IN | PJM_ROR | Internal | Summer | B4 | 100 | 1253 | 957.83 | 121.53 | 123.53 | 2 | 0
2030 | MISO_IN_2_PJM_ROR | MISO_IN | PJM_ROR | Internal | Summer | B5 | 200 | 1253 | 726.87 | 115.43 | 117.43 | 2 | 0
2030 | MISO_IN_2_PJM_ROR | MISO_IN | PJM_ROR | Internal | Summer | B6 | 300 | 1253 | 1113.61 | 102 | 104 | 2 | 0
2030 | MISO_IN_2_PJM_ROR | MISO_IN | PJM_ROR | Internal | Summer | B7 | 400 | 1253 | 715.6 | 86.49 | 88.49 | 2 | 0
2030 | MISO_IN_2_PJM_ROR | MISO_IN | PJM_ROR | Internal | Summer | B8 | 500 | 1253 | 774.11 | 77.53 | 79.53 | 2 | 0
2030 | MISO_IN_2_PJM_ROR | MISO_IN | PJM_ROR | Internal | Summer | B9 | 800 | 1253 | 820.87 | 73.14 | 75.14 | 2 | 0
2030 | MISO_IN_2_PJM_ROR | MISO_IN | PJM_ROR | Internal | Summer | B10 | 1262 | 1253 | 0 | 65.55 | 65.81 | 2 | 0
2030 | MISO_IN_2_PJM_ROR | MISO_IN | PJM_ROR | Internal | Winter | B16 | 25 | 1253 | 1253 | 74.39 | 89.07 | 2 | 12.68
2030 | MISO_IN_2_PJM_ROR | MISO_IN | PJM_ROR | Internal | Winter | B17 | 100 | 1253 | 1253 | 75.88 | 84.7 | 2 | 6.82
2030 | MISO_IN_2_PJM_ROR | MISO_IN | PJM_ROR | Internal | Winter | B18 | 400 | 1253 | 1253 | 74.39 | 80.76 | 2 | 4.37
2030 | MISO_IN_2_PJM_ROR | MISO_IN | PJM_ROR | Internal | Winter | B19 | 700 | 1253 | 1253 | 71.89 | 80.52 | 2 | 6.63
2030 | MISO_IN_2_PJM_ROR | MISO_IN | PJM_ROR | Internal | Winter | B20 | 935 | 1253 | 0 | 69.54 | 71.27 | 2 | 0
2030 | MISO_MI_2_IESO | MISO_MI | IESO | Internal | Shoulder | B11 | 25 | 2331 | 0 | 81.92 | 61.07 | 8 | 0
2030 | MISO_MI_2_IESO | MISO_MI | IESO | Internal | Shoulder | B12 | 200 | 2331 | 0 | 76.67 | 61.07 | 8 | 0
2030 | MISO_MI_2_IESO | MISO_MI | IESO | Internal | Shoulder | B13 | 600 | 2331 | 0 | 76.08 | 61.07 | 8 | 0
2030 | MISO_MI_2_IESO | MISO_MI | IESO | Internal | Shoulder | B14 | 900 | 2331 | 0 | 68.07 | 61.07 | 8 | 0
2030 | MISO_MI_2_IESO | MISO_MI | IESO | Internal | Shoulder | B15 | 1203 | 2331 | 0 | 66.91 | 61.07 | 8 | 0
2030 | MISO_MI_2_IESO | MISO_MI | IESO | Internal | Summer | B1 | 10 | 2331 | 0 | 123.73 | 102.86 | 8 | 0
2030 | MISO_MI_2_IESO | MISO_MI | IESO | Internal | Summer | B2 | 25 | 2331 | 0 | 121.54 | 101.84 | 8 | 0
2030 | MISO_MI_2_IESO | MISO_MI | IESO | Internal | Summer | B3 | 75 | 2331 | 0 | 122.42 | 89.87 | 8 | 0
2030 | MISO_MI_2_IESO | MISO_MI | IESO | Internal | Summer | B4 | 100 | 2331 | 0 | 121.54 | 76.85 | 8 | 0
2030 | MISO_MI_2_IESO | MISO_MI | IESO | Internal | Summer | B5 | 200 | 2331 | 0 | 115.44 | 76.18 | 8 | 0
2030 | MISO_MI_2_IESO | MISO_MI | IESO | Internal | Summer | B6 | 300 | 2331 | 0 | 102 | 58.56 | 8 | 0
2030 | MISO_MI_2_IESO | MISO_MI | IESO | Internal | Summer | B7 | 400 | 2331 | 0 | 86.5 | 58.56 | 8 | 0
2030 | MISO_MI_2_IESO | MISO_MI | IESO | Internal | Summer | B8 | 500 | 2331 | 0 | 77.54 | 58.56 | 8 | 0
2030 | MISO_MI_2_IESO | MISO_MI | IESO | Internal | Summer | B9 | 800 | 2331 | 0 | 73.16 | 58.56 | 8 | 0
2030 | MISO_MI_2_IESO | MISO_MI | IESO | Internal | Summer | B10 | 1262 | 2331 | 0 | 65.56 | 58.56 | 8 | 0
2030 | MISO_MI_2_IESO | MISO_MI | IESO | Internal | Winter | B16 | 25 | 2331 | 0 | 79.81 | 62.55 | 8 | 0
2030 | MISO_MI_2_IESO | MISO_MI | IESO | Internal | Winter | B17 | 100 | 2331 | 0 | 79.23 | 62.55 | 8 | 0
2030 | MISO_MI_2_IESO | MISO_MI | IESO | Internal | Winter | B18 | 400 | 2331 | 0 | 78.76 | 62.55 | 8 | 0
2030 | MISO_MI_2_IESO | MISO_MI | IESO | Internal | Winter | B19 | 700 | 2331 | 0 | 71.9 | 62.55 | 8 | 0
2030 | MISO_MI_2_IESO | MISO_MI | IESO | Internal | Winter | B20 | 935 | 2331 | 0 | 69.55 | 62.55 | 8 | 0
2030 | MISO_MI_2_MISO_IN | MISO_MI | MISO_IN | Internal | Shoulder | B11 | 25 | 2813 | 0 | 81.92 | 77 | 0.01 | 0
2030 | MISO_MI_2_MISO_IN | MISO_MI | MISO_IN | Internal | Shoulder | B12 | 200 | 2813 | 0 | 76.67 | 74.59 | 0.01 | 0
2030 | MISO_MI_2_MISO_IN | MISO_MI | MISO_IN | Internal | Shoulder | B13 | 600 | 2813 | 0 | 76.08 | 73.72 | 0.01 | 0
2030 | MISO_MI_2_MISO_IN | MISO_MI | MISO_IN | Internal | Shoulder | B14 | 900 | 2813 | 0 | 68.07 | 66.9 | 0.01 | 0
2030 | MISO_MI_2_MISO_IN | MISO_MI | MISO_IN | Internal | Shoulder | B15 | 1203 | 2813 | 0.01 | 66.91 | 66.9 | 0.01 | 0
2030 | MISO_MI_2_MISO_IN | MISO_MI | MISO_IN | Internal | Summer | B1 | 10 | 2813 | 1.25 | 123.73 | 123.72 | 0.01 | 0
2030 | MISO_MI_2_MISO_IN | MISO_MI | MISO_IN | Internal | Summer | B2 | 25 | 2813 | 0.56 | 121.54 | 121.53 | 0.01 | 0
2030 | MISO_MI_2_MISO_IN | MISO_MI | MISO_IN | Internal | Summer | B3 | 75 | 2813 | 0.2 | 122.42 | 122.41 | 0.01 | 0
2030 | MISO_MI_2_MISO_IN | MISO_MI | MISO_IN | Internal | Summer | B4 | 100 | 2813 | 0.16 | 121.54 | 121.53 | 0.01 | 0
2030 | MISO_MI_2_MISO_IN | MISO_MI | MISO_IN | Internal | Summer | B5 | 200 | 2813 | 0.08 | 115.44 | 115.43 | 0.01 | 0
2030 | MISO_MI_2_MISO_IN | MISO_MI | MISO_IN | Internal | Summer | B6 | 300 | 2813 | 0.1 | 102 | 102 | 0.01 | 0
2030 | MISO_MI_2_MISO_IN | MISO_MI | MISO_IN | Internal | Summer | B7 | 400 | 2813 | 0.04 | 86.5 | 86.49 | 0.01 | 0
2030 | MISO_MI_2_MISO_IN | MISO_MI | MISO_IN | Internal | Summer | B8 | 500 | 2813 | 0.03 | 77.54 | 77.53 | 0.01 | 0
2030 | MISO_MI_2_MISO_IN | MISO_MI | MISO_IN | Internal | Summer | B9 | 800 | 2813 | 0.02 | 73.16 | 73.14 | 0.01 | 0
2030 | MISO_MI_2_MISO_IN | MISO_MI | MISO_IN | Internal | Summer | B10 | 1262 | 2813 | 0.01 | 65.56 | 65.55 | 0.01 | 0
2030 | MISO_MI_2_MISO_IN | MISO_MI | MISO_IN | Internal | Winter | B16 | 25 | 2813 | 0 | 79.81 | 74.39 | 0.01 | 0
2030 | MISO_MI_2_MISO_IN | MISO_MI | MISO_IN | Internal | Winter | B17 | 100 | 2813 | 0 | 79.23 | 75.88 | 0.01 | 0
2030 | MISO_MI_2_MISO_IN | MISO_MI | MISO_IN | Internal | Winter | B18 | 400 | 2813 | 0 | 78.76 | 74.39 | 0.01 | 0
2030 | MISO_MI_2_MISO_IN | MISO_MI | MISO_IN | Internal | Winter | B19 | 700 | 2813 | 0.03 | 71.9 | 71.89 | 0.01 | 0
2030 | MISO_MI_2_MISO_IN | MISO_MI | MISO_IN | Internal | Winter | B20 | 935 | 2813 | 0.02 | 69.55 | 69.54 | 0.01 | 0
2030 | MISO_MI_2_MISO_WUMS | MISO_MI | MISO_WUMS | Internal | Shoulder | B11 | 25 | 805 | 804.99 | 81.92 | 83.1 | 0.01 | 1.17
2030 | MISO_MI_2_MISO_WUMS | MISO_MI | MISO_WUMS | Internal | Shoulder | B12 | 200 | 805 | 315.99 | 76.67 | 76.68 | 0.01 | 0
2030 | MISO_MI_2_MISO_WUMS | MISO_MI | MISO_WUMS | Internal | Shoulder | B13 | 600 | 805 | 0.05 | 76.08 | 76.08 | 0.01 | 0
2030 | MISO_MI_2_MISO_WUMS | MISO_MI | MISO_WUMS | Internal | Shoulder | B14 | 900 | 805 | 0.02 | 68.07 | 68.06 | 0.01 | 0
2030 | MISO_MI_2_MISO_WUMS | MISO_MI | MISO_WUMS | Internal | Shoulder | B15 | 1203 | 805 | 0 | 66.91 | 66.65 | 0.01 | 0
2030 | MISO_MI_2_MISO_WUMS | MISO_MI | MISO_WUMS | Internal | Summer | B1 | 10 | 805 | 0.58 | 123.73 | 123.73 | 0.01 | 0
2030 | MISO_MI_2_MISO_WUMS | MISO_MI | MISO_WUMS | Internal | Summer | B2 | 25 | 805 | 0.55 | 121.54 | 121.53 | 0.01 | 0
2030 | MISO_MI_2_MISO_WUMS | MISO_MI | MISO_WUMS | Internal | Summer | B3 | 75 | 805 | 0.25 | 122.42 | 122.41 | 0.01 | 0
2030 | MISO_MI_2_MISO_WUMS | MISO_MI | MISO_WUMS | Internal | Summer | B4 | 100 | 805 | 0.15 | 121.54 | 121.53 | 0.01 | 0
2030 | MISO_MI_2_MISO_WUMS | MISO_MI | MISO_WUMS | Internal | Summer | B5 | 200 | 805 | 0.07 | 115.44 | 115.43 | 0.01 | 0
2030 | MISO_MI_2_MISO_WUMS | MISO_MI | MISO_WUMS | Internal | Summer | B6 | 300 | 805 | 0.05 | 102 | 101.99 | 0.01 | 0
2030 | MISO_MI_2_MISO_WUMS | MISO_MI | MISO_WUMS | Internal | Summer | B7 | 400 | 805 | 0.03 | 86.5 | 86.48 | 0.01 | 0
2030 | MISO_MI_2_MISO_WUMS | MISO_MI | MISO_WUMS | Internal | Summer | B8 | 500 | 805 | 0.02 | 77.54 | 77.52 | 0.01 | 0
2030 | MISO_MI_2_MISO_WUMS | MISO_MI | MISO_WUMS | Internal | Summer | B9 | 800 | 805 | 0.02 | 73.16 | 73.14 | 0.01 | 0
2030 | MISO_MI_2_MISO_WUMS | MISO_MI | MISO_WUMS | Internal | Summer | B10 | 1262 | 805 | 0 | 65.56 | 65.29 | 0.01 | 0
2030 | MISO_MI_2_MISO_WUMS | MISO_MI | MISO_WUMS | Internal | Winter | B16 | 25 | 805 | 0.52 | 79.81 | 79.8 | 0.01 | 0
2030 | MISO_MI_2_MISO_WUMS | MISO_MI | MISO_WUMS | Internal | Winter | B17 | 100 | 805 | 214.67 | 79.23 | 79.24 | 0.01 | 0
2030 | MISO_MI_2_MISO_WUMS | MISO_MI | MISO_WUMS | Internal | Winter | B18 | 400 | 805 | 0.04 | 78.76 | 78.75 | 0.01 | 0
2030 | MISO_MI_2_MISO_WUMS | MISO_MI | MISO_WUMS | Internal | Winter | B19 | 700 | 805 | 22.64 | 71.9 | 71.91 | 0.01 | 0
2030 | MISO_MI_2_MISO_WUMS | MISO_MI | MISO_WUMS | Internal | Winter | B20 | 935 | 805 | 0 | 69.55 | 69.27 | 0.01 | 0
2030 | MISO_MI_2_PJM_ROR | MISO_MI | PJM_ROR | Internal | Shoulder | B11 | 25 | 1424 | 1423.99 | 81.92 | 85.11 | 2 | 1.19
2030 | MISO_MI_2_PJM_ROR | MISO_MI | PJM_ROR | Internal | Shoulder | B12 | 200 | 1424 | 1424 | 76.67 | 80.89 | 2 | 2.22
2030 | MISO_MI_2_PJM_ROR | MISO_MI | PJM_ROR | Internal | Shoulder | B13 | 600 | 1424 | 631.2 | 76.08 | 78.08 | 2 | 0
2030 | MISO_MI_2_PJM_ROR | MISO_MI | PJM_ROR | Internal | Shoulder | B14 | 900 | 1424 | 1424 | 68.07 | 76.9 | 2 | 6.83
2030 | MISO_MI_2_PJM_ROR | MISO_MI | PJM_ROR | Internal | Shoulder | B15 | 1203 | 1424 | 0 | 66.91 | 67.88 | 2 | 0
2030 | MISO_MI_2_PJM_ROR | MISO_MI | PJM_ROR | Internal | Summer | B1 | 10 | 1424 | 1414.58 | 123.73 | 125.73 | 2 | 0
2030 | MISO_MI_2_PJM_ROR | MISO_MI | PJM_ROR | Internal | Summer | B2 | 25 | 1424 | 0.97 | 121.54 | 123.53 | 2 | 0
2030 | MISO_MI_2_PJM_ROR | MISO_MI | PJM_ROR | Internal | Summer | B3 | 75 | 1424 | 0 | 122.42 | 123.53 | 2 | 0
2030 | MISO_MI_2_PJM_ROR | MISO_MI | PJM_ROR | Internal | Summer | B4 | 100 | 1424 | 0.31 | 121.54 | 123.53 | 2 | 0
2030 | MISO_MI_2_PJM_ROR | MISO_MI | PJM_ROR | Internal | Summer | B5 | 200 | 1424 | 0.15 | 115.44 | 117.43 | 2 | 0
2030 | MISO_MI_2_PJM_ROR | MISO_MI | PJM_ROR | Internal | Summer | B6 | 300 | 1424 | 157.33 | 102 | 104 | 2 | 0
2030 | MISO_MI_2_PJM_ROR | MISO_MI | PJM_ROR | Internal | Summer | B7 | 400 | 1424 | 0.08 | 86.5 | 88.49 | 2 | 0
2030 | MISO_MI_2_PJM_ROR | MISO_MI | PJM_ROR | Internal | Summer | B8 | 500 | 1424 | 0.07 | 77.54 | 79.53 | 2 | 0
2030 | MISO_MI_2_PJM_ROR | MISO_MI | PJM_ROR | Internal | Summer | B9 | 800 | 1424 | 0.04 | 73.16 | 75.14 | 2 | 0
2030 | MISO_MI_2_PJM_ROR | MISO_MI | PJM_ROR | Internal | Summer | B10 | 1262 | 1424 | 0 | 65.56 | 65.81 | 2 | 0
2030 | MISO_MI_2_PJM_ROR | MISO_MI | PJM_ROR | Internal | Winter | B16 | 25 | 1424 | 1424 | 79.81 | 89.07 | 2 | 7.26
2030 | MISO_MI_2_PJM_ROR | MISO_MI | PJM_ROR | Internal | Winter | B17 | 100 | 1424 | 1424 | 79.23 | 84.7 | 2 | 3.47
2030 | MISO_MI_2_PJM_ROR | MISO_MI | PJM_ROR | Internal | Winter | B18 | 400 | 1424 | 1324.42 | 78.76 | 80.76 | 2 | 0
2030 | MISO_MI_2_PJM_ROR | MISO_MI | PJM_ROR | Internal | Winter | B19 | 700 | 1424 | 1424 | 71.9 | 80.52 | 2 | 6.62
2030 | MISO_MI_2_PJM_ROR | MISO_MI | PJM_ROR | Internal | Winter | B20 | 935 | 1424 | 0 | 69.55 | 71.27 | 2 | 0
2030 | MISO_MO-IL_2_ENT | MISO_MO-IL | ENT | Internal | Shoulder | B11 | 25 | 2540 | 0 | 83.11 | 83.11 | 8 | 0
2030 | MISO_MO-IL_2_ENT | MISO_MO-IL | ENT | Internal | Shoulder | B12 | 200 | 2540 | 0 | 74.61 | 74.61 | 8 | 0
2030 | MISO_MO-IL_2_ENT | MISO_MO-IL | ENT | Internal | Shoulder | B13 | 600 | 2540 | 0 | 73.73 | 73.73 | 8 | 0
2030 | MISO_MO-IL_2_ENT | MISO_MO-IL | ENT | Internal | Shoulder | B14 | 900 | 2540 | 0 | 66.88 | 58.88 | 8 | 0
2030 | MISO_MO-IL_2_ENT | MISO_MO-IL | ENT | Internal | Shoulder | B15 | 1203 | 2540 | 0 | 62.8 | 30.63 | 8 | 0
2030 | MISO_MO-IL_2_ENT | MISO_MO-IL | ENT | Internal | Summer | B1 | 10 | 2540 | 0 | 123.73 | 82.83 | 8 | 0
2030 | MISO_MO-IL_2_ENT | MISO_MO-IL | ENT | Internal | Summer | B2 | 25 | 2540 | 0 | 121.54 | 121.53 | 8 | 0
2030 | MISO_MO-IL_2_ENT | MISO_MO-IL | ENT | Internal | Summer | B3 | 75 | 2540 | 0 | 122.43 | 122.43 | 8 | 0
2030 | MISO_MO-IL_2_ENT | MISO_MO-IL | ENT | Internal | Summer | B4 | 100 | 2540 | 0 | 121.54 | 121.54 | 8 | 0
2030 | MISO_MO-IL_2_ENT | MISO_MO-IL | ENT | Internal | Summer | B5 | 200 | 2540 | 0 | 115.44 | 115.44 | 8 | 0
2030 | MISO_MO-IL_2_ENT | MISO_MO-IL | ENT | Internal | Summer | B6 | 300 | 2540 | 0 | 102.01 | 102.01 | 8 | 0
2030 | MISO_MO-IL_2_ENT | MISO_MO-IL | ENT | Internal | Summer | B7 | 400 | 2540 | 0 | 86.5 | 86.5 | 8 | 0
2030 | MISO_MO-IL_2_ENT | MISO_MO-IL | ENT | Internal | Summer | B8 | 500 | 2540 | 0 | 77.54 | 78.13 | 8 | 0
2030 | MISO_MO-IL_2_ENT | MISO_MO-IL | ENT | Internal | Summer | B9 | 800 | 2540 | 0 | 73.16 | 75.16 | 8 | 0
2030 | MISO_MO-IL_2_ENT | MISO_MO-IL | ENT | Internal | Summer | B10 | 1262 | 2540 | 0 | 65.56 | 65.56 | 8 | 0
2030 | MISO_MO-IL_2_ENT | MISO_MO-IL | ENT | Internal | Winter | B16 | 25 | 2540 | 0 | 74.4 | 74.4 | 8 | 0
2030 | MISO_MO-IL_2_ENT | MISO_MO-IL | ENT | Internal | Winter | B17 | 100 | 2540 | 0 | 75.89 | 71.9 | 8 | 0
2030 | MISO_MO-IL_2_ENT | MISO_MO-IL | ENT | Internal | Winter | B18 | 400 | 2540 | 0 | 74.4 | 74.4 | 8 | 0
2030 | MISO_MO-IL_2_ENT | MISO_MO-IL | ENT | Internal | Winter | B19 | 700 | 2540 | 0 | 71.9 | 71.9 | 8 | 0
2030 | MISO_MO-IL_2_ENT | MISO_MO-IL | ENT | Internal | Winter | B20 | 935 | 2540 | 0 | 64.98 | 23.87 | 8 | 0
2030 | MISO_MO-IL_2_MISO_IN | MISO_MO-IL | MISO_IN | Internal | Shoulder | B11 | 25 | 2100 | 0 | 83.11 | 77 | 0.01 | 0
2030 | MISO_MO-IL_2_MISO_IN | MISO_MO-IL | MISO_IN | Internal | Shoulder | B12 | 200 | 2100 | 0.08 | 74.61 | 74.59 | 0.01 | 0
2030 | MISO_MO-IL_2_MISO_IN | MISO_MO-IL | MISO_IN | Internal | Shoulder | B13 | 600 | 2100 | 0.03 | 73.73 | 73.72 | 0.01 | 0
2030 | MISO_MO-IL_2_MISO_IN | MISO_MO-IL | MISO_IN | Internal | Shoulder | B14 | 900 | 2100 | 1247.12 | 66.88 | 66.9 | 0.01 | 0
2030 | MISO_MO-IL_2_MISO_IN | MISO_MO-IL | MISO_IN | Internal | Shoulder | B15 | 1203 | 2100 | 2100 | 62.8 | 66.9 | 0.01 | 4.09
2030 | MISO_MO-IL_2_MISO_IN | MISO_MO-IL | MISO_IN | Internal | Summer | B1 | 10 | 2100 | 1.17 | 123.73 | 123.72 | 0.01 | 0
2030 | MISO_MO-IL_2_MISO_IN | MISO_MO-IL | MISO_IN | Internal | Summer | B2 | 25 | 2100 | 0.6 | 121.54 | 121.53 | 0.01 | 0
2030 | MISO_MO-IL_2_MISO_IN | MISO_MO-IL | MISO_IN | Internal | Summer | B3 | 75 | 2100 | 0.12 | 122.43 | 122.41 | 0.01 | 0
2030 | MISO_MO-IL_2_MISO_IN | MISO_MO-IL | MISO_IN | Internal | Summer | B4 | 100 | 2100 | 0.15 | 121.54 | 121.53 | 0.01 | 0
2030 | MISO_MO-IL_2_MISO_IN | MISO_MO-IL | MISO_IN | Internal | Summer | B5 | 200 | 2100 | 0.07 | 115.44 | 115.43 | 0.01 | 0
2030 | MISO_MO-IL_2_MISO_IN | MISO_MO-IL | MISO_IN | Internal | Summer | B6 | 300 | 2100 | 0.05 | 102.01 | 102 | 0.01 | 0
2030 | MISO_MO-IL_2_MISO_IN | MISO_MO-IL | MISO_IN | Internal | Summer | B7 | 400 | 2100 | 0.04 | 86.5 | 86.49 | 0.01 | 0
2030 | MISO_MO-IL_2_MISO_IN | MISO_MO-IL | MISO_IN | Internal | Summer | B8 | 500 | 2100 | 0.03 | 77.54 | 77.53 | 0.01 | 0
2030 | MISO_MO-IL_2_MISO_IN | MISO_MO-IL | MISO_IN | Internal | Summer | B9 | 800 | 2100 | 0.02 | 73.16 | 73.14 | 0.01 | 0
2030 | MISO_MO-IL_2_MISO_IN | MISO_MO-IL | MISO_IN | Internal | Summer | B10 | 1262 | 2100 | 0.01 | 65.56 | 65.55 | 0.01 | 0
2030 | MISO_MO-IL_2_MISO_IN | MISO_MO-IL | MISO_IN | Internal | Winter | B16 | 25 | 2100 | 0.58 | 74.4 | 74.39 | 0.01 | 0
2030 | MISO_MO-IL_2_MISO_IN | MISO_MO-IL | MISO_IN | Internal | Winter | B17 | 100 | 2100 | 0.16 | 75.89 | 75.88 | 0.01 | 0
2030 | MISO_MO-IL_2_MISO_IN | MISO_MO-IL | MISO_IN | Internal | Winter | B18 | 400 | 2100 | 0.04 | 74.4 | 74.39 | 0.01 | 0
2030 | MISO_MO-IL_2_MISO_IN | MISO_MO-IL | MISO_IN | Internal | Winter | B19 | 700 | 2100 | 0.02 | 71.9 | 71.89 | 0.01 | 0
2030 | MISO_MO-IL_2_MISO_IN | MISO_MO-IL | MISO_IN | Internal | Winter | B20 | 935 | 2100 | 2100 | 64.98 | 69.54 | 0.01 | 4.55
2030 | MISO_MO-IL_2_MISO_W | MISO_MO-IL | MISO_W | Internal | Shoulder | B11 | 25 | 1082 | 1 | 83.11 | 83.11 | 0.01 | 0
2030 | MISO_MO-IL_2_MISO_W | MISO_MO-IL | MISO_W | Internal | Shoulder | B12 | 200 | 1082 | 0.16 | 74.61 | 74.61 | 0.01 | 0
2030 | MISO_MO-IL_2_MISO_W | MISO_MO-IL | MISO_W | Internal | Shoulder | B13 | 600 | 1082 | 0.03 | 73.73 | 73.72 | 0.01 | 0
2030 | MISO_MO-IL_2_MISO_W | MISO_MO-IL | MISO_W | Internal | Shoulder | B14 | 900 | 1082 | 0 | 66.88 | 65.87 | 0.01 | 0
2030 | MISO_MO-IL_2_MISO_W | MISO_MO-IL | MISO_W | Internal | Shoulder | B15 | 1203 | 1082 | 0 | 62.8 | 12.01 | 0.01 | 0
2030 | MISO_MO-IL_2_MISO_W | MISO_MO-IL | MISO_W | Internal | Summer | B1 | 10 | 1082 | 3.06 | 123.73 | 123.73 | 0.01 | 0
2030 | MISO_MO-IL_2_MISO_W | MISO_MO-IL | MISO_W | Internal | Summer | B2 | 25 | 1082 | 0.52 | 121.54 | 121.53 | 0.01 | 0
2030 | MISO_MO-IL_2_MISO_W | MISO_MO-IL | MISO_W | Internal | Summer | B3 | 75 | 1082 | 0.2 | 122.43 | 122.42 | 0.01 | 0
2030 | MISO_MO-IL_2_MISO_W | MISO_MO-IL | MISO_W | Internal | Summer | B4 | 100 | 1082 | 0.15 | 121.54 | 121.53 | 0.01 | 0
2030 | MISO_MO-IL_2_MISO_W | MISO_MO-IL | MISO_W | Internal | Summer | B5 | 200 | 1082 | 0.07 | 115.44 | 115.43 | 0.01 | 0
2030 | MISO_MO-IL_2_MISO_W | MISO_MO-IL | MISO_W | Internal | Summer | B6 | 300 | 1082 | 0.05 | 102.01 | 102 | 0.01 | 0
2030 | MISO_MO-IL_2_MISO_W | MISO_MO-IL | MISO_W | Internal | Summer | B7 | 400 | 1082 | 0.04 | 86.5 | 86.49 | 0.01 | 0
2030 | MISO_MO-IL_2_MISO_W | MISO_MO-IL | MISO_W | Internal | Summer | B8 | 500 | 1082 | 0.03 | 77.54 | 77.53 | 0.01 | 0
2030 | MISO_MO-IL_2_MISO_W | MISO_MO-IL | MISO_W | Internal | Summer | B9 | 800 | 1082 | 0.02 | 73.16 | 73.14 | 0.01 | 0
2030 | MISO_MO-IL_2_MISO_W | MISO_MO-IL | MISO_W | Internal | Summer | B10 | 1262 | 1082 | 0 | 65.56 | 63.81 | 0.01 | 0
2030 | MISO_MO-IL_2_MISO_W | MISO_MO-IL | MISO_W | Internal | Winter | B16 | 25 | 1082 | 0 | 74.4 | 54.55 | 0.01 | 0
2030 | MISO_MO-IL_2_MISO_W | MISO_MO-IL | MISO_W | Internal | Winter | B17 | 100 | 1082 | 0 | 75.89 | 59.89 | 0.01 | 0
2030 | MISO_MO-IL_2_MISO_W | MISO_MO-IL | MISO_W | Internal | Winter | B18 | 400 | 1082 | 0.04 | 74.4 | 74.39 | 0.01 | 0
2030 | MISO_MO-IL_2_MISO_W | MISO_MO-IL | MISO_W | Internal | Winter | B19 | 700 | 1082 | 0.02 | 71.9 | 71.89 | 0.01 | 0
2030 | MISO_MO-IL_2_MISO_W | MISO_MO-IL | MISO_W | Internal | Winter | B20 | 935 | 1082 | 0 | 64.98 | 30.84 | 0.01 | 0
2030 | MISO_MO-IL_2_PJM_ROR | MISO_MO-IL | PJM_ROR | Internal | Shoulder | B11 | 25 | 1212 | 103.98 | 83.11 | 85.11 | 2 | 0
2030 | MISO_MO-IL_2_PJM_ROR | MISO_MO-IL | PJM_ROR | Internal | Shoulder | B12 | 200 | 1212 | 1212 | 74.61 | 80.89 | 2 | 4.28
2030 | MISO_MO-IL_2_PJM_ROR | MISO_MO-IL | PJM_ROR | Internal | Shoulder | B13 | 600 | 1212 | 1212 | 73.73 | 78.08 | 2 | 2.35
2030 | MISO_MO-IL_2_PJM_ROR | MISO_MO-IL | PJM_ROR | Internal | Shoulder | B14 | 900 | 1212 | 1212 | 66.88 | 76.9 | 2 | 8.02
2030 | MISO_MO-IL_2_PJM_ROR | MISO_MO-IL | PJM_ROR | Internal | Shoulder | B15 | 1203 | 1212 | 1212 | 62.8 | 67.88 | 2 | 3.08
2030 | MISO_MO-IL_2_PJM_ROR | MISO_MO-IL | PJM_ROR | Internal | Summer | B1 | 10 | 1212 | 1051.64 | 123.73 | 125.73 | 2 | 0
2030 | MISO_MO-IL_2_PJM_ROR | MISO_MO-IL | PJM_ROR | Internal | Summer | B2 | 25 | 1212 | 0.99 | 121.54 | 123.53 | 2 | 0
2030 | MISO_MO-IL_2_PJM_ROR | MISO_MO-IL | PJM_ROR | Internal | Summer | B3 | 75 | 1212 | 0 | 122.43 | 123.53 | 2 | 0
2030 | MISO_MO-IL_2_PJM_ROR | MISO_MO-IL | PJM_ROR | Internal | Summer | B4 | 100 | 1212 | 0.3 | 121.54 | 123.53 | 2 | 0
2030 | MISO_MO-IL_2_PJM_ROR | MISO_MO-IL | PJM_ROR | Internal | Summer | B5 | 200 | 1212 | 0.14 | 115.44 | 117.43 | 2 | 0
2030 | MISO_MO-IL_2_PJM_ROR | MISO_MO-IL | PJM_ROR | Internal | Summer | B6 | 300 | 1212 | 0.11 | 102.01 | 104 | 2 | 0
2030 | MISO_MO-IL_2_PJM_ROR | MISO_MO-IL | PJM_ROR | Internal | Summer | B7 | 400 | 1212 | 0.08 | 86.5 | 88.49 | 2 | 0
2030 | MISO_MO-IL_2_PJM_ROR | MISO_MO-IL | PJM_ROR | Internal | Summer | B8 | 500 | 1212 | 0.07 | 77.54 | 79.53 | 2 | 0
2030 | MISO_MO-IL_2_PJM_ROR | MISO_MO-IL | PJM_ROR | Internal | Summer | B9 | 800 | 1212 | 0.04 | 73.16 | 75.14 | 2 | 0
2030 | MISO_MO-IL_2_PJM_ROR | MISO_MO-IL | PJM_ROR | Internal | Summer | B10 | 1262 | 1212 | 0 | 65.56 | 65.81 | 2 | 0
2030 | MISO_MO-IL_2_PJM_ROR | MISO_MO-IL | PJM_ROR | Internal | Winter | B16 | 25 | 1212 | 1212 | 74.4 | 89.07 | 2 | 12.67
2030 | MISO_MO-IL_2_PJM_ROR | MISO_MO-IL | PJM_ROR | Internal | Winter | B17 | 100 | 1212 | 1212 | 75.89 | 84.7 | 2 | 6.81
2030 | MISO_MO-IL_2_PJM_ROR | MISO_MO-IL | PJM_ROR | Internal | Winter | B18 | 400 | 1212 | 1212 | 74.4 | 80.76 | 2 | 4.36
2030 | MISO_MO-IL_2_PJM_ROR | MISO_MO-IL | PJM_ROR | Internal | Winter | B19 | 700 | 1212 | 1212 | 71.9 | 80.52 | 2 | 6.62
2030 | MISO_MO-IL_2_PJM_ROR | MISO_MO-IL | PJM_ROR | Internal | Winter | B20 | 935 | 1212 | 1212 | 64.98 | 71.27 | 2 | 4.3
2030 | MISO_MO-IL_2_SPP_N | MISO_MO-IL | SPP_N | Internal | Shoulder | B11 | 25 | 4019 | 0 | 83.11 | 78.11 | 8 | 0
2030 | MISO_MO-IL_2_SPP_N | MISO_MO-IL | SPP_N | Internal | Shoulder | B12 | 200 | 4019 | 0 | 74.61 | 69.61 | 8 | 0
2030 | MISO_MO-IL_2_SPP_N | MISO_MO-IL | SPP_N | Internal | Shoulder | B13 | 600 | 4019 | 0 | 73.73 | 68.73 | 8 | 0
2030 | MISO_MO-IL_2_SPP_N | MISO_MO-IL | SPP_N | Internal | Shoulder | B14 | 900 | 4019 | 0 | 66.88 | 53.88 | 8 | 0
2030 | MISO_MO-IL_2_SPP_N | MISO_MO-IL | SPP_N | Internal | Shoulder | B15 | 1203 | 4019 | 0 | 62.8 | 0.02 | 8 | 0
2030 | MISO_MO-IL_2_SPP_N | MISO_MO-IL | SPP_N | Internal | Summer | B1 | 10 | 4019 | 0 | 123.73 | 77.83 | 8 | 0
2030 | MISO_MO-IL_2_SPP_N | MISO_MO-IL | SPP_N | Internal | Summer | B2 | 25 | 4019 | 0 | 121.54 | 116.53 | 8 | 0
2030 | MISO_MO-IL_2_SPP_N | MISO_MO-IL | SPP_N | Internal | Summer | B3 | 75 | 4019 | 0 | 122.43 | 117.43 | 8 | 0
2030 | MISO_MO-IL_2_SPP_N | MISO_MO-IL | SPP_N | Internal | Summer | B4 | 100 | 4019 | 0 | 121.54 | 116.54 | 8 | 0
2030 | MISO_MO-IL_2_SPP_N | MISO_MO-IL | SPP_N | Internal | Summer | B5 | 200 | 4019 | 0 | 115.44 | 110.44 | 8 | 0
2030 | MISO_MO-IL_2_SPP_N | MISO_MO-IL | SPP_N | Internal | Summer | B6 | 300 | 4019 | 0 | 102.01 | 97.01 | 8 | 0
2030 | MISO_MO-IL_2_SPP_N | MISO_MO-IL | SPP_N | Internal | Summer | B7 | 400 | 4019 | 0 | 86.5 | 81.5 | 8 | 0
2030 | MISO_MO-IL_2_SPP_N | MISO_MO-IL | SPP_N | Internal | Summer | B8 | 500 | 4019 | 0 | 77.54 | 73.13 | 8 | 0
2030 | MISO_MO-IL_2_SPP_N | MISO_MO-IL | SPP_N | Internal | Summer | B9 | 800 | 4019 | 0 | 73.16 | 70.16 | 8 | 0
2030 | MISO_MO-IL_2_SPP_N | MISO_MO-IL | SPP_N | Internal | Summer | B10 | 1262 | 4019 | 0 | 65.56 | 60.56 | 8 | 0
2030 | MISO_MO-IL_2_SPP_N | MISO_MO-IL | SPP_N | Internal | Winter | B16 | 25 | 4019 | 0 | 74.4 | 69.39 | 8 | 0
2030 | MISO_MO-IL_2_SPP_N | MISO_MO-IL | SPP_N | Internal | Winter | B17 | 100 | 4019 | 0 | 75.89 | 66.89 | 8 | 0
2030 | MISO_MO-IL_2_SPP_N | MISO_MO-IL | SPP_N | Internal | Winter | B18 | 400 | 4019 | 0 | 74.4 | 69.4 | 8 | 0
2030 | MISO_MO-IL_2_SPP_N | MISO_MO-IL | SPP_N | Internal | Winter | B19 | 700 | 4019 | 0 | 71.9 | 66.9 | 8 | 0
2030 | MISO_MO-IL_2_SPP_N | MISO_MO-IL | SPP_N | Internal | Winter | B20 | 935 | 4019 | 0 | 64.98 | 18.86 | 8 | 0
2030 | MISO_MO-IL_2_TVA_Transmission | MISO_MO-IL | TVA_Transmission | Internal | Shoulder | B11 | 25 | 4000 | 107.56 | 83.11 | 91.11 | 8 | 0
2030 | MISO_MO-IL_2_TVA_Transmission | MISO_MO-IL | TVA_Transmission | Internal | Shoulder | B12 | 200 | 4000 | 0 | 74.61 | 82.32 | 8 | 0
2030 | MISO_MO-IL_2_TVA_Transmission | MISO_MO-IL | TVA_Transmission | Internal | Shoulder | B13 | 600 | 4000 | 0 | 73.73 | 81.32 | 8 | 0
2030 | MISO_MO-IL_2_TVA_Transmission | MISO_MO-IL | TVA_Transmission | Internal | Shoulder | B14 | 900 | 4000 | 572.97 | 66.88 | 74.88 | 8 | 0
2030 | MISO_MO-IL_2_TVA_Transmission | MISO_MO-IL | TVA_Transmission | Internal | Shoulder | B15 | 1203 | 4000 | 3565.6 | 62.8 | 70.8 | 8 | 0
2030 | MISO_MO-IL_2_TVA_Transmission | MISO_MO-IL | TVA_Transmission | Internal | Summer | B1 | 10 | 4000 | 2321.43 | 123.73 | 131.73 | 8 | 0
2030 | MISO_MO-IL_2_TVA_Transmission | MISO_MO-IL | TVA_Transmission | Internal | Summer | B2 | 25 | 4000 | 1.05 | 121.54 | 129.53 | 8 | 0
2030 | MISO_MO-IL_2_TVA_Transmission | MISO_MO-IL | TVA_Transmission | Internal | Summer | B3 | 75 | 4000 | 0 | 122.43 | 129.53 | 8 | 0
2030 | MISO_MO-IL_2_TVA_Transmission | MISO_MO-IL | TVA_Transmission | Internal | Summer | B4 | 100 | 4000 | 0.31 | 121.54 | 129.53 | 8 | 0
2030 | MISO_MO-IL_2_TVA_Transmission | MISO_MO-IL | TVA_Transmission | Internal | Summer | B5 | 200 | 4000 | 0.14 | 115.44 | 123.43 | 8 | 0
2030 | MISO_MO-IL_2_TVA_Transmission | MISO_MO-IL | TVA_Transmission | Internal | Summer | B6 | 300 | 4000 | 0 | 102.01 | 105.82 | 8 | 0
2030 | MISO_MO-IL_2_TVA_Transmission | MISO_MO-IL | TVA_Transmission | Internal | Summer | B7 | 400 | 4000 | 0 | 86.5 | 91.26 | 8 | 0
2030 | MISO_MO-IL_2_TVA_Transmission | MISO_MO-IL | TVA_Transmission | Internal | Summer | B8 | 500 | 4000 | 0 | 77.54 | 82.32 | 8 | 0
2030 | MISO_MO-IL_2_TVA_Transmission | MISO_MO-IL | TVA_Transmission | Internal | Summer | B9 | 800 | 4000 | 0 | 73.16 | 80.13 | 8 | 0
2030 | MISO_MO-IL_2_TVA_Transmission | MISO_MO-IL | TVA_Transmission | Internal | Summer | B10 | 1262 | 4000 | 0 | 65.56 | 71.45 | 8 | 0
2030 | MISO_MO-IL_2_TVA_Transmission | MISO_MO-IL | TVA_Transmission | Internal | Winter | B16 | 25 | 4000 | 4000 | 74.4 | 92.58 | 8 | 10.18
2030 | MISO_MO-IL_2_TVA_Transmission | MISO_MO-IL | TVA_Transmission | Internal | Winter | B17 | 100 | 4000 | 2286.71 | 75.89 | 83.89 | 8 | 0
2030 | MISO_MO-IL_2_TVA_Transmission | MISO_MO-IL | TVA_Transmission | Internal | Winter | B18 | 400 | 4000 | 663.89 | 74.4 | 82.4 | 8 | 0
2030 | MISO_MO-IL_2_TVA_Transmission | MISO_MO-IL | TVA_Transmission | Internal | Winter | B19 | 700 | 4000 | 830.46 | 71.9 | 79.9 | 8 | 0
2030 | MISO_MO-IL_2_TVA_Transmission | MISO_MO-IL | TVA_Transmission | Internal | Winter | B20 | 935 | 4000 | 3790.33 | 64.98 | 72.98 | 8 | 0
2030 | MISO_W_2_IESO | MISO_W | IESO | Internal | Shoulder | B11 | 25 | 157 | 0 | 83.11 | 61.07 | 8 | 0
2030 | MISO_W_2_IESO | MISO_W | IESO | Internal | Shoulder | B12 | 200 | 157 | 0 | 74.61 | 61.07 | 8 | 0
2030 | MISO_W_2_IESO | MISO_W | IESO | Internal | Shoulder | B13 | 600 | 157 | 0 | 73.72 | 61.07 | 8 | 0
2030 | MISO_W_2_IESO | MISO_W | IESO | Internal | Shoulder | B14 | 900 | 157 | 0 | 65.87 | 61.07 | 8 | 0
2030 | MISO_W_2_IESO | MISO_W | IESO | Internal | Shoulder | B15 | 1203 | 157 | 157 | 12.01 | 61.07 | 8 | 41.06
2030 | MISO_W_2_IESO | MISO_W | IESO | Internal | Summer | B1 | 10 | 157 | 0 | 123.73 | 102.86 | 8 | 0
2030 | MISO_W_2_IESO | MISO_W | IESO | Internal | Summer | B2 | 25 | 157 | 0 | 121.53 | 101.84 | 8 | 0
2030 | MISO_W_2_IESO | MISO_W | IESO | Internal | Summer | B3 | 75 | 157 | 0 | 122.42 | 89.87 | 8 | 0
2030 | MISO_W_2_IESO | MISO_W | IESO | Internal | Summer | B4 | 100 | 157 | 0 | 121.53 | 76.85 | 8 | 0
2030 | MISO_W_2_IESO | MISO_W | IESO | Internal | Summer | B5 | 200 | 157 | 0 | 115.43 | 76.18 | 8 | 0
2030 | MISO_W_2_IESO | MISO_W | IESO | Internal | Summer | B6 | 300 | 157 | 0 | 102 | 58.56 | 8 | 0
2030 | MISO_W_2_IESO | MISO_W | IESO | Internal | Summer | B7 | 400 | 157 | 0 | 86.49 | 58.56 | 8 | 0
2030 | MISO_W_2_IESO | MISO_W | IESO | Internal | Summer | B8 | 500 | 157 | 0 | 77.53 | 58.56 | 8 | 0
2030 | MISO_W_2_IESO | MISO_W | IESO | Internal | Summer | B9 | 800 | 157 | 0 | 73.14 | 58.56 | 8 | 0
2030 | MISO_W_2_IESO | MISO_W | IESO | Internal | Summer | B10 | 1262 | 157 | 0 | 63.81 | 58.56 | 8 | 0
2030 | MISO_W_2_IESO | MISO_W | IESO | Internal | Winter | B16 | 25 | 157 | 103.4 | 54.55 | 62.55 | 8 | 0
2030 | MISO_W_2_IESO | MISO_W | IESO | Internal | Winter | B17 | 100 | 157 | 0 | 59.89 | 62.55 | 8 | 0
2030 | MISO_W_2_IESO | MISO_W | IESO | Internal | Winter | B18 | 400 | 157 | 0 | 74.39 | 62.55 | 8 | 0
2030 | MISO_W_2_IESO | MISO_W | IESO | Internal | Winter | B19 | 700 | 157 | 0 | 71.89 | 62.55 | 8 | 0
2030 | MISO_W_2_IESO | MISO_W | IESO | Internal | Winter | B20 | 935 | 157 | 157 | 30.84 | 62.55 | 8 | 23.71
2030 | MISO_W_2_MAPP_CA | MISO_W | MAPP_CA | Internal | Shoulder | B11 | 25 | 700 | 0 | 83.11 | 52.76 | 0.01 | 0
2030 | MISO_W_2_MAPP_CA | MISO_W | MAPP_CA | Internal | Shoulder | B12 | 200 | 700 | 0 | 74.61 | 53.07 | 0.01 | 0
2030 | MISO_W_2_MAPP_CA | MISO_W | MAPP_CA | Internal | Shoulder | B13 | 600 | 700 | 0 | 73.72 | 53.07 | 0.01 | 0
2030 | MISO_W_2_MAPP_CA | MISO_W | MAPP_CA | Internal | Shoulder | B14 | 900 | 700 | 0 | 65.87 | 52.76 | 0.01 | 0
2030 | MISO_W_2_MAPP_CA | MISO_W | MAPP_CA | Internal | Shoulder | B15 | 1203 | 700 | 700 | 12.01 | 52.76 | 0.01 | 40.74
2030 | MISO_W_2_MAPP_CA | MISO_W | MAPP_CA | Internal | Summer | B1 | 10 | 700 | 0 | 123.73 | 63.8 | 0.01 | 0
2030 | MISO_W_2_MAPP_CA | MISO_W | MAPP_CA | Internal | Summer | B2 | 25 | 700 | 0 | 121.53 | 63.8 | 0.01 | 0
2030 | MISO_W_2_MAPP_CA | MISO_W | MAPP_CA | Internal | Summer | B3 | 75 | 700 | 0 | 122.42 | 63.8 | 0.01 | 0
2030 | MISO_W_2_MAPP_CA | MISO_W | MAPP_CA | Internal | Summer | B4 | 100 | 700 | 0 | 121.53 | 63.8 | 0.01 | 0
2030 | MISO_W_2_MAPP_CA | MISO_W | MAPP_CA | Internal | Summer | B5 | 200 | 700 | 0 | 115.43 | 63.8 | 0.01 | 0
2030 | MISO_W_2_MAPP_CA | MISO_W | MAPP_CA | Internal | Summer | B6 | 300 | 700 | 0 | 102 | 63.8 | 0.01 | 0
2030 | MISO_W_2_MAPP_CA | MISO_W | MAPP_CA | Internal | Summer | B7 | 400 | 700 | 0 | 86.49 | 63.8 | 0.01 | 0
2030 | MISO_W_2_MAPP_CA | MISO_W | MAPP_CA | Internal | Summer | B8 | 500 | 700 | 0 | 77.53 | 63.8 | 0.01 | 0
2030 | MISO_W_2_MAPP_CA | MISO_W | MAPP_CA | Internal | Summer | B9 | 800 | 700 | 0 | 73.14 | 63.8 | 0.01 | 0
2030 | MISO_W_2_MAPP_CA | MISO_W | MAPP_CA | Internal | Summer | B10 | 1262 | 700 | 0.01 | 63.81 | 63.8 | 0.01 | 0
2030 | MISO_W_2_MAPP_CA | MISO_W | MAPP_CA | Internal | Winter | B16 | 25 | 700 | 1.1 | 54.55 | 54.55 | 0.01 | 0
2030 | MISO_W_2_MAPP_CA | MISO_W | MAPP_CA | Internal | Winter | B17 | 100 | 700 | 0 | 59.89 | 54.55 | 0.01 | 0
2030 | MISO_W_2_MAPP_CA | MISO_W | MAPP_CA | Internal | Winter | B18 | 400 | 700 | 0 | 74.39 | 60.39 | 0.01 | 0
2030 | MISO_W_2_MAPP_CA | MISO_W | MAPP_CA | Internal | Winter | B19 | 700 | 700 | 0 | 71.89 | 57.89 | 0.01 | 0
2030 | MISO_W_2_MAPP_CA | MISO_W | MAPP_CA | Internal | Winter | B20 | 935 | 700 | 700 | 30.84 | 54.55 | 0.01 | 23.69
2030 | MISO_W_2_MAPP_US | MISO_W | MAPP_US | Internal | Shoulder | B11 | 25 | 2300 | 0 | 83.11 | 76.11 | 7 | 0
2030 | MISO_W_2_MAPP_US | MISO_W | MAPP_US | Internal | Shoulder | B12 | 200 | 2300 | 0 | 74.61 | 67.61 | 7 | 0
2030 | MISO_W_2_MAPP_US | MISO_W | MAPP_US | Internal | Shoulder | B13 | 600 | 2300 | 0 | 73.72 | 66.72 | 7 | 0
2030 | MISO_W_2_MAPP_US | MISO_W | MAPP_US | Internal | Shoulder | B14 | 900 | 2300 | 0 | 65.87 | 58.87 | 7 | 0
2030 | MISO_W_2_MAPP_US | MISO_W | MAPP_US | Internal | Shoulder | B15 | 1203 | 2300 | 0 | 12.01 | 5.01 | 7 | 0
2030 | MISO_W_2_MAPP_US | MISO_W | MAPP_US | Internal | Summer | B1 | 10 | 2300 | 0 | 123.73 | 116.74 | 7 | 0
2030 | MISO_W_2_MAPP_US | MISO_W | MAPP_US | Internal | Summer | B2 | 25 | 2300 | 0 | 121.53 | 114.53 | 7 | 0
2030 | MISO_W_2_MAPP_US | MISO_W | MAPP_US | Internal | Summer | B3 | 75 | 2300 | 0 | 122.42 | 115.42 | 7 | 0
2030 | MISO_W_2_MAPP_US | MISO_W | MAPP_US | Internal | Summer | B4 | 100 | 2300 | 0 | 121.53 | 114.53 | 7 | 0
2030 | MISO_W_2_MAPP_US | MISO_W | MAPP_US | Internal | Summer | B5 | 200 | 2300 | 0 | 115.43 | 108.43 | 7 | 0
2030 | MISO_W_2_MAPP_US | MISO_W | MAPP_US | Internal | Summer | B6 | 300 | 2300 | 0 | 102 | 95 | 7 | 0
2030 | MISO_W_2_MAPP_US | MISO_W | MAPP_US | Internal | Summer | B7 | 400 | 2300 | 0 | 86.49 | 79.49 | 7 | 0
2030 | MISO_W_2_MAPP_US | MISO_W | MAPP_US | Internal | Summer | B8 | 500 | 2300 | 0 | 77.53 | 70.53 | 7 | 0
2030 | MISO_W_2_MAPP_US | MISO_W | MAPP_US | Internal | Summer | B9 | 800 | 2300 | 0 | 73.14 | 66.14 | 7 | 0
2030 | MISO_W_2_MAPP_US | MISO_W | MAPP_US | Internal | Summer | B10 | 1262 | 2300 | 0 | 63.81 | 56.81 | 7 | 0
2030 | MISO_W_2_MAPP_US | MISO_W | MAPP_US | Internal | Winter | B16 | 25 | 2300 | 0 | 54.55 | 47.55 | 7 | 0
2030 | MISO_W_2_MAPP_US | MISO_W | MAPP_US | Internal | Winter | B17 | 100 | 2300 | 0 | 59.89 | 52.89 | 7 | 0
2030 | MISO_W_2_MAPP_US | MISO_W | MAPP_US | Internal | Winter | B18 | 400 | 2300 | 0 | 74.39 | 67.39 | 7 | 0
2030 | MISO_W_2_MAPP_US | MISO_W | MAPP_US | Internal | Winter | B19 | 700 | 2300 | 0 | 71.89 | 64.89 | 7 | 0
2030 | MISO_W_2_MAPP_US | MISO_W | MAPP_US | Internal | Winter | B20 | 935 | 2300 | 0 | 30.84 | 23.84 | 7 | 0
2030 | MISO_W_2_MISO_MO-IL | MISO_W | MISO_MO-IL | Internal | Shoulder | B11 | 25 | 3922 | 1.44 | 83.11 | 83.11 | 0.01 | 0
2030 | MISO_W_2_MISO_MO-IL | MISO_W | MISO_MO-IL | Internal | Shoulder | B12 | 200 | 3922 | 0.15 | 74.61 | 74.61 | 0.01 | 0
2030 | MISO_W_2_MISO_MO-IL | MISO_W | MISO_MO-IL | Internal | Shoulder | B13 | 600 | 3922 | 597.23 | 73.72 | 73.73 | 0.01 | 0
2030 | MISO_W_2_MISO_MO-IL | MISO_W | MISO_MO-IL | Internal | Shoulder | B14 | 900 | 3922 | 3922 | 65.87 | 66.88 | 0.01 | 1
2030 | MISO_W_2_MISO_MO-IL | MISO_W | MISO_MO-IL | Internal | Shoulder | B15 | 1203 | 3922 | 3922 | 12.01 | 62.8 | 0.01 | 50.77
2030 | MISO_W_2_MISO_MO-IL | MISO_W | MISO_MO-IL | Internal | Summer | B1 | 10 | 3922 | 2.34 | 123.73 | 123.73 | 0.01 | 0
2030 | MISO_W_2_MISO_MO-IL | MISO_W | MISO_MO-IL | Internal | Summer | B2 | 25 | 3922 | 3177.76 | 121.53 | 121.54 | 0.01 | 0
2030 | MISO_W_2_MISO_MO-IL | MISO_W | MISO_MO-IL | Internal | Summer | B3 | 75 | 3922 | 2555.38 | 122.42 | 122.43 | 0.01 | 0
2030 | MISO_W_2_MISO_MO-IL | MISO_W | MISO_MO-IL | Internal | Summer | B4 | 100 | 3922 | 374.15 | 121.53 | 121.54 | 0.01 | 0
2030 | MISO_W_2_MISO_MO-IL | MISO_W | MISO_MO-IL | Internal | Summer | B5 | 200 | 3922 | 2611.53 | 115.43 | 115.44 | 0.01 | 0
2030 | MISO_W_2_MISO_MO-IL | MISO_W | MISO_MO-IL | Internal | Summer | B6 | 300 | 3922 | 255.97 | 102 | 102.01 | 0.01 | 0
2030 | MISO_W_2_MISO_MO-IL | MISO_W | MISO_MO-IL | Internal | Summer | B7 | 400 | 3922 | 1488.94 | 86.49 | 86.5 | 0.01 | 0
2030 | MISO_W_2_MISO_MO-IL | MISO_W | MISO_MO-IL | Internal | Summer | B8 | 500 | 3922 | 2552.82 | 77.53 | 77.54 | 0.01 | 0
2030 | MISO_W_2_MISO_MO-IL | MISO_W | MISO_MO-IL | Internal | Summer | B9 | 800 | 3922 | 1739.83 | 73.14 | 73.16 | 0.01 | 0
2030 | MISO_W_2_MISO_MO-IL | MISO_W | MISO_MO-IL | Internal | Summer | B10 | 1262 | 3922 | 3922 | 63.81 | 65.56 | 0.01 | 1.74
2030 | MISO_W_2_MISO_MO-IL | MISO_W | MISO_MO-IL | Internal | Winter | B16 | 25 | 3922 | 3922 | 54.55 | 74.4 | 0.01 | 19.84
2030 | MISO_W_2_MISO_MO-IL | MISO_W | MISO_MO-IL | Internal | Winter | B17 | 100 | 3922 | 3922 | 59.89 | 75.89 | 0.01 | 15.99
2030 | MISO_W_2_MISO_MO-IL | MISO_W | MISO_MO-IL | Internal | Winter | B18 | 400 | 3922 | 3163.73 | 74.39 | 74.4 | 0.01 | 0
2030 | MISO_W_2_MISO_MO-IL | MISO_W | MISO_MO-IL | Internal | Winter | B19 | 700 | 3922 | 1044.61 | 71.89 | 71.9 | 0.01 | 0
2030 | MISO_W_2_MISO_MO-IL | MISO_W | MISO_MO-IL | Internal | Winter | B20 | 935 | 3922 | 3922 | 30.84 | 64.98 | 0.01 | 34.12
2030 | MISO_W_2_MISO_WUMS | MISO_W | MISO_WUMS | Internal | Shoulder | B11 | 25 | 1667 | 0.44 | 83.11 | 83.1 | 0.01 | 0
2030 | MISO_W_2_MISO_WUMS | MISO_W | MISO_WUMS | Internal | Shoulder | B12 | 200 | 1667 | 1667 | 74.61 | 76.68 | 0.01 | 2.07
2030 | MISO_W_2_MISO_WUMS | MISO_W | MISO_WUMS | Internal | Shoulder | B13 | 600 | 1667 | 1667 | 73.72 | 76.08 | 0.01 | 2.35
2030 | MISO_W_2_MISO_WUMS | MISO_W | MISO_WUMS | Internal | Shoulder | B14 | 900 | 1667 | 1667 | 65.87 | 68.06 | 0.01 | 2.18
2030 | MISO_W_2_MISO_WUMS | MISO_W | MISO_WUMS | Internal | Shoulder | B15 | 1203 | 1667 | 1667 | 12.01 | 66.65 | 0.01 | 54.63
2030 | MISO_W_2_MISO_WUMS | MISO_W | MISO_WUMS | Internal | Summer | B1 | 10 | 1667 | 2.74 | 123.73 | 123.73 | 0.01 | 0
2030 | MISO_W_2_MISO_WUMS | MISO_W | MISO_WUMS | Internal | Summer | B2 | 25 | 1667 | 1.59 | 121.53 | 121.53 | 0.01 | 0
2030 | MISO_W_2_MISO_WUMS | MISO_W | MISO_WUMS | Internal | Summer | B3 | 75 | 1667 | 0.19 | 122.42 | 122.41 | 0.01 | 0
2030 | MISO_W_2_MISO_WUMS | MISO_W | MISO_WUMS | Internal | Summer | B4 | 100 | 1667 | 0.28 | 121.53 | 121.53 | 0.01 | 0
2030 | MISO_W_2_MISO_WUMS | MISO_W | MISO_WUMS | Internal | Summer | B5 | 200 | 1667 | 0.14 | 115.43 | 115.43 | 0.01 | 0
2030 | MISO_W_2_MISO_WUMS | MISO_W | MISO_WUMS | Internal | Summer | B6 | 300 | 1667 | 0.05 | 102 | 101.99 | 0.01 | 0
2030 | MISO_W_2_MISO_WUMS | MISO_W | MISO_WUMS | Internal | Summer | B7 | 400 | 1667 | 0.04 | 86.49 | 86.48 | 0.01 | 0
2030 | MISO_W_2_MISO_WUMS | MISO_W | MISO_WUMS | Internal | Summer | B8 | 500 | 1667 | 0.03 | 77.53 | 77.52 | 0.01 | 0
2030 | MISO_W_2_MISO_WUMS | MISO_W | MISO_WUMS | Internal | Summer | B9 | 800 | 1667 | 0.04 | 73.14 | 73.14 | 0.01 | 0
2030 | MISO_W_2_MISO_WUMS | MISO_W | MISO_WUMS | Internal | Summer | B10 | 1262 | 1667 | 1667 | 63.81 | 65.29 | 0.01 | 1.47
2030 | MISO_W_2_MISO_WUMS | MISO_W | MISO_WUMS | Internal | Winter | B16 | 25 | 1667 | 1667 | 54.55 | 79.8 | 0.01 | 25.23
2030 | MISO_W_2_MISO_WUMS | MISO_W | MISO_WUMS | Internal | Winter | B17 | 100 | 1667 | 1667 | 59.89 | 79.24 | 0.01 | 19.34
2030 | MISO_W_2_MISO_WUMS | MISO_W | MISO_WUMS | Internal | Winter | B18 | 400 | 1667 | 1667 | 74.39 | 78.75 | 0.01 | 4.34
2030 | MISO_W_2_MISO_WUMS | MISO_W | MISO_WUMS | Internal | Winter | B19 | 700 | 1667 | 1666.95 | 71.89 | 71.91 | 0.01 | 0.01
2030 | MISO_W_2_MISO_WUMS | MISO_W | MISO_WUMS | Internal | Winter | B20 | 935 | 1667 | 1667 | 30.84 | 69.27 | 0.01 | 38.42
2030 | MISO_W_2_NE | MISO_W | NE | Internal | Shoulder | B11 | 25 | 5289 | 0 | 83.11 | 78.11 | 7 | 0
2030 | MISO_W_2_NE | MISO_W | NE | Internal | Shoulder | B12 | 200 | 5289 | 0 | 74.61 | 69.59 | 7 | 0
2030 | MISO_W_2_NE | MISO_W | NE | Internal | Shoulder | B13 | 600 | 5289 | 0 | 73.72 | 68.72 | 7 | 0
2030 | MISO_W_2_NE | MISO_W | NE | Internal | Shoulder | B14 | 900 | 5289 | 0 | 65.87 | 53.87 | 7 | 0
2030 | MISO_W_2_NE | MISO_W | NE | Internal | Shoulder | B15 | 1203 | 5289 | 0 | 12.01 | 0.01 | 7 | 0
2030 | MISO_W_2_NE | MISO_W | NE | Internal | Summer | B1 | 10 | 5289 | 0 | 123.73 | 118.73 | 7 | 0
2030 | MISO_W_2_NE | MISO_W | NE | Internal | Summer | B2 | 25 | 5289 | 0 | 121.53 | 116.53 | 7 | 0
2030 | MISO_W_2_NE | MISO_W | NE | Internal | Summer | B3 | 75 | 5289 | 0 | 122.42 | 117.42 | 7 | 0
2030 | MISO_W_2_NE | MISO_W | NE | Internal | Summer | B4 | 100 | 5289 | 0 | 121.53 | 116.53 | 7 | 0
2030 | MISO_W_2_NE | MISO_W | NE | Internal | Summer | B5 | 200 | 5289 | 0 | 115.43 | 110.43 | 7 | 0
2030 | MISO_W_2_NE | MISO_W | NE | Internal | Summer | B6 | 300 | 5289 | 0 | 102 | 97 | 7 | 0
2030 | MISO_W_2_NE | MISO_W | NE | Internal | Summer | B7 | 400 | 5289 | 0 | 86.49 | 81.49 | 7 | 0
2030 | MISO_W_2_NE | MISO_W | NE | Internal | Summer | B8 | 500 | 5289 | 0 | 77.53 | 72.53 | 7 | 0
2030 | MISO_W_2_NE | MISO_W | NE | Internal | Summer | B9 | 800 | 5289 | 0 | 73.14 | 68.14 | 7 | 0
2030 | MISO_W_2_NE | MISO_W | NE | Internal | Summer | B10 | 1262 | 5289 | 0 | 63.81 | 58.81 | 7 | 0
2030 | MISO_W_2_NE | MISO_W | NE | Internal | Winter | B16 | 25 | 5289 | 0 | 54.55 | 11.86 | 7 | 0
2030 | MISO_W_2_NE | MISO_W | NE | Internal | Winter | B17 | 100 | 5289 | 0 | 59.89 | 47.89 | 7 | 0
2030 | MISO_W_2_NE | MISO_W | NE | Internal | Winter | B18 | 400 | 5289 | 0 | 74.39 | 64.84 | 7 | 0
2030 | MISO_W_2_NE | MISO_W | NE | Internal | Winter | B19 | 700 | 5289 | 0 | 71.89 | 64.84 | 7 | 0
2030 | MISO_W_2_NE | MISO_W | NE | Internal | Winter | B20 | 935 | 5289 | 0 | 30.84 | 18.84 | 7 | 0
2030 | MISO_W_2_PJM_ROR | MISO_W | PJM_ROR | Internal | Shoulder | B11 | 25 | 13193 | 10807.99 | 83.11 | 85.11 | 2 | 0
2030 | MISO_W_2_PJM_ROR | MISO_W | PJM_ROR | Internal | Shoulder | B12 | 200 | 13193 | 13193 | 74.61 | 80.89 | 2 | 4.28
2030 | MISO_W_2_PJM_ROR | MISO_W | PJM_ROR | Internal | Shoulder | B13 | 600 | 13193 | 13193 | 73.72 | 78.08 | 2 | 2.36
2030 | MISO_W_2_PJM_ROR | MISO_W | PJM_ROR | Internal | Shoulder | B14 | 900 | 13193 | 13193 | 65.87 | 76.9 | 2 | 9.03
2030 | MISO_W_2_PJM_ROR | MISO_W | PJM_ROR | Internal | Shoulder | B15 | 1203 | 13193 | 13193 | 12.01 | 67.88 | 2 | 53.87
2030 | MISO_W_2_PJM_ROR | MISO_W | PJM_ROR | Internal | Summer | B1 | 10 | 13193 | 3920.89 | 123.73 | 125.73 | 2 | 0
2030 | MISO_W_2_PJM_ROR | MISO_W | PJM_ROR | Internal | Summer | B2 | 25 | 13193 | 6916.25 | 121.53 | 123.53 | 2 | 0
2030 | MISO_W_2_PJM_ROR | MISO_W | PJM_ROR | Internal | Summer | B3 | 75 | 13193 | 0 | 122.42 | 123.53 | 2 | 0
2030 | MISO_W_2_PJM_ROR | MISO_W | PJM_ROR | Internal | Summer | B4 | 100 | 13193 | 4027.75 | 121.53 | 123.53 | 2 | 0
2030 | MISO_W_2_PJM_ROR | MISO_W | PJM_ROR | Internal | Summer | B5 | 200 | 13193 | 588.25 | 115.43 | 117.43 | 2 | 0
2030 | MISO_W_2_PJM_ROR | MISO_W | PJM_ROR | Internal | Summer | B6 | 300 | 13193 | 5236.58 | 102 | 104 | 2 | 0
2030 | MISO_W_2_PJM_ROR | MISO_W | PJM_ROR | Internal | Summer | B7 | 400 | 13193 | 9475.17 | 86.49 | 88.49 | 2 | 0
2030 | MISO_W_2_PJM_ROR | MISO_W | PJM_ROR | Internal | Summer | B8 | 500 | 13193 | 9567.94 | 77.53 | 79.53 | 2 | 0
2030 | MISO_W_2_PJM_ROR | MISO_W | PJM_ROR | Internal | Summer | B9 | 800 | 13193 | 10117.44 | 73.14 | 75.14 | 2 | 0
2030 | MISO_W_2_PJM_ROR | MISO_W | PJM_ROR | Internal | Summer | B10 | 1262 | 13193 | 11024.54 | 63.81 | 65.81 | 2 | 0
2030 | MISO_W_2_PJM_ROR | MISO_W | PJM_ROR | Internal | Winter | B16 | 25 | 13193 | 13193 | 54.55 | 89.07 | 2 | 32.52
2030 | MISO_W_2_PJM_ROR | MISO_W | PJM_ROR | Internal | Winter | B17 | 100 | 13193 | 13193 | 59.89 | 84.7 | 2 | 22.81
2030 | MISO_W_2_PJM_ROR | MISO_W | PJM_ROR | Internal | Winter | B18 | 400 | 13193 | 13193 | 74.39 | 80.76 | 2 | 4.37
2030 | MISO_W_2_PJM_ROR | MISO_W | PJM_ROR | Internal | Winter | B19 | 700 | 13193 | 13193 | 71.89 | 80.52 | 2 | 6.63
2030 | MISO_W_2_PJM_ROR | MISO_W | PJM_ROR | Internal | Winter | B20 | 935 | 13193 | 13193 | 30.84 | 71.27 | 2 | 38.43
2030 | MISO_W_2_SPP_N | MISO_W | SPP_N | Internal | Shoulder | B11 | 25 | 3537 | 0 | 83.11 | 78.11 | 7 | 0
2030 | MISO_W_2_SPP_N | MISO_W | SPP_N | Internal | Shoulder | B12 | 200 | 3537 | 0 | 74.61 | 69.61 | 7 | 0
2030 | MISO_W_2_SPP_N | MISO_W | SPP_N | Internal | Shoulder | B13 | 600 | 3537 | 0 | 73.72 | 68.73 | 7 | 0
2030 | MISO_W_2_SPP_N | MISO_W | SPP_N | Internal | Shoulder | B14 | 900 | 3537 | 0 | 65.87 | 53.88 | 7 | 0
2030 | MISO_W_2_SPP_N | MISO_W | SPP_N | Internal | Shoulder | B15 | 1203 | 3537 | 0 | 12.01 | 0.02 | 7 | 0
2030 | MISO_W_2_SPP_N | MISO_W | SPP_N | Internal | Summer | B1 | 10 | 3537 | 0 | 123.73 | 77.83 | 7 | 0
2030 | MISO_W_2_SPP_N | MISO_W | SPP_N | Internal | Summer | B2 | 25 | 3537 | 0 | 121.53 | 116.53 | 7 | 0
2030 | MISO_W_2_SPP_N | MISO_W | SPP_N | Internal | Summer | B3 | 75 | 3537 | 0 | 122.42 | 117.43 | 7 | 0
2030 | MISO_W_2_SPP_N | MISO_W | SPP_N | Internal | Summer | B4 | 100 | 3537 | 0 | 121.53 | 116.54 | 7 | 0
2030 | MISO_W_2_SPP_N | MISO_W | SPP_N | Internal | Summer | B5 | 200 | 3537 | 0 | 115.43 | 110.44 | 7 | 0
2030 | MISO_W_2_SPP_N | MISO_W | SPP_N | Internal | Summer | B6 | 300 | 3537 | 0 | 102 | 97.01 | 7 | 0
2030 | MISO_W_2_SPP_N | MISO_W | SPP_N | Internal | Summer | B7 | 400 | 3537 | 0 | 86.49 | 81.5 | 7 | 0
2030 | MISO_W_2_SPP_N | MISO_W | SPP_N | Internal | Summer | B8 | 500 | 3537 | 0 | 77.53 | 73.13 | 7 | 0
2030 | MISO_W_2_SPP_N | MISO_W | SPP_N | Internal | Summer | B9 | 800 | 3537 | 0 | 73.14 | 70.16 | 7 | 0
2030 | MISO_W_2_SPP_N | MISO_W | SPP_N | Internal | Summer | B10 | 1262 | 3537 | 0 | 63.81 | 60.56 | 7 | 0
2030 | MISO_W_2_SPP_N | MISO_W | SPP_N | Internal | Winter | B16 | 25 | 3537 | 3537 | 54.55 | 69.39 | 7 | 7.84
2030 | MISO_W_2_SPP_N | MISO_W | SPP_N | Internal | Winter | B17 | 100 | 3537 | 2794.08 | 59.89 | 66.89 | 7 | 0
2030 | MISO_W_2_SPP_N | MISO_W | SPP_N | Internal | Winter | B18 | 400 | 3537 | 0 | 74.39 | 69.4 | 7 | 0
2030 | MISO_W_2_SPP_N | MISO_W | SPP_N | Internal | Winter | B19 | 700 | 3537 | 0 | 71.89 | 66.9 | 7 | 0
2030 | MISO_W_2_SPP_N | MISO_W | SPP_N | Internal | Winter | B20 | 935 | 3537 | 0 | 30.84 | 18.86 | 7 | 0
2030 | MISO_WUMS_2_MISO_MI | MISO_WUMS | MISO_MI | Internal | Shoulder | B11 | 25 | 787 | 0.01 | 83.1 | 81.92 | 0.01 | 0
2030 | MISO_WUMS_2_MISO_MI | MISO_WUMS | MISO_MI | Internal | Shoulder | B12 | 200 | 787 | 0.08 | 76.68 | 76.67 | 0.01 | 0
2030 | MISO_WUMS_2_MISO_MI | MISO_WUMS | MISO_MI | Internal | Shoulder | B13 | 600 | 787 | 0.05 | 76.08 | 76.08 | 0.01 | 0
2030 | MISO_WUMS_2_MISO_MI | MISO_WUMS | MISO_MI | Internal | Shoulder | B14 | 900 | 787 | 29.81 | 68.06 | 68.07 | 0.01 | 0
2030 | MISO_WUMS_2_MISO_MI | MISO_WUMS | MISO_MI | Internal | Shoulder | B15 | 1203 | 787 | 787 | 66.65 | 66.91 | 0.01 | 0.25
2030 | MISO_WUMS_2_MISO_MI | MISO_WUMS | MISO_MI | Internal | Summer | B1 | 10 | 787 | 2.13 | 123.73 | 123.73 | 0.01 | 0
2030 | MISO_WUMS_2_MISO_MI | MISO_WUMS | MISO_MI | Internal | Summer | B2 | 25 | 787 | 73.44 | 121.53 | 121.54 | 0.01 | 0
2030 | MISO_WUMS_2_MISO_MI | MISO_WUMS | MISO_MI | Internal | Summer | B3 | 75 | 787 | 70.92 | 122.41 | 122.42 | 0.01 | 0
2030 | MISO_WUMS_2_MISO_MI | MISO_WUMS | MISO_MI | Internal | Summer | B4 | 100 | 787 | 309.57 | 121.53 | 121.54 | 0.01 | 0
2030 | MISO_WUMS_2_MISO_MI | MISO_WUMS | MISO_MI | Internal | Summer | B5 | 200 | 787 | 597.67 | 115.43 | 115.44 | 0.01 | 0
2030 | MISO_WUMS_2_MISO_MI | MISO_WUMS | MISO_MI | Internal | Summer | B6 | 300 | 787 | 609.8 | 101.99 | 102 | 0.01 | 0
2030 | MISO_WUMS_2_MISO_MI | MISO_WUMS | MISO_MI | Internal | Summer | B7 | 400 | 787 | 786.92 | 86.48 | 86.5 | 0.01 | 0.01
2030 | MISO_WUMS_2_MISO_MI | MISO_WUMS | MISO_MI | Internal | Summer | B8 | 500 | 787 | 786.94 | 77.52 | 77.54 | 0.01 | 0.01
2030 | MISO_WUMS_2_MISO_MI | MISO_WUMS | MISO_MI | Internal | Summer | B9 | 800 | 787 | 260.28 | 73.14 | 73.16 | 0.01 | 0
2030 | MISO_WUMS_2_MISO_MI | MISO_WUMS | MISO_MI | Internal | Summer | B10 | 1262 | 787 | 787 | 65.29 | 65.56 | 0.01 | 0.26
2030 | MISO_WUMS_2_MISO_MI | MISO_WUMS | MISO_MI | Internal | Winter | B16 | 25 | 787 | 444.99 | 79.8 | 79.81 | 0.01 | 0
2030 | MISO_WUMS_2_MISO_MI | MISO_WUMS | MISO_MI | Internal | Winter | B17 | 100 | 787 | 0.15 | 79.24 | 79.23 | 0.01 | 0
2030 | MISO_WUMS_2_MISO_MI | MISO_WUMS | MISO_MI | Internal | Winter | B18 | 400 | 787 | 35.82 | 78.75 | 78.76 | 0.01 | 0
2030 | MISO_WUMS_2_MISO_MI | MISO_WUMS | MISO_MI | Internal | Winter | B19 | 700 | 787 | 0.03 | 71.91 | 71.9 | 0.01 | 0
2030 | MISO_WUMS_2_MISO_MI | MISO_WUMS | MISO_MI | Internal | Winter | B20 | 935 | 787 | 787 | 69.27 | 69.55 | 0.01 | 0.26
2030 | MISO_WUMS_2_MISO_W | MISO_WUMS | MISO_W | Internal | Shoulder | B11 | 25 | 1175 | 1058.41 | 83.1 | 83.11 | 0.01 | 0
2030 | MISO_WUMS_2_MISO_W | MISO_WUMS | MISO_W | Internal | Shoulder | B12 | 200 | 1175 | 0 | 76.68 | 74.61 | 0.01 | 0
2030 | MISO_WUMS_2_MISO_W | MISO_WUMS | MISO_W | Internal | Shoulder | B13 | 600 | 1175 | 0 | 76.08 | 73.72 | 0.01 | 0
2030 | MISO_WUMS_2_MISO_W | MISO_WUMS | MISO_W | Internal | Shoulder | B14 | 900 | 1175 | 0 | 68.06 | 65.87 | 0.01 | 0
2030 | MISO_WUMS_2_MISO_W | MISO_WUMS | MISO_W | Internal | Shoulder | B15 | 1203 | 1175 | 0 | 66.65 | 12.01 | 0.01 | 0
2030 | MISO_WUMS_2_MISO_W | MISO_WUMS | MISO_W | Internal | Summer | B1 | 10 | 1175 | 2.47 | 123.73 | 123.73 | 0.01 | 0
2030 | MISO_WUMS_2_MISO_W | MISO_WUMS | MISO_W | Internal | Summer | B2 | 25 | 1175 | 0.97 | 121.53 | 121.53 | 0.01 | 0
2030 | MISO_WUMS_2_MISO_W | MISO_WUMS | MISO_W | Internal | Summer | B3 | 75 | 1175 | 652.69 | 122.41 | 122.42 | 0.01 | 0
2030 | MISO_WUMS_2_MISO_W | MISO_WUMS | MISO_W | Internal | Summer | B4 | 100 | 1175 | 0.31 | 121.53 | 121.53 | 0.01 | 0
2030 | MISO_WUMS_2_MISO_W | MISO_WUMS | MISO_W | Internal | Summer | B5 | 200 | 1175 | 0.19 | 115.43 | 115.43 | 0.01 | 0
2030 | MISO_WUMS_2_MISO_W | MISO_WUMS | MISO_W | Internal | Summer | B6 | 300 | 1175 | 349.36 | 101.99 | 102 | 0.01 | 0
2030 | MISO_WUMS_2_MISO_W | MISO_WUMS | MISO_W | Internal | Summer | B7 | 400 | 1175 | 113.79 | 86.48 | 86.49 | 0.01 | 0
2030 | MISO_WUMS_2_MISO_W | MISO_WUMS | MISO_W | Internal | Summer | B8 | 500 | 1175 | 341.48 | 77.52 | 77.53 | 0.01 | 0
2030 | MISO_WUMS_2_MISO_W | MISO_WUMS | MISO_W | Internal | Summer | B9 | 800 | 1175 | 0.04 | 73.14 | 73.14 | 0.01 | 0
2030 | MISO_WUMS_2_MISO_W | MISO_WUMS | MISO_W | Internal | Summer | B10 | 1262 | 1175 | 0 | 65.29 | 63.81 | 0.01 | 0
2030 | MISO_WUMS_2_MISO_W | MISO_WUMS | MISO_W | Internal | Winter | B16 | 25 | 1175 | 0 | 79.8 | 54.55 | 0.01 | 0
2030 | MISO_WUMS_2_MISO_W | MISO_WUMS | MISO_W | Internal | Winter | B17 | 100 | 1175 | 0 | 79.24 | 59.89 | 0.01 | 0
2030 | MISO_WUMS_2_MISO_W | MISO_WUMS | MISO_W | Internal | Winter | B18 | 400 | 1175 | 0 | 78.75 | 74.39 | 0.01 | 0
2030 | MISO_WUMS_2_MISO_W | MISO_WUMS | MISO_W | Internal | Winter | B19 | 700 | 1175 | 0.02 | 71.91 | 71.89 | 0.01 | 0
2030 | MISO_WUMS_2_MISO_W | MISO_WUMS | MISO_W | Internal | Winter | B20 | 935 | 1175 | 0 | 69.27 | 30.84 | 0.01 | 0
2030 | MISO_WUMS_2_PJM_ROR | MISO_WUMS | PJM_ROR | Internal | Shoulder | B11 | 25 | 1600 | 1599.11 | 83.1 | 85.11 | 2 | 0.01
2030 | MISO_WUMS_2_PJM_ROR | MISO_WUMS | PJM_ROR | Internal | Shoulder | B12 | 200 | 1600 | 1600 | 76.68 | 80.89 | 2 | 2.2
2030 | MISO_WUMS_2_PJM_ROR | MISO_WUMS | PJM_ROR | Internal | Shoulder | B13 | 600 | 1600 | 1246.53 | 76.08 | 78.08 | 2 | 0
2030 | MISO_WUMS_2_PJM_ROR | MISO_WUMS | PJM_ROR | Internal | Shoulder | B14 | 900 | 1600 | 1600 | 68.06 | 76.9 | 2 | 6.84
2030 | MISO_WUMS_2_PJM_ROR | MISO_WUMS | PJM_ROR | Internal | Shoulder | B15 | 1203 | 1600 | 0 | 66.65 | 67.88 | 2 | 0
2030 | MISO_WUMS_2_PJM_ROR | MISO_WUMS | PJM_ROR | Internal | Summer | B1 | 10 | 1600 | 65.76 | 123.73 | 125.73 | 2 | 0
2030 | MISO_WUMS_2_PJM_ROR | MISO_WUMS | PJM_ROR | Internal | Summer | B2 | 25 | 1600 | 59.26 | 121.53 | 123.53 | 2 | 0
2030 | MISO_WUMS_2_PJM_ROR | MISO_WUMS | PJM_ROR | Internal | Summer | B3 | 75 | 1600 | 0 | 122.41 | 123.53 | 2 | 0
2030 | MISO_WUMS_2_PJM_ROR | MISO_WUMS | PJM_ROR | Internal | Summer | B4 | 100 | 1600 | 1166.74 | 121.53 | 123.53 | 2 | 0
2030 | MISO_WUMS_2_PJM_ROR | MISO_WUMS | PJM_ROR | Internal | Summer | B5 | 200 | 1600 | 1440.94 | 115.43 | 117.43 | 2 | 0
2030 | MISO_WUMS_2_PJM_ROR | MISO_WUMS | PJM_ROR | Internal | Summer | B6 | 300 | 1600 | 1599.9 | 101.99 | 104 | 2 | 0.01
2030 | MISO_WUMS_2_PJM_ROR | MISO_WUMS | PJM_ROR | Internal | Summer | B7 | 400 | 1600 | 1599.92 | 86.48 | 88.49 | 2 | 0.01
2030 | MISO_WUMS_2_PJM_ROR | MISO_WUMS | PJM_ROR | Internal | Summer | B8 | 500 | 1600 | 1599.94 | 77.52 | 79.53 | 2 | 0.01
2030 | MISO_WUMS_2_PJM_ROR | MISO_WUMS | PJM_ROR | Internal | Summer | B9 | 800 | 1600 | 522.84 | 73.14 | 75.14 | 2 | 0
2030 | MISO_WUMS_2_PJM_ROR | MISO_WUMS | PJM_ROR | Internal | Summer | B10 | 1262 | 1600 | 0 | 65.29 | 65.81 | 2 | 0
2030 | MISO_WUMS_2_PJM_ROR | MISO_WUMS | PJM_ROR | Internal | Winter | B16 | 25 | 1600 | 1600 | 79.8 | 89.07 | 2 | 7.27
2030 | MISO_WUMS_2_PJM_ROR | MISO_WUMS | PJM_ROR | Internal | Winter | B17 | 100 | 1600 | 1600 | 79.24 | 84.7 | 2 | 3.46
2030 | MISO_WUMS_2_PJM_ROR | MISO_WUMS | PJM_ROR | Internal | Winter | B18 | 400 | 1600 | 1599.92 | 78.75 | 80.76 | 2 | 0.01
2030 | MISO_WUMS_2_PJM_ROR | MISO_WUMS | PJM_ROR | Internal | Winter | B19 | 700 | 1600 | 1600 | 71.91 | 80.52 | 2 | 6.61
2030 | MISO_WUMS_2_PJM_ROR | MISO_WUMS | PJM_ROR | Internal | Winter | B20 | 935 | 1600 | 76.94 | 69.27 | 71.27 | 2 | 0
2030 | NE_2_MAPP_US | NE | MAPP_US | Internal | Shoulder | B11 | 25 | 1600 | 0 | 78.11 | 76.11 | 5 | 0
2030 | NE_2_MAPP_US | NE | MAPP_US | Internal | Shoulder | B12 | 200 | 1600 | 0 | 69.59 | 67.61 | 5 | 0
2030 | NE_2_MAPP_US | NE | MAPP_US | Internal | Shoulder | B13 | 600 | 1600 | 0 | 68.72 | 66.72 | 5 | 0
2030 | NE_2_MAPP_US | NE | MAPP_US | Internal | Shoulder | B14 | 900 | 1600 | 746.46 | 53.87 | 58.87 | 5 | 0
2030 | NE_2_MAPP_US | NE | MAPP_US | Internal | Shoulder | B15 | 1203 | 1600 | 999.75 | 0.01 | 5.01 | 5 | 0
2030 | NE_2_MAPP_US | NE | MAPP_US | Internal | Summer | B1 | 10 | 1600 | 0 | 118.73 | 116.74 | 5 | 0
2030 | NE_2_MAPP_US | NE | MAPP_US | Internal | Summer | B2 | 25 | 1600 | 0 | 116.53 | 114.53 | 5 | 0
2030 | NE_2_MAPP_US | NE | MAPP_US | Internal | Summer | B3 | 75 | 1600 | 0 | 117.42 | 115.42 | 5 | 0
2030 | NE_2_MAPP_US | NE | MAPP_US | Internal | Summer | B4 | 100 | 1600 | 0 | 116.53 | 114.53 | 5 | 0
2030 | NE_2_MAPP_US | NE | MAPP_US | Internal | Summer | B5 | 200 | 1600 | 0 | 110.43 | 108.43 | 5 | 0
2030 | NE_2_MAPP_US | NE | MAPP_US | Internal | Summer | B6 | 300 | 1600 | 0 | 97 | 95 | 5 | 0
2030 | NE_2_MAPP_US | NE | MAPP_US | Internal | Summer | B7 | 400 | 1600 | 0 | 81.49 | 79.49 | 5 | 0
2030 | NE_2_MAPP_US | NE | MAPP_US | Internal | Summer | B8 | 500 | 1600 | 0 | 72.53 | 70.53 | 5 | 0
2030 | NE_2_MAPP_US | NE | MAPP_US | Internal | Summer | B9 | 800 | 1600 | 0 | 68.14 | 66.14 | 5 | 0
2030 | NE_2_MAPP_US | NE | MAPP_US | Internal | Summer | B10 | 1262 | 1600 | 0 | 58.81 | 56.81 | 5 | 0
2030 | NE_2_MAPP_US | NE | MAPP_US | Internal | Winter | B16 | 25 | 1600 | 1600 | 11.86 | 47.55 | 5 | 30.69
2030 | NE_2_MAPP_US | NE | MAPP_US | Internal | Winter | B17 | 100 | 1600 | 725.9 | 47.89 | 52.89 | 5 | 0
2030 | NE_2_MAPP_US | NE | MAPP_US | Internal | Winter | B18 | 400 | 1600 | 0 | 64.84 | 67.39 | 5 | 0
2030 | NE_2_MAPP_US | NE | MAPP_US | Internal | Winter | B19 | 700 | 1600 | 0 | 64.84 | 64.89 | 5 | 0
2030 | NE_2_MAPP_US | NE | MAPP_US | Internal | Winter | B20 | 935 | 1600 | 911.23 | 18.84 | 23.84 | 5 | 0
2030 | NE_2_MISO_W | NE | MISO_W | Internal | Shoulder | B11 | 25 | 4089 | 2309.55 | 78.11 | 83.11 | 5 | 0
2030 | NE_2_MISO_W | NE | MISO_W | Internal | Shoulder | B12 | 200 | 4089 | 4088.84 | 69.59 | 74.61 | 5 | 0.01
2030 | NE_2_MISO_W | NE | MISO_W | Internal | Shoulder | B13 | 600 | 4089 | 3852.81 | 68.72 | 73.72 | 5 | 0
2030 | NE_2_MISO_W | NE | MISO_W | Internal | Shoulder | B14 | 900 | 4089 | 4089 | 53.87 | 65.87 | 5 | 7
2030 | NE_2_MISO_W | NE | MISO_W | Internal | Shoulder | B15 | 1203 | 4089 | 4089 | 0.01 | 12.01 | 5 | 7
2030 | NE_2_MISO_W | NE | MISO_W | Internal | Summer | B1 | 10 | 4089 | 1857.3 | 118.73 | 123.73 | 5 | 0
2030 | NE_2_MISO_W | NE | MISO_W | Internal | Summer | B2 | 25 | 4089 | 3678.32 | 116.53 | 121.53 | 5 | 0
2030 | NE_2_MISO_W | NE | MISO_W | Internal | Summer | B3 | 75 | 4089 | 529.58 | 117.42 | 122.42 | 5 | 0
2030 | NE_2_MISO_W | NE | MISO_W | Internal | Summer | B4 | 100 | 4089 | 1489.97 | 116.53 | 121.53 | 5 | 0
2030 | NE_2_MISO_W | NE | MISO_W | Internal | Summer | B5 | 200 | 4089 | 939.06 | 110.43 | 115.43 | 5 | 0
2030 | NE_2_MISO_W | NE | MISO_W | Internal | Summer | B6 | 300 | 4089 | 1966.91 | 97 | 102 | 5 | 0
2030 | NE_2_MISO_W | NE | MISO_W | Internal | Summer | B7 | 400 | 4089 | 2277.36 | 81.49 | 86.49 | 5 | 0
2030 | NE_2_MISO_W | NE | MISO_W | Internal | Summer | B8 | 500 | 4089 | 1440.22 | 72.53 | 77.53 | 5 | 0
2030 | NE_2_MISO_W | NE | MISO_W | Internal | Summer | B9 | 800 | 4089 | 1515.57 | 68.14 | 73.14 | 5 | 0
2030 | NE_2_MISO_W | NE | MISO_W | Internal | Summer | B10 | 1262 | 4089 | 2852.62 | 58.81 | 63.81 | 5 | 0
2030 | NE_2_MISO_W | NE | MISO_W | Internal | Winter | B16 | 25 | 4089 | 4089 | 11.86 | 54.55 | 5 | 37.69
2030 | NE_2_MISO_W | NE | MISO_W | Internal | Winter | B17 | 100 | 4089 | 4089 | 47.89 | 59.89 | 5 | 7
2030 | NE_2_MISO_W | NE | MISO_W | Internal | Winter | B18 | 400 | 4089 | 4089 | 64.84 | 74.39 | 5 | 4.56
2030 | NE_2_MISO_W | NE | MISO_W | Internal | Winter | B19 | 700 | 4089 | 4089 | 64.84 | 71.89 | 5 | 2.05
2030 | NE_2_MISO_W | NE | MISO_W | Internal | Winter | B20 | 935 | 4089 | 4089 | 18.84 | 30.84 | 5 | 7
2030 | NE_2_SPP_N | NE | SPP_N | Internal | Shoulder | B11 | 25 | 1960 | 1.63 | 78.11 | 78.11 | 0.01 | 0
2030 | NE_2_SPP_N | NE | SPP_N | Internal | Shoulder | B12 | 200 | 1960 | 283.65 | 69.59 | 69.61 | 0.01 | 0
2030 | NE_2_SPP_N | NE | SPP_N | Internal | Shoulder | B13 | 600 | 1960 | 1391.17 | 68.72 | 68.73 | 0.01 | 0
2030 | NE_2_SPP_N | NE | SPP_N | Internal | Shoulder | B14 | 900 | 1960 | 419.72 | 53.87 | 53.88 | 0.01 | 0
2030 | NE_2_SPP_N | NE | SPP_N | Internal | Shoulder | B15 | 1203 | 1960 | 16.21 | 0.01 | 0.02 | 0.01 | 0
2030 | NE_2_SPP_N | NE | SPP_N | Internal | Summer | B1 | 10 | 1960 | 0 | 118.73 | 77.83 | 0.01 | 0
2030 | NE_2_SPP_N | NE | SPP_N | Internal | Summer | B2 | 25 | 1960 | 1.13 | 116.53 | 116.53 | 0.01 | 0
2030 | NE_2_SPP_N | NE | SPP_N | Internal | Summer | B3 | 75 | 1960 | 1897.65 | 117.42 | 117.43 | 0.01 | 0
2030 | NE_2_SPP_N | NE | SPP_N | Internal | Summer | B4 | 100 | 1960 | 143.99 | 116.53 | 116.54 | 0.01 | 0
2030 | NE_2_SPP_N | NE | SPP_N | Internal | Summer | B5 | 200 | 1960 | 1148.4 | 110.43 | 110.44 | 0.01 | 0
2030 | NE_2_SPP_N | NE | SPP_N | Internal | Summer | B6 | 300 | 1960 | 221.18 | 97 | 97.01 | 0.01 | 0
2030 | NE_2_SPP_N | NE | SPP_N | Internal | Summer | B7 | 400 | 1960 | 534.39 | 81.49 | 81.5 | 0.01 | 0
2030 | NE_2_SPP_N | NE | SPP_N | Internal | Summer | B8 | 500 | 1960 | 1960 | 72.53 | 73.13 | 0.01 | 0.58
2030 | NE_2_SPP_N | NE | SPP_N | Internal | Summer | B9 | 800 | 1960 | 1960 | 68.14 | 70.16 | 0.01 | 2.01
2030 | NE_2_SPP_N | NE | SPP_N | Internal | Summer | B10 | 1262 | 1960 | 1960 | 58.81 | 60.56 | 0.01 | 1.74
2030 | NE_2_SPP_N | NE | SPP_N | Internal | Winter | B16 | 25 | 1960 | 1960 | 11.86 | 69.39 | 0.01 | 57.52
2030 | NE_2_SPP_N | NE | SPP_N | Internal | Winter | B17 | 100 | 1960 | 1960 | 47.89 | 66.89 | 0.01 | 18.99
2030 | NE_2_SPP_N | NE | SPP_N | Internal | Winter | B18 | 400 | 1960 | 1960 | 64.84 | 69.4 | 0.01 | 4.56
2030 | NE_2_SPP_N | NE | SPP_N | Internal | Winter | B19 | 700 | 1960 | 1960 | 64.84 | 66.9 | 0.01 | 2.05
2030 | NE_2_SPP_N | NE | SPP_N | Internal | Winter | B20 | 935 | 1960 | 1558.5 | 18.84 | 18.86 | 0.01 | 0
2030 | NEISO_2_NYISO_A-F | NEISO | NYISO_A-F | Internal | Shoulder | B11 | 25 | 600 | 599.96 | 73.67 | 77 | 3 | 0.33
2030 | NEISO_2_NYISO_A-F | NEISO | NYISO_A-F | Internal | Shoulder | B12 | 200 | 600 | 0.08 | 72.37 | 75.35 | 3 | 0
2030 | NEISO_2_NYISO_A-F | NEISO | NYISO_A-F | Internal | Shoulder | B13 | 600 | 600 | 0.05 | 71.26 | 74.25 | 3 | 0
2030 | NEISO_2_NYISO_A-F | NEISO | NYISO_A-F | Internal | Shoulder | B14 | 900 | 600 | 0.02 | 71.26 | 74.24 | 3 | 0
2030 | NEISO_2_NYISO_A-F | NEISO | NYISO_A-F | Internal | Shoulder | B15 | 1203 | 600 | 0.01 | 71.26 | 74.24 | 3 | 0
2030 | NEISO_2_NYISO_A-F | NEISO | NYISO_A-F | Internal | Summer | B1 | 10 | 600 | 0 | 112.86 | 109.86 | 3 | 0
2030 | NEISO_2_NYISO_A-F | NEISO | NYISO_A-F | Internal | Summer | B2 | 25 | 600 | 0 | 111.84 | 108.84 | 3 | 0
2030 | NEISO_2_NYISO_A-F | NEISO | NYISO_A-F | Internal | Summer | B3 | 75 | 600 | 0 | 96.04 | 98.14 | 3 | 0
2030 | NEISO_2_NYISO_A-F | NEISO | NYISO_A-F | Internal | Summer | B4 | 100 | 600 | 503.9 | 80.85 | 83.85 | 3 | 0
2030 | NEISO_2_NYISO_A-F | NEISO | NYISO_A-F | Internal | Summer | B5 | 200 | 600 | 600 | 70.25 | 83.18 | 3 | 9.92
2030 | NEISO_2_NYISO_A-F | NEISO | NYISO_A-F | Internal | Summer | B6 | 300 | 600 | 600 | 70.25 | 75.68 | 3 | 2.43
2030 | NEISO_2_NYISO_A-F | NEISO | NYISO_A-F | Internal | Summer | B7 | 400 | 600 | 600 | 70.25 | 75.68 | 3 | 2.43
2030 | NEISO_2_NYISO_A-F | NEISO | NYISO_A-F | Internal | Summer | B8 | 500 | 600 | 0.03 | 70.25 | 73.23 | 3 | 0
2030 | NEISO_2_NYISO_A-F | NEISO | NYISO_A-F | Internal | Summer | B9 | 800 | 600 | 0 | 70.25 | 71.82 | 3 | 0
2030 | NEISO_2_NYISO_A-F | NEISO | NYISO_A-F | Internal | Summer | B10 | 1262 | 600 | 0 | 70.25 | 71.82 | 3 | 0
2030 | NEISO_2_NYISO_A-F | NEISO | NYISO_A-F | Internal | Winter | B16 | 25 | 600 | 0 | 82.6 | 79.69 | 3 | 0
2030 | NEISO_2_NYISO_A-F | NEISO | NYISO_A-F | Internal | Winter | B17 | 100 | 600 | 0 | 80.77 | 79.69 | 3 | 0
2030 | NEISO_2_NYISO_A-F | NEISO | NYISO_A-F | Internal | Winter | B18 | 400 | 600 | 0.03 | 75.3 | 78.28 | 3 | 0
2030 | NEISO_2_NYISO_A-F | NEISO | NYISO_A-F | Internal | Winter | B19 | 700 | 600 | 0.02 | 75.3 | 78.28 | 3 | 0
2030 | NEISO_2_NYISO_A-F | NEISO | NYISO_A-F | Internal | Winter | B20 | 935 | 600 | 0.02 | 75.3 | 78.28 | 3 | 0
2030 | NEISO_2_NYISO_G-I | NEISO | NYISO_G-I | Internal | Shoulder | B11 | 25 | 600 | 599.97 | 73.67 | 77.11 | 3 | 0.44
2030 | NEISO_2_NYISO_G-I | NEISO | NYISO_G-I | Internal | Shoulder | B12 | 200 | 600 | 0.16 | 72.37 | 75.36 | 3 | 0
2030 | NEISO_2_NYISO_G-I | NEISO | NYISO_G-I | Internal | Shoulder | B13 | 600 | 600 | 108.09 | 71.26 | 74.26 | 3 | 0
2030 | NEISO_2_NYISO_G-I | NEISO | NYISO_G-I | Internal | Shoulder | B14 | 900 | 600 | 0.04 | 71.26 | 74.25 | 3 | 0
2030 | NEISO_2_NYISO_G-I | NEISO | NYISO_G-I | Internal | Shoulder | B15 | 1203 | 600 | 0.02 | 71.26 | 74.25 | 3 | 0
2030 | NEISO_2_NYISO_G-I | NEISO | NYISO_G-I | Internal | Summer | B1 | 10 | 600 | 599.98 | 112.86 | 117.76 | 3 | 1.89
2030 | NEISO_2_NYISO_G-I | NEISO | NYISO_G-I | Internal | Summer | B2 | 25 | 600 | 599.98 | 111.84 | 115.53 | 3 | 0.69
2030 | NEISO_2_NYISO_G-I | NEISO | NYISO_G-I | Internal | Summer | B3 | 75 | 600 | 600 | 96.04 | 102.6 | 3 | 3.55
2030 | NEISO_2_NYISO_G-I | NEISO | NYISO_G-I | Internal | Summer | B4 | 100 | 600 | 600 | 80.85 | 100.8 | 3 | 16.95
2030 | NEISO_2_NYISO_G-I | NEISO | NYISO_G-I | Internal | Summer | B5 | 200 | 600 | 600 | 70.25 | 100.8 | 3 | 27.55
2030 | NEISO_2_NYISO_G-I | NEISO | NYISO_G-I | Internal | Summer | B6 | 300 | 600 | 600 | 70.25 | 96 | 3 | 22.75
2030 | NEISO_2_NYISO_G-I | NEISO | NYISO_G-I | Internal | Summer | B7 | 400 | 600 | 600 | 70.25 | 75.69 | 3 | 2.44
2030 | NEISO_2_NYISO_G-I | NEISO | NYISO_G-I | Internal | Summer | B8 | 500 | 600 | 0.05 | 70.25 | 73.24 | 3 | 0
2030 | NEISO_2_NYISO_G-I | NEISO | NYISO_G-I | Internal | Summer | B9 | 800 | 600 | 0 | 70.25 | 71.84 | 3 | 0
2030 | NEISO_2_NYISO_G-I | NEISO | NYISO_G-I | Internal | Summer | B10 | 1262 | 600 | 0 | 70.25 | 71.84 | 3 | 0
2030 | NEISO_2_NYISO_G-I | NEISO | NYISO_G-I | Internal | Winter | B16 | 25 | 600 | 0.03 | 82.6 | 85.06 | 3 | 0
2030 | NEISO_2_NYISO_G-I | NEISO | NYISO_G-I | Internal | Winter | B17 | 100 | 600 | 215.49 | 80.77 | 83.77 | 3 | 0
2030 | NEISO_2_NYISO_G-I | NEISO | NYISO_G-I | Internal | Winter | B18 | 400 | 600 | 600 | 75.3 | 83.77 | 3 | 5.47
2030 | NEISO_2_NYISO_G-I | NEISO | NYISO_G-I | Internal | Winter | B19 | 700 | 600 | 506.58 | 75.3 | 78.3 | 3 | 0
2030 | NEISO_2_NYISO_G-I | NEISO | NYISO_G-I | Internal | Winter | B20 | 935 | 600 | 0.03 | 75.3 | 78.29 | 3 | 0
2030 | NEISO_2_NYISO_J-K | NEISO | NYISO_J-K | Internal | Shoulder | B11 | 25 | 745 | 744.97 | 73.67 | 77.12 | 3 | 0.45
2030 | NEISO_2_NYISO_J-K | NEISO | NYISO_J-K | Internal | Shoulder | B12 | 200 | 745 | 698.45 | 72.37 | 75.37 | 3 | 0
2030 | NEISO_2_NYISO_J-K | NEISO | NYISO_J-K | Internal | Shoulder | B13 | 600 | 745 | 744.95 | 71.26 | 74.28 | 3 | 0.01
2030 | NEISO_2_NYISO_J-K | NEISO | NYISO_J-K | Internal | Shoulder | B14 | 900 | 745 | 536.51 | 71.26 | 74.26 | 3 | 0
2030 | NEISO_2_NYISO_J-K | NEISO | NYISO_J-K | Internal | Shoulder | B15 | 1203 | 745 | 153.97 | 71.26 | 74.26 | 3 | 0
2030 | NEISO_2_NYISO_J-K | NEISO | NYISO_J-K | Internal | Summer | B1 | 10 | 745 | 744.98 | 112.86 | 117.77 | 3 | 1.91
2030 | NEISO_2_NYISO_J-K | NEISO | NYISO_J-K | Internal | Summer | B2 | 25 | 745 | 744.98 | 111.84 | 115.54 | 3 | 0.7
2030 | NEISO_2_NYISO_J-K | NEISO | NYISO_J-K | Internal | Summer | B3 | 75 | 745 | 745 | 96.04 | 102.61 | 3 | 3.57
2030 | NEISO_2_NYISO_J-K | NEISO | NYISO_J-K | Internal | Summer | B4 | 100 | 745 | 745 | 80.85 | 100.82 | 3 | 16.96
2030 | NEISO_2_NYISO_J-K | NEISO | NYISO_J-K | Internal | Summer | B5 | 200 | 745 | 745 | 70.25 | 100.82 | 3 | 27.56
2030 | NEISO_2_NYISO_J-K | NEISO | NYISO_J-K | Internal | Summer | B6 | 300 | 745 | 745 | 70.25 | 96.01 | 3 | 22.76
2030 | NEISO_2_NYISO_J-K | NEISO | NYISO_J-K | Internal | Summer | B7 | 400 | 745 | 745 | 70.25 | 75.71 | 3 | 2.45
2030 | NEISO_2_NYISO_J-K | NEISO | NYISO_J-K | Internal | Summer | B8 | 500 | 745 | 298.81 | 70.25 | 73.25 | 3 | 0
2030 | NEISO_2_NYISO_J-K | NEISO | NYISO_J-K | Internal | Summer | B9 | 800 | 745 | 0 | 70.25 | 71.85 | 3 | 0
2030 | NEISO_2_NYISO_J-K | NEISO | NYISO_J-K | Internal | Summer | B10 | 1262 | 745 | 0 | 70.25 | 71.85 | 3 | 0
2030 | NEISO_2_NYISO_J-K | NEISO | NYISO_J-K | Internal | Winter | B16 | 25 | 745 | 744.99 | 82.6 | 86.61 | 3 | 1.01
2030 | NEISO_2_NYISO_J-K | NEISO | NYISO_J-K | Internal | Winter | B17 | 100 | 745 | 745 | 80.77 | 86.61 | 3 | 2.84
2030 | NEISO_2_NYISO_J-K | NEISO | NYISO_J-K | Internal | Winter | B18 | 400 | 745 | 745 | 75.3 | 86.61 | 3 | 8.3
2030 | NEISO_2_NYISO_J-K | NEISO | NYISO_J-K | Internal | Winter | B19 | 700 | 745 | 745 | 75.3 | 86.61 | 3 | 8.3
2030 | NEISO_2_NYISO_J-K | NEISO | NYISO_J-K | Internal | Winter | B20 | 935 | 745 | 183.04 | 75.3 | 78.3 | 3 | 0
2030 | NonRTO_Midwest_2_MISO_IN | NonRTO_Midwest | MISO_IN | Internal | Shoulder | B11 | 25 | 4450 | 0 | 85 | 77 | 8 | 0
2030 | NonRTO_Midwest_2_MISO_IN | NonRTO_Midwest | MISO_IN | Internal | Shoulder | B12 | 200 | 4450 | 0 | 82.59 | 74.59 | 8 | 0
2030 | NonRTO_Midwest_2_MISO_IN | NonRTO_Midwest | MISO_IN | Internal | Shoulder | B13 | 600 | 4450 | 0 | 81.72 | 73.72 | 8 | 0
2030 | NonRTO_Midwest_2_MISO_IN | NonRTO_Midwest | MISO_IN | Internal | Shoulder | B14 | 900 | 4450 | 0 | 74.9 | 66.9 | 8 | 0
2030 | NonRTO_Midwest_2_MISO_IN | NonRTO_Midwest | MISO_IN | Internal | Shoulder | B15 | 1203 | 4450 | 0 | 74.9 | 66.9 | 8 | 0
2030 | NonRTO_Midwest_2_MISO_IN | NonRTO_Midwest | MISO_IN | Internal | Summer | B1 | 10 | 4450 | 0 | 130.41 | 123.72 | 8 | 0
2030 | NonRTO_Midwest_2_MISO_IN | NonRTO_Midwest | MISO_IN | Internal | Summer | B2 | 25 | 4450 | 0 | 129.53 | 121.53 | 8 | 0
2030 | NonRTO_Midwest_2_MISO_IN | NonRTO_Midwest | MISO_IN | Internal | Summer | B3 | 75 | 4450 | 0 | 130.41 | 122.41 | 8 | 0
2030 | NonRTO_Midwest_2_MISO_IN | NonRTO_Midwest | MISO_IN | Internal | Summer | B4 | 100 | 4450 | 0 | 129.53 | 121.53 | 8 | 0
2030 | NonRTO_Midwest_2_MISO_IN | NonRTO_Midwest | MISO_IN | Internal | Summer | B5 | 200 | 4450 | 0 | 123.43 | 115.43 | 8 | 0
2030 | NonRTO_Midwest_2_MISO_IN | NonRTO_Midwest | MISO_IN | Internal | Summer | B6 | 300 | 4450 | 0 | 110 | 102 | 8 | 0
2030 | NonRTO_Midwest_2_MISO_IN | NonRTO_Midwest | MISO_IN | Internal | Summer | B7 | 400 | 4450 | 0 | 94.49 | 86.49 | 8 | 0
2030 | NonRTO_Midwest_2_MISO_IN | NonRTO_Midwest | MISO_IN | Internal | Summer | B8 | 500 | 4450 | 0 | 85.53 | 77.53 | 8 | 0
2030 | NonRTO_Midwest_2_MISO_IN | NonRTO_Midwest | MISO_IN | Internal | Summer | B9 | 800 | 4450 | 0 | 81.14 | 73.14 | 8 | 0
2030 | NonRTO_Midwest_2_MISO_IN | NonRTO_Midwest | MISO_IN | Internal | Summer | B10 | 1262 | 4450 | 0 | 73.55 | 65.55 | 8 | 0
2030 | NonRTO_Midwest_2_MISO_IN | NonRTO_Midwest | MISO_IN | Internal | Winter | B16 | 25 | 4450 | 0 | 84.58 | 74.39 | 8 | 0
2030 | NonRTO_Midwest_2_MISO_IN | NonRTO_Midwest | MISO_IN | Internal | Winter | B17 | 100 | 4450 | 0 | 83.88 | 75.88 | 8 | 0
2030 | NonRTO_Midwest_2_MISO_IN | NonRTO_Midwest | MISO_IN | Internal | Winter | B18 | 400 | 4450 | 0 | 82.39 | 74.39 | 8 | 0
2030 | NonRTO_Midwest_2_MISO_IN | NonRTO_Midwest | MISO_IN | Internal | Winter | B19 | 700 | 4450 | 0 | 79.89 | 71.89 | 8 | 0
2030 | NonRTO_Midwest_2_MISO_IN | NonRTO_Midwest | MISO_IN | Internal | Winter | B20 | 935 | 4450 | 0 | 77.54 | 69.54 | 8 | 0
2030 | NonRTO_Midwest_2_TVA_Transmission | NonRTO_Midwest | TVA_Transmission | Internal | Shoulder | B11 | 25 | 2400 | 0 | 85 | 91.11 | 8 | 0
2030 | NonRTO_Midwest_2_TVA_Transmission | NonRTO_Midwest | TVA_Transmission | Internal | Shoulder | B12 | 200 | 2400 | 0 | 82.59 | 82.32 | 8 | 0
2030 | NonRTO_Midwest_2_TVA_Transmission | NonRTO_Midwest | TVA_Transmission | Internal | Shoulder | B13 | 600 | 2400 | 0 | 81.72 | 81.32 | 8 | 0
2030 | NonRTO_Midwest_2_TVA_Transmission | NonRTO_Midwest | TVA_Transmission | Internal | Shoulder | B14 | 900 | 2400 | 0 | 74.9 | 74.88 | 8 | 0
2030 | NonRTO_Midwest_2_TVA_Transmission | NonRTO_Midwest | TVA_Transmission | Internal | Shoulder | B15 | 1203 | 2400 | 0 | 74.9 | 70.8 | 8 | 0
2030 | NonRTO_Midwest_2_TVA_Transmission | NonRTO_Midwest | TVA_Transmission | Internal | Summer | B1 | 10 | 2400 | 0 | 130.41 | 131.73 | 8 | 0
2030 | NonRTO_Midwest_2_TVA_Transmission | NonRTO_Midwest | TVA_Transmission | Internal | Summer | B2 | 25 | 2400 | 0 | 129.53 | 129.53 | 8 | 0
2030 | NonRTO_Midwest_2_TVA_Transmission | NonRTO_Midwest | TVA_Transmission | Internal | Summer | B3 | 75 | 2400 | 0 | 130.41 | 129.53 | 8 | 0
2030 | NonRTO_Midwest_2_TVA_Transmission | NonRTO_Midwest | TVA_Transmission | Internal | Summer | B4 | 100 | 2400 | 0 | 129.53 | 129.53 | 8 | 0
2030 | NonRTO_Midwest_2_TVA_Transmission | NonRTO_Midwest | TVA_Transmission | Internal | Summer | B5 | 200 | 2400 | 0 | 123.43 | 123.43 | 8 | 0
2030 | NonRTO_Midwest_2_TVA_Transmission | NonRTO_Midwest | TVA_Transmission | Internal | Summer | B6 | 300 | 2400 | 0 | 110 | 105.82 | 8 | 0
2030 | NonRTO_Midwest_2_TVA_Transmission | NonRTO_Midwest | TVA_Transmission | Internal | Summer | B7 | 400 | 2400 | 0 | 94.49 | 91.26 | 8 | 0
2030 | NonRTO_Midwest_2_TVA_Transmission | NonRTO_Midwest | TVA_Transmission | Internal | Summer | B8 | 500 | 2400 | 0 | 85.53 | 82.32 | 8 | 0
2030 | NonRTO_Midwest_2_TVA_Transmission | NonRTO_Midwest | TVA_Transmission | Internal | Summer | B9 | 800 | 2400 | 0 | 81.14 | 80.13 | 8 | 0
2030 | NonRTO_Midwest_2_TVA_Transmission | NonRTO_Midwest | TVA_Transmission | Internal | Summer | B10 | 1262 | 2400 | 0 | 73.55 | 71.45 | 8 | 0
2030 | NonRTO_Midwest_2_TVA_Transmission | NonRTO_Midwest | TVA_Transmission | Internal | Winter | B16 | 25 | 2400 | 800.69 | 84.58 | 92.58 | 8 | 0
2030 | NonRTO_Midwest_2_TVA_Transmission | NonRTO_Midwest | TVA_Transmission | Internal | Winter | B17 | 100 | 2400 | 0 | 83.88 | 83.89 | 8 | 0
2030 | NonRTO_Midwest_2_TVA_Transmission | NonRTO_Midwest | TVA_Transmission | Internal | Winter | B18 | 400 | 2400 | 0 | 82.39 | 82.4 | 8 | 0
2030 | NonRTO_Midwest_2_TVA_Transmission | NonRTO_Midwest | TVA_Transmission | Internal | Winter | B19 | 700 | 2400 | 0 | 79.89 | 79.9 | 8 | 0
2030 | NonRTO_Midwest_2_TVA_Transmission | NonRTO_Midwest | TVA_Transmission | Internal | Winter | B20 | 935 | 2400 | 0 | 77.54 | 72.98 | 8 | 0
2030 | NYISO_A-F_2_IESO | NYISO_A-F | IESO | Internal | Shoulder | B11 | 25 | 1600 | 0 | 77 | 61.07 | 7 | 0
2030 | NYISO_A-F_2_IESO | NYISO_A-F | IESO | Internal | Shoulder | B12 | 200 | 1600 | 0 | 75.35 | 61.07 | 7 | 0
2030 | NYISO_A-F_2_IESO | NYISO_A-F | IESO | Internal | Shoulder | B13 | 600 | 1600 | 0 | 74.25 | 61.07 | 7 | 0
2030 | NYISO_A-F_2_IESO | NYISO_A-F | IESO | Internal | Shoulder | B14 | 900 | 1600 | 0 | 74.24 | 61.07 | 7 | 0
2030 | NYISO_A-F_2_IESO | NYISO_A-F | IESO | Internal | Shoulder | B15 | 1203 | 1600 | 0 | 74.24 | 61.07 | 7 | 0
2030 | NYISO_A-F_2_IESO | NYISO_A-F | IESO | Internal | Summer | B1 | 10 | 1600 | 0 | 109.86 | 102.86 | 7 | 0
2030 | NYISO_A-F_2_IESO | NYISO_A-F | IESO | Internal | Summer | B2 | 25 | 1600 | 0 | 108.84 | 101.84 | 7 | 0
2030 | NYISO_A-F_2_IESO | NYISO_A-F | IESO | Internal | Summer | B3 | 75 | 1600 | 0 | 98.14 | 89.87 | 7 | 0
2030 | NYISO_A-F_2_IESO | NYISO_A-F | IESO | Internal | Summer | B4 | 100 | 1600 | 0 | 83.85 | 76.85 | 7 | 0
2030 | NYISO_A-F_2_IESO | NYISO_A-F | IESO | Internal | Summer | B5 | 200 | 1600 | 0 | 83.18 | 76.18 | 7 | 0
2030 | NYISO_A-F_2_IESO | NYISO_A-F | IESO | Internal | Summer | B6 | 300 | 1600 | 0 | 75.68 | 58.56 | 7 | 0
2030 | NYISO_A-F_2_IESO | NYISO_A-F | IESO | Internal | Summer | B7 | 400 | 1600 | 0 | 75.68 | 58.56 | 7 | 0
2030 | NYISO_A-F_2_IESO | NYISO_A-F | IESO | Internal | Summer | B8 | 500 | 1600 | 0 | 73.23 | 58.56 | 7 | 0
2030 | NYISO_A-F_2_IESO | NYISO_A-F | IESO | Internal | Summer | B9 | 800 | 1600 | 0 | 71.82 | 58.56 | 7 | 0
2030 | NYISO_A-F_2_IESO | NYISO_A-F | IESO | Internal | Summer | B10 | 1262 | 1600 | 0 | 71.82 | 58.56 | 7 | 0
2030 | NYISO_A-F_2_IESO | NYISO_A-F | IESO | Internal | Winter | B16 | 25 | 1600 | 0 | 79.69 | 62.55 | 7 | 0
2030 | NYISO_A-F_2_IESO | NYISO_A-F | IESO | Internal | Winter | B17 | 100 | 1600 | 0 | 79.69 | 62.55 | 7 | 0
2030 | NYISO_A-F_2_IESO | NYISO_A-F | IESO | Internal | Winter | B18 | 400 | 1600 | 0 | 78.28 | 62.55 | 7 | 0
2030 | NYISO_A-F_2_IESO | NYISO_A-F | IESO | Internal | Winter | B19 | 700 | 1600 | 0 | 78.28 | 62.55 | 7 | 0
2030 | NYISO_A-F_2_IESO | NYISO_A-F | IESO | Internal | Winter | B20 | 935 | 1600 | 0 | 78.28 | 62.55 | 7 | 0
2030 | NYISO_A-F_2_NEISO | NYISO_A-F | NEISO | Internal | Shoulder | B11 | 25 | 600 | 0 | 77 | 73.67 | 3 | 0
2030 | NYISO_A-F_2_NEISO | NYISO_A-F | NEISO | Internal | Shoulder | B12 | 200 | 600 | 0 | 75.35 | 72.37 | 3 | 0
2030 | NYISO_A-F_2_NEISO | NYISO_A-F | NEISO | Internal | Shoulder | B13 | 600 | 600 | 0 | 74.25 | 71.26 | 3 | 0
2030 | NYISO_A-F_2_NEISO | NYISO_A-F | NEISO | Internal | Shoulder | B14 | 900 | 600 | 0 | 74.24 | 71.26 | 3 | 0
2030 | NYISO_A-F_2_NEISO | NYISO_A-F | NEISO | Internal | Shoulder | B15 | 1203 | 600 | 0 | 74.24 | 71.26 | 3 | 0
2030 | NYISO_A-F_2_NEISO | NYISO_A-F | NEISO | Internal | Summer | B1 | 10 | 600 | 411.52 | 109.86 | 112.86 | 3 | 0
2030 | NYISO_A-F_2_NEISO | NYISO_A-F | NEISO | Internal | Summer | B2 | 25 | 600 | 299.96 | 108.84 | 111.84 | 3 | 0
2030 | NYISO_A-F_2_NEISO | NYISO_A-F | NEISO | Internal | Summer | B3 | 75 | 600 | 0 | 98.14 | 96.04 | 3 | 0
2030 | NYISO_A-F_2_NEISO | NYISO_A-F | NEISO | Internal | Summer | B4 | 100 | 600 | 0 | 83.85 | 80.85 | 3 | 0
2030 | NYISO_A-F_2_NEISO | NYISO_A-F | NEISO | Internal | Summer | B5 | 200 | 600 | 0 | 83.18 | 70.25 | 3 | 0
2030 | NYISO_A-F_2_NEISO | NYISO_A-F | NEISO | Internal | Summer | B6 | 300 | 600 | 0 | 75.68 | 70.25 | 3 | 0
2030 | NYISO_A-F_2_NEISO | NYISO_A-F | NEISO | Internal | Summer | B7 | 400 | 600 | 0 | 75.68 | 70.25 | 3 | 0
2030 | NYISO_A-F_2_NEISO | NYISO_A-F | NEISO | Internal | Summer | B8 | 500 | 600 | 0 | 73.23 | 70.25 | 3 | 0
2030 | NYISO_A-F_2_NEISO | NYISO_A-F | NEISO | Internal | Summer | B9 | 800 | 600 | 0 | 71.82 | 70.25 | 3 | 0
2030 | NYISO_A-F_2_NEISO | NYISO_A-F | NEISO | Internal | Summer | B10 | 1262 | 600 | 0 | 71.82 | 70.25 | 3 | 0
2030 | NYISO_A-F_2_NEISO | NYISO_A-F | NEISO | Internal | Winter | B16 | 25 | 600 | 0.16 | 79.69 | 82.6 | 3 | 0
2030 | NYISO_A-F_2_NEISO | NYISO_A-F | NEISO | Internal | Winter | B17 | 100 | 600 | 0 | 79.69 | 80.77 | 3 | 0
2030 | NYISO_A-F_2_NEISO | NYISO_A-F | NEISO | Internal | Winter | B18 | 400 | 600 | 0 | 78.28 | 75.3 | 3 | 0
2030 | NYISO_A-F_2_NEISO | NYISO_A-F | NEISO | Internal | Winter | B19 | 700 | 600 | 0 | 78.28 | 75.3 | 3 | 0
2030 | NYISO_A-F_2_NEISO | NYISO_A-F | NEISO | Internal | Winter | B20 | 935 | 600 | 0 | 78.28 | 75.3 | 3 | 0
2030 | NYISO_A-F_2_NYISO_G-I | NYISO_A-F | NYISO_G-I | Internal | Shoulder | B11 | 25 | 5685 | 5684.84 | 77 | 77.11 | 0.01 | 0.1
2030 | NYISO_A-F_2_NYISO_G-I | NYISO_A-F | NYISO_G-I | Internal | Shoulder | B12 | 200 | 5685 | 4615.3 | 75.35 | 75.36 | 0.01 | 0
2030 | NYISO_A-F_2_NYISO_G-I | NYISO_A-F | NYISO_G-I | Internal | Shoulder | B13 | 600 | 5685 | 5015.02 | 74.25 | 74.26 | 0.01 | 0
2030 | NYISO_A-F_2_NYISO_G-I | NYISO_A-F | NYISO_G-I | Internal | Shoulder | B14 | 900 | 5685 | 5184.36 | 74.24 | 74.25 | 0.01 | 0
2030 | NYISO_A-F_2_NYISO_G-I | NYISO_A-F | NYISO_G-I | Internal | Shoulder | B15 | 1203 | 5685 | 3931.7 | 74.24 | 74.25 | 0.01 | 0
2030 | NYISO_A-F_2_NYISO_G-I | NYISO_A-F | NYISO_G-I | Internal | Summer | B1 | 10 | 5685 | 5685 | 109.86 | 117.76 | 0.01 | 7.88
2030 | NYISO_A-F_2_NYISO_G-I | NYISO_A-F | NYISO_G-I | Internal | Summer | B2 | 25 | 5685 | 5685 | 108.84 | 115.53 | 0.01 | 6.67
2030 | NYISO_A-F_2_NYISO_G-I | NYISO_A-F | NYISO_G-I | Internal | Summer | B3 | 75 | 5685 | 5685 | 98.14 | 102.6 | 0.01 | 4.45
2030 | NYISO_A-F_2_NYISO_G-I | NYISO_A-F | NYISO_G-I | Internal | Summer | B4 | 100 | 5685 | 5685 | 83.85 | 100.8 | 0.01 | 16.94
2030 | NYISO_A-F_2_NYISO_G-I | NYISO_A-F | NYISO_G-I | Internal | Summer | B5 | 200 | 5685 | 5685 | 83.18 | 100.8 | 0.01 | 17.62
2030 | NYISO_A-F_2_NYISO_G-I | NYISO_A-F | NYISO_G-I | Internal | Summer | B6 | 300 | 5685 | 5685 | 75.68 | 96 | 0.01 | 20.31
2030 | NYISO_A-F_2_NYISO_G-I | NYISO_A-F | NYISO_G-I | Internal | Summer | B7 | 400 | 5685 | 5505.31 | 75.68 | 75.69 | 0.01 | 0
2030 | NYISO_A-F_2_NYISO_G-I | NYISO_A-F | NYISO_G-I | Internal | Summer | B8 | 500 | 5685 | 5259.73 | 73.23 | 73.24 | 0.01 | 0
2030 | NYISO_A-F_2_NYISO_G-I | NYISO_A-F | NYISO_G-I | Internal | Summer | B9 | 800 | 5685 | 5552.31 | 71.82 | 71.84 | 0.01 | 0
2030 | NYISO_A-F_2_NYISO_G-I | NYISO_A-F | NYISO_G-I | Internal | Summer | B10 | 1262 | 5685 | 2479.73 | 71.82 | 71.84 | 0.01 | 0
2030 | NYISO_A-F_2_NYISO_G-I | NYISO_A-F | NYISO_G-I | Internal | Winter | B16 | 25 | 5685 | 5685 | 79.69 | 85.06 | 0.01 | 5.36
2030 | NYISO_A-F_2_NYISO_G-I | NYISO_A-F | NYISO_G-I | Internal | Winter | B17 | 100 | 5685 | 5685 | 79.69 | 83.77 | 0.01 | 4.07
2030 | NYISO_A-F_2_NYISO_G-I | NYISO_A-F | NYISO_G-I | Internal | Winter | B18 | 400 | 5685 | 5685 | 78.28 | 83.77 | 0.01 | 5.48
2030 | NYISO_A-F_2_NYISO_G-I | NYISO_A-F | NYISO_G-I | Internal | Winter | B19 | 700 | 5685 | 5684.96 | 78.28 | 78.3 | 0.01 | 0.01
2030 | NYISO_A-F_2_NYISO_G-I | NYISO_A-F | NYISO_G-I | Internal | Winter | B20 | 935 | 5685 | 4765.81 | 78.28 | 78.29 | 0.01 | 0
2030 | NYISO_A-F_2_PJM_ROM | NYISO_A-F | PJM_ROM | Internal | Shoulder | B11 | 25 | 1000 | 999.88 | 77 | 85.12 | 8 | 0.12
2030 | NYISO_A-F_2_PJM_ROM | NYISO_A-F | PJM_ROM | Internal | Shoulder | B12 | 200 | 1000 | 0 | 75.35 | 80.9 | 8 | 0
2030 | NYISO_A-F_2_PJM_ROM | NYISO_A-F | PJM_ROM | Internal | Shoulder | B13 | 600 | 1000 | 0 | 74.25 | 78.09 | 8 | 0
2030 | NYISO_A-F_2_PJM_ROM | NYISO_A-F | PJM_ROM | Internal | Shoulder | B14 | 900 | 1000 | 0 | 74.24 | 77.07 | 8 | 0
2030 | NYISO_A-F_2_PJM_ROM | NYISO_A-F | PJM_ROM | Internal | Shoulder | B15 | 1203 | 1000 | 0 | 74.24 | 68.24 | 8 | 0
2030 | NYISO_A-F_2_PJM_ROM | NYISO_A-F | PJM_ROM | Internal | Summer | B1 | 10 | 1000 | 1000 | 109.86 | 125.74 | 8 | 7.88
2030 | NYISO_A-F_2_PJM_ROM | NYISO_A-F | PJM_ROM | Internal | Summer | B2 | 25 | 1000 | 1000 | 108.84 | 123.54 | 8 | 6.7
2030 | NYISO_A-F_2_PJM_ROM | NYISO_A-F | PJM_ROM | Internal | Summer | B3 | 75 | 1000 | 1000 | 98.14 | 123.52 | 8 | 17.38
2030 | NYISO_A-F_2_PJM_ROM | NYISO_A-F | PJM_ROM | Internal | Summer | B4 | 100 | 1000 | 1000 | 83.85 | 123.52 | 8 | 31.67
2030 | NYISO_A-F_2_PJM_ROM | NYISO_A-F | PJM_ROM | Internal | Summer | B5 | 200 | 1000 | 1000 | 83.18 | 117.42 | 8 | 26.24
2030 | NYISO_A-F_2_PJM_ROM | NYISO_A-F | PJM_ROM | Internal | Summer | B6 | 300 | 1000 | 1000 | 75.68 | 104.01 | 8 | 20.33
2030 | NYISO_A-F_2_PJM_ROM | NYISO_A-F | PJM_ROM | Internal | Summer | B7 | 400 | 1000 | 1000 | 75.68 | 88.5 | 8 | 4.82
2030 | NYISO_A-F_2_PJM_ROM | NYISO_A-F | PJM_ROM | Internal | Summer | B8 | 500 | 1000 | 0 | 73.23 | 79.54 | 8 | 0
2030 | NYISO_A-F_2_PJM_ROM | NYISO_A-F | PJM_ROM | Internal | Summer | B9 | 800 | 1000 | 0 | 71.82 | 75.16 | 8 | 0
2030 | NYISO_A-F_2_PJM_ROM | NYISO_A-F | PJM_ROM | Internal | Summer | B10 | 1262 | 1000 | 0 | 71.82 | 65.82 | 8 | 0
2030 | NYISO_A-F_2_PJM_ROM | NYISO_A-F | PJM_ROM | Internal | Winter | B16 | 25 | 1000 | 999.99 | 79.69 | 89.08 | 8 | 1.39
2030 | NYISO_A-F_2_PJM_ROM | NYISO_A-F | PJM_ROM | Internal | Winter | B17 | 100 | 1000 | 429.02 | 79.69 | 87.69 | 8 | 0
2030 | NYISO_A-F_2_PJM_ROM | NYISO_A-F | PJM_ROM | Internal | Winter | B18 | 400 | 1000 | 0 | 78.28 | 83.33 | 8 | 0
2030 | NYISO_A-F_2_PJM_ROM | NYISO_A-F | PJM_ROM | Internal | Winter | B19 | 700 | 1000 | 0 | 78.28 | 83.33 | 8 | 0
2030 | NYISO_A-F_2_PJM_ROM | NYISO_A-F | PJM_ROM | Internal | Winter | B20 | 935 | 1000 | 0 | 78.28 | 72.28 | 8 | 0
2030 | NYISO_G-I_2_NEISO | NYISO_G-I | NEISO | Internal | Shoulder | B11 | 25 | 600 | 0 | 77.11 | 73.67 | 3 | 0
2030 | NYISO_G-I_2_NEISO | NYISO_G-I | NEISO | Internal | Shoulder | B12 | 200 | 600 | 0 | 75.36 | 72.37 | 3 | 0
2030 | NYISO_G-I_2_NEISO | NYISO_G-I | NEISO | Internal | Shoulder | B13 | 600 | 600 | 0 | 74.26 | 71.26 | 3 | 0
2030 | NYISO_G-I_2_NEISO | NYISO_G-I | NEISO | Internal | Shoulder | B14 | 900 | 600 | 0 | 74.25 | 71.26 | 3 | 0
2030 | NYISO_G-I_2_NEISO | NYISO_G-I | NEISO | Internal | Shoulder | B15 | 1203 | 600 | 0 | 74.25 | 71.26 | 3 | 0
2030 | NYISO_G-I_2_NEISO | NYISO_G-I | NEISO | Internal | Summer | B1 | 10 | 600 | 0 | 117.76 | 112.86 | 3 | 0
2030 | NYISO_G-I_2_NEISO | NYISO_G-I | NEISO | Internal | Summer | B2 | 25 | 600 | 0 | 115.53 | 111.84 | 3 | 0
2030 | NYISO_G-I_2_NEISO | NYISO_G-I | NEISO | Internal | Summer | B3 | 75 | 600 | 0 | 102.6 | 96.04 | 3 | 0
2030 | NYISO_G-I_2_NEISO | NYISO_G-I | NEISO | Internal | Summer | B4 | 100 | 600 | 0 | 100.8 | 80.85 | 3 | 0
2030 | NYISO_G-I_2_NEISO | NYISO_G-I | NEISO | Internal | Summer | B5 | 200 | 600 | 0 | 100.8 | 70.25 | 3 | 0
2030 | NYISO_G-I_2_NEISO | NYISO_G-I | NEISO | Internal | Summer | B6 | 300 | 600 | 0 | 96 | 70.25 | 3 | 0
2030 | NYISO_G-I_2_NEISO | NYISO_G-I | NEISO | Internal | Summer | B7 | 400 | 600 | 0 | 75.69 | 70.25 | 3 | 0
2030 | NYISO_G-I_2_NEISO | NYISO_G-I | NEISO | Internal | Summer | B8 | 500 | 600 | 0 | 73.24 | 70.25 | 3 | 0
2030 | NYISO_G-I_2_NEISO | NYISO_G-I | NEISO | Internal | Summer | B9 | 800 | 600 | 0 | 71.84 | 70.25 | 3 | 0
2030 | NYISO_G-I_2_NEISO | NYISO_G-I | NEISO | Internal | Summer | B10 | 1262 | 600 | 0 | 71.84 | 70.25 | 3 | 0
2030 | NYISO_G-I_2_NEISO | NYISO_G-I | NEISO | Internal | Winter | B16 | 25 | 600 | 0 | 85.06 | 82.6 | 3 | 0
2030 | NYISO_G-I_2_NEISO | NYISO_G-I | NEISO | Internal | Winter | B17 | 100 | 600 | 0 | 83.77 | 80.77 | 3 | 0
2030 | NYISO_G-I_2_NEISO | NYISO_G-I | NEISO | Internal | Winter | B18 | 400 | 600 | 0 | 83.77 | 75.3 | 3 | 0
2030 | NYISO_G-I_2_NEISO | NYISO_G-I | NEISO | Internal | Winter | B19 | 700 | 600 | 0 | 78.3 | 75.3 | 3 | 0
2030 | NYISO_G-I_2_NEISO | NYISO_G-I | NEISO | Internal | Winter | B20 | 935 | 600 | 0 | 78.29 | 75.3 | 3 | 0
2030 | NYISO_G-I_2_NYISO_A-F | NYISO_G-I | NYISO_A-F | Internal | Shoulder | B11 | 25 | 3434 | 0.12 | 77.11 | 77 | 0.01 | 0
2030 | NYISO_G-I_2_NYISO_A-F | NYISO_G-I | NYISO_A-F | Internal | Shoulder | B12 | 200 | 3434 | 0.08 | 75.36 | 75.35 | 0.01 | 0
2030 | NYISO_G-I_2_NYISO_A-F | NYISO_G-I | NYISO_A-F | Internal | Shoulder | B13 | 600 | 3434 | 0.03 | 74.26 | 74.25 | 0.01 | 0
2030 | NYISO_G-I_2_NYISO_A-F | NYISO_G-I | NYISO_A-F | Internal | Shoulder | B14 | 900 | 3434 | 0.02 | 74.25 | 74.24 | 0.01 | 0
2030 | NYISO_G-I_2_NYISO_A-F | NYISO_G-I | NYISO_A-F | Internal | Shoulder | B15 | 1203 | 3434 | 0.01 | 74.25 | 74.24 | 0.01 | 0
2030 | NYISO_G-I_2_NYISO_A-F | NYISO_G-I | NYISO_A-F | Internal | Summer | B1 | 10 | 3434 | 0 | 117.76 | 109.86 | 0.01 | 0
2030 | NYISO_G-I_2_NYISO_A-F | NYISO_G-I | NYISO_A-F | Internal | Summer | B2 | 25 | 3434 | 0 | 115.53 | 108.84 | 0.01 | 0
2030 | NYISO_G-I_2_NYISO_A-F | NYISO_G-I | NYISO_A-F | Internal | Summer | B3 | 75 | 3434 | 0 | 102.6 | 98.14 | 0.01 | 0
2030 | NYISO_G-I_2_NYISO_A-F | NYISO_G-I | NYISO_A-F | Internal | Summer | B4 | 100 | 3434 | 0 | 100.8 | 83.85 | 0.01 | 0
2030 | NYISO_G-I_2_NYISO_A-F | NYISO_G-I | NYISO_A-F | Internal | Summer | B5 | 200 | 3434 | 0 | 100.8 | 83.18 | 0.01 | 0
2030 | NYISO_G-I_2_NYISO_A-F | NYISO_G-I | NYISO_A-F | Internal | Summer | B6 | 300 | 3434 | 0 | 96 | 75.68 | 0.01 | 0
2030 | NYISO_G-I_2_NYISO_A-F | NYISO_G-I | NYISO_A-F | Internal | Summer | B7 | 400 | 3434 | 0.04 | 75.69 | 75.68 | 0.01 | 0
2030 | NYISO_G-I_2_NYISO_A-F | NYISO_G-I | NYISO_A-F | Internal | Summer | B8 | 500 | 3434 | 0.03 | 73.24 | 73.23 | 0.01 | 0
2030 | NYISO_G-I_2_NYISO_A-F | NYISO_G-I | NYISO_A-F | Internal | Summer | B9 | 800 | 3434 | 0.02 | 71.84 | 71.82 | 0.01 | 0
2030 | NYISO_G-I_2_NYISO_A-F | NYISO_G-I | NYISO_A-F | Internal | Summer | B10 | 1262 | 3434 | 0.01 | 71.84 | 71.82 | 0.01 | 0
2030 | NYISO_G-I_2_NYISO_A-F | NYISO_G-I | NYISO_A-F | Internal | Winter | B16 | 25 | 3434 | 0 | 85.06 | 79.69 | 0.01 | 0
2030 | NYISO_G-I_2_NYISO_A-F | NYISO_G-I | NYISO_A-F | Internal | Winter | B17 | 100 | 3434 | 0 | 83.77 | 79.69 | 0.01 | 0
2030 | NYISO_G-I_2_NYISO_A-F | NYISO_G-I | NYISO_A-F | Internal | Winter | B18 | 400 | 3434 | 0 | 83.77 | 78.28 | 0.01 | 0
2030 | NYISO_G-I_2_NYISO_A-F | NYISO_G-I | NYISO_A-F | Internal | Winter | B19 | 700 | 3434 | 0.01 | 78.3 | 78.28 | 0.01 | 0
2030 | NYISO_G-I_2_NYISO_A-F | NYISO_G-I | NYISO_A-F | Internal | Winter | B20 | 935 | 3434 | 0.02 | 78.29 | 78.28 | 0.01 | 0
2030 | NYISO_G-I_2_NYISO_J-K | NYISO_G-I | NYISO_J-K | Internal | Shoulder | B11 | 25 | 6130 | 5613.55 | 77.11 | 77.12 | 0.01 | 0
2030 | NYISO_G-I_2_NYISO_J-K | NYISO_G-I | NYISO_J-K | Internal | Shoulder | B12 | 200 | 6130 | 4921.42 | 75.36 | 75.37 | 0.01 | 0
2030 | NYISO_G-I_2_NYISO_J-K | NYISO_G-I | NYISO_J-K | Internal | Shoulder | B13 | 600 | 6130 | 4589.28 | 74.26 | 74.28 | 0.01 | 0
2030 | NYISO_G-I_2_NYISO_J-K | NYISO_G-I | NYISO_J-K | Internal | Shoulder | B14 | 900 | 6130 | 4801.14 | 74.25 | 74.26 | 0.01 | 0
2030 | NYISO_G-I_2_NYISO_J-K | NYISO_G-I | NYISO_J-K | Internal | Shoulder | B15 | 1203 | 6130 | 4386.22 | 74.25 | 74.26 | 0.01 | 0
2030 | NYISO_G-I_2_NYISO_J-K | NYISO_G-I | NYISO_J-K | Internal | Summer | B1 | 10 | 6130 | 5522.88 | 117.76 | 117.77 | 0.01 | 0
2030 | NYISO_G-I_2_NYISO_J-K | NYISO_G-I | NYISO_J-K | Internal | Summer | B2 | 25 | 6130 | 5065.59 | 115.53 | 115.54 | 0.01 | 0
2030 | NYISO_G-I_2_NYISO_J-K | NYISO_G-I | NYISO_J-K | Internal | Summer | B3 | 75 | 6130 | 4707.31 | 102.6 | 102.61 | 0.01 | 0
2030 | NYISO_G-I_2_NYISO_J-K | NYISO_G-I | NYISO_J-K | Internal | Summer | B4 | 100 | 6130 | 4964.45 | 100.8 | 100.82 | 0.01 | 0
2030 | NYISO_G-I_2_NYISO_J-K | NYISO_G-I | NYISO_J-K | Internal | Summer | B5 | 200 | 6130 | 5096.98 | 100.8 | 100.82 | 0.01 | 0
2030 | NYISO_G-I_2_NYISO_J-K | NYISO_G-I | NYISO_J-K | Internal | Summer | B6 | 300 | 6130 | 5897.12 | 96 | 96.01 | 0.01 | 0
2030 | NYISO_G-I_2_NYISO_J-K | NYISO_G-I | NYISO_J-K | Internal | Summer | B7 | 400 | 6130 | 5271.12 | 75.69 | 75.71 | 0.01 | 0
2030 | NYISO_G-I_2_NYISO_J-K | NYISO_G-I | NYISO_J-K | Internal | Summer | B8 | 500 | 6130 | 6074.14 | 73.24 | 73.25 | 0.01 | 0
2030 | NYISO_G-I_2_NYISO_J-K | NYISO_G-I | NYISO_J-K | Internal | Summer | B9 | 800 | 6130 | 5501.29 | 71.84 | 71.85 | 0.01 | 0
2030 | NYISO_G-I_2_NYISO_J-K | NYISO_G-I | NYISO_J-K | Internal | Summer | B10 | 1262 | 6130 | 3369 | 71.84 | 71.85 | 0.01 | 0
2030 | NYISO_G-I_2_NYISO_J-K | NYISO_G-I | NYISO_J-K | Internal | Winter | B16 | 25 | 6130 | 6129.99 | 85.06 | 86.61 | 0.01 | 1.54
2030 | NYISO_G-I_2_NYISO_J-K | NYISO_G-I | NYISO_J-K | Internal | Winter | B17 | 100 | 6130 | 6130 | 83.77 | 86.61 | 0.01 | 2.83
2030 | NYISO_G-I_2_NYISO_J-K | NYISO_G-I | NYISO_J-K | Internal | Winter | B18 | 400 | 6130 | 6130 | 83.77 | 86.61 | 0.01 | 2.83
2030 | NYISO_G-I_2_NYISO_J-K | NYISO_G-I | NYISO_J-K | Internal | Winter | B19 | 700 | 6130 | 6130 | 78.3 | 86.61 | 0.01 | 8.29
2030 | NYISO_G-I_2_NYISO_J-K | NYISO_G-I | NYISO_J-K | Internal | Winter | B20 | 935 | 6130 | 5228.51 | 78.29 | 78.3 | 0.01 | 0
2030 | NYISO_G-I_2_PJM_E | NYISO_G-I | PJM_E | Internal | Shoulder | B11 | 25 | 1500 | 943.85 | 77.11 | 85.11 | 8 | 0
2030 | NYISO_G-I_2_PJM_E | NYISO_G-I | PJM_E | Internal | Shoulder | B12 | 200 | 1500 | 0 | 75.36 | 80.89 | 8 | 0
2030 | NYISO_G-I_2_PJM_E | NYISO_G-I | PJM_E | Internal | Shoulder | B13 | 600 | 1500 | 0 | 74.26 | 78.08 | 8 | 0
2030 | NYISO_G-I_2_PJM_E | NYISO_G-I | PJM_E | Internal | Shoulder | B14 | 900 | 1500 | 0 | 74.25 | 77.06 | 8 | 0
2030 | NYISO_G-I_2_PJM_E | NYISO_G-I | PJM_E | Internal | Shoulder | B15 | 1203 | 1500 | 0 | 74.25 | 68.25 | 8 | 0
2030 | NYISO_G-I_2_PJM_E | NYISO_G-I | PJM_E | Internal | Summer | B1 | 10 | 1500 | 139.49 | 117.76 | 125.76 | 8 | 0
2030 | NYISO_G-I_2_PJM_E | NYISO_G-I | PJM_E | Internal | Summer | B2 | 25 | 1500 | 749.28 | 115.53 | 123.53 | 8 | 0
2030 | NYISO_G-I_2_PJM_E | NYISO_G-I | PJM_E | Internal | Summer | B3 | 75 | 1500 | 1500 | 102.6 | 123.51 | 8 | 12.91
2030 | NYISO_G-I_2_PJM_E | NYISO_G-I | PJM_E | Internal | Summer | B4 | 100 | 1500 | 1500 | 100.8 | 123.51 | 8 | 14.7
2030 | NYISO_G-I_2_PJM_E | NYISO_G-I | PJM_E | Internal | Summer | B5 | 200 | 1500 | 1500 | 100.8 | 117.41 | 8 | 8.61
2030 | NYISO_G-I_2_PJM_E | NYISO_G-I | PJM_E | Internal | Summer | B6 | 300 | 1500 | 888.75 | 96 | 104 | 8 | 0
2030 | NYISO_G-I_2_PJM_E | NYISO_G-I | PJM_E | Internal | Summer | B7 | 400 | 1500 | 1500 | 75.69 | 88.49 | 8 | 4.8
2030 | NYISO_G-I_2_PJM_E | NYISO_G-I | PJM_E | Internal | Summer | B8 | 500 | 1500 | 0 | 73.24 | 79.53 | 8 | 0
2030 | NYISO_G-I_2_PJM_E | NYISO_G-I | PJM_E | Internal | Summer | B9 | 800 | 1500 | 0 | 71.84 | 75.14 | 8 | 0
2030 | NYISO_G-I_2_PJM_E | NYISO_G-I | PJM_E | Internal | Summer | B10 | 1262 | 1500 | 0 | 71.84 | 65.81 | 8 | 0
2030 | NYISO_G-I_2_PJM_E | NYISO_G-I | PJM_E | Internal | Winter | B16 | 25 | 1500 | 0 | 85.06 | 89.09 | 8 | 0
2030 | NYISO_G-I_2_PJM_E | NYISO_G-I | PJM_E | Internal | Winter | B17 | 100 | 1500 | 0 | 83.77 | 87.7 | 8 | 0
2030 | NYISO_G-I_2_PJM_E | NYISO_G-I | PJM_E | Internal | Winter | B18 | 400 | 1500 | 0 | 83.77 | 83.34 | 8 | 0
2030 | NYISO_G-I_2_PJM_E | NYISO_G-I | PJM_E | Internal | Winter | B19 | 700 | 1500 | 0 | 78.3 | 83.34 | 8 | 0
2030 | NYISO_G-I_2_PJM_E | NYISO_G-I | PJM_E | Internal | Winter | B20 | 935 | 1500 | 0 | 78.29 | 72.29 | 8 | 0
2030 | NYISO_J-K_2_NEISO | NYISO_J-K | NEISO | Internal | Shoulder | B11 | 25 | 315 | 0 | 77.12 | 73.67 | 3 | 0
2030 | NYISO_J-K_2_NEISO | NYISO_J-K | NEISO | Internal | Shoulder | B12 | 200 | 315 | 0 | 75.37 | 72.37 | 3 | 0
2030 | NYISO_J-K_2_NEISO | NYISO_J-K | NEISO | Internal | Shoulder | B13 | 600 | 315 | 0 | 74.28 | 71.26 | 3 | 0
2030 | NYISO_J-K_2_NEISO | NYISO_J-K | NEISO | Internal | Shoulder | B14 | 900 | 315 | 0 | 74.26 | 71.26 | 3 | 0
2030 | NYISO_J-K_2_NEISO | NYISO_J-K | NEISO | Internal | Shoulder | B15 | 1203 | 315 | 0 | 74.26 | 71.26 | 3 | 0
2030 | NYISO_J-K_2_NEISO | NYISO_J-K | NEISO | Internal | Summer | B1 | 10 | 315 | 0 | 117.77 | 112.86 | 3 | 0
2030 | NYISO_J-K_2_NEISO | NYISO_J-K | NEISO | Internal | Summer | B2 | 25 | 315 | 0 | 115.54 | 111.84 | 3 | 0
2030 | NYISO_J-K_2_NEISO | NYISO_J-K | NEISO | Internal | Summer | B3 | 75 | 315 | 0 | 102.61 | 96.04 | 3 | 0
2030 | NYISO_J-K_2_NEISO | NYISO_J-K | NEISO | Internal | Summer | B4 | 100 | 315 | 0 | 100.82 | 80.85 | 3 | 0
2030 | NYISO_J-K_2_NEISO | NYISO_J-K | NEISO | Internal | Summer | B5 | 200 | 315 | 0 | 100.82 | 70.25 | 3 | 0
2030 | NYISO_J-K_2_NEISO | NYISO_J-K | NEISO | Internal | Summer | B6 | 300 | 315 | 0 | 96.01 | 70.25 | 3 | 0
2030 | NYISO_J-K_2_NEISO | NYISO_J-K | NEISO | Internal | Summer | B7 | 400 | 315 | 0 | 75.71 | 70.25 | 3 | 0
2030 | NYISO_J-K_2_NEISO | NYISO_J-K | NEISO | Internal | Summer | B8 | 500 | 315 | 0 | 73.25 | 70.25 | 3 | 0
2030 | NYISO_J-K_2_NEISO | NYISO_J-K | NEISO | Internal | Summer | B9 | 800 | 315 | 0 | 71.85 | 70.25 | 3 | 0
2030 | NYISO_J-K_2_NEISO | NYISO_J-K | NEISO | Internal | Summer | B10 | 1262 | 315 | 0 | 71.85 | 70.25 | 3 | 0
2030 | NYISO_J-K_2_NEISO | NYISO_J-K | NEISO | Internal | Winter | B16 | 25 | 315 | 0 | 86.61 | 82.6 | 3 | 0
2030 | NYISO_J-K_2_NEISO | NYISO_J-K | NEISO | Internal | Winter | B17 | 100 | 315 | 0 | 86.61 | 80.77 | 3 | 0
2030 | NYISO_J-K_2_NEISO | NYISO_J-K | NEISO | Internal | Winter | B18 | 400 | 315 | 0 | 86.61 | 75.3 | 3 | 0
2030 | NYISO_J-K_2_NEISO | NYISO_J-K | NEISO | Internal | Winter | B19 | 700 | 315 | 0 | 86.61 | 75.3 | 3 | 0
2030 | NYISO_J-K_2_NEISO | NYISO_J-K | NEISO | Internal | Winter | B20 | 935 | 315 | 0 | 78.3 | 75.3 | 3 | 0
2030 | NYISO_J-K_2_NYISO_G-I | NYISO_J-K | NYISO_G-I | Internal | Shoulder | B11 | 25 | 1999 | 0.52 | 77.12 | 77.11 | 0.01 | 0
2030 | NYISO_J-K_2_NYISO_G-I | NYISO_J-K | NYISO_G-I | Internal | Shoulder | B12 | 200 | 1999 | 0.08 | 75.37 | 75.36 | 0.01 | 0
2030 | NYISO_J-K_2_NYISO_G-I | NYISO_J-K | NYISO_G-I | Internal | Shoulder | B13 | 600 | 1999 | 0.03 | 74.28 | 74.26 | 0.01 | 0
2030 | NYISO_J-K_2_NYISO_G-I | NYISO_J-K | NYISO_G-I | Internal | Shoulder | B14 | 900 | 1999 | 0.02 | 74.26 | 74.25 | 0.01 | 0
2030 | NYISO_J-K_2_NYISO_G-I | NYISO_J-K | NYISO_G-I | Internal | Shoulder | B15 | 1203 | 1999 | 0.01 | 74.26 | 74.25 | 0.01 | 0
2030 | NYISO_J-K_2_NYISO_G-I | NYISO_J-K | NYISO_G-I | Internal | Summer | B1 | 10 | 1999 | 1.27 | 117.77 | 117.76 | 0.01 | 0
2030 | NYISO_J-K_2_NYISO_G-I | NYISO_J-K | NYISO_G-I | Internal | Summer | B2 | 25 | 1999 | 0.56 | 115.54 | 115.53 | 0.01 | 0
2030 | NYISO_J-K_2_NYISO_G-I | NYISO_J-K | NYISO_G-I | Internal | Summer | B3 | 75 | 1999 | 0.2 | 102.61 | 102.6 | 0.01 | 0
2030 | NYISO_J-K_2_NYISO_G-I | NYISO_J-K | NYISO_G-I | Internal | Summer | B4 | 100 | 1999 | 0.15 | 100.82 | 100.8 | 0.01 | 0
2030 | NYISO_J-K_2_NYISO_G-I | NYISO_J-K | NYISO_G-I | Internal | Summer | B5 | 200 | 1999 | 0.08 | 100.82 | 100.8 | 0.01 | 0
2030 | NYISO_J-K_2_NYISO_G-I | NYISO_J-K | NYISO_G-I | Internal | Summer | B6 | 300 | 1999 | 0.05 | 96.01 | 96 | 0.01 | 0
2030 | NYISO_J-K_2_NYISO_G-I | NYISO_J-K | NYISO_G-I | Internal | Summer | B7 | 400 | 1999 | 0.04 | 75.71 | 75.69 | 0.01 | 0
2030 | NYISO_J-K_2_NYISO_G-I | NYISO_J-K | NYISO_G-I | Internal | Summer | B8 | 500 | 1999 | 0.03 | 73.25 | 73.24 | 0.01 | 0
2030 | NYISO_J-K_2_NYISO_G-I | NYISO_J-K | NYISO_G-I | Internal | Summer | B9 | 800 | 1999 | 0.02 | 71.85 | 71.84 | 0.01 | 0
2030 | NYISO_J-K_2_NYISO_G-I | NYISO_J-K | NYISO_G-I | Internal | Summer | B10 | 1262 | 1999 | 0.01 | 71.85 | 71.84 | 0.01 | 0
2030 | NYISO_J-K_2_NYISO_G-I | NYISO_J-K | NYISO_G-I | Internal | Winter | B16 | 25 | 1999 | 0 | 86.61 | 85.06 | 0.01 | 0
2030 | NYISO_J-K_2_NYISO_G-I | NYISO_J-K | NYISO_G-I | Internal | Winter | B17 | 100 | 1999 | 0 | 86.61 | 83.77 | 0.01 | 0
2030 | NYISO_J-K_2_NYISO_G-I | NYISO_J-K | NYISO_G-I | Internal | Winter | B18 | 400 | 1999 | 0 | 86.61 | 83.77 | 0.01 | 0
2030 | NYISO_J-K_2_NYISO_G-I | NYISO_J-K | NYISO_G-I | Internal | Winter | B19 | 700 | 1999 | 0 | 86.61 | 78.3 | 0.01 | 0
2030 | NYISO_J-K_2_NYISO_G-I | NYISO_J-K | NYISO_G-I | Internal | Winter | B20 | 935 | 1999 | 0.02 | 78.3 | 78.29 | 0.01 | 0
2030 | NYISO_J-K_2_PJM_E | NYISO_J-K | PJM_E | Internal | Shoulder | B11 | 25 | 330 | 0.99 | 77.12 | 85.11 | 8 | 0
2030 | NYISO_J-K_2_PJM_E | NYISO_J-K | PJM_E | Internal | Shoulder | B12 | 200 | 330 | 0 | 75.37 | 80.89 | 8 | 0
2030 | NYISO_J-K_2_PJM_E | NYISO_J-K | PJM_E | Internal | Shoulder | B13 | 600 | 330 | 0 | 74.28 | 78.08 | 8 | 0
2030 | NYISO_J-K_2_PJM_E | NYISO_J-K | PJM_E | Internal | Shoulder | B14 | 900 | 330 | 0 | 74.26 | 77.06 | 8 | 0
2030 | NYISO_J-K_2_PJM_E | NYISO_J-K | PJM_E | Internal | Shoulder | B15 | 1203 | 330 | 0 | 74.26 | 68.25 | 8 | 0
2030 | NYISO_J-K_2_PJM_E | NYISO_J-K | PJM_E | Internal | Summer | B1 | 10 | 330 | 3.71 | 117.77 | 125.76 | 8 | 0
2030 | NYISO_J-K_2_PJM_E | NYISO_J-K | PJM_E | Internal | Summer | B2 | 25 | 330 | 1.1 | 115.54 | 123.53 | 8 | 0
2030 | NYISO_J-K_2_PJM_E | NYISO_J-K | PJM_E | Internal | Summer | B3 | 75 | 330 | 330 | 102.61 | 123.51 | 8 | 12.9
2030 | NYISO_J-K_2_PJM_E | NYISO_J-K | PJM_E | Internal | Summer | B4 | 100 | 330 | 330 | 100.82 | 123.51 | 8 | 14.69
2030 | NYISO_J-K_2_PJM_E | NYISO_J-K | PJM_E | Internal | Summer | B5 | 200 | 330 | 330 | 100.82 | 117.41 | 8 | 8.59
2030 | NYISO_J-K_2_PJM_E | NYISO_J-K | PJM_E | Internal | Summer | B6 | 300 | 330 | 0.09 | 96.01 | 104 | 8 | 0
2030 | NYISO_J-K_2_PJM_E | NYISO_J-K | PJM_E | Internal | Summer | B7 | 400 | 330 | 330 | 75.71 | 88.49 | 8 | 4.79
2030 | NYISO_J-K_2_PJM_E | NYISO_J-K | PJM_E | Internal | Summer | B8 | 500 | 330 | 0 | 73.25 | 79.53 | 8 | 0
2030 | NYISO_J-K_2_PJM_E | NYISO_J-K | PJM_E | Internal | Summer | B9 | 800 | 330 | 0 | 71.85 | 75.14 | 8 | 0
2030 | NYISO_J-K_2_PJM_E | NYISO_J-K | PJM_E | Internal | Summer | B10 | 1262 | 330 | 0 | 71.85 | 65.81 | 8 | 0
2030 | NYISO_J-K_2_PJM_E | NYISO_J-K | PJM_E | Internal | Winter | B16 | 25 | 330 | 0 | 86.61 | 89.09 | 8 | 0
2030 | NYISO_J-K_2_PJM_E | NYISO_J-K | PJM_E | Internal | Winter | B17 | 100 | 330 | 0 | 86.61 | 87.7 | 8 | 0
2030 | NYISO_J-K_2_PJM_E | NYISO_J-K | PJM_E | Internal | Winter | B18 | 400 | 330 | 0 | 86.61 | 83.34 | 8 | 0
2030 | NYISO_J-K_2_PJM_E | NYISO_J-K | PJM_E | Internal | Winter | B19 | 700 | 330 | 0 | 86.61 | 83.34 | 8 | 0
2030 | NYISO_J-K_2_PJM_E | NYISO_J-K | PJM_E | Internal | Winter | B20 | 935 | 330 | 0 | 78.3 | 72.29 | 8 | 0
2030 | PJM_E_2_NYISO_G-I | PJM_E | NYISO_G-I | Internal | Shoulder | B11 | 25 | 500 | 0 | 85.11 | 77.11 | 6 | 0
2030 | PJM_E_2_NYISO_G-I | PJM_E | NYISO_G-I | Internal | Shoulder | B12 | 200 | 500 | 0 | 80.89 | 75.36 | 6 | 0
2030 | PJM_E_2_NYISO_G-I | PJM_E | NYISO_G-I | Internal | Shoulder | B13 | 600 | 500 | 0 | 78.08 | 74.26 | 6 | 0
2030 | PJM_E_2_NYISO_G-I | PJM_E | NYISO_G-I | Internal | Shoulder | B14 | 900 | 500 | 0 | 77.06 | 74.25 | 6 | 0
2030 | PJM_E_2_NYISO_G-I | PJM_E | NYISO_G-I | Internal | Shoulder | B15 | 1203 | 500 | 418.09 | 68.25 | 74.25 | 6 | 0
2030 | PJM_E_2_NYISO_G-I | PJM_E | NYISO_G-I | Internal | Summer | B1 | 10 | 500 | 0 | 125.76 | 117.76 | 6 | 0
2030 | PJM_E_2_NYISO_G-I | PJM_E | NYISO_G-I | Internal | Summer | B2 | 25 | 500 | 0 | 123.53 | 115.53 | 6 | 0
2030 | PJM_E_2_NYISO_G-I | PJM_E | NYISO_G-I | Internal | Summer | B3 | 75 | 500 | 0 | 123.51 | 102.6 | 6 | 0
2030 | PJM_E_2_NYISO_G-I | PJM_E | NYISO_G-I | Internal | Summer | B4 | 100 | 500 | 0 | 123.51 | 100.8 | 6 | 0
2030 | PJM_E_2_NYISO_G-I | PJM_E | NYISO_G-I | Internal | Summer | B5 | 200 | 500 | 0 | 117.41 | 100.8 | 6 | 0
2030 | PJM_E_2_NYISO_G-I | PJM_E | NYISO_G-I | Internal | Summer | B6 | 300 | 500 | 0 | 104 | 96 | 6 | 0
2030 | PJM_E_2_NYISO_G-I | PJM_E | NYISO_G-I | Internal | Summer | B7 | 400 | 500 | 0 | 88.49 | 75.69 | 6 | 0
2030 | PJM_E_2_NYISO_G-I | PJM_E | NYISO_G-I | Internal | Summer | B8 | 500 | 500 | 0 | 79.53 | 73.24 | 6 | 0
2030 | PJM_E_2_NYISO_G-I | PJM_E | NYISO_G-I | Internal | Summer | B9 | 800 | 500 | 0 | 75.14 | 71.84 | 6 | 0
2030 | PJM_E_2_NYISO_G-I | PJM_E | NYISO_G-I | Internal | Summer | B10 | 1262 | 500 | 499.98 | 65.81 | 71.84 | 6 | 0.02
2030 | PJM_E_2_NYISO_G-I | PJM_E | NYISO_G-I | Internal | Winter | B16 | 25 | 500 | 0 | 89.09 | 85.06 | 6 | 0
2030 | PJM_E_2_NYISO_G-I | PJM_E | NYISO_G-I | Internal | Winter | B17 | 100 | 500 | 0 | 87.7 | 83.77 | 6 | 0
2030 | PJM_E_2_NYISO_G-I | PJM_E | NYISO_G-I | Internal | Winter | B18 | 400 | 500 | 0 | 83.34 | 83.77 | 6 | 0
2030 | PJM_E_2_NYISO_G-I | PJM_E | NYISO_G-I | Internal | Winter | B19 | 700 | 500 | 0 | 83.34 | 78.3 | 6 | 0
2030 | PJM_E_2_NYISO_G-I | PJM_E | NYISO_G-I | Internal | Winter | B20 | 935 | 500 | 121.4 | 72.29 | 78.29 | 6 | 0
2030 | PJM_E_2_NYISO_J-K | PJM_E | NYISO_J-K | Internal | Shoulder | B11 | 25 | 330 | 0 | 85.11 | 77.12 | 6 | 0
2030 | PJM_E_2_NYISO_J-K | PJM_E | NYISO_J-K | Internal | Shoulder | B12 | 200 | 330 | 0 | 80.89 | 75.37 | 6 | 0
2030 | PJM_E_2_NYISO_J-K | PJM_E | NYISO_J-K | Internal | Shoulder | B13 | 600 | 330 | 0 | 78.08 | 74.28 | 6 | 0
2030 | PJM_E_2_NYISO_J-K | PJM_E | NYISO_J-K | Internal | Shoulder | B14 | 900 | 330 | 0 | 77.06 | 74.26 | 6 | 0
2030 | PJM_E_2_NYISO_J-K | PJM_E | NYISO_J-K | Internal | Shoulder | B15 | 1203 | 330 | 329.98 | 68.25 | 74.26 | 6 | 0.01
2030 | PJM_E_2_NYISO_J-K | PJM_E | NYISO_J-K | Internal | Summer | B1 | 10 | 330 | 0 | 125.76 | 117.77 | 6 | 0
2030 | PJM_E_2_NYISO_J-K | PJM_E | NYISO_J-K | Internal | Summer | B2 | 25 | 330 | 0 | 123.53 | 115.54 | 6 | 0
2030 | PJM_E_2_NYISO_J-K | PJM_E | NYISO_J-K | Internal | Summer | B3 | 75 | 330 | 0 | 123.51 | 102.61 | 6 | 0
2030 | PJM_E_2_NYISO_J-K | PJM_E | NYISO_J-K | Internal | Summer | B4 | 100 | 330 | 0 | 123.51 | 100.82 | 6 | 0
2030 | PJM_E_2_NYISO_J-K | PJM_E | NYISO_J-K | Internal | Summer | B5 | 200 | 330 | 0 | 117.41 | 100.82 | 6 | 0
2030 | PJM_E_2_NYISO_J-K | PJM_E | NYISO_J-K | Internal | Summer | B6 | 300 | 330 | 0 | 104 | 96.01 | 6 | 0
2030 | PJM_E_2_NYISO_J-K | PJM_E | NYISO_J-K | Internal | Summer | B7 | 400 | 330 | 0 | 88.49 | 75.71 | 6 | 0
2030 | PJM_E_2_NYISO_J-K | PJM_E | NYISO_J-K | Internal | Summer | B8 | 500 | 330 | 0 | 79.53 | 73.25 | 6 | 0
2030 | PJM_E_2_NYISO_J-K | PJM_E | NYISO_J-K | Internal | Summer | B9 | 800 | 330 | 0 | 75.14 | 71.85 | 6 | 0
2030 | PJM_E_2_NYISO_J-K | PJM_E | NYISO_J-K | Internal | Summer | B10 | 1262 | 330 | 329.99 | 65.81 | 71.85 | 6 | 0.04
2030 | PJM_E_2_NYISO_J-K | PJM_E | NYISO_J-K | Internal | Winter | B16 | 25 | 330 | 0 | 89.09 | 86.61 | 6 | 0
2030 | PJM_E_2_NYISO_J-K | PJM_E | NYISO_J-K | Internal | Winter | B17 | 100 | 330 | 0 | 87.7 | 86.61 | 6 | 0
2030 | PJM_E_2_NYISO_J-K | PJM_E | NYISO_J-K | Internal | Winter | B18 | 400 | 330 | 0 | 83.34 | 86.61 | 6 | 0
2030 | PJM_E_2_NYISO_J-K | PJM_E | NYISO_J-K | Internal | Winter | B19 | 700 | 330 | 0 | 83.34 | 86.61 | 6 | 0
2030 | PJM_E_2_NYISO_J-K | PJM_E | NYISO_J-K | Internal | Winter | B20 | 935 | 330 | 329.97 | 72.29 | 78.3 | 6 | 0.01
2030 | PJM_E_2_PJM_ROM | PJM_E | PJM_ROM | Internal | Shoulder | B11 | 25 | 8000 | 4039.85 | 85.11 | 85.12 | 0.01 | 0
2030 | PJM_E_2_PJM_ROM | PJM_E | PJM_ROM | Internal | Shoulder | B12 | 200 | 8000 | 721.79 | 80.89 | 80.9 | 0.01 | 0
2030 | PJM_E_2_PJM_ROM | PJM_E | PJM_ROM | Internal | Shoulder | B13 | 600 | 8000 | 864.08 | 78.08 | 78.09 | 0.01 | 0
2030 | PJM_E_2_PJM_ROM | PJM_E | PJM_ROM | Internal | Shoulder | B14 | 900 | 8000 | 1628.59 | 77.06 | 77.07 | 0.01 | 0
2030 | PJM_E_2_PJM_ROM | PJM_E | PJM_ROM | Internal | Shoulder | B15 | 1203 | 8000 | 0.02 | 68.25 | 68.24 | 0.01 | 0
2030 | PJM_E_2_PJM_ROM | PJM_E | PJM_ROM | Internal | Summer | B1 | 10 | 8000 | 1.7 | 125.76 | 125.74 | 0.01 | 0
2030 | PJM_E_2_PJM_ROM | PJM_E | PJM_ROM | Internal | Summer | B2 | 25 | 8000 | 876.89 | 123.53 | 123.54 | 0.01 | 0
2030 | PJM_E_2_PJM_ROM | PJM_E | PJM_ROM | Internal | Summer | B3 | 75 | 8000 | 4578.89 | 123.51 | 123.52 | 0.01 | 0
2030 | PJM_E_2_PJM_ROM | PJM_E | PJM_ROM | Internal | Summer | B4 | 100 | 8000 | 6411.53 | 123.51 | 123.52 | 0.01 | 0
2030 | PJM_E_2_PJM_ROM | PJM_E | PJM_ROM | Internal | Summer | B5 | 200 | 8000 | 7367.55 | 117.41 | 117.42 | 0.01 | 0
2030 | PJM_E_2_PJM_ROM | PJM_E | PJM_ROM | Internal | Summer | B6 | 300 | 8000 | 3379.27 | 104 | 104.01 | 0.01 | 0
2030 | PJM_E_2_PJM_ROM | PJM_E | PJM_ROM | Internal | Summer | B7 | 400 | 8000 | 4842.31 | 88.49 | 88.5 | 0.01 | 0
2030 | PJM_E_2_PJM_ROM | PJM_E | PJM_ROM | Internal | Summer | B8 | 500 | 8000 | 2433.11 | 79.53 | 79.54 | 0.01 | 0
2030 | PJM_E_2_PJM_ROM | PJM_E | PJM_ROM | Internal | Summer | B9 | 800 | 8000 | 2384.19 | 75.14 | 75.16 | 0.01 | 0
2030 | PJM_E_2_PJM_ROM | PJM_E | PJM_ROM | Internal | Summer | B10 | 1262 | 8000 | 146.61 | 65.81 | 65.82 | 0.01 | 0
2030 | PJM_E_2_PJM_ROM | PJM_E | PJM_ROM | Internal | Winter | B16 | 25 | 8000 | 0.72 | 89.09 | 89.08 | 0.01 | 0
2030 | PJM_E_2_PJM_ROM | PJM_E | PJM_ROM | Internal | Winter | B17 | 100 | 8000 | 0.17 | 87.7 | 87.69 | 0.01 | 0
2030 | PJM_E_2_PJM_ROM | PJM_E | PJM_ROM | Internal | Winter | B18 | 400 | 8000 | 0.04 | 83.34 | 83.33 | 0.01 | 0
2030 | PJM_E_2_PJM_ROM | PJM_E | PJM_ROM | Internal | Winter | B19 | 700 | 8000 | 0.02 | 83.34 | 83.33 | 0.01 | 0
2030 | PJM_E_2_PJM_ROM | PJM_E | PJM_ROM | Internal | Winter | B20 | 935 | 8000 | 0.02 | 72.29 | 72.28 | 0.01 | 0
2030 | PJM_ROR_2_MISO_IN | PJM_ROR | MISO_IN | Internal | Shoulder | B11 | 25 | 1170 | 0 | 85.11 | 77 | 2 | 0
2030 | PJM_ROR_2_MISO_IN | PJM_ROR | MISO_IN | Internal | Shoulder | B12 | 200 | 1170 | 0 | 80.89 | 74.59 | 2 | 0
2030 | PJM_ROR_2_MISO_IN | PJM_ROR | MISO_IN | Internal | Shoulder | B13 | 600 | 1170 | 0 | 78.08 | 73.72 | 2 | 0
2030 | PJM_ROR_2_MISO_IN | PJM_ROR | MISO_IN | Internal | Shoulder | B14 | 900 | 1170 | 0 | 76.9 | 66.9 | 2 | 0
2030 | PJM_ROR_2_MISO_IN | PJM_ROR | MISO_IN | Internal | Shoulder | B15 | 1203 | 1170 | 0 | 67.88 | 66.9 | 2 | 0
2030 | PJM_ROR_2_MISO_IN | PJM_ROR | MISO_IN | Internal | Summer | B1 | 10 | 1170 | 0 | 125.73 | 123.72 | 2 | 0
2030 | PJM_ROR_2_MISO_IN | PJM_ROR | MISO_IN | Internal | Summer | B2 | 25 | 1170 | 0 | 123.53 | 121.53 | 2 | 0
2030 | PJM_ROR_2_MISO_IN | PJM_ROR | MISO_IN | Internal | Summer | B3 | 75 | 1170 | 0 | 123.53 | 122.41 | 2 | 0
2030 | PJM_ROR_2_MISO_IN | PJM_ROR | MISO_IN | Internal | Summer | B4 | 100 | 1170 | 0 | 123.53 | 121.53 | 2 | 0
2030 | PJM_ROR_2_MISO_IN | PJM_ROR | MISO_IN | Internal | Summer | B5 | 200 | 1170 | 0 | 117.43 | 115.43 | 2 | 0
2030 | PJM_ROR_2_MISO_IN | PJM_ROR | MISO_IN | Internal | Summer | B6 | 300 | 1170 | 0 | 104 | 102 | 2 | 0
2030 | PJM_ROR_2_MISO_IN | PJM_ROR | MISO_IN | Internal | Summer | B7 | 400 | 1170 | 0 | 88.49 | 86.49 | 2 | 0
2030 | PJM_ROR_2_MISO_IN | PJM_ROR | MISO_IN | Internal | Summer | B8 | 500 | 1170 | 0 | 79.53 | 77.53 | 2 | 0
2030 | PJM_ROR_2_MISO_IN | PJM_ROR | MISO_IN | Internal | Summer | B9 | 800 | 1170 | 0 | 75.14 | 73.14 | 2 | 0
2030 | PJM_ROR_2_MISO_IN | PJM_ROR | MISO_IN | Internal | Summer | B10 | 1262 | 1170 | 0 | 65.81 | 65.55 | 2 | 0
2030 | PJM_ROR_2_MISO_IN | PJM_ROR | MISO_IN | Internal | Winter | B16 | 25 | 1170 | 0 | 89.07 | 74.39 | 2 | 0
2030 | PJM_ROR_2_MISO_IN | PJM_ROR | MISO_IN | Internal | Winter | B17 | 100 | 1170 | 0 | 84.7 | 75.88 | 2 | 0
2030 | PJM_ROR_2_MISO_IN | PJM_ROR | MISO_IN | Internal | Winter | B18 | 400 | 1170 | 0 | 80.76 | 74.39 | 2 | 0
2030 | PJM_ROR_2_MISO_IN | PJM_ROR | MISO_IN | Internal | Winter | B19 | 700 | 1170 | 0 | 80.52 | 71.89 | 2 | 0
2030 | PJM_ROR_2_MISO_IN | PJM_ROR | MISO_IN | Internal | Winter | B20 | 935 | 1170 | 0 | 71.27 | 69.54 | 2 | 0
2030 | PJM_ROR_2_MISO_MI | PJM_ROR | MISO_MI | Internal | Shoulder | B11 | 25 | 1305 | 0 | 85.11 | 81.92 | 2 | 0
2030 | PJM_ROR_2_MISO_MI | PJM_ROR | MISO_MI | Internal | Shoulder | B12 | 200 | 1305 | 0 | 80.89 | 76.67 | 2 | 0
2030 | PJM_ROR_2_MISO_MI | PJM_ROR | MISO_MI | Internal | Shoulder | B13 | 600 | 1305 | 0 | 78.08 | 76.08 | 2 | 0
2030 | PJM_ROR_2_MISO_MI | PJM_ROR | MISO_MI | Internal | Shoulder | B14 | 900 | 1305 | 0 | 76.9 | 68.07 | 2 | 0
2030 | PJM_ROR_2_MISO_MI | PJM_ROR | MISO_MI | Internal | Shoulder | B15 | 1203 | 1305 | 0 | 67.88 | 66.91 | 2 | 0
2030 | PJM_ROR_2_MISO_MI | PJM_ROR | MISO_MI | Internal | Summer | B1 | 10 | 1305 | 0 | 125.73 | 123.73 | 2 | 0
2030 | PJM_ROR_2_MISO_MI | PJM_ROR | MISO_MI | Internal | Summer | B2 | 25 | 1305 | 0 | 123.53 | 121.54 | 2 | 0
2030 | PJM_ROR_2_MISO_MI | PJM_ROR | MISO_MI | Internal | Summer | B3 | 75 | 1305 | 0 | 123.53 | 122.42 | 2 | 0
2030 | PJM_ROR_2_MISO_MI | PJM_ROR | MISO_MI | Internal | Summer | B4 | 100 | 1305 | 0 | 123.53 | 121.54 | 2 | 0
2030 | PJM_ROR_2_MISO_MI | PJM_ROR | MISO_MI | Internal | Summer | B5 | 200 | 1305 | 0 | 117.43 | 115.44 | 2 | 0
2030 | PJM_ROR_2_MISO_MI | PJM_ROR | MISO_MI | Internal | Summer | B6 | 300 | 1305 | 0 | 104 | 102 | 2 | 0
2030 | PJM_ROR_2_MISO_MI | PJM_ROR | MISO_MI | Internal | Summer | B7 | 400 | 1305 | 0 | 88.49 | 86.5 | 2 | 0
2030 | PJM_ROR_2_MISO_MI | PJM_ROR | MISO_MI | Internal | Summer | B8 | 500 | 1305 | 0 | 79.53 | 77.54 | 2 | 0
2030 | PJM_ROR_2_MISO_MI | PJM_ROR | MISO_MI | Internal | Summer | B9 | 800 | 1305 | 0 | 75.14 | 73.16 | 2 | 0
2030 | PJM_ROR_2_MISO_MI | PJM_ROR | MISO_MI | Internal | Summer | B10 | 1262 | 1305 | 0 | 65.81 | 65.56 | 2 | 0
2030 | PJM_ROR_2_MISO_MI | PJM_ROR | MISO_MI | Internal | Winter | B16 | 25 | 1305 | 0 | 89.07 | 79.81 | 2 | 0
2030 | PJM_ROR_2_MISO_MI | PJM_ROR | MISO_MI | Internal | Winter | B17 | 100 | 1305 | 0 | 84.7 | 79.23 | 2 | 0
2030 | PJM_ROR_2_MISO_MI | PJM_ROR | MISO_MI | Internal | Winter | B18 | 400 | 1305 | 0 | 80.76 | 78.76 | 2 | 0
2030 | PJM_ROR_2_MISO_MI | PJM_ROR | MISO_MI | Internal | Winter | B19 | 700 | 1305 | 0 | 80.52 | 71.9 | 2 | 0
2030 | PJM_ROR_2_MISO_MI | PJM_ROR | MISO_MI | Internal | Winter | B20 | 935 | 1305 | 0 | 71.27 | 69.55 | 2 | 0
2030 | PJM_ROR_2_MISO_MO-IL | PJM_ROR | MISO_MO-IL | Internal | Shoulder | B11 | 25 | 1111 | 0 | 85.11 | 83.11 | 2 | 0
2030 | PJM_ROR_2_MISO_MO-IL | PJM_ROR | MISO_MO-IL | Internal | Shoulder | B12 | 200 | 1111 | 0 | 80.89 | 74.61 | 2 | 0
2030 | PJM_ROR_2_MISO_MO-IL | PJM_ROR | MISO_MO-IL | Internal | Shoulder | B13 | 600 | 1111 | 0 | 78.08 | 73.73 | 2 | 0
2030 | PJM_ROR_2_MISO_MO-IL | PJM_ROR | MISO_MO-IL | Internal | Shoulder | B14 | 900 | 1111 | 0 | 76.9 | 66.88 | 2 | 0
2030 | PJM_ROR_2_MISO_MO-IL | PJM_ROR | MISO_MO-IL | Internal | Shoulder | B15 | 1203 | 1111 | 0 | 67.88 | 62.8 | 2 | 0
2030 | PJM_ROR_2_MISO_MO-IL | PJM_ROR | MISO_MO-IL | Internal | Summer | B1 | 10 | 1111 | 0 | 125.73 | 123.73 | 2 | 0
2030 | PJM_ROR_2_MISO_MO-IL | PJM_ROR | MISO_MO-IL | Internal | Summer | B2 | 25 | 1111 | 0 | 123.53 | 121.54 | 2 | 0
2030 | PJM_ROR_2_MISO_MO-IL | PJM_ROR | MISO_MO-IL | Internal | Summer | B3 | 75 | 1111 | 0 | 123.53 | 122.43 | 2 | 0
2030 | PJM_ROR_2_MISO_MO-IL | PJM_ROR | MISO_MO-IL | Internal | Summer | B4 | 100 | 1111 | 0 | 123.53 | 121.54 | 2 | 0
2030 | PJM_ROR_2_MISO_MO-IL | PJM_ROR | MISO_MO-IL | Internal | Summer | B5 | 200 | 1111 | 0 | 117.43 | 115.44 | 2 | 0
2030 | PJM_ROR_2_MISO_MO-IL | PJM_ROR | MISO_MO-IL | Internal | Summer | B6 | 300 | 1111 | 0 | 104 | 102.01 | 2 | 0
2030 | PJM_ROR_2_MISO_MO-IL | PJM_ROR | MISO_MO-IL | Internal | Summer | B7 | 400 | 1111 | 0 | 88.49 | 86.5 | 2 | 0
2030 | PJM_ROR_2_MISO_MO-IL | PJM_ROR | MISO_MO-IL | Internal | Summer | B8 | 500 | 1111 | 0 | 79.53 | 77.54 | 2 | 0
2030 | PJM_ROR_2_MISO_MO-IL | PJM_ROR | MISO_MO-IL | Internal | Summer | B9 | 800 | 1111 | 0 | 75.14 | 73.16 | 2 | 0
2030 | PJM_ROR_2_MISO_MO-IL | PJM_ROR | MISO_MO-IL | Internal | Summer | B10 | 1262 | 1111 | 0 | 65.81 | 65.56 | 2 | 0
2030 | PJM_ROR_2_MISO_MO-IL | PJM_ROR | MISO_MO-IL | Internal | Winter | B16 | 25 | 1111 | 0 | 89.07 | 74.4 | 2 | 0
2030 | PJM_ROR_2_MISO_MO-IL | PJM_ROR | MISO_MO-IL | Internal | Winter | B17 | 100 | 1111 | 0 | 84.7 | 75.89 | 2 | 0
2030 | PJM_ROR_2_MISO_MO-IL | PJM_ROR | MISO_MO-IL | Internal | Winter | B18 | 400 | 1111 | 0 | 80.76 | 74.4 | 2 | 0
2030 | PJM_ROR_2_MISO_MO-IL | PJM_ROR | MISO_MO-IL | Internal | Winter | B19 | 700 | 1111 | 0 | 80.52 | 71.9 | 2 | 0
2030 | PJM_ROR_2_MISO_MO-IL | PJM_ROR | MISO_MO-IL | Internal | Winter | B20 | 935 | 1111 | 0 | 71.27 | 64.98 | 2 | 0
2030 | PJM_ROR_2_MISO_W | PJM_ROR | MISO_W | Internal | Shoulder | B11 | 25 | 13129 | 0 | 85.11 | 83.11 | 2 | 0
2030 | PJM_ROR_2_MISO_W | PJM_ROR | MISO_W | Internal | Shoulder | B12 | 200 | 13129 | 0 | 80.89 | 74.61 | 2 | 0
2030 | PJM_ROR_2_MISO_W | PJM_ROR | MISO_W | Internal | Shoulder | B13 | 600 | 13129 | 0 | 78.08 | 73.72 | 2 | 0
2030 | PJM_ROR_2_MISO_W | PJM_ROR | MISO_W | Internal | Shoulder | B14 | 900 | 13129 | 0 | 76.9 | 65.87 | 2 | 0
2030 | PJM_ROR_2_MISO_W | PJM_ROR | MISO_W | Internal | Shoulder | B15 | 1203 | 13129 | 0 | 67.88 | 12.01 | 2 | 0
2030 | PJM_ROR_2_MISO_W | PJM_ROR | MISO_W | Internal | Summer | B1 | 10 | 13129 | 0 | 125.73 | 123.73 | 2 | 0
2030 | PJM_ROR_2_MISO_W | PJM_ROR | MISO_W | Internal | Summer | B2 | 25 | 13129 | 0 | 123.53 | 121.53 | 2 | 0
2030 | PJM_ROR_2_MISO_W | PJM_ROR | MISO_W | Internal | Summer | B3 | 75 | 13129 | 0 | 123.53 | 122.42 | 2 | 0
2030 | PJM_ROR_2_MISO_W | PJM_ROR | MISO_W | Internal | Summer | B4 | 100 | 13129 | 0 | 123.53 | 121.53 | 2 | 0
2030 | PJM_ROR_2_MISO_W | PJM_ROR | MISO_W | Internal | Summer | B5 | 200 | 13129 | 0 | 117.43 | 115.43 | 2 | 0
2030 | PJM_ROR_2_MISO_W | PJM_ROR | MISO_W | Internal | Summer | B6 | 300 | 13129 | 0 | 104 | 102 | 2 | 0
2030 | PJM_ROR_2_MISO_W | PJM_ROR | MISO_W | Internal | Summer | B7 | 400 | 13129 | 0 | 88.49 | 86.49 | 2 | 0
2030 | PJM_ROR_2_MISO_W | PJM_ROR | MISO_W | Internal | Summer | B8 | 500 | 13129 | 0 | 79.53 | 77.53 | 2 | 0
2030 | PJM_ROR_2_MISO_W | PJM_ROR | MISO_W | Internal | Summer | B9 | 800 | 13129 | 0 | 75.14 | 73.14 | 2 | 0
2030 | PJM_ROR_2_MISO_W | PJM_ROR | MISO_W | Internal | Summer | B10 | 1262 | 13129 | 0 | 65.81 | 63.81 | 2 | 0
2030 | PJM_ROR_2_MISO_W | PJM_ROR | MISO_W | Internal | Winter | B16 | 25 | 13129 | 0 | 89.07 | 54.55 | 2 | 0
2030 | PJM_ROR_2_MISO_W | PJM_ROR | MISO_W | Internal | Winter | B17 | 100 | 13129 | 0 | 84.7 | 59.89 | 2 | 0
2030 | PJM_ROR_2_MISO_W | PJM_ROR | MISO_W | Internal | Winter | B18 | 400 | 13129 | 0 | 80.76 | 74.39 | 2 | 0
2030 | PJM_ROR_2_MISO_W | PJM_ROR | MISO_W | Internal | Winter | B19 | 700 | 13129 | 0 | 80.52 | 71.89 | 2 | 0
2030 | PJM_ROR_2_MISO_W | PJM_ROR | MISO_W | Internal | Winter | B20 | 935 | 13129 | 0 | 71.27 | 30.84 | 2 | 0
2030 | PJM_ROR_2_MISO_WUMS | PJM_ROR | MISO_WUMS | Internal | Shoulder | B11 | 25 | 1467 | 0 | 85.11 | 83.1 | 2 | 0
2030 | PJM_ROR_2_MISO_WUMS | PJM_ROR | MISO_WUMS | Internal | Shoulder | B12 | 200 | 1467 | 0 | 80.89 | 76.68 | 2 | 0
2030 | PJM_ROR_2_MISO_WUMS | PJM_ROR | MISO_WUMS | Internal | Shoulder | B13 | 600 | 1467 | 0 | 78.08 | 76.08 | 2 | 0
2030 | PJM_ROR_2_MISO_WUMS | PJM_ROR | MISO_WUMS | Internal | Shoulder | B14 | 900 | 1467 | 0 | 76.9 | 68.06 | 2 | 0
2030 | PJM_ROR_2_MISO_WUMS | PJM_ROR | MISO_WUMS | Internal | Shoulder | B15 | 1203 | 1467 | 0 | 67.88 | 66.65 | 2 | 0
2030 | PJM_ROR_2_MISO_WUMS | PJM_ROR | MISO_WUMS | Internal | Summer | B1 | 10 | 1467 | 0 | 125.73 | 123.73 | 2 | 0
2030 | PJM_ROR_2_MISO_WUMS | PJM_ROR | MISO_WUMS | Internal | Summer | B2 | 25 | 1467 | 0 | 123.53 | 121.53 | 2 | 0
2030 | PJM_ROR_2_MISO_WUMS | PJM_ROR | MISO_WUMS | Internal | Summer | B3 | 75 | 1467 | 0 | 123.53 | 122.41 | 2 | 0
2030 | PJM_ROR_2_MISO_WUMS | PJM_ROR | MISO_WUMS | Internal | Summer | B4 | 100 | 1467 | 0 | 123.53 | 121.53 | 2 | 0
2030 | PJM_ROR_2_MISO_WUMS | PJM_ROR | MISO_WUMS | Internal | Summer | B5 | 200 | 1467 | 0 | 117.43 | 115.43 | 2 | 0
2030 | PJM_ROR_2_MISO_WUMS | PJM_ROR | MISO_WUMS | Internal | Summer | B6 | 300 | 1467 | 0 | 104 | 101.99 | 2 | 0
2030 | PJM_ROR_2_MISO_WUMS | PJM_ROR | MISO_WUMS | Internal | Summer | B7 | 400 | 1467 | 0 | 88.49 | 86.48 | 2 | 0
2030 | PJM_ROR_2_MISO_WUMS | PJM_ROR | MISO_WUMS | Internal | Summer | B8 | 500 | 1467 | 0 | 79.53 | 77.52 | 2 | 0
2030 | PJM_ROR_2_MISO_WUMS | PJM_ROR | MISO_WUMS | Internal | Summer | B9 | 800 | 1467 | 0 | 75.14 | 73.14 | 2 | 0
2030 | PJM_ROR_2_MISO_WUMS | PJM_ROR | MISO_WUMS | Internal | Summer | B10 | 1262 | 1467 | 0 | 65.81 | 65.29 | 2 | 0
2030 | PJM_ROR_2_MISO_WUMS | PJM_ROR | MISO_WUMS | Internal | Winter | B16 | 25 | 1467 | 0 | 89.07 | 79.8 | 2 | 0
2030 | PJM_ROR_2_MISO_WUMS | PJM_ROR | MISO_WUMS | Internal | Winter | B17 | 100 | 1467 | 0 | 84.7 | 79.24 | 2 | 0
2030 | PJM_ROR_2_MISO_WUMS | PJM_ROR | MISO_WUMS | Internal | Winter | B18 | 400 | 1467 | 0 | 80.76 | 78.75 | 2 | 0
2030 | PJM_ROR_2_MISO_WUMS | PJM_ROR | MISO_WUMS | Internal | Winter | B19 | 700 | 1467 | 0 | 80.52 | 71.91 | 2 | 0
2030 | PJM_ROR_2_MISO_WUMS | PJM_ROR | MISO_WUMS | Internal | Winter | B20 | 935 | 1467 | 0 | 71.27 | 69.27 | 2 | 0
2030 | PJM_ROR_2_PJM_ROM | PJM_ROR | PJM_ROM | Internal | Shoulder | B11 | 25 | 8000 | 2753.14 | 85.11 | 85.12 | 0.01 | 0
2030 | PJM_ROR_2_PJM_ROM | PJM_ROR | PJM_ROM | Internal | Shoulder | B12 | 200 | 8000 | 7777.31 | 80.89 | 80.9 | 0.01 | 0
2030 | PJM_ROR_2_PJM_ROM | PJM_ROR | PJM_ROM | Internal | Shoulder | B13 | 600 | 8000 | 6920.82 | 78.08 | 78.09 | 0.01 | 0
2030 | PJM_ROR_2_PJM_ROM | PJM_ROR | PJM_ROM | Internal | Shoulder | B14 | 900 | 8000 | 8000 | 76.9 | 77.07 | 0.01 | 0.16
2030 | PJM_ROR_2_PJM_ROM | PJM_ROR | PJM_ROM | Internal | Shoulder | B15 | 1203 | 8000 | 8000 | 67.88 | 68.24 | 0.01 | 0.35
2030 | PJM_ROR_2_PJM_ROM | PJM_ROR | PJM_ROM | Internal | Summer | B1 | 10 | 8000 | 5217.3 | 125.73 | 125.74 | 0.01 | 0
2030 | PJM_ROR_2_PJM_ROM | PJM_ROR | PJM_ROM | Internal | Summer | B2 | 25 | 8000 | 3416.23 | 123.53 | 123.54 | 0.01 | 0
2030 | PJM_ROR_2_PJM_ROM | PJM_ROR | PJM_ROM | Internal | Summer | B3 | 75 | 8000 | 0.22 | 123.53 | 123.52 | 0.01 | 0
2030 | PJM_ROR_2_PJM_ROM | PJM_ROR | PJM_ROM | Internal | Summer | B4 | 100 | 8000 | 0.16 | 123.53 | 123.52 | 0.01 | 0
2030 | PJM_ROR_2_PJM_ROM | PJM_ROR | PJM_ROM | Internal | Summer | B5 | 200 | 8000 | 0.08 | 117.43 | 117.42 | 0.01 | 0
2030 | PJM_ROR_2_PJM_ROM | PJM_ROR | PJM_ROM | Internal | Summer | B6 | 300 | 8000 | 1180.22 | 104 | 104.01 | 0.01 | 0
2030 | PJM_ROR_2_PJM_ROM | PJM_ROR | PJM_ROM | Internal | Summer | B7 | 400 | 8000 | 943.1 | 88.49 | 88.5 | 0.01 | 0
2030 | PJM_ROR_2_PJM_ROM | PJM_ROR | PJM_ROM | Internal | Summer | B8 | 500 | 8000 | 5195.85 | 79.53 | 79.54 | 0.01 | 0
2030 | PJM_ROR_2_PJM_ROM | PJM_ROR | PJM_ROM | Internal | Summer | B9 | 800 | 8000 | 3861.13 | 75.14 | 75.16 | 0.01 | 0
2030 | PJM_ROR_2_PJM_ROM | PJM_ROR | PJM_ROM | Internal | Summer | B10 | 1262 | 8000 | 6867.02 | 65.81 | 65.82 | 0.01 | 0
2030 | PJM_ROR_2_PJM_ROM | PJM_ROR | PJM_ROM | Internal | Winter | B16 | 25 | 8000 | 7917.51 | 89.07 | 89.08 | 0.01 | 0
2030 | PJM_ROR_2_PJM_ROM | PJM_ROR | PJM_ROM | Internal | Winter | B17 | 100 | 8000 | 8000 | 84.7 | 87.69 | 0.01 | 2.97
2030 | PJM_ROR_2_PJM_ROM | PJM_ROR | PJM_ROM | Internal | Winter | B18 | 400 | 8000 | 8000 | 80.76 | 83.33 | 0.01 | 2.56
2030 | PJM_ROR_2_PJM_ROM | PJM_ROR | PJM_ROM | Internal | Winter | B19 | 700 | 8000 | 8000 | 80.52 | 83.33 | 0.01 | 2.8
2030 | PJM_ROR_2_PJM_ROM | PJM_ROR | PJM_ROM | Internal | Winter | B20 | 935 | 8000 | 8000 | 71.27 | 72.28 | 0.01 | 0.99
2030 | PJM_ROR_2_TVA_Transmission | PJM_ROR | TVA_Transmission | Internal | Shoulder | B11 | 25 | 2500 | 1327.29 | 85.11 | 91.11 | 6 | 0
2030 | PJM_ROR_2_TVA_Transmission | PJM_ROR | TVA_Transmission | Internal | Shoulder | B12 | 200 | 2500 | 0 | 80.89 | 82.32 | 6 | 0
2030 | PJM_ROR_2_TVA_Transmission | PJM_ROR | TVA_Transmission | Internal | Shoulder | B13 | 600 | 2500 | 0 | 78.08 | 81.32 | 6 | 0
2030 | PJM_ROR_2_TVA_Transmission | PJM_ROR | TVA_Transmission | Internal | Shoulder | B14 | 900 | 2500 | 0 | 76.9 | 74.88 | 6 | 0
2030 | PJM_ROR_2_TVA_Transmission | PJM_ROR | TVA_Transmission | Internal | Shoulder | B15 | 1203 | 2500 | 0 | 67.88 | 70.8 | 6 | 0
2030 | PJM_ROR_2_TVA_Transmission | PJM_ROR | TVA_Transmission | Internal | Summer | B1 | 10 | 2500 | 170.59 | 125.73 | 131.73 | 6 | 0
2030 | PJM_ROR_2_TVA_Transmission | PJM_ROR | TVA_Transmission | Internal | Summer | B2 | 25 | 2500 | 2107.35 | 123.53 | 129.53 | 6 | 0
2030 | PJM_ROR_2_TVA_Transmission | PJM_ROR | TVA_Transmission | Internal | Summer | B3 | 75 | 2500 | 2382.99 | 123.53 | 129.53 | 6 | 0
2030 | PJM_ROR_2_TVA_Transmission | PJM_ROR | TVA_Transmission | Internal | Summer | B4 | 100 | 2500 | 1706.23 | 123.53 | 129.53 | 6 | 0
2030 | PJM_ROR_2_TVA_Transmission | PJM_ROR | TVA_Transmission | Internal | Summer | B5 | 200 | 2500 | 1166.79 | 117.43 | 123.43 | 6 | 0
2030 | PJM_ROR_2_TVA_Transmission | PJM_ROR | TVA_Transmission | Internal | Summer | B6 | 300 | 2500 | 0 | 104 | 105.82 | 6 | 0
2030 | PJM_ROR_2_TVA_Transmission | PJM_ROR | TVA_Transmission | Internal | Summer | B7 | 400 | 2500 | 0 | 88.49 | 91.26 | 6 | 0
2030 | PJM_ROR_2_TVA_Transmission | PJM_ROR | TVA_Transmission | Internal | Summer | B8 | 500 | 2500 | 0 | 79.53 | 82.32 | 6 | 0
2030 | PJM_ROR_2_TVA_Transmission | PJM_ROR | TVA_Transmission | Internal | Summer | B9 | 800 | 2500 | 0 | 75.14 | 80.13 | 6 | 0
2030 | PJM_ROR_2_TVA_Transmission | PJM_ROR | TVA_Transmission | Internal | Summer | B10 | 1262 | 2500 | 0 | 65.81 | 71.45 | 6 | 0
2030 | PJM_ROR_2_TVA_Transmission | PJM_ROR | TVA_Transmission | Internal | Winter | B16 | 25 | 2500 | 0 | 89.07 | 92.58 | 6 | 0
2030 | PJM_ROR_2_TVA_Transmission | PJM_ROR | TVA_Transmission | Internal | Winter | B17 | 100 | 2500 | 0 | 84.7 | 83.89 | 6 | 0
2030 | PJM_ROR_2_TVA_Transmission | PJM_ROR | TVA_Transmission | Internal | Winter | B18 | 400 | 2500 | 0 | 80.76 | 82.4 | 6 | 0
2030 | PJM_ROR_2_TVA_Transmission | PJM_ROR | TVA_Transmission | Internal | Winter | B19 | 700 | 2500 | 0 | 80.52 | 79.9 | 6 | 0
2030 | PJM_ROR_2_TVA_Transmission | PJM_ROR | TVA_Transmission | Internal | Winter | B20 | 935 | 2500 | 0 | 71.27 | 72.98 | 6 | 0
2030 | PJM_ROR_2_VACAR | PJM_ROR | VACAR | Internal | Shoulder | B11 | 25 | 3000 | 2999.99 | 85.11 | 93.11 | 6 | 2
2030 | PJM_ROR_2_VACAR | PJM_ROR | VACAR | Internal | Shoulder | B12 | 200 | 3000 | 730.3 | 80.89 | 86.89 | 6 | 0
2030 | PJM_ROR_2_VACAR | PJM_ROR | VACAR | Internal | Shoulder | B13 | 600 | 3000 | 405.51 | 78.08 | 84.08 | 6 | 0
2030 | PJM_ROR_2_VACAR | PJM_ROR | VACAR | Internal | Shoulder | B14 | 900 | 3000 | 99.36 | 76.9 | 82.9 | 6 | 0
2030 | PJM_ROR_2_VACAR | PJM_ROR | VACAR | Internal | Shoulder | B15 | 1203 | 3000 | 0 | 67.88 | 73.77 | 6 | 0
2030 | PJM_ROR_2_VACAR | PJM_ROR | VACAR | Internal | Summer | B1 | 10 | 3000 | 2999.99 | 125.73 | 134.66 | 6 | 2.92
2030 | PJM_ROR_2_VACAR | PJM_ROR | VACAR | Internal | Summer | B2 | 25 | 3000 | 3000 | 123.53 | 134.66 | 6 | 5.13
2030 | PJM_ROR_2_VACAR | PJM_ROR | VACAR | Internal | Summer | B3 | 75 | 3000 | 3000 | 123.53 | 134.66 | 6 | 5.13
2030 | PJM_ROR_2_VACAR | PJM_ROR | VACAR | Internal | Summer | B4 | 100 | 3000 | 3000 | 123.53 | 134.66 | 6 | 5.13
2030 | PJM_ROR_2_VACAR | PJM_ROR | VACAR | Internal | Summer | B5 | 200 | 3000 | 3000 | 117.43 | 126.29 | 6 | 2.85
2030 | PJM_ROR_2_VACAR | PJM_ROR | VACAR | Internal | Summer | B6 | 300 | 3000 | 929.11 | 104 | 110 | 6 | 0
2030 | PJM_ROR_2_VACAR | PJM_ROR | VACAR | Internal | Summer | B7 | 400 | 3000 | 1893.01 | 88.49 | 94.49 | 6 | 0
2030 | PJM_ROR_2_VACAR | PJM_ROR | VACAR | Internal | Summer | B8 | 500 | 3000 | 559.37 | 79.53 | 85.53 | 6 | 0
2030 | PJM_ROR_2_VACAR | PJM_ROR | VACAR | Internal | Summer | B9 | 800 | 3000 | 0 | 75.14 | 76.16 | 6 | 0
2030 | PJM_ROR_2_VACAR | PJM_ROR | VACAR | Internal | Summer | B10 | 1262 | 3000 | 59.07 | 65.81 | 71.81 | 6 | 0
2030 | PJM_ROR_2_VACAR | PJM_ROR | VACAR | Internal | Winter | B16 | 25 | 3000 | 3000 | 89.07 | 124.48 | 6 | 29.41
2030 | PJM_ROR_2_VACAR | PJM_ROR | VACAR | Internal | Winter | B17 | 100 | 3000 | 3000 | 84.7 | 95.4 | 6 | 4.7
2030 | PJM_ROR_2_VACAR | PJM_ROR | VACAR | Internal | Winter | B18 | 400 | 3000 | 2543.99 | 80.76 | 86.76 | 6 | 0
2030 | PJM_ROR_2_VACAR | PJM_ROR | VACAR | Internal | Winter | B19 | 700 | 3000 | 1727.31 | 80.52 | 86.52 | 6 | 0
2030 | PJM_ROR_2_VACAR | PJM_ROR | VACAR | Internal | Winter | B20 | 935 | 3000 | 3000 | 71.27 | 78.16 | 6 | 0.88
2030 | PJM_ROM_2_NYISO_A-F | PJM_ROM | NYISO_A-F | Internal | Shoulder | B11 | 25 | 2000 | 0 | 85.12 | 77 | 6 | 0
2030 | PJM_ROM_2_NYISO_A-F | PJM_ROM | NYISO_A-F | Internal | Shoulder | B12 | 200 | 2000 | 0 | 80.9 | 75.35 | 6 | 0
2030 | PJM_ROM_2_NYISO_A-F | PJM_ROM | NYISO_A-F | Internal | Shoulder | B13 | 600 | 2000 | 0 | 78.09 | 74.25 | 6 | 0
2030 | PJM_ROM_2_NYISO_A-F | PJM_ROM | NYISO_A-F | Internal | Shoulder | B14 | 900 | 2000 | 0 | 77.07 | 74.24 | 6 | 0
2030 | PJM_ROM_2_NYISO_A-F | PJM_ROM | NYISO_A-F | Internal | Shoulder | B15 | 1203 | 2000 | 683.05 | 68.24 | 74.24 | 6 | 0
2030 | PJM_ROM_2_NYISO_A-F | PJM_ROM | NYISO_A-F | Internal | Summer | B1 | 10 | 2000 | 0 | 125.74 | 109.86 | 6 | 0
2030 | PJM_ROM_2_NYISO_A-F | PJM_ROM | NYISO_A-F | Internal | Summer | B2 | 25 | 2000 | 0 | 123.54 | 108.84 | 6 | 0
2030 | PJM_ROM_2_NYISO_A-F | PJM_ROM | NYISO_A-F | Internal | Summer | B3 | 75 | 2000 | 0 | 123.52 | 98.14 | 6 | 0
2030 | PJM_ROM_2_NYISO_A-F | PJM_ROM | NYISO_A-F | Internal | Summer | B4 | 100 | 2000 | 0 | 123.52 | 83.85 | 6 | 0
2030 | PJM_ROM_2_NYISO_A-F | PJM_ROM | NYISO_A-F | Internal | Summer | B5 | 200 | 2000 | 0 | 117.42 | 83.18 | 6 | 0
2030 | PJM_ROM_2_NYISO_A-F | PJM_ROM | NYISO_A-F | Internal | Summer | B6 | 300 | 2000 | 0 | 104.01 | 75.68 | 6 | 0
2030 | PJM_ROM_2_NYISO_A-F | PJM_ROM | NYISO_A-F | Internal | Summer | B7 | 400 | 2000 | 0 | 88.5 | 75.68 | 6 | 0
2030 | PJM_ROM_2_NYISO_A-F | PJM_ROM | NYISO_A-F | Internal | Summer | B8 | 500 | 2000 | 0 | 79.54 | 73.23 | 6 | 0
2030 | PJM_ROM_2_NYISO_A-F | PJM_ROM | NYISO_A-F | Internal | Summer | B9 | 800 | 2000 | 0 | 75.16 | 71.82 | 6 | 0
2030 | PJM_ROM_2_NYISO_A-F | PJM_ROM | NYISO_A-F | Internal | Summer | B10 | 1262 | 2000 | 58.6 | 65.82 | 71.82 | 6 | 0
2030 | PJM_ROM_2_NYISO_A-F | PJM_ROM | NYISO_A-F | Internal | Winter | B16 | 25 | 2000 | 0 | 89.08 | 79.69 | 6 | 0
2030 | PJM_ROM_2_NYISO_A-F | PJM_ROM | NYISO_A-F | Internal | Winter | B17 | 100 | 2000 | 0 | 87.69 | 79.69 | 6 | 0
2030 | PJM_ROM_2_NYISO_A-F | PJM_ROM | NYISO_A-F | Internal | Winter | B18 | 400 | 2000 | 0 | 83.33 | 78.28 | 6 | 0
2030 | PJM_ROM_2_NYISO_A-F | PJM_ROM | NYISO_A-F | Internal | Winter | B19 | 700 | 2000 | 0 | 83.33 | 78.28 | 6 | 0
2030 | PJM_ROM_2_NYISO_A-F | PJM_ROM | NYISO_A-F | Internal | Winter | B20 | 935 | 2000 | 134.99 | 72.28 | 78.28 | 6 | 0
2030 | PJM_ROM_2_PJM_E | PJM_ROM | PJM_E | Internal | Shoulder | B11 | 25 | 8000 | 0.61 | 85.12 | 85.11 | 0.01 | 0
2030 | PJM_ROM_2_PJM_E | PJM_ROM | PJM_E | Internal | Shoulder | B12 | 200 | 8000 | 0.08 | 80.9 | 80.89 | 0.01 | 0
2030 | PJM_ROM_2_PJM_E | PJM_ROM | PJM_E | Internal | Shoulder | B13 | 600 | 8000 | 0.03 | 78.09 | 78.08 | 0.01 | 0
2030 | PJM_ROM_2_PJM_E | PJM_ROM | PJM_E | Internal | Shoulder | B14 | 900 | 8000 | 0.02 | 77.07 | 77.06 | 0.01 | 0
2030 | PJM_ROM_2_PJM_E | PJM_ROM | PJM_E | Internal | Shoulder | B15 | 1203 | 8000 | 88.01 | 68.24 | 68.25 | 0.01 | 0
2030 | PJM_ROM_2_PJM_E | PJM_ROM | PJM_E | Internal | Summer | B1 | 10 | 8000 | 460.61 | 125.74 | 125.76 | 0.01 | 0
2030 | PJM_ROM_2_PJM_E | PJM_ROM | PJM_E | Internal | Summer | B2 | 25 | 8000 | 0.66 | 123.54 | 123.53 | 0.01 | 0
2030 | PJM_ROM_2_PJM_E | PJM_ROM | PJM_E | Internal | Summer | B3 | 75 | 8000 | 0.21 | 123.52 | 123.51 | 0.01 | 0
2030 | PJM_ROM_2_PJM_E | PJM_ROM | PJM_E | Internal | Summer | B4 | 100 | 8000 | 0.15 | 123.52 | 123.51 | 0.01 | 0
2030 | PJM_ROM_2_PJM_E | PJM_ROM | PJM_E | Internal | Summer | B5 | 200 | 8000 | 0.08 | 117.42 | 117.41 | 0.01 | 0
2030 | PJM_ROM_2_PJM_E | PJM_ROM | PJM_E | Internal | Summer | B6 | 300 | 8000 | 0.05 | 104.01 | 104 | 0.01 | 0
2030 | PJM_ROM_2_PJM_E | PJM_ROM | PJM_E | Internal | Summer | B7 | 400 | 8000 | 0.04 | 88.5 | 88.49 | 0.01 | 0
2030 | PJM_ROM_2_PJM_E | PJM_ROM | PJM_E | Internal | Summer | B8 | 500 | 8000 | 0.03 | 79.54 | 79.53 | 0.01 | 0
2030 | PJM_ROM_2_PJM_E | PJM_ROM | PJM_E | Internal | Summer | B9 | 800 | 8000 | 0.02 | 75.16 | 75.14 | 0.01 | 0
2030 | PJM_ROM_2_PJM_E | PJM_ROM | PJM_E | Internal | Summer | B10 | 1262 | 8000 | 0.01 | 65.82 | 65.81 | 0.01 | 0
2030 | PJM_ROM_2_PJM_E | PJM_ROM | PJM_E | Internal | Winter | B16 | 25 | 8000 | 338.27 | 89.08 | 89.09 | 0.01 | 0
2030 | PJM_ROM_2_PJM_E | PJM_ROM | PJM_E | Internal | Winter | B17 | 100 | 8000 | 752.74 | 87.69 | 87.7 | 0.01 | 0
2030 | PJM_ROM_2_PJM_E | PJM_ROM | PJM_E | Internal | Winter | B18 | 400 | 8000 | 1051.31 | 83.33 | 83.34 | 0.01 | 0
2030 | PJM_ROM_2_PJM_E | PJM_ROM | PJM_E | Internal | Winter | B19 | 700 | 8000 | 1617.18 | 83.33 | 83.34 | 0.01 | 0
2030 | PJM_ROM_2_PJM_E | PJM_ROM | PJM_E | Internal | Winter | B20 | 935 | 8000 | 1147.39 | 72.28 | 72.29 | 0.01 | 0
2030 | PJM_ROM_2_PJM_ROR | PJM_ROM | PJM_ROR | Internal | Shoulder | B11 | 25 | 8000 | 0.61 | 85.12 | 85.11 | 0.01 | 0
2030 | PJM_ROM_2_PJM_ROR | PJM_ROM | PJM_ROR | Internal | Shoulder | B12 | 200 | 8000 | 0.07 | 80.9 | 80.89 | 0.01 | 0
2030 | PJM_ROM_2_PJM_ROR | PJM_ROM | PJM_ROR | Internal | Shoulder | B13 | 600 | 8000 | 0.03 | 78.09 | 78.08 | 0.01 | 0
2030 | PJM_ROM_2_PJM_ROR | PJM_ROM | PJM_ROR | Internal | Shoulder | B14 | 900 | 8000 | 0 | 77.07 | 76.9 | 0.01 | 0
2030 | PJM_ROM_2_PJM_ROR | PJM_ROM | PJM_ROR | Internal | Shoulder | B15 | 1203 | 8000 | 0 | 68.24 | 67.88 | 0.01 | 0
2030 | PJM_ROM_2_PJM_ROR | PJM_ROM | PJM_ROR | Internal | Summer | B1 | 10 | 8000 | 1.62 | 125.74 | 125.73 | 0.01 | 0
2030 | PJM_ROM_2_PJM_ROR | PJM_ROM | PJM_ROR | Internal | Summer | B2 | 25 | 8000 | 0.68 | 123.54 | 123.53 | 0.01 | 0
2030 | PJM_ROM_2_PJM_ROR | PJM_ROM | PJM_ROR | Internal | Summer | B3 | 75 | 8000 | 1865.63 | 123.52 | 123.53 | 0.01 | 0
2030 | PJM_ROM_2_PJM_ROR | PJM_ROM | PJM_ROR | Internal | Summer | B4 | 100 | 8000 | 4843.37 | 123.52 | 123.53 | 0.01 | 0
2030 | PJM_ROM_2_PJM_ROR | PJM_ROM | PJM_ROR | Internal | Summer | B5 | 200 | 8000 | 5039.41 | 117.42 | 117.43 | 0.01 | 0
2030 | PJM_ROM_2_PJM_ROR | PJM_ROM | PJM_ROR | Internal | Summer | B6 | 300 | 8000 | 0.06 | 104.01 | 104 | 0.01 | 0
2030 | PJM_ROM_2_PJM_ROR | PJM_ROM | PJM_ROR | Internal | Summer | B7 | 400 | 8000 | 0.04 | 88.5 | 88.49 | 0.01 | 0
2030 | PJM_ROM_2_PJM_ROR | PJM_ROM | PJM_ROR | Internal | Summer | B8 | 500 | 8000 | 0.03 | 79.54 | 79.53 | 0.01 | 0
2030 | PJM_ROM_2_PJM_ROR | PJM_ROM | PJM_ROR | Internal | Summer | B9 | 800 | 8000 | 0.02 | 75.16 | 75.14 | 0.01 | 0
2030 | PJM_ROM_2_PJM_ROR | PJM_ROM | PJM_ROR | Internal | Summer | B10 | 1262 | 8000 | 0.01 | 65.82 | 65.81 | 0.01 | 0
2030 | PJM_ROM_2_PJM_ROR | PJM_ROM | PJM_ROR | Internal | Winter | B16 | 25 | 8000 | 0.45 | 89.08 | 89.07 | 0.01 | 0
2030 | PJM_ROM_2_PJM_ROR | PJM_ROM | PJM_ROR | Internal | Winter | B17 | 100 | 8000 | 0 | 87.69 | 84.7 | 0.01 | 0
2030 | PJM_ROM_2_PJM_ROR | PJM_ROM | PJM_ROR | Internal | Winter | B18 | 400 | 8000 | 0 | 83.33 | 80.76 | 0.01 | 0
2030 | PJM_ROM_2_PJM_ROR | PJM_ROM | PJM_ROR | Internal | Winter | B19 | 700 | 8000 | 0 | 83.33 | 80.52 | 0.01 | 0
2030 | PJM_ROM_2_PJM_ROR | PJM_ROM | PJM_ROR | Internal | Winter | B20 | 935 | 8000 | 0 | 72.28 | 71.27 | 0.01 | 0
2030 | SOCO_2_ENT | SOCO | ENT | Internal | Shoulder | B11 | 25 | 4300 | 0 | 100.11 | 83.11 | 10 | 0
2030 | SOCO_2_ENT | SOCO | ENT | Internal | Shoulder | B12 | 200 | 4300 | 0 | 82.61 | 74.61 | 10 | 0
2030 | SOCO_2_ENT | SOCO | ENT | Internal | Shoulder | B13 | 600 | 4300 | 0 | 81.73 | 73.73 | 10 | 0
2030 | SOCO_2_ENT | SOCO | ENT | Internal | Shoulder | B14 | 900 | 4300 | 0 | 81.73 | 58.88 | 10 | 0
2030 | SOCO_2_ENT | SOCO | ENT | Internal | Shoulder | B15 | 1203 | 4300 | 0 | 79.81 | 30.63 | 10 | 0
2030 | SOCO_2_ENT | SOCO | ENT | Internal | Summer | B1 | 10 | 4300 | 0 | 135.13 | 82.83 | 10 | 0
2030 | SOCO_2_ENT | SOCO | ENT | Internal | Summer | B2 | 25 | 4300 | 0 | 132.43 | 121.53 | 10 | 0
2030 | SOCO_2_ENT | SOCO | ENT | Internal | Summer | B3 | 75 | 4300 | 0 | 132.43 | 122.43 | 10 | 0
2030 | SOCO_2_ENT | SOCO | ENT | Internal | Summer | B4 | 100 | 4300 | 0 | 132.43 | 121.54 | 10 | 0
2030 | SOCO_2_ENT | SOCO | ENT | Internal | Summer | B5 | 200 | 4300 | 0 | 132.43 | 115.44 | 10 | 0
2030 | SOCO_2_ENT | SOCO | ENT | Internal | Summer | B6 | 300 | 4300 | 0 | 110.01 | 102.01 | 10 | 0
2030 | SOCO_2_ENT | SOCO | ENT | Internal | Summer | B7 | 400 | 4300 | 0 | 97.83 | 86.5 | 10 | 0
2030 | SOCO_2_ENT | SOCO | ENT | Internal | Summer | B8 | 500 | 4300 | 0 | 86.13 | 78.13 | 10 | 0
2030 | SOCO_2_ENT | SOCO | ENT | Internal | Summer | B9 | 800 | 4300 | 0 | 83.16 | 75.16 | 10 | 0
2030 | SOCO_2_ENT | SOCO | ENT | Internal | Summer | B10 | 1262 | 4300 | 0 | 80.23 | 65.56 | 10 | 0
2030 | SOCO_2_ENT | SOCO | ENT | Internal | Winter | B16 | 25 | 4300 | 0 | 101.58 | 74.4 | 10 | 0
2030 | SOCO_2_ENT | SOCO | ENT | Internal | Winter | B17 | 100 | 4300 | 0 | 85.4 | 71.9 | 10 | 0
2030 | SOCO_2_ENT | SOCO | ENT | Internal | Winter | B18 | 400 | 4300 | 0 | 84.9 | 74.4 | 10 | 0
2030 | SOCO_2_ENT | SOCO | ENT | Internal | Winter | B19 | 700 | 4300 | 0 | 84.9 | 71.9 | 10 | 0
2030 | SOCO_2_ENT | SOCO | ENT | Internal | Winter | B20 | 935 | 4300 | 0 | 81.98 | 23.87 | 10 | 0
2030 | SOCO_2_FRCC | SOCO | FRCC | Internal | Shoulder | B11 | 25 | 3700 | 1788.46 | 100.11 | 110.11 | 10 | 0
2030 | SOCO_2_FRCC | SOCO | FRCC | Internal | Shoulder | B12 | 200 | 3700 | 0 | 82.61 | 90.78 | 10 | 0
2030 | SOCO_2_FRCC | SOCO | FRCC | Internal | Shoulder | B13 | 600 | 3700 | 0 | 81.73 | 86.97 | 10 | 0
2030 | SOCO_2_FRCC | SOCO | FRCC | Internal | Shoulder | B14 | 900 | 3700 | 0 | 81.73 | 86.97 | 10 | 0
2030 | SOCO_2_FRCC | SOCO | FRCC | Internal | Shoulder | B15 | 1203 | 3700 | 0 | 79.81 | 86.97 | 10 | 0
2030 | SOCO_2_FRCC | SOCO | FRCC | Internal | Summer | B1 | 10 | 3700 | 0 | 135.13 | 139.22 | 10 | 0
2030 | SOCO_2_FRCC | SOCO | FRCC | Internal | Summer | B2 | 25 | 3700 | 0 | 132.43 | 139.22 | 10 | 0
2030 | SOCO_2_FRCC | SOCO | FRCC | Internal | Summer | B3 | 75 | 3700 | 0 | 132.43 | 139.22 | 10 | 0
2030 | SOCO_2_FRCC | SOCO | FRCC | Internal | Summer | B4 | 100 | 3700 | 0 | 132.43 | 139.22 | 10 | 0
2030 | SOCO_2_FRCC | SOCO | FRCC | Internal | Summer | B5 | 200 | 3700 | 0 | 132.43 | 135.59 | 10 | 0
2030 | SOCO_2_FRCC | SOCO | FRCC | Internal | Summer | B6 | 300 | 3700 | 0 | 110.01 | 118.54 | 10 | 0
2030 | SOCO_2_FRCC | SOCO | FRCC | Internal | Summer | B7 | 400 | 3700 | 0 | 97.83 | 89.83 | 10 | 0
2030 | SOCO_2_FRCC | SOCO | FRCC | Internal | Summer | B8 | 500 | 3700 | 0 | 86.13 | 89.83 | 10 | 0
2030 | SOCO_2_FRCC | SOCO | FRCC | Internal | Summer | B9 | 800 | 3700 | 0 | 83.16 | 86.06 | 10 | 0
2030 | SOCO_2_FRCC | SOCO | FRCC | Internal | Summer | B10 | 1262 | 3700 | 0 | 80.23 | 86.06 | 10 | 0
2030 | SOCO_2_FRCC | SOCO | FRCC | Internal | Winter | B16 | 25 | 3700 | 0 | 101.58 | 94.82 | 10 | 0
2030 | SOCO_2_FRCC | SOCO | FRCC | Internal | Winter | B17 | 100 | 3700 | 0 | 85.4 | 89.63 | 10 | 0
2030 | SOCO_2_FRCC | SOCO | FRCC | Internal | Winter | B18 | 400 | 3700 | 0 | 84.9 | 89.63 | 10 | 0
2030 | SOCO_2_FRCC | SOCO | FRCC | Internal | Winter | B19 | 700 | 3700 | 0 | 84.9 | 89.63 | 10 | 0
2030 | SOCO_2_FRCC | SOCO | FRCC | Internal | Winter | B20 | 935 | 3700 | 0 | 81.98 | 89.63 | 10 | 0
2030 | SOCO_2_TVA_Transmission | SOCO | TVA_Transmission | Internal | Shoulder | B11 | 25 | 2600 | 0 | 100.11 | 91.11 | 10 | 0
2030 | SOCO_2_TVA_Transmission | SOCO | TVA_Transmission | Internal | Shoulder | B12 | 200 | 2600 | 0 | 82.61 | 82.32 | 10 | 0
2030 | SOCO_2_TVA_Transmission | SOCO | TVA_Transmission | Internal | Shoulder | B13 | 600 | 2600 | 0 | 81.73 | 81.32 | 10 | 0
2030 | SOCO_2_TVA_Transmission | SOCO | TVA_Transmission | Internal | Shoulder | B14 | 900 | 2600 | 0 | 81.73 | 74.88 | 10 | 0
2030 | SOCO_2_TVA_Transmission | SOCO | TVA_Transmission | Internal | Shoulder | B15 | 1203 | 2600 | 0 | 79.81 | 70.8 | 10 | 0
2030 | SOCO_2_TVA_Transmission | SOCO | TVA_Transmission | Internal | Summer | B1 | 10 | 2600 | 0 | 135.13 | 131.73 | 10 | 0
2030 | SOCO_2_TVA_Transmission | SOCO | TVA_Transmission | Internal | Summer | B2 | 25 | 2600 | 0 | 132.43 | 129.53 | 10 | 0
2030 | SOCO_2_TVA_Transmission | SOCO | TVA_Transmission | Internal | Summer | B3 | 75 | 2600 | 0 | 132.43 | 129.53 | 10 | 0
2030 | SOCO_2_TVA_Transmission | SOCO | TVA_Transmission | Internal | Summer | B4 | 100 | 2600 | 0 | 132.43 | 129.53 | 10 | 0
2030 | SOCO_2_TVA_Transmission | SOCO | TVA_Transmission | Internal | Summer | B5 | 200 | 2600 | 0 | 132.43 | 123.43 | 10 | 0
2030 | SOCO_2_TVA_Transmission | SOCO | TVA_Transmission | Internal | Summer | B6 | 300 | 2600 | 0 | 110.01 | 105.82 | 10 | 0
2030 | SOCO_2_TVA_Transmission | SOCO | TVA_Transmission | Internal | Summer | B7 | 400 | 2600 | 0 | 97.83 | 91.26 | 10 | 0
2030 | SOCO_2_TVA_Transmission | SOCO | TVA_Transmission | Internal | Summer | B8 | 500 | 2600 | 0 | 86.13 | 82.32 | 10 | 0
2030 | SOCO_2_TVA_Transmission | SOCO | TVA_Transmission | Internal | Summer | B9 | 800 | 2600 | 0 | 83.16 | 80.13 | 10 | 0
2030 | SOCO_2_TVA_Transmission | SOCO | TVA_Transmission | Internal | Summer | B10 | 1262 | 2600 | 0 | 80.23 | 71.45 | 10 | 0
2030 | SOCO_2_TVA_Transmission | SOCO | TVA_Transmission | Internal | Winter | B16 | 25 | 2600 | 0 | 101.58 | 92.58 | 10 | 0
2030 | SOCO_2_TVA_Transmission | SOCO | TVA_Transmission | Internal | Winter | B17 | 100 | 2600 | 0 | 85.4 | 83.89 | 10 | 0
2030 | SOCO_2_TVA_Transmission | SOCO | TVA_Transmission | Internal | Winter | B18 | 400 | 2600 | 0 | 84.9 | 82.4 | 10 | 0
2030 | SOCO_2_TVA_Transmission | SOCO | TVA_Transmission | Internal | Winter | B19 | 700 | 2600 | 0 | 84.9 | 79.9 | 10 | 0
2030 | SOCO_2_TVA_Transmission | SOCO | TVA_Transmission | Internal | Winter | B20 | 935 | 2600 | 0 | 81.98 | 72.98 | 10 | 0
2030 | SOCO_2_VACAR | SOCO | VACAR | Internal | Shoulder | B11 | 25 | 2000 | 0 | 100.11 | 93.11 | 10 | 0
2030 | SOCO_2_VACAR | SOCO | VACAR | Internal | Shoulder | B12 | 200 | 2000 | 0 | 82.61 | 86.89 | 10 | 0
2030 | SOCO_2_VACAR | SOCO | VACAR | Internal | Shoulder | B13 | 600 | 2000 | 0 | 81.73 | 84.08 | 10 | 0
2030 | SOCO_2_VACAR | SOCO | VACAR | Internal | Shoulder | B14 | 900 | 2000 | 0 | 81.73 | 82.9 | 10 | 0
2030 | SOCO_2_VACAR | SOCO | VACAR | Internal | Shoulder | B15 | 1203 | 2000 | 0 | 79.81 | 73.77 | 10 | 0
2030 | SOCO_2_VACAR | SOCO | VACAR | Internal | Summer | B1 | 10 | 2000 | 0 | 135.13 | 134.66 | 10 | 0
2030 | SOCO_2_VACAR | SOCO | VACAR | Internal | Summer | B2 | 25 | 2000 | 0 | 132.43 | 134.66 | 10 | 0
2030 | SOCO_2_VACAR | SOCO | VACAR | Internal | Summer | B3 | 75 | 2000 | 0 | 132.43 | 134.66 | 10 | 0
2030 | SOCO_2_VACAR | SOCO | VACAR | Internal | Summer | B4 | 100 | 2000 | 0 | 132.43 | 134.66 | 10 | 0
2030 | SOCO_2_VACAR | SOCO | VACAR | Internal | Summer | B5 | 200 | 2000 | 0 | 132.43 | 126.29 | 10 | 0
2030 | SOCO_2_VACAR | SOCO | VACAR | Internal | Summer | B6 | 300 | 2000 | 0 | 110.01 | 110 | 10 | 0
2030 | SOCO_2_VACAR | SOCO | VACAR | Internal | Summer | B7 | 400 | 2000 | 0 | 97.83 | 94.49 | 10 | 0
2030 | SOCO_2_VACAR | SOCO | VACAR | Internal | Summer | B8 | 500 | 2000 | 0 | 86.13 | 85.53 | 10 | 0
2030 | SOCO_2_VACAR | SOCO | VACAR | Internal | Summer | B9 | 800 | 2000 | 0 | 83.16 | 76.16 | 10 | 0
2030 | SOCO_2_VACAR | SOCO | VACAR | Internal | Summer | B10 | 1262 | 2000 | 0 | 80.23 | 71.81 | 10 | 0
2030 | SOCO_2_VACAR | SOCO | VACAR | Internal | Winter | B16 | 25 | 2000 | 2000 | 101.58 | 124.48 | 10 | 12.89
2030 | SOCO_2_VACAR | SOCO | VACAR | Internal | Winter | B17 | 100 | 2000 | 914.17 | 85.4 | 95.4 | 10 | 0
2030 | SOCO_2_VACAR | SOCO | VACAR | Internal | Winter | B18 | 400 | 2000 | 0 | 84.9 | 86.76 | 10 | 0
2030 | SOCO_2_VACAR | SOCO | VACAR | Internal | Winter | B19 | 700 | 2000 | 0 | 84.9 | 86.52 | 10 | 0
2030 | SOCO_2_VACAR | SOCO | VACAR | Internal | Winter | B20 | 935 | 2000 | 0 | 81.98 | 78.16 | 10 | 0
2030 | SPP_N_2_ENT | SPP_N | ENT | Internal | Shoulder | B11 | 25 | 15643 | 6979.5 | 78.11 | 83.11 | 5 | 0
2030 | SPP_N_2_ENT | SPP_N | ENT | Internal | Shoulder | B12 | 200 | 15643 | 10691.03 | 69.61 | 74.61 | 5 | 0
2030 | SPP_N_2_ENT | SPP_N | ENT | Internal | Shoulder | B13 | 600 | 15643 | 11143.22 | 68.73 | 73.73 | 5 | 0
2030 | SPP_N_2_ENT | SPP_N | ENT | Internal | Shoulder | B14 | 900 | 15643 | 15196.03 | 53.88 | 58.88 | 5 | 0
2030 | SPP_N_2_ENT | SPP_N | ENT | Internal | Shoulder | B15 | 1203 | 15643 | 15643 | 0.02 | 30.63 | 5 | 25.61
2030 | SPP_N_2_ENT | SPP_N | ENT | Internal | Summer | B1 | 10 | 15643 | 12195.74 | 77.83 | 82.83 | 5 | 0
2030 | SPP_N_2_ENT | SPP_N | ENT | Internal | Summer | B2 | 25 | 15643 | 5909.58 | 116.53 | 121.53 | 5 | 0
2030 | SPP_N_2_ENT | SPP_N | ENT | Internal | Summer | B3 | 75 | 15643 | 5018.11 | 117.43 | 122.43 | 5 | 0
2030 | SPP_N_2_ENT | SPP_N | ENT | Internal | Summer | B4 | 100 | 15643 | 2924.01 | 116.54 | 121.54 | 5 | 0
2030 | SPP_N_2_ENT | SPP_N | ENT | Internal | Summer | B5 | 200 | 15643 | 4863.4 | 110.44 | 115.44 | 5 | 0
2030 | SPP_N_2_ENT | SPP_N | ENT | Internal | Summer | B6 | 300 | 15643 | 2976.37 | 97.01 | 102.01 | 5 | 0
2030 | SPP_N_2_ENT | SPP_N | ENT | Internal | Summer | B7 | 400 | 15643 | 3005.85 | 81.5 | 86.5 | 5 | 0
2030 | SPP_N_2_ENT | SPP_N | ENT | Internal | Summer | B8 | 500 | 15643 | 7757.97 | 73.13 | 78.13 | 5 | 0
2030 | SPP_N_2_ENT | SPP_N | ENT | Internal | Summer | B9 | 800 | 15643 | 8599.85 | 70.16 | 75.16 | 5 | 0
2030 | SPP_N_2_ENT | SPP_N | ENT | Internal | Summer | B10 | 1262 | 15643 | 14916.51 | 60.56 | 65.56 | 5 | 0
2030 | SPP_N_2_ENT | SPP_N | ENT | Internal | Winter | B16 | 25 | 15643 | 15641.82 | 69.39 | 74.4 | 5 | 0.01
2030 | SPP_N_2_ENT | SPP_N | ENT | Internal | Winter | B17 | 100 | 15643 | 15642.68 | 66.89 | 71.9 | 5 | 0.01
2030 | SPP_N_2_ENT | SPP_N | ENT | Internal | Winter | B18 | 400 | 15643 | 12952.94 | 69.4 | 74.4 | 5 | 0
2030 | SPP_N_2_ENT | SPP_N | ENT | Internal | Winter | B19 | 700 | 15643 | 13713.41 | 66.9 | 71.9 | 5 | 0
2030 | SPP_N_2_ENT | SPP_N | ENT | Internal | Winter | B20 | 935 | 15643 | 15642.97 | 18.86 | 23.87 | 5 | 0.01
2030 | SPP_N_2_MISO_MO-IL | SPP_N | MISO_MO-IL | Internal | Shoulder | B11 | 25 | 4019 | 437.2 | 78.11 | 83.11 | 5 | 0
2030 | SPP_N_2_MISO_MO-IL | SPP_N | MISO_MO-IL | Internal | Shoulder | B12 | 200 | 4019 | 1531.53 | 69.61 | 74.61 | 5 | 0
2030 | SPP_N_2_MISO_MO-IL | SPP_N | MISO_MO-IL | Internal | Shoulder | B13 | 600 | 4019 | 3614.12 | 68.73 | 73.73 | 5 | 0
2030 | SPP_N_2_MISO_MO-IL | SPP_N | MISO_MO-IL | Internal | Shoulder | B14 | 900 | 4019 | 4019 | 53.88 | 66.88 | 5 | 8
2030 | SPP_N_2_MISO_MO-IL | SPP_N | MISO_MO-IL | Internal | Shoulder | B15 | 1203 | 4019 | 4019 | 0.02 | 62.8 | 5 | 57.77
2030 | SPP_N_2_MISO_MO-IL | SPP_N | MISO_MO-IL | Internal | Summer | B1 | 10 | 4019 | 4019 | 77.83 | 123.73 | 5 | 40.9
2030 | SPP_N_2_MISO_MO-IL | SPP_N | MISO_MO-IL | Internal | Summer | B2 | 25 | 4019 | 4018 | 116.53 | 121.54 | 5 | 0.01
2030 | SPP_N_2_MISO_MO-IL | SPP_N | MISO_MO-IL | Internal | Summer | B3 | 75 | 4019 | 61.01 | 117.43 | 122.43 | 5 | 0
2030 | SPP_N_2_MISO_MO-IL | SPP_N | MISO_MO-IL | Internal | Summer | B4 | 100 | 4019 | 3754.75 | 116.54 | 121.54 | 5 | 0
2030 | SPP_N_2_MISO_MO-IL | SPP_N | MISO_MO-IL | Internal | Summer | B5 | 200 | 4019 | 947.89 | 110.44 | 115.44 | 5 | 0
2030 | SPP_N_2_MISO_MO-IL | SPP_N | MISO_MO-IL | Internal | Summer | B6 | 300 | 4019 | 2448.36 | 97.01 | 102.01 | 5 | 0
2030 | SPP_N_2_MISO_MO-IL | SPP_N | MISO_MO-IL | Internal | Summer | B7 | 400 | 4019 | 3110.38 | 81.5 | 86.5 | 5 | 0
2030 | SPP_N_2_MISO_MO-IL | SPP_N | MISO_MO-IL | Internal | Summer | B8 | 500 | 4019 | 0 | 73.13 | 77.54 | 5 | 0
2030 | SPP_N_2_MISO_MO-IL | SPP_N | MISO_MO-IL | Internal | Summer | B9 | 800 | 4019 | 0 | 70.16 | 73.16 | 5 | 0
2030 | SPP_N_2_MISO_MO-IL | SPP_N | MISO_MO-IL | Internal | Summer | B10 | 1262 | 4019 | 483.77 | 60.56 | 65.56 | 5 | 0
2030 | SPP_N_2_MISO_MO-IL | SPP_N | MISO_MO-IL | Internal | Winter | B16 | 25 | 4019 | 4017.9 | 69.39 | 74.4 | 5 | 0.01
2030 | SPP_N_2_MISO_MO-IL | SPP_N | MISO_MO-IL | Internal | Winter | B17 | 100 | 4019 | 4019 | 66.89 | 75.89 | 5 | 4
2030 | SPP_N_2_MISO_MO-IL | SPP_N | MISO_MO-IL | Internal | Winter | B18 | 400 | 4019 | 966.42 | 69.4 | 74.4 | 5 | 0
2030 | SPP_N_2_MISO_MO-IL | SPP_N | MISO_MO-IL | Internal | Winter | B19 | 700 | 4019 | 3262.3 | 66.9 | 71.9 | 5 | 0
2030 | SPP_N_2_MISO_MO-IL | SPP_N | MISO_MO-IL | Internal | Winter | B20 | 935 | 4019 | 4019 | 18.86 | 64.98 | 5 | 41.12
2030 | SPP_N_2_MISO_W | SPP_N | MISO_W | Internal | Shoulder | B11 | 25 | 1087 | 80.2 | 78.11 | 83.11 | 5 | 0
2030 | SPP_N_2_MISO_W | SPP_N | MISO_W | Internal | Shoulder | B12 | 200 | 1087 | 511.81 | 69.61 | 74.61 | 5 | 0
2030 | SPP_N_2_MISO_W | SPP_N | MISO_W | Internal | Shoulder | B13 | 600 | 1087 | 0.06 | 68.73 | 73.72 | 5 | 0
2030 | SPP_N_2_MISO_W | SPP_N | MISO_W | Internal | Shoulder | B14 | 900 | 1087 | 1087 | 53.88 | 65.87 | 5 | 6.99
2030 | SPP_N_2_MISO_W | SPP_N | MISO_W | Internal | Shoulder | B15 | 1203 | 1087 | 1087 | 0.02 | 12.01 | 5 | 6.99
2030 | SPP_N_2_MISO_W | SPP_N | MISO_W | Internal | Summer | B1 | 10 | 1087 | 1087 | 77.83 | 123.73 | 5 | 40.9
2030 | SPP_N_2_MISO_W | SPP_N | MISO_W | Internal | Summer | B2 | 25 | 1087 | 575.98 | 116.53 | 121.53 | 5 | 0
2030 | SPP_N_2_MISO_W | SPP_N | MISO_W | Internal | Summer | B3 | 75 | 1087 | 0.3 | 117.43 | 122.42 | 5 | 0
2030 | SPP_N_2_MISO_W | SPP_N | MISO_W | Internal | Summer | B4 | 100 | 1087 | 0.32 | 116.54 | 121.53 | 5 | 0
2030 | SPP_N_2_MISO_W | SPP_N | MISO_W | Internal | Summer | B5 | 200 | 1087 | 0.14 | 110.44 | 115.43 | 5 | 0
2030 | SPP_N_2_MISO_W | SPP_N | MISO_W | Internal | Summer | B6 | 300 | 1087 | 0.11 | 97.01 | 102 | 5 | 0
2030 | SPP_N_2_MISO_W | SPP_N | MISO_W | Internal | Summer | B7 | 400 | 1087 | 0.08 | 81.5 | 86.49 | 5 | 0
2030 | SPP_N_2_MISO_W | SPP_N | MISO_W | Internal | Summer | B8 | 500 | 1087 | 0 | 73.13 | 77.53 | 5 | 0
2030 | SPP_N_2_MISO_W | SPP_N | MISO_W | Internal | Summer | B9 | 800 | 1087 | 0 | 70.16 | 73.14 | 5 | 0
2030 | SPP_N_2_MISO_W | SPP_N | MISO_W | Internal | Summer | B10 | 1262 | 1087 | 0 | 60.56 | 63.81 | 5 | 0
2030 | SPP_N_2_MISO_W | SPP_N | MISO_W | Internal | Winter | B16 | 25 | 1087 | 0 | 69.39 | 54.55 | 5 | 0
2030 | SPP_N_2_MISO_W | SPP_N | MISO_W | Internal | Winter | B17 | 100 | 1087 | 0 | 66.89 | 59.89 | 5 | 0
2030 | SPP_N_2_MISO_W | SPP_N | MISO_W | Internal | Winter | B18 | 400 | 1087 | 0.08 | 69.4 | 74.39 | 5 | 0
2030 | SPP_N_2_MISO_W | SPP_N | MISO_W | Internal | Winter | B19 | 700 | 1087 | 0.05 | 66.9 | 71.89 | 5 | 0
2030 | SPP_N_2_MISO_W | SPP_N | MISO_W | Internal | Winter | B20 | 935 | 1087 | 1087 | 18.86 | 30.84 | 5 | 6.99
2030 | SPP_N_2_NE | SPP_N | NE | Internal | Shoulder | B11 | 25 | 490 | 0.94 | 78.11 | 78.11 | 0.01 | 0
2030 | SPP_N_2_NE | SPP_N | NE | Internal | Shoulder | B12 | 200 | 490 | 0.08 | 69.61 | 69.59 | 0.01 | 0
2030 | SPP_N_2_NE | SPP_N | NE | Internal | Shoulder | B13 | 600 | 490 | 0.03 | 68.73 | 68.72 | 0.01 | 0
2030 | SPP_N_2_NE | SPP_N | NE | Internal | Shoulder | B14 | 900 | 490 | 0.02 | 53.88 | 53.87 | 0.01 | 0
2030 | SPP_N_2_NE | SPP_N | NE | Internal | Shoulder | B15 | 1203 | 490 | 0.02 | 0.02 | 0.01 | 0.01 | 0
2030 | SPP_N_2_NE | SPP_N | NE | Internal | Summer | B1 | 10 | 490 | 490 | 77.83 | 118.73 | 0.01 | 40.89
2030 | SPP_N_2_NE | SPP_N | NE | Internal | Summer | B2 | 25 | 490 | 1.01 | 116.53 | 116.53 | 0.01 | 0
2030 | SPP_N_2_NE | SPP_N | NE | Internal | Summer | B3 | 75 | 490 | 0.16 | 117.43 | 117.42 | 0.01 | 0
2030 | SPP_N_2_NE | SPP_N | NE | Internal | Summer | B4 | 100 | 490 | 0.15 | 116.54 | 116.53 | 0.01 | 0
2030 | SPP_N_2_NE | SPP_N | NE | Internal | Summer | B5 | 200 | 490 | 0.07 | 110.44 | 110.43 | 0.01 | 0
2030 | SPP_N_2_NE | SPP_N | NE | Internal | Summer | B6 | 300 | 490 | 0.05 | 97.01 | 97 | 0.01 | 0
2030 | SPP_N_2_NE | SPP_N | NE | Internal | Summer | B7 | 400 | 490 | 0.04 | 81.5 | 81.49 | 0.01 | 0
2030 | SPP_N_2_NE | SPP_N | NE | Internal | Summer | B8 | 500 | 490 | 0 | 73.13 | 72.53 | 0.01 | 0
2030 | SPP_N_2_NE | SPP_N | NE | Internal | Summer | B9 | 800 | 490 | 0 | 70.16 | 68.14 | 0.01 | 0
2030 | SPP_N_2_NE | SPP_N | NE | Internal | Summer | B10 | 1262 | 490 | 0 | 60.56 | 58.81 | 0.01 | 0
2030 | SPP_N_2_NE | SPP_N | NE | Internal | Winter | B16 | 25 | 490 | 0 | 69.39 | 11.86 | 0.01 | 0
2030 | SPP_N_2_NE | SPP_N | NE | Internal | Winter | B17 | 100 | 490 | 0 | 66.89 | 47.89 | 0.01 | 0
2030 | SPP_N_2_NE | SPP_N | NE | Internal | Winter | B18 | 400 | 490 | 0 | 69.4 | 64.84 | 0.01 | 0
2030 | SPP_N_2_NE | SPP_N | NE | Internal | Winter | B19 | 700 | 490 | 0 | 66.9 | 64.84 | 0.01 | 0
2030 | SPP_N_2_NE | SPP_N | NE | Internal | Winter | B20 | 935 | 490 | 0.02 | 18.86 | 18.84 | 0.01 | 0
2030 | SPP_N_2_SPP_S | SPP_N | SPP_S | Internal | Shoulder | B11 | 25 | 4236 | 4235.99 | 78.11 | 79.53 | 0.01 | 1.4
2030 | SPP_N_2_SPP_S | SPP_N | SPP_S | Internal | Shoulder | B12 | 200 | 4236 | 1160.86 | 69.61 | 69.62 | 0.01 | 0
2030 | SPP_N_2_SPP_S | SPP_N | SPP_S | Internal | Shoulder | B13 | 600 | 4236 | 825.28 | 68.73 | 68.75 | 0.01 | 0
2030 | SPP_N_2_SPP_S | SPP_N | SPP_S | Internal | Shoulder | B14 | 900 | 4236 | 0 | 53.88 | 48.23 | 0.01 | 0
2030 | SPP_N_2_SPP_S | SPP_N | SPP_S | Internal | Shoulder | B15 | 1203 | 4236 | 0.01 | 0.02 | 0.01 | 0.01 | 0
2030 | SPP_N_2_SPP_S | SPP_N | SPP_S | Internal | Summer | B1 | 10 | 4236 | 1805.36 | 77.83 | 77.84 | 0.01 | 0
2030 | SPP_N_2_SPP_S | SPP_N | SPP_S | Internal | Summer | B2 | 25 | 4236 | 0 | 116.53 | 114.26 | 0.01 | 0
2030 | SPP_N_2_SPP_S | SPP_N | SPP_S | Internal | Summer | B3 | 75 | 4236 | 0.46 | 117.43 | 117.43 | 0.01 | 0
2030 | SPP_N_2_SPP_S | SPP_N | SPP_S | Internal | Summer | B4 | 100 | 4236 | 0 | 116.54 | 114.26 | 0.01 | 0
2030 | SPP_N_2_SPP_S | SPP_N | SPP_S | Internal | Summer | B5 | 200 | 4236 | 1331.52 | 110.44 | 110.46 | 0.01 | 0
2030 | SPP_N_2_SPP_S | SPP_N | SPP_S | Internal | Summer | B6 | 300 | 4236 | 1169.76 | 97.01 | 97.03 | 0.01 | 0
2030 | SPP_N_2_SPP_S | SPP_N | SPP_S | Internal | Summer | B7 | 400 | 4236 | 2940.76 | 81.5 | 81.52 | 0.01 | 0
2030 | SPP_N_2_SPP_S | SPP_N | SPP_S | Internal | Summer | B8 | 500 | 4236 | 4236 | 73.13 | 77.84 | 0.01 | 4.7
2030 | SPP_N_2_SPP_S | SPP_N | SPP_S | Internal | Summer | B9 | 800 | 4236 | 4236 | 70.16 | 77.84 | 0.01 | 7.66
2030 | SPP_N_2_SPP_S | SPP_N | SPP_S | Internal | Summer | B10 | 1262 | 4236 | 2259.45 | 60.56 | 60.57 | 0.01 | 0
2030 | SPP_N_2_SPP_S | SPP_N | SPP_S | Internal | Winter | B16 | 25 | 4236 | 2402.53 | 69.39 | 69.4 | 0.01 | 0
2030 | SPP_N_2_SPP_S | SPP_N | SPP_S | Internal | Winter | B17 | 100 | 4236 | 2006.25 | 66.89 | 66.9 | 0.01 | 0
2030 | SPP_N_2_SPP_S | SPP_N | SPP_S | Internal | Winter | B18 | 400 | 4236 | 1283.16 | 69.4 | 69.42 | 0.01 | 0
2030 | SPP_N_2_SPP_S | SPP_N | SPP_S | Internal | Winter | B19 | 700 | 4236 | 27.49 | 66.9 | 66.91 | 0.01 | 0
2030 | SPP_N_2_SPP_S | SPP_N | SPP_S | Internal | Winter | B20 | 935 | 4236 | 775.47 | 18.86 | 18.87 | 0.01 | 0
2030 | SPP_S_2_ENT | SPP_S | ENT | Internal | Shoulder | B11 | 25 | 2842 | 0.01 | 79.53 | 83.11 | 5 | 0
2030 | SPP_S_2_ENT | SPP_S | ENT | Internal | Shoulder | B12 | 200 | 2842 | 0.16 | 69.62 | 74.61 | 5 | 0
2030 | SPP_S_2_ENT | SPP_S | ENT | Internal | Shoulder | B13 | 600 | 2842 | 0.05 | 68.75 | 73.73 | 5 | 0
2030 | SPP_S_2_ENT | SPP_S | ENT | Internal | Shoulder | B14 | 900 | 2842 | 2842 | 48.23 | 58.88 | 5 | 5.66
2030 | SPP_S_2_ENT | SPP_S | ENT | Internal | Shoulder | B15 | 1203 | 2842 | 2842 | 0.01 | 30.63 | 5 | 25.62
2030 | SPP_S_2_ENT | SPP_S | ENT | Internal | Summer | B1 | 10 | 2842 | 2.67 | 77.84 | 82.83 | 5 | 0
2030 | SPP_S_2_ENT | SPP_S | ENT | Internal | Summer | B2 | 25 | 2842 | 2841.99 | 114.26 | 121.53 | 5 | 2.27
2030 | SPP_S_2_ENT | SPP_S | ENT | Internal | Summer | B3 | 75 | 2842 | 286.5 | 117.43 | 122.43 | 5 | 0
2030 | SPP_S_2_ENT | SPP_S | ENT | Internal | Summer | B4 | 100 | 2842 | 2842 | 114.26 | 121.54 | 5 | 2.28
2030 | SPP_S_2_ENT | SPP_S | ENT | Internal | Summer | B5 | 200 | 2842 | 0.16 | 110.46 | 115.44 | 5 | 0
2030 | SPP_S_2_ENT | SPP_S | ENT | Internal | Summer | B6 | 300 | 2842 | 0.11 | 97.03 | 102.01 | 5 | 0
2030 | SPP_S_2_ENT | SPP_S | ENT | Internal | Summer | B7 | 400 | 2842 | 0.08 | 81.52 | 86.5 | 5 | 0
2030 | SPP_S_2_ENT | SPP_S | ENT | Internal | Summer | B8 | 500 | 2842 | 0 | 77.84 | 78.13 | 5 | 0
2030 | SPP_S_2_ENT | SPP_S | ENT | Internal | Summer | B9 | 800 | 2842 | 0 | 77.84 | 75.16 | 5 | 0
2030 | SPP_S_2_ENT | SPP_S | ENT | Internal | Summer | B10 | 1262 | 2842 | 0.03 | 60.57 | 65.56 | 5 | 0
2030 | SPP_S_2_ENT | SPP_S | ENT | Internal | Winter | B16 | 25 | 2842 | 1521.47 | 69.4 | 74.4 | 5 | 0
2030 | SPP_S_2_ENT | SPP_S | ENT | Internal | Winter | B17 | 100 | 2842 | 1008.06 | 66.9 | 71.9 | 5 | 0
2030 | SPP_S_2_ENT | SPP_S | ENT | Internal | Winter | B18 | 400 | 2842 | 0.08 | 69.42 | 74.4 | 5 | 0
2030 | SPP_S_2_ENT | SPP_S | ENT | Internal | Winter | B19 | 700 | 2842 | 0.05 | 66.91 | 71.9 | 5 | 0
2030 | SPP_S_2_ENT | SPP_S | ENT | Internal | Winter | B20 | 935 | 2842 | 2799.52 | 18.87 | 23.87 | 5 | 0
2030 | SPP_S_2_SPP_N | SPP_S | SPP_N | Internal | Shoulder | B11 | 25 | 876 | 0.01 | 79.53 | 78.11 | 0.01 | 0
2030 | SPP_S_2_SPP_N | SPP_S | SPP_N | Internal | Shoulder | B12 | 200 | 876 | 0.08 | 69.62 | 69.61 | 0.01 | 0
2030 | SPP_S_2_SPP_N | SPP_S | SPP_N | Internal | Shoulder | B13 | 600 | 876 | 0.03 | 68.75 | 68.73 | 0.01 | 0
2030 | SPP_S_2_SPP_N | SPP_S | SPP_N | Internal | Shoulder | B14 | 900 | 876 | 876 | 48.23 | 53.88 | 0.01 | 5.65
2030 | SPP_S_2_SPP_N | SPP_S | SPP_N | Internal | Shoulder | B15 | 1203 | 876 | 23.24 | 0.01 | 0.02 | 0.01 | 0
2030 | SPP_S_2_SPP_N | SPP_S | SPP_N | Internal | Summer | B1 | 10 | 876 | 1.29 | 77.84 | 77.83 | 0.01 | 0
2030 | SPP_S_2_SPP_N | SPP_S | SPP_N | Internal | Summer | B2 | 25 | 876 | 875.99 | 114.26 | 116.53 | 0.01 | 2.25
2030 | SPP_S_2_SPP_N | SPP_S | SPP_N | Internal | Summer | B3 | 75 | 876 | 0.36 | 117.43 | 117.43 | 0.01 | 0
2030 | SPP_S_2_SPP_N | SPP_S | SPP_N | Internal | Summer | B4 | 100 | 876 | 876 | 114.26 | 116.54 | 0.01 | 2.27
2030 | SPP_S_2_SPP_N | SPP_S | SPP_N | Internal | Summer | B5 | 200 | 876 | 0.08 | 110.46 | 110.44 | 0.01 | 0
2030 | SPP_S_2_SPP_N | SPP_S | SPP_N | Internal | Summer | B6 | 300 | 876 | 0.05 | 97.03 | 97.01 | 0.01 | 0
2030 | SPP_S_2_SPP_N | SPP_S | SPP_N | Internal | Summer | B7 | 400 | 876 | 0.04 | 81.52 | 81.5 | 0.01 | 0
2030 | SPP_S_2_SPP_N | SPP_S | SPP_N | Internal | Summer | B8 | 500 | 876 | 0 | 77.84 | 73.13 | 0.01 | 0
2030 | SPP_S_2_SPP_N | SPP_S | SPP_N | Internal | Summer | B9 | 800 | 876 | 0 | 77.84 | 70.16 | 0.01 | 0
2030 | SPP_S_2_SPP_N | SPP_S | SPP_N | Internal | Summer | B10 | 1262 | 876 | 0.01 | 60.57 | 60.56 | 0.01 | 0
2030 | SPP_S_2_SPP_N | SPP_S | SPP_N | Internal | Winter | B16 | 25 | 876 | 0.55 | 69.4 | 69.39 | 0.01 | 0
2030 | SPP_S_2_SPP_N | SPP_S | SPP_N | Internal | Winter | B17 | 100 | 876 | 0.15 | 66.9 | 66.89 | 0.01 | 0
2030 | SPP_S_2_SPP_N | SPP_S | SPP_N | Internal | Winter | B18 | 400 | 876 | 0.04 | 69.42 | 69.4 | 0.01 | 0
2030 | SPP_S_2_SPP_N | SPP_S | SPP_N | Internal | Winter | B19 | 700 | 876 | 0.02 | 66.91 | 66.9 | 0.01 | 0
2030 | SPP_S_2_SPP_N | SPP_S | SPP_N | Internal | Winter | B20 | 935 | 876 | 0.02 | 18.87 | 18.86 | 0.01 | 0
2030 | TVA_2_ENT | TVA | ENT | Internal | Shoulder | B11 | 25 | 500 | 0 | 91.11 | 83.11 | 9 | 0
2030 | TVA_2_ENT | TVA | ENT | Internal | Shoulder | B12 | 200 | 500 | 0 | 82.18 | 74.61 | 9 | 0
2030 | TVA_2_ENT | TVA | ENT | Internal | Shoulder | B13 | 600 | 500 | 0 | 81.13 | 73.73 | 9 | 0
2030 | TVA_2_ENT | TVA | ENT | Internal | Shoulder | B14 | 900 | 500 | 0 | 74.9 | 58.88 | 9 | 0
2030 | TVA_2_ENT | TVA | ENT | Internal | Shoulder | B15 | 1203 | 500 | 0 | 70.81 | 30.63 | 9 | 0
2030 | TVA_2_ENT | TVA | ENT | Internal | Summer | B1 | 10 | 500 | 0 | 131.74 | 82.83 | 9 | 0
2030 | TVA_2_ENT | TVA | ENT | Internal | Summer | B2 | 25 | 500 | 0 | 129.54 | 121.53 | 9 | 0
2030 | TVA_2_ENT | TVA | ENT | Internal | Summer | B3 | 75 | 500 | 0 | 129.54 | 122.43 | 9 | 0
2030 | TVA_2_ENT | TVA | ENT | Internal | Summer | B4 | 100 | 500 | 0 | 129.54 | 121.54 | 9 | 0
2030 | TVA_2_ENT | TVA | ENT | Internal | Summer | B5 | 200 | 500 | 0 | 123.44 | 115.44 | 9 | 0
2030 | TVA_2_ENT | TVA | ENT | Internal | Summer | B6 | 300 | 500 | 0 | 97.35 | 102.01 | 9 | 0
2030 | TVA_2_ENT | TVA | ENT | Internal | Summer | B7 | 400 | 500 | 0 | 83.18 | 86.5 | 9 | 0
2030 | TVA_2_ENT | TVA | ENT | Internal | Summer | B8 | 500 | 500 | 0 | 79.7 | 78.13 | 9 | 0
2030 | TVA_2_ENT | TVA | ENT | Internal | Summer | B9 | 800 | 500 | 0 | 79.7 | 75.16 | 9 | 0
2030 | TVA_2_ENT | TVA | ENT | Internal | Summer | B10 | 1262 | 500 | 0 | 71.23 | 65.56 | 9 | 0
2030 | TVA_2_ENT | TVA | ENT | Internal | Winter | B16 | 25 | 500 | 0 | 92.59 | 74.4 | 9 | 0
2030 | TVA_2_ENT | TVA | ENT | Internal | Winter | B17 | 100 | 500 | 0 | 83.9 | 71.9 | 9 | 0
2030 | TVA_2_ENT | TVA | ENT | Internal | Winter | B18 | 400 | 500 | 0 | 82.42 | 74.4 | 9 | 0
2030 | TVA_2_ENT | TVA | ENT | Internal | Winter | B19 | 700 | 500 | 0 | 79.91 | 71.9 | 9 | 0
2030 | TVA_2_ENT | TVA | ENT | Internal | Winter | B20 | 935 | 500 | 0 | 72.99 | 23.87 | 9 | 0
2030 | TVA_2_MISO_MO-IL | TVA | MISO_MO-IL | Internal | Shoulder | B11 | 25 | 50 | 0 | 91.11 | 83.11 | 9 | 0
2030 | TVA_2_MISO_MO-IL | TVA | MISO_MO-IL | Internal | Shoulder | B12 | 200 | 50 | 0 | 82.18 | 74.61 | 9 | 0
2030 | TVA_2_MISO_MO-IL | TVA | MISO_MO-IL | Internal | Shoulder | B13 | 600 | 50 | 0 | 81.13 | 73.73 | 9 | 0
2030 | TVA_2_MISO_MO-IL | TVA | MISO_MO-IL | Internal | Shoulder | B14 | 900 | 50 | 0 | 74.9 | 66.88 | 9 | 0
2030 | TVA_2_MISO_MO-IL | TVA | MISO_MO-IL | Internal | Shoulder | B15 | 1203 | 50 | 0 | 70.81 | 62.8 | 9 | 0
2030 | TVA_2_MISO_MO-IL | TVA | MISO_MO-IL | Internal | Summer | B1 | 10 | 50 | 0 | 131.74 | 123.73 | 9 | 0
2030 | TVA_2_MISO_MO-IL | TVA | MISO_MO-IL | Internal | Summer | B2 | 25 | 50 | 0 | 129.54 | 121.54 | 9 | 0
2030 | TVA_2_MISO_MO-IL | TVA | MISO_MO-IL | Internal | Summer | B3 | 75 | 50 | 0 | 129.54 | 122.43 | 9 | 0
2030 | TVA_2_MISO_MO-IL | TVA | MISO_MO-IL | Internal | Summer | B4 | 100 | 50 | 0 | 129.54 | 121.54 | 9 | 0
2030 | TVA_2_MISO_MO-IL | TVA | MISO_MO-IL | Internal | Summer | B5 | 200 | 50 | 0 | 123.44 | 115.44 | 9 | 0
2030 | TVA_2_MISO_MO-IL | TVA | MISO_MO-IL | Internal | Summer | B6 | 300 | 50 | 0 | 97.35 | 102.01 | 9 | 0
2030 | TVA_2_MISO_MO-IL | TVA | MISO_MO-IL | Internal | Summer | B7 | 400 | 50 | 0 | 83.18 | 86.5 | 9 | 0
2030 | TVA_2_MISO_MO-IL | TVA | MISO_MO-IL | Internal | Summer | B8 | 500 | 50 | 0 | 79.7 | 77.54 | 9 | 0
2030 | TVA_2_MISO_MO-IL | TVA | MISO_MO-IL | Internal | Summer | B9 | 800 | 50 | 0 | 79.7 | 73.16 | 9 | 0
2030 | TVA_2_MISO_MO-IL | TVA | MISO_MO-IL | Internal | Summer | B10 | 1262 | 50 | 0 | 71.23 | 65.56 | 9 | 0
2030 | TVA_2_MISO_MO-IL | TVA | MISO_MO-IL | Internal | Winter | B16 | 25 | 50 | 0 | 92.59 | 74.4 | 9 | 0
2030 | TVA_2_MISO_MO-IL | TVA | MISO_MO-IL | Internal | Winter | B17 | 100 | 50 | 0 | 83.9 | 75.89 | 9 | 0
2030 | TVA_2_MISO_MO-IL | TVA | MISO_MO-IL | Internal | Winter | B18 | 400 | 50 | 0 | 82.42 | 74.4 | 9 | 0
2030 | TVA_2_MISO_MO-IL | TVA | MISO_MO-IL | Internal | Winter | B19 | 700 | 50 | 0 | 79.91 | 71.9 | 9 | 0
2030 | TVA_2_MISO_MO-IL | TVA | MISO_MO-IL | Internal | Winter | B20 | 935 | 50 | 0 | 72.99 | 64.98 | 9 | 0
2030 | TVA_2_NonRTO_Midwest | TVA | NonRTO_Midwest | Internal | Shoulder | B11 | 25 | 100 | 0 | 91.11 | 85 | 9 | 0
2030 | TVA_2_NonRTO_Midwest | TVA | NonRTO_Midwest | Internal | Shoulder | B12 | 200 | 100 | 0 | 82.18 | 82.59 | 9 | 0
2030 | TVA_2_NonRTO_Midwest | TVA | NonRTO_Midwest | Internal | Shoulder | B13 | 600 | 100 | 0 | 81.13 | 81.72 | 9 | 0
2030 | TVA_2_NonRTO_Midwest | TVA | NonRTO_Midwest | Internal | Shoulder | B14 | 900 | 100 | 0 | 74.9 | 74.9 | 9 | 0
2030 | TVA_2_NonRTO_Midwest | TVA | NonRTO_Midwest | Internal | Shoulder | B15 | 1203 | 100 | 0 | 70.81 | 74.9 | 9 | 0
2030 | TVA_2_NonRTO_Midwest | TVA | NonRTO_Midwest | Internal | Summer | B1 | 10 | 100 | 0 | 131.74 | 130.41 | 9 | 0
2030 | TVA_2_NonRTO_Midwest | TVA | NonRTO_Midwest | Internal | Summer | B2 | 25 | 100 | 0 | 129.54 | 129.53 | 9 | 0
2030 | TVA_2_NonRTO_Midwest | TVA | NonRTO_Midwest | Internal | Summer | B3 | 75 | 100 | 0 | 129.54 | 130.41 | 9 | 0
2030 | TVA_2_NonRTO_Midwest | TVA | NonRTO_Midwest | Internal | Summer | B4 | 100 | 100 | 0 | 129.54 | 129.53 | 9 | 0
2030 | TVA_2_NonRTO_Midwest | TVA | NonRTO_Midwest | Internal | Summer | B5 | 200 | 100 | 0 | 123.44 | 123.43 | 9 | 0
2030 | TVA_2_NonRTO_Midwest | TVA | NonRTO_Midwest | Internal | Summer | B6 | 300 | 100 | 100 | 97.35 | 110 | 9 | 3.65
2030 | TVA_2_NonRTO_Midwest | TVA | NonRTO_Midwest | Internal | Summer | B7 | 400 | 100 | 100 | 83.18 | 94.49 | 9 | 2.31
2030 | TVA_2_NonRTO_Midwest | TVA | NonRTO_Midwest | Internal | Summer | B8 | 500 | 100 | 0 | 79.7 | 85.53 | 9 | 0
2030 | TVA_2_NonRTO_Midwest | TVA | NonRTO_Midwest | Internal | Summer | B9 | 800 | 100 | 0 | 79.7 | 81.14 | 9 | 0
2030 | TVA_2_NonRTO_Midwest | TVA | NonRTO_Midwest | Internal | Summer | B10 | 1262 | 100 | 0 | 71.23 | 73.55 | 9 | 0
2030 | TVA_2_NonRTO_Midwest | TVA | NonRTO_Midwest | Internal | Winter | B16 | 25 | 100 | 0 | 92.59 | 84.58 | 9 | 0
2030 | TVA_2_NonRTO_Midwest | TVA | NonRTO_Midwest | Internal | Winter | B17 | 100 | 100 | 0 | 83.9 | 83.88 | 9 | 0
2030 | TVA_2_NonRTO_Midwest | TVA | NonRTO_Midwest | Internal | Winter | B18 | 400 | 100 | 0 | 82.42 | 82.39 | 9 | 0
2030 | TVA_2_NonRTO_Midwest | TVA | NonRTO_Midwest | Internal | Winter | B19 | 700 | 100 | 0 | 79.91 | 79.89 | 9 | 0
2030 | TVA_2_NonRTO_Midwest | TVA | NonRTO_Midwest | Internal | Winter | B20 | 935 | 100 | 0 | 72.99 | 77.54 | 9 | 0
2030 | TVA_2_PJM_ROR | TVA | PJM_ROR | Internal | Shoulder | B11 | 25 | 500 | 0 | 91.11 | 85.11 | 9 | 0
2030 | TVA_2_PJM_ROR | TVA | PJM_ROR | Internal | Shoulder | B12 | 200 | 500 | 0 | 82.18 | 80.89 | 9 | 0
2030 | TVA_2_PJM_ROR | TVA | PJM_ROR | Internal | Shoulder | B13 | 600 | 500 | 0 | 81.13 | 78.08 | 9 | 0
2030 | TVA_2_PJM_ROR | TVA | PJM_ROR | Internal | Shoulder | B14 | 900 | 500 | 0 | 74.9 | 76.9 | 9 | 0
2030 | TVA_2_PJM_ROR | TVA | PJM_ROR | Internal | Shoulder | B15 | 1203 | 500 | 0 | 70.81 | 67.88 | 9 | 0
2030 | TVA_2_PJM_ROR | TVA | PJM_ROR | Internal | Summer | B1 | 10 | 500 | 0 | 131.74 | 125.73 | 9 | 0
2030 | TVA_2_PJM_ROR | TVA | PJM_ROR | Internal | Summer | B2 | 25 | 500 | 0 | 129.54 | 123.53 | 9 | 0
2030 | TVA_2_PJM_ROR | TVA | PJM_ROR | Internal | Summer | B3 | 75 | 500 | 0 | 129.54 | 123.53 | 9 | 0
2030 | TVA_2_PJM_ROR | TVA | PJM_ROR | Internal | Summer | B4 | 100 | 500 | 0 | 129.54 | 123.53 | 9 | 0
2030 | TVA_2_PJM_ROR | TVA | PJM_ROR | Internal | Summer | B5 | 200 | 500 | 0 | 123.44 | 117.43 | 9 | 0
2030 | TVA_2_PJM_ROR | TVA | PJM_ROR | Internal | Summer | B6 | 300 | 500 | 0 | 97.35 | 104 | 9 | 0
2030 | TVA_2_PJM_ROR | TVA | PJM_ROR | Internal | Summer | B7 | 400 | 500 | 0 | 83.18 | 88.49 | 9 | 0
2030 | TVA_2_PJM_ROR | TVA | PJM_ROR | Internal | Summer | B8 | 500 | 500 | 0 | 79.7 | 79.53 | 9 | 0
2030 | TVA_2_PJM_ROR | TVA | PJM_ROR | Internal | Summer | B9 | 800 | 500 | 0 | 79.7 | 75.14 | 9 | 0
2030 | TVA_2_PJM_ROR | TVA | PJM_ROR | Internal | Summer | B10 | 1262 | 500 | 0 | 71.23 | 65.81 | 9 | 0
2030 | TVA_2_PJM_ROR | TVA | PJM_ROR | Internal | Winter | B16 | 25 | 500 | 0 | 92.59 | 89.07 | 9 | 0
2030 | TVA_2_PJM_ROR | TVA | PJM_ROR | Internal | Winter | B17 | 100 | 500 | 0 | 83.9 | 84.7 | 9 | 0
2030 | TVA_2_PJM_ROR | TVA | PJM_ROR | Internal | Winter | B18 | 400 | 500 | 0 | 82.42 | 80.76 | 9 | 0
2030 | TVA_2_PJM_ROR | TVA | PJM_ROR | Internal | Winter | B19 | 700 | 500 | 0 | 79.91 | 80.52 | 9 | 0
2030 | TVA_2_PJM_ROR | TVA | PJM_ROR | Internal | Winter | B20 | 935 | 500 | 0 | 72.99 | 71.27 | 9 | 0
2030 | TVA_2_SOCO | TVA | SOCO | Internal | Shoulder | B11 | 25 | 500 | 219.26 | 91.11 | 100.11 | 9 | 0
2030 | TVA_2_SOCO | TVA | SOCO | Internal | Shoulder | B12 | 200 | 500 | 0 | 82.18 | 82.61 | 9 | 0
2030 | TVA_2_SOCO | TVA | SOCO | Internal | Shoulder | B13 | 600 | 500 | 0 | 81.13 | 81.73 | 9 | 0
2030 | TVA_2_SOCO | TVA | SOCO | Internal | Shoulder | B14 | 900 | 500 | 0 | 74.9 | 81.73 | 9 | 0
2030 | TVA_2_SOCO | TVA | SOCO | Internal | Shoulder | B15 | 1203 | 500 | 361.71 | 70.81 | 79.81 | 9 | 0
2030 | TVA_2_SOCO | TVA | SOCO | Internal | Summer | B1 | 10 | 500 | 0 | 131.74 | 135.13 | 9 | 0
2030 | TVA_2_SOCO | TVA | SOCO | Internal | Summer | B2 | 25 | 500 | 0 | 129.54 | 132.43 | 9 | 0
2030 | TVA_2_SOCO | TVA | SOCO | Internal | Summer | B3 | 75 | 500 | 0 | 129.54 | 132.43 | 9 | 0
2030 | TVA_2_SOCO | TVA | SOCO | Internal | Summer | B4 | 100 | 500 | 0 | 129.54 | 132.43 | 9 | 0
2030 | TVA_2_SOCO | TVA | SOCO | Internal | Summer | B5 | 200 | 500 | 0.15 | 123.44 | 132.43 | 9 | 0
2030 | TVA_2_SOCO | TVA | SOCO | Internal | Summer | B6 | 300 | 500 | 500 | 97.35 | 110.01 | 9 | 3.66
2030 | TVA_2_SOCO | TVA | SOCO | Internal | Summer | B7 | 400 | 500 | 500 | 83.18 | 97.83 | 9 | 5.65
2030 | TVA_2_SOCO | TVA | SOCO | Internal | Summer | B8 | 500 | 500 | 0 | 79.7 | 86.13 | 9 | 0
2030 | TVA_2_SOCO | TVA | SOCO | Internal | Summer | B9 | 800 | 500 | 0 | 79.7 | 83.16 | 9 | 0
2030 | TVA_2_SOCO | TVA | SOCO | Internal | Summer | B10 | 1262 | 500 | 30.5 | 71.23 | 80.23 | 9 | 0
2030 | TVA_2_SOCO | TVA | SOCO | Internal | Winter | B16 | 25 | 500 | 0.88 | 92.59 | 101.58 | 9 | 0
2030 | TVA_2_SOCO | TVA | SOCO | Internal | Winter | B17 | 100 | 500 | 0 | 83.9 | 85.4 | 9 | 0
2030 | TVA_2_SOCO | TVA | SOCO | Internal | Winter | B18 | 400 | 500 | 0 | 82.42 | 84.9 | 9 | 0
2030 | TVA_2_SOCO | TVA | SOCO | Internal | Winter | B19 | 700 | 500 | 0 | 79.91 | 84.9 | 9 | 0
2030 | TVA_2_SOCO | TVA | SOCO | Internal | Winter | B20 | 935 | 500 | 0.07 | 72.99 | 81.98 | 9 | 0
2030 | TVA_2_VACAR | TVA | VACAR | Internal | Shoulder | B11 | 25 | 150 | 0 | 91.11 | 93.11 | 9 | 0
2030 | TVA_2_VACAR | TVA | VACAR | Internal | Shoulder | B12 | 200 | 150 | 0 | 82.18 | 86.89 | 9 | 0
2030 | TVA_2_VACAR | TVA | VACAR | Internal | Shoulder | B13 | 600 | 150 | 0 | 81.13 | 84.08 | 9 | 0
2030 | TVA_2_VACAR | TVA | VACAR | Internal | Shoulder | B14 | 900 | 150 | 0 | 74.9 | 82.9 | 9 | 0
2030 | TVA_2_VACAR | TVA | VACAR | Internal | Shoulder | B15 | 1203 | 150 | 0 | 70.81 | 73.77 | 9 | 0
2030 | TVA_2_VACAR | TVA | VACAR | Internal | Summer | B1 | 10 | 150 | 0 | 131.74 | 134.66 | 9 | 0
2030 | TVA_2_VACAR | TVA | VACAR | Internal | Summer | B2 | 25 | 150 | 0 | 129.54 | 134.66 | 9 | 0
2030 | TVA_2_VACAR | TVA | VACAR | Internal | Summer | B3 | 75 | 150 | 0 | 129.54 | 134.66 | 9 | 0
2030 | TVA_2_VACAR | TVA | VACAR | Internal | Summer | B4 | 100 | 150 | 0 | 129.54 | 134.66 | 9 | 0
2030 | TVA_2_VACAR | TVA | VACAR | Internal | Summer | B5 | 200 | 150 | 0 | 123.44 | 126.29 | 9 | 0
2030 | TVA_2_VACAR | TVA | VACAR | Internal | Summer | B6 | 300 | 150 | 150 | 97.35 | 110 | 9 | 3.65
2030 | TVA_2_VACAR | TVA | VACAR | Internal | Summer | B7 | 400 | 150 | 150 | 83.18 | 94.49 | 9 | 2.31
2030 | TVA_2_VACAR | TVA | VACAR | Internal | Summer | B8 | 500 | 150 | 0 | 79.7 | 85.53 | 9 | 0
2030 | TVA_2_VACAR | TVA | VACAR | Internal | Summer | B9 | 800 | 150 | 0 | 79.7 | 76.16 | 9 | 0
2030 | TVA_2_VACAR | TVA | VACAR | Internal | Summer | B10 | 1262 | 150 | 0 | 71.23 | 71.81 | 9 | 0
2030 | TVA_2_VACAR | TVA | VACAR | Internal | Winter | B16 | 25 | 150 | 150 | 92.59 | 124.48 | 9 | 22.88
2030 | TVA_2_VACAR | TVA | VACAR | Internal | Winter | B17 | 100 | 150 | 150 | 83.9 | 95.4 | 9 | 2.5
2030 | TVA_2_VACAR | TVA | VACAR | Internal | Winter | B18 | 400 | 150 | 0 | 82.42 | 86.76 | 9 | 0
2030 | TVA_2_VACAR | TVA | VACAR | Internal | Winter | B19 | 700 | 150 | 0 | 79.91 | 86.52 | 9 | 0
2030 | TVA_2_VACAR | TVA | VACAR | Internal | Winter | B20 | 935 | 150 | 0 | 72.99 | 78.16 | 9 | 0
2030 | TVA_Transmission_2_ENT | TVA_Transmission | ENT | Internal | Shoulder | B11 | 25 | 3000 | 0 | 91.11 | 83.11 | 9 | 0
2030 | TVA_Transmission_2_ENT | TVA_Transmission | ENT | Internal | Shoulder | B12 | 200 | 3000 | 0 | 82.32 | 74.61 | 9 | 0
2030 | TVA_Transmission_2_ENT | TVA_Transmission | ENT | Internal | Shoulder | B13 | 600 | 3000 | 0 | 81.32 | 73.73 | 9 | 0
2030 | TVA_Transmission_2_ENT | TVA_Transmission | ENT | Internal | Shoulder | B14 | 900 | 3000 | 0 | 74.88 | 58.88 | 9 | 0
2030 | TVA_Transmission_2_ENT | TVA_Transmission | ENT | Internal | Shoulder | B15 | 1203 | 3000 | 0 | 70.8 | 30.63 | 9 | 0
2030 | TVA_Transmission_2_ENT | TVA_Transmission | ENT | Internal | Summer | B1 | 10 | 3000 | 0 | 131.73 | 82.83 | 9 | 0
2030 | TVA_Transmission_2_ENT | TVA_Transmission | ENT | Internal | Summer | B2 | 25 | 3000 | 0 | 129.53 | 121.53 | 9 | 0
2030 | TVA_Transmission_2_ENT | TVA_Transmission | ENT | Internal | Summer | B3 | 75 | 3000 | 0 | 129.53 | 122.43 | 9 | 0
2030 | TVA_Transmission_2_ENT | TVA_Transmission | ENT | Internal | Summer | B4 | 100 | 3000 | 0 | 129.53 | 121.54 | 9 | 0
2030 | TVA_Transmission_2_ENT | TVA_Transmission | ENT | Internal | Summer | B5 | 200 | 3000 | 0 | 123.43 | 115.44 | 9 | 0
2030 | TVA_Transmission_2_ENT | TVA_Transmission | ENT | Internal | Summer | B6 | 300 | 3000 | 0 | 105.82 | 102.01 | 9 | 0
2030 | TVA_Transmission_2_ENT | TVA_Transmission | ENT | Internal | Summer | B7 | 400 | 3000 | 0 | 91.26 | 86.5 | 9 | 0
2030 | TVA_Transmission_2_ENT | TVA_Transmission | ENT | Internal | Summer | B8 | 500 | 3000 | 0 | 82.32 | 78.13 | 9 | 0
2030 | TVA_Transmission_2_ENT | TVA_Transmission | ENT | Internal | Summer | B9 | 800 | 3000 | 0 | 80.13 | 75.16 | 9 | 0
2030 | TVA_Transmission_2_ENT | TVA_Transmission | ENT | Internal | Summer | B10 | 1262 | 3000 | 0 | 71.45 | 65.56 | 9 | 0
2030 | TVA_Transmission_2_ENT | TVA_Transmission | ENT | Internal | Winter | B16 | 25 | 3000 | 0 | 92.58 | 74.4 | 9 | 0
2030 | TVA_Transmission_2_ENT | TVA_Transmission | ENT | Internal | Winter | B17 | 100 | 3000 | 0 | 83.89 | 71.9 | 9 | 0
2030 | TVA_Transmission_2_ENT | TVA_Transmission | ENT | Internal | Winter | B18 | 400 | 3000 | 0 | 82.4 | 74.4 | 9 | 0
2030 | TVA_Transmission_2_ENT | TVA_Transmission | ENT | Internal | Winter | B19 | 700 | 3000 | 0 | 79.9 | 71.9 | 9 | 0
2030 | TVA_Transmission_2_ENT | TVA_Transmission | ENT | Internal | Winter | B20 | 935 | 3000 | 0 | 72.98 | 23.87 | 9 | 0
2030 | TVA_Transmission_2_MISO_MO-IL | TVA_Transmission | MISO_MO-IL | Internal | Shoulder | B11 | 25 | 4000 | 0 | 91.11 | 83.11 | 9 | 0
2030 | TVA_Transmission_2_MISO_MO-IL | TVA_Transmission | MISO_MO-IL | Internal | Shoulder | B12 | 200 | 4000 | 0 | 82.32 | 74.61 | 9 | 0
2030 | TVA_Transmission_2_MISO_MO-IL | TVA_Transmission | MISO_MO-IL | Internal | Shoulder | B13 | 600 | 4000 | 0 | 81.32 | 73.73 | 9 | 0
2030 | TVA_Transmission_2_MISO_MO-IL | TVA_Transmission | MISO_MO-IL | Internal | Shoulder | B14 | 900 | 4000 | 0 | 74.88 | 66.88 | 9 | 0
2030 | TVA_Transmission_2_MISO_MO-IL | TVA_Transmission | MISO_MO-IL | Internal | Shoulder | B15 | 1203 | 4000 | 0 | 70.8 | 62.8 | 9 | 0
2030 | TVA_Transmission_2_MISO_MO-IL | TVA_Transmission | MISO_MO-IL | Internal | Summer | B1 | 10 | 4000 | 0 | 131.73 | 123.73 | 9 | 0
2030 | TVA_Transmission_2_MISO_MO-IL | TVA_Transmission | MISO_MO-IL | Internal | Summer | B2 | 25 | 4000 | 0 | 129.53 | 121.54 | 9 | 0
2030 | TVA_Transmission_2_MISO_MO-IL | TVA_Transmission | MISO_MO-IL | Internal | Summer | B3 | 75 | 4000 | 0 | 129.53 | 122.43 | 9 | 0
2030 | TVA_Transmission_2_MISO_MO-IL | TVA_Transmission | MISO_MO-IL | Internal | Summer | B4 | 100 | 4000 | 0 | 129.53 | 121.54 | 9 | 0
2030 | TVA_Transmission_2_MISO_MO-IL | TVA_Transmission | MISO_MO-IL | Internal | Summer | B5 | 200 | 4000 | 0 | 123.43 | 115.44 | 9 | 0
2030 | TVA_Transmission_2_MISO_MO-IL | TVA_Transmission | MISO_MO-IL | Internal | Summer | B6 | 300 | 4000 | 0 | 105.82 | 102.01 | 9 | 0
2030 | TVA_Transmission_2_MISO_MO-IL | TVA_Transmission | MISO_MO-IL | Internal | Summer | B7 | 400 | 4000 | 0 | 91.26 | 86.5 | 9 | 0
2030 | TVA_Transmission_2_MISO_MO-IL | TVA_Transmission | MISO_MO-IL | Internal | Summer | B8 | 500 | 4000 | 0 | 82.32 | 77.54 | 9 | 0
2030 | TVA_Transmission_2_MISO_MO-IL | TVA_Transmission | MISO_MO-IL | Internal | Summer | B9 | 800 | 4000 | 0 | 80.13 | 73.16 | 9 | 0
2030 | TVA_Transmission_2_MISO_MO-IL | TVA_Transmission | MISO_MO-IL | Internal | Summer | B10 | 1262 | 4000 | 0 | 71.45 | 65.56 | 9 | 0
2030 | TVA_Transmission_2_MISO_MO-IL | TVA_Transmission | MISO_MO-IL | Internal | Winter | B16 | 25 | 4000 | 0 | 92.58 | 74.4 | 9 | 0
2030 | TVA_Transmission_2_MISO_MO-IL | TVA_Transmission | MISO_MO-IL | Internal | Winter | B17 | 100 | 4000 | 0 | 83.89 | 75.89 | 9 | 0
2030 | TVA_Transmission_2_MISO_MO-IL | TVA_Transmission | MISO_MO-IL | Internal | Winter | B18 | 400 | 4000 | 0 | 82.4 | 74.4 | 9 | 0
2030 | TVA_Transmission_2_MISO_MO-IL | TVA_Transmission | MISO_MO-IL | Internal | Winter | B19 | 700 | 4000 | 0 | 79.9 | 71.9 | 9 | 0
2030 | TVA_Transmission_2_MISO_MO-IL | TVA_Transmission | MISO_MO-IL | Internal | Winter | B20 | 935 | 4000 | 0 | 72.98 | 64.98 | 9 | 0
2030 | TVA_Transmission_2_NonRTO_Midwest | TVA_Transmission | NonRTO_Midwest | Internal | Shoulder | B11 | 25 | 700 | 0 | 91.11 | 85 | 9 | 0
2030 | TVA_Transmission_2_NonRTO_Midwest | TVA_Transmission | NonRTO_Midwest | Internal | Shoulder | B12 | 200 | 700 | 0 | 82.32 | 82.59 | 9 | 0
2030 | TVA_Transmission_2_NonRTO_Midwest | TVA_Transmission | NonRTO_Midwest | Internal | Shoulder | B13 | 600 | 700 | 0 | 81.32 | 81.72 | 9 | 0
2030 | TVA_Transmission_2_NonRTO_Midwest | TVA_Transmission | NonRTO_Midwest | Internal | Shoulder | B14 | 900 | 700 | 0 | 74.88 | 74.9 | 9 | 0
2030 | TVA_Transmission_2_NonRTO_Midwest | TVA_Transmission | NonRTO_Midwest | Internal | Shoulder | B15 | 1203 | 700 | 0 | 70.8 | 74.9 | 9 | 0
2030 | TVA_Transmission_2_NonRTO_Midwest | TVA_Transmission | NonRTO_Midwest | Internal | Summer | B1 | 10 | 700 | 0 | 131.73 | 130.41 | 9 | 0
2030 | TVA_Transmission_2_NonRTO_Midwest | TVA_Transmission | NonRTO_Midwest | Internal | Summer | B2 | 25 | 700 | 0 | 129.53 | 129.53 | 9 | 0
2030 | TVA_Transmission_2_NonRTO_Midwest | TVA_Transmission | NonRTO_Midwest | Internal | Summer | B3 | 75 | 700 | 0 | 129.53 | 130.41 | 9 | 0
2030 | TVA_Transmission_2_NonRTO_Midwest | TVA_Transmission | NonRTO_Midwest | Internal | Summer | B4 | 100 | 700 | 0 | 129.53 | 129.53 | 9 | 0
2030 | TVA_Transmission_2_NonRTO_Midwest | TVA_Transmission | NonRTO_Midwest | Internal | Summer | B5 | 200 | 700 | 0 | 123.43 | 123.43 | 9 | 0
2030 | TVA_Transmission_2_NonRTO_Midwest | TVA_Transmission | NonRTO_Midwest | Internal | Summer | B6 | 300 | 700 | 0 | 105.82 | 110 | 9 | 0
2030 | TVA_Transmission_2_NonRTO_Midwest | TVA_Transmission | NonRTO_Midwest | Internal | Summer | B7 | 400 | 700 | 0 | 91.26 | 94.49 | 9 | 0
2030 | TVA_Transmission_2_NonRTO_Midwest | TVA_Transmission | NonRTO_Midwest | Internal | Summer | B8 | 500 | 700 | 0 | 82.32 | 85.53 | 9 | 0
2030 | TVA_Transmission_2_NonRTO_Midwest | TVA_Transmission | NonRTO_Midwest | Internal | Summer | B9 | 800 | 700 | 0 | 80.13 | 81.14 | 9 | 0
2030 | TVA_Transmission_2_NonRTO_Midwest | TVA_Transmission | NonRTO_Midwest | Internal | Summer | B10 | 1262 | 700 | 0 | 71.45 | 73.55 | 9 | 0
2030 | TVA_Transmission_2_NonRTO_Midwest | TVA_Transmission | NonRTO_Midwest | Internal | Winter | B16 | 25 | 700 | 0 | 92.58 | 84.58 | 9 | 0
2030 | TVA_Transmission_2_NonRTO_Midwest | TVA_Transmission | NonRTO_Midwest | Internal | Winter | B17 | 100 | 700 | 0 | 83.89 | 83.88 | 9 | 0
2030 | TVA_Transmission_2_NonRTO_Midwest | TVA_Transmission | NonRTO_Midwest | Internal | Winter | B18 | 400 | 700 | 0 | 82.4 | 82.39 | 9 | 0
2030 | TVA_Transmission_2_NonRTO_Midwest | TVA_Transmission | NonRTO_Midwest | Internal | Winter | B19 | 700 | 700 | 0 | 79.9 | 79.89 | 9 | 0
2030 | TVA_Transmission_2_NonRTO_Midwest | TVA_Transmission | NonRTO_Midwest | Internal | Winter | B20 | 935 | 700 | 0 | 72.98 | 77.54 | 9 | 0
2030 | TVA_Transmission_2_PJM_ROR | TVA_Transmission | PJM_ROR | Internal | Shoulder | B11 | 25 | 2000 | 0 | 91.11 | 85.11 | 9 | 0
2030 | TVA_Transmission_2_PJM_ROR | TVA_Transmission | PJM_ROR | Internal | Shoulder | B12 | 200 | 2000 | 0 | 82.32 | 80.89 | 9 | 0
2030 | TVA_Transmission_2_PJM_ROR | TVA_Transmission | PJM_ROR | Internal | Shoulder | B13 | 600 | 2000 | 0 | 81.32 | 78.08 | 9 | 0
2030 | TVA_Transmission_2_PJM_ROR | TVA_Transmission | PJM_ROR | Internal | Shoulder | B14 | 900 | 2000 | 0 | 74.88 | 76.9 | 9 | 0
2030 | TVA_Transmission_2_PJM_ROR | TVA_Transmission | PJM_ROR | Internal | Shoulder | B15 | 1203 | 2000 | 0 | 70.8 | 67.88 | 9 | 0
2030 | TVA_Transmission_2_PJM_ROR | TVA_Transmission | PJM_ROR | Internal | Summer | B1 | 10 | 2000 | 0 | 131.73 | 125.73 | 9 | 0
2030 | TVA_Transmission_2_PJM_ROR | TVA_Transmission | PJM_ROR | Internal | Summer | B2 | 25 | 2000 | 0 | 129.53 | 123.53 | 9 | 0
2030 | TVA_Transmission_2_PJM_ROR | TVA_Transmission | PJM_ROR | Internal | Summer | B3 | 75 | 2000 | 0 | 129.53 | 123.53 | 9 | 0
2030 | TVA_Transmission_2_PJM_ROR | TVA_Transmission | PJM_ROR | Internal | Summer | B4 | 100 | 2000 | 0 | 129.53 | 123.53 | 9 | 0
2030 | TVA_Transmission_2_PJM_ROR | TVA_Transmission | PJM_ROR | Internal | Summer | B5 | 200 | 2000 | 0 | 123.43 | 117.43 | 9 | 0
2030 | TVA_Transmission_2_PJM_ROR | TVA_Transmission | PJM_ROR | Internal | Summer | B6 | 300 | 2000 | 0 | 105.82 | 104 | 9 | 0
2030 | TVA_Transmission_2_PJM_ROR | TVA_Transmission | PJM_ROR | Internal | Summer | B7 | 400 | 2000 | 0 | 91.26 | 88.49 | 9 | 0
2030 | TVA_Transmission_2_PJM_ROR | TVA_Transmission | PJM_ROR | Internal | Summer | B8 | 500 | 2000 | 0 | 82.32 | 79.53 | 9 | 0
2030 | TVA_Transmission_2_PJM_ROR | TVA_Transmission | PJM_ROR | Internal | Summer | B9 | 800 | 2000 | 0 | 80.13 | 75.14 | 9 | 0
2030 | TVA_Transmission_2_PJM_ROR | TVA_Transmission | PJM_ROR | Internal | Summer | B10 | 1262 | 2000 | 0 | 71.45 | 65.81 | 9 | 0
2030 | TVA_Transmission_2_PJM_ROR | TVA_Transmission | PJM_ROR | Internal | Winter | B16 | 25 | 2000 | 0 | 92.58 | 89.07 | 9 | 0
2030 | TVA_Transmission_2_PJM_ROR | TVA_Transmission | PJM_ROR | Internal | Winter | B17 | 100 | 2000 | 0 | 83.89 | 84.7 | 9 | 0
2030 | TVA_Transmission_2_PJM_ROR | TVA_Transmission | PJM_ROR | Internal | Winter | B18 | 400 | 2000 | 0 | 82.4 | 80.76 | 9 | 0
2030 | TVA_Transmission_2_PJM_ROR | TVA_Transmission | PJM_ROR | Internal | Winter | B19 | 700 | 2000 | 0 | 79.9 | 80.52 | 9 | 0
2030 | TVA_Transmission_2_PJM_ROR | TVA_Transmission | PJM_ROR | Internal | Winter | B20 | 935 | 2000 | 0 | 72.98 | 71.27 | 9 | 0
2030 | TVA_Transmission_2_SOCO | TVA_Transmission | SOCO | Internal | Shoulder | B11 | 25 | 3200 | 1518.62 | 91.11 | 100.11 | 9 | 0
2030 | TVA_Transmission_2_SOCO | TVA_Transmission | SOCO | Internal | Shoulder | B12 | 200 | 3200 | 0 | 82.32 | 82.61 | 9 | 0
2030 | TVA_Transmission_2_SOCO | TVA_Transmission | SOCO | Internal | Shoulder | B13 | 600 | 3200 | 0 | 81.32 | 81.73 | 9 | 0
2030 | TVA_Transmission_2_SOCO | TVA_Transmission | SOCO | Internal | Shoulder | B14 | 900 | 3200 | 0 | 74.88 | 81.73 | 9 | 0
2030 | TVA_Transmission_2_SOCO | TVA_Transmission | SOCO | Internal | Shoulder | B15 | 1203 | 3200 | 3199.97 | 70.8 | 79.81 | 9 | 0.01
2030 | TVA_Transmission_2_SOCO | TVA_Transmission | SOCO | Internal | Summer | B1 | 10 | 3200 | 0 | 131.73 | 135.13 | 9 | 0
2030 | TVA_Transmission_2_SOCO | TVA_Transmission | SOCO | Internal | Summer | B2 | 25 | 3200 | 0 | 129.53 | 132.43 | 9 | 0
2030 | TVA_Transmission_2_SOCO | TVA_Transmission | SOCO | Internal | Summer | B3 | 75 | 3200 | 0 | 129.53 | 132.43 | 9 | 0
2030 | TVA_Transmission_2_SOCO | TVA_Transmission | SOCO | Internal | Summer | B4 | 100 | 3200 | 0 | 129.53 | 132.43 | 9 | 0
2030 | TVA_Transmission_2_SOCO | TVA_Transmission | SOCO | Internal | Summer | B5 | 200 | 3200 | 1009.96 | 123.43 | 132.43 | 9 | 0
2030 | TVA_Transmission_2_SOCO | TVA_Transmission | SOCO | Internal | Summer | B6 | 300 | 3200 | 0 | 105.82 | 110.01 | 9 | 0
2030 | TVA_Transmission_2_SOCO | TVA_Transmission | SOCO | Internal | Summer | B7 | 400 | 3200 | 0 | 91.26 | 97.83 | 9 | 0
2030 | TVA_Transmission_2_SOCO | TVA_Transmission | SOCO | Internal | Summer | B8 | 500 | 3200 | 0 | 82.32 | 86.13 | 9 | 0
2030 | TVA_Transmission_2_SOCO | TVA_Transmission | SOCO | Internal | Summer | B9 | 800 | 3200 | 0 | 80.13 | 83.16 | 9 | 0
2030 | TVA_Transmission_2_SOCO | TVA_Transmission | SOCO | Internal | Summer | B10 | 1262 | 3200 | 0 | 71.45 | 80.23 | 9 | 0
2030 | TVA_Transmission_2_SOCO | TVA_Transmission | SOCO | Internal | Winter | B16 | 25 | 3200 | 3163.41 | 92.58 | 101.58 | 9 | 0
2030 | TVA_Transmission_2_SOCO | TVA_Transmission | SOCO | Internal | Winter | B17 | 100 | 3200 | 0 | 83.89 | 85.4 | 9 | 0
2030 | TVA_Transmission_2_SOCO | TVA_Transmission | SOCO | Internal | Winter | B18 | 400 | 3200 | 0 | 82.4 | 84.9 | 9 | 0
2030 | TVA_Transmission_2_SOCO | TVA_Transmission | SOCO | Internal | Winter | B19 | 700 | 3200 | 0 | 79.9 | 84.9 | 9 | 0
2030 | TVA_Transmission_2_SOCO | TVA_Transmission | SOCO | Internal | Winter | B20 | 935 | 3200 | 3177.97 | 72.98 | 81.98 | 9 | 0
2030 | TVA_Transmission_2_TVA | TVA_Transmission | TVA | Internal | Shoulder | B11 | 25 | 99999 | 1.01 | 91.11 | 91.11 | 0.01 | 0
2030 | TVA_Transmission_2_TVA | TVA_Transmission | TVA | Internal | Shoulder | B12 | 200 | 99999 | 0.01 | 82.32 | 82.18 | 0.01 | 0
2030 | TVA_Transmission_2_TVA | TVA_Transmission | TVA | Internal | Shoulder | B13 | 600 | 99999 | 0 | 81.32 | 81.13 | 0.01 | 0
2030 | TVA_Transmission_2_TVA | TVA_Transmission | TVA | Internal | Shoulder | B14 | 900 | 99999 | 2672.96 | 74.88 | 74.9 | 0.01 | 0
2030 | TVA_Transmission_2_TVA | TVA_Transmission | TVA | Internal | Shoulder | B15 | 1203 | 99999 | 2465.63 | 70.8 | 70.81 | 0.01 | 0
2030 | TVA_Transmission_2_TVA | TVA_Transmission | TVA | Internal | Summer | B1 | 10 | 99999 | 4592.01 | 131.73 | 131.74 | 0.01 | 0
2030 | TVA_Transmission_2_TVA | TVA_Transmission | TVA | Internal | Summer | B2 | 25 | 99999 | 3846.3 | 129.53 | 129.54 | 0.01 | 0
2030 | TVA_Transmission_2_TVA | TVA_Transmission | TVA | Internal | Summer | B3 | 75 | 99999 | 2383 | 129.53 | 129.54 | 0.01 | 0
2030 | TVA_Transmission_2_TVA | TVA_Transmission | TVA | Internal | Summer | B4 | 100 | 99999 | 1706.87 | 129.53 | 129.54 | 0.01 | 0
2030 | TVA_Transmission_2_TVA | TVA_Transmission | TVA | Internal | Summer | B5 | 200 | 99999 | 157.12 | 123.43 | 123.44 | 0.01 | 0
2030 | TVA_Transmission_2_TVA | TVA_Transmission | TVA | Internal | Summer | B6 | 300 | 99999 | 0 | 105.82 | 97.35 | 0.01 | 0
2030 | TVA_Transmission_2_TVA | TVA_Transmission | TVA | Internal | Summer | B7 | 400 | 99999 | 0 | 91.26 | 83.18 | 0.01 | 0
2030 | TVA_Transmission_2_TVA | TVA_Transmission | TVA | Internal | Summer | B8 | 500 | 99999 | 0 | 82.32 | 79.7 | 0.01 | 0
2030 | TVA_Transmission_2_TVA | TVA_Transmission | TVA | Internal | Summer | B9 | 800 | 99999 | 0 | 80.13 | 79.7 | 0.01 | 0
2030 | TVA_Transmission_2_TVA | TVA_Transmission | TVA | Internal | Summer | B10 | 1262 | 99999 | 0 | 71.45 | 71.23 | 0.01 | 0
2030 | TVA_Transmission_2_TVA | TVA_Transmission | TVA | Internal | Winter | B16 | 25 | 99999 | 2837.28 | 92.58 | 92.59 | 0.01 | 0
2030 | TVA_Transmission_2_TVA | TVA_Transmission | TVA | Internal | Winter | B17 | 100 | 99999 | 3486.71 | 83.89 | 83.9 | 0.01 | 0
2030 | TVA_Transmission_2_TVA | TVA_Transmission | TVA | Internal | Winter | B18 | 400 | 99999 | 1010.04 | 82.4 | 82.42 | 0.01 | 0
2030 | TVA_Transmission_2_TVA | TVA_Transmission | TVA | Internal | Winter | B19 | 700 | 99999 | 1798.92 | 79.9 | 79.91 | 0.01 | 0
2030 | TVA_Transmission_2_TVA | TVA_Transmission | TVA | Internal | Winter | B20 | 935 | 99999 | 2712.37 | 72.98 | 72.99 | 0.01 | 0
2030 | TVA_Transmission_2_VACAR | TVA_Transmission | VACAR | Internal | Shoulder | B11 | 25 | 900 | 0 | 91.11 | 93.11 | 9 | 0
2030 | TVA_Transmission_2_VACAR | TVA_Transmission | VACAR | Internal | Shoulder | B12 | 200 | 900 | 0 | 82.32 | 86.89 | 9 | 0
2030 | TVA_Transmission_2_VACAR | TVA_Transmission | VACAR | Internal | Shoulder | B13 | 600 | 900 | 0 | 81.32 | 84.08 | 9 | 0
2030 | TVA_Transmission_2_VACAR | TVA_Transmission | VACAR | Internal | Shoulder | B14 | 900 | 900 | 0 | 74.88 | 82.9 | 9 | 0
2030 | TVA_Transmission_2_VACAR | TVA_Transmission | VACAR | Internal | Shoulder | B15 | 1203 | 900 | 0 | 70.8 | 73.77 | 9 | 0
2030 | TVA_Transmission_2_VACAR | TVA_Transmission | VACAR | Internal | Summer | B1 | 10 | 900 | 0 | 131.73 | 134.66 | 9 | 0
2030 | TVA_Transmission_2_VACAR | TVA_Transmission | VACAR | Internal | Summer | B2 | 25 | 900 | 0 | 129.53 | 134.66 | 9 | 0
2030 | TVA_Transmission_2_VACAR | TVA_Transmission | VACAR | Internal | Summer | B3 | 75 | 900 | 0 | 129.53 | 134.66 | 9 | 0
2030 | TVA_Transmission_2_VACAR | TVA_Transmission | VACAR | Internal | Summer | B4 | 100 | 900 | 0 | 129.53 | 134.66 | 9 | 0
2030 | TVA_Transmission_2_VACAR | TVA_Transmission | VACAR | Internal | Summer | B5 | 200 | 900 | 0 | 123.43 | 126.29 | 9 | 0
2030 | TVA_Transmission_2_VACAR | TVA_Transmission | VACAR | Internal | Summer | B6 | 300 | 900 | 0 | 105.82 | 110 | 9 | 0
2030 | TVA_Transmission_2_VACAR | TVA_Transmission | VACAR | Internal | Summer | B7 | 400 | 900 | 0 | 91.26 | 94.49 | 9 | 0
2030 | TVA_Transmission_2_VACAR | TVA_Transmission | VACAR | Internal | Summer | B8 | 500 | 900 | 0 | 82.32 | 85.53 | 9 | 0
2030 | TVA_Transmission_2_VACAR | TVA_Transmission | VACAR | Internal | Summer | B9 | 800 | 900 | 0 | 80.13 | 76.16 | 9 | 0
2030 | TVA_Transmission_2_VACAR | TVA_Transmission | VACAR | Internal | Summer | B10 | 1262 | 900 | 0 | 71.45 | 71.81 | 9 | 0
2030 | TVA_Transmission_2_VACAR | TVA_Transmission | VACAR | Internal | Winter | B16 | 25 | 900 | 900 | 92.58 | 124.48 | 9 | 22.89
2030 | TVA_Transmission_2_VACAR | TVA_Transmission | VACAR | Internal | Winter | B17 | 100 | 900 | 900 | 83.89 | 95.4 | 9 | 2.51
2030 | TVA_Transmission_2_VACAR | TVA_Transmission | VACAR | Internal | Winter | B18 | 400 | 900 | 0 | 82.4 | 86.76 | 9 | 0
2030 | TVA_Transmission_2_VACAR | TVA_Transmission | VACAR | Internal | Winter | B19 | 700 | 900 | 0 | 79.9 | 86.52 | 9 | 0
2030 | TVA_Transmission_2_VACAR | TVA_Transmission | VACAR | Internal | Winter | B20 | 935 | 900 | 0 | 72.98 | 78.16 | 9 | 0
2030 | VACAR_2_PJM_ROR | VACAR | PJM_ROR | Internal | Shoulder | B11 | 25 | 2000 | 0 | 93.11 | 85.11 | 7 | 0
2030 | VACAR_2_PJM_ROR | VACAR | PJM_ROR | Internal | Shoulder | B12 | 200 | 2000 | 0 | 86.89 | 80.89 | 7 | 0
2030 | VACAR_2_PJM_ROR | VACAR | PJM_ROR | Internal | Shoulder | B13 | 600 | 2000 | 0 | 84.08 | 78.08 | 7 | 0
2030 | VACAR_2_PJM_ROR | VACAR | PJM_ROR | Internal | Shoulder | B14 | 900 | 2000 | 0 | 82.9 | 76.9 | 7 | 0
2030 | VACAR_2_PJM_ROR | VACAR | PJM_ROR | Internal | Shoulder | B15 | 1203 | 2000 | 0 | 73.77 | 67.88 | 7 | 0
2030 | VACAR_2_PJM_ROR | VACAR | PJM_ROR | Internal | Summer | B1 | 10 | 2000 | 0 | 134.66 | 125.73 | 7 | 0
2030 | VACAR_2_PJM_ROR | VACAR | PJM_ROR | Internal | Summer | B2 | 25 | 2000 | 0 | 134.66 | 123.53 | 7 | 0
2030 | VACAR_2_PJM_ROR | VACAR | PJM_ROR | Internal | Summer | B3 | 75 | 2000 | 0 | 134.66 | 123.53 | 7 | 0
2030 | VACAR_2_PJM_ROR | VACAR | PJM_ROR | Internal | Summer | B4 | 100 | 2000 | 0 | 134.66 | 123.53 | 7 | 0
2030 | VACAR_2_PJM_ROR | VACAR | PJM_ROR | Internal | Summer | B5 | 200 | 2000 | 0 | 126.29 | 117.43 | 7 | 0
2030 | VACAR_2_PJM_ROR | VACAR | PJM_ROR | Internal | Summer | B6 | 300 | 2000 | 0 | 110 | 104 | 7 | 0
2030 | VACAR_2_PJM_ROR | VACAR | PJM_ROR | Internal | Summer | B7 | 400 | 2000 | 0 | 94.49 | 88.49 | 7 | 0
2030 | VACAR_2_PJM_ROR | VACAR | PJM_ROR | Internal | Summer | B8 | 500 | 2000 | 0 | 85.53 | 79.53 | 7 | 0
2030 | VACAR_2_PJM_ROR | VACAR | PJM_ROR | Internal | Summer | B9 | 800 | 2000 | 0 | 76.16 | 75.14 | 7 | 0
2030 | VACAR_2_PJM_ROR | VACAR | PJM_ROR | Internal | Summer | B10 | 1262 | 2000 | 0 | 71.81 | 65.81 | 7 | 0
2030 | VACAR_2_PJM_ROR | VACAR | PJM_ROR | Internal | Winter | B16 | 25 | 2000 | 0 | 124.48 | 89.07 | 7 | 0
2030 | VACAR_2_PJM_ROR | VACAR | PJM_ROR | Internal | Winter | B17 | 100 | 2000 | 0 | 95.4 | 84.7 | 7 | 0
2030 | VACAR_2_PJM_ROR | VACAR | PJM_ROR | Internal | Winter | B18 | 400 | 2000 | 0 | 86.76 | 80.76 | 7 | 0
2030 | VACAR_2_PJM_ROR | VACAR | PJM_ROR | Internal | Winter | B19 | 700 | 2000 | 0 | 86.52 | 80.52 | 7 | 0
2030 | VACAR_2_PJM_ROR | VACAR | PJM_ROR | Internal | Winter | B20 | 935 | 2000 | 0 | 78.16 | 71.27 | 7 | 0
2030 | VACAR_2_SOCO | VACAR | SOCO | Internal | Shoulder | B11 | 25 | 3000 | 1075.6 | 93.11 | 100.11 | 7 | 0
2030 | VACAR_2_SOCO | VACAR | SOCO | Internal | Shoulder | B12 | 200 | 3000 | 0 | 86.89 | 82.61 | 7 | 0
2030 | VACAR_2_SOCO | VACAR | SOCO | Internal | Shoulder | B13 | 600 | 3000 | 0 | 84.08 | 81.73 | 7 | 0
2030 | VACAR_2_SOCO | VACAR | SOCO | Internal | Shoulder | B14 | 900 | 3000 | 0 | 82.9 | 81.73 | 7 | 0
2030 | VACAR_2_SOCO | VACAR | SOCO | Internal | Shoulder | B15 | 1203 | 3000 | 0 | 73.77 | 79.81 | 7 | 0
2030 | VACAR_2_SOCO | VACAR | SOCO | Internal | Summer | B1 | 10 | 3000 | 0 | 134.66 | 135.13 | 7 | 0
2030 | VACAR_2_SOCO | VACAR | SOCO | Internal | Summer | B2 | 25 | 3000 | 0 | 134.66 | 132.43 | 7 | 0
2030 | VACAR_2_SOCO | VACAR | SOCO | Internal | Summer | B3 | 75 | 3000 | 0 | 134.66 | 132.43 | 7 | 0
2030 | VACAR_2_SOCO | VACAR | SOCO | Internal | Summer | B4 | 100 | 3000 | 0 | 134.66 | 132.43 | 7 | 0
2030 | VACAR_2_SOCO | VACAR | SOCO | Internal | Summer | B5 | 200 | 3000 | 0 | 126.29 | 132.43 | 7 | 0
2030 | VACAR_2_SOCO | VACAR | SOCO | Internal | Summer | B6 | 300 | 3000 | 0 | 110 | 110.01 | 7 | 0
2030 | VACAR_2_SOCO | VACAR | SOCO | Internal | Summer | B7 | 400 | 3000 | 0 | 94.49 | 97.83 | 7 | 0
2030 | VACAR_2_SOCO | VACAR | SOCO | Internal | Summer | B8 | 500 | 3000 | 0 | 85.53 | 86.13 | 7 | 0
2030 | VACAR_2_SOCO | VACAR | SOCO | Internal | Summer | B9 | 800 | 3000 | 1011.24 | 76.16 | 83.16 | 7 | 0
2030 | VACAR_2_SOCO | VACAR | SOCO | Internal | Summer | B10 | 1262 | 3000 | 3000 | 71.81 | 80.23 | 7 | 1.42
2030 | VACAR_2_SOCO | VACAR | SOCO | Internal | Winter | B16 | 25 | 3000 | 0 | 124.48 | 101.58 | 7 | 0
2030 | VACAR_2_SOCO | VACAR | SOCO | Internal | Winter | B17 | 100 | 3000 | 0 | 95.4 | 85.4 | 7 | 0
2030 | VACAR_2_SOCO | VACAR | SOCO | Internal | Winter | B18 | 400 | 3000 | 0 | 86.76 | 84.9 | 7 | 0
2030 | VACAR_2_SOCO | VACAR | SOCO | Internal | Winter | B19 | 700 | 3000 | 0 | 86.52 | 84.9 | 7 | 0
2030 | VACAR_2_SOCO | VACAR | SOCO | Internal | Winter | B20 | 935 | 3000 | 0 | 78.16 | 81.98 | 7 | 0
2030 | VACAR_2_TVA_Transmission | VACAR | TVA_Transmission | Internal | Shoulder | B11 | 25 | 900 | 0 | 93.11 | 91.11 | 7 | 0
2030 | VACAR_2_TVA_Transmission | VACAR | TVA_Transmission | Internal | Shoulder | B12 | 200 | 900 | 0 | 86.89 | 82.32 | 7 | 0
2030 | VACAR_2_TVA_Transmission | VACAR | TVA_Transmission | Internal | Shoulder | B13 | 600 | 900 | 0 | 84.08 | 81.32 | 7 | 0
2030 | VACAR_2_TVA_Transmission | VACAR | TVA_Transmission | Internal | Shoulder | B14 | 900 | 900 | 0 | 82.9 | 74.88 | 7 | 0
2030 | VACAR_2_TVA_Transmission | VACAR | TVA_Transmission | Internal | Shoulder | B15 | 1203 | 900 | 0 | 73.77 | 70.8 | 7 | 0
2030 | VACAR_2_TVA_Transmission | VACAR | TVA_Transmission | Internal | Summer | B1 | 10 | 900 | 0 | 134.66 | 131.73 | 7 | 0
2030 | VACAR_2_TVA_Transmission | VACAR | TVA_Transmission | Internal | Summer | B2 | 25 | 900 | 0 | 134.66 | 129.53 | 7 | 0
2030 | VACAR_2_TVA_Transmission | VACAR | TVA_Transmission | Internal | Summer | B3 | 75 | 900 | 0 | 134.66 | 129.53 | 7 | 0
2030 | VACAR_2_TVA_Transmission | VACAR | TVA_Transmission | Internal | Summer | B4 | 100 | 900 | 0 | 134.66 | 129.53 | 7 | 0
2030 | VACAR_2_TVA_Transmission | VACAR | TVA_Transmission | Internal | Summer | B5 | 200 | 900 | 0 | 126.29 | 123.43 | 7 | 0
2030 | VACAR_2_TVA_Transmission | VACAR | TVA_Transmission | Internal | Summer | B6 | 300 | 900 | 0 | 110 | 105.82 | 7 | 0
2030 | VACAR_2_TVA_Transmission | VACAR | TVA_Transmission | Internal | Summer | B7 | 400 | 900 | 0 | 94.49 | 91.26 | 7 | 0
2030 | VACAR_2_TVA_Transmission | VACAR | TVA_Transmission | Internal | Summer | B8 | 500 | 900 | 0 | 85.53 | 82.32 | 7 | 0
2030 | VACAR_2_TVA_Transmission | VACAR | TVA_Transmission | Internal | Summer | B9 | 800 | 900 | 0 | 76.16 | 80.13 | 7 | 0
2030 | VACAR_2_TVA_Transmission | VACAR | TVA_Transmission | Internal | Summer | B10 | 1262 | 900 | 0 | 71.81 | 71.45 | 7 | 0
2030 | VACAR_2_TVA_Transmission | VACAR | TVA_Transmission | Internal | Winter | B16 | 25 | 900 | 0 | 124.48 | 92.58 | 7 | 0
2030 | VACAR_2_TVA_Transmission | VACAR | TVA_Transmission | Internal | Winter | B17 | 100 | 900 | 0 | 95.4 | 83.89 | 7 | 0
2030 | VACAR_2_TVA_Transmission | VACAR | TVA_Transmission | Internal | Winter | B18 | 400 | 900 | 0 | 86.76 | 82.4 | 7 | 0
2030 | VACAR_2_TVA_Transmission | VACAR | TVA_Transmission | Internal | Winter | B19 | 700 | 900 | 0 | 86.52 | 79.9 | 7 | 0
2030 | VACAR_2_TVA_Transmission | VACAR | TVA_Transmission | Internal | Winter | B20 | 935 | 900 | 0 | 78.16 | 72.98 | 7 | 0
2035 | ENT_2_MISO_MO-IL | ENT | MISO_MO-IL | Internal | Shoulder | B11 | 25 | 2260 | 0 | 116.65 | 116.65 | 8 | 0
2035 | ENT_2_MISO_MO-IL | ENT | MISO_MO-IL | Internal | Shoulder | B12 | 200 | 2260 | 0 | 98.09 | 98.09 | 8 | 0
2035 | ENT_2_MISO_MO-IL | ENT | MISO_MO-IL | Internal | Shoulder | B13 | 600 | 2260 | 0 | 93.82 | 98.07 | 8 | 0
2035 | ENT_2_MISO_MO-IL | ENT | MISO_MO-IL | Internal | Shoulder | B14 | 900 | 2260 | 784.59 | 85.82 | 93.82 | 8 | 0
2035 | ENT_2_MISO_MO-IL | ENT | MISO_MO-IL | Internal | Shoulder | B15 | 1203 | 2260 | 2260 | 12.14 | 81.83 | 8 | 61.69
2035 | ENT_2_MISO_MO-IL | ENT | MISO_MO-IL | Internal | Summer | B1 | 10 | 2260 | 2260 | 114.87 | 174.5 | 8 | 51.63
2035 | ENT_2_MISO_MO-IL | ENT | MISO_MO-IL | Internal | Summer | B2 | 25 | 2260 | 1296.09 | 171.38 | 179.38 | 8 | 0
2035 | ENT_2_MISO_MO-IL | ENT | MISO_MO-IL | Internal | Summer | B3 | 75 | 2260 | 0 | 179.38 | 179.38 | 8 | 0
2035 | ENT_2_MISO_MO-IL | ENT | MISO_MO-IL | Internal | Summer | B4 | 100 | 2260 | 0 | 165.64 | 165.65 | 8 | 0
2035 | ENT_2_MISO_MO-IL | ENT | MISO_MO-IL | Internal | Summer | B5 | 200 | 2260 | 1523.76 | 128.44 | 136.44 | 8 | 0
2035 | ENT_2_MISO_MO-IL | ENT | MISO_MO-IL | Internal | Summer | B6 | 300 | 2260 | 0 | 119.8 | 123.14 | 8 | 0
2035 | ENT_2_MISO_MO-IL | ENT | MISO_MO-IL | Internal | Summer | B7 | 400 | 2260 | 0 | 114.87 | 114.87 | 8 | 0
2035 | ENT_2_MISO_MO-IL | ENT | MISO_MO-IL | Internal | Summer | B8 | 500 | 2260 | 0 | 109.29 | 109.29 | 8 | 0
2035 | ENT_2_MISO_MO-IL | ENT | MISO_MO-IL | Internal | Summer | B9 | 800 | 2260 | 0 | 99.11 | 97.72 | 8 | 0
2035 | ENT_2_MISO_MO-IL | ENT | MISO_MO-IL | Internal | Summer | B10 | 1262 | 2260 | 143.76 | 84.55 | 92.55 | 8 | 0
2035 | ENT_2_MISO_MO-IL | ENT | MISO_MO-IL | Internal | Winter | B16 | 25 | 2260 | 0 | 103.7 | 101.11 | 8 | 0
2035 | ENT_2_MISO_MO-IL | ENT | MISO_MO-IL | Internal | Winter | B17 | 100 | 2260 | 0 | 101.11 | 101.11 | 8 | 0
2035 | ENT_2_MISO_MO-IL | ENT | MISO_MO-IL | Internal | Winter | B18 | 400 | 2260 | 0 | 97.45 | 100.96 | 8 | 0
2035 | ENT_2_MISO_MO-IL | ENT | MISO_MO-IL | Internal | Winter | B19 | 700 | 2260 | 1189.43 | 88.6 | 96.6 | 8 | 0
2035 | ENT_2_MISO_MO-IL | ENT | MISO_MO-IL | Internal | Winter | B20 | 935 | 2260 | 2260 | 13.04 | 79.46 | 8 | 58.42
2035 | ENT_2_SOCO | ENT | SOCO | Internal | Shoulder | B11 | 25 | 3900 | 0 | 116.65 | 118.85 | 8 | 0
2035 | ENT_2_SOCO | ENT | SOCO | Internal | Shoulder | B12 | 200 | 3900 | 3537.87 | 98.09 | 106.09 | 8 | 0
2035 | ENT_2_SOCO | ENT | SOCO | Internal | Shoulder | B13 | 600 | 3900 | 3900 | 93.82 | 102.49 | 8 | 0.67
2035 | ENT_2_SOCO | ENT | SOCO | Internal | Shoulder | B14 | 900 | 3900 | 3900 | 85.82 | 102.49 | 8 | 8.67
2035 | ENT_2_SOCO | ENT | SOCO | Internal | Shoulder | B15 | 1203 | 3900 | 3900 | 12.14 | 102.49 | 8 | 82.35
2035 | ENT_2_SOCO | ENT | SOCO | Internal | Summer | B1 | 10 | 3900 | 3900 | 114.87 | 191.5 | 8 | 68.63
2035 | ENT_2_SOCO | ENT | SOCO | Internal | Summer | B2 | 25 | 3900 | 3900 | 171.38 | 187 | 8 | 7.62
2035 | ENT_2_SOCO | ENT | SOCO | Internal | Summer | B3 | 75 | 3900 | 2548.61 | 179.38 | 187.38 | 8 | 0
2035 | ENT_2_SOCO | ENT | SOCO | Internal | Summer | B4 | 100 | 3900 | 1775.75 | 165.64 | 173.64 | 8 | 0
2035 | ENT_2_SOCO | ENT | SOCO | Internal | Summer | B5 | 200 | 3900 | 490.64 | 128.44 | 136.44 | 8 | 0
2035 | ENT_2_SOCO | ENT | SOCO | Internal | Summer | B6 | 300 | 3900 | 0 | 119.8 | 117.29 | 8 | 0
2035 | ENT_2_SOCO | ENT | SOCO | Internal | Summer | B7 | 400 | 3900 | 0 | 114.87 | 117.29 | 8 | 0
2035 | ENT_2_SOCO | ENT | SOCO | Internal | Summer | B8 | 500 | 3900 | 182.94 | 109.29 | 117.29 | 8 | 0
2035 | ENT_2_SOCO | ENT | SOCO | Internal | Summer | B9 | 800 | 3900 | 840.07 | 99.11 | 107.11 | 8 | 0
2035 | ENT_2_SOCO | ENT | SOCO | Internal | Summer | B10 | 1262 | 3900 | 3900 | 84.55 | 101.16 | 8 | 8.61
2035 | ENT_2_SOCO | ENT | SOCO | Internal | Winter | B16 | 25 | 3900 | 3900 | 103.7 | 122.33 | 8 | 10.63
2035 | ENT_2_SOCO | ENT | SOCO | Internal | Winter | B17 | 100 | 3900 | 3685.43 | 101.11 | 109.11 | 8 | 0
2035 | ENT_2_SOCO | ENT | SOCO | Internal | Winter | B18 | 400 | 3900 | 2410.35 | 97.45 | 105.45 | 8 | 0
2035 | ENT_2_SOCO | ENT | SOCO | Internal | Winter | B19 | 700 | 3900 | 3900 | 88.6 | 105.45 | 8 | 8.85
2035 | ENT_2_SOCO | ENT | SOCO | Internal | Winter | B20 | 935 | 3900 | 3900 | 13.04 | 105.45 | 8 | 84.41
2035 | ENT_2_SPP_N | ENT | SPP_N | Internal | Shoulder | B11 | 25 | 15143 | 0 | 116.65 | 111.65 | 8 | 0
2035 | ENT_2_SPP_N | ENT | SPP_N | Internal | Shoulder | B12 | 200 | 15143 | 0 | 98.09 | 93.09 | 8 | 0
2035 | ENT_2_SPP_N | ENT | SPP_N | Internal | Shoulder | B13 | 600 | 15143 | 0 | 93.82 | 88.82 | 8 | 0
2035 | ENT_2_SPP_N | ENT | SPP_N | Internal | Shoulder | B14 | 900 | 15143 | 0 | 85.82 | 1.81 | 8 | 0
2035 | ENT_2_SPP_N | ENT | SPP_N | Internal | Shoulder | B15 | 1203 | 15143 | 0 | 12.14 | 1.81 | 8 | 0
2035 | ENT_2_SPP_N | ENT | SPP_N | Internal | Summer | B1 | 10 | 15143 | 0 | 114.87 | 1.82 | 8 | 0
2035 | ENT_2_SPP_N | ENT | SPP_N | Internal | Summer | B2 | 25 | 15143 | 0 | 171.38 | 166.38 | 8 | 0
2035 | ENT_2_SPP_N | ENT | SPP_N | Internal | Summer | B3 | 75 | 15143 | 0 | 179.38 | 174.38 | 8 | 0
2035 | ENT_2_SPP_N | ENT | SPP_N | Internal | Summer | B4 | 100 | 15143 | 0 | 165.64 | 160.64 | 8 | 0
2035 | ENT_2_SPP_N | ENT | SPP_N | Internal | Summer | B5 | 200 | 15143 | 0 | 128.44 | 123.44 | 8 | 0
2035 | ENT_2_SPP_N | ENT | SPP_N | Internal | Summer | B6 | 300 | 15143 | 0 | 119.8 | 117.35 | 8 | 0
2035 | ENT_2_SPP_N | ENT | SPP_N | Internal | Summer | B7 | 400 | 15143 | 0 | 114.87 | 109.87 | 8 | 0
2035 | ENT_2_SPP_N | ENT | SPP_N | Internal | Summer | B8 | 500 | 15143 | 0 | 109.29 | 104.29 | 8 | 0
2035 | ENT_2_SPP_N | ENT | SPP_N | Internal | Summer | B9 | 800 | 15143 | 0 | 99.11 | 94.11 | 8 | 0
2035 | ENT_2_SPP_N | ENT | SPP_N | Internal | Summer | B10 | 1262 | 15143 | 0 | 84.55 | 79.53 | 8 | 0
2035 | ENT_2_SPP_N | ENT | SPP_N | Internal | Winter | B16 | 25 | 15143 | 0 | 103.7 | 1.83 | 8 | 0
2035 | ENT_2_SPP_N | ENT | SPP_N | Internal | Winter | B17 | 100 | 15143 | 0 | 101.11 | 1.83 | 8 | 0
2035 | ENT_2_SPP_N | ENT | SPP_N | Internal | Winter | B18 | 400 | 15143 | 0 | 97.45 | 92.45 | 8 | 0
2035 | ENT_2_SPP_N | ENT | SPP_N | Internal | Winter | B19 | 700 | 15143 | 0 | 88.6 | 68.09 | 8 | 0
2035 | ENT_2_SPP_N | ENT | SPP_N | Internal | Winter | B20 | 935 | 15143 | 0 | 13.04 | 1.81 | 8 | 0
2035 | ENT_2_SPP_S | ENT | SPP_S | Internal | Shoulder | B11 | 25 | 3292 | 0 | 116.65 | 111.66 | 8 | 0
2035 | ENT_2_SPP_S | ENT | SPP_S | Internal | Shoulder | B12 | 200 | 3292 | 0 | 98.09 | 93.09 | 8 | 0
2035 | ENT_2_SPP_S | ENT | SPP_S | Internal | Shoulder | B13 | 600 | 3292 | 0 | 93.82 | 88.82 | 8 | 0
2035 | ENT_2_SPP_S | ENT | SPP_S | Internal | Shoulder | B14 | 900 | 3292 | 0 | 85.82 | 1.81 | 8 | 0
2035 | ENT_2_SPP_S | ENT | SPP_S | Internal | Shoulder | B15 | 1203 | 3292 | 0 | 12.14 | 1.81 | 8 | 0
2035 | ENT_2_SPP_S | ENT | SPP_S | Internal | Summer | B1 | 10 | 3292 | 0 | 114.87 | 1.83 | 8 | 0
2035 | ENT_2_SPP_S | ENT | SPP_S | Internal | Summer | B2 | 25 | 3292 | 0 | 171.38 | 166.38 | 8 | 0
2035 | ENT_2_SPP_S | ENT | SPP_S | Internal | Summer | B3 | 75 | 3292 | 0 | 179.38 | 168.75 | 8 | 0
2035 | ENT_2_SPP_S | ENT | SPP_S | Internal | Summer | B4 | 100 | 3292 | 0 | 165.64 | 160.64 | 8 | 0
2035 | ENT_2_SPP_S | ENT | SPP_S | Internal | Summer | B5 | 200 | 3292 | 0 | 128.44 | 123.44 | 8 | 0
2035 | ENT_2_SPP_S | ENT | SPP_S | Internal | Summer | B6 | 300 | 3292 | 0 | 119.8 | 117.36 | 8 | 0
2035 | ENT_2_SPP_S | ENT | SPP_S | Internal | Summer | B7 | 400 | 3292 | 0 | 114.87 | 114.59 | 8 | 0
2035 | ENT_2_SPP_S | ENT | SPP_S | Internal | Summer | B8 | 500 | 3292 | 0 | 109.29 | 114.59 | 8 | 0
2035 | ENT_2_SPP_S | ENT | SPP_S | Internal | Summer | B9 | 800 | 3292 | 0 | 99.11 | 94.12 | 8 | 0
2035 | ENT_2_SPP_S | ENT | SPP_S | Internal | Summer | B10 | 1262 | 3292 | 0 | 84.55 | 79.55 | 8 | 0
2035 | ENT_2_SPP_S | ENT | SPP_S | Internal | Winter | B16 | 25 | 3292 | 0 | 103.7 | 1.84 | 8 | 0
2035 | ENT_2_SPP_S | ENT | SPP_S | Internal | Winter | B17 | 100 | 3292 | 0 | 101.11 | 1.84 | 8 | 0
2035 | ENT_2_SPP_S | ENT | SPP_S | Internal | Winter | B18 | 400 | 3292 | 0 | 97.45 | 92.45 | 8 | 0
2035 | ENT_2_SPP_S | ENT | SPP_S | Internal | Winter | B19 | 700 | 3292 | 0 | 88.6 | 64.67 | 8 | 0
2035 | ENT_2_SPP_S | ENT | SPP_S | Internal | Winter | B20 | 935 | 3292 | 0 | 13.04 | 1.81 | 8 | 0
2035 | ENT_2_TVA_Transmission | ENT | TVA_Transmission | Internal | Shoulder | B11 | 25 | 2100 | 0 | 116.65 | 118.06 | 8 | 0
2035 | ENT_2_TVA_Transmission | ENT | TVA_Transmission | Internal | Shoulder | B12 | 200 | 2100 | 216.44 | 98.09 | 106.09 | 8 | 0
2035 | ENT_2_TVA_Transmission | ENT | TVA_Transmission | Internal | Shoulder | B13 | 600 | 2100 | 1050.74 | 93.82 | 101.82 | 8 | 0
2035 | ENT_2_TVA_Transmission | ENT | TVA_Transmission | Internal | Shoulder | B14 | 900 | 2100 | 2100 | 85.82 | 101.82 | 8 | 8
2035 | ENT_2_TVA_Transmission | ENT | TVA_Transmission | Internal | Shoulder | B15 | 1203 | 2100 | 2100 | 12.14 | 101.82 | 8 | 81.68
2035 | ENT_2_TVA_Transmission | ENT | TVA_Transmission | Internal | Summer | B1 | 10 | 2100 | 2100 | 114.87 | 182.5 | 8 | 59.63
2035 | ENT_2_TVA_Transmission | ENT | TVA_Transmission | Internal | Summer | B2 | 25 | 2100 | 2100 | 171.38 | 187.38 | 8 | 8
2035 | ENT_2_TVA_Transmission | ENT | TVA_Transmission | Internal | Summer | B3 | 75 | 2100 | 974.93 | 179.38 | 187.38 | 8 | 0
2035 | ENT_2_TVA_Transmission | ENT | TVA_Transmission | Internal | Summer | B4 | 100 | 2100 | 766.53 | 165.64 | 173.64 | 8 | 0
2035 | ENT_2_TVA_Transmission | ENT | TVA_Transmission | Internal | Summer | B5 | 200 | 2100 | 910.73 | 128.44 | 136.44 | 8 | 0
2035 | ENT_2_TVA_Transmission | ENT | TVA_Transmission | Internal | Summer | B6 | 300 | 2100 | 0 | 119.8 | 123.44 | 8 | 0
2035 | ENT_2_TVA_Transmission | ENT | TVA_Transmission | Internal | Summer | B7 | 400 | 2100 | 0 | 114.87 | 116.92 | 8 | 0
2035 | ENT_2_TVA_Transmission | ENT | TVA_Transmission | Internal | Summer | B8 | 500 | 2100 | 0 | 109.29 | 112.94 | 8 | 0
2035 | ENT_2_TVA_Transmission | ENT | TVA_Transmission | Internal | Summer | B9 | 800 | 2100 | 0 | 99.11 | 105.71 | 8 | 0
2035 | ENT_2_TVA_Transmission | ENT | TVA_Transmission | Internal | Summer | B10 | 1262 | 2100 | 2100 | 84.55 | 100.55 | 8 | 8
2035 | ENT_2_TVA_Transmission | ENT | TVA_Transmission | Internal | Winter | B16 | 25 | 2100 | 2100 | 103.7 | 116.69 | 8 | 4.99
2035 | ENT_2_TVA_Transmission | ENT | TVA_Transmission | Internal | Winter | B17 | 100 | 2100 | 2041.04 | 101.11 | 109.11 | 8 | 0
2035 | ENT_2_TVA_Transmission | ENT | TVA_Transmission | Internal | Winter | B18 | 400 | 2100 | 2000 | 97.45 | 105.45 | 8 | 0
2035 | ENT_2_TVA_Transmission | ENT | TVA_Transmission | Internal | Winter | B19 | 700 | 2100 | 2100 | 88.6 | 104.6 | 8 | 8
2035 | ENT_2_TVA_Transmission | ENT | TVA_Transmission | Internal | Winter | B20 | 935 | 2100 | 2100 | 13.04 | 104.6 | 8 | 83.55
2035 | FRCC_2_SOCO | FRCC | SOCO | Internal | Shoulder | B11 | 25 | 900 | 0 | 128.85 | 118.85 | 8 | 0
2035 | FRCC_2_SOCO | FRCC | SOCO | Internal | Shoulder | B12 | 200 | 900 | 0 | 116.09 | 106.09 | 8 | 0
2035 | FRCC_2_SOCO | FRCC | SOCO | Internal | Shoulder | B13 | 600 | 900 | 0 | 106.92 | 102.49 | 8 | 0
2035 | FRCC_2_SOCO | FRCC | SOCO | Internal | Shoulder | B14 | 900 | 900 | 0 | 106.92 | 102.49 | 8 | 0
2035 | FRCC_2_SOCO | FRCC | SOCO | Internal | Shoulder | B15 | 1203 | 900 | 0 | 106.92 | 102.49 | 8 | 0
2035 | FRCC_2_SOCO | FRCC | SOCO | Internal | Summer | B1 | 10 | 900 | 0 | 197 | 191.5 | 8 | 0
2035 | FRCC_2_SOCO | FRCC | SOCO | Internal | Summer | B2 | 25 | 900 | 0 | 197 | 187 | 8 | 0
2035 | FRCC_2_SOCO | FRCC | SOCO | Internal | Summer | B3 | 75 | 900 | 0 | 197 | 187.38 | 8 | 0
2035 | FRCC_2_SOCO | FRCC | SOCO | Internal | Summer | B4 | 100 | 900 | 0 | 183.64 | 173.64 | 8 | 0
2035 | FRCC_2_SOCO | FRCC | SOCO | Internal | Summer | B5 | 200 | 900 | 644.99 | 128.44 | 136.44 | 8 | 0
2035 | FRCC_2_SOCO | FRCC | SOCO | Internal | Summer | B6 | 300 | 900 | 0 | 122.99 | 117.29 | 8 | 0
2035 | FRCC_2_SOCO | FRCC | SOCO | Internal | Summer | B7 | 400 | 900 | 0 | 122.99 | 117.29 | 8 | 0
2035 | FRCC_2_SOCO | FRCC | SOCO | Internal | Summer | B8 | 500 | 900 | 0 | 122.99 | 117.29 | 8 | 0
2035 | FRCC_2_SOCO | FRCC | SOCO | Internal | Summer | B9 | 800 | 900 | 0 | 106.01 | 107.11 | 8 | 0
2035 | FRCC_2_SOCO | FRCC | SOCO | Internal | Summer | B10 | 1262 | 900 | 0 | 106.01 | 101.16 | 8 | 0
2035 | FRCC_2_SOCO | FRCC | SOCO | Internal | Winter | B16 | 25 | 900 | 0 | 126.97 | 122.33 | 8 | 0
2035 | FRCC_2_SOCO | FRCC | SOCO | Internal | Winter | B17 | 100 | 900 | 0 | 109.39 | 109.11 | 8 | 0
2035 | FRCC_2_SOCO | FRCC | SOCO | Internal | Winter | B18 | 400 | 900 | 0 | 109.39 | 105.45 | 8 | 0
2035 | FRCC_2_SOCO | FRCC | SOCO | Internal | Winter | B19 | 700 | 900 | 0 | 109.39 | 105.45 | 8 | 0
2035 | FRCC_2_SOCO | FRCC | SOCO | Internal | Winter | B20 | 935 | 900 | 0 | 105.08 | 105.45 | 8 | 0
2035 | HQ_NEISO_2_NEISO | HQ_NEISO | NEISO | Internal | Shoulder | B11 | 25 | 99999 | 3112.4 | 79.05 | 79.07 | 0.01 | 0
2035 | HQ_NEISO_2_NEISO | HQ_NEISO | NEISO | Internal | Shoulder | B12 | 200 | 99999 | 3110.47 | 79.05 | 79.07 | 0.01 | 0
2035 | HQ_NEISO_2_NEISO | HQ_NEISO | NEISO | Internal | Shoulder | B13 | 600 | 99999 | 3102.87 | 79.05 | 79.07 | 0.01 | 0
2035 | HQ_NEISO_2_NEISO | HQ_NEISO | NEISO | Internal | Shoulder | B14 | 900 | 99999 | 3089.58 | 79.05 | 79.07 | 0.01 | 0
2035 | HQ_NEISO_2_NEISO | HQ_NEISO | NEISO | Internal | Shoulder | B15 | 1203 | 99999 | 1276.23 | 79.05 | 79.07 | 0.01 | 0
2035 | HQ_NEISO_2_NEISO | HQ_NEISO | NEISO | Internal | Summer | B1 | 10 | 99999 | 3220.1 | 121.85 | 121.86 | 0.01 | 0
2035 | HQ_NEISO_2_NEISO | HQ_NEISO | NEISO | Internal | Summer | B2 | 25 | 99999 | 3207.34 | 153.25 | 153.26 | 0.01 | 0
2035 | HQ_NEISO_2_NEISO | HQ_NEISO | NEISO | Internal | Summer | B3 | 75 | 99999 | 3181.93 | 112.85 | 112.87 | 0.01 | 0
2035 | HQ_NEISO_2_NEISO | HQ_NEISO | NEISO | Internal | Summer | B4 | 100 | 99999 | 3160.08 | 103.7 | 103.71 | 0.01 | 0
2035 | HQ_NEISO_2_NEISO | HQ_NEISO | NEISO | Internal | Summer | B5 | 200 | 99999 | 3148.19 | 103.7 | 103.71 | 0.01 | 0
2035 | HQ_NEISO_2_NEISO | HQ_NEISO | NEISO | Internal | Summer | B6 | 300 | 99999 | 3134.79 | 103.7 | 103.71 | 0.01 | 0
2035 | HQ_NEISO_2_NEISO | HQ_NEISO | NEISO | Internal | Summer | B7 | 400 | 99999 | 3119.43 | 103.7 | 103.71 | 0.01 | 0
2035 | HQ_NEISO_2_NEISO | HQ_NEISO | NEISO | Internal | Summer | B8 | 500 | 99999 | 3107.36 | 97.31 | 97.32 | 0.01 | 0
2035 | HQ_NEISO_2_NEISO | HQ_NEISO | NEISO | Internal | Summer | B9 | 800 | 99999 | 3092.47 | 89.6 | 89.61 | 0.01 | 0
2035 | HQ_NEISO_2_NEISO | HQ_NEISO | NEISO | Internal | Summer | B10 | 1262 | 99999 | 933.3 | 89.6 | 89.61 | 0.01 | 0
2035 | HQ_NEISO_2_NEISO | HQ_NEISO | NEISO | Internal | Winter | B16 | 25 | 99999 | 3139.14 | 79.05 | 79.07 | 0.01 | 0
2035 | HQ_NEISO_2_NEISO | HQ_NEISO | NEISO | Internal | Winter | B17 | 100 | 99999 | 3128.41 | 79.05 | 79.07 | 0.01 | 0
2035 | HQ_NEISO_2_NEISO | HQ_NEISO | NEISO | Internal | Winter | B18 | 400 | 99999 | 3120.19 | 79.05 | 79.07 | 0.01 | 0
2035 | HQ_NEISO_2_NEISO | HQ_NEISO | NEISO | Internal | Winter | B19 | 700 | 99999 | 3104.89 | 79.05 | 79.07 | 0.01 | 0
2035 | HQ_NEISO_2_NEISO | HQ_NEISO | NEISO | Internal | Winter | B20 | 935 | 99999 | 1382.08 | 79.05 | 79.07 | 0.01 | 0
2035 | HQ_NY_2_NYISO_A-F | HQ_NY | NYISO_A-F | Internal | Shoulder | B11 | 25 | 99999 | 2812.27 | 82.05 | 82.07 | 0.01 | 0
2035 | HQ_NY_2_NYISO_A-F | HQ_NY | NYISO_A-F | Internal | Shoulder | B12 | 200 | 99999 | 2847.69 | 82.05 | 82.07 | 0.01 | 0
2035 | HQ_NY_2_NYISO_A-F | HQ_NY | NYISO_A-F | Internal | Shoulder | B13 | 600 | 99999 | 2781.85 | 82.05 | 82.07 | 0.01 | 0
2035 | HQ_NY_2_NYISO_A-F | HQ_NY | NYISO_A-F | Internal | Shoulder | B14 | 900 | 99999 | 2673.14 | 82.05 | 82.07 | 0.01 | 0
2035 | HQ_NY_2_NYISO_A-F | HQ_NY | NYISO_A-F | Internal | Shoulder | B15 | 1203 | 99999 | 1582.7 | 82.05 | 82.07 | 0.01 | 0
2035 | HQ_NY_2_NYISO_A-F | HQ_NY | NYISO_A-F | Internal | Summer | B1 | 10 | 99999 | 3500.08 | 93.64 | 93.66 | 0.01 | 0
2035 | HQ_NY_2_NYISO_A-F | HQ_NY | NYISO_A-F | Internal | Summer | B2 | 25 | 99999 | 3406.71 | 117.02 | 117.04 | 0.01 | 0
2035 | HQ_NY_2_NYISO_A-F | HQ_NY | NYISO_A-F | Internal | Summer | B3 | 75 | 99999 | 3266.7 | 109.85 | 109.87 | 0.01 | 0
2035 | HQ_NY_2_NYISO_A-F | HQ_NY | NYISO_A-F | Internal | Summer | B4 | 100 | 99999 | 3116.37 | 109.85 | 109.86 | 0.01 | 0
2035 | HQ_NY_2_NYISO_A-F | HQ_NY | NYISO_A-F | Internal | Summer | B5 | 200 | 99999 | 3025.59 | 106.7 | 106.71 | 0.01 | 0
2035 | HQ_NY_2_NYISO_A-F | HQ_NY | NYISO_A-F | Internal | Summer | B6 | 300 | 99999 | 2934.96 | 106.7 | 106.71 | 0.01 | 0
2035 | HQ_NY_2_NYISO_A-F | HQ_NY | NYISO_A-F | Internal | Summer | B7 | 400 | 99999 | 2830.84 | 106.7 | 106.71 | 0.01 | 0
2035 | HQ_NY_2_NYISO_A-F | HQ_NY | NYISO_A-F | Internal | Summer | B8 | 500 | 99999 | 2760.34 | 94.31 | 94.32 | 0.01 | 0
2035 | HQ_NY_2_NYISO_A-F | HQ_NY | NYISO_A-F | Internal | Summer | B9 | 800 | 99999 | 2664.8 | 92.58 | 92.59 | 0.01 | 0
2035 | HQ_NY_2_NYISO_A-F | HQ_NY | NYISO_A-F | Internal | Summer | B10 | 1262 | 99999 | 1436.41 | 92.58 | 92.59 | 0.01 | 0
2035 | HQ_NY_2_NYISO_A-F | HQ_NY | NYISO_A-F | Internal | Winter | B16 | 25 | 99999 | 3058.88 | 82.05 | 82.07 | 0.01 | 0
2035 | HQ_NY_2_NYISO_A-F | HQ_NY | NYISO_A-F | Internal | Winter | B17 | 100 | 99999 | 3001.1 | 82.05 | 82.07 | 0.01 | 0
2035 | HQ_NY_2_NYISO_A-F | HQ_NY | NYISO_A-F | Internal | Winter | B18 | 400 | 99999 | 2934.7 | 82.05 | 82.07 | 0.01 | 0
2035 | HQ_NY_2_NYISO_A-F | HQ_NY | NYISO_A-F | Internal | Winter | B19 | 700 | 99999 | 2819.07 | 82.05 | 82.07 | 0.01 | 0
2035 | HQ_NY_2_NYISO_A-F | HQ_NY | NYISO_A-F | Internal | Winter | B20 | 935 | 99999 | 1762.97 | 82.05 | 82.07 | 0.01 | 0
2035 | HQ_IESO_2_IESO | HQ_IESO | IESO | Internal | Shoulder | B11 | 25 | 99999 | 400 | 75.05 | 75.07 | 0.01 | 0
2035 | HQ_IESO_2_IESO | HQ_IESO | IESO | Internal | Shoulder | B12 | 200 | 99999 | 400 | 75.05 | 75.07 | 0.01 | 0
2035 | HQ_IESO_2_IESO | HQ_IESO | IESO | Internal | Shoulder | B13 | 600 | 99999 | 400 | 75.05 | 75.07 | 0.01 | 0
2035 | HQ_IESO_2_IESO | HQ_IESO | IESO | Internal | Shoulder | B14 | 900 | 99999 | 400 | 75.05 | 75.07 | 0.01 | 0
2035 | HQ_IESO_2_IESO | HQ_IESO | IESO | Internal | Shoulder | B15 | 1203 | 99999 | 75.48 | 75.05 | 75.07 | 0.01 | 0
2035 | HQ_IESO_2_IESO | HQ_IESO | IESO | Internal | Summer | B1 | 10 | 99999 | 400.09 | 100.64 | 100.66 | 0.01 | 0
2035 | HQ_IESO_2_IESO | HQ_IESO | IESO | Internal | Summer | B2 | 25 | 99999 | 400.1 | 110.02 | 110.04 | 0.01 | 0
2035 | HQ_IESO_2_IESO | HQ_IESO | IESO | Internal | Summer | B3 | 75 | 99999 | 400.1 | 102.85 | 102.87 | 0.01 | 0
2035 | HQ_IESO_2_IESO | HQ_IESO | IESO | Internal | Summer | B4 | 100 | 99999 | 400 | 89.86 | 89.87 | 0.01 | 0
2035 | HQ_IESO_2_IESO | HQ_IESO | IESO | Internal | Summer | B5 | 200 | 99999 | 400 | 73.7 | 73.71 | 0.01 | 0
2035 | HQ_IESO_2_IESO | HQ_IESO | IESO | Internal | Summer | B6 | 300 | 99999 | 400 | 73.7 | 73.71 | 0.01 | 0
2035 | HQ_IESO_2_IESO | HQ_IESO | IESO | Internal | Summer | B7 | 400 | 99999 | 400 | 73.7 | 73.71 | 0.01 | 0
2035 | HQ_IESO_2_IESO | HQ_IESO | IESO | Internal | Summer | B8 | 500 | 99999 | 400 | 73.7 | 73.71 | 0.01 | 0
2035 | HQ_IESO_2_IESO | HQ_IESO | IESO | Internal | Summer | B9 | 800 | 99999 | 400 | 73.7 | 73.71 | 0.01 | 0
2035 | HQ_IESO_2_IESO | HQ_IESO | IESO | Internal | Summer | B10 | 1262 | 99999 | 12.04 | 73.7 | 73.71 | 0.01 | 0
2035 | HQ_IESO_2_IESO | HQ_IESO | IESO | Internal | Winter | B16 | 25 | 99999 | 400 | 75.05 | 75.07 | 0.01 | 0
2035 | HQ_IESO_2_IESO | HQ_IESO | IESO | Internal | Winter | B17 | 100 | 99999 | 400 | 75.05 | 75.07 | 0.01 | 0
2035 | HQ_IESO_2_IESO | HQ_IESO | IESO | Internal | Winter | B18 | 400 | 99999 | 400 | 75.05 | 75.07 | 0.01 | 0
2035 | HQ_IESO_2_IESO | HQ_IESO | IESO | Internal | Winter | B19 | 700 | 99999 | 400 | 75.05 | 75.07 | 0.01 | 0
2035 | HQ_IESO_2_IESO | HQ_IESO | IESO | Internal | Winter | B20 | 935 | 99999 | 91.98 | 75.05 | 75.07 | 0.01 | 0
2035 | IESO_2_MAPP_CA | IESO | MAPP_CA | Internal | Shoulder | B11 | 25 | 262 | 0 | 75.07 | 37.95 | 7 | 0
2035 | IESO_2_MAPP_CA | IESO | MAPP_CA | Internal | Shoulder | B12 | 200 | 262 | 0 | 75.07 | 37.95 | 7 | 0
2035 | IESO_2_MAPP_CA | IESO | MAPP_CA | Internal | Shoulder | B13 | 600 | 262 | 0 | 75.07 | 37.95 | 7 | 0
2035 | IESO_2_MAPP_CA | IESO | MAPP_CA | Internal | Shoulder | B14 | 900 | 262 | 0 | 75.07 | 37.95 | 7 | 0
2035 | IESO_2_MAPP_CA | IESO | MAPP_CA | Internal | Shoulder | B15 | 1203 | 262 | 0 | 75.07 | 37.95 | 7 | 0
2035 | IESO_2_MAPP_CA | IESO | MAPP_CA | Internal | Summer | B1 | 10 | 262 | 0 | 100.66 | 80.71 | 7 | 0
2035 | IESO_2_MAPP_CA | IESO | MAPP_CA | Internal | Summer | B2 | 25 | 262 | 0 | 110.04 | 80.71 | 7 | 0
2035 | IESO_2_MAPP_CA | IESO | MAPP_CA | Internal | Summer | B3 | 75 | 262 | 0 | 102.87 | 80.71 | 7 | 0
2035 | IESO_2_MAPP_CA | IESO | MAPP_CA | Internal | Summer | B4 | 100 | 262 | 0 | 89.87 | 80.71 | 7 | 0
2035 | IESO_2_MAPP_CA | IESO | MAPP_CA | Internal | Summer | B5 | 200 | 262 | 16.24 | 73.71 | 80.71 | 7 | 0
2035 | IESO_2_MAPP_CA | IESO | MAPP_CA | Internal | Summer | B6 | 300 | 262 | 168 | 73.71 | 80.71 | 7 | 0
2035 | IESO_2_MAPP_CA | IESO | MAPP_CA | Internal | Summer | B7 | 400 | 262 | 193.06 | 73.71 | 80.71 | 7 | 0
2035 | IESO_2_MAPP_CA | IESO | MAPP_CA | Internal | Summer | B8 | 500 | 262 | 203.86 | 73.71 | 80.71 | 7 | 0
2035 | IESO_2_MAPP_CA | IESO | MAPP_CA | Internal | Summer | B9 | 800 | 262 | 220.98 | 73.71 | 80.71 | 7 | 0
2035 | IESO_2_MAPP_CA | IESO | MAPP_CA | Internal | Summer | B10 | 1262 | 262 | 233.72 | 73.71 | 80.71 | 7 | 0
2035 | IESO_2_MAPP_CA | IESO | MAPP_CA | Internal | Winter | B16 | 25 | 262 | 0 | 75.07 | 67.07 | 7 | 0
2035 | IESO_2_MAPP_CA | IESO | MAPP_CA | Internal | Winter | B17 | 100 | 262 | 0 | 75.07 | 67.07 | 7 | 0
2035 | IESO_2_MAPP_CA | IESO | MAPP_CA | Internal | Winter | B18 | 400 | 262 | 0 | 75.07 | 67.07 | 7 | 0
2035 | IESO_2_MAPP_CA | IESO | MAPP_CA | Internal | Winter | B19 | 700 | 262 | 0 | 75.07 | 67.07 | 7 | 0
2035 | IESO_2_MAPP_CA | IESO | MAPP_CA | Internal | Winter | B20 | 935 | 262 | 0 | 75.07 | 67.07 | 7 | 0
2035 | IESO_2_MISO_MI | IESO | MISO_MI | Internal | Shoulder | B11 | 25 | 2591 | 2591 | 75.07 | 113.52 | 7 | 31.45
2035 | IESO_2_MISO_MI | IESO | MISO_MI | Internal | Shoulder | B12 | 200 | 2591 | 2591 | 75.07 | 111.59 | 7 | 29.53
2035 | IESO_2_MISO_MI | IESO | MISO_MI | Internal | Shoulder | B13 | 600 | 2591 | 2591 | 75.07 | 108.82 | 7 | 26.75
2035 | IESO_2_MISO_MI | IESO | MISO_MI | Internal | Shoulder | B14 | 900 | 2591 | 2591 | 75.07 | 98.09 | 7 | 16.03
2035 | IESO_2_MISO_MI | IESO | MISO_MI | Internal | Shoulder | B15 | 1203 | 2591 | 2591 | 75.07 | 96.02 | 7 | 13.95
2035 | IESO_2_MISO_MI | IESO | MISO_MI | Internal | Summer | B1 | 10 | 2591 | 2591 | 100.66 | 182.35 | 7 | 74.69
2035 | IESO_2_MISO_MI | IESO | MISO_MI | Internal | Summer | B2 | 25 | 2591 | 2591 | 110.04 | 179.38 | 7 | 62.34
2035 | IESO_2_MISO_MI | IESO | MISO_MI | Internal | Summer | B3 | 75 | 2591 | 2591 | 102.87 | 179.38 | 7 | 69.51
2035 | IESO_2_MISO_MI | IESO | MISO_MI | Internal | Summer | B4 | 100 | 2591 | 2591 | 89.87 | 165.65 | 7 | 68.78
2035 | IESO_2_MISO_MI | IESO | MISO_MI | Internal | Summer | B5 | 200 | 2591 | 2591 | 73.71 | 136.44 | 7 | 55.73
2035 | IESO_2_MISO_MI | IESO | MISO_MI | Internal | Summer | B6 | 300 | 2591 | 2591 | 73.71 | 120.07 | 7 | 39.36
2035 | IESO_2_MISO_MI | IESO | MISO_MI | Internal | Summer | B7 | 400 | 2591 | 2591 | 73.71 | 112.31 | 7 | 31.6
2035 | IESO_2_MISO_MI | IESO | MISO_MI | Internal | Summer | B8 | 500 | 2591 | 2591 | 73.71 | 109.27 | 7 | 28.56
2035 | IESO_2_MISO_MI | IESO | MISO_MI | Internal | Summer | B9 | 800 | 2591 | 2591 | 73.71 | 96.93 | 7 | 16.22
2035 | IESO_2_MISO_MI | IESO | MISO_MI | Internal | Summer | B10 | 1262 | 2591 | 2591 | 73.71 | 96.64 | 7 | 15.93
2035 | IESO_2_MISO_MI | IESO | MISO_MI | Internal | Winter | B16 | 25 | 2591 | 2591 | 75.07 | 116.43 | 7 | 34.36
2035 | IESO_2_MISO_MI | IESO | MISO_MI | Internal | Winter | B17 | 100 | 2591 | 2591 | 75.07 | 116.12 | 7 | 34.06
2035 | IESO_2_MISO_MI | IESO | MISO_MI | Internal | Winter | B18 | 400 | 2591 | 2591 | 75.07 | 112.53 | 7 | 30.46
2035 | IESO_2_MISO_MI | IESO | MISO_MI | Internal | Winter | B19 | 700 | 2591 | 2591 | 75.07 | 100.99 | 7 | 18.92
2035 | IESO_2_MISO_MI | IESO | MISO_MI | Internal | Winter | B20 | 935 | 2591 | 2591 | 75.07 | 99.14 | 7 | 17.07
2035 | IESO_2_MISO_W | IESO | MISO_W | Internal | Shoulder | B11 | 25 | 207 | 207 | 75.07 | 116.66 | 7 | 34.59
2035 | IESO_2_MISO_W | IESO | MISO_W | Internal | Shoulder | B12 | 200 | 207 | 207 | 75.07 | 98.08 | 7 | 16.01
2035 | IESO_2_MISO_W | IESO | MISO_W | Internal | Shoulder | B13 | 600 | 207 | 207 | 75.07 | 98.03 | 7 | 15.96
2035 | IESO_2_MISO_W | IESO | MISO_W | Internal | Shoulder | B14 | 900 | 207 | 0 | 75.07 | 51.95 | 7 | 0
2035 | IESO_2_MISO_W | IESO | MISO_W | Internal | Shoulder | B15 | 1203 | 207 | 0 | 75.07 | 37.94 | 7 | 0
2035 | IESO_2_MISO_W | IESO | MISO_W | Internal | Summer | B1 | 10 | 207 | 207 | 100.66 | 182.35 | 7 | 74.69
2035 | IESO_2_MISO_W | IESO | MISO_W | Internal | Summer | B2 | 25 | 207 | 207 | 110.04 | 179.38 | 7 | 62.34
2035 | IESO_2_MISO_W | IESO | MISO_W | Internal | Summer | B3 | 75 | 207 | 207 | 102.87 | 179.38 | 7 | 69.51
2035 | IESO_2_MISO_W | IESO | MISO_W | Internal | Summer | B4 | 100 | 207 | 207 | 89.87 | 165.65 | 7 | 68.78
2035 | IESO_2_MISO_W | IESO | MISO_W | Internal | Summer | B5 | 200 | 207 | 207 | 73.71 | 143.44 | 7 | 62.73
2035 | IESO_2_MISO_W | IESO | MISO_W | Internal | Summer | B6 | 300 | 207 | 207 | 73.71 | 123.16 | 7 | 42.45
2035 | IESO_2_MISO_W | IESO | MISO_W | Internal | Summer | B7 | 400 | 207 | 207 | 73.71 | 114.86 | 7 | 34.15
2035 | IESO_2_MISO_W | IESO | MISO_W | Internal | Summer | B8 | 500 | 207 | 207 | 73.71 | 109.27 | 7 | 28.56
2035 | IESO_2_MISO_W | IESO | MISO_W | Internal | Summer | B9 | 800 | 207 | 207 | 73.71 | 97.71 | 7 | 16.99
2035 | IESO_2_MISO_W | IESO | MISO_W | Internal | Summer | B10 | 1262 | 207 | 207 | 73.71 | 84.53 | 7 | 3.82
2035 | IESO_2_MISO_W | IESO | MISO_W | Internal | Winter | B16 | 25 | 207 | 0 | 75.07 | 24.39 | 7 | 0
2035 | IESO_2_MISO_W | IESO | MISO_W | Internal | Winter | B17 | 100 | 207 | 0 | 75.07 | 52.59 | 7 | 0
2035 | IESO_2_MISO_W | IESO | MISO_W | Internal | Winter | B18 | 400 | 207 | 207 | 75.07 | 97.45 | 7 | 15.38
2035 | IESO_2_MISO_W | IESO | MISO_W | Internal | Winter | B19 | 700 | 207 | 207 | 75.07 | 96.58 | 7 | 14.52
2035 | IESO_2_MISO_W | IESO | MISO_W | Internal | Winter | B20 | 935 | 207 | 0 | 75.07 | 67.05 | 7 | 0
2035 | IESO_2_NYISO_A-F | IESO | NYISO_A-F | Internal | Shoulder | B11 | 25 | 1725 | 841.53 | 75.07 | 82.07 | 7 | 0
2035 | IESO_2_NYISO_A-F | IESO | NYISO_A-F | Internal | Shoulder | B12 | 200 | 1725 | 1076.86 | 75.07 | 82.07 | 7 | 0
2035 | IESO_2_NYISO_A-F | IESO | NYISO_A-F | Internal | Shoulder | B13 | 600 | 1725 | 625.42 | 75.07 | 82.07 | 7 | 0
2035 | IESO_2_NYISO_A-F | IESO | NYISO_A-F | Internal | Shoulder | B14 | 900 | 1725 | 495.31 | 75.07 | 82.07 | 7 | 0
2035 | IESO_2_NYISO_A-F | IESO | NYISO_A-F | Internal | Shoulder | B15 | 1203 | 1725 | 434.11 | 75.07 | 82.07 | 7 | 0
2035 | IESO_2_NYISO_A-F | IESO | NYISO_A-F | Internal | Summer | B1 | 10 | 1725 | 0 | 100.66 | 93.66 | 7 | 0
2035 | IESO_2_NYISO_A-F | IESO | NYISO_A-F | Internal | Summer | B2 | 25 | 1725 | 621.08 | 110.04 | 117.04 | 7 | 0
2035 | IESO_2_NYISO_A-F | IESO | NYISO_A-F | Internal | Summer | B3 | 75 | 1725 | 1190.76 | 102.87 | 109.87 | 7 | 0
2035 | IESO_2_NYISO_A-F | IESO | NYISO_A-F | Internal | Summer | B4 | 100 | 1725 | 1725 | 89.87 | 109.86 | 7 | 13
2035 | IESO_2_NYISO_A-F | IESO | NYISO_A-F | Internal | Summer | B5 | 200 | 1725 | 1725 | 73.71 | 106.71 | 7 | 26
2035 | IESO_2_NYISO_A-F | IESO | NYISO_A-F | Internal | Summer | B6 | 300 | 1725 | 1725 | 73.71 | 106.71 | 7 | 26
2035 | IESO_2_NYISO_A-F | IESO | NYISO_A-F | Internal | Summer | B7 | 400 | 1725 | 1725 | 73.71 | 106.71 | 7 | 26
2035 | IESO_2_NYISO_A-F | IESO | NYISO_A-F | Internal | Summer | B8 | 500 | 1725 | 1725 | 73.71 | 94.32 | 7 | 13.61
2035 | IESO_2_NYISO_A-F | IESO | NYISO_A-F | Internal | Summer | B9 | 800 | 1725 | 1725 | 73.71 | 92.59 | 7 | 11.88
2035 | IESO_2_NYISO_A-F | IESO | NYISO_A-F | Internal | Summer | B10 | 1262 | 1725 | 1725 | 73.71 | 92.59 | 7 | 11.88
2035 | IESO_2_NYISO_A-F | IESO | NYISO_A-F | Internal | Winter | B16 | 25 | 1725 | 540.87 | 75.07 | 82.07 | 7 | 0
2035 | IESO_2_NYISO_A-F | IESO | NYISO_A-F | Internal | Winter | B17 | 100 | 1725 | 393.51 | 75.07 | 82.07 | 7 | 0
2035 | IESO_2_NYISO_A-F | IESO | NYISO_A-F | Internal | Winter | B18 | 400 | 1725 | 112.94 | 75.07 | 82.07 | 7 | 0
2035 | IESO_2_NYISO_A-F | IESO | NYISO_A-F | Internal | Winter | B19 | 700 | 1725 | 63.97 | 75.07 | 82.07 | 7 | 0
2035 | IESO_2_NYISO_A-F | IESO | NYISO_A-F | Internal | Winter | B20 | 935 | 1725 | 50.08 | 75.07 | 82.07 | 7 | 0
2035 | MAPP_CA_2_IESO | MAPP_CA | IESO | Internal | Shoulder | B11 | 25 | 330 | 330 | 37.95 | 75.07 | 8 | 29.11
2035 | MAPP_CA_2_IESO | MAPP_CA | IESO | Internal | Shoulder | B12 | 200 | 330 | 330 | 37.95 | 75.07 | 8 | 29.11
2035 | MAPP_CA_2_IESO | MAPP_CA | IESO | Internal | Shoulder | B13 | 600 | 330 | 330 | 37.95 | 75.07 | 8 | 29.11
2035 | MAPP_CA_2_IESO | MAPP_CA | IESO | Internal | Shoulder | B14 | 900 | 330 | 330 | 37.95 | 75.07 | 8 | 29.11
2035 | MAPP_CA_2_IESO | MAPP_CA | IESO | Internal | Shoulder | B15 | 1203 | 330 | 330 | 37.95 | 75.07 | 8 | 29.11
2035 | MAPP_CA_2_IESO | MAPP_CA | IESO | Internal | Summer | B1 | 10 | 330 | 330 | 80.71 | 100.66 | 8 | 11.94
2035 | MAPP_CA_2_IESO | MAPP_CA | IESO | Internal | Summer | B2 | 25 | 330 | 330 | 80.71 | 110.04 | 8 | 21.32
2035 | MAPP_CA_2_IESO | MAPP_CA | IESO | Internal | Summer | B3 | 75 | 330 | 330 | 80.71 | 102.87 | 8 | 14.16
2035 | MAPP_CA_2_IESO | MAPP_CA | IESO | Internal | Summer | B4 | 100 | 330 | 330 | 80.71 | 89.87 | 8 | 1.16
2035 | MAPP_CA_2_IESO | MAPP_CA | IESO | Internal | Summer | B5 | 200 | 330 | 0 | 80.71 | 73.71 | 8 | 0
2035 | MAPP_CA_2_IESO | MAPP_CA | IESO | Internal | Summer | B6 | 300 | 330 | 0 | 80.71 | 73.71 | 8 | 0
2035 | MAPP_CA_2_IESO | MAPP_CA | IESO | Internal | Summer | B7 | 400 | 330 | 0 | 80.71 | 73.71 | 8 | 0
2035 | MAPP_CA_2_IESO | MAPP_CA | IESO | Internal | Summer | B8 | 500 | 330 | 0 | 80.71 | 73.71 | 8 | 0
2035 | MAPP_CA_2_IESO | MAPP_CA | IESO | Internal | Summer | B9 | 800 | 330 | 0 | 80.71 | 73.71 | 8 | 0
2035 | MAPP_CA_2_IESO | MAPP_CA | IESO | Internal | Summer | B10 | 1262 | 330 | 0 | 80.71 | 73.71 | 8 | 0
2035 | MAPP_CA_2_IESO | MAPP_CA | IESO | Internal | Winter | B16 | 25 | 330 | 185.91 | 67.07 | 75.07 | 8 | 0
2035 | MAPP_CA_2_IESO | MAPP_CA | IESO | Internal | Winter | B17 | 100 | 330 | 174.09 | 67.07 | 75.07 | 8 | 0
2035 | MAPP_CA_2_IESO | MAPP_CA | IESO | Internal | Winter | B18 | 400 | 330 | 31.51 | 67.07 | 75.07 | 8 | 0
2035 | MAPP_CA_2_IESO | MAPP_CA | IESO | Internal | Winter | B19 | 700 | 330 | 32.57 | 67.07 | 75.07 | 8 | 0
2035 | MAPP_CA_2_IESO | MAPP_CA | IESO | Internal | Winter | B20 | 935 | 330 | 146.29 | 67.07 | 75.07 | 8 | 0
2035 | MAPP_CA_2_MAPP_US | MAPP_CA | MAPP_US | Internal | Shoulder | B11 | 25 | 372 | 372 | 37.95 | 109.66 | 7 | 64.71
2035 | MAPP_CA_2_MAPP_US | MAPP_CA | MAPP_US | Internal | Shoulder | B12 | 200 | 372 | 372 | 37.95 | 91.08 | 7 | 46.13
2035 | MAPP_CA_2_MAPP_US | MAPP_CA | MAPP_US | Internal | Shoulder | B13 | 600 | 372 | 372 | 37.95 | 91.03 | 7 | 46.08
2035 | MAPP_CA_2_MAPP_US | MAPP_CA | MAPP_US | Internal | Shoulder | B14 | 900 | 372 | 361.17 | 37.95 | 44.95 | 7 | 0
2035 | MAPP_CA_2_MAPP_US | MAPP_CA | MAPP_US | Internal | Shoulder | B15 | 1203 | 372 | 0 | 37.95 | 30.94 | 7 | 0
2035 | MAPP_CA_2_MAPP_US | MAPP_CA | MAPP_US | Internal | Summer | B1 | 10 | 372 | 372 | 80.71 | 175.35 | 7 | 87.64
2035 | MAPP_CA_2_MAPP_US | MAPP_CA | MAPP_US | Internal | Summer | B2 | 25 | 372 | 372 | 80.71 | 172.38 | 7 | 84.66
2035 | MAPP_CA_2_MAPP_US | MAPP_CA | MAPP_US | Internal | Summer | B3 | 75 | 372 | 372 | 80.71 | 172.38 | 7 | 84.66
2035 | MAPP_CA_2_MAPP_US | MAPP_CA | MAPP_US | Internal | Summer | B4 | 100 | 372 | 372 | 80.71 | 158.65 | 7 | 70.94
2035 | MAPP_CA_2_MAPP_US | MAPP_CA | MAPP_US | Internal | Summer | B5 | 200 | 372 | 372 | 80.71 | 136.44 | 7 | 48.73
2035 | MAPP_CA_2_MAPP_US | MAPP_CA | MAPP_US | Internal | Summer | B6 | 300 | 372 | 372 | 80.71 | 116.16 | 7 | 28.45
2035 | MAPP_CA_2_MAPP_US | MAPP_CA | MAPP_US | Internal | Summer | B7 | 400 | 372 | 372 | 80.71 | 107.86 | 7 | 20.15
2035 | MAPP_CA_2_MAPP_US | MAPP_CA | MAPP_US | Internal | Summer | B8 | 500 | 372 | 372 | 80.71 | 102.27 | 7 | 14.56
2035 | MAPP_CA_2_MAPP_US | MAPP_CA | MAPP_US | Internal | Summer | B9 | 800 | 372 | 372 | 80.71 | 90.71 | 7 | 2.99
2035 | MAPP_CA_2_MAPP_US | MAPP_CA | MAPP_US | Internal | Summer | B10 | 1262 | 372 | 0 | 80.71 | 77.53 | 7 | 0
2035 | MAPP_CA_2_MAPP_US | MAPP_CA | MAPP_US | Internal | Winter | B16 | 25 | 372 | 0 | 67.07 | 24.39 | 7 | 0
2035 | MAPP_CA_2_MAPP_US | MAPP_CA | MAPP_US | Internal | Winter | B17 | 100 | 372 | 0 | 67.07 | 45.59 | 7 | 0
2035 | MAPP_CA_2_MAPP_US | MAPP_CA | MAPP_US | Internal | Winter | B18 | 400 | 372 | 372 | 67.07 | 89.58 | 7 | 15.52
2035 | MAPP_CA_2_MAPP_US | MAPP_CA | MAPP_US | Internal | Winter | B19 | 700 | 372 | 372 | 67.07 | 89.58 | 7 | 15.52
2035 | MAPP_CA_2_MAPP_US | MAPP_CA | MAPP_US | Internal | Winter | B20 | 935 | 372 | 0 | 67.07 | 60.05 | 7 | 0
2035 | MAPP_CA_2_MISO_W | MAPP_CA | MISO_W | Internal | Shoulder | B11 | 25 | 1970 | 1970 | 37.95 | 116.66 | 0.01 | 78.7
2035 | MAPP_CA_2_MISO_W | MAPP_CA | MISO_W | Internal | Shoulder | B12 | 200 | 1970 | 1970 | 37.95 | 98.08 | 0.01 | 60.12
2035 | MAPP_CA_2_MISO_W | MAPP_CA | MISO_W | Internal | Shoulder | B13 | 600 | 1970 | 1970 | 37.95 | 98.03 | 0.01 | 60.07
2035 | MAPP_CA_2_MISO_W | MAPP_CA | MISO_W | Internal | Shoulder | B14 | 900 | 1970 | 1970 | 37.95 | 51.95 | 0.01 | 13.99
2035 | MAPP_CA_2_MISO_W | MAPP_CA | MISO_W | Internal | Shoulder | B15 | 1203 | 1970 | 0.02 | 37.95 | 37.94 | 0.01 | 0
2035 | MAPP_CA_2_MISO_W | MAPP_CA | MISO_W | Internal | Summer | B1 | 10 | 1970 | 1970 | 80.71 | 182.35 | 0.01 | 101.62
2035 | MAPP_CA_2_MISO_W | MAPP_CA | MISO_W | Internal | Summer | B2 | 25 | 1970 | 1970 | 80.71 | 179.38 | 0.01 | 98.65
2035 | MAPP_CA_2_MISO_W | MAPP_CA | MISO_W | Internal | Summer | B3 | 75 | 1970 | 1970 | 80.71 | 179.38 | 0.01 | 98.65
2035 | MAPP_CA_2_MISO_W | MAPP_CA | MISO_W | Internal | Summer | B4 | 100 | 1970 | 1970 | 80.71 | 165.65 | 0.01 | 84.93
2035 | MAPP_CA_2_MISO_W | MAPP_CA | MISO_W | Internal | Summer | B5 | 200 | 1970 | 1970 | 80.71 | 143.44 | 0.01 | 62.72
2035 | MAPP_CA_2_MISO_W | MAPP_CA | MISO_W | Internal | Summer | B6 | 300 | 1970 | 1970 | 80.71 | 123.16 | 0.01 | 42.43
2035 | MAPP_CA_2_MISO_W | MAPP_CA | MISO_W | Internal | Summer | B7 | 400 | 1970 | 1970 | 80.71 | 114.86 | 0.01 | 34.14
2035 | MAPP_CA_2_MISO_W | MAPP_CA | MISO_W | Internal | Summer | B8 | 500 | 1970 | 1970 | 80.71 | 109.27 | 0.01 | 28.55
2035 | MAPP_CA_2_MISO_W | MAPP_CA | MISO_W | Internal | Summer | B9 | 800 | 1970 | 1970 | 80.71 | 97.71 | 0.01 | 16.98
2035 | MAPP_CA_2_MISO_W | MAPP_CA | MISO_W | Internal | Summer | B10 | 1262 | 1970 | 1970 | 80.71 | 84.53 | 0.01 | 3.81
2035 | MAPP_CA_2_MISO_W | MAPP_CA | MISO_W | Internal | Winter | B16 | 25 | 1970 | 0 | 67.07 | 24.39 | 0.01 | 0
2035 | MAPP_CA_2_MISO_W | MAPP_CA | MISO_W | Internal | Winter | B17 | 100 | 1970 | 0 | 67.07 | 52.59 | 0.01 | 0
2035 | MAPP_CA_2_MISO_W | MAPP_CA | MISO_W | Internal | Winter | B18 | 400 | 1970 | 1970 | 67.07 | 97.45 | 0.01 | 30.37
2035 | MAPP_CA_2_MISO_W | MAPP_CA | MISO_W | Internal | Winter | B19 | 700 | 1970 | 1970 | 67.07 | 96.58 | 0.01 | 29.51
2035 | MAPP_CA_2_MISO_W | MAPP_CA | MISO_W | Internal | Winter | B20 | 935 | 1970 | 0.02 | 67.07 | 67.05 | 0.01 | 0
2035 | MAPP_US_2_MAPP_CA | MAPP_US | MAPP_CA | Internal | Shoulder | B11 | 25 | 165 | 0 | 109.66 | 37.95 | 7 | 0
2035 | MAPP_US_2_MAPP_CA | MAPP_US | MAPP_CA | Internal | Shoulder | B12 | 200 | 165 | 0 | 91.08 | 37.95 | 7 | 0
2035 | MAPP_US_2_MAPP_CA | MAPP_US | MAPP_CA | Internal | Shoulder | B13 | 600 | 165 | 0 | 91.03 | 37.95 | 7 | 0
2035 | MAPP_US_2_MAPP_CA | MAPP_US | MAPP_CA | Internal | Shoulder | B14 | 900 | 165 | 0 | 44.95 | 37.95 | 7 | 0
2035 | MAPP_US_2_MAPP_CA | MAPP_US | MAPP_CA | Internal | Shoulder | B15 | 1203 | 165 | 164.97 | 30.94 | 37.95 | 7 | 0.01
2035 | MAPP_US_2_MAPP_CA | MAPP_US | MAPP_CA | Internal | Summer | B1 | 10 | 165 | 0 | 175.35 | 80.71 | 7 | 0
2035 | MAPP_US_2_MAPP_CA | MAPP_US | MAPP_CA | Internal | Summer | B2 | 25 | 165 | 0 | 172.38 | 80.71 | 7 | 0
2035 | MAPP_US_2_MAPP_CA | MAPP_US | MAPP_CA | Internal | Summer | B3 | 75 | 165 | 0 | 172.38 | 80.71 | 7 | 0
2035 | MAPP_US_2_MAPP_CA | MAPP_US | MAPP_CA | Internal | Summer | B4 | 100 | 165 | 0 | 158.65 | 80.71 | 7 | 0
2035 | MAPP_US_2_MAPP_CA | MAPP_US | MAPP_CA | Internal | Summer | B5 | 200 | 165 | 0 | 136.44 | 80.71 | 7 | 0
2035 | MAPP_US_2_MAPP_CA | MAPP_US | MAPP_CA | Internal | Summer | B6 | 300 | 165 | 0 | 116.16 | 80.71 | 7 | 0
2035 | MAPP_US_2_MAPP_CA | MAPP_US | MAPP_CA | Internal | Summer | B7 | 400 | 165 | 0 | 107.86 | 80.71 | 7 | 0
2035 | MAPP_US_2_MAPP_CA | MAPP_US | MAPP_CA | Internal | Summer | B8 | 500 | 165 | 0 | 102.27 | 80.71 | 7 | 0
2035 | MAPP_US_2_MAPP_CA | MAPP_US | MAPP_CA | Internal | Summer | B9 | 800 | 165 | 0 | 90.71 | 80.71 | 7 | 0
2035 | MAPP_US_2_MAPP_CA | MAPP_US | MAPP_CA | Internal | Summer | B10 | 1262 | 165 | 0 | 77.53 | 80.71 | 7 | 0
2035 | MAPP_US_2_MAPP_CA | MAPP_US | MAPP_CA | Internal | Winter | B16 | 25 | 165 | 165 | 24.39 | 67.07 | 7 | 35.68
2035 | MAPP_US_2_MAPP_CA | MAPP_US | MAPP_CA | Internal | Winter | B17 | 100 | 165 | 165 | 45.59 | 67.07 | 7 | 14.48
2035 | MAPP_US_2_MAPP_CA | MAPP_US | MAPP_CA | Internal | Winter | B18 | 400 | 165 | 0 | 89.58 | 67.07 | 7 | 0
2035 | MAPP_US_2_MAPP_CA | MAPP_US | MAPP_CA | Internal | Winter | B19 | 700 | 165 | 0 | 89.58 | 67.07 | 7 | 0
2035 | MAPP_US_2_MAPP_CA | MAPP_US | MAPP_CA | Internal | Winter | B20 | 935 | 165 | 164.96 | 60.05 | 67.07 | 7 | 0.01
2035 | MAPP_US_2_MISO_W | MAPP_US | MISO_W | Internal | Shoulder | B11 | 25 | 2635 | 1331.61 | 109.66 | 116.66 | 7 | 0
2035 | MAPP_US_2_MISO_W | MAPP_US | MISO_W | Internal | Shoulder | B12 | 200 | 2635 | 1384.48 | 91.08 | 98.08 | 7 | 0
2035 | MAPP_US_2_MISO_W | MAPP_US | MISO_W | Internal | Shoulder | B13 | 600 | 2635 | 1796.58 | 91.03 | 98.03 | 7 | 0
2035 | MAPP_US_2_MISO_W | MAPP_US | MISO_W | Internal | Shoulder | B14 | 900 | 2635 | 2136.17 | 44.95 | 51.95 | 7 | 0
2035 | MAPP_US_2_MISO_W | MAPP_US | MISO_W | Internal | Shoulder | B15 | 1203 | 2635 | 1843.39 | 30.94 | 37.94 | 7 | 0
2035 | MAPP_US_2_MISO_W | MAPP_US | MISO_W | Internal | Summer | B1 | 10 | 2635 | 328.6 | 175.35 | 182.35 | 7 | 0
2035 | MAPP_US_2_MISO_W | MAPP_US | MISO_W | Internal | Summer | B2 | 25 | 2635 | 1130.96 | 172.38 | 179.38 | 7 | 0
2035 | MAPP_US_2_MISO_W | MAPP_US | MISO_W | Internal | Summer | B3 | 75 | 2635 | 824.47 | 172.38 | 179.38 | 7 | 0
2035 | MAPP_US_2_MISO_W | MAPP_US | MISO_W | Internal | Summer | B4 | 100 | 2635 | 732.27 | 158.65 | 165.65 | 7 | 0
2035 | MAPP_US_2_MISO_W | MAPP_US | MISO_W | Internal | Summer | B5 | 200 | 2635 | 673.42 | 136.44 | 143.44 | 7 | 0
2035 | MAPP_US_2_MISO_W | MAPP_US | MISO_W | Internal | Summer | B6 | 300 | 2635 | 760.18 | 116.16 | 123.16 | 7 | 0
2035 | MAPP_US_2_MISO_W | MAPP_US | MISO_W | Internal | Summer | B7 | 400 | 2635 | 952.12 | 107.86 | 114.86 | 7 | 0
2035 | MAPP_US_2_MISO_W | MAPP_US | MISO_W | Internal | Summer | B8 | 500 | 2635 | 1469.14 | 102.27 | 109.27 | 7 | 0
2035 | MAPP_US_2_MISO_W | MAPP_US | MISO_W | Internal | Summer | B9 | 800 | 2635 | 838.06 | 90.71 | 97.71 | 7 | 0
2035 | MAPP_US_2_MISO_W | MAPP_US | MISO_W | Internal | Summer | B10 | 1262 | 2635 | 513.44 | 77.53 | 84.53 | 7 | 0
2035 | MAPP_US_2_MISO_W | MAPP_US | MISO_W | Internal | Winter | B16 | 25 | 2635 | 0 | 24.39 | 24.39 | 7 | 0
2035 | MAPP_US_2_MISO_W | MAPP_US | MISO_W | Internal | Winter | B17 | 100 | 2635 | 1286.19 | 45.59 | 52.59 | 7 | 0
2035 | MAPP_US_2_MISO_W | MAPP_US | MISO_W | Internal | Winter | B18 | 400 | 2635 | 2635 | 89.58 | 97.45 | 7 | 0.86
2035 | MAPP_US_2_MISO_W | MAPP_US | MISO_W | Internal | Winter | B19 | 700 | 2635 | 2435.06 | 89.58 | 96.58 | 7 | 0
2035 | MAPP_US_2_MISO_W | MAPP_US | MISO_W | Internal | Winter | B20 | 935 | 2635 | 1646 | 60.05 | 67.05 | 7 | 0
2035 | MAPP_US_2_NE | MAPP_US | NE | Internal | Shoulder | B11 | 25 | 2000 | 0 | 109.66 | 111.66 | 7 | 0
2035 | MAPP_US_2_NE | MAPP_US | NE | Internal | Shoulder | B12 | 200 | 2000 | 0 | 91.08 | 93.08 | 7 | 0
2035 | MAPP_US_2_NE | MAPP_US | NE | Internal | Shoulder | B13 | 600 | 2000 | 0 | 91.03 | 86.03 | 7 | 0
2035 | MAPP_US_2_NE | MAPP_US | NE | Internal | Shoulder | B14 | 900 | 2000 | 0 | 44.95 | 1.81 | 7 | 0
2035 | MAPP_US_2_NE | MAPP_US | NE | Internal | Shoulder | B15 | 1203 | 2000 | 0 | 30.94 | 1.81 | 7 | 0
2035 | MAPP_US_2_NE | MAPP_US | NE | Internal | Summer | B1 | 10 | 2000 | 0 | 175.35 | 177.35 | 7 | 0
2035 | MAPP_US_2_NE | MAPP_US | NE | Internal | Summer | B2 | 25 | 2000 | 0 | 172.38 | 167.38 | 7 | 0
2035 | MAPP_US_2_NE | MAPP_US | NE | Internal | Summer | B3 | 75 | 2000 | 0 | 172.38 | 174.38 | 7 | 0
2035 | MAPP_US_2_NE | MAPP_US | NE | Internal | Summer | B4 | 100 | 2000 | 0 | 158.65 | 160.65 | 7 | 0
2035 | MAPP_US_2_NE | MAPP_US | NE | Internal | Summer | B5 | 200 | 2000 | 0 | 136.44 | 138.44 | 7 | 0
2035 | MAPP_US_2_NE | MAPP_US | NE | Internal | Summer | B6 | 300 | 2000 | 0 | 116.16 | 118.16 | 7 | 0
2035 | MAPP_US_2_NE | MAPP_US | NE | Internal | Summer | B7 | 400 | 2000 | 0 | 107.86 | 109.86 | 7 | 0
2035 | MAPP_US_2_NE | MAPP_US | NE | Internal | Summer | B8 | 500 | 2000 | 0 | 102.27 | 104.27 | 7 | 0
2035 | MAPP_US_2_NE | MAPP_US | NE | Internal | Summer | B9 | 800 | 2000 | 0 | 90.71 | 92.71 | 7 | 0
2035 | MAPP_US_2_NE | MAPP_US | NE | Internal | Summer | B10 | 1262 | 2000 | 0 | 77.53 | 79.52 | 7 | 0
2035 | MAPP_US_2_NE | MAPP_US | NE | Internal | Winter | B16 | 25 | 2000 | 0 | 24.39 | 1.81 | 7 | 0
2035 | MAPP_US_2_NE | MAPP_US | NE | Internal | Winter | B17 | 100 | 2000 | 0 | 45.59 | 1.81 | 7 | 0
2035 | MAPP_US_2_NE | MAPP_US | NE | Internal | Winter | B18 | 400 | 2000 | 0 | 89.58 | 68.41 | 7 | 0
2035 | MAPP_US_2_NE | MAPP_US | NE | Internal | Winter | B19 | 700 | 2000 | 0 | 89.58 | 68.07 | 7 | 0
2035 | MAPP_US_2_NE | MAPP_US | NE | Internal | Winter | B20 | 935 | 2000 | 0 | 60.05 | 1.81 | 7 | 0
2035 | MARITIMES_2_NEISO | MARITIMES | NEISO | Internal | Shoulder | B11 | 25 | 99999 | 1720.66 | 79.05 | 79.07 | 0.01 | 0
2035 | MARITIMES_2_NEISO | MARITIMES | NEISO | Internal | Shoulder | B12 | 200 | 99999 | 1717.44 | 79.05 | 79.07 | 0.01 | 0
2035 | MARITIMES_2_NEISO | MARITIMES | NEISO | Internal | Shoulder | B13 | 600 | 99999 | 1704.79 | 79.05 | 79.07 | 0.01 | 0
2035 | MARITIMES_2_NEISO | MARITIMES | NEISO | Internal | Shoulder | B14 | 900 | 99999 | 1682.64 | 79.05 | 79.07 | 0.01 | 0
2035 | MARITIMES_2_NEISO | MARITIMES | NEISO | Internal | Shoulder | B15 | 1203 | 99999 | 648.08 | 79.05 | 79.07 | 0.01 | 0
2035 | MARITIMES_2_NEISO | MARITIMES | NEISO | Internal | Summer | B1 | 10 | 99999 | 1900.1 | 121.85 | 121.86 | 0.01 | 0
2035 | MARITIMES_2_NEISO | MARITIMES | NEISO | Internal | Summer | B2 | 25 | 99999 | 1878.84 | 153.25 | 153.26 | 0.01 | 0
2035 | MARITIMES_2_NEISO | MARITIMES | NEISO | Internal | Summer | B3 | 75 | 99999 | 1836.48 | 112.85 | 112.87 | 0.01 | 0
2035 | MARITIMES_2_NEISO | MARITIMES | NEISO | Internal | Summer | B4 | 100 | 99999 | 1800.07 | 103.7 | 103.71 | 0.01 | 0
2035 | MARITIMES_2_NEISO | MARITIMES | NEISO | Internal | Summer | B5 | 200 | 99999 | 1780.26 | 103.7 | 103.71 | 0.01 | 0
2035 | MARITIMES_2_NEISO | MARITIMES | NEISO | Internal | Summer | B6 | 300 | 99999 | 1757.92 | 103.7 | 103.71 | 0.01 | 0
2035 | MARITIMES_2_NEISO | MARITIMES | NEISO | Internal | Summer | B7 | 400 | 99999 | 1732.32 | 103.7 | 103.71 | 0.01 | 0
2035 | MARITIMES_2_NEISO | MARITIMES | NEISO | Internal | Summer | B8 | 500 | 99999 | 1712.2 | 97.31 | 97.32 | 0.01 | 0
2035 | MARITIMES_2_NEISO | MARITIMES | NEISO | Internal | Summer | B9 | 800 | 99999 | 1687.45 | 89.6 | 89.61 | 0.01 | 0
2035 | MARITIMES_2_NEISO | MARITIMES | NEISO | Internal | Summer | B10 | 1262 | 99999 | 465.06 | 89.6 | 89.61 | 0.01 | 0
2035 | MARITIMES_2_NEISO | MARITIMES | NEISO | Internal | Winter | B16 | 25 | 99999 | 1765.23 | 79.05 | 79.07 | 0.01 | 0
2035 | MARITIMES_2_NEISO | MARITIMES | NEISO | Internal | Winter | B17 | 100 | 99999 | 1747.34 | 79.05 | 79.07 | 0.01 | 0
2035 | MARITIMES_2_NEISO | MARITIMES | NEISO | Internal | Winter | B18 | 400 | 99999 | 1733.65 | 79.05 | 79.07 | 0.01 | 0
2035 | MARITIMES_2_NEISO | MARITIMES | NEISO | Internal | Winter | B19 | 700 | 99999 | 1708.15 | 79.05 | 79.07 | 0.01 | 0
2035 | MARITIMES_2_NEISO | MARITIMES | NEISO | Internal | Winter | B20 | 935 | 99999 | 723.44 | 79.05 | 79.07 | 0.01 | 0
2035 | MISO_IN_2_MISO_MI | MISO_IN | MISO_MI | Internal | Shoulder | B11 | 25 | 5768 | 5768 | 98.08 | 113.52 | 0.01 | 15.43
2035 | MISO_IN_2_MISO_MI | MISO_IN | MISO_MI | Internal | Shoulder | B12 | 200 | 5768 | 5768 | 98.08 | 111.59 | 0.01 | 13.5
2035 | MISO_IN_2_MISO_MI | MISO_IN | MISO_MI | Internal | Shoulder | B13 | 600 | 5768 | 5768 | 98.08 | 108.82 | 0.01 | 10.72
2035 | MISO_IN_2_MISO_MI | MISO_IN | MISO_MI | Internal | Shoulder | B14 | 900 | 5768 | 5230.8 | 98.08 | 98.09 | 0.01 | 0
2035 | MISO_IN_2_MISO_MI | MISO_IN | MISO_MI | Internal | Shoulder | B15 | 1203 | 5768 | 5768 | 93.77 | 96.02 | 0.01 | 2.24
2035 | MISO_IN_2_MISO_MI | MISO_IN | MISO_MI | Internal | Summer | B1 | 10 | 5768 | 5768 | 128.07 | 182.35 | 0.01 | 54.27
2035 | MISO_IN_2_MISO_MI | MISO_IN | MISO_MI | Internal | Summer | B2 | 25 | 5768 | 4685.26 | 179.36 | 179.38 | 0.01 | 0
2035 | MISO_IN_2_MISO_MI | MISO_IN | MISO_MI | Internal | Summer | B3 | 75 | 5768 | 4062.72 | 179.36 | 179.38 | 0.01 | 0
2035 | MISO_IN_2_MISO_MI | MISO_IN | MISO_MI | Internal | Summer | B4 | 100 | 5768 | 2983.71 | 165.64 | 165.65 | 0.01 | 0
2035 | MISO_IN_2_MISO_MI | MISO_IN | MISO_MI | Internal | Summer | B5 | 200 | 5768 | 4406.68 | 136.43 | 136.44 | 0.01 | 0
2035 | MISO_IN_2_MISO_MI | MISO_IN | MISO_MI | Internal | Summer | B6 | 300 | 5768 | 5455.14 | 120.06 | 120.07 | 0.01 | 0
2035 | MISO_IN_2_MISO_MI | MISO_IN | MISO_MI | Internal | Summer | B7 | 400 | 5768 | 5768 | 111.96 | 112.31 | 0.01 | 0.34
2035 | MISO_IN_2_MISO_MI | MISO_IN | MISO_MI | Internal | Summer | B8 | 500 | 5768 | 5768 | 97.56 | 109.27 | 0.01 | 11.7
2035 | MISO_IN_2_MISO_MI | MISO_IN | MISO_MI | Internal | Summer | B9 | 800 | 5768 | 5768 | 96.63 | 96.93 | 0.01 | 0.29
2035 | MISO_IN_2_MISO_MI | MISO_IN | MISO_MI | Internal | Summer | B10 | 1262 | 5768 | 5228.31 | 96.63 | 96.64 | 0.01 | 0
2035 | MISO_IN_2_MISO_MI | MISO_IN | MISO_MI | Internal | Winter | B16 | 25 | 5768 | 5768 | 101.1 | 116.43 | 0.01 | 15.32
2035 | MISO_IN_2_MISO_MI | MISO_IN | MISO_MI | Internal | Winter | B17 | 100 | 5768 | 5768 | 101.1 | 116.12 | 0.01 | 15.01
2035 | MISO_IN_2_MISO_MI | MISO_IN | MISO_MI | Internal | Winter | B18 | 400 | 5768 | 5768 | 100.98 | 112.53 | 0.01 | 11.54
2035 | MISO_IN_2_MISO_MI | MISO_IN | MISO_MI | Internal | Winter | B19 | 700 | 5768 | 5508.84 | 100.98 | 100.99 | 0.01 | 0
2035 | MISO_IN_2_MISO_MI | MISO_IN | MISO_MI | Internal | Winter | B20 | 935 | 5768 | 5768 | 97.09 | 99.14 | 0.01 | 2.04
2035 | MISO_IN_2_MISO_MO-IL | MISO_IN | MISO_MO-IL | Internal | Shoulder | B11 | 25 | 5000 | 5000 | 98.08 | 116.65 | 0.01 | 18.56
2035 | MISO_IN_2_MISO_MO-IL | MISO_IN | MISO_MO-IL | Internal | Shoulder | B12 | 200 | 5000 | 2300.12 | 98.08 | 98.09 | 0.01 | 0
2035 | MISO_IN_2_MISO_MO-IL | MISO_IN | MISO_MO-IL | Internal | Shoulder | B13 | 600 | 5000 | 0.03 | 98.08 | 98.07 | 0.01 | 0
2035 | MISO_IN_2_MISO_MO-IL | MISO_IN | MISO_MO-IL | Internal | Shoulder | B14 | 900 | 5000 | 0 | 98.08 | 93.82 | 0.01 | 0
2035 | MISO_IN_2_MISO_MO-IL | MISO_IN | MISO_MO-IL | Internal | Shoulder | B15 | 1203 | 5000 | 0 | 93.77 | 81.83 | 0.01 | 0
2035 | MISO_IN_2_MISO_MO-IL | MISO_IN | MISO_MO-IL | Internal | Summer | B1 | 10 | 5000 | 5000 | 128.07 | 174.5 | 0.01 | 46.42
2035 | MISO_IN_2_MISO_MO-IL | MISO_IN | MISO_MO-IL | Internal | Summer | B2 | 25 | 5000 | 4290.48 | 179.36 | 179.38 | 0.01 | 0
2035 | MISO_IN_2_MISO_MO-IL | MISO_IN | MISO_MO-IL | Internal | Summer | B3 | 75 | 5000 | 4929.48 | 179.36 | 179.38 | 0.01 | 0
2035 | MISO_IN_2_MISO_MO-IL | MISO_IN | MISO_MO-IL | Internal | Summer | B4 | 100 | 5000 | 4569.39 | 165.64 | 165.65 | 0.01 | 0
2035 | MISO_IN_2_MISO_MO-IL | MISO_IN | MISO_MO-IL | Internal | Summer | B5 | 200 | 5000 | 4413.44 | 136.43 | 136.44 | 0.01 | 0
2035 | MISO_IN_2_MISO_MO-IL | MISO_IN | MISO_MO-IL | Internal | Summer | B6 | 300 | 5000 | 5000 | 120.06 | 123.14 | 0.01 | 3.07
2035 | MISO_IN_2_MISO_MO-IL | MISO_IN | MISO_MO-IL | Internal | Summer | B7 | 400 | 5000 | 5000 | 111.96 | 114.87 | 0.01 | 2.9
2035 | MISO_IN_2_MISO_MO-IL | MISO_IN | MISO_MO-IL | Internal | Summer | B8 | 500 | 5000 | 5000 | 97.56 | 109.29 | 0.01 | 11.71
2035 | MISO_IN_2_MISO_MO-IL | MISO_IN | MISO_MO-IL | Internal | Summer | B9 | 800 | 5000 | 5000 | 96.63 | 97.72 | 0.01 | 1.07
2035 | MISO_IN_2_MISO_MO-IL | MISO_IN | MISO_MO-IL | Internal | Summer | B10 | 1262 | 5000 | 0 | 96.63 | 92.55 | 0.01 | 0
2035 | MISO_IN_2_MISO_MO-IL | MISO_IN | MISO_MO-IL | Internal | Winter | B16 | 25 | 5000 | 2366.18 | 101.1 | 101.11 | 0.01 | 0
2035 | MISO_IN_2_MISO_MO-IL | MISO_IN | MISO_MO-IL | Internal | Winter | B17 | 100 | 5000 | 1275.24 | 101.1 | 101.11 | 0.01 | 0
2035 | MISO_IN_2_MISO_MO-IL | MISO_IN | MISO_MO-IL | Internal | Winter | B18 | 400 | 5000 | 0.05 | 100.98 | 100.96 | 0.01 | 0
2035 | MISO_IN_2_MISO_MO-IL | MISO_IN | MISO_MO-IL | Internal | Winter | B19 | 700 | 5000 | 0 | 100.98 | 96.6 | 0.01 | 0
2035 | MISO_IN_2_MISO_MO-IL | MISO_IN | MISO_MO-IL | Internal | Winter | B20 | 935 | 5000 | 0 | 97.09 | 79.46 | 0.01 | 0
2035 | MISO_IN_2_NonRTO_Midwest | MISO_IN | NonRTO_Midwest | Internal | Shoulder | B11 | 25 | 4800 | 3458.11 | 98.08 | 106.08 | 8 | 0
2035 | MISO_IN_2_NonRTO_Midwest | MISO_IN | NonRTO_Midwest | Internal | Shoulder | B12 | 200 | 4800 | 476.07 | 98.08 | 106.08 | 8 | 0
2035 | MISO_IN_2_NonRTO_Midwest | MISO_IN | NonRTO_Midwest | Internal | Shoulder | B13 | 600 | 4800 | 0 | 98.08 | 105.44 | 8 | 0
2035 | MISO_IN_2_NonRTO_Midwest | MISO_IN | NonRTO_Midwest | Internal | Shoulder | B14 | 900 | 4800 | 0 | 98.08 | 105.44 | 8 | 0
2035 | MISO_IN_2_NonRTO_Midwest | MISO_IN | NonRTO_Midwest | Internal | Shoulder | B15 | 1203 | 4800 | 821.97 | 93.77 | 101.77 | 8 | 0
2035 | MISO_IN_2_NonRTO_Midwest | MISO_IN | NonRTO_Midwest | Internal | Summer | B1 | 10 | 4800 | 4800 | 128.07 | 174.5 | 8 | 38.44
2035 | MISO_IN_2_NonRTO_Midwest | MISO_IN | NonRTO_Midwest | Internal | Summer | B2 | 25 | 4800 | 2622.97 | 179.36 | 187.36 | 8 | 0
2035 | MISO_IN_2_NonRTO_Midwest | MISO_IN | NonRTO_Midwest | Internal | Summer | B3 | 75 | 4800 | 2131.14 | 179.36 | 187.36 | 8 | 0
2035 | MISO_IN_2_NonRTO_Midwest | MISO_IN | NonRTO_Midwest | Internal | Summer | B4 | 100 | 4800 | 1721.48 | 165.64 | 173.64 | 8 | 0
2035 | MISO_IN_2_NonRTO_Midwest | MISO_IN | NonRTO_Midwest | Internal | Summer | B5 | 200 | 4800 | 1410.66 | 136.43 | 144.43 | 8 | 0
2035 | MISO_IN_2_NonRTO_Midwest | MISO_IN | NonRTO_Midwest | Internal | Summer | B6 | 300 | 4800 | 938.03 | 120.06 | 128.06 | 8 | 0
2035 | MISO_IN_2_NonRTO_Midwest | MISO_IN | NonRTO_Midwest | Internal | Summer | B7 | 400 | 4800 | 357.57 | 111.96 | 119.96 | 8 | 0
2035 | MISO_IN_2_NonRTO_Midwest | MISO_IN | NonRTO_Midwest | Internal | Summer | B8 | 500 | 4800 | 0 | 97.56 | 104.94 | 8 | 0
2035 | MISO_IN_2_NonRTO_Midwest | MISO_IN | NonRTO_Midwest | Internal | Summer | B9 | 800 | 4800 | 150.03 | 96.63 | 104.63 | 8 | 0
2035 | MISO_IN_2_NonRTO_Midwest | MISO_IN | NonRTO_Midwest | Internal | Summer | B10 | 1262 | 4800 | 0 | 96.63 | 100.26 | 8 | 0
2035 | MISO_IN_2_NonRTO_Midwest | MISO_IN | NonRTO_Midwest | Internal | Winter | B16 | 25 | 4800 | 3499.28 | 101.1 | 109.1 | 8 | 0
2035 | MISO_IN_2_NonRTO_Midwest | MISO_IN | NonRTO_Midwest | Internal | Winter | B17 | 100 | 4800 | 2464.49 | 101.1 | 109.1 | 8 | 0
2035 | MISO_IN_2_NonRTO_Midwest | MISO_IN | NonRTO_Midwest | Internal | Winter | B18 | 400 | 4800 | 1643.28 | 100.98 | 108.98 | 8 | 0
2035 | MISO_IN_2_NonRTO_Midwest | MISO_IN | NonRTO_Midwest | Internal | Winter | B19 | 700 | 4800 | 984.53 | 100.98 | 108.98 | 8 | 0
2035 | MISO_IN_2_NonRTO_Midwest | MISO_IN | NonRTO_Midwest | Internal | Winter | B20 | 935 | 4800 | 3760.59 | 97.09 | 105.09 | 8 | 0
2035 | MISO_IN_2_PJM_ROR | MISO_IN | PJM_ROR | Internal | Shoulder | B11 | 25 | 1253 | 1253 | 98.08 | 118.66 | 2 | 18.58
2035 | MISO_IN_2_PJM_ROR | MISO_IN | PJM_ROR | Internal | Shoulder | B12 | 200 | 1253 | 1253 | 98.08 | 113.59 | 2 | 13.51
2035 | MISO_IN_2_PJM_ROR | MISO_IN | PJM_ROR | Internal | Shoulder | B13 | 600 | 1253 | 1253 | 98.08 | 110.82 | 2 | 10.74
2035 | MISO_IN_2_PJM_ROR | MISO_IN | PJM_ROR | Internal | Shoulder | B14 | 900 | 1253 | 1253 | 98.08 | 101.61 | 2 | 1.53
2035 | MISO_IN_2_PJM_ROR | MISO_IN | PJM_ROR | Internal | Shoulder | B15 | 1203 | 1253 | 1253 | 93.77 | 98.02 | 2 | 2.25
2035 | MISO_IN_2_PJM_ROR | MISO_IN | PJM_ROR | Internal | Summer | B1 | 10 | 1253 | 1253 | 128.07 | 184.35 | 2 | 54.28
2035 | MISO_IN_2_PJM_ROR | MISO_IN | PJM_ROR | Internal | Summer | B2 | 25 | 1253 | 1251.59 | 179.36 | 181.38 | 2 | 0.01
2035 | MISO_IN_2_PJM_ROR | MISO_IN | PJM_ROR | Internal | Summer | B3 | 75 | 1253 | 1252.54 | 179.36 | 181.38 | 2 | 0.01
2035 | MISO_IN_2_PJM_ROR | MISO_IN | PJM_ROR | Internal | Summer | B4 | 100 | 1253 | 1252.64 | 165.64 | 167.65 | 2 | 0.01
2035 | MISO_IN_2_PJM_ROR | MISO_IN | PJM_ROR | Internal | Summer | B5 | 200 | 1253 | 1253 | 136.43 | 145.44 | 2 | 7.01
2035 | MISO_IN_2_PJM_ROR | MISO_IN | PJM_ROR | Internal | Summer | B6 | 300 | 1253 | 1253 | 120.06 | 125.16 | 2 | 3.09
2035 | MISO_IN_2_PJM_ROR | MISO_IN | PJM_ROR | Internal | Summer | B7 | 400 | 1253 | 1253 | 111.96 | 116.86 | 2 | 2.9
2035 | MISO_IN_2_PJM_ROR | MISO_IN | PJM_ROR | Internal | Summer | B8 | 500 | 1253 | 1253 | 97.56 | 111.27 | 2 | 11.71
2035 | MISO_IN_2_PJM_ROR | MISO_IN | PJM_ROR | Internal | Summer | B9 | 800 | 1253 | 1253 | 96.63 | 99.71 | 2 | 1.07
2035 | MISO_IN_2_PJM_ROR | MISO_IN | PJM_ROR | Internal | Summer | B10 | 1262 | 1253 | 0 | 96.63 | 96.39 | 2 | 0
2035 | MISO_IN_2_PJM_ROR | MISO_IN | PJM_ROR | Internal | Winter | B16 | 25 | 1253 | 1253 | 101.1 | 125.69 | 2 | 22.59
2035 | MISO_IN_2_PJM_ROR | MISO_IN | PJM_ROR | Internal | Winter | B17 | 100 | 1253 | 1253 | 101.1 | 118.12 | 2 | 15.02
2035 | MISO_IN_2_PJM_ROR | MISO_IN | PJM_ROR | Internal | Winter | B18 | 400 | 1253 | 1253 | 100.98 | 116.13 | 2 | 13.16
2035 | MISO_IN_2_PJM_ROR | MISO_IN | PJM_ROR | Internal | Winter | B19 | 700 | 1253 | 1253 | 100.98 | 105.26 | 2 | 2.28
2035 | MISO_IN_2_PJM_ROR | MISO_IN | PJM_ROR | Internal | Winter | B20 | 935 | 1253 | 1253 | 97.09 | 101.52 | 2 | 2.43
2035 | MISO_MI_2_IESO | MISO_MI | IESO | Internal | Shoulder | B11 | 25 | 2331 | 0 | 113.52 | 75.07 | 8 | 0
2035 | MISO_MI_2_IESO | MISO_MI | IESO | Internal | Shoulder | B12 | 200 | 2331 | 0 | 111.59 | 75.07 | 8 | 0
2035 | MISO_MI_2_IESO | MISO_MI | IESO | Internal | Shoulder | B13 | 600 | 2331 | 0 | 108.82 | 75.07 | 8 | 0
2035 | MISO_MI_2_IESO | MISO_MI | IESO | Internal | Shoulder | B14 | 900 | 2331 | 0 | 98.09 | 75.07 | 8 | 0
2035 | MISO_MI_2_IESO | MISO_MI | IESO | Internal | Shoulder | B15 | 1203 | 2331 | 0 | 96.02 | 75.07 | 8 | 0
2035 | MISO_MI_2_IESO | MISO_MI | IESO | Internal | Summer | B1 | 10 | 2331 | 0 | 182.35 | 100.66 | 8 | 0
2035 | MISO_MI_2_IESO | MISO_MI | IESO | Internal | Summer | B2 | 25 | 2331 | 0 | 179.38 | 110.04 | 8 | 0
2035 | MISO_MI_2_IESO | MISO_MI | IESO | Internal | Summer | B3 | 75 | 2331 | 0 | 179.38 | 102.87 | 8 | 0
2035 | MISO_MI_2_IESO | MISO_MI | IESO | Internal | Summer | B4 | 100 | 2331 | 0 | 165.65 | 89.87 | 8 | 0
2035 | MISO_MI_2_IESO | MISO_MI | IESO | Internal | Summer | B5 | 200 | 2331 | 0 | 136.44 | 73.71 | 8 | 0
2035 | MISO_MI_2_IESO | MISO_MI | IESO | Internal | Summer | B6 | 300 | 2331 | 0 | 120.07 | 73.71 | 8 | 0
2035 | MISO_MI_2_IESO | MISO_MI | IESO | Internal | Summer | B7 | 400 | 2331 | 0 | 112.31 | 73.71 | 8 | 0
2035 | MISO_MI_2_IESO | MISO_MI | IESO | Internal | Summer | B8 | 500 | 2331 | 0 | 109.27 | 73.71 | 8 | 0
2035 | MISO_MI_2_IESO | MISO_MI | IESO | Internal | Summer | B9 | 800 | 2331 | 0 | 96.93 | 73.71 | 8 | 0
2035 | MISO_MI_2_IESO | MISO_MI | IESO | Internal | Summer | B10 | 1262 | 2331 | 0 | 96.64 | 73.71 | 8 | 0
2035 | MISO_MI_2_IESO | MISO_MI | IESO | Internal | Winter | B16 | 25 | 2331 | 0 | 116.43 | 75.07 | 8 | 0
2035 | MISO_MI_2_IESO | MISO_MI | IESO | Internal | Winter | B17 | 100 | 2331 | 0 | 116.12 | 75.07 | 8 | 0
2035 | MISO_MI_2_IESO | MISO_MI | IESO | Internal | Winter | B18 | 400 | 2331 | 0 | 112.53 | 75.07 | 8 | 0
2035 | MISO_MI_2_IESO | MISO_MI | IESO | Internal | Winter | B19 | 700 | 2331 | 0 | 100.99 | 75.07 | 8 | 0
2035 | MISO_MI_2_IESO | MISO_MI | IESO | Internal | Winter | B20 | 935 | 2331 | 0 | 99.14 | 75.07 | 8 | 0
2035 | MISO_MI_2_MISO_IN | MISO_MI | MISO_IN | Internal | Shoulder | B11 | 25 | 2813 | 0 | 113.52 | 98.08 | 0.01 | 0
2035 | MISO_MI_2_MISO_IN | MISO_MI | MISO_IN | Internal | Shoulder | B12 | 200 | 2813 | 0 | 111.59 | 98.08 | 0.01 | 0
2035 | MISO_MI_2_MISO_IN | MISO_MI | MISO_IN | Internal | Shoulder | B13 | 600 | 2813 | 0 | 108.82 | 98.08 | 0.01 | 0
2035 | MISO_MI_2_MISO_IN | MISO_MI | MISO_IN | Internal | Shoulder | B14 | 900 | 2813 | 0.02 | 98.09 | 98.08 | 0.01 | 0
2035 | MISO_MI_2_MISO_IN | MISO_MI | MISO_IN | Internal | Shoulder | B15 | 1203 | 2813 | 0 | 96.02 | 93.77 | 0.01 | 0
2035 | MISO_MI_2_MISO_IN | MISO_MI | MISO_IN | Internal | Summer | B1 | 10 | 2813 | 0 | 182.35 | 128.07 | 0.01 | 0
2035 | MISO_MI_2_MISO_IN | MISO_MI | MISO_IN | Internal | Summer | B2 | 25 | 2813 | 0.68 | 179.38 | 179.36 | 0.01 | 0
2035 | MISO_MI_2_MISO_IN | MISO_MI | MISO_IN | Internal | Summer | B3 | 75 | 2813 | 0.25 | 179.38 | 179.36 | 0.01 | 0
2035 | MISO_MI_2_MISO_IN | MISO_MI | MISO_IN | Internal | Summer | B4 | 100 | 2813 | 0.19 | 165.65 | 165.64 | 0.01 | 0
2035 | MISO_MI_2_MISO_IN | MISO_MI | MISO_IN | Internal | Summer | B5 | 200 | 2813 | 0.1 | 136.44 | 136.43 | 0.01 | 0
2035 | MISO_MI_2_MISO_IN | MISO_MI | MISO_IN | Internal | Summer | B6 | 300 | 2813 | 0.06 | 120.07 | 120.06 | 0.01 | 0
2035 | MISO_MI_2_MISO_IN | MISO_MI | MISO_IN | Internal | Summer | B7 | 400 | 2813 | 0 | 112.31 | 111.96 | 0.01 | 0
2035 | MISO_MI_2_MISO_IN | MISO_MI | MISO_IN | Internal | Summer | B8 | 500 | 2813 | 0 | 109.27 | 97.56 | 0.01 | 0
2035 | MISO_MI_2_MISO_IN | MISO_MI | MISO_IN | Internal | Summer | B9 | 800 | 2813 | 0 | 96.93 | 96.63 | 0.01 | 0
2035 | MISO_MI_2_MISO_IN | MISO_MI | MISO_IN | Internal | Summer | B10 | 1262 | 2813 | 0.02 | 96.64 | 96.63 | 0.01 | 0
2035 | MISO_MI_2_MISO_IN | MISO_MI | MISO_IN | Internal | Winter | B16 | 25 | 2813 | 0 | 116.43 | 101.1 | 0.01 | 0
2035 | MISO_MI_2_MISO_IN | MISO_MI | MISO_IN | Internal | Winter | B17 | 100 | 2813 | 0 | 116.12 | 101.1 | 0.01 | 0
2035 | MISO_MI_2_MISO_IN | MISO_MI | MISO_IN | Internal | Winter | B18 | 400 | 2813 | 0 | 112.53 | 100.98 | 0.01 | 0
2035 | MISO_MI_2_MISO_IN | MISO_MI | MISO_IN | Internal | Winter | B19 | 700 | 2813 | 0.03 | 100.99 | 100.98 | 0.01 | 0
2035 | MISO_MI_2_MISO_IN | MISO_MI | MISO_IN | Internal | Winter | B20 | 935 | 2813 | 0 | 99.14 | 97.09 | 0.01 | 0
2035 | MISO_MI_2_MISO_WUMS | MISO_MI | MISO_WUMS | Internal | Shoulder | B11 | 25 | 805 | 0 | 113.52 | 98.04 | 0.01 | 0
2035 | MISO_MI_2_MISO_WUMS | MISO_MI | MISO_WUMS | Internal | Shoulder | B12 | 200 | 805 | 0 | 111.59 | 98.02 | 0.01 | 0
2035 | MISO_MI_2_MISO_WUMS | MISO_MI | MISO_WUMS | Internal | Shoulder | B13 | 600 | 805 | 0 | 108.82 | 98.02 | 0.01 | 0
2035 | MISO_MI_2_MISO_WUMS | MISO_MI | MISO_WUMS | Internal | Shoulder | B14 | 900 | 805 | 0 | 98.09 | 98.02 | 0.01 | 0
2035 | MISO_MI_2_MISO_WUMS | MISO_MI | MISO_WUMS | Internal | Shoulder | B15 | 1203 | 805 | 0.03 | 96.02 | 96.02 | 0.01 | 0
2035 | MISO_MI_2_MISO_WUMS | MISO_MI | MISO_WUMS | Internal | Summer | B1 | 10 | 805 | 0 | 182.35 | 109.26 | 0.01 | 0
2035 | MISO_MI_2_MISO_WUMS | MISO_MI | MISO_WUMS | Internal | Summer | B2 | 25 | 805 | 0 | 179.38 | 111.75 | 0.01 | 0
2035 | MISO_MI_2_MISO_WUMS | MISO_MI | MISO_WUMS | Internal | Summer | B3 | 75 | 805 | 0.23 | 179.38 | 179.36 | 0.01 | 0
2035 | MISO_MI_2_MISO_WUMS | MISO_MI | MISO_WUMS | Internal | Summer | B4 | 100 | 805 | 0.16 | 165.65 | 165.64 | 0.01 | 0
2035 | MISO_MI_2_MISO_WUMS | MISO_MI | MISO_WUMS | Internal | Summer | B5 | 200 | 805 | 0.09 | 136.44 | 136.43 | 0.01 | 0
2035 | MISO_MI_2_MISO_WUMS | MISO_MI | MISO_WUMS | Internal | Summer | B6 | 300 | 805 | 0 | 120.07 | 111.75 | 0.01 | 0
2035 | MISO_MI_2_MISO_WUMS | MISO_MI | MISO_WUMS | Internal | Summer | B7 | 400 | 805 | 0 | 112.31 | 111.75 | 0.01 | 0
2035 | MISO_MI_2_MISO_WUMS | MISO_MI | MISO_WUMS | Internal | Summer | B8 | 500 | 805 | 0.04 | 109.27 | 109.26 | 0.01 | 0
2035 | MISO_MI_2_MISO_WUMS | MISO_MI | MISO_WUMS | Internal | Summer | B9 | 800 | 805 | 0.03 | 96.93 | 96.92 | 0.01 | 0
2035 | MISO_MI_2_MISO_WUMS | MISO_MI | MISO_WUMS | Internal | Summer | B10 | 1262 | 805 | 0 | 96.64 | 96.45 | 0.01 | 0
2035 | MISO_MI_2_MISO_WUMS | MISO_MI | MISO_WUMS | Internal | Winter | B16 | 25 | 805 | 0 | 116.43 | 99.12 | 0.01 | 0
2035 | MISO_MI_2_MISO_WUMS | MISO_MI | MISO_WUMS | Internal | Winter | B17 | 100 | 805 | 0 | 116.12 | 100.98 | 0.01 | 0
2035 | MISO_MI_2_MISO_WUMS | MISO_MI | MISO_WUMS | Internal | Winter | B18 | 400 | 805 | 0 | 112.53 | 100.98 | 0.01 | 0
2035 | MISO_MI_2_MISO_WUMS | MISO_MI | MISO_WUMS | Internal | Winter | B19 | 700 | 805 | 0.03 | 100.99 | 100.98 | 0.01 | 0
2035 | MISO_MI_2_MISO_WUMS | MISO_MI | MISO_WUMS | Internal | Winter | B20 | 935 | 805 | 0.02 | 99.14 | 99.12 | 0.01 | 0
2035 | MISO_MI_2_PJM_ROR | MISO_MI | PJM_ROR | Internal | Shoulder | B11 | 25 | 1424 | 1423.99 | 113.52 | 118.66 | 2 | 3.14
2035 | MISO_MI_2_PJM_ROR | MISO_MI | PJM_ROR | Internal | Shoulder | B12 | 200 | 1424 | 716.04 | 111.59 | 113.59 | 2 | 0
2035 | MISO_MI_2_PJM_ROR | MISO_MI | PJM_ROR | Internal | Shoulder | B13 | 600 | 1424 | 1072.79 | 108.82 | 110.82 | 2 | 0
2035 | MISO_MI_2_PJM_ROR | MISO_MI | PJM_ROR | Internal | Shoulder | B14 | 900 | 1424 | 1424 | 98.09 | 101.61 | 2 | 1.51
2035 | MISO_MI_2_PJM_ROR | MISO_MI | PJM_ROR | Internal | Shoulder | B15 | 1203 | 1424 | 1132.03 | 96.02 | 98.02 | 2 | 0
2035 | MISO_MI_2_PJM_ROR | MISO_MI | PJM_ROR | Internal | Summer | B1 | 10 | 1424 | 207.78 | 182.35 | 184.35 | 2 | 0
2035 | MISO_MI_2_PJM_ROR | MISO_MI | PJM_ROR | Internal | Summer | B2 | 25 | 1424 | 246.12 | 179.38 | 181.38 | 2 | 0
2035 | MISO_MI_2_PJM_ROR | MISO_MI | PJM_ROR | Internal | Summer | B3 | 75 | 1424 | 698.86 | 179.38 | 181.38 | 2 | 0
2035 | MISO_MI_2_PJM_ROR | MISO_MI | PJM_ROR | Internal | Summer | B4 | 100 | 1424 | 826.79 | 165.65 | 167.65 | 2 | 0
2035 | MISO_MI_2_PJM_ROR | MISO_MI | PJM_ROR | Internal | Summer | B5 | 200 | 1424 | 1424 | 136.44 | 145.44 | 2 | 7
2035 | MISO_MI_2_PJM_ROR | MISO_MI | PJM_ROR | Internal | Summer | B6 | 300 | 1424 | 1424 | 120.07 | 125.16 | 2 | 3.08
2035 | MISO_MI_2_PJM_ROR | MISO_MI | PJM_ROR | Internal | Summer | B7 | 400 | 1424 | 1424 | 112.31 | 116.86 | 2 | 2.55
2035 | MISO_MI_2_PJM_ROR | MISO_MI | PJM_ROR | Internal | Summer | B8 | 500 | 1424 | 732.47 | 109.27 | 111.27 | 2 | 0
2035 | MISO_MI_2_PJM_ROR | MISO_MI | PJM_ROR | Internal | Summer | B9 | 800 | 1424 | 1424 | 96.93 | 99.71 | 2 | 0.77
2035 | MISO_MI_2_PJM_ROR | MISO_MI | PJM_ROR | Internal | Summer | B10 | 1262 | 1424 | 0 | 96.64 | 96.39 | 2 | 0
2035 | MISO_MI_2_PJM_ROR | MISO_MI | PJM_ROR | Internal | Winter | B16 | 25 | 1424 | 1424 | 116.43 | 125.69 | 2 | 7.26
2035 | MISO_MI_2_PJM_ROR | MISO_MI | PJM_ROR | Internal | Winter | B17 | 100 | 1424 | 714.72 | 116.12 | 118.12 | 2 | 0
2035 | MISO_MI_2_PJM_ROR | MISO_MI | PJM_ROR | Internal | Winter | B18 | 400 | 1424 | 1424 | 112.53 | 116.13 | 2 | 1.61
2035 | MISO_MI_2_PJM_ROR | MISO_MI | PJM_ROR | Internal | Winter | B19 | 700 | 1424 | 1424 | 100.99 | 105.26 | 2 | 2.27
2035 | MISO_MI_2_PJM_ROR | MISO_MI | PJM_ROR | Internal | Winter | B20 | 935 | 1424 | 1424 | 99.14 | 101.52 | 2 | 0.38
2035 | MISO_MO-IL_2_ENT | MISO_MO-IL | ENT | Internal | Shoulder | B11 | 25 | 2540 | 0 | 116.65 | 116.65 | 8 | 0
2035 | MISO_MO-IL_2_ENT | MISO_MO-IL | ENT | Internal | Shoulder | B12 | 200 | 2540 | 0 | 98.09 | 98.09 | 8 | 0
2035 | MISO_MO-IL_2_ENT | MISO_MO-IL | ENT | Internal | Shoulder | B13 | 600 | 2540 | 0 | 98.07 | 93.82 | 8 | 0
2035 | MISO_MO-IL_2_ENT | MISO_MO-IL | ENT | Internal | Shoulder | B14 | 900 | 2540 | 0 | 93.82 | 85.82 | 8 | 0
2035 | MISO_MO-IL_2_ENT | MISO_MO-IL | ENT | Internal | Shoulder | B15 | 1203 | 2540 | 0 | 81.83 | 12.14 | 8 | 0
2035 | MISO_MO-IL_2_ENT | MISO_MO-IL | ENT | Internal | Summer | B1 | 10 | 2540 | 0 | 174.5 | 114.87 | 8 | 0
2035 | MISO_MO-IL_2_ENT | MISO_MO-IL | ENT | Internal | Summer | B2 | 25 | 2540 | 0 | 179.38 | 171.38 | 8 | 0
2035 | MISO_MO-IL_2_ENT | MISO_MO-IL | ENT | Internal | Summer | B3 | 75 | 2540 | 0 | 179.38 | 179.38 | 8 | 0
2035 | MISO_MO-IL_2_ENT | MISO_MO-IL | ENT | Internal | Summer | B4 | 100 | 2540 | 0 | 165.65 | 165.64 | 8 | 0
2035 | MISO_MO-IL_2_ENT | MISO_MO-IL | ENT | Internal | Summer | B5 | 200 | 2540 | 0 | 136.44 | 128.44 | 8 | 0
2035 | MISO_MO-IL_2_ENT | MISO_MO-IL | ENT | Internal | Summer | B6 | 300 | 2540 | 0 | 123.14 | 119.8 | 8 | 0
2035 | MISO_MO-IL_2_ENT | MISO_MO-IL | ENT | Internal | Summer | B7 | 400 | 2540 | 0 | 114.87 | 114.87 | 8 | 0
2035 | MISO_MO-IL_2_ENT | MISO_MO-IL | ENT | Internal | Summer | B8 | 500 | 2540 | 0 | 109.29 | 109.29 | 8 | 0
2035 | MISO_MO-IL_2_ENT | MISO_MO-IL | ENT | Internal | Summer | B9 | 800 | 2540 | 0 | 97.72 | 99.11 | 8 | 0
2035 | MISO_MO-IL_2_ENT | MISO_MO-IL | ENT | Internal | Summer | B10 | 1262 | 2540 | 0 | 92.55 | 84.55 | 8 | 0
2035 | MISO_MO-IL_2_ENT | MISO_MO-IL | ENT | Internal | Winter | B16 | 25 | 2540 | 0 | 101.11 | 103.7 | 8 | 0
2035 | MISO_MO-IL_2_ENT | MISO_MO-IL | ENT | Internal | Winter | B17 | 100 | 2540 | 0 | 101.11 | 101.11 | 8 | 0
2035 | MISO_MO-IL_2_ENT | MISO_MO-IL | ENT | Internal | Winter | B18 | 400 | 2540 | 0 | 100.96 | 97.45 | 8 | 0
2035 | MISO_MO-IL_2_ENT | MISO_MO-IL | ENT | Internal | Winter | B19 | 700 | 2540 | 0 | 96.6 | 88.6 | 8 | 0
2035 | MISO_MO-IL_2_ENT | MISO_MO-IL | ENT | Internal | Winter | B20 | 935 | 2540 | 0 | 79.46 | 13.04 | 8 | 0
2035 | MISO_MO-IL_2_MISO_IN | MISO_MO-IL | MISO_IN | Internal | Shoulder | B11 | 25 | 2100 | 0 | 116.65 | 98.08 | 0.01 | 0
2035 | MISO_MO-IL_2_MISO_IN | MISO_MO-IL | MISO_IN | Internal | Shoulder | B12 | 200 | 2100 | 0.1 | 98.09 | 98.08 | 0.01 | 0
2035 | MISO_MO-IL_2_MISO_IN | MISO_MO-IL | MISO_IN | Internal | Shoulder | B13 | 600 | 2100 | 1870.36 | 98.07 | 98.08 | 0.01 | 0
2035 | MISO_MO-IL_2_MISO_IN | MISO_MO-IL | MISO_IN | Internal | Shoulder | B14 | 900 | 2100 | 2100 | 93.82 | 98.08 | 0.01 | 4.25
2035 | MISO_MO-IL_2_MISO_IN | MISO_MO-IL | MISO_IN | Internal | Shoulder | B15 | 1203 | 2100 | 2100 | 81.83 | 93.77 | 0.01 | 11.93
2035 | MISO_MO-IL_2_MISO_IN | MISO_MO-IL | MISO_IN | Internal | Summer | B1 | 10 | 2100 | 0 | 174.5 | 128.07 | 0.01 | 0
2035 | MISO_MO-IL_2_MISO_IN | MISO_MO-IL | MISO_IN | Internal | Summer | B2 | 25 | 2100 | 0.68 | 179.38 | 179.36 | 0.01 | 0
2035 | MISO_MO-IL_2_MISO_IN | MISO_MO-IL | MISO_IN | Internal | Summer | B3 | 75 | 2100 | 0.22 | 179.38 | 179.36 | 0.01 | 0
2035 | MISO_MO-IL_2_MISO_IN | MISO_MO-IL | MISO_IN | Internal | Summer | B4 | 100 | 2100 | 0.18 | 165.65 | 165.64 | 0.01 | 0
2035 | MISO_MO-IL_2_MISO_IN | MISO_MO-IL | MISO_IN | Internal | Summer | B5 | 200 | 2100 | 0.09 | 136.44 | 136.43 | 0.01 | 0
2035 | MISO_MO-IL_2_MISO_IN | MISO_MO-IL | MISO_IN | Internal | Summer | B6 | 300 | 2100 | 0 | 123.14 | 120.06 | 0.01 | 0
2035 | MISO_MO-IL_2_MISO_IN | MISO_MO-IL | MISO_IN | Internal | Summer | B7 | 400 | 2100 | 0 | 114.87 | 111.96 | 0.01 | 0
2035 | MISO_MO-IL_2_MISO_IN | MISO_MO-IL | MISO_IN | Internal | Summer | B8 | 500 | 2100 | 0 | 109.29 | 97.56 | 0.01 | 0
2035 | MISO_MO-IL_2_MISO_IN | MISO_MO-IL | MISO_IN | Internal | Summer | B9 | 800 | 2100 | 0 | 97.72 | 96.63 | 0.01 | 0
2035 | MISO_MO-IL_2_MISO_IN | MISO_MO-IL | MISO_IN | Internal | Summer | B10 | 1262 | 2100 | 2100 | 92.55 | 96.63 | 0.01 | 4.07
2035 | MISO_MO-IL_2_MISO_IN | MISO_MO-IL | MISO_IN | Internal | Winter | B16 | 25 | 2100 | 0.73 | 101.11 | 101.1 | 0.01 | 0
2035 | MISO_MO-IL_2_MISO_IN | MISO_MO-IL | MISO_IN | Internal | Winter | B17 | 100 | 2100 | 0.2 | 101.11 | 101.1 | 0.01 | 0
2035 | MISO_MO-IL_2_MISO_IN | MISO_MO-IL | MISO_IN | Internal | Winter | B18 | 400 | 2100 | 1798.25 | 100.96 | 100.98 | 0.01 | 0
2035 | MISO_MO-IL_2_MISO_IN | MISO_MO-IL | MISO_IN | Internal | Winter | B19 | 700 | 2100 | 2100 | 96.6 | 100.98 | 0.01 | 4.37
2035 | MISO_MO-IL_2_MISO_IN | MISO_MO-IL | MISO_IN | Internal | Winter | B20 | 935 | 2100 | 2100 | 79.46 | 97.09 | 0.01 | 17.62
2035 | MISO_MO-IL_2_MISO_W | MISO_MO-IL | MISO_W | Internal | Shoulder | B11 | 25 | 1082 | 312.51 | 116.65 | 116.66 | 0.01 | 0
2035 | MISO_MO-IL_2_MISO_W | MISO_MO-IL | MISO_W | Internal | Shoulder | B12 | 200 | 1082 | 0.1 | 98.09 | 98.08 | 0.01 | 0
2035 | MISO_MO-IL_2_MISO_W | MISO_MO-IL | MISO_W | Internal | Shoulder | B13 | 600 | 1082 | 0.02 | 98.07 | 98.03 | 0.01 | 0
2035 | MISO_MO-IL_2_MISO_W | MISO_MO-IL | MISO_W | Internal | Shoulder | B14 | 900 | 1082 | 0 | 93.82 | 51.95 | 0.01 | 0
2035 | MISO_MO-IL_2_MISO_W | MISO_MO-IL | MISO_W | Internal | Shoulder | B15 | 1203 | 1082 | 0 | 81.83 | 37.94 | 0.01 | 0
2035 | MISO_MO-IL_2_MISO_W | MISO_MO-IL | MISO_W | Internal | Summer | B1 | 10 | 1082 | 1081.99 | 174.5 | 182.35 | 0.01 | 7.83
2035 | MISO_MO-IL_2_MISO_W | MISO_MO-IL | MISO_W | Internal | Summer | B2 | 25 | 1082 | 1.26 | 179.38 | 179.38 | 0.01 | 0
2035 | MISO_MO-IL_2_MISO_W | MISO_MO-IL | MISO_W | Internal | Summer | B3 | 75 | 1082 | 0.43 | 179.38 | 179.38 | 0.01 | 0
2035 | MISO_MO-IL_2_MISO_W | MISO_MO-IL | MISO_W | Internal | Summer | B4 | 100 | 1082 | 0.36 | 165.65 | 165.65 | 0.01 | 0
2035 | MISO_MO-IL_2_MISO_W | MISO_MO-IL | MISO_W | Internal | Summer | B5 | 200 | 1082 | 1082 | 136.44 | 143.44 | 0.01 | 6.99
2035 | MISO_MO-IL_2_MISO_W | MISO_MO-IL | MISO_W | Internal | Summer | B6 | 300 | 1082 | 913.52 | 123.14 | 123.16 | 0.01 | 0
2035 | MISO_MO-IL_2_MISO_W | MISO_MO-IL | MISO_W | Internal | Summer | B7 | 400 | 1082 | 0.05 | 114.87 | 114.86 | 0.01 | 0
2035 | MISO_MO-IL_2_MISO_W | MISO_MO-IL | MISO_W | Internal | Summer | B8 | 500 | 1082 | 0.04 | 109.29 | 109.27 | 0.01 | 0
2035 | MISO_MO-IL_2_MISO_W | MISO_MO-IL | MISO_W | Internal | Summer | B9 | 800 | 1082 | 0.03 | 97.72 | 97.71 | 0.01 | 0
2035 | MISO_MO-IL_2_MISO_W | MISO_MO-IL | MISO_W | Internal | Summer | B10 | 1262 | 1082 | 0 | 92.55 | 84.53 | 0.01 | 0
2035 | MISO_MO-IL_2_MISO_W | MISO_MO-IL | MISO_W | Internal | Winter | B16 | 25 | 1082 | 0 | 101.11 | 24.39 | 0.01 | 0
2035 | MISO_MO-IL_2_MISO_W | MISO_MO-IL | MISO_W | Internal | Winter | B17 | 100 | 1082 | 0 | 101.11 | 52.59 | 0.01 | 0
2035 | MISO_MO-IL_2_MISO_W | MISO_MO-IL | MISO_W | Internal | Winter | B18 | 400 | 1082 | 0 | 100.96 | 97.45 | 0.01 | 0
2035 | MISO_MO-IL_2_MISO_W | MISO_MO-IL | MISO_W | Internal | Winter | B19 | 700 | 1082 | 0.03 | 96.6 | 96.58 | 0.01 | 0
2035 | MISO_MO-IL_2_MISO_W | MISO_MO-IL | MISO_W | Internal | Winter | B20 | 935 | 1082 | 0 | 79.46 | 67.05 | 0.01 | 0
2035 | MISO_MO-IL_2_PJM_ROR | MISO_MO-IL | PJM_ROR | Internal | Shoulder | B11 | 25 | 1212 | 1210.81 | 116.65 | 118.66 | 2 | 0.01
2035 | MISO_MO-IL_2_PJM_ROR | MISO_MO-IL | PJM_ROR | Internal | Shoulder | B12 | 200 | 1212 | 1212 | 98.09 | 113.59 | 2 | 13.5
2035 | MISO_MO-IL_2_PJM_ROR | MISO_MO-IL | PJM_ROR | Internal | Shoulder | B13 | 600 | 1212 | 1212 | 98.07 | 110.82 | 2 | 10.75
2035 | MISO_MO-IL_2_PJM_ROR | MISO_MO-IL | PJM_ROR | Internal | Shoulder | B14 | 900 | 1212 | 1212 | 93.82 | 101.61 | 2 | 5.79
2035 | MISO_MO-IL_2_PJM_ROR | MISO_MO-IL | PJM_ROR | Internal | Shoulder | B15 | 1203 | 1212 | 1212 | 81.83 | 98.02 | 2 | 14.19
2035 | MISO_MO-IL_2_PJM_ROR | MISO_MO-IL | PJM_ROR | Internal | Summer | B1 | 10 | 1212 | 1211.99 | 174.5 | 184.35 | 2 | 7.84
2035 | MISO_MO-IL_2_PJM_ROR | MISO_MO-IL | PJM_ROR | Internal | Summer | B2 | 25 | 1212 | 209.99 | 179.38 | 181.38 | 2 | 0
2035 | MISO_MO-IL_2_PJM_ROR | MISO_MO-IL | PJM_ROR | Internal | Summer | B3 | 75 | 1212 | 68.65 | 179.38 | 181.38 | 2 | 0
2035 | MISO_MO-IL_2_PJM_ROR | MISO_MO-IL | PJM_ROR | Internal | Summer | B4 | 100 | 1212 | 355.1 | 165.65 | 167.65 | 2 | 0
2035 | MISO_MO-IL_2_PJM_ROR | MISO_MO-IL | PJM_ROR | Internal | Summer | B5 | 200 | 1212 | 1212 | 136.44 | 145.44 | 2 | 7
2035 | MISO_MO-IL_2_PJM_ROR | MISO_MO-IL | PJM_ROR | Internal | Summer | B6 | 300 | 1212 | 1211.89 | 123.14 | 125.16 | 2 | 0.01
2035 | MISO_MO-IL_2_PJM_ROR | MISO_MO-IL | PJM_ROR | Internal | Summer | B7 | 400 | 1212 | 0.1 | 114.87 | 116.86 | 2 | 0
2035 | MISO_MO-IL_2_PJM_ROR | MISO_MO-IL | PJM_ROR | Internal | Summer | B8 | 500 | 1212 | 0.08 | 109.29 | 111.27 | 2 | 0
2035 | MISO_MO-IL_2_PJM_ROR | MISO_MO-IL | PJM_ROR | Internal | Summer | B9 | 800 | 1212 | 0.05 | 97.72 | 99.71 | 2 | 0
2035 | MISO_MO-IL_2_PJM_ROR | MISO_MO-IL | PJM_ROR | Internal | Summer | B10 | 1262 | 1212 | 1212 | 92.55 | 96.39 | 2 | 1.84
2035 | MISO_MO-IL_2_PJM_ROR | MISO_MO-IL | PJM_ROR | Internal | Winter | B16 | 25 | 1212 | 1212 | 101.11 | 125.69 | 2 | 22.58
2035 | MISO_MO-IL_2_PJM_ROR | MISO_MO-IL | PJM_ROR | Internal | Winter | B17 | 100 | 1212 | 1212 | 101.11 | 118.12 | 2 | 15.01
2035 | MISO_MO-IL_2_PJM_ROR | MISO_MO-IL | PJM_ROR | Internal | Winter | B18 | 400 | 1212 | 1212 | 100.96 | 116.13 | 2 | 13.17
2035 | MISO_MO-IL_2_PJM_ROR | MISO_MO-IL | PJM_ROR | Internal | Winter | B19 | 700 | 1212 | 1212 | 96.6 | 105.26 | 2 | 6.66
2035 | MISO_MO-IL_2_PJM_ROR | MISO_MO-IL | PJM_ROR | Internal | Winter | B20 | 935 | 1212 | 1212 | 79.46 | 101.52 | 2 | 20.06
2035 | MISO_MO-IL_2_SPP_N | MISO_MO-IL | SPP_N | Internal | Shoulder | B11 | 25 | 4019 | 0 | 116.65 | 111.65 | 8 | 0
2035 | MISO_MO-IL_2_SPP_N | MISO_MO-IL | SPP_N | Internal | Shoulder | B12 | 200 | 4019 | 0 | 98.09 | 93.09 | 8 | 0
2035 | MISO_MO-IL_2_SPP_N | MISO_MO-IL | SPP_N | Internal | Shoulder | B13 | 600 | 4019 | 0 | 98.07 | 88.82 | 8 | 0
2035 | MISO_MO-IL_2_SPP_N | MISO_MO-IL | SPP_N | Internal | Shoulder | B14 | 900 | 4019 | 0 | 93.82 | 1.81 | 8 | 0
2035 | MISO_MO-IL_2_SPP_N | MISO_MO-IL | SPP_N | Internal | Shoulder | B15 | 1203 | 4019 | 0 | 81.83 | 1.81 | 8 | 0
2035 | MISO_MO-IL_2_SPP_N | MISO_MO-IL | SPP_N | Internal | Summer | B1 | 10 | 4019 | 0 | 174.5 | 1.82 | 8 | 0
2035 | MISO_MO-IL_2_SPP_N | MISO_MO-IL | SPP_N | Internal | Summer | B2 | 25 | 4019 | 0 | 179.38 | 166.38 | 8 | 0
2035 | MISO_MO-IL_2_SPP_N | MISO_MO-IL | SPP_N | Internal | Summer | B3 | 75 | 4019 | 0 | 179.38 | 174.38 | 8 | 0
2035 | MISO_MO-IL_2_SPP_N | MISO_MO-IL | SPP_N | Internal | Summer | B4 | 100 | 4019 | 0 | 165.65 | 160.64 | 8 | 0
2035 | MISO_MO-IL_2_SPP_N | MISO_MO-IL | SPP_N | Internal | Summer | B5 | 200 | 4019 | 0 | 136.44 | 123.44 | 8 | 0
2035 | MISO_MO-IL_2_SPP_N | MISO_MO-IL | SPP_N | Internal | Summer | B6 | 300 | 4019 | 0 | 123.14 | 117.35 | 8 | 0
2035 | MISO_MO-IL_2_SPP_N | MISO_MO-IL | SPP_N | Internal | Summer | B7 | 400 | 4019 | 0 | 114.87 | 109.87 | 8 | 0
2035 | MISO_MO-IL_2_SPP_N | MISO_MO-IL | SPP_N | Internal | Summer | B8 | 500 | 4019 | 0 | 109.29 | 104.29 | 8 | 0
2035 | MISO_MO-IL_2_SPP_N | MISO_MO-IL | SPP_N | Internal | Summer | B9 | 800 | 4019 | 0 | 97.72 | 94.11 | 8 | 0
2035 | MISO_MO-IL_2_SPP_N | MISO_MO-IL | SPP_N | Internal | Summer | B10 | 1262 | 4019 | 0 | 92.55 | 79.53 | 8 | 0
2035 | MISO_MO-IL_2_SPP_N | MISO_MO-IL | SPP_N | Internal | Winter | B16 | 25 | 4019 | 0 | 101.11 | 1.83 | 8 | 0
2035 | MISO_MO-IL_2_SPP_N | MISO_MO-IL | SPP_N | Internal | Winter | B17 | 100 | 4019 | 0 | 101.11 | 1.83 | 8 | 0
2035 | MISO_MO-IL_2_SPP_N | MISO_MO-IL | SPP_N | Internal | Winter | B18 | 400 | 4019 | 0 | 100.96 | 92.45 | 8 | 0
2035 | MISO_MO-IL_2_SPP_N | MISO_MO-IL | SPP_N | Internal | Winter | B19 | 700 | 4019 | 0 | 96.6 | 68.09 | 8 | 0
2035 | MISO_MO-IL_2_SPP_N | MISO_MO-IL | SPP_N | Internal | Winter | B20 | 935 | 4019 | 0 | 79.46 | 1.81 | 8 | 0
2035 | MISO_MO-IL_2_TVA_Transmission | MISO_MO-IL | TVA_Transmission | Internal | Shoulder | B11 | 25 | 4000 | 0 | 116.65 | 118.06 | 8 | 0
2035 | MISO_MO-IL_2_TVA_Transmission | MISO_MO-IL | TVA_Transmission | Internal | Shoulder | B12 | 200 | 4000 | 638.81 | 98.09 | 106.09 | 8 | 0
2035 | MISO_MO-IL_2_TVA_Transmission | MISO_MO-IL | TVA_Transmission | Internal | Shoulder | B13 | 600 | 4000 | 0 | 98.07 | 101.82 | 8 | 0
2035 | MISO_MO-IL_2_TVA_Transmission | MISO_MO-IL | TVA_Transmission | Internal | Shoulder | B14 | 900 | 4000 | 883.6 | 93.82 | 101.82 | 8 | 0
2035 | MISO_MO-IL_2_TVA_Transmission | MISO_MO-IL | TVA_Transmission | Internal | Shoulder | B15 | 1203 | 4000 | 4000 | 81.83 | 101.82 | 8 | 11.99
2035 | MISO_MO-IL_2_TVA_Transmission | MISO_MO-IL | TVA_Transmission | Internal | Summer | B1 | 10 | 4000 | 31.74 | 174.5 | 182.5 | 8 | 0
2035 | MISO_MO-IL_2_TVA_Transmission | MISO_MO-IL | TVA_Transmission | Internal | Summer | B2 | 25 | 4000 | 194.59 | 179.38 | 187.38 | 8 | 0
2035 | MISO_MO-IL_2_TVA_Transmission | MISO_MO-IL | TVA_Transmission | Internal | Summer | B3 | 75 | 4000 | 59.83 | 179.38 | 187.38 | 8 | 0
2035 | MISO_MO-IL_2_TVA_Transmission | MISO_MO-IL | TVA_Transmission | Internal | Summer | B4 | 100 | 4000 | 0.33 | 165.65 | 173.64 | 8 | 0
2035 | MISO_MO-IL_2_TVA_Transmission | MISO_MO-IL | TVA_Transmission | Internal | Summer | B5 | 200 | 4000 | 0 | 136.44 | 136.44 | 8 | 0
2035 | MISO_MO-IL_2_TVA_Transmission | MISO_MO-IL | TVA_Transmission | Internal | Summer | B6 | 300 | 4000 | 0 | 123.14 | 123.44 | 8 | 0
2035 | MISO_MO-IL_2_TVA_Transmission | MISO_MO-IL | TVA_Transmission | Internal | Summer | B7 | 400 | 4000 | 0 | 114.87 | 116.92 | 8 | 0
2035 | MISO_MO-IL_2_TVA_Transmission | MISO_MO-IL | TVA_Transmission | Internal | Summer | B8 | 500 | 4000 | 0 | 109.29 | 112.94 | 8 | 0
2035 | MISO_MO-IL_2_TVA_Transmission | MISO_MO-IL | TVA_Transmission | Internal | Summer | B9 | 800 | 4000 | 0.05 | 97.72 | 105.71 | 8 | 0
2035 | MISO_MO-IL_2_TVA_Transmission | MISO_MO-IL | TVA_Transmission | Internal | Summer | B10 | 1262 | 4000 | 506.96 | 92.55 | 100.55 | 8 | 0
2035 | MISO_MO-IL_2_TVA_Transmission | MISO_MO-IL | TVA_Transmission | Internal | Winter | B16 | 25 | 4000 | 4000 | 101.11 | 116.69 | 8 | 7.58
2035 | MISO_MO-IL_2_TVA_Transmission | MISO_MO-IL | TVA_Transmission | Internal | Winter | B17 | 100 | 4000 | 2580.09 | 101.11 | 109.11 | 8 | 0
2035 | MISO_MO-IL_2_TVA_Transmission | MISO_MO-IL | TVA_Transmission | Internal | Winter | B18 | 400 | 4000 | 0 | 100.96 | 105.45 | 8 | 0
2035 | MISO_MO-IL_2_TVA_Transmission | MISO_MO-IL | TVA_Transmission | Internal | Winter | B19 | 700 | 4000 | 600.12 | 96.6 | 104.6 | 8 | 0
2035 | MISO_MO-IL_2_TVA_Transmission | MISO_MO-IL | TVA_Transmission | Internal | Winter | B20 | 935 | 4000 | 4000 | 79.46 | 104.6 | 8 | 17.14
2035 | MISO_W_2_IESO | MISO_W | IESO | Internal | Shoulder | B11 | 25 | 157 | 0 | 116.66 | 75.07 | 8 | 0
2035 | MISO_W_2_IESO | MISO_W | IESO | Internal | Shoulder | B12 | 200 | 157 | 0 | 98.08 | 75.07 | 8 | 0
2035 | MISO_W_2_IESO | MISO_W | IESO | Internal | Shoulder | B13 | 600 | 157 | 0 | 98.03 | 75.07 | 8 | 0
2035 | MISO_W_2_IESO | MISO_W | IESO | Internal | Shoulder | B14 | 900 | 157 | 157 | 51.95 | 75.07 | 8 | 15.11
2035 | MISO_W_2_IESO | MISO_W | IESO | Internal | Shoulder | B15 | 1203 | 157 | 157 | 37.94 | 75.07 | 8 | 29.13
2035 | MISO_W_2_IESO | MISO_W | IESO | Internal | Summer | B1 | 10 | 157 | 0 | 182.35 | 100.66 | 8 | 0
2035 | MISO_W_2_IESO | MISO_W | IESO | Internal | Summer | B2 | 25 | 157 | 0 | 179.38 | 110.04 | 8 | 0
2035 | MISO_W_2_IESO | MISO_W | IESO | Internal | Summer | B3 | 75 | 157 | 0 | 179.38 | 102.87 | 8 | 0
2035 | MISO_W_2_IESO | MISO_W | IESO | Internal | Summer | B4 | 100 | 157 | 0 | 165.65 | 89.87 | 8 | 0
2035 | MISO_W_2_IESO | MISO_W | IESO | Internal | Summer | B5 | 200 | 157 | 0 | 143.44 | 73.71 | 8 | 0
2035 | MISO_W_2_IESO | MISO_W | IESO | Internal | Summer | B6 | 300 | 157 | 0 | 123.16 | 73.71 | 8 | 0
2035 | MISO_W_2_IESO | MISO_W | IESO | Internal | Summer | B7 | 400 | 157 | 0 | 114.86 | 73.71 | 8 | 0
2035 | MISO_W_2_IESO | MISO_W | IESO | Internal | Summer | B8 | 500 | 157 | 0 | 109.27 | 73.71 | 8 | 0
2035 | MISO_W_2_IESO | MISO_W | IESO | Internal | Summer | B9 | 800 | 157 | 0 | 97.71 | 73.71 | 8 | 0
2035 | MISO_W_2_IESO | MISO_W | IESO | Internal | Summer | B10 | 1262 | 157 | 0 | 84.53 | 73.71 | 8 | 0
2035 | MISO_W_2_IESO | MISO_W | IESO | Internal | Winter | B16 | 25 | 157 | 157 | 24.39 | 75.07 | 8 | 42.68
2035 | MISO_W_2_IESO | MISO_W | IESO | Internal | Winter | B17 | 100 | 157 | 157 | 52.59 | 75.07 | 8 | 14.48
2035 | MISO_W_2_IESO | MISO_W | IESO | Internal | Winter | B18 | 400 | 157 | 0 | 97.45 | 75.07 | 8 | 0
2035 | MISO_W_2_IESO | MISO_W | IESO | Internal | Winter | B19 | 700 | 157 | 0 | 96.58 | 75.07 | 8 | 0
2035 | MISO_W_2_IESO | MISO_W | IESO | Internal | Winter | B20 | 935 | 157 | 156.96 | 67.05 | 75.07 | 8 | 0.01
2035 | MISO_W_2_MAPP_CA | MISO_W | MAPP_CA | Internal | Shoulder | B11 | 25 | 700 | 0 | 116.66 | 37.95 | 0.01 | 0
2035 | MISO_W_2_MAPP_CA | MISO_W | MAPP_CA | Internal | Shoulder | B12 | 200 | 700 | 0 | 98.08 | 37.95 | 0.01 | 0
2035 | MISO_W_2_MAPP_CA | MISO_W | MAPP_CA | Internal | Shoulder | B13 | 600 | 700 | 0 | 98.03 | 37.95 | 0.01 | 0
2035 | MISO_W_2_MAPP_CA | MISO_W | MAPP_CA | Internal | Shoulder | B14 | 900 | 700 | 0 | 51.95 | 37.95 | 0.01 | 0
2035 | MISO_W_2_MAPP_CA | MISO_W | MAPP_CA | Internal | Shoulder | B15 | 1203 | 700 | 326.55 | 37.94 | 37.95 | 0.01 | 0
2035 | MISO_W_2_MAPP_CA | MISO_W | MAPP_CA | Internal | Summer | B1 | 10 | 700 | 0 | 182.35 | 80.71 | 0.01 | 0
2035 | MISO_W_2_MAPP_CA | MISO_W | MAPP_CA | Internal | Summer | B2 | 25 | 700 | 0 | 179.38 | 80.71 | 0.01 | 0
2035 | MISO_W_2_MAPP_CA | MISO_W | MAPP_CA | Internal | Summer | B3 | 75 | 700 | 0 | 179.38 | 80.71 | 0.01 | 0
2035 | MISO_W_2_MAPP_CA | MISO_W | MAPP_CA | Internal | Summer | B4 | 100 | 700 | 0 | 165.65 | 80.71 | 0.01 | 0
2035 | MISO_W_2_MAPP_CA | MISO_W | MAPP_CA | Internal | Summer | B5 | 200 | 700 | 0 | 143.44 | 80.71 | 0.01 | 0
2035 | MISO_W_2_MAPP_CA | MISO_W | MAPP_CA | Internal | Summer | B6 | 300 | 700 | 0 | 123.16 | 80.71 | 0.01 | 0
2035 | MISO_W_2_MAPP_CA | MISO_W | MAPP_CA | Internal | Summer | B7 | 400 | 700 | 0 | 114.86 | 80.71 | 0.01 | 0
2035 | MISO_W_2_MAPP_CA | MISO_W | MAPP_CA | Internal | Summer | B8 | 500 | 700 | 0 | 109.27 | 80.71 | 0.01 | 0
2035 | MISO_W_2_MAPP_CA | MISO_W | MAPP_CA | Internal | Summer | B9 | 800 | 700 | 0 | 97.71 | 80.71 | 0.01 | 0
2035 | MISO_W_2_MAPP_CA | MISO_W | MAPP_CA | Internal | Summer | B10 | 1262 | 700 | 0 | 84.53 | 80.71 | 0.01 | 0
2035 | MISO_W_2_MAPP_CA | MISO_W | MAPP_CA | Internal | Winter | B16 | 25 | 700 | 700 | 24.39 | 67.07 | 0.01 | 42.66
2035 | MISO_W_2_MAPP_CA | MISO_W | MAPP_CA | Internal | Winter | B17 | 100 | 700 | 700 | 52.59 | 67.07 | 0.01 | 14.47
2035 | MISO_W_2_MAPP_CA | MISO_W | MAPP_CA | Internal | Winter | B18 | 400 | 700 | 0 | 97.45 | 67.07 | 0.01 | 0
2035 | MISO_W_2_MAPP_CA | MISO_W | MAPP_CA | Internal | Winter | B19 | 700 | 700 | 0 | 96.58 | 67.07 | 0.01 | 0
2035 | MISO_W_2_MAPP_CA | MISO_W | MAPP_CA | Internal | Winter | B20 | 935 | 700 | 32.49 | 67.05 | 67.07 | 0.01 | 0
2035 | MISO_W_2_MAPP_US | MISO_W | MAPP_US | Internal | Shoulder | B11 | 25 | 2300 | 0 | 116.66 | 109.66 | 7 | 0
2035 | MISO_W_2_MAPP_US | MISO_W | MAPP_US | Internal | Shoulder | B12 | 200 | 2300 | 0 | 98.08 | 91.08 | 7 | 0
2035 | MISO_W_2_MAPP_US | MISO_W | MAPP_US | Internal | Shoulder | B13 | 600 | 2300 | 0 | 98.03 | 91.03 | 7 | 0
2035 | MISO_W_2_MAPP_US | MISO_W | MAPP_US | Internal | Shoulder | B14 | 900 | 2300 | 0 | 51.95 | 44.95 | 7 | 0
2035 | MISO_W_2_MAPP_US | MISO_W | MAPP_US | Internal | Shoulder | B15 | 1203 | 2300 | 0 | 37.94 | 30.94 | 7 | 0
2035 | MISO_W_2_MAPP_US | MISO_W | MAPP_US | Internal | Summer | B1 | 10 | 2300 | 0 | 182.35 | 175.35 | 7 | 0
2035 | MISO_W_2_MAPP_US | MISO_W | MAPP_US | Internal | Summer | B2 | 25 | 2300 | 0 | 179.38 | 172.38 | 7 | 0
2035 | MISO_W_2_MAPP_US | MISO_W | MAPP_US | Internal | Summer | B3 | 75 | 2300 | 0 | 179.38 | 172.38 | 7 | 0
2035 | MISO_W_2_MAPP_US | MISO_W | MAPP_US | Internal | Summer | B4 | 100 | 2300 | 0 | 165.65 | 158.65 | 7 | 0
2035 | MISO_W_2_MAPP_US | MISO_W | MAPP_US | Internal | Summer | B5 | 200 | 2300 | 0 | 143.44 | 136.44 | 7 | 0
2035 | MISO_W_2_MAPP_US | MISO_W | MAPP_US | Internal | Summer | B6 | 300 | 2300 | 0 | 123.16 | 116.16 | 7 | 0
2035 | MISO_W_2_MAPP_US | MISO_W | MAPP_US | Internal | Summer | B7 | 400 | 2300 | 0 | 114.86 | 107.86 | 7 | 0
2035 | MISO_W_2_MAPP_US | MISO_W | MAPP_US | Internal | Summer | B8 | 500 | 2300 | 0 | 109.27 | 102.27 | 7 | 0
2035 | MISO_W_2_MAPP_US | MISO_W | MAPP_US | Internal | Summer | B9 | 800 | 2300 | 0 | 97.71 | 90.71 | 7 | 0
2035 | MISO_W_2_MAPP_US | MISO_W | MAPP_US | Internal | Summer | B10 | 1262 | 2300 | 0 | 84.53 | 77.53 | 7 | 0
2035 | MISO_W_2_MAPP_US | MISO_W | MAPP_US | Internal | Winter | B16 | 25 | 2300 | 0 | 24.39 | 24.39 | 7 | 0
2035 | MISO_W_2_MAPP_US | MISO_W | MAPP_US | Internal | Winter | B17 | 100 | 2300 | 0 | 52.59 | 45.59 | 7 | 0
2035 | MISO_W_2_MAPP_US | MISO_W | MAPP_US | Internal | Winter | B18 | 400 | 2300 | 0 | 97.45 | 89.58 | 7 | 0
2035 | MISO_W_2_MAPP_US | MISO_W | MAPP_US | Internal | Winter | B19 | 700 | 2300 | 0 | 96.58 | 89.58 | 7 | 0
2035 | MISO_W_2_MAPP_US | MISO_W | MAPP_US | Internal | Winter | B20 | 935 | 2300 | 0 | 67.05 | 60.05 | 7 | 0
2035 | MISO_W_2_MISO_MO-IL | MISO_W | MISO_MO-IL | Internal | Shoulder | B11 | 25 | 3922 | 0.62 | 116.66 | 116.65 | 0.01 | 0
2035 | MISO_W_2_MISO_MO-IL | MISO_W | MISO_MO-IL | Internal | Shoulder | B12 | 200 | 3922 | 1450.75 | 98.08 | 98.09 | 0.01 | 0
2035 | MISO_W_2_MISO_MO-IL | MISO_W | MISO_MO-IL | Internal | Shoulder | B13 | 600 | 3922 | 3921.96 | 98.03 | 98.07 | 0.01 | 0.03
2035 | MISO_W_2_MISO_MO-IL | MISO_W | MISO_MO-IL | Internal | Shoulder | B14 | 900 | 3922 | 3922 | 51.95 | 93.82 | 0.01 | 41.85
2035 | MISO_W_2_MISO_MO-IL | MISO_W | MISO_MO-IL | Internal | Shoulder | B15 | 1203 | 3922 | 3922 | 37.94 | 81.83 | 0.01 | 43.87
2035 | MISO_W_2_MISO_MO-IL | MISO_W | MISO_MO-IL | Internal | Summer | B1 | 10 | 3922 | 0 | 182.35 | 174.5 | 0.01 | 0
2035 | MISO_W_2_MISO_MO-IL | MISO_W | MISO_MO-IL | Internal | Summer | B2 | 25 | 3922 | 1.79 | 179.38 | 179.38 | 0.01 | 0
2035 | MISO_W_2_MISO_MO-IL | MISO_W | MISO_MO-IL | Internal | Summer | B3 | 75 | 3922 | 0.81 | 179.38 | 179.38 | 0.01 | 0
2035 | MISO_W_2_MISO_MO-IL | MISO_W | MISO_MO-IL | Internal | Summer | B4 | 100 | 3922 | 0.41 | 165.65 | 165.65 | 0.01 | 0
2035 | MISO_W_2_MISO_MO-IL | MISO_W | MISO_MO-IL | Internal | Summer | B5 | 200 | 3922 | 0 | 143.44 | 136.44 | 0.01 | 0
2035 | MISO_W_2_MISO_MO-IL | MISO_W | MISO_MO-IL | Internal | Summer | B6 | 300 | 3922 | 0.06 | 123.16 | 123.14 | 0.01 | 0
2035 | MISO_W_2_MISO_MO-IL | MISO_W | MISO_MO-IL | Internal | Summer | B7 | 400 | 3922 | 1194.65 | 114.86 | 114.87 | 0.01 | 0
2035 | MISO_W_2_MISO_MO-IL | MISO_W | MISO_MO-IL | Internal | Summer | B8 | 500 | 3922 | 952.15 | 109.27 | 109.29 | 0.01 | 0
2035 | MISO_W_2_MISO_MO-IL | MISO_W | MISO_MO-IL | Internal | Summer | B9 | 800 | 3922 | 147.08 | 97.71 | 97.72 | 0.01 | 0
2035 | MISO_W_2_MISO_MO-IL | MISO_W | MISO_MO-IL | Internal | Summer | B10 | 1262 | 3922 | 3922 | 84.53 | 92.55 | 0.01 | 8
2035 | MISO_W_2_MISO_MO-IL | MISO_W | MISO_MO-IL | Internal | Winter | B16 | 25 | 3922 | 3922 | 24.39 | 101.11 | 0.01 | 76.71
2035 | MISO_W_2_MISO_MO-IL | MISO_W | MISO_MO-IL | Internal | Winter | B17 | 100 | 3922 | 3922 | 52.59 | 101.11 | 0.01 | 48.51
2035 | MISO_W_2_MISO_MO-IL | MISO_W | MISO_MO-IL | Internal | Winter | B18 | 400 | 3922 | 3922 | 97.45 | 100.96 | 0.01 | 3.5
2035 | MISO_W_2_MISO_MO-IL | MISO_W | MISO_MO-IL | Internal | Winter | B19 | 700 | 3922 | 3334.83 | 96.58 | 96.6 | 0.01 | 0
2035 | MISO_W_2_MISO_MO-IL | MISO_W | MISO_MO-IL | Internal | Winter | B20 | 935 | 3922 | 3922 | 67.05 | 79.46 | 0.01 | 12.39
2035 | MISO_W_2_MISO_WUMS | MISO_W | MISO_WUMS | Internal | Shoulder | B11 | 25 | 1667 | 0 | 116.66 | 98.04 | 0.01 | 0
2035 | MISO_W_2_MISO_WUMS | MISO_W | MISO_WUMS | Internal | Shoulder | B12 | 200 | 1667 | 0.04 | 98.08 | 98.02 | 0.01 | 0
2035 | MISO_W_2_MISO_WUMS | MISO_W | MISO_WUMS | Internal | Shoulder | B13 | 600 | 1667 | 0.04 | 98.03 | 98.02 | 0.01 | 0
2035 | MISO_W_2_MISO_WUMS | MISO_W | MISO_WUMS | Internal | Shoulder | B14 | 900 | 1667 | 1667 | 51.95 | 98.02 | 0.01 | 46.05
2035 | MISO_W_2_MISO_WUMS | MISO_W | MISO_WUMS | Internal | Shoulder | B15 | 1203 | 1667 | 1667 | 37.94 | 96.02 | 0.01 | 58.07
2035 | MISO_W_2_MISO_WUMS | MISO_W | MISO_WUMS | Internal | Summer | B1 | 10 | 1667 | 0 | 182.35 | 109.26 | 0.01 | 0
2035 | MISO_W_2_MISO_WUMS | MISO_W | MISO_WUMS | Internal | Summer | B2 | 25 | 1667 | 0 | 179.38 | 111.75 | 0.01 | 0
2035 | MISO_W_2_MISO_WUMS | MISO_W | MISO_WUMS | Internal | Summer | B3 | 75 | 1667 | 0.23 | 179.38 | 179.36 | 0.01 | 0
2035 | MISO_W_2_MISO_WUMS | MISO_W | MISO_WUMS | Internal | Summer | B4 | 100 | 1667 | 0.16 | 165.65 | 165.64 | 0.01 | 0
2035 | MISO_W_2_MISO_WUMS | MISO_W | MISO_WUMS | Internal | Summer | B5 | 200 | 1667 | 0 | 143.44 | 136.43 | 0.01 | 0
2035 | MISO_W_2_MISO_WUMS | MISO_W | MISO_WUMS | Internal | Summer | B6 | 300 | 1667 | 0 | 123.16 | 111.75 | 0.01 | 0
2035 | MISO_W_2_MISO_WUMS | MISO_W | MISO_WUMS | Internal | Summer | B7 | 400 | 1667 | 0 | 114.86 | 111.75 | 0.01 | 0
2035 | MISO_W_2_MISO_WUMS | MISO_W | MISO_WUMS | Internal | Summer | B8 | 500 | 1667 | 0.04 | 109.27 | 109.26 | 0.01 | 0
2035 | MISO_W_2_MISO_WUMS | MISO_W | MISO_WUMS | Internal | Summer | B9 | 800 | 1667 | 0 | 97.71 | 96.92 | 0.01 | 0
2035 | MISO_W_2_MISO_WUMS | MISO_W | MISO_WUMS | Internal | Summer | B10 | 1262 | 1667 | 1667 | 84.53 | 96.45 | 0.01 | 11.9
2035 | MISO_W_2_MISO_WUMS | MISO_W | MISO_WUMS | Internal | Winter | B16 | 25 | 1667 | 1667 | 24.39 | 99.12 | 0.01 | 74.72
2035 | MISO_W_2_MISO_WUMS | MISO_W | MISO_WUMS | Internal | Winter | B17 | 100 | 1667 | 1667 | 52.59 | 100.98 | 0.01 | 48.38
2035 | MISO_W_2_MISO_WUMS | MISO_W | MISO_WUMS | Internal | Winter | B18 | 400 | 1667 | 1667 | 97.45 | 100.98 | 0.01 | 3.52
2035 | MISO_W_2_MISO_WUMS | MISO_W | MISO_WUMS | Internal | Winter | B19 | 700 | 1667 | 1667 | 96.58 | 100.98 | 0.01 | 4.38
2035 | MISO_W_2_MISO_WUMS | MISO_W | MISO_WUMS | Internal | Winter | B20 | 935 | 1667 | 1667 | 67.05 | 99.12 | 0.01 | 32.06
2035 | MISO_W_2_NE | MISO_W | NE | Internal | Shoulder | B11 | 25 | 5289 | 0 | 116.66 | 111.66 | 7 | 0
2035 | MISO_W_2_NE | MISO_W | NE | Internal | Shoulder | B12 | 200 | 5289 | 0 | 98.08 | 93.08 | 7 | 0
2035 | MISO_W_2_NE | MISO_W | NE | Internal | Shoulder | B13 | 600 | 5289 | 0 | 98.03 | 86.03 | 7 | 0
2035 | MISO_W_2_NE | MISO_W | NE | Internal | Shoulder | B14 | 900 | 5289 | 0 | 51.95 | 1.81 | 7 | 0
2035 | MISO_W_2_NE | MISO_W | NE | Internal | Shoulder | B15 | 1203 | 5289 | 0 | 37.94 | 1.81 | 7 | 0
2035 | MISO_W_2_NE | MISO_W | NE | Internal | Summer | B1 | 10 | 5289 | 0 | 182.35 | 177.35 | 7 | 0
2035 | MISO_W_2_NE | MISO_W | NE | Internal | Summer | B2 | 25 | 5289 | 0 | 179.38 | 167.38 | 7 | 0
2035 | MISO_W_2_NE | MISO_W | NE | Internal | Summer | B3 | 75 | 5289 | 0 | 179.38 | 174.38 | 7 | 0
2035 | MISO_W_2_NE | MISO_W | NE | Internal | Summer | B4 | 100 | 5289 | 0 | 165.65 | 160.65 | 7 | 0
2035 | MISO_W_2_NE | MISO_W | NE | Internal | Summer | B5 | 200 | 5289 | 0 | 143.44 | 138.44 | 7 | 0
2035 | MISO_W_2_NE | MISO_W | NE | Internal | Summer | B6 | 300 | 5289 | 0 | 123.16 | 118.16 | 7 | 0
2035 | MISO_W_2_NE | MISO_W | NE | Internal | Summer | B7 | 400 | 5289 | 0 | 114.86 | 109.86 | 7 | 0
2035 | MISO_W_2_NE | MISO_W | NE | Internal | Summer | B8 | 500 | 5289 | 0 | 109.27 | 104.27 | 7 | 0
2035 | MISO_W_2_NE | MISO_W | NE | Internal | Summer | B9 | 800 | 5289 | 0 | 97.71 | 92.71 | 7 | 0
2035 | MISO_W_2_NE | MISO_W | NE | Internal | Summer | B10 | 1262 | 5289 | 0 | 84.53 | 79.52 | 7 | 0
2035 | MISO_W_2_NE | MISO_W | NE | Internal | Winter | B16 | 25 | 5289 | 0 | 24.39 | 1.81 | 7 | 0
2035 | MISO_W_2_NE | MISO_W | NE | Internal | Winter | B17 | 100 | 5289 | 0 | 52.59 | 1.81 | 7 | 0
2035 | MISO_W_2_NE | MISO_W | NE | Internal | Winter | B18 | 400 | 5289 | 0 | 97.45 | 68.41 | 7 | 0
2035 | MISO_W_2_NE | MISO_W | NE | Internal | Winter | B19 | 700 | 5289 | 0 | 96.58 | 68.07 | 7 | 0
2035 | MISO_W_2_NE | MISO_W | NE | Internal | Winter | B20 | 935 | 5289 | 0 | 67.05 | 1.81 | 7 | 0
2035 | MISO_W_2_PJM_ROR | MISO_W | PJM_ROR | Internal | Shoulder | B11 | 25 | 13193 | 9526.34 | 116.66 | 118.66 | 2 | 0
2035 | MISO_W_2_PJM_ROR | MISO_W | PJM_ROR | Internal | Shoulder | B12 | 200 | 13193 | 13193 | 98.08 | 113.59 | 2 | 13.51
2035 | MISO_W_2_PJM_ROR | MISO_W | PJM_ROR | Internal | Shoulder | B13 | 600 | 13193 | 13193 | 98.03 | 110.82 | 2 | 10.79
2035 | MISO_W_2_PJM_ROR | MISO_W | PJM_ROR | Internal | Shoulder | B14 | 900 | 13193 | 13193 | 51.95 | 101.61 | 2 | 47.65
2035 | MISO_W_2_PJM_ROR | MISO_W | PJM_ROR | Internal | Shoulder | B15 | 1203 | 13193 | 13193 | 37.94 | 98.02 | 2 | 58.08
2035 | MISO_W_2_PJM_ROR | MISO_W | PJM_ROR | Internal | Summer | B1 | 10 | 13193 | 5330.55 | 182.35 | 184.35 | 2 | 0
2035 | MISO_W_2_PJM_ROR | MISO_W | PJM_ROR | Internal | Summer | B2 | 25 | 13193 | 11439.7 | 179.38 | 181.38 | 2 | 0
2035 | MISO_W_2_PJM_ROR | MISO_W | PJM_ROR | Internal | Summer | B3 | 75 | 13193 | 4311.79 | 179.38 | 181.38 | 2 | 0
2035 | MISO_W_2_PJM_ROR | MISO_W | PJM_ROR | Internal | Summer | B4 | 100 | 13193 | 5180.71 | 165.65 | 167.65 | 2 | 0
2035 | MISO_W_2_PJM_ROR | MISO_W | PJM_ROR | Internal | Summer | B5 | 200 | 13193 | 6733.53 | 143.44 | 145.44 | 2 | 0
2035 | MISO_W_2_PJM_ROR | MISO_W | PJM_ROR | Internal | Summer | B6 | 300 | 13193 | 7000.88 | 123.16 | 125.16 | 2 | 0
2035 | MISO_W_2_PJM_ROR | MISO_W | PJM_ROR | Internal | Summer | B7 | 400 | 13193 | 6527.58 | 114.86 | 116.86 | 2 | 0
2035 | MISO_W_2_PJM_ROR | MISO_W | PJM_ROR | Internal | Summer | B8 | 500 | 13193 | 11215.21 | 109.27 | 111.27 | 2 | 0
2035 | MISO_W_2_PJM_ROR | MISO_W | PJM_ROR | Internal | Summer | B9 | 800 | 13193 | 12660.96 | 97.71 | 99.71 | 2 | 0
2035 | MISO_W_2_PJM_ROR | MISO_W | PJM_ROR | Internal | Summer | B10 | 1262 | 13193 | 13193 | 84.53 | 96.39 | 2 | 9.85
2035 | MISO_W_2_PJM_ROR | MISO_W | PJM_ROR | Internal | Winter | B16 | 25 | 13193 | 13193 | 24.39 | 125.69 | 2 | 99.3
2035 | MISO_W_2_PJM_ROR | MISO_W | PJM_ROR | Internal | Winter | B17 | 100 | 13193 | 13193 | 52.59 | 118.12 | 2 | 63.53
2035 | MISO_W_2_PJM_ROR | MISO_W | PJM_ROR | Internal | Winter | B18 | 400 | 13193 | 13193 | 97.45 | 116.13 | 2 | 16.68
2035 | MISO_W_2_PJM_ROR | MISO_W | PJM_ROR | Internal | Winter | B19 | 700 | 13193 | 13193 | 96.58 | 105.26 | 2 | 6.67
2035 | MISO_W_2_PJM_ROR | MISO_W | PJM_ROR | Internal | Winter | B20 | 935 | 13193 | 13193 | 67.05 | 101.52 | 2 | 32.47
2035 | MISO_W_2_SPP_N | MISO_W | SPP_N | Internal | Shoulder | B11 | 25 | 3537 | 0 | 116.66 | 111.65 | 7 | 0
2035 | MISO_W_2_SPP_N | MISO_W | SPP_N | Internal | Shoulder | B12 | 200 | 3537 | 0 | 98.08 | 93.09 | 7 | 0
2035 | MISO_W_2_SPP_N | MISO_W | SPP_N | Internal | Shoulder | B13 | 600 | 3537 | 0 | 98.03 | 88.82 | 7 | 0
2035 | MISO_W_2_SPP_N | MISO_W | SPP_N | Internal | Shoulder | B14 | 900 | 3537 | 0 | 51.95 | 1.81 | 7 | 0
2035 | MISO_W_2_SPP_N | MISO_W | SPP_N | Internal | Shoulder | B15 | 1203 | 3537 | 0 | 37.94 | 1.81 | 7 | 0
2035 | MISO_W_2_SPP_N | MISO_W | SPP_N | Internal | Summer | B1 | 10 | 3537 | 0 | 182.35 | 1.82 | 7 | 0
2035 | MISO_W_2_SPP_N | MISO_W | SPP_N | Internal | Summer | B2 | 25 | 3537 | 0 | 179.38 | 166.38 | 7 | 0
2035 | MISO_W_2_SPP_N | MISO_W | SPP_N | Internal | Summer | B3 | 75 | 3537 | 0 | 179.38 | 174.38 | 7 | 0
2035 | MISO_W_2_SPP_N | MISO_W | SPP_N | Internal | Summer | B4 | 100 | 3537 | 0 | 165.65 | 160.64 | 7 | 0
2035 | MISO_W_2_SPP_N | MISO_W | SPP_N | Internal | Summer | B5 | 200 | 3537 | 0 | 143.44 | 123.44 | 7 | 0
2035 | MISO_W_2_SPP_N | MISO_W | SPP_N | Internal | Summer | B6 | 300 | 3537 | 0 | 123.16 | 117.35 | 7 | 0
2035 | MISO_W_2_SPP_N | MISO_W | SPP_N | Internal | Summer | B7 | 400 | 3537 | 0 | 114.86 | 109.87 | 7 | 0
2035 | MISO_W_2_SPP_N | MISO_W | SPP_N | Internal | Summer | B8 | 500 | 3537 | 0 | 109.27 | 104.29 | 7 | 0
2035 | MISO_W_2_SPP_N | MISO_W | SPP_N | Internal | Summer | B9 | 800 | 3537 | 0 | 97.71 | 94.11 | 7 | 0
2035 | MISO_W_2_SPP_N | MISO_W | SPP_N | Internal | Summer | B10 | 1262 | 3537 | 0 | 84.53 | 79.53 | 7 | 0
2035 | MISO_W_2_SPP_N | MISO_W | SPP_N | Internal | Winter | B16 | 25 | 3537 | 0 | 24.39 | 1.83 | 7 | 0
2035 | MISO_W_2_SPP_N | MISO_W | SPP_N | Internal | Winter | B17 | 100 | 3537 | 0 | 52.59 | 1.83 | 7 | 0
2035 | MISO_W_2_SPP_N | MISO_W | SPP_N | Internal | Winter | B18 | 400 | 3537 | 0 | 97.45 | 92.45 | 7 | 0
2035 | MISO_W_2_SPP_N | MISO_W | SPP_N | Internal | Winter | B19 | 700 | 3537 | 0 | 96.58 | 68.09 | 7 | 0
2035 | MISO_W_2_SPP_N | MISO_W | SPP_N | Internal | Winter | B20 | 935 | 3537 | 0 | 67.05 | 1.81 | 7 | 0
2035 | MISO_WUMS_2_MISO_MI | MISO_WUMS | MISO_MI | Internal | Shoulder | B11 | 25 | 787 | 787 | 98.04 | 113.52 | 0.01 | 15.47
2035 | MISO_WUMS_2_MISO_MI | MISO_WUMS | MISO_MI | Internal | Shoulder | B12 | 200 | 787 | 787 | 98.02 | 111.59 | 0.01 | 13.56
2035 | MISO_WUMS_2_MISO_MI | MISO_WUMS | MISO_MI | Internal | Shoulder | B13 | 600 | 787 | 787 | 98.02 | 108.82 | 0.01 | 10.79
2035 | MISO_WUMS_2_MISO_MI | MISO_WUMS | MISO_MI | Internal | Shoulder | B14 | 900 | 787 | 786.99 | 98.02 | 98.09 | 0.01 | 0.06
2035 | MISO_WUMS_2_MISO_MI | MISO_WUMS | MISO_MI | Internal | Shoulder | B15 | 1203 | 787 | 0.03 | 96.02 | 96.02 | 0.01 | 0
2035 | MISO_WUMS_2_MISO_MI | MISO_WUMS | MISO_MI | Internal | Summer | B1 | 10 | 787 | 787 | 109.26 | 182.35 | 0.01 | 73.08
2035 | MISO_WUMS_2_MISO_MI | MISO_WUMS | MISO_MI | Internal | Summer | B2 | 25 | 787 | 787 | 111.75 | 179.38 | 0.01 | 67.62
2035 | MISO_WUMS_2_MISO_MI | MISO_WUMS | MISO_MI | Internal | Summer | B3 | 75 | 787 | 528.49 | 179.36 | 179.38 | 0.01 | 0
2035 | MISO_WUMS_2_MISO_MI | MISO_WUMS | MISO_MI | Internal | Summer | B4 | 100 | 787 | 636.28 | 165.64 | 165.65 | 0.01 | 0
2035 | MISO_WUMS_2_MISO_MI | MISO_WUMS | MISO_MI | Internal | Summer | B5 | 200 | 787 | 450.03 | 136.43 | 136.44 | 0.01 | 0
2035 | MISO_WUMS_2_MISO_MI | MISO_WUMS | MISO_MI | Internal | Summer | B6 | 300 | 787 | 787 | 111.75 | 120.07 | 0.01 | 8.32
2035 | MISO_WUMS_2_MISO_MI | MISO_WUMS | MISO_MI | Internal | Summer | B7 | 400 | 787 | 787 | 111.75 | 112.31 | 0.01 | 0.56
2035 | MISO_WUMS_2_MISO_MI | MISO_WUMS | MISO_MI | Internal | Summer | B8 | 500 | 787 | 478.13 | 109.26 | 109.27 | 0.01 | 0
2035 | MISO_WUMS_2_MISO_MI | MISO_WUMS | MISO_MI | Internal | Summer | B9 | 800 | 787 | 482.72 | 96.92 | 96.93 | 0.01 | 0
2035 | MISO_WUMS_2_MISO_MI | MISO_WUMS | MISO_MI | Internal | Summer | B10 | 1262 | 787 | 787 | 96.45 | 96.64 | 0.01 | 0.18
2035 | MISO_WUMS_2_MISO_MI | MISO_WUMS | MISO_MI | Internal | Winter | B16 | 25 | 787 | 787 | 99.12 | 116.43 | 0.01 | 17.3
2035 | MISO_WUMS_2_MISO_MI | MISO_WUMS | MISO_MI | Internal | Winter | B17 | 100 | 787 | 787 | 100.98 | 116.12 | 0.01 | 15.13
2035 | MISO_WUMS_2_MISO_MI | MISO_WUMS | MISO_MI | Internal | Winter | B18 | 400 | 787 | 787 | 100.98 | 112.53 | 0.01 | 11.54
2035 | MISO_WUMS_2_MISO_MI | MISO_WUMS | MISO_MI | Internal | Winter | B19 | 700 | 787 | 216.65 | 100.98 | 100.99 | 0.01 | 0
2035 | MISO_WUMS_2_MISO_MI | MISO_WUMS | MISO_MI | Internal | Winter | B20 | 935 | 787 | 119.53 | 99.12 | 99.14 | 0.01 | 0
2035 | MISO_WUMS_2_MISO_W | MISO_WUMS | MISO_W | Internal | Shoulder | B11 | 25 | 1175 | 1175 | 98.04 | 116.66 | 0.01 | 18.6
2035 | MISO_WUMS_2_MISO_W | MISO_WUMS | MISO_W | Internal | Shoulder | B12 | 200 | 1175 | 1174.93 | 98.02 | 98.08 | 0.01 | 0.05
2035 | MISO_WUMS_2_MISO_W | MISO_WUMS | MISO_W | Internal | Shoulder | B13 | 600 | 1175 | 668.41 | 98.02 | 98.03 | 0.01 | 0
2035 | MISO_WUMS_2_MISO_W | MISO_WUMS | MISO_W | Internal | Shoulder | B14 | 900 | 1175 | 0 | 98.02 | 51.95 | 0.01 | 0
2035 | MISO_WUMS_2_MISO_W | MISO_WUMS | MISO_W | Internal | Shoulder | B15 | 1203 | 1175 | 0 | 96.02 | 37.94 | 0.01 | 0
2035 | MISO_WUMS_2_MISO_W | MISO_WUMS | MISO_W | Internal | Summer | B1 | 10 | 1175 | 1175 | 109.26 | 182.35 | 0.01 | 73.08
2035 | MISO_WUMS_2_MISO_W | MISO_WUMS | MISO_W | Internal | Summer | B2 | 25 | 1175 | 1175 | 111.75 | 179.38 | 0.01 | 67.62
2035 | MISO_WUMS_2_MISO_W | MISO_WUMS | MISO_W | Internal | Summer | B3 | 75 | 1175 | 857.94 | 179.36 | 179.38 | 0.01 | 0
2035 | MISO_WUMS_2_MISO_W | MISO_WUMS | MISO_W | Internal | Summer | B4 | 100 | 1175 | 1020.8 | 165.64 | 165.65 | 0.01 | 0
2035 | MISO_WUMS_2_MISO_W | MISO_WUMS | MISO_W | Internal | Summer | B5 | 200 | 1175 | 1175 | 136.43 | 143.44 | 0.01 | 7
2035 | MISO_WUMS_2_MISO_W | MISO_WUMS | MISO_W | Internal | Summer | B6 | 300 | 1175 | 1175 | 111.75 | 123.16 | 0.01 | 11.4
2035 | MISO_WUMS_2_MISO_W | MISO_WUMS | MISO_W | Internal | Summer | B7 | 400 | 1175 | 1175 | 111.75 | 114.86 | 0.01 | 3.1
2035 | MISO_WUMS_2_MISO_W | MISO_WUMS | MISO_W | Internal | Summer | B8 | 500 | 1175 | 683.89 | 109.26 | 109.27 | 0.01 | 0
2035 | MISO_WUMS_2_MISO_W | MISO_WUMS | MISO_W | Internal | Summer | B9 | 800 | 1175 | 1175 | 96.92 | 97.71 | 0.01 | 0.77
2035 | MISO_WUMS_2_MISO_W | MISO_WUMS | MISO_W | Internal | Summer | B10 | 1262 | 1175 | 0 | 96.45 | 84.53 | 0.01 | 0
2035 | MISO_WUMS_2_MISO_W | MISO_WUMS | MISO_W | Internal | Winter | B16 | 25 | 1175 | 0 | 99.12 | 24.39 | 0.01 | 0
2035 | MISO_WUMS_2_MISO_W | MISO_WUMS | MISO_W | Internal | Winter | B17 | 100 | 1175 | 0 | 100.98 | 52.59 | 0.01 | 0
2035 | MISO_WUMS_2_MISO_W | MISO_WUMS | MISO_W | Internal | Winter | B18 | 400 | 1175 | 0 | 100.98 | 97.45 | 0.01 | 0
2035 | MISO_WUMS_2_MISO_W | MISO_WUMS | MISO_W | Internal | Winter | B19 | 700 | 1175 | 0 | 100.98 | 96.58 | 0.01 | 0
2035 | MISO_WUMS_2_MISO_W | MISO_WUMS | MISO_W | Internal | Winter | B20 | 935 | 1175 | 0 | 99.12 | 67.05 | 0.01 | 0
2035 | MISO_WUMS_2_PJM_ROR | MISO_WUMS | PJM_ROR | Internal | Shoulder | B11 | 25 | 1600 | 1600 | 98.04 | 118.66 | 2 | 18.62
2035 | MISO_WUMS_2_PJM_ROR | MISO_WUMS | PJM_ROR | Internal | Shoulder | B12 | 200 | 1600 | 1600 | 98.02 | 113.59 | 2 | 13.58
2035 | MISO_WUMS_2_PJM_ROR | MISO_WUMS | PJM_ROR | Internal | Shoulder | B13 | 600 | 1600 | 1600 | 98.02 | 110.82 | 2 | 10.8
2035 | MISO_WUMS_2_PJM_ROR | MISO_WUMS | PJM_ROR | Internal | Shoulder | B14 | 900 | 1600 | 1600 | 98.02 | 101.61 | 2 | 1.59
2035 | MISO_WUMS_2_PJM_ROR | MISO_WUMS | PJM_ROR | Internal | Shoulder | B15 | 1203 | 1600 | 1205.91 | 96.02 | 98.02 | 2 | 0
2035 | MISO_WUMS_2_PJM_ROR | MISO_WUMS | PJM_ROR | Internal | Summer | B1 | 10 | 1600 | 1600 | 109.26 | 184.35 | 2 | 73.09
2035 | MISO_WUMS_2_PJM_ROR | MISO_WUMS | PJM_ROR | Internal | Summer | B2 | 25 | 1600 | 1600 | 111.75 | 181.38 | 2 | 67.63
2035 | MISO_WUMS_2_PJM_ROR | MISO_WUMS | PJM_ROR | Internal | Summer | B3 | 75 | 1600 | 1599.56 | 179.36 | 181.38 | 2 | 0.01
2035 | MISO_WUMS_2_PJM_ROR | MISO_WUMS | PJM_ROR | Internal | Summer | B4 | 100 | 1600 | 1599.69 | 165.64 | 167.65 | 2 | 0.01
2035 | MISO_WUMS_2_PJM_ROR | MISO_WUMS | PJM_ROR | Internal | Summer | B5 | 200 | 1600 | 1600 | 136.43 | 145.44 | 2 | 7.01
2035 | MISO_WUMS_2_PJM_ROR | MISO_WUMS | PJM_ROR | Internal | Summer | B6 | 300 | 1600 | 1600 | 111.75 | 125.16 | 2 | 11.41
2035 | MISO_WUMS_2_PJM_ROR | MISO_WUMS | PJM_ROR | Internal | Summer | B7 | 400 | 1600 | 1600 | 111.75 | 116.86 | 2 | 3.11
2035 | MISO_WUMS_2_PJM_ROR | MISO_WUMS | PJM_ROR | Internal | Summer | B8 | 500 | 1600 | 1599.92 | 109.26 | 111.27 | 2 | 0.01
2035 | MISO_WUMS_2_PJM_ROR | MISO_WUMS | PJM_ROR | Internal | Summer | B9 | 800 | 1600 | 1600 | 96.92 | 99.71 | 2 | 0.79
2035 | MISO_WUMS_2_PJM_ROR | MISO_WUMS | PJM_ROR | Internal | Summer | B10 | 1262 | 1600 | 0 | 96.45 | 96.39 | 2 | 0
2035 | MISO_WUMS_2_PJM_ROR | MISO_WUMS | PJM_ROR | Internal | Winter | B16 | 25 | 1600 | 1600 | 99.12 | 125.69 | 2 | 24.56
2035 | MISO_WUMS_2_PJM_ROR | MISO_WUMS | PJM_ROR | Internal | Winter | B17 | 100 | 1600 | 1600 | 100.98 | 118.12 | 2 | 15.15
2035 | MISO_WUMS_2_PJM_ROR | MISO_WUMS | PJM_ROR | Internal | Winter | B18 | 400 | 1600 | 1600 | 100.98 | 116.13 | 2 | 13.16
2035 | MISO_WUMS_2_PJM_ROR | MISO_WUMS | PJM_ROR | Internal | Winter | B19 | 700 | 1600 | 1600 | 100.98 | 105.26 | 2 | 2.28
2035 | MISO_WUMS_2_PJM_ROR | MISO_WUMS | PJM_ROR | Internal | Winter | B20 | 935 | 1600 | 1600 | 99.12 | 101.52 | 2 | 0.4
2035 | NE_2_MAPP_US | NE | MAPP_US | Internal | Shoulder | B11 | 25 | 1600 | 0 | 111.66 | 109.66 | 5 | 0
2035 | NE_2_MAPP_US | NE | MAPP_US | Internal | Shoulder | B12 | 200 | 1600 | 0 | 93.08 | 91.08 | 5 | 0
2035 | NE_2_MAPP_US | NE | MAPP_US | Internal | Shoulder | B13 | 600 | 1600 | 210.15 | 86.03 | 91.03 | 5 | 0
2035 | NE_2_MAPP_US | NE | MAPP_US | Internal | Shoulder | B14 | 900 | 1600 | 1600 | 1.81 | 44.95 | 5 | 38.14
2035 | NE_2_MAPP_US | NE | MAPP_US | Internal | Shoulder | B15 | 1203 | 1600 | 1600 | 1.81 | 30.94 | 5 | 24.13
2035 | NE_2_MAPP_US | NE | MAPP_US | Internal | Summer | B1 | 10 | 1600 | 0 | 177.35 | 175.35 | 5 | 0
2035 | NE_2_MAPP_US | NE | MAPP_US | Internal | Summer | B2 | 25 | 1600 | 149.3 | 167.38 | 172.38 | 5 | 0
2035 | NE_2_MAPP_US | NE | MAPP_US | Internal | Summer | B3 | 75 | 1600 | 0 | 174.38 | 172.38 | 5 | 0
2035 | NE_2_MAPP_US | NE | MAPP_US | Internal | Summer | B4 | 100 | 1600 | 0 | 160.65 | 158.65 | 5 | 0
2035 | NE_2_MAPP_US | NE | MAPP_US | Internal | Summer | B5 | 200 | 1600 | 0 | 138.44 | 136.44 | 5 | 0
2035 | NE_2_MAPP_US | NE | MAPP_US | Internal | Summer | B6 | 300 | 1600 | 0 | 118.16 | 116.16 | 5 | 0
2035 | NE_2_MAPP_US | NE | MAPP_US | Internal | Summer | B7 | 400 | 1600 | 0 | 109.86 | 107.86 | 5 | 0
2035 | NE_2_MAPP_US | NE | MAPP_US | Internal | Summer | B8 | 500 | 1600 | 0 | 104.27 | 102.27 | 5 | 0
2035 | NE_2_MAPP_US | NE | MAPP_US | Internal | Summer | B9 | 800 | 1600 | 0 | 92.71 | 90.71 | 5 | 0
2035 | NE_2_MAPP_US | NE | MAPP_US | Internal | Summer | B10 | 1262 | 1600 | 0 | 79.52 | 77.53 | 5 | 0
2035 | NE_2_MAPP_US | NE | MAPP_US | Internal | Winter | B16 | 25 | 1600 | 1600 | 1.81 | 24.39 | 5 | 17.58
2035 | NE_2_MAPP_US | NE | MAPP_US | Internal | Winter | B17 | 100 | 1600 | 1600 | 1.81 | 45.59 | 5 | 38.77
2035 | NE_2_MAPP_US | NE | MAPP_US | Internal | Winter | B18 | 400 | 1600 | 1600 | 68.41 | 89.58 | 5 | 16.18
2035 | NE_2_MAPP_US | NE | MAPP_US | Internal | Winter | B19 | 700 | 1600 | 1600 | 68.07 | 89.58 | 5 | 16.51
2035 | NE_2_MAPP_US | NE | MAPP_US | Internal | Winter | B20 | 935 | 1600 | 1600 | 1.81 | 60.05 | 5 | 53.24
2035 | NE_2_MISO_W | NE | MISO_W | Internal | Shoulder | B11 | 25 | 4089 | 3018.94 | 111.66 | 116.66 | 5 | 0
2035 | NE_2_MISO_W | NE | MISO_W | Internal | Shoulder | B12 | 200 | 4089 | 3725.77 | 93.08 | 98.08 | 5 | 0
2035 | NE_2_MISO_W | NE | MISO_W | Internal | Shoulder | B13 | 600 | 4089 | 4089 | 86.03 | 98.03 | 5 | 7
2035 | NE_2_MISO_W | NE | MISO_W | Internal | Shoulder | B14 | 900 | 4089 | 4089 | 1.81 | 51.95 | 5 | 45.14
2035 | NE_2_MISO_W | NE | MISO_W | Internal | Shoulder | B15 | 1203 | 4089 | 4089 | 1.81 | 37.94 | 5 | 31.13
2035 | NE_2_MISO_W | NE | MISO_W | Internal | Summer | B1 | 10 | 4089 | 1630.15 | 177.35 | 182.35 | 5 | 0
2035 | NE_2_MISO_W | NE | MISO_W | Internal | Summer | B2 | 25 | 4089 | 4089 | 167.38 | 179.38 | 5 | 7
2035 | NE_2_MISO_W | NE | MISO_W | Internal | Summer | B3 | 75 | 4089 | 2382.71 | 174.38 | 179.38 | 5 | 0
2035 | NE_2_MISO_W | NE | MISO_W | Internal | Summer | B4 | 100 | 4089 | 1642.02 | 160.65 | 165.65 | 5 | 0
2035 | NE_2_MISO_W | NE | MISO_W | Internal | Summer | B5 | 200 | 4089 | 2255.69 | 138.44 | 143.44 | 5 | 0
2035 | NE_2_MISO_W | NE | MISO_W | Internal | Summer | B6 | 300 | 4089 | 1988.91 | 118.16 | 123.16 | 5 | 0
2035 | NE_2_MISO_W | NE | MISO_W | Internal | Summer | B7 | 400 | 4089 | 759.8 | 109.86 | 114.86 | 5 | 0
2035 | NE_2_MISO_W | NE | MISO_W | Internal | Summer | B8 | 500 | 4089 | 2122.63 | 104.27 | 109.27 | 5 | 0
2035 | NE_2_MISO_W | NE | MISO_W | Internal | Summer | B9 | 800 | 4089 | 1896.13 | 92.71 | 97.71 | 5 | 0
2035 | NE_2_MISO_W | NE | MISO_W | Internal | Summer | B10 | 1262 | 4089 | 4088.97 | 79.52 | 84.53 | 5 | 0.01
2035 | NE_2_MISO_W | NE | MISO_W | Internal | Winter | B16 | 25 | 4089 | 4089 | 1.81 | 24.39 | 5 | 17.58
2035 | NE_2_MISO_W | NE | MISO_W | Internal | Winter | B17 | 100 | 4089 | 4089 | 1.81 | 52.59 | 5 | 45.77
2035 | NE_2_MISO_W | NE | MISO_W | Internal | Winter | B18 | 400 | 4089 | 4089 | 68.41 | 97.45 | 5 | 24.04
2035 | NE_2_MISO_W | NE | MISO_W | Internal | Winter | B19 | 700 | 4089 | 4089 | 68.07 | 96.58 | 5 | 23.51
2035 | NE_2_MISO_W | NE | MISO_W | Internal | Winter | B20 | 935 | 4089 | 4089 | 1.81 | 67.05 | 5 | 60.24
2035 | NE_2_SPP_N | NE | SPP_N | Internal | Shoulder | B11 | 25 | 1960 | 0.64 | 111.66 | 111.65 | 0.01 | 0
2035 | NE_2_SPP_N | NE | SPP_N | Internal | Shoulder | B12 | 200 | 1960 | 1428.61 | 93.08 | 93.09 | 0.01 | 0
2035 | NE_2_SPP_N | NE | SPP_N | Internal | Shoulder | B13 | 600 | 1960 | 1960 | 86.03 | 88.82 | 0.01 | 2.78
2035 | NE_2_SPP_N | NE | SPP_N | Internal | Shoulder | B14 | 900 | 1960 | 0.04 | 1.81 | 1.81 | 0.01 | 0
2035 | NE_2_SPP_N | NE | SPP_N | Internal | Shoulder | B15 | 1203 | 1960 | 0.03 | 1.81 | 1.81 | 0.01 | 0
2035 | NE_2_SPP_N | NE | SPP_N | Internal | Summer | B1 | 10 | 1960 | 0 | 177.35 | 1.82 | 0.01 | 0
2035 | NE_2_SPP_N | NE | SPP_N | Internal | Summer | B2 | 25 | 1960 | 0.02 | 167.38 | 166.38 | 0.01 | 0
2035 | NE_2_SPP_N | NE | SPP_N | Internal | Summer | B3 | 75 | 1960 | 0.46 | 174.38 | 174.38 | 0.01 | 0
2035 | NE_2_SPP_N | NE | SPP_N | Internal | Summer | B4 | 100 | 1960 | 0.17 | 160.65 | 160.64 | 0.01 | 0
2035 | NE_2_SPP_N | NE | SPP_N | Internal | Summer | B5 | 200 | 1960 | 0 | 138.44 | 123.44 | 0.01 | 0
2035 | NE_2_SPP_N | NE | SPP_N | Internal | Summer | B6 | 300 | 1960 | 0 | 118.16 | 117.35 | 0.01 | 0
2035 | NE_2_SPP_N | NE | SPP_N | Internal | Summer | B7 | 400 | 1960 | 1773.38 | 109.86 | 109.87 | 0.01 | 0
2035 | NE_2_SPP_N | NE | SPP_N | Internal | Summer | B8 | 500 | 1960 | 1730.33 | 104.27 | 104.29 | 0.01 | 0
2035 | NE_2_SPP_N | NE | SPP_N | Internal | Summer | B9 | 800 | 1960 | 1960 | 92.71 | 94.11 | 0.01 | 1.39
2035 | NE_2_SPP_N | NE | SPP_N | Internal | Summer | B10 | 1262 | 1960 | 1378.43 | 79.52 | 79.53 | 0.01 | 0
2035 | NE_2_SPP_N | NE | SPP_N | Internal | Winter | B16 | 25 | 1960 | 1274.71 | 1.81 | 1.83 | 0.01 | 0
2035 | NE_2_SPP_N | NE | SPP_N | Internal | Winter | B17 | 100 | 1960 | 1068.66 | 1.81 | 1.83 | 0.01 | 0
2035 | NE_2_SPP_N | NE | SPP_N | Internal | Winter | B18 | 400 | 1960 | 1960 | 68.41 | 92.45 | 0.01 | 24.03
2035 | NE_2_SPP_N | NE | SPP_N | Internal | Winter | B19 | 700 | 1960 | 1089.15 | 68.07 | 68.09 | 0.01 | 0
2035 | NE_2_SPP_N | NE | SPP_N | Internal | Winter | B20 | 935 | 1960 | 0.04 | 1.81 | 1.81 | 0.01 | 0
2035 | NEISO_2_NYISO_A-F | NEISO | NYISO_A-F | Internal | Shoulder | B11 | 25 | 600 | 346.69 | 79.07 | 82.07 | 3 | 0
2035 | NEISO_2_NYISO_A-F | NEISO | NYISO_A-F | Internal | Shoulder | B12 | 200 | 600 | 456.28 | 79.07 | 82.07 | 3 | 0
2035 | NEISO_2_NYISO_A-F | NEISO | NYISO_A-F | Internal | Shoulder | B13 | 600 | 600 | 524.31 | 79.07 | 82.07 | 3 | 0
2035 | NEISO_2_NYISO_A-F | NEISO | NYISO_A-F | Internal | Shoulder | B14 | 900 | 600 | 550.57 | 79.07 | 82.07 | 3 | 0
2035 | NEISO_2_NYISO_A-F | NEISO | NYISO_A-F | Internal | Shoulder | B15 | 1203 | 600 | 561.74 | 79.07 | 82.07 | 3 | 0
2035 | NEISO_2_NYISO_A-F | NEISO | NYISO_A-F | Internal | Summer | B1 | 10 | 600 | 0 | 121.86 | 93.66 | 3 | 0
2035 | NEISO_2_NYISO_A-F | NEISO | NYISO_A-F | Internal | Summer | B2 | 25 | 600 | 0 | 153.26 | 117.04 | 3 | 0
2035 | NEISO_2_NYISO_A-F | NEISO | NYISO_A-F | Internal | Summer | B3 | 75 | 600 | 0 | 112.87 | 109.87 | 3 | 0
2035 | NEISO_2_NYISO_A-F | NEISO | NYISO_A-F | Internal | Summer | B4 | 100 | 600 | 600 | 103.71 | 109.86 | 3 | 3.15
2035 | NEISO_2_NYISO_A-F | NEISO | NYISO_A-F | Internal | Summer | B5 | 200 | 600 | 400.75 | 103.71 | 106.71 | 3 | 0
2035 | NEISO_2_NYISO_A-F | NEISO | NYISO_A-F | Internal | Summer | B6 | 300 | 600 | 133.17 | 103.71 | 106.71 | 3 | 0
2035 | NEISO_2_NYISO_A-F | NEISO | NYISO_A-F | Internal | Summer | B7 | 400 | 600 | 268.6 | 103.71 | 106.71 | 3 | 0
2035 | NEISO_2_NYISO_A-F | NEISO | NYISO_A-F | Internal | Summer | B8 | 500 | 600 | 0 | 97.32 | 94.32 | 3 | 0
2035 | NEISO_2_NYISO_A-F | NEISO | NYISO_A-F | Internal | Summer | B9 | 800 | 600 | 0.03 | 89.61 | 92.59 | 3 | 0
2035 | NEISO_2_NYISO_A-F | NEISO | NYISO_A-F | Internal | Summer | B10 | 1262 | 600 | 0.02 | 89.61 | 92.59 | 3 | 0
2035 | NEISO_2_NYISO_A-F | NEISO | NYISO_A-F | Internal | Winter | B16 | 25 | 600 | 283.6 | 79.07 | 82.07 | 3 | 0
2035 | NEISO_2_NYISO_A-F | NEISO | NYISO_A-F | Internal | Winter | B17 | 100 | 600 | 257.37 | 79.07 | 82.07 | 3 | 0
2035 | NEISO_2_NYISO_A-F | NEISO | NYISO_A-F | Internal | Winter | B18 | 400 | 600 | 328.15 | 79.07 | 82.07 | 3 | 0
2035 | NEISO_2_NYISO_A-F | NEISO | NYISO_A-F | Internal | Winter | B19 | 700 | 600 | 381.25 | 79.07 | 82.07 | 3 | 0
2035 | NEISO_2_NYISO_A-F | NEISO | NYISO_A-F | Internal | Winter | B20 | 935 | 600 | 427.34 | 79.07 | 82.07 | 3 | 0
2035 | NEISO_2_NYISO_G-I | NEISO | NYISO_G-I | Internal | Shoulder | B11 | 25 | 600 | 600 | 79.07 | 110.68 | 3 | 28.62
2035 | NEISO_2_NYISO_G-I | NEISO | NYISO_G-I | Internal | Shoulder | B12 | 200 | 600 | 600 | 79.07 | 108.1 | 3 | 26.03
2035 | NEISO_2_NYISO_G-I | NEISO | NYISO_G-I | Internal | Shoulder | B13 | 600 | 600 | 600 | 79.07 | 108.1 | 3 | 26.03
2035 | NEISO_2_NYISO_G-I | NEISO | NYISO_G-I | Internal | Shoulder | B14 | 900 | 600 | 600 | 79.07 | 108.1 | 3 | 26.03
2035 | NEISO_2_NYISO_G-I | NEISO | NYISO_G-I | Internal | Shoulder | B15 | 1203 | 600 | 600 | 79.07 | 90.04 | 3 | 7.98
2035 | NEISO_2_NYISO_G-I | NEISO | NYISO_G-I | Internal | Summer | B1 | 10 | 600 | 600 | 121.86 | 176.37 | 3 | 51.51
2035 | NEISO_2_NYISO_G-I | NEISO | NYISO_G-I | Internal | Summer | B2 | 25 | 600 | 600 | 153.26 | 173.4 | 3 | 17.14
2035 | NEISO_2_NYISO_G-I | NEISO | NYISO_G-I | Internal | Summer | B3 | 75 | 600 | 600 | 112.87 | 149.21 | 3 | 33.35
2035 | NEISO_2_NYISO_G-I | NEISO | NYISO_G-I | Internal | Summer | B4 | 100 | 600 | 600 | 103.71 | 149.21 | 3 | 42.5
2035 | NEISO_2_NYISO_G-I | NEISO | NYISO_G-I | Internal | Summer | B5 | 200 | 600 | 600 | 103.71 | 137.46 | 3 | 30.75
2035 | NEISO_2_NYISO_G-I | NEISO | NYISO_G-I | Internal | Summer | B6 | 300 | 600 | 600 | 103.71 | 117.18 | 3 | 10.47
2035 | NEISO_2_NYISO_G-I | NEISO | NYISO_G-I | Internal | Summer | B7 | 400 | 600 | 600 | 103.71 | 108.86 | 3 | 2.15
2035 | NEISO_2_NYISO_G-I | NEISO | NYISO_G-I | Internal | Summer | B8 | 500 | 600 | 600 | 97.32 | 104.33 | 3 | 4.01
2035 | NEISO_2_NYISO_G-I | NEISO | NYISO_G-I | Internal | Summer | B9 | 800 | 600 | 600 | 89.61 | 104.33 | 3 | 11.71
2035 | NEISO_2_NYISO_G-I | NEISO | NYISO_G-I | Internal | Summer | B10 | 1262 | 600 | 0.03 | 89.61 | 92.6 | 3 | 0
2035 | NEISO_2_NYISO_G-I | NEISO | NYISO_G-I | Internal | Winter | B16 | 25 | 600 | 600 | 79.07 | 118.15 | 3 | 36.08
2035 | NEISO_2_NYISO_G-I | NEISO | NYISO_G-I | Internal | Winter | B17 | 100 | 600 | 600 | 79.07 | 118.15 | 3 | 36.08
2035 | NEISO_2_NYISO_G-I | NEISO | NYISO_G-I | Internal | Winter | B18 | 400 | 600 | 600 | 79.07 | 118.15 | 3 | 36.08
2035 | NEISO_2_NYISO_G-I | NEISO | NYISO_G-I | Internal | Winter | B19 | 700 | 600 | 600 | 79.07 | 118.15 | 3 | 36.08
2035 | NEISO_2_NYISO_G-I | NEISO | NYISO_G-I | Internal | Winter | B20 | 935 | 600 | 600 | 79.07 | 93.54 | 3 | 11.48
2035 | NEISO_2_NYISO_J-K | NEISO | NYISO_J-K | Internal | Shoulder | B11 | 25 | 745 | 745 | 79.07 | 110.69 | 3 | 28.63
2035 | NEISO_2_NYISO_J-K | NEISO | NYISO_J-K | Internal | Shoulder | B12 | 200 | 745 | 745 | 79.07 | 108.11 | 3 | 26.04
2035 | NEISO_2_NYISO_J-K | NEISO | NYISO_J-K | Internal | Shoulder | B13 | 600 | 745 | 745 | 79.07 | 108.11 | 3 | 26.04
2035 | NEISO_2_NYISO_J-K | NEISO | NYISO_J-K | Internal | Shoulder | B14 | 900 | 745 | 745 | 79.07 | 108.11 | 3 | 26.04
2035 | NEISO_2_NYISO_J-K | NEISO | NYISO_J-K | Internal | Shoulder | B15 | 1203 | 745 | 745 | 79.07 | 90.06 | 3 | 7.99
2035 | NEISO_2_NYISO_J-K | NEISO | NYISO_J-K | Internal | Summer | B1 | 10 | 745 | 745 | 121.86 | 176.38 | 3 | 51.52
2035 | NEISO_2_NYISO_J-K | NEISO | NYISO_J-K | Internal | Summer | B2 | 25 | 745 | 745 | 153.26 | 173.41 | 3 | 17.15
2035 | NEISO_2_NYISO_J-K | NEISO | NYISO_J-K | Internal | Summer | B3 | 75 | 745 | 745 | 112.87 | 149.23 | 3 | 33.36
2035 | NEISO_2_NYISO_J-K | NEISO | NYISO_J-K | Internal | Summer | B4 | 100 | 745 | 745 | 103.71 | 149.23 | 3 | 42.52
2035 | NEISO_2_NYISO_J-K | NEISO | NYISO_J-K | Internal | Summer | B5 | 200 | 745 | 745 | 103.71 | 148.98 | 3 | 42.27
2035 | NEISO_2_NYISO_J-K | NEISO | NYISO_J-K | Internal | Summer | B6 | 300 | 745 | 745 | 103.71 | 117.19 | 3 | 10.48
2035 | NEISO_2_NYISO_J-K | NEISO | NYISO_J-K | Internal | Summer | B7 | 400 | 745 | 745 | 103.71 | 108.87 | 3 | 2.16
2035 | NEISO_2_NYISO_J-K | NEISO | NYISO_J-K | Internal | Summer | B8 | 500 | 745 | 745 | 97.32 | 104.34 | 3 | 4.02
2035 | NEISO_2_NYISO_J-K | NEISO | NYISO_J-K | Internal | Summer | B9 | 800 | 745 | 745 | 89.61 | 104.34 | 3 | 11.72
2035 | NEISO_2_NYISO_J-K | NEISO | NYISO_J-K | Internal | Summer | B10 | 1262 | 745 | 703.03 | 89.61 | 92.61 | 3 | 0
2035 | NEISO_2_NYISO_J-K | NEISO | NYISO_J-K | Internal | Winter | B16 | 25 | 745 | 745 | 79.07 | 121.21 | 3 | 39.14
2035 | NEISO_2_NYISO_J-K | NEISO | NYISO_J-K | Internal | Winter | B17 | 100 | 745 | 745 | 79.07 | 121.21 | 3 | 39.14
2035 | NEISO_2_NYISO_J-K | NEISO | NYISO_J-K | Internal | Winter | B18 | 400 | 745 | 745 | 79.07 | 121.21 | 3 | 39.14
2035 | NEISO_2_NYISO_J-K | NEISO | NYISO_J-K | Internal | Winter | B19 | 700 | 745 | 745 | 79.07 | 121.21 | 3 | 39.14
2035 | NEISO_2_NYISO_J-K | NEISO | NYISO_J-K | Internal | Winter | B20 | 935 | 745 | 745 | 79.07 | 93.56 | 3 | 11.49
2035 | NonRTO_Midwest_2_MISO_IN | NonRTO_Midwest | MISO_IN | Internal | Shoulder | B11 | 25 | 4450 | 0 | 106.08 | 98.08 | 8 | 0
2035 | NonRTO_Midwest_2_MISO_IN | NonRTO_Midwest | MISO_IN | Internal | Shoulder | B12 | 200 | 4450 | 0 | 106.08 | 98.08 | 8 | 0
2035 | NonRTO_Midwest_2_MISO_IN | NonRTO_Midwest | MISO_IN | Internal | Shoulder | B13 | 600 | 4450 | 0 | 105.44 | 98.08 | 8 | 0
2035 | NonRTO_Midwest_2_MISO_IN | NonRTO_Midwest | MISO_IN | Internal | Shoulder | B14 | 900 | 4450 | 0 | 105.44 | 98.08 | 8 | 0
2035 | NonRTO_Midwest_2_MISO_IN | NonRTO_Midwest | MISO_IN | Internal | Shoulder | B15 | 1203 | 4450 | 0 | 101.77 | 93.77 | 8 | 0
2035 | NonRTO_Midwest_2_MISO_IN | NonRTO_Midwest | MISO_IN | Internal | Summer | B1 | 10 | 4450 | 0 | 174.5 | 128.07 | 8 | 0
2035 | NonRTO_Midwest_2_MISO_IN | NonRTO_Midwest | MISO_IN | Internal | Summer | B2 | 25 | 4450 | 0 | 187.36 | 179.36 | 8 | 0
2035 | NonRTO_Midwest_2_MISO_IN | NonRTO_Midwest | MISO_IN | Internal | Summer | B3 | 75 | 4450 | 0 | 187.36 | 179.36 | 8 | 0
2035 | NonRTO_Midwest_2_MISO_IN | NonRTO_Midwest | MISO_IN | Internal | Summer | B4 | 100 | 4450 | 0 | 173.64 | 165.64 | 8 | 0
2035 | NonRTO_Midwest_2_MISO_IN | NonRTO_Midwest | MISO_IN | Internal | Summer | B5 | 200 | 4450 | 0 | 144.43 | 136.43 | 8 | 0
2035 | NonRTO_Midwest_2_MISO_IN | NonRTO_Midwest | MISO_IN | Internal | Summer | B6 | 300 | 4450 | 0 | 128.06 | 120.06 | 8 | 0
2035 | NonRTO_Midwest_2_MISO_IN | NonRTO_Midwest | MISO_IN | Internal | Summer | B7 | 400 | 4450 | 0 | 119.96 | 111.96 | 8 | 0
2035 | NonRTO_Midwest_2_MISO_IN | NonRTO_Midwest | MISO_IN | Internal | Summer | B8 | 500 | 4450 | 0 | 104.94 | 97.56 | 8 | 0
2035 | NonRTO_Midwest_2_MISO_IN | NonRTO_Midwest | MISO_IN | Internal | Summer | B9 | 800 | 4450 | 0 | 104.63 | 96.63 | 8 | 0
2035 | NonRTO_Midwest_2_MISO_IN | NonRTO_Midwest | MISO_IN | Internal | Summer | B10 | 1262 | 4450 | 0 | 100.26 | 96.63 | 8 | 0
2035 | NonRTO_Midwest_2_MISO_IN | NonRTO_Midwest | MISO_IN | Internal | Winter | B16 | 25 | 4450 | 0 | 109.1 | 101.1 | 8 | 0
2035 | NonRTO_Midwest_2_MISO_IN | NonRTO_Midwest | MISO_IN | Internal | Winter | B17 | 100 | 4450 | 0 | 109.1 | 101.1 | 8 | 0
2035 | NonRTO_Midwest_2_MISO_IN | NonRTO_Midwest | MISO_IN | Internal | Winter | B18 | 400 | 4450 | 0 | 108.98 | 100.98 | 8 | 0
2035 | NonRTO_Midwest_2_MISO_IN | NonRTO_Midwest | MISO_IN | Internal | Winter | B19 | 700 | 4450 | 0 | 108.98 | 100.98 | 8 | 0
2035 | NonRTO_Midwest_2_MISO_IN | NonRTO_Midwest | MISO_IN | Internal | Winter | B20 | 935 | 4450 | 0 | 105.09 | 97.09 | 8 | 0
2035 | NonRTO_Midwest_2_TVA_Transmission | NonRTO_Midwest | TVA_Transmission | Internal | Shoulder | B11 | 25 | 2400 | 2400 | 106.08 | 118.06 | 8 | 3.98
2035 | NonRTO_Midwest_2_TVA_Transmission | NonRTO_Midwest | TVA_Transmission | Internal | Shoulder | B12 | 200 | 2400 | 0 | 106.08 | 106.09 | 8 | 0
2035 | NonRTO_Midwest_2_TVA_Transmission | NonRTO_Midwest | TVA_Transmission | Internal | Shoulder | B13 | 600 | 2400 | 0 | 105.44 | 101.82 | 8 | 0
2035 | NonRTO_Midwest_2_TVA_Transmission | NonRTO_Midwest | TVA_Transmission | Internal | Shoulder | B14 | 900 | 2400 | 0 | 105.44 | 101.82 | 8 | 0
2035 | NonRTO_Midwest_2_TVA_Transmission | NonRTO_Midwest | TVA_Transmission | Internal | Shoulder | B15 | 1203 | 2400 | 0 | 101.77 | 101.82 | 8 | 0
2035 | NonRTO_Midwest_2_TVA_Transmission | NonRTO_Midwest | TVA_Transmission | Internal | Summer | B1 | 10 | 2400 | 1982.97 | 174.5 | 182.5 | 8 | 0
2035 | NonRTO_Midwest_2_TVA_Transmission | NonRTO_Midwest | TVA_Transmission | Internal | Summer | B2 | 25 | 2400 | 0 | 187.36 | 187.38 | 8 | 0
2035 | NonRTO_Midwest_2_TVA_Transmission | NonRTO_Midwest | TVA_Transmission | Internal | Summer | B3 | 75 | 2400 | 0 | 187.36 | 187.38 | 8 | 0
2035 | NonRTO_Midwest_2_TVA_Transmission | NonRTO_Midwest | TVA_Transmission | Internal | Summer | B4 | 100 | 2400 | 0 | 173.64 | 173.64 | 8 | 0
2035 | NonRTO_Midwest_2_TVA_Transmission | NonRTO_Midwest | TVA_Transmission | Internal | Summer | B5 | 200 | 2400 | 0 | 144.43 | 136.44 | 8 | 0
2035 | NonRTO_Midwest_2_TVA_Transmission | NonRTO_Midwest | TVA_Transmission | Internal | Summer | B6 | 300 | 2400 | 0 | 128.06 | 123.44 | 8 | 0
2035 | NonRTO_Midwest_2_TVA_Transmission | NonRTO_Midwest | TVA_Transmission | Internal | Summer | B7 | 400 | 2400 | 0 | 119.96 | 116.92 | 8 | 0
2035 | NonRTO_Midwest_2_TVA_Transmission | NonRTO_Midwest | TVA_Transmission | Internal | Summer | B8 | 500 | 2400 | 140.04 | 104.94 | 112.94 | 8 | 0
2035 | NonRTO_Midwest_2_TVA_Transmission | NonRTO_Midwest | TVA_Transmission | Internal | Summer | B9 | 800 | 2400 | 0 | 104.63 | 105.71 | 8 | 0
2035 | NonRTO_Midwest_2_TVA_Transmission | NonRTO_Midwest | TVA_Transmission | Internal | Summer | B10 | 1262 | 2400 | 0 | 100.26 | 100.55 | 8 | 0
2035 | NonRTO_Midwest_2_TVA_Transmission | NonRTO_Midwest | TVA_Transmission | Internal | Winter | B16 | 25 | 2400 | 0.05 | 109.1 | 116.69 | 8 | 0
2035 | NonRTO_Midwest_2_TVA_Transmission | NonRTO_Midwest | TVA_Transmission | Internal | Winter | B17 | 100 | 2400 | 0 | 109.1 | 109.11 | 8 | 0
2035 | NonRTO_Midwest_2_TVA_Transmission | NonRTO_Midwest | TVA_Transmission | Internal | Winter | B18 | 400 | 2400 | 0 | 108.98 | 105.45 | 8 | 0
2035 | NonRTO_Midwest_2_TVA_Transmission | NonRTO_Midwest | TVA_Transmission | Internal | Winter | B19 | 700 | 2400 | 0 | 108.98 | 104.6 | 8 | 0
2035 | NonRTO_Midwest_2_TVA_Transmission | NonRTO_Midwest | TVA_Transmission | Internal | Winter | B20 | 935 | 2400 | 0 | 105.09 | 104.6 | 8 | 0
2035 | NYISO_A-F_2_IESO | NYISO_A-F | IESO | Internal | Shoulder | B11 | 25 | 1600 | 0 | 82.07 | 75.07 | 7 | 0
2035 | NYISO_A-F_2_IESO | NYISO_A-F | IESO | Internal | Shoulder | B12 | 200 | 1600 | 0 | 82.07 | 75.07 | 7 | 0
2035 | NYISO_A-F_2_IESO | NYISO_A-F | IESO | Internal | Shoulder | B13 | 600 | 1600 | 0 | 82.07 | 75.07 | 7 | 0
2035 | NYISO_A-F_2_IESO | NYISO_A-F | IESO | Internal | Shoulder | B14 | 900 | 1600 | 0 | 82.07 | 75.07 | 7 | 0
2035 | NYISO_A-F_2_IESO | NYISO_A-F | IESO | Internal | Shoulder | B15 | 1203 | 1600 | 0 | 82.07 | 75.07 | 7 | 0
2035 | NYISO_A-F_2_IESO | NYISO_A-F | IESO | Internal | Summer | B1 | 10 | 1600 | 105.17 | 93.66 | 100.66 | 7 | 0
2035 | NYISO_A-F_2_IESO | NYISO_A-F | IESO | Internal | Summer | B2 | 25 | 1600 | 0 | 117.04 | 110.04 | 7 | 0
2035 | NYISO_A-F_2_IESO | NYISO_A-F | IESO | Internal | Summer | B3 | 75 | 1600 | 0 | 109.87 | 102.87 | 7 | 0
2035 | NYISO_A-F_2_IESO | NYISO_A-F | IESO | Internal | Summer | B4 | 100 | 1600 | 0 | 109.86 | 89.87 | 7 | 0
2035 | NYISO_A-F_2_IESO | NYISO_A-F | IESO | Internal | Summer | B5 | 200 | 1600 | 0 | 106.71 | 73.71 | 7 | 0
2035 | NYISO_A-F_2_IESO | NYISO_A-F | IESO | Internal | Summer | B6 | 300 | 1600 | 0 | 106.71 | 73.71 | 7 | 0
2035 | NYISO_A-F_2_IESO | NYISO_A-F | IESO | Internal | Summer | B7 | 400 | 1600 | 0 | 106.71 | 73.71 | 7 | 0
2035 | NYISO_A-F_2_IESO | NYISO_A-F | IESO | Internal | Summer | B8 | 500 | 1600 | 0 | 94.32 | 73.71 | 7 | 0
2035 | NYISO_A-F_2_IESO | NYISO_A-F | IESO | Internal | Summer | B9 | 800 | 1600 | 0 | 92.59 | 73.71 | 7 | 0
2035 | NYISO_A-F_2_IESO | NYISO_A-F | IESO | Internal | Summer | B10 | 1262 | 1600 | 0 | 92.59 | 73.71 | 7 | 0
2035 | NYISO_A-F_2_IESO | NYISO_A-F | IESO | Internal | Winter | B16 | 25 | 1600 | 0 | 82.07 | 75.07 | 7 | 0
2035 | NYISO_A-F_2_IESO | NYISO_A-F | IESO | Internal | Winter | B17 | 100 | 1600 | 0 | 82.07 | 75.07 | 7 | 0
2035 | NYISO_A-F_2_IESO | NYISO_A-F | IESO | Internal | Winter | B18 | 400 | 1600 | 0 | 82.07 | 75.07 | 7 | 0
2035 | NYISO_A-F_2_IESO | NYISO_A-F | IESO | Internal | Winter | B19 | 700 | 1600 | 0 | 82.07 | 75.07 | 7 | 0
2035 | NYISO_A-F_2_IESO | NYISO_A-F | IESO | Internal | Winter | B20 | 935 | 1600 | 0 | 82.07 | 75.07 | 7 | 0
2035 | NYISO_A-F_2_NEISO | NYISO_A-F | NEISO | Internal | Shoulder | B11 | 25 | 600 | 0 | 82.07 | 79.07 | 3 | 0
2035 | NYISO_A-F_2_NEISO | NYISO_A-F | NEISO | Internal | Shoulder | B12 | 200 | 600 | 0 | 82.07 | 79.07 | 3 | 0
2035 | NYISO_A-F_2_NEISO | NYISO_A-F | NEISO | Internal | Shoulder | B13 | 600 | 600 | 0 | 82.07 | 79.07 | 3 | 0
2035 | NYISO_A-F_2_NEISO | NYISO_A-F | NEISO | Internal | Shoulder | B14 | 900 | 600 | 0 | 82.07 | 79.07 | 3 | 0
2035 | NYISO_A-F_2_NEISO | NYISO_A-F | NEISO | Internal | Shoulder | B15 | 1203 | 600 | 0 | 82.07 | 79.07 | 3 | 0
2035 | NYISO_A-F_2_NEISO | NYISO_A-F | NEISO | Internal | Summer | B1 | 10 | 600 | 600 | 93.66 | 121.86 | 3 | 25.2
2035 | NYISO_A-F_2_NEISO | NYISO_A-F | NEISO | Internal | Summer | B2 | 25 | 600 | 600 | 117.04 | 153.26 | 3 | 33.22
2035 | NYISO_A-F_2_NEISO | NYISO_A-F | NEISO | Internal | Summer | B3 | 75 | 600 | 180.09 | 109.87 | 112.87 | 3 | 0
2035 | NYISO_A-F_2_NEISO | NYISO_A-F | NEISO | Internal | Summer | B4 | 100 | 600 | 0 | 109.86 | 103.71 | 3 | 0
2035 | NYISO_A-F_2_NEISO | NYISO_A-F | NEISO | Internal | Summer | B5 | 200 | 600 | 0 | 106.71 | 103.71 | 3 | 0
2035 | NYISO_A-F_2_NEISO | NYISO_A-F | NEISO | Internal | Summer | B6 | 300 | 600 | 0 | 106.71 | 103.71 | 3 | 0
2035 | NYISO_A-F_2_NEISO | NYISO_A-F | NEISO | Internal | Summer | B7 | 400 | 600 | 0 | 106.71 | 103.71 | 3 | 0
2035 | NYISO_A-F_2_NEISO | NYISO_A-F | NEISO | Internal | Summer | B8 | 500 | 600 | 321.5 | 94.32 | 97.32 | 3 | 0
2035 | NYISO_A-F_2_NEISO | NYISO_A-F | NEISO | Internal | Summer | B9 | 800 | 600 | 0 | 92.59 | 89.61 | 3 | 0
2035 | NYISO_A-F_2_NEISO | NYISO_A-F | NEISO | Internal | Summer | B10 | 1262 | 600 | 0 | 92.59 | 89.61 | 3 | 0
2035 | NYISO_A-F_2_NEISO | NYISO_A-F | NEISO | Internal | Winter | B16 | 25 | 600 | 0 | 82.07 | 79.07 | 3 | 0
2035 | NYISO_A-F_2_NEISO | NYISO_A-F | NEISO | Internal | Winter | B17 | 100 | 600 | 0 | 82.07 | 79.07 | 3 | 0
2035 | NYISO_A-F_2_NEISO | NYISO_A-F | NEISO | Internal | Winter | B18 | 400 | 600 | 0 | 82.07 | 79.07 | 3 | 0
2035 | NYISO_A-F_2_NEISO | NYISO_A-F | NEISO | Internal | Winter | B19 | 700 | 600 | 0 | 82.07 | 79.07 | 3 | 0
2035 | NYISO_A-F_2_NEISO | NYISO_A-F | NEISO | Internal | Winter | B20 | 935 | 600 | 0 | 82.07 | 79.07 | 3 | 0
2035 | NYISO_A-F_2_NYISO_G-I | NYISO_A-F | NYISO_G-I | Internal | Shoulder | B11 | 25 | 5685 | 5685 | 82.07 | 110.68 | 0.01 | 28.6
2035 | NYISO_A-F_2_NYISO_G-I | NYISO_A-F | NYISO_G-I | Internal | Shoulder | B12 | 200 | 5685 | 5685 | 82.07 | 108.1 | 0.01 | 26.02
2035 | NYISO_A-F_2_NYISO_G-I | NYISO_A-F | NYISO_G-I | Internal | Shoulder | B13 | 600 | 5685 | 5685 | 82.07 | 108.1 | 0.01 | 26.02
2035 | NYISO_A-F_2_NYISO_G-I | NYISO_A-F | NYISO_G-I | Internal | Shoulder | B14 | 900 | 5685 | 5685 | 82.07 | 108.1 | 0.01 | 26.02
2035 | NYISO_A-F_2_NYISO_G-I | NYISO_A-F | NYISO_G-I | Internal | Shoulder | B15 | 1203 | 5685 | 5685 | 82.07 | 90.04 | 0.01 | 7.96
2035 | NYISO_A-F_2_NYISO_G-I | NYISO_A-F | NYISO_G-I | Internal | Summer | B1 | 10 | 5685 | 5685 | 93.66 | 176.37 | 0.01 | 82.7
2035 | NYISO_A-F_2_NYISO_G-I | NYISO_A-F | NYISO_G-I | Internal | Summer | B2 | 25 | 5685 | 5685 | 117.04 | 173.4 | 0.01 | 56.35
2035 | NYISO_A-F_2_NYISO_G-I | NYISO_A-F | NYISO_G-I | Internal | Summer | B3 | 75 | 5685 | 5685 | 109.87 | 149.21 | 0.01 | 39.34
2035 | NYISO_A-F_2_NYISO_G-I | NYISO_A-F | NYISO_G-I | Internal | Summer | B4 | 100 | 5685 | 5685 | 109.86 | 149.21 | 0.01 | 39.34
2035 | NYISO_A-F_2_NYISO_G-I | NYISO_A-F | NYISO_G-I | Internal | Summer | B5 | 200 | 5685 | 5685 | 106.71 | 137.46 | 0.01 | 30.74
2035 | NYISO_A-F_2_NYISO_G-I | NYISO_A-F | NYISO_G-I | Internal | Summer | B6 | 300 | 5685 | 5685 | 106.71 | 117.18 | 0.01 | 10.46
2035 | NYISO_A-F_2_NYISO_G-I | NYISO_A-F | NYISO_G-I | Internal | Summer | B7 | 400 | 5685 | 5685 | 106.71 | 108.86 | 0.01 | 2.14
2035 | NYISO_A-F_2_NYISO_G-I | NYISO_A-F | NYISO_G-I | Internal | Summer | B8 | 500 | 5685 | 5685 | 94.32 | 104.33 | 0.01 | 10
2035 | NYISO_A-F_2_NYISO_G-I | NYISO_A-F | NYISO_G-I | Internal | Summer | B9 | 800 | 5685 | 5685 | 92.59 | 104.33 | 0.01 | 11.72
2035 | NYISO_A-F_2_NYISO_G-I | NYISO_A-F | NYISO_G-I | Internal | Summer | B10 | 1262 | 5685 | 4961.14 | 92.59 | 92.6 | 0.01 | 0
2035 | NYISO_A-F_2_NYISO_G-I | NYISO_A-F | NYISO_G-I | Internal | Winter | B16 | 25 | 5685 | 5685 | 82.07 | 118.15 | 0.01 | 36.07
2035 | NYISO_A-F_2_NYISO_G-I | NYISO_A-F | NYISO_G-I | Internal | Winter | B17 | 100 | 5685 | 5685 | 82.07 | 118.15 | 0.01 | 36.07
2035 | NYISO_A-F_2_NYISO_G-I | NYISO_A-F | NYISO_G-I | Internal | Winter | B18 | 400 | 5685 | 5685 | 82.07 | 118.15 | 0.01 | 36.07
2035 | NYISO_A-F_2_NYISO_G-I | NYISO_A-F | NYISO_G-I | Internal | Winter | B19 | 700 | 5685 | 5685 | 82.07 | 118.15 | 0.01 | 36.07
2035 | NYISO_A-F_2_NYISO_G-I | NYISO_A-F | NYISO_G-I | Internal | Winter | B20 | 935 | 5685 | 5685 | 82.07 | 93.54 | 0.01 | 11.47
2035 | NYISO_A-F_2_PJM_ROM | NYISO_A-F | PJM_ROM | Internal | Shoulder | B11 | 25 | 1000 | 1000 | 82.07 | 118.67 | 8 | 28.6
2035 | NYISO_A-F_2_PJM_ROM | NYISO_A-F | PJM_ROM | Internal | Shoulder | B12 | 200 | 1000 | 1000 | 82.07 | 113.61 | 8 | 23.54
2035 | NYISO_A-F_2_PJM_ROM | NYISO_A-F | PJM_ROM | Internal | Shoulder | B13 | 600 | 1000 | 1000 | 82.07 | 110.96 | 8 | 20.89
2035 | NYISO_A-F_2_PJM_ROM | NYISO_A-F | PJM_ROM | Internal | Shoulder | B14 | 900 | 1000 | 1000 | 82.07 | 110.96 | 8 | 20.89
2035 | NYISO_A-F_2_PJM_ROM | NYISO_A-F | PJM_ROM | Internal | Shoulder | B15 | 1203 | 1000 | 1000 | 82.07 | 98.03 | 8 | 7.96
2035 | NYISO_A-F_2_PJM_ROM | NYISO_A-F | PJM_ROM | Internal | Summer | B1 | 10 | 1000 | 1000 | 93.66 | 184.36 | 8 | 82.7
2035 | NYISO_A-F_2_PJM_ROM | NYISO_A-F | PJM_ROM | Internal | Summer | B2 | 25 | 1000 | 1000 | 117.04 | 181.39 | 8 | 56.35
2035 | NYISO_A-F_2_PJM_ROM | NYISO_A-F | PJM_ROM | Internal | Summer | B3 | 75 | 1000 | 1000 | 109.87 | 181.36 | 8 | 63.5
2035 | NYISO_A-F_2_PJM_ROM | NYISO_A-F | PJM_ROM | Internal | Summer | B4 | 100 | 1000 | 1000 | 109.86 | 167.64 | 8 | 49.77
2035 | NYISO_A-F_2_PJM_ROM | NYISO_A-F | PJM_ROM | Internal | Summer | B5 | 200 | 1000 | 1000 | 106.71 | 145.45 | 8 | 30.74
2035 | NYISO_A-F_2_PJM_ROM | NYISO_A-F | PJM_ROM | Internal | Summer | B6 | 300 | 1000 | 1000 | 106.71 | 125.17 | 8 | 10.46
2035 | NYISO_A-F_2_PJM_ROM | NYISO_A-F | PJM_ROM | Internal | Summer | B7 | 400 | 1000 | 1000 | 106.71 | 116.87 | 8 | 2.16
2035 | NYISO_A-F_2_PJM_ROM | NYISO_A-F | PJM_ROM | Internal | Summer | B8 | 500 | 1000 | 1000 | 94.32 | 111.29 | 8 | 8.97
2035 | NYISO_A-F_2_PJM_ROM | NYISO_A-F | PJM_ROM | Internal | Summer | B9 | 800 | 1000 | 0 | 92.59 | 99.74 | 8 | 0
2035 | NYISO_A-F_2_PJM_ROM | NYISO_A-F | PJM_ROM | Internal | Summer | B10 | 1262 | 1000 | 0 | 92.59 | 96.4 | 8 | 0
2035 | NYISO_A-F_2_PJM_ROM | NYISO_A-F | PJM_ROM | Internal | Winter | B16 | 25 | 1000 | 1000 | 82.07 | 125.7 | 8 | 35.63
2035 | NYISO_A-F_2_PJM_ROM | NYISO_A-F | PJM_ROM | Internal | Winter | B17 | 100 | 1000 | 1000 | 82.07 | 118.13 | 8 | 28.07
2035 | NYISO_A-F_2_PJM_ROM | NYISO_A-F | PJM_ROM | Internal | Winter | B18 | 400 | 1000 | 1000 | 82.07 | 117.45 | 8 | 27.39
2035 | NYISO_A-F_2_PJM_ROM | NYISO_A-F | PJM_ROM | Internal | Winter | B19 | 700 | 1000 | 1000 | 82.07 | 117.03 | 8 | 26.96
2035 | NYISO_A-F_2_PJM_ROM | NYISO_A-F | PJM_ROM | Internal | Winter | B20 | 935 | 1000 | 1000 | 82.07 | 101.53 | 8 | 11.47
2035 | NYISO_G-I_2_NEISO | NYISO_G-I | NEISO | Internal | Shoulder | B11 | 25 | 600 | 0 | 110.68 | 79.07 | 3 | 0
2035 | NYISO_G-I_2_NEISO | NYISO_G-I | NEISO | Internal | Shoulder | B12 | 200 | 600 | 0 | 108.1 | 79.07 | 3 | 0
2035 | NYISO_G-I_2_NEISO | NYISO_G-I | NEISO | Internal | Shoulder | B13 | 600 | 600 | 0 | 108.1 | 79.07 | 3 | 0
2035 | NYISO_G-I_2_NEISO | NYISO_G-I | NEISO | Internal | Shoulder | B14 | 900 | 600 | 0 | 108.1 | 79.07 | 3 | 0
2035 | NYISO_G-I_2_NEISO | NYISO_G-I | NEISO | Internal | Shoulder | B15 | 1203 | 600 | 0 | 90.04 | 79.07 | 3 | 0
2035 | NYISO_G-I_2_NEISO | NYISO_G-I | NEISO | Internal | Summer | B1 | 10 | 600 | 0 | 176.37 | 121.86 | 3 | 0
2035 | NYISO_G-I_2_NEISO | NYISO_G-I | NEISO | Internal | Summer | B2 | 25 | 600 | 0 | 173.4 | 153.26 | 3 | 0
2035 | NYISO_G-I_2_NEISO | NYISO_G-I | NEISO | Internal | Summer | B3 | 75 | 600 | 0 | 149.21 | 112.87 | 3 | 0
2035 | NYISO_G-I_2_NEISO | NYISO_G-I | NEISO | Internal | Summer | B4 | 100 | 600 | 0 | 149.21 | 103.71 | 3 | 0
2035 | NYISO_G-I_2_NEISO | NYISO_G-I | NEISO | Internal | Summer | B5 | 200 | 600 | 0 | 137.46 | 103.71 | 3 | 0
2035 | NYISO_G-I_2_NEISO | NYISO_G-I | NEISO | Internal | Summer | B6 | 300 | 600 | 0 | 117.18 | 103.71 | 3 | 0
2035 | NYISO_G-I_2_NEISO | NYISO_G-I | NEISO | Internal | Summer | B7 | 400 | 600 | 0 | 108.86 | 103.71 | 3 | 0
2035 | NYISO_G-I_2_NEISO | NYISO_G-I | NEISO | Internal | Summer | B8 | 500 | 600 | 0 | 104.33 | 97.32 | 3 | 0
2035 | NYISO_G-I_2_NEISO | NYISO_G-I | NEISO | Internal | Summer | B9 | 800 | 600 | 0 | 104.33 | 89.61 | 3 | 0
2035 | NYISO_G-I_2_NEISO | NYISO_G-I | NEISO | Internal | Summer | B10 | 1262 | 600 | 0 | 92.6 | 89.61 | 3 | 0
2035 | NYISO_G-I_2_NEISO | NYISO_G-I | NEISO | Internal | Winter | B16 | 25 | 600 | 0 | 118.15 | 79.07 | 3 | 0
2035 | NYISO_G-I_2_NEISO | NYISO_G-I | NEISO | Internal | Winter | B17 | 100 | 600 | 0 | 118.15 | 79.07 | 3 | 0
2035 | NYISO_G-I_2_NEISO | NYISO_G-I | NEISO | Internal | Winter | B18 | 400 | 600 | 0 | 118.15 | 79.07 | 3 | 0
2035 | NYISO_G-I_2_NEISO | NYISO_G-I | NEISO | Internal | Winter | B19 | 700 | 600 | 0 | 118.15 | 79.07 | 3 | 0
2035 | NYISO_G-I_2_NEISO | NYISO_G-I | NEISO | Internal | Winter | B20 | 935 | 600 | 0 | 93.54 | 79.07 | 3 | 0
2035 | NYISO_G-I_2_NYISO_A-F | NYISO_G-I | NYISO_A-F | Internal | Shoulder | B11 | 25 | 3434 | 0 | 110.68 | 82.07 | 0.01 | 0
2035 | NYISO_G-I_2_NYISO_A-F | NYISO_G-I | NYISO_A-F | Internal | Shoulder | B12 | 200 | 3434 | 0 | 108.1 | 82.07 | 0.01 | 0
2035 | NYISO_G-I_2_NYISO_A-F | NYISO_G-I | NYISO_A-F | Internal | Shoulder | B13 | 600 | 3434 | 0 | 108.1 | 82.07 | 0.01 | 0
2035 | NYISO_G-I_2_NYISO_A-F | NYISO_G-I | NYISO_A-F | Internal | Shoulder | B14 | 900 | 3434 | 0 | 108.1 | 82.07 | 0.01 | 0
2035 | NYISO_G-I_2_NYISO_A-F | NYISO_G-I | NYISO_A-F | Internal | Shoulder | B15 | 1203 | 3434 | 0 | 90.04 | 82.07 | 0.01 | 0
2035 | NYISO_G-I_2_NYISO_A-F | NYISO_G-I | NYISO_A-F | Internal | Summer | B1 | 10 | 3434 | 0 | 176.37 | 93.66 | 0.01 | 0
2035 | NYISO_G-I_2_NYISO_A-F | NYISO_G-I | NYISO_A-F | Internal | Summer | B2 | 25 | 3434 | 0 | 173.4 | 117.04 | 0.01 | 0
2035 | NYISO_G-I_2_NYISO_A-F | NYISO_G-I | NYISO_A-F | Internal | Summer | B3 | 75 | 3434 | 0 | 149.21 | 109.87 | 0.01 | 0
2035 | NYISO_G-I_2_NYISO_A-F | NYISO_G-I | NYISO_A-F | Internal | Summer | B4 | 100 | 3434 | 0 | 149.21 | 109.86 | 0.01 | 0
2035 | NYISO_G-I_2_NYISO_A-F | NYISO_G-I | NYISO_A-F | Internal | Summer | B5 | 200 | 3434 | 0 | 137.46 | 106.71 | 0.01 | 0
2035 | NYISO_G-I_2_NYISO_A-F | NYISO_G-I | NYISO_A-F | Internal | Summer | B6 | 300 | 3434 | 0 | 117.18 | 106.71 | 0.01 | 0
2035 | NYISO_G-I_2_NYISO_A-F | NYISO_G-I | NYISO_A-F | Internal | Summer | B7 | 400 | 3434 | 0 | 108.86 | 106.71 | 0.01 | 0
2035 | NYISO_G-I_2_NYISO_A-F | NYISO_G-I | NYISO_A-F | Internal | Summer | B8 | 500 | 3434 | 0 | 104.33 | 94.32 | 0.01 | 0
2035 | NYISO_G-I_2_NYISO_A-F | NYISO_G-I | NYISO_A-F | Internal | Summer | B9 | 800 | 3434 | 0 | 104.33 | 92.59 | 0.01 | 0
2035 | NYISO_G-I_2_NYISO_A-F | NYISO_G-I | NYISO_A-F | Internal | Summer | B10 | 1262 | 3434 | 0.02 | 92.6 | 92.59 | 0.01 | 0
2035 | NYISO_G-I_2_NYISO_A-F | NYISO_G-I | NYISO_A-F | Internal | Winter | B16 | 25 | 3434 | 0 | 118.15 | 82.07 | 0.01 | 0
2035 | NYISO_G-I_2_NYISO_A-F | NYISO_G-I | NYISO_A-F | Internal | Winter | B17 | 100 | 3434 | 0 | 118.15 | 82.07 | 0.01 | 0
2035 | NYISO_G-I_2_NYISO_A-F | NYISO_G-I | NYISO_A-F | Internal | Winter | B18 | 400 | 3434 | 0 | 118.15 | 82.07 | 0.01 | 0
2035 | NYISO_G-I_2_NYISO_A-F | NYISO_G-I | NYISO_A-F | Internal | Winter | B19 | 700 | 3434 | 0 | 118.15 | 82.07 | 0.01 | 0
2035 | NYISO_G-I_2_NYISO_A-F | NYISO_G-I | NYISO_A-F | Internal | Winter | B20 | 935 | 3434 | 0 | 93.54 | 82.07 | 0.01 | 0
2035 | NYISO_G-I_2_NYISO_J-K | NYISO_G-I | NYISO_J-K | Internal | Shoulder | B11 | 25 | 6130 | 5610.36 | 110.68 | 110.69 | 0.01 | 0
2035 | NYISO_G-I_2_NYISO_J-K | NYISO_G-I | NYISO_J-K | Internal | Shoulder | B12 | 200 | 6130 | 5355.43 | 108.1 | 108.11 | 0.01 | 0
2035 | NYISO_G-I_2_NYISO_J-K | NYISO_G-I | NYISO_J-K | Internal | Shoulder | B13 | 600 | 6130 | 5471.01 | 108.1 | 108.11 | 0.01 | 0
2035 | NYISO_G-I_2_NYISO_J-K | NYISO_G-I | NYISO_J-K | Internal | Shoulder | B14 | 900 | 6130 | 5622.9 | 108.1 | 108.11 | 0.01 | 0
2035 | NYISO_G-I_2_NYISO_J-K | NYISO_G-I | NYISO_J-K | Internal | Shoulder | B15 | 1203 | 6130 | 5194.74 | 90.04 | 90.06 | 0.01 | 0
2035 | NYISO_G-I_2_NYISO_J-K | NYISO_G-I | NYISO_J-K | Internal | Summer | B1 | 10 | 6130 | 5233.35 | 176.37 | 176.38 | 0.01 | 0
2035 | NYISO_G-I_2_NYISO_J-K | NYISO_G-I | NYISO_J-K | Internal | Summer | B2 | 25 | 6130 | 4825.87 | 173.4 | 173.41 | 0.01 | 0
2035 | NYISO_G-I_2_NYISO_J-K | NYISO_G-I | NYISO_J-K | Internal | Summer | B3 | 75 | 6130 | 4308.92 | 149.21 | 149.23 | 0.01 | 0
2035 | NYISO_G-I_2_NYISO_J-K | NYISO_G-I | NYISO_J-K | Internal | Summer | B4 | 100 | 6130 | 4550.34 | 149.21 | 149.23 | 0.01 | 0
2035 | NYISO_G-I_2_NYISO_J-K | NYISO_G-I | NYISO_J-K | Internal | Summer | B5 | 200 | 6130 | 6130 | 137.46 | 148.98 | 0.01 | 11.51
2035 | NYISO_G-I_2_NYISO_J-K | NYISO_G-I | NYISO_J-K | Internal | Summer | B6 | 300 | 6130 | 5700.33 | 117.18 | 117.19 | 0.01 | 0
2035 | NYISO_G-I_2_NYISO_J-K | NYISO_G-I | NYISO_J-K | Internal | Summer | B7 | 400 | 6130 | 6122.52 | 108.86 | 108.87 | 0.01 | 0
2035 | NYISO_G-I_2_NYISO_J-K | NYISO_G-I | NYISO_J-K | Internal | Summer | B8 | 500 | 6130 | 5613.44 | 104.33 | 104.34 | 0.01 | 0
2035 | NYISO_G-I_2_NYISO_J-K | NYISO_G-I | NYISO_J-K | Internal | Summer | B9 | 800 | 6130 | 5827.4 | 104.33 | 104.34 | 0.01 | 0
2035 | NYISO_G-I_2_NYISO_J-K | NYISO_G-I | NYISO_J-K | Internal | Summer | B10 | 1262 | 6130 | 4938.75 | 92.6 | 92.61 | 0.01 | 0
2035 | NYISO_G-I_2_NYISO_J-K | NYISO_G-I | NYISO_J-K | Internal | Winter | B16 | 25 | 6130 | 6129.99 | 118.15 | 121.21 | 0.01 | 3.04
2035 | NYISO_G-I_2_NYISO_J-K | NYISO_G-I | NYISO_J-K | Internal | Winter | B17 | 100 | 6130 | 6130 | 118.15 | 121.21 | 0.01 | 3.04
2035 | NYISO_G-I_2_NYISO_J-K | NYISO_G-I | NYISO_J-K | Internal | Winter | B18 | 400 | 6130 | 6130 | 118.15 | 121.21 | 0.01 | 3.04
2035 | NYISO_G-I_2_NYISO_J-K | NYISO_G-I | NYISO_J-K | Internal | Winter | B19 | 700 | 6130 | 6130 | 118.15 | 121.21 | 0.01 | 3.04
2035 | NYISO_G-I_2_NYISO_J-K | NYISO_G-I | NYISO_J-K | Internal | Winter | B20 | 935 | 6130 | 5597 | 93.54 | 93.56 | 0.01 | 0
2035 | NYISO_G-I_2_PJM_E | NYISO_G-I | PJM_E | Internal | Shoulder | B11 | 25 | 1500 | 779.3 | 110.68 | 118.68 | 8 | 0
2035 | NYISO_G-I_2_PJM_E | NYISO_G-I | PJM_E | Internal | Shoulder | B12 | 200 | 1500 | 0 | 108.1 | 113.62 | 8 | 0
2035 | NYISO_G-I_2_PJM_E | NYISO_G-I | PJM_E | Internal | Shoulder | B13 | 600 | 1500 | 0 | 108.1 | 110.97 | 8 | 0
2035 | NYISO_G-I_2_PJM_E | NYISO_G-I | PJM_E | Internal | Shoulder | B14 | 900 | 1500 | 0 | 108.1 | 110.97 | 8 | 0
2035 | NYISO_G-I_2_PJM_E | NYISO_G-I | PJM_E | Internal | Shoulder | B15 | 1203 | 1500 | 845.53 | 90.04 | 98.04 | 8 | 0
2035 | NYISO_G-I_2_PJM_E | NYISO_G-I | PJM_E | Internal | Summer | B1 | 10 | 1500 | 61.33 | 176.37 | 184.37 | 8 | 0
2035 | NYISO_G-I_2_PJM_E | NYISO_G-I | PJM_E | Internal | Summer | B2 | 25 | 1500 | 596.24 | 173.4 | 181.4 | 8 | 0
2035 | NYISO_G-I_2_PJM_E | NYISO_G-I | PJM_E | Internal | Summer | B3 | 75 | 1500 | 1500 | 149.21 | 181.35 | 8 | 24.14
2035 | NYISO_G-I_2_PJM_E | NYISO_G-I | PJM_E | Internal | Summer | B4 | 100 | 1500 | 1500 | 149.21 | 167.63 | 8 | 10.41
2035 | NYISO_G-I_2_PJM_E | NYISO_G-I | PJM_E | Internal | Summer | B5 | 200 | 1500 | 59.9 | 137.46 | 145.46 | 8 | 0
2035 | NYISO_G-I_2_PJM_E | NYISO_G-I | PJM_E | Internal | Summer | B6 | 300 | 1500 | 683.21 | 117.18 | 125.18 | 8 | 0
2035 | NYISO_G-I_2_PJM_E | NYISO_G-I | PJM_E | Internal | Summer | B7 | 400 | 1500 | 409.64 | 108.86 | 116.86 | 8 | 0
2035 | NYISO_G-I_2_PJM_E | NYISO_G-I | PJM_E | Internal | Summer | B8 | 500 | 1500 | 0 | 104.33 | 111.3 | 8 | 0
2035 | NYISO_G-I_2_PJM_E | NYISO_G-I | PJM_E | Internal | Summer | B9 | 800 | 1500 | 0 | 104.33 | 99.76 | 8 | 0
2035 | NYISO_G-I_2_PJM_E | NYISO_G-I | PJM_E | Internal | Summer | B10 | 1262 | 1500 | 0 | 92.6 | 96.41 | 8 | 0
2035 | NYISO_G-I_2_PJM_E | NYISO_G-I | PJM_E | Internal | Winter | B16 | 25 | 1500 | 0.04 | 118.15 | 125.71 | 8 | 0
2035 | NYISO_G-I_2_PJM_E | NYISO_G-I | PJM_E | Internal | Winter | B17 | 100 | 1500 | 0 | 118.15 | 118.15 | 8 | 0
2035 | NYISO_G-I_2_PJM_E | NYISO_G-I | PJM_E | Internal | Winter | B18 | 400 | 1500 | 0 | 118.15 | 117.47 | 8 | 0
2035 | NYISO_G-I_2_PJM_E | NYISO_G-I | PJM_E | Internal | Winter | B19 | 700 | 1500 | 0 | 118.15 | 117.04 | 8 | 0
2035 | NYISO_G-I_2_PJM_E | NYISO_G-I | PJM_E | Internal | Winter | B20 | 935 | 1500 | 661.93 | 93.54 | 101.54 | 8 | 0
2035 | NYISO_J-K_2_NEISO | NYISO_J-K | NEISO | Internal | Shoulder | B11 | 25 | 315 | 0 | 110.69 | 79.07 | 3 | 0
2035 | NYISO_J-K_2_NEISO | NYISO_J-K | NEISO | Internal | Shoulder | B12 | 200 | 315 | 0 | 108.11 | 79.07 | 3 | 0
2035 | NYISO_J-K_2_NEISO | NYISO_J-K | NEISO | Internal | Shoulder | B13 | 600 | 315 | 0 | 108.11 | 79.07 | 3 | 0
2035 | NYISO_J-K_2_NEISO | NYISO_J-K | NEISO | Internal | Shoulder | B14 | 900 | 315 | 0 | 108.11 | 79.07 | 3 | 0
2035 | NYISO_J-K_2_NEISO | NYISO_J-K | NEISO | Internal | Shoulder | B15 | 1203 | 315 | 0 | 90.06 | 79.07 | 3 | 0
2035 | NYISO_J-K_2_NEISO | NYISO_J-K | NEISO | Internal | Summer | B1 | 10 | 315 | 0 | 176.38 | 121.86 | 3 | 0
2035 | NYISO_J-K_2_NEISO | NYISO_J-K | NEISO | Internal | Summer | B2 | 25 | 315 | 0 | 173.41 | 153.26 | 3 | 0
2035 | NYISO_J-K_2_NEISO | NYISO_J-K | NEISO | Internal | Summer | B3 | 75 | 315 | 0 | 149.23 | 112.87 | 3 | 0
2035 | NYISO_J-K_2_NEISO | NYISO_J-K | NEISO | Internal | Summer | B4 | 100 | 315 | 0 | 149.23 | 103.71 | 3 | 0
2035 | NYISO_J-K_2_NEISO | NYISO_J-K | NEISO | Internal | Summer | B5 | 200 | 315 | 0 | 148.98 | 103.71 | 3 | 0
2035 | NYISO_J-K_2_NEISO | NYISO_J-K | NEISO | Internal | Summer | B6 | 300 | 315 | 0 | 117.19 | 103.71 | 3 | 0
2035 | NYISO_J-K_2_NEISO | NYISO_J-K | NEISO | Internal | Summer | B7 | 400 | 315 | 0 | 108.87 | 103.71 | 3 | 0
2035 | NYISO_J-K_2_NEISO | NYISO_J-K | NEISO | Internal | Summer | B8 | 500 | 315 | 0 | 104.34 | 97.32 | 3 | 0
2035 | NYISO_J-K_2_NEISO | NYISO_J-K | NEISO | Internal | Summer | B9 | 800 | 315 | 0 | 104.34 | 89.61 | 3 | 0
2035 | NYISO_J-K_2_NEISO | NYISO_J-K | NEISO | Internal | Summer | B10 | 1262 | 315 | 0 | 92.61 | 89.61 | 3 | 0
2035 | NYISO_J-K_2_NEISO | NYISO_J-K | NEISO | Internal | Winter | B16 | 25 | 315 | 0 | 121.21 | 79.07 | 3 | 0
2035 | NYISO_J-K_2_NEISO | NYISO_J-K | NEISO | Internal | Winter | B17 | 100 | 315 | 0 | 121.21 | 79.07 | 3 | 0
2035 | NYISO_J-K_2_NEISO | NYISO_J-K | NEISO | Internal | Winter | B18 | 400 | 315 | 0 | 121.21 | 79.07 | 3 | 0
2035 | NYISO_J-K_2_NEISO | NYISO_J-K | NEISO | Internal | Winter | B19 | 700 | 315 | 0 | 121.21 | 79.07 | 3 | 0
2035 | NYISO_J-K_2_NEISO | NYISO_J-K | NEISO | Internal | Winter | B20 | 935 | 315 | 0 | 93.56 | 79.07 | 3 | 0
2035 | NYISO_J-K_2_NYISO_G-I | NYISO_J-K | NYISO_G-I | Internal | Shoulder | B11 | 25 | 1999 | 0.65 | 110.69 | 110.68 | 0.01 | 0
2035 | NYISO_J-K_2_NYISO_G-I | NYISO_J-K | NYISO_G-I | Internal | Shoulder | B12 | 200 | 1999 | 0.1 | 108.11 | 108.1 | 0.01 | 0
2035 | NYISO_J-K_2_NYISO_G-I | NYISO_J-K | NYISO_G-I | Internal | Shoulder | B13 | 600 | 1999 | 0.03 | 108.11 | 108.1 | 0.01 | 0
2035 | NYISO_J-K_2_NYISO_G-I | NYISO_J-K | NYISO_G-I | Internal | Shoulder | B14 | 900 | 1999 | 0.02 | 108.11 | 108.1 | 0.01 | 0
2035 | NYISO_J-K_2_NYISO_G-I | NYISO_J-K | NYISO_G-I | Internal | Shoulder | B15 | 1203 | 1999 | 0.02 | 90.06 | 90.04 | 0.01 | 0
2035 | NYISO_J-K_2_NYISO_G-I | NYISO_J-K | NYISO_G-I | Internal | Summer | B1 | 10 | 1999 | 1.62 | 176.38 | 176.37 | 0.01 | 0
2035 | NYISO_J-K_2_NYISO_G-I | NYISO_J-K | NYISO_G-I | Internal | Summer | B2 | 25 | 1999 | 0.71 | 173.41 | 173.4 | 0.01 | 0
2035 | NYISO_J-K_2_NYISO_G-I | NYISO_J-K | NYISO_G-I | Internal | Summer | B3 | 75 | 1999 | 0.25 | 149.23 | 149.21 | 0.01 | 0
2035 | NYISO_J-K_2_NYISO_G-I | NYISO_J-K | NYISO_G-I | Internal | Summer | B4 | 100 | 1999 | 0.19 | 149.23 | 149.21 | 0.01 | 0
2035 | NYISO_J-K_2_NYISO_G-I | NYISO_J-K | NYISO_G-I | Internal | Summer | B5 | 200 | 1999 | 0 | 148.98 | 137.46 | 0.01 | 0
2035 | NYISO_J-K_2_NYISO_G-I | NYISO_J-K | NYISO_G-I | Internal | Summer | B6 | 300 | 1999 | 0.06 | 117.19 | 117.18 | 0.01 | 0
2035 | NYISO_J-K_2_NYISO_G-I | NYISO_J-K | NYISO_G-I | Internal | Summer | B7 | 400 | 1999 | 0.03 | 108.87 | 108.86 | 0.01 | 0
2035 | NYISO_J-K_2_NYISO_G-I | NYISO_J-K | NYISO_G-I | Internal | Summer | B8 | 500 | 1999 | 0.04 | 104.34 | 104.33 | 0.01 | 0
2035 | NYISO_J-K_2_NYISO_G-I | NYISO_J-K | NYISO_G-I | Internal | Summer | B9 | 800 | 1999 | 0.02 | 104.34 | 104.33 | 0.01 | 0
2035 | NYISO_J-K_2_NYISO_G-I | NYISO_J-K | NYISO_G-I | Internal | Summer | B10 | 1262 | 1999 | 0.02 | 92.61 | 92.6 | 0.01 | 0
2035 | NYISO_J-K_2_NYISO_G-I | NYISO_J-K | NYISO_G-I | Internal | Winter | B16 | 25 | 1999 | 0 | 121.21 | 118.15 | 0.01 | 0
2035 | NYISO_J-K_2_NYISO_G-I | NYISO_J-K | NYISO_G-I | Internal | Winter | B17 | 100 | 1999 | 0 | 121.21 | 118.15 | 0.01 | 0
2035 | NYISO_J-K_2_NYISO_G-I | NYISO_J-K | NYISO_G-I | Internal | Winter | B18 | 400 | 1999 | 0 | 121.21 | 118.15 | 0.01 | 0
2035 | NYISO_J-K_2_NYISO_G-I | NYISO_J-K | NYISO_G-I | Internal | Winter | B19 | 700 | 1999 | 0 | 121.21 | 118.15 | 0.01 | 0
2035 | NYISO_J-K_2_NYISO_G-I | NYISO_J-K | NYISO_G-I | Internal | Winter | B20 | 935 | 1999 | 0.02 | 93.56 | 93.54 | 0.01 | 0
2035 | NYISO_J-K_2_PJM_E | NYISO_J-K | PJM_E | Internal | Shoulder | B11 | 25 | 330 | 1.25 | 110.69 | 118.68 | 8 | 0
2035 | NYISO_J-K_2_PJM_E | NYISO_J-K | PJM_E | Internal | Shoulder | B12 | 200 | 330 | 0 | 108.11 | 113.62 | 8 | 0
2035 | NYISO_J-K_2_PJM_E | NYISO_J-K | PJM_E | Internal | Shoulder | B13 | 600 | 330 | 0 | 108.11 | 110.97 | 8 | 0
2035 | NYISO_J-K_2_PJM_E | NYISO_J-K | PJM_E | Internal | Shoulder | B14 | 900 | 330 | 0 | 108.11 | 110.97 | 8 | 0
2035 | NYISO_J-K_2_PJM_E | NYISO_J-K | PJM_E | Internal | Shoulder | B15 | 1203 | 330 | 0.03 | 90.06 | 98.04 | 8 | 0
2035 | NYISO_J-K_2_PJM_E | NYISO_J-K | PJM_E | Internal | Summer | B1 | 10 | 330 | 4.06 | 176.38 | 184.37 | 8 | 0
2035 | NYISO_J-K_2_PJM_E | NYISO_J-K | PJM_E | Internal | Summer | B2 | 25 | 330 | 1.3 | 173.41 | 181.4 | 8 | 0
2035 | NYISO_J-K_2_PJM_E | NYISO_J-K | PJM_E | Internal | Summer | B3 | 75 | 330 | 330 | 149.23 | 181.35 | 8 | 24.12
2035 | NYISO_J-K_2_PJM_E | NYISO_J-K | PJM_E | Internal | Summer | B4 | 100 | 330 | 330 | 149.23 | 167.63 | 8 | 10.4
2035 | NYISO_J-K_2_PJM_E | NYISO_J-K | PJM_E | Internal | Summer | B5 | 200 | 330 | 0 | 148.98 | 145.46 | 8 | 0
2035 | NYISO_J-K_2_PJM_E | NYISO_J-K | PJM_E | Internal | Summer | B6 | 300 | 330 | 0.12 | 117.19 | 125.18 | 8 | 0
2035 | NYISO_J-K_2_PJM_E | NYISO_J-K | PJM_E | Internal | Summer | B7 | 400 | 330 | 0.07 | 108.87 | 116.86 | 8 | 0
2035 | NYISO_J-K_2_PJM_E | NYISO_J-K | PJM_E | Internal | Summer | B8 | 500 | 330 | 0 | 104.34 | 111.3 | 8 | 0
2035 | NYISO_J-K_2_PJM_E | NYISO_J-K | PJM_E | Internal | Summer | B9 | 800 | 330 | 0 | 104.34 | 99.76 | 8 | 0
2035 | NYISO_J-K_2_PJM_E | NYISO_J-K | PJM_E | Internal | Summer | B10 | 1262 | 330 | 0 | 92.61 | 96.41 | 8 | 0
2035 | NYISO_J-K_2_PJM_E | NYISO_J-K | PJM_E | Internal | Winter | B16 | 25 | 330 | 0 | 121.21 | 125.71 | 8 | 0
2035 | NYISO_J-K_2_PJM_E | NYISO_J-K | PJM_E | Internal | Winter | B17 | 100 | 330 | 0 | 121.21 | 118.15 | 8 | 0
2035 | NYISO_J-K_2_PJM_E | NYISO_J-K | PJM_E | Internal | Winter | B18 | 400 | 330 | 0 | 121.21 | 117.47 | 8 | 0
2035 | NYISO_J-K_2_PJM_E | NYISO_J-K | PJM_E | Internal | Winter | B19 | 700 | 330 | 0 | 121.21 | 117.04 | 8 | 0
2035 | NYISO_J-K_2_PJM_E | NYISO_J-K | PJM_E | Internal | Winter | B20 | 935 | 330 | 0.04 | 93.56 | 101.54 | 8 | 0
2035 | PJM_E_2_NYISO_G-I | PJM_E | NYISO_G-I | Internal | Shoulder | B11 | 25 | 500 | 0 | 118.68 | 110.68 | 6 | 0
2035 | PJM_E_2_NYISO_G-I | PJM_E | NYISO_G-I | Internal | Shoulder | B12 | 200 | 500 | 0 | 113.62 | 108.1 | 6 | 0
2035 | PJM_E_2_NYISO_G-I | PJM_E | NYISO_G-I | Internal | Shoulder | B13 | 600 | 500 | 0 | 110.97 | 108.1 | 6 | 0
2035 | PJM_E_2_NYISO_G-I | PJM_E | NYISO_G-I | Internal | Shoulder | B14 | 900 | 500 | 0 | 110.97 | 108.1 | 6 | 0
2035 | PJM_E_2_NYISO_G-I | PJM_E | NYISO_G-I | Internal | Shoulder | B15 | 1203 | 500 | 0 | 98.04 | 90.04 | 6 | 0
2035 | PJM_E_2_NYISO_G-I | PJM_E | NYISO_G-I | Internal | Summer | B1 | 10 | 500 | 0 | 184.37 | 176.37 | 6 | 0
2035 | PJM_E_2_NYISO_G-I | PJM_E | NYISO_G-I | Internal | Summer | B2 | 25 | 500 | 0 | 181.4 | 173.4 | 6 | 0
2035 | PJM_E_2_NYISO_G-I | PJM_E | NYISO_G-I | Internal | Summer | B3 | 75 | 500 | 0 | 181.35 | 149.21 | 6 | 0
2035 | PJM_E_2_NYISO_G-I | PJM_E | NYISO_G-I | Internal | Summer | B4 | 100 | 500 | 0 | 167.63 | 149.21 | 6 | 0
2035 | PJM_E_2_NYISO_G-I | PJM_E | NYISO_G-I | Internal | Summer | B5 | 200 | 500 | 0 | 145.46 | 137.46 | 6 | 0
2035 | PJM_E_2_NYISO_G-I | PJM_E | NYISO_G-I | Internal | Summer | B6 | 300 | 500 | 0 | 125.18 | 117.18 | 6 | 0
2035 | PJM_E_2_NYISO_G-I | PJM_E | NYISO_G-I | Internal | Summer | B7 | 400 | 500 | 0 | 116.86 | 108.86 | 6 | 0
2035 | PJM_E_2_NYISO_G-I | PJM_E | NYISO_G-I | Internal | Summer | B8 | 500 | 500 | 0 | 111.3 | 104.33 | 6 | 0
2035 | PJM_E_2_NYISO_G-I | PJM_E | NYISO_G-I | Internal | Summer | B9 | 800 | 500 | 0 | 99.76 | 104.33 | 6 | 0
2035 | PJM_E_2_NYISO_G-I | PJM_E | NYISO_G-I | Internal | Summer | B10 | 1262 | 500 | 0 | 96.41 | 92.6 | 6 | 0
2035 | PJM_E_2_NYISO_G-I | PJM_E | NYISO_G-I | Internal | Winter | B16 | 25 | 500 | 0 | 125.71 | 118.15 | 6 | 0
2035 | PJM_E_2_NYISO_G-I | PJM_E | NYISO_G-I | Internal | Winter | B17 | 100 | 500 | 0 | 118.15 | 118.15 | 6 | 0
2035 | PJM_E_2_NYISO_G-I | PJM_E | NYISO_G-I | Internal | Winter | B18 | 400 | 500 | 0 | 117.47 | 118.15 | 6 | 0
2035 | PJM_E_2_NYISO_G-I | PJM_E | NYISO_G-I | Internal | Winter | B19 | 700 | 500 | 0 | 117.04 | 118.15 | 6 | 0
2035 | PJM_E_2_NYISO_G-I | PJM_E | NYISO_G-I | Internal | Winter | B20 | 935 | 500 | 0 | 101.54 | 93.54 | 6 | 0
2035 | PJM_E_2_NYISO_J-K | PJM_E | NYISO_J-K | Internal | Shoulder | B11 | 25 | 330 | 0 | 118.68 | 110.69 | 6 | 0
2035 | PJM_E_2_NYISO_J-K | PJM_E | NYISO_J-K | Internal | Shoulder | B12 | 200 | 330 | 0 | 113.62 | 108.11 | 6 | 0
2035 | PJM_E_2_NYISO_J-K | PJM_E | NYISO_J-K | Internal | Shoulder | B13 | 600 | 330 | 0 | 110.97 | 108.11 | 6 | 0
2035 | PJM_E_2_NYISO_J-K | PJM_E | NYISO_J-K | Internal | Shoulder | B14 | 900 | 330 | 0 | 110.97 | 108.11 | 6 | 0
2035 | PJM_E_2_NYISO_J-K | PJM_E | NYISO_J-K | Internal | Shoulder | B15 | 1203 | 330 | 0 | 98.04 | 90.06 | 6 | 0
2035 | PJM_E_2_NYISO_J-K | PJM_E | NYISO_J-K | Internal | Summer | B1 | 10 | 330 | 0 | 184.37 | 176.38 | 6 | 0
2035 | PJM_E_2_NYISO_J-K | PJM_E | NYISO_J-K | Internal | Summer | B2 | 25 | 330 | 0 | 181.4 | 173.41 | 6 | 0
2035 | PJM_E_2_NYISO_J-K | PJM_E | NYISO_J-K | Internal | Summer | B3 | 75 | 330 | 0 | 181.35 | 149.23 | 6 | 0
2035 | PJM_E_2_NYISO_J-K | PJM_E | NYISO_J-K | Internal | Summer | B4 | 100 | 330 | 0 | 167.63 | 149.23 | 6 | 0
2035 | PJM_E_2_NYISO_J-K | PJM_E | NYISO_J-K | Internal | Summer | B5 | 200 | 330 | 0 | 145.46 | 148.98 | 6 | 0
2035 | PJM_E_2_NYISO_J-K | PJM_E | NYISO_J-K | Internal | Summer | B6 | 300 | 330 | 0 | 125.18 | 117.19 | 6 | 0
2035 | PJM_E_2_NYISO_J-K | PJM_E | NYISO_J-K | Internal | Summer | B7 | 400 | 330 | 0 | 116.86 | 108.87 | 6 | 0
2035 | PJM_E_2_NYISO_J-K | PJM_E | NYISO_J-K | Internal | Summer | B8 | 500 | 330 | 0 | 111.3 | 104.34 | 6 | 0
2035 | PJM_E_2_NYISO_J-K | PJM_E | NYISO_J-K | Internal | Summer | B9 | 800 | 330 | 0 | 99.76 | 104.34 | 6 | 0
2035 | PJM_E_2_NYISO_J-K | PJM_E | NYISO_J-K | Internal | Summer | B10 | 1262 | 330 | 0 | 96.41 | 92.61 | 6 | 0
2035 | PJM_E_2_NYISO_J-K | PJM_E | NYISO_J-K | Internal | Winter | B16 | 25 | 330 | 0 | 125.71 | 121.21 | 6 | 0
2035 | PJM_E_2_NYISO_J-K | PJM_E | NYISO_J-K | Internal | Winter | B17 | 100 | 330 | 0 | 118.15 | 121.21 | 6 | 0
2035 | PJM_E_2_NYISO_J-K | PJM_E | NYISO_J-K | Internal | Winter | B18 | 400 | 330 | 0 | 117.47 | 121.21 | 6 | 0
2035 | PJM_E_2_NYISO_J-K | PJM_E | NYISO_J-K | Internal | Winter | B19 | 700 | 330 | 0 | 117.04 | 121.21 | 6 | 0
2035 | PJM_E_2_NYISO_J-K | PJM_E | NYISO_J-K | Internal | Winter | B20 | 935 | 330 | 0 | 101.54 | 93.56 | 6 | 0
2035 | PJM_E_2_PJM_ROM | PJM_E | PJM_ROM | Internal | Shoulder | B11 | 25 | 8000 | 0.92 | 118.68 | 118.67 | 0.01 | 0
2035 | PJM_E_2_PJM_ROM | PJM_E | PJM_ROM | Internal | Shoulder | B12 | 200 | 8000 | 0.11 | 113.62 | 113.61 | 0.01 | 0
2035 | PJM_E_2_PJM_ROM | PJM_E | PJM_ROM | Internal | Shoulder | B13 | 600 | 8000 | 0.04 | 110.97 | 110.96 | 0.01 | 0
2035 | PJM_E_2_PJM_ROM | PJM_E | PJM_ROM | Internal | Shoulder | B14 | 900 | 8000 | 0.02 | 110.97 | 110.96 | 0.01 | 0
2035 | PJM_E_2_PJM_ROM | PJM_E | PJM_ROM | Internal | Shoulder | B15 | 1203 | 8000 | 0.02 | 98.04 | 98.03 | 0.01 | 0
2035 | PJM_E_2_PJM_ROM | PJM_E | PJM_ROM | Internal | Summer | B1 | 10 | 8000 | 1.87 | 184.37 | 184.36 | 0.01 | 0
2035 | PJM_E_2_PJM_ROM | PJM_E | PJM_ROM | Internal | Summer | B2 | 25 | 8000 | 0.81 | 181.4 | 181.39 | 0.01 | 0
2035 | PJM_E_2_PJM_ROM | PJM_E | PJM_ROM | Internal | Summer | B3 | 75 | 8000 | 1902.99 | 181.35 | 181.36 | 0.01 | 0
2035 | PJM_E_2_PJM_ROM | PJM_E | PJM_ROM | Internal | Summer | B4 | 100 | 8000 | 711.5 | 167.63 | 167.64 | 0.01 | 0
2035 | PJM_E_2_PJM_ROM | PJM_E | PJM_ROM | Internal | Summer | B5 | 200 | 8000 | 0.1 | 145.46 | 145.45 | 0.01 | 0
2035 | PJM_E_2_PJM_ROM | PJM_E | PJM_ROM | Internal | Summer | B6 | 300 | 8000 | 0.07 | 125.18 | 125.17 | 0.01 | 0
2035 | PJM_E_2_PJM_ROM | PJM_E | PJM_ROM | Internal | Summer | B7 | 400 | 8000 | 586.08 | 116.86 | 116.87 | 0.01 | 0
2035 | PJM_E_2_PJM_ROM | PJM_E | PJM_ROM | Internal | Summer | B8 | 500 | 8000 | 0.04 | 111.3 | 111.29 | 0.01 | 0
2035 | PJM_E_2_PJM_ROM | PJM_E | PJM_ROM | Internal | Summer | B9 | 800 | 8000 | 0.03 | 99.76 | 99.74 | 0.01 | 0
2035 | PJM_E_2_PJM_ROM | PJM_E | PJM_ROM | Internal | Summer | B10 | 1262 | 8000 | 0.02 | 96.41 | 96.4 | 0.01 | 0
2035 | PJM_E_2_PJM_ROM | PJM_E | PJM_ROM | Internal | Winter | B16 | 25 | 8000 | 0.8 | 125.71 | 125.7 | 0.01 | 0
2035 | PJM_E_2_PJM_ROM | PJM_E | PJM_ROM | Internal | Winter | B17 | 100 | 8000 | 0.2 | 118.15 | 118.13 | 0.01 | 0
2035 | PJM_E_2_PJM_ROM | PJM_E | PJM_ROM | Internal | Winter | B18 | 400 | 8000 | 0.05 | 117.47 | 117.45 | 0.01 | 0
2035 | PJM_E_2_PJM_ROM | PJM_E | PJM_ROM | Internal | Winter | B19 | 700 | 8000 | 0.03 | 117.04 | 117.03 | 0.01 | 0
2035 | PJM_E_2_PJM_ROM | PJM_E | PJM_ROM | Internal | Winter | B20 | 935 | 8000 | 0.02 | 101.54 | 101.53 | 0.01 | 0
2035 | PJM_ROR_2_MISO_IN | PJM_ROR | MISO_IN | Internal | Shoulder | B11 | 25 | 1170 | 0 | 118.66 | 98.08 | 2 | 0
2035 | PJM_ROR_2_MISO_IN | PJM_ROR | MISO_IN | Internal | Shoulder | B12 | 200 | 1170 | 0 | 113.59 | 98.08 | 2 | 0
2035 | PJM_ROR_2_MISO_IN | PJM_ROR | MISO_IN | Internal | Shoulder | B13 | 600 | 1170 | 0 | 110.82 | 98.08 | 2 | 0
2035 | PJM_ROR_2_MISO_IN | PJM_ROR | MISO_IN | Internal | Shoulder | B14 | 900 | 1170 | 0 | 101.61 | 98.08 | 2 | 0
2035 | PJM_ROR_2_MISO_IN | PJM_ROR | MISO_IN | Internal | Shoulder | B15 | 1203 | 1170 | 0 | 98.02 | 93.77 | 2 | 0
2035 | PJM_ROR_2_MISO_IN | PJM_ROR | MISO_IN | Internal | Summer | B1 | 10 | 1170 | 0 | 184.35 | 128.07 | 2 | 0
2035 | PJM_ROR_2_MISO_IN | PJM_ROR | MISO_IN | Internal | Summer | B2 | 25 | 1170 | 0 | 181.38 | 179.36 | 2 | 0
2035 | PJM_ROR_2_MISO_IN | PJM_ROR | MISO_IN | Internal | Summer | B3 | 75 | 1170 | 0 | 181.38 | 179.36 | 2 | 0
2035 | PJM_ROR_2_MISO_IN | PJM_ROR | MISO_IN | Internal | Summer | B4 | 100 | 1170 | 0 | 167.65 | 165.64 | 2 | 0
2035 | PJM_ROR_2_MISO_IN | PJM_ROR | MISO_IN | Internal | Summer | B5 | 200 | 1170 | 0 | 145.44 | 136.43 | 2 | 0
2035 | PJM_ROR_2_MISO_IN | PJM_ROR | MISO_IN | Internal | Summer | B6 | 300 | 1170 | 0 | 125.16 | 120.06 | 2 | 0
2035 | PJM_ROR_2_MISO_IN | PJM_ROR | MISO_IN | Internal | Summer | B7 | 400 | 1170 | 0 | 116.86 | 111.96 | 2 | 0
2035 | PJM_ROR_2_MISO_IN | PJM_ROR | MISO_IN | Internal | Summer | B8 | 500 | 1170 | 0 | 111.27 | 97.56 | 2 | 0
2035 | PJM_ROR_2_MISO_IN | PJM_ROR | MISO_IN | Internal | Summer | B9 | 800 | 1170 | 0 | 99.71 | 96.63 | 2 | 0
2035 | PJM_ROR_2_MISO_IN | PJM_ROR | MISO_IN | Internal | Summer | B10 | 1262 | 1170 | 0 | 96.39 | 96.63 | 2 | 0
2035 | PJM_ROR_2_MISO_IN | PJM_ROR | MISO_IN | Internal | Winter | B16 | 25 | 1170 | 0 | 125.69 | 101.1 | 2 | 0
2035 | PJM_ROR_2_MISO_IN | PJM_ROR | MISO_IN | Internal | Winter | B17 | 100 | 1170 | 0 | 118.12 | 101.1 | 2 | 0
2035 | PJM_ROR_2_MISO_IN | PJM_ROR | MISO_IN | Internal | Winter | B18 | 400 | 1170 | 0 | 116.13 | 100.98 | 2 | 0
2035 | PJM_ROR_2_MISO_IN | PJM_ROR | MISO_IN | Internal | Winter | B19 | 700 | 1170 | 0 | 105.26 | 100.98 | 2 | 0
2035 | PJM_ROR_2_MISO_IN | PJM_ROR | MISO_IN | Internal | Winter | B20 | 935 | 1170 | 0 | 101.52 | 97.09 | 2 | 0
2035 | PJM_ROR_2_MISO_MI | PJM_ROR | MISO_MI | Internal | Shoulder | B11 | 25 | 1305 | 0 | 118.66 | 113.52 | 2 | 0
2035 | PJM_ROR_2_MISO_MI | PJM_ROR | MISO_MI | Internal | Shoulder | B12 | 200 | 1305 | 0 | 113.59 | 111.59 | 2 | 0
2035 | PJM_ROR_2_MISO_MI | PJM_ROR | MISO_MI | Internal | Shoulder | B13 | 600 | 1305 | 0 | 110.82 | 108.82 | 2 | 0
2035 | PJM_ROR_2_MISO_MI | PJM_ROR | MISO_MI | Internal | Shoulder | B14 | 900 | 1305 | 0 | 101.61 | 98.09 | 2 | 0
2035 | PJM_ROR_2_MISO_MI | PJM_ROR | MISO_MI | Internal | Shoulder | B15 | 1203 | 1305 | 0 | 98.02 | 96.02 | 2 | 0
2035 | PJM_ROR_2_MISO_MI | PJM_ROR | MISO_MI | Internal | Summer | B1 | 10 | 1305 | 0.01 | 184.35 | 182.35 | 2 | 0
2035 | PJM_ROR_2_MISO_MI | PJM_ROR | MISO_MI | Internal | Summer | B2 | 25 | 1305 | 0 | 181.38 | 179.38 | 2 | 0
2035 | PJM_ROR_2_MISO_MI | PJM_ROR | MISO_MI | Internal | Summer | B3 | 75 | 1305 | 0 | 181.38 | 179.38 | 2 | 0
2035 | PJM_ROR_2_MISO_MI | PJM_ROR | MISO_MI | Internal | Summer | B4 | 100 | 1305 | 0 | 167.65 | 165.65 | 2 | 0
2035 | PJM_ROR_2_MISO_MI | PJM_ROR | MISO_MI | Internal | Summer | B5 | 200 | 1305 | 0 | 145.44 | 136.44 | 2 | 0
2035 | PJM_ROR_2_MISO_MI | PJM_ROR | MISO_MI | Internal | Summer | B6 | 300 | 1305 | 0 | 125.16 | 120.07 | 2 | 0
2035 | PJM_ROR_2_MISO_MI | PJM_ROR | MISO_MI | Internal | Summer | B7 | 400 | 1305 | 0 | 116.86 | 112.31 | 2 | 0
2035 | PJM_ROR_2_MISO_MI | PJM_ROR | MISO_MI | Internal | Summer | B8 | 500 | 1305 | 0 | 111.27 | 109.27 | 2 | 0
2035 | PJM_ROR_2_MISO_MI | PJM_ROR | MISO_MI | Internal | Summer | B9 | 800 | 1305 | 0 | 99.71 | 96.93 | 2 | 0
2035 | PJM_ROR_2_MISO_MI | PJM_ROR | MISO_MI | Internal | Summer | B10 | 1262 | 1305 | 0 | 96.39 | 96.64 | 2 | 0
2035 | PJM_ROR_2_MISO_MI | PJM_ROR | MISO_MI | Internal | Winter | B16 | 25 | 1305 | 0 | 125.69 | 116.43 | 2 | 0
2035 | PJM_ROR_2_MISO_MI | PJM_ROR | MISO_MI | Internal | Winter | B17 | 100 | 1305 | 0 | 118.12 | 116.12 | 2 | 0
2035 | PJM_ROR_2_MISO_MI | PJM_ROR | MISO_MI | Internal | Winter | B18 | 400 | 1305 | 0 | 116.13 | 112.53 | 2 | 0
2035 | PJM_ROR_2_MISO_MI | PJM_ROR | MISO_MI | Internal | Winter | B19 | 700 | 1305 | 0 | 105.26 | 100.99 | 2 | 0
2035 | PJM_ROR_2_MISO_MI | PJM_ROR | MISO_MI | Internal | Winter | B20 | 935 | 1305 | 0 | 101.52 | 99.14 | 2 | 0
2035 | PJM_ROR_2_MISO_MO-IL | PJM_ROR | MISO_MO-IL | Internal | Shoulder | B11 | 25 | 1111 | 0 | 118.66 | 116.65 | 2 | 0
2035 | PJM_ROR_2_MISO_MO-IL | PJM_ROR | MISO_MO-IL | Internal | Shoulder | B12 | 200 | 1111 | 0 | 113.59 | 98.09 | 2 | 0
2035 | PJM_ROR_2_MISO_MO-IL | PJM_ROR | MISO_MO-IL | Internal | Shoulder | B13 | 600 | 1111 | 0 | 110.82 | 98.07 | 2 | 0
2035 | PJM_ROR_2_MISO_MO-IL | PJM_ROR | MISO_MO-IL | Internal | Shoulder | B14 | 900 | 1111 | 0 | 101.61 | 93.82 | 2 | 0
2035 | PJM_ROR_2_MISO_MO-IL | PJM_ROR | MISO_MO-IL | Internal | Shoulder | B15 | 1203 | 1111 | 0 | 98.02 | 81.83 | 2 | 0
2035 | PJM_ROR_2_MISO_MO-IL | PJM_ROR | MISO_MO-IL | Internal | Summer | B1 | 10 | 1111 | 0 | 184.35 | 174.5 | 2 | 0
2035 | PJM_ROR_2_MISO_MO-IL | PJM_ROR | MISO_MO-IL | Internal | Summer | B2 | 25 | 1111 | 0 | 181.38 | 179.38 | 2 | 0
2035 | PJM_ROR_2_MISO_MO-IL | PJM_ROR | MISO_MO-IL | Internal | Summer | B3 | 75 | 1111 | 0 | 181.38 | 179.38 | 2 | 0
2035 | PJM_ROR_2_MISO_MO-IL | PJM_ROR | MISO_MO-IL | Internal | Summer | B4 | 100 | 1111 | 0 | 167.65 | 165.65 | 2 | 0
2035 | PJM_ROR_2_MISO_MO-IL | PJM_ROR | MISO_MO-IL | Internal | Summer | B5 | 200 | 1111 | 0 | 145.44 | 136.44 | 2 | 0
2035 | PJM_ROR_2_MISO_MO-IL | PJM_ROR | MISO_MO-IL | Internal | Summer | B6 | 300 | 1111 | 0 | 125.16 | 123.14 | 2 | 0
2035 | PJM_ROR_2_MISO_MO-IL | PJM_ROR | MISO_MO-IL | Internal | Summer | B7 | 400 | 1111 | 0 | 116.86 | 114.87 | 2 | 0
2035 | PJM_ROR_2_MISO_MO-IL | PJM_ROR | MISO_MO-IL | Internal | Summer | B8 | 500 | 1111 | 0 | 111.27 | 109.29 | 2 | 0
2035 | PJM_ROR_2_MISO_MO-IL | PJM_ROR | MISO_MO-IL | Internal | Summer | B9 | 800 | 1111 | 0 | 99.71 | 97.72 | 2 | 0
2035 | PJM_ROR_2_MISO_MO-IL | PJM_ROR | MISO_MO-IL | Internal | Summer | B10 | 1262 | 1111 | 0 | 96.39 | 92.55 | 2 | 0
2035 | PJM_ROR_2_MISO_MO-IL | PJM_ROR | MISO_MO-IL | Internal | Winter | B16 | 25 | 1111 | 0 | 125.69 | 101.11 | 2 | 0
2035 | PJM_ROR_2_MISO_MO-IL | PJM_ROR | MISO_MO-IL | Internal | Winter | B17 | 100 | 1111 | 0 | 118.12 | 101.11 | 2 | 0
2035 | PJM_ROR_2_MISO_MO-IL | PJM_ROR | MISO_MO-IL | Internal | Winter | B18 | 400 | 1111 | 0 | 116.13 | 100.96 | 2 | 0
2035 | PJM_ROR_2_MISO_MO-IL | PJM_ROR | MISO_MO-IL | Internal | Winter | B19 | 700 | 1111 | 0 | 105.26 | 96.6 | 2 | 0
2035 | PJM_ROR_2_MISO_MO-IL | PJM_ROR | MISO_MO-IL | Internal | Winter | B20 | 935 | 1111 | 0 | 101.52 | 79.46 | 2 | 0
2035 | PJM_ROR_2_MISO_W | PJM_ROR | MISO_W | Internal | Shoulder | B11 | 25 | 13129 | 0 | 118.66 | 116.66 | 2 | 0
2035 | PJM_ROR_2_MISO_W | PJM_ROR | MISO_W | Internal | Shoulder | B12 | 200 | 13129 | 0 | 113.59 | 98.08 | 2 | 0
2035 | PJM_ROR_2_MISO_W | PJM_ROR | MISO_W | Internal | Shoulder | B13 | 600 | 13129 | 0 | 110.82 | 98.03 | 2 | 0
2035 | PJM_ROR_2_MISO_W | PJM_ROR | MISO_W | Internal | Shoulder | B14 | 900 | 13129 | 0 | 101.61 | 51.95 | 2 | 0
2035 | PJM_ROR_2_MISO_W | PJM_ROR | MISO_W | Internal | Shoulder | B15 | 1203 | 13129 | 0 | 98.02 | 37.94 | 2 | 0
2035 | PJM_ROR_2_MISO_W | PJM_ROR | MISO_W | Internal | Summer | B1 | 10 | 13129 | 0.01 | 184.35 | 182.35 | 2 | 0
2035 | PJM_ROR_2_MISO_W | PJM_ROR | MISO_W | Internal | Summer | B2 | 25 | 13129 | 0 | 181.38 | 179.38 | 2 | 0
2035 | PJM_ROR_2_MISO_W | PJM_ROR | MISO_W | Internal | Summer | B3 | 75 | 13129 | 0 | 181.38 | 179.38 | 2 | 0
2035 | PJM_ROR_2_MISO_W | PJM_ROR | MISO_W | Internal | Summer | B4 | 100 | 13129 | 0 | 167.65 | 165.65 | 2 | 0
2035 | PJM_ROR_2_MISO_W | PJM_ROR | MISO_W | Internal | Summer | B5 | 200 | 13129 | 0 | 145.44 | 143.44 | 2 | 0
2035 | PJM_ROR_2_MISO_W | PJM_ROR | MISO_W | Internal | Summer | B6 | 300 | 13129 | 0 | 125.16 | 123.16 | 2 | 0
2035 | PJM_ROR_2_MISO_W | PJM_ROR | MISO_W | Internal | Summer | B7 | 400 | 13129 | 0 | 116.86 | 114.86 | 2 | 0
2035 | PJM_ROR_2_MISO_W | PJM_ROR | MISO_W | Internal | Summer | B8 | 500 | 13129 | 0 | 111.27 | 109.27 | 2 | 0
2035 | PJM_ROR_2_MISO_W | PJM_ROR | MISO_W | Internal | Summer | B9 | 800 | 13129 | 0 | 99.71 | 97.71 | 2 | 0
2035 | PJM_ROR_2_MISO_W | PJM_ROR | MISO_W | Internal | Summer | B10 | 1262 | 13129 | 0 | 96.39 | 84.53 | 2 | 0
2035 | PJM_ROR_2_MISO_W | PJM_ROR | MISO_W | Internal | Winter | B16 | 25 | 13129 | 0 | 125.69 | 24.39 | 2 | 0
2035 | PJM_ROR_2_MISO_W | PJM_ROR | MISO_W | Internal | Winter | B17 | 100 | 13129 | 0 | 118.12 | 52.59 | 2 | 0
2035 | PJM_ROR_2_MISO_W | PJM_ROR | MISO_W | Internal | Winter | B18 | 400 | 13129 | 0 | 116.13 | 97.45 | 2 | 0
2035 | PJM_ROR_2_MISO_W | PJM_ROR | MISO_W | Internal | Winter | B19 | 700 | 13129 | 0 | 105.26 | 96.58 | 2 | 0
2035 | PJM_ROR_2_MISO_W | PJM_ROR | MISO_W | Internal | Winter | B20 | 935 | 13129 | 0 | 101.52 | 67.05 | 2 | 0
2035 | PJM_ROR_2_MISO_WUMS | PJM_ROR | MISO_WUMS | Internal | Shoulder | B11 | 25 | 1467 | 0 | 118.66 | 98.04 | 2 | 0
2035 | PJM_ROR_2_MISO_WUMS | PJM_ROR | MISO_WUMS | Internal | Shoulder | B12 | 200 | 1467 | 0 | 113.59 | 98.02 | 2 | 0
2035 | PJM_ROR_2_MISO_WUMS | PJM_ROR | MISO_WUMS | Internal | Shoulder | B13 | 600 | 1467 | 0 | 110.82 | 98.02 | 2 | 0
2035 | PJM_ROR_2_MISO_WUMS | PJM_ROR | MISO_WUMS | Internal | Shoulder | B14 | 900 | 1467 | 0 | 101.61 | 98.02 | 2 | 0
2035 | PJM_ROR_2_MISO_WUMS | PJM_ROR | MISO_WUMS | Internal | Shoulder | B15 | 1203 | 1467 | 0 | 98.02 | 96.02 | 2 | 0
2035 | PJM_ROR_2_MISO_WUMS | PJM_ROR | MISO_WUMS | Internal | Summer | B1 | 10 | 1467 | 0 | 184.35 | 109.26 | 2 | 0
2035 | PJM_ROR_2_MISO_WUMS | PJM_ROR | MISO_WUMS | Internal | Summer | B2 | 25 | 1467 | 0 | 181.38 | 111.75 | 2 | 0
2035 | PJM_ROR_2_MISO_WUMS | PJM_ROR | MISO_WUMS | Internal | Summer | B3 | 75 | 1467 | 0 | 181.38 | 179.36 | 2 | 0
2035 | PJM_ROR_2_MISO_WUMS | PJM_ROR | MISO_WUMS | Internal | Summer | B4 | 100 | 1467 | 0 | 167.65 | 165.64 | 2 | 0
2035 | PJM_ROR_2_MISO_WUMS | PJM_ROR | MISO_WUMS | Internal | Summer | B5 | 200 | 1467 | 0 | 145.44 | 136.43 | 2 | 0
2035 | PJM_ROR_2_MISO_WUMS | PJM_ROR | MISO_WUMS | Internal | Summer | B6 | 300 | 1467 | 0 | 125.16 | 111.75 | 2 | 0
2035 | PJM_ROR_2_MISO_WUMS | PJM_ROR | MISO_WUMS | Internal | Summer | B7 | 400 | 1467 | 0 | 116.86 | 111.75 | 2 | 0
2035 | PJM_ROR_2_MISO_WUMS | PJM_ROR | MISO_WUMS | Internal | Summer | B8 | 500 | 1467 | 0 | 111.27 | 109.26 | 2 | 0
2035 | PJM_ROR_2_MISO_WUMS | PJM_ROR | MISO_WUMS | Internal | Summer | B9 | 800 | 1467 | 0 | 99.71 | 96.92 | 2 | 0
2035 | PJM_ROR_2_MISO_WUMS | PJM_ROR | MISO_WUMS | Internal | Summer | B10 | 1262 | 1467 | 0 | 96.39 | 96.45 | 2 | 0
2035 | PJM_ROR_2_MISO_WUMS | PJM_ROR | MISO_WUMS | Internal | Winter | B16 | 25 | 1467 | 0 | 125.69 | 99.12 | 2 | 0
2035 | PJM_ROR_2_MISO_WUMS | PJM_ROR | MISO_WUMS | Internal | Winter | B17 | 100 | 1467 | 0 | 118.12 | 100.98 | 2 | 0
2035 | PJM_ROR_2_MISO_WUMS | PJM_ROR | MISO_WUMS | Internal | Winter | B18 | 400 | 1467 | 0 | 116.13 | 100.98 | 2 | 0
2035 | PJM_ROR_2_MISO_WUMS | PJM_ROR | MISO_WUMS | Internal | Winter | B19 | 700 | 1467 | 0 | 105.26 | 100.98 | 2 | 0
2035 | PJM_ROR_2_MISO_WUMS | PJM_ROR | MISO_WUMS | Internal | Winter | B20 | 935 | 1467 | 0 | 101.52 | 99.12 | 2 | 0
2035 | PJM_ROR_2_PJM_ROM | PJM_ROR | PJM_ROM | Internal | Shoulder | B11 | 25 | 8000 | 4608.76 | 118.66 | 118.67 | 0.01 | 0
2035 | PJM_ROR_2_PJM_ROM | PJM_ROR | PJM_ROM | Internal | Shoulder | B12 | 200 | 8000 | 5600.56 | 113.59 | 113.61 | 0.01 | 0
2035 | PJM_ROR_2_PJM_ROM | PJM_ROR | PJM_ROM | Internal | Shoulder | B13 | 600 | 8000 | 7999.99 | 110.82 | 110.96 | 0.01 | 0.13
2035 | PJM_ROR_2_PJM_ROM | PJM_ROR | PJM_ROM | Internal | Shoulder | B14 | 900 | 8000 | 8000 | 101.61 | 110.96 | 0.01 | 9.34
2035 | PJM_ROR_2_PJM_ROM | PJM_ROR | PJM_ROM | Internal | Shoulder | B15 | 1203 | 8000 | 3297.32 | 98.02 | 98.03 | 0.01 | 0
2035 | PJM_ROR_2_PJM_ROM | PJM_ROR | PJM_ROM | Internal | Summer | B1 | 10 | 8000 | 4591.24 | 184.35 | 184.36 | 0.01 | 0
2035 | PJM_ROR_2_PJM_ROM | PJM_ROR | PJM_ROM | Internal | Summer | B2 | 25 | 8000 | 2799.37 | 181.38 | 181.39 | 0.01 | 0
2035 | PJM_ROR_2_PJM_ROM | PJM_ROR | PJM_ROM | Internal | Summer | B3 | 75 | 8000 | 0.27 | 181.38 | 181.36 | 0.01 | 0
2035 | PJM_ROR_2_PJM_ROM | PJM_ROR | PJM_ROM | Internal | Summer | B4 | 100 | 8000 | 0.21 | 167.65 | 167.64 | 0.01 | 0
2035 | PJM_ROR_2_PJM_ROM | PJM_ROR | PJM_ROM | Internal | Summer | B5 | 200 | 8000 | 4413.45 | 145.44 | 145.45 | 0.01 | 0
2035 | PJM_ROR_2_PJM_ROM | PJM_ROR | PJM_ROM | Internal | Summer | B6 | 300 | 8000 | 3588.96 | 125.16 | 125.17 | 0.01 | 0
2035 | PJM_ROR_2_PJM_ROM | PJM_ROR | PJM_ROM | Internal | Summer | B7 | 400 | 8000 | 2429.23 | 116.86 | 116.87 | 0.01 | 0
2035 | PJM_ROR_2_PJM_ROM | PJM_ROR | PJM_ROM | Internal | Summer | B8 | 500 | 8000 | 3820.49 | 111.27 | 111.29 | 0.01 | 0
2035 | PJM_ROR_2_PJM_ROM | PJM_ROR | PJM_ROM | Internal | Summer | B9 | 800 | 8000 | 7999.97 | 99.71 | 99.74 | 0.01 | 0.03
2035 | PJM_ROR_2_PJM_ROM | PJM_ROR | PJM_ROM | Internal | Summer | B10 | 1262 | 8000 | 3895.21 | 96.39 | 96.4 | 0.01 | 0
2035 | PJM_ROR_2_PJM_ROM | PJM_ROR | PJM_ROM | Internal | Winter | B16 | 25 | 8000 | 6421.75 | 125.69 | 125.7 | 0.01 | 0
2035 | PJM_ROR_2_PJM_ROM | PJM_ROR | PJM_ROM | Internal | Winter | B17 | 100 | 8000 | 7348.84 | 118.12 | 118.13 | 0.01 | 0
2035 | PJM_ROR_2_PJM_ROM | PJM_ROR | PJM_ROM | Internal | Winter | B18 | 400 | 8000 | 8000 | 116.13 | 117.45 | 0.01 | 1.31
2035 | PJM_ROR_2_PJM_ROM | PJM_ROR | PJM_ROM | Internal | Winter | B19 | 700 | 8000 | 8000 | 105.26 | 117.03 | 0.01 | 11.76
2035 | PJM_ROR_2_PJM_ROM | PJM_ROR | PJM_ROM | Internal | Winter | B20 | 935 | 8000 | 3709.23 | 101.52 | 101.53 | 0.01 | 0
2035 | PJM_ROR_2_TVA_Transmission | PJM_ROR | TVA_Transmission | Internal | Shoulder | B11 | 25 | 2500 | 0 | 118.66 | 118.06 | 6 | 0
2035 | PJM_ROR_2_TVA_Transmission | PJM_ROR | TVA_Transmission | Internal | Shoulder | B12 | 200 | 2500 | 0 | 113.59 | 106.09 | 6 | 0
2035 | PJM_ROR_2_TVA_Transmission | PJM_ROR | TVA_Transmission | Internal | Shoulder | B13 | 600 | 2500 | 0 | 110.82 | 101.82 | 6 | 0
2035 | PJM_ROR_2_TVA_Transmission | PJM_ROR | TVA_Transmission | Internal | Shoulder | B14 | 900 | 2500 | 0 | 101.61 | 101.82 | 6 | 0
2035 | PJM_ROR_2_TVA_Transmission | PJM_ROR | TVA_Transmission | Internal | Shoulder | B15 | 1203 | 2500 | 0 | 98.02 | 101.82 | 6 | 0
2035 | PJM_ROR_2_TVA_Transmission | PJM_ROR | TVA_Transmission | Internal | Summer | B1 | 10 | 2500 | 0 | 184.35 | 182.5 | 6 | 0
2035 | PJM_ROR_2_TVA_Transmission | PJM_ROR | TVA_Transmission | Internal | Summer | B2 | 25 | 2500 | 750.28 | 181.38 | 187.38 | 6 | 0
2035 | PJM_ROR_2_TVA_Transmission | PJM_ROR | TVA_Transmission | Internal | Summer | B3 | 75 | 2500 | 451.35 | 181.38 | 187.38 | 6 | 0
2035 | PJM_ROR_2_TVA_Transmission | PJM_ROR | TVA_Transmission | Internal | Summer | B4 | 100 | 2500 | 0.33 | 167.65 | 173.64 | 6 | 0
2035 | PJM_ROR_2_TVA_Transmission | PJM_ROR | TVA_Transmission | Internal | Summer | B5 | 200 | 2500 | 0 | 145.44 | 136.44 | 6 | 0
2035 | PJM_ROR_2_TVA_Transmission | PJM_ROR | TVA_Transmission | Internal | Summer | B6 | 300 | 2500 | 0 | 125.16 | 123.44 | 6 | 0
2035 | PJM_ROR_2_TVA_Transmission | PJM_ROR | TVA_Transmission | Internal | Summer | B7 | 400 | 2500 | 0 | 116.86 | 116.92 | 6 | 0
2035 | PJM_ROR_2_TVA_Transmission | PJM_ROR | TVA_Transmission | Internal | Summer | B8 | 500 | 2500 | 0 | 111.27 | 112.94 | 6 | 0
2035 | PJM_ROR_2_TVA_Transmission | PJM_ROR | TVA_Transmission | Internal | Summer | B9 | 800 | 2500 | 70.14 | 99.71 | 105.71 | 6 | 0
2035 | PJM_ROR_2_TVA_Transmission | PJM_ROR | TVA_Transmission | Internal | Summer | B10 | 1262 | 2500 | 0 | 96.39 | 100.55 | 6 | 0
2035 | PJM_ROR_2_TVA_Transmission | PJM_ROR | TVA_Transmission | Internal | Winter | B16 | 25 | 2500 | 0 | 125.69 | 116.69 | 6 | 0
2035 | PJM_ROR_2_TVA_Transmission | PJM_ROR | TVA_Transmission | Internal | Winter | B17 | 100 | 2500 | 0 | 118.12 | 109.11 | 6 | 0
2035 | PJM_ROR_2_TVA_Transmission | PJM_ROR | TVA_Transmission | Internal | Winter | B18 | 400 | 2500 | 0 | 116.13 | 105.45 | 6 | 0
2035 | PJM_ROR_2_TVA_Transmission | PJM_ROR | TVA_Transmission | Internal | Winter | B19 | 700 | 2500 | 0 | 105.26 | 104.6 | 6 | 0
2035 | PJM_ROR_2_TVA_Transmission | PJM_ROR | TVA_Transmission | Internal | Winter | B20 | 935 | 2500 | 0 | 101.52 | 104.6 | 6 | 0
2035 | PJM_ROR_2_VACAR | PJM_ROR | VACAR | Internal | Shoulder | B11 | 25 | 3000 | 432.5 | 118.66 | 124.66 | 6 | 0
2035 | PJM_ROR_2_VACAR | PJM_ROR | VACAR | Internal | Shoulder | B12 | 200 | 3000 | 0 | 113.59 | 111.66 | 6 | 0
2035 | PJM_ROR_2_VACAR | PJM_ROR | VACAR | Internal | Shoulder | B13 | 600 | 3000 | 0 | 110.82 | 104.3 | 6 | 0
2035 | PJM_ROR_2_VACAR | PJM_ROR | VACAR | Internal | Shoulder | B14 | 900 | 3000 | 0 | 101.61 | 104.3 | 6 | 0
2035 | PJM_ROR_2_VACAR | PJM_ROR | VACAR | Internal | Shoulder | B15 | 1203 | 3000 | 3000 | 98.02 | 104.3 | 6 | 0.28
2035 | PJM_ROR_2_VACAR | PJM_ROR | VACAR | Internal | Summer | B1 | 10 | 3000 | 2999.92 | 184.35 | 190.78 | 6 | 0.43
2035 | PJM_ROR_2_VACAR | PJM_ROR | VACAR | Internal | Summer | B2 | 25 | 3000 | 2999.99 | 181.38 | 190.78 | 6 | 3.4
2035 | PJM_ROR_2_VACAR | PJM_ROR | VACAR | Internal | Summer | B3 | 75 | 3000 | 3000 | 181.38 | 190.78 | 6 | 3.4
2035 | PJM_ROR_2_VACAR | PJM_ROR | VACAR | Internal | Summer | B4 | 100 | 3000 | 1253.57 | 167.65 | 173.65 | 6 | 0
2035 | PJM_ROR_2_VACAR | PJM_ROR | VACAR | Internal | Summer | B5 | 200 | 3000 | 0 | 145.44 | 138.62 | 6 | 0
2035 | PJM_ROR_2_VACAR | PJM_ROR | VACAR | Internal | Summer | B6 | 300 | 3000 | 0 | 125.16 | 118.49 | 6 | 0
2035 | PJM_ROR_2_VACAR | PJM_ROR | VACAR | Internal | Summer | B7 | 400 | 3000 | 0 | 116.86 | 110.29 | 6 | 0
2035 | PJM_ROR_2_VACAR | PJM_ROR | VACAR | Internal | Summer | B8 | 500 | 3000 | 0 | 111.27 | 105.94 | 6 | 0
2035 | PJM_ROR_2_VACAR | PJM_ROR | VACAR | Internal | Summer | B9 | 800 | 3000 | 0 | 99.71 | 102.18 | 6 | 0
2035 | PJM_ROR_2_VACAR | PJM_ROR | VACAR | Internal | Summer | B10 | 1262 | 3000 | 0 | 96.39 | 102.18 | 6 | 0
2035 | PJM_ROR_2_VACAR | PJM_ROR | VACAR | Internal | Winter | B16 | 25 | 3000 | 2059.8 | 125.69 | 131.69 | 6 | 0
2035 | PJM_ROR_2_VACAR | PJM_ROR | VACAR | Internal | Winter | B17 | 100 | 3000 | 0 | 118.12 | 118.11 | 6 | 0
2035 | PJM_ROR_2_VACAR | PJM_ROR | VACAR | Internal | Winter | B18 | 400 | 3000 | 0 | 116.13 | 109.13 | 6 | 0
2035 | PJM_ROR_2_VACAR | PJM_ROR | VACAR | Internal | Winter | B19 | 700 | 3000 | 0 | 105.26 | 109.13 | 6 | 0
2035 | PJM_ROR_2_VACAR | PJM_ROR | VACAR | Internal | Winter | B20 | 935 | 3000 | 3000 | 101.52 | 109.13 | 6 | 1.61
2035 | PJM_ROM_2_NYISO_A-F | PJM_ROM | NYISO_A-F | Internal | Shoulder | B11 | 25 | 2000 | 0 | 118.67 | 82.07 | 6 | 0
2035 | PJM_ROM_2_NYISO_A-F | PJM_ROM | NYISO_A-F | Internal | Shoulder | B12 | 200 | 2000 | 0 | 113.61 | 82.07 | 6 | 0
2035 | PJM_ROM_2_NYISO_A-F | PJM_ROM | NYISO_A-F | Internal | Shoulder | B13 | 600 | 2000 | 0 | 110.96 | 82.07 | 6 | 0
2035 | PJM_ROM_2_NYISO_A-F | PJM_ROM | NYISO_A-F | Internal | Shoulder | B14 | 900 | 2000 | 0 | 110.96 | 82.07 | 6 | 0
2035 | PJM_ROM_2_NYISO_A-F | PJM_ROM | NYISO_A-F | Internal | Shoulder | B15 | 1203 | 2000 | 0 | 98.03 | 82.07 | 6 | 0
2035 | PJM_ROM_2_NYISO_A-F | PJM_ROM | NYISO_A-F | Internal | Summer | B1 | 10 | 2000 | 0 | 184.36 | 93.66 | 6 | 0
2035 | PJM_ROM_2_NYISO_A-F | PJM_ROM | NYISO_A-F | Internal | Summer | B2 | 25 | 2000 | 0 | 181.39 | 117.04 | 6 | 0
2035 | PJM_ROM_2_NYISO_A-F | PJM_ROM | NYISO_A-F | Internal | Summer | B3 | 75 | 2000 | 0 | 181.36 | 109.87 | 6 | 0
2035 | PJM_ROM_2_NYISO_A-F | PJM_ROM | NYISO_A-F | Internal | Summer | B4 | 100 | 2000 | 0 | 167.64 | 109.86 | 6 | 0
2035 | PJM_ROM_2_NYISO_A-F | PJM_ROM | NYISO_A-F | Internal | Summer | B5 | 200 | 2000 | 0 | 145.45 | 106.71 | 6 | 0
2035 | PJM_ROM_2_NYISO_A-F | PJM_ROM | NYISO_A-F | Internal | Summer | B6 | 300 | 2000 | 0 | 125.17 | 106.71 | 6 | 0
2035 | PJM_ROM_2_NYISO_A-F | PJM_ROM | NYISO_A-F | Internal | Summer | B7 | 400 | 2000 | 0 | 116.87 | 106.71 | 6 | 0
2035 | PJM_ROM_2_NYISO_A-F | PJM_ROM | NYISO_A-F | Internal | Summer | B8 | 500 | 2000 | 0 | 111.29 | 94.32 | 6 | 0
2035 | PJM_ROM_2_NYISO_A-F | PJM_ROM | NYISO_A-F | Internal | Summer | B9 | 800 | 2000 | 0 | 99.74 | 92.59 | 6 | 0
2035 | PJM_ROM_2_NYISO_A-F | PJM_ROM | NYISO_A-F | Internal | Summer | B10 | 1262 | 2000 | 0 | 96.4 | 92.59 | 6 | 0
2035 | PJM_ROM_2_NYISO_A-F | PJM_ROM | NYISO_A-F | Internal | Winter | B16 | 25 | 2000 | 0 | 125.7 | 82.07 | 6 | 0
2035 | PJM_ROM_2_NYISO_A-F | PJM_ROM | NYISO_A-F | Internal | Winter | B17 | 100 | 2000 | 0 | 118.13 | 82.07 | 6 | 0
2035 | PJM_ROM_2_NYISO_A-F | PJM_ROM | NYISO_A-F | Internal | Winter | B18 | 400 | 2000 | 0 | 117.45 | 82.07 | 6 | 0
2035 | PJM_ROM_2_NYISO_A-F | PJM_ROM | NYISO_A-F | Internal | Winter | B19 | 700 | 2000 | 0 | 117.03 | 82.07 | 6 | 0
2035 | PJM_ROM_2_NYISO_A-F | PJM_ROM | NYISO_A-F | Internal | Winter | B20 | 935 | 2000 | 0 | 101.53 | 82.07 | 6 | 0
2035 | PJM_ROM_2_PJM_E | PJM_ROM | PJM_E | Internal | Shoulder | B11 | 25 | 8000 | 0.12 | 118.67 | 118.68 | 0.01 | 0
2035 | PJM_ROM_2_PJM_E | PJM_ROM | PJM_E | Internal | Shoulder | B12 | 200 | 8000 | 1385.59 | 113.61 | 113.62 | 0.01 | 0
2035 | PJM_ROM_2_PJM_E | PJM_ROM | PJM_E | Internal | Shoulder | B13 | 600 | 8000 | 2213.72 | 110.96 | 110.97 | 0.01 | 0
2035 | PJM_ROM_2_PJM_E | PJM_ROM | PJM_E | Internal | Shoulder | B14 | 900 | 8000 | 2958.43 | 110.96 | 110.97 | 0.01 | 0
2035 | PJM_ROM_2_PJM_E | PJM_ROM | PJM_E | Internal | Shoulder | B15 | 1203 | 8000 | 167.26 | 98.03 | 98.04 | 0.01 | 0
2035 | PJM_ROM_2_PJM_E | PJM_ROM | PJM_E | Internal | Summer | B1 | 10 | 8000 | 3262.36 | 184.36 | 184.37 | 0.01 | 0
2035 | PJM_ROM_2_PJM_E | PJM_ROM | PJM_E | Internal | Summer | B2 | 25 | 8000 | 1969.87 | 181.39 | 181.4 | 0.01 | 0
2035 | PJM_ROM_2_PJM_E | PJM_ROM | PJM_E | Internal | Summer | B3 | 75 | 8000 | 0.27 | 181.36 | 181.35 | 0.01 | 0
2035 | PJM_ROM_2_PJM_E | PJM_ROM | PJM_E | Internal | Summer | B4 | 100 | 8000 | 0.21 | 167.64 | 167.63 | 0.01 | 0
2035 | PJM_ROM_2_PJM_E | PJM_ROM | PJM_E | Internal | Summer | B5 | 200 | 8000 | 2286.28 | 145.45 | 145.46 | 0.01 | 0
2035 | PJM_ROM_2_PJM_E | PJM_ROM | PJM_E | Internal | Summer | B6 | 300 | 8000 | 1015.8 | 125.17 | 125.18 | 0.01 | 0
2035 | PJM_ROM_2_PJM_E | PJM_ROM | PJM_E | Internal | Summer | B7 | 400 | 8000 | 0.05 | 116.87 | 116.86 | 0.01 | 0
2035 | PJM_ROM_2_PJM_E | PJM_ROM | PJM_E | Internal | Summer | B8 | 500 | 8000 | 1279.12 | 111.29 | 111.3 | 0.01 | 0
2035 | PJM_ROM_2_PJM_E | PJM_ROM | PJM_E | Internal | Summer | B9 | 800 | 8000 | 3268.44 | 99.74 | 99.76 | 0.01 | 0
2035 | PJM_ROM_2_PJM_E | PJM_ROM | PJM_E | Internal | Summer | B10 | 1262 | 8000 | 1090.42 | 96.4 | 96.41 | 0.01 | 0
2035 | PJM_ROM_2_PJM_E | PJM_ROM | PJM_E | Internal | Winter | B16 | 25 | 8000 | 1437.56 | 125.7 | 125.71 | 0.01 | 0
2035 | PJM_ROM_2_PJM_E | PJM_ROM | PJM_E | Internal | Winter | B17 | 100 | 8000 | 3272.34 | 118.13 | 118.15 | 0.01 | 0
2035 | PJM_ROM_2_PJM_E | PJM_ROM | PJM_E | Internal | Winter | B18 | 400 | 8000 | 5083.85 | 117.45 | 117.47 | 0.01 | 0
2035 | PJM_ROM_2_PJM_E | PJM_ROM | PJM_E | Internal | Winter | B19 | 700 | 8000 | 3963.38 | 117.03 | 117.04 | 0.01 | 0
2035 | PJM_ROM_2_PJM_E | PJM_ROM | PJM_E | Internal | Winter | B20 | 935 | 8000 | 1113.14 | 101.53 | 101.54 | 0.01 | 0
2035 | PJM_ROM_2_PJM_ROR | PJM_ROM | PJM_ROR | Internal | Shoulder | B11 | 25 | 8000 | 0.76 | 118.67 | 118.66 | 0.01 | 0
2035 | PJM_ROM_2_PJM_ROR | PJM_ROM | PJM_ROR | Internal | Shoulder | B12 | 200 | 8000 | 0.1 | 113.61 | 113.59 | 0.01 | 0
2035 | PJM_ROM_2_PJM_ROR | PJM_ROM | PJM_ROR | Internal | Shoulder | B13 | 600 | 8000 | 0 | 110.96 | 110.82 | 0.01 | 0
2035 | PJM_ROM_2_PJM_ROR | PJM_ROM | PJM_ROR | Internal | Shoulder | B14 | 900 | 8000 | 0 | 110.96 | 101.61 | 0.01 | 0
2035 | PJM_ROM_2_PJM_ROR | PJM_ROM | PJM_ROR | Internal | Shoulder | B15 | 1203 | 8000 | 0.02 | 98.03 | 98.02 | 0.01 | 0
2035 | PJM_ROM_2_PJM_ROR | PJM_ROM | PJM_ROR | Internal | Summer | B1 | 10 | 8000 | 3.04 | 184.36 | 184.35 | 0.01 | 0
2035 | PJM_ROM_2_PJM_ROR | PJM_ROM | PJM_ROR | Internal | Summer | B2 | 25 | 8000 | 1.26 | 181.39 | 181.38 | 0.01 | 0
2035 | PJM_ROM_2_PJM_ROR | PJM_ROM | PJM_ROR | Internal | Summer | B3 | 75 | 8000 | 2660.11 | 181.36 | 181.38 | 0.01 | 0
2035 | PJM_ROM_2_PJM_ROR | PJM_ROM | PJM_ROR | Internal | Summer | B4 | 100 | 8000 | 1233.64 | 167.64 | 167.65 | 0.01 | 0
2035 | PJM_ROM_2_PJM_ROR | PJM_ROM | PJM_ROR | Internal | Summer | B5 | 200 | 8000 | 0.1 | 145.45 | 145.44 | 0.01 | 0
2035 | PJM_ROM_2_PJM_ROR | PJM_ROM | PJM_ROR | Internal | Summer | B6 | 300 | 8000 | 0.07 | 125.17 | 125.16 | 0.01 | 0
2035 | PJM_ROM_2_PJM_ROR | PJM_ROM | PJM_ROR | Internal | Summer | B7 | 400 | 8000 | 0.05 | 116.87 | 116.86 | 0.01 | 0
2035 | PJM_ROM_2_PJM_ROR | PJM_ROM | PJM_ROR | Internal | Summer | B8 | 500 | 8000 | 0.04 | 111.29 | 111.27 | 0.01 | 0
2035 | PJM_ROM_2_PJM_ROR | PJM_ROM | PJM_ROR | Internal | Summer | B9 | 800 | 8000 | 0.02 | 99.74 | 99.71 | 0.01 | 0
2035 | PJM_ROM_2_PJM_ROR | PJM_ROM | PJM_ROR | Internal | Summer | B10 | 1262 | 8000 | 0.02 | 96.4 | 96.39 | 0.01 | 0
2035 | PJM_ROM_2_PJM_ROR | PJM_ROM | PJM_ROR | Internal | Winter | B16 | 25 | 8000 | 0.72 | 125.7 | 125.69 | 0.01 | 0
2035 | PJM_ROM_2_PJM_ROR | PJM_ROM | PJM_ROR | Internal | Winter | B17 | 100 | 8000 | 0.19 | 118.13 | 118.12 | 0.01 | 0
2035 | PJM_ROM_2_PJM_ROR | PJM_ROM | PJM_ROR | Internal | Winter | B18 | 400 | 8000 | 0 | 117.45 | 116.13 | 0.01 | 0
2035 | PJM_ROM_2_PJM_ROR | PJM_ROM | PJM_ROR | Internal | Winter | B19 | 700 | 8000 | 0 | 117.03 | 105.26 | 0.01 | 0
2035 | PJM_ROM_2_PJM_ROR | PJM_ROM | PJM_ROR | Internal | Winter | B20 | 935 | 8000 | 0.02 | 101.53 | 101.52 | 0.01 | 0
2035 | SOCO_2_ENT | SOCO | ENT | Internal | Shoulder | B11 | 25 | 4300 | 0 | 118.85 | 116.65 | 10 | 0
2035 | SOCO_2_ENT | SOCO | ENT | Internal | Shoulder | B12 | 200 | 4300 | 0 | 106.09 | 98.09 | 10 | 0
2035 | SOCO_2_ENT | SOCO | ENT | Internal | Shoulder | B13 | 600 | 4300 | 0 | 102.49 | 93.82 | 10 | 0
2035 | SOCO_2_ENT | SOCO | ENT | Internal | Shoulder | B14 | 900 | 4300 | 0 | 102.49 | 85.82 | 10 | 0
2035 | SOCO_2_ENT | SOCO | ENT | Internal | Shoulder | B15 | 1203 | 4300 | 0 | 102.49 | 12.14 | 10 | 0
2035 | SOCO_2_ENT | SOCO | ENT | Internal | Summer | B1 | 10 | 4300 | 0 | 191.5 | 114.87 | 10 | 0
2035 | SOCO_2_ENT | SOCO | ENT | Internal | Summer | B2 | 25 | 4300 | 0 | 187 | 171.38 | 10 | 0
2035 | SOCO_2_ENT | SOCO | ENT | Internal | Summer | B3 | 75 | 4300 | 0 | 187.38 | 179.38 | 10 | 0
2035 | SOCO_2_ENT | SOCO | ENT | Internal | Summer | B4 | 100 | 4300 | 0 | 173.64 | 165.64 | 10 | 0
2035 | SOCO_2_ENT | SOCO | ENT | Internal | Summer | B5 | 200 | 4300 | 0 | 136.44 | 128.44 | 10 | 0
2035 | SOCO_2_ENT | SOCO | ENT | Internal | Summer | B6 | 300 | 4300 | 0 | 117.29 | 119.8 | 10 | 0
2035 | SOCO_2_ENT | SOCO | ENT | Internal | Summer | B7 | 400 | 4300 | 0 | 117.29 | 114.87 | 10 | 0
2035 | SOCO_2_ENT | SOCO | ENT | Internal | Summer | B8 | 500 | 4300 | 0 | 117.29 | 109.29 | 10 | 0
2035 | SOCO_2_ENT | SOCO | ENT | Internal | Summer | B9 | 800 | 4300 | 0 | 107.11 | 99.11 | 10 | 0
2035 | SOCO_2_ENT | SOCO | ENT | Internal | Summer | B10 | 1262 | 4300 | 0 | 101.16 | 84.55 | 10 | 0
2035 | SOCO_2_ENT | SOCO | ENT | Internal | Winter | B16 | 25 | 4300 | 0 | 122.33 | 103.7 | 10 | 0
2035 | SOCO_2_ENT | SOCO | ENT | Internal | Winter | B17 | 100 | 4300 | 0 | 109.11 | 101.11 | 10 | 0
2035 | SOCO_2_ENT | SOCO | ENT | Internal | Winter | B18 | 400 | 4300 | 0 | 105.45 | 97.45 | 10 | 0
2035 | SOCO_2_ENT | SOCO | ENT | Internal | Winter | B19 | 700 | 4300 | 0 | 105.45 | 88.6 | 10 | 0
2035 | SOCO_2_ENT | SOCO | ENT | Internal | Winter | B20 | 935 | 4300 | 0 | 105.45 | 13.04 | 10 | 0
2035 | SOCO_2_FRCC | SOCO | FRCC | Internal | Shoulder | B11 | 25 | 3700 | 236.19 | 118.85 | 128.85 | 10 | 0
2035 | SOCO_2_FRCC | SOCO | FRCC | Internal | Shoulder | B12 | 200 | 3700 | 1501.28 | 106.09 | 116.09 | 10 | 0
2035 | SOCO_2_FRCC | SOCO | FRCC | Internal | Shoulder | B13 | 600 | 3700 | 0 | 102.49 | 106.92 | 10 | 0
2035 | SOCO_2_FRCC | SOCO | FRCC | Internal | Shoulder | B14 | 900 | 3700 | 0 | 102.49 | 106.92 | 10 | 0
2035 | SOCO_2_FRCC | SOCO | FRCC | Internal | Shoulder | B15 | 1203 | 3700 | 0 | 102.49 | 106.92 | 10 | 0
2035 | SOCO_2_FRCC | SOCO | FRCC | Internal | Summer | B1 | 10 | 3700 | 0.01 | 191.5 | 197 | 10 | 0
2035 | SOCO_2_FRCC | SOCO | FRCC | Internal | Summer | B2 | 25 | 3700 | 524.07 | 187 | 197 | 10 | 0
2035 | SOCO_2_FRCC | SOCO | FRCC | Internal | Summer | B3 | 75 | 3700 | 0.02 | 187.38 | 197 | 10 | 0
2035 | SOCO_2_FRCC | SOCO | FRCC | Internal | Summer | B4 | 100 | 3700 | 593.95 | 173.64 | 183.64 | 10 | 0
2035 | SOCO_2_FRCC | SOCO | FRCC | Internal | Summer | B5 | 200 | 3700 | 0 | 136.44 | 128.44 | 10 | 0
2035 | SOCO_2_FRCC | SOCO | FRCC | Internal | Summer | B6 | 300 | 3700 | 0 | 117.29 | 122.99 | 10 | 0
2035 | SOCO_2_FRCC | SOCO | FRCC | Internal | Summer | B7 | 400 | 3700 | 0 | 117.29 | 122.99 | 10 | 0
2035 | SOCO_2_FRCC | SOCO | FRCC | Internal | Summer | B8 | 500 | 3700 | 0 | 117.29 | 122.99 | 10 | 0
2035 | SOCO_2_FRCC | SOCO | FRCC | Internal | Summer | B9 | 800 | 3700 | 0 | 107.11 | 106.01 | 10 | 0
2035 | SOCO_2_FRCC | SOCO | FRCC | Internal | Summer | B10 | 1262 | 3700 | 0 | 101.16 | 106.01 | 10 | 0
2035 | SOCO_2_FRCC | SOCO | FRCC | Internal | Winter | B16 | 25 | 3700 | 0 | 122.33 | 126.97 | 10 | 0
2035 | SOCO_2_FRCC | SOCO | FRCC | Internal | Winter | B17 | 100 | 3700 | 0 | 109.11 | 109.39 | 10 | 0
2035 | SOCO_2_FRCC | SOCO | FRCC | Internal | Winter | B18 | 400 | 3700 | 0 | 105.45 | 109.39 | 10 | 0
2035 | SOCO_2_FRCC | SOCO | FRCC | Internal | Winter | B19 | 700 | 3700 | 0 | 105.45 | 109.39 | 10 | 0
2035 | SOCO_2_FRCC | SOCO | FRCC | Internal | Winter | B20 | 935 | 3700 | 0 | 105.45 | 105.08 | 10 | 0
2035 | SOCO_2_TVA_Transmission | SOCO | TVA_Transmission | Internal | Shoulder | B11 | 25 | 2600 | 0 | 118.85 | 118.06 | 10 | 0
2035 | SOCO_2_TVA_Transmission | SOCO | TVA_Transmission | Internal | Shoulder | B12 | 200 | 2600 | 0 | 106.09 | 106.09 | 10 | 0
2035 | SOCO_2_TVA_Transmission | SOCO | TVA_Transmission | Internal | Shoulder | B13 | 600 | 2600 | 0 | 102.49 | 101.82 | 10 | 0
2035 | SOCO_2_TVA_Transmission | SOCO | TVA_Transmission | Internal | Shoulder | B14 | 900 | 2600 | 0 | 102.49 | 101.82 | 10 | 0
2035 | SOCO_2_TVA_Transmission | SOCO | TVA_Transmission | Internal | Shoulder | B15 | 1203 | 2600 | 0 | 102.49 | 101.82 | 10 | 0
2035 | SOCO_2_TVA_Transmission | SOCO | TVA_Transmission | Internal | Summer | B1 | 10 | 2600 | 0 | 191.5 | 182.5 | 10 | 0
2035 | SOCO_2_TVA_Transmission | SOCO | TVA_Transmission | Internal | Summer | B2 | 25 | 2600 | 0 | 187 | 187.38 | 10 | 0
2035 | SOCO_2_TVA_Transmission | SOCO | TVA_Transmission | Internal | Summer | B3 | 75 | 2600 | 0 | 187.38 | 187.38 | 10 | 0
2035 | SOCO_2_TVA_Transmission | SOCO | TVA_Transmission | Internal | Summer | B4 | 100 | 2600 | 0 | 173.64 | 173.64 | 10 | 0
2035 | SOCO_2_TVA_Transmission | SOCO | TVA_Transmission | Internal | Summer | B5 | 200 | 2600 | 0 | 136.44 | 136.44 | 10 | 0
2035 | SOCO_2_TVA_Transmission | SOCO | TVA_Transmission | Internal | Summer | B6 | 300 | 2600 | 0 | 117.29 | 123.44 | 10 | 0
2035 | SOCO_2_TVA_Transmission | SOCO | TVA_Transmission | Internal | Summer | B7 | 400 | 2600 | 0 | 117.29 | 116.92 | 10 | 0
2035 | SOCO_2_TVA_Transmission | SOCO | TVA_Transmission | Internal | Summer | B8 | 500 | 2600 | 0 | 117.29 | 112.94 | 10 | 0
2035 | SOCO_2_TVA_Transmission | SOCO | TVA_Transmission | Internal | Summer | B9 | 800 | 2600 | 0 | 107.11 | 105.71 | 10 | 0
2035 | SOCO_2_TVA_Transmission | SOCO | TVA_Transmission | Internal | Summer | B10 | 1262 | 2600 | 0 | 101.16 | 100.55 | 10 | 0
2035 | SOCO_2_TVA_Transmission | SOCO | TVA_Transmission | Internal | Winter | B16 | 25 | 2600 | 0 | 122.33 | 116.69 | 10 | 0
2035 | SOCO_2_TVA_Transmission | SOCO | TVA_Transmission | Internal | Winter | B17 | 100 | 2600 | 0 | 109.11 | 109.11 | 10 | 0
2035 | SOCO_2_TVA_Transmission | SOCO | TVA_Transmission | Internal | Winter | B18 | 400 | 2600 | 0 | 105.45 | 105.45 | 10 | 0
2035 | SOCO_2_TVA_Transmission | SOCO | TVA_Transmission | Internal | Winter | B19 | 700 | 2600 | 0 | 105.45 | 104.6 | 10 | 0
2035 | SOCO_2_TVA_Transmission | SOCO | TVA_Transmission | Internal | Winter | B20 | 935 | 2600 | 0 | 105.45 | 104.6 | 10 | 0
2035 | SOCO_2_VACAR | SOCO | VACAR | Internal | Shoulder | B11 | 25 | 2000 | 0 | 118.85 | 124.66 | 10 | 0
2035 | SOCO_2_VACAR | SOCO | VACAR | Internal | Shoulder | B12 | 200 | 2000 | 0 | 106.09 | 111.66 | 10 | 0
2035 | SOCO_2_VACAR | SOCO | VACAR | Internal | Shoulder | B13 | 600 | 2000 | 0 | 102.49 | 104.3 | 10 | 0
2035 | SOCO_2_VACAR | SOCO | VACAR | Internal | Shoulder | B14 | 900 | 2000 | 0 | 102.49 | 104.3 | 10 | 0
2035 | SOCO_2_VACAR | SOCO | VACAR | Internal | Shoulder | B15 | 1203 | 2000 | 0 | 102.49 | 104.3 | 10 | 0
2035 | SOCO_2_VACAR | SOCO | VACAR | Internal | Summer | B1 | 10 | 2000 | 0 | 191.5 | 190.78 | 10 | 0
2035 | SOCO_2_VACAR | SOCO | VACAR | Internal | Summer | B2 | 25 | 2000 | 0 | 187 | 190.78 | 10 | 0
2035 | SOCO_2_VACAR | SOCO | VACAR | Internal | Summer | B3 | 75 | 2000 | 0 | 187.38 | 190.78 | 10 | 0
2035 | SOCO_2_VACAR | SOCO | VACAR | Internal | Summer | B4 | 100 | 2000 | 0 | 173.64 | 173.65 | 10 | 0
2035 | SOCO_2_VACAR | SOCO | VACAR | Internal | Summer | B5 | 200 | 2000 | 0 | 136.44 | 138.62 | 10 | 0
2035 | SOCO_2_VACAR | SOCO | VACAR | Internal | Summer | B6 | 300 | 2000 | 0 | 117.29 | 118.49 | 10 | 0
2035 | SOCO_2_VACAR | SOCO | VACAR | Internal | Summer | B7 | 400 | 2000 | 0 | 117.29 | 110.29 | 10 | 0
2035 | SOCO_2_VACAR | SOCO | VACAR | Internal | Summer | B8 | 500 | 2000 | 0 | 117.29 | 105.94 | 10 | 0
2035 | SOCO_2_VACAR | SOCO | VACAR | Internal | Summer | B9 | 800 | 2000 | 0 | 107.11 | 102.18 | 10 | 0
2035 | SOCO_2_VACAR | SOCO | VACAR | Internal | Summer | B10 | 1262 | 2000 | 0 | 101.16 | 102.18 | 10 | 0
2035 | SOCO_2_VACAR | SOCO | VACAR | Internal | Winter | B16 | 25 | 2000 | 0.03 | 122.33 | 131.69 | 10 | 0
2035 | SOCO_2_VACAR | SOCO | VACAR | Internal | Winter | B17 | 100 | 2000 | 0 | 109.11 | 118.11 | 10 | 0
2035 | SOCO_2_VACAR | SOCO | VACAR | Internal | Winter | B18 | 400 | 2000 | 0 | 105.45 | 109.13 | 10 | 0
2035 | SOCO_2_VACAR | SOCO | VACAR | Internal | Winter | B19 | 700 | 2000 | 0 | 105.45 | 109.13 | 10 | 0
2035 | SOCO_2_VACAR | SOCO | VACAR | Internal | Winter | B20 | 935 | 2000 | 0 | 105.45 | 109.13 | 10 | 0
2035 | SPP_N_2_ENT | SPP_N | ENT | Internal | Shoulder | B11 | 25 | 15643 | 11529.18 | 111.65 | 116.65 | 5 | 0
2035 | SPP_N_2_ENT | SPP_N | ENT | Internal | Shoulder | B12 | 200 | 15643 | 15399.58 | 93.09 | 98.09 | 5 | 0
2035 | SPP_N_2_ENT | SPP_N | ENT | Internal | Shoulder | B13 | 600 | 15643 | 14674.7 | 88.82 | 93.82 | 5 | 0
2035 | SPP_N_2_ENT | SPP_N | ENT | Internal | Shoulder | B14 | 900 | 15643 | 15643 | 1.81 | 85.82 | 5 | 79
2035 | SPP_N_2_ENT | SPP_N | ENT | Internal | Shoulder | B15 | 1203 | 15643 | 15643 | 1.81 | 12.14 | 5 | 5.32
2035 | SPP_N_2_ENT | SPP_N | ENT | Internal | Summer | B1 | 10 | 15643 | 15643 | 1.82 | 114.87 | 5 | 108.06
2035 | SPP_N_2_ENT | SPP_N | ENT | Internal | Summer | B2 | 25 | 15643 | 7373.95 | 166.38 | 171.38 | 5 | 0
2035 | SPP_N_2_ENT | SPP_N | ENT | Internal | Summer | B3 | 75 | 15643 | 1616.91 | 174.38 | 179.38 | 5 | 0
2035 | SPP_N_2_ENT | SPP_N | ENT | Internal | Summer | B4 | 100 | 15643 | 2915.2 | 160.64 | 165.64 | 5 | 0
2035 | SPP_N_2_ENT | SPP_N | ENT | Internal | Summer | B5 | 200 | 15643 | 2345.16 | 123.44 | 128.44 | 5 | 0
2035 | SPP_N_2_ENT | SPP_N | ENT | Internal | Summer | B6 | 300 | 15643 | 0 | 117.35 | 119.8 | 5 | 0
2035 | SPP_N_2_ENT | SPP_N | ENT | Internal | Summer | B7 | 400 | 15643 | 7019.03 | 109.87 | 114.87 | 5 | 0
2035 | SPP_N_2_ENT | SPP_N | ENT | Internal | Summer | B8 | 500 | 15643 | 10340.18 | 104.29 | 109.29 | 5 | 0
2035 | SPP_N_2_ENT | SPP_N | ENT | Internal | Summer | B9 | 800 | 15643 | 12213.35 | 94.11 | 99.11 | 5 | 0
2035 | SPP_N_2_ENT | SPP_N | ENT | Internal | Summer | B10 | 1262 | 15643 | 15642.97 | 79.53 | 84.55 | 5 | 0.01
2035 | SPP_N_2_ENT | SPP_N | ENT | Internal | Winter | B16 | 25 | 15643 | 15643 | 1.83 | 103.7 | 5 | 96.87
2035 | SPP_N_2_ENT | SPP_N | ENT | Internal | Winter | B17 | 100 | 15643 | 15643 | 1.83 | 101.11 | 5 | 94.28
2035 | SPP_N_2_ENT | SPP_N | ENT | Internal | Winter | B18 | 400 | 15643 | 14210.19 | 92.45 | 97.45 | 5 | 0
2035 | SPP_N_2_ENT | SPP_N | ENT | Internal | Winter | B19 | 700 | 15643 | 15643 | 68.09 | 88.6 | 5 | 15.51
2035 | SPP_N_2_ENT | SPP_N | ENT | Internal | Winter | B20 | 935 | 15643 | 15643 | 1.81 | 13.04 | 5 | 6.23
2035 | SPP_N_2_MISO_MO-IL | SPP_N | MISO_MO-IL | Internal | Shoulder | B11 | 25 | 4019 | 810.78 | 111.65 | 116.65 | 5 | 0
2035 | SPP_N_2_MISO_MO-IL | SPP_N | MISO_MO-IL | Internal | Shoulder | B12 | 200 | 4019 | 3230.25 | 93.09 | 98.09 | 5 | 0
2035 | SPP_N_2_MISO_MO-IL | SPP_N | MISO_MO-IL | Internal | Shoulder | B13 | 600 | 4019 | 4019 | 88.82 | 98.07 | 5 | 4.25
2035 | SPP_N_2_MISO_MO-IL | SPP_N | MISO_MO-IL | Internal | Shoulder | B14 | 900 | 4019 | 4019 | 1.81 | 93.82 | 5 | 87
2035 | SPP_N_2_MISO_MO-IL | SPP_N | MISO_MO-IL | Internal | Shoulder | B15 | 1203 | 4019 | 4019 | 1.81 | 81.83 | 5 | 75.01
2035 | SPP_N_2_MISO_MO-IL | SPP_N | MISO_MO-IL | Internal | Summer | B1 | 10 | 4019 | 4019 | 1.82 | 174.5 | 5 | 167.69
2035 | SPP_N_2_MISO_MO-IL | SPP_N | MISO_MO-IL | Internal | Summer | B2 | 25 | 4019 | 4019 | 166.38 | 179.38 | 5 | 8
2035 | SPP_N_2_MISO_MO-IL | SPP_N | MISO_MO-IL | Internal | Summer | B3 | 75 | 4019 | 3956.54 | 174.38 | 179.38 | 5 | 0
2035 | SPP_N_2_MISO_MO-IL | SPP_N | MISO_MO-IL | Internal | Summer | B4 | 100 | 4019 | 4018.67 | 160.64 | 165.65 | 5 | 0.01
2035 | SPP_N_2_MISO_MO-IL | SPP_N | MISO_MO-IL | Internal | Summer | B5 | 200 | 4019 | 4019 | 123.44 | 136.44 | 5 | 8
2035 | SPP_N_2_MISO_MO-IL | SPP_N | MISO_MO-IL | Internal | Summer | B6 | 300 | 4019 | 4019 | 117.35 | 123.14 | 5 | 0.8
2035 | SPP_N_2_MISO_MO-IL | SPP_N | MISO_MO-IL | Internal | Summer | B7 | 400 | 4019 | 152.74 | 109.87 | 114.87 | 5 | 0
2035 | SPP_N_2_MISO_MO-IL | SPP_N | MISO_MO-IL | Internal | Summer | B8 | 500 | 4019 | 231.9 | 104.29 | 109.29 | 5 | 0
2035 | SPP_N_2_MISO_MO-IL | SPP_N | MISO_MO-IL | Internal | Summer | B9 | 800 | 4019 | 0 | 94.11 | 97.72 | 5 | 0
2035 | SPP_N_2_MISO_MO-IL | SPP_N | MISO_MO-IL | Internal | Summer | B10 | 1262 | 4019 | 4019 | 79.53 | 92.55 | 5 | 8.01
2035 | SPP_N_2_MISO_MO-IL | SPP_N | MISO_MO-IL | Internal | Winter | B16 | 25 | 4019 | 4019 | 1.83 | 101.11 | 5 | 94.28
2035 | SPP_N_2_MISO_MO-IL | SPP_N | MISO_MO-IL | Internal | Winter | B17 | 100 | 4019 | 4019 | 1.83 | 101.11 | 5 | 94.28
2035 | SPP_N_2_MISO_MO-IL | SPP_N | MISO_MO-IL | Internal | Winter | B18 | 400 | 4019 | 4019 | 92.45 | 100.96 | 5 | 3.52
2035 | SPP_N_2_MISO_MO-IL | SPP_N | MISO_MO-IL | Internal | Winter | B19 | 700 | 4019 | 4019 | 68.09 | 96.6 | 5 | 23.51
2035 | SPP_N_2_MISO_MO-IL | SPP_N | MISO_MO-IL | Internal | Winter | B20 | 935 | 4019 | 4019 | 1.81 | 79.46 | 5 | 72.65
2035 | SPP_N_2_MISO_W | SPP_N | MISO_W | Internal | Shoulder | B11 | 25 | 1087 | 1085.8 | 111.65 | 116.66 | 5 | 0.01
2035 | SPP_N_2_MISO_W | SPP_N | MISO_W | Internal | Shoulder | B12 | 200 | 1087 | 0.2 | 93.09 | 98.08 | 5 | 0
2035 | SPP_N_2_MISO_W | SPP_N | MISO_W | Internal | Shoulder | B13 | 600 | 1087 | 1087 | 88.82 | 98.03 | 5 | 4.21
2035 | SPP_N_2_MISO_W | SPP_N | MISO_W | Internal | Shoulder | B14 | 900 | 1087 | 1087 | 1.81 | 51.95 | 5 | 45.14
2035 | SPP_N_2_MISO_W | SPP_N | MISO_W | Internal | Shoulder | B15 | 1203 | 1087 | 1087 | 1.81 | 37.94 | 5 | 31.13
2035 | SPP_N_2_MISO_W | SPP_N | MISO_W | Internal | Summer | B1 | 10 | 1087 | 1087 | 1.82 | 182.35 | 5 | 175.53
2035 | SPP_N_2_MISO_W | SPP_N | MISO_W | Internal | Summer | B2 | 25 | 1087 | 1087 | 166.38 | 179.38 | 5 | 8
2035 | SPP_N_2_MISO_W | SPP_N | MISO_W | Internal | Summer | B3 | 75 | 1087 | 704.08 | 174.38 | 179.38 | 5 | 0
2035 | SPP_N_2_MISO_W | SPP_N | MISO_W | Internal | Summer | B4 | 100 | 1087 | 1086.67 | 160.64 | 165.65 | 5 | 0.01
2035 | SPP_N_2_MISO_W | SPP_N | MISO_W | Internal | Summer | B5 | 200 | 1087 | 1087 | 123.44 | 143.44 | 5 | 15
2035 | SPP_N_2_MISO_W | SPP_N | MISO_W | Internal | Summer | B6 | 300 | 1087 | 1087 | 117.35 | 123.16 | 5 | 0.81
2035 | SPP_N_2_MISO_W | SPP_N | MISO_W | Internal | Summer | B7 | 400 | 1087 | 0.09 | 109.87 | 114.86 | 5 | 0
2035 | SPP_N_2_MISO_W | SPP_N | MISO_W | Internal | Summer | B8 | 500 | 1087 | 0.07 | 104.29 | 109.27 | 5 | 0
2035 | SPP_N_2_MISO_W | SPP_N | MISO_W | Internal | Summer | B9 | 800 | 1087 | 0 | 94.11 | 97.71 | 5 | 0
2035 | SPP_N_2_MISO_W | SPP_N | MISO_W | Internal | Summer | B10 | 1262 | 1087 | 816.35 | 79.53 | 84.53 | 5 | 0
2035 | SPP_N_2_MISO_W | SPP_N | MISO_W | Internal | Winter | B16 | 25 | 1087 | 1087 | 1.83 | 24.39 | 5 | 17.56
2035 | SPP_N_2_MISO_W | SPP_N | MISO_W | Internal | Winter | B17 | 100 | 1087 | 1087 | 1.83 | 52.59 | 5 | 45.76
2035 | SPP_N_2_MISO_W | SPP_N | MISO_W | Internal | Winter | B18 | 400 | 1087 | 447.39 | 92.45 | 97.45 | 5 | 0
2035 | SPP_N_2_MISO_W | SPP_N | MISO_W | Internal | Winter | B19 | 700 | 1087 | 1087 | 68.09 | 96.58 | 5 | 23.5
2035 | SPP_N_2_MISO_W | SPP_N | MISO_W | Internal | Winter | B20 | 935 | 1087 | 1087 | 1.81 | 67.05 | 5 | 60.24
2035 | SPP_N_2_NE | SPP_N | NE | Internal | Shoulder | B11 | 25 | 490 | 151.15 | 111.65 | 111.66 | 0.01 | 0
2035 | SPP_N_2_NE | SPP_N | NE | Internal | Shoulder | B12 | 200 | 490 | 0.09 | 93.09 | 93.08 | 0.01 | 0
2035 | SPP_N_2_NE | SPP_N | NE | Internal | Shoulder | B13 | 600 | 490 | 0 | 88.82 | 86.03 | 0.01 | 0
2035 | SPP_N_2_NE | SPP_N | NE | Internal | Shoulder | B14 | 900 | 490 | 0.04 | 1.81 | 1.81 | 0.01 | 0
2035 | SPP_N_2_NE | SPP_N | NE | Internal | Shoulder | B15 | 1203 | 490 | 0.03 | 1.81 | 1.81 | 0.01 | 0
2035 | SPP_N_2_NE | SPP_N | NE | Internal | Summer | B1 | 10 | 490 | 490 | 1.82 | 177.35 | 0.01 | 175.52
2035 | SPP_N_2_NE | SPP_N | NE | Internal | Summer | B2 | 25 | 490 | 489.98 | 166.38 | 167.38 | 0.01 | 0.99
2035 | SPP_N_2_NE | SPP_N | NE | Internal | Summer | B3 | 75 | 490 | 0.48 | 174.38 | 174.38 | 0.01 | 0
2035 | SPP_N_2_NE | SPP_N | NE | Internal | Summer | B4 | 100 | 490 | 278.57 | 160.64 | 160.65 | 0.01 | 0
2035 | SPP_N_2_NE | SPP_N | NE | Internal | Summer | B5 | 200 | 490 | 490 | 123.44 | 138.44 | 0.01 | 14.99
2035 | SPP_N_2_NE | SPP_N | NE | Internal | Summer | B6 | 300 | 490 | 490 | 117.35 | 118.16 | 0.01 | 0.8
2035 | SPP_N_2_NE | SPP_N | NE | Internal | Summer | B7 | 400 | 490 | 0.05 | 109.87 | 109.86 | 0.01 | 0
2035 | SPP_N_2_NE | SPP_N | NE | Internal | Summer | B8 | 500 | 490 | 0.04 | 104.29 | 104.27 | 0.01 | 0
2035 | SPP_N_2_NE | SPP_N | NE | Internal | Summer | B9 | 800 | 490 | 0 | 94.11 | 92.71 | 0.01 | 0
2035 | SPP_N_2_NE | SPP_N | NE | Internal | Summer | B10 | 1262 | 490 | 0.02 | 79.53 | 79.52 | 0.01 | 0
2035 | SPP_N_2_NE | SPP_N | NE | Internal | Winter | B16 | 25 | 490 | 0.64 | 1.83 | 1.81 | 0.01 | 0
2035 | SPP_N_2_NE | SPP_N | NE | Internal | Winter | B17 | 100 | 490 | 0.18 | 1.83 | 1.81 | 0.01 | 0
2035 | SPP_N_2_NE | SPP_N | NE | Internal | Winter | B18 | 400 | 490 | 0 | 92.45 | 68.41 | 0.01 | 0
2035 | SPP_N_2_NE | SPP_N | NE | Internal | Winter | B19 | 700 | 490 | 0.03 | 68.09 | 68.07 | 0.01 | 0
2035 | SPP_N_2_NE | SPP_N | NE | Internal | Winter | B20 | 935 | 490 | 0.04 | 1.81 | 1.81 | 0.01 | 0
2035 | SPP_N_2_SPP_S | SPP_N | SPP_S | Internal | Shoulder | B11 | 25 | 4236 | 1901.25 | 111.65 | 111.66 | 0.01 | 0
2035 | SPP_N_2_SPP_S | SPP_N | SPP_S | Internal | Shoulder | B12 | 200 | 4236 | 0.22 | 93.09 | 93.09 | 0.01 | 0
2035 | SPP_N_2_SPP_S | SPP_N | SPP_S | Internal | Shoulder | B13 | 600 | 4236 | 0.06 | 88.82 | 88.82 | 0.01 | 0
2035 | SPP_N_2_SPP_S | SPP_N | SPP_S | Internal | Shoulder | B14 | 900 | 4236 | 0.04 | 1.81 | 1.81 | 0.01 | 0
2035 | SPP_N_2_SPP_S | SPP_N | SPP_S | Internal | Shoulder | B15 | 1203 | 4236 | 0.03 | 1.81 | 1.81 | 0.01 | 0
2035 | SPP_N_2_SPP_S | SPP_N | SPP_S | Internal | Summer | B1 | 10 | 4236 | 2356.36 | 1.82 | 1.83 | 0.01 | 0
2035 | SPP_N_2_SPP_S | SPP_N | SPP_S | Internal | Summer | B2 | 25 | 4236 | 1.29 | 166.38 | 166.38 | 0.01 | 0
2035 | SPP_N_2_SPP_S | SPP_N | SPP_S | Internal | Summer | B3 | 75 | 4236 | 0 | 174.38 | 168.75 | 0.01 | 0
2035 | SPP_N_2_SPP_S | SPP_N | SPP_S | Internal | Summer | B4 | 100 | 4236 | 0.39 | 160.64 | 160.64 | 0.01 | 0
2035 | SPP_N_2_SPP_S | SPP_N | SPP_S | Internal | Summer | B5 | 200 | 4236 | 0.19 | 123.44 | 123.44 | 0.01 | 0
2035 | SPP_N_2_SPP_S | SPP_N | SPP_S | Internal | Summer | B6 | 300 | 4236 | 2264.24 | 117.35 | 117.36 | 0.01 | 0
2035 | SPP_N_2_SPP_S | SPP_N | SPP_S | Internal | Summer | B7 | 400 | 4236 | 4236 | 109.87 | 114.59 | 0.01 | 4.7
2035 | SPP_N_2_SPP_S | SPP_N | SPP_S | Internal | Summer | B8 | 500 | 4236 | 4236 | 104.29 | 114.59 | 0.01 | 10.29
2035 | SPP_N_2_SPP_S | SPP_N | SPP_S | Internal | Summer | B9 | 800 | 4236 | 3651.59 | 94.11 | 94.12 | 0.01 | 0
2035 | SPP_N_2_SPP_S | SPP_N | SPP_S | Internal | Summer | B10 | 1262 | 4236 | 312.89 | 79.53 | 79.55 | 0.01 | 0
2035 | SPP_N_2_SPP_S | SPP_N | SPP_S | Internal | Winter | B16 | 25 | 4236 | 288.1 | 1.83 | 1.84 | 0.01 | 0
2035 | SPP_N_2_SPP_S | SPP_N | SPP_S | Internal | Winter | B17 | 100 | 4236 | 334.5 | 1.83 | 1.84 | 0.01 | 0
2035 | SPP_N_2_SPP_S | SPP_N | SPP_S | Internal | Winter | B18 | 400 | 4236 | 0.1 | 92.45 | 92.45 | 0.01 | 0
2035 | SPP_N_2_SPP_S | SPP_N | SPP_S | Internal | Winter | B19 | 700 | 4236 | 0 | 68.09 | 64.67 | 0.01 | 0
2035 | SPP_N_2_SPP_S | SPP_N | SPP_S | Internal | Winter | B20 | 935 | 4236 | 0.04 | 1.81 | 1.81 | 0.01 | 0
2035 | SPP_S_2_ENT | SPP_S | ENT | Internal | Shoulder | B11 | 25 | 2842 | 1.42 | 111.66 | 116.65 | 5 | 0
2035 | SPP_S_2_ENT | SPP_S | ENT | Internal | Shoulder | B12 | 200 | 2842 | 1929 | 93.09 | 98.09 | 5 | 0
2035 | SPP_S_2_ENT | SPP_S | ENT | Internal | Shoulder | B13 | 600 | 2842 | 2707.93 | 88.82 | 93.82 | 5 | 0
2035 | SPP_S_2_ENT | SPP_S | ENT | Internal | Shoulder | B14 | 900 | 2842 | 2842 | 1.81 | 85.82 | 5 | 79
2035 | SPP_S_2_ENT | SPP_S | ENT | Internal | Shoulder | B15 | 1203 | 2842 | 2842 | 1.81 | 12.14 | 5 | 5.32
2035 | SPP_S_2_ENT | SPP_S | ENT | Internal | Summer | B1 | 10 | 2842 | 2842 | 1.83 | 114.87 | 5 | 108.04
2035 | SPP_S_2_ENT | SPP_S | ENT | Internal | Summer | B2 | 25 | 2842 | 2507.38 | 166.38 | 171.38 | 5 | 0
2035 | SPP_S_2_ENT | SPP_S | ENT | Internal | Summer | B3 | 75 | 2842 | 2842 | 168.75 | 179.38 | 5 | 5.63
2035 | SPP_S_2_ENT | SPP_S | ENT | Internal | Summer | B4 | 100 | 2842 | 1026.47 | 160.64 | 165.64 | 5 | 0
2035 | SPP_S_2_ENT | SPP_S | ENT | Internal | Summer | B5 | 200 | 2842 | 1318.43 | 123.44 | 128.44 | 5 | 0
2035 | SPP_S_2_ENT | SPP_S | ENT | Internal | Summer | B6 | 300 | 2842 | 0 | 117.36 | 119.8 | 5 | 0
2035 | SPP_S_2_ENT | SPP_S | ENT | Internal | Summer | B7 | 400 | 2842 | 0 | 114.59 | 114.87 | 5 | 0
2035 | SPP_S_2_ENT | SPP_S | ENT | Internal | Summer | B8 | 500 | 2842 | 0 | 114.59 | 109.29 | 5 | 0
2035 | SPP_S_2_ENT | SPP_S | ENT | Internal | Summer | B9 | 800 | 2842 | 0.05 | 94.12 | 99.11 | 5 | 0
2035 | SPP_S_2_ENT | SPP_S | ENT | Internal | Summer | B10 | 1262 | 2842 | 1512.67 | 79.55 | 84.55 | 5 | 0
2035 | SPP_S_2_ENT | SPP_S | ENT | Internal | Winter | B16 | 25 | 2842 | 2842 | 1.84 | 103.7 | 5 | 96.86
2035 | SPP_S_2_ENT | SPP_S | ENT | Internal | Winter | B17 | 100 | 2842 | 2842 | 1.84 | 101.11 | 5 | 94.27
2035 | SPP_S_2_ENT | SPP_S | ENT | Internal | Winter | B18 | 400 | 2842 | 2369.84 | 92.45 | 97.45 | 5 | 0
2035 | SPP_S_2_ENT | SPP_S | ENT | Internal | Winter | B19 | 700 | 2842 | 2842 | 64.67 | 88.6 | 5 | 18.93
2035 | SPP_S_2_ENT | SPP_S | ENT | Internal | Winter | B20 | 935 | 2842 | 2842 | 1.81 | 13.04 | 5 | 6.23
2035 | SPP_S_2_SPP_N | SPP_S | SPP_N | Internal | Shoulder | B11 | 25 | 876 | 0.69 | 111.66 | 111.65 | 0.01 | 0
2035 | SPP_S_2_SPP_N | SPP_S | SPP_N | Internal | Shoulder | B12 | 200 | 876 | 0.18 | 93.09 | 93.09 | 0.01 | 0
2035 | SPP_S_2_SPP_N | SPP_S | SPP_N | Internal | Shoulder | B13 | 600 | 876 | 0.07 | 88.82 | 88.82 | 0.01 | 0
2035 | SPP_S_2_SPP_N | SPP_S | SPP_N | Internal | Shoulder | B14 | 900 | 876 | 0.05 | 1.81 | 1.81 | 0.01 | 0
2035 | SPP_S_2_SPP_N | SPP_S | SPP_N | Internal | Shoulder | B15 | 1203 | 876 | 0.03 | 1.81 | 1.81 | 0.01 | 0
2035 | SPP_S_2_SPP_N | SPP_S | SPP_N | Internal | Summer | B1 | 10 | 876 | 1.62 | 1.83 | 1.82 | 0.01 | 0
2035 | SPP_S_2_SPP_N | SPP_S | SPP_N | Internal | Summer | B2 | 25 | 876 | 1.49 | 166.38 | 166.38 | 0.01 | 0
2035 | SPP_S_2_SPP_N | SPP_S | SPP_N | Internal | Summer | B3 | 75 | 876 | 876 | 168.75 | 174.38 | 0.01 | 5.62
2035 | SPP_S_2_SPP_N | SPP_S | SPP_N | Internal | Summer | B4 | 100 | 876 | 0.37 | 160.64 | 160.64 | 0.01 | 0
2035 | SPP_S_2_SPP_N | SPP_S | SPP_N | Internal | Summer | B5 | 200 | 876 | 0.19 | 123.44 | 123.44 | 0.01 | 0
2035 | SPP_S_2_SPP_N | SPP_S | SPP_N | Internal | Summer | B6 | 300 | 876 | 0.07 | 117.36 | 117.35 | 0.01 | 0
2035 | SPP_S_2_SPP_N | SPP_S | SPP_N | Internal | Summer | B7 | 400 | 876 | 0 | 114.59 | 109.87 | 0.01 | 0
2035 | SPP_S_2_SPP_N | SPP_S | SPP_N | Internal | Summer | B8 | 500 | 876 | 0 | 114.59 | 104.29 | 0.01 | 0
2035 | SPP_S_2_SPP_N | SPP_S | SPP_N | Internal | Summer | B9 | 800 | 876 | 0.02 | 94.12 | 94.11 | 0.01 | 0
2035 | SPP_S_2_SPP_N | SPP_S | SPP_N | Internal | Summer | B10 | 1262 | 876 | 0.02 | 79.55 | 79.53 | 0.01 | 0
2035 | SPP_S_2_SPP_N | SPP_S | SPP_N | Internal | Winter | B16 | 25 | 876 | 0.74 | 1.84 | 1.83 | 0.01 | 0
2035 | SPP_S_2_SPP_N | SPP_S | SPP_N | Internal | Winter | B17 | 100 | 876 | 0.2 | 1.84 | 1.83 | 0.01 | 0
2035 | SPP_S_2_SPP_N | SPP_S | SPP_N | Internal | Winter | B18 | 400 | 876 | 0.1 | 92.45 | 92.45 | 0.01 | 0
2035 | SPP_S_2_SPP_N | SPP_S | SPP_N | Internal | Winter | B19 | 700 | 876 | 876 | 64.67 | 68.09 | 0.01 | 3.41
2035 | SPP_S_2_SPP_N | SPP_S | SPP_N | Internal | Winter | B20 | 935 | 876 | 0.04 | 1.81 | 1.81 | 0.01 | 0
2035 | TVA_2_ENT | TVA | ENT | Internal | Shoulder | B11 | 25 | 500 | 0 | 118.07 | 116.65 | 9 | 0
2035 | TVA_2_ENT | TVA | ENT | Internal | Shoulder | B12 | 200 | 500 | 0 | 106.1 | 98.09 | 9 | 0
2035 | TVA_2_ENT | TVA | ENT | Internal | Shoulder | B13 | 600 | 500 | 0 | 101.83 | 93.82 | 9 | 0
2035 | TVA_2_ENT | TVA | ENT | Internal | Shoulder | B14 | 900 | 500 | 0 | 101.83 | 85.82 | 9 | 0
2035 | TVA_2_ENT | TVA | ENT | Internal | Shoulder | B15 | 1203 | 500 | 0 | 101.83 | 12.14 | 9 | 0
2035 | TVA_2_ENT | TVA | ENT | Internal | Summer | B1 | 10 | 500 | 0 | 182.51 | 114.87 | 9 | 0
2035 | TVA_2_ENT | TVA | ENT | Internal | Summer | B2 | 25 | 500 | 0 | 187.39 | 171.38 | 9 | 0
2035 | TVA_2_ENT | TVA | ENT | Internal | Summer | B3 | 75 | 500 | 0 | 187.39 | 179.38 | 9 | 0
2035 | TVA_2_ENT | TVA | ENT | Internal | Summer | B4 | 100 | 500 | 0 | 173.65 | 165.64 | 9 | 0
2035 | TVA_2_ENT | TVA | ENT | Internal | Summer | B5 | 200 | 500 | 0 | 136.45 | 128.44 | 9 | 0
2035 | TVA_2_ENT | TVA | ENT | Internal | Summer | B6 | 300 | 500 | 0 | 121.72 | 119.8 | 9 | 0
2035 | TVA_2_ENT | TVA | ENT | Internal | Summer | B7 | 400 | 500 | 0 | 116.58 | 114.87 | 9 | 0
2035 | TVA_2_ENT | TVA | ENT | Internal | Summer | B8 | 500 | 500 | 0 | 112.95 | 109.29 | 9 | 0
2035 | TVA_2_ENT | TVA | ENT | Internal | Summer | B9 | 800 | 500 | 0 | 105.72 | 99.11 | 9 | 0
2035 | TVA_2_ENT | TVA | ENT | Internal | Summer | B10 | 1262 | 500 | 0 | 100.56 | 84.55 | 9 | 0
2035 | TVA_2_ENT | TVA | ENT | Internal | Winter | B16 | 25 | 500 | 0 | 116.7 | 103.7 | 9 | 0
2035 | TVA_2_ENT | TVA | ENT | Internal | Winter | B17 | 100 | 500 | 0 | 109.12 | 101.11 | 9 | 0
2035 | TVA_2_ENT | TVA | ENT | Internal | Winter | B18 | 400 | 500 | 0 | 105.05 | 97.45 | 9 | 0
2035 | TVA_2_ENT | TVA | ENT | Internal | Winter | B19 | 700 | 500 | 0 | 104.61 | 88.6 | 9 | 0
2035 | TVA_2_ENT | TVA | ENT | Internal | Winter | B20 | 935 | 500 | 0 | 104.61 | 13.04 | 9 | 0
2035 | TVA_2_MISO_MO-IL | TVA | MISO_MO-IL | Internal | Shoulder | B11 | 25 | 50 | 0 | 118.07 | 116.65 | 9 | 0
2035 | TVA_2_MISO_MO-IL | TVA | MISO_MO-IL | Internal | Shoulder | B12 | 200 | 50 | 0 | 106.1 | 98.09 | 9 | 0
2035 | TVA_2_MISO_MO-IL | TVA | MISO_MO-IL | Internal | Shoulder | B13 | 600 | 50 | 0 | 101.83 | 98.07 | 9 | 0
2035 | TVA_2_MISO_MO-IL | TVA | MISO_MO-IL | Internal | Shoulder | B14 | 900 | 50 | 0 | 101.83 | 93.82 | 9 | 0
2035 | TVA_2_MISO_MO-IL | TVA | MISO_MO-IL | Internal | Shoulder | B15 | 1203 | 50 | 0 | 101.83 | 81.83 | 9 | 0
2035 | TVA_2_MISO_MO-IL | TVA | MISO_MO-IL | Internal | Summer | B1 | 10 | 50 | 0 | 182.51 | 174.5 | 9 | 0
2035 | TVA_2_MISO_MO-IL | TVA | MISO_MO-IL | Internal | Summer | B2 | 25 | 50 | 0 | 187.39 | 179.38 | 9 | 0
2035 | TVA_2_MISO_MO-IL | TVA | MISO_MO-IL | Internal | Summer | B3 | 75 | 50 | 0 | 187.39 | 179.38 | 9 | 0
2035 | TVA_2_MISO_MO-IL | TVA | MISO_MO-IL | Internal | Summer | B4 | 100 | 50 | 0 | 173.65 | 165.65 | 9 | 0
2035 | TVA_2_MISO_MO-IL | TVA | MISO_MO-IL | Internal | Summer | B5 | 200 | 50 | 0 | 136.45 | 136.44 | 9 | 0
2035 | TVA_2_MISO_MO-IL | TVA | MISO_MO-IL | Internal | Summer | B6 | 300 | 50 | 0 | 121.72 | 123.14 | 9 | 0
2035 | TVA_2_MISO_MO-IL | TVA | MISO_MO-IL | Internal | Summer | B7 | 400 | 50 | 0 | 116.58 | 114.87 | 9 | 0
2035 | TVA_2_MISO_MO-IL | TVA | MISO_MO-IL | Internal | Summer | B8 | 500 | 50 | 0 | 112.95 | 109.29 | 9 | 0
2035 | TVA_2_MISO_MO-IL | TVA | MISO_MO-IL | Internal | Summer | B9 | 800 | 50 | 0 | 105.72 | 97.72 | 9 | 0
2035 | TVA_2_MISO_MO-IL | TVA | MISO_MO-IL | Internal | Summer | B10 | 1262 | 50 | 0 | 100.56 | 92.55 | 9 | 0
2035 | TVA_2_MISO_MO-IL | TVA | MISO_MO-IL | Internal | Winter | B16 | 25 | 50 | 0 | 116.7 | 101.11 | 9 | 0
2035 | TVA_2_MISO_MO-IL | TVA | MISO_MO-IL | Internal | Winter | B17 | 100 | 50 | 0 | 109.12 | 101.11 | 9 | 0
2035 | TVA_2_MISO_MO-IL | TVA | MISO_MO-IL | Internal | Winter | B18 | 400 | 50 | 0 | 105.05 | 100.96 | 9 | 0
2035 | TVA_2_MISO_MO-IL | TVA | MISO_MO-IL | Internal | Winter | B19 | 700 | 50 | 0 | 104.61 | 96.6 | 9 | 0
2035 | TVA_2_MISO_MO-IL | TVA | MISO_MO-IL | Internal | Winter | B20 | 935 | 50 | 0 | 104.61 | 79.46 | 9 | 0
2035 | TVA_2_NonRTO_Midwest | TVA | NonRTO_Midwest | Internal | Shoulder | B11 | 25 | 100 | 0 | 118.07 | 106.08 | 9 | 0
2035 | TVA_2_NonRTO_Midwest | TVA | NonRTO_Midwest | Internal | Shoulder | B12 | 200 | 100 | 0 | 106.1 | 106.08 | 9 | 0
2035 | TVA_2_NonRTO_Midwest | TVA | NonRTO_Midwest | Internal | Shoulder | B13 | 600 | 100 | 0 | 101.83 | 105.44 | 9 | 0
2035 | TVA_2_NonRTO_Midwest | TVA | NonRTO_Midwest | Internal | Shoulder | B14 | 900 | 100 | 0 | 101.83 | 105.44 | 9 | 0
2035 | TVA_2_NonRTO_Midwest | TVA | NonRTO_Midwest | Internal | Shoulder | B15 | 1203 | 100 | 0 | 101.83 | 101.77 | 9 | 0
2035 | TVA_2_NonRTO_Midwest | TVA | NonRTO_Midwest | Internal | Summer | B1 | 10 | 100 | 0 | 182.51 | 174.5 | 9 | 0
2035 | TVA_2_NonRTO_Midwest | TVA | NonRTO_Midwest | Internal | Summer | B2 | 25 | 100 | 0 | 187.39 | 187.36 | 9 | 0
2035 | TVA_2_NonRTO_Midwest | TVA | NonRTO_Midwest | Internal | Summer | B3 | 75 | 100 | 0 | 187.39 | 187.36 | 9 | 0
2035 | TVA_2_NonRTO_Midwest | TVA | NonRTO_Midwest | Internal | Summer | B4 | 100 | 100 | 0 | 173.65 | 173.64 | 9 | 0
2035 | TVA_2_NonRTO_Midwest | TVA | NonRTO_Midwest | Internal | Summer | B5 | 200 | 100 | 0 | 136.45 | 144.43 | 9 | 0
2035 | TVA_2_NonRTO_Midwest | TVA | NonRTO_Midwest | Internal | Summer | B6 | 300 | 100 | 0 | 121.72 | 128.06 | 9 | 0
2035 | TVA_2_NonRTO_Midwest | TVA | NonRTO_Midwest | Internal | Summer | B7 | 400 | 100 | 0 | 116.58 | 119.96 | 9 | 0
2035 | TVA_2_NonRTO_Midwest | TVA | NonRTO_Midwest | Internal | Summer | B8 | 500 | 100 | 0 | 112.95 | 104.94 | 9 | 0
2035 | TVA_2_NonRTO_Midwest | TVA | NonRTO_Midwest | Internal | Summer | B9 | 800 | 100 | 0 | 105.72 | 104.63 | 9 | 0
2035 | TVA_2_NonRTO_Midwest | TVA | NonRTO_Midwest | Internal | Summer | B10 | 1262 | 100 | 0 | 100.56 | 100.26 | 9 | 0
2035 | TVA_2_NonRTO_Midwest | TVA | NonRTO_Midwest | Internal | Winter | B16 | 25 | 100 | 0 | 116.7 | 109.1 | 9 | 0
2035 | TVA_2_NonRTO_Midwest | TVA | NonRTO_Midwest | Internal | Winter | B17 | 100 | 100 | 0 | 109.12 | 109.1 | 9 | 0
2035 | TVA_2_NonRTO_Midwest | TVA | NonRTO_Midwest | Internal | Winter | B18 | 400 | 100 | 0 | 105.05 | 108.98 | 9 | 0
2035 | TVA_2_NonRTO_Midwest | TVA | NonRTO_Midwest | Internal | Winter | B19 | 700 | 100 | 0 | 104.61 | 108.98 | 9 | 0
2035 | TVA_2_NonRTO_Midwest | TVA | NonRTO_Midwest | Internal | Winter | B20 | 935 | 100 | 0 | 104.61 | 105.09 | 9 | 0
2035 | TVA_2_PJM_ROR | TVA | PJM_ROR | Internal | Shoulder | B11 | 25 | 500 | 0 | 118.07 | 118.66 | 9 | 0
2035 | TVA_2_PJM_ROR | TVA | PJM_ROR | Internal | Shoulder | B12 | 200 | 500 | 0 | 106.1 | 113.59 | 9 | 0
2035 | TVA_2_PJM_ROR | TVA | PJM_ROR | Internal | Shoulder | B13 | 600 | 500 | 0.14 | 101.83 | 110.82 | 9 | 0
2035 | TVA_2_PJM_ROR | TVA | PJM_ROR | Internal | Shoulder | B14 | 900 | 500 | 0 | 101.83 | 101.61 | 9 | 0
2035 | TVA_2_PJM_ROR | TVA | PJM_ROR | Internal | Shoulder | B15 | 1203 | 500 | 0 | 101.83 | 98.02 | 9 | 0
2035 | TVA_2_PJM_ROR | TVA | PJM_ROR | Internal | Summer | B1 | 10 | 500 | 0 | 182.51 | 184.35 | 9 | 0
2035 | TVA_2_PJM_ROR | TVA | PJM_ROR | Internal | Summer | B2 | 25 | 500 | 0 | 187.39 | 181.38 | 9 | 0
2035 | TVA_2_PJM_ROR | TVA | PJM_ROR | Internal | Summer | B3 | 75 | 500 | 0 | 187.39 | 181.38 | 9 | 0
2035 | TVA_2_PJM_ROR | TVA | PJM_ROR | Internal | Summer | B4 | 100 | 500 | 0 | 173.65 | 167.65 | 9 | 0
2035 | TVA_2_PJM_ROR | TVA | PJM_ROR | Internal | Summer | B5 | 200 | 500 | 0.19 | 136.45 | 145.44 | 9 | 0
2035 | TVA_2_PJM_ROR | TVA | PJM_ROR | Internal | Summer | B6 | 300 | 500 | 0 | 121.72 | 125.16 | 9 | 0
2035 | TVA_2_PJM_ROR | TVA | PJM_ROR | Internal | Summer | B7 | 400 | 500 | 0 | 116.58 | 116.86 | 9 | 0
2035 | TVA_2_PJM_ROR | TVA | PJM_ROR | Internal | Summer | B8 | 500 | 500 | 0 | 112.95 | 111.27 | 9 | 0
2035 | TVA_2_PJM_ROR | TVA | PJM_ROR | Internal | Summer | B9 | 800 | 500 | 0 | 105.72 | 99.71 | 9 | 0
2035 | TVA_2_PJM_ROR | TVA | PJM_ROR | Internal | Summer | B10 | 1262 | 500 | 0 | 100.56 | 96.39 | 9 | 0
2035 | TVA_2_PJM_ROR | TVA | PJM_ROR | Internal | Winter | B16 | 25 | 500 | 1.15 | 116.7 | 125.69 | 9 | 0
2035 | TVA_2_PJM_ROR | TVA | PJM_ROR | Internal | Winter | B17 | 100 | 500 | 147.59 | 109.12 | 118.12 | 9 | 0
2035 | TVA_2_PJM_ROR | TVA | PJM_ROR | Internal | Winter | B18 | 400 | 500 | 500 | 105.05 | 116.13 | 9 | 2.08
2035 | TVA_2_PJM_ROR | TVA | PJM_ROR | Internal | Winter | B19 | 700 | 500 | 0 | 104.61 | 105.26 | 9 | 0
2035 | TVA_2_PJM_ROR | TVA | PJM_ROR | Internal | Winter | B20 | 935 | 500 | 0 | 104.61 | 101.52 | 9 | 0
2035 | TVA_2_SOCO | TVA | SOCO | Internal | Shoulder | B11 | 25 | 500 | 0 | 118.07 | 118.85 | 9 | 0
2035 | TVA_2_SOCO | TVA | SOCO | Internal | Shoulder | B12 | 200 | 500 | 0 | 106.1 | 106.09 | 9 | 0
2035 | TVA_2_SOCO | TVA | SOCO | Internal | Shoulder | B13 | 600 | 500 | 0 | 101.83 | 102.49 | 9 | 0
2035 | TVA_2_SOCO | TVA | SOCO | Internal | Shoulder | B14 | 900 | 500 | 0 | 101.83 | 102.49 | 9 | 0
2035 | TVA_2_SOCO | TVA | SOCO | Internal | Shoulder | B15 | 1203 | 500 | 0 | 101.83 | 102.49 | 9 | 0
2035 | TVA_2_SOCO | TVA | SOCO | Internal | Summer | B1 | 10 | 500 | 3.17 | 182.51 | 191.5 | 9 | 0
2035 | TVA_2_SOCO | TVA | SOCO | Internal | Summer | B2 | 25 | 500 | 0 | 187.39 | 187 | 9 | 0
2035 | TVA_2_SOCO | TVA | SOCO | Internal | Summer | B3 | 75 | 500 | 0 | 187.39 | 187.38 | 9 | 0
2035 | TVA_2_SOCO | TVA | SOCO | Internal | Summer | B4 | 100 | 500 | 0 | 173.65 | 173.64 | 9 | 0
2035 | TVA_2_SOCO | TVA | SOCO | Internal | Summer | B5 | 200 | 500 | 0 | 136.45 | 136.44 | 9 | 0
2035 | TVA_2_SOCO | TVA | SOCO | Internal | Summer | B6 | 300 | 500 | 0 | 121.72 | 117.29 | 9 | 0
2035 | TVA_2_SOCO | TVA | SOCO | Internal | Summer | B7 | 400 | 500 | 0 | 116.58 | 117.29 | 9 | 0
2035 | TVA_2_SOCO | TVA | SOCO | Internal | Summer | B8 | 500 | 500 | 0 | 112.95 | 117.29 | 9 | 0
2035 | TVA_2_SOCO | TVA | SOCO | Internal | Summer | B9 | 800 | 500 | 0 | 105.72 | 107.11 | 9 | 0
2035 | TVA_2_SOCO | TVA | SOCO | Internal | Summer | B10 | 1262 | 500 | 0 | 100.56 | 101.16 | 9 | 0
2035 | TVA_2_SOCO | TVA | SOCO | Internal | Winter | B16 | 25 | 500 | 0 | 116.7 | 122.33 | 9 | 0
2035 | TVA_2_SOCO | TVA | SOCO | Internal | Winter | B17 | 100 | 500 | 0 | 109.12 | 109.11 | 9 | 0
2035 | TVA_2_SOCO | TVA | SOCO | Internal | Winter | B18 | 400 | 500 | 0 | 105.05 | 105.45 | 9 | 0
2035 | TVA_2_SOCO | TVA | SOCO | Internal | Winter | B19 | 700 | 500 | 0 | 104.61 | 105.45 | 9 | 0
2035 | TVA_2_SOCO | TVA | SOCO | Internal | Winter | B20 | 935 | 500 | 0 | 104.61 | 105.45 | 9 | 0
2035 | TVA_2_VACAR | TVA | VACAR | Internal | Shoulder | B11 | 25 | 150 | 0 | 118.07 | 124.66 | 9 | 0
2035 | TVA_2_VACAR | TVA | VACAR | Internal | Shoulder | B12 | 200 | 150 | 0 | 106.1 | 111.66 | 9 | 0
2035 | TVA_2_VACAR | TVA | VACAR | Internal | Shoulder | B13 | 600 | 150 | 0 | 101.83 | 104.3 | 9 | 0
2035 | TVA_2_VACAR | TVA | VACAR | Internal | Shoulder | B14 | 900 | 150 | 0 | 101.83 | 104.3 | 9 | 0
2035 | TVA_2_VACAR | TVA | VACAR | Internal | Shoulder | B15 | 1203 | 150 | 0 | 101.83 | 104.3 | 9 | 0
2035 | TVA_2_VACAR | TVA | VACAR | Internal | Summer | B1 | 10 | 150 | 0.06 | 182.51 | 190.78 | 9 | 0
2035 | TVA_2_VACAR | TVA | VACAR | Internal | Summer | B2 | 25 | 150 | 0 | 187.39 | 190.78 | 9 | 0
2035 | TVA_2_VACAR | TVA | VACAR | Internal | Summer | B3 | 75 | 150 | 0 | 187.39 | 190.78 | 9 | 0
2035 | TVA_2_VACAR | TVA | VACAR | Internal | Summer | B4 | 100 | 150 | 0 | 173.65 | 173.65 | 9 | 0
2035 | TVA_2_VACAR | TVA | VACAR | Internal | Summer | B5 | 200 | 150 | 0 | 136.45 | 138.62 | 9 | 0
2035 | TVA_2_VACAR | TVA | VACAR | Internal | Summer | B6 | 300 | 150 | 0 | 121.72 | 118.49 | 9 | 0
2035 | TVA_2_VACAR | TVA | VACAR | Internal | Summer | B7 | 400 | 150 | 0 | 116.58 | 110.29 | 9 | 0
2035 | TVA_2_VACAR | TVA | VACAR | Internal | Summer | B8 | 500 | 150 | 0 | 112.95 | 105.94 | 9 | 0
2035 | TVA_2_VACAR | TVA | VACAR | Internal | Summer | B9 | 800 | 150 | 0 | 105.72 | 102.18 | 9 | 0
2035 | TVA_2_VACAR | TVA | VACAR | Internal | Summer | B10 | 1262 | 150 | 0 | 100.56 | 102.18 | 9 | 0
2035 | TVA_2_VACAR | TVA | VACAR | Internal | Winter | B16 | 25 | 150 | 150 | 116.7 | 131.69 | 9 | 5.99
2035 | TVA_2_VACAR | TVA | VACAR | Internal | Winter | B17 | 100 | 150 | 0.34 | 109.12 | 118.11 | 9 | 0
2035 | TVA_2_VACAR | TVA | VACAR | Internal | Winter | B18 | 400 | 150 | 0 | 105.05 | 109.13 | 9 | 0
2035 | TVA_2_VACAR | TVA | VACAR | Internal | Winter | B19 | 700 | 150 | 0 | 104.61 | 109.13 | 9 | 0
2035 | TVA_2_VACAR | TVA | VACAR | Internal | Winter | B20 | 935 | 150 | 0 | 104.61 | 109.13 | 9 | 0
2035 | TVA_Transmission_2_ENT | TVA_Transmission | ENT | Internal | Shoulder | B11 | 25 | 3000 | 0 | 118.06 | 116.65 | 9 | 0
2035 | TVA_Transmission_2_ENT | TVA_Transmission | ENT | Internal | Shoulder | B12 | 200 | 3000 | 0 | 106.09 | 98.09 | 9 | 0
2035 | TVA_Transmission_2_ENT | TVA_Transmission | ENT | Internal | Shoulder | B13 | 600 | 3000 | 0 | 101.82 | 93.82 | 9 | 0
2035 | TVA_Transmission_2_ENT | TVA_Transmission | ENT | Internal | Shoulder | B14 | 900 | 3000 | 0 | 101.82 | 85.82 | 9 | 0
2035 | TVA_Transmission_2_ENT | TVA_Transmission | ENT | Internal | Shoulder | B15 | 1203 | 3000 | 0 | 101.82 | 12.14 | 9 | 0
2035 | TVA_Transmission_2_ENT | TVA_Transmission | ENT | Internal | Summer | B1 | 10 | 3000 | 0 | 182.5 | 114.87 | 9 | 0
2035 | TVA_Transmission_2_ENT | TVA_Transmission | ENT | Internal | Summer | B2 | 25 | 3000 | 0 | 187.38 | 171.38 | 9 | 0
2035 | TVA_Transmission_2_ENT | TVA_Transmission | ENT | Internal | Summer | B3 | 75 | 3000 | 0 | 187.38 | 179.38 | 9 | 0
2035 | TVA_Transmission_2_ENT | TVA_Transmission | ENT | Internal | Summer | B4 | 100 | 3000 | 0 | 173.64 | 165.64 | 9 | 0
2035 | TVA_Transmission_2_ENT | TVA_Transmission | ENT | Internal | Summer | B5 | 200 | 3000 | 0 | 136.44 | 128.44 | 9 | 0
2035 | TVA_Transmission_2_ENT | TVA_Transmission | ENT | Internal | Summer | B6 | 300 | 3000 | 0 | 123.44 | 119.8 | 9 | 0
2035 | TVA_Transmission_2_ENT | TVA_Transmission | ENT | Internal | Summer | B7 | 400 | 3000 | 0 | 116.92 | 114.87 | 9 | 0
2035 | TVA_Transmission_2_ENT | TVA_Transmission | ENT | Internal | Summer | B8 | 500 | 3000 | 0 | 112.94 | 109.29 | 9 | 0
2035 | TVA_Transmission_2_ENT | TVA_Transmission | ENT | Internal | Summer | B9 | 800 | 3000 | 0 | 105.71 | 99.11 | 9 | 0
2035 | TVA_Transmission_2_ENT | TVA_Transmission | ENT | Internal | Summer | B10 | 1262 | 3000 | 0 | 100.55 | 84.55 | 9 | 0
2035 | TVA_Transmission_2_ENT | TVA_Transmission | ENT | Internal | Winter | B16 | 25 | 3000 | 0 | 116.69 | 103.7 | 9 | 0
2035 | TVA_Transmission_2_ENT | TVA_Transmission | ENT | Internal | Winter | B17 | 100 | 3000 | 0 | 109.11 | 101.11 | 9 | 0
2035 | TVA_Transmission_2_ENT | TVA_Transmission | ENT | Internal | Winter | B18 | 400 | 3000 | 0 | 105.45 | 97.45 | 9 | 0
2035 | TVA_Transmission_2_ENT | TVA_Transmission | ENT | Internal | Winter | B19 | 700 | 3000 | 0 | 104.6 | 88.6 | 9 | 0
2035 | TVA_Transmission_2_ENT | TVA_Transmission | ENT | Internal | Winter | B20 | 935 | 3000 | 0 | 104.6 | 13.04 | 9 | 0
2035 | TVA_Transmission_2_MISO_MO-IL | TVA_Transmission | MISO_MO-IL | Internal | Shoulder | B11 | 25 | 4000 | 0 | 118.06 | 116.65 | 9 | 0
2035 | TVA_Transmission_2_MISO_MO-IL | TVA_Transmission | MISO_MO-IL | Internal | Shoulder | B12 | 200 | 4000 | 0 | 106.09 | 98.09 | 9 | 0
2035 | TVA_Transmission_2_MISO_MO-IL | TVA_Transmission | MISO_MO-IL | Internal | Shoulder | B13 | 600 | 4000 | 0 | 101.82 | 98.07 | 9 | 0
2035 | TVA_Transmission_2_MISO_MO-IL | TVA_Transmission | MISO_MO-IL | Internal | Shoulder | B14 | 900 | 4000 | 0 | 101.82 | 93.82 | 9 | 0
2035 | TVA_Transmission_2_MISO_MO-IL | TVA_Transmission | MISO_MO-IL | Internal | Shoulder | B15 | 1203 | 4000 | 0 | 101.82 | 81.83 | 9 | 0
2035 | TVA_Transmission_2_MISO_MO-IL | TVA_Transmission | MISO_MO-IL | Internal | Summer | B1 | 10 | 4000 | 0 | 182.5 | 174.5 | 9 | 0
2035 | TVA_Transmission_2_MISO_MO-IL | TVA_Transmission | MISO_MO-IL | Internal | Summer | B2 | 25 | 4000 | 0 | 187.38 | 179.38 | 9 | 0
2035 | TVA_Transmission_2_MISO_MO-IL | TVA_Transmission | MISO_MO-IL | Internal | Summer | B3 | 75 | 4000 | 0 | 187.38 | 179.38 | 9 | 0
2035 | TVA_Transmission_2_MISO_MO-IL | TVA_Transmission | MISO_MO-IL | Internal | Summer | B4 | 100 | 4000 | 0 | 173.64 | 165.65 | 9 | 0
2035 | TVA_Transmission_2_MISO_MO-IL | TVA_Transmission | MISO_MO-IL | Internal | Summer | B5 | 200 | 4000 | 0 | 136.44 | 136.44 | 9 | 0
2035 | TVA_Transmission_2_MISO_MO-IL | TVA_Transmission | MISO_MO-IL | Internal | Summer | B6 | 300 | 4000 | 0 | 123.44 | 123.14 | 9 | 0
2035 | TVA_Transmission_2_MISO_MO-IL | TVA_Transmission | MISO_MO-IL | Internal | Summer | B7 | 400 | 4000 | 0 | 116.92 | 114.87 | 9 | 0
2035 | TVA_Transmission_2_MISO_MO-IL | TVA_Transmission | MISO_MO-IL | Internal | Summer | B8 | 500 | 4000 | 0 | 112.94 | 109.29 | 9 | 0
2035 | TVA_Transmission_2_MISO_MO-IL | TVA_Transmission | MISO_MO-IL | Internal | Summer | B9 | 800 | 4000 | 0 | 105.71 | 97.72 | 9 | 0
2035 | TVA_Transmission_2_MISO_MO-IL | TVA_Transmission | MISO_MO-IL | Internal | Summer | B10 | 1262 | 4000 | 0 | 100.55 | 92.55 | 9 | 0
2035 | TVA_Transmission_2_MISO_MO-IL | TVA_Transmission | MISO_MO-IL | Internal | Winter | B16 | 25 | 4000 | 0 | 116.69 | 101.11 | 9 | 0
2035 | TVA_Transmission_2_MISO_MO-IL | TVA_Transmission | MISO_MO-IL | Internal | Winter | B17 | 100 | 4000 | 0 | 109.11 | 101.11 | 9 | 0
2035 | TVA_Transmission_2_MISO_MO-IL | TVA_Transmission | MISO_MO-IL | Internal | Winter | B18 | 400 | 4000 | 0 | 105.45 | 100.96 | 9 | 0
2035 | TVA_Transmission_2_MISO_MO-IL | TVA_Transmission | MISO_MO-IL | Internal | Winter | B19 | 700 | 4000 | 0 | 104.6 | 96.6 | 9 | 0
2035 | TVA_Transmission_2_MISO_MO-IL | TVA_Transmission | MISO_MO-IL | Internal | Winter | B20 | 935 | 4000 | 0 | 104.6 | 79.46 | 9 | 0
2035 | TVA_Transmission_2_NonRTO_Midwest | TVA_Transmission | NonRTO_Midwest | Internal | Shoulder | B11 | 25 | 700 | 0 | 118.06 | 106.08 | 9 | 0
2035 | TVA_Transmission_2_NonRTO_Midwest | TVA_Transmission | NonRTO_Midwest | Internal | Shoulder | B12 | 200 | 700 | 0 | 106.09 | 106.08 | 9 | 0
2035 | TVA_Transmission_2_NonRTO_Midwest | TVA_Transmission | NonRTO_Midwest | Internal | Shoulder | B13 | 600 | 700 | 0 | 101.82 | 105.44 | 9 | 0
2035 | TVA_Transmission_2_NonRTO_Midwest | TVA_Transmission | NonRTO_Midwest | Internal | Shoulder | B14 | 900 | 700 | 0 | 101.82 | 105.44 | 9 | 0
2035 | TVA_Transmission_2_NonRTO_Midwest | TVA_Transmission | NonRTO_Midwest | Internal | Shoulder | B15 | 1203 | 700 | 0 | 101.82 | 101.77 | 9 | 0
2035 | TVA_Transmission_2_NonRTO_Midwest | TVA_Transmission | NonRTO_Midwest | Internal | Summer | B1 | 10 | 700 | 0 | 182.5 | 174.5 | 9 | 0
2035 | TVA_Transmission_2_NonRTO_Midwest | TVA_Transmission | NonRTO_Midwest | Internal | Summer | B2 | 25 | 700 | 0 | 187.38 | 187.36 | 9 | 0
2035 | TVA_Transmission_2_NonRTO_Midwest | TVA_Transmission | NonRTO_Midwest | Internal | Summer | B3 | 75 | 700 | 0 | 187.38 | 187.36 | 9 | 0
2035 | TVA_Transmission_2_NonRTO_Midwest | TVA_Transmission | NonRTO_Midwest | Internal | Summer | B4 | 100 | 700 | 0 | 173.64 | 173.64 | 9 | 0
2035 | TVA_Transmission_2_NonRTO_Midwest | TVA_Transmission | NonRTO_Midwest | Internal | Summer | B5 | 200 | 700 | 0 | 136.44 | 144.43 | 9 | 0
2035 | TVA_Transmission_2_NonRTO_Midwest | TVA_Transmission | NonRTO_Midwest | Internal | Summer | B6 | 300 | 700 | 0 | 123.44 | 128.06 | 9 | 0
2035 | TVA_Transmission_2_NonRTO_Midwest | TVA_Transmission | NonRTO_Midwest | Internal | Summer | B7 | 400 | 700 | 0 | 116.92 | 119.96 | 9 | 0
2035 | TVA_Transmission_2_NonRTO_Midwest | TVA_Transmission | NonRTO_Midwest | Internal | Summer | B8 | 500 | 700 | 0 | 112.94 | 104.94 | 9 | 0
2035 | TVA_Transmission_2_NonRTO_Midwest | TVA_Transmission | NonRTO_Midwest | Internal | Summer | B9 | 800 | 700 | 0 | 105.71 | 104.63 | 9 | 0
2035 | TVA_Transmission_2_NonRTO_Midwest | TVA_Transmission | NonRTO_Midwest | Internal | Summer | B10 | 1262 | 700 | 0 | 100.55 | 100.26 | 9 | 0
2035 | TVA_Transmission_2_NonRTO_Midwest | TVA_Transmission | NonRTO_Midwest | Internal | Winter | B16 | 25 | 700 | 0 | 116.69 | 109.1 | 9 | 0
2035 | TVA_Transmission_2_NonRTO_Midwest | TVA_Transmission | NonRTO_Midwest | Internal | Winter | B17 | 100 | 700 | 0 | 109.11 | 109.1 | 9 | 0
2035 | TVA_Transmission_2_NonRTO_Midwest | TVA_Transmission | NonRTO_Midwest | Internal | Winter | B18 | 400 | 700 | 0 | 105.45 | 108.98 | 9 | 0
2035 | TVA_Transmission_2_NonRTO_Midwest | TVA_Transmission | NonRTO_Midwest | Internal | Winter | B19 | 700 | 700 | 0 | 104.6 | 108.98 | 9 | 0
2035 | TVA_Transmission_2_NonRTO_Midwest | TVA_Transmission | NonRTO_Midwest | Internal | Winter | B20 | 935 | 700 | 0 | 104.6 | 105.09 | 9 | 0
2035 | TVA_Transmission_2_PJM_ROR | TVA_Transmission | PJM_ROR | Internal | Shoulder | B11 | 25 | 2000 | 0 | 118.06 | 118.66 | 9 | 0
2035 | TVA_Transmission_2_PJM_ROR | TVA_Transmission | PJM_ROR | Internal | Shoulder | B12 | 200 | 2000 | 0 | 106.09 | 113.59 | 9 | 0
2035 | TVA_Transmission_2_PJM_ROR | TVA_Transmission | PJM_ROR | Internal | Shoulder | B13 | 600 | 2000 | 1041.69 | 101.82 | 110.82 | 9 | 0
2035 | TVA_Transmission_2_PJM_ROR | TVA_Transmission | PJM_ROR | Internal | Shoulder | B14 | 900 | 2000 | 0 | 101.82 | 101.61 | 9 | 0
2035 | TVA_Transmission_2_PJM_ROR | TVA_Transmission | PJM_ROR | Internal | Shoulder | B15 | 1203 | 2000 | 0 | 101.82 | 98.02 | 9 | 0
2035 | TVA_Transmission_2_PJM_ROR | TVA_Transmission | PJM_ROR | Internal | Summer | B1 | 10 | 2000 | 0 | 182.5 | 184.35 | 9 | 0
2035 | TVA_Transmission_2_PJM_ROR | TVA_Transmission | PJM_ROR | Internal | Summer | B2 | 25 | 2000 | 0 | 187.38 | 181.38 | 9 | 0
2035 | TVA_Transmission_2_PJM_ROR | TVA_Transmission | PJM_ROR | Internal | Summer | B3 | 75 | 2000 | 0 | 187.38 | 181.38 | 9 | 0
2035 | TVA_Transmission_2_PJM_ROR | TVA_Transmission | PJM_ROR | Internal | Summer | B4 | 100 | 2000 | 0 | 173.64 | 167.65 | 9 | 0
2035 | TVA_Transmission_2_PJM_ROR | TVA_Transmission | PJM_ROR | Internal | Summer | B5 | 200 | 2000 | 573.58 | 136.44 | 145.44 | 9 | 0
2035 | TVA_Transmission_2_PJM_ROR | TVA_Transmission | PJM_ROR | Internal | Summer | B6 | 300 | 2000 | 0 | 123.44 | 125.16 | 9 | 0
2035 | TVA_Transmission_2_PJM_ROR | TVA_Transmission | PJM_ROR | Internal | Summer | B7 | 400 | 2000 | 0 | 116.92 | 116.86 | 9 | 0
2035 | TVA_Transmission_2_PJM_ROR | TVA_Transmission | PJM_ROR | Internal | Summer | B8 | 500 | 2000 | 0 | 112.94 | 111.27 | 9 | 0
2035 | TVA_Transmission_2_PJM_ROR | TVA_Transmission | PJM_ROR | Internal | Summer | B9 | 800 | 2000 | 0 | 105.71 | 99.71 | 9 | 0
2035 | TVA_Transmission_2_PJM_ROR | TVA_Transmission | PJM_ROR | Internal | Summer | B10 | 1262 | 2000 | 0 | 100.55 | 96.39 | 9 | 0
2035 | TVA_Transmission_2_PJM_ROR | TVA_Transmission | PJM_ROR | Internal | Winter | B16 | 25 | 2000 | 192.08 | 116.69 | 125.69 | 9 | 0
2035 | TVA_Transmission_2_PJM_ROR | TVA_Transmission | PJM_ROR | Internal | Winter | B17 | 100 | 2000 | 1999.6 | 109.11 | 118.12 | 9 | 0.01
2035 | TVA_Transmission_2_PJM_ROR | TVA_Transmission | PJM_ROR | Internal | Winter | B18 | 400 | 2000 | 2000 | 105.45 | 116.13 | 9 | 1.68
2035 | TVA_Transmission_2_PJM_ROR | TVA_Transmission | PJM_ROR | Internal | Winter | B19 | 700 | 2000 | 0 | 104.6 | 105.26 | 9 | 0
2035 | TVA_Transmission_2_PJM_ROR | TVA_Transmission | PJM_ROR | Internal | Winter | B20 | 935 | 2000 | 0 | 104.6 | 101.52 | 9 | 0
2035 | TVA_Transmission_2_SOCO | TVA_Transmission | SOCO | Internal | Shoulder | B11 | 25 | 3200 | 0 | 118.06 | 118.85 | 9 | 0
2035 | TVA_Transmission_2_SOCO | TVA_Transmission | SOCO | Internal | Shoulder | B12 | 200 | 3200 | 0 | 106.09 | 106.09 | 9 | 0
2035 | TVA_Transmission_2_SOCO | TVA_Transmission | SOCO | Internal | Shoulder | B13 | 600 | 3200 | 0 | 101.82 | 102.49 | 9 | 0
2035 | TVA_Transmission_2_SOCO | TVA_Transmission | SOCO | Internal | Shoulder | B14 | 900 | 3200 | 0 | 101.82 | 102.49 | 9 | 0
2035 | TVA_Transmission_2_SOCO | TVA_Transmission | SOCO | Internal | Shoulder | B15 | 1203 | 3200 | 0 | 101.82 | 102.49 | 9 | 0
2035 | TVA_Transmission_2_SOCO | TVA_Transmission | SOCO | Internal | Summer | B1 | 10 | 3200 | 275.72 | 182.5 | 191.5 | 9 | 0
2035 | TVA_Transmission_2_SOCO | TVA_Transmission | SOCO | Internal | Summer | B2 | 25 | 3200 | 0 | 187.38 | 187 | 9 | 0
2035 | TVA_Transmission_2_SOCO | TVA_Transmission | SOCO | Internal | Summer | B3 | 75 | 3200 | 0 | 187.38 | 187.38 | 9 | 0
2035 | TVA_Transmission_2_SOCO | TVA_Transmission | SOCO | Internal | Summer | B4 | 100 | 3200 | 0 | 173.64 | 173.64 | 9 | 0
2035 | TVA_Transmission_2_SOCO | TVA_Transmission | SOCO | Internal | Summer | B5 | 200 | 3200 | 0 | 136.44 | 136.44 | 9 | 0
2035 | TVA_Transmission_2_SOCO | TVA_Transmission | SOCO | Internal | Summer | B6 | 300 | 3200 | 0 | 123.44 | 117.29 | 9 | 0
2035 | TVA_Transmission_2_SOCO | TVA_Transmission | SOCO | Internal | Summer | B7 | 400 | 3200 | 0 | 116.92 | 117.29 | 9 | 0
2035 | TVA_Transmission_2_SOCO | TVA_Transmission | SOCO | Internal | Summer | B8 | 500 | 3200 | 0 | 112.94 | 117.29 | 9 | 0
2035 | TVA_Transmission_2_SOCO | TVA_Transmission | SOCO | Internal | Summer | B9 | 800 | 3200 | 0 | 105.71 | 107.11 | 9 | 0
2035 | TVA_Transmission_2_SOCO | TVA_Transmission | SOCO | Internal | Summer | B10 | 1262 | 3200 | 0 | 100.55 | 101.16 | 9 | 0
2035 | TVA_Transmission_2_SOCO | TVA_Transmission | SOCO | Internal | Winter | B16 | 25 | 3200 | 0 | 116.69 | 122.33 | 9 | 0
2035 | TVA_Transmission_2_SOCO | TVA_Transmission | SOCO | Internal | Winter | B17 | 100 | 3200 | 0 | 109.11 | 109.11 | 9 | 0
2035 | TVA_Transmission_2_SOCO | TVA_Transmission | SOCO | Internal | Winter | B18 | 400 | 3200 | 0 | 105.45 | 105.45 | 9 | 0
2035 | TVA_Transmission_2_SOCO | TVA_Transmission | SOCO | Internal | Winter | B19 | 700 | 3200 | 0 | 104.6 | 105.45 | 9 | 0
2035 | TVA_Transmission_2_SOCO | TVA_Transmission | SOCO | Internal | Winter | B20 | 935 | 3200 | 0 | 104.6 | 105.45 | 9 | 0
2035 | TVA_Transmission_2_TVA | TVA_Transmission | TVA | Internal | Shoulder | B11 | 25 | 99999 | 2399.99 | 118.06 | 118.07 | 0.01 | 0
2035 | TVA_Transmission_2_TVA | TVA_Transmission | TVA | Internal | Shoulder | B12 | 200 | 99999 | 855.25 | 106.09 | 106.1 | 0.01 | 0
2035 | TVA_Transmission_2_TVA | TVA_Transmission | TVA | Internal | Shoulder | B13 | 600 | 99999 | 9.05 | 101.82 | 101.83 | 0.01 | 0
2035 | TVA_Transmission_2_TVA | TVA_Transmission | TVA | Internal | Shoulder | B14 | 900 | 99999 | 2983.6 | 101.82 | 101.83 | 0.01 | 0
2035 | TVA_Transmission_2_TVA | TVA_Transmission | TVA | Internal | Shoulder | B15 | 1203 | 99999 | 6100 | 101.82 | 101.83 | 0.01 | 0
2035 | TVA_Transmission_2_TVA | TVA_Transmission | TVA | Internal | Summer | B1 | 10 | 99999 | 3838.93 | 182.5 | 182.51 | 0.01 | 0
2035 | TVA_Transmission_2_TVA | TVA_Transmission | TVA | Internal | Summer | B2 | 25 | 99999 | 3044.87 | 187.38 | 187.39 | 0.01 | 0
2035 | TVA_Transmission_2_TVA | TVA_Transmission | TVA | Internal | Summer | B3 | 75 | 99999 | 1486.11 | 187.38 | 187.39 | 0.01 | 0
2035 | TVA_Transmission_2_TVA | TVA_Transmission | TVA | Internal | Summer | B4 | 100 | 99999 | 767.19 | 173.64 | 173.65 | 0.01 | 0
2035 | TVA_Transmission_2_TVA | TVA_Transmission | TVA | Internal | Summer | B5 | 200 | 99999 | 337.15 | 136.44 | 136.45 | 0.01 | 0
2035 | TVA_Transmission_2_TVA | TVA_Transmission | TVA | Internal | Summer | B6 | 300 | 99999 | 0 | 123.44 | 121.72 | 0.01 | 0
2035 | TVA_Transmission_2_TVA | TVA_Transmission | TVA | Internal | Summer | B7 | 400 | 99999 | 0 | 116.92 | 116.58 | 0.01 | 0
2035 | TVA_Transmission_2_TVA | TVA_Transmission | TVA | Internal | Summer | B8 | 500 | 99999 | 228.27 | 112.94 | 112.95 | 0.01 | 0
2035 | TVA_Transmission_2_TVA | TVA_Transmission | TVA | Internal | Summer | B9 | 800 | 99999 | 70.19 | 105.71 | 105.72 | 0.01 | 0
2035 | TVA_Transmission_2_TVA | TVA_Transmission | TVA | Internal | Summer | B10 | 1262 | 99999 | 2606.96 | 100.55 | 100.56 | 0.01 | 0
2035 | TVA_Transmission_2_TVA | TVA_Transmission | TVA | Internal | Winter | B16 | 25 | 99999 | 5007.96 | 116.69 | 116.7 | 0.01 | 0
2035 | TVA_Transmission_2_TVA | TVA_Transmission | TVA | Internal | Winter | B17 | 100 | 99999 | 2121.66 | 109.11 | 109.12 | 0.01 | 0
2035 | TVA_Transmission_2_TVA | TVA_Transmission | TVA | Internal | Winter | B18 | 400 | 99999 | 0 | 105.45 | 105.05 | 0.01 | 0
2035 | TVA_Transmission_2_TVA | TVA_Transmission | TVA | Internal | Winter | B19 | 700 | 99999 | 2700.12 | 104.6 | 104.61 | 0.01 | 0
2035 | TVA_Transmission_2_TVA | TVA_Transmission | TVA | Internal | Winter | B20 | 935 | 99999 | 6100 | 104.6 | 104.61 | 0.01 | 0
2035 | TVA_Transmission_2_VACAR | TVA_Transmission | VACAR | Internal | Shoulder | B11 | 25 | 900 | 0 | 118.06 | 124.66 | 9 | 0
2035 | TVA_Transmission_2_VACAR | TVA_Transmission | VACAR | Internal | Shoulder | B12 | 200 | 900 | 0 | 106.09 | 111.66 | 9 | 0
2035 | TVA_Transmission_2_VACAR | TVA_Transmission | VACAR | Internal | Shoulder | B13 | 600 | 900 | 0 | 101.82 | 104.3 | 9 | 0
2035 | TVA_Transmission_2_VACAR | TVA_Transmission | VACAR | Internal | Shoulder | B14 | 900 | 900 | 0 | 101.82 | 104.3 | 9 | 0
2035 | TVA_Transmission_2_VACAR | TVA_Transmission | VACAR | Internal | Shoulder | B15 | 1203 | 900 | 0 | 101.82 | 104.3 | 9 | 0
2035 | TVA_Transmission_2_VACAR | TVA_Transmission | VACAR | Internal | Summer | B1 | 10 | 900 | 0.06 | 182.5 | 190.78 | 9 | 0
2035 | TVA_Transmission_2_VACAR | TVA_Transmission | VACAR | Internal | Summer | B2 | 25 | 900 | 0 | 187.38 | 190.78 | 9 | 0
2035 | TVA_Transmission_2_VACAR | TVA_Transmission | VACAR | Internal | Summer | B3 | 75 | 900 | 0 | 187.38 | 190.78 | 9 | 0
2035 | TVA_Transmission_2_VACAR | TVA_Transmission | VACAR | Internal | Summer | B4 | 100 | 900 | 0 | 173.64 | 173.65 | 9 | 0
2035 | TVA_Transmission_2_VACAR | TVA_Transmission | VACAR | Internal | Summer | B5 | 200 | 900 | 0 | 136.44 | 138.62 | 9 | 0
2035 | TVA_Transmission_2_VACAR | TVA_Transmission | VACAR | Internal | Summer | B6 | 300 | 900 | 0 | 123.44 | 118.49 | 9 | 0
2035 | TVA_Transmission_2_VACAR | TVA_Transmission | VACAR | Internal | Summer | B7 | 400 | 900 | 0 | 116.92 | 110.29 | 9 | 0
2035 | TVA_Transmission_2_VACAR | TVA_Transmission | VACAR | Internal | Summer | B8 | 500 | 900 | 0 | 112.94 | 105.94 | 9 | 0
2035 | TVA_Transmission_2_VACAR | TVA_Transmission | VACAR | Internal | Summer | B9 | 800 | 900 | 0 | 105.71 | 102.18 | 9 | 0
2035 | TVA_Transmission_2_VACAR | TVA_Transmission | VACAR | Internal | Summer | B10 | 1262 | 900 | 0 | 100.55 | 102.18 | 9 | 0
2035 | TVA_Transmission_2_VACAR | TVA_Transmission | VACAR | Internal | Winter | B16 | 25 | 900 | 900 | 116.69 | 131.69 | 9 | 6
2035 | TVA_Transmission_2_VACAR | TVA_Transmission | VACAR | Internal | Winter | B17 | 100 | 900 | 499.87 | 109.11 | 118.11 | 9 | 0
2035 | TVA_Transmission_2_VACAR | TVA_Transmission | VACAR | Internal | Winter | B18 | 400 | 900 | 0 | 105.45 | 109.13 | 9 | 0
2035 | TVA_Transmission_2_VACAR | TVA_Transmission | VACAR | Internal | Winter | B19 | 700 | 900 | 0 | 104.6 | 109.13 | 9 | 0
2035 | TVA_Transmission_2_VACAR | TVA_Transmission | VACAR | Internal | Winter | B20 | 935 | 900 | 0 | 104.6 | 109.13 | 9 | 0
2035 | VACAR_2_PJM_ROR | VACAR | PJM_ROR | Internal | Shoulder | B11 | 25 | 2000 | 0 | 124.66 | 118.66 | 7 | 0
2035 | VACAR_2_PJM_ROR | VACAR | PJM_ROR | Internal | Shoulder | B12 | 200 | 2000 | 0 | 111.66 | 113.59 | 7 | 0
2035 | VACAR_2_PJM_ROR | VACAR | PJM_ROR | Internal | Shoulder | B13 | 600 | 2000 | 0 | 104.3 | 110.82 | 7 | 0
2035 | VACAR_2_PJM_ROR | VACAR | PJM_ROR | Internal | Shoulder | B14 | 900 | 2000 | 0 | 104.3 | 101.61 | 7 | 0
2035 | VACAR_2_PJM_ROR | VACAR | PJM_ROR | Internal | Shoulder | B15 | 1203 | 2000 | 0 | 104.3 | 98.02 | 7 | 0
2035 | VACAR_2_PJM_ROR | VACAR | PJM_ROR | Internal | Summer | B1 | 10 | 2000 | 0 | 190.78 | 184.35 | 7 | 0
2035 | VACAR_2_PJM_ROR | VACAR | PJM_ROR | Internal | Summer | B2 | 25 | 2000 | 0 | 190.78 | 181.38 | 7 | 0
2035 | VACAR_2_PJM_ROR | VACAR | PJM_ROR | Internal | Summer | B3 | 75 | 2000 | 0 | 190.78 | 181.38 | 7 | 0
2035 | VACAR_2_PJM_ROR | VACAR | PJM_ROR | Internal | Summer | B4 | 100 | 2000 | 0 | 173.65 | 167.65 | 7 | 0
2035 | VACAR_2_PJM_ROR | VACAR | PJM_ROR | Internal | Summer | B5 | 200 | 2000 | 0.01 | 138.62 | 145.44 | 7 | 0
2035 | VACAR_2_PJM_ROR | VACAR | PJM_ROR | Internal | Summer | B6 | 300 | 2000 | 0 | 118.49 | 125.16 | 7 | 0
2035 | VACAR_2_PJM_ROR | VACAR | PJM_ROR | Internal | Summer | B7 | 400 | 2000 | 0 | 110.29 | 116.86 | 7 | 0
2035 | VACAR_2_PJM_ROR | VACAR | PJM_ROR | Internal | Summer | B8 | 500 | 2000 | 0 | 105.94 | 111.27 | 7 | 0
2035 | VACAR_2_PJM_ROR | VACAR | PJM_ROR | Internal | Summer | B9 | 800 | 2000 | 0 | 102.18 | 99.71 | 7 | 0
2035 | VACAR_2_PJM_ROR | VACAR | PJM_ROR | Internal | Summer | B10 | 1262 | 2000 | 0 | 102.18 | 96.39 | 7 | 0
2035 | VACAR_2_PJM_ROR | VACAR | PJM_ROR | Internal | Winter | B16 | 25 | 2000 | 0 | 131.69 | 125.69 | 7 | 0
2035 | VACAR_2_PJM_ROR | VACAR | PJM_ROR | Internal | Winter | B17 | 100 | 2000 | 0 | 118.11 | 118.12 | 7 | 0
2035 | VACAR_2_PJM_ROR | VACAR | PJM_ROR | Internal | Winter | B18 | 400 | 2000 | 610.4 | 109.13 | 116.13 | 7 | 0
2035 | VACAR_2_PJM_ROR | VACAR | PJM_ROR | Internal | Winter | B19 | 700 | 2000 | 0 | 109.13 | 105.26 | 7 | 0
2035 | VACAR_2_PJM_ROR | VACAR | PJM_ROR | Internal | Winter | B20 | 935 | 2000 | 0 | 109.13 | 101.52 | 7 | 0
2035 | VACAR_2_SOCO | VACAR | SOCO | Internal | Shoulder | B11 | 25 | 3000 | 0 | 124.66 | 118.85 | 7 | 0
2035 | VACAR_2_SOCO | VACAR | SOCO | Internal | Shoulder | B12 | 200 | 3000 | 0 | 111.66 | 106.09 | 7 | 0
2035 | VACAR_2_SOCO | VACAR | SOCO | Internal | Shoulder | B13 | 600 | 3000 | 0 | 104.3 | 102.49 | 7 | 0
2035 | VACAR_2_SOCO | VACAR | SOCO | Internal | Shoulder | B14 | 900 | 3000 | 0 | 104.3 | 102.49 | 7 | 0
2035 | VACAR_2_SOCO | VACAR | SOCO | Internal | Shoulder | B15 | 1203 | 3000 | 0 | 104.3 | 102.49 | 7 | 0
2035 | VACAR_2_SOCO | VACAR | SOCO | Internal | Summer | B1 | 10 | 3000 | 0 | 190.78 | 191.5 | 7 | 0
2035 | VACAR_2_SOCO | VACAR | SOCO | Internal | Summer | B2 | 25 | 3000 | 0 | 190.78 | 187 | 7 | 0
2035 | VACAR_2_SOCO | VACAR | SOCO | Internal | Summer | B3 | 75 | 3000 | 0 | 190.78 | 187.38 | 7 | 0
2035 | VACAR_2_SOCO | VACAR | SOCO | Internal | Summer | B4 | 100 | 3000 | 0 | 173.65 | 173.64 | 7 | 0
2035 | VACAR_2_SOCO | VACAR | SOCO | Internal | Summer | B5 | 200 | 3000 | 0 | 138.62 | 136.44 | 7 | 0
2035 | VACAR_2_SOCO | VACAR | SOCO | Internal | Summer | B6 | 300 | 3000 | 0 | 118.49 | 117.29 | 7 | 0
2035 | VACAR_2_SOCO | VACAR | SOCO | Internal | Summer | B7 | 400 | 3000 | 107.69 | 110.29 | 117.29 | 7 | 0
2035 | VACAR_2_SOCO | VACAR | SOCO | Internal | Summer | B8 | 500 | 3000 | 3000 | 105.94 | 117.29 | 7 | 4.34
2035 | VACAR_2_SOCO | VACAR | SOCO | Internal | Summer | B9 | 800 | 3000 | 0 | 102.18 | 107.11 | 7 | 0
2035 | VACAR_2_SOCO | VACAR | SOCO | Internal | Summer | B10 | 1262 | 3000 | 0 | 102.18 | 101.16 | 7 | 0
2035 | VACAR_2_SOCO | VACAR | SOCO | Internal | Winter | B16 | 25 | 3000 | 0 | 131.69 | 122.33 | 7 | 0
2035 | VACAR_2_SOCO | VACAR | SOCO | Internal | Winter | B17 | 100 | 3000 | 0 | 118.11 | 109.11 | 7 | 0
2035 | VACAR_2_SOCO | VACAR | SOCO | Internal | Winter | B18 | 400 | 3000 | 0 | 109.13 | 105.45 | 7 | 0
2035 | VACAR_2_SOCO | VACAR | SOCO | Internal | Winter | B19 | 700 | 3000 | 0 | 109.13 | 105.45 | 7 | 0
2035 | VACAR_2_SOCO | VACAR | SOCO | Internal | Winter | B20 | 935 | 3000 | 0 | 109.13 | 105.45 | 7 | 0
2035 | VACAR_2_TVA_Transmission | VACAR | TVA_Transmission | Internal | Shoulder | B11 | 25 | 900 | 0 | 124.66 | 118.06 | 7 | 0
2035 | VACAR_2_TVA_Transmission | VACAR | TVA_Transmission | Internal | Shoulder | B12 | 200 | 900 | 0 | 111.66 | 106.09 | 7 | 0
2035 | VACAR_2_TVA_Transmission | VACAR | TVA_Transmission | Internal | Shoulder | B13 | 600 | 900 | 0 | 104.3 | 101.82 | 7 | 0
2035 | VACAR_2_TVA_Transmission | VACAR | TVA_Transmission | Internal | Shoulder | B14 | 900 | 900 | 0 | 104.3 | 101.82 | 7 | 0
2035 | VACAR_2_TVA_Transmission | VACAR | TVA_Transmission | Internal | Shoulder | B15 | 1203 | 900 | 0 | 104.3 | 101.82 | 7 | 0
2035 | VACAR_2_TVA_Transmission | VACAR | TVA_Transmission | Internal | Summer | B1 | 10 | 900 | 0 | 190.78 | 182.5 | 7 | 0
2035 | VACAR_2_TVA_Transmission | VACAR | TVA_Transmission | Internal | Summer | B2 | 25 | 900 | 0 | 190.78 | 187.38 | 7 | 0
2035 | VACAR_2_TVA_Transmission | VACAR | TVA_Transmission | Internal | Summer | B3 | 75 | 900 | 0 | 190.78 | 187.38 | 7 | 0
2035 | VACAR_2_TVA_Transmission | VACAR | TVA_Transmission | Internal | Summer | B4 | 100 | 900 | 0 | 173.65 | 173.64 | 7 | 0
2035 | VACAR_2_TVA_Transmission | VACAR | TVA_Transmission | Internal | Summer | B5 | 200 | 900 | 0 | 138.62 | 136.44 | 7 | 0
2035 | VACAR_2_TVA_Transmission | VACAR | TVA_Transmission | Internal | Summer | B6 | 300 | 900 | 0 | 118.49 | 123.44 | 7 | 0
2035 | VACAR_2_TVA_Transmission | VACAR | TVA_Transmission | Internal | Summer | B7 | 400 | 900 | 0 | 110.29 | 116.92 | 7 | 0
2035 | VACAR_2_TVA_Transmission | VACAR | TVA_Transmission | Internal | Summer | B8 | 500 | 900 | 88.23 | 105.94 | 112.94 | 7 | 0
2035 | VACAR_2_TVA_Transmission | VACAR | TVA_Transmission | Internal | Summer | B9 | 800 | 900 | 0 | 102.18 | 105.71 | 7 | 0
2035 | VACAR_2_TVA_Transmission | VACAR | TVA_Transmission | Internal | Summer | B10 | 1262 | 900 | 0 | 102.18 | 100.55 | 7 | 0
2035 | VACAR_2_TVA_Transmission | VACAR | TVA_Transmission | Internal | Winter | B16 | 25 | 900 | 0 | 131.69 | 116.69 | 7 | 0
2035 | VACAR_2_TVA_Transmission | VACAR | TVA_Transmission | Internal | Winter | B17 | 100 | 900 | 0 | 118.11 | 109.11 | 7 | 0
2035 | VACAR_2_TVA_Transmission | VACAR | TVA_Transmission | Internal | Winter | B18 | 400 | 900 | 0 | 109.13 | 105.45 | 7 | 0
2035 | VACAR_2_TVA_Transmission | VACAR | TVA_Transmission | Internal | Winter | B19 | 700 | 900 | 0 | 109.13 | 104.6 | 7 | 0
2035 | VACAR_2_TVA_Transmission | VACAR | TVA_Transmission | Internal | Winter | B20 | 935 | 900 | 0 | 109.13 | 104.6 | 7 | 0
2040 | ENT_2_MISO_MO-IL | ENT | MISO_MO-IL | Internal | Shoulder | B11 | 25 | 2260 | 0 | 143.54 | 143.52 | 8 | 0
2040 | ENT_2_MISO_MO-IL | ENT | MISO_MO-IL | Internal | Shoulder | B12 | 200 | 2260 | 0 | 126.79 | 129.93 | 8 | 0
2040 | ENT_2_MISO_MO-IL | ENT | MISO_MO-IL | Internal | Shoulder | B13 | 600 | 2260 | 0 | 125.86 | 127.9 | 8 | 0
2040 | ENT_2_MISO_MO-IL | ENT | MISO_MO-IL | Internal | Shoulder | B14 | 900 | 2260 | 16.78 | 117.86 | 125.86 | 8 | 0
2040 | ENT_2_MISO_MO-IL | ENT | MISO_MO-IL | Internal | Shoulder | B15 | 1203 | 2260 | 1573.66 | 88.01 | 96.01 | 8 | 0
2040 | ENT_2_MISO_MO-IL | ENT | MISO_MO-IL | Internal | Summer | B1 | 10 | 2260 | 2260 | 157.8 | 234.94 | 8 | 69.14
2040 | ENT_2_MISO_MO-IL | ENT | MISO_MO-IL | Internal | Summer | B2 | 25 | 2260 | 1724.12 | 230.44 | 238.44 | 8 | 0
2040 | ENT_2_MISO_MO-IL | ENT | MISO_MO-IL | Internal | Summer | B3 | 75 | 2260 | 0 | 238.45 | 238.46 | 8 | 0
2040 | ENT_2_MISO_MO-IL | ENT | MISO_MO-IL | Internal | Summer | B4 | 100 | 2260 | 0 | 171.46 | 171.46 | 8 | 0
2040 | ENT_2_MISO_MO-IL | ENT | MISO_MO-IL | Internal | Summer | B5 | 200 | 2260 | 0 | 160.23 | 160.23 | 8 | 0
2040 | ENT_2_MISO_MO-IL | ENT | MISO_MO-IL | Internal | Summer | B6 | 300 | 2260 | 0 | 157.8 | 152.92 | 8 | 0
2040 | ENT_2_MISO_MO-IL | ENT | MISO_MO-IL | Internal | Summer | B7 | 400 | 2260 | 0 | 152.42 | 144.42 | 8 | 0
2040 | ENT_2_MISO_MO-IL | ENT | MISO_MO-IL | Internal | Summer | B8 | 500 | 2260 | 0 | 136.36 | 128.36 | 8 | 0
2040 | ENT_2_MISO_MO-IL | ENT | MISO_MO-IL | Internal | Summer | B9 | 800 | 2260 | 0 | 131.04 | 128.36 | 8 | 0
2040 | ENT_2_MISO_MO-IL | ENT | MISO_MO-IL | Internal | Summer | B10 | 1262 | 2260 | 412.87 | 97.8 | 105.8 | 8 | 0
2040 | ENT_2_MISO_MO-IL | ENT | MISO_MO-IL | Internal | Winter | B16 | 25 | 2260 | 0 | 133.59 | 132.79 | 8 | 0
2040 | ENT_2_MISO_MO-IL | ENT | MISO_MO-IL | Internal | Winter | B17 | 100 | 2260 | 0 | 129.37 | 133.33 | 8 | 0
2040 | ENT_2_MISO_MO-IL | ENT | MISO_MO-IL | Internal | Winter | B18 | 400 | 2260 | 0 | 128.84 | 128.96 | 8 | 0
2040 | ENT_2_MISO_MO-IL | ENT | MISO_MO-IL | Internal | Winter | B19 | 700 | 2260 | 643.62 | 120.84 | 128.84 | 8 | 0
2040 | ENT_2_MISO_MO-IL | ENT | MISO_MO-IL | Internal | Winter | B20 | 935 | 2260 | 1768.14 | 86.94 | 94.94 | 8 | 0
2040 | ENT_2_SOCO | ENT | SOCO | Internal | Shoulder | B11 | 25 | 3900 | 3899.79 | 143.54 | 151.81 | 8 | 0.27
2040 | ENT_2_SOCO | ENT | SOCO | Internal | Shoulder | B12 | 200 | 3900 | 2206.44 | 126.79 | 134.79 | 8 | 0
2040 | ENT_2_SOCO | ENT | SOCO | Internal | Shoulder | B13 | 600 | 3900 | 3900 | 125.86 | 134.79 | 8 | 0.93
2040 | ENT_2_SOCO | ENT | SOCO | Internal | Shoulder | B14 | 900 | 3900 | 3900 | 117.86 | 134.79 | 8 | 8.93
2040 | ENT_2_SOCO | ENT | SOCO | Internal | Shoulder | B15 | 1203 | 3900 | 3900 | 88.01 | 102.35 | 8 | 6.33
2040 | ENT_2_SOCO | ENT | SOCO | Internal | Summer | B1 | 10 | 3900 | 3900 | 157.8 | 251.94 | 8 | 86.14
2040 | ENT_2_SOCO | ENT | SOCO | Internal | Summer | B2 | 25 | 3900 | 3900 | 230.44 | 245.77 | 8 | 7.32
2040 | ENT_2_SOCO | ENT | SOCO | Internal | Summer | B3 | 75 | 3900 | 3054.33 | 238.45 | 246.45 | 8 | 0
2040 | ENT_2_SOCO | ENT | SOCO | Internal | Summer | B4 | 100 | 3900 | 1708.92 | 171.46 | 179.46 | 8 | 0
2040 | ENT_2_SOCO | ENT | SOCO | Internal | Summer | B5 | 200 | 3900 | 0 | 160.23 | 162.23 | 8 | 0
2040 | ENT_2_SOCO | ENT | SOCO | Internal | Summer | B6 | 300 | 3900 | 0 | 157.8 | 155.19 | 8 | 0
2040 | ENT_2_SOCO | ENT | SOCO | Internal | Summer | B7 | 400 | 3900 | 0 | 152.42 | 150.56 | 8 | 0
2040 | ENT_2_SOCO | ENT | SOCO | Internal | Summer | B8 | 500 | 3900 | 0 | 136.36 | 140.02 | 8 | 0
2040 | ENT_2_SOCO | ENT | SOCO | Internal | Summer | B9 | 800 | 3900 | 0 | 131.04 | 133.4 | 8 | 0
2040 | ENT_2_SOCO | ENT | SOCO | Internal | Summer | B10 | 1262 | 3900 | 3150.98 | 97.8 | 105.8 | 8 | 0
2040 | ENT_2_SOCO | ENT | SOCO | Internal | Winter | B16 | 25 | 3900 | 3900 | 133.59 | 150.59 | 8 | 9
2040 | ENT_2_SOCO | ENT | SOCO | Internal | Winter | B17 | 100 | 3900 | 3899.98 | 129.37 | 138.03 | 8 | 0.67
2040 | ENT_2_SOCO | ENT | SOCO | Internal | Winter | B18 | 400 | 3900 | 3899.99 | 128.84 | 137 | 8 | 0.15
2040 | ENT_2_SOCO | ENT | SOCO | Internal | Winter | B19 | 700 | 3900 | 3900 | 120.84 | 137 | 8 | 8.15
2040 | ENT_2_SOCO | ENT | SOCO | Internal | Winter | B20 | 935 | 3900 | 3900 | 86.94 | 100.97 | 8 | 6.02
2040 | ENT_2_SPP_N | ENT | SPP_N | Internal | Shoulder | B11 | 25 | 15143 | 0 | 143.54 | 138.53 | 8 | 0
2040 | ENT_2_SPP_N | ENT | SPP_N | Internal | Shoulder | B12 | 200 | 15143 | 0 | 126.79 | 121.79 | 8 | 0
2040 | ENT_2_SPP_N | ENT | SPP_N | Internal | Shoulder | B13 | 600 | 15143 | 0 | 125.86 | 108.2 | 8 | 0
2040 | ENT_2_SPP_N | ENT | SPP_N | Internal | Shoulder | B14 | 900 | 15143 | 0 | 117.86 | 11.28 | 8 | 0
2040 | ENT_2_SPP_N | ENT | SPP_N | Internal | Shoulder | B15 | 1203 | 15143 | 0 | 88.01 | 11.28 | 8 | 0
2040 | ENT_2_SPP_N | ENT | SPP_N | Internal | Summer | B1 | 10 | 15143 | 0 | 157.8 | 11.28 | 8 | 0
2040 | ENT_2_SPP_N | ENT | SPP_N | Internal | Summer | B2 | 25 | 15143 | 0 | 230.44 | 225.44 | 8 | 0
2040 | ENT_2_SPP_N | ENT | SPP_N | Internal | Summer | B3 | 75 | 15143 | 0 | 238.45 | 233.45 | 8 | 0
2040 | ENT_2_SPP_N | ENT | SPP_N | Internal | Summer | B4 | 100 | 15143 | 0 | 171.46 | 166.46 | 8 | 0
2040 | ENT_2_SPP_N | ENT | SPP_N | Internal | Summer | B5 | 200 | 15143 | 0 | 160.23 | 155.23 | 8 | 0
2040 | ENT_2_SPP_N | ENT | SPP_N | Internal | Summer | B6 | 300 | 15143 | 0 | 157.8 | 152.8 | 8 | 0
2040 | ENT_2_SPP_N | ENT | SPP_N | Internal | Summer | B7 | 400 | 15143 | 0 | 152.42 | 147.42 | 8 | 0
2040 | ENT_2_SPP_N | ENT | SPP_N | Internal | Summer | B8 | 500 | 15143 | 0 | 136.36 | 131.36 | 8 | 0
2040 | ENT_2_SPP_N | ENT | SPP_N | Internal | Summer | B9 | 800 | 15143 | 0 | 131.04 | 126.04 | 8 | 0
2040 | ENT_2_SPP_N | ENT | SPP_N | Internal | Summer | B10 | 1262 | 15143 | 0 | 97.8 | 92.78 | 8 | 0
2040 | ENT_2_SPP_N | ENT | SPP_N | Internal | Winter | B16 | 25 | 15143 | 0 | 133.59 | 11.28 | 8 | 0
2040 | ENT_2_SPP_N | ENT | SPP_N | Internal | Winter | B17 | 100 | 15143 | 0 | 129.37 | 11.28 | 8 | 0
2040 | ENT_2_SPP_N | ENT | SPP_N | Internal | Winter | B18 | 400 | 15143 | 0 | 128.84 | 123.84 | 8 | 0
2040 | ENT_2_SPP_N | ENT | SPP_N | Internal | Winter | B19 | 700 | 15143 | 0 | 120.84 | 11.52 | 8 | 0
2040 | ENT_2_SPP_N | ENT | SPP_N | Internal | Winter | B20 | 935 | 15143 | 0 | 86.94 | 11.28 | 8 | 0
2040 | ENT_2_SPP_S | ENT | SPP_S | Internal | Shoulder | B11 | 25 | 3292 | 0 | 143.54 | 138.54 | 8 | 0
2040 | ENT_2_SPP_S | ENT | SPP_S | Internal | Shoulder | B12 | 200 | 3292 | 0 | 126.79 | 121.79 | 8 | 0
2040 | ENT_2_SPP_S | ENT | SPP_S | Internal | Shoulder | B13 | 600 | 3292 | 0 | 125.86 | 108.19 | 8 | 0
2040 | ENT_2_SPP_S | ENT | SPP_S | Internal | Shoulder | B14 | 900 | 3292 | 0 | 117.86 | 11.28 | 8 | 0
2040 | ENT_2_SPP_S | ENT | SPP_S | Internal | Shoulder | B15 | 1203 | 3292 | 0 | 88.01 | 11.28 | 8 | 0
2040 | ENT_2_SPP_S | ENT | SPP_S | Internal | Summer | B1 | 10 | 3292 | 0 | 157.8 | 11.29 | 8 | 0
2040 | ENT_2_SPP_S | ENT | SPP_S | Internal | Summer | B2 | 25 | 3292 | 0 | 230.44 | 222.51 | 8 | 0
2040 | ENT_2_SPP_S | ENT | SPP_S | Internal | Summer | B3 | 75 | 3292 | 0 | 238.45 | 224.42 | 8 | 0
2040 | ENT_2_SPP_S | ENT | SPP_S | Internal | Summer | B4 | 100 | 3292 | 0 | 171.46 | 166.46 | 8 | 0
2040 | ENT_2_SPP_S | ENT | SPP_S | Internal | Summer | B5 | 200 | 3292 | 0 | 160.23 | 155.24 | 8 | 0
2040 | ENT_2_SPP_S | ENT | SPP_S | Internal | Summer | B6 | 300 | 3292 | 0 | 157.8 | 152.81 | 8 | 0
2040 | ENT_2_SPP_S | ENT | SPP_S | Internal | Summer | B7 | 400 | 3292 | 0 | 152.42 | 152.14 | 8 | 0
2040 | ENT_2_SPP_S | ENT | SPP_S | Internal | Summer | B8 | 500 | 3292 | 390.18 | 136.36 | 144.36 | 8 | 0
2040 | ENT_2_SPP_S | ENT | SPP_S | Internal | Summer | B9 | 800 | 3292 | 0 | 131.04 | 126.05 | 8 | 0
2040 | ENT_2_SPP_S | ENT | SPP_S | Internal | Summer | B10 | 1262 | 3292 | 0 | 97.8 | 92.8 | 8 | 0
2040 | ENT_2_SPP_S | ENT | SPP_S | Internal | Winter | B16 | 25 | 3292 | 0 | 133.59 | 11.28 | 8 | 0
2040 | ENT_2_SPP_S | ENT | SPP_S | Internal | Winter | B17 | 100 | 3292 | 0 | 129.37 | 11.28 | 8 | 0
2040 | ENT_2_SPP_S | ENT | SPP_S | Internal | Winter | B18 | 400 | 3292 | 0 | 128.84 | 123.83 | 8 | 0
2040 | ENT_2_SPP_S | ENT | SPP_S | Internal | Winter | B19 | 700 | 3292 | 0 | 120.84 | 11.28 | 8 | 0
2040 | ENT_2_SPP_S | ENT | SPP_S | Internal | Winter | B20 | 935 | 3292 | 0 | 86.94 | 11.28 | 8 | 0
2040 | ENT_2_TVA_Transmission | ENT | TVA_Transmission | Internal | Shoulder | B11 | 25 | 2100 | 0 | 143.54 | 144.84 | 8 | 0
2040 | ENT_2_TVA_Transmission | ENT | TVA_Transmission | Internal | Shoulder | B12 | 200 | 2100 | 0 | 126.79 | 134.28 | 8 | 0
2040 | ENT_2_TVA_Transmission | ENT | TVA_Transmission | Internal | Shoulder | B13 | 600 | 2100 | 1175.26 | 125.86 | 133.86 | 8 | 0
2040 | ENT_2_TVA_Transmission | ENT | TVA_Transmission | Internal | Shoulder | B14 | 900 | 2100 | 2100 | 117.86 | 133.86 | 8 | 8
2040 | ENT_2_TVA_Transmission | ENT | TVA_Transmission | Internal | Shoulder | B15 | 1203 | 2100 | 2100 | 88.01 | 105.56 | 8 | 9.54
2040 | ENT_2_TVA_Transmission | ENT | TVA_Transmission | Internal | Summer | B1 | 10 | 2100 | 2100 | 157.8 | 242.94 | 8 | 77.14
2040 | ENT_2_TVA_Transmission | ENT | TVA_Transmission | Internal | Summer | B2 | 25 | 2100 | 2100 | 230.44 | 246.44 | 8 | 8
2040 | ENT_2_TVA_Transmission | ENT | TVA_Transmission | Internal | Summer | B3 | 75 | 2100 | 42.7 | 238.45 | 246.44 | 8 | 0
2040 | ENT_2_TVA_Transmission | ENT | TVA_Transmission | Internal | Summer | B4 | 100 | 2100 | 342.43 | 171.46 | 179.46 | 8 | 0
2040 | ENT_2_TVA_Transmission | ENT | TVA_Transmission | Internal | Summer | B5 | 200 | 2100 | 0 | 160.23 | 159.9 | 8 | 0
2040 | ENT_2_TVA_Transmission | ENT | TVA_Transmission | Internal | Summer | B6 | 300 | 2100 | 0 | 157.8 | 154.11 | 8 | 0
2040 | ENT_2_TVA_Transmission | ENT | TVA_Transmission | Internal | Summer | B7 | 400 | 2100 | 0 | 152.42 | 143.42 | 8 | 0
2040 | ENT_2_TVA_Transmission | ENT | TVA_Transmission | Internal | Summer | B8 | 500 | 2100 | 0 | 136.36 | 134.15 | 8 | 0
2040 | ENT_2_TVA_Transmission | ENT | TVA_Transmission | Internal | Summer | B9 | 800 | 2100 | 0 | 131.04 | 133.17 | 8 | 0
2040 | ENT_2_TVA_Transmission | ENT | TVA_Transmission | Internal | Summer | B10 | 1262 | 2100 | 2100 | 97.8 | 113.8 | 8 | 8
2040 | ENT_2_TVA_Transmission | ENT | TVA_Transmission | Internal | Winter | B16 | 25 | 2100 | 7.13 | 133.59 | 141.59 | 8 | 0
2040 | ENT_2_TVA_Transmission | ENT | TVA_Transmission | Internal | Winter | B17 | 100 | 2100 | 1228.62 | 129.37 | 137.37 | 8 | 0
2040 | ENT_2_TVA_Transmission | ENT | TVA_Transmission | Internal | Winter | B18 | 400 | 2100 | 1005.02 | 128.84 | 136.84 | 8 | 0
2040 | ENT_2_TVA_Transmission | ENT | TVA_Transmission | Internal | Winter | B19 | 700 | 2100 | 2100 | 120.84 | 136.84 | 8 | 8
2040 | ENT_2_TVA_Transmission | ENT | TVA_Transmission | Internal | Winter | B20 | 935 | 2100 | 2100 | 86.94 | 103.09 | 8 | 8.14
2040 | FRCC_2_SOCO | FRCC | SOCO | Internal | Shoulder | B11 | 25 | 900 | 0 | 161.81 | 151.81 | 8 | 0
2040 | FRCC_2_SOCO | FRCC | SOCO | Internal | Shoulder | B12 | 200 | 900 | 0 | 139.37 | 134.79 | 8 | 0
2040 | FRCC_2_SOCO | FRCC | SOCO | Internal | Shoulder | B13 | 600 | 900 | 0 | 139.02 | 134.79 | 8 | 0
2040 | FRCC_2_SOCO | FRCC | SOCO | Internal | Shoulder | B14 | 900 | 900 | 0 | 139.02 | 134.79 | 8 | 0
2040 | FRCC_2_SOCO | FRCC | SOCO | Internal | Shoulder | B15 | 1203 | 900 | 0 | 97.05 | 102.35 | 8 | 0
2040 | FRCC_2_SOCO | FRCC | SOCO | Internal | Summer | B1 | 10 | 900 | 0 | 255.77 | 251.94 | 8 | 0
2040 | FRCC_2_SOCO | FRCC | SOCO | Internal | Summer | B2 | 25 | 900 | 0 | 255.77 | 245.77 | 8 | 0
2040 | FRCC_2_SOCO | FRCC | SOCO | Internal | Summer | B3 | 75 | 900 | 0 | 255.77 | 246.45 | 8 | 0
2040 | FRCC_2_SOCO | FRCC | SOCO | Internal | Summer | B4 | 100 | 900 | 0 | 184.17 | 179.46 | 8 | 0
2040 | FRCC_2_SOCO | FRCC | SOCO | Internal | Summer | B5 | 200 | 900 | 0 | 160.56 | 162.23 | 8 | 0
2040 | FRCC_2_SOCO | FRCC | SOCO | Internal | Summer | B6 | 300 | 900 | 0 | 160.56 | 155.19 | 8 | 0
2040 | FRCC_2_SOCO | FRCC | SOCO | Internal | Summer | B7 | 400 | 900 | 0 | 160.56 | 150.56 | 8 | 0
2040 | FRCC_2_SOCO | FRCC | SOCO | Internal | Summer | B8 | 500 | 900 | 0 | 137.96 | 140.02 | 8 | 0
2040 | FRCC_2_SOCO | FRCC | SOCO | Internal | Summer | B9 | 800 | 900 | 0 | 137.96 | 133.4 | 8 | 0
2040 | FRCC_2_SOCO | FRCC | SOCO | Internal | Summer | B10 | 1262 | 900 | 231.66 | 97.8 | 105.8 | 8 | 0
2040 | FRCC_2_SOCO | FRCC | SOCO | Internal | Winter | B16 | 25 | 900 | 0 | 160.59 | 150.59 | 8 | 0
2040 | FRCC_2_SOCO | FRCC | SOCO | Internal | Winter | B17 | 100 | 900 | 0 | 141.71 | 138.03 | 8 | 0
2040 | FRCC_2_SOCO | FRCC | SOCO | Internal | Winter | B18 | 400 | 900 | 0 | 141.71 | 137 | 8 | 0
2040 | FRCC_2_SOCO | FRCC | SOCO | Internal | Winter | B19 | 700 | 900 | 0 | 141.71 | 137 | 8 | 0
2040 | FRCC_2_SOCO | FRCC | SOCO | Internal | Winter | B20 | 935 | 900 | 0 | 95.66 | 100.97 | 8 | 0
2040 | HQ_NEISO_2_NEISO | HQ_NEISO | NEISO | Internal | Shoulder | B11 | 25 | 99999 | 3112.4 | 82.58 | 82.59 | 0.01 | 0
2040 | HQ_NEISO_2_NEISO | HQ_NEISO | NEISO | Internal | Shoulder | B12 | 200 | 99999 | 3110.47 | 82.58 | 82.59 | 0.01 | 0
2040 | HQ_NEISO_2_NEISO | HQ_NEISO | NEISO | Internal | Shoulder | B13 | 600 | 99999 | 3102.87 | 82.58 | 82.59 | 0.01 | 0
2040 | HQ_NEISO_2_NEISO | HQ_NEISO | NEISO | Internal | Shoulder | B14 | 900 | 99999 | 3089.58 | 82.58 | 82.59 | 0.01 | 0
2040 | HQ_NEISO_2_NEISO | HQ_NEISO | NEISO | Internal | Shoulder | B15 | 1203 | 99999 | 1276.23 | 82.58 | 82.59 | 0.01 | 0
2040 | HQ_NEISO_2_NEISO | HQ_NEISO | NEISO | Internal | Summer | B1 | 10 | 99999 | 3220.1 | 160.5 | 160.51 | 0.01 | 0
2040 | HQ_NEISO_2_NEISO | HQ_NEISO | NEISO | Internal | Summer | B2 | 25 | 99999 | 3207.34 | 202 | 202.01 | 0.01 | 0
2040 | HQ_NEISO_2_NEISO | HQ_NEISO | NEISO | Internal | Summer | B3 | 75 | 99999 | 3181.93 | 160.5 | 160.51 | 0.01 | 0
2040 | HQ_NEISO_2_NEISO | HQ_NEISO | NEISO | Internal | Summer | B4 | 100 | 99999 | 3160.08 | 137.78 | 137.79 | 0.01 | 0
2040 | HQ_NEISO_2_NEISO | HQ_NEISO | NEISO | Internal | Summer | B5 | 200 | 99999 | 3148.19 | 137.78 | 137.79 | 0.01 | 0
2040 | HQ_NEISO_2_NEISO | HQ_NEISO | NEISO | Internal | Summer | B6 | 300 | 99999 | 3134.79 | 137.78 | 137.79 | 0.01 | 0
2040 | HQ_NEISO_2_NEISO | HQ_NEISO | NEISO | Internal | Summer | B7 | 400 | 99999 | 3119.43 | 137.53 | 137.54 | 0.01 | 0
2040 | HQ_NEISO_2_NEISO | HQ_NEISO | NEISO | Internal | Summer | B8 | 500 | 99999 | 3107.36 | 135.57 | 135.58 | 0.01 | 0
2040 | HQ_NEISO_2_NEISO | HQ_NEISO | NEISO | Internal | Summer | B9 | 800 | 99999 | 3092.57 | 118.59 | 118.6 | 0.01 | 0
2040 | HQ_NEISO_2_NEISO | HQ_NEISO | NEISO | Internal | Summer | B10 | 1262 | 99999 | 933.4 | 118.59 | 118.6 | 0.01 | 0
2040 | HQ_NEISO_2_NEISO | HQ_NEISO | NEISO | Internal | Winter | B16 | 25 | 99999 | 3139.14 | 82.58 | 82.59 | 0.01 | 0
2040 | HQ_NEISO_2_NEISO | HQ_NEISO | NEISO | Internal | Winter | B17 | 100 | 99999 | 3128.41 | 82.58 | 82.59 | 0.01 | 0
2040 | HQ_NEISO_2_NEISO | HQ_NEISO | NEISO | Internal | Winter | B18 | 400 | 99999 | 3120.19 | 82.58 | 82.59 | 0.01 | 0
2040 | HQ_NEISO_2_NEISO | HQ_NEISO | NEISO | Internal | Winter | B19 | 700 | 99999 | 3104.89 | 82.58 | 82.59 | 0.01 | 0
2040 | HQ_NEISO_2_NEISO | HQ_NEISO | NEISO | Internal | Winter | B20 | 935 | 99999 | 1382.08 | 82.58 | 82.59 | 0.01 | 0
2040 | HQ_NY_2_NYISO_A-F | HQ_NY | NYISO_A-F | Internal | Shoulder | B11 | 25 | 99999 | 2812.37 | 106.57 | 106.58 | 0.01 | 0
2040 | HQ_NY_2_NYISO_A-F | HQ_NY | NYISO_A-F | Internal | Shoulder | B12 | 200 | 99999 | 2847.79 | 124.88 | 124.89 | 0.01 | 0
2040 | HQ_NY_2_NYISO_A-F | HQ_NY | NYISO_A-F | Internal | Shoulder | B13 | 600 | 99999 | 2781.95 | 106.57 | 106.58 | 0.01 | 0
2040 | HQ_NY_2_NYISO_A-F | HQ_NY | NYISO_A-F | Internal | Shoulder | B14 | 900 | 99999 | 2673.23 | 106.57 | 106.58 | 0.01 | 0
2040 | HQ_NY_2_NYISO_A-F | HQ_NY | NYISO_A-F | Internal | Shoulder | B15 | 1203 | 99999 | 1582.8 | 106.57 | 106.58 | 0.01 | 0
2040 | HQ_NY_2_NYISO_A-F | HQ_NY | NYISO_A-F | Internal | Summer | B1 | 10 | 99999 | 3500.1 | 144.73 | 144.74 | 0.01 | 0
2040 | HQ_NY_2_NYISO_A-F | HQ_NY | NYISO_A-F | Internal | Summer | B2 | 25 | 99999 | 3406.71 | 164.5 | 164.51 | 0.01 | 0
2040 | HQ_NY_2_NYISO_A-F | HQ_NY | NYISO_A-F | Internal | Summer | B3 | 75 | 99999 | 3266.7 | 163.5 | 163.51 | 0.01 | 0
2040 | HQ_NY_2_NYISO_A-F | HQ_NY | NYISO_A-F | Internal | Summer | B4 | 100 | 99999 | 3116.37 | 148.38 | 148.39 | 0.01 | 0
2040 | HQ_NY_2_NYISO_A-F | HQ_NY | NYISO_A-F | Internal | Summer | B5 | 200 | 99999 | 3025.59 | 144.73 | 144.74 | 0.01 | 0
2040 | HQ_NY_2_NYISO_A-F | HQ_NY | NYISO_A-F | Internal | Summer | B6 | 300 | 99999 | 2934.96 | 144.73 | 144.74 | 0.01 | 0
2040 | HQ_NY_2_NYISO_A-F | HQ_NY | NYISO_A-F | Internal | Summer | B7 | 400 | 99999 | 2830.84 | 140.51 | 140.53 | 0.01 | 0
2040 | HQ_NY_2_NYISO_A-F | HQ_NY | NYISO_A-F | Internal | Summer | B8 | 500 | 99999 | 2760.34 | 131.7 | 131.72 | 0.01 | 0
2040 | HQ_NY_2_NYISO_A-F | HQ_NY | NYISO_A-F | Internal | Summer | B9 | 800 | 99999 | 2664.8 | 121.59 | 121.6 | 0.01 | 0
2040 | HQ_NY_2_NYISO_A-F | HQ_NY | NYISO_A-F | Internal | Summer | B10 | 1262 | 99999 | 1436.41 | 121.59 | 121.6 | 0.01 | 0
2040 | HQ_NY_2_NYISO_A-F | HQ_NY | NYISO_A-F | Internal | Winter | B16 | 25 | 99999 | 3058.94 | 102.16 | 102.17 | 0.01 | 0
2040 | HQ_NY_2_NYISO_A-F | HQ_NY | NYISO_A-F | Internal | Winter | B17 | 100 | 99999 | 3001.17 | 102.16 | 102.17 | 0.01 | 0
2040 | HQ_NY_2_NYISO_A-F | HQ_NY | NYISO_A-F | Internal | Winter | B18 | 400 | 99999 | 2934.76 | 102.16 | 102.17 | 0.01 | 0
2040 | HQ_NY_2_NYISO_A-F | HQ_NY | NYISO_A-F | Internal | Winter | B19 | 700 | 99999 | 2819.13 | 102.16 | 102.17 | 0.01 | 0
2040 | HQ_NY_2_NYISO_A-F | HQ_NY | NYISO_A-F | Internal | Winter | B20 | 935 | 99999 | 1763.03 | 102.16 | 102.17 | 0.01 | 0
2040 | HQ_IESO_2_IESO | HQ_IESO | IESO | Internal | Shoulder | B11 | 25 | 99999 | 400.08 | 99.57 | 99.58 | 0.01 | 0
2040 | HQ_IESO_2_IESO | HQ_IESO | IESO | Internal | Shoulder | B12 | 200 | 99999 | 400.08 | 117.88 | 117.89 | 0.01 | 0
2040 | HQ_IESO_2_IESO | HQ_IESO | IESO | Internal | Shoulder | B13 | 600 | 99999 | 400.08 | 99.57 | 99.58 | 0.01 | 0
2040 | HQ_IESO_2_IESO | HQ_IESO | IESO | Internal | Shoulder | B14 | 900 | 99999 | 400.08 | 99.57 | 99.58 | 0.01 | 0
2040 | HQ_IESO_2_IESO | HQ_IESO | IESO | Internal | Shoulder | B15 | 1203 | 99999 | 75.56 | 99.57 | 99.58 | 0.01 | 0
2040 | HQ_IESO_2_IESO | HQ_IESO | IESO | Internal | Summer | B1 | 10 | 99999 | 400.1 | 141.38 | 141.39 | 0.01 | 0
2040 | HQ_IESO_2_IESO | HQ_IESO | IESO | Internal | Summer | B2 | 25 | 99999 | 400.1 | 157.5 | 157.51 | 0.01 | 0
2040 | HQ_IESO_2_IESO | HQ_IESO | IESO | Internal | Summer | B3 | 75 | 99999 | 400.1 | 156.5 | 156.51 | 0.01 | 0
2040 | HQ_IESO_2_IESO | HQ_IESO | IESO | Internal | Summer | B4 | 100 | 99999 | 400.1 | 141.38 | 141.39 | 0.01 | 0
2040 | HQ_IESO_2_IESO | HQ_IESO | IESO | Internal | Summer | B5 | 200 | 99999 | 400.1 | 129.97 | 129.98 | 0.01 | 0
2040 | HQ_IESO_2_IESO | HQ_IESO | IESO | Internal | Summer | B6 | 300 | 99999 | 400.1 | 112.75 | 112.76 | 0.01 | 0
2040 | HQ_IESO_2_IESO | HQ_IESO | IESO | Internal | Summer | B7 | 400 | 99999 | 400.1 | 112.75 | 112.76 | 0.01 | 0
2040 | HQ_IESO_2_IESO | HQ_IESO | IESO | Internal | Summer | B8 | 500 | 99999 | 400.1 | 112.75 | 112.76 | 0.01 | 0
2040 | HQ_IESO_2_IESO | HQ_IESO | IESO | Internal | Summer | B9 | 800 | 99999 | 400.1 | 112.75 | 112.76 | 0.01 | 0
2040 | HQ_IESO_2_IESO | HQ_IESO | IESO | Internal | Summer | B10 | 1262 | 99999 | 12.14 | 112.75 | 112.76 | 0.01 | 0
2040 | HQ_IESO_2_IESO | HQ_IESO | IESO | Internal | Winter | B16 | 25 | 99999 | 400.08 | 100.82 | 100.83 | 0.01 | 0
2040 | HQ_IESO_2_IESO | HQ_IESO | IESO | Internal | Winter | B17 | 100 | 99999 | 400.08 | 100.82 | 100.83 | 0.01 | 0
2040 | HQ_IESO_2_IESO | HQ_IESO | IESO | Internal | Winter | B18 | 400 | 99999 | 400.08 | 100.82 | 100.83 | 0.01 | 0
2040 | HQ_IESO_2_IESO | HQ_IESO | IESO | Internal | Winter | B19 | 700 | 99999 | 400.08 | 100.82 | 100.83 | 0.01 | 0
2040 | HQ_IESO_2_IESO | HQ_IESO | IESO | Internal | Winter | B20 | 935 | 99999 | 92.06 | 100.82 | 100.83 | 0.01 | 0
2040 | IESO_2_MAPP_CA | IESO | MAPP_CA | Internal | Shoulder | B11 | 25 | 262 | 0 | 99.58 | 62.61 | 7 | 0
2040 | IESO_2_MAPP_CA | IESO | MAPP_CA | Internal | Shoulder | B12 | 200 | 262 | 0 | 117.89 | 62.61 | 7 | 0
2040 | IESO_2_MAPP_CA | IESO | MAPP_CA | Internal | Shoulder | B13 | 600 | 262 | 0 | 99.58 | 62.61 | 7 | 0
2040 | IESO_2_MAPP_CA | IESO | MAPP_CA | Internal | Shoulder | B14 | 900 | 262 | 0 | 99.58 | 62.61 | 7 | 0
2040 | IESO_2_MAPP_CA | IESO | MAPP_CA | Internal | Shoulder | B15 | 1203 | 262 | 0 | 99.58 | 62.61 | 7 | 0
2040 | IESO_2_MAPP_CA | IESO | MAPP_CA | Internal | Summer | B1 | 10 | 262 | 0 | 141.39 | 104.76 | 7 | 0
2040 | IESO_2_MAPP_CA | IESO | MAPP_CA | Internal | Summer | B2 | 25 | 262 | 0 | 157.51 | 104.76 | 7 | 0
2040 | IESO_2_MAPP_CA | IESO | MAPP_CA | Internal | Summer | B3 | 75 | 262 | 0 | 156.51 | 104.76 | 7 | 0
2040 | IESO_2_MAPP_CA | IESO | MAPP_CA | Internal | Summer | B4 | 100 | 262 | 0 | 141.39 | 104.76 | 7 | 0
2040 | IESO_2_MAPP_CA | IESO | MAPP_CA | Internal | Summer | B5 | 200 | 262 | 0 | 129.98 | 104.76 | 7 | 0
2040 | IESO_2_MAPP_CA | IESO | MAPP_CA | Internal | Summer | B6 | 300 | 262 | 0 | 112.76 | 104.76 | 7 | 0
2040 | IESO_2_MAPP_CA | IESO | MAPP_CA | Internal | Summer | B7 | 400 | 262 | 0 | 112.76 | 104.76 | 7 | 0
2040 | IESO_2_MAPP_CA | IESO | MAPP_CA | Internal | Summer | B8 | 500 | 262 | 0 | 112.76 | 104.76 | 7 | 0
2040 | IESO_2_MAPP_CA | IESO | MAPP_CA | Internal | Summer | B9 | 800 | 262 | 0 | 112.76 | 104.76 | 7 | 0
2040 | IESO_2_MAPP_CA | IESO | MAPP_CA | Internal | Summer | B10 | 1262 | 262 | 0 | 112.76 | 104.76 | 7 | 0
2040 | IESO_2_MAPP_CA | IESO | MAPP_CA | Internal | Winter | B16 | 25 | 262 | 0 | 100.83 | 81.17 | 7 | 0
2040 | IESO_2_MAPP_CA | IESO | MAPP_CA | Internal | Winter | B17 | 100 | 262 | 0 | 100.83 | 81.17 | 7 | 0
2040 | IESO_2_MAPP_CA | IESO | MAPP_CA | Internal | Winter | B18 | 400 | 262 | 0 | 100.83 | 92.83 | 7 | 0
2040 | IESO_2_MAPP_CA | IESO | MAPP_CA | Internal | Winter | B19 | 700 | 262 | 0 | 100.83 | 92.83 | 7 | 0
2040 | IESO_2_MAPP_CA | IESO | MAPP_CA | Internal | Winter | B20 | 935 | 262 | 0 | 100.83 | 81.17 | 7 | 0
2040 | IESO_2_MISO_MI | IESO | MISO_MI | Internal | Shoulder | B11 | 25 | 2591 | 2591 | 99.58 | 130.08 | 7 | 23.5
2040 | IESO_2_MISO_MI | IESO | MISO_MI | Internal | Shoulder | B12 | 200 | 2591 | 2591 | 117.89 | 130.01 | 7 | 5.12
2040 | IESO_2_MISO_MI | IESO | MISO_MI | Internal | Shoulder | B13 | 600 | 2591 | 2591 | 99.58 | 130.01 | 7 | 23.43
2040 | IESO_2_MISO_MI | IESO | MISO_MI | Internal | Shoulder | B14 | 900 | 2591 | 2591 | 99.58 | 127.9 | 7 | 21.32
2040 | IESO_2_MISO_MI | IESO | MISO_MI | Internal | Shoulder | B15 | 1203 | 2591 | 893.18 | 99.58 | 106.58 | 7 | 0
2040 | IESO_2_MISO_MI | IESO | MISO_MI | Internal | Summer | B1 | 10 | 2591 | 2591 | 141.39 | 185.58 | 7 | 37.18
2040 | IESO_2_MISO_MI | IESO | MISO_MI | Internal | Summer | B2 | 25 | 2591 | 2591 | 157.51 | 238.44 | 7 | 73.93
2040 | IESO_2_MISO_MI | IESO | MISO_MI | Internal | Summer | B3 | 75 | 2591 | 2591 | 156.51 | 230.46 | 7 | 66.95
2040 | IESO_2_MISO_MI | IESO | MISO_MI | Internal | Summer | B4 | 100 | 2591 | 2591 | 141.39 | 171.46 | 7 | 23.06
2040 | IESO_2_MISO_MI | IESO | MISO_MI | Internal | Summer | B5 | 200 | 2591 | 2591 | 129.98 | 160.23 | 7 | 23.25
2040 | IESO_2_MISO_MI | IESO | MISO_MI | Internal | Summer | B6 | 300 | 2591 | 2591 | 112.76 | 149.82 | 7 | 30.06
2040 | IESO_2_MISO_MI | IESO | MISO_MI | Internal | Summer | B7 | 400 | 2591 | 2591 | 112.76 | 143.43 | 7 | 23.67
2040 | IESO_2_MISO_MI | IESO | MISO_MI | Internal | Summer | B8 | 500 | 2591 | 2591 | 112.76 | 128.36 | 7 | 8.6
2040 | IESO_2_MISO_MI | IESO | MISO_MI | Internal | Summer | B9 | 800 | 2591 | 2591 | 112.76 | 128.36 | 7 | 8.6
2040 | IESO_2_MISO_MI | IESO | MISO_MI | Internal | Summer | B10 | 1262 | 2591 | 2591 | 112.76 | 124.8 | 7 | 5.04
2040 | IESO_2_MISO_MI | IESO | MISO_MI | Internal | Winter | B16 | 25 | 2591 | 2591 | 100.83 | 132.79 | 7 | 24.96
2040 | IESO_2_MISO_MI | IESO | MISO_MI | Internal | Winter | B17 | 100 | 2591 | 2591 | 100.83 | 133.35 | 7 | 25.52
2040 | IESO_2_MISO_MI | IESO | MISO_MI | Internal | Winter | B18 | 400 | 2591 | 2591 | 100.83 | 131.84 | 7 | 24.01
2040 | IESO_2_MISO_MI | IESO | MISO_MI | Internal | Winter | B19 | 700 | 2591 | 2591 | 100.83 | 131.84 | 7 | 24.01
2040 | IESO_2_MISO_MI | IESO | MISO_MI | Internal | Winter | B20 | 935 | 2591 | 182.1 | 100.83 | 107.83 | 7 | 0
2040 | IESO_2_MISO_W | IESO | MISO_W | Internal | Shoulder | B11 | 25 | 207 | 207 | 99.58 | 143.52 | 7 | 36.94
2040 | IESO_2_MISO_W | IESO | MISO_W | Internal | Shoulder | B12 | 200 | 207 | 207 | 117.89 | 129.92 | 7 | 5.03
2040 | IESO_2_MISO_W | IESO | MISO_W | Internal | Shoulder | B13 | 600 | 207 | 207 | 99.58 | 127.89 | 7 | 21.31
2040 | IESO_2_MISO_W | IESO | MISO_W | Internal | Shoulder | B14 | 900 | 207 | 0 | 99.58 | 76.61 | 7 | 0
2040 | IESO_2_MISO_W | IESO | MISO_W | Internal | Shoulder | B15 | 1203 | 207 | 0 | 99.58 | 62.6 | 7 | 0
2040 | IESO_2_MISO_W | IESO | MISO_W | Internal | Summer | B1 | 10 | 207 | 207 | 141.39 | 238.44 | 7 | 90.05
2040 | IESO_2_MISO_W | IESO | MISO_W | Internal | Summer | B2 | 25 | 207 | 207 | 157.51 | 238.44 | 7 | 73.93
2040 | IESO_2_MISO_W | IESO | MISO_W | Internal | Summer | B3 | 75 | 207 | 207 | 156.51 | 238.44 | 7 | 74.94
2040 | IESO_2_MISO_W | IESO | MISO_W | Internal | Summer | B4 | 100 | 207 | 207 | 141.39 | 171.46 | 7 | 23.06
2040 | IESO_2_MISO_W | IESO | MISO_W | Internal | Summer | B5 | 200 | 207 | 207 | 129.98 | 160.23 | 7 | 23.25
2040 | IESO_2_MISO_W | IESO | MISO_W | Internal | Summer | B6 | 300 | 207 | 207 | 112.76 | 152.9 | 7 | 33.14
2040 | IESO_2_MISO_W | IESO | MISO_W | Internal | Summer | B7 | 400 | 207 | 207 | 112.76 | 144.4 | 7 | 24.64
2040 | IESO_2_MISO_W | IESO | MISO_W | Internal | Summer | B8 | 500 | 207 | 207 | 112.76 | 128.27 | 7 | 8.51
2040 | IESO_2_MISO_W | IESO | MISO_W | Internal | Summer | B9 | 800 | 207 | 207 | 112.76 | 126.12 | 7 | 6.36
2040 | IESO_2_MISO_W | IESO | MISO_W | Internal | Summer | B10 | 1262 | 207 | 0 | 112.76 | 104.77 | 7 | 0
2040 | IESO_2_MISO_W | IESO | MISO_W | Internal | Winter | B16 | 25 | 207 | 0 | 100.83 | 47.66 | 7 | 0
2040 | IESO_2_MISO_W | IESO | MISO_W | Internal | Winter | B17 | 100 | 207 | 0 | 100.83 | 76.61 | 7 | 0
2040 | IESO_2_MISO_W | IESO | MISO_W | Internal | Winter | B18 | 400 | 207 | 207 | 100.83 | 128.84 | 7 | 21.01
2040 | IESO_2_MISO_W | IESO | MISO_W | Internal | Winter | B19 | 700 | 207 | 207 | 100.83 | 128.83 | 7 | 21
2040 | IESO_2_MISO_W | IESO | MISO_W | Internal | Winter | B20 | 935 | 207 | 0 | 100.83 | 81.15 | 7 | 0
2040 | IESO_2_NYISO_A-F | IESO | NYISO_A-F | Internal | Shoulder | B11 | 25 | 1725 | 755.72 | 99.58 | 106.58 | 7 | 0
2040 | IESO_2_NYISO_A-F | IESO | NYISO_A-F | Internal | Shoulder | B12 | 200 | 1725 | 1151.46 | 117.89 | 124.89 | 7 | 0
2040 | IESO_2_NYISO_A-F | IESO | NYISO_A-F | Internal | Shoulder | B13 | 600 | 1725 | 804.38 | 99.58 | 106.58 | 7 | 0
2040 | IESO_2_NYISO_A-F | IESO | NYISO_A-F | Internal | Shoulder | B14 | 900 | 1725 | 627.43 | 99.58 | 106.58 | 7 | 0
2040 | IESO_2_NYISO_A-F | IESO | NYISO_A-F | Internal | Shoulder | B15 | 1203 | 1725 | 459.22 | 99.58 | 106.58 | 7 | 0
2040 | IESO_2_NYISO_A-F | IESO | NYISO_A-F | Internal | Summer | B1 | 10 | 1725 | 0.02 | 141.39 | 144.74 | 7 | 0
2040 | IESO_2_NYISO_A-F | IESO | NYISO_A-F | Internal | Summer | B2 | 25 | 1725 | 1038.63 | 157.51 | 164.51 | 7 | 0
2040 | IESO_2_NYISO_A-F | IESO | NYISO_A-F | Internal | Summer | B3 | 75 | 1725 | 1714.68 | 156.51 | 163.51 | 7 | 0
2040 | IESO_2_NYISO_A-F | IESO | NYISO_A-F | Internal | Summer | B4 | 100 | 1725 | 1447.69 | 141.39 | 148.39 | 7 | 0
2040 | IESO_2_NYISO_A-F | IESO | NYISO_A-F | Internal | Summer | B5 | 200 | 1725 | 1725 | 129.98 | 144.74 | 7 | 7.76
2040 | IESO_2_NYISO_A-F | IESO | NYISO_A-F | Internal | Summer | B6 | 300 | 1725 | 1725 | 112.76 | 144.74 | 7 | 24.98
2040 | IESO_2_NYISO_A-F | IESO | NYISO_A-F | Internal | Summer | B7 | 400 | 1725 | 1725 | 112.76 | 140.53 | 7 | 20.77
2040 | IESO_2_NYISO_A-F | IESO | NYISO_A-F | Internal | Summer | B8 | 500 | 1725 | 1725 | 112.76 | 131.72 | 7 | 11.96
2040 | IESO_2_NYISO_A-F | IESO | NYISO_A-F | Internal | Summer | B9 | 800 | 1725 | 1725 | 112.76 | 121.6 | 7 | 1.84
2040 | IESO_2_NYISO_A-F | IESO | NYISO_A-F | Internal | Summer | B10 | 1262 | 1725 | 1725 | 112.76 | 121.6 | 7 | 1.84
2040 | IESO_2_NYISO_A-F | IESO | NYISO_A-F | Internal | Winter | B16 | 25 | 1725 | 0 | 100.83 | 102.17 | 7 | 0
2040 | IESO_2_NYISO_A-F | IESO | NYISO_A-F | Internal | Winter | B17 | 100 | 1725 | 0 | 100.83 | 102.17 | 7 | 0
2040 | IESO_2_NYISO_A-F | IESO | NYISO_A-F | Internal | Winter | B18 | 400 | 1725 | 0 | 100.83 | 102.17 | 7 | 0
2040 | IESO_2_NYISO_A-F | IESO | NYISO_A-F | Internal | Winter | B19 | 700 | 1725 | 0 | 100.83 | 102.17 | 7 | 0
2040 | IESO_2_NYISO_A-F | IESO | NYISO_A-F | Internal | Winter | B20 | 935 | 1725 | 0 | 100.83 | 102.17 | 7 | 0
2040 | MAPP_CA_2_IESO | MAPP_CA | IESO | Internal | Shoulder | B11 | 25 | 330 | 330 | 62.61 | 99.58 | 8 | 28.97
2040 | MAPP_CA_2_IESO | MAPP_CA | IESO | Internal | Shoulder | B12 | 200 | 330 | 330 | 62.61 | 117.89 | 8 | 47.28
2040 | MAPP_CA_2_IESO | MAPP_CA | IESO | Internal | Shoulder | B13 | 600 | 330 | 330 | 62.61 | 99.58 | 8 | 28.97
2040 | MAPP_CA_2_IESO | MAPP_CA | IESO | Internal | Shoulder | B14 | 900 | 330 | 330 | 62.61 | 99.58 | 8 | 28.97
2040 | MAPP_CA_2_IESO | MAPP_CA | IESO | Internal | Shoulder | B15 | 1203 | 330 | 330 | 62.61 | 99.58 | 8 | 28.97
2040 | MAPP_CA_2_IESO | MAPP_CA | IESO | Internal | Summer | B1 | 10 | 330 | 330 | 104.76 | 141.39 | 8 | 28.63
2040 | MAPP_CA_2_IESO | MAPP_CA | IESO | Internal | Summer | B2 | 25 | 330 | 330 | 104.76 | 157.51 | 8 | 44.75
2040 | MAPP_CA_2_IESO | MAPP_CA | IESO | Internal | Summer | B3 | 75 | 330 | 330 | 104.76 | 156.51 | 8 | 43.75
2040 | MAPP_CA_2_IESO | MAPP_CA | IESO | Internal | Summer | B4 | 100 | 330 | 330 | 104.76 | 141.39 | 8 | 28.63
2040 | MAPP_CA_2_IESO | MAPP_CA | IESO | Internal | Summer | B5 | 200 | 330 | 330 | 104.76 | 129.98 | 8 | 17.22
2040 | MAPP_CA_2_IESO | MAPP_CA | IESO | Internal | Summer | B6 | 300 | 330 | 134.07 | 104.76 | 112.76 | 8 | 0
2040 | MAPP_CA_2_IESO | MAPP_CA | IESO | Internal | Summer | B7 | 400 | 330 | 87.31 | 104.76 | 112.76 | 8 | 0
2040 | MAPP_CA_2_IESO | MAPP_CA | IESO | Internal | Summer | B8 | 500 | 330 | 73.76 | 104.76 | 112.76 | 8 | 0
2040 | MAPP_CA_2_IESO | MAPP_CA | IESO | Internal | Summer | B9 | 800 | 330 | 54.81 | 104.76 | 112.76 | 8 | 0
2040 | MAPP_CA_2_IESO | MAPP_CA | IESO | Internal | Summer | B10 | 1262 | 330 | 41.26 | 104.76 | 112.76 | 8 | 0
2040 | MAPP_CA_2_IESO | MAPP_CA | IESO | Internal | Winter | B16 | 25 | 330 | 330 | 81.17 | 100.83 | 8 | 11.67
2040 | MAPP_CA_2_IESO | MAPP_CA | IESO | Internal | Winter | B17 | 100 | 330 | 330 | 81.17 | 100.83 | 8 | 11.67
2040 | MAPP_CA_2_IESO | MAPP_CA | IESO | Internal | Winter | B18 | 400 | 330 | 39.09 | 92.83 | 100.83 | 8 | 0
2040 | MAPP_CA_2_IESO | MAPP_CA | IESO | Internal | Winter | B19 | 700 | 330 | 41.99 | 92.83 | 100.83 | 8 | 0
2040 | MAPP_CA_2_IESO | MAPP_CA | IESO | Internal | Winter | B20 | 935 | 330 | 330 | 81.17 | 100.83 | 8 | 11.67
2040 | MAPP_CA_2_MAPP_US | MAPP_CA | MAPP_US | Internal | Shoulder | B11 | 25 | 372 | 372 | 62.61 | 136.52 | 7 | 66.91
2040 | MAPP_CA_2_MAPP_US | MAPP_CA | MAPP_US | Internal | Shoulder | B12 | 200 | 372 | 372 | 62.61 | 122.92 | 7 | 53.31
2040 | MAPP_CA_2_MAPP_US | MAPP_CA | MAPP_US | Internal | Shoulder | B13 | 600 | 372 | 372 | 62.61 | 113.19 | 7 | 43.58
2040 | MAPP_CA_2_MAPP_US | MAPP_CA | MAPP_US | Internal | Shoulder | B14 | 900 | 372 | 180.28 | 62.61 | 69.61 | 7 | 0
2040 | MAPP_CA_2_MAPP_US | MAPP_CA | MAPP_US | Internal | Shoulder | B15 | 1203 | 372 | 0 | 62.61 | 55.6 | 7 | 0
2040 | MAPP_CA_2_MAPP_US | MAPP_CA | MAPP_US | Internal | Summer | B1 | 10 | 372 | 372 | 104.76 | 231.45 | 7 | 119.69
2040 | MAPP_CA_2_MAPP_US | MAPP_CA | MAPP_US | Internal | Summer | B2 | 25 | 372 | 372 | 104.76 | 231.44 | 7 | 119.68
2040 | MAPP_CA_2_MAPP_US | MAPP_CA | MAPP_US | Internal | Summer | B3 | 75 | 372 | 372 | 104.76 | 231.44 | 7 | 119.68
2040 | MAPP_CA_2_MAPP_US | MAPP_CA | MAPP_US | Internal | Summer | B4 | 100 | 372 | 372 | 104.76 | 164.46 | 7 | 52.7
2040 | MAPP_CA_2_MAPP_US | MAPP_CA | MAPP_US | Internal | Summer | B5 | 200 | 372 | 372 | 104.76 | 153.23 | 7 | 41.47
2040 | MAPP_CA_2_MAPP_US | MAPP_CA | MAPP_US | Internal | Summer | B6 | 300 | 372 | 372 | 104.76 | 145.9 | 7 | 34.14
2040 | MAPP_CA_2_MAPP_US | MAPP_CA | MAPP_US | Internal | Summer | B7 | 400 | 372 | 372 | 104.76 | 137.4 | 7 | 25.64
2040 | MAPP_CA_2_MAPP_US | MAPP_CA | MAPP_US | Internal | Summer | B8 | 500 | 372 | 372 | 104.76 | 121.27 | 7 | 9.51
2040 | MAPP_CA_2_MAPP_US | MAPP_CA | MAPP_US | Internal | Summer | B9 | 800 | 372 | 372 | 104.76 | 119.12 | 7 | 7.36
2040 | MAPP_CA_2_MAPP_US | MAPP_CA | MAPP_US | Internal | Summer | B10 | 1262 | 372 | 0 | 104.76 | 97.77 | 7 | 0
2040 | MAPP_CA_2_MAPP_US | MAPP_CA | MAPP_US | Internal | Winter | B16 | 25 | 372 | 0 | 81.17 | 47.66 | 7 | 0
2040 | MAPP_CA_2_MAPP_US | MAPP_CA | MAPP_US | Internal | Winter | B17 | 100 | 372 | 0 | 81.17 | 69.61 | 7 | 0
2040 | MAPP_CA_2_MAPP_US | MAPP_CA | MAPP_US | Internal | Winter | B18 | 400 | 372 | 372 | 92.83 | 121.83 | 7 | 22
2040 | MAPP_CA_2_MAPP_US | MAPP_CA | MAPP_US | Internal | Winter | B19 | 700 | 372 | 372 | 92.83 | 121.83 | 7 | 22
2040 | MAPP_CA_2_MAPP_US | MAPP_CA | MAPP_US | Internal | Winter | B20 | 935 | 372 | 0 | 81.17 | 74.15 | 7 | 0
2040 | MAPP_CA_2_MISO_W | MAPP_CA | MISO_W | Internal | Shoulder | B11 | 25 | 1970 | 1970 | 62.61 | 143.52 | 0.01 | 80.89
2040 | MAPP_CA_2_MISO_W | MAPP_CA | MISO_W | Internal | Shoulder | B12 | 200 | 1970 | 1970 | 62.61 | 129.92 | 0.01 | 67.3
2040 | MAPP_CA_2_MISO_W | MAPP_CA | MISO_W | Internal | Shoulder | B13 | 600 | 1970 | 1970 | 62.61 | 127.89 | 0.01 | 65.27
2040 | MAPP_CA_2_MISO_W | MAPP_CA | MISO_W | Internal | Shoulder | B14 | 900 | 1970 | 1970 | 62.61 | 76.61 | 0.01 | 13.99
2040 | MAPP_CA_2_MISO_W | MAPP_CA | MISO_W | Internal | Shoulder | B15 | 1203 | 1970 | 0.02 | 62.61 | 62.6 | 0.01 | 0
2040 | MAPP_CA_2_MISO_W | MAPP_CA | MISO_W | Internal | Summer | B1 | 10 | 1970 | 1970 | 104.76 | 238.44 | 0.01 | 133.67
2040 | MAPP_CA_2_MISO_W | MAPP_CA | MISO_W | Internal | Summer | B2 | 25 | 1970 | 1970 | 104.76 | 238.44 | 0.01 | 133.67
2040 | MAPP_CA_2_MISO_W | MAPP_CA | MISO_W | Internal | Summer | B3 | 75 | 1970 | 1970 | 104.76 | 238.44 | 0.01 | 133.67
2040 | MAPP_CA_2_MISO_W | MAPP_CA | MISO_W | Internal | Summer | B4 | 100 | 1970 | 1970 | 104.76 | 171.46 | 0.01 | 66.68
2040 | MAPP_CA_2_MISO_W | MAPP_CA | MISO_W | Internal | Summer | B5 | 200 | 1970 | 1970 | 104.76 | 160.23 | 0.01 | 55.46
2040 | MAPP_CA_2_MISO_W | MAPP_CA | MISO_W | Internal | Summer | B6 | 300 | 1970 | 1970 | 104.76 | 152.9 | 0.01 | 48.13
2040 | MAPP_CA_2_MISO_W | MAPP_CA | MISO_W | Internal | Summer | B7 | 400 | 1970 | 1970 | 104.76 | 144.4 | 0.01 | 39.63
2040 | MAPP_CA_2_MISO_W | MAPP_CA | MISO_W | Internal | Summer | B8 | 500 | 1970 | 1970 | 104.76 | 128.27 | 0.01 | 23.49
2040 | MAPP_CA_2_MISO_W | MAPP_CA | MISO_W | Internal | Summer | B9 | 800 | 1970 | 1970 | 104.76 | 126.12 | 0.01 | 21.34
2040 | MAPP_CA_2_MISO_W | MAPP_CA | MISO_W | Internal | Summer | B10 | 1262 | 1970 | 1115.29 | 104.76 | 104.77 | 0.01 | 0
2040 | MAPP_CA_2_MISO_W | MAPP_CA | MISO_W | Internal | Winter | B16 | 25 | 1970 | 0 | 81.17 | 47.66 | 0.01 | 0
2040 | MAPP_CA_2_MISO_W | MAPP_CA | MISO_W | Internal | Winter | B17 | 100 | 1970 | 0 | 81.17 | 76.61 | 0.01 | 0
2040 | MAPP_CA_2_MISO_W | MAPP_CA | MISO_W | Internal | Winter | B18 | 400 | 1970 | 1970 | 92.83 | 128.84 | 0.01 | 36
2040 | MAPP_CA_2_MISO_W | MAPP_CA | MISO_W | Internal | Winter | B19 | 700 | 1970 | 1970 | 92.83 | 128.83 | 0.01 | 35.99
2040 | MAPP_CA_2_MISO_W | MAPP_CA | MISO_W | Internal | Winter | B20 | 935 | 1970 | 0.03 | 81.17 | 81.15 | 0.01 | 0
2040 | MAPP_US_2_MAPP_CA | MAPP_US | MAPP_CA | Internal | Shoulder | B11 | 25 | 165 | 0 | 136.52 | 62.61 | 7 | 0
2040 | MAPP_US_2_MAPP_CA | MAPP_US | MAPP_CA | Internal | Shoulder | B12 | 200 | 165 | 0 | 122.92 | 62.61 | 7 | 0
2040 | MAPP_US_2_MAPP_CA | MAPP_US | MAPP_CA | Internal | Shoulder | B13 | 600 | 165 | 0 | 113.19 | 62.61 | 7 | 0
2040 | MAPP_US_2_MAPP_CA | MAPP_US | MAPP_CA | Internal | Shoulder | B14 | 900 | 165 | 0 | 69.61 | 62.61 | 7 | 0
2040 | MAPP_US_2_MAPP_CA | MAPP_US | MAPP_CA | Internal | Shoulder | B15 | 1203 | 165 | 164.96 | 55.6 | 62.61 | 7 | 0.01
2040 | MAPP_US_2_MAPP_CA | MAPP_US | MAPP_CA | Internal | Summer | B1 | 10 | 165 | 0 | 231.45 | 104.76 | 7 | 0
2040 | MAPP_US_2_MAPP_CA | MAPP_US | MAPP_CA | Internal | Summer | B2 | 25 | 165 | 0 | 231.44 | 104.76 | 7 | 0
2040 | MAPP_US_2_MAPP_CA | MAPP_US | MAPP_CA | Internal | Summer | B3 | 75 | 165 | 0 | 231.44 | 104.76 | 7 | 0
2040 | MAPP_US_2_MAPP_CA | MAPP_US | MAPP_CA | Internal | Summer | B4 | 100 | 165 | 0 | 164.46 | 104.76 | 7 | 0
2040 | MAPP_US_2_MAPP_CA | MAPP_US | MAPP_CA | Internal | Summer | B5 | 200 | 165 | 0 | 153.23 | 104.76 | 7 | 0
2040 | MAPP_US_2_MAPP_CA | MAPP_US | MAPP_CA | Internal | Summer | B6 | 300 | 165 | 0 | 145.9 | 104.76 | 7 | 0
2040 | MAPP_US_2_MAPP_CA | MAPP_US | MAPP_CA | Internal | Summer | B7 | 400 | 165 | 0 | 137.4 | 104.76 | 7 | 0
2040 | MAPP_US_2_MAPP_CA | MAPP_US | MAPP_CA | Internal | Summer | B8 | 500 | 165 | 0 | 121.27 | 104.76 | 7 | 0
2040 | MAPP_US_2_MAPP_CA | MAPP_US | MAPP_CA | Internal | Summer | B9 | 800 | 165 | 0 | 119.12 | 104.76 | 7 | 0
2040 | MAPP_US_2_MAPP_CA | MAPP_US | MAPP_CA | Internal | Summer | B10 | 1262 | 165 | 0.04 | 97.77 | 104.76 | 7 | 0
2040 | MAPP_US_2_MAPP_CA | MAPP_US | MAPP_CA | Internal | Winter | B16 | 25 | 165 | 165 | 47.66 | 81.17 | 7 | 26.51
2040 | MAPP_US_2_MAPP_CA | MAPP_US | MAPP_CA | Internal | Winter | B17 | 100 | 165 | 165 | 69.61 | 81.17 | 7 | 4.56
2040 | MAPP_US_2_MAPP_CA | MAPP_US | MAPP_CA | Internal | Winter | B18 | 400 | 165 | 0 | 121.83 | 92.83 | 7 | 0
2040 | MAPP_US_2_MAPP_CA | MAPP_US | MAPP_CA | Internal | Winter | B19 | 700 | 165 | 0 | 121.83 | 92.83 | 7 | 0
2040 | MAPP_US_2_MAPP_CA | MAPP_US | MAPP_CA | Internal | Winter | B20 | 935 | 165 | 164.95 | 74.15 | 81.17 | 7 | 0.01
2040 | MAPP_US_2_MISO_W | MAPP_US | MISO_W | Internal | Shoulder | B11 | 25 | 2635 | 1456.46 | 136.52 | 143.52 | 7 | 0
2040 | MAPP_US_2_MISO_W | MAPP_US | MISO_W | Internal | Shoulder | B12 | 200 | 2635 | 1557.73 | 122.92 | 129.92 | 7 | 0
2040 | MAPP_US_2_MISO_W | MAPP_US | MISO_W | Internal | Shoulder | B13 | 600 | 2635 | 2635 | 113.19 | 127.89 | 7 | 7.7
2040 | MAPP_US_2_MISO_W | MAPP_US | MISO_W | Internal | Shoulder | B14 | 900 | 2635 | 1929.89 | 69.61 | 76.61 | 7 | 0
2040 | MAPP_US_2_MISO_W | MAPP_US | MISO_W | Internal | Shoulder | B15 | 1203 | 2635 | 1820.87 | 55.6 | 62.6 | 7 | 0
2040 | MAPP_US_2_MISO_W | MAPP_US | MISO_W | Internal | Summer | B1 | 10 | 2635 | 290.77 | 231.45 | 238.44 | 7 | 0
2040 | MAPP_US_2_MISO_W | MAPP_US | MISO_W | Internal | Summer | B2 | 25 | 2635 | 933.68 | 231.44 | 238.44 | 7 | 0
2040 | MAPP_US_2_MISO_W | MAPP_US | MISO_W | Internal | Summer | B3 | 75 | 2635 | 791.31 | 231.44 | 238.44 | 7 | 0
2040 | MAPP_US_2_MISO_W | MAPP_US | MISO_W | Internal | Summer | B4 | 100 | 2635 | 663.95 | 164.46 | 171.46 | 7 | 0
2040 | MAPP_US_2_MISO_W | MAPP_US | MISO_W | Internal | Summer | B5 | 200 | 2635 | 285.84 | 153.23 | 160.23 | 7 | 0
2040 | MAPP_US_2_MISO_W | MAPP_US | MISO_W | Internal | Summer | B6 | 300 | 2635 | 266.96 | 145.9 | 152.9 | 7 | 0
2040 | MAPP_US_2_MISO_W | MAPP_US | MISO_W | Internal | Summer | B7 | 400 | 2635 | 925.29 | 137.4 | 144.4 | 7 | 0
2040 | MAPP_US_2_MISO_W | MAPP_US | MISO_W | Internal | Summer | B8 | 500 | 2635 | 1444.44 | 121.27 | 128.27 | 7 | 0
2040 | MAPP_US_2_MISO_W | MAPP_US | MISO_W | Internal | Summer | B9 | 800 | 2635 | 815.42 | 119.12 | 126.12 | 7 | 0
2040 | MAPP_US_2_MISO_W | MAPP_US | MISO_W | Internal | Summer | B10 | 1262 | 2635 | 1357.03 | 97.77 | 104.77 | 7 | 0
2040 | MAPP_US_2_MISO_W | MAPP_US | MISO_W | Internal | Winter | B16 | 25 | 2635 | 0 | 47.66 | 47.66 | 7 | 0
2040 | MAPP_US_2_MISO_W | MAPP_US | MISO_W | Internal | Winter | B17 | 100 | 2635 | 1254.35 | 69.61 | 76.61 | 7 | 0
2040 | MAPP_US_2_MISO_W | MAPP_US | MISO_W | Internal | Winter | B18 | 400 | 2635 | 2634.88 | 121.83 | 128.84 | 7 | 0.01
2040 | MAPP_US_2_MISO_W | MAPP_US | MISO_W | Internal | Winter | B19 | 700 | 2635 | 2633.2 | 121.83 | 128.83 | 7 | 0
2040 | MAPP_US_2_MISO_W | MAPP_US | MISO_W | Internal | Winter | B20 | 935 | 2635 | 1621.4 | 74.15 | 81.15 | 7 | 0
2040 | MAPP_US_2_NE | MAPP_US | NE | Internal | Shoulder | B11 | 25 | 2000 | 0 | 136.52 | 138.52 | 7 | 0
2040 | MAPP_US_2_NE | MAPP_US | NE | Internal | Shoulder | B12 | 200 | 2000 | 0 | 122.92 | 121.77 | 7 | 0
2040 | MAPP_US_2_NE | MAPP_US | NE | Internal | Shoulder | B13 | 600 | 2000 | 0 | 113.19 | 108.19 | 7 | 0
2040 | MAPP_US_2_NE | MAPP_US | NE | Internal | Shoulder | B14 | 900 | 2000 | 0 | 69.61 | 11.28 | 7 | 0
2040 | MAPP_US_2_NE | MAPP_US | NE | Internal | Shoulder | B15 | 1203 | 2000 | 0 | 55.6 | 11.28 | 7 | 0
2040 | MAPP_US_2_NE | MAPP_US | NE | Internal | Summer | B1 | 10 | 2000 | 0.01 | 231.45 | 233.44 | 7 | 0
2040 | MAPP_US_2_NE | MAPP_US | NE | Internal | Summer | B2 | 25 | 2000 | 0 | 231.44 | 226.45 | 7 | 0
2040 | MAPP_US_2_NE | MAPP_US | NE | Internal | Summer | B3 | 75 | 2000 | 0 | 231.44 | 233.44 | 7 | 0
2040 | MAPP_US_2_NE | MAPP_US | NE | Internal | Summer | B4 | 100 | 2000 | 0 | 164.46 | 166.46 | 7 | 0
2040 | MAPP_US_2_NE | MAPP_US | NE | Internal | Summer | B5 | 200 | 2000 | 0 | 153.23 | 155.23 | 7 | 0
2040 | MAPP_US_2_NE | MAPP_US | NE | Internal | Summer | B6 | 300 | 2000 | 0.02 | 145.9 | 152.78 | 7 | 0
2040 | MAPP_US_2_NE | MAPP_US | NE | Internal | Summer | B7 | 400 | 2000 | 0 | 137.4 | 139.4 | 7 | 0
2040 | MAPP_US_2_NE | MAPP_US | NE | Internal | Summer | B8 | 500 | 2000 | 0 | 121.27 | 123.27 | 7 | 0
2040 | MAPP_US_2_NE | MAPP_US | NE | Internal | Summer | B9 | 800 | 2000 | 0 | 119.12 | 121.12 | 7 | 0
2040 | MAPP_US_2_NE | MAPP_US | NE | Internal | Summer | B10 | 1262 | 2000 | 0 | 97.77 | 92.77 | 7 | 0
2040 | MAPP_US_2_NE | MAPP_US | NE | Internal | Winter | B16 | 25 | 2000 | 0 | 47.66 | 11.28 | 7 | 0
2040 | MAPP_US_2_NE | MAPP_US | NE | Internal | Winter | B17 | 100 | 2000 | 0 | 69.61 | 11.28 | 7 | 0
2040 | MAPP_US_2_NE | MAPP_US | NE | Internal | Winter | B18 | 400 | 2000 | 0 | 121.83 | 116.83 | 7 | 0
2040 | MAPP_US_2_NE | MAPP_US | NE | Internal | Winter | B19 | 700 | 2000 | 0 | 121.83 | 11.51 | 7 | 0
2040 | MAPP_US_2_NE | MAPP_US | NE | Internal | Winter | B20 | 935 | 2000 | 0 | 74.15 | 11.28 | 7 | 0
2040 | MARITIMES_2_NEISO | MARITIMES | NEISO | Internal | Shoulder | B11 | 25 | 99999 | 1720.66 | 82.58 | 82.59 | 0.01 | 0
2040 | MARITIMES_2_NEISO | MARITIMES | NEISO | Internal | Shoulder | B12 | 200 | 99999 | 1717.44 | 82.58 | 82.59 | 0.01 | 0
2040 | MARITIMES_2_NEISO | MARITIMES | NEISO | Internal | Shoulder | B13 | 600 | 99999 | 1704.79 | 82.58 | 82.59 | 0.01 | 0
2040 | MARITIMES_2_NEISO | MARITIMES | NEISO | Internal | Shoulder | B14 | 900 | 99999 | 1682.64 | 82.58 | 82.59 | 0.01 | 0
2040 | MARITIMES_2_NEISO | MARITIMES | NEISO | Internal | Shoulder | B15 | 1203 | 99999 | 648.08 | 82.58 | 82.59 | 0.01 | 0
2040 | MARITIMES_2_NEISO | MARITIMES | NEISO | Internal | Summer | B1 | 10 | 99999 | 1900.1 | 160.5 | 160.51 | 0.01 | 0
2040 | MARITIMES_2_NEISO | MARITIMES | NEISO | Internal | Summer | B2 | 25 | 99999 | 1878.84 | 202 | 202.01 | 0.01 | 0
2040 | MARITIMES_2_NEISO | MARITIMES | NEISO | Internal | Summer | B3 | 75 | 99999 | 1836.48 | 160.5 | 160.51 | 0.01 | 0
2040 | MARITIMES_2_NEISO | MARITIMES | NEISO | Internal | Summer | B4 | 100 | 99999 | 1800.07 | 137.78 | 137.79 | 0.01 | 0
2040 | MARITIMES_2_NEISO | MARITIMES | NEISO | Internal | Summer | B5 | 200 | 99999 | 1780.26 | 137.78 | 137.79 | 0.01 | 0
2040 | MARITIMES_2_NEISO | MARITIMES | NEISO | Internal | Summer | B6 | 300 | 99999 | 1757.92 | 137.78 | 137.79 | 0.01 | 0
2040 | MARITIMES_2_NEISO | MARITIMES | NEISO | Internal | Summer | B7 | 400 | 99999 | 1732.32 | 137.53 | 137.54 | 0.01 | 0
2040 | MARITIMES_2_NEISO | MARITIMES | NEISO | Internal | Summer | B8 | 500 | 99999 | 1712.2 | 135.57 | 135.58 | 0.01 | 0
2040 | MARITIMES_2_NEISO | MARITIMES | NEISO | Internal | Summer | B9 | 800 | 99999 | 1687.55 | 118.59 | 118.6 | 0.01 | 0
2040 | MARITIMES_2_NEISO | MARITIMES | NEISO | Internal | Summer | B10 | 1262 | 99999 | 465.16 | 118.59 | 118.6 | 0.01 | 0
2040 | MARITIMES_2_NEISO | MARITIMES | NEISO | Internal | Winter | B16 | 25 | 99999 | 1765.23 | 82.58 | 82.59 | 0.01 | 0
2040 | MARITIMES_2_NEISO | MARITIMES | NEISO | Internal | Winter | B17 | 100 | 99999 | 1747.34 | 82.58 | 82.59 | 0.01 | 0
2040 | MARITIMES_2_NEISO | MARITIMES | NEISO | Internal | Winter | B18 | 400 | 99999 | 1733.65 | 82.58 | 82.59 | 0.01 | 0
2040 | MARITIMES_2_NEISO | MARITIMES | NEISO | Internal | Winter | B19 | 700 | 99999 | 1708.15 | 82.58 | 82.59 | 0.01 | 0
2040 | MARITIMES_2_NEISO | MARITIMES | NEISO | Internal | Winter | B20 | 935 | 99999 | 723.44 | 82.58 | 82.59 | 0.01 | 0
2040 | MISO_IN_2_MISO_MI | MISO_IN | MISO_MI | Internal | Shoulder | B11 | 25 | 5768 | 5767.83 | 129.95 | 130.08 | 0.01 | 0.12
2040 | MISO_IN_2_MISO_MI | MISO_IN | MISO_MI | Internal | Shoulder | B12 | 200 | 5768 | 5767.94 | 129.95 | 130.01 | 0.01 | 0.05
2040 | MISO_IN_2_MISO_MI | MISO_IN | MISO_MI | Internal | Shoulder | B13 | 600 | 5768 | 5767.98 | 129.95 | 130.01 | 0.01 | 0.05
2040 | MISO_IN_2_MISO_MI | MISO_IN | MISO_MI | Internal | Shoulder | B14 | 900 | 5768 | 4919.73 | 127.89 | 127.9 | 0.01 | 0
2040 | MISO_IN_2_MISO_MI | MISO_IN | MISO_MI | Internal | Shoulder | B15 | 1203 | 5768 | 5767.95 | 106.56 | 106.58 | 0.01 | 0.01
2040 | MISO_IN_2_MISO_MI | MISO_IN | MISO_MI | Internal | Summer | B1 | 10 | 5768 | 5666.44 | 185.56 | 185.58 | 0.01 | 0
2040 | MISO_IN_2_MISO_MI | MISO_IN | MISO_MI | Internal | Summer | B2 | 25 | 5768 | 4299.46 | 238.43 | 238.44 | 0.01 | 0
2040 | MISO_IN_2_MISO_MI | MISO_IN | MISO_MI | Internal | Summer | B3 | 75 | 5768 | 3025.76 | 230.44 | 230.46 | 0.01 | 0
2040 | MISO_IN_2_MISO_MI | MISO_IN | MISO_MI | Internal | Summer | B4 | 100 | 5768 | 2982.83 | 171.44 | 171.46 | 0.01 | 0
2040 | MISO_IN_2_MISO_MI | MISO_IN | MISO_MI | Internal | Summer | B5 | 200 | 5768 | 4308.49 | 160.22 | 160.23 | 0.01 | 0
2040 | MISO_IN_2_MISO_MI | MISO_IN | MISO_MI | Internal | Summer | B6 | 300 | 5768 | 5380.06 | 149.81 | 149.82 | 0.01 | 0
2040 | MISO_IN_2_MISO_MI | MISO_IN | MISO_MI | Internal | Summer | B7 | 400 | 5768 | 5504.12 | 143.42 | 143.43 | 0.01 | 0
2040 | MISO_IN_2_MISO_MI | MISO_IN | MISO_MI | Internal | Summer | B8 | 500 | 5768 | 5328.33 | 128.35 | 128.36 | 0.01 | 0
2040 | MISO_IN_2_MISO_MI | MISO_IN | MISO_MI | Internal | Summer | B9 | 800 | 5768 | 4379.63 | 128.35 | 128.36 | 0.01 | 0
2040 | MISO_IN_2_MISO_MI | MISO_IN | MISO_MI | Internal | Summer | B10 | 1262 | 5768 | 2603.71 | 124.78 | 124.8 | 0.01 | 0
2040 | MISO_IN_2_MISO_MI | MISO_IN | MISO_MI | Internal | Winter | B16 | 25 | 5768 | 5540.03 | 132.78 | 132.79 | 0.01 | 0
2040 | MISO_IN_2_MISO_MI | MISO_IN | MISO_MI | Internal | Winter | B17 | 100 | 5768 | 5575.08 | 133.34 | 133.35 | 0.01 | 0
2040 | MISO_IN_2_MISO_MI | MISO_IN | MISO_MI | Internal | Winter | B18 | 400 | 5768 | 5768 | 129.59 | 131.84 | 0.01 | 2.24
2040 | MISO_IN_2_MISO_MI | MISO_IN | MISO_MI | Internal | Winter | B19 | 700 | 5768 | 5768 | 129.59 | 131.84 | 0.01 | 2.24
2040 | MISO_IN_2_MISO_MI | MISO_IN | MISO_MI | Internal | Winter | B20 | 935 | 5768 | 5768 | 97.97 | 107.83 | 0.01 | 9.85
2040 | MISO_IN_2_MISO_MO-IL | MISO_IN | MISO_MO-IL | Internal | Shoulder | B11 | 25 | 5000 | 5000 | 129.95 | 143.52 | 0.01 | 13.56
2040 | MISO_IN_2_MISO_MO-IL | MISO_IN | MISO_MO-IL | Internal | Shoulder | B12 | 200 | 5000 | 0.13 | 129.95 | 129.93 | 0.01 | 0
2040 | MISO_IN_2_MISO_MO-IL | MISO_IN | MISO_MO-IL | Internal | Shoulder | B13 | 600 | 5000 | 0 | 129.95 | 127.9 | 0.01 | 0
2040 | MISO_IN_2_MISO_MO-IL | MISO_IN | MISO_MO-IL | Internal | Shoulder | B14 | 900 | 5000 | 0 | 127.89 | 125.86 | 0.01 | 0
2040 | MISO_IN_2_MISO_MO-IL | MISO_IN | MISO_MO-IL | Internal | Shoulder | B15 | 1203 | 5000 | 0 | 106.56 | 96.01 | 0.01 | 0
2040 | MISO_IN_2_MISO_MO-IL | MISO_IN | MISO_MO-IL | Internal | Summer | B1 | 10 | 5000 | 5000 | 185.56 | 234.94 | 0.01 | 49.36
2040 | MISO_IN_2_MISO_MO-IL | MISO_IN | MISO_MO-IL | Internal | Summer | B2 | 25 | 5000 | 4868.32 | 238.43 | 238.44 | 0.01 | 0
2040 | MISO_IN_2_MISO_MO-IL | MISO_IN | MISO_MO-IL | Internal | Summer | B3 | 75 | 5000 | 5000 | 230.44 | 238.46 | 0.01 | 8
2040 | MISO_IN_2_MISO_MO-IL | MISO_IN | MISO_MO-IL | Internal | Summer | B4 | 100 | 5000 | 4912.93 | 171.44 | 171.46 | 0.01 | 0
2040 | MISO_IN_2_MISO_MO-IL | MISO_IN | MISO_MO-IL | Internal | Summer | B5 | 200 | 5000 | 4991.75 | 160.22 | 160.23 | 0.01 | 0
2040 | MISO_IN_2_MISO_MO-IL | MISO_IN | MISO_MO-IL | Internal | Summer | B6 | 300 | 5000 | 5000 | 149.81 | 152.92 | 0.01 | 3.1
2040 | MISO_IN_2_MISO_MO-IL | MISO_IN | MISO_MO-IL | Internal | Summer | B7 | 400 | 5000 | 5000 | 143.42 | 144.42 | 0.01 | 0.99
2040 | MISO_IN_2_MISO_MO-IL | MISO_IN | MISO_MO-IL | Internal | Summer | B8 | 500 | 5000 | 3659.02 | 128.35 | 128.36 | 0.01 | 0
2040 | MISO_IN_2_MISO_MO-IL | MISO_IN | MISO_MO-IL | Internal | Summer | B9 | 800 | 5000 | 1680.31 | 128.35 | 128.36 | 0.01 | 0
2040 | MISO_IN_2_MISO_MO-IL | MISO_IN | MISO_MO-IL | Internal | Summer | B10 | 1262 | 5000 | 0 | 124.78 | 105.8 | 0.01 | 0
2040 | MISO_IN_2_MISO_MO-IL | MISO_IN | MISO_MO-IL | Internal | Winter | B16 | 25 | 5000 | 1355.01 | 132.78 | 132.79 | 0.01 | 0
2040 | MISO_IN_2_MISO_MO-IL | MISO_IN | MISO_MO-IL | Internal | Winter | B17 | 100 | 5000 | 0.22 | 133.34 | 133.33 | 0.01 | 0
2040 | MISO_IN_2_MISO_MO-IL | MISO_IN | MISO_MO-IL | Internal | Winter | B18 | 400 | 5000 | 0 | 129.59 | 128.96 | 0.01 | 0
2040 | MISO_IN_2_MISO_MO-IL | MISO_IN | MISO_MO-IL | Internal | Winter | B19 | 700 | 5000 | 0 | 129.59 | 128.84 | 0.01 | 0
2040 | MISO_IN_2_MISO_MO-IL | MISO_IN | MISO_MO-IL | Internal | Winter | B20 | 935 | 5000 | 0 | 97.97 | 94.94 | 0.01 | 0
2040 | MISO_IN_2_NonRTO_Midwest | MISO_IN | NonRTO_Midwest | Internal | Shoulder | B11 | 25 | 4800 | 122.89 | 129.95 | 137.95 | 8 | 0
2040 | MISO_IN_2_NonRTO_Midwest | MISO_IN | NonRTO_Midwest | Internal | Shoulder | B12 | 200 | 4800 | 0 | 129.95 | 133.72 | 8 | 0
2040 | MISO_IN_2_NonRTO_Midwest | MISO_IN | NonRTO_Midwest | Internal | Shoulder | B13 | 600 | 4800 | 0 | 129.95 | 133.72 | 8 | 0
2040 | MISO_IN_2_NonRTO_Midwest | MISO_IN | NonRTO_Midwest | Internal | Shoulder | B14 | 900 | 4800 | 0 | 127.89 | 133.72 | 8 | 0
2040 | MISO_IN_2_NonRTO_Midwest | MISO_IN | NonRTO_Midwest | Internal | Shoulder | B15 | 1203 | 4800 | 418.48 | 106.56 | 114.56 | 8 | 0
2040 | MISO_IN_2_NonRTO_Midwest | MISO_IN | NonRTO_Midwest | Internal | Summer | B1 | 10 | 4800 | 3962.07 | 185.56 | 193.56 | 8 | 0
2040 | MISO_IN_2_NonRTO_Midwest | MISO_IN | NonRTO_Midwest | Internal | Summer | B2 | 25 | 4800 | 1359.48 | 238.43 | 246.43 | 8 | 0
2040 | MISO_IN_2_NonRTO_Midwest | MISO_IN | NonRTO_Midwest | Internal | Summer | B3 | 75 | 4800 | 2080.66 | 230.44 | 238.44 | 8 | 0
2040 | MISO_IN_2_NonRTO_Midwest | MISO_IN | NonRTO_Midwest | Internal | Summer | B4 | 100 | 4800 | 415.34 | 171.44 | 179.44 | 8 | 0
2040 | MISO_IN_2_NonRTO_Midwest | MISO_IN | NonRTO_Midwest | Internal | Summer | B5 | 200 | 4800 | 0 | 160.22 | 163.19 | 8 | 0
2040 | MISO_IN_2_NonRTO_Midwest | MISO_IN | NonRTO_Midwest | Internal | Summer | B6 | 300 | 4800 | 0 | 149.81 | 146.11 | 8 | 0
2040 | MISO_IN_2_NonRTO_Midwest | MISO_IN | NonRTO_Midwest | Internal | Summer | B7 | 400 | 4800 | 0 | 143.42 | 135.42 | 8 | 0
2040 | MISO_IN_2_NonRTO_Midwest | MISO_IN | NonRTO_Midwest | Internal | Summer | B8 | 500 | 4800 | 0 | 128.35 | 132.16 | 8 | 0
2040 | MISO_IN_2_NonRTO_Midwest | MISO_IN | NonRTO_Midwest | Internal | Summer | B9 | 800 | 4800 | 0 | 128.35 | 132.16 | 8 | 0
2040 | MISO_IN_2_NonRTO_Midwest | MISO_IN | NonRTO_Midwest | Internal | Summer | B10 | 1262 | 4800 | 0 | 124.78 | 132.16 | 8 | 0
2040 | MISO_IN_2_NonRTO_Midwest | MISO_IN | NonRTO_Midwest | Internal | Winter | B16 | 25 | 4800 | 2194.86 | 132.78 | 140.78 | 8 | 0
2040 | MISO_IN_2_NonRTO_Midwest | MISO_IN | NonRTO_Midwest | Internal | Winter | B17 | 100 | 4800 | 1112.57 | 133.34 | 141.34 | 8 | 0
2040 | MISO_IN_2_NonRTO_Midwest | MISO_IN | NonRTO_Midwest | Internal | Winter | B18 | 400 | 4800 | 863.71 | 129.59 | 137.59 | 8 | 0
2040 | MISO_IN_2_NonRTO_Midwest | MISO_IN | NonRTO_Midwest | Internal | Winter | B19 | 700 | 4800 | 1248.56 | 129.59 | 137.59 | 8 | 0
2040 | MISO_IN_2_NonRTO_Midwest | MISO_IN | NonRTO_Midwest | Internal | Winter | B20 | 935 | 4800 | 3120.49 | 97.97 | 105.97 | 8 | 0
2040 | MISO_IN_2_PJM_ROR | MISO_IN | PJM_ROR | Internal | Shoulder | B11 | 25 | 1253 | 1253 | 129.95 | 145.52 | 2 | 13.57
2040 | MISO_IN_2_PJM_ROR | MISO_IN | PJM_ROR | Internal | Shoulder | B12 | 200 | 1253 | 0.13 | 129.95 | 131.92 | 2 | 0
2040 | MISO_IN_2_PJM_ROR | MISO_IN | PJM_ROR | Internal | Shoulder | B13 | 600 | 1253 | 0 | 129.95 | 129.89 | 2 | 0
2040 | MISO_IN_2_PJM_ROR | MISO_IN | PJM_ROR | Internal | Shoulder | B14 | 900 | 1253 | 666.79 | 127.89 | 129.89 | 2 | 0
2040 | MISO_IN_2_PJM_ROR | MISO_IN | PJM_ROR | Internal | Shoulder | B15 | 1203 | 1253 | 1253 | 106.56 | 114.57 | 2 | 6.01
2040 | MISO_IN_2_PJM_ROR | MISO_IN | PJM_ROR | Internal | Summer | B1 | 10 | 1253 | 1253 | 185.56 | 240.44 | 2 | 52.88
2040 | MISO_IN_2_PJM_ROR | MISO_IN | PJM_ROR | Internal | Summer | B2 | 25 | 1253 | 1251.4 | 238.43 | 240.44 | 2 | 0.01
2040 | MISO_IN_2_PJM_ROR | MISO_IN | PJM_ROR | Internal | Summer | B3 | 75 | 1253 | 1253 | 230.44 | 240.44 | 2 | 8
2040 | MISO_IN_2_PJM_ROR | MISO_IN | PJM_ROR | Internal | Summer | B4 | 100 | 1253 | 1252.58 | 171.44 | 173.46 | 2 | 0.01
2040 | MISO_IN_2_PJM_ROR | MISO_IN | PJM_ROR | Internal | Summer | B5 | 200 | 1253 | 1252.77 | 160.22 | 162.23 | 2 | 0.01
2040 | MISO_IN_2_PJM_ROR | MISO_IN | PJM_ROR | Internal | Summer | B6 | 300 | 1253 | 1253 | 149.81 | 152.73 | 2 | 0.92
2040 | MISO_IN_2_PJM_ROR | MISO_IN | PJM_ROR | Internal | Summer | B7 | 400 | 1253 | 1253 | 143.42 | 146.4 | 2 | 0.99
2040 | MISO_IN_2_PJM_ROR | MISO_IN | PJM_ROR | Internal | Summer | B8 | 500 | 1253 | 0.02 | 128.35 | 130.27 | 2 | 0
2040 | MISO_IN_2_PJM_ROR | MISO_IN | PJM_ROR | Internal | Summer | B9 | 800 | 1253 | 0 | 128.35 | 128.12 | 2 | 0
2040 | MISO_IN_2_PJM_ROR | MISO_IN | PJM_ROR | Internal | Summer | B10 | 1262 | 1253 | 0 | 124.78 | 122.8 | 2 | 0
2040 | MISO_IN_2_PJM_ROR | MISO_IN | PJM_ROR | Internal | Winter | B16 | 25 | 1253 | 1253 | 132.78 | 149.26 | 2 | 14.48
2040 | MISO_IN_2_PJM_ROR | MISO_IN | PJM_ROR | Internal | Winter | B17 | 100 | 1253 | 1252.99 | 133.34 | 135.88 | 2 | 0.53
2040 | MISO_IN_2_PJM_ROR | MISO_IN | PJM_ROR | Internal | Winter | B18 | 400 | 1253 | 1253 | 129.59 | 133.84 | 2 | 2.25
2040 | MISO_IN_2_PJM_ROR | MISO_IN | PJM_ROR | Internal | Winter | B19 | 700 | 1253 | 1253 | 129.59 | 133.84 | 2 | 2.25
2040 | MISO_IN_2_PJM_ROR | MISO_IN | PJM_ROR | Internal | Winter | B20 | 935 | 1253 | 1253 | 97.97 | 110.16 | 2 | 10.2
2040 | MISO_MI_2_IESO | MISO_MI | IESO | Internal | Shoulder | B11 | 25 | 2331 | 0 | 130.08 | 99.58 | 8 | 0
2040 | MISO_MI_2_IESO | MISO_MI | IESO | Internal | Shoulder | B12 | 200 | 2331 | 0 | 130.01 | 117.89 | 8 | 0
2040 | MISO_MI_2_IESO | MISO_MI | IESO | Internal | Shoulder | B13 | 600 | 2331 | 0 | 130.01 | 99.58 | 8 | 0
2040 | MISO_MI_2_IESO | MISO_MI | IESO | Internal | Shoulder | B14 | 900 | 2331 | 0 | 127.9 | 99.58 | 8 | 0
2040 | MISO_MI_2_IESO | MISO_MI | IESO | Internal | Shoulder | B15 | 1203 | 2331 | 0 | 106.58 | 99.58 | 8 | 0
2040 | MISO_MI_2_IESO | MISO_MI | IESO | Internal | Summer | B1 | 10 | 2331 | 0 | 185.58 | 141.39 | 8 | 0
2040 | MISO_MI_2_IESO | MISO_MI | IESO | Internal | Summer | B2 | 25 | 2331 | 0 | 238.44 | 157.51 | 8 | 0
2040 | MISO_MI_2_IESO | MISO_MI | IESO | Internal | Summer | B3 | 75 | 2331 | 0 | 230.46 | 156.51 | 8 | 0
2040 | MISO_MI_2_IESO | MISO_MI | IESO | Internal | Summer | B4 | 100 | 2331 | 0 | 171.46 | 141.39 | 8 | 0
2040 | MISO_MI_2_IESO | MISO_MI | IESO | Internal | Summer | B5 | 200 | 2331 | 0 | 160.23 | 129.98 | 8 | 0
2040 | MISO_MI_2_IESO | MISO_MI | IESO | Internal | Summer | B6 | 300 | 2331 | 0 | 149.82 | 112.76 | 8 | 0
2040 | MISO_MI_2_IESO | MISO_MI | IESO | Internal | Summer | B7 | 400 | 2331 | 0 | 143.43 | 112.76 | 8 | 0
2040 | MISO_MI_2_IESO | MISO_MI | IESO | Internal | Summer | B8 | 500 | 2331 | 0 | 128.36 | 112.76 | 8 | 0
2040 | MISO_MI_2_IESO | MISO_MI | IESO | Internal | Summer | B9 | 800 | 2331 | 0 | 128.36 | 112.76 | 8 | 0
2040 | MISO_MI_2_IESO | MISO_MI | IESO | Internal | Summer | B10 | 1262 | 2331 | 0 | 124.8 | 112.76 | 8 | 0
2040 | MISO_MI_2_IESO | MISO_MI | IESO | Internal | Winter | B16 | 25 | 2331 | 0 | 132.79 | 100.83 | 8 | 0
2040 | MISO_MI_2_IESO | MISO_MI | IESO | Internal | Winter | B17 | 100 | 2331 | 0 | 133.35 | 100.83 | 8 | 0
2040 | MISO_MI_2_IESO | MISO_MI | IESO | Internal | Winter | B18 | 400 | 2331 | 0 | 131.84 | 100.83 | 8 | 0
2040 | MISO_MI_2_IESO | MISO_MI | IESO | Internal | Winter | B19 | 700 | 2331 | 0 | 131.84 | 100.83 | 8 | 0
2040 | MISO_MI_2_IESO | MISO_MI | IESO | Internal | Winter | B20 | 935 | 2331 | 0 | 107.83 | 100.83 | 8 | 0
2040 | MISO_MI_2_MISO_IN | MISO_MI | MISO_IN | Internal | Shoulder | B11 | 25 | 2813 | 0.14 | 130.08 | 129.95 | 0.01 | 0
2040 | MISO_MI_2_MISO_IN | MISO_MI | MISO_IN | Internal | Shoulder | B12 | 200 | 2813 | 0.04 | 130.01 | 129.95 | 0.01 | 0
2040 | MISO_MI_2_MISO_IN | MISO_MI | MISO_IN | Internal | Shoulder | B13 | 600 | 2813 | 0.01 | 130.01 | 129.95 | 0.01 | 0
2040 | MISO_MI_2_MISO_IN | MISO_MI | MISO_IN | Internal | Shoulder | B14 | 900 | 2813 | 0.03 | 127.9 | 127.89 | 0.01 | 0
2040 | MISO_MI_2_MISO_IN | MISO_MI | MISO_IN | Internal | Shoulder | B15 | 1203 | 2813 | 0.02 | 106.58 | 106.56 | 0.01 | 0
2040 | MISO_MI_2_MISO_IN | MISO_MI | MISO_IN | Internal | Summer | B1 | 10 | 2813 | 1.82 | 185.58 | 185.56 | 0.01 | 0
2040 | MISO_MI_2_MISO_IN | MISO_MI | MISO_IN | Internal | Summer | B2 | 25 | 2813 | 0.89 | 238.44 | 238.43 | 0.01 | 0
2040 | MISO_MI_2_MISO_IN | MISO_MI | MISO_IN | Internal | Summer | B3 | 75 | 2813 | 0.33 | 230.46 | 230.44 | 0.01 | 0
2040 | MISO_MI_2_MISO_IN | MISO_MI | MISO_IN | Internal | Summer | B4 | 100 | 2813 | 0.25 | 171.46 | 171.44 | 0.01 | 0
2040 | MISO_MI_2_MISO_IN | MISO_MI | MISO_IN | Internal | Summer | B5 | 200 | 2813 | 0.12 | 160.23 | 160.22 | 0.01 | 0
2040 | MISO_MI_2_MISO_IN | MISO_MI | MISO_IN | Internal | Summer | B6 | 300 | 2813 | 0.08 | 149.82 | 149.81 | 0.01 | 0
2040 | MISO_MI_2_MISO_IN | MISO_MI | MISO_IN | Internal | Summer | B7 | 400 | 2813 | 0.06 | 143.43 | 143.42 | 0.01 | 0
2040 | MISO_MI_2_MISO_IN | MISO_MI | MISO_IN | Internal | Summer | B8 | 500 | 2813 | 0.05 | 128.36 | 128.35 | 0.01 | 0
2040 | MISO_MI_2_MISO_IN | MISO_MI | MISO_IN | Internal | Summer | B9 | 800 | 2813 | 0.03 | 128.36 | 128.35 | 0.01 | 0
2040 | MISO_MI_2_MISO_IN | MISO_MI | MISO_IN | Internal | Summer | B10 | 1262 | 2813 | 0.02 | 124.8 | 124.78 | 0.01 | 0
2040 | MISO_MI_2_MISO_IN | MISO_MI | MISO_IN | Internal | Winter | B16 | 25 | 2813 | 0.83 | 132.79 | 132.78 | 0.01 | 0
2040 | MISO_MI_2_MISO_IN | MISO_MI | MISO_IN | Internal | Winter | B17 | 100 | 2813 | 0.22 | 133.35 | 133.34 | 0.01 | 0
2040 | MISO_MI_2_MISO_IN | MISO_MI | MISO_IN | Internal | Winter | B18 | 400 | 2813 | 0 | 131.84 | 129.59 | 0.01 | 0
2040 | MISO_MI_2_MISO_IN | MISO_MI | MISO_IN | Internal | Winter | B19 | 700 | 2813 | 0 | 131.84 | 129.59 | 0.01 | 0
2040 | MISO_MI_2_MISO_IN | MISO_MI | MISO_IN | Internal | Winter | B20 | 935 | 2813 | 0 | 107.83 | 97.97 | 0.01 | 0
2040 | MISO_MI_2_MISO_WUMS | MISO_MI | MISO_WUMS | Internal | Shoulder | B11 | 25 | 805 | 0.82 | 130.08 | 130.07 | 0.01 | 0
2040 | MISO_MI_2_MISO_WUMS | MISO_MI | MISO_WUMS | Internal | Shoulder | B12 | 200 | 805 | 0.13 | 130.01 | 130 | 0.01 | 0
2040 | MISO_MI_2_MISO_WUMS | MISO_MI | MISO_WUMS | Internal | Shoulder | B13 | 600 | 805 | 0.05 | 130.01 | 130 | 0.01 | 0
2040 | MISO_MI_2_MISO_WUMS | MISO_MI | MISO_WUMS | Internal | Shoulder | B14 | 900 | 805 | 0.03 | 127.9 | 127.89 | 0.01 | 0
2040 | MISO_MI_2_MISO_WUMS | MISO_MI | MISO_WUMS | Internal | Shoulder | B15 | 1203 | 805 | 0.02 | 106.58 | 106.57 | 0.01 | 0
2040 | MISO_MI_2_MISO_WUMS | MISO_MI | MISO_WUMS | Internal | Summer | B1 | 10 | 805 | 0 | 185.58 | 128.27 | 0.01 | 0
2040 | MISO_MI_2_MISO_WUMS | MISO_MI | MISO_WUMS | Internal | Summer | B2 | 25 | 805 | 0 | 238.44 | 149.16 | 0.01 | 0
2040 | MISO_MI_2_MISO_WUMS | MISO_MI | MISO_WUMS | Internal | Summer | B3 | 75 | 805 | 0 | 230.46 | 162.25 | 0.01 | 0
2040 | MISO_MI_2_MISO_WUMS | MISO_MI | MISO_WUMS | Internal | Summer | B4 | 100 | 805 | 0 | 171.46 | 149.16 | 0.01 | 0
2040 | MISO_MI_2_MISO_WUMS | MISO_MI | MISO_WUMS | Internal | Summer | B5 | 200 | 805 | 0 | 160.23 | 149.16 | 0.01 | 0
2040 | MISO_MI_2_MISO_WUMS | MISO_MI | MISO_WUMS | Internal | Summer | B6 | 300 | 805 | 0 | 149.82 | 149.16 | 0.01 | 0
2040 | MISO_MI_2_MISO_WUMS | MISO_MI | MISO_WUMS | Internal | Summer | B7 | 400 | 805 | 0.06 | 143.43 | 143.42 | 0.01 | 0
2040 | MISO_MI_2_MISO_WUMS | MISO_MI | MISO_WUMS | Internal | Summer | B8 | 500 | 805 | 0.01 | 128.36 | 128.27 | 0.01 | 0
2040 | MISO_MI_2_MISO_WUMS | MISO_MI | MISO_WUMS | Internal | Summer | B9 | 800 | 805 | 0 | 128.36 | 128.27 | 0.01 | 0
2040 | MISO_MI_2_MISO_WUMS | MISO_MI | MISO_WUMS | Internal | Summer | B10 | 1262 | 805 | 0 | 124.8 | 122.9 | 0.01 | 0
2040 | MISO_MI_2_MISO_WUMS | MISO_MI | MISO_WUMS | Internal | Winter | B16 | 25 | 805 | 0 | 132.79 | 73.5 | 0.01 | 0
2040 | MISO_MI_2_MISO_WUMS | MISO_MI | MISO_WUMS | Internal | Winter | B17 | 100 | 805 | 32.84 | 133.35 | 133.36 | 0.01 | 0
2040 | MISO_MI_2_MISO_WUMS | MISO_MI | MISO_WUMS | Internal | Winter | B18 | 400 | 805 | 0.11 | 131.84 | 131.84 | 0.01 | 0
2040 | MISO_MI_2_MISO_WUMS | MISO_MI | MISO_WUMS | Internal | Winter | B19 | 700 | 805 | 0.07 | 131.84 | 131.84 | 0.01 | 0
2040 | MISO_MI_2_MISO_WUMS | MISO_MI | MISO_WUMS | Internal | Winter | B20 | 935 | 805 | 0 | 107.83 | 104.84 | 0.01 | 0
2040 | MISO_MI_2_PJM_ROR | MISO_MI | PJM_ROR | Internal | Shoulder | B11 | 25 | 1424 | 1424 | 130.08 | 145.52 | 2 | 13.43
2040 | MISO_MI_2_PJM_ROR | MISO_MI | PJM_ROR | Internal | Shoulder | B12 | 200 | 1424 | 0.03 | 130.01 | 131.92 | 2 | 0
2040 | MISO_MI_2_PJM_ROR | MISO_MI | PJM_ROR | Internal | Shoulder | B13 | 600 | 1424 | 0 | 130.01 | 129.89 | 2 | 0
2040 | MISO_MI_2_PJM_ROR | MISO_MI | PJM_ROR | Internal | Shoulder | B14 | 900 | 1424 | 0.06 | 127.9 | 129.89 | 2 | 0
2040 | MISO_MI_2_PJM_ROR | MISO_MI | PJM_ROR | Internal | Shoulder | B15 | 1203 | 1424 | 1424 | 106.58 | 114.57 | 2 | 5.99
2040 | MISO_MI_2_PJM_ROR | MISO_MI | PJM_ROR | Internal | Summer | B1 | 10 | 1424 | 1424 | 185.58 | 240.44 | 2 | 52.87
2040 | MISO_MI_2_PJM_ROR | MISO_MI | PJM_ROR | Internal | Summer | B2 | 25 | 1424 | 1301.97 | 238.44 | 240.44 | 2 | 0
2040 | MISO_MI_2_PJM_ROR | MISO_MI | PJM_ROR | Internal | Summer | B3 | 75 | 1424 | 1424 | 230.46 | 240.44 | 2 | 7.99
2040 | MISO_MI_2_PJM_ROR | MISO_MI | PJM_ROR | Internal | Summer | B4 | 100 | 1424 | 1017.4 | 171.46 | 173.46 | 2 | 0
2040 | MISO_MI_2_PJM_ROR | MISO_MI | PJM_ROR | Internal | Summer | B5 | 200 | 1424 | 639 | 160.23 | 162.23 | 2 | 0
2040 | MISO_MI_2_PJM_ROR | MISO_MI | PJM_ROR | Internal | Summer | B6 | 300 | 1424 | 1424 | 149.82 | 152.73 | 2 | 0.91
2040 | MISO_MI_2_PJM_ROR | MISO_MI | PJM_ROR | Internal | Summer | B7 | 400 | 1424 | 1424 | 143.43 | 146.4 | 2 | 0.98
2040 | MISO_MI_2_PJM_ROR | MISO_MI | PJM_ROR | Internal | Summer | B8 | 500 | 1424 | 0.01 | 128.36 | 130.27 | 2 | 0
2040 | MISO_MI_2_PJM_ROR | MISO_MI | PJM_ROR | Internal | Summer | B9 | 800 | 1424 | 0 | 128.36 | 128.12 | 2 | 0
2040 | MISO_MI_2_PJM_ROR | MISO_MI | PJM_ROR | Internal | Summer | B10 | 1262 | 1424 | 0 | 124.8 | 122.8 | 2 | 0
2040 | MISO_MI_2_PJM_ROR | MISO_MI | PJM_ROR | Internal | Winter | B16 | 25 | 1424 | 1424 | 132.79 | 149.26 | 2 | 14.47
2040 | MISO_MI_2_PJM_ROR | MISO_MI | PJM_ROR | Internal | Winter | B17 | 100 | 1424 | 1423.99 | 133.35 | 135.88 | 2 | 0.52
2040 | MISO_MI_2_PJM_ROR | MISO_MI | PJM_ROR | Internal | Winter | B18 | 400 | 1424 | 90.1 | 131.84 | 133.84 | 2 | 0
2040 | MISO_MI_2_PJM_ROR | MISO_MI | PJM_ROR | Internal | Winter | B19 | 700 | 1424 | 1019.07 | 131.84 | 133.84 | 2 | 0
2040 | MISO_MI_2_PJM_ROR | MISO_MI | PJM_ROR | Internal | Winter | B20 | 935 | 1424 | 1424 | 107.83 | 110.16 | 2 | 0.33
2040 | MISO_MO-IL_2_ENT | MISO_MO-IL | ENT | Internal | Shoulder | B11 | 25 | 2540 | 0 | 143.52 | 143.54 | 8 | 0
2040 | MISO_MO-IL_2_ENT | MISO_MO-IL | ENT | Internal | Shoulder | B12 | 200 | 2540 | 0 | 129.93 | 126.79 | 8 | 0
2040 | MISO_MO-IL_2_ENT | MISO_MO-IL | ENT | Internal | Shoulder | B13 | 600 | 2540 | 0 | 127.9 | 125.86 | 8 | 0
2040 | MISO_MO-IL_2_ENT | MISO_MO-IL | ENT | Internal | Shoulder | B14 | 900 | 2540 | 0 | 125.86 | 117.86 | 8 | 0
2040 | MISO_MO-IL_2_ENT | MISO_MO-IL | ENT | Internal | Shoulder | B15 | 1203 | 2540 | 0 | 96.01 | 88.01 | 8 | 0
2040 | MISO_MO-IL_2_ENT | MISO_MO-IL | ENT | Internal | Summer | B1 | 10 | 2540 | 0 | 234.94 | 157.8 | 8 | 0
2040 | MISO_MO-IL_2_ENT | MISO_MO-IL | ENT | Internal | Summer | B2 | 25 | 2540 | 0 | 238.44 | 230.44 | 8 | 0
2040 | MISO_MO-IL_2_ENT | MISO_MO-IL | ENT | Internal | Summer | B3 | 75 | 2540 | 0 | 238.46 | 238.45 | 8 | 0
2040 | MISO_MO-IL_2_ENT | MISO_MO-IL | ENT | Internal | Summer | B4 | 100 | 2540 | 0 | 171.46 | 171.46 | 8 | 0
2040 | MISO_MO-IL_2_ENT | MISO_MO-IL | ENT | Internal | Summer | B5 | 200 | 2540 | 0 | 160.23 | 160.23 | 8 | 0
2040 | MISO_MO-IL_2_ENT | MISO_MO-IL | ENT | Internal | Summer | B6 | 300 | 2540 | 0 | 152.92 | 157.8 | 8 | 0
2040 | MISO_MO-IL_2_ENT | MISO_MO-IL | ENT | Internal | Summer | B7 | 400 | 2540 | 1280.42 | 144.42 | 152.42 | 8 | 0
2040 | MISO_MO-IL_2_ENT | MISO_MO-IL | ENT | Internal | Summer | B8 | 500 | 2540 | 318.2 | 128.36 | 136.36 | 8 | 0
2040 | MISO_MO-IL_2_ENT | MISO_MO-IL | ENT | Internal | Summer | B9 | 800 | 2540 | 0 | 128.36 | 131.04 | 8 | 0
2040 | MISO_MO-IL_2_ENT | MISO_MO-IL | ENT | Internal | Summer | B10 | 1262 | 2540 | 0 | 105.8 | 97.8 | 8 | 0
2040 | MISO_MO-IL_2_ENT | MISO_MO-IL | ENT | Internal | Winter | B16 | 25 | 2540 | 0 | 132.79 | 133.59 | 8 | 0
2040 | MISO_MO-IL_2_ENT | MISO_MO-IL | ENT | Internal | Winter | B17 | 100 | 2540 | 0 | 133.33 | 129.37 | 8 | 0
2040 | MISO_MO-IL_2_ENT | MISO_MO-IL | ENT | Internal | Winter | B18 | 400 | 2540 | 0 | 128.96 | 128.84 | 8 | 0
2040 | MISO_MO-IL_2_ENT | MISO_MO-IL | ENT | Internal | Winter | B19 | 700 | 2540 | 0 | 128.84 | 120.84 | 8 | 0
2040 | MISO_MO-IL_2_ENT | MISO_MO-IL | ENT | Internal | Winter | B20 | 935 | 2540 | 0 | 94.94 | 86.94 | 8 | 0
2040 | MISO_MO-IL_2_MISO_IN | MISO_MO-IL | MISO_IN | Internal | Shoulder | B11 | 25 | 2100 | 0 | 143.52 | 129.95 | 0.01 | 0
2040 | MISO_MO-IL_2_MISO_IN | MISO_MO-IL | MISO_IN | Internal | Shoulder | B12 | 200 | 2100 | 872.68 | 129.93 | 129.95 | 0.01 | 0
2040 | MISO_MO-IL_2_MISO_IN | MISO_MO-IL | MISO_IN | Internal | Shoulder | B13 | 600 | 2100 | 2100 | 127.9 | 129.95 | 0.01 | 2.04
2040 | MISO_MO-IL_2_MISO_IN | MISO_MO-IL | MISO_IN | Internal | Shoulder | B14 | 900 | 2100 | 2100 | 125.86 | 127.89 | 0.01 | 2.02
2040 | MISO_MO-IL_2_MISO_IN | MISO_MO-IL | MISO_IN | Internal | Shoulder | B15 | 1203 | 2100 | 2100 | 96.01 | 106.56 | 0.01 | 10.53
2040 | MISO_MO-IL_2_MISO_IN | MISO_MO-IL | MISO_IN | Internal | Summer | B1 | 10 | 2100 | 0 | 234.94 | 185.56 | 0.01 | 0
2040 | MISO_MO-IL_2_MISO_IN | MISO_MO-IL | MISO_IN | Internal | Summer | B2 | 25 | 2100 | 0.75 | 238.44 | 238.43 | 0.01 | 0
2040 | MISO_MO-IL_2_MISO_IN | MISO_MO-IL | MISO_IN | Internal | Summer | B3 | 75 | 2100 | 0 | 238.46 | 230.44 | 0.01 | 0
2040 | MISO_MO-IL_2_MISO_IN | MISO_MO-IL | MISO_IN | Internal | Summer | B4 | 100 | 2100 | 0.21 | 171.46 | 171.44 | 0.01 | 0
2040 | MISO_MO-IL_2_MISO_IN | MISO_MO-IL | MISO_IN | Internal | Summer | B5 | 200 | 2100 | 0.11 | 160.23 | 160.22 | 0.01 | 0
2040 | MISO_MO-IL_2_MISO_IN | MISO_MO-IL | MISO_IN | Internal | Summer | B6 | 300 | 2100 | 0 | 152.92 | 149.81 | 0.01 | 0
2040 | MISO_MO-IL_2_MISO_IN | MISO_MO-IL | MISO_IN | Internal | Summer | B7 | 400 | 2100 | 0 | 144.42 | 143.42 | 0.01 | 0
2040 | MISO_MO-IL_2_MISO_IN | MISO_MO-IL | MISO_IN | Internal | Summer | B8 | 500 | 2100 | 0.05 | 128.36 | 128.35 | 0.01 | 0
2040 | MISO_MO-IL_2_MISO_IN | MISO_MO-IL | MISO_IN | Internal | Summer | B9 | 800 | 2100 | 0.03 | 128.36 | 128.35 | 0.01 | 0
2040 | MISO_MO-IL_2_MISO_IN | MISO_MO-IL | MISO_IN | Internal | Summer | B10 | 1262 | 2100 | 2100 | 105.8 | 124.78 | 0.01 | 18.98
2040 | MISO_MO-IL_2_MISO_IN | MISO_MO-IL | MISO_IN | Internal | Winter | B16 | 25 | 2100 | 0.95 | 132.79 | 132.78 | 0.01 | 0
2040 | MISO_MO-IL_2_MISO_IN | MISO_MO-IL | MISO_IN | Internal | Winter | B17 | 100 | 2100 | 1997.84 | 133.33 | 133.34 | 0.01 | 0
2040 | MISO_MO-IL_2_MISO_IN | MISO_MO-IL | MISO_IN | Internal | Winter | B18 | 400 | 2100 | 2100 | 128.96 | 129.59 | 0.01 | 0.61
2040 | MISO_MO-IL_2_MISO_IN | MISO_MO-IL | MISO_IN | Internal | Winter | B19 | 700 | 2100 | 2100 | 128.84 | 129.59 | 0.01 | 0.74
2040 | MISO_MO-IL_2_MISO_IN | MISO_MO-IL | MISO_IN | Internal | Winter | B20 | 935 | 2100 | 2100 | 94.94 | 97.97 | 0.01 | 3.01
2040 | MISO_MO-IL_2_MISO_W | MISO_MO-IL | MISO_W | Internal | Shoulder | B11 | 25 | 1082 | 1.82 | 143.52 | 143.52 | 0.01 | 0
2040 | MISO_MO-IL_2_MISO_W | MISO_MO-IL | MISO_W | Internal | Shoulder | B12 | 200 | 1082 | 0.12 | 129.93 | 129.92 | 0.01 | 0
2040 | MISO_MO-IL_2_MISO_W | MISO_MO-IL | MISO_W | Internal | Shoulder | B13 | 600 | 1082 | 0.04 | 127.9 | 127.89 | 0.01 | 0
2040 | MISO_MO-IL_2_MISO_W | MISO_MO-IL | MISO_W | Internal | Shoulder | B14 | 900 | 1082 | 0 | 125.86 | 76.61 | 0.01 | 0
2040 | MISO_MO-IL_2_MISO_W | MISO_MO-IL | MISO_W | Internal | Shoulder | B15 | 1203 | 1082 | 0 | 96.01 | 62.6 | 0.01 | 0
2040 | MISO_MO-IL_2_MISO_W | MISO_MO-IL | MISO_W | Internal | Summer | B1 | 10 | 1082 | 1081.98 | 234.94 | 238.44 | 0.01 | 3.49
2040 | MISO_MO-IL_2_MISO_W | MISO_MO-IL | MISO_W | Internal | Summer | B2 | 25 | 1082 | 1.69 | 238.44 | 238.44 | 0.01 | 0
2040 | MISO_MO-IL_2_MISO_W | MISO_MO-IL | MISO_W | Internal | Summer | B3 | 75 | 1082 | 0.32 | 238.46 | 238.44 | 0.01 | 0
2040 | MISO_MO-IL_2_MISO_W | MISO_MO-IL | MISO_W | Internal | Summer | B4 | 100 | 1082 | 0.41 | 171.46 | 171.46 | 0.01 | 0
2040 | MISO_MO-IL_2_MISO_W | MISO_MO-IL | MISO_W | Internal | Summer | B5 | 200 | 1082 | 0.23 | 160.23 | 160.23 | 0.01 | 0
2040 | MISO_MO-IL_2_MISO_W | MISO_MO-IL | MISO_W | Internal | Summer | B6 | 300 | 1082 | 0.08 | 152.92 | 152.9 | 0.01 | 0
2040 | MISO_MO-IL_2_MISO_W | MISO_MO-IL | MISO_W | Internal | Summer | B7 | 400 | 1082 | 0.06 | 144.42 | 144.4 | 0.01 | 0
2040 | MISO_MO-IL_2_MISO_W | MISO_MO-IL | MISO_W | Internal | Summer | B8 | 500 | 1082 | 0.01 | 128.36 | 128.27 | 0.01 | 0
2040 | MISO_MO-IL_2_MISO_W | MISO_MO-IL | MISO_W | Internal | Summer | B9 | 800 | 1082 | 0 | 128.36 | 126.12 | 0.01 | 0
2040 | MISO_MO-IL_2_MISO_W | MISO_MO-IL | MISO_W | Internal | Summer | B10 | 1262 | 1082 | 0 | 105.8 | 104.77 | 0.01 | 0
2040 | MISO_MO-IL_2_MISO_W | MISO_MO-IL | MISO_W | Internal | Winter | B16 | 25 | 1082 | 0 | 132.79 | 47.66 | 0.01 | 0
2040 | MISO_MO-IL_2_MISO_W | MISO_MO-IL | MISO_W | Internal | Winter | B17 | 100 | 1082 | 0 | 133.33 | 76.61 | 0.01 | 0
2040 | MISO_MO-IL_2_MISO_W | MISO_MO-IL | MISO_W | Internal | Winter | B18 | 400 | 1082 | 0.01 | 128.96 | 128.84 | 0.01 | 0
2040 | MISO_MO-IL_2_MISO_W | MISO_MO-IL | MISO_W | Internal | Winter | B19 | 700 | 1082 | 0.04 | 128.84 | 128.83 | 0.01 | 0
2040 | MISO_MO-IL_2_MISO_W | MISO_MO-IL | MISO_W | Internal | Winter | B20 | 935 | 1082 | 0 | 94.94 | 81.15 | 0.01 | 0
2040 | MISO_MO-IL_2_PJM_ROR | MISO_MO-IL | PJM_ROR | Internal | Shoulder | B11 | 25 | 1212 | 803.38 | 143.52 | 145.52 | 2 | 0
2040 | MISO_MO-IL_2_PJM_ROR | MISO_MO-IL | PJM_ROR | Internal | Shoulder | B12 | 200 | 1212 | 0.25 | 129.93 | 131.92 | 2 | 0
2040 | MISO_MO-IL_2_PJM_ROR | MISO_MO-IL | PJM_ROR | Internal | Shoulder | B13 | 600 | 1212 | 0.09 | 127.9 | 129.89 | 2 | 0
2040 | MISO_MO-IL_2_PJM_ROR | MISO_MO-IL | PJM_ROR | Internal | Shoulder | B14 | 900 | 1212 | 1212 | 125.86 | 129.89 | 2 | 2.03
2040 | MISO_MO-IL_2_PJM_ROR | MISO_MO-IL | PJM_ROR | Internal | Shoulder | B15 | 1203 | 1212 | 1212 | 96.01 | 114.57 | 2 | 16.55
2040 | MISO_MO-IL_2_PJM_ROR | MISO_MO-IL | PJM_ROR | Internal | Summer | B1 | 10 | 1212 | 1211.98 | 234.94 | 240.44 | 2 | 3.51
2040 | MISO_MO-IL_2_PJM_ROR | MISO_MO-IL | PJM_ROR | Internal | Summer | B2 | 25 | 1212 | 606.76 | 238.44 | 240.44 | 2 | 0
2040 | MISO_MO-IL_2_PJM_ROR | MISO_MO-IL | PJM_ROR | Internal | Summer | B3 | 75 | 1212 | 0.61 | 238.46 | 240.44 | 2 | 0
2040 | MISO_MO-IL_2_PJM_ROR | MISO_MO-IL | PJM_ROR | Internal | Summer | B4 | 100 | 1212 | 96.69 | 171.46 | 173.46 | 2 | 0
2040 | MISO_MO-IL_2_PJM_ROR | MISO_MO-IL | PJM_ROR | Internal | Summer | B5 | 200 | 1212 | 8.42 | 160.23 | 162.23 | 2 | 0
2040 | MISO_MO-IL_2_PJM_ROR | MISO_MO-IL | PJM_ROR | Internal | Summer | B6 | 300 | 1212 | 0 | 152.92 | 152.73 | 2 | 0
2040 | MISO_MO-IL_2_PJM_ROR | MISO_MO-IL | PJM_ROR | Internal | Summer | B7 | 400 | 1212 | 0.12 | 144.42 | 146.4 | 2 | 0
2040 | MISO_MO-IL_2_PJM_ROR | MISO_MO-IL | PJM_ROR | Internal | Summer | B8 | 500 | 1212 | 0.01 | 128.36 | 130.27 | 2 | 0
2040 | MISO_MO-IL_2_PJM_ROR | MISO_MO-IL | PJM_ROR | Internal | Summer | B9 | 800 | 1212 | 0 | 128.36 | 128.12 | 2 | 0
2040 | MISO_MO-IL_2_PJM_ROR | MISO_MO-IL | PJM_ROR | Internal | Summer | B10 | 1262 | 1212 | 1212 | 105.8 | 122.8 | 2 | 15
2040 | MISO_MO-IL_2_PJM_ROR | MISO_MO-IL | PJM_ROR | Internal | Winter | B16 | 25 | 1212 | 1212 | 132.79 | 149.26 | 2 | 14.47
2040 | MISO_MO-IL_2_PJM_ROR | MISO_MO-IL | PJM_ROR | Internal | Winter | B17 | 100 | 1212 | 1211.99 | 133.33 | 135.88 | 2 | 0.55
2040 | MISO_MO-IL_2_PJM_ROR | MISO_MO-IL | PJM_ROR | Internal | Winter | B18 | 400 | 1212 | 1212 | 128.96 | 133.84 | 2 | 2.88
2040 | MISO_MO-IL_2_PJM_ROR | MISO_MO-IL | PJM_ROR | Internal | Winter | B19 | 700 | 1212 | 1212 | 128.84 | 133.84 | 2 | 3
2040 | MISO_MO-IL_2_PJM_ROR | MISO_MO-IL | PJM_ROR | Internal | Winter | B20 | 935 | 1212 | 1212 | 94.94 | 110.16 | 2 | 13.22
2040 | MISO_MO-IL_2_SPP_N | MISO_MO-IL | SPP_N | Internal | Shoulder | B11 | 25 | 4019 | 0 | 143.52 | 138.53 | 8 | 0
2040 | MISO_MO-IL_2_SPP_N | MISO_MO-IL | SPP_N | Internal | Shoulder | B12 | 200 | 4019 | 0 | 129.93 | 121.79 | 8 | 0
2040 | MISO_MO-IL_2_SPP_N | MISO_MO-IL | SPP_N | Internal | Shoulder | B13 | 600 | 4019 | 0 | 127.9 | 108.2 | 8 | 0
2040 | MISO_MO-IL_2_SPP_N | MISO_MO-IL | SPP_N | Internal | Shoulder | B14 | 900 | 4019 | 0 | 125.86 | 11.28 | 8 | 0
2040 | MISO_MO-IL_2_SPP_N | MISO_MO-IL | SPP_N | Internal | Shoulder | B15 | 1203 | 4019 | 0 | 96.01 | 11.28 | 8 | 0
2040 | MISO_MO-IL_2_SPP_N | MISO_MO-IL | SPP_N | Internal | Summer | B1 | 10 | 4019 | 0 | 234.94 | 11.28 | 8 | 0
2040 | MISO_MO-IL_2_SPP_N | MISO_MO-IL | SPP_N | Internal | Summer | B2 | 25 | 4019 | 0 | 238.44 | 225.44 | 8 | 0
2040 | MISO_MO-IL_2_SPP_N | MISO_MO-IL | SPP_N | Internal | Summer | B3 | 75 | 4019 | 0 | 238.46 | 233.45 | 8 | 0
2040 | MISO_MO-IL_2_SPP_N | MISO_MO-IL | SPP_N | Internal | Summer | B4 | 100 | 4019 | 0 | 171.46 | 166.46 | 8 | 0
2040 | MISO_MO-IL_2_SPP_N | MISO_MO-IL | SPP_N | Internal | Summer | B5 | 200 | 4019 | 0 | 160.23 | 155.23 | 8 | 0
2040 | MISO_MO-IL_2_SPP_N | MISO_MO-IL | SPP_N | Internal | Summer | B6 | 300 | 4019 | 0 | 152.92 | 152.8 | 8 | 0
2040 | MISO_MO-IL_2_SPP_N | MISO_MO-IL | SPP_N | Internal | Summer | B7 | 400 | 4019 | 0 | 144.42 | 147.42 | 8 | 0
2040 | MISO_MO-IL_2_SPP_N | MISO_MO-IL | SPP_N | Internal | Summer | B8 | 500 | 4019 | 0 | 128.36 | 131.36 | 8 | 0
2040 | MISO_MO-IL_2_SPP_N | MISO_MO-IL | SPP_N | Internal | Summer | B9 | 800 | 4019 | 0 | 128.36 | 126.04 | 8 | 0
2040 | MISO_MO-IL_2_SPP_N | MISO_MO-IL | SPP_N | Internal | Summer | B10 | 1262 | 4019 | 0 | 105.8 | 92.78 | 8 | 0
2040 | MISO_MO-IL_2_SPP_N | MISO_MO-IL | SPP_N | Internal | Winter | B16 | 25 | 4019 | 0 | 132.79 | 11.28 | 8 | 0
2040 | MISO_MO-IL_2_SPP_N | MISO_MO-IL | SPP_N | Internal | Winter | B17 | 100 | 4019 | 0 | 133.33 | 11.28 | 8 | 0
2040 | MISO_MO-IL_2_SPP_N | MISO_MO-IL | SPP_N | Internal | Winter | B18 | 400 | 4019 | 0 | 128.96 | 123.84 | 8 | 0
2040 | MISO_MO-IL_2_SPP_N | MISO_MO-IL | SPP_N | Internal | Winter | B19 | 700 | 4019 | 0 | 128.84 | 11.52 | 8 | 0
2040 | MISO_MO-IL_2_SPP_N | MISO_MO-IL | SPP_N | Internal | Winter | B20 | 935 | 4019 | 0 | 94.94 | 11.28 | 8 | 0
2040 | MISO_MO-IL_2_TVA_Transmission | MISO_MO-IL | TVA_Transmission | Internal | Shoulder | B11 | 25 | 4000 | 0 | 143.52 | 144.84 | 8 | 0
2040 | MISO_MO-IL_2_TVA_Transmission | MISO_MO-IL | TVA_Transmission | Internal | Shoulder | B12 | 200 | 4000 | 0 | 129.93 | 134.28 | 8 | 0
2040 | MISO_MO-IL_2_TVA_Transmission | MISO_MO-IL | TVA_Transmission | Internal | Shoulder | B13 | 600 | 4000 | 0 | 127.9 | 133.86 | 8 | 0
2040 | MISO_MO-IL_2_TVA_Transmission | MISO_MO-IL | TVA_Transmission | Internal | Shoulder | B14 | 900 | 4000 | 647.28 | 125.86 | 133.86 | 8 | 0
2040 | MISO_MO-IL_2_TVA_Transmission | MISO_MO-IL | TVA_Transmission | Internal | Shoulder | B15 | 1203 | 4000 | 4000 | 96.01 | 105.56 | 8 | 1.54
2040 | MISO_MO-IL_2_TVA_Transmission | MISO_MO-IL | TVA_Transmission | Internal | Summer | B1 | 10 | 4000 | 112.43 | 234.94 | 242.94 | 8 | 0
2040 | MISO_MO-IL_2_TVA_Transmission | MISO_MO-IL | TVA_Transmission | Internal | Summer | B2 | 25 | 4000 | 656.69 | 238.44 | 246.44 | 8 | 0
2040 | MISO_MO-IL_2_TVA_Transmission | MISO_MO-IL | TVA_Transmission | Internal | Summer | B3 | 75 | 4000 | 0.56 | 238.46 | 246.44 | 8 | 0
2040 | MISO_MO-IL_2_TVA_Transmission | MISO_MO-IL | TVA_Transmission | Internal | Summer | B4 | 100 | 4000 | 95.17 | 171.46 | 179.46 | 8 | 0
2040 | MISO_MO-IL_2_TVA_Transmission | MISO_MO-IL | TVA_Transmission | Internal | Summer | B5 | 200 | 4000 | 0 | 160.23 | 159.9 | 8 | 0
2040 | MISO_MO-IL_2_TVA_Transmission | MISO_MO-IL | TVA_Transmission | Internal | Summer | B6 | 300 | 4000 | 0 | 152.92 | 154.11 | 8 | 0
2040 | MISO_MO-IL_2_TVA_Transmission | MISO_MO-IL | TVA_Transmission | Internal | Summer | B7 | 400 | 4000 | 0 | 144.42 | 143.42 | 8 | 0
2040 | MISO_MO-IL_2_TVA_Transmission | MISO_MO-IL | TVA_Transmission | Internal | Summer | B8 | 500 | 4000 | 0 | 128.36 | 134.15 | 8 | 0
2040 | MISO_MO-IL_2_TVA_Transmission | MISO_MO-IL | TVA_Transmission | Internal | Summer | B9 | 800 | 4000 | 0 | 128.36 | 133.17 | 8 | 0
2040 | MISO_MO-IL_2_TVA_Transmission | MISO_MO-IL | TVA_Transmission | Internal | Summer | B10 | 1262 | 4000 | 784.02 | 105.8 | 113.8 | 8 | 0
2040 | MISO_MO-IL_2_TVA_Transmission | MISO_MO-IL | TVA_Transmission | Internal | Winter | B16 | 25 | 4000 | 3999.97 | 132.79 | 141.59 | 8 | 0.8
2040 | MISO_MO-IL_2_TVA_Transmission | MISO_MO-IL | TVA_Transmission | Internal | Winter | B17 | 100 | 4000 | 0 | 133.33 | 137.37 | 8 | 0
2040 | MISO_MO-IL_2_TVA_Transmission | MISO_MO-IL | TVA_Transmission | Internal | Winter | B18 | 400 | 4000 | 0.01 | 128.96 | 136.84 | 8 | 0
2040 | MISO_MO-IL_2_TVA_Transmission | MISO_MO-IL | TVA_Transmission | Internal | Winter | B19 | 700 | 4000 | 725.68 | 128.84 | 136.84 | 8 | 0
2040 | MISO_MO-IL_2_TVA_Transmission | MISO_MO-IL | TVA_Transmission | Internal | Winter | B20 | 935 | 4000 | 3999.99 | 94.94 | 103.09 | 8 | 0.14
2040 | MISO_W_2_IESO | MISO_W | IESO | Internal | Shoulder | B11 | 25 | 157 | 0 | 143.52 | 99.58 | 8 | 0
2040 | MISO_W_2_IESO | MISO_W | IESO | Internal | Shoulder | B12 | 200 | 157 | 0 | 129.92 | 117.89 | 8 | 0
2040 | MISO_W_2_IESO | MISO_W | IESO | Internal | Shoulder | B13 | 600 | 157 | 0 | 127.89 | 99.58 | 8 | 0
2040 | MISO_W_2_IESO | MISO_W | IESO | Internal | Shoulder | B14 | 900 | 157 | 157 | 76.61 | 99.58 | 8 | 14.97
2040 | MISO_W_2_IESO | MISO_W | IESO | Internal | Shoulder | B15 | 1203 | 157 | 157 | 62.6 | 99.58 | 8 | 28.98
2040 | MISO_W_2_IESO | MISO_W | IESO | Internal | Summer | B1 | 10 | 157 | 0 | 238.44 | 141.39 | 8 | 0
2040 | MISO_W_2_IESO | MISO_W | IESO | Internal | Summer | B2 | 25 | 157 | 0 | 238.44 | 157.51 | 8 | 0
2040 | MISO_W_2_IESO | MISO_W | IESO | Internal | Summer | B3 | 75 | 157 | 0 | 238.44 | 156.51 | 8 | 0
2040 | MISO_W_2_IESO | MISO_W | IESO | Internal | Summer | B4 | 100 | 157 | 0 | 171.46 | 141.39 | 8 | 0
2040 | MISO_W_2_IESO | MISO_W | IESO | Internal | Summer | B5 | 200 | 157 | 0 | 160.23 | 129.98 | 8 | 0
2040 | MISO_W_2_IESO | MISO_W | IESO | Internal | Summer | B6 | 300 | 157 | 0 | 152.9 | 112.76 | 8 | 0
2040 | MISO_W_2_IESO | MISO_W | IESO | Internal | Summer | B7 | 400 | 157 | 0 | 144.4 | 112.76 | 8 | 0
2040 | MISO_W_2_IESO | MISO_W | IESO | Internal | Summer | B8 | 500 | 157 | 0 | 128.27 | 112.76 | 8 | 0
2040 | MISO_W_2_IESO | MISO_W | IESO | Internal | Summer | B9 | 800 | 157 | 0 | 126.12 | 112.76 | 8 | 0
2040 | MISO_W_2_IESO | MISO_W | IESO | Internal | Summer | B10 | 1262 | 157 | 0.04 | 104.77 | 112.76 | 8 | 0
2040 | MISO_W_2_IESO | MISO_W | IESO | Internal | Winter | B16 | 25 | 157 | 157 | 47.66 | 100.83 | 8 | 45.17
2040 | MISO_W_2_IESO | MISO_W | IESO | Internal | Winter | B17 | 100 | 157 | 157 | 76.61 | 100.83 | 8 | 16.22
2040 | MISO_W_2_IESO | MISO_W | IESO | Internal | Winter | B18 | 400 | 157 | 0 | 128.84 | 100.83 | 8 | 0
2040 | MISO_W_2_IESO | MISO_W | IESO | Internal | Winter | B19 | 700 | 157 | 0 | 128.83 | 100.83 | 8 | 0
2040 | MISO_W_2_IESO | MISO_W | IESO | Internal | Winter | B20 | 935 | 157 | 157 | 81.15 | 100.83 | 8 | 11.68
2040 | MISO_W_2_MAPP_CA | MISO_W | MAPP_CA | Internal | Shoulder | B11 | 25 | 700 | 0 | 143.52 | 62.61 | 0.01 | 0
2040 | MISO_W_2_MAPP_CA | MISO_W | MAPP_CA | Internal | Shoulder | B12 | 200 | 700 | 0 | 129.92 | 62.61 | 0.01 | 0
2040 | MISO_W_2_MAPP_CA | MISO_W | MAPP_CA | Internal | Shoulder | B13 | 600 | 700 | 0 | 127.89 | 62.61 | 0.01 | 0
2040 | MISO_W_2_MAPP_CA | MISO_W | MAPP_CA | Internal | Shoulder | B14 | 900 | 700 | 0 | 76.61 | 62.61 | 0.01 | 0
2040 | MISO_W_2_MAPP_CA | MISO_W | MAPP_CA | Internal | Shoulder | B15 | 1203 | 700 | 259.73 | 62.6 | 62.61 | 0.01 | 0
2040 | MISO_W_2_MAPP_CA | MISO_W | MAPP_CA | Internal | Summer | B1 | 10 | 700 | 0 | 238.44 | 104.76 | 0.01 | 0
2040 | MISO_W_2_MAPP_CA | MISO_W | MAPP_CA | Internal | Summer | B2 | 25 | 700 | 0 | 238.44 | 104.76 | 0.01 | 0
2040 | MISO_W_2_MAPP_CA | MISO_W | MAPP_CA | Internal | Summer | B3 | 75 | 700 | 0 | 238.44 | 104.76 | 0.01 | 0
2040 | MISO_W_2_MAPP_CA | MISO_W | MAPP_CA | Internal | Summer | B4 | 100 | 700 | 0 | 171.46 | 104.76 | 0.01 | 0
2040 | MISO_W_2_MAPP_CA | MISO_W | MAPP_CA | Internal | Summer | B5 | 200 | 700 | 0 | 160.23 | 104.76 | 0.01 | 0
2040 | MISO_W_2_MAPP_CA | MISO_W | MAPP_CA | Internal | Summer | B6 | 300 | 700 | 0 | 152.9 | 104.76 | 0.01 | 0
2040 | MISO_W_2_MAPP_CA | MISO_W | MAPP_CA | Internal | Summer | B7 | 400 | 700 | 0 | 144.4 | 104.76 | 0.01 | 0
2040 | MISO_W_2_MAPP_CA | MISO_W | MAPP_CA | Internal | Summer | B8 | 500 | 700 | 0 | 128.27 | 104.76 | 0.01 | 0
2040 | MISO_W_2_MAPP_CA | MISO_W | MAPP_CA | Internal | Summer | B9 | 800 | 700 | 0 | 126.12 | 104.76 | 0.01 | 0
2040 | MISO_W_2_MAPP_CA | MISO_W | MAPP_CA | Internal | Summer | B10 | 1262 | 700 | 0.02 | 104.77 | 104.76 | 0.01 | 0
2040 | MISO_W_2_MAPP_CA | MISO_W | MAPP_CA | Internal | Winter | B16 | 25 | 700 | 700 | 47.66 | 81.17 | 0.01 | 33.5
2040 | MISO_W_2_MAPP_CA | MISO_W | MAPP_CA | Internal | Winter | B17 | 100 | 700 | 700 | 76.61 | 81.17 | 0.01 | 4.54
2040 | MISO_W_2_MAPP_CA | MISO_W | MAPP_CA | Internal | Winter | B18 | 400 | 700 | 0 | 128.84 | 92.83 | 0.01 | 0
2040 | MISO_W_2_MAPP_CA | MISO_W | MAPP_CA | Internal | Winter | B19 | 700 | 700 | 0 | 128.83 | 92.83 | 0.01 | 0
2040 | MISO_W_2_MAPP_CA | MISO_W | MAPP_CA | Internal | Winter | B20 | 935 | 700 | 320.92 | 81.15 | 81.17 | 0.01 | 0
2040 | MISO_W_2_MAPP_US | MISO_W | MAPP_US | Internal | Shoulder | B11 | 25 | 2300 | 0 | 143.52 | 136.52 | 7 | 0
2040 | MISO_W_2_MAPP_US | MISO_W | MAPP_US | Internal | Shoulder | B12 | 200 | 2300 | 0 | 129.92 | 122.92 | 7 | 0
2040 | MISO_W_2_MAPP_US | MISO_W | MAPP_US | Internal | Shoulder | B13 | 600 | 2300 | 0 | 127.89 | 113.19 | 7 | 0
2040 | MISO_W_2_MAPP_US | MISO_W | MAPP_US | Internal | Shoulder | B14 | 900 | 2300 | 0 | 76.61 | 69.61 | 7 | 0
2040 | MISO_W_2_MAPP_US | MISO_W | MAPP_US | Internal | Shoulder | B15 | 1203 | 2300 | 0 | 62.6 | 55.6 | 7 | 0
2040 | MISO_W_2_MAPP_US | MISO_W | MAPP_US | Internal | Summer | B1 | 10 | 2300 | 0 | 238.44 | 231.45 | 7 | 0
2040 | MISO_W_2_MAPP_US | MISO_W | MAPP_US | Internal | Summer | B2 | 25 | 2300 | 0 | 238.44 | 231.44 | 7 | 0
2040 | MISO_W_2_MAPP_US | MISO_W | MAPP_US | Internal | Summer | B3 | 75 | 2300 | 0 | 238.44 | 231.44 | 7 | 0
2040 | MISO_W_2_MAPP_US | MISO_W | MAPP_US | Internal | Summer | B4 | 100 | 2300 | 0 | 171.46 | 164.46 | 7 | 0
2040 | MISO_W_2_MAPP_US | MISO_W | MAPP_US | Internal | Summer | B5 | 200 | 2300 | 0 | 160.23 | 153.23 | 7 | 0
2040 | MISO_W_2_MAPP_US | MISO_W | MAPP_US | Internal | Summer | B6 | 300 | 2300 | 0 | 152.9 | 145.9 | 7 | 0
2040 | MISO_W_2_MAPP_US | MISO_W | MAPP_US | Internal | Summer | B7 | 400 | 2300 | 0 | 144.4 | 137.4 | 7 | 0
2040 | MISO_W_2_MAPP_US | MISO_W | MAPP_US | Internal | Summer | B8 | 500 | 2300 | 0 | 128.27 | 121.27 | 7 | 0
2040 | MISO_W_2_MAPP_US | MISO_W | MAPP_US | Internal | Summer | B9 | 800 | 2300 | 0 | 126.12 | 119.12 | 7 | 0
2040 | MISO_W_2_MAPP_US | MISO_W | MAPP_US | Internal | Summer | B10 | 1262 | 2300 | 0 | 104.77 | 97.77 | 7 | 0
2040 | MISO_W_2_MAPP_US | MISO_W | MAPP_US | Internal | Winter | B16 | 25 | 2300 | 0 | 47.66 | 47.66 | 7 | 0
2040 | MISO_W_2_MAPP_US | MISO_W | MAPP_US | Internal | Winter | B17 | 100 | 2300 | 0 | 76.61 | 69.61 | 7 | 0
2040 | MISO_W_2_MAPP_US | MISO_W | MAPP_US | Internal | Winter | B18 | 400 | 2300 | 0 | 128.84 | 121.83 | 7 | 0
2040 | MISO_W_2_MAPP_US | MISO_W | MAPP_US | Internal | Winter | B19 | 700 | 2300 | 0 | 128.83 | 121.83 | 7 | 0
2040 | MISO_W_2_MAPP_US | MISO_W | MAPP_US | Internal | Winter | B20 | 935 | 2300 | 0 | 81.15 | 74.15 | 7 | 0
2040 | MISO_W_2_MISO_MO-IL | MISO_W | MISO_MO-IL | Internal | Shoulder | B11 | 25 | 3922 | 1.68 | 143.52 | 143.52 | 0.01 | 0
2040 | MISO_W_2_MISO_MO-IL | MISO_W | MISO_MO-IL | Internal | Shoulder | B12 | 200 | 3922 | 1432.46 | 129.92 | 129.93 | 0.01 | 0
2040 | MISO_W_2_MISO_MO-IL | MISO_W | MISO_MO-IL | Internal | Shoulder | B13 | 600 | 3922 | 2468.85 | 127.89 | 127.9 | 0.01 | 0
2040 | MISO_W_2_MISO_MO-IL | MISO_W | MISO_MO-IL | Internal | Shoulder | B14 | 900 | 3922 | 3922 | 76.61 | 125.86 | 0.01 | 49.24
2040 | MISO_W_2_MISO_MO-IL | MISO_W | MISO_MO-IL | Internal | Shoulder | B15 | 1203 | 3922 | 3922 | 62.6 | 96.01 | 0.01 | 33.41
2040 | MISO_W_2_MISO_MO-IL | MISO_W | MISO_MO-IL | Internal | Summer | B1 | 10 | 3922 | 0.02 | 238.44 | 234.94 | 0.01 | 0
2040 | MISO_W_2_MISO_MO-IL | MISO_W | MISO_MO-IL | Internal | Summer | B2 | 25 | 3922 | 1.83 | 238.44 | 238.44 | 0.01 | 0
2040 | MISO_W_2_MISO_MO-IL | MISO_W | MISO_MO-IL | Internal | Summer | B3 | 75 | 3922 | 23.86 | 238.44 | 238.46 | 0.01 | 0
2040 | MISO_W_2_MISO_MO-IL | MISO_W | MISO_MO-IL | Internal | Summer | B4 | 100 | 3922 | 0.73 | 171.46 | 171.46 | 0.01 | 0
2040 | MISO_W_2_MISO_MO-IL | MISO_W | MISO_MO-IL | Internal | Summer | B5 | 200 | 3922 | 0.39 | 160.23 | 160.23 | 0.01 | 0
2040 | MISO_W_2_MISO_MO-IL | MISO_W | MISO_MO-IL | Internal | Summer | B6 | 300 | 3922 | 1979.87 | 152.9 | 152.92 | 0.01 | 0
2040 | MISO_W_2_MISO_MO-IL | MISO_W | MISO_MO-IL | Internal | Summer | B7 | 400 | 3922 | 3166.94 | 144.4 | 144.42 | 0.01 | 0
2040 | MISO_W_2_MISO_MO-IL | MISO_W | MISO_MO-IL | Internal | Summer | B8 | 500 | 3922 | 3921.99 | 128.27 | 128.36 | 0.01 | 0.09
2040 | MISO_W_2_MISO_MO-IL | MISO_W | MISO_MO-IL | Internal | Summer | B9 | 800 | 3922 | 3922 | 126.12 | 128.36 | 0.01 | 2.24
2040 | MISO_W_2_MISO_MO-IL | MISO_W | MISO_MO-IL | Internal | Summer | B10 | 1262 | 3922 | 3922 | 104.77 | 105.8 | 0.01 | 1.01
2040 | MISO_W_2_MISO_MO-IL | MISO_W | MISO_MO-IL | Internal | Winter | B16 | 25 | 3922 | 3922 | 47.66 | 132.79 | 0.01 | 85.12
2040 | MISO_W_2_MISO_MO-IL | MISO_W | MISO_MO-IL | Internal | Winter | B17 | 100 | 3922 | 3922 | 76.61 | 133.33 | 0.01 | 56.71
2040 | MISO_W_2_MISO_MO-IL | MISO_W | MISO_MO-IL | Internal | Winter | B18 | 400 | 3922 | 3921.99 | 128.84 | 128.96 | 0.01 | 0.11
2040 | MISO_W_2_MISO_MO-IL | MISO_W | MISO_MO-IL | Internal | Winter | B19 | 700 | 3922 | 3423.82 | 128.83 | 128.84 | 0.01 | 0
2040 | MISO_W_2_MISO_MO-IL | MISO_W | MISO_MO-IL | Internal | Winter | B20 | 935 | 3922 | 3922 | 81.15 | 94.94 | 0.01 | 13.78
2040 | MISO_W_2_MISO_WUMS | MISO_W | MISO_WUMS | Internal | Shoulder | B11 | 25 | 1667 | 0 | 143.52 | 130.07 | 0.01 | 0
2040 | MISO_W_2_MISO_WUMS | MISO_W | MISO_WUMS | Internal | Shoulder | B12 | 200 | 1667 | 1666.95 | 129.92 | 130 | 0.01 | 0.07
2040 | MISO_W_2_MISO_WUMS | MISO_W | MISO_WUMS | Internal | Shoulder | B13 | 600 | 1667 | 1667 | 127.89 | 130 | 0.01 | 2.1
2040 | MISO_W_2_MISO_WUMS | MISO_W | MISO_WUMS | Internal | Shoulder | B14 | 900 | 1667 | 1667 | 76.61 | 127.89 | 0.01 | 51.27
2040 | MISO_W_2_MISO_WUMS | MISO_W | MISO_WUMS | Internal | Shoulder | B15 | 1203 | 1667 | 1667 | 62.6 | 106.57 | 0.01 | 43.96
2040 | MISO_W_2_MISO_WUMS | MISO_W | MISO_WUMS | Internal | Summer | B1 | 10 | 1667 | 0 | 238.44 | 128.27 | 0.01 | 0
2040 | MISO_W_2_MISO_WUMS | MISO_W | MISO_WUMS | Internal | Summer | B2 | 25 | 1667 | 0 | 238.44 | 149.16 | 0.01 | 0
2040 | MISO_W_2_MISO_WUMS | MISO_W | MISO_WUMS | Internal | Summer | B3 | 75 | 1667 | 0 | 238.44 | 162.25 | 0.01 | 0
2040 | MISO_W_2_MISO_WUMS | MISO_W | MISO_WUMS | Internal | Summer | B4 | 100 | 1667 | 0 | 171.46 | 149.16 | 0.01 | 0
2040 | MISO_W_2_MISO_WUMS | MISO_W | MISO_WUMS | Internal | Summer | B5 | 200 | 1667 | 0 | 160.23 | 149.16 | 0.01 | 0
2040 | MISO_W_2_MISO_WUMS | MISO_W | MISO_WUMS | Internal | Summer | B6 | 300 | 1667 | 0 | 152.9 | 149.16 | 0.01 | 0
2040 | MISO_W_2_MISO_WUMS | MISO_W | MISO_WUMS | Internal | Summer | B7 | 400 | 1667 | 0 | 144.4 | 143.42 | 0.01 | 0
2040 | MISO_W_2_MISO_WUMS | MISO_W | MISO_WUMS | Internal | Summer | B8 | 500 | 1667 | 0.1 | 128.27 | 128.27 | 0.01 | 0
2040 | MISO_W_2_MISO_WUMS | MISO_W | MISO_WUMS | Internal | Summer | B9 | 800 | 1667 | 1667 | 126.12 | 128.27 | 0.01 | 2.14
2040 | MISO_W_2_MISO_WUMS | MISO_W | MISO_WUMS | Internal | Summer | B10 | 1262 | 1667 | 1667 | 104.77 | 122.9 | 0.01 | 18.12
2040 | MISO_W_2_MISO_WUMS | MISO_W | MISO_WUMS | Internal | Winter | B16 | 25 | 1667 | 1667 | 47.66 | 73.5 | 0.01 | 25.83
2040 | MISO_W_2_MISO_WUMS | MISO_W | MISO_WUMS | Internal | Winter | B17 | 100 | 1667 | 1667 | 76.61 | 133.36 | 0.01 | 56.74
2040 | MISO_W_2_MISO_WUMS | MISO_W | MISO_WUMS | Internal | Winter | B18 | 400 | 1667 | 1667 | 128.84 | 131.84 | 0.01 | 2.99
2040 | MISO_W_2_MISO_WUMS | MISO_W | MISO_WUMS | Internal | Winter | B19 | 700 | 1667 | 1667 | 128.83 | 131.84 | 0.01 | 3
2040 | MISO_W_2_MISO_WUMS | MISO_W | MISO_WUMS | Internal | Winter | B20 | 935 | 1667 | 1667 | 81.15 | 104.84 | 0.01 | 23.68
2040 | MISO_W_2_NE | MISO_W | NE | Internal | Shoulder | B11 | 25 | 5289 | 0 | 143.52 | 138.52 | 7 | 0
2040 | MISO_W_2_NE | MISO_W | NE | Internal | Shoulder | B12 | 200 | 5289 | 0 | 129.92 | 121.77 | 7 | 0
2040 | MISO_W_2_NE | MISO_W | NE | Internal | Shoulder | B13 | 600 | 5289 | 0 | 127.89 | 108.19 | 7 | 0
2040 | MISO_W_2_NE | MISO_W | NE | Internal | Shoulder | B14 | 900 | 5289 | 0 | 76.61 | 11.28 | 7 | 0
2040 | MISO_W_2_NE | MISO_W | NE | Internal | Shoulder | B15 | 1203 | 5289 | 0 | 62.6 | 11.28 | 7 | 0
2040 | MISO_W_2_NE | MISO_W | NE | Internal | Summer | B1 | 10 | 5289 | 0 | 238.44 | 233.44 | 7 | 0
2040 | MISO_W_2_NE | MISO_W | NE | Internal | Summer | B2 | 25 | 5289 | 0 | 238.44 | 226.45 | 7 | 0
2040 | MISO_W_2_NE | MISO_W | NE | Internal | Summer | B3 | 75 | 5289 | 0 | 238.44 | 233.44 | 7 | 0
2040 | MISO_W_2_NE | MISO_W | NE | Internal | Summer | B4 | 100 | 5289 | 0 | 171.46 | 166.46 | 7 | 0
2040 | MISO_W_2_NE | MISO_W | NE | Internal | Summer | B5 | 200 | 5289 | 0 | 160.23 | 155.23 | 7 | 0
2040 | MISO_W_2_NE | MISO_W | NE | Internal | Summer | B6 | 300 | 5289 | 0 | 152.9 | 152.78 | 7 | 0
2040 | MISO_W_2_NE | MISO_W | NE | Internal | Summer | B7 | 400 | 5289 | 0 | 144.4 | 139.4 | 7 | 0
2040 | MISO_W_2_NE | MISO_W | NE | Internal | Summer | B8 | 500 | 5289 | 0 | 128.27 | 123.27 | 7 | 0
2040 | MISO_W_2_NE | MISO_W | NE | Internal | Summer | B9 | 800 | 5289 | 0 | 126.12 | 121.12 | 7 | 0
2040 | MISO_W_2_NE | MISO_W | NE | Internal | Summer | B10 | 1262 | 5289 | 0 | 104.77 | 92.77 | 7 | 0
2040 | MISO_W_2_NE | MISO_W | NE | Internal | Winter | B16 | 25 | 5289 | 0 | 47.66 | 11.28 | 7 | 0
2040 | MISO_W_2_NE | MISO_W | NE | Internal | Winter | B17 | 100 | 5289 | 0 | 76.61 | 11.28 | 7 | 0
2040 | MISO_W_2_NE | MISO_W | NE | Internal | Winter | B18 | 400 | 5289 | 0 | 128.84 | 116.83 | 7 | 0
2040 | MISO_W_2_NE | MISO_W | NE | Internal | Winter | B19 | 700 | 5289 | 0 | 128.83 | 11.51 | 7 | 0
2040 | MISO_W_2_NE | MISO_W | NE | Internal | Winter | B20 | 935 | 5289 | 0 | 81.15 | 11.28 | 7 | 0
2040 | MISO_W_2_PJM_ROR | MISO_W | PJM_ROR | Internal | Shoulder | B11 | 25 | 13193 | 5940.16 | 143.52 | 145.52 | 2 | 0
2040 | MISO_W_2_PJM_ROR | MISO_W | PJM_ROR | Internal | Shoulder | B12 | 200 | 13193 | 11814.49 | 129.92 | 131.92 | 2 | 0
2040 | MISO_W_2_PJM_ROR | MISO_W | PJM_ROR | Internal | Shoulder | B13 | 600 | 13193 | 12980.49 | 127.89 | 129.89 | 2 | 0
2040 | MISO_W_2_PJM_ROR | MISO_W | PJM_ROR | Internal | Shoulder | B14 | 900 | 13193 | 13193 | 76.61 | 129.89 | 2 | 51.28
2040 | MISO_W_2_PJM_ROR | MISO_W | PJM_ROR | Internal | Shoulder | B15 | 1203 | 13193 | 13193 | 62.6 | 114.57 | 2 | 49.97
2040 | MISO_W_2_PJM_ROR | MISO_W | PJM_ROR | Internal | Summer | B1 | 10 | 13193 | 4989.03 | 238.44 | 240.44 | 2 | 0
2040 | MISO_W_2_PJM_ROR | MISO_W | PJM_ROR | Internal | Summer | B2 | 25 | 13193 | 11070.98 | 238.44 | 240.44 | 2 | 0
2040 | MISO_W_2_PJM_ROR | MISO_W | PJM_ROR | Internal | Summer | B3 | 75 | 13193 | 3618.74 | 238.44 | 240.44 | 2 | 0
2040 | MISO_W_2_PJM_ROR | MISO_W | PJM_ROR | Internal | Summer | B4 | 100 | 13193 | 3646.9 | 171.46 | 173.46 | 2 | 0
2040 | MISO_W_2_PJM_ROR | MISO_W | PJM_ROR | Internal | Summer | B5 | 200 | 13193 | 2390.89 | 160.23 | 162.23 | 2 | 0
2040 | MISO_W_2_PJM_ROR | MISO_W | PJM_ROR | Internal | Summer | B6 | 300 | 13193 | 0 | 152.9 | 152.73 | 2 | 0
2040 | MISO_W_2_PJM_ROR | MISO_W | PJM_ROR | Internal | Summer | B7 | 400 | 13193 | 2419.04 | 144.4 | 146.4 | 2 | 0
2040 | MISO_W_2_PJM_ROR | MISO_W | PJM_ROR | Internal | Summer | B8 | 500 | 13193 | 7680.25 | 128.27 | 130.27 | 2 | 0
2040 | MISO_W_2_PJM_ROR | MISO_W | PJM_ROR | Internal | Summer | B9 | 800 | 13193 | 5946.43 | 126.12 | 128.12 | 2 | 0
2040 | MISO_W_2_PJM_ROR | MISO_W | PJM_ROR | Internal | Summer | B10 | 1262 | 13193 | 13193 | 104.77 | 122.8 | 2 | 16.02
2040 | MISO_W_2_PJM_ROR | MISO_W | PJM_ROR | Internal | Winter | B16 | 25 | 13193 | 13193 | 47.66 | 149.26 | 2 | 99.6
2040 | MISO_W_2_PJM_ROR | MISO_W | PJM_ROR | Internal | Winter | B17 | 100 | 13193 | 13193 | 76.61 | 135.88 | 2 | 57.27
2040 | MISO_W_2_PJM_ROR | MISO_W | PJM_ROR | Internal | Winter | B18 | 400 | 13193 | 13193 | 128.84 | 133.84 | 2 | 3
2040 | MISO_W_2_PJM_ROR | MISO_W | PJM_ROR | Internal | Winter | B19 | 700 | 13193 | 13193 | 128.83 | 133.84 | 2 | 3.01
2040 | MISO_W_2_PJM_ROR | MISO_W | PJM_ROR | Internal | Winter | B20 | 935 | 13193 | 13193 | 81.15 | 110.16 | 2 | 27.01
2040 | MISO_W_2_SPP_N | MISO_W | SPP_N | Internal | Shoulder | B11 | 25 | 3537 | 0 | 143.52 | 138.53 | 7 | 0
2040 | MISO_W_2_SPP_N | MISO_W | SPP_N | Internal | Shoulder | B12 | 200 | 3537 | 0 | 129.92 | 121.79 | 7 | 0
2040 | MISO_W_2_SPP_N | MISO_W | SPP_N | Internal | Shoulder | B13 | 600 | 3537 | 0 | 127.89 | 108.2 | 7 | 0
2040 | MISO_W_2_SPP_N | MISO_W | SPP_N | Internal | Shoulder | B14 | 900 | 3537 | 0 | 76.61 | 11.28 | 7 | 0
2040 | MISO_W_2_SPP_N | MISO_W | SPP_N | Internal | Shoulder | B15 | 1203 | 3537 | 0 | 62.6 | 11.28 | 7 | 0
2040 | MISO_W_2_SPP_N | MISO_W | SPP_N | Internal | Summer | B1 | 10 | 3537 | 0 | 238.44 | 11.28 | 7 | 0
2040 | MISO_W_2_SPP_N | MISO_W | SPP_N | Internal | Summer | B2 | 25 | 3537 | 0 | 238.44 | 225.44 | 7 | 0
2040 | MISO_W_2_SPP_N | MISO_W | SPP_N | Internal | Summer | B3 | 75 | 3537 | 0 | 238.44 | 233.45 | 7 | 0
2040 | MISO_W_2_SPP_N | MISO_W | SPP_N | Internal | Summer | B4 | 100 | 3537 | 0 | 171.46 | 166.46 | 7 | 0
2040 | MISO_W_2_SPP_N | MISO_W | SPP_N | Internal | Summer | B5 | 200 | 3537 | 0 | 160.23 | 155.23 | 7 | 0
2040 | MISO_W_2_SPP_N | MISO_W | SPP_N | Internal | Summer | B6 | 300 | 3537 | 0 | 152.9 | 152.8 | 7 | 0
2040 | MISO_W_2_SPP_N | MISO_W | SPP_N | Internal | Summer | B7 | 400 | 3537 | 0 | 144.4 | 147.42 | 7 | 0
2040 | MISO_W_2_SPP_N | MISO_W | SPP_N | Internal | Summer | B8 | 500 | 3537 | 0 | 128.27 | 131.36 | 7 | 0
2040 | MISO_W_2_SPP_N | MISO_W | SPP_N | Internal | Summer | B9 | 800 | 3537 | 0 | 126.12 | 126.04 | 7 | 0
2040 | MISO_W_2_SPP_N | MISO_W | SPP_N | Internal | Summer | B10 | 1262 | 3537 | 0 | 104.77 | 92.78 | 7 | 0
2040 | MISO_W_2_SPP_N | MISO_W | SPP_N | Internal | Winter | B16 | 25 | 3537 | 0 | 47.66 | 11.28 | 7 | 0
2040 | MISO_W_2_SPP_N | MISO_W | SPP_N | Internal | Winter | B17 | 100 | 3537 | 0 | 76.61 | 11.28 | 7 | 0
2040 | MISO_W_2_SPP_N | MISO_W | SPP_N | Internal | Winter | B18 | 400 | 3537 | 0 | 128.84 | 123.84 | 7 | 0
2040 | MISO_W_2_SPP_N | MISO_W | SPP_N | Internal | Winter | B19 | 700 | 3537 | 0 | 128.83 | 11.52 | 7 | 0
2040 | MISO_W_2_SPP_N | MISO_W | SPP_N | Internal | Winter | B20 | 935 | 3537 | 0 | 81.15 | 11.28 | 7 | 0
2040 | MISO_WUMS_2_MISO_MI | MISO_WUMS | MISO_MI | Internal | Shoulder | B11 | 25 | 787 | 417.32 | 130.07 | 130.08 | 0.01 | 0
2040 | MISO_WUMS_2_MISO_MI | MISO_WUMS | MISO_MI | Internal | Shoulder | B12 | 200 | 787 | 98.09 | 130 | 130.01 | 0.01 | 0
2040 | MISO_WUMS_2_MISO_MI | MISO_WUMS | MISO_MI | Internal | Shoulder | B13 | 600 | 787 | 24.32 | 130 | 130.01 | 0.01 | 0
2040 | MISO_WUMS_2_MISO_MI | MISO_WUMS | MISO_MI | Internal | Shoulder | B14 | 900 | 787 | 293.72 | 127.89 | 127.9 | 0.01 | 0
2040 | MISO_WUMS_2_MISO_MI | MISO_WUMS | MISO_MI | Internal | Shoulder | B15 | 1203 | 787 | 713.44 | 106.57 | 106.58 | 0.01 | 0
2040 | MISO_WUMS_2_MISO_MI | MISO_WUMS | MISO_MI | Internal | Summer | B1 | 10 | 787 | 787 | 128.27 | 185.58 | 0.01 | 57.3
2040 | MISO_WUMS_2_MISO_MI | MISO_WUMS | MISO_MI | Internal | Summer | B2 | 25 | 787 | 787 | 149.16 | 238.44 | 0.01 | 89.27
2040 | MISO_WUMS_2_MISO_MI | MISO_WUMS | MISO_MI | Internal | Summer | B3 | 75 | 787 | 787 | 162.25 | 230.46 | 0.01 | 68.19
2040 | MISO_WUMS_2_MISO_MI | MISO_WUMS | MISO_MI | Internal | Summer | B4 | 100 | 787 | 787 | 149.16 | 171.46 | 0.01 | 22.29
2040 | MISO_WUMS_2_MISO_MI | MISO_WUMS | MISO_MI | Internal | Summer | B5 | 200 | 787 | 787 | 149.16 | 160.23 | 0.01 | 11.06
2040 | MISO_WUMS_2_MISO_MI | MISO_WUMS | MISO_MI | Internal | Summer | B6 | 300 | 787 | 787 | 149.16 | 149.82 | 0.01 | 0.65
2040 | MISO_WUMS_2_MISO_MI | MISO_WUMS | MISO_MI | Internal | Summer | B7 | 400 | 787 | 508.59 | 143.42 | 143.43 | 0.01 | 0
2040 | MISO_WUMS_2_MISO_MI | MISO_WUMS | MISO_MI | Internal | Summer | B8 | 500 | 787 | 786.99 | 128.27 | 128.36 | 0.01 | 0.09
2040 | MISO_WUMS_2_MISO_MI | MISO_WUMS | MISO_MI | Internal | Summer | B9 | 800 | 787 | 786.99 | 128.27 | 128.36 | 0.01 | 0.09
2040 | MISO_WUMS_2_MISO_MI | MISO_WUMS | MISO_MI | Internal | Summer | B10 | 1262 | 787 | 787 | 122.9 | 124.8 | 0.01 | 1.88
2040 | MISO_WUMS_2_MISO_MI | MISO_WUMS | MISO_MI | Internal | Winter | B16 | 25 | 787 | 787 | 73.5 | 132.79 | 0.01 | 59.28
2040 | MISO_WUMS_2_MISO_MI | MISO_WUMS | MISO_MI | Internal | Winter | B17 | 100 | 787 | 0.32 | 133.36 | 133.35 | 0.01 | 0
2040 | MISO_WUMS_2_MISO_MI | MISO_WUMS | MISO_MI | Internal | Winter | B18 | 400 | 787 | 0.14 | 131.84 | 131.84 | 0.01 | 0
2040 | MISO_WUMS_2_MISO_MI | MISO_WUMS | MISO_MI | Internal | Winter | B19 | 700 | 787 | 0.07 | 131.84 | 131.84 | 0.01 | 0
2040 | MISO_WUMS_2_MISO_MI | MISO_WUMS | MISO_MI | Internal | Winter | B20 | 935 | 787 | 787 | 104.84 | 107.83 | 0.01 | 2.98
2040 | MISO_WUMS_2_MISO_W | MISO_WUMS | MISO_W | Internal | Shoulder | B11 | 25 | 1175 | 1175 | 130.07 | 143.52 | 0.01 | 13.43
2040 | MISO_WUMS_2_MISO_W | MISO_WUMS | MISO_W | Internal | Shoulder | B12 | 200 | 1175 | 0.03 | 130 | 129.92 | 0.01 | 0
2040 | MISO_WUMS_2_MISO_W | MISO_WUMS | MISO_W | Internal | Shoulder | B13 | 600 | 1175 | 0 | 130 | 127.89 | 0.01 | 0
2040 | MISO_WUMS_2_MISO_W | MISO_WUMS | MISO_W | Internal | Shoulder | B14 | 900 | 1175 | 0 | 127.89 | 76.61 | 0.01 | 0
2040 | MISO_WUMS_2_MISO_W | MISO_WUMS | MISO_W | Internal | Shoulder | B15 | 1203 | 1175 | 0 | 106.57 | 62.6 | 0.01 | 0
2040 | MISO_WUMS_2_MISO_W | MISO_WUMS | MISO_W | Internal | Summer | B1 | 10 | 1175 | 1175 | 128.27 | 238.44 | 0.01 | 110.17
2040 | MISO_WUMS_2_MISO_W | MISO_WUMS | MISO_W | Internal | Summer | B2 | 25 | 1175 | 1175 | 149.16 | 238.44 | 0.01 | 89.27
2040 | MISO_WUMS_2_MISO_W | MISO_WUMS | MISO_W | Internal | Summer | B3 | 75 | 1175 | 1175 | 162.25 | 238.44 | 0.01 | 76.18
2040 | MISO_WUMS_2_MISO_W | MISO_WUMS | MISO_W | Internal | Summer | B4 | 100 | 1175 | 1175 | 149.16 | 171.46 | 0.01 | 22.29
2040 | MISO_WUMS_2_MISO_W | MISO_WUMS | MISO_W | Internal | Summer | B5 | 200 | 1175 | 1175 | 149.16 | 160.23 | 0.01 | 11.06
2040 | MISO_WUMS_2_MISO_W | MISO_WUMS | MISO_W | Internal | Summer | B6 | 300 | 1175 | 1175 | 149.16 | 152.9 | 0.01 | 3.73
2040 | MISO_WUMS_2_MISO_W | MISO_WUMS | MISO_W | Internal | Summer | B7 | 400 | 1175 | 1175 | 143.42 | 144.4 | 0.01 | 0.98
2040 | MISO_WUMS_2_MISO_W | MISO_WUMS | MISO_W | Internal | Summer | B8 | 500 | 1175 | 0.1 | 128.27 | 128.27 | 0.01 | 0
2040 | MISO_WUMS_2_MISO_W | MISO_WUMS | MISO_W | Internal | Summer | B9 | 800 | 1175 | 0 | 128.27 | 126.12 | 0.01 | 0
2040 | MISO_WUMS_2_MISO_W | MISO_WUMS | MISO_W | Internal | Summer | B10 | 1262 | 1175 | 0 | 122.9 | 104.77 | 0.01 | 0
2040 | MISO_WUMS_2_MISO_W | MISO_WUMS | MISO_W | Internal | Winter | B16 | 25 | 1175 | 0 | 73.5 | 47.66 | 0.01 | 0
2040 | MISO_WUMS_2_MISO_W | MISO_WUMS | MISO_W | Internal | Winter | B17 | 100 | 1175 | 0 | 133.36 | 76.61 | 0.01 | 0
2040 | MISO_WUMS_2_MISO_W | MISO_WUMS | MISO_W | Internal | Winter | B18 | 400 | 1175 | 0 | 131.84 | 128.84 | 0.01 | 0
2040 | MISO_WUMS_2_MISO_W | MISO_WUMS | MISO_W | Internal | Winter | B19 | 700 | 1175 | 0 | 131.84 | 128.83 | 0.01 | 0
2040 | MISO_WUMS_2_MISO_W | MISO_WUMS | MISO_W | Internal | Winter | B20 | 935 | 1175 | 0 | 104.84 | 81.15 | 0.01 | 0
2040 | MISO_WUMS_2_PJM_ROR | MISO_WUMS | PJM_ROR | Internal | Shoulder | B11 | 25 | 1600 | 1600 | 130.07 | 145.52 | 2 | 13.45
2040 | MISO_WUMS_2_PJM_ROR | MISO_WUMS | PJM_ROR | Internal | Shoulder | B12 | 200 | 1600 | 0.04 | 130 | 131.92 | 2 | 0
2040 | MISO_WUMS_2_PJM_ROR | MISO_WUMS | PJM_ROR | Internal | Shoulder | B13 | 600 | 1600 | 0 | 130 | 129.89 | 2 | 0
2040 | MISO_WUMS_2_PJM_ROR | MISO_WUMS | PJM_ROR | Internal | Shoulder | B14 | 900 | 1600 | 347.4 | 127.89 | 129.89 | 2 | 0
2040 | MISO_WUMS_2_PJM_ROR | MISO_WUMS | PJM_ROR | Internal | Shoulder | B15 | 1203 | 1600 | 1600 | 106.57 | 114.57 | 2 | 6
2040 | MISO_WUMS_2_PJM_ROR | MISO_WUMS | PJM_ROR | Internal | Summer | B1 | 10 | 1600 | 1600 | 128.27 | 240.44 | 2 | 110.18
2040 | MISO_WUMS_2_PJM_ROR | MISO_WUMS | PJM_ROR | Internal | Summer | B2 | 25 | 1600 | 1600 | 149.16 | 240.44 | 2 | 89.29
2040 | MISO_WUMS_2_PJM_ROR | MISO_WUMS | PJM_ROR | Internal | Summer | B3 | 75 | 1600 | 1600 | 162.25 | 240.44 | 2 | 76.19
2040 | MISO_WUMS_2_PJM_ROR | MISO_WUMS | PJM_ROR | Internal | Summer | B4 | 100 | 1600 | 1600 | 149.16 | 173.46 | 2 | 22.3
2040 | MISO_WUMS_2_PJM_ROR | MISO_WUMS | PJM_ROR | Internal | Summer | B5 | 200 | 1600 | 1600 | 149.16 | 162.23 | 2 | 11.07
2040 | MISO_WUMS_2_PJM_ROR | MISO_WUMS | PJM_ROR | Internal | Summer | B6 | 300 | 1600 | 1600 | 149.16 | 152.73 | 2 | 1.57
2040 | MISO_WUMS_2_PJM_ROR | MISO_WUMS | PJM_ROR | Internal | Summer | B7 | 400 | 1600 | 1600 | 143.42 | 146.4 | 2 | 0.99
2040 | MISO_WUMS_2_PJM_ROR | MISO_WUMS | PJM_ROR | Internal | Summer | B8 | 500 | 1600 | 787.88 | 128.27 | 130.27 | 2 | 0
2040 | MISO_WUMS_2_PJM_ROR | MISO_WUMS | PJM_ROR | Internal | Summer | B9 | 800 | 1600 | 0 | 128.27 | 128.12 | 2 | 0
2040 | MISO_WUMS_2_PJM_ROR | MISO_WUMS | PJM_ROR | Internal | Summer | B10 | 1262 | 1600 | 0 | 122.9 | 122.8 | 2 | 0
2040 | MISO_WUMS_2_PJM_ROR | MISO_WUMS | PJM_ROR | Internal | Winter | B16 | 25 | 1600 | 1600 | 73.5 | 149.26 | 2 | 73.76
2040 | MISO_WUMS_2_PJM_ROR | MISO_WUMS | PJM_ROR | Internal | Winter | B17 | 100 | 1600 | 1599.99 | 133.36 | 135.88 | 2 | 0.51
2040 | MISO_WUMS_2_PJM_ROR | MISO_WUMS | PJM_ROR | Internal | Winter | B18 | 400 | 1600 | 708.69 | 131.84 | 133.84 | 2 | 0
2040 | MISO_WUMS_2_PJM_ROR | MISO_WUMS | PJM_ROR | Internal | Winter | B19 | 700 | 1600 | 782.11 | 131.84 | 133.84 | 2 | 0
2040 | MISO_WUMS_2_PJM_ROR | MISO_WUMS | PJM_ROR | Internal | Winter | B20 | 935 | 1600 | 1600 | 104.84 | 110.16 | 2 | 3.32
2040 | NE_2_MAPP_US | NE | MAPP_US | Internal | Shoulder | B11 | 25 | 1600 | 0 | 138.52 | 136.52 | 5 | 0
2040 | NE_2_MAPP_US | NE | MAPP_US | Internal | Shoulder | B12 | 200 | 1600 | 0 | 121.77 | 122.92 | 5 | 0
2040 | NE_2_MAPP_US | NE | MAPP_US | Internal | Shoulder | B13 | 600 | 1600 | 874.88 | 108.19 | 113.19 | 5 | 0
2040 | NE_2_MAPP_US | NE | MAPP_US | Internal | Shoulder | B14 | 900 | 1600 | 1600 | 11.28 | 69.61 | 5 | 53.33
2040 | NE_2_MAPP_US | NE | MAPP_US | Internal | Shoulder | B15 | 1203 | 1600 | 1600 | 11.28 | 55.6 | 5 | 39.32
2040 | NE_2_MAPP_US | NE | MAPP_US | Internal | Summer | B1 | 10 | 1600 | 0 | 233.44 | 231.45 | 5 | 0
2040 | NE_2_MAPP_US | NE | MAPP_US | Internal | Summer | B2 | 25 | 1600 | 56.75 | 226.45 | 231.44 | 5 | 0
2040 | NE_2_MAPP_US | NE | MAPP_US | Internal | Summer | B3 | 75 | 1600 | 0 | 233.44 | 231.44 | 5 | 0
2040 | NE_2_MAPP_US | NE | MAPP_US | Internal | Summer | B4 | 100 | 1600 | 0 | 166.46 | 164.46 | 5 | 0
2040 | NE_2_MAPP_US | NE | MAPP_US | Internal | Summer | B5 | 200 | 1600 | 0 | 155.23 | 153.23 | 5 | 0
2040 | NE_2_MAPP_US | NE | MAPP_US | Internal | Summer | B6 | 300 | 1600 | 0 | 152.78 | 145.9 | 5 | 0
2040 | NE_2_MAPP_US | NE | MAPP_US | Internal | Summer | B7 | 400 | 1600 | 0 | 139.4 | 137.4 | 5 | 0
2040 | NE_2_MAPP_US | NE | MAPP_US | Internal | Summer | B8 | 500 | 1600 | 0 | 123.27 | 121.27 | 5 | 0
2040 | NE_2_MAPP_US | NE | MAPP_US | Internal | Summer | B9 | 800 | 1600 | 0 | 121.12 | 119.12 | 5 | 0
2040 | NE_2_MAPP_US | NE | MAPP_US | Internal | Summer | B10 | 1262 | 1600 | 863.29 | 92.77 | 97.77 | 5 | 0
2040 | NE_2_MAPP_US | NE | MAPP_US | Internal | Winter | B16 | 25 | 1600 | 1600 | 11.28 | 47.66 | 5 | 31.38
2040 | NE_2_MAPP_US | NE | MAPP_US | Internal | Winter | B17 | 100 | 1600 | 1600 | 11.28 | 69.61 | 5 | 53.33
2040 | NE_2_MAPP_US | NE | MAPP_US | Internal | Winter | B18 | 400 | 1600 | 1476.81 | 116.83 | 121.83 | 5 | 0
2040 | NE_2_MAPP_US | NE | MAPP_US | Internal | Winter | B19 | 700 | 1600 | 1600 | 11.51 | 121.83 | 5 | 105.32
2040 | NE_2_MAPP_US | NE | MAPP_US | Internal | Winter | B20 | 935 | 1600 | 1600 | 11.28 | 74.15 | 5 | 57.87
2040 | NE_2_MISO_W | NE | MISO_W | Internal | Shoulder | B11 | 25 | 4089 | 918.01 | 138.52 | 143.52 | 5 | 0
2040 | NE_2_MISO_W | NE | MISO_W | Internal | Shoulder | B12 | 200 | 4089 | 4089 | 121.77 | 129.92 | 5 | 3.15
2040 | NE_2_MISO_W | NE | MISO_W | Internal | Shoulder | B13 | 600 | 4089 | 4089 | 108.19 | 127.89 | 5 | 14.7
2040 | NE_2_MISO_W | NE | MISO_W | Internal | Shoulder | B14 | 900 | 4089 | 4089 | 11.28 | 76.61 | 5 | 60.33
2040 | NE_2_MISO_W | NE | MISO_W | Internal | Shoulder | B15 | 1203 | 4089 | 4089 | 11.28 | 62.6 | 5 | 46.32
2040 | NE_2_MISO_W | NE | MISO_W | Internal | Summer | B1 | 10 | 4089 | 1538.21 | 233.44 | 238.44 | 5 | 0
2040 | NE_2_MISO_W | NE | MISO_W | Internal | Summer | B2 | 25 | 4089 | 4089 | 226.45 | 238.44 | 5 | 7
2040 | NE_2_MISO_W | NE | MISO_W | Internal | Summer | B3 | 75 | 4089 | 2274.75 | 233.44 | 238.44 | 5 | 0
2040 | NE_2_MISO_W | NE | MISO_W | Internal | Summer | B4 | 100 | 4089 | 963.51 | 166.46 | 171.46 | 5 | 0
2040 | NE_2_MISO_W | NE | MISO_W | Internal | Summer | B5 | 200 | 4089 | 758.52 | 155.23 | 160.23 | 5 | 0
2040 | NE_2_MISO_W | NE | MISO_W | Internal | Summer | B6 | 300 | 4089 | 0 | 152.78 | 152.9 | 5 | 0
2040 | NE_2_MISO_W | NE | MISO_W | Internal | Summer | B7 | 400 | 4089 | 491.16 | 139.4 | 144.4 | 5 | 0
2040 | NE_2_MISO_W | NE | MISO_W | Internal | Summer | B8 | 500 | 4089 | 2349.81 | 123.27 | 128.27 | 5 | 0
2040 | NE_2_MISO_W | NE | MISO_W | Internal | Summer | B9 | 800 | 4089 | 1843.78 | 121.12 | 126.12 | 5 | 0
2040 | NE_2_MISO_W | NE | MISO_W | Internal | Summer | B10 | 1262 | 4089 | 4089 | 92.77 | 104.77 | 5 | 7
2040 | NE_2_MISO_W | NE | MISO_W | Internal | Winter | B16 | 25 | 4089 | 4089 | 11.28 | 47.66 | 5 | 31.38
2040 | NE_2_MISO_W | NE | MISO_W | Internal | Winter | B17 | 100 | 4089 | 4089 | 11.28 | 76.61 | 5 | 60.33
2040 | NE_2_MISO_W | NE | MISO_W | Internal | Winter | B18 | 400 | 4089 | 4089 | 116.83 | 128.84 | 5 | 7.01
2040 | NE_2_MISO_W | NE | MISO_W | Internal | Winter | B19 | 700 | 4089 | 4089 | 11.51 | 128.83 | 5 | 112.32
2040 | NE_2_MISO_W | NE | MISO_W | Internal | Winter | B20 | 935 | 4089 | 4089 | 11.28 | 81.15 | 5 | 64.87
2040 | NE_2_SPP_N | NE | SPP_N | Internal | Shoulder | B11 | 25 | 1960 | 1915.73 | 138.52 | 138.53 | 0.01 | 0
2040 | NE_2_SPP_N | NE | SPP_N | Internal | Shoulder | B12 | 200 | 1960 | 1033.65 | 121.77 | 121.79 | 0.01 | 0
2040 | NE_2_SPP_N | NE | SPP_N | Internal | Shoulder | B13 | 600 | 1960 | 1265.34 | 108.19 | 108.2 | 0.01 | 0
2040 | NE_2_SPP_N | NE | SPP_N | Internal | Shoulder | B14 | 900 | 1960 | 0.06 | 11.28 | 11.28 | 0.01 | 0
2040 | NE_2_SPP_N | NE | SPP_N | Internal | Shoulder | B15 | 1203 | 1960 | 0.04 | 11.28 | 11.28 | 0.01 | 0
2040 | NE_2_SPP_N | NE | SPP_N | Internal | Summer | B1 | 10 | 1960 | 0 | 233.44 | 11.28 | 0.01 | 0
2040 | NE_2_SPP_N | NE | SPP_N | Internal | Summer | B2 | 25 | 1960 | 0.02 | 226.45 | 225.44 | 0.01 | 0
2040 | NE_2_SPP_N | NE | SPP_N | Internal | Summer | B3 | 75 | 1960 | 0.7 | 233.44 | 233.45 | 0.01 | 0
2040 | NE_2_SPP_N | NE | SPP_N | Internal | Summer | B4 | 100 | 1960 | 0.47 | 166.46 | 166.46 | 0.01 | 0
2040 | NE_2_SPP_N | NE | SPP_N | Internal | Summer | B5 | 200 | 1960 | 0.31 | 155.23 | 155.23 | 0.01 | 0
2040 | NE_2_SPP_N | NE | SPP_N | Internal | Summer | B6 | 300 | 1960 | 1247.43 | 152.78 | 152.8 | 0.01 | 0
2040 | NE_2_SPP_N | NE | SPP_N | Internal | Summer | B7 | 400 | 1960 | 1960 | 139.4 | 147.42 | 0.01 | 8
2040 | NE_2_SPP_N | NE | SPP_N | Internal | Summer | B8 | 500 | 1960 | 1960 | 123.27 | 131.36 | 0.01 | 8.09
2040 | NE_2_SPP_N | NE | SPP_N | Internal | Summer | B9 | 800 | 1960 | 1960 | 121.12 | 126.04 | 0.01 | 4.91
2040 | NE_2_SPP_N | NE | SPP_N | Internal | Summer | B10 | 1262 | 1960 | 470.51 | 92.77 | 92.78 | 0.01 | 0
2040 | NE_2_SPP_N | NE | SPP_N | Internal | Winter | B16 | 25 | 1960 | 2.36 | 11.28 | 11.28 | 0.01 | 0
2040 | NE_2_SPP_N | NE | SPP_N | Internal | Winter | B17 | 100 | 1960 | 0.68 | 11.28 | 11.28 | 0.01 | 0
2040 | NE_2_SPP_N | NE | SPP_N | Internal | Winter | B18 | 400 | 1960 | 1960 | 116.83 | 123.84 | 0.01 | 7
2040 | NE_2_SPP_N | NE | SPP_N | Internal | Winter | B19 | 700 | 1960 | 808.42 | 11.51 | 11.52 | 0.01 | 0
2040 | NE_2_SPP_N | NE | SPP_N | Internal | Winter | B20 | 935 | 1960 | 0.06 | 11.28 | 11.28 | 0.01 | 0
2040 | NEISO_2_NYISO_A-F | NEISO | NYISO_A-F | Internal | Shoulder | B11 | 25 | 600 | 600 | 82.59 | 106.58 | 3 | 20.99
2040 | NEISO_2_NYISO_A-F | NEISO | NYISO_A-F | Internal | Shoulder | B12 | 200 | 600 | 600 | 82.59 | 124.89 | 3 | 39.3
2040 | NEISO_2_NYISO_A-F | NEISO | NYISO_A-F | Internal | Shoulder | B13 | 600 | 600 | 600 | 82.59 | 106.58 | 3 | 20.99
2040 | NEISO_2_NYISO_A-F | NEISO | NYISO_A-F | Internal | Shoulder | B14 | 900 | 600 | 600 | 82.59 | 106.58 | 3 | 20.99
2040 | NEISO_2_NYISO_A-F | NEISO | NYISO_A-F | Internal | Shoulder | B15 | 1203 | 600 | 600 | 82.59 | 106.58 | 3 | 20.99
2040 | NEISO_2_NYISO_A-F | NEISO | NYISO_A-F | Internal | Summer | B1 | 10 | 600 | 0 | 160.51 | 144.74 | 3 | 0
2040 | NEISO_2_NYISO_A-F | NEISO | NYISO_A-F | Internal | Summer | B2 | 25 | 600 | 0 | 202.01 | 164.51 | 3 | 0
2040 | NEISO_2_NYISO_A-F | NEISO | NYISO_A-F | Internal | Summer | B3 | 75 | 600 | 19.4 | 160.51 | 163.51 | 3 | 0
2040 | NEISO_2_NYISO_A-F | NEISO | NYISO_A-F | Internal | Summer | B4 | 100 | 600 | 600 | 137.79 | 148.39 | 3 | 7.6
2040 | NEISO_2_NYISO_A-F | NEISO | NYISO_A-F | Internal | Summer | B5 | 200 | 600 | 600 | 137.79 | 144.74 | 3 | 3.94
2040 | NEISO_2_NYISO_A-F | NEISO | NYISO_A-F | Internal | Summer | B6 | 300 | 600 | 600 | 137.79 | 144.74 | 3 | 3.94
2040 | NEISO_2_NYISO_A-F | NEISO | NYISO_A-F | Internal | Summer | B7 | 400 | 600 | 0.1 | 137.54 | 140.53 | 3 | 0
2040 | NEISO_2_NYISO_A-F | NEISO | NYISO_A-F | Internal | Summer | B8 | 500 | 600 | 0 | 135.58 | 131.72 | 3 | 0
2040 | NEISO_2_NYISO_A-F | NEISO | NYISO_A-F | Internal | Summer | B9 | 800 | 600 | 176.49 | 118.6 | 121.6 | 3 | 0
2040 | NEISO_2_NYISO_A-F | NEISO | NYISO_A-F | Internal | Summer | B10 | 1262 | 600 | 52.36 | 118.6 | 121.6 | 3 | 0
2040 | NEISO_2_NYISO_A-F | NEISO | NYISO_A-F | Internal | Winter | B16 | 25 | 600 | 600 | 82.59 | 102.17 | 3 | 16.58
2040 | NEISO_2_NYISO_A-F | NEISO | NYISO_A-F | Internal | Winter | B17 | 100 | 600 | 600 | 82.59 | 102.17 | 3 | 16.58
2040 | NEISO_2_NYISO_A-F | NEISO | NYISO_A-F | Internal | Winter | B18 | 400 | 600 | 600 | 82.59 | 102.17 | 3 | 16.58
2040 | NEISO_2_NYISO_A-F | NEISO | NYISO_A-F | Internal | Winter | B19 | 700 | 600 | 600 | 82.59 | 102.17 | 3 | 16.58
2040 | NEISO_2_NYISO_A-F | NEISO | NYISO_A-F | Internal | Winter | B20 | 935 | 600 | 600 | 82.59 | 102.17 | 3 | 16.58
2040 | NEISO_2_NYISO_G-I | NEISO | NYISO_G-I | Internal | Shoulder | B11 | 25 | 600 | 600 | 82.59 | 142.6 | 3 | 57.01
2040 | NEISO_2_NYISO_G-I | NEISO | NYISO_G-I | Internal | Shoulder | B12 | 200 | 600 | 600 | 82.59 | 142.6 | 3 | 57.01
2040 | NEISO_2_NYISO_G-I | NEISO | NYISO_G-I | Internal | Shoulder | B13 | 600 | 600 | 600 | 82.59 | 142.6 | 3 | 57.01
2040 | NEISO_2_NYISO_G-I | NEISO | NYISO_G-I | Internal | Shoulder | B14 | 900 | 600 | 600 | 82.59 | 123.14 | 3 | 37.55
2040 | NEISO_2_NYISO_G-I | NEISO | NYISO_G-I | Internal | Shoulder | B15 | 1203 | 600 | 600 | 82.59 | 106.59 | 3 | 21
2040 | NEISO_2_NYISO_G-I | NEISO | NYISO_G-I | Internal | Summer | B1 | 10 | 600 | 600 | 160.51 | 274.49 | 3 | 110.98
2040 | NEISO_2_NYISO_G-I | NEISO | NYISO_G-I | Internal | Summer | B2 | 25 | 600 | 600 | 202.01 | 232.47 | 3 | 27.46
2040 | NEISO_2_NYISO_G-I | NEISO | NYISO_G-I | Internal | Summer | B3 | 75 | 600 | 600 | 160.51 | 198.56 | 3 | 35.05
2040 | NEISO_2_NYISO_G-I | NEISO | NYISO_G-I | Internal | Summer | B4 | 100 | 600 | 600 | 137.79 | 165.48 | 3 | 24.68
2040 | NEISO_2_NYISO_G-I | NEISO | NYISO_G-I | Internal | Summer | B5 | 200 | 600 | 600 | 137.79 | 154.25 | 3 | 13.46
2040 | NEISO_2_NYISO_G-I | NEISO | NYISO_G-I | Internal | Summer | B6 | 300 | 600 | 600 | 137.79 | 144.75 | 3 | 3.96
2040 | NEISO_2_NYISO_G-I | NEISO | NYISO_G-I | Internal | Summer | B7 | 400 | 600 | 432.94 | 137.54 | 140.54 | 3 | 0
2040 | NEISO_2_NYISO_G-I | NEISO | NYISO_G-I | Internal | Summer | B8 | 500 | 600 | 506.03 | 135.58 | 138.58 | 3 | 0
2040 | NEISO_2_NYISO_G-I | NEISO | NYISO_G-I | Internal | Summer | B9 | 800 | 600 | 599.94 | 118.6 | 121.61 | 3 | 0.01
2040 | NEISO_2_NYISO_G-I | NEISO | NYISO_G-I | Internal | Summer | B10 | 1262 | 600 | 599.96 | 118.6 | 121.61 | 3 | 0.01
2040 | NEISO_2_NYISO_G-I | NEISO | NYISO_G-I | Internal | Winter | B16 | 25 | 600 | 600 | 82.59 | 153.29 | 3 | 67.7
2040 | NEISO_2_NYISO_G-I | NEISO | NYISO_G-I | Internal | Winter | B17 | 100 | 600 | 600 | 82.59 | 153.29 | 3 | 67.7
2040 | NEISO_2_NYISO_G-I | NEISO | NYISO_G-I | Internal | Winter | B18 | 400 | 600 | 600 | 82.59 | 148.77 | 3 | 63.18
2040 | NEISO_2_NYISO_G-I | NEISO | NYISO_G-I | Internal | Winter | B19 | 700 | 600 | 600 | 82.59 | 127.04 | 3 | 41.45
2040 | NEISO_2_NYISO_G-I | NEISO | NYISO_G-I | Internal | Winter | B20 | 935 | 600 | 600 | 82.59 | 102.19 | 3 | 16.6
2040 | NEISO_2_NYISO_J-K | NEISO | NYISO_J-K | Internal | Shoulder | B11 | 25 | 745 | 745 | 82.59 | 142.61 | 3 | 57.02
2040 | NEISO_2_NYISO_J-K | NEISO | NYISO_J-K | Internal | Shoulder | B12 | 200 | 745 | 745 | 82.59 | 142.61 | 3 | 57.02
2040 | NEISO_2_NYISO_J-K | NEISO | NYISO_J-K | Internal | Shoulder | B13 | 600 | 745 | 745 | 82.59 | 142.61 | 3 | 57.02
2040 | NEISO_2_NYISO_J-K | NEISO | NYISO_J-K | Internal | Shoulder | B14 | 900 | 745 | 745 | 82.59 | 123.16 | 3 | 37.57
2040 | NEISO_2_NYISO_J-K | NEISO | NYISO_J-K | Internal | Shoulder | B15 | 1203 | 745 | 745 | 82.59 | 106.6 | 3 | 21.01
2040 | NEISO_2_NYISO_J-K | NEISO | NYISO_J-K | Internal | Summer | B1 | 10 | 745 | 745 | 160.51 | 274.5 | 3 | 110.99
2040 | NEISO_2_NYISO_J-K | NEISO | NYISO_J-K | Internal | Summer | B2 | 25 | 745 | 745 | 202.01 | 232.48 | 3 | 27.47
2040 | NEISO_2_NYISO_J-K | NEISO | NYISO_J-K | Internal | Summer | B3 | 75 | 745 | 745 | 160.51 | 198.57 | 3 | 35.06
2040 | NEISO_2_NYISO_J-K | NEISO | NYISO_J-K | Internal | Summer | B4 | 100 | 745 | 745 | 137.79 | 196.25 | 3 | 55.45
2040 | NEISO_2_NYISO_J-K | NEISO | NYISO_J-K | Internal | Summer | B5 | 200 | 745 | 745 | 137.79 | 196.25 | 3 | 55.45
2040 | NEISO_2_NYISO_J-K | NEISO | NYISO_J-K | Internal | Summer | B6 | 300 | 745 | 745 | 137.79 | 147.72 | 3 | 6.93
2040 | NEISO_2_NYISO_J-K | NEISO | NYISO_J-K | Internal | Summer | B7 | 400 | 745 | 745 | 137.54 | 147.72 | 3 | 7.18
2040 | NEISO_2_NYISO_J-K | NEISO | NYISO_J-K | Internal | Summer | B8 | 500 | 745 | 744.92 | 135.58 | 138.6 | 3 | 0.01
2040 | NEISO_2_NYISO_J-K | NEISO | NYISO_J-K | Internal | Summer | B9 | 800 | 745 | 745 | 118.6 | 138.6 | 3 | 16.99
2040 | NEISO_2_NYISO_J-K | NEISO | NYISO_J-K | Internal | Summer | B10 | 1262 | 745 | 744.98 | 118.6 | 121.63 | 3 | 0.02
2040 | NEISO_2_NYISO_J-K | NEISO | NYISO_J-K | Internal | Winter | B16 | 25 | 745 | 745 | 82.59 | 156.6 | 3 | 71.01
2040 | NEISO_2_NYISO_J-K | NEISO | NYISO_J-K | Internal | Winter | B17 | 100 | 745 | 745 | 82.59 | 156.6 | 3 | 71.01
2040 | NEISO_2_NYISO_J-K | NEISO | NYISO_J-K | Internal | Winter | B18 | 400 | 745 | 745 | 82.59 | 156.6 | 3 | 71.01
2040 | NEISO_2_NYISO_J-K | NEISO | NYISO_J-K | Internal | Winter | B19 | 700 | 745 | 745 | 82.59 | 139.87 | 3 | 54.28
2040 | NEISO_2_NYISO_J-K | NEISO | NYISO_J-K | Internal | Winter | B20 | 935 | 745 | 745 | 82.59 | 102.2 | 3 | 16.61
2040 | NonRTO_Midwest_2_MISO_IN | NonRTO_Midwest | MISO_IN | Internal | Shoulder | B11 | 25 | 4450 | 0 | 137.95 | 129.95 | 8 | 0
2040 | NonRTO_Midwest_2_MISO_IN | NonRTO_Midwest | MISO_IN | Internal | Shoulder | B12 | 200 | 4450 | 0 | 133.72 | 129.95 | 8 | 0
2040 | NonRTO_Midwest_2_MISO_IN | NonRTO_Midwest | MISO_IN | Internal | Shoulder | B13 | 600 | 4450 | 0 | 133.72 | 129.95 | 8 | 0
2040 | NonRTO_Midwest_2_MISO_IN | NonRTO_Midwest | MISO_IN | Internal | Shoulder | B14 | 900 | 4450 | 0 | 133.72 | 127.89 | 8 | 0
2040 | NonRTO_Midwest_2_MISO_IN | NonRTO_Midwest | MISO_IN | Internal | Shoulder | B15 | 1203 | 4450 | 0 | 114.56 | 106.56 | 8 | 0
2040 | NonRTO_Midwest_2_MISO_IN | NonRTO_Midwest | MISO_IN | Internal | Summer | B1 | 10 | 4450 | 0 | 193.56 | 185.56 | 8 | 0
2040 | NonRTO_Midwest_2_MISO_IN | NonRTO_Midwest | MISO_IN | Internal | Summer | B2 | 25 | 4450 | 0 | 246.43 | 238.43 | 8 | 0
2040 | NonRTO_Midwest_2_MISO_IN | NonRTO_Midwest | MISO_IN | Internal | Summer | B3 | 75 | 4450 | 0 | 238.44 | 230.44 | 8 | 0
2040 | NonRTO_Midwest_2_MISO_IN | NonRTO_Midwest | MISO_IN | Internal | Summer | B4 | 100 | 4450 | 0 | 179.44 | 171.44 | 8 | 0
2040 | NonRTO_Midwest_2_MISO_IN | NonRTO_Midwest | MISO_IN | Internal | Summer | B5 | 200 | 4450 | 0 | 163.19 | 160.22 | 8 | 0
2040 | NonRTO_Midwest_2_MISO_IN | NonRTO_Midwest | MISO_IN | Internal | Summer | B6 | 300 | 4450 | 0 | 146.11 | 149.81 | 8 | 0
2040 | NonRTO_Midwest_2_MISO_IN | NonRTO_Midwest | MISO_IN | Internal | Summer | B7 | 400 | 4450 | 425.04 | 135.42 | 143.42 | 8 | 0
2040 | NonRTO_Midwest_2_MISO_IN | NonRTO_Midwest | MISO_IN | Internal | Summer | B8 | 500 | 4450 | 0 | 132.16 | 128.35 | 8 | 0
2040 | NonRTO_Midwest_2_MISO_IN | NonRTO_Midwest | MISO_IN | Internal | Summer | B9 | 800 | 4450 | 0 | 132.16 | 128.35 | 8 | 0
2040 | NonRTO_Midwest_2_MISO_IN | NonRTO_Midwest | MISO_IN | Internal | Summer | B10 | 1262 | 4450 | 0 | 132.16 | 124.78 | 8 | 0
2040 | NonRTO_Midwest_2_MISO_IN | NonRTO_Midwest | MISO_IN | Internal | Winter | B16 | 25 | 4450 | 0 | 140.78 | 132.78 | 8 | 0
2040 | NonRTO_Midwest_2_MISO_IN | NonRTO_Midwest | MISO_IN | Internal | Winter | B17 | 100 | 4450 | 0 | 141.34 | 133.34 | 8 | 0
2040 | NonRTO_Midwest_2_MISO_IN | NonRTO_Midwest | MISO_IN | Internal | Winter | B18 | 400 | 4450 | 0 | 137.59 | 129.59 | 8 | 0
2040 | NonRTO_Midwest_2_MISO_IN | NonRTO_Midwest | MISO_IN | Internal | Winter | B19 | 700 | 4450 | 0 | 137.59 | 129.59 | 8 | 0
2040 | NonRTO_Midwest_2_MISO_IN | NonRTO_Midwest | MISO_IN | Internal | Winter | B20 | 935 | 4450 | 0 | 105.97 | 97.97 | 8 | 0
2040 | NonRTO_Midwest_2_TVA_Transmission | NonRTO_Midwest | TVA_Transmission | Internal | Shoulder | B11 | 25 | 2400 | 0.02 | 137.95 | 144.84 | 8 | 0
2040 | NonRTO_Midwest_2_TVA_Transmission | NonRTO_Midwest | TVA_Transmission | Internal | Shoulder | B12 | 200 | 2400 | 0 | 133.72 | 134.28 | 8 | 0
2040 | NonRTO_Midwest_2_TVA_Transmission | NonRTO_Midwest | TVA_Transmission | Internal | Shoulder | B13 | 600 | 2400 | 0 | 133.72 | 133.86 | 8 | 0
2040 | NonRTO_Midwest_2_TVA_Transmission | NonRTO_Midwest | TVA_Transmission | Internal | Shoulder | B14 | 900 | 2400 | 0 | 133.72 | 133.86 | 8 | 0
2040 | NonRTO_Midwest_2_TVA_Transmission | NonRTO_Midwest | TVA_Transmission | Internal | Shoulder | B15 | 1203 | 2400 | 0 | 114.56 | 105.56 | 8 | 0
2040 | NonRTO_Midwest_2_TVA_Transmission | NonRTO_Midwest | TVA_Transmission | Internal | Summer | B1 | 10 | 2400 | 2400 | 193.56 | 242.94 | 8 | 41.38
2040 | NonRTO_Midwest_2_TVA_Transmission | NonRTO_Midwest | TVA_Transmission | Internal | Summer | B2 | 25 | 2400 | 0 | 246.43 | 246.44 | 8 | 0
2040 | NonRTO_Midwest_2_TVA_Transmission | NonRTO_Midwest | TVA_Transmission | Internal | Summer | B3 | 75 | 2400 | 1236.33 | 238.44 | 246.44 | 8 | 0
2040 | NonRTO_Midwest_2_TVA_Transmission | NonRTO_Midwest | TVA_Transmission | Internal | Summer | B4 | 100 | 2400 | 0 | 179.44 | 179.46 | 8 | 0
2040 | NonRTO_Midwest_2_TVA_Transmission | NonRTO_Midwest | TVA_Transmission | Internal | Summer | B5 | 200 | 2400 | 0 | 163.19 | 159.9 | 8 | 0
2040 | NonRTO_Midwest_2_TVA_Transmission | NonRTO_Midwest | TVA_Transmission | Internal | Summer | B6 | 300 | 2400 | 405.23 | 146.11 | 154.11 | 8 | 0
2040 | NonRTO_Midwest_2_TVA_Transmission | NonRTO_Midwest | TVA_Transmission | Internal | Summer | B7 | 400 | 2400 | 587.9 | 135.42 | 143.42 | 8 | 0
2040 | NonRTO_Midwest_2_TVA_Transmission | NonRTO_Midwest | TVA_Transmission | Internal | Summer | B8 | 500 | 2400 | 0 | 132.16 | 134.15 | 8 | 0
2040 | NonRTO_Midwest_2_TVA_Transmission | NonRTO_Midwest | TVA_Transmission | Internal | Summer | B9 | 800 | 2400 | 0 | 132.16 | 133.17 | 8 | 0
2040 | NonRTO_Midwest_2_TVA_Transmission | NonRTO_Midwest | TVA_Transmission | Internal | Summer | B10 | 1262 | 2400 | 0 | 132.16 | 113.8 | 8 | 0
2040 | NonRTO_Midwest_2_TVA_Transmission | NonRTO_Midwest | TVA_Transmission | Internal | Winter | B16 | 25 | 2400 | 0 | 140.78 | 141.59 | 8 | 0
2040 | NonRTO_Midwest_2_TVA_Transmission | NonRTO_Midwest | TVA_Transmission | Internal | Winter | B17 | 100 | 2400 | 0 | 141.34 | 137.37 | 8 | 0
2040 | NonRTO_Midwest_2_TVA_Transmission | NonRTO_Midwest | TVA_Transmission | Internal | Winter | B18 | 400 | 2400 | 0 | 137.59 | 136.84 | 8 | 0
2040 | NonRTO_Midwest_2_TVA_Transmission | NonRTO_Midwest | TVA_Transmission | Internal | Winter | B19 | 700 | 2400 | 0 | 137.59 | 136.84 | 8 | 0
2040 | NonRTO_Midwest_2_TVA_Transmission | NonRTO_Midwest | TVA_Transmission | Internal | Winter | B20 | 935 | 2400 | 0 | 105.97 | 103.09 | 8 | 0
2040 | NYISO_A-F_2_IESO | NYISO_A-F | IESO | Internal | Shoulder | B11 | 25 | 1600 | 0 | 106.58 | 99.58 | 7 | 0
2040 | NYISO_A-F_2_IESO | NYISO_A-F | IESO | Internal | Shoulder | B12 | 200 | 1600 | 0 | 124.89 | 117.89 | 7 | 0
2040 | NYISO_A-F_2_IESO | NYISO_A-F | IESO | Internal | Shoulder | B13 | 600 | 1600 | 0 | 106.58 | 99.58 | 7 | 0
2040 | NYISO_A-F_2_IESO | NYISO_A-F | IESO | Internal | Shoulder | B14 | 900 | 1600 | 0 | 106.58 | 99.58 | 7 | 0
2040 | NYISO_A-F_2_IESO | NYISO_A-F | IESO | Internal | Shoulder | B15 | 1203 | 1600 | 0 | 106.58 | 99.58 | 7 | 0
2040 | NYISO_A-F_2_IESO | NYISO_A-F | IESO | Internal | Summer | B1 | 10 | 1600 | 0 | 144.74 | 141.39 | 7 | 0
2040 | NYISO_A-F_2_IESO | NYISO_A-F | IESO | Internal | Summer | B2 | 25 | 1600 | 0 | 164.51 | 157.51 | 7 | 0
2040 | NYISO_A-F_2_IESO | NYISO_A-F | IESO | Internal | Summer | B3 | 75 | 1600 | 0 | 163.51 | 156.51 | 7 | 0
2040 | NYISO_A-F_2_IESO | NYISO_A-F | IESO | Internal | Summer | B4 | 100 | 1600 | 0 | 148.39 | 141.39 | 7 | 0
2040 | NYISO_A-F_2_IESO | NYISO_A-F | IESO | Internal | Summer | B5 | 200 | 1600 | 0 | 144.74 | 129.98 | 7 | 0
2040 | NYISO_A-F_2_IESO | NYISO_A-F | IESO | Internal | Summer | B6 | 300 | 1600 | 0 | 144.74 | 112.76 | 7 | 0
2040 | NYISO_A-F_2_IESO | NYISO_A-F | IESO | Internal | Summer | B7 | 400 | 1600 | 0 | 140.53 | 112.76 | 7 | 0
2040 | NYISO_A-F_2_IESO | NYISO_A-F | IESO | Internal | Summer | B8 | 500 | 1600 | 0 | 131.72 | 112.76 | 7 | 0
2040 | NYISO_A-F_2_IESO | NYISO_A-F | IESO | Internal | Summer | B9 | 800 | 1600 | 0 | 121.6 | 112.76 | 7 | 0
2040 | NYISO_A-F_2_IESO | NYISO_A-F | IESO | Internal | Summer | B10 | 1262 | 1600 | 0 | 121.6 | 112.76 | 7 | 0
2040 | NYISO_A-F_2_IESO | NYISO_A-F | IESO | Internal | Winter | B16 | 25 | 1600 | 0 | 102.17 | 100.83 | 7 | 0
2040 | NYISO_A-F_2_IESO | NYISO_A-F | IESO | Internal | Winter | B17 | 100 | 1600 | 0 | 102.17 | 100.83 | 7 | 0
2040 | NYISO_A-F_2_IESO | NYISO_A-F | IESO | Internal | Winter | B18 | 400 | 1600 | 0 | 102.17 | 100.83 | 7 | 0
2040 | NYISO_A-F_2_IESO | NYISO_A-F | IESO | Internal | Winter | B19 | 700 | 1600 | 0 | 102.17 | 100.83 | 7 | 0
2040 | NYISO_A-F_2_IESO | NYISO_A-F | IESO | Internal | Winter | B20 | 935 | 1600 | 0 | 102.17 | 100.83 | 7 | 0
2040 | NYISO_A-F_2_NEISO | NYISO_A-F | NEISO | Internal | Shoulder | B11 | 25 | 600 | 0 | 106.58 | 82.59 | 3 | 0
2040 | NYISO_A-F_2_NEISO | NYISO_A-F | NEISO | Internal | Shoulder | B12 | 200 | 600 | 0 | 124.89 | 82.59 | 3 | 0
2040 | NYISO_A-F_2_NEISO | NYISO_A-F | NEISO | Internal | Shoulder | B13 | 600 | 600 | 0 | 106.58 | 82.59 | 3 | 0
2040 | NYISO_A-F_2_NEISO | NYISO_A-F | NEISO | Internal | Shoulder | B14 | 900 | 600 | 0 | 106.58 | 82.59 | 3 | 0
2040 | NYISO_A-F_2_NEISO | NYISO_A-F | NEISO | Internal | Shoulder | B15 | 1203 | 600 | 0 | 106.58 | 82.59 | 3 | 0
2040 | NYISO_A-F_2_NEISO | NYISO_A-F | NEISO | Internal | Summer | B1 | 10 | 600 | 600 | 144.74 | 160.51 | 3 | 12.77
2040 | NYISO_A-F_2_NEISO | NYISO_A-F | NEISO | Internal | Summer | B2 | 25 | 600 | 600 | 164.51 | 202.01 | 3 | 34.5
2040 | NYISO_A-F_2_NEISO | NYISO_A-F | NEISO | Internal | Summer | B3 | 75 | 600 | 0 | 163.51 | 160.51 | 3 | 0
2040 | NYISO_A-F_2_NEISO | NYISO_A-F | NEISO | Internal | Summer | B4 | 100 | 600 | 0 | 148.39 | 137.79 | 3 | 0
2040 | NYISO_A-F_2_NEISO | NYISO_A-F | NEISO | Internal | Summer | B5 | 200 | 600 | 0 | 144.74 | 137.79 | 3 | 0
2040 | NYISO_A-F_2_NEISO | NYISO_A-F | NEISO | Internal | Summer | B6 | 300 | 600 | 0 | 144.74 | 137.79 | 3 | 0
2040 | NYISO_A-F_2_NEISO | NYISO_A-F | NEISO | Internal | Summer | B7 | 400 | 600 | 0 | 140.53 | 137.54 | 3 | 0
2040 | NYISO_A-F_2_NEISO | NYISO_A-F | NEISO | Internal | Summer | B8 | 500 | 600 | 600 | 131.72 | 135.58 | 3 | 0.87
2040 | NYISO_A-F_2_NEISO | NYISO_A-F | NEISO | Internal | Summer | B9 | 800 | 600 | 0 | 121.6 | 118.6 | 3 | 0
2040 | NYISO_A-F_2_NEISO | NYISO_A-F | NEISO | Internal | Summer | B10 | 1262 | 600 | 0 | 121.6 | 118.6 | 3 | 0
2040 | NYISO_A-F_2_NEISO | NYISO_A-F | NEISO | Internal | Winter | B16 | 25 | 600 | 0 | 102.17 | 82.59 | 3 | 0
2040 | NYISO_A-F_2_NEISO | NYISO_A-F | NEISO | Internal | Winter | B17 | 100 | 600 | 0 | 102.17 | 82.59 | 3 | 0
2040 | NYISO_A-F_2_NEISO | NYISO_A-F | NEISO | Internal | Winter | B18 | 400 | 600 | 0 | 102.17 | 82.59 | 3 | 0
2040 | NYISO_A-F_2_NEISO | NYISO_A-F | NEISO | Internal | Winter | B19 | 700 | 600 | 0 | 102.17 | 82.59 | 3 | 0
2040 | NYISO_A-F_2_NEISO | NYISO_A-F | NEISO | Internal | Winter | B20 | 935 | 600 | 0 | 102.17 | 82.59 | 3 | 0
2040 | NYISO_A-F_2_NYISO_G-I | NYISO_A-F | NYISO_G-I | Internal | Shoulder | B11 | 25 | 5685 | 5685 | 106.58 | 142.6 | 0.01 | 36.01
2040 | NYISO_A-F_2_NYISO_G-I | NYISO_A-F | NYISO_G-I | Internal | Shoulder | B12 | 200 | 5685 | 5685 | 124.89 | 142.6 | 0.01 | 17.69
2040 | NYISO_A-F_2_NYISO_G-I | NYISO_A-F | NYISO_G-I | Internal | Shoulder | B13 | 600 | 5685 | 5685 | 106.58 | 142.6 | 0.01 | 36.01
2040 | NYISO_A-F_2_NYISO_G-I | NYISO_A-F | NYISO_G-I | Internal | Shoulder | B14 | 900 | 5685 | 5685 | 106.58 | 123.14 | 0.01 | 16.55
2040 | NYISO_A-F_2_NYISO_G-I | NYISO_A-F | NYISO_G-I | Internal | Shoulder | B15 | 1203 | 5685 | 4934.33 | 106.58 | 106.59 | 0.01 | 0
2040 | NYISO_A-F_2_NYISO_G-I | NYISO_A-F | NYISO_G-I | Internal | Summer | B1 | 10 | 5685 | 5685 | 144.74 | 274.49 | 0.01 | 129.74
2040 | NYISO_A-F_2_NYISO_G-I | NYISO_A-F | NYISO_G-I | Internal | Summer | B2 | 25 | 5685 | 5685 | 164.51 | 232.47 | 0.01 | 67.95
2040 | NYISO_A-F_2_NYISO_G-I | NYISO_A-F | NYISO_G-I | Internal | Summer | B3 | 75 | 5685 | 5685 | 163.51 | 198.56 | 0.01 | 35.03
2040 | NYISO_A-F_2_NYISO_G-I | NYISO_A-F | NYISO_G-I | Internal | Summer | B4 | 100 | 5685 | 5685 | 148.39 | 165.48 | 0.01 | 17.07
2040 | NYISO_A-F_2_NYISO_G-I | NYISO_A-F | NYISO_G-I | Internal | Summer | B5 | 200 | 5685 | 5685 | 144.74 | 154.25 | 0.01 | 9.5
2040 | NYISO_A-F_2_NYISO_G-I | NYISO_A-F | NYISO_G-I | Internal | Summer | B6 | 300 | 5685 | 5585.74 | 144.74 | 144.75 | 0.01 | 0
2040 | NYISO_A-F_2_NYISO_G-I | NYISO_A-F | NYISO_G-I | Internal | Summer | B7 | 400 | 5685 | 5642.37 | 140.53 | 140.54 | 0.01 | 0
2040 | NYISO_A-F_2_NYISO_G-I | NYISO_A-F | NYISO_G-I | Internal | Summer | B8 | 500 | 5685 | 5685 | 131.72 | 138.58 | 0.01 | 6.86
2040 | NYISO_A-F_2_NYISO_G-I | NYISO_A-F | NYISO_G-I | Internal | Summer | B9 | 800 | 5685 | 5549.55 | 121.6 | 121.61 | 0.01 | 0
2040 | NYISO_A-F_2_NYISO_G-I | NYISO_A-F | NYISO_G-I | Internal | Summer | B10 | 1262 | 5685 | 3928.8 | 121.6 | 121.61 | 0.01 | 0
2040 | NYISO_A-F_2_NYISO_G-I | NYISO_A-F | NYISO_G-I | Internal | Winter | B16 | 25 | 5685 | 5685 | 102.17 | 153.29 | 0.01 | 51.11
2040 | NYISO_A-F_2_NYISO_G-I | NYISO_A-F | NYISO_G-I | Internal | Winter | B17 | 100 | 5685 | 5685 | 102.17 | 153.29 | 0.01 | 51.11
2040 | NYISO_A-F_2_NYISO_G-I | NYISO_A-F | NYISO_G-I | Internal | Winter | B18 | 400 | 5685 | 5685 | 102.17 | 148.77 | 0.01 | 46.59
2040 | NYISO_A-F_2_NYISO_G-I | NYISO_A-F | NYISO_G-I | Internal | Winter | B19 | 700 | 5685 | 5685 | 102.17 | 127.04 | 0.01 | 24.86
2040 | NYISO_A-F_2_NYISO_G-I | NYISO_A-F | NYISO_G-I | Internal | Winter | B20 | 935 | 5685 | 5244.34 | 102.17 | 102.19 | 0.01 | 0
2040 | NYISO_A-F_2_PJM_ROM | NYISO_A-F | PJM_ROM | Internal | Shoulder | B11 | 25 | 1000 | 1000 | 106.58 | 145.53 | 8 | 30.95
2040 | NYISO_A-F_2_PJM_ROM | NYISO_A-F | PJM_ROM | Internal | Shoulder | B12 | 200 | 1000 | 1000 | 124.89 | 145.53 | 8 | 12.63
2040 | NYISO_A-F_2_PJM_ROM | NYISO_A-F | PJM_ROM | Internal | Shoulder | B13 | 600 | 1000 | 1000 | 106.58 | 136.59 | 8 | 22.01
2040 | NYISO_A-F_2_PJM_ROM | NYISO_A-F | PJM_ROM | Internal | Shoulder | B14 | 900 | 1000 | 1000 | 106.58 | 129.9 | 8 | 15.32
2040 | NYISO_A-F_2_PJM_ROM | NYISO_A-F | PJM_ROM | Internal | Shoulder | B15 | 1203 | 1000 | 492.64 | 106.58 | 114.58 | 8 | 0
2040 | NYISO_A-F_2_PJM_ROM | NYISO_A-F | PJM_ROM | Internal | Summer | B1 | 10 | 1000 | 1000 | 144.74 | 282.48 | 8 | 129.74
2040 | NYISO_A-F_2_PJM_ROM | NYISO_A-F | PJM_ROM | Internal | Summer | B2 | 25 | 1000 | 1000 | 164.51 | 240.46 | 8 | 67.95
2040 | NYISO_A-F_2_PJM_ROM | NYISO_A-F | PJM_ROM | Internal | Summer | B3 | 75 | 1000 | 1000 | 163.51 | 240.46 | 8 | 68.95
2040 | NYISO_A-F_2_PJM_ROM | NYISO_A-F | PJM_ROM | Internal | Summer | B4 | 100 | 1000 | 1000 | 148.39 | 173.47 | 8 | 17.07
2040 | NYISO_A-F_2_PJM_ROM | NYISO_A-F | PJM_ROM | Internal | Summer | B5 | 200 | 1000 | 1000 | 144.74 | 162.24 | 8 | 9.5
2040 | NYISO_A-F_2_PJM_ROM | NYISO_A-F | PJM_ROM | Internal | Summer | B6 | 300 | 1000 | 904.54 | 144.74 | 152.74 | 8 | 0
2040 | NYISO_A-F_2_PJM_ROM | NYISO_A-F | PJM_ROM | Internal | Summer | B7 | 400 | 1000 | 0 | 140.53 | 146.42 | 8 | 0
2040 | NYISO_A-F_2_PJM_ROM | NYISO_A-F | PJM_ROM | Internal | Summer | B8 | 500 | 1000 | 7.63 | 131.72 | 139.72 | 8 | 0
2040 | NYISO_A-F_2_PJM_ROM | NYISO_A-F | PJM_ROM | Internal | Summer | B9 | 800 | 1000 | 0 | 121.6 | 128.13 | 8 | 0
2040 | NYISO_A-F_2_PJM_ROM | NYISO_A-F | PJM_ROM | Internal | Summer | B10 | 1262 | 1000 | 0 | 121.6 | 122.81 | 8 | 0
2040 | NYISO_A-F_2_PJM_ROM | NYISO_A-F | PJM_ROM | Internal | Winter | B16 | 25 | 1000 | 1000 | 102.17 | 151.91 | 8 | 41.74
2040 | NYISO_A-F_2_PJM_ROM | NYISO_A-F | PJM_ROM | Internal | Winter | B17 | 100 | 1000 | 1000 | 102.17 | 149.28 | 8 | 39.1
2040 | NYISO_A-F_2_PJM_ROM | NYISO_A-F | PJM_ROM | Internal | Winter | B18 | 400 | 1000 | 1000 | 102.17 | 142.76 | 8 | 32.59
2040 | NYISO_A-F_2_PJM_ROM | NYISO_A-F | PJM_ROM | Internal | Winter | B19 | 700 | 1000 | 1000 | 102.17 | 133.86 | 8 | 23.68
2040 | NYISO_A-F_2_PJM_ROM | NYISO_A-F | PJM_ROM | Internal | Winter | B20 | 935 | 1000 | 564.61 | 102.17 | 110.17 | 8 | 0
2040 | NYISO_G-I_2_NEISO | NYISO_G-I | NEISO | Internal | Shoulder | B11 | 25 | 600 | 0 | 142.6 | 82.59 | 3 | 0
2040 | NYISO_G-I_2_NEISO | NYISO_G-I | NEISO | Internal | Shoulder | B12 | 200 | 600 | 0 | 142.6 | 82.59 | 3 | 0
2040 | NYISO_G-I_2_NEISO | NYISO_G-I | NEISO | Internal | Shoulder | B13 | 600 | 600 | 0 | 142.6 | 82.59 | 3 | 0
2040 | NYISO_G-I_2_NEISO | NYISO_G-I | NEISO | Internal | Shoulder | B14 | 900 | 600 | 0 | 123.14 | 82.59 | 3 | 0
2040 | NYISO_G-I_2_NEISO | NYISO_G-I | NEISO | Internal | Shoulder | B15 | 1203 | 600 | 0 | 106.59 | 82.59 | 3 | 0
2040 | NYISO_G-I_2_NEISO | NYISO_G-I | NEISO | Internal | Summer | B1 | 10 | 600 | 0 | 274.49 | 160.51 | 3 | 0
2040 | NYISO_G-I_2_NEISO | NYISO_G-I | NEISO | Internal | Summer | B2 | 25 | 600 | 0 | 232.47 | 202.01 | 3 | 0
2040 | NYISO_G-I_2_NEISO | NYISO_G-I | NEISO | Internal | Summer | B3 | 75 | 600 | 0 | 198.56 | 160.51 | 3 | 0
2040 | NYISO_G-I_2_NEISO | NYISO_G-I | NEISO | Internal | Summer | B4 | 100 | 600 | 0 | 165.48 | 137.79 | 3 | 0
2040 | NYISO_G-I_2_NEISO | NYISO_G-I | NEISO | Internal | Summer | B5 | 200 | 600 | 0 | 154.25 | 137.79 | 3 | 0
2040 | NYISO_G-I_2_NEISO | NYISO_G-I | NEISO | Internal | Summer | B6 | 300 | 600 | 0 | 144.75 | 137.79 | 3 | 0
2040 | NYISO_G-I_2_NEISO | NYISO_G-I | NEISO | Internal | Summer | B7 | 400 | 600 | 0 | 140.54 | 137.54 | 3 | 0
2040 | NYISO_G-I_2_NEISO | NYISO_G-I | NEISO | Internal | Summer | B8 | 500 | 600 | 0 | 138.58 | 135.58 | 3 | 0
2040 | NYISO_G-I_2_NEISO | NYISO_G-I | NEISO | Internal | Summer | B9 | 800 | 600 | 0 | 121.61 | 118.6 | 3 | 0
2040 | NYISO_G-I_2_NEISO | NYISO_G-I | NEISO | Internal | Summer | B10 | 1262 | 600 | 0 | 121.61 | 118.6 | 3 | 0
2040 | NYISO_G-I_2_NEISO | NYISO_G-I | NEISO | Internal | Winter | B16 | 25 | 600 | 0 | 153.29 | 82.59 | 3 | 0
2040 | NYISO_G-I_2_NEISO | NYISO_G-I | NEISO | Internal | Winter | B17 | 100 | 600 | 0 | 153.29 | 82.59 | 3 | 0
2040 | NYISO_G-I_2_NEISO | NYISO_G-I | NEISO | Internal | Winter | B18 | 400 | 600 | 0 | 148.77 | 82.59 | 3 | 0
2040 | NYISO_G-I_2_NEISO | NYISO_G-I | NEISO | Internal | Winter | B19 | 700 | 600 | 0 | 127.04 | 82.59 | 3 | 0
2040 | NYISO_G-I_2_NEISO | NYISO_G-I | NEISO | Internal | Winter | B20 | 935 | 600 | 0 | 102.19 | 82.59 | 3 | 0
2040 | NYISO_G-I_2_NYISO_A-F | NYISO_G-I | NYISO_A-F | Internal | Shoulder | B11 | 25 | 3434 | 0 | 142.6 | 106.58 | 0.01 | 0
2040 | NYISO_G-I_2_NYISO_A-F | NYISO_G-I | NYISO_A-F | Internal | Shoulder | B12 | 200 | 3434 | 0 | 142.6 | 124.89 | 0.01 | 0
2040 | NYISO_G-I_2_NYISO_A-F | NYISO_G-I | NYISO_A-F | Internal | Shoulder | B13 | 600 | 3434 | 0 | 142.6 | 106.58 | 0.01 | 0
2040 | NYISO_G-I_2_NYISO_A-F | NYISO_G-I | NYISO_A-F | Internal | Shoulder | B14 | 900 | 3434 | 0 | 123.14 | 106.58 | 0.01 | 0
2040 | NYISO_G-I_2_NYISO_A-F | NYISO_G-I | NYISO_A-F | Internal | Shoulder | B15 | 1203 | 3434 | 0.02 | 106.59 | 106.58 | 0.01 | 0
2040 | NYISO_G-I_2_NYISO_A-F | NYISO_G-I | NYISO_A-F | Internal | Summer | B1 | 10 | 3434 | 0 | 274.49 | 144.74 | 0.01 | 0
2040 | NYISO_G-I_2_NYISO_A-F | NYISO_G-I | NYISO_A-F | Internal | Summer | B2 | 25 | 3434 | 0 | 232.47 | 164.51 | 0.01 | 0
2040 | NYISO_G-I_2_NYISO_A-F | NYISO_G-I | NYISO_A-F | Internal | Summer | B3 | 75 | 3434 | 0 | 198.56 | 163.51 | 0.01 | 0
2040 | NYISO_G-I_2_NYISO_A-F | NYISO_G-I | NYISO_A-F | Internal | Summer | B4 | 100 | 3434 | 0 | 165.48 | 148.39 | 0.01 | 0
2040 | NYISO_G-I_2_NYISO_A-F | NYISO_G-I | NYISO_A-F | Internal | Summer | B5 | 200 | 3434 | 0 | 154.25 | 144.74 | 0.01 | 0
2040 | NYISO_G-I_2_NYISO_A-F | NYISO_G-I | NYISO_A-F | Internal | Summer | B6 | 300 | 3434 | 0.08 | 144.75 | 144.74 | 0.01 | 0
2040 | NYISO_G-I_2_NYISO_A-F | NYISO_G-I | NYISO_A-F | Internal | Summer | B7 | 400 | 3434 | 0.05 | 140.54 | 140.53 | 0.01 | 0
2040 | NYISO_G-I_2_NYISO_A-F | NYISO_G-I | NYISO_A-F | Internal | Summer | B8 | 500 | 3434 | 0 | 138.58 | 131.72 | 0.01 | 0
2040 | NYISO_G-I_2_NYISO_A-F | NYISO_G-I | NYISO_A-F | Internal | Summer | B9 | 800 | 3434 | 0.03 | 121.61 | 121.6 | 0.01 | 0
2040 | NYISO_G-I_2_NYISO_A-F | NYISO_G-I | NYISO_A-F | Internal | Summer | B10 | 1262 | 3434 | 0.02 | 121.61 | 121.6 | 0.01 | 0
2040 | NYISO_G-I_2_NYISO_A-F | NYISO_G-I | NYISO_A-F | Internal | Winter | B16 | 25 | 3434 | 0 | 153.29 | 102.17 | 0.01 | 0
2040 | NYISO_G-I_2_NYISO_A-F | NYISO_G-I | NYISO_A-F | Internal | Winter | B17 | 100 | 3434 | 0 | 153.29 | 102.17 | 0.01 | 0
2040 | NYISO_G-I_2_NYISO_A-F | NYISO_G-I | NYISO_A-F | Internal | Winter | B18 | 400 | 3434 | 0 | 148.77 | 102.17 | 0.01 | 0
2040 | NYISO_G-I_2_NYISO_A-F | NYISO_G-I | NYISO_A-F | Internal | Winter | B19 | 700 | 3434 | 0 | 127.04 | 102.17 | 0.01 | 0
2040 | NYISO_G-I_2_NYISO_A-F | NYISO_G-I | NYISO_A-F | Internal | Winter | B20 | 935 | 3434 | 0.03 | 102.19 | 102.17 | 0.01 | 0
2040 | NYISO_G-I_2_NYISO_J-K | NYISO_G-I | NYISO_J-K | Internal | Shoulder | B11 | 25 | 6130 | 5762.75 | 142.6 | 142.61 | 0.01 | 0
2040 | NYISO_G-I_2_NYISO_J-K | NYISO_G-I | NYISO_J-K | Internal | Shoulder | B12 | 200 | 6130 | 5797.36 | 142.6 | 142.61 | 0.01 | 0
2040 | NYISO_G-I_2_NYISO_J-K | NYISO_G-I | NYISO_J-K | Internal | Shoulder | B13 | 600 | 6130 | 5960.6 | 142.6 | 142.61 | 0.01 | 0
2040 | NYISO_G-I_2_NYISO_J-K | NYISO_G-I | NYISO_J-K | Internal | Shoulder | B14 | 900 | 6130 | 6066.59 | 123.14 | 123.16 | 0.01 | 0
2040 | NYISO_G-I_2_NYISO_J-K | NYISO_G-I | NYISO_J-K | Internal | Shoulder | B15 | 1203 | 6130 | 5242.27 | 106.59 | 106.6 | 0.01 | 0
2040 | NYISO_G-I_2_NYISO_J-K | NYISO_G-I | NYISO_J-K | Internal | Summer | B1 | 10 | 6130 | 5350.32 | 274.49 | 274.5 | 0.01 | 0
2040 | NYISO_G-I_2_NYISO_J-K | NYISO_G-I | NYISO_J-K | Internal | Summer | B2 | 25 | 6130 | 4939.27 | 232.47 | 232.48 | 0.01 | 0
2040 | NYISO_G-I_2_NYISO_J-K | NYISO_G-I | NYISO_J-K | Internal | Summer | B3 | 75 | 6130 | 4739.84 | 198.56 | 198.57 | 0.01 | 0
2040 | NYISO_G-I_2_NYISO_J-K | NYISO_G-I | NYISO_J-K | Internal | Summer | B4 | 100 | 6130 | 6130 | 165.48 | 196.25 | 0.01 | 30.76
2040 | NYISO_G-I_2_NYISO_J-K | NYISO_G-I | NYISO_J-K | Internal | Summer | B5 | 200 | 6130 | 6130 | 154.25 | 196.25 | 0.01 | 41.99
2040 | NYISO_G-I_2_NYISO_J-K | NYISO_G-I | NYISO_J-K | Internal | Summer | B6 | 300 | 6130 | 6130 | 144.75 | 147.72 | 0.01 | 2.96
2040 | NYISO_G-I_2_NYISO_J-K | NYISO_G-I | NYISO_J-K | Internal | Summer | B7 | 400 | 6130 | 6130 | 140.54 | 147.72 | 0.01 | 7.17
2040 | NYISO_G-I_2_NYISO_J-K | NYISO_G-I | NYISO_J-K | Internal | Summer | B8 | 500 | 6130 | 5956.32 | 138.58 | 138.6 | 0.01 | 0
2040 | NYISO_G-I_2_NYISO_J-K | NYISO_G-I | NYISO_J-K | Internal | Summer | B9 | 800 | 6130 | 6130 | 121.61 | 138.6 | 0.01 | 16.97
2040 | NYISO_G-I_2_NYISO_J-K | NYISO_G-I | NYISO_J-K | Internal | Summer | B10 | 1262 | 6130 | 4947.38 | 121.61 | 121.63 | 0.01 | 0
2040 | NYISO_G-I_2_NYISO_J-K | NYISO_G-I | NYISO_J-K | Internal | Winter | B16 | 25 | 6130 | 6129.99 | 153.29 | 156.6 | 0.01 | 3.29
2040 | NYISO_G-I_2_NYISO_J-K | NYISO_G-I | NYISO_J-K | Internal | Winter | B17 | 100 | 6130 | 6130 | 153.29 | 156.6 | 0.01 | 3.29
2040 | NYISO_G-I_2_NYISO_J-K | NYISO_G-I | NYISO_J-K | Internal | Winter | B18 | 400 | 6130 | 6130 | 148.77 | 156.6 | 0.01 | 7.81
2040 | NYISO_G-I_2_NYISO_J-K | NYISO_G-I | NYISO_J-K | Internal | Winter | B19 | 700 | 6130 | 6130 | 127.04 | 139.87 | 0.01 | 12.81
2040 | NYISO_G-I_2_NYISO_J-K | NYISO_G-I | NYISO_J-K | Internal | Winter | B20 | 935 | 6130 | 5653.75 | 102.19 | 102.2 | 0.01 | 0
2040 | NYISO_G-I_2_PJM_E | NYISO_G-I | PJM_E | Internal | Shoulder | B11 | 25 | 1500 | 0 | 142.6 | 145.54 | 8 | 0
2040 | NYISO_G-I_2_PJM_E | NYISO_G-I | PJM_E | Internal | Shoulder | B12 | 200 | 1500 | 0 | 142.6 | 145.54 | 8 | 0
2040 | NYISO_G-I_2_PJM_E | NYISO_G-I | PJM_E | Internal | Shoulder | B13 | 600 | 1500 | 0 | 142.6 | 136.6 | 8 | 0
2040 | NYISO_G-I_2_PJM_E | NYISO_G-I | PJM_E | Internal | Shoulder | B14 | 900 | 1500 | 0 | 123.14 | 129.91 | 8 | 0
2040 | NYISO_G-I_2_PJM_E | NYISO_G-I | PJM_E | Internal | Shoulder | B15 | 1203 | 1500 | 493.76 | 106.59 | 114.59 | 8 | 0
2040 | NYISO_G-I_2_PJM_E | NYISO_G-I | PJM_E | Internal | Summer | B1 | 10 | 1500 | 372.68 | 274.49 | 282.49 | 8 | 0
2040 | NYISO_G-I_2_PJM_E | NYISO_G-I | PJM_E | Internal | Summer | B2 | 25 | 1500 | 911.29 | 232.47 | 240.47 | 8 | 0
2040 | NYISO_G-I_2_PJM_E | NYISO_G-I | PJM_E | Internal | Summer | B3 | 75 | 1500 | 1500 | 198.56 | 240.47 | 8 | 33.91
2040 | NYISO_G-I_2_PJM_E | NYISO_G-I | PJM_E | Internal | Summer | B4 | 100 | 1500 | 352.71 | 165.48 | 173.48 | 8 | 0
2040 | NYISO_G-I_2_PJM_E | NYISO_G-I | PJM_E | Internal | Summer | B5 | 200 | 1500 | 493.32 | 154.25 | 162.25 | 8 | 0
2040 | NYISO_G-I_2_PJM_E | NYISO_G-I | PJM_E | Internal | Summer | B6 | 300 | 1500 | 570.96 | 144.75 | 152.75 | 8 | 0
2040 | NYISO_G-I_2_PJM_E | NYISO_G-I | PJM_E | Internal | Summer | B7 | 400 | 1500 | 0 | 140.54 | 146.43 | 8 | 0
2040 | NYISO_G-I_2_PJM_E | NYISO_G-I | PJM_E | Internal | Summer | B8 | 500 | 1500 | 0 | 138.58 | 139.73 | 8 | 0
2040 | NYISO_G-I_2_PJM_E | NYISO_G-I | PJM_E | Internal | Summer | B9 | 800 | 1500 | 0 | 121.61 | 128.14 | 8 | 0
2040 | NYISO_G-I_2_PJM_E | NYISO_G-I | PJM_E | Internal | Summer | B10 | 1262 | 1500 | 0 | 121.61 | 122.82 | 8 | 0
2040 | NYISO_G-I_2_PJM_E | NYISO_G-I | PJM_E | Internal | Winter | B16 | 25 | 1500 | 0 | 153.29 | 151.92 | 8 | 0
2040 | NYISO_G-I_2_PJM_E | NYISO_G-I | PJM_E | Internal | Winter | B17 | 100 | 1500 | 0 | 153.29 | 149.29 | 8 | 0
2040 | NYISO_G-I_2_PJM_E | NYISO_G-I | PJM_E | Internal | Winter | B18 | 400 | 1500 | 0 | 148.77 | 142.77 | 8 | 0
2040 | NYISO_G-I_2_PJM_E | NYISO_G-I | PJM_E | Internal | Winter | B19 | 700 | 1500 | 0 | 127.04 | 133.87 | 8 | 0
2040 | NYISO_G-I_2_PJM_E | NYISO_G-I | PJM_E | Internal | Winter | B20 | 935 | 1500 | 450.55 | 102.19 | 110.19 | 8 | 0
2040 | NYISO_J-K_2_NEISO | NYISO_J-K | NEISO | Internal | Shoulder | B11 | 25 | 315 | 0 | 142.61 | 82.59 | 3 | 0
2040 | NYISO_J-K_2_NEISO | NYISO_J-K | NEISO | Internal | Shoulder | B12 | 200 | 315 | 0 | 142.61 | 82.59 | 3 | 0
2040 | NYISO_J-K_2_NEISO | NYISO_J-K | NEISO | Internal | Shoulder | B13 | 600 | 315 | 0 | 142.61 | 82.59 | 3 | 0
2040 | NYISO_J-K_2_NEISO | NYISO_J-K | NEISO | Internal | Shoulder | B14 | 900 | 315 | 0 | 123.16 | 82.59 | 3 | 0
2040 | NYISO_J-K_2_NEISO | NYISO_J-K | NEISO | Internal | Shoulder | B15 | 1203 | 315 | 0 | 106.6 | 82.59 | 3 | 0
2040 | NYISO_J-K_2_NEISO | NYISO_J-K | NEISO | Internal | Summer | B1 | 10 | 315 | 0 | 274.5 | 160.51 | 3 | 0
2040 | NYISO_J-K_2_NEISO | NYISO_J-K | NEISO | Internal | Summer | B2 | 25 | 315 | 0 | 232.48 | 202.01 | 3 | 0
2040 | NYISO_J-K_2_NEISO | NYISO_J-K | NEISO | Internal | Summer | B3 | 75 | 315 | 0 | 198.57 | 160.51 | 3 | 0
2040 | NYISO_J-K_2_NEISO | NYISO_J-K | NEISO | Internal | Summer | B4 | 100 | 315 | 0 | 196.25 | 137.79 | 3 | 0
2040 | NYISO_J-K_2_NEISO | NYISO_J-K | NEISO | Internal | Summer | B5 | 200 | 315 | 0 | 196.25 | 137.79 | 3 | 0
2040 | NYISO_J-K_2_NEISO | NYISO_J-K | NEISO | Internal | Summer | B6 | 300 | 315 | 0 | 147.72 | 137.79 | 3 | 0
2040 | NYISO_J-K_2_NEISO | NYISO_J-K | NEISO | Internal | Summer | B7 | 400 | 315 | 0 | 147.72 | 137.54 | 3 | 0
2040 | NYISO_J-K_2_NEISO | NYISO_J-K | NEISO | Internal | Summer | B8 | 500 | 315 | 0 | 138.6 | 135.58 | 3 | 0
2040 | NYISO_J-K_2_NEISO | NYISO_J-K | NEISO | Internal | Summer | B9 | 800 | 315 | 0 | 138.6 | 118.6 | 3 | 0
2040 | NYISO_J-K_2_NEISO | NYISO_J-K | NEISO | Internal | Summer | B10 | 1262 | 315 | 0 | 121.63 | 118.6 | 3 | 0
2040 | NYISO_J-K_2_NEISO | NYISO_J-K | NEISO | Internal | Winter | B16 | 25 | 315 | 0 | 156.6 | 82.59 | 3 | 0
2040 | NYISO_J-K_2_NEISO | NYISO_J-K | NEISO | Internal | Winter | B17 | 100 | 315 | 0 | 156.6 | 82.59 | 3 | 0
2040 | NYISO_J-K_2_NEISO | NYISO_J-K | NEISO | Internal | Winter | B18 | 400 | 315 | 0 | 156.6 | 82.59 | 3 | 0
2040 | NYISO_J-K_2_NEISO | NYISO_J-K | NEISO | Internal | Winter | B19 | 700 | 315 | 0 | 139.87 | 82.59 | 3 | 0
2040 | NYISO_J-K_2_NEISO | NYISO_J-K | NEISO | Internal | Winter | B20 | 935 | 315 | 0 | 102.2 | 82.59 | 3 | 0
2040 | NYISO_J-K_2_NYISO_G-I | NYISO_J-K | NYISO_G-I | Internal | Shoulder | B11 | 25 | 1999 | 0.82 | 142.61 | 142.6 | 0.01 | 0
2040 | NYISO_J-K_2_NYISO_G-I | NYISO_J-K | NYISO_G-I | Internal | Shoulder | B12 | 200 | 1999 | 0.12 | 142.61 | 142.6 | 0.01 | 0
2040 | NYISO_J-K_2_NYISO_G-I | NYISO_J-K | NYISO_G-I | Internal | Shoulder | B13 | 600 | 1999 | 0.04 | 142.61 | 142.6 | 0.01 | 0
2040 | NYISO_J-K_2_NYISO_G-I | NYISO_J-K | NYISO_G-I | Internal | Shoulder | B14 | 900 | 1999 | 0.03 | 123.16 | 123.14 | 0.01 | 0
2040 | NYISO_J-K_2_NYISO_G-I | NYISO_J-K | NYISO_G-I | Internal | Shoulder | B15 | 1203 | 1999 | 0.02 | 106.6 | 106.59 | 0.01 | 0
2040 | NYISO_J-K_2_NYISO_G-I | NYISO_J-K | NYISO_G-I | Internal | Summer | B1 | 10 | 1999 | 1.99 | 274.5 | 274.49 | 0.01 | 0
2040 | NYISO_J-K_2_NYISO_G-I | NYISO_J-K | NYISO_G-I | Internal | Summer | B2 | 25 | 1999 | 0.89 | 232.48 | 232.47 | 0.01 | 0
2040 | NYISO_J-K_2_NYISO_G-I | NYISO_J-K | NYISO_G-I | Internal | Summer | B3 | 75 | 1999 | 0.32 | 198.57 | 198.56 | 0.01 | 0
2040 | NYISO_J-K_2_NYISO_G-I | NYISO_J-K | NYISO_G-I | Internal | Summer | B4 | 100 | 1999 | 0 | 196.25 | 165.48 | 0.01 | 0
2040 | NYISO_J-K_2_NYISO_G-I | NYISO_J-K | NYISO_G-I | Internal | Summer | B5 | 200 | 1999 | 0 | 196.25 | 154.25 | 0.01 | 0
2040 | NYISO_J-K_2_NYISO_G-I | NYISO_J-K | NYISO_G-I | Internal | Summer | B6 | 300 | 1999 | 0 | 147.72 | 144.75 | 0.01 | 0
2040 | NYISO_J-K_2_NYISO_G-I | NYISO_J-K | NYISO_G-I | Internal | Summer | B7 | 400 | 1999 | 0 | 147.72 | 140.54 | 0.01 | 0
2040 | NYISO_J-K_2_NYISO_G-I | NYISO_J-K | NYISO_G-I | Internal | Summer | B8 | 500 | 1999 | 0.05 | 138.6 | 138.58 | 0.01 | 0
2040 | NYISO_J-K_2_NYISO_G-I | NYISO_J-K | NYISO_G-I | Internal | Summer | B9 | 800 | 1999 | 0 | 138.6 | 121.61 | 0.01 | 0
2040 | NYISO_J-K_2_NYISO_G-I | NYISO_J-K | NYISO_G-I | Internal | Summer | B10 | 1262 | 1999 | 0.02 | 121.63 | 121.61 | 0.01 | 0
2040 | NYISO_J-K_2_NYISO_G-I | NYISO_J-K | NYISO_G-I | Internal | Winter | B16 | 25 | 1999 | 0 | 156.6 | 153.29 | 0.01 | 0
2040 | NYISO_J-K_2_NYISO_G-I | NYISO_J-K | NYISO_G-I | Internal | Winter | B17 | 100 | 1999 | 0 | 156.6 | 153.29 | 0.01 | 0
2040 | NYISO_J-K_2_NYISO_G-I | NYISO_J-K | NYISO_G-I | Internal | Winter | B18 | 400 | 1999 | 0 | 156.6 | 148.77 | 0.01 | 0
2040 | NYISO_J-K_2_NYISO_G-I | NYISO_J-K | NYISO_G-I | Internal | Winter | B19 | 700 | 1999 | 0 | 139.87 | 127.04 | 0.01 | 0
2040 | NYISO_J-K_2_NYISO_G-I | NYISO_J-K | NYISO_G-I | Internal | Winter | B20 | 935 | 1999 | 0.03 | 102.2 | 102.19 | 0.01 | 0
2040 | NYISO_J-K_2_PJM_E | NYISO_J-K | PJM_E | Internal | Shoulder | B11 | 25 | 330 | 0 | 142.61 | 145.54 | 8 | 0
2040 | NYISO_J-K_2_PJM_E | NYISO_J-K | PJM_E | Internal | Shoulder | B12 | 200 | 330 | 0 | 142.61 | 145.54 | 8 | 0
2040 | NYISO_J-K_2_PJM_E | NYISO_J-K | PJM_E | Internal | Shoulder | B13 | 600 | 330 | 0 | 142.61 | 136.6 | 8 | 0
2040 | NYISO_J-K_2_PJM_E | NYISO_J-K | PJM_E | Internal | Shoulder | B14 | 900 | 330 | 0 | 123.16 | 129.91 | 8 | 0
2040 | NYISO_J-K_2_PJM_E | NYISO_J-K | PJM_E | Internal | Shoulder | B15 | 1203 | 330 | 0.04 | 106.6 | 114.59 | 8 | 0
2040 | NYISO_J-K_2_PJM_E | NYISO_J-K | PJM_E | Internal | Summer | B1 | 10 | 330 | 4.38 | 274.5 | 282.49 | 8 | 0
2040 | NYISO_J-K_2_PJM_E | NYISO_J-K | PJM_E | Internal | Summer | B2 | 25 | 330 | 1.68 | 232.48 | 240.47 | 8 | 0
2040 | NYISO_J-K_2_PJM_E | NYISO_J-K | PJM_E | Internal | Summer | B3 | 75 | 330 | 330 | 198.57 | 240.47 | 8 | 33.9
2040 | NYISO_J-K_2_PJM_E | NYISO_J-K | PJM_E | Internal | Summer | B4 | 100 | 330 | 0 | 196.25 | 173.48 | 8 | 0
2040 | NYISO_J-K_2_PJM_E | NYISO_J-K | PJM_E | Internal | Summer | B5 | 200 | 330 | 0 | 196.25 | 162.25 | 8 | 0
2040 | NYISO_J-K_2_PJM_E | NYISO_J-K | PJM_E | Internal | Summer | B6 | 300 | 330 | 0 | 147.72 | 152.75 | 8 | 0
2040 | NYISO_J-K_2_PJM_E | NYISO_J-K | PJM_E | Internal | Summer | B7 | 400 | 330 | 0 | 147.72 | 146.43 | 8 | 0
2040 | NYISO_J-K_2_PJM_E | NYISO_J-K | PJM_E | Internal | Summer | B8 | 500 | 330 | 0 | 138.6 | 139.73 | 8 | 0
2040 | NYISO_J-K_2_PJM_E | NYISO_J-K | PJM_E | Internal | Summer | B9 | 800 | 330 | 0 | 138.6 | 128.14 | 8 | 0
2040 | NYISO_J-K_2_PJM_E | NYISO_J-K | PJM_E | Internal | Summer | B10 | 1262 | 330 | 0 | 121.63 | 122.82 | 8 | 0
2040 | NYISO_J-K_2_PJM_E | NYISO_J-K | PJM_E | Internal | Winter | B16 | 25 | 330 | 0 | 156.6 | 151.92 | 8 | 0
2040 | NYISO_J-K_2_PJM_E | NYISO_J-K | PJM_E | Internal | Winter | B17 | 100 | 330 | 0 | 156.6 | 149.29 | 8 | 0
2040 | NYISO_J-K_2_PJM_E | NYISO_J-K | PJM_E | Internal | Winter | B18 | 400 | 330 | 0 | 156.6 | 142.77 | 8 | 0
2040 | NYISO_J-K_2_PJM_E | NYISO_J-K | PJM_E | Internal | Winter | B19 | 700 | 330 | 0 | 139.87 | 133.87 | 8 | 0
2040 | NYISO_J-K_2_PJM_E | NYISO_J-K | PJM_E | Internal | Winter | B20 | 935 | 330 | 0.05 | 102.2 | 110.19 | 8 | 0
2040 | PJM_E_2_NYISO_G-I | PJM_E | NYISO_G-I | Internal | Shoulder | B11 | 25 | 500 | 0 | 145.54 | 142.6 | 6 | 0
2040 | PJM_E_2_NYISO_G-I | PJM_E | NYISO_G-I | Internal | Shoulder | B12 | 200 | 500 | 0 | 145.54 | 142.6 | 6 | 0
2040 | PJM_E_2_NYISO_G-I | PJM_E | NYISO_G-I | Internal | Shoulder | B13 | 600 | 500 | 46.89 | 136.6 | 142.6 | 6 | 0
2040 | PJM_E_2_NYISO_G-I | PJM_E | NYISO_G-I | Internal | Shoulder | B14 | 900 | 500 | 0 | 129.91 | 123.14 | 6 | 0
2040 | PJM_E_2_NYISO_G-I | PJM_E | NYISO_G-I | Internal | Shoulder | B15 | 1203 | 500 | 0 | 114.59 | 106.59 | 6 | 0
2040 | PJM_E_2_NYISO_G-I | PJM_E | NYISO_G-I | Internal | Summer | B1 | 10 | 500 | 0 | 282.49 | 274.49 | 6 | 0
2040 | PJM_E_2_NYISO_G-I | PJM_E | NYISO_G-I | Internal | Summer | B2 | 25 | 500 | 0 | 240.47 | 232.47 | 6 | 0
2040 | PJM_E_2_NYISO_G-I | PJM_E | NYISO_G-I | Internal | Summer | B3 | 75 | 500 | 0 | 240.47 | 198.56 | 6 | 0
2040 | PJM_E_2_NYISO_G-I | PJM_E | NYISO_G-I | Internal | Summer | B4 | 100 | 500 | 0 | 173.48 | 165.48 | 6 | 0
2040 | PJM_E_2_NYISO_G-I | PJM_E | NYISO_G-I | Internal | Summer | B5 | 200 | 500 | 0 | 162.25 | 154.25 | 6 | 0
2040 | PJM_E_2_NYISO_G-I | PJM_E | NYISO_G-I | Internal | Summer | B6 | 300 | 500 | 0 | 152.75 | 144.75 | 6 | 0
2040 | PJM_E_2_NYISO_G-I | PJM_E | NYISO_G-I | Internal | Summer | B7 | 400 | 500 | 0 | 146.43 | 140.54 | 6 | 0
2040 | PJM_E_2_NYISO_G-I | PJM_E | NYISO_G-I | Internal | Summer | B8 | 500 | 500 | 0 | 139.73 | 138.58 | 6 | 0
2040 | PJM_E_2_NYISO_G-I | PJM_E | NYISO_G-I | Internal | Summer | B9 | 800 | 500 | 0 | 128.14 | 121.61 | 6 | 0
2040 | PJM_E_2_NYISO_G-I | PJM_E | NYISO_G-I | Internal | Summer | B10 | 1262 | 500 | 0 | 122.82 | 121.61 | 6 | 0
2040 | PJM_E_2_NYISO_G-I | PJM_E | NYISO_G-I | Internal | Winter | B16 | 25 | 500 | 0 | 151.92 | 153.29 | 6 | 0
2040 | PJM_E_2_NYISO_G-I | PJM_E | NYISO_G-I | Internal | Winter | B17 | 100 | 500 | 0 | 149.29 | 153.29 | 6 | 0
2040 | PJM_E_2_NYISO_G-I | PJM_E | NYISO_G-I | Internal | Winter | B18 | 400 | 500 | 166.85 | 142.77 | 148.77 | 6 | 0
2040 | PJM_E_2_NYISO_G-I | PJM_E | NYISO_G-I | Internal | Winter | B19 | 700 | 500 | 0 | 133.87 | 127.04 | 6 | 0
2040 | PJM_E_2_NYISO_G-I | PJM_E | NYISO_G-I | Internal | Winter | B20 | 935 | 500 | 0 | 110.19 | 102.19 | 6 | 0
2040 | PJM_E_2_NYISO_J-K | PJM_E | NYISO_J-K | Internal | Shoulder | B11 | 25 | 330 | 0 | 145.54 | 142.61 | 6 | 0
2040 | PJM_E_2_NYISO_J-K | PJM_E | NYISO_J-K | Internal | Shoulder | B12 | 200 | 330 | 0 | 145.54 | 142.61 | 6 | 0
2040 | PJM_E_2_NYISO_J-K | PJM_E | NYISO_J-K | Internal | Shoulder | B13 | 600 | 330 | 329.92 | 136.6 | 142.61 | 6 | 0.01
2040 | PJM_E_2_NYISO_J-K | PJM_E | NYISO_J-K | Internal | Shoulder | B14 | 900 | 330 | 0 | 129.91 | 123.16 | 6 | 0
2040 | PJM_E_2_NYISO_J-K | PJM_E | NYISO_J-K | Internal | Shoulder | B15 | 1203 | 330 | 0 | 114.59 | 106.6 | 6 | 0
2040 | PJM_E_2_NYISO_J-K | PJM_E | NYISO_J-K | Internal | Summer | B1 | 10 | 330 | 0 | 282.49 | 274.5 | 6 | 0
2040 | PJM_E_2_NYISO_J-K | PJM_E | NYISO_J-K | Internal | Summer | B2 | 25 | 330 | 0 | 240.47 | 232.48 | 6 | 0
2040 | PJM_E_2_NYISO_J-K | PJM_E | NYISO_J-K | Internal | Summer | B3 | 75 | 330 | 0 | 240.47 | 198.57 | 6 | 0
2040 | PJM_E_2_NYISO_J-K | PJM_E | NYISO_J-K | Internal | Summer | B4 | 100 | 330 | 330 | 173.48 | 196.25 | 6 | 16.77
2040 | PJM_E_2_NYISO_J-K | PJM_E | NYISO_J-K | Internal | Summer | B5 | 200 | 330 | 330 | 162.25 | 196.25 | 6 | 28
2040 | PJM_E_2_NYISO_J-K | PJM_E | NYISO_J-K | Internal | Summer | B6 | 300 | 330 | 0 | 152.75 | 147.72 | 6 | 0
2040 | PJM_E_2_NYISO_J-K | PJM_E | NYISO_J-K | Internal | Summer | B7 | 400 | 330 | 0 | 146.43 | 147.72 | 6 | 0
2040 | PJM_E_2_NYISO_J-K | PJM_E | NYISO_J-K | Internal | Summer | B8 | 500 | 330 | 0 | 139.73 | 138.6 | 6 | 0
2040 | PJM_E_2_NYISO_J-K | PJM_E | NYISO_J-K | Internal | Summer | B9 | 800 | 330 | 330 | 128.14 | 138.6 | 6 | 4.46
2040 | PJM_E_2_NYISO_J-K | PJM_E | NYISO_J-K | Internal | Summer | B10 | 1262 | 330 | 0 | 122.82 | 121.63 | 6 | 0
2040 | PJM_E_2_NYISO_J-K | PJM_E | NYISO_J-K | Internal | Winter | B16 | 25 | 330 | 0.02 | 151.92 | 156.6 | 6 | 0
2040 | PJM_E_2_NYISO_J-K | PJM_E | NYISO_J-K | Internal | Winter | B17 | 100 | 330 | 330 | 149.29 | 156.6 | 6 | 1.31
2040 | PJM_E_2_NYISO_J-K | PJM_E | NYISO_J-K | Internal | Winter | B18 | 400 | 330 | 330 | 142.77 | 156.6 | 6 | 7.83
2040 | PJM_E_2_NYISO_J-K | PJM_E | NYISO_J-K | Internal | Winter | B19 | 700 | 330 | 119.9 | 133.87 | 139.87 | 6 | 0
2040 | PJM_E_2_NYISO_J-K | PJM_E | NYISO_J-K | Internal | Winter | B20 | 935 | 330 | 0 | 110.19 | 102.2 | 6 | 0
2040 | PJM_E_2_PJM_ROM | PJM_E | PJM_ROM | Internal | Shoulder | B11 | 25 | 8000 | 0.97 | 145.54 | 145.53 | 0.01 | 0
2040 | PJM_E_2_PJM_ROM | PJM_E | PJM_ROM | Internal | Shoulder | B12 | 200 | 8000 | 0.13 | 145.54 | 145.53 | 0.01 | 0
2040 | PJM_E_2_PJM_ROM | PJM_E | PJM_ROM | Internal | Shoulder | B13 | 600 | 8000 | 0.04 | 136.6 | 136.59 | 0.01 | 0
2040 | PJM_E_2_PJM_ROM | PJM_E | PJM_ROM | Internal | Shoulder | B14 | 900 | 8000 | 0.03 | 129.91 | 129.9 | 0.01 | 0
2040 | PJM_E_2_PJM_ROM | PJM_E | PJM_ROM | Internal | Shoulder | B15 | 1203 | 8000 | 0.02 | 114.59 | 114.58 | 0.01 | 0
2040 | PJM_E_2_PJM_ROM | PJM_E | PJM_ROM | Internal | Summer | B1 | 10 | 8000 | 2 | 282.49 | 282.48 | 0.01 | 0
2040 | PJM_E_2_PJM_ROM | PJM_E | PJM_ROM | Internal | Summer | B2 | 25 | 8000 | 0.93 | 240.47 | 240.46 | 0.01 | 0
2040 | PJM_E_2_PJM_ROM | PJM_E | PJM_ROM | Internal | Summer | B3 | 75 | 8000 | 0.35 | 240.47 | 240.46 | 0.01 | 0
2040 | PJM_E_2_PJM_ROM | PJM_E | PJM_ROM | Internal | Summer | B4 | 100 | 8000 | 0.25 | 173.48 | 173.47 | 0.01 | 0
2040 | PJM_E_2_PJM_ROM | PJM_E | PJM_ROM | Internal | Summer | B5 | 200 | 8000 | 0.13 | 162.25 | 162.24 | 0.01 | 0
2040 | PJM_E_2_PJM_ROM | PJM_E | PJM_ROM | Internal | Summer | B6 | 300 | 8000 | 0.09 | 152.75 | 152.74 | 0.01 | 0
2040 | PJM_E_2_PJM_ROM | PJM_E | PJM_ROM | Internal | Summer | B7 | 400 | 8000 | 0.07 | 146.43 | 146.42 | 0.01 | 0
2040 | PJM_E_2_PJM_ROM | PJM_E | PJM_ROM | Internal | Summer | B8 | 500 | 8000 | 0.05 | 139.73 | 139.72 | 0.01 | 0
2040 | PJM_E_2_PJM_ROM | PJM_E | PJM_ROM | Internal | Summer | B9 | 800 | 8000 | 0.03 | 128.14 | 128.13 | 0.01 | 0
2040 | PJM_E_2_PJM_ROM | PJM_E | PJM_ROM | Internal | Summer | B10 | 1262 | 8000 | 0.02 | 122.82 | 122.81 | 0.01 | 0
2040 | PJM_E_2_PJM_ROM | PJM_E | PJM_ROM | Internal | Winter | B16 | 25 | 8000 | 0.8 | 151.92 | 151.91 | 0.01 | 0
2040 | PJM_E_2_PJM_ROM | PJM_E | PJM_ROM | Internal | Winter | B17 | 100 | 8000 | 0.24 | 149.29 | 149.28 | 0.01 | 0
2040 | PJM_E_2_PJM_ROM | PJM_E | PJM_ROM | Internal | Winter | B18 | 400 | 8000 | 0.06 | 142.77 | 142.76 | 0.01 | 0
2040 | PJM_E_2_PJM_ROM | PJM_E | PJM_ROM | Internal | Winter | B19 | 700 | 8000 | 0.04 | 133.87 | 133.86 | 0.01 | 0
2040 | PJM_E_2_PJM_ROM | PJM_E | PJM_ROM | Internal | Winter | B20 | 935 | 8000 | 0.03 | 110.19 | 110.17 | 0.01 | 0
2040 | PJM_ROR_2_MISO_IN | PJM_ROR | MISO_IN | Internal | Shoulder | B11 | 25 | 1170 | 0 | 145.52 | 129.95 | 2 | 0
2040 | PJM_ROR_2_MISO_IN | PJM_ROR | MISO_IN | Internal | Shoulder | B12 | 200 | 1170 | 0 | 131.92 | 129.95 | 2 | 0
2040 | PJM_ROR_2_MISO_IN | PJM_ROR | MISO_IN | Internal | Shoulder | B13 | 600 | 1170 | 0 | 129.89 | 129.95 | 2 | 0
2040 | PJM_ROR_2_MISO_IN | PJM_ROR | MISO_IN | Internal | Shoulder | B14 | 900 | 1170 | 0 | 129.89 | 127.89 | 2 | 0
2040 | PJM_ROR_2_MISO_IN | PJM_ROR | MISO_IN | Internal | Shoulder | B15 | 1203 | 1170 | 0 | 114.57 | 106.56 | 2 | 0
2040 | PJM_ROR_2_MISO_IN | PJM_ROR | MISO_IN | Internal | Summer | B1 | 10 | 1170 | 0 | 240.44 | 185.56 | 2 | 0
2040 | PJM_ROR_2_MISO_IN | PJM_ROR | MISO_IN | Internal | Summer | B2 | 25 | 1170 | 0 | 240.44 | 238.43 | 2 | 0
2040 | PJM_ROR_2_MISO_IN | PJM_ROR | MISO_IN | Internal | Summer | B3 | 75 | 1170 | 0 | 240.44 | 230.44 | 2 | 0
2040 | PJM_ROR_2_MISO_IN | PJM_ROR | MISO_IN | Internal | Summer | B4 | 100 | 1170 | 0 | 173.46 | 171.44 | 2 | 0
2040 | PJM_ROR_2_MISO_IN | PJM_ROR | MISO_IN | Internal | Summer | B5 | 200 | 1170 | 0 | 162.23 | 160.22 | 2 | 0
2040 | PJM_ROR_2_MISO_IN | PJM_ROR | MISO_IN | Internal | Summer | B6 | 300 | 1170 | 0 | 152.73 | 149.81 | 2 | 0
2040 | PJM_ROR_2_MISO_IN | PJM_ROR | MISO_IN | Internal | Summer | B7 | 400 | 1170 | 0 | 146.4 | 143.42 | 2 | 0
2040 | PJM_ROR_2_MISO_IN | PJM_ROR | MISO_IN | Internal | Summer | B8 | 500 | 1170 | 0 | 130.27 | 128.35 | 2 | 0
2040 | PJM_ROR_2_MISO_IN | PJM_ROR | MISO_IN | Internal | Summer | B9 | 800 | 1170 | 0 | 128.12 | 128.35 | 2 | 0
2040 | PJM_ROR_2_MISO_IN | PJM_ROR | MISO_IN | Internal | Summer | B10 | 1262 | 1170 | 0.04 | 122.8 | 124.78 | 2 | 0
2040 | PJM_ROR_2_MISO_IN | PJM_ROR | MISO_IN | Internal | Winter | B16 | 25 | 1170 | 0 | 149.26 | 132.78 | 2 | 0
2040 | PJM_ROR_2_MISO_IN | PJM_ROR | MISO_IN | Internal | Winter | B17 | 100 | 1170 | 0 | 135.88 | 133.34 | 2 | 0
2040 | PJM_ROR_2_MISO_IN | PJM_ROR | MISO_IN | Internal | Winter | B18 | 400 | 1170 | 0 | 133.84 | 129.59 | 2 | 0
2040 | PJM_ROR_2_MISO_IN | PJM_ROR | MISO_IN | Internal | Winter | B19 | 700 | 1170 | 0 | 133.84 | 129.59 | 2 | 0
2040 | PJM_ROR_2_MISO_IN | PJM_ROR | MISO_IN | Internal | Winter | B20 | 935 | 1170 | 0 | 110.16 | 97.97 | 2 | 0
2040 | PJM_ROR_2_MISO_MI | PJM_ROR | MISO_MI | Internal | Shoulder | B11 | 25 | 1305 | 0 | 145.52 | 130.08 | 2 | 0
2040 | PJM_ROR_2_MISO_MI | PJM_ROR | MISO_MI | Internal | Shoulder | B12 | 200 | 1305 | 0 | 131.92 | 130.01 | 2 | 0
2040 | PJM_ROR_2_MISO_MI | PJM_ROR | MISO_MI | Internal | Shoulder | B13 | 600 | 1305 | 0 | 129.89 | 130.01 | 2 | 0
2040 | PJM_ROR_2_MISO_MI | PJM_ROR | MISO_MI | Internal | Shoulder | B14 | 900 | 1305 | 0 | 129.89 | 127.9 | 2 | 0
2040 | PJM_ROR_2_MISO_MI | PJM_ROR | MISO_MI | Internal | Shoulder | B15 | 1203 | 1305 | 0 | 114.57 | 106.58 | 2 | 0
2040 | PJM_ROR_2_MISO_MI | PJM_ROR | MISO_MI | Internal | Summer | B1 | 10 | 1305 | 0 | 240.44 | 185.58 | 2 | 0
2040 | PJM_ROR_2_MISO_MI | PJM_ROR | MISO_MI | Internal | Summer | B2 | 25 | 1305 | 0 | 240.44 | 238.44 | 2 | 0
2040 | PJM_ROR_2_MISO_MI | PJM_ROR | MISO_MI | Internal | Summer | B3 | 75 | 1305 | 0 | 240.44 | 230.46 | 2 | 0
2040 | PJM_ROR_2_MISO_MI | PJM_ROR | MISO_MI | Internal | Summer | B4 | 100 | 1305 | 0 | 173.46 | 171.46 | 2 | 0
2040 | PJM_ROR_2_MISO_MI | PJM_ROR | MISO_MI | Internal | Summer | B5 | 200 | 1305 | 0 | 162.23 | 160.23 | 2 | 0
2040 | PJM_ROR_2_MISO_MI | PJM_ROR | MISO_MI | Internal | Summer | B6 | 300 | 1305 | 0 | 152.73 | 149.82 | 2 | 0
2040 | PJM_ROR_2_MISO_MI | PJM_ROR | MISO_MI | Internal | Summer | B7 | 400 | 1305 | 0 | 146.4 | 143.43 | 2 | 0
2040 | PJM_ROR_2_MISO_MI | PJM_ROR | MISO_MI | Internal | Summer | B8 | 500 | 1305 | 0 | 130.27 | 128.36 | 2 | 0
2040 | PJM_ROR_2_MISO_MI | PJM_ROR | MISO_MI | Internal | Summer | B9 | 800 | 1305 | 0 | 128.12 | 128.36 | 2 | 0
2040 | PJM_ROR_2_MISO_MI | PJM_ROR | MISO_MI | Internal | Summer | B10 | 1262 | 1305 | 496.02 | 122.8 | 124.8 | 2 | 0
2040 | PJM_ROR_2_MISO_MI | PJM_ROR | MISO_MI | Internal | Winter | B16 | 25 | 1305 | 0 | 149.26 | 132.79 | 2 | 0
2040 | PJM_ROR_2_MISO_MI | PJM_ROR | MISO_MI | Internal | Winter | B17 | 100 | 1305 | 0 | 135.88 | 133.35 | 2 | 0
2040 | PJM_ROR_2_MISO_MI | PJM_ROR | MISO_MI | Internal | Winter | B18 | 400 | 1305 | 0 | 133.84 | 131.84 | 2 | 0
2040 | PJM_ROR_2_MISO_MI | PJM_ROR | MISO_MI | Internal | Winter | B19 | 700 | 1305 | 0 | 133.84 | 131.84 | 2 | 0
2040 | PJM_ROR_2_MISO_MI | PJM_ROR | MISO_MI | Internal | Winter | B20 | 935 | 1305 | 0 | 110.16 | 107.83 | 2 | 0
2040 | PJM_ROR_2_MISO_MO-IL | PJM_ROR | MISO_MO-IL | Internal | Shoulder | B11 | 25 | 1111 | 0 | 145.52 | 143.52 | 2 | 0
2040 | PJM_ROR_2_MISO_MO-IL | PJM_ROR | MISO_MO-IL | Internal | Shoulder | B12 | 200 | 1111 | 0 | 131.92 | 129.93 | 2 | 0
2040 | PJM_ROR_2_MISO_MO-IL | PJM_ROR | MISO_MO-IL | Internal | Shoulder | B13 | 600 | 1111 | 0 | 129.89 | 127.9 | 2 | 0
2040 | PJM_ROR_2_MISO_MO-IL | PJM_ROR | MISO_MO-IL | Internal | Shoulder | B14 | 900 | 1111 | 0 | 129.89 | 125.86 | 2 | 0
2040 | PJM_ROR_2_MISO_MO-IL | PJM_ROR | MISO_MO-IL | Internal | Shoulder | B15 | 1203 | 1111 | 0 | 114.57 | 96.01 | 2 | 0
2040 | PJM_ROR_2_MISO_MO-IL | PJM_ROR | MISO_MO-IL | Internal | Summer | B1 | 10 | 1111 | 0 | 240.44 | 234.94 | 2 | 0
2040 | PJM_ROR_2_MISO_MO-IL | PJM_ROR | MISO_MO-IL | Internal | Summer | B2 | 25 | 1111 | 0 | 240.44 | 238.44 | 2 | 0
2040 | PJM_ROR_2_MISO_MO-IL | PJM_ROR | MISO_MO-IL | Internal | Summer | B3 | 75 | 1111 | 0 | 240.44 | 238.46 | 2 | 0
2040 | PJM_ROR_2_MISO_MO-IL | PJM_ROR | MISO_MO-IL | Internal | Summer | B4 | 100 | 1111 | 0 | 173.46 | 171.46 | 2 | 0
2040 | PJM_ROR_2_MISO_MO-IL | PJM_ROR | MISO_MO-IL | Internal | Summer | B5 | 200 | 1111 | 0 | 162.23 | 160.23 | 2 | 0
2040 | PJM_ROR_2_MISO_MO-IL | PJM_ROR | MISO_MO-IL | Internal | Summer | B6 | 300 | 1111 | 0 | 152.73 | 152.92 | 2 | 0
2040 | PJM_ROR_2_MISO_MO-IL | PJM_ROR | MISO_MO-IL | Internal | Summer | B7 | 400 | 1111 | 0 | 146.4 | 144.42 | 2 | 0
2040 | PJM_ROR_2_MISO_MO-IL | PJM_ROR | MISO_MO-IL | Internal | Summer | B8 | 500 | 1111 | 0 | 130.27 | 128.36 | 2 | 0
2040 | PJM_ROR_2_MISO_MO-IL | PJM_ROR | MISO_MO-IL | Internal | Summer | B9 | 800 | 1111 | 0 | 128.12 | 128.36 | 2 | 0
2040 | PJM_ROR_2_MISO_MO-IL | PJM_ROR | MISO_MO-IL | Internal | Summer | B10 | 1262 | 1111 | 0 | 122.8 | 105.8 | 2 | 0
2040 | PJM_ROR_2_MISO_MO-IL | PJM_ROR | MISO_MO-IL | Internal | Winter | B16 | 25 | 1111 | 0 | 149.26 | 132.79 | 2 | 0
2040 | PJM_ROR_2_MISO_MO-IL | PJM_ROR | MISO_MO-IL | Internal | Winter | B17 | 100 | 1111 | 0 | 135.88 | 133.33 | 2 | 0
2040 | PJM_ROR_2_MISO_MO-IL | PJM_ROR | MISO_MO-IL | Internal | Winter | B18 | 400 | 1111 | 0 | 133.84 | 128.96 | 2 | 0
2040 | PJM_ROR_2_MISO_MO-IL | PJM_ROR | MISO_MO-IL | Internal | Winter | B19 | 700 | 1111 | 0 | 133.84 | 128.84 | 2 | 0
2040 | PJM_ROR_2_MISO_MO-IL | PJM_ROR | MISO_MO-IL | Internal | Winter | B20 | 935 | 1111 | 0 | 110.16 | 94.94 | 2 | 0
2040 | PJM_ROR_2_MISO_W | PJM_ROR | MISO_W | Internal | Shoulder | B11 | 25 | 13129 | 0 | 145.52 | 143.52 | 2 | 0
2040 | PJM_ROR_2_MISO_W | PJM_ROR | MISO_W | Internal | Shoulder | B12 | 200 | 13129 | 0 | 131.92 | 129.92 | 2 | 0
2040 | PJM_ROR_2_MISO_W | PJM_ROR | MISO_W | Internal | Shoulder | B13 | 600 | 13129 | 0 | 129.89 | 127.89 | 2 | 0
2040 | PJM_ROR_2_MISO_W | PJM_ROR | MISO_W | Internal | Shoulder | B14 | 900 | 13129 | 0 | 129.89 | 76.61 | 2 | 0
2040 | PJM_ROR_2_MISO_W | PJM_ROR | MISO_W | Internal | Shoulder | B15 | 1203 | 13129 | 0 | 114.57 | 62.6 | 2 | 0
2040 | PJM_ROR_2_MISO_W | PJM_ROR | MISO_W | Internal | Summer | B1 | 10 | 13129 | 0.02 | 240.44 | 238.44 | 2 | 0
2040 | PJM_ROR_2_MISO_W | PJM_ROR | MISO_W | Internal | Summer | B2 | 25 | 13129 | 0 | 240.44 | 238.44 | 2 | 0
2040 | PJM_ROR_2_MISO_W | PJM_ROR | MISO_W | Internal | Summer | B3 | 75 | 13129 | 0 | 240.44 | 238.44 | 2 | 0
2040 | PJM_ROR_2_MISO_W | PJM_ROR | MISO_W | Internal | Summer | B4 | 100 | 13129 | 0 | 173.46 | 171.46 | 2 | 0
2040 | PJM_ROR_2_MISO_W | PJM_ROR | MISO_W | Internal | Summer | B5 | 200 | 13129 | 0 | 162.23 | 160.23 | 2 | 0
2040 | PJM_ROR_2_MISO_W | PJM_ROR | MISO_W | Internal | Summer | B6 | 300 | 13129 | 0 | 152.73 | 152.9 | 2 | 0
2040 | PJM_ROR_2_MISO_W | PJM_ROR | MISO_W | Internal | Summer | B7 | 400 | 13129 | 0 | 146.4 | 144.4 | 2 | 0
2040 | PJM_ROR_2_MISO_W | PJM_ROR | MISO_W | Internal | Summer | B8 | 500 | 13129 | 0 | 130.27 | 128.27 | 2 | 0
2040 | PJM_ROR_2_MISO_W | PJM_ROR | MISO_W | Internal | Summer | B9 | 800 | 13129 | 0 | 128.12 | 126.12 | 2 | 0
2040 | PJM_ROR_2_MISO_W | PJM_ROR | MISO_W | Internal | Summer | B10 | 1262 | 13129 | 0 | 122.8 | 104.77 | 2 | 0
2040 | PJM_ROR_2_MISO_W | PJM_ROR | MISO_W | Internal | Winter | B16 | 25 | 13129 | 0 | 149.26 | 47.66 | 2 | 0
2040 | PJM_ROR_2_MISO_W | PJM_ROR | MISO_W | Internal | Winter | B17 | 100 | 13129 | 0 | 135.88 | 76.61 | 2 | 0
2040 | PJM_ROR_2_MISO_W | PJM_ROR | MISO_W | Internal | Winter | B18 | 400 | 13129 | 0 | 133.84 | 128.84 | 2 | 0
2040 | PJM_ROR_2_MISO_W | PJM_ROR | MISO_W | Internal | Winter | B19 | 700 | 13129 | 0 | 133.84 | 128.83 | 2 | 0
2040 | PJM_ROR_2_MISO_W | PJM_ROR | MISO_W | Internal | Winter | B20 | 935 | 13129 | 0 | 110.16 | 81.15 | 2 | 0
2040 | PJM_ROR_2_MISO_WUMS | PJM_ROR | MISO_WUMS | Internal | Shoulder | B11 | 25 | 1467 | 0 | 145.52 | 130.07 | 2 | 0
2040 | PJM_ROR_2_MISO_WUMS | PJM_ROR | MISO_WUMS | Internal | Shoulder | B12 | 200 | 1467 | 0 | 131.92 | 130 | 2 | 0
2040 | PJM_ROR_2_MISO_WUMS | PJM_ROR | MISO_WUMS | Internal | Shoulder | B13 | 600 | 1467 | 0 | 129.89 | 130 | 2 | 0
2040 | PJM_ROR_2_MISO_WUMS | PJM_ROR | MISO_WUMS | Internal | Shoulder | B14 | 900 | 1467 | 0 | 129.89 | 127.89 | 2 | 0
2040 | PJM_ROR_2_MISO_WUMS | PJM_ROR | MISO_WUMS | Internal | Shoulder | B15 | 1203 | 1467 | 0 | 114.57 | 106.57 | 2 | 0
2040 | PJM_ROR_2_MISO_WUMS | PJM_ROR | MISO_WUMS | Internal | Summer | B1 | 10 | 1467 | 0 | 240.44 | 128.27 | 2 | 0
2040 | PJM_ROR_2_MISO_WUMS | PJM_ROR | MISO_WUMS | Internal | Summer | B2 | 25 | 1467 | 0 | 240.44 | 149.16 | 2 | 0
2040 | PJM_ROR_2_MISO_WUMS | PJM_ROR | MISO_WUMS | Internal | Summer | B3 | 75 | 1467 | 0 | 240.44 | 162.25 | 2 | 0
2040 | PJM_ROR_2_MISO_WUMS | PJM_ROR | MISO_WUMS | Internal | Summer | B4 | 100 | 1467 | 0 | 173.46 | 149.16 | 2 | 0
2040 | PJM_ROR_2_MISO_WUMS | PJM_ROR | MISO_WUMS | Internal | Summer | B5 | 200 | 1467 | 0 | 162.23 | 149.16 | 2 | 0
2040 | PJM_ROR_2_MISO_WUMS | PJM_ROR | MISO_WUMS | Internal | Summer | B6 | 300 | 1467 | 0 | 152.73 | 149.16 | 2 | 0
2040 | PJM_ROR_2_MISO_WUMS | PJM_ROR | MISO_WUMS | Internal | Summer | B7 | 400 | 1467 | 0 | 146.4 | 143.42 | 2 | 0
2040 | PJM_ROR_2_MISO_WUMS | PJM_ROR | MISO_WUMS | Internal | Summer | B8 | 500 | 1467 | 0 | 130.27 | 128.27 | 2 | 0
2040 | PJM_ROR_2_MISO_WUMS | PJM_ROR | MISO_WUMS | Internal | Summer | B9 | 800 | 1467 | 0 | 128.12 | 128.27 | 2 | 0
2040 | PJM_ROR_2_MISO_WUMS | PJM_ROR | MISO_WUMS | Internal | Summer | B10 | 1262 | 1467 | 0 | 122.8 | 122.9 | 2 | 0
2040 | PJM_ROR_2_MISO_WUMS | PJM_ROR | MISO_WUMS | Internal | Winter | B16 | 25 | 1467 | 0 | 149.26 | 73.5 | 2 | 0
2040 | PJM_ROR_2_MISO_WUMS | PJM_ROR | MISO_WUMS | Internal | Winter | B17 | 100 | 1467 | 0 | 135.88 | 133.36 | 2 | 0
2040 | PJM_ROR_2_MISO_WUMS | PJM_ROR | MISO_WUMS | Internal | Winter | B18 | 400 | 1467 | 0 | 133.84 | 131.84 | 2 | 0
2040 | PJM_ROR_2_MISO_WUMS | PJM_ROR | MISO_WUMS | Internal | Winter | B19 | 700 | 1467 | 0 | 133.84 | 131.84 | 2 | 0
2040 | PJM_ROR_2_MISO_WUMS | PJM_ROR | MISO_WUMS | Internal | Winter | B20 | 935 | 1467 | 0 | 110.16 | 104.84 | 2 | 0
2040 | PJM_ROR_2_PJM_ROM | PJM_ROR | PJM_ROM | Internal | Shoulder | B11 | 25 | 8000 | 6904 | 145.52 | 145.53 | 0.01 | 0
2040 | PJM_ROR_2_PJM_ROM | PJM_ROR | PJM_ROM | Internal | Shoulder | B12 | 200 | 8000 | 8000 | 131.92 | 145.53 | 0.01 | 13.59
2040 | PJM_ROR_2_PJM_ROM | PJM_ROR | PJM_ROM | Internal | Shoulder | B13 | 600 | 8000 | 8000 | 129.89 | 136.59 | 0.01 | 6.69
2040 | PJM_ROR_2_PJM_ROM | PJM_ROR | PJM_ROM | Internal | Shoulder | B14 | 900 | 8000 | 6468.95 | 129.89 | 129.9 | 0.01 | 0
2040 | PJM_ROR_2_PJM_ROM | PJM_ROR | PJM_ROM | Internal | Shoulder | B15 | 1203 | 8000 | 7318.98 | 114.57 | 114.58 | 0.01 | 0
2040 | PJM_ROR_2_PJM_ROM | PJM_ROR | PJM_ROM | Internal | Summer | B1 | 10 | 8000 | 8000 | 240.44 | 282.48 | 0.01 | 42.02
2040 | PJM_ROR_2_PJM_ROM | PJM_ROR | PJM_ROM | Internal | Summer | B2 | 25 | 8000 | 6228.68 | 240.44 | 240.46 | 0.01 | 0
2040 | PJM_ROR_2_PJM_ROM | PJM_ROR | PJM_ROM | Internal | Summer | B3 | 75 | 8000 | 988.47 | 240.44 | 240.46 | 0.01 | 0
2040 | PJM_ROR_2_PJM_ROM | PJM_ROR | PJM_ROM | Internal | Summer | B4 | 100 | 8000 | 4124.98 | 173.46 | 173.47 | 0.01 | 0
2040 | PJM_ROR_2_PJM_ROM | PJM_ROR | PJM_ROM | Internal | Summer | B5 | 200 | 8000 | 4442.37 | 162.23 | 162.24 | 0.01 | 0
2040 | PJM_ROR_2_PJM_ROM | PJM_ROR | PJM_ROM | Internal | Summer | B6 | 300 | 8000 | 2403.75 | 152.73 | 152.74 | 0.01 | 0
2040 | PJM_ROR_2_PJM_ROM | PJM_ROR | PJM_ROM | Internal | Summer | B7 | 400 | 8000 | 3879.03 | 146.4 | 146.42 | 0.01 | 0
2040 | PJM_ROR_2_PJM_ROM | PJM_ROR | PJM_ROM | Internal | Summer | B8 | 500 | 8000 | 8000 | 130.27 | 139.72 | 0.01 | 9.44
2040 | PJM_ROR_2_PJM_ROM | PJM_ROR | PJM_ROM | Internal | Summer | B9 | 800 | 8000 | 5603.9 | 128.12 | 128.13 | 0.01 | 0
2040 | PJM_ROR_2_PJM_ROM | PJM_ROR | PJM_ROM | Internal | Summer | B10 | 1262 | 8000 | 3354.09 | 122.8 | 122.81 | 0.01 | 0
2040 | PJM_ROR_2_PJM_ROM | PJM_ROR | PJM_ROM | Internal | Winter | B16 | 25 | 8000 | 7999.99 | 149.26 | 151.91 | 0.01 | 2.64
2040 | PJM_ROR_2_PJM_ROM | PJM_ROR | PJM_ROM | Internal | Winter | B17 | 100 | 8000 | 8000 | 135.88 | 149.28 | 0.01 | 13.39
2040 | PJM_ROR_2_PJM_ROM | PJM_ROR | PJM_ROM | Internal | Winter | B18 | 400 | 8000 | 8000 | 133.84 | 142.76 | 0.01 | 8.9
2040 | PJM_ROR_2_PJM_ROM | PJM_ROR | PJM_ROM | Internal | Winter | B19 | 700 | 8000 | 5948.48 | 133.84 | 133.86 | 0.01 | 0
2040 | PJM_ROR_2_PJM_ROM | PJM_ROR | PJM_ROM | Internal | Winter | B20 | 935 | 8000 | 5845.34 | 110.16 | 110.17 | 0.01 | 0
2040 | PJM_ROR_2_TVA_Transmission | PJM_ROR | TVA_Transmission | Internal | Shoulder | B11 | 25 | 2500 | 0 | 145.52 | 144.84 | 6 | 0
2040 | PJM_ROR_2_TVA_Transmission | PJM_ROR | TVA_Transmission | Internal | Shoulder | B12 | 200 | 2500 | 0 | 131.92 | 134.28 | 6 | 0
2040 | PJM_ROR_2_TVA_Transmission | PJM_ROR | TVA_Transmission | Internal | Shoulder | B13 | 600 | 2500 | 0 | 129.89 | 133.86 | 6 | 0
2040 | PJM_ROR_2_TVA_Transmission | PJM_ROR | TVA_Transmission | Internal | Shoulder | B14 | 900 | 2500 | 0 | 129.89 | 133.86 | 6 | 0
2040 | PJM_ROR_2_TVA_Transmission | PJM_ROR | TVA_Transmission | Internal | Shoulder | B15 | 1203 | 2500 | 0 | 114.57 | 105.56 | 6 | 0
2040 | PJM_ROR_2_TVA_Transmission | PJM_ROR | TVA_Transmission | Internal | Summer | B1 | 10 | 2500 | 0.02 | 240.44 | 242.94 | 6 | 0
2040 | PJM_ROR_2_TVA_Transmission | PJM_ROR | TVA_Transmission | Internal | Summer | B2 | 25 | 2500 | 592.02 | 240.44 | 246.44 | 6 | 0
2040 | PJM_ROR_2_TVA_Transmission | PJM_ROR | TVA_Transmission | Internal | Summer | B3 | 75 | 2500 | 541.08 | 240.44 | 246.44 | 6 | 0
2040 | PJM_ROR_2_TVA_Transmission | PJM_ROR | TVA_Transmission | Internal | Summer | B4 | 100 | 2500 | 678.35 | 173.46 | 179.46 | 6 | 0
2040 | PJM_ROR_2_TVA_Transmission | PJM_ROR | TVA_Transmission | Internal | Summer | B5 | 200 | 2500 | 0 | 162.23 | 159.9 | 6 | 0
2040 | PJM_ROR_2_TVA_Transmission | PJM_ROR | TVA_Transmission | Internal | Summer | B6 | 300 | 2500 | 0 | 152.73 | 154.11 | 6 | 0
2040 | PJM_ROR_2_TVA_Transmission | PJM_ROR | TVA_Transmission | Internal | Summer | B7 | 400 | 2500 | 0 | 146.4 | 143.42 | 6 | 0
2040 | PJM_ROR_2_TVA_Transmission | PJM_ROR | TVA_Transmission | Internal | Summer | B8 | 500 | 2500 | 0 | 130.27 | 134.15 | 6 | 0
2040 | PJM_ROR_2_TVA_Transmission | PJM_ROR | TVA_Transmission | Internal | Summer | B9 | 800 | 2500 | 0 | 128.12 | 133.17 | 6 | 0
2040 | PJM_ROR_2_TVA_Transmission | PJM_ROR | TVA_Transmission | Internal | Summer | B10 | 1262 | 2500 | 0 | 122.8 | 113.8 | 6 | 0
2040 | PJM_ROR_2_TVA_Transmission | PJM_ROR | TVA_Transmission | Internal | Winter | B16 | 25 | 2500 | 0 | 149.26 | 141.59 | 6 | 0
2040 | PJM_ROR_2_TVA_Transmission | PJM_ROR | TVA_Transmission | Internal | Winter | B17 | 100 | 2500 | 0 | 135.88 | 137.37 | 6 | 0
2040 | PJM_ROR_2_TVA_Transmission | PJM_ROR | TVA_Transmission | Internal | Winter | B18 | 400 | 2500 | 0 | 133.84 | 136.84 | 6 | 0
2040 | PJM_ROR_2_TVA_Transmission | PJM_ROR | TVA_Transmission | Internal | Winter | B19 | 700 | 2500 | 0 | 133.84 | 136.84 | 6 | 0
2040 | PJM_ROR_2_TVA_Transmission | PJM_ROR | TVA_Transmission | Internal | Winter | B20 | 935 | 2500 | 0 | 110.16 | 103.09 | 6 | 0
2040 | PJM_ROR_2_VACAR | PJM_ROR | VACAR | Internal | Shoulder | B11 | 25 | 3000 | 0 | 145.52 | 145.8 | 6 | 0
2040 | PJM_ROR_2_VACAR | PJM_ROR | VACAR | Internal | Shoulder | B12 | 200 | 3000 | 0 | 131.92 | 136.44 | 6 | 0
2040 | PJM_ROR_2_VACAR | PJM_ROR | VACAR | Internal | Shoulder | B13 | 600 | 3000 | 0 | 129.89 | 135.27 | 6 | 0
2040 | PJM_ROR_2_VACAR | PJM_ROR | VACAR | Internal | Shoulder | B14 | 900 | 3000 | 0 | 129.89 | 135.27 | 6 | 0
2040 | PJM_ROR_2_VACAR | PJM_ROR | VACAR | Internal | Shoulder | B15 | 1203 | 3000 | 0 | 114.57 | 107.57 | 6 | 0
2040 | PJM_ROR_2_VACAR | PJM_ROR | VACAR | Internal | Summer | B1 | 10 | 3000 | 2999.95 | 240.44 | 247.75 | 6 | 1.31
2040 | PJM_ROR_2_VACAR | PJM_ROR | VACAR | Internal | Summer | B2 | 25 | 3000 | 2999.98 | 240.44 | 247.75 | 6 | 1.31
2040 | PJM_ROR_2_VACAR | PJM_ROR | VACAR | Internal | Summer | B3 | 75 | 3000 | 2999.99 | 240.44 | 247.75 | 6 | 1.31
2040 | PJM_ROR_2_VACAR | PJM_ROR | VACAR | Internal | Summer | B4 | 100 | 3000 | 839.15 | 173.46 | 179.46 | 6 | 0
2040 | PJM_ROR_2_VACAR | PJM_ROR | VACAR | Internal | Summer | B5 | 200 | 3000 | 0 | 162.23 | 155.23 | 6 | 0
2040 | PJM_ROR_2_VACAR | PJM_ROR | VACAR | Internal | Summer | B6 | 300 | 3000 | 0 | 152.73 | 148.19 | 6 | 0
2040 | PJM_ROR_2_VACAR | PJM_ROR | VACAR | Internal | Summer | B7 | 400 | 3000 | 0 | 146.4 | 143.56 | 6 | 0
2040 | PJM_ROR_2_VACAR | PJM_ROR | VACAR | Internal | Summer | B8 | 500 | 3000 | 0 | 130.27 | 133.02 | 6 | 0
2040 | PJM_ROR_2_VACAR | PJM_ROR | VACAR | Internal | Summer | B9 | 800 | 3000 | 0 | 128.12 | 129.57 | 6 | 0
2040 | PJM_ROR_2_VACAR | PJM_ROR | VACAR | Internal | Summer | B10 | 1262 | 3000 | 0 | 122.8 | 98.8 | 6 | 0
2040 | PJM_ROR_2_VACAR | PJM_ROR | VACAR | Internal | Winter | B16 | 25 | 3000 | 661.08 | 149.26 | 155.26 | 6 | 0
2040 | PJM_ROR_2_VACAR | PJM_ROR | VACAR | Internal | Winter | B17 | 100 | 3000 | 0 | 135.88 | 140.61 | 6 | 0
2040 | PJM_ROR_2_VACAR | PJM_ROR | VACAR | Internal | Winter | B18 | 400 | 3000 | 520.64 | 133.84 | 139.84 | 6 | 0
2040 | PJM_ROR_2_VACAR | PJM_ROR | VACAR | Internal | Winter | B19 | 700 | 3000 | 0 | 133.84 | 139.55 | 6 | 0
2040 | PJM_ROR_2_VACAR | PJM_ROR | VACAR | Internal | Winter | B20 | 935 | 3000 | 0 | 110.16 | 103.1 | 6 | 0
2040 | PJM_ROM_2_NYISO_A-F | PJM_ROM | NYISO_A-F | Internal | Shoulder | B11 | 25 | 2000 | 0 | 145.53 | 106.58 | 6 | 0
2040 | PJM_ROM_2_NYISO_A-F | PJM_ROM | NYISO_A-F | Internal | Shoulder | B12 | 200 | 2000 | 0 | 145.53 | 124.89 | 6 | 0
2040 | PJM_ROM_2_NYISO_A-F | PJM_ROM | NYISO_A-F | Internal | Shoulder | B13 | 600 | 2000 | 0 | 136.59 | 106.58 | 6 | 0
2040 | PJM_ROM_2_NYISO_A-F | PJM_ROM | NYISO_A-F | Internal | Shoulder | B14 | 900 | 2000 | 0 | 129.9 | 106.58 | 6 | 0
2040 | PJM_ROM_2_NYISO_A-F | PJM_ROM | NYISO_A-F | Internal | Shoulder | B15 | 1203 | 2000 | 0 | 114.58 | 106.58 | 6 | 0
2040 | PJM_ROM_2_NYISO_A-F | PJM_ROM | NYISO_A-F | Internal | Summer | B1 | 10 | 2000 | 0 | 282.48 | 144.74 | 6 | 0
2040 | PJM_ROM_2_NYISO_A-F | PJM_ROM | NYISO_A-F | Internal | Summer | B2 | 25 | 2000 | 0 | 240.46 | 164.51 | 6 | 0
2040 | PJM_ROM_2_NYISO_A-F | PJM_ROM | NYISO_A-F | Internal | Summer | B3 | 75 | 2000 | 0 | 240.46 | 163.51 | 6 | 0
2040 | PJM_ROM_2_NYISO_A-F | PJM_ROM | NYISO_A-F | Internal | Summer | B4 | 100 | 2000 | 0 | 173.47 | 148.39 | 6 | 0
2040 | PJM_ROM_2_NYISO_A-F | PJM_ROM | NYISO_A-F | Internal | Summer | B5 | 200 | 2000 | 0 | 162.24 | 144.74 | 6 | 0
2040 | PJM_ROM_2_NYISO_A-F | PJM_ROM | NYISO_A-F | Internal | Summer | B6 | 300 | 2000 | 0 | 152.74 | 144.74 | 6 | 0
2040 | PJM_ROM_2_NYISO_A-F | PJM_ROM | NYISO_A-F | Internal | Summer | B7 | 400 | 2000 | 0 | 146.42 | 140.53 | 6 | 0
2040 | PJM_ROM_2_NYISO_A-F | PJM_ROM | NYISO_A-F | Internal | Summer | B8 | 500 | 2000 | 0 | 139.72 | 131.72 | 6 | 0
2040 | PJM_ROM_2_NYISO_A-F | PJM_ROM | NYISO_A-F | Internal | Summer | B9 | 800 | 2000 | 0 | 128.13 | 121.6 | 6 | 0
2040 | PJM_ROM_2_NYISO_A-F | PJM_ROM | NYISO_A-F | Internal | Summer | B10 | 1262 | 2000 | 0 | 122.81 | 121.6 | 6 | 0
2040 | PJM_ROM_2_NYISO_A-F | PJM_ROM | NYISO_A-F | Internal | Winter | B16 | 25 | 2000 | 0 | 151.91 | 102.17 | 6 | 0
2040 | PJM_ROM_2_NYISO_A-F | PJM_ROM | NYISO_A-F | Internal | Winter | B17 | 100 | 2000 | 0 | 149.28 | 102.17 | 6 | 0
2040 | PJM_ROM_2_NYISO_A-F | PJM_ROM | NYISO_A-F | Internal | Winter | B18 | 400 | 2000 | 0 | 142.76 | 102.17 | 6 | 0
2040 | PJM_ROM_2_NYISO_A-F | PJM_ROM | NYISO_A-F | Internal | Winter | B19 | 700 | 2000 | 0 | 133.86 | 102.17 | 6 | 0
2040 | PJM_ROM_2_NYISO_A-F | PJM_ROM | NYISO_A-F | Internal | Winter | B20 | 935 | 2000 | 0 | 110.17 | 102.17 | 6 | 0
2040 | PJM_ROM_2_PJM_E | PJM_ROM | PJM_E | Internal | Shoulder | B11 | 25 | 8000 | 3101.93 | 145.53 | 145.54 | 0.01 | 0
2040 | PJM_ROM_2_PJM_E | PJM_ROM | PJM_E | Internal | Shoulder | B12 | 200 | 8000 | 4602.52 | 145.53 | 145.54 | 0.01 | 0
2040 | PJM_ROM_2_PJM_E | PJM_ROM | PJM_E | Internal | Shoulder | B13 | 600 | 8000 | 5558.26 | 136.59 | 136.6 | 0.01 | 0
2040 | PJM_ROM_2_PJM_E | PJM_ROM | PJM_E | Internal | Shoulder | B14 | 900 | 8000 | 4321.87 | 129.9 | 129.91 | 0.01 | 0
2040 | PJM_ROM_2_PJM_E | PJM_ROM | PJM_E | Internal | Shoulder | B15 | 1203 | 8000 | 5288.75 | 114.58 | 114.59 | 0.01 | 0
2040 | PJM_ROM_2_PJM_E | PJM_ROM | PJM_E | Internal | Summer | B1 | 10 | 8000 | 7210.94 | 282.48 | 282.49 | 0.01 | 0
2040 | PJM_ROM_2_PJM_E | PJM_ROM | PJM_E | Internal | Summer | B2 | 25 | 8000 | 5923.18 | 240.46 | 240.47 | 0.01 | 0
2040 | PJM_ROM_2_PJM_E | PJM_ROM | PJM_E | Internal | Summer | B3 | 75 | 8000 | 2321.63 | 240.46 | 240.47 | 0.01 | 0
2040 | PJM_ROM_2_PJM_E | PJM_ROM | PJM_E | Internal | Summer | B4 | 100 | 8000 | 5263.63 | 173.47 | 173.48 | 0.01 | 0
2040 | PJM_ROM_2_PJM_E | PJM_ROM | PJM_E | Internal | Summer | B5 | 200 | 8000 | 4520.26 | 162.24 | 162.25 | 0.01 | 0
2040 | PJM_ROM_2_PJM_E | PJM_ROM | PJM_E | Internal | Summer | B6 | 300 | 8000 | 2387.62 | 152.74 | 152.75 | 0.01 | 0
2040 | PJM_ROM_2_PJM_E | PJM_ROM | PJM_E | Internal | Summer | B7 | 400 | 8000 | 3876.93 | 146.42 | 146.43 | 0.01 | 0
2040 | PJM_ROM_2_PJM_E | PJM_ROM | PJM_E | Internal | Summer | B8 | 500 | 8000 | 6086.7 | 139.72 | 139.73 | 0.01 | 0
2040 | PJM_ROM_2_PJM_E | PJM_ROM | PJM_E | Internal | Summer | B9 | 800 | 8000 | 4966.34 | 128.13 | 128.14 | 0.01 | 0
2040 | PJM_ROM_2_PJM_E | PJM_ROM | PJM_E | Internal | Summer | B10 | 1262 | 8000 | 3484.31 | 122.81 | 122.82 | 0.01 | 0
2040 | PJM_ROM_2_PJM_E | PJM_ROM | PJM_E | Internal | Winter | B16 | 25 | 8000 | 7622.28 | 151.91 | 151.92 | 0.01 | 0
2040 | PJM_ROM_2_PJM_E | PJM_ROM | PJM_E | Internal | Winter | B17 | 100 | 8000 | 7213.05 | 149.28 | 149.29 | 0.01 | 0
2040 | PJM_ROM_2_PJM_E | PJM_ROM | PJM_E | Internal | Winter | B18 | 400 | 8000 | 6902.98 | 142.76 | 142.77 | 0.01 | 0
2040 | PJM_ROM_2_PJM_E | PJM_ROM | PJM_E | Internal | Winter | B19 | 700 | 8000 | 5464.89 | 133.86 | 133.87 | 0.01 | 0
2040 | PJM_ROM_2_PJM_E | PJM_ROM | PJM_E | Internal | Winter | B20 | 935 | 8000 | 5412.39 | 110.17 | 110.19 | 0.01 | 0
2040 | PJM_ROM_2_PJM_ROR | PJM_ROM | PJM_ROR | Internal | Shoulder | B11 | 25 | 8000 | 0.87 | 145.53 | 145.52 | 0.01 | 0
2040 | PJM_ROM_2_PJM_ROR | PJM_ROM | PJM_ROR | Internal | Shoulder | B12 | 200 | 8000 | 0 | 145.53 | 131.92 | 0.01 | 0
2040 | PJM_ROM_2_PJM_ROR | PJM_ROM | PJM_ROR | Internal | Shoulder | B13 | 600 | 8000 | 0 | 136.59 | 129.89 | 0.01 | 0
2040 | PJM_ROM_2_PJM_ROR | PJM_ROM | PJM_ROR | Internal | Shoulder | B14 | 900 | 8000 | 0.03 | 129.9 | 129.89 | 0.01 | 0
2040 | PJM_ROM_2_PJM_ROR | PJM_ROM | PJM_ROR | Internal | Shoulder | B15 | 1203 | 8000 | 0.02 | 114.58 | 114.57 | 0.01 | 0
2040 | PJM_ROM_2_PJM_ROR | PJM_ROM | PJM_ROR | Internal | Summer | B1 | 10 | 8000 | 0 | 282.48 | 240.44 | 0.01 | 0
2040 | PJM_ROM_2_PJM_ROR | PJM_ROM | PJM_ROR | Internal | Summer | B2 | 25 | 8000 | 0.96 | 240.46 | 240.44 | 0.01 | 0
2040 | PJM_ROM_2_PJM_ROR | PJM_ROM | PJM_ROR | Internal | Summer | B3 | 75 | 8000 | 0.36 | 240.46 | 240.44 | 0.01 | 0
2040 | PJM_ROM_2_PJM_ROR | PJM_ROM | PJM_ROR | Internal | Summer | B4 | 100 | 8000 | 0.25 | 173.47 | 173.46 | 0.01 | 0
2040 | PJM_ROM_2_PJM_ROR | PJM_ROM | PJM_ROR | Internal | Summer | B5 | 200 | 8000 | 0.13 | 162.24 | 162.23 | 0.01 | 0
2040 | PJM_ROM_2_PJM_ROR | PJM_ROM | PJM_ROR | Internal | Summer | B6 | 300 | 8000 | 0.09 | 152.74 | 152.73 | 0.01 | 0
2040 | PJM_ROM_2_PJM_ROR | PJM_ROM | PJM_ROR | Internal | Summer | B7 | 400 | 8000 | 0.07 | 146.42 | 146.4 | 0.01 | 0
2040 | PJM_ROM_2_PJM_ROR | PJM_ROM | PJM_ROR | Internal | Summer | B8 | 500 | 8000 | 0 | 139.72 | 130.27 | 0.01 | 0
2040 | PJM_ROM_2_PJM_ROR | PJM_ROM | PJM_ROR | Internal | Summer | B9 | 800 | 8000 | 0.03 | 128.13 | 128.12 | 0.01 | 0
2040 | PJM_ROM_2_PJM_ROR | PJM_ROM | PJM_ROR | Internal | Summer | B10 | 1262 | 8000 | 0.02 | 122.81 | 122.8 | 0.01 | 0
2040 | PJM_ROM_2_PJM_ROR | PJM_ROM | PJM_ROR | Internal | Winter | B16 | 25 | 8000 | 0 | 151.91 | 149.26 | 0.01 | 0
2040 | PJM_ROM_2_PJM_ROR | PJM_ROM | PJM_ROR | Internal | Winter | B17 | 100 | 8000 | 0 | 149.28 | 135.88 | 0.01 | 0
2040 | PJM_ROM_2_PJM_ROR | PJM_ROM | PJM_ROR | Internal | Winter | B18 | 400 | 8000 | 0 | 142.76 | 133.84 | 0.01 | 0
2040 | PJM_ROM_2_PJM_ROR | PJM_ROM | PJM_ROR | Internal | Winter | B19 | 700 | 8000 | 0.04 | 133.86 | 133.84 | 0.01 | 0
2040 | PJM_ROM_2_PJM_ROR | PJM_ROM | PJM_ROR | Internal | Winter | B20 | 935 | 8000 | 0.03 | 110.17 | 110.16 | 0.01 | 0
2040 | SOCO_2_ENT | SOCO | ENT | Internal | Shoulder | B11 | 25 | 4300 | 0 | 151.81 | 143.54 | 10 | 0
2040 | SOCO_2_ENT | SOCO | ENT | Internal | Shoulder | B12 | 200 | 4300 | 0 | 134.79 | 126.79 | 10 | 0
2040 | SOCO_2_ENT | SOCO | ENT | Internal | Shoulder | B13 | 600 | 4300 | 0 | 134.79 | 125.86 | 10 | 0
2040 | SOCO_2_ENT | SOCO | ENT | Internal | Shoulder | B14 | 900 | 4300 | 0 | 134.79 | 117.86 | 10 | 0
2040 | SOCO_2_ENT | SOCO | ENT | Internal | Shoulder | B15 | 1203 | 4300 | 0 | 102.35 | 88.01 | 10 | 0
2040 | SOCO_2_ENT | SOCO | ENT | Internal | Summer | B1 | 10 | 4300 | 0 | 251.94 | 157.8 | 10 | 0
2040 | SOCO_2_ENT | SOCO | ENT | Internal | Summer | B2 | 25 | 4300 | 0 | 245.77 | 230.44 | 10 | 0
2040 | SOCO_2_ENT | SOCO | ENT | Internal | Summer | B3 | 75 | 4300 | 0 | 246.45 | 238.45 | 10 | 0
2040 | SOCO_2_ENT | SOCO | ENT | Internal | Summer | B4 | 100 | 4300 | 0 | 179.46 | 171.46 | 10 | 0
2040 | SOCO_2_ENT | SOCO | ENT | Internal | Summer | B5 | 200 | 4300 | 0 | 162.23 | 160.23 | 10 | 0
2040 | SOCO_2_ENT | SOCO | ENT | Internal | Summer | B6 | 300 | 4300 | 0 | 155.19 | 157.8 | 10 | 0
2040 | SOCO_2_ENT | SOCO | ENT | Internal | Summer | B7 | 400 | 4300 | 0 | 150.56 | 152.42 | 10 | 0
2040 | SOCO_2_ENT | SOCO | ENT | Internal | Summer | B8 | 500 | 4300 | 0 | 140.02 | 136.36 | 10 | 0
2040 | SOCO_2_ENT | SOCO | ENT | Internal | Summer | B9 | 800 | 4300 | 0 | 133.4 | 131.04 | 10 | 0
2040 | SOCO_2_ENT | SOCO | ENT | Internal | Summer | B10 | 1262 | 4300 | 0 | 105.8 | 97.8 | 10 | 0
2040 | SOCO_2_ENT | SOCO | ENT | Internal | Winter | B16 | 25 | 4300 | 0 | 150.59 | 133.59 | 10 | 0
2040 | SOCO_2_ENT | SOCO | ENT | Internal | Winter | B17 | 100 | 4300 | 0 | 138.03 | 129.37 | 10 | 0
2040 | SOCO_2_ENT | SOCO | ENT | Internal | Winter | B18 | 400 | 4300 | 0 | 137 | 128.84 | 10 | 0
2040 | SOCO_2_ENT | SOCO | ENT | Internal | Winter | B19 | 700 | 4300 | 0 | 137 | 120.84 | 10 | 0
2040 | SOCO_2_ENT | SOCO | ENT | Internal | Winter | B20 | 935 | 4300 | 0 | 100.97 | 86.94 | 10 | 0
2040 | SOCO_2_FRCC | SOCO | FRCC | Internal | Shoulder | B11 | 25 | 3700 | 1703.75 | 151.81 | 161.81 | 10 | 0
2040 | SOCO_2_FRCC | SOCO | FRCC | Internal | Shoulder | B12 | 200 | 3700 | 0 | 134.79 | 139.37 | 10 | 0
2040 | SOCO_2_FRCC | SOCO | FRCC | Internal | Shoulder | B13 | 600 | 3700 | 0 | 134.79 | 139.02 | 10 | 0
2040 | SOCO_2_FRCC | SOCO | FRCC | Internal | Shoulder | B14 | 900 | 3700 | 0 | 134.79 | 139.02 | 10 | 0
2040 | SOCO_2_FRCC | SOCO | FRCC | Internal | Shoulder | B15 | 1203 | 3700 | 0 | 102.35 | 97.05 | 10 | 0
2040 | SOCO_2_FRCC | SOCO | FRCC | Internal | Summer | B1 | 10 | 3700 | 0.01 | 251.94 | 255.77 | 10 | 0
2040 | SOCO_2_FRCC | SOCO | FRCC | Internal | Summer | B2 | 25 | 3700 | 31.22 | 245.77 | 255.77 | 10 | 0
2040 | SOCO_2_FRCC | SOCO | FRCC | Internal | Summer | B3 | 75 | 3700 | 0.01 | 246.45 | 255.77 | 10 | 0
2040 | SOCO_2_FRCC | SOCO | FRCC | Internal | Summer | B4 | 100 | 3700 | 0 | 179.46 | 184.17 | 10 | 0
2040 | SOCO_2_FRCC | SOCO | FRCC | Internal | Summer | B5 | 200 | 3700 | 0 | 162.23 | 160.56 | 10 | 0
2040 | SOCO_2_FRCC | SOCO | FRCC | Internal | Summer | B6 | 300 | 3700 | 0 | 155.19 | 160.56 | 10 | 0
2040 | SOCO_2_FRCC | SOCO | FRCC | Internal | Summer | B7 | 400 | 3700 | 634.33 | 150.56 | 160.56 | 10 | 0
2040 | SOCO_2_FRCC | SOCO | FRCC | Internal | Summer | B8 | 500 | 3700 | 0 | 140.02 | 137.96 | 10 | 0
2040 | SOCO_2_FRCC | SOCO | FRCC | Internal | Summer | B9 | 800 | 3700 | 0 | 133.4 | 137.96 | 10 | 0
2040 | SOCO_2_FRCC | SOCO | FRCC | Internal | Summer | B10 | 1262 | 3700 | 0 | 105.8 | 97.8 | 10 | 0
2040 | SOCO_2_FRCC | SOCO | FRCC | Internal | Winter | B16 | 25 | 3700 | 3105.17 | 150.59 | 160.59 | 10 | 0
2040 | SOCO_2_FRCC | SOCO | FRCC | Internal | Winter | B17 | 100 | 3700 | 0 | 138.03 | 141.71 | 10 | 0
2040 | SOCO_2_FRCC | SOCO | FRCC | Internal | Winter | B18 | 400 | 3700 | 0 | 137 | 141.71 | 10 | 0
2040 | SOCO_2_FRCC | SOCO | FRCC | Internal | Winter | B19 | 700 | 3700 | 0 | 137 | 141.71 | 10 | 0
2040 | SOCO_2_FRCC | SOCO | FRCC | Internal | Winter | B20 | 935 | 3700 | 0 | 100.97 | 95.66 | 10 | 0
2040 | SOCO_2_TVA_Transmission | SOCO | TVA_Transmission | Internal | Shoulder | B11 | 25 | 2600 | 0 | 151.81 | 144.84 | 10 | 0
2040 | SOCO_2_TVA_Transmission | SOCO | TVA_Transmission | Internal | Shoulder | B12 | 200 | 2600 | 0 | 134.79 | 134.28 | 10 | 0
2040 | SOCO_2_TVA_Transmission | SOCO | TVA_Transmission | Internal | Shoulder | B13 | 600 | 2600 | 0 | 134.79 | 133.86 | 10 | 0
2040 | SOCO_2_TVA_Transmission | SOCO | TVA_Transmission | Internal | Shoulder | B14 | 900 | 2600 | 0 | 134.79 | 133.86 | 10 | 0
2040 | SOCO_2_TVA_Transmission | SOCO | TVA_Transmission | Internal | Shoulder | B15 | 1203 | 2600 | 0 | 102.35 | 105.56 | 10 | 0
2040 | SOCO_2_TVA_Transmission | SOCO | TVA_Transmission | Internal | Summer | B1 | 10 | 2600 | 0 | 251.94 | 242.94 | 10 | 0
2040 | SOCO_2_TVA_Transmission | SOCO | TVA_Transmission | Internal | Summer | B2 | 25 | 2600 | 0 | 245.77 | 246.44 | 10 | 0
2040 | SOCO_2_TVA_Transmission | SOCO | TVA_Transmission | Internal | Summer | B3 | 75 | 2600 | 0 | 246.45 | 246.44 | 10 | 0
2040 | SOCO_2_TVA_Transmission | SOCO | TVA_Transmission | Internal | Summer | B4 | 100 | 2600 | 0 | 179.46 | 179.46 | 10 | 0
2040 | SOCO_2_TVA_Transmission | SOCO | TVA_Transmission | Internal | Summer | B5 | 200 | 2600 | 0 | 162.23 | 159.9 | 10 | 0
2040 | SOCO_2_TVA_Transmission | SOCO | TVA_Transmission | Internal | Summer | B6 | 300 | 2600 | 0 | 155.19 | 154.11 | 10 | 0
2040 | SOCO_2_TVA_Transmission | SOCO | TVA_Transmission | Internal | Summer | B7 | 400 | 2600 | 0 | 150.56 | 143.42 | 10 | 0
2040 | SOCO_2_TVA_Transmission | SOCO | TVA_Transmission | Internal | Summer | B8 | 500 | 2600 | 0 | 140.02 | 134.15 | 10 | 0
2040 | SOCO_2_TVA_Transmission | SOCO | TVA_Transmission | Internal | Summer | B9 | 800 | 2600 | 0 | 133.4 | 133.17 | 10 | 0
2040 | SOCO_2_TVA_Transmission | SOCO | TVA_Transmission | Internal | Summer | B10 | 1262 | 2600 | 0 | 105.8 | 113.8 | 10 | 0
2040 | SOCO_2_TVA_Transmission | SOCO | TVA_Transmission | Internal | Winter | B16 | 25 | 2600 | 0 | 150.59 | 141.59 | 10 | 0
2040 | SOCO_2_TVA_Transmission | SOCO | TVA_Transmission | Internal | Winter | B17 | 100 | 2600 | 0 | 138.03 | 137.37 | 10 | 0
2040 | SOCO_2_TVA_Transmission | SOCO | TVA_Transmission | Internal | Winter | B18 | 400 | 2600 | 0 | 137 | 136.84 | 10 | 0
2040 | SOCO_2_TVA_Transmission | SOCO | TVA_Transmission | Internal | Winter | B19 | 700 | 2600 | 0 | 137 | 136.84 | 10 | 0
2040 | SOCO_2_TVA_Transmission | SOCO | TVA_Transmission | Internal | Winter | B20 | 935 | 2600 | 0 | 100.97 | 103.09 | 10 | 0
2040 | SOCO_2_VACAR | SOCO | VACAR | Internal | Shoulder | B11 | 25 | 2000 | 0 | 151.81 | 145.8 | 10 | 0
2040 | SOCO_2_VACAR | SOCO | VACAR | Internal | Shoulder | B12 | 200 | 2000 | 0 | 134.79 | 136.44 | 10 | 0
2040 | SOCO_2_VACAR | SOCO | VACAR | Internal | Shoulder | B13 | 600 | 2000 | 0 | 134.79 | 135.27 | 10 | 0
2040 | SOCO_2_VACAR | SOCO | VACAR | Internal | Shoulder | B14 | 900 | 2000 | 0 | 134.79 | 135.27 | 10 | 0
2040 | SOCO_2_VACAR | SOCO | VACAR | Internal | Shoulder | B15 | 1203 | 2000 | 0 | 102.35 | 107.57 | 10 | 0
2040 | SOCO_2_VACAR | SOCO | VACAR | Internal | Summer | B1 | 10 | 2000 | 0 | 251.94 | 247.75 | 10 | 0
2040 | SOCO_2_VACAR | SOCO | VACAR | Internal | Summer | B2 | 25 | 2000 | 0 | 245.77 | 247.75 | 10 | 0
2040 | SOCO_2_VACAR | SOCO | VACAR | Internal | Summer | B3 | 75 | 2000 | 0 | 246.45 | 247.75 | 10 | 0
2040 | SOCO_2_VACAR | SOCO | VACAR | Internal | Summer | B4 | 100 | 2000 | 0 | 179.46 | 179.46 | 10 | 0
2040 | SOCO_2_VACAR | SOCO | VACAR | Internal | Summer | B5 | 200 | 2000 | 0 | 162.23 | 155.23 | 10 | 0
2040 | SOCO_2_VACAR | SOCO | VACAR | Internal | Summer | B6 | 300 | 2000 | 0 | 155.19 | 148.19 | 10 | 0
2040 | SOCO_2_VACAR | SOCO | VACAR | Internal | Summer | B7 | 400 | 2000 | 0 | 150.56 | 143.56 | 10 | 0
2040 | SOCO_2_VACAR | SOCO | VACAR | Internal | Summer | B8 | 500 | 2000 | 0 | 140.02 | 133.02 | 10 | 0
2040 | SOCO_2_VACAR | SOCO | VACAR | Internal | Summer | B9 | 800 | 2000 | 0 | 133.4 | 129.57 | 10 | 0
2040 | SOCO_2_VACAR | SOCO | VACAR | Internal | Summer | B10 | 1262 | 2000 | 0 | 105.8 | 98.8 | 10 | 0
2040 | SOCO_2_VACAR | SOCO | VACAR | Internal | Winter | B16 | 25 | 2000 | 0 | 150.59 | 155.26 | 10 | 0
2040 | SOCO_2_VACAR | SOCO | VACAR | Internal | Winter | B17 | 100 | 2000 | 0 | 138.03 | 140.61 | 10 | 0
2040 | SOCO_2_VACAR | SOCO | VACAR | Internal | Winter | B18 | 400 | 2000 | 0 | 137 | 139.84 | 10 | 0
2040 | SOCO_2_VACAR | SOCO | VACAR | Internal | Winter | B19 | 700 | 2000 | 0 | 137 | 139.55 | 10 | 0
2040 | SOCO_2_VACAR | SOCO | VACAR | Internal | Winter | B20 | 935 | 2000 | 0 | 100.97 | 103.1 | 10 | 0
2040 | SPP_N_2_ENT | SPP_N | ENT | Internal | Shoulder | B11 | 25 | 15643 | 15641.3 | 138.53 | 143.54 | 5 | 0.01
2040 | SPP_N_2_ENT | SPP_N | ENT | Internal | Shoulder | B12 | 200 | 15643 | 14287.46 | 121.79 | 126.79 | 5 | 0
2040 | SPP_N_2_ENT | SPP_N | ENT | Internal | Shoulder | B13 | 600 | 15643 | 15643 | 108.2 | 125.86 | 5 | 12.66
2040 | SPP_N_2_ENT | SPP_N | ENT | Internal | Shoulder | B14 | 900 | 15643 | 15643 | 11.28 | 117.86 | 5 | 101.58
2040 | SPP_N_2_ENT | SPP_N | ENT | Internal | Shoulder | B15 | 1203 | 15643 | 15643 | 11.28 | 88.01 | 5 | 71.73
2040 | SPP_N_2_ENT | SPP_N | ENT | Internal | Summer | B1 | 10 | 15643 | 15643 | 11.28 | 157.8 | 5 | 141.51
2040 | SPP_N_2_ENT | SPP_N | ENT | Internal | Summer | B2 | 25 | 15643 | 9038.66 | 225.44 | 230.44 | 5 | 0
2040 | SPP_N_2_ENT | SPP_N | ENT | Internal | Summer | B3 | 75 | 15643 | 2691.98 | 233.45 | 238.45 | 5 | 0
2040 | SPP_N_2_ENT | SPP_N | ENT | Internal | Summer | B4 | 100 | 15643 | 4396.16 | 166.46 | 171.46 | 5 | 0
2040 | SPP_N_2_ENT | SPP_N | ENT | Internal | Summer | B5 | 200 | 15643 | 2198.87 | 155.23 | 160.23 | 5 | 0
2040 | SPP_N_2_ENT | SPP_N | ENT | Internal | Summer | B6 | 300 | 15643 | 7056.42 | 152.8 | 157.8 | 5 | 0
2040 | SPP_N_2_ENT | SPP_N | ENT | Internal | Summer | B7 | 400 | 15643 | 7979.65 | 147.42 | 152.42 | 5 | 0
2040 | SPP_N_2_ENT | SPP_N | ENT | Internal | Summer | B8 | 500 | 15643 | 11531.77 | 131.36 | 136.36 | 5 | 0
2040 | SPP_N_2_ENT | SPP_N | ENT | Internal | Summer | B9 | 800 | 15643 | 14184.49 | 126.04 | 131.04 | 5 | 0
2040 | SPP_N_2_ENT | SPP_N | ENT | Internal | Summer | B10 | 1262 | 15643 | 15642.94 | 92.78 | 97.8 | 5 | 0.01
2040 | SPP_N_2_ENT | SPP_N | ENT | Internal | Winter | B16 | 25 | 15643 | 15643 | 11.28 | 133.59 | 5 | 117.31
2040 | SPP_N_2_ENT | SPP_N | ENT | Internal | Winter | B17 | 100 | 15643 | 15643 | 11.28 | 129.37 | 5 | 113.08
2040 | SPP_N_2_ENT | SPP_N | ENT | Internal | Winter | B18 | 400 | 15643 | 14798.88 | 123.84 | 128.84 | 5 | 0
2040 | SPP_N_2_ENT | SPP_N | ENT | Internal | Winter | B19 | 700 | 15643 | 15643 | 11.52 | 120.84 | 5 | 104.32
2040 | SPP_N_2_ENT | SPP_N | ENT | Internal | Winter | B20 | 935 | 15643 | 15643 | 11.28 | 86.94 | 5 | 70.66
2040 | SPP_N_2_MISO_MO-IL | SPP_N | MISO_MO-IL | Internal | Shoulder | B11 | 25 | 4019 | 1.55 | 138.53 | 143.52 | 5 | 0
2040 | SPP_N_2_MISO_MO-IL | SPP_N | MISO_MO-IL | Internal | Shoulder | B12 | 200 | 4019 | 4019 | 121.79 | 129.93 | 5 | 3.15
2040 | SPP_N_2_MISO_MO-IL | SPP_N | MISO_MO-IL | Internal | Shoulder | B13 | 600 | 4019 | 4019 | 108.2 | 127.9 | 5 | 14.7
2040 | SPP_N_2_MISO_MO-IL | SPP_N | MISO_MO-IL | Internal | Shoulder | B14 | 900 | 4019 | 4019 | 11.28 | 125.86 | 5 | 109.58
2040 | SPP_N_2_MISO_MO-IL | SPP_N | MISO_MO-IL | Internal | Shoulder | B15 | 1203 | 4019 | 4019 | 11.28 | 96.01 | 5 | 79.73
2040 | SPP_N_2_MISO_MO-IL | SPP_N | MISO_MO-IL | Internal | Summer | B1 | 10 | 4019 | 4019 | 11.28 | 234.94 | 5 | 218.66
2040 | SPP_N_2_MISO_MO-IL | SPP_N | MISO_MO-IL | Internal | Summer | B2 | 25 | 4019 | 4019 | 225.44 | 238.44 | 5 | 8
2040 | SPP_N_2_MISO_MO-IL | SPP_N | MISO_MO-IL | Internal | Summer | B3 | 75 | 4019 | 4018.22 | 233.45 | 238.46 | 5 | 0.01
2040 | SPP_N_2_MISO_MO-IL | SPP_N | MISO_MO-IL | Internal | Summer | B4 | 100 | 4019 | 3888.76 | 166.46 | 171.46 | 5 | 0
2040 | SPP_N_2_MISO_MO-IL | SPP_N | MISO_MO-IL | Internal | Summer | B5 | 200 | 4019 | 3314.91 | 155.23 | 160.23 | 5 | 0
2040 | SPP_N_2_MISO_MO-IL | SPP_N | MISO_MO-IL | Internal | Summer | B6 | 300 | 4019 | 0 | 152.8 | 152.92 | 5 | 0
2040 | SPP_N_2_MISO_MO-IL | SPP_N | MISO_MO-IL | Internal | Summer | B7 | 400 | 4019 | 0 | 147.42 | 144.42 | 5 | 0
2040 | SPP_N_2_MISO_MO-IL | SPP_N | MISO_MO-IL | Internal | Summer | B8 | 500 | 4019 | 0 | 131.36 | 128.36 | 5 | 0
2040 | SPP_N_2_MISO_MO-IL | SPP_N | MISO_MO-IL | Internal | Summer | B9 | 800 | 4019 | 0 | 126.04 | 128.36 | 5 | 0
2040 | SPP_N_2_MISO_MO-IL | SPP_N | MISO_MO-IL | Internal | Summer | B10 | 1262 | 4019 | 4019 | 92.78 | 105.8 | 5 | 8.01
2040 | SPP_N_2_MISO_MO-IL | SPP_N | MISO_MO-IL | Internal | Winter | B16 | 25 | 4019 | 4019 | 11.28 | 132.79 | 5 | 116.5
2040 | SPP_N_2_MISO_MO-IL | SPP_N | MISO_MO-IL | Internal | Winter | B17 | 100 | 4019 | 4019 | 11.28 | 133.33 | 5 | 117.05
2040 | SPP_N_2_MISO_MO-IL | SPP_N | MISO_MO-IL | Internal | Winter | B18 | 400 | 4019 | 4018.99 | 123.84 | 128.96 | 5 | 0.12
2040 | SPP_N_2_MISO_MO-IL | SPP_N | MISO_MO-IL | Internal | Winter | B19 | 700 | 4019 | 4019 | 11.52 | 128.84 | 5 | 112.32
2040 | SPP_N_2_MISO_MO-IL | SPP_N | MISO_MO-IL | Internal | Winter | B20 | 935 | 4019 | 4019 | 11.28 | 94.94 | 5 | 78.66
2040 | SPP_N_2_MISO_W | SPP_N | MISO_W | Internal | Shoulder | B11 | 25 | 1087 | 1.56 | 138.53 | 143.52 | 5 | 0
2040 | SPP_N_2_MISO_W | SPP_N | MISO_W | Internal | Shoulder | B12 | 200 | 1087 | 1087 | 121.79 | 129.92 | 5 | 3.14
2040 | SPP_N_2_MISO_W | SPP_N | MISO_W | Internal | Shoulder | B13 | 600 | 1087 | 1087 | 108.2 | 127.89 | 5 | 14.68
2040 | SPP_N_2_MISO_W | SPP_N | MISO_W | Internal | Shoulder | B14 | 900 | 1087 | 1087 | 11.28 | 76.61 | 5 | 60.33
2040 | SPP_N_2_MISO_W | SPP_N | MISO_W | Internal | Shoulder | B15 | 1203 | 1087 | 1087 | 11.28 | 62.6 | 5 | 46.32
2040 | SPP_N_2_MISO_W | SPP_N | MISO_W | Internal | Summer | B1 | 10 | 1087 | 1087 | 11.28 | 238.44 | 5 | 222.16
2040 | SPP_N_2_MISO_W | SPP_N | MISO_W | Internal | Summer | B2 | 25 | 1087 | 1087 | 225.44 | 238.44 | 5 | 8
2040 | SPP_N_2_MISO_W | SPP_N | MISO_W | Internal | Summer | B3 | 75 | 1087 | 48.13 | 233.45 | 238.44 | 5 | 0
2040 | SPP_N_2_MISO_W | SPP_N | MISO_W | Internal | Summer | B4 | 100 | 1087 | 368.42 | 166.46 | 171.46 | 5 | 0
2040 | SPP_N_2_MISO_W | SPP_N | MISO_W | Internal | Summer | B5 | 200 | 1087 | 9.1 | 155.23 | 160.23 | 5 | 0
2040 | SPP_N_2_MISO_W | SPP_N | MISO_W | Internal | Summer | B6 | 300 | 1087 | 0 | 152.8 | 152.9 | 5 | 0
2040 | SPP_N_2_MISO_W | SPP_N | MISO_W | Internal | Summer | B7 | 400 | 1087 | 0 | 147.42 | 144.4 | 5 | 0
2040 | SPP_N_2_MISO_W | SPP_N | MISO_W | Internal | Summer | B8 | 500 | 1087 | 0 | 131.36 | 128.27 | 5 | 0
2040 | SPP_N_2_MISO_W | SPP_N | MISO_W | Internal | Summer | B9 | 800 | 1087 | 0 | 126.04 | 126.12 | 5 | 0
2040 | SPP_N_2_MISO_W | SPP_N | MISO_W | Internal | Summer | B10 | 1262 | 1087 | 1087 | 92.78 | 104.77 | 5 | 6.99
2040 | SPP_N_2_MISO_W | SPP_N | MISO_W | Internal | Winter | B16 | 25 | 1087 | 1087 | 11.28 | 47.66 | 5 | 31.37
2040 | SPP_N_2_MISO_W | SPP_N | MISO_W | Internal | Winter | B17 | 100 | 1087 | 1087 | 11.28 | 76.61 | 5 | 60.33
2040 | SPP_N_2_MISO_W | SPP_N | MISO_W | Internal | Winter | B18 | 400 | 1087 | 562.55 | 123.84 | 128.84 | 5 | 0
2040 | SPP_N_2_MISO_W | SPP_N | MISO_W | Internal | Winter | B19 | 700 | 1087 | 1087 | 11.52 | 128.83 | 5 | 112.31
2040 | SPP_N_2_MISO_W | SPP_N | MISO_W | Internal | Winter | B20 | 935 | 1087 | 1087 | 11.28 | 81.15 | 5 | 64.87
2040 | SPP_N_2_NE | SPP_N | NE | Internal | Shoulder | B11 | 25 | 490 | 0.76 | 138.53 | 138.52 | 0.01 | 0
2040 | SPP_N_2_NE | SPP_N | NE | Internal | Shoulder | B12 | 200 | 490 | 0.12 | 121.79 | 121.77 | 0.01 | 0
2040 | SPP_N_2_NE | SPP_N | NE | Internal | Shoulder | B13 | 600 | 490 | 0.04 | 108.2 | 108.19 | 0.01 | 0
2040 | SPP_N_2_NE | SPP_N | NE | Internal | Shoulder | B14 | 900 | 490 | 0.06 | 11.28 | 11.28 | 0.01 | 0
2040 | SPP_N_2_NE | SPP_N | NE | Internal | Shoulder | B15 | 1203 | 490 | 0.04 | 11.28 | 11.28 | 0.01 | 0
2040 | SPP_N_2_NE | SPP_N | NE | Internal | Summer | B1 | 10 | 490 | 490 | 11.28 | 233.44 | 0.01 | 222.15
2040 | SPP_N_2_NE | SPP_N | NE | Internal | Summer | B2 | 25 | 490 | 489.98 | 225.44 | 226.45 | 0.01 | 0.99
2040 | SPP_N_2_NE | SPP_N | NE | Internal | Summer | B3 | 75 | 490 | 0.56 | 233.45 | 233.44 | 0.01 | 0
2040 | SPP_N_2_NE | SPP_N | NE | Internal | Summer | B4 | 100 | 490 | 0.45 | 166.46 | 166.46 | 0.01 | 0
2040 | SPP_N_2_NE | SPP_N | NE | Internal | Summer | B5 | 200 | 490 | 0.23 | 155.23 | 155.23 | 0.01 | 0
2040 | SPP_N_2_NE | SPP_N | NE | Internal | Summer | B6 | 300 | 490 | 0.08 | 152.8 | 152.78 | 0.01 | 0
2040 | SPP_N_2_NE | SPP_N | NE | Internal | Summer | B7 | 400 | 490 | 0 | 147.42 | 139.4 | 0.01 | 0
2040 | SPP_N_2_NE | SPP_N | NE | Internal | Summer | B8 | 500 | 490 | 0 | 131.36 | 123.27 | 0.01 | 0
2040 | SPP_N_2_NE | SPP_N | NE | Internal | Summer | B9 | 800 | 490 | 0 | 126.04 | 121.12 | 0.01 | 0
2040 | SPP_N_2_NE | SPP_N | NE | Internal | Summer | B10 | 1262 | 490 | 0.02 | 92.78 | 92.77 | 0.01 | 0
2040 | SPP_N_2_NE | SPP_N | NE | Internal | Winter | B16 | 25 | 490 | 1.53 | 11.28 | 11.28 | 0.01 | 0
2040 | SPP_N_2_NE | SPP_N | NE | Internal | Winter | B17 | 100 | 490 | 0.38 | 11.28 | 11.28 | 0.01 | 0
2040 | SPP_N_2_NE | SPP_N | NE | Internal | Winter | B18 | 400 | 490 | 0 | 123.84 | 116.83 | 0.01 | 0
2040 | SPP_N_2_NE | SPP_N | NE | Internal | Winter | B19 | 700 | 490 | 0.04 | 11.52 | 11.51 | 0.01 | 0
2040 | SPP_N_2_NE | SPP_N | NE | Internal | Winter | B20 | 935 | 490 | 0.05 | 11.28 | 11.28 | 0.01 | 0
2040 | SPP_N_2_SPP_S | SPP_N | SPP_S | Internal | Shoulder | B11 | 25 | 4236 | 3063.78 | 138.53 | 138.54 | 0.01 | 0
2040 | SPP_N_2_SPP_S | SPP_N | SPP_S | Internal | Shoulder | B12 | 200 | 4236 | 0.23 | 121.79 | 121.79 | 0.01 | 0
2040 | SPP_N_2_SPP_S | SPP_N | SPP_S | Internal | Shoulder | B13 | 600 | 4236 | 0.04 | 108.2 | 108.19 | 0.01 | 0
2040 | SPP_N_2_SPP_S | SPP_N | SPP_S | Internal | Shoulder | B14 | 900 | 4236 | 0.06 | 11.28 | 11.28 | 0.01 | 0
2040 | SPP_N_2_SPP_S | SPP_N | SPP_S | Internal | Shoulder | B15 | 1203 | 4236 | 0.04 | 11.28 | 11.28 | 0.01 | 0
2040 | SPP_N_2_SPP_S | SPP_N | SPP_S | Internal | Summer | B1 | 10 | 4236 | 1392.09 | 11.28 | 11.29 | 0.01 | 0
2040 | SPP_N_2_SPP_S | SPP_N | SPP_S | Internal | Summer | B2 | 25 | 4236 | 0 | 225.44 | 222.51 | 0.01 | 0
2040 | SPP_N_2_SPP_S | SPP_N | SPP_S | Internal | Summer | B3 | 75 | 4236 | 0 | 233.45 | 224.42 | 0.01 | 0
2040 | SPP_N_2_SPP_S | SPP_N | SPP_S | Internal | Summer | B4 | 100 | 4236 | 0.5 | 166.46 | 166.46 | 0.01 | 0
2040 | SPP_N_2_SPP_S | SPP_N | SPP_S | Internal | Summer | B5 | 200 | 4236 | 1667.72 | 155.23 | 155.24 | 0.01 | 0
2040 | SPP_N_2_SPP_S | SPP_N | SPP_S | Internal | Summer | B6 | 300 | 4236 | 1932.09 | 152.8 | 152.81 | 0.01 | 0
2040 | SPP_N_2_SPP_S | SPP_N | SPP_S | Internal | Summer | B7 | 400 | 4236 | 4236 | 147.42 | 152.14 | 0.01 | 4.71
2040 | SPP_N_2_SPP_S | SPP_N | SPP_S | Internal | Summer | B8 | 500 | 4236 | 4236 | 131.36 | 144.36 | 0.01 | 12.99
2040 | SPP_N_2_SPP_S | SPP_N | SPP_S | Internal | Summer | B9 | 800 | 4236 | 2410.91 | 126.04 | 126.05 | 0.01 | 0
2040 | SPP_N_2_SPP_S | SPP_N | SPP_S | Internal | Summer | B10 | 1262 | 4236 | 41.39 | 92.78 | 92.8 | 0.01 | 0
2040 | SPP_N_2_SPP_S | SPP_N | SPP_S | Internal | Winter | B16 | 25 | 4236 | 2.27 | 11.28 | 11.28 | 0.01 | 0
2040 | SPP_N_2_SPP_S | SPP_N | SPP_S | Internal | Winter | B17 | 100 | 4236 | 0.5 | 11.28 | 11.28 | 0.01 | 0
2040 | SPP_N_2_SPP_S | SPP_N | SPP_S | Internal | Winter | B18 | 400 | 4236 | 0.06 | 123.84 | 123.83 | 0.01 | 0
2040 | SPP_N_2_SPP_S | SPP_N | SPP_S | Internal | Winter | B19 | 700 | 4236 | 0 | 11.52 | 11.28 | 0.01 | 0
2040 | SPP_N_2_SPP_S | SPP_N | SPP_S | Internal | Winter | B20 | 935 | 4236 | 0.06 | 11.28 | 11.28 | 0.01 | 0
2040 | SPP_S_2_ENT | SPP_S | ENT | Internal | Shoulder | B11 | 25 | 2842 | 1330.53 | 138.54 | 143.54 | 5 | 0
2040 | SPP_S_2_ENT | SPP_S | ENT | Internal | Shoulder | B12 | 200 | 2842 | 2538.52 | 121.79 | 126.79 | 5 | 0
2040 | SPP_S_2_ENT | SPP_S | ENT | Internal | Shoulder | B13 | 600 | 2842 | 2842 | 108.19 | 125.86 | 5 | 12.67
2040 | SPP_S_2_ENT | SPP_S | ENT | Internal | Shoulder | B14 | 900 | 2842 | 2842 | 11.28 | 117.86 | 5 | 101.58
2040 | SPP_S_2_ENT | SPP_S | ENT | Internal | Shoulder | B15 | 1203 | 2842 | 2842 | 11.28 | 88.01 | 5 | 71.73
2040 | SPP_S_2_ENT | SPP_S | ENT | Internal | Summer | B1 | 10 | 2842 | 2842 | 11.29 | 157.8 | 5 | 141.5
2040 | SPP_S_2_ENT | SPP_S | ENT | Internal | Summer | B2 | 25 | 2842 | 2841.99 | 222.51 | 230.44 | 5 | 2.94
2040 | SPP_S_2_ENT | SPP_S | ENT | Internal | Summer | B3 | 75 | 2842 | 2842 | 224.42 | 238.45 | 5 | 9.03
2040 | SPP_S_2_ENT | SPP_S | ENT | Internal | Summer | B4 | 100 | 2842 | 742.38 | 166.46 | 171.46 | 5 | 0
2040 | SPP_S_2_ENT | SPP_S | ENT | Internal | Summer | B5 | 200 | 2842 | 0.24 | 155.24 | 160.23 | 5 | 0
2040 | SPP_S_2_ENT | SPP_S | ENT | Internal | Summer | B6 | 300 | 2842 | 0.17 | 152.81 | 157.8 | 5 | 0
2040 | SPP_S_2_ENT | SPP_S | ENT | Internal | Summer | B7 | 400 | 2842 | 0 | 152.14 | 152.42 | 5 | 0
2040 | SPP_S_2_ENT | SPP_S | ENT | Internal | Summer | B8 | 500 | 2842 | 0 | 144.36 | 136.36 | 5 | 0
2040 | SPP_S_2_ENT | SPP_S | ENT | Internal | Summer | B9 | 800 | 2842 | 0.07 | 126.05 | 131.04 | 5 | 0
2040 | SPP_S_2_ENT | SPP_S | ENT | Internal | Summer | B10 | 1262 | 2842 | 1902.56 | 92.8 | 97.8 | 5 | 0
2040 | SPP_S_2_ENT | SPP_S | ENT | Internal | Winter | B16 | 25 | 2842 | 2842 | 11.28 | 133.59 | 5 | 117.31
2040 | SPP_S_2_ENT | SPP_S | ENT | Internal | Winter | B17 | 100 | 2842 | 2842 | 11.28 | 129.37 | 5 | 113.08
2040 | SPP_S_2_ENT | SPP_S | ENT | Internal | Winter | B18 | 400 | 2842 | 2841.87 | 123.83 | 128.84 | 5 | 0.01
2040 | SPP_S_2_ENT | SPP_S | ENT | Internal | Winter | B19 | 700 | 2842 | 2842 | 11.28 | 120.84 | 5 | 104.56
2040 | SPP_S_2_ENT | SPP_S | ENT | Internal | Winter | B20 | 935 | 2842 | 2842 | 11.28 | 86.94 | 5 | 70.66
2040 | SPP_S_2_SPP_N | SPP_S | SPP_N | Internal | Shoulder | B11 | 25 | 876 | 0.85 | 138.54 | 138.53 | 0.01 | 0
2040 | SPP_S_2_SPP_N | SPP_S | SPP_N | Internal | Shoulder | B12 | 200 | 876 | 0.26 | 121.79 | 121.79 | 0.01 | 0
2040 | SPP_S_2_SPP_N | SPP_S | SPP_N | Internal | Shoulder | B13 | 600 | 876 | 467.24 | 108.19 | 108.2 | 0.01 | 0
2040 | SPP_S_2_SPP_N | SPP_S | SPP_N | Internal | Shoulder | B14 | 900 | 876 | 0.06 | 11.28 | 11.28 | 0.01 | 0
2040 | SPP_S_2_SPP_N | SPP_S | SPP_N | Internal | Shoulder | B15 | 1203 | 876 | 0.04 | 11.28 | 11.28 | 0.01 | 0
2040 | SPP_S_2_SPP_N | SPP_S | SPP_N | Internal | Summer | B1 | 10 | 876 | 2.06 | 11.29 | 11.28 | 0.01 | 0
2040 | SPP_S_2_SPP_N | SPP_S | SPP_N | Internal | Summer | B2 | 25 | 876 | 875.99 | 222.51 | 225.44 | 0.01 | 2.93
2040 | SPP_S_2_SPP_N | SPP_S | SPP_N | Internal | Summer | B3 | 75 | 876 | 876 | 224.42 | 233.45 | 0.01 | 9.01
2040 | SPP_S_2_SPP_N | SPP_S | SPP_N | Internal | Summer | B4 | 100 | 876 | 0.45 | 166.46 | 166.46 | 0.01 | 0
2040 | SPP_S_2_SPP_N | SPP_S | SPP_N | Internal | Summer | B5 | 200 | 876 | 0.12 | 155.24 | 155.23 | 0.01 | 0
2040 | SPP_S_2_SPP_N | SPP_S | SPP_N | Internal | Summer | B6 | 300 | 876 | 0.08 | 152.81 | 152.8 | 0.01 | 0
2040 | SPP_S_2_SPP_N | SPP_S | SPP_N | Internal | Summer | B7 | 400 | 876 | 0 | 152.14 | 147.42 | 0.01 | 0
2040 | SPP_S_2_SPP_N | SPP_S | SPP_N | Internal | Summer | B8 | 500 | 876 | 0 | 144.36 | 131.36 | 0.01 | 0
2040 | SPP_S_2_SPP_N | SPP_S | SPP_N | Internal | Summer | B9 | 800 | 876 | 0.03 | 126.05 | 126.04 | 0.01 | 0
2040 | SPP_S_2_SPP_N | SPP_S | SPP_N | Internal | Summer | B10 | 1262 | 876 | 0.02 | 92.8 | 92.78 | 0.01 | 0
2040 | SPP_S_2_SPP_N | SPP_S | SPP_N | Internal | Winter | B16 | 25 | 876 | 1.37 | 11.28 | 11.28 | 0.01 | 0
2040 | SPP_S_2_SPP_N | SPP_S | SPP_N | Internal | Winter | B17 | 100 | 876 | 0.46 | 11.28 | 11.28 | 0.01 | 0
2040 | SPP_S_2_SPP_N | SPP_S | SPP_N | Internal | Winter | B18 | 400 | 876 | 41.63 | 123.83 | 123.84 | 0.01 | 0
2040 | SPP_S_2_SPP_N | SPP_S | SPP_N | Internal | Winter | B19 | 700 | 876 | 876 | 11.28 | 11.52 | 0.01 | 0.22
2040 | SPP_S_2_SPP_N | SPP_S | SPP_N | Internal | Winter | B20 | 935 | 876 | 0.05 | 11.28 | 11.28 | 0.01 | 0
2040 | TVA_2_ENT | TVA | ENT | Internal | Shoulder | B11 | 25 | 500 | 0 | 143.13 | 143.54 | 9 | 0
2040 | TVA_2_ENT | TVA | ENT | Internal | Shoulder | B12 | 200 | 500 | 0 | 133.87 | 126.79 | 9 | 0
2040 | TVA_2_ENT | TVA | ENT | Internal | Shoulder | B13 | 600 | 500 | 0 | 133.87 | 125.86 | 9 | 0
2040 | TVA_2_ENT | TVA | ENT | Internal | Shoulder | B14 | 900 | 500 | 0 | 133.87 | 117.86 | 9 | 0
2040 | TVA_2_ENT | TVA | ENT | Internal | Shoulder | B15 | 1203 | 500 | 0 | 105.57 | 88.01 | 9 | 0
2040 | TVA_2_ENT | TVA | ENT | Internal | Summer | B1 | 10 | 500 | 0 | 242.95 | 157.8 | 9 | 0
2040 | TVA_2_ENT | TVA | ENT | Internal | Summer | B2 | 25 | 500 | 0 | 246.46 | 230.44 | 9 | 0
2040 | TVA_2_ENT | TVA | ENT | Internal | Summer | B3 | 75 | 500 | 0 | 246.46 | 238.45 | 9 | 0
2040 | TVA_2_ENT | TVA | ENT | Internal | Summer | B4 | 100 | 500 | 0 | 179.47 | 171.46 | 9 | 0
2040 | TVA_2_ENT | TVA | ENT | Internal | Summer | B5 | 200 | 500 | 0 | 154.19 | 160.23 | 9 | 0
2040 | TVA_2_ENT | TVA | ENT | Internal | Summer | B6 | 300 | 500 | 0 | 154.12 | 157.8 | 9 | 0
2040 | TVA_2_ENT | TVA | ENT | Internal | Summer | B7 | 400 | 500 | 500 | 137.37 | 152.42 | 9 | 6.05
2040 | TVA_2_ENT | TVA | ENT | Internal | Summer | B8 | 500 | 500 | 0 | 132.54 | 136.36 | 9 | 0
2040 | TVA_2_ENT | TVA | ENT | Internal | Summer | B9 | 800 | 500 | 0 | 132.54 | 131.04 | 9 | 0
2040 | TVA_2_ENT | TVA | ENT | Internal | Summer | B10 | 1262 | 500 | 0 | 113.81 | 97.8 | 9 | 0
2040 | TVA_2_ENT | TVA | ENT | Internal | Winter | B16 | 25 | 500 | 0 | 141.6 | 133.59 | 9 | 0
2040 | TVA_2_ENT | TVA | ENT | Internal | Winter | B17 | 100 | 500 | 0 | 137.38 | 129.37 | 9 | 0
2040 | TVA_2_ENT | TVA | ENT | Internal | Winter | B18 | 400 | 500 | 0 | 136.85 | 128.84 | 9 | 0
2040 | TVA_2_ENT | TVA | ENT | Internal | Winter | B19 | 700 | 500 | 0 | 136.85 | 120.84 | 9 | 0
2040 | TVA_2_ENT | TVA | ENT | Internal | Winter | B20 | 935 | 500 | 0 | 103.1 | 86.94 | 9 | 0
2040 | TVA_2_MISO_MO-IL | TVA | MISO_MO-IL | Internal | Shoulder | B11 | 25 | 50 | 0 | 143.13 | 143.52 | 9 | 0
2040 | TVA_2_MISO_MO-IL | TVA | MISO_MO-IL | Internal | Shoulder | B12 | 200 | 50 | 0 | 133.87 | 129.93 | 9 | 0
2040 | TVA_2_MISO_MO-IL | TVA | MISO_MO-IL | Internal | Shoulder | B13 | 600 | 50 | 0 | 133.87 | 127.9 | 9 | 0
2040 | TVA_2_MISO_MO-IL | TVA | MISO_MO-IL | Internal | Shoulder | B14 | 900 | 50 | 0 | 133.87 | 125.86 | 9 | 0
2040 | TVA_2_MISO_MO-IL | TVA | MISO_MO-IL | Internal | Shoulder | B15 | 1203 | 50 | 0 | 105.57 | 96.01 | 9 | 0
2040 | TVA_2_MISO_MO-IL | TVA | MISO_MO-IL | Internal | Summer | B1 | 10 | 50 | 0 | 242.95 | 234.94 | 9 | 0
2040 | TVA_2_MISO_MO-IL | TVA | MISO_MO-IL | Internal | Summer | B2 | 25 | 50 | 0 | 246.46 | 238.44 | 9 | 0
2040 | TVA_2_MISO_MO-IL | TVA | MISO_MO-IL | Internal | Summer | B3 | 75 | 50 | 0 | 246.46 | 238.46 | 9 | 0
2040 | TVA_2_MISO_MO-IL | TVA | MISO_MO-IL | Internal | Summer | B4 | 100 | 50 | 0 | 179.47 | 171.46 | 9 | 0
2040 | TVA_2_MISO_MO-IL | TVA | MISO_MO-IL | Internal | Summer | B5 | 200 | 50 | 0 | 154.19 | 160.23 | 9 | 0
2040 | TVA_2_MISO_MO-IL | TVA | MISO_MO-IL | Internal | Summer | B6 | 300 | 50 | 0 | 154.12 | 152.92 | 9 | 0
2040 | TVA_2_MISO_MO-IL | TVA | MISO_MO-IL | Internal | Summer | B7 | 400 | 50 | 0 | 137.37 | 144.42 | 9 | 0
2040 | TVA_2_MISO_MO-IL | TVA | MISO_MO-IL | Internal | Summer | B8 | 500 | 50 | 0 | 132.54 | 128.36 | 9 | 0
2040 | TVA_2_MISO_MO-IL | TVA | MISO_MO-IL | Internal | Summer | B9 | 800 | 50 | 0 | 132.54 | 128.36 | 9 | 0
2040 | TVA_2_MISO_MO-IL | TVA | MISO_MO-IL | Internal | Summer | B10 | 1262 | 50 | 0 | 113.81 | 105.8 | 9 | 0
2040 | TVA_2_MISO_MO-IL | TVA | MISO_MO-IL | Internal | Winter | B16 | 25 | 50 | 0 | 141.6 | 132.79 | 9 | 0
2040 | TVA_2_MISO_MO-IL | TVA | MISO_MO-IL | Internal | Winter | B17 | 100 | 50 | 0 | 137.38 | 133.33 | 9 | 0
2040 | TVA_2_MISO_MO-IL | TVA | MISO_MO-IL | Internal | Winter | B18 | 400 | 50 | 0 | 136.85 | 128.96 | 9 | 0
2040 | TVA_2_MISO_MO-IL | TVA | MISO_MO-IL | Internal | Winter | B19 | 700 | 50 | 0 | 136.85 | 128.84 | 9 | 0
2040 | TVA_2_MISO_MO-IL | TVA | MISO_MO-IL | Internal | Winter | B20 | 935 | 50 | 0 | 103.1 | 94.94 | 9 | 0
2040 | TVA_2_NonRTO_Midwest | TVA | NonRTO_Midwest | Internal | Shoulder | B11 | 25 | 100 | 0 | 143.13 | 137.95 | 9 | 0
2040 | TVA_2_NonRTO_Midwest | TVA | NonRTO_Midwest | Internal | Shoulder | B12 | 200 | 100 | 0 | 133.87 | 133.72 | 9 | 0
2040 | TVA_2_NonRTO_Midwest | TVA | NonRTO_Midwest | Internal | Shoulder | B13 | 600 | 100 | 0 | 133.87 | 133.72 | 9 | 0
2040 | TVA_2_NonRTO_Midwest | TVA | NonRTO_Midwest | Internal | Shoulder | B14 | 900 | 100 | 0 | 133.87 | 133.72 | 9 | 0
2040 | TVA_2_NonRTO_Midwest | TVA | NonRTO_Midwest | Internal | Shoulder | B15 | 1203 | 100 | 0.04 | 105.57 | 114.56 | 9 | 0
2040 | TVA_2_NonRTO_Midwest | TVA | NonRTO_Midwest | Internal | Summer | B1 | 10 | 100 | 0 | 242.95 | 193.56 | 9 | 0
2040 | TVA_2_NonRTO_Midwest | TVA | NonRTO_Midwest | Internal | Summer | B2 | 25 | 100 | 0 | 246.46 | 246.43 | 9 | 0
2040 | TVA_2_NonRTO_Midwest | TVA | NonRTO_Midwest | Internal | Summer | B3 | 75 | 100 | 0 | 246.46 | 238.44 | 9 | 0
2040 | TVA_2_NonRTO_Midwest | TVA | NonRTO_Midwest | Internal | Summer | B4 | 100 | 100 | 0 | 179.47 | 179.44 | 9 | 0
2040 | TVA_2_NonRTO_Midwest | TVA | NonRTO_Midwest | Internal | Summer | B5 | 200 | 100 | 90.02 | 154.19 | 163.19 | 9 | 0
2040 | TVA_2_NonRTO_Midwest | TVA | NonRTO_Midwest | Internal | Summer | B6 | 300 | 100 | 0 | 154.12 | 146.11 | 9 | 0
2040 | TVA_2_NonRTO_Midwest | TVA | NonRTO_Midwest | Internal | Summer | B7 | 400 | 100 | 0 | 137.37 | 135.42 | 9 | 0
2040 | TVA_2_NonRTO_Midwest | TVA | NonRTO_Midwest | Internal | Summer | B8 | 500 | 100 | 0 | 132.54 | 132.16 | 9 | 0
2040 | TVA_2_NonRTO_Midwest | TVA | NonRTO_Midwest | Internal | Summer | B9 | 800 | 100 | 0 | 132.54 | 132.16 | 9 | 0
2040 | TVA_2_NonRTO_Midwest | TVA | NonRTO_Midwest | Internal | Summer | B10 | 1262 | 100 | 100 | 113.81 | 132.16 | 9 | 9.35
2040 | TVA_2_NonRTO_Midwest | TVA | NonRTO_Midwest | Internal | Winter | B16 | 25 | 100 | 0 | 141.6 | 140.78 | 9 | 0
2040 | TVA_2_NonRTO_Midwest | TVA | NonRTO_Midwest | Internal | Winter | B17 | 100 | 100 | 0 | 137.38 | 141.34 | 9 | 0
2040 | TVA_2_NonRTO_Midwest | TVA | NonRTO_Midwest | Internal | Winter | B18 | 400 | 100 | 0 | 136.85 | 137.59 | 9 | 0
2040 | TVA_2_NonRTO_Midwest | TVA | NonRTO_Midwest | Internal | Winter | B19 | 700 | 100 | 0 | 136.85 | 137.59 | 9 | 0
2040 | TVA_2_NonRTO_Midwest | TVA | NonRTO_Midwest | Internal | Winter | B20 | 935 | 100 | 0 | 103.1 | 105.97 | 9 | 0
2040 | TVA_2_PJM_ROR | TVA | PJM_ROR | Internal | Shoulder | B11 | 25 | 500 | 0 | 143.13 | 145.52 | 9 | 0
2040 | TVA_2_PJM_ROR | TVA | PJM_ROR | Internal | Shoulder | B12 | 200 | 500 | 0 | 133.87 | 131.92 | 9 | 0
2040 | TVA_2_PJM_ROR | TVA | PJM_ROR | Internal | Shoulder | B13 | 600 | 500 | 0 | 133.87 | 129.89 | 9 | 0
2040 | TVA_2_PJM_ROR | TVA | PJM_ROR | Internal | Shoulder | B14 | 900 | 500 | 0 | 133.87 | 129.89 | 9 | 0
2040 | TVA_2_PJM_ROR | TVA | PJM_ROR | Internal | Shoulder | B15 | 1203 | 500 | 192.45 | 105.57 | 114.57 | 9 | 0
2040 | TVA_2_PJM_ROR | TVA | PJM_ROR | Internal | Summer | B1 | 10 | 500 | 0 | 242.95 | 240.44 | 9 | 0
2040 | TVA_2_PJM_ROR | TVA | PJM_ROR | Internal | Summer | B2 | 25 | 500 | 0 | 246.46 | 240.44 | 9 | 0
2040 | TVA_2_PJM_ROR | TVA | PJM_ROR | Internal | Summer | B3 | 75 | 500 | 0 | 246.46 | 240.44 | 9 | 0
2040 | TVA_2_PJM_ROR | TVA | PJM_ROR | Internal | Summer | B4 | 100 | 500 | 0 | 179.47 | 173.46 | 9 | 0
2040 | TVA_2_PJM_ROR | TVA | PJM_ROR | Internal | Summer | B5 | 200 | 500 | 0 | 154.19 | 162.23 | 9 | 0
2040 | TVA_2_PJM_ROR | TVA | PJM_ROR | Internal | Summer | B6 | 300 | 500 | 0 | 154.12 | 152.73 | 9 | 0
2040 | TVA_2_PJM_ROR | TVA | PJM_ROR | Internal | Summer | B7 | 400 | 500 | 499.96 | 137.37 | 146.4 | 9 | 0.04
2040 | TVA_2_PJM_ROR | TVA | PJM_ROR | Internal | Summer | B8 | 500 | 500 | 0 | 132.54 | 130.27 | 9 | 0
2040 | TVA_2_PJM_ROR | TVA | PJM_ROR | Internal | Summer | B9 | 800 | 500 | 0 | 132.54 | 128.12 | 9 | 0
2040 | TVA_2_PJM_ROR | TVA | PJM_ROR | Internal | Summer | B10 | 1262 | 500 | 0.04 | 113.81 | 122.8 | 9 | 0
2040 | TVA_2_PJM_ROR | TVA | PJM_ROR | Internal | Winter | B16 | 25 | 500 | 0.02 | 141.6 | 149.26 | 9 | 0
2040 | TVA_2_PJM_ROR | TVA | PJM_ROR | Internal | Winter | B17 | 100 | 500 | 0 | 137.38 | 135.88 | 9 | 0
2040 | TVA_2_PJM_ROR | TVA | PJM_ROR | Internal | Winter | B18 | 400 | 500 | 0 | 136.85 | 133.84 | 9 | 0
2040 | TVA_2_PJM_ROR | TVA | PJM_ROR | Internal | Winter | B19 | 700 | 500 | 0 | 136.85 | 133.84 | 9 | 0
2040 | TVA_2_PJM_ROR | TVA | PJM_ROR | Internal | Winter | B20 | 935 | 500 | 0 | 103.1 | 110.16 | 9 | 0
2040 | TVA_2_SOCO | TVA | SOCO | Internal | Shoulder | B11 | 25 | 500 | 0.07 | 143.13 | 151.81 | 9 | 0
2040 | TVA_2_SOCO | TVA | SOCO | Internal | Shoulder | B12 | 200 | 500 | 0 | 133.87 | 134.79 | 9 | 0
2040 | TVA_2_SOCO | TVA | SOCO | Internal | Shoulder | B13 | 600 | 500 | 0 | 133.87 | 134.79 | 9 | 0
2040 | TVA_2_SOCO | TVA | SOCO | Internal | Shoulder | B14 | 900 | 500 | 0 | 133.87 | 134.79 | 9 | 0
2040 | TVA_2_SOCO | TVA | SOCO | Internal | Shoulder | B15 | 1203 | 500 | 0 | 105.57 | 102.35 | 9 | 0
2040 | TVA_2_SOCO | TVA | SOCO | Internal | Summer | B1 | 10 | 500 | 3.86 | 242.95 | 251.94 | 9 | 0
2040 | TVA_2_SOCO | TVA | SOCO | Internal | Summer | B2 | 25 | 500 | 0 | 246.46 | 245.77 | 9 | 0
2040 | TVA_2_SOCO | TVA | SOCO | Internal | Summer | B3 | 75 | 500 | 0 | 246.46 | 246.45 | 9 | 0
2040 | TVA_2_SOCO | TVA | SOCO | Internal | Summer | B4 | 100 | 500 | 0 | 179.47 | 179.46 | 9 | 0
2040 | TVA_2_SOCO | TVA | SOCO | Internal | Summer | B5 | 200 | 500 | 0 | 154.19 | 162.23 | 9 | 0
2040 | TVA_2_SOCO | TVA | SOCO | Internal | Summer | B6 | 300 | 500 | 0 | 154.12 | 155.19 | 9 | 0
2040 | TVA_2_SOCO | TVA | SOCO | Internal | Summer | B7 | 400 | 500 | 500 | 137.37 | 150.56 | 9 | 4.19
2040 | TVA_2_SOCO | TVA | SOCO | Internal | Summer | B8 | 500 | 500 | 0 | 132.54 | 140.02 | 9 | 0
2040 | TVA_2_SOCO | TVA | SOCO | Internal | Summer | B9 | 800 | 500 | 0 | 132.54 | 133.4 | 9 | 0
2040 | TVA_2_SOCO | TVA | SOCO | Internal | Summer | B10 | 1262 | 500 | 0 | 113.81 | 105.8 | 9 | 0
2040 | TVA_2_SOCO | TVA | SOCO | Internal | Winter | B16 | 25 | 500 | 1.57 | 141.6 | 150.59 | 9 | 0
2040 | TVA_2_SOCO | TVA | SOCO | Internal | Winter | B17 | 100 | 500 | 0 | 137.38 | 138.03 | 9 | 0
2040 | TVA_2_SOCO | TVA | SOCO | Internal | Winter | B18 | 400 | 500 | 0 | 136.85 | 137 | 9 | 0
2040 | TVA_2_SOCO | TVA | SOCO | Internal | Winter | B19 | 700 | 500 | 0 | 136.85 | 137 | 9 | 0
2040 | TVA_2_SOCO | TVA | SOCO | Internal | Winter | B20 | 935 | 500 | 0 | 103.1 | 100.97 | 9 | 0
2040 | TVA_2_VACAR | TVA | VACAR | Internal | Shoulder | B11 | 25 | 150 | 0 | 143.13 | 145.8 | 9 | 0
2040 | TVA_2_VACAR | TVA | VACAR | Internal | Shoulder | B12 | 200 | 150 | 0 | 133.87 | 136.44 | 9 | 0
2040 | TVA_2_VACAR | TVA | VACAR | Internal | Shoulder | B13 | 600 | 150 | 0 | 133.87 | 135.27 | 9 | 0
2040 | TVA_2_VACAR | TVA | VACAR | Internal | Shoulder | B14 | 900 | 150 | 0 | 133.87 | 135.27 | 9 | 0
2040 | TVA_2_VACAR | TVA | VACAR | Internal | Shoulder | B15 | 1203 | 150 | 0 | 105.57 | 107.57 | 9 | 0
2040 | TVA_2_VACAR | TVA | VACAR | Internal | Summer | B1 | 10 | 150 | 0.01 | 242.95 | 247.75 | 9 | 0
2040 | TVA_2_VACAR | TVA | VACAR | Internal | Summer | B2 | 25 | 150 | 0 | 246.46 | 247.75 | 9 | 0
2040 | TVA_2_VACAR | TVA | VACAR | Internal | Summer | B3 | 75 | 150 | 0 | 246.46 | 247.75 | 9 | 0
2040 | TVA_2_VACAR | TVA | VACAR | Internal | Summer | B4 | 100 | 150 | 0 | 179.47 | 179.46 | 9 | 0
2040 | TVA_2_VACAR | TVA | VACAR | Internal | Summer | B5 | 200 | 150 | 0 | 154.19 | 155.23 | 9 | 0
2040 | TVA_2_VACAR | TVA | VACAR | Internal | Summer | B6 | 300 | 150 | 0 | 154.12 | 148.19 | 9 | 0
2040 | TVA_2_VACAR | TVA | VACAR | Internal | Summer | B7 | 400 | 150 | 0 | 137.37 | 143.56 | 9 | 0
2040 | TVA_2_VACAR | TVA | VACAR | Internal | Summer | B8 | 500 | 150 | 0 | 132.54 | 133.02 | 9 | 0
2040 | TVA_2_VACAR | TVA | VACAR | Internal | Summer | B9 | 800 | 150 | 0 | 132.54 | 129.57 | 9 | 0
2040 | TVA_2_VACAR | TVA | VACAR | Internal | Summer | B10 | 1262 | 150 | 0 | 113.81 | 98.8 | 9 | 0
2040 | TVA_2_VACAR | TVA | VACAR | Internal | Winter | B16 | 25 | 150 | 150 | 141.6 | 155.26 | 9 | 4.66
2040 | TVA_2_VACAR | TVA | VACAR | Internal | Winter | B17 | 100 | 150 | 0 | 137.38 | 140.61 | 9 | 0
2040 | TVA_2_VACAR | TVA | VACAR | Internal | Winter | B18 | 400 | 150 | 0 | 136.85 | 139.84 | 9 | 0
2040 | TVA_2_VACAR | TVA | VACAR | Internal | Winter | B19 | 700 | 150 | 0 | 136.85 | 139.55 | 9 | 0
2040 | TVA_2_VACAR | TVA | VACAR | Internal | Winter | B20 | 935 | 150 | 0 | 103.1 | 103.1 | 9 | 0
2040 | TVA_Transmission_2_ENT | TVA_Transmission | ENT | Internal | Shoulder | B11 | 25 | 3000 | 0 | 144.84 | 143.54 | 9 | 0
2040 | TVA_Transmission_2_ENT | TVA_Transmission | ENT | Internal | Shoulder | B12 | 200 | 3000 | 0 | 134.28 | 126.79 | 9 | 0
2040 | TVA_Transmission_2_ENT | TVA_Transmission | ENT | Internal | Shoulder | B13 | 600 | 3000 | 0 | 133.86 | 125.86 | 9 | 0
2040 | TVA_Transmission_2_ENT | TVA_Transmission | ENT | Internal | Shoulder | B14 | 900 | 3000 | 0 | 133.86 | 117.86 | 9 | 0
2040 | TVA_Transmission_2_ENT | TVA_Transmission | ENT | Internal | Shoulder | B15 | 1203 | 3000 | 0 | 105.56 | 88.01 | 9 | 0
2040 | TVA_Transmission_2_ENT | TVA_Transmission | ENT | Internal | Summer | B1 | 10 | 3000 | 0 | 242.94 | 157.8 | 9 | 0
2040 | TVA_Transmission_2_ENT | TVA_Transmission | ENT | Internal | Summer | B2 | 25 | 3000 | 0 | 246.44 | 230.44 | 9 | 0
2040 | TVA_Transmission_2_ENT | TVA_Transmission | ENT | Internal | Summer | B3 | 75 | 3000 | 0 | 246.44 | 238.45 | 9 | 0
2040 | TVA_Transmission_2_ENT | TVA_Transmission | ENT | Internal | Summer | B4 | 100 | 3000 | 0 | 179.46 | 171.46 | 9 | 0
2040 | TVA_Transmission_2_ENT | TVA_Transmission | ENT | Internal | Summer | B5 | 200 | 3000 | 0 | 159.9 | 160.23 | 9 | 0
2040 | TVA_Transmission_2_ENT | TVA_Transmission | ENT | Internal | Summer | B6 | 300 | 3000 | 0 | 154.11 | 157.8 | 9 | 0
2040 | TVA_Transmission_2_ENT | TVA_Transmission | ENT | Internal | Summer | B7 | 400 | 3000 | 587.9 | 143.42 | 152.42 | 9 | 0
2040 | TVA_Transmission_2_ENT | TVA_Transmission | ENT | Internal | Summer | B8 | 500 | 3000 | 0 | 134.15 | 136.36 | 9 | 0
2040 | TVA_Transmission_2_ENT | TVA_Transmission | ENT | Internal | Summer | B9 | 800 | 3000 | 0 | 133.17 | 131.04 | 9 | 0
2040 | TVA_Transmission_2_ENT | TVA_Transmission | ENT | Internal | Summer | B10 | 1262 | 3000 | 0 | 113.8 | 97.8 | 9 | 0
2040 | TVA_Transmission_2_ENT | TVA_Transmission | ENT | Internal | Winter | B16 | 25 | 3000 | 0 | 141.59 | 133.59 | 9 | 0
2040 | TVA_Transmission_2_ENT | TVA_Transmission | ENT | Internal | Winter | B17 | 100 | 3000 | 0 | 137.37 | 129.37 | 9 | 0
2040 | TVA_Transmission_2_ENT | TVA_Transmission | ENT | Internal | Winter | B18 | 400 | 3000 | 0 | 136.84 | 128.84 | 9 | 0
2040 | TVA_Transmission_2_ENT | TVA_Transmission | ENT | Internal | Winter | B19 | 700 | 3000 | 0 | 136.84 | 120.84 | 9 | 0
2040 | TVA_Transmission_2_ENT | TVA_Transmission | ENT | Internal | Winter | B20 | 935 | 3000 | 0 | 103.09 | 86.94 | 9 | 0
2040 | TVA_Transmission_2_MISO_MO-IL | TVA_Transmission | MISO_MO-IL | Internal | Shoulder | B11 | 25 | 4000 | 0 | 144.84 | 143.52 | 9 | 0
2040 | TVA_Transmission_2_MISO_MO-IL | TVA_Transmission | MISO_MO-IL | Internal | Shoulder | B12 | 200 | 4000 | 0 | 134.28 | 129.93 | 9 | 0
2040 | TVA_Transmission_2_MISO_MO-IL | TVA_Transmission | MISO_MO-IL | Internal | Shoulder | B13 | 600 | 4000 | 0 | 133.86 | 127.9 | 9 | 0
2040 | TVA_Transmission_2_MISO_MO-IL | TVA_Transmission | MISO_MO-IL | Internal | Shoulder | B14 | 900 | 4000 | 0 | 133.86 | 125.86 | 9 | 0
2040 | TVA_Transmission_2_MISO_MO-IL | TVA_Transmission | MISO_MO-IL | Internal | Shoulder | B15 | 1203 | 4000 | 0 | 105.56 | 96.01 | 9 | 0
2040 | TVA_Transmission_2_MISO_MO-IL | TVA_Transmission | MISO_MO-IL | Internal | Summer | B1 | 10 | 4000 | 0 | 242.94 | 234.94 | 9 | 0
2040 | TVA_Transmission_2_MISO_MO-IL | TVA_Transmission | MISO_MO-IL | Internal | Summer | B2 | 25 | 4000 | 0 | 246.44 | 238.44 | 9 | 0
2040 | TVA_Transmission_2_MISO_MO-IL | TVA_Transmission | MISO_MO-IL | Internal | Summer | B3 | 75 | 4000 | 0 | 246.44 | 238.46 | 9 | 0
2040 | TVA_Transmission_2_MISO_MO-IL | TVA_Transmission | MISO_MO-IL | Internal | Summer | B4 | 100 | 4000 | 0 | 179.46 | 171.46 | 9 | 0
2040 | TVA_Transmission_2_MISO_MO-IL | TVA_Transmission | MISO_MO-IL | Internal | Summer | B5 | 200 | 4000 | 0 | 159.9 | 160.23 | 9 | 0
2040 | TVA_Transmission_2_MISO_MO-IL | TVA_Transmission | MISO_MO-IL | Internal | Summer | B6 | 300 | 4000 | 0 | 154.11 | 152.92 | 9 | 0
2040 | TVA_Transmission_2_MISO_MO-IL | TVA_Transmission | MISO_MO-IL | Internal | Summer | B7 | 400 | 4000 | 0 | 143.42 | 144.42 | 9 | 0
2040 | TVA_Transmission_2_MISO_MO-IL | TVA_Transmission | MISO_MO-IL | Internal | Summer | B8 | 500 | 4000 | 0 | 134.15 | 128.36 | 9 | 0
2040 | TVA_Transmission_2_MISO_MO-IL | TVA_Transmission | MISO_MO-IL | Internal | Summer | B9 | 800 | 4000 | 0 | 133.17 | 128.36 | 9 | 0
2040 | TVA_Transmission_2_MISO_MO-IL | TVA_Transmission | MISO_MO-IL | Internal | Summer | B10 | 1262 | 4000 | 0 | 113.8 | 105.8 | 9 | 0
2040 | TVA_Transmission_2_MISO_MO-IL | TVA_Transmission | MISO_MO-IL | Internal | Winter | B16 | 25 | 4000 | 0 | 141.59 | 132.79 | 9 | 0
2040 | TVA_Transmission_2_MISO_MO-IL | TVA_Transmission | MISO_MO-IL | Internal | Winter | B17 | 100 | 4000 | 0 | 137.37 | 133.33 | 9 | 0
2040 | TVA_Transmission_2_MISO_MO-IL | TVA_Transmission | MISO_MO-IL | Internal | Winter | B18 | 400 | 4000 | 0 | 136.84 | 128.96 | 9 | 0
2040 | TVA_Transmission_2_MISO_MO-IL | TVA_Transmission | MISO_MO-IL | Internal | Winter | B19 | 700 | 4000 | 0 | 136.84 | 128.84 | 9 | 0
2040 | TVA_Transmission_2_MISO_MO-IL | TVA_Transmission | MISO_MO-IL | Internal | Winter | B20 | 935 | 4000 | 0 | 103.09 | 94.94 | 9 | 0
2040 | TVA_Transmission_2_NonRTO_Midwest | TVA_Transmission | NonRTO_Midwest | Internal | Shoulder | B11 | 25 | 700 | 0 | 144.84 | 137.95 | 9 | 0
2040 | TVA_Transmission_2_NonRTO_Midwest | TVA_Transmission | NonRTO_Midwest | Internal | Shoulder | B12 | 200 | 700 | 0 | 134.28 | 133.72 | 9 | 0
2040 | TVA_Transmission_2_NonRTO_Midwest | TVA_Transmission | NonRTO_Midwest | Internal | Shoulder | B13 | 600 | 700 | 0 | 133.86 | 133.72 | 9 | 0
2040 | TVA_Transmission_2_NonRTO_Midwest | TVA_Transmission | NonRTO_Midwest | Internal | Shoulder | B14 | 900 | 700 | 0 | 133.86 | 133.72 | 9 | 0
2040 | TVA_Transmission_2_NonRTO_Midwest | TVA_Transmission | NonRTO_Midwest | Internal | Shoulder | B15 | 1203 | 700 | 510.99 | 105.56 | 114.56 | 9 | 0
2040 | TVA_Transmission_2_NonRTO_Midwest | TVA_Transmission | NonRTO_Midwest | Internal | Summer | B1 | 10 | 700 | 0 | 242.94 | 193.56 | 9 | 0
2040 | TVA_Transmission_2_NonRTO_Midwest | TVA_Transmission | NonRTO_Midwest | Internal | Summer | B2 | 25 | 700 | 0 | 246.44 | 246.43 | 9 | 0
2040 | TVA_Transmission_2_NonRTO_Midwest | TVA_Transmission | NonRTO_Midwest | Internal | Summer | B3 | 75 | 700 | 0 | 246.44 | 238.44 | 9 | 0
2040 | TVA_Transmission_2_NonRTO_Midwest | TVA_Transmission | NonRTO_Midwest | Internal | Summer | B4 | 100 | 700 | 0 | 179.46 | 179.44 | 9 | 0
2040 | TVA_Transmission_2_NonRTO_Midwest | TVA_Transmission | NonRTO_Midwest | Internal | Summer | B5 | 200 | 700 | 0 | 159.9 | 163.19 | 9 | 0
2040 | TVA_Transmission_2_NonRTO_Midwest | TVA_Transmission | NonRTO_Midwest | Internal | Summer | B6 | 300 | 700 | 0 | 154.11 | 146.11 | 9 | 0
2040 | TVA_Transmission_2_NonRTO_Midwest | TVA_Transmission | NonRTO_Midwest | Internal | Summer | B7 | 400 | 700 | 0 | 143.42 | 135.42 | 9 | 0
2040 | TVA_Transmission_2_NonRTO_Midwest | TVA_Transmission | NonRTO_Midwest | Internal | Summer | B8 | 500 | 700 | 0 | 134.15 | 132.16 | 9 | 0
2040 | TVA_Transmission_2_NonRTO_Midwest | TVA_Transmission | NonRTO_Midwest | Internal | Summer | B9 | 800 | 700 | 0 | 133.17 | 132.16 | 9 | 0
2040 | TVA_Transmission_2_NonRTO_Midwest | TVA_Transmission | NonRTO_Midwest | Internal | Summer | B10 | 1262 | 700 | 700 | 113.8 | 132.16 | 9 | 9.36
2040 | TVA_Transmission_2_NonRTO_Midwest | TVA_Transmission | NonRTO_Midwest | Internal | Winter | B16 | 25 | 700 | 0 | 141.59 | 140.78 | 9 | 0
2040 | TVA_Transmission_2_NonRTO_Midwest | TVA_Transmission | NonRTO_Midwest | Internal | Winter | B17 | 100 | 700 | 0 | 137.37 | 141.34 | 9 | 0
2040 | TVA_Transmission_2_NonRTO_Midwest | TVA_Transmission | NonRTO_Midwest | Internal | Winter | B18 | 400 | 700 | 0 | 136.84 | 137.59 | 9 | 0
2040 | TVA_Transmission_2_NonRTO_Midwest | TVA_Transmission | NonRTO_Midwest | Internal | Winter | B19 | 700 | 700 | 0 | 136.84 | 137.59 | 9 | 0
2040 | TVA_Transmission_2_NonRTO_Midwest | TVA_Transmission | NonRTO_Midwest | Internal | Winter | B20 | 935 | 700 | 0 | 103.09 | 105.97 | 9 | 0
2040 | TVA_Transmission_2_PJM_ROR | TVA_Transmission | PJM_ROR | Internal | Shoulder | B11 | 25 | 2000 | 0 | 144.84 | 145.52 | 9 | 0
2040 | TVA_Transmission_2_PJM_ROR | TVA_Transmission | PJM_ROR | Internal | Shoulder | B12 | 200 | 2000 | 0 | 134.28 | 131.92 | 9 | 0
2040 | TVA_Transmission_2_PJM_ROR | TVA_Transmission | PJM_ROR | Internal | Shoulder | B13 | 600 | 2000 | 0 | 133.86 | 129.89 | 9 | 0
2040 | TVA_Transmission_2_PJM_ROR | TVA_Transmission | PJM_ROR | Internal | Shoulder | B14 | 900 | 2000 | 0 | 133.86 | 129.89 | 9 | 0
2040 | TVA_Transmission_2_PJM_ROR | TVA_Transmission | PJM_ROR | Internal | Shoulder | B15 | 1203 | 2000 | 1999.96 | 105.56 | 114.57 | 9 | 0.01
2040 | TVA_Transmission_2_PJM_ROR | TVA_Transmission | PJM_ROR | Internal | Summer | B1 | 10 | 2000 | 0 | 242.94 | 240.44 | 9 | 0
2040 | TVA_Transmission_2_PJM_ROR | TVA_Transmission | PJM_ROR | Internal | Summer | B2 | 25 | 2000 | 0 | 246.44 | 240.44 | 9 | 0
2040 | TVA_Transmission_2_PJM_ROR | TVA_Transmission | PJM_ROR | Internal | Summer | B3 | 75 | 2000 | 0 | 246.44 | 240.44 | 9 | 0
2040 | TVA_Transmission_2_PJM_ROR | TVA_Transmission | PJM_ROR | Internal | Summer | B4 | 100 | 2000 | 0 | 179.46 | 173.46 | 9 | 0
2040 | TVA_Transmission_2_PJM_ROR | TVA_Transmission | PJM_ROR | Internal | Summer | B5 | 200 | 2000 | 0 | 159.9 | 162.23 | 9 | 0
2040 | TVA_Transmission_2_PJM_ROR | TVA_Transmission | PJM_ROR | Internal | Summer | B6 | 300 | 2000 | 0 | 154.11 | 152.73 | 9 | 0
2040 | TVA_Transmission_2_PJM_ROR | TVA_Transmission | PJM_ROR | Internal | Summer | B7 | 400 | 2000 | 0 | 143.42 | 146.4 | 9 | 0
2040 | TVA_Transmission_2_PJM_ROR | TVA_Transmission | PJM_ROR | Internal | Summer | B8 | 500 | 2000 | 0 | 134.15 | 130.27 | 9 | 0
2040 | TVA_Transmission_2_PJM_ROR | TVA_Transmission | PJM_ROR | Internal | Summer | B9 | 800 | 2000 | 0 | 133.17 | 128.12 | 9 | 0
2040 | TVA_Transmission_2_PJM_ROR | TVA_Transmission | PJM_ROR | Internal | Summer | B10 | 1262 | 2000 | 438.08 | 113.8 | 122.8 | 9 | 0
2040 | TVA_Transmission_2_PJM_ROR | TVA_Transmission | PJM_ROR | Internal | Winter | B16 | 25 | 2000 | 0.02 | 141.59 | 149.26 | 9 | 0
2040 | TVA_Transmission_2_PJM_ROR | TVA_Transmission | PJM_ROR | Internal | Winter | B17 | 100 | 2000 | 0 | 137.37 | 135.88 | 9 | 0
2040 | TVA_Transmission_2_PJM_ROR | TVA_Transmission | PJM_ROR | Internal | Winter | B18 | 400 | 2000 | 0 | 136.84 | 133.84 | 9 | 0
2040 | TVA_Transmission_2_PJM_ROR | TVA_Transmission | PJM_ROR | Internal | Winter | B19 | 700 | 2000 | 0 | 136.84 | 133.84 | 9 | 0
2040 | TVA_Transmission_2_PJM_ROR | TVA_Transmission | PJM_ROR | Internal | Winter | B20 | 935 | 2000 | 0 | 103.09 | 110.16 | 9 | 0
2040 | TVA_Transmission_2_SOCO | TVA_Transmission | SOCO | Internal | Shoulder | B11 | 25 | 3200 | 0.01 | 144.84 | 151.81 | 9 | 0
2040 | TVA_Transmission_2_SOCO | TVA_Transmission | SOCO | Internal | Shoulder | B12 | 200 | 3200 | 0 | 134.28 | 134.79 | 9 | 0
2040 | TVA_Transmission_2_SOCO | TVA_Transmission | SOCO | Internal | Shoulder | B13 | 600 | 3200 | 0 | 133.86 | 134.79 | 9 | 0
2040 | TVA_Transmission_2_SOCO | TVA_Transmission | SOCO | Internal | Shoulder | B14 | 900 | 3200 | 0 | 133.86 | 134.79 | 9 | 0
2040 | TVA_Transmission_2_SOCO | TVA_Transmission | SOCO | Internal | Shoulder | B15 | 1203 | 3200 | 0 | 105.56 | 102.35 | 9 | 0
2040 | TVA_Transmission_2_SOCO | TVA_Transmission | SOCO | Internal | Summer | B1 | 10 | 3200 | 484.7 | 242.94 | 251.94 | 9 | 0
2040 | TVA_Transmission_2_SOCO | TVA_Transmission | SOCO | Internal | Summer | B2 | 25 | 3200 | 0 | 246.44 | 245.77 | 9 | 0
2040 | TVA_Transmission_2_SOCO | TVA_Transmission | SOCO | Internal | Summer | B3 | 75 | 3200 | 0 | 246.44 | 246.45 | 9 | 0
2040 | TVA_Transmission_2_SOCO | TVA_Transmission | SOCO | Internal | Summer | B4 | 100 | 3200 | 0 | 179.46 | 179.46 | 9 | 0
2040 | TVA_Transmission_2_SOCO | TVA_Transmission | SOCO | Internal | Summer | B5 | 200 | 3200 | 0 | 159.9 | 162.23 | 9 | 0
2040 | TVA_Transmission_2_SOCO | TVA_Transmission | SOCO | Internal | Summer | B6 | 300 | 3200 | 0 | 154.11 | 155.19 | 9 | 0
2040 | TVA_Transmission_2_SOCO | TVA_Transmission | SOCO | Internal | Summer | B7 | 400 | 3200 | 0 | 143.42 | 150.56 | 9 | 0
2040 | TVA_Transmission_2_SOCO | TVA_Transmission | SOCO | Internal | Summer | B8 | 500 | 3200 | 0 | 134.15 | 140.02 | 9 | 0
2040 | TVA_Transmission_2_SOCO | TVA_Transmission | SOCO | Internal | Summer | B9 | 800 | 3200 | 0 | 133.17 | 133.4 | 9 | 0
2040 | TVA_Transmission_2_SOCO | TVA_Transmission | SOCO | Internal | Summer | B10 | 1262 | 3200 | 0 | 113.8 | 105.8 | 9 | 0
2040 | TVA_Transmission_2_SOCO | TVA_Transmission | SOCO | Internal | Winter | B16 | 25 | 3200 | 643.79 | 141.59 | 150.59 | 9 | 0
2040 | TVA_Transmission_2_SOCO | TVA_Transmission | SOCO | Internal | Winter | B17 | 100 | 3200 | 0 | 137.37 | 138.03 | 9 | 0
2040 | TVA_Transmission_2_SOCO | TVA_Transmission | SOCO | Internal | Winter | B18 | 400 | 3200 | 0 | 136.84 | 137 | 9 | 0
2040 | TVA_Transmission_2_SOCO | TVA_Transmission | SOCO | Internal | Winter | B19 | 700 | 3200 | 0 | 136.84 | 137 | 9 | 0
2040 | TVA_Transmission_2_SOCO | TVA_Transmission | SOCO | Internal | Winter | B20 | 935 | 3200 | 0 | 103.09 | 100.97 | 9 | 0
2040 | TVA_Transmission_2_TVA | TVA_Transmission | TVA | Internal | Shoulder | B11 | 25 | 99999 | 0.01 | 144.84 | 143.13 | 0.01 | 0
2040 | TVA_Transmission_2_TVA | TVA_Transmission | TVA | Internal | Shoulder | B12 | 200 | 99999 | 0 | 134.28 | 133.87 | 0.01 | 0
2040 | TVA_Transmission_2_TVA | TVA_Transmission | TVA | Internal | Shoulder | B13 | 600 | 99999 | 1175.26 | 133.86 | 133.87 | 0.01 | 0
2040 | TVA_Transmission_2_TVA | TVA_Transmission | TVA | Internal | Shoulder | B14 | 900 | 99999 | 2747.28 | 133.86 | 133.87 | 0.01 | 0
2040 | TVA_Transmission_2_TVA | TVA_Transmission | TVA | Internal | Shoulder | B15 | 1203 | 99999 | 3589.05 | 105.56 | 105.57 | 0.01 | 0
2040 | TVA_Transmission_2_TVA | TVA_Transmission | TVA | Internal | Summer | B1 | 10 | 99999 | 4127.73 | 242.94 | 242.95 | 0.01 | 0
2040 | TVA_Transmission_2_TVA | TVA_Transmission | TVA | Internal | Summer | B2 | 25 | 99999 | 3348.7 | 246.44 | 246.46 | 0.01 | 0
2040 | TVA_Transmission_2_TVA | TVA_Transmission | TVA | Internal | Summer | B3 | 75 | 99999 | 1820.67 | 246.44 | 246.46 | 0.01 | 0
2040 | TVA_Transmission_2_TVA | TVA_Transmission | TVA | Internal | Summer | B4 | 100 | 99999 | 1115.95 | 179.46 | 179.47 | 0.01 | 0
2040 | TVA_Transmission_2_TVA | TVA_Transmission | TVA | Internal | Summer | B5 | 200 | 99999 | 0 | 159.9 | 154.19 | 0.01 | 0
2040 | TVA_Transmission_2_TVA | TVA_Transmission | TVA | Internal | Summer | B6 | 300 | 99999 | 405.23 | 154.11 | 154.12 | 0.01 | 0
2040 | TVA_Transmission_2_TVA | TVA_Transmission | TVA | Internal | Summer | B7 | 400 | 99999 | 0 | 143.42 | 137.37 | 0.01 | 0
2040 | TVA_Transmission_2_TVA | TVA_Transmission | TVA | Internal | Summer | B8 | 500 | 99999 | 0 | 134.15 | 132.54 | 0.01 | 0
2040 | TVA_Transmission_2_TVA | TVA_Transmission | TVA | Internal | Summer | B9 | 800 | 99999 | 0 | 133.17 | 132.54 | 0.01 | 0
2040 | TVA_Transmission_2_TVA | TVA_Transmission | TVA | Internal | Summer | B10 | 1262 | 99999 | 2645.94 | 113.8 | 113.81 | 0.01 | 0
2040 | TVA_Transmission_2_TVA | TVA_Transmission | TVA | Internal | Winter | B16 | 25 | 99999 | 2463.3 | 141.59 | 141.6 | 0.01 | 0
2040 | TVA_Transmission_2_TVA | TVA_Transmission | TVA | Internal | Winter | B17 | 100 | 99999 | 1228.62 | 137.37 | 137.38 | 0.01 | 0
2040 | TVA_Transmission_2_TVA | TVA_Transmission | TVA | Internal | Winter | B18 | 400 | 99999 | 1005.03 | 136.84 | 136.85 | 0.01 | 0
2040 | TVA_Transmission_2_TVA | TVA_Transmission | TVA | Internal | Winter | B19 | 700 | 99999 | 2825.68 | 136.84 | 136.85 | 0.01 | 0
2040 | TVA_Transmission_2_TVA | TVA_Transmission | TVA | Internal | Winter | B20 | 935 | 99999 | 6099.99 | 103.09 | 103.1 | 0.01 | 0
2040 | TVA_Transmission_2_VACAR | TVA_Transmission | VACAR | Internal | Shoulder | B11 | 25 | 900 | 0 | 144.84 | 145.8 | 9 | 0
2040 | TVA_Transmission_2_VACAR | TVA_Transmission | VACAR | Internal | Shoulder | B12 | 200 | 900 | 0 | 134.28 | 136.44 | 9 | 0
2040 | TVA_Transmission_2_VACAR | TVA_Transmission | VACAR | Internal | Shoulder | B13 | 600 | 900 | 0 | 133.86 | 135.27 | 9 | 0
2040 | TVA_Transmission_2_VACAR | TVA_Transmission | VACAR | Internal | Shoulder | B14 | 900 | 900 | 0 | 133.86 | 135.27 | 9 | 0
2040 | TVA_Transmission_2_VACAR | TVA_Transmission | VACAR | Internal | Shoulder | B15 | 1203 | 900 | 0 | 105.56 | 107.57 | 9 | 0
2040 | TVA_Transmission_2_VACAR | TVA_Transmission | VACAR | Internal | Summer | B1 | 10 | 900 | 0.01 | 242.94 | 247.75 | 9 | 0
2040 | TVA_Transmission_2_VACAR | TVA_Transmission | VACAR | Internal | Summer | B2 | 25 | 900 | 0 | 246.44 | 247.75 | 9 | 0
2040 | TVA_Transmission_2_VACAR | TVA_Transmission | VACAR | Internal | Summer | B3 | 75 | 900 | 0 | 246.44 | 247.75 | 9 | 0
2040 | TVA_Transmission_2_VACAR | TVA_Transmission | VACAR | Internal | Summer | B4 | 100 | 900 | 0 | 179.46 | 179.46 | 9 | 0
2040 | TVA_Transmission_2_VACAR | TVA_Transmission | VACAR | Internal | Summer | B5 | 200 | 900 | 0 | 159.9 | 155.23 | 9 | 0
2040 | TVA_Transmission_2_VACAR | TVA_Transmission | VACAR | Internal | Summer | B6 | 300 | 900 | 0 | 154.11 | 148.19 | 9 | 0
2040 | TVA_Transmission_2_VACAR | TVA_Transmission | VACAR | Internal | Summer | B7 | 400 | 900 | 0 | 143.42 | 143.56 | 9 | 0
2040 | TVA_Transmission_2_VACAR | TVA_Transmission | VACAR | Internal | Summer | B8 | 500 | 900 | 0 | 134.15 | 133.02 | 9 | 0
2040 | TVA_Transmission_2_VACAR | TVA_Transmission | VACAR | Internal | Summer | B9 | 800 | 900 | 0 | 133.17 | 129.57 | 9 | 0
2040 | TVA_Transmission_2_VACAR | TVA_Transmission | VACAR | Internal | Summer | B10 | 1262 | 900 | 0 | 113.8 | 98.8 | 9 | 0
2040 | TVA_Transmission_2_VACAR | TVA_Transmission | VACAR | Internal | Winter | B16 | 25 | 900 | 899.99 | 141.59 | 155.26 | 9 | 4.67
2040 | TVA_Transmission_2_VACAR | TVA_Transmission | VACAR | Internal | Winter | B17 | 100 | 900 | 0 | 137.37 | 140.61 | 9 | 0
2040 | TVA_Transmission_2_VACAR | TVA_Transmission | VACAR | Internal | Winter | B18 | 400 | 900 | 0 | 136.84 | 139.84 | 9 | 0
2040 | TVA_Transmission_2_VACAR | TVA_Transmission | VACAR | Internal | Winter | B19 | 700 | 900 | 0 | 136.84 | 139.55 | 9 | 0
2040 | TVA_Transmission_2_VACAR | TVA_Transmission | VACAR | Internal | Winter | B20 | 935 | 900 | 0 | 103.09 | 103.1 | 9 | 0
2040 | VACAR_2_PJM_ROR | VACAR | PJM_ROR | Internal | Shoulder | B11 | 25 | 2000 | 0 | 145.8 | 145.52 | 7 | 0
2040 | VACAR_2_PJM_ROR | VACAR | PJM_ROR | Internal | Shoulder | B12 | 200 | 2000 | 0 | 136.44 | 131.92 | 7 | 0
2040 | VACAR_2_PJM_ROR | VACAR | PJM_ROR | Internal | Shoulder | B13 | 600 | 2000 | 0 | 135.27 | 129.89 | 7 | 0
2040 | VACAR_2_PJM_ROR | VACAR | PJM_ROR | Internal | Shoulder | B14 | 900 | 2000 | 0 | 135.27 | 129.89 | 7 | 0
2040 | VACAR_2_PJM_ROR | VACAR | PJM_ROR | Internal | Shoulder | B15 | 1203 | 2000 | 1087.68 | 107.57 | 114.57 | 7 | 0
2040 | VACAR_2_PJM_ROR | VACAR | PJM_ROR | Internal | Summer | B1 | 10 | 2000 | 0 | 247.75 | 240.44 | 7 | 0
2040 | VACAR_2_PJM_ROR | VACAR | PJM_ROR | Internal | Summer | B2 | 25 | 2000 | 0 | 247.75 | 240.44 | 7 | 0
2040 | VACAR_2_PJM_ROR | VACAR | PJM_ROR | Internal | Summer | B3 | 75 | 2000 | 0 | 247.75 | 240.44 | 7 | 0
2040 | VACAR_2_PJM_ROR | VACAR | PJM_ROR | Internal | Summer | B4 | 100 | 2000 | 0 | 179.46 | 173.46 | 7 | 0
2040 | VACAR_2_PJM_ROR | VACAR | PJM_ROR | Internal | Summer | B5 | 200 | 2000 | 822 | 155.23 | 162.23 | 7 | 0
2040 | VACAR_2_PJM_ROR | VACAR | PJM_ROR | Internal | Summer | B6 | 300 | 2000 | 0 | 148.19 | 152.73 | 7 | 0
2040 | VACAR_2_PJM_ROR | VACAR | PJM_ROR | Internal | Summer | B7 | 400 | 2000 | 0 | 143.56 | 146.4 | 7 | 0
2040 | VACAR_2_PJM_ROR | VACAR | PJM_ROR | Internal | Summer | B8 | 500 | 2000 | 0 | 133.02 | 130.27 | 7 | 0
2040 | VACAR_2_PJM_ROR | VACAR | PJM_ROR | Internal | Summer | B9 | 800 | 2000 | 0 | 129.57 | 128.12 | 7 | 0
2040 | VACAR_2_PJM_ROR | VACAR | PJM_ROR | Internal | Summer | B10 | 1262 | 2000 | 2000 | 98.8 | 122.8 | 7 | 17
2040 | VACAR_2_PJM_ROR | VACAR | PJM_ROR | Internal | Winter | B16 | 25 | 2000 | 0 | 155.26 | 149.26 | 7 | 0
2040 | VACAR_2_PJM_ROR | VACAR | PJM_ROR | Internal | Winter | B17 | 100 | 2000 | 0 | 140.61 | 135.88 | 7 | 0
2040 | VACAR_2_PJM_ROR | VACAR | PJM_ROR | Internal | Winter | B18 | 400 | 2000 | 0 | 139.84 | 133.84 | 7 | 0
2040 | VACAR_2_PJM_ROR | VACAR | PJM_ROR | Internal | Winter | B19 | 700 | 2000 | 0 | 139.55 | 133.84 | 7 | 0
2040 | VACAR_2_PJM_ROR | VACAR | PJM_ROR | Internal | Winter | B20 | 935 | 2000 | 1999.99 | 103.1 | 110.16 | 7 | 0.06
2040 | VACAR_2_SOCO | VACAR | SOCO | Internal | Shoulder | B11 | 25 | 3000 | 0.03 | 145.8 | 151.81 | 7 | 0
2040 | VACAR_2_SOCO | VACAR | SOCO | Internal | Shoulder | B12 | 200 | 3000 | 0 | 136.44 | 134.79 | 7 | 0
2040 | VACAR_2_SOCO | VACAR | SOCO | Internal | Shoulder | B13 | 600 | 3000 | 0 | 135.27 | 134.79 | 7 | 0
2040 | VACAR_2_SOCO | VACAR | SOCO | Internal | Shoulder | B14 | 900 | 3000 | 0 | 135.27 | 134.79 | 7 | 0
2040 | VACAR_2_SOCO | VACAR | SOCO | Internal | Shoulder | B15 | 1203 | 3000 | 0 | 107.57 | 102.35 | 7 | 0
2040 | VACAR_2_SOCO | VACAR | SOCO | Internal | Summer | B1 | 10 | 3000 | 0.02 | 247.75 | 251.94 | 7 | 0
2040 | VACAR_2_SOCO | VACAR | SOCO | Internal | Summer | B2 | 25 | 3000 | 0 | 247.75 | 245.77 | 7 | 0
2040 | VACAR_2_SOCO | VACAR | SOCO | Internal | Summer | B3 | 75 | 3000 | 0 | 247.75 | 246.45 | 7 | 0
2040 | VACAR_2_SOCO | VACAR | SOCO | Internal | Summer | B4 | 100 | 3000 | 0 | 179.46 | 179.46 | 7 | 0
2040 | VACAR_2_SOCO | VACAR | SOCO | Internal | Summer | B5 | 200 | 3000 | 14.73 | 155.23 | 162.23 | 7 | 0
2040 | VACAR_2_SOCO | VACAR | SOCO | Internal | Summer | B6 | 300 | 3000 | 1177.09 | 148.19 | 155.19 | 7 | 0
2040 | VACAR_2_SOCO | VACAR | SOCO | Internal | Summer | B7 | 400 | 3000 | 2337.6 | 143.56 | 150.56 | 7 | 0
2040 | VACAR_2_SOCO | VACAR | SOCO | Internal | Summer | B8 | 500 | 3000 | 454.62 | 133.02 | 140.02 | 7 | 0
2040 | VACAR_2_SOCO | VACAR | SOCO | Internal | Summer | B9 | 800 | 3000 | 0 | 129.57 | 133.4 | 7 | 0
2040 | VACAR_2_SOCO | VACAR | SOCO | Internal | Summer | B10 | 1262 | 3000 | 255.06 | 98.8 | 105.8 | 7 | 0
2040 | VACAR_2_SOCO | VACAR | SOCO | Internal | Winter | B16 | 25 | 3000 | 0 | 155.26 | 150.59 | 7 | 0
2040 | VACAR_2_SOCO | VACAR | SOCO | Internal | Winter | B17 | 100 | 3000 | 0 | 140.61 | 138.03 | 7 | 0
2040 | VACAR_2_SOCO | VACAR | SOCO | Internal | Winter | B18 | 400 | 3000 | 0 | 139.84 | 137 | 7 | 0
2040 | VACAR_2_SOCO | VACAR | SOCO | Internal | Winter | B19 | 700 | 3000 | 0 | 139.55 | 137 | 7 | 0
2040 | VACAR_2_SOCO | VACAR | SOCO | Internal | Winter | B20 | 935 | 3000 | 0 | 103.1 | 100.97 | 7 | 0
2040 | VACAR_2_TVA_Transmission | VACAR | TVA_Transmission | Internal | Shoulder | B11 | 25 | 900 | 0 | 145.8 | 144.84 | 7 | 0
2040 | VACAR_2_TVA_Transmission | VACAR | TVA_Transmission | Internal | Shoulder | B12 | 200 | 900 | 0 | 136.44 | 134.28 | 7 | 0
2040 | VACAR_2_TVA_Transmission | VACAR | TVA_Transmission | Internal | Shoulder | B13 | 600 | 900 | 0 | 135.27 | 133.86 | 7 | 0
2040 | VACAR_2_TVA_Transmission | VACAR | TVA_Transmission | Internal | Shoulder | B14 | 900 | 900 | 0 | 135.27 | 133.86 | 7 | 0
2040 | VACAR_2_TVA_Transmission | VACAR | TVA_Transmission | Internal | Shoulder | B15 | 1203 | 900 | 0 | 107.57 | 105.56 | 7 | 0
2040 | VACAR_2_TVA_Transmission | VACAR | TVA_Transmission | Internal | Summer | B1 | 10 | 900 | 0 | 247.75 | 242.94 | 7 | 0
2040 | VACAR_2_TVA_Transmission | VACAR | TVA_Transmission | Internal | Summer | B2 | 25 | 900 | 0 | 247.75 | 246.44 | 7 | 0
2040 | VACAR_2_TVA_Transmission | VACAR | TVA_Transmission | Internal | Summer | B3 | 75 | 900 | 0 | 247.75 | 246.44 | 7 | 0
2040 | VACAR_2_TVA_Transmission | VACAR | TVA_Transmission | Internal | Summer | B4 | 100 | 900 | 0 | 179.46 | 179.46 | 7 | 0
2040 | VACAR_2_TVA_Transmission | VACAR | TVA_Transmission | Internal | Summer | B5 | 200 | 900 | 0 | 155.23 | 159.9 | 7 | 0
2040 | VACAR_2_TVA_Transmission | VACAR | TVA_Transmission | Internal | Summer | B6 | 300 | 900 | 0 | 148.19 | 154.11 | 7 | 0
2040 | VACAR_2_TVA_Transmission | VACAR | TVA_Transmission | Internal | Summer | B7 | 400 | 900 | 0 | 143.56 | 143.42 | 7 | 0
2040 | VACAR_2_TVA_Transmission | VACAR | TVA_Transmission | Internal | Summer | B8 | 500 | 900 | 0 | 133.02 | 134.15 | 7 | 0
2040 | VACAR_2_TVA_Transmission | VACAR | TVA_Transmission | Internal | Summer | B9 | 800 | 900 | 0 | 129.57 | 133.17 | 7 | 0
2040 | VACAR_2_TVA_Transmission | VACAR | TVA_Transmission | Internal | Summer | B10 | 1262 | 900 | 900 | 98.8 | 113.8 | 7 | 8
2040 | VACAR_2_TVA_Transmission | VACAR | TVA_Transmission | Internal | Winter | B16 | 25 | 900 | 0 | 155.26 | 141.59 | 7 | 0
2040 | VACAR_2_TVA_Transmission | VACAR | TVA_Transmission | Internal | Winter | B17 | 100 | 900 | 0 | 140.61 | 137.37 | 7 | 0
2040 | VACAR_2_TVA_Transmission | VACAR | TVA_Transmission | Internal | Winter | B18 | 400 | 900 | 0 | 139.84 | 136.84 | 7 | 0
2040 | VACAR_2_TVA_Transmission | VACAR | TVA_Transmission | Internal | Winter | B19 | 700 | 900 | 0 | 139.55 | 136.84 | 7 | 0
2040 | VACAR_2_TVA_Transmission | VACAR | TVA_Transmission | Internal | Winter | B20 | 935 | 900 | 0 | 103.1 | 103.09 | 7 | 0
2015 | AZ_NM_SNV_Coal_2_SPP_S | AZ_NM_SNV_Coal | SPP_S | External | Shoulder | B11 | 25 | 400 | 400 | 55.68 | 80.05 | 8.17 | 16.21
2015 | AZ_NM_SNV_Coal_2_SPP_S | AZ_NM_SNV_Coal | SPP_S | External | Shoulder | B12 | 200 | 400 | 0 | 55.68 | 59.82 | 8.17 | 0
2015 | AZ_NM_SNV_Coal_2_SPP_S | AZ_NM_SNV_Coal | SPP_S | External | Shoulder | B13 | 600 | 400 | 0 | 55.68 | 57.89 | 8.17 | 0
2015 | AZ_NM_SNV_Coal_2_SPP_S | AZ_NM_SNV_Coal | SPP_S | External | Shoulder | B14 | 900 | 400 | 0 | 55.68 | 55.34 | 8.17 | 0
2015 | AZ_NM_SNV_Coal_2_SPP_S | AZ_NM_SNV_Coal | SPP_S | External | Shoulder | B15 | 1203 | 400 | 0 | 55.68 | 55.34 | 8.17 | 0
2015 | AZ_NM_SNV_Coal_2_SPP_S | AZ_NM_SNV_Coal | SPP_S | External | Summer | B1 | 10 | 400 | 324.25 | 75.71 | 83.88 | 8.17 | 0
2015 | AZ_NM_SNV_Coal_2_SPP_S | AZ_NM_SNV_Coal | SPP_S | External | Summer | B2 | 25 | 400 | 400 | 72.65 | 87.36 | 8.17 | 6.54
2015 | AZ_NM_SNV_Coal_2_SPP_S | AZ_NM_SNV_Coal | SPP_S | External | Summer | B3 | 75 | 400 | 400 | 72.65 | 81.61 | 8.17 | 0.79
2015 | AZ_NM_SNV_Coal_2_SPP_S | AZ_NM_SNV_Coal | SPP_S | External | Summer | B4 | 100 | 400 | 400 | 72.65 | 81.61 | 8.17 | 0.79
2015 | AZ_NM_SNV_Coal_2_SPP_S | AZ_NM_SNV_Coal | SPP_S | External | Summer | B5 | 200 | 400 | 400 | 62.91 | 78.19 | 8.17 | 7.11
2015 | AZ_NM_SNV_Coal_2_SPP_S | AZ_NM_SNV_Coal | SPP_S | External | Summer | B6 | 300 | 400 | 400 | 57.77 | 70.07 | 8.17 | 4.14
2015 | AZ_NM_SNV_Coal_2_SPP_S | AZ_NM_SNV_Coal | SPP_S | External | Summer | B7 | 400 | 400 | 0 | 54.77 | 60.33 | 8.17 | 0
2015 | AZ_NM_SNV_Coal_2_SPP_S | AZ_NM_SNV_Coal | SPP_S | External | Summer | B8 | 500 | 400 | 0 | 54.77 | 56.56 | 8.17 | 0
2015 | AZ_NM_SNV_Coal_2_SPP_S | AZ_NM_SNV_Coal | SPP_S | External | Summer | B9 | 800 | 400 | 0 | 54.76 | 54.08 | 8.17 | 0
2015 | AZ_NM_SNV_Coal_2_SPP_S | AZ_NM_SNV_Coal | SPP_S | External | Summer | B10 | 1262 | 400 | 0 | 54.27 | 53.96 | 8.17 | 0
2015 | AZ_NM_SNV_Coal_2_SPP_S | AZ_NM_SNV_Coal | SPP_S | External | Winter | B16 | 25 | 400 | 400 | 58.32 | 69.46 | 8.17 | 2.97
2015 | AZ_NM_SNV_Coal_2_SPP_S | AZ_NM_SNV_Coal | SPP_S | External | Winter | B17 | 100 | 400 | 0 | 58.32 | 59.34 | 8.17 | 0
2015 | AZ_NM_SNV_Coal_2_SPP_S | AZ_NM_SNV_Coal | SPP_S | External | Winter | B18 | 400 | 400 | 0 | 58.32 | 57.82 | 8.17 | 0
2015 | AZ_NM_SNV_Coal_2_SPP_S | AZ_NM_SNV_Coal | SPP_S | External | Winter | B19 | 700 | 400 | 0 | 58.32 | 57.78 | 8.17 | 0
2015 | AZ_NM_SNV_Coal_2_SPP_S | AZ_NM_SNV_Coal | SPP_S | External | Winter | B20 | 935 | 400 | 0 | 58.32 | 57.69 | 8.17 | 0
2015 | ERCOT_2_SPP_S | ERCOT | SPP_S | External | Shoulder | B11 | 25 | 800 | 0 | 80.96 | 80.05 | 8 | 0
2015 | ERCOT_2_SPP_S | ERCOT | SPP_S | External | Shoulder | B12 | 200 | 800 | 0 | 57.49 | 59.82 | 8 | 0
2015 | ERCOT_2_SPP_S | ERCOT | SPP_S | External | Shoulder | B13 | 600 | 800 | 0 | 55.2 | 57.89 | 8 | 0
2015 | ERCOT_2_SPP_S | ERCOT | SPP_S | External | Shoulder | B14 | 900 | 800 | 0 | 55.2 | 55.34 | 8 | 0
2015 | ERCOT_2_SPP_S | ERCOT | SPP_S | External | Shoulder | B15 | 1203 | 800 | 0 | 55.2 | 55.34 | 8 | 0
2015 | ERCOT_2_SPP_S | ERCOT | SPP_S | External | Summer | B1 | 10 | 800 | 0 | 79.4 | 83.88 | 8 | 0
2015 | ERCOT_2_SPP_S | ERCOT | SPP_S | External | Summer | B2 | 25 | 800 | 0.17 | 79.4 | 87.36 | 8 | 0
2015 | ERCOT_2_SPP_S | ERCOT | SPP_S | External | Summer | B3 | 75 | 800 | 0 | 79.4 | 81.61 | 8 | 0
2015 | ERCOT_2_SPP_S | ERCOT | SPP_S | External | Summer | B4 | 100 | 800 | 0 | 79.4 | 81.61 | 8 | 0
2015 | ERCOT_2_SPP_S | ERCOT | SPP_S | External | Summer | B5 | 200 | 800 | 0 | 79.4 | 78.19 | 8 | 0
2015 | ERCOT_2_SPP_S | ERCOT | SPP_S | External | Summer | B6 | 300 | 800 | 0 | 69.98 | 70.07 | 8 | 0
2015 | ERCOT_2_SPP_S | ERCOT | SPP_S | External | Summer | B7 | 400 | 800 | 0 | 59.09 | 60.33 | 8 | 0
2015 | ERCOT_2_SPP_S | ERCOT | SPP_S | External | Summer | B8 | 500 | 800 | 0 | 54.15 | 56.56 | 8 | 0
2015 | ERCOT_2_SPP_S | ERCOT | SPP_S | External | Summer | B9 | 800 | 800 | 0 | 54.15 | 54.08 | 8 | 0
2015 | ERCOT_2_SPP_S | ERCOT | SPP_S | External | Summer | B10 | 1262 | 800 | 0 | 54.15 | 53.96 | 8 | 0
2015 | ERCOT_2_SPP_S | ERCOT | SPP_S | External | Winter | B16 | 25 | 800 | 562.42 | 61.46 | 69.46 | 8 | 0
2015 | ERCOT_2_SPP_S | ERCOT | SPP_S | External | Winter | B17 | 100 | 800 | 0 | 57.4 | 59.34 | 8 | 0
2015 | ERCOT_2_SPP_S | ERCOT | SPP_S | External | Winter | B18 | 400 | 800 | 0 | 57.4 | 57.82 | 8 | 0
2015 | ERCOT_2_SPP_S | ERCOT | SPP_S | External | Winter | B19 | 700 | 800 | 0 | 57.4 | 57.78 | 8 | 0
2015 | ERCOT_2_SPP_S | ERCOT | SPP_S | External | Winter | B20 | 935 | 800 | 0 | 57.4 | 57.69 | 8 | 0
2015 | MAPP_US_2_RMPA | MAPP_US | RMPA | External | Shoulder | B11 | 25 | 200 | 0 | 72.14 | 58.65 | 8 | 0
2015 | MAPP_US_2_RMPA | MAPP_US | RMPA | External | Shoulder | B12 | 200 | 200 | 0 | 53.2 | 58.65 | 8 | 0
2015 | MAPP_US_2_RMPA | MAPP_US | RMPA | External | Shoulder | B13 | 600 | 200 | 0 | 51.32 | 58.65 | 8 | 0
2015 | MAPP_US_2_RMPA | MAPP_US | RMPA | External | Shoulder | B14 | 900 | 200 | 0 | 51.32 | 58.65 | 8 | 0
2015 | MAPP_US_2_RMPA | MAPP_US | RMPA | External | Shoulder | B15 | 1203 | 200 | 0 | 51.32 | 58.65 | 8 | 0
2015 | MAPP_US_2_RMPA | MAPP_US | RMPA | External | Summer | B1 | 10 | 200 | 0 | 81.57 | 83.88 | 8 | 0
2015 | MAPP_US_2_RMPA | MAPP_US | RMPA | External | Summer | B2 | 25 | 200 | 0 | 81.1 | 80.1 | 8 | 0
2015 | MAPP_US_2_RMPA | MAPP_US | RMPA | External | Summer | B3 | 75 | 200 | 0 | 81.1 | 80.1 | 8 | 0
2015 | MAPP_US_2_RMPA | MAPP_US | RMPA | External | Summer | B4 | 100 | 200 | 0 | 77.21 | 76.21 | 8 | 0
2015 | MAPP_US_2_RMPA | MAPP_US | RMPA | External | Summer | B5 | 200 | 200 | 0 | 72.03 | 62.91 | 8 | 0
2015 | MAPP_US_2_RMPA | MAPP_US | RMPA | External | Summer | B6 | 300 | 200 | 0 | 58.11 | 57.11 | 8 | 0
2015 | MAPP_US_2_RMPA | MAPP_US | RMPA | External | Summer | B7 | 400 | 200 | 0 | 49.44 | 57.11 | 8 | 0
2015 | MAPP_US_2_RMPA | MAPP_US | RMPA | External | Summer | B8 | 500 | 200 | 200 | 47.35 | 57.11 | 8 | 1.76
2015 | MAPP_US_2_RMPA | MAPP_US | RMPA | External | Summer | B9 | 800 | 200 | 200 | 47.35 | 57.11 | 8 | 1.76
2015 | MAPP_US_2_RMPA | MAPP_US | RMPA | External | Summer | B10 | 1262 | 200 | 200 | 47.35 | 57.11 | 8 | 1.76
2015 | MAPP_US_2_RMPA | MAPP_US | RMPA | External | Winter | B16 | 25 | 200 | 0 | 64.76 | 66.06 | 8 | 0
2015 | MAPP_US_2_RMPA | MAPP_US | RMPA | External | Winter | B17 | 100 | 200 | 0 | 57.32 | 61.56 | 8 | 0
2015 | MAPP_US_2_RMPA | MAPP_US | RMPA | External | Winter | B18 | 400 | 200 | 0 | 55.08 | 61.56 | 8 | 0
2015 | MAPP_US_2_RMPA | MAPP_US | RMPA | External | Winter | B19 | 700 | 200 | 0 | 55.08 | 61.56 | 8 | 0
2015 | MAPP_US_2_RMPA | MAPP_US | RMPA | External | Winter | B20 | 935 | 200 | 0 | 55.08 | 54.71 | 8 | 0
2015 | NE_2_RMPA | NE | RMPA | External | Shoulder | B11 | 25 | 310 | 0 | 79.14 | 58.65 | 5 | 0
2015 | NE_2_RMPA | NE | RMPA | External | Shoulder | B12 | 200 | 310 | 0 | 60.2 | 58.65 | 5 | 0
2015 | NE_2_RMPA | NE | RMPA | External | Shoulder | B13 | 600 | 310 | 0 | 57.89 | 58.65 | 5 | 0
2015 | NE_2_RMPA | NE | RMPA | External | Shoulder | B14 | 900 | 310 | 0 | 55.34 | 58.65 | 5 | 0
2015 | NE_2_RMPA | NE | RMPA | External | Shoulder | B15 | 1203 | 310 | 0 | 55.32 | 58.65 | 5 | 0
2015 | NE_2_RMPA | NE | RMPA | External | Summer | B1 | 10 | 310 | 0 | 88.57 | 83.88 | 5 | 0
2015 | NE_2_RMPA | NE | RMPA | External | Summer | B2 | 25 | 310 | 0 | 88.1 | 80.1 | 5 | 0
2015 | NE_2_RMPA | NE | RMPA | External | Summer | B3 | 75 | 310 | 0 | 88.1 | 80.1 | 5 | 0
2015 | NE_2_RMPA | NE | RMPA | External | Summer | B4 | 100 | 310 | 0 | 84.21 | 76.21 | 5 | 0
2015 | NE_2_RMPA | NE | RMPA | External | Summer | B5 | 200 | 310 | 0 | 79.03 | 62.91 | 5 | 0
2015 | NE_2_RMPA | NE | RMPA | External | Summer | B6 | 300 | 310 | 0 | 65.11 | 57.11 | 5 | 0
2015 | NE_2_RMPA | NE | RMPA | External | Summer | B7 | 400 | 310 | 0 | 56.44 | 57.11 | 5 | 0
2015 | NE_2_RMPA | NE | RMPA | External | Summer | B8 | 500 | 310 | 0 | 54.35 | 57.11 | 5 | 0
2015 | NE_2_RMPA | NE | RMPA | External | Summer | B9 | 800 | 310 | 0 | 54.05 | 57.11 | 5 | 0
2015 | NE_2_RMPA | NE | RMPA | External | Summer | B10 | 1262 | 310 | 0 | 53.93 | 57.11 | 5 | 0
2015 | NE_2_RMPA | NE | RMPA | External | Winter | B16 | 25 | 310 | 0 | 69.44 | 66.06 | 5 | 0
2015 | NE_2_RMPA | NE | RMPA | External | Winter | B17 | 100 | 310 | 0 | 59.32 | 61.56 | 5 | 0
2015 | NE_2_RMPA | NE | RMPA | External | Winter | B18 | 400 | 310 | 0 | 57.8 | 61.56 | 5 | 0
2015 | NE_2_RMPA | NE | RMPA | External | Winter | B19 | 700 | 310 | 0 | 57.75 | 61.56 | 5 | 0
2015 | NE_2_RMPA | NE | RMPA | External | Winter | B20 | 935 | 310 | 0 | 54.11 | 54.71 | 5 | 0
2015 | NWPP_Coal_2_MAPP_US | NWPP_Coal | MAPP_US | External | Shoulder | B11 | 25 | 150 | 150 | 54.75 | 72.14 | 8 | 9.39
2015 | NWPP_Coal_2_MAPP_US | NWPP_Coal | MAPP_US | External | Shoulder | B12 | 200 | 150 | 0 | 54.75 | 53.2 | 8 | 0
2015 | NWPP_Coal_2_MAPP_US | NWPP_Coal | MAPP_US | External | Shoulder | B13 | 600 | 150 | 0 | 54.75 | 51.32 | 8 | 0
2015 | NWPP_Coal_2_MAPP_US | NWPP_Coal | MAPP_US | External | Shoulder | B14 | 900 | 150 | 0 | 54.75 | 51.32 | 8 | 0
2015 | NWPP_Coal_2_MAPP_US | NWPP_Coal | MAPP_US | External | Shoulder | B15 | 1203 | 150 | 0 | 54.75 | 51.32 | 8 | 0
2015 | NWPP_Coal_2_MAPP_US | NWPP_Coal | MAPP_US | External | Summer | B1 | 10 | 150 | 150 | 54.75 | 81.57 | 8 | 18.82
2015 | NWPP_Coal_2_MAPP_US | NWPP_Coal | MAPP_US | External | Summer | B2 | 25 | 150 | 150 | 54.75 | 81.1 | 8 | 18.35
2015 | NWPP_Coal_2_MAPP_US | NWPP_Coal | MAPP_US | External | Summer | B3 | 75 | 150 | 150 | 54.75 | 81.1 | 8 | 18.35
2015 | NWPP_Coal_2_MAPP_US | NWPP_Coal | MAPP_US | External | Summer | B4 | 100 | 150 | 150 | 54.75 | 77.21 | 8 | 14.46
2015 | NWPP_Coal_2_MAPP_US | NWPP_Coal | MAPP_US | External | Summer | B5 | 200 | 150 | 150 | 54.75 | 72.03 | 8 | 9.28
2015 | NWPP_Coal_2_MAPP_US | NWPP_Coal | MAPP_US | External | Summer | B6 | 300 | 150 | 0 | 54.75 | 58.11 | 8 | 0
2015 | NWPP_Coal_2_MAPP_US | NWPP_Coal | MAPP_US | External | Summer | B7 | 400 | 150 | 0 | 54.75 | 49.44 | 8 | 0
2015 | NWPP_Coal_2_MAPP_US | NWPP_Coal | MAPP_US | External | Summer | B8 | 500 | 150 | 0 | 54.75 | 47.35 | 8 | 0
2015 | NWPP_Coal_2_MAPP_US | NWPP_Coal | MAPP_US | External | Summer | B9 | 800 | 150 | 0 | 54.75 | 47.35 | 8 | 0
2015 | NWPP_Coal_2_MAPP_US | NWPP_Coal | MAPP_US | External | Summer | B10 | 1262 | 150 | 0 | 54.75 | 47.35 | 8 | 0
2015 | NWPP_Coal_2_MAPP_US | NWPP_Coal | MAPP_US | External | Winter | B16 | 25 | 150 | 0 | 57.89 | 64.76 | 8 | 0
2015 | NWPP_Coal_2_MAPP_US | NWPP_Coal | MAPP_US | External | Winter | B17 | 100 | 150 | 0 | 57.89 | 57.32 | 8 | 0
2015 | NWPP_Coal_2_MAPP_US | NWPP_Coal | MAPP_US | External | Winter | B18 | 400 | 150 | 0 | 57.89 | 55.08 | 8 | 0
2015 | NWPP_Coal_2_MAPP_US | NWPP_Coal | MAPP_US | External | Winter | B19 | 700 | 150 | 0 | 57.89 | 55.08 | 8 | 0
2015 | NWPP_Coal_2_MAPP_US | NWPP_Coal | MAPP_US | External | Winter | B20 | 935 | 150 | 0 | 57.89 | 55.08 | 8 | 0
2015 | RMPA_2_MAPP_US | RMPA | MAPP_US | External | Shoulder | B11 | 25 | 200 | 200 | 58.65 | 72.14 | 8 | 5.49
2015 | RMPA_2_MAPP_US | RMPA | MAPP_US | External | Shoulder | B12 | 200 | 200 | 0 | 58.65 | 53.2 | 8 | 0
2015 | RMPA_2_MAPP_US | RMPA | MAPP_US | External | Shoulder | B13 | 600 | 200 | 0 | 58.65 | 51.32 | 8 | 0
2015 | RMPA_2_MAPP_US | RMPA | MAPP_US | External | Shoulder | B14 | 900 | 200 | 0 | 58.65 | 51.32 | 8 | 0
2015 | RMPA_2_MAPP_US | RMPA | MAPP_US | External | Shoulder | B15 | 1203 | 200 | 0 | 58.65 | 51.32 | 8 | 0
2015 | RMPA_2_MAPP_US | RMPA | MAPP_US | External | Summer | B1 | 10 | 200 | 0 | 83.88 | 81.57 | 8 | 0
2015 | RMPA_2_MAPP_US | RMPA | MAPP_US | External | Summer | B2 | 25 | 200 | 0 | 80.1 | 81.1 | 8 | 0
2015 | RMPA_2_MAPP_US | RMPA | MAPP_US | External | Summer | B3 | 75 | 200 | 0 | 80.1 | 81.1 | 8 | 0
2015 | RMPA_2_MAPP_US | RMPA | MAPP_US | External | Summer | B4 | 100 | 200 | 0 | 76.21 | 77.21 | 8 | 0
2015 | RMPA_2_MAPP_US | RMPA | MAPP_US | External | Summer | B5 | 200 | 200 | 200 | 62.91 | 72.03 | 8 | 1.11
2015 | RMPA_2_MAPP_US | RMPA | MAPP_US | External | Summer | B6 | 300 | 200 | 0 | 57.11 | 58.11 | 8 | 0
2015 | RMPA_2_MAPP_US | RMPA | MAPP_US | External | Summer | B7 | 400 | 200 | 0 | 57.11 | 49.44 | 8 | 0
2015 | RMPA_2_MAPP_US | RMPA | MAPP_US | External | Summer | B8 | 500 | 200 | 0 | 57.11 | 47.35 | 8 | 0
2015 | RMPA_2_MAPP_US | RMPA | MAPP_US | External | Summer | B9 | 800 | 200 | 0 | 57.11 | 47.35 | 8 | 0
2015 | RMPA_2_MAPP_US | RMPA | MAPP_US | External | Summer | B10 | 1262 | 200 | 0 | 57.11 | 47.35 | 8 | 0
2015 | RMPA_2_MAPP_US | RMPA | MAPP_US | External | Winter | B16 | 25 | 200 | 0 | 66.06 | 64.76 | 8 | 0
2015 | RMPA_2_MAPP_US | RMPA | MAPP_US | External | Winter | B17 | 100 | 200 | 0 | 61.56 | 57.32 | 8 | 0
2015 | RMPA_2_MAPP_US | RMPA | MAPP_US | External | Winter | B18 | 400 | 200 | 0 | 61.56 | 55.08 | 8 | 0
2015 | RMPA_2_MAPP_US | RMPA | MAPP_US | External | Winter | B19 | 700 | 200 | 0 | 61.56 | 55.08 | 8 | 0
2015 | RMPA_2_MAPP_US | RMPA | MAPP_US | External | Winter | B20 | 935 | 200 | 0 | 54.71 | 55.08 | 8 | 0
2015 | RMPA_2_NE | RMPA | NE | External | Shoulder | B11 | 25 | 310 | 310 | 58.65 | 79.14 | 8 | 12.49
2015 | RMPA_2_NE | RMPA | NE | External | Shoulder | B12 | 200 | 310 | 0 | 58.65 | 60.2 | 8 | 0
2015 | RMPA_2_NE | RMPA | NE | External | Shoulder | B13 | 600 | 310 | 0 | 58.65 | 57.89 | 8 | 0
2015 | RMPA_2_NE | RMPA | NE | External | Shoulder | B14 | 900 | 310 | 0 | 58.65 | 55.34 | 8 | 0
2015 | RMPA_2_NE | RMPA | NE | External | Shoulder | B15 | 1203 | 310 | 0 | 58.65 | 55.32 | 8 | 0
2015 | RMPA_2_NE | RMPA | NE | External | Summer | B1 | 10 | 310 | 0 | 83.88 | 88.57 | 8 | 0
2015 | RMPA_2_NE | RMPA | NE | External | Summer | B2 | 25 | 310 | 147.78 | 80.1 | 88.1 | 8 | 0
2015 | RMPA_2_NE | RMPA | NE | External | Summer | B3 | 75 | 310 | 98.66 | 80.1 | 88.1 | 8 | 0
2015 | RMPA_2_NE | RMPA | NE | External | Summer | B4 | 100 | 310 | 141.68 | 76.21 | 84.21 | 8 | 0
2015 | RMPA_2_NE | RMPA | NE | External | Summer | B5 | 200 | 310 | 310 | 62.91 | 79.03 | 8 | 8.11
2015 | RMPA_2_NE | RMPA | NE | External | Summer | B6 | 300 | 310 | 242.13 | 57.11 | 65.11 | 8 | 0
2015 | RMPA_2_NE | RMPA | NE | External | Summer | B7 | 400 | 310 | 0 | 57.11 | 56.44 | 8 | 0
2015 | RMPA_2_NE | RMPA | NE | External | Summer | B8 | 500 | 310 | 0 | 57.11 | 54.35 | 8 | 0
2015 | RMPA_2_NE | RMPA | NE | External | Summer | B9 | 800 | 310 | 0 | 57.11 | 54.05 | 8 | 0
2015 | RMPA_2_NE | RMPA | NE | External | Summer | B10 | 1262 | 310 | 0 | 57.11 | 53.93 | 8 | 0
2015 | RMPA_2_NE | RMPA | NE | External | Winter | B16 | 25 | 310 | 0 | 66.06 | 69.44 | 8 | 0
2015 | RMPA_2_NE | RMPA | NE | External | Winter | B17 | 100 | 310 | 0 | 61.56 | 59.32 | 8 | 0
2015 | RMPA_2_NE | RMPA | NE | External | Winter | B18 | 400 | 310 | 0 | 61.56 | 57.8 | 8 | 0
2015 | RMPA_2_NE | RMPA | NE | External | Winter | B19 | 700 | 310 | 0 | 61.56 | 57.75 | 8 | 0
2015 | RMPA_2_NE | RMPA | NE | External | Winter | B20 | 935 | 310 | 0 | 54.71 | 54.11 | 8 | 0
2015 | RMPA_2_SPP_N | RMPA | SPP_N | External | Shoulder | B11 | 25 | 210 | 210 | 58.65 | 81.92 | 8 | 15.27
2015 | RMPA_2_SPP_N | RMPA | SPP_N | External | Shoulder | B12 | 200 | 210 | 0 | 58.65 | 60.21 | 8 | 0
2015 | RMPA_2_SPP_N | RMPA | SPP_N | External | Shoulder | B13 | 600 | 210 | 0 | 58.65 | 57.9 | 8 | 0
2015 | RMPA_2_SPP_N | RMPA | SPP_N | External | Shoulder | B14 | 900 | 210 | 0 | 58.65 | 55.36 | 8 | 0
2015 | RMPA_2_SPP_N | RMPA | SPP_N | External | Shoulder | B15 | 1203 | 210 | 0 | 58.65 | 55.33 | 8 | 0
2015 | RMPA_2_SPP_N | RMPA | SPP_N | External | Summer | B1 | 10 | 210 | 0 | 83.88 | 89.34 | 8 | 0
2015 | RMPA_2_SPP_N | RMPA | SPP_N | External | Summer | B2 | 25 | 210 | 209.99 | 80.1 | 89.34 | 8 | 1.24
2015 | RMPA_2_SPP_N | RMPA | SPP_N | External | Summer | B3 | 75 | 210 | 210 | 80.1 | 89.34 | 8 | 1.24
2015 | RMPA_2_SPP_N | RMPA | SPP_N | External | Summer | B4 | 100 | 210 | 209.85 | 76.21 | 84.22 | 8 | 0.01
2015 | RMPA_2_SPP_N | RMPA | SPP_N | External | Summer | B5 | 200 | 210 | 210 | 62.91 | 79.04 | 8 | 8.13
2015 | RMPA_2_SPP_N | RMPA | SPP_N | External | Summer | B6 | 300 | 210 | 210 | 57.11 | 70.06 | 8 | 4.95
2015 | RMPA_2_SPP_N | RMPA | SPP_N | External | Summer | B7 | 400 | 210 | 0 | 57.11 | 60.32 | 8 | 0
2015 | RMPA_2_SPP_N | RMPA | SPP_N | External | Summer | B8 | 500 | 210 | 0 | 57.11 | 56.55 | 8 | 0
2015 | RMPA_2_SPP_N | RMPA | SPP_N | External | Summer | B9 | 800 | 210 | 0 | 57.11 | 54.07 | 8 | 0
2015 | RMPA_2_SPP_N | RMPA | SPP_N | External | Summer | B10 | 1262 | 210 | 0 | 57.11 | 53.94 | 8 | 0
2015 | RMPA_2_SPP_N | RMPA | SPP_N | External | Winter | B16 | 25 | 210 | 0 | 66.06 | 69.46 | 8 | 0
2015 | RMPA_2_SPP_N | RMPA | SPP_N | External | Winter | B17 | 100 | 210 | 0 | 61.56 | 59.33 | 8 | 0
2015 | RMPA_2_SPP_N | RMPA | SPP_N | External | Winter | B18 | 400 | 210 | 0 | 61.56 | 57.81 | 8 | 0
2015 | RMPA_2_SPP_N | RMPA | SPP_N | External | Winter | B19 | 700 | 210 | 0 | 61.56 | 57.77 | 8 | 0
2015 | RMPA_2_SPP_N | RMPA | SPP_N | External | Winter | B20 | 935 | 210 | 0 | 54.71 | 57.68 | 8 | 0
2015 | SPP_N_2_RMPA | SPP_N | RMPA | External | Shoulder | B11 | 25 | 210 | 0 | 81.92 | 58.65 | 5 | 0
2015 | SPP_N_2_RMPA | SPP_N | RMPA | External | Shoulder | B12 | 200 | 210 | 0 | 60.21 | 58.65 | 5 | 0
2015 | SPP_N_2_RMPA | SPP_N | RMPA | External | Shoulder | B13 | 600 | 210 | 0 | 57.9 | 58.65 | 5 | 0
2015 | SPP_N_2_RMPA | SPP_N | RMPA | External | Shoulder | B14 | 900 | 210 | 0 | 55.36 | 58.65 | 5 | 0
2015 | SPP_N_2_RMPA | SPP_N | RMPA | External | Shoulder | B15 | 1203 | 210 | 0 | 55.33 | 58.65 | 5 | 0
2015 | SPP_N_2_RMPA | SPP_N | RMPA | External | Summer | B1 | 10 | 210 | 0 | 89.34 | 83.88 | 5 | 0
2015 | SPP_N_2_RMPA | SPP_N | RMPA | External | Summer | B2 | 25 | 210 | 0 | 89.34 | 80.1 | 5 | 0
2015 | SPP_N_2_RMPA | SPP_N | RMPA | External | Summer | B3 | 75 | 210 | 0 | 89.34 | 80.1 | 5 | 0
2015 | SPP_N_2_RMPA | SPP_N | RMPA | External | Summer | B4 | 100 | 210 | 0 | 84.22 | 76.21 | 5 | 0
2015 | SPP_N_2_RMPA | SPP_N | RMPA | External | Summer | B5 | 200 | 210 | 0 | 79.04 | 62.91 | 5 | 0
2015 | SPP_N_2_RMPA | SPP_N | RMPA | External | Summer | B6 | 300 | 210 | 0 | 70.06 | 57.11 | 5 | 0
2015 | SPP_N_2_RMPA | SPP_N | RMPA | External | Summer | B7 | 400 | 210 | 0 | 60.32 | 57.11 | 5 | 0
2015 | SPP_N_2_RMPA | SPP_N | RMPA | External | Summer | B8 | 500 | 210 | 0 | 56.55 | 57.11 | 5 | 0
2015 | SPP_N_2_RMPA | SPP_N | RMPA | External | Summer | B9 | 800 | 210 | 0 | 54.07 | 57.11 | 5 | 0
2015 | SPP_N_2_RMPA | SPP_N | RMPA | External | Summer | B10 | 1262 | 210 | 0 | 53.94 | 57.11 | 5 | 0
2015 | SPP_N_2_RMPA | SPP_N | RMPA | External | Winter | B16 | 25 | 210 | 0 | 69.46 | 66.06 | 5 | 0
2015 | SPP_N_2_RMPA | SPP_N | RMPA | External | Winter | B17 | 100 | 210 | 0 | 59.33 | 61.56 | 5 | 0
2015 | SPP_N_2_RMPA | SPP_N | RMPA | External | Winter | B18 | 400 | 210 | 0 | 57.81 | 61.56 | 5 | 0
2015 | SPP_N_2_RMPA | SPP_N | RMPA | External | Winter | B19 | 700 | 210 | 0 | 57.77 | 61.56 | 5 | 0
2015 | SPP_N_2_RMPA | SPP_N | RMPA | External | Winter | B20 | 935 | 210 | 0 | 57.68 | 54.71 | 5 | 0
2015 | SPP_S_2_ERCOT | SPP_S | ERCOT | External | Shoulder | B11 | 25 | 800 | 0 | 80.05 | 80.96 | 5 | 0
2015 | SPP_S_2_ERCOT | SPP_S | ERCOT | External | Shoulder | B12 | 200 | 800 | 0 | 59.82 | 57.49 | 5 | 0
2015 | SPP_S_2_ERCOT | SPP_S | ERCOT | External | Shoulder | B13 | 600 | 800 | 0 | 57.89 | 55.2 | 5 | 0
2015 | SPP_S_2_ERCOT | SPP_S | ERCOT | External | Shoulder | B14 | 900 | 800 | 0 | 55.34 | 55.2 | 5 | 0
2015 | SPP_S_2_ERCOT | SPP_S | ERCOT | External | Shoulder | B15 | 1203 | 800 | 0 | 55.34 | 55.2 | 5 | 0
2015 | SPP_S_2_ERCOT | SPP_S | ERCOT | External | Summer | B1 | 10 | 800 | 0 | 83.88 | 79.4 | 5 | 0
2015 | SPP_S_2_ERCOT | SPP_S | ERCOT | External | Summer | B2 | 25 | 800 | 0 | 87.36 | 79.4 | 5 | 0
2015 | SPP_S_2_ERCOT | SPP_S | ERCOT | External | Summer | B3 | 75 | 800 | 0 | 81.61 | 79.4 | 5 | 0
2015 | SPP_S_2_ERCOT | SPP_S | ERCOT | External | Summer | B4 | 100 | 800 | 0 | 81.61 | 79.4 | 5 | 0
2015 | SPP_S_2_ERCOT | SPP_S | ERCOT | External | Summer | B5 | 200 | 800 | 0 | 78.19 | 79.4 | 5 | 0
2015 | SPP_S_2_ERCOT | SPP_S | ERCOT | External | Summer | B6 | 300 | 800 | 0 | 70.07 | 69.98 | 5 | 0
2015 | SPP_S_2_ERCOT | SPP_S | ERCOT | External | Summer | B7 | 400 | 800 | 0 | 60.33 | 59.09 | 5 | 0
2015 | SPP_S_2_ERCOT | SPP_S | ERCOT | External | Summer | B8 | 500 | 800 | 0 | 56.56 | 54.15 | 5 | 0
2015 | SPP_S_2_ERCOT | SPP_S | ERCOT | External | Summer | B9 | 800 | 800 | 0 | 54.08 | 54.15 | 5 | 0
2015 | SPP_S_2_ERCOT | SPP_S | ERCOT | External | Summer | B10 | 1262 | 800 | 0 | 53.96 | 54.15 | 5 | 0
2015 | SPP_S_2_ERCOT | SPP_S | ERCOT | External | Winter | B16 | 25 | 800 | 0 | 69.46 | 61.46 | 5 | 0
2015 | SPP_S_2_ERCOT | SPP_S | ERCOT | External | Winter | B17 | 100 | 800 | 0 | 59.34 | 57.4 | 5 | 0
2015 | SPP_S_2_ERCOT | SPP_S | ERCOT | External | Winter | B18 | 400 | 800 | 0 | 57.82 | 57.4 | 5 | 0
2015 | SPP_S_2_ERCOT | SPP_S | ERCOT | External | Winter | B19 | 700 | 800 | 0 | 57.78 | 57.4 | 5 | 0
2015 | SPP_S_2_ERCOT | SPP_S | ERCOT | External | Winter | B20 | 935 | 800 | 0 | 57.69 | 57.4 | 5 | 0
2020 | AZ_NM_SNV_Coal_2_SPP_S | AZ_NM_SNV_Coal | SPP_S | External | Shoulder | B11 | 25 | 400 | 0 | 63.95 | 65.63 | 8.17 | 0
2020 | AZ_NM_SNV_Coal_2_SPP_S | AZ_NM_SNV_Coal | SPP_S | External | Shoulder | B12 | 200 | 400 | 0 | 63.95 | 60.26 | 8.17 | 0
2020 | AZ_NM_SNV_Coal_2_SPP_S | AZ_NM_SNV_Coal | SPP_S | External | Shoulder | B13 | 600 | 400 | 0 | 63.95 | 58.24 | 8.17 | 0
2020 | AZ_NM_SNV_Coal_2_SPP_S | AZ_NM_SNV_Coal | SPP_S | External | Shoulder | B14 | 900 | 400 | 0 | 63.95 | 56.61 | 8.17 | 0
2020 | AZ_NM_SNV_Coal_2_SPP_S | AZ_NM_SNV_Coal | SPP_S | External | Shoulder | B15 | 1203 | 400 | 0 | 62.52 | 52.89 | 8.17 | 0
2020 | AZ_NM_SNV_Coal_2_SPP_S | AZ_NM_SNV_Coal | SPP_S | External | Summer | B1 | 10 | 400 | 0 | 84.97 | 61.18 | 8.17 | 0
2020 | AZ_NM_SNV_Coal_2_SPP_S | AZ_NM_SNV_Coal | SPP_S | External | Summer | B2 | 25 | 400 | 0 | 84.97 | 87.41 | 8.17 | 0
2020 | AZ_NM_SNV_Coal_2_SPP_S | AZ_NM_SNV_Coal | SPP_S | External | Summer | B3 | 75 | 400 | 0 | 84.97 | 88.61 | 8.17 | 0
2020 | AZ_NM_SNV_Coal_2_SPP_S | AZ_NM_SNV_Coal | SPP_S | External | Summer | B4 | 100 | 400 | 0 | 84.97 | 88.61 | 8.17 | 0
2020 | AZ_NM_SNV_Coal_2_SPP_S | AZ_NM_SNV_Coal | SPP_S | External | Summer | B5 | 200 | 400 | 287.82 | 76.76 | 84.93 | 8.17 | 0
2020 | AZ_NM_SNV_Coal_2_SPP_S | AZ_NM_SNV_Coal | SPP_S | External | Summer | B6 | 300 | 400 | 0 | 69.68 | 72.29 | 8.17 | 0
2020 | AZ_NM_SNV_Coal_2_SPP_S | AZ_NM_SNV_Coal | SPP_S | External | Summer | B7 | 400 | 400 | 0 | 64.66 | 63.29 | 8.17 | 0
2020 | AZ_NM_SNV_Coal_2_SPP_S | AZ_NM_SNV_Coal | SPP_S | External | Summer | B8 | 500 | 400 | 0 | 62.33 | 61.04 | 8.17 | 0
2020 | AZ_NM_SNV_Coal_2_SPP_S | AZ_NM_SNV_Coal | SPP_S | External | Summer | B9 | 800 | 400 | 0 | 62.33 | 58.88 | 8.17 | 0
2020 | AZ_NM_SNV_Coal_2_SPP_S | AZ_NM_SNV_Coal | SPP_S | External | Summer | B10 | 1262 | 400 | 0 | 62.33 | 56.3 | 8.17 | 0
2020 | AZ_NM_SNV_Coal_2_SPP_S | AZ_NM_SNV_Coal | SPP_S | External | Winter | B16 | 25 | 400 | 0 | 66.98 | 65.35 | 8.17 | 0
2020 | AZ_NM_SNV_Coal_2_SPP_S | AZ_NM_SNV_Coal | SPP_S | External | Winter | B17 | 100 | 400 | 0 | 66.98 | 62.97 | 8.17 | 0
2020 | AZ_NM_SNV_Coal_2_SPP_S | AZ_NM_SNV_Coal | SPP_S | External | Winter | B18 | 400 | 400 | 0 | 66.89 | 60.41 | 8.17 | 0
2020 | AZ_NM_SNV_Coal_2_SPP_S | AZ_NM_SNV_Coal | SPP_S | External | Winter | B19 | 700 | 400 | 0 | 66.89 | 60.18 | 8.17 | 0
2020 | AZ_NM_SNV_Coal_2_SPP_S | AZ_NM_SNV_Coal | SPP_S | External | Winter | B20 | 935 | 400 | 0 | 64.68 | 54.47 | 8.17 | 0
2020 | ERCOT_2_SPP_S | ERCOT | SPP_S | External | Shoulder | B11 | 25 | 800 | 0 | 91.62 | 65.63 | 8 | 0
2020 | ERCOT_2_SPP_S | ERCOT | SPP_S | External | Shoulder | B12 | 200 | 800 | 0 | 65.26 | 60.26 | 8 | 0
2020 | ERCOT_2_SPP_S | ERCOT | SPP_S | External | Shoulder | B13 | 600 | 800 | 0 | 62.37 | 58.24 | 8 | 0
2020 | ERCOT_2_SPP_S | ERCOT | SPP_S | External | Shoulder | B14 | 900 | 800 | 0 | 62.37 | 56.61 | 8 | 0
2020 | ERCOT_2_SPP_S | ERCOT | SPP_S | External | Shoulder | B15 | 1203 | 800 | 0 | 62.37 | 52.89 | 8 | 0
2020 | ERCOT_2_SPP_S | ERCOT | SPP_S | External | Summer | B1 | 10 | 800 | 0 | 103.55 | 61.18 | 8 | 0
2020 | ERCOT_2_SPP_S | ERCOT | SPP_S | External | Summer | B2 | 25 | 800 | 0 | 92.41 | 87.41 | 8 | 0
2020 | ERCOT_2_SPP_S | ERCOT | SPP_S | External | Summer | B3 | 75 | 800 | 0 | 89.93 | 88.61 | 8 | 0
2020 | ERCOT_2_SPP_S | ERCOT | SPP_S | External | Summer | B4 | 100 | 800 | 0 | 89.93 | 88.61 | 8 | 0
2020 | ERCOT_2_SPP_S | ERCOT | SPP_S | External | Summer | B5 | 200 | 800 | 0 | 89.93 | 84.93 | 8 | 0
2020 | ERCOT_2_SPP_S | ERCOT | SPP_S | External | Summer | B6 | 300 | 800 | 0 | 89.93 | 72.29 | 8 | 0
2020 | ERCOT_2_SPP_S | ERCOT | SPP_S | External | Summer | B7 | 400 | 800 | 0 | 66.84 | 63.29 | 8 | 0
2020 | ERCOT_2_SPP_S | ERCOT | SPP_S | External | Summer | B8 | 500 | 800 | 0 | 61.23 | 61.04 | 8 | 0
2020 | ERCOT_2_SPP_S | ERCOT | SPP_S | External | Summer | B9 | 800 | 800 | 0 | 61.23 | 58.88 | 8 | 0
2020 | ERCOT_2_SPP_S | ERCOT | SPP_S | External | Summer | B10 | 1262 | 800 | 0 | 61.23 | 56.3 | 8 | 0
2020 | ERCOT_2_SPP_S | ERCOT | SPP_S | External | Winter | B16 | 25 | 800 | 0 | 70.8 | 65.35 | 8 | 0
2020 | ERCOT_2_SPP_S | ERCOT | SPP_S | External | Winter | B17 | 100 | 800 | 0 | 65.03 | 62.97 | 8 | 0
2020 | ERCOT_2_SPP_S | ERCOT | SPP_S | External | Winter | B18 | 400 | 800 | 0 | 64.84 | 60.41 | 8 | 0
2020 | ERCOT_2_SPP_S | ERCOT | SPP_S | External | Winter | B19 | 700 | 800 | 0 | 64.84 | 60.18 | 8 | 0
2020 | ERCOT_2_SPP_S | ERCOT | SPP_S | External | Winter | B20 | 935 | 800 | 0 | 64.84 | 54.47 | 8 | 0
2020 | MAPP_US_2_RMPA | MAPP_US | RMPA | External | Shoulder | B11 | 25 | 200 | 0 | 70.23 | 67.29 | 8 | 0
2020 | MAPP_US_2_RMPA | MAPP_US | RMPA | External | Shoulder | B12 | 200 | 200 | 119.63 | 58.23 | 66.23 | 8 | 0
2020 | MAPP_US_2_RMPA | MAPP_US | RMPA | External | Shoulder | B13 | 600 | 200 | 61.81 | 57.89 | 65.89 | 8 | 0
2020 | MAPP_US_2_RMPA | MAPP_US | RMPA | External | Shoulder | B14 | 900 | 200 | 42.57 | 57.89 | 65.89 | 8 | 0
2020 | MAPP_US_2_RMPA | MAPP_US | RMPA | External | Shoulder | B15 | 1203 | 200 | 0 | 57.89 | 61.55 | 8 | 0
2020 | MAPP_US_2_RMPA | MAPP_US | RMPA | External | Summer | B1 | 10 | 200 | 0 | 93.08 | 93.14 | 8 | 0
2020 | MAPP_US_2_RMPA | MAPP_US | RMPA | External | Summer | B2 | 25 | 200 | 0 | 91.84 | 85.84 | 8 | 0
2020 | MAPP_US_2_RMPA | MAPP_US | RMPA | External | Summer | B3 | 75 | 200 | 0 | 91.55 | 89.99 | 8 | 0
2020 | MAPP_US_2_RMPA | MAPP_US | RMPA | External | Summer | B4 | 100 | 200 | 0 | 88.83 | 84.38 | 8 | 0
2020 | MAPP_US_2_RMPA | MAPP_US | RMPA | External | Summer | B5 | 200 | 200 | 0 | 81.1 | 77.83 | 8 | 0
2020 | MAPP_US_2_RMPA | MAPP_US | RMPA | External | Summer | B6 | 300 | 200 | 0 | 68.05 | 65.52 | 8 | 0
2020 | MAPP_US_2_RMPA | MAPP_US | RMPA | External | Summer | B7 | 400 | 200 | 199.93 | 57.52 | 65.52 | 8 | 0.01
2020 | MAPP_US_2_RMPA | MAPP_US | RMPA | External | Summer | B8 | 500 | 200 | 200 | 54.65 | 65.52 | 8 | 2.87
2020 | MAPP_US_2_RMPA | MAPP_US | RMPA | External | Summer | B9 | 800 | 200 | 0 | 54.65 | 61.5 | 8 | 0
2020 | MAPP_US_2_RMPA | MAPP_US | RMPA | External | Summer | B10 | 1262 | 200 | 0 | 54.65 | 61.5 | 8 | 0
2020 | MAPP_US_2_RMPA | MAPP_US | RMPA | External | Winter | B16 | 25 | 200 | 0 | 71.83 | 75.14 | 8 | 0
2020 | MAPP_US_2_RMPA | MAPP_US | RMPA | External | Winter | B17 | 100 | 200 | 0 | 63.27 | 70.64 | 8 | 0
2020 | MAPP_US_2_RMPA | MAPP_US | RMPA | External | Winter | B18 | 400 | 200 | 200 | 58.39 | 68.04 | 8 | 1.65
2020 | MAPP_US_2_RMPA | MAPP_US | RMPA | External | Winter | B19 | 700 | 200 | 200 | 58.39 | 68.04 | 8 | 1.65
2020 | MAPP_US_2_RMPA | MAPP_US | RMPA | External | Winter | B20 | 935 | 200 | 0 | 57.89 | 58.57 | 8 | 0
2020 | NE_2_RMPA | NE | RMPA | External | Shoulder | B11 | 25 | 310 | 0 | 72.23 | 67.29 | 5 | 0
2020 | NE_2_RMPA | NE | RMPA | External | Shoulder | B12 | 200 | 310 | 310 | 60.23 | 66.23 | 5 | 1
2020 | NE_2_RMPA | NE | RMPA | External | Shoulder | B13 | 600 | 310 | 310 | 58.22 | 65.89 | 5 | 2.67
2020 | NE_2_RMPA | NE | RMPA | External | Shoulder | B14 | 900 | 310 | 310 | 56.32 | 65.89 | 5 | 4.57
2020 | NE_2_RMPA | NE | RMPA | External | Shoulder | B15 | 1203 | 310 | 310 | 52.89 | 61.55 | 5 | 3.66
2020 | NE_2_RMPA | NE | RMPA | External | Summer | B1 | 10 | 310 | 0 | 95.1 | 93.14 | 5 | 0
2020 | NE_2_RMPA | NE | RMPA | External | Summer | B2 | 25 | 310 | 0 | 93.84 | 85.84 | 5 | 0
2020 | NE_2_RMPA | NE | RMPA | External | Summer | B3 | 75 | 310 | 0 | 97.98 | 89.99 | 5 | 0
2020 | NE_2_RMPA | NE | RMPA | External | Summer | B4 | 100 | 310 | 0 | 95.65 | 84.38 | 5 | 0
2020 | NE_2_RMPA | NE | RMPA | External | Summer | B5 | 200 | 310 | 0 | 87.94 | 77.83 | 5 | 0
2020 | NE_2_RMPA | NE | RMPA | External | Summer | B6 | 300 | 310 | 0 | 72.29 | 65.52 | 5 | 0
2020 | NE_2_RMPA | NE | RMPA | External | Summer | B7 | 400 | 310 | 0 | 63.27 | 65.52 | 5 | 0
2020 | NE_2_RMPA | NE | RMPA | External | Summer | B8 | 500 | 310 | 75.52 | 60.52 | 65.52 | 5 | 0
2020 | NE_2_RMPA | NE | RMPA | External | Summer | B9 | 800 | 310 | 225.37 | 56.5 | 61.5 | 5 | 0
2020 | NE_2_RMPA | NE | RMPA | External | Summer | B10 | 1262 | 310 | 310 | 51.77 | 61.5 | 5 | 4.73
2020 | NE_2_RMPA | NE | RMPA | External | Winter | B16 | 25 | 310 | 0 | 72.49 | 75.14 | 5 | 0
2020 | NE_2_RMPA | NE | RMPA | External | Winter | B17 | 100 | 310 | 309.99 | 65.25 | 70.64 | 5 | 0.39
2020 | NE_2_RMPA | NE | RMPA | External | Winter | B18 | 400 | 310 | 310 | 60.39 | 68.04 | 5 | 2.65
2020 | NE_2_RMPA | NE | RMPA | External | Winter | B19 | 700 | 310 | 310 | 59.25 | 68.04 | 5 | 3.79
2020 | NE_2_RMPA | NE | RMPA | External | Winter | B20 | 935 | 310 | 310 | 52.89 | 58.57 | 5 | 0.68
2020 | NWPP_Coal_2_MAPP_US | NWPP_Coal | MAPP_US | External | Shoulder | B11 | 25 | 150 | 0 | 69.71 | 70.23 | 8 | 0
2020 | NWPP_Coal_2_MAPP_US | NWPP_Coal | MAPP_US | External | Shoulder | B12 | 200 | 150 | 0 | 69.71 | 58.23 | 8 | 0
2020 | NWPP_Coal_2_MAPP_US | NWPP_Coal | MAPP_US | External | Shoulder | B13 | 600 | 150 | 0 | 69.71 | 57.89 | 8 | 0
2020 | NWPP_Coal_2_MAPP_US | NWPP_Coal | MAPP_US | External | Shoulder | B14 | 900 | 150 | 0 | 69.71 | 57.89 | 8 | 0
2020 | NWPP_Coal_2_MAPP_US | NWPP_Coal | MAPP_US | External | Shoulder | B15 | 1203 | 150 | 0 | 69.71 | 57.89 | 8 | 0
2020 | NWPP_Coal_2_MAPP_US | NWPP_Coal | MAPP_US | External | Summer | B1 | 10 | 150 | 150 | 74.59 | 93.08 | 8 | 10.5
2020 | NWPP_Coal_2_MAPP_US | NWPP_Coal | MAPP_US | External | Summer | B2 | 25 | 150 | 150 | 74.59 | 91.84 | 8 | 9.26
2020 | NWPP_Coal_2_MAPP_US | NWPP_Coal | MAPP_US | External | Summer | B3 | 75 | 150 | 150 | 69.67 | 91.55 | 8 | 13.88
2020 | NWPP_Coal_2_MAPP_US | NWPP_Coal | MAPP_US | External | Summer | B4 | 100 | 150 | 150 | 69.67 | 88.83 | 8 | 11.16
2020 | NWPP_Coal_2_MAPP_US | NWPP_Coal | MAPP_US | External | Summer | B5 | 200 | 150 | 150 | 69.67 | 81.1 | 8 | 3.43
2020 | NWPP_Coal_2_MAPP_US | NWPP_Coal | MAPP_US | External | Summer | B6 | 300 | 150 | 0 | 69.67 | 68.05 | 8 | 0
2020 | NWPP_Coal_2_MAPP_US | NWPP_Coal | MAPP_US | External | Summer | B7 | 400 | 150 | 0 | 69.67 | 57.52 | 8 | 0
2020 | NWPP_Coal_2_MAPP_US | NWPP_Coal | MAPP_US | External | Summer | B8 | 500 | 150 | 0 | 69.67 | 54.65 | 8 | 0
2020 | NWPP_Coal_2_MAPP_US | NWPP_Coal | MAPP_US | External | Summer | B9 | 800 | 150 | 0 | 69.67 | 54.65 | 8 | 0
2020 | NWPP_Coal_2_MAPP_US | NWPP_Coal | MAPP_US | External | Summer | B10 | 1262 | 150 | 0 | 69.67 | 54.65 | 8 | 0
2020 | NWPP_Coal_2_MAPP_US | NWPP_Coal | MAPP_US | External | Winter | B16 | 25 | 150 | 0 | 73.39 | 71.83 | 8 | 0
2020 | NWPP_Coal_2_MAPP_US | NWPP_Coal | MAPP_US | External | Winter | B17 | 100 | 150 | 0 | 73.39 | 63.27 | 8 | 0
2020 | NWPP_Coal_2_MAPP_US | NWPP_Coal | MAPP_US | External | Winter | B18 | 400 | 150 | 0 | 73.39 | 58.39 | 8 | 0
2020 | NWPP_Coal_2_MAPP_US | NWPP_Coal | MAPP_US | External | Winter | B19 | 700 | 150 | 0 | 73.39 | 58.39 | 8 | 0
2020 | NWPP_Coal_2_MAPP_US | NWPP_Coal | MAPP_US | External | Winter | B20 | 935 | 150 | 0 | 73.39 | 57.89 | 8 | 0
2020 | RMPA_2_MAPP_US | RMPA | MAPP_US | External | Shoulder | B11 | 25 | 200 | 0 | 67.29 | 70.23 | 8 | 0
2020 | RMPA_2_MAPP_US | RMPA | MAPP_US | External | Shoulder | B12 | 200 | 200 | 0 | 66.23 | 58.23 | 8 | 0
2020 | RMPA_2_MAPP_US | RMPA | MAPP_US | External | Shoulder | B13 | 600 | 200 | 0 | 65.89 | 57.89 | 8 | 0
2020 | RMPA_2_MAPP_US | RMPA | MAPP_US | External | Shoulder | B14 | 900 | 200 | 0 | 65.89 | 57.89 | 8 | 0
2020 | RMPA_2_MAPP_US | RMPA | MAPP_US | External | Shoulder | B15 | 1203 | 200 | 0 | 61.55 | 57.89 | 8 | 0
2020 | RMPA_2_MAPP_US | RMPA | MAPP_US | External | Summer | B1 | 10 | 200 | 0 | 93.14 | 93.08 | 8 | 0
2020 | RMPA_2_MAPP_US | RMPA | MAPP_US | External | Summer | B2 | 25 | 200 | 0 | 85.84 | 91.84 | 8 | 0
2020 | RMPA_2_MAPP_US | RMPA | MAPP_US | External | Summer | B3 | 75 | 200 | 0 | 89.99 | 91.55 | 8 | 0
2020 | RMPA_2_MAPP_US | RMPA | MAPP_US | External | Summer | B4 | 100 | 200 | 0 | 84.38 | 88.83 | 8 | 0
2020 | RMPA_2_MAPP_US | RMPA | MAPP_US | External | Summer | B5 | 200 | 200 | 0 | 77.83 | 81.1 | 8 | 0
2020 | RMPA_2_MAPP_US | RMPA | MAPP_US | External | Summer | B6 | 300 | 200 | 0 | 65.52 | 68.05 | 8 | 0
2020 | RMPA_2_MAPP_US | RMPA | MAPP_US | External | Summer | B7 | 400 | 200 | 0 | 65.52 | 57.52 | 8 | 0
2020 | RMPA_2_MAPP_US | RMPA | MAPP_US | External | Summer | B8 | 500 | 200 | 0 | 65.52 | 54.65 | 8 | 0
2020 | RMPA_2_MAPP_US | RMPA | MAPP_US | External | Summer | B9 | 800 | 200 | 0 | 61.5 | 54.65 | 8 | 0
2020 | RMPA_2_MAPP_US | RMPA | MAPP_US | External | Summer | B10 | 1262 | 200 | 0 | 61.5 | 54.65 | 8 | 0
2020 | RMPA_2_MAPP_US | RMPA | MAPP_US | External | Winter | B16 | 25 | 200 | 0 | 75.14 | 71.83 | 8 | 0
2020 | RMPA_2_MAPP_US | RMPA | MAPP_US | External | Winter | B17 | 100 | 200 | 0 | 70.64 | 63.27 | 8 | 0
2020 | RMPA_2_MAPP_US | RMPA | MAPP_US | External | Winter | B18 | 400 | 200 | 0 | 68.04 | 58.39 | 8 | 0
2020 | RMPA_2_MAPP_US | RMPA | MAPP_US | External | Winter | B19 | 700 | 200 | 0 | 68.04 | 58.39 | 8 | 0
2020 | RMPA_2_MAPP_US | RMPA | MAPP_US | External | Winter | B20 | 935 | 200 | 0 | 58.57 | 57.89 | 8 | 0
2020 | RMPA_2_NE | RMPA | NE | External | Shoulder | B11 | 25 | 310 | 0 | 67.29 | 72.23 | 8 | 0
2020 | RMPA_2_NE | RMPA | NE | External | Shoulder | B12 | 200 | 310 | 0 | 66.23 | 60.23 | 8 | 0
2020 | RMPA_2_NE | RMPA | NE | External | Shoulder | B13 | 600 | 310 | 0 | 65.89 | 58.22 | 8 | 0
2020 | RMPA_2_NE | RMPA | NE | External | Shoulder | B14 | 900 | 310 | 0 | 65.89 | 56.32 | 8 | 0
2020 | RMPA_2_NE | RMPA | NE | External | Shoulder | B15 | 1203 | 310 | 0 | 61.55 | 52.89 | 8 | 0
2020 | RMPA_2_NE | RMPA | NE | External | Summer | B1 | 10 | 310 | 0 | 93.14 | 95.1 | 8 | 0
2020 | RMPA_2_NE | RMPA | NE | External | Summer | B2 | 25 | 310 | 13.02 | 85.84 | 93.84 | 8 | 0
2020 | RMPA_2_NE | RMPA | NE | External | Summer | B3 | 75 | 310 | 0.25 | 89.99 | 97.98 | 8 | 0
2020 | RMPA_2_NE | RMPA | NE | External | Summer | B4 | 100 | 310 | 310 | 84.38 | 95.65 | 8 | 3.27
2020 | RMPA_2_NE | RMPA | NE | External | Summer | B5 | 200 | 310 | 310 | 77.83 | 87.94 | 8 | 2.1
2020 | RMPA_2_NE | RMPA | NE | External | Summer | B6 | 300 | 310 | 0 | 65.52 | 72.29 | 8 | 0
2020 | RMPA_2_NE | RMPA | NE | External | Summer | B7 | 400 | 310 | 0 | 65.52 | 63.27 | 8 | 0
2020 | RMPA_2_NE | RMPA | NE | External | Summer | B8 | 500 | 310 | 0 | 65.52 | 60.52 | 8 | 0
2020 | RMPA_2_NE | RMPA | NE | External | Summer | B9 | 800 | 310 | 0 | 61.5 | 56.5 | 8 | 0
2020 | RMPA_2_NE | RMPA | NE | External | Summer | B10 | 1262 | 310 | 0 | 61.5 | 51.77 | 8 | 0
2020 | RMPA_2_NE | RMPA | NE | External | Winter | B16 | 25 | 310 | 0 | 75.14 | 72.49 | 8 | 0
2020 | RMPA_2_NE | RMPA | NE | External | Winter | B17 | 100 | 310 | 0 | 70.64 | 65.25 | 8 | 0
2020 | RMPA_2_NE | RMPA | NE | External | Winter | B18 | 400 | 310 | 0 | 68.04 | 60.39 | 8 | 0
2020 | RMPA_2_NE | RMPA | NE | External | Winter | B19 | 700 | 310 | 0 | 68.04 | 59.25 | 8 | 0
2020 | RMPA_2_NE | RMPA | NE | External | Winter | B20 | 935 | 310 | 0 | 58.57 | 52.89 | 8 | 0
2020 | RMPA_2_SPP_N | RMPA | SPP_N | External | Shoulder | B11 | 25 | 210 | 0 | 67.29 | 72.24 | 8 | 0
2020 | RMPA_2_SPP_N | RMPA | SPP_N | External | Shoulder | B12 | 200 | 210 | 0 | 66.23 | 60.24 | 8 | 0
2020 | RMPA_2_SPP_N | RMPA | SPP_N | External | Shoulder | B13 | 600 | 210 | 0 | 65.89 | 58.23 | 8 | 0
2020 | RMPA_2_SPP_N | RMPA | SPP_N | External | Shoulder | B14 | 900 | 210 | 0 | 65.89 | 56.63 | 8 | 0
2020 | RMPA_2_SPP_N | RMPA | SPP_N | External | Shoulder | B15 | 1203 | 210 | 0 | 61.55 | 52.9 | 8 | 0
2020 | RMPA_2_SPP_N | RMPA | SPP_N | External | Summer | B1 | 10 | 210 | 0 | 93.14 | 95.08 | 8 | 0
2020 | RMPA_2_SPP_N | RMPA | SPP_N | External | Summer | B2 | 25 | 210 | 209.46 | 85.84 | 93.85 | 8 | 0.01
2020 | RMPA_2_SPP_N | RMPA | SPP_N | External | Summer | B3 | 75 | 210 | 168.72 | 89.99 | 97.99 | 8 | 0
2020 | RMPA_2_SPP_N | RMPA | SPP_N | External | Summer | B4 | 100 | 210 | 210 | 84.38 | 95.66 | 8 | 3.28
2020 | RMPA_2_SPP_N | RMPA | SPP_N | External | Summer | B5 | 200 | 210 | 210 | 77.83 | 87.95 | 8 | 2.11
2020 | RMPA_2_SPP_N | RMPA | SPP_N | External | Summer | B6 | 300 | 210 | 0 | 65.52 | 72.3 | 8 | 0
2020 | RMPA_2_SPP_N | RMPA | SPP_N | External | Summer | B7 | 400 | 210 | 0 | 65.52 | 63.28 | 8 | 0
2020 | RMPA_2_SPP_N | RMPA | SPP_N | External | Summer | B8 | 500 | 210 | 0 | 65.52 | 61.03 | 8 | 0
2020 | RMPA_2_SPP_N | RMPA | SPP_N | External | Summer | B9 | 800 | 210 | 0 | 61.5 | 58.87 | 8 | 0
2020 | RMPA_2_SPP_N | RMPA | SPP_N | External | Summer | B10 | 1262 | 210 | 0 | 61.5 | 56.29 | 8 | 0
2020 | RMPA_2_SPP_N | RMPA | SPP_N | External | Winter | B16 | 25 | 210 | 0 | 75.14 | 72.5 | 8 | 0
2020 | RMPA_2_SPP_N | RMPA | SPP_N | External | Winter | B17 | 100 | 210 | 0 | 70.64 | 65.26 | 8 | 0
2020 | RMPA_2_SPP_N | RMPA | SPP_N | External | Winter | B18 | 400 | 210 | 0 | 68.04 | 60.41 | 8 | 0
2020 | RMPA_2_SPP_N | RMPA | SPP_N | External | Winter | B19 | 700 | 210 | 0 | 68.04 | 60.18 | 8 | 0
2020 | RMPA_2_SPP_N | RMPA | SPP_N | External | Winter | B20 | 935 | 210 | 0 | 58.57 | 54.47 | 8 | 0
2020 | SPP_N_2_RMPA | SPP_N | RMPA | External | Shoulder | B11 | 25 | 210 | 0 | 72.24 | 67.29 | 5 | 0
2020 | SPP_N_2_RMPA | SPP_N | RMPA | External | Shoulder | B12 | 200 | 210 | 210 | 60.24 | 66.23 | 5 | 0.99
2020 | SPP_N_2_RMPA | SPP_N | RMPA | External | Shoulder | B13 | 600 | 210 | 210 | 58.23 | 65.89 | 5 | 2.66
2020 | SPP_N_2_RMPA | SPP_N | RMPA | External | Shoulder | B14 | 900 | 210 | 210 | 56.63 | 65.89 | 5 | 4.26
2020 | SPP_N_2_RMPA | SPP_N | RMPA | External | Shoulder | B15 | 1203 | 210 | 210 | 52.9 | 61.55 | 5 | 3.65
2020 | SPP_N_2_RMPA | SPP_N | RMPA | External | Summer | B1 | 10 | 210 | 0 | 95.08 | 93.14 | 5 | 0
2020 | SPP_N_2_RMPA | SPP_N | RMPA | External | Summer | B2 | 25 | 210 | 0 | 93.85 | 85.84 | 5 | 0
2020 | SPP_N_2_RMPA | SPP_N | RMPA | External | Summer | B3 | 75 | 210 | 0 | 97.99 | 89.99 | 5 | 0
2020 | SPP_N_2_RMPA | SPP_N | RMPA | External | Summer | B4 | 100 | 210 | 0 | 95.66 | 84.38 | 5 | 0
2020 | SPP_N_2_RMPA | SPP_N | RMPA | External | Summer | B5 | 200 | 210 | 0 | 87.95 | 77.83 | 5 | 0
2020 | SPP_N_2_RMPA | SPP_N | RMPA | External | Summer | B6 | 300 | 210 | 0 | 72.3 | 65.52 | 5 | 0
2020 | SPP_N_2_RMPA | SPP_N | RMPA | External | Summer | B7 | 400 | 210 | 0 | 63.28 | 65.52 | 5 | 0
2020 | SPP_N_2_RMPA | SPP_N | RMPA | External | Summer | B8 | 500 | 210 | 0 | 61.03 | 65.52 | 5 | 0
2020 | SPP_N_2_RMPA | SPP_N | RMPA | External | Summer | B9 | 800 | 210 | 0 | 58.87 | 61.5 | 5 | 0
2020 | SPP_N_2_RMPA | SPP_N | RMPA | External | Summer | B10 | 1262 | 210 | 210 | 56.29 | 61.5 | 5 | 0.21
2020 | SPP_N_2_RMPA | SPP_N | RMPA | External | Winter | B16 | 25 | 210 | 0 | 72.5 | 75.14 | 5 | 0
2020 | SPP_N_2_RMPA | SPP_N | RMPA | External | Winter | B17 | 100 | 210 | 209.99 | 65.26 | 70.64 | 5 | 0.38
2020 | SPP_N_2_RMPA | SPP_N | RMPA | External | Winter | B18 | 400 | 210 | 210 | 60.41 | 68.04 | 5 | 2.63
2020 | SPP_N_2_RMPA | SPP_N | RMPA | External | Winter | B19 | 700 | 210 | 210 | 60.18 | 68.04 | 5 | 2.86
2020 | SPP_N_2_RMPA | SPP_N | RMPA | External | Winter | B20 | 935 | 210 | 0 | 54.47 | 58.57 | 5 | 0
2020 | SPP_S_2_ERCOT | SPP_S | ERCOT | External | Shoulder | B11 | 25 | 800 | 800 | 65.63 | 91.62 | 5 | 21
2020 | SPP_S_2_ERCOT | SPP_S | ERCOT | External | Shoulder | B12 | 200 | 800 | 695.29 | 60.26 | 65.26 | 5 | 0
2020 | SPP_S_2_ERCOT | SPP_S | ERCOT | External | Shoulder | B13 | 600 | 800 | 0 | 58.24 | 62.37 | 5 | 0
2020 | SPP_S_2_ERCOT | SPP_S | ERCOT | External | Shoulder | B14 | 900 | 800 | 800 | 56.61 | 62.37 | 5 | 0.76
2020 | SPP_S_2_ERCOT | SPP_S | ERCOT | External | Shoulder | B15 | 1203 | 800 | 800 | 52.89 | 62.37 | 5 | 4.49
2020 | SPP_S_2_ERCOT | SPP_S | ERCOT | External | Summer | B1 | 10 | 800 | 800 | 61.18 | 103.55 | 5 | 37.37
2020 | SPP_S_2_ERCOT | SPP_S | ERCOT | External | Summer | B2 | 25 | 800 | 443.08 | 87.41 | 92.41 | 5 | 0
2020 | SPP_S_2_ERCOT | SPP_S | ERCOT | External | Summer | B3 | 75 | 800 | 0 | 88.61 | 89.93 | 5 | 0
2020 | SPP_S_2_ERCOT | SPP_S | ERCOT | External | Summer | B4 | 100 | 800 | 0 | 88.61 | 89.93 | 5 | 0
2020 | SPP_S_2_ERCOT | SPP_S | ERCOT | External | Summer | B5 | 200 | 800 | 285.03 | 84.93 | 89.93 | 5 | 0
2020 | SPP_S_2_ERCOT | SPP_S | ERCOT | External | Summer | B6 | 300 | 800 | 800 | 72.29 | 89.93 | 5 | 12.64
2020 | SPP_S_2_ERCOT | SPP_S | ERCOT | External | Summer | B7 | 400 | 800 | 0 | 63.29 | 66.84 | 5 | 0
2020 | SPP_S_2_ERCOT | SPP_S | ERCOT | External | Summer | B8 | 500 | 800 | 0 | 61.04 | 61.23 | 5 | 0
2020 | SPP_S_2_ERCOT | SPP_S | ERCOT | External | Summer | B9 | 800 | 800 | 0 | 58.88 | 61.23 | 5 | 0
2020 | SPP_S_2_ERCOT | SPP_S | ERCOT | External | Summer | B10 | 1262 | 800 | 0 | 56.3 | 61.23 | 5 | 0
2020 | SPP_S_2_ERCOT | SPP_S | ERCOT | External | Winter | B16 | 25 | 800 | 799.98 | 65.35 | 70.8 | 5 | 0.45
2020 | SPP_S_2_ERCOT | SPP_S | ERCOT | External | Winter | B17 | 100 | 800 | 0 | 62.97 | 65.03 | 5 | 0
2020 | SPP_S_2_ERCOT | SPP_S | ERCOT | External | Winter | B18 | 400 | 800 | 0 | 60.41 | 64.84 | 5 | 0
2020 | SPP_S_2_ERCOT | SPP_S | ERCOT | External | Winter | B19 | 700 | 800 | 0 | 60.18 | 64.84 | 5 | 0
2020 | SPP_S_2_ERCOT | SPP_S | ERCOT | External | Winter | B20 | 935 | 800 | 800 | 54.47 | 64.84 | 5 | 5.37
2025 | AZ_NM_SNV_Coal_2_SPP_S | AZ_NM_SNV_Coal | SPP_S | External | Shoulder | B11 | 25 | 400 | 0 | 67.99 | 67.11 | 8.17 | 0
2025 | AZ_NM_SNV_Coal_2_SPP_S | AZ_NM_SNV_Coal | SPP_S | External | Shoulder | B12 | 200 | 400 | 0 | 67.74 | 60.95 | 8.17 | 0
2025 | AZ_NM_SNV_Coal_2_SPP_S | AZ_NM_SNV_Coal | SPP_S | External | Shoulder | B13 | 600 | 400 | 0 | 67.74 | 60.4 | 8.17 | 0
2025 | AZ_NM_SNV_Coal_2_SPP_S | AZ_NM_SNV_Coal | SPP_S | External | Shoulder | B14 | 900 | 400 | 0 | 67.74 | 54.61 | 8.17 | 0
2025 | AZ_NM_SNV_Coal_2_SPP_S | AZ_NM_SNV_Coal | SPP_S | External | Shoulder | B15 | 1203 | 400 | 0 | 67.74 | 13.15 | 8.17 | 0
2025 | AZ_NM_SNV_Coal_2_SPP_S | AZ_NM_SNV_Coal | SPP_S | External | Summer | B1 | 10 | 400 | 0 | 96.27 | 64.34 | 8.17 | 0
2025 | AZ_NM_SNV_Coal_2_SPP_S | AZ_NM_SNV_Coal | SPP_S | External | Summer | B2 | 25 | 400 | 0 | 90.51 | 93.24 | 8.17 | 0
2025 | AZ_NM_SNV_Coal_2_SPP_S | AZ_NM_SNV_Coal | SPP_S | External | Summer | B3 | 75 | 400 | 0 | 90.51 | 95.6 | 8.17 | 0
2025 | AZ_NM_SNV_Coal_2_SPP_S | AZ_NM_SNV_Coal | SPP_S | External | Summer | B4 | 100 | 400 | 0 | 90.28 | 91.77 | 8.17 | 0
2025 | AZ_NM_SNV_Coal_2_SPP_S | AZ_NM_SNV_Coal | SPP_S | External | Summer | B5 | 200 | 400 | 0 | 78.54 | 83.8 | 8.17 | 0
2025 | AZ_NM_SNV_Coal_2_SPP_S | AZ_NM_SNV_Coal | SPP_S | External | Summer | B6 | 300 | 400 | 0 | 78.54 | 70.73 | 8.17 | 0
2025 | AZ_NM_SNV_Coal_2_SPP_S | AZ_NM_SNV_Coal | SPP_S | External | Summer | B7 | 400 | 400 | 0 | 74.62 | 66.64 | 8.17 | 0
2025 | AZ_NM_SNV_Coal_2_SPP_S | AZ_NM_SNV_Coal | SPP_S | External | Summer | B8 | 500 | 400 | 0 | 70.22 | 64.34 | 8.17 | 0
2025 | AZ_NM_SNV_Coal_2_SPP_S | AZ_NM_SNV_Coal | SPP_S | External | Summer | B9 | 800 | 400 | 0 | 70.22 | 64.2 | 8.17 | 0
2025 | AZ_NM_SNV_Coal_2_SPP_S | AZ_NM_SNV_Coal | SPP_S | External | Summer | B10 | 1262 | 400 | 0 | 65.93 | 51.27 | 8.17 | 0
2025 | AZ_NM_SNV_Coal_2_SPP_S | AZ_NM_SNV_Coal | SPP_S | External | Winter | B16 | 25 | 400 | 0 | 71.29 | 63.82 | 8.17 | 0
2025 | AZ_NM_SNV_Coal_2_SPP_S | AZ_NM_SNV_Coal | SPP_S | External | Winter | B17 | 100 | 400 | 0 | 71.1 | 60.34 | 8.17 | 0
2025 | AZ_NM_SNV_Coal_2_SPP_S | AZ_NM_SNV_Coal | SPP_S | External | Winter | B18 | 400 | 400 | 0 | 71.1 | 62.68 | 8.17 | 0
2025 | AZ_NM_SNV_Coal_2_SPP_S | AZ_NM_SNV_Coal | SPP_S | External | Winter | B19 | 700 | 400 | 0 | 71.1 | 58.59 | 8.17 | 0
2025 | AZ_NM_SNV_Coal_2_SPP_S | AZ_NM_SNV_Coal | SPP_S | External | Winter | B20 | 935 | 400 | 0 | 71.1 | 52.59 | 8.17 | 0
2025 | ERCOT_2_SPP_S | ERCOT | SPP_S | External | Shoulder | B11 | 25 | 800 | 0 | 71.7 | 67.11 | 8 | 0
2025 | ERCOT_2_SPP_S | ERCOT | SPP_S | External | Shoulder | B12 | 200 | 800 | 0 | 65.66 | 60.95 | 8 | 0
2025 | ERCOT_2_SPP_S | ERCOT | SPP_S | External | Shoulder | B13 | 600 | 800 | 0 | 65.66 | 60.4 | 8 | 0
2025 | ERCOT_2_SPP_S | ERCOT | SPP_S | External | Shoulder | B14 | 900 | 800 | 0 | 65.66 | 54.61 | 8 | 0
2025 | ERCOT_2_SPP_S | ERCOT | SPP_S | External | Shoulder | B15 | 1203 | 800 | 0 | 57.26 | 13.15 | 8 | 0
2025 | ERCOT_2_SPP_S | ERCOT | SPP_S | External | Summer | B1 | 10 | 800 | 0 | 103.06 | 64.34 | 8 | 0
2025 | ERCOT_2_SPP_S | ERCOT | SPP_S | External | Summer | B2 | 25 | 800 | 0 | 94.65 | 93.24 | 8 | 0
2025 | ERCOT_2_SPP_S | ERCOT | SPP_S | External | Summer | B3 | 75 | 800 | 0 | 94.65 | 95.6 | 8 | 0
2025 | ERCOT_2_SPP_S | ERCOT | SPP_S | External | Summer | B4 | 100 | 800 | 0 | 94.65 | 91.77 | 8 | 0
2025 | ERCOT_2_SPP_S | ERCOT | SPP_S | External | Summer | B5 | 200 | 800 | 0 | 88.8 | 83.8 | 8 | 0
2025 | ERCOT_2_SPP_S | ERCOT | SPP_S | External | Summer | B6 | 300 | 800 | 0 | 70.9 | 70.73 | 8 | 0
2025 | ERCOT_2_SPP_S | ERCOT | SPP_S | External | Summer | B7 | 400 | 800 | 0 | 70.32 | 66.64 | 8 | 0
2025 | ERCOT_2_SPP_S | ERCOT | SPP_S | External | Summer | B8 | 500 | 800 | 0 | 64.41 | 64.34 | 8 | 0
2025 | ERCOT_2_SPP_S | ERCOT | SPP_S | External | Summer | B9 | 800 | 800 | 0 | 64.41 | 64.2 | 8 | 0
2025 | ERCOT_2_SPP_S | ERCOT | SPP_S | External | Summer | B10 | 1262 | 800 | 0 | 64.41 | 51.27 | 8 | 0
2025 | ERCOT_2_SPP_S | ERCOT | SPP_S | External | Winter | B16 | 25 | 800 | 0 | 68.92 | 63.82 | 8 | 0
2025 | ERCOT_2_SPP_S | ERCOT | SPP_S | External | Winter | B17 | 100 | 800 | 0 | 68.38 | 60.34 | 8 | 0
2025 | ERCOT_2_SPP_S | ERCOT | SPP_S | External | Winter | B18 | 400 | 800 | 0 | 68.38 | 62.68 | 8 | 0
2025 | ERCOT_2_SPP_S | ERCOT | SPP_S | External | Winter | B19 | 700 | 800 | 0 | 68.38 | 58.59 | 8 | 0
2025 | ERCOT_2_SPP_S | ERCOT | SPP_S | External | Winter | B20 | 935 | 800 | 0 | 59.57 | 52.59 | 8 | 0
2025 | MAPP_US_2_RMPA | MAPP_US | RMPA | External | Shoulder | B11 | 25 | 200 | 0 | 65.1 | 71.44 | 8 | 0
2025 | MAPP_US_2_RMPA | MAPP_US | RMPA | External | Shoulder | B12 | 200 | 200 | 200 | 58.94 | 71.15 | 8 | 4.21
2025 | MAPP_US_2_RMPA | MAPP_US | RMPA | External | Shoulder | B13 | 600 | 200 | 200 | 58.37 | 71.15 | 8 | 4.77
2025 | MAPP_US_2_RMPA | MAPP_US | RMPA | External | Shoulder | B14 | 900 | 200 | 200 | 55.64 | 71.15 | 8 | 7.51
2025 | MAPP_US_2_RMPA | MAPP_US | RMPA | External | Shoulder | B15 | 1203 | 200 | 200 | 21.7 | 71.15 | 8 | 41.45
2025 | MAPP_US_2_RMPA | MAPP_US | RMPA | External | Summer | B1 | 10 | 200 | 106.69 | 94.08 | 102.08 | 8 | 0
2025 | MAPP_US_2_RMPA | MAPP_US | RMPA | External | Summer | B2 | 25 | 200 | 0 | 92.74 | 98.67 | 8 | 0
2025 | MAPP_US_2_RMPA | MAPP_US | RMPA | External | Summer | B3 | 75 | 200 | 0 | 92.74 | 98.67 | 8 | 0
2025 | MAPP_US_2_RMPA | MAPP_US | RMPA | External | Summer | B4 | 100 | 200 | 0 | 89.74 | 94.97 | 8 | 0
2025 | MAPP_US_2_RMPA | MAPP_US | RMPA | External | Summer | B5 | 200 | 200 | 0 | 81.78 | 86.7 | 8 | 0
2025 | MAPP_US_2_RMPA | MAPP_US | RMPA | External | Summer | B6 | 300 | 200 | 0 | 67.96 | 71.15 | 8 | 0
2025 | MAPP_US_2_RMPA | MAPP_US | RMPA | External | Summer | B7 | 400 | 200 | 0 | 62.11 | 69.45 | 8 | 0
2025 | MAPP_US_2_RMPA | MAPP_US | RMPA | External | Summer | B8 | 500 | 200 | 200 | 56.9 | 69.45 | 8 | 4.55
2025 | MAPP_US_2_RMPA | MAPP_US | RMPA | External | Summer | B9 | 800 | 200 | 200 | 54.21 | 69.45 | 8 | 7.24
2025 | MAPP_US_2_RMPA | MAPP_US | RMPA | External | Summer | B10 | 1262 | 200 | 200 | 46.46 | 69.45 | 8 | 14.99
2025 | MAPP_US_2_RMPA | MAPP_US | RMPA | External | Winter | B16 | 25 | 200 | 200 | 49.8 | 75.18 | 8 | 17.38
2025 | MAPP_US_2_RMPA | MAPP_US | RMPA | External | Winter | B17 | 100 | 200 | 200 | 57.39 | 75.18 | 8 | 9.79
2025 | MAPP_US_2_RMPA | MAPP_US | RMPA | External | Winter | B18 | 400 | 200 | 200 | 60.66 | 74.63 | 8 | 5.97
2025 | MAPP_US_2_RMPA | MAPP_US | RMPA | External | Winter | B19 | 700 | 200 | 200 | 58.85 | 74.63 | 8 | 7.78
2025 | MAPP_US_2_RMPA | MAPP_US | RMPA | External | Winter | B20 | 935 | 200 | 200 | 52.14 | 71.4 | 8 | 11.26
2025 | NE_2_RMPA | NE | RMPA | External | Shoulder | B11 | 25 | 310 | 0.02 | 67.1 | 71.44 | 5 | 0
2025 | NE_2_RMPA | NE | RMPA | External | Shoulder | B12 | 200 | 310 | 310 | 60.93 | 71.15 | 5 | 5.22
2025 | NE_2_RMPA | NE | RMPA | External | Shoulder | B13 | 600 | 310 | 310 | 60.37 | 71.15 | 5 | 5.77
2025 | NE_2_RMPA | NE | RMPA | External | Shoulder | B14 | 900 | 310 | 310 | 54.59 | 71.15 | 5 | 11.55
2025 | NE_2_RMPA | NE | RMPA | External | Shoulder | B15 | 1203 | 310 | 310 | 16.7 | 71.15 | 5 | 49.45
2025 | NE_2_RMPA | NE | RMPA | External | Summer | B1 | 10 | 310 | 309.97 | 96.08 | 102.08 | 5 | 1
2025 | NE_2_RMPA | NE | RMPA | External | Summer | B2 | 25 | 310 | 0.01 | 94.74 | 98.67 | 5 | 0
2025 | NE_2_RMPA | NE | RMPA | External | Summer | B3 | 75 | 310 | 0 | 94.74 | 98.67 | 5 | 0
2025 | NE_2_RMPA | NE | RMPA | External | Summer | B4 | 100 | 310 | 0 | 91.74 | 94.97 | 5 | 0
2025 | NE_2_RMPA | NE | RMPA | External | Summer | B5 | 200 | 310 | 0 | 83.78 | 86.7 | 5 | 0
2025 | NE_2_RMPA | NE | RMPA | External | Summer | B6 | 300 | 310 | 0 | 69.96 | 71.15 | 5 | 0
2025 | NE_2_RMPA | NE | RMPA | External | Summer | B7 | 400 | 310 | 310 | 64.11 | 69.45 | 5 | 0.34
2025 | NE_2_RMPA | NE | RMPA | External | Summer | B8 | 500 | 310 | 310 | 58.9 | 69.45 | 5 | 5.55
2025 | NE_2_RMPA | NE | RMPA | External | Summer | B9 | 800 | 310 | 310 | 56.21 | 69.45 | 5 | 8.24
2025 | NE_2_RMPA | NE | RMPA | External | Summer | B10 | 1262 | 310 | 310 | 48.46 | 69.45 | 5 | 15.99
2025 | NE_2_RMPA | NE | RMPA | External | Winter | B16 | 25 | 310 | 310 | 44.8 | 75.18 | 5 | 25.38
2025 | NE_2_RMPA | NE | RMPA | External | Winter | B17 | 100 | 310 | 310 | 52.39 | 75.18 | 5 | 17.79
2025 | NE_2_RMPA | NE | RMPA | External | Winter | B18 | 400 | 310 | 310 | 58.57 | 74.63 | 5 | 11.06
2025 | NE_2_RMPA | NE | RMPA | External | Winter | B19 | 700 | 310 | 310 | 58.57 | 74.63 | 5 | 11.06
2025 | NE_2_RMPA | NE | RMPA | External | Winter | B20 | 935 | 310 | 310 | 50.8 | 71.4 | 5 | 15.6
2025 | NWPP_Coal_2_MAPP_US | NWPP_Coal | MAPP_US | External | Shoulder | B11 | 25 | 150 | 0 | 78.68 | 65.1 | 8 | 0
2025 | NWPP_Coal_2_MAPP_US | NWPP_Coal | MAPP_US | External | Shoulder | B12 | 200 | 150 | 0 | 78.68 | 58.94 | 8 | 0
2025 | NWPP_Coal_2_MAPP_US | NWPP_Coal | MAPP_US | External | Shoulder | B13 | 600 | 150 | 0 | 78.68 | 58.37 | 8 | 0
2025 | NWPP_Coal_2_MAPP_US | NWPP_Coal | MAPP_US | External | Shoulder | B14 | 900 | 150 | 0 | 78.68 | 55.64 | 8 | 0
2025 | NWPP_Coal_2_MAPP_US | NWPP_Coal | MAPP_US | External | Shoulder | B15 | 1203 | 150 | 0 | 78.68 | 21.7 | 8 | 0
2025 | NWPP_Coal_2_MAPP_US | NWPP_Coal | MAPP_US | External | Summer | B1 | 10 | 150 | 0.01 | 88.11 | 94.08 | 8 | 0
2025 | NWPP_Coal_2_MAPP_US | NWPP_Coal | MAPP_US | External | Summer | B2 | 25 | 150 | 0.02 | 85.46 | 92.74 | 8 | 0
2025 | NWPP_Coal_2_MAPP_US | NWPP_Coal | MAPP_US | External | Summer | B3 | 75 | 150 | 150 | 82.34 | 92.74 | 8 | 2.4
2025 | NWPP_Coal_2_MAPP_US | NWPP_Coal | MAPP_US | External | Summer | B4 | 100 | 150 | 150 | 78.53 | 89.74 | 8 | 3.21
2025 | NWPP_Coal_2_MAPP_US | NWPP_Coal | MAPP_US | External | Summer | B5 | 200 | 150 | 0 | 78.53 | 81.78 | 8 | 0
2025 | NWPP_Coal_2_MAPP_US | NWPP_Coal | MAPP_US | External | Summer | B6 | 300 | 150 | 0 | 78.53 | 67.96 | 8 | 0
2025 | NWPP_Coal_2_MAPP_US | NWPP_Coal | MAPP_US | External | Summer | B7 | 400 | 150 | 0 | 78.53 | 62.11 | 8 | 0
2025 | NWPP_Coal_2_MAPP_US | NWPP_Coal | MAPP_US | External | Summer | B8 | 500 | 150 | 0 | 78.53 | 56.9 | 8 | 0
2025 | NWPP_Coal_2_MAPP_US | NWPP_Coal | MAPP_US | External | Summer | B9 | 800 | 150 | 0 | 78.53 | 54.21 | 8 | 0
2025 | NWPP_Coal_2_MAPP_US | NWPP_Coal | MAPP_US | External | Summer | B10 | 1262 | 150 | 0 | 78.53 | 46.46 | 8 | 0
2025 | NWPP_Coal_2_MAPP_US | NWPP_Coal | MAPP_US | External | Winter | B16 | 25 | 150 | 0 | 82.8 | 49.8 | 8 | 0
2025 | NWPP_Coal_2_MAPP_US | NWPP_Coal | MAPP_US | External | Winter | B17 | 100 | 150 | 0 | 82.8 | 57.39 | 8 | 0
2025 | NWPP_Coal_2_MAPP_US | NWPP_Coal | MAPP_US | External | Winter | B18 | 400 | 150 | 0 | 82.8 | 60.66 | 8 | 0
2025 | NWPP_Coal_2_MAPP_US | NWPP_Coal | MAPP_US | External | Winter | B19 | 700 | 150 | 0 | 82.8 | 58.85 | 8 | 0
2025 | NWPP_Coal_2_MAPP_US | NWPP_Coal | MAPP_US | External | Winter | B20 | 935 | 150 | 0 | 82.8 | 52.14 | 8 | 0
2025 | RMPA_2_MAPP_US | RMPA | MAPP_US | External | Shoulder | B11 | 25 | 200 | 0 | 71.44 | 65.1 | 8 | 0
2025 | RMPA_2_MAPP_US | RMPA | MAPP_US | External | Shoulder | B12 | 200 | 200 | 0 | 71.15 | 58.94 | 8 | 0
2025 | RMPA_2_MAPP_US | RMPA | MAPP_US | External | Shoulder | B13 | 600 | 200 | 0 | 71.15 | 58.37 | 8 | 0
2025 | RMPA_2_MAPP_US | RMPA | MAPP_US | External | Shoulder | B14 | 900 | 200 | 0 | 71.15 | 55.64 | 8 | 0
2025 | RMPA_2_MAPP_US | RMPA | MAPP_US | External | Shoulder | B15 | 1203 | 200 | 0 | 71.15 | 21.7 | 8 | 0
2025 | RMPA_2_MAPP_US | RMPA | MAPP_US | External | Summer | B1 | 10 | 200 | 0 | 102.08 | 94.08 | 8 | 0
2025 | RMPA_2_MAPP_US | RMPA | MAPP_US | External | Summer | B2 | 25 | 200 | 0 | 98.67 | 92.74 | 8 | 0
2025 | RMPA_2_MAPP_US | RMPA | MAPP_US | External | Summer | B3 | 75 | 200 | 0 | 98.67 | 92.74 | 8 | 0
2025 | RMPA_2_MAPP_US | RMPA | MAPP_US | External | Summer | B4 | 100 | 200 | 0 | 94.97 | 89.74 | 8 | 0
2025 | RMPA_2_MAPP_US | RMPA | MAPP_US | External | Summer | B5 | 200 | 200 | 0 | 86.7 | 81.78 | 8 | 0
2025 | RMPA_2_MAPP_US | RMPA | MAPP_US | External | Summer | B6 | 300 | 200 | 0 | 71.15 | 67.96 | 8 | 0
2025 | RMPA_2_MAPP_US | RMPA | MAPP_US | External | Summer | B7 | 400 | 200 | 0 | 69.45 | 62.11 | 8 | 0
2025 | RMPA_2_MAPP_US | RMPA | MAPP_US | External | Summer | B8 | 500 | 200 | 0 | 69.45 | 56.9 | 8 | 0
2025 | RMPA_2_MAPP_US | RMPA | MAPP_US | External | Summer | B9 | 800 | 200 | 0 | 69.45 | 54.21 | 8 | 0
2025 | RMPA_2_MAPP_US | RMPA | MAPP_US | External | Summer | B10 | 1262 | 200 | 0 | 69.45 | 46.46 | 8 | 0
2025 | RMPA_2_MAPP_US | RMPA | MAPP_US | External | Winter | B16 | 25 | 200 | 0 | 75.18 | 49.8 | 8 | 0
2025 | RMPA_2_MAPP_US | RMPA | MAPP_US | External | Winter | B17 | 100 | 200 | 0 | 75.18 | 57.39 | 8 | 0
2025 | RMPA_2_MAPP_US | RMPA | MAPP_US | External | Winter | B18 | 400 | 200 | 0 | 74.63 | 60.66 | 8 | 0
2025 | RMPA_2_MAPP_US | RMPA | MAPP_US | External | Winter | B19 | 700 | 200 | 0 | 74.63 | 58.85 | 8 | 0
2025 | RMPA_2_MAPP_US | RMPA | MAPP_US | External | Winter | B20 | 935 | 200 | 0 | 71.4 | 52.14 | 8 | 0
2025 | RMPA_2_NE | RMPA | NE | External | Shoulder | B11 | 25 | 310 | 0 | 71.44 | 67.1 | 8 | 0
2025 | RMPA_2_NE | RMPA | NE | External | Shoulder | B12 | 200 | 310 | 0 | 71.15 | 60.93 | 8 | 0
2025 | RMPA_2_NE | RMPA | NE | External | Shoulder | B13 | 600 | 310 | 0 | 71.15 | 60.37 | 8 | 0
2025 | RMPA_2_NE | RMPA | NE | External | Shoulder | B14 | 900 | 310 | 0 | 71.15 | 54.59 | 8 | 0
2025 | RMPA_2_NE | RMPA | NE | External | Shoulder | B15 | 1203 | 310 | 0 | 71.15 | 16.7 | 8 | 0
2025 | RMPA_2_NE | RMPA | NE | External | Summer | B1 | 10 | 310 | 0 | 102.08 | 96.08 | 8 | 0
2025 | RMPA_2_NE | RMPA | NE | External | Summer | B2 | 25 | 310 | 0 | 98.67 | 94.74 | 8 | 0
2025 | RMPA_2_NE | RMPA | NE | External | Summer | B3 | 75 | 310 | 0 | 98.67 | 94.74 | 8 | 0
2025 | RMPA_2_NE | RMPA | NE | External | Summer | B4 | 100 | 310 | 0 | 94.97 | 91.74 | 8 | 0
2025 | RMPA_2_NE | RMPA | NE | External | Summer | B5 | 200 | 310 | 0 | 86.7 | 83.78 | 8 | 0
2025 | RMPA_2_NE | RMPA | NE | External | Summer | B6 | 300 | 310 | 0 | 71.15 | 69.96 | 8 | 0
2025 | RMPA_2_NE | RMPA | NE | External | Summer | B7 | 400 | 310 | 0 | 69.45 | 64.11 | 8 | 0
2025 | RMPA_2_NE | RMPA | NE | External | Summer | B8 | 500 | 310 | 0 | 69.45 | 58.9 | 8 | 0
2025 | RMPA_2_NE | RMPA | NE | External | Summer | B9 | 800 | 310 | 0 | 69.45 | 56.21 | 8 | 0
2025 | RMPA_2_NE | RMPA | NE | External | Summer | B10 | 1262 | 310 | 0 | 69.45 | 48.46 | 8 | 0
2025 | RMPA_2_NE | RMPA | NE | External | Winter | B16 | 25 | 310 | 0 | 75.18 | 44.8 | 8 | 0
2025 | RMPA_2_NE | RMPA | NE | External | Winter | B17 | 100 | 310 | 0 | 75.18 | 52.39 | 8 | 0
2025 | RMPA_2_NE | RMPA | NE | External | Winter | B18 | 400 | 310 | 0 | 74.63 | 58.57 | 8 | 0
2025 | RMPA_2_NE | RMPA | NE | External | Winter | B19 | 700 | 310 | 0 | 74.63 | 58.57 | 8 | 0
2025 | RMPA_2_NE | RMPA | NE | External | Winter | B20 | 935 | 310 | 0 | 71.4 | 50.8 | 8 | 0
2025 | RMPA_2_SPP_N | RMPA | SPP_N | External | Shoulder | B11 | 25 | 210 | 0 | 71.44 | 67.1 | 8 | 0
2025 | RMPA_2_SPP_N | RMPA | SPP_N | External | Shoulder | B12 | 200 | 210 | 0 | 71.15 | 60.94 | 8 | 0
2025 | RMPA_2_SPP_N | RMPA | SPP_N | External | Shoulder | B13 | 600 | 210 | 0 | 71.15 | 60.38 | 8 | 0
2025 | RMPA_2_SPP_N | RMPA | SPP_N | External | Shoulder | B14 | 900 | 210 | 0 | 71.15 | 54.61 | 8 | 0
2025 | RMPA_2_SPP_N | RMPA | SPP_N | External | Shoulder | B15 | 1203 | 210 | 0 | 71.15 | 16.71 | 8 | 0
2025 | RMPA_2_SPP_N | RMPA | SPP_N | External | Summer | B1 | 10 | 210 | 0 | 102.08 | 64.34 | 8 | 0
2025 | RMPA_2_SPP_N | RMPA | SPP_N | External | Summer | B2 | 25 | 210 | 0 | 98.67 | 94.74 | 8 | 0
2025 | RMPA_2_SPP_N | RMPA | SPP_N | External | Summer | B3 | 75 | 210 | 0 | 98.67 | 95.6 | 8 | 0
2025 | RMPA_2_SPP_N | RMPA | SPP_N | External | Summer | B4 | 100 | 210 | 0 | 94.97 | 91.75 | 8 | 0
2025 | RMPA_2_SPP_N | RMPA | SPP_N | External | Summer | B5 | 200 | 210 | 0 | 86.7 | 83.79 | 8 | 0
2025 | RMPA_2_SPP_N | RMPA | SPP_N | External | Summer | B6 | 300 | 210 | 0 | 71.15 | 70.72 | 8 | 0
2025 | RMPA_2_SPP_N | RMPA | SPP_N | External | Summer | B7 | 400 | 210 | 0 | 69.45 | 64.45 | 8 | 0
2025 | RMPA_2_SPP_N | RMPA | SPP_N | External | Summer | B8 | 500 | 210 | 0 | 69.45 | 61.71 | 8 | 0
2025 | RMPA_2_SPP_N | RMPA | SPP_N | External | Summer | B9 | 800 | 210 | 0 | 69.45 | 59.48 | 8 | 0
2025 | RMPA_2_SPP_N | RMPA | SPP_N | External | Summer | B10 | 1262 | 210 | 0 | 69.45 | 51.25 | 8 | 0
2025 | RMPA_2_SPP_N | RMPA | SPP_N | External | Winter | B16 | 25 | 210 | 0 | 75.18 | 63.8 | 8 | 0
2025 | RMPA_2_SPP_N | RMPA | SPP_N | External | Winter | B17 | 100 | 210 | 0 | 75.18 | 60.33 | 8 | 0
2025 | RMPA_2_SPP_N | RMPA | SPP_N | External | Winter | B18 | 400 | 210 | 0 | 74.63 | 62.67 | 8 | 0
2025 | RMPA_2_SPP_N | RMPA | SPP_N | External | Winter | B19 | 700 | 210 | 0 | 74.63 | 58.58 | 8 | 0
2025 | RMPA_2_SPP_N | RMPA | SPP_N | External | Winter | B20 | 935 | 210 | 0 | 71.4 | 52.59 | 8 | 0
2025 | SPP_N_2_RMPA | SPP_N | RMPA | External | Shoulder | B11 | 25 | 210 | 0.02 | 67.1 | 71.44 | 5 | 0
2025 | SPP_N_2_RMPA | SPP_N | RMPA | External | Shoulder | B12 | 200 | 210 | 210 | 60.94 | 71.15 | 5 | 5.21
2025 | SPP_N_2_RMPA | SPP_N | RMPA | External | Shoulder | B13 | 600 | 210 | 210 | 60.38 | 71.15 | 5 | 5.76
2025 | SPP_N_2_RMPA | SPP_N | RMPA | External | Shoulder | B14 | 900 | 210 | 210 | 54.61 | 71.15 | 5 | 11.54
2025 | SPP_N_2_RMPA | SPP_N | RMPA | External | Shoulder | B15 | 1203 | 210 | 210 | 16.71 | 71.15 | 5 | 49.44
2025 | SPP_N_2_RMPA | SPP_N | RMPA | External | Summer | B1 | 10 | 210 | 210 | 64.34 | 102.08 | 5 | 32.73
2025 | SPP_N_2_RMPA | SPP_N | RMPA | External | Summer | B2 | 25 | 210 | 0.01 | 94.74 | 98.67 | 5 | 0
2025 | SPP_N_2_RMPA | SPP_N | RMPA | External | Summer | B3 | 75 | 210 | 0 | 95.6 | 98.67 | 5 | 0
2025 | SPP_N_2_RMPA | SPP_N | RMPA | External | Summer | B4 | 100 | 210 | 0 | 91.75 | 94.97 | 5 | 0
2025 | SPP_N_2_RMPA | SPP_N | RMPA | External | Summer | B5 | 200 | 210 | 0 | 83.79 | 86.7 | 5 | 0
2025 | SPP_N_2_RMPA | SPP_N | RMPA | External | Summer | B6 | 300 | 210 | 0 | 70.72 | 71.15 | 5 | 0
2025 | SPP_N_2_RMPA | SPP_N | RMPA | External | Summer | B7 | 400 | 210 | 85.59 | 64.45 | 69.45 | 5 | 0
2025 | SPP_N_2_RMPA | SPP_N | RMPA | External | Summer | B8 | 500 | 210 | 210 | 61.71 | 69.45 | 5 | 2.74
2025 | SPP_N_2_RMPA | SPP_N | RMPA | External | Summer | B9 | 800 | 210 | 210 | 59.48 | 69.45 | 5 | 4.96
2025 | SPP_N_2_RMPA | SPP_N | RMPA | External | Summer | B10 | 1262 | 210 | 210 | 51.25 | 69.45 | 5 | 13.2
2025 | SPP_N_2_RMPA | SPP_N | RMPA | External | Winter | B16 | 25 | 210 | 210 | 63.8 | 75.18 | 5 | 6.38
2025 | SPP_N_2_RMPA | SPP_N | RMPA | External | Winter | B17 | 100 | 210 | 210 | 60.33 | 75.18 | 5 | 9.85
2025 | SPP_N_2_RMPA | SPP_N | RMPA | External | Winter | B18 | 400 | 210 | 210 | 62.67 | 74.63 | 5 | 6.96
2025 | SPP_N_2_RMPA | SPP_N | RMPA | External | Winter | B19 | 700 | 210 | 210 | 58.58 | 74.63 | 5 | 11.05
2025 | SPP_N_2_RMPA | SPP_N | RMPA | External | Winter | B20 | 935 | 210 | 210 | 52.59 | 71.4 | 5 | 13.81
2025 | SPP_S_2_ERCOT | SPP_S | ERCOT | External | Shoulder | B11 | 25 | 800 | 0.03 | 67.11 | 71.7 | 5 | 0
2025 | SPP_S_2_ERCOT | SPP_S | ERCOT | External | Shoulder | B12 | 200 | 800 | 0 | 60.95 | 65.66 | 5 | 0
2025 | SPP_S_2_ERCOT | SPP_S | ERCOT | External | Shoulder | B13 | 600 | 800 | 800 | 60.4 | 65.66 | 5 | 0.27
2025 | SPP_S_2_ERCOT | SPP_S | ERCOT | External | Shoulder | B14 | 900 | 800 | 800 | 54.61 | 65.66 | 5 | 6.06
2025 | SPP_S_2_ERCOT | SPP_S | ERCOT | External | Shoulder | B15 | 1203 | 800 | 800 | 13.15 | 57.26 | 5 | 39.1
2025 | SPP_S_2_ERCOT | SPP_S | ERCOT | External | Summer | B1 | 10 | 800 | 800 | 64.34 | 103.06 | 5 | 33.72
2025 | SPP_S_2_ERCOT | SPP_S | ERCOT | External | Summer | B2 | 25 | 800 | 0 | 93.24 | 94.65 | 5 | 0
2025 | SPP_S_2_ERCOT | SPP_S | ERCOT | External | Summer | B3 | 75 | 800 | 0 | 95.6 | 94.65 | 5 | 0
2025 | SPP_S_2_ERCOT | SPP_S | ERCOT | External | Summer | B4 | 100 | 800 | 0 | 91.77 | 94.65 | 5 | 0
2025 | SPP_S_2_ERCOT | SPP_S | ERCOT | External | Summer | B5 | 200 | 800 | 159.46 | 83.8 | 88.8 | 5 | 0
2025 | SPP_S_2_ERCOT | SPP_S | ERCOT | External | Summer | B6 | 300 | 800 | 0 | 70.73 | 70.9 | 5 | 0
2025 | SPP_S_2_ERCOT | SPP_S | ERCOT | External | Summer | B7 | 400 | 800 | 0 | 66.64 | 70.32 | 5 | 0
2025 | SPP_S_2_ERCOT | SPP_S | ERCOT | External | Summer | B8 | 500 | 800 | 0 | 64.34 | 64.41 | 5 | 0
2025 | SPP_S_2_ERCOT | SPP_S | ERCOT | External | Summer | B9 | 800 | 800 | 0 | 64.2 | 64.41 | 5 | 0
2025 | SPP_S_2_ERCOT | SPP_S | ERCOT | External | Summer | B10 | 1262 | 800 | 800 | 51.27 | 64.41 | 5 | 8.14
2025 | SPP_S_2_ERCOT | SPP_S | ERCOT | External | Winter | B16 | 25 | 800 | 799.87 | 63.82 | 68.92 | 5 | 0.1
2025 | SPP_S_2_ERCOT | SPP_S | ERCOT | External | Winter | B17 | 100 | 800 | 800 | 60.34 | 68.38 | 5 | 3.04
2025 | SPP_S_2_ERCOT | SPP_S | ERCOT | External | Winter | B18 | 400 | 800 | 800 | 62.68 | 68.38 | 5 | 0.69
2025 | SPP_S_2_ERCOT | SPP_S | ERCOT | External | Winter | B19 | 700 | 800 | 800 | 58.59 | 68.38 | 5 | 4.79
2025 | SPP_S_2_ERCOT | SPP_S | ERCOT | External | Winter | B20 | 935 | 800 | 800 | 52.59 | 59.57 | 5 | 1.97
2030 | AZ_NM_SNV_Coal_2_SPP_S | AZ_NM_SNV_Coal | SPP_S | External | Shoulder | B11 | 25 | 400 | 0 | 82.05 | 79.53 | 8.17 | 0
2030 | AZ_NM_SNV_Coal_2_SPP_S | AZ_NM_SNV_Coal | SPP_S | External | Shoulder | B12 | 200 | 400 | 0 | 82.05 | 69.62 | 8.17 | 0
2030 | AZ_NM_SNV_Coal_2_SPP_S | AZ_NM_SNV_Coal | SPP_S | External | Shoulder | B13 | 600 | 400 | 0 | 82.05 | 68.75 | 8.17 | 0
2030 | AZ_NM_SNV_Coal_2_SPP_S | AZ_NM_SNV_Coal | SPP_S | External | Shoulder | B14 | 900 | 400 | 0 | 82.05 | 48.23 | 8.17 | 0
2030 | AZ_NM_SNV_Coal_2_SPP_S | AZ_NM_SNV_Coal | SPP_S | External | Shoulder | B15 | 1203 | 400 | 0 | 82.05 | 0.01 | 8.17 | 0
2030 | AZ_NM_SNV_Coal_2_SPP_S | AZ_NM_SNV_Coal | SPP_S | External | Summer | B1 | 10 | 400 | 0 | 119.4 | 77.84 | 8.17 | 0
2030 | AZ_NM_SNV_Coal_2_SPP_S | AZ_NM_SNV_Coal | SPP_S | External | Summer | B2 | 25 | 400 | 0 | 113.24 | 114.26 | 8.17 | 0
2030 | AZ_NM_SNV_Coal_2_SPP_S | AZ_NM_SNV_Coal | SPP_S | External | Summer | B3 | 75 | 400 | 0 | 111.26 | 117.43 | 8.17 | 0
2030 | AZ_NM_SNV_Coal_2_SPP_S | AZ_NM_SNV_Coal | SPP_S | External | Summer | B4 | 100 | 400 | 400 | 105.16 | 114.26 | 8.17 | 0.94
2030 | AZ_NM_SNV_Coal_2_SPP_S | AZ_NM_SNV_Coal | SPP_S | External | Summer | B5 | 200 | 400 | 400 | 92.51 | 110.46 | 8.17 | 9.78
2030 | AZ_NM_SNV_Coal_2_SPP_S | AZ_NM_SNV_Coal | SPP_S | External | Summer | B6 | 300 | 400 | 0 | 91.38 | 97.03 | 8.17 | 0
2030 | AZ_NM_SNV_Coal_2_SPP_S | AZ_NM_SNV_Coal | SPP_S | External | Summer | B7 | 400 | 400 | 0 | 85.34 | 81.52 | 8.17 | 0
2030 | AZ_NM_SNV_Coal_2_SPP_S | AZ_NM_SNV_Coal | SPP_S | External | Summer | B8 | 500 | 400 | 0 | 83.2 | 77.84 | 8.17 | 0
2030 | AZ_NM_SNV_Coal_2_SPP_S | AZ_NM_SNV_Coal | SPP_S | External | Summer | B9 | 800 | 400 | 0 | 81.88 | 77.84 | 8.17 | 0
2030 | AZ_NM_SNV_Coal_2_SPP_S | AZ_NM_SNV_Coal | SPP_S | External | Summer | B10 | 1262 | 400 | 0 | 80.09 | 60.57 | 8.17 | 0
2030 | AZ_NM_SNV_Coal_2_SPP_S | AZ_NM_SNV_Coal | SPP_S | External | Winter | B16 | 25 | 400 | 0 | 85.81 | 69.4 | 8.17 | 0
2030 | AZ_NM_SNV_Coal_2_SPP_S | AZ_NM_SNV_Coal | SPP_S | External | Winter | B17 | 100 | 400 | 0 | 85.81 | 66.9 | 8.17 | 0
2030 | AZ_NM_SNV_Coal_2_SPP_S | AZ_NM_SNV_Coal | SPP_S | External | Winter | B18 | 400 | 400 | 0 | 85.76 | 69.42 | 8.17 | 0
2030 | AZ_NM_SNV_Coal_2_SPP_S | AZ_NM_SNV_Coal | SPP_S | External | Winter | B19 | 700 | 400 | 0 | 85.76 | 66.91 | 8.17 | 0
2030 | AZ_NM_SNV_Coal_2_SPP_S | AZ_NM_SNV_Coal | SPP_S | External | Winter | B20 | 935 | 400 | 0 | 84.94 | 18.87 | 8.17 | 0
2030 | ERCOT_2_SPP_S | ERCOT | SPP_S | External | Shoulder | B11 | 25 | 800 | 0 | 86.77 | 79.53 | 8 | 0
2030 | ERCOT_2_SPP_S | ERCOT | SPP_S | External | Shoulder | B12 | 200 | 800 | 0 | 79.43 | 69.62 | 8 | 0
2030 | ERCOT_2_SPP_S | ERCOT | SPP_S | External | Shoulder | B13 | 600 | 800 | 0 | 79.43 | 68.75 | 8 | 0
2030 | ERCOT_2_SPP_S | ERCOT | SPP_S | External | Shoulder | B14 | 900 | 800 | 0 | 79.43 | 48.23 | 8 | 0
2030 | ERCOT_2_SPP_S | ERCOT | SPP_S | External | Shoulder | B15 | 1203 | 800 | 0 | 68.96 | 0.01 | 8 | 0
2030 | ERCOT_2_SPP_S | ERCOT | SPP_S | External | Summer | B1 | 10 | 800 | 0 | 130.76 | 77.84 | 8 | 0
2030 | ERCOT_2_SPP_S | ERCOT | SPP_S | External | Summer | B2 | 25 | 800 | 0 | 125.77 | 114.26 | 8 | 0
2030 | ERCOT_2_SPP_S | ERCOT | SPP_S | External | Summer | B3 | 75 | 800 | 0 | 114.94 | 117.43 | 8 | 0
2030 | ERCOT_2_SPP_S | ERCOT | SPP_S | External | Summer | B4 | 100 | 800 | 0 | 114.94 | 114.26 | 8 | 0
2030 | ERCOT_2_SPP_S | ERCOT | SPP_S | External | Summer | B5 | 200 | 800 | 0 | 114.94 | 110.46 | 8 | 0
2030 | ERCOT_2_SPP_S | ERCOT | SPP_S | External | Summer | B6 | 300 | 800 | 388.46 | 89.03 | 97.03 | 8 | 0
2030 | ERCOT_2_SPP_S | ERCOT | SPP_S | External | Summer | B7 | 400 | 800 | 0 | 85.26 | 81.52 | 8 | 0
2030 | ERCOT_2_SPP_S | ERCOT | SPP_S | External | Summer | B8 | 500 | 800 | 0 | 78.05 | 77.84 | 8 | 0
2030 | ERCOT_2_SPP_S | ERCOT | SPP_S | External | Summer | B9 | 800 | 800 | 0 | 78.05 | 77.84 | 8 | 0
2030 | ERCOT_2_SPP_S | ERCOT | SPP_S | External | Summer | B10 | 1262 | 800 | 0 | 78.05 | 60.57 | 8 | 0
2030 | ERCOT_2_SPP_S | ERCOT | SPP_S | External | Winter | B16 | 25 | 800 | 0 | 82.39 | 69.4 | 8 | 0
2030 | ERCOT_2_SPP_S | ERCOT | SPP_S | External | Winter | B17 | 100 | 800 | 0 | 82.39 | 66.9 | 8 | 0
2030 | ERCOT_2_SPP_S | ERCOT | SPP_S | External | Winter | B18 | 400 | 800 | 0 | 82.39 | 69.42 | 8 | 0
2030 | ERCOT_2_SPP_S | ERCOT | SPP_S | External | Winter | B19 | 700 | 800 | 0 | 82.39 | 66.91 | 8 | 0
2030 | ERCOT_2_SPP_S | ERCOT | SPP_S | External | Winter | B20 | 935 | 800 | 0 | 71.58 | 18.87 | 8 | 0
2030 | MAPP_US_2_RMPA | MAPP_US | RMPA | External | Shoulder | B11 | 25 | 200 | 28.8 | 76.11 | 84.11 | 8 | 0
2030 | MAPP_US_2_RMPA | MAPP_US | RMPA | External | Shoulder | B12 | 200 | 200 | 200 | 67.61 | 80.33 | 8 | 4.72
2030 | MAPP_US_2_RMPA | MAPP_US | RMPA | External | Shoulder | B13 | 600 | 200 | 200 | 66.72 | 80.33 | 8 | 5.6
2030 | MAPP_US_2_RMPA | MAPP_US | RMPA | External | Shoulder | B14 | 900 | 200 | 200 | 58.87 | 80.33 | 8 | 13.45
2030 | MAPP_US_2_RMPA | MAPP_US | RMPA | External | Shoulder | B15 | 1203 | 200 | 200 | 5.01 | 80.33 | 8 | 67.32
2030 | MAPP_US_2_RMPA | MAPP_US | RMPA | External | Summer | B1 | 10 | 200 | 199.97 | 116.74 | 126.41 | 8 | 1.68
2030 | MAPP_US_2_RMPA | MAPP_US | RMPA | External | Summer | B2 | 25 | 200 | 0.01 | 114.53 | 121.4 | 8 | 0
2030 | MAPP_US_2_RMPA | MAPP_US | RMPA | External | Summer | B3 | 75 | 200 | 0 | 115.42 | 119.43 | 8 | 0
2030 | MAPP_US_2_RMPA | MAPP_US | RMPA | External | Summer | B4 | 100 | 200 | 0 | 114.53 | 113.32 | 8 | 0
2030 | MAPP_US_2_RMPA | MAPP_US | RMPA | External | Summer | B5 | 200 | 200 | 0 | 108.43 | 100.68 | 8 | 0
2030 | MAPP_US_2_RMPA | MAPP_US | RMPA | External | Summer | B6 | 300 | 200 | 0 | 95 | 89.01 | 8 | 0
2030 | MAPP_US_2_RMPA | MAPP_US | RMPA | External | Summer | B7 | 400 | 200 | 0 | 79.49 | 84.46 | 8 | 0
2030 | MAPP_US_2_RMPA | MAPP_US | RMPA | External | Summer | B8 | 500 | 200 | 200 | 70.53 | 84.46 | 8 | 5.93
2030 | MAPP_US_2_RMPA | MAPP_US | RMPA | External | Summer | B9 | 800 | 200 | 200 | 66.14 | 84.46 | 8 | 10.32
2030 | MAPP_US_2_RMPA | MAPP_US | RMPA | External | Summer | B10 | 1262 | 200 | 200 | 56.81 | 84.46 | 8 | 19.65
2030 | MAPP_US_2_RMPA | MAPP_US | RMPA | External | Winter | B16 | 25 | 200 | 200 | 47.55 | 90.8 | 8 | 35.25
2030 | MAPP_US_2_RMPA | MAPP_US | RMPA | External | Winter | B17 | 100 | 200 | 200 | 52.89 | 90.8 | 8 | 29.91
2030 | MAPP_US_2_RMPA | MAPP_US | RMPA | External | Winter | B18 | 400 | 200 | 200 | 67.39 | 85.94 | 8 | 10.55
2030 | MAPP_US_2_RMPA | MAPP_US | RMPA | External | Winter | B19 | 700 | 200 | 200 | 64.89 | 85.94 | 8 | 13.05
2030 | MAPP_US_2_RMPA | MAPP_US | RMPA | External | Winter | B20 | 935 | 200 | 200 | 23.84 | 76.77 | 8 | 44.93
2030 | NE_2_RMPA | NE | RMPA | External | Shoulder | B11 | 25 | 310 | 309.99 | 78.11 | 84.11 | 5 | 1
2030 | NE_2_RMPA | NE | RMPA | External | Shoulder | B12 | 200 | 310 | 310 | 69.59 | 80.33 | 5 | 5.73
2030 | NE_2_RMPA | NE | RMPA | External | Shoulder | B13 | 600 | 310 | 310 | 68.72 | 80.33 | 5 | 6.6
2030 | NE_2_RMPA | NE | RMPA | External | Shoulder | B14 | 900 | 310 | 310 | 53.87 | 80.33 | 5 | 21.45
2030 | NE_2_RMPA | NE | RMPA | External | Shoulder | B15 | 1203 | 310 | 310 | 0.01 | 80.33 | 5 | 75.32
2030 | NE_2_RMPA | NE | RMPA | External | Summer | B1 | 10 | 310 | 309.99 | 118.73 | 126.41 | 5 | 2.68
2030 | NE_2_RMPA | NE | RMPA | External | Summer | B2 | 25 | 310 | 0.09 | 116.53 | 121.4 | 5 | 0
2030 | NE_2_RMPA | NE | RMPA | External | Summer | B3 | 75 | 310 | 0 | 117.42 | 119.43 | 5 | 0
2030 | NE_2_RMPA | NE | RMPA | External | Summer | B4 | 100 | 310 | 0 | 116.53 | 113.32 | 5 | 0
2030 | NE_2_RMPA | NE | RMPA | External | Summer | B5 | 200 | 310 | 0 | 110.43 | 100.68 | 5 | 0
2030 | NE_2_RMPA | NE | RMPA | External | Summer | B6 | 300 | 310 | 0 | 97 | 89.01 | 5 | 0
2030 | NE_2_RMPA | NE | RMPA | External | Summer | B7 | 400 | 310 | 0 | 81.49 | 84.46 | 5 | 0
2030 | NE_2_RMPA | NE | RMPA | External | Summer | B8 | 500 | 310 | 310 | 72.53 | 84.46 | 5 | 6.93
2030 | NE_2_RMPA | NE | RMPA | External | Summer | B9 | 800 | 310 | 310 | 68.14 | 84.46 | 5 | 11.32
2030 | NE_2_RMPA | NE | RMPA | External | Summer | B10 | 1262 | 310 | 310 | 58.81 | 84.46 | 5 | 20.65
2030 | NE_2_RMPA | NE | RMPA | External | Winter | B16 | 25 | 310 | 310 | 11.86 | 90.8 | 5 | 73.94
2030 | NE_2_RMPA | NE | RMPA | External | Winter | B17 | 100 | 310 | 310 | 47.89 | 90.8 | 5 | 37.91
2030 | NE_2_RMPA | NE | RMPA | External | Winter | B18 | 400 | 310 | 310 | 64.84 | 85.94 | 5 | 16.1
2030 | NE_2_RMPA | NE | RMPA | External | Winter | B19 | 700 | 310 | 310 | 64.84 | 85.94 | 5 | 16.1
2030 | NE_2_RMPA | NE | RMPA | External | Winter | B20 | 935 | 310 | 310 | 18.84 | 76.77 | 5 | 52.93
2030 | NWPP_Coal_2_MAPP_US | NWPP_Coal | MAPP_US | External | Shoulder | B11 | 25 | 150 | 0 | 88.49 | 76.11 | 8 | 0
2030 | NWPP_Coal_2_MAPP_US | NWPP_Coal | MAPP_US | External | Shoulder | B12 | 200 | 150 | 0 | 88.49 | 67.61 | 8 | 0
2030 | NWPP_Coal_2_MAPP_US | NWPP_Coal | MAPP_US | External | Shoulder | B13 | 600 | 150 | 0 | 88.49 | 66.72 | 8 | 0
2030 | NWPP_Coal_2_MAPP_US | NWPP_Coal | MAPP_US | External | Shoulder | B14 | 900 | 150 | 0 | 88.49 | 58.87 | 8 | 0
2030 | NWPP_Coal_2_MAPP_US | NWPP_Coal | MAPP_US | External | Shoulder | B15 | 1203 | 150 | 0 | 88.49 | 5.01 | 8 | 0
2030 | NWPP_Coal_2_MAPP_US | NWPP_Coal | MAPP_US | External | Summer | B1 | 10 | 150 | 0.02 | 111.24 | 116.74 | 8 | 0
2030 | NWPP_Coal_2_MAPP_US | NWPP_Coal | MAPP_US | External | Summer | B2 | 25 | 150 | 149.99 | 105.07 | 114.53 | 8 | 1.46
2030 | NWPP_Coal_2_MAPP_US | NWPP_Coal | MAPP_US | External | Summer | B3 | 75 | 150 | 150 | 101.02 | 115.42 | 8 | 6.4
2030 | NWPP_Coal_2_MAPP_US | NWPP_Coal | MAPP_US | External | Summer | B4 | 100 | 150 | 150 | 91.37 | 114.53 | 8 | 15.16
2030 | NWPP_Coal_2_MAPP_US | NWPP_Coal | MAPP_US | External | Summer | B5 | 200 | 150 | 150 | 91.37 | 108.43 | 8 | 9.07
2030 | NWPP_Coal_2_MAPP_US | NWPP_Coal | MAPP_US | External | Summer | B6 | 300 | 150 | 0 | 91.37 | 95 | 8 | 0
2030 | NWPP_Coal_2_MAPP_US | NWPP_Coal | MAPP_US | External | Summer | B7 | 400 | 150 | 0 | 91.37 | 79.49 | 8 | 0
2030 | NWPP_Coal_2_MAPP_US | NWPP_Coal | MAPP_US | External | Summer | B8 | 500 | 150 | 0 | 91.37 | 70.53 | 8 | 0
2030 | NWPP_Coal_2_MAPP_US | NWPP_Coal | MAPP_US | External | Summer | B9 | 800 | 150 | 0 | 91.37 | 66.14 | 8 | 0
2030 | NWPP_Coal_2_MAPP_US | NWPP_Coal | MAPP_US | External | Summer | B10 | 1262 | 150 | 0 | 91.37 | 56.81 | 8 | 0
2030 | NWPP_Coal_2_MAPP_US | NWPP_Coal | MAPP_US | External | Winter | B16 | 25 | 150 | 0 | 93.1 | 47.55 | 8 | 0
2030 | NWPP_Coal_2_MAPP_US | NWPP_Coal | MAPP_US | External | Winter | B17 | 100 | 150 | 0 | 93.1 | 52.89 | 8 | 0
2030 | NWPP_Coal_2_MAPP_US | NWPP_Coal | MAPP_US | External | Winter | B18 | 400 | 150 | 0 | 93.1 | 67.39 | 8 | 0
2030 | NWPP_Coal_2_MAPP_US | NWPP_Coal | MAPP_US | External | Winter | B19 | 700 | 150 | 0 | 93.1 | 64.89 | 8 | 0
2030 | NWPP_Coal_2_MAPP_US | NWPP_Coal | MAPP_US | External | Winter | B20 | 935 | 150 | 0 | 93.1 | 23.84 | 8 | 0
2030 | RMPA_2_MAPP_US | RMPA | MAPP_US | External | Shoulder | B11 | 25 | 200 | 0 | 84.11 | 76.11 | 8 | 0
2030 | RMPA_2_MAPP_US | RMPA | MAPP_US | External | Shoulder | B12 | 200 | 200 | 0 | 80.33 | 67.61 | 8 | 0
2030 | RMPA_2_MAPP_US | RMPA | MAPP_US | External | Shoulder | B13 | 600 | 200 | 0 | 80.33 | 66.72 | 8 | 0
2030 | RMPA_2_MAPP_US | RMPA | MAPP_US | External | Shoulder | B14 | 900 | 200 | 0 | 80.33 | 58.87 | 8 | 0
2030 | RMPA_2_MAPP_US | RMPA | MAPP_US | External | Shoulder | B15 | 1203 | 200 | 0 | 80.33 | 5.01 | 8 | 0
2030 | RMPA_2_MAPP_US | RMPA | MAPP_US | External | Summer | B1 | 10 | 200 | 0 | 126.41 | 116.74 | 8 | 0
2030 | RMPA_2_MAPP_US | RMPA | MAPP_US | External | Summer | B2 | 25 | 200 | 0 | 121.4 | 114.53 | 8 | 0
2030 | RMPA_2_MAPP_US | RMPA | MAPP_US | External | Summer | B3 | 75 | 200 | 0 | 119.43 | 115.42 | 8 | 0
2030 | RMPA_2_MAPP_US | RMPA | MAPP_US | External | Summer | B4 | 100 | 200 | 0 | 113.32 | 114.53 | 8 | 0
2030 | RMPA_2_MAPP_US | RMPA | MAPP_US | External | Summer | B5 | 200 | 200 | 0 | 100.68 | 108.43 | 8 | 0
2030 | RMPA_2_MAPP_US | RMPA | MAPP_US | External | Summer | B6 | 300 | 200 | 0 | 89.01 | 95 | 8 | 0
2030 | RMPA_2_MAPP_US | RMPA | MAPP_US | External | Summer | B7 | 400 | 200 | 0 | 84.46 | 79.49 | 8 | 0
2030 | RMPA_2_MAPP_US | RMPA | MAPP_US | External | Summer | B8 | 500 | 200 | 0 | 84.46 | 70.53 | 8 | 0
2030 | RMPA_2_MAPP_US | RMPA | MAPP_US | External | Summer | B9 | 800 | 200 | 0 | 84.46 | 66.14 | 8 | 0
2030 | RMPA_2_MAPP_US | RMPA | MAPP_US | External | Summer | B10 | 1262 | 200 | 0 | 84.46 | 56.81 | 8 | 0
2030 | RMPA_2_MAPP_US | RMPA | MAPP_US | External | Winter | B16 | 25 | 200 | 0 | 90.8 | 47.55 | 8 | 0
2030 | RMPA_2_MAPP_US | RMPA | MAPP_US | External | Winter | B17 | 100 | 200 | 0 | 90.8 | 52.89 | 8 | 0
2030 | RMPA_2_MAPP_US | RMPA | MAPP_US | External | Winter | B18 | 400 | 200 | 0 | 85.94 | 67.39 | 8 | 0
2030 | RMPA_2_MAPP_US | RMPA | MAPP_US | External | Winter | B19 | 700 | 200 | 0 | 85.94 | 64.89 | 8 | 0
2030 | RMPA_2_MAPP_US | RMPA | MAPP_US | External | Winter | B20 | 935 | 200 | 0 | 76.77 | 23.84 | 8 | 0
2030 | RMPA_2_NE | RMPA | NE | External | Shoulder | B11 | 25 | 310 | 0 | 84.11 | 78.11 | 8 | 0
2030 | RMPA_2_NE | RMPA | NE | External | Shoulder | B12 | 200 | 310 | 0 | 80.33 | 69.59 | 8 | 0
2030 | RMPA_2_NE | RMPA | NE | External | Shoulder | B13 | 600 | 310 | 0 | 80.33 | 68.72 | 8 | 0
2030 | RMPA_2_NE | RMPA | NE | External | Shoulder | B14 | 900 | 310 | 0 | 80.33 | 53.87 | 8 | 0
2030 | RMPA_2_NE | RMPA | NE | External | Shoulder | B15 | 1203 | 310 | 0 | 80.33 | 0.01 | 8 | 0
2030 | RMPA_2_NE | RMPA | NE | External | Summer | B1 | 10 | 310 | 0 | 126.41 | 118.73 | 8 | 0
2030 | RMPA_2_NE | RMPA | NE | External | Summer | B2 | 25 | 310 | 0 | 121.4 | 116.53 | 8 | 0
2030 | RMPA_2_NE | RMPA | NE | External | Summer | B3 | 75 | 310 | 0 | 119.43 | 117.42 | 8 | 0
2030 | RMPA_2_NE | RMPA | NE | External | Summer | B4 | 100 | 310 | 0 | 113.32 | 116.53 | 8 | 0
2030 | RMPA_2_NE | RMPA | NE | External | Summer | B5 | 200 | 310 | 310 | 100.68 | 110.43 | 8 | 1.76
2030 | RMPA_2_NE | RMPA | NE | External | Summer | B6 | 300 | 310 | 0.09 | 89.01 | 97 | 8 | 0
2030 | RMPA_2_NE | RMPA | NE | External | Summer | B7 | 400 | 310 | 0 | 84.46 | 81.49 | 8 | 0
2030 | RMPA_2_NE | RMPA | NE | External | Summer | B8 | 500 | 310 | 0 | 84.46 | 72.53 | 8 | 0
2030 | RMPA_2_NE | RMPA | NE | External | Summer | B9 | 800 | 310 | 0 | 84.46 | 68.14 | 8 | 0
2030 | RMPA_2_NE | RMPA | NE | External | Summer | B10 | 1262 | 310 | 0 | 84.46 | 58.81 | 8 | 0
2030 | RMPA_2_NE | RMPA | NE | External | Winter | B16 | 25 | 310 | 0 | 90.8 | 11.86 | 8 | 0
2030 | RMPA_2_NE | RMPA | NE | External | Winter | B17 | 100 | 310 | 0 | 90.8 | 47.89 | 8 | 0
2030 | RMPA_2_NE | RMPA | NE | External | Winter | B18 | 400 | 310 | 0 | 85.94 | 64.84 | 8 | 0
2030 | RMPA_2_NE | RMPA | NE | External | Winter | B19 | 700 | 310 | 0 | 85.94 | 64.84 | 8 | 0
2030 | RMPA_2_NE | RMPA | NE | External | Winter | B20 | 935 | 310 | 0 | 76.77 | 18.84 | 8 | 0
2030 | RMPA_2_SPP_N | RMPA | SPP_N | External | Shoulder | B11 | 25 | 210 | 0 | 84.11 | 78.11 | 8 | 0
2030 | RMPA_2_SPP_N | RMPA | SPP_N | External | Shoulder | B12 | 200 | 210 | 0 | 80.33 | 69.61 | 8 | 0
2030 | RMPA_2_SPP_N | RMPA | SPP_N | External | Shoulder | B13 | 600 | 210 | 0 | 80.33 | 68.73 | 8 | 0
2030 | RMPA_2_SPP_N | RMPA | SPP_N | External | Shoulder | B14 | 900 | 210 | 0 | 80.33 | 53.88 | 8 | 0
2030 | RMPA_2_SPP_N | RMPA | SPP_N | External | Shoulder | B15 | 1203 | 210 | 0 | 80.33 | 0.02 | 8 | 0
2030 | RMPA_2_SPP_N | RMPA | SPP_N | External | Summer | B1 | 10 | 210 | 0 | 126.41 | 77.83 | 8 | 0
2030 | RMPA_2_SPP_N | RMPA | SPP_N | External | Summer | B2 | 25 | 210 | 0 | 121.4 | 116.53 | 8 | 0
2030 | RMPA_2_SPP_N | RMPA | SPP_N | External | Summer | B3 | 75 | 210 | 0 | 119.43 | 117.43 | 8 | 0
2030 | RMPA_2_SPP_N | RMPA | SPP_N | External | Summer | B4 | 100 | 210 | 0 | 113.32 | 116.54 | 8 | 0
2030 | RMPA_2_SPP_N | RMPA | SPP_N | External | Summer | B5 | 200 | 210 | 210 | 100.68 | 110.44 | 8 | 1.77
2030 | RMPA_2_SPP_N | RMPA | SPP_N | External | Summer | B6 | 300 | 210 | 1.7 | 89.01 | 97.01 | 8 | 0
2030 | RMPA_2_SPP_N | RMPA | SPP_N | External | Summer | B7 | 400 | 210 | 0 | 84.46 | 81.5 | 8 | 0
2030 | RMPA_2_SPP_N | RMPA | SPP_N | External | Summer | B8 | 500 | 210 | 0 | 84.46 | 73.13 | 8 | 0
2030 | RMPA_2_SPP_N | RMPA | SPP_N | External | Summer | B9 | 800 | 210 | 0 | 84.46 | 70.16 | 8 | 0
2030 | RMPA_2_SPP_N | RMPA | SPP_N | External | Summer | B10 | 1262 | 210 | 0 | 84.46 | 60.56 | 8 | 0
2030 | RMPA_2_SPP_N | RMPA | SPP_N | External | Winter | B16 | 25 | 210 | 0 | 90.8 | 69.39 | 8 | 0
2030 | RMPA_2_SPP_N | RMPA | SPP_N | External | Winter | B17 | 100 | 210 | 0 | 90.8 | 66.89 | 8 | 0
2030 | RMPA_2_SPP_N | RMPA | SPP_N | External | Winter | B18 | 400 | 210 | 0 | 85.94 | 69.4 | 8 | 0
2030 | RMPA_2_SPP_N | RMPA | SPP_N | External | Winter | B19 | 700 | 210 | 0 | 85.94 | 66.9 | 8 | 0
2030 | RMPA_2_SPP_N | RMPA | SPP_N | External | Winter | B20 | 935 | 210 | 0 | 76.77 | 18.86 | 8 | 0
2030 | SPP_N_2_RMPA | SPP_N | RMPA | External | Shoulder | B11 | 25 | 210 | 209.99 | 78.11 | 84.11 | 5 | 1
2030 | SPP_N_2_RMPA | SPP_N | RMPA | External | Shoulder | B12 | 200 | 210 | 210 | 69.61 | 80.33 | 5 | 5.72
2030 | SPP_N_2_RMPA | SPP_N | RMPA | External | Shoulder | B13 | 600 | 210 | 210 | 68.73 | 80.33 | 5 | 6.59
2030 | SPP_N_2_RMPA | SPP_N | RMPA | External | Shoulder | B14 | 900 | 210 | 210 | 53.88 | 80.33 | 5 | 21.44
2030 | SPP_N_2_RMPA | SPP_N | RMPA | External | Shoulder | B15 | 1203 | 210 | 210 | 0.02 | 80.33 | 5 | 75.3
2030 | SPP_N_2_RMPA | SPP_N | RMPA | External | Summer | B1 | 10 | 210 | 210 | 77.83 | 126.41 | 5 | 43.58
2030 | SPP_N_2_RMPA | SPP_N | RMPA | External | Summer | B2 | 25 | 210 | 0.09 | 116.53 | 121.4 | 5 | 0
2030 | SPP_N_2_RMPA | SPP_N | RMPA | External | Summer | B3 | 75 | 210 | 0 | 117.43 | 119.43 | 5 | 0
2030 | SPP_N_2_RMPA | SPP_N | RMPA | External | Summer | B4 | 100 | 210 | 0 | 116.54 | 113.32 | 5 | 0
2030 | SPP_N_2_RMPA | SPP_N | RMPA | External | Summer | B5 | 200 | 210 | 0 | 110.44 | 100.68 | 5 | 0
2030 | SPP_N_2_RMPA | SPP_N | RMPA | External | Summer | B6 | 300 | 210 | 0 | 97.01 | 89.01 | 5 | 0
2030 | SPP_N_2_RMPA | SPP_N | RMPA | External | Summer | B7 | 400 | 210 | 0 | 81.5 | 84.46 | 5 | 0
2030 | SPP_N_2_RMPA | SPP_N | RMPA | External | Summer | B8 | 500 | 210 | 210 | 73.13 | 84.46 | 5 | 6.34
2030 | SPP_N_2_RMPA | SPP_N | RMPA | External | Summer | B9 | 800 | 210 | 210 | 70.16 | 84.46 | 5 | 9.3
2030 | SPP_N_2_RMPA | SPP_N | RMPA | External | Summer | B10 | 1262 | 210 | 210 | 60.56 | 84.46 | 5 | 18.9
2030 | SPP_N_2_RMPA | SPP_N | RMPA | External | Winter | B16 | 25 | 210 | 210 | 69.39 | 90.8 | 5 | 16.41
2030 | SPP_N_2_RMPA | SPP_N | RMPA | External | Winter | B17 | 100 | 210 | 210 | 66.89 | 90.8 | 5 | 18.91
2030 | SPP_N_2_RMPA | SPP_N | RMPA | External | Winter | B18 | 400 | 210 | 210 | 69.4 | 85.94 | 5 | 11.53
2030 | SPP_N_2_RMPA | SPP_N | RMPA | External | Winter | B19 | 700 | 210 | 210 | 66.9 | 85.94 | 5 | 14.04
2030 | SPP_N_2_RMPA | SPP_N | RMPA | External | Winter | B20 | 935 | 210 | 210 | 18.86 | 76.77 | 5 | 52.92
2030 | SPP_S_2_ERCOT | SPP_S | ERCOT | External | Shoulder | B11 | 25 | 800 | 799.99 | 79.53 | 86.77 | 5 | 2.25
2030 | SPP_S_2_ERCOT | SPP_S | ERCOT | External | Shoulder | B12 | 200 | 800 | 800 | 69.62 | 79.43 | 5 | 4.81
2030 | SPP_S_2_ERCOT | SPP_S | ERCOT | External | Shoulder | B13 | 600 | 800 | 800 | 68.75 | 79.43 | 5 | 5.68
2030 | SPP_S_2_ERCOT | SPP_S | ERCOT | External | Shoulder | B14 | 900 | 800 | 800 | 48.23 | 79.43 | 5 | 26.2
2030 | SPP_S_2_ERCOT | SPP_S | ERCOT | External | Shoulder | B15 | 1203 | 800 | 800 | 0.01 | 68.96 | 5 | 63.95
2030 | SPP_S_2_ERCOT | SPP_S | ERCOT | External | Summer | B1 | 10 | 800 | 800 | 77.84 | 130.76 | 5 | 47.92
2030 | SPP_S_2_ERCOT | SPP_S | ERCOT | External | Summer | B2 | 25 | 800 | 800 | 114.26 | 125.77 | 5 | 6.51
2030 | SPP_S_2_ERCOT | SPP_S | ERCOT | External | Summer | B3 | 75 | 800 | 0 | 117.43 | 114.94 | 5 | 0
2030 | SPP_S_2_ERCOT | SPP_S | ERCOT | External | Summer | B4 | 100 | 800 | 0 | 114.26 | 114.94 | 5 | 0
2030 | SPP_S_2_ERCOT | SPP_S | ERCOT | External | Summer | B5 | 200 | 800 | 0 | 110.46 | 114.94 | 5 | 0
2030 | SPP_S_2_ERCOT | SPP_S | ERCOT | External | Summer | B6 | 300 | 800 | 0 | 97.03 | 89.03 | 5 | 0
2030 | SPP_S_2_ERCOT | SPP_S | ERCOT | External | Summer | B7 | 400 | 800 | 0 | 81.52 | 85.26 | 5 | 0
2030 | SPP_S_2_ERCOT | SPP_S | ERCOT | External | Summer | B8 | 500 | 800 | 0 | 77.84 | 78.05 | 5 | 0
2030 | SPP_S_2_ERCOT | SPP_S | ERCOT | External | Summer | B9 | 800 | 800 | 0 | 77.84 | 78.05 | 5 | 0
2030 | SPP_S_2_ERCOT | SPP_S | ERCOT | External | Summer | B10 | 1262 | 800 | 800 | 60.57 | 78.05 | 5 | 12.47
2030 | SPP_S_2_ERCOT | SPP_S | ERCOT | External | Winter | B16 | 25 | 800 | 800 | 69.4 | 82.39 | 5 | 7.99
2030 | SPP_S_2_ERCOT | SPP_S | ERCOT | External | Winter | B17 | 100 | 800 | 800 | 66.9 | 82.39 | 5 | 10.49
2030 | SPP_S_2_ERCOT | SPP_S | ERCOT | External | Winter | B18 | 400 | 800 | 800 | 69.42 | 82.39 | 5 | 7.98
2030 | SPP_S_2_ERCOT | SPP_S | ERCOT | External | Winter | B19 | 700 | 800 | 800 | 66.91 | 82.39 | 5 | 10.48
2030 | SPP_S_2_ERCOT | SPP_S | ERCOT | External | Winter | B20 | 935 | 800 | 800 | 18.87 | 71.58 | 5 | 47.71
2035 | AZ_NM_SNV_Coal_2_SPP_S | AZ_NM_SNV_Coal | SPP_S | External | Shoulder | B11 | 25 | 400 | 0 | 111.9 | 111.66 | 8.17 | 0
2035 | AZ_NM_SNV_Coal_2_SPP_S | AZ_NM_SNV_Coal | SPP_S | External | Shoulder | B12 | 200 | 400 | 0 | 103.75 | 93.09 | 8.17 | 0
2035 | AZ_NM_SNV_Coal_2_SPP_S | AZ_NM_SNV_Coal | SPP_S | External | Shoulder | B13 | 600 | 400 | 0 | 102.39 | 88.82 | 8.17 | 0
2035 | AZ_NM_SNV_Coal_2_SPP_S | AZ_NM_SNV_Coal | SPP_S | External | Shoulder | B14 | 900 | 400 | 0 | 102.15 | 1.81 | 8.17 | 0
2035 | AZ_NM_SNV_Coal_2_SPP_S | AZ_NM_SNV_Coal | SPP_S | External | Shoulder | B15 | 1203 | 400 | 0 | 96.82 | 1.81 | 8.17 | 0
2035 | AZ_NM_SNV_Coal_2_SPP_S | AZ_NM_SNV_Coal | SPP_S | External | Summer | B1 | 10 | 400 | 0 | 165.01 | 1.83 | 8.17 | 0
2035 | AZ_NM_SNV_Coal_2_SPP_S | AZ_NM_SNV_Coal | SPP_S | External | Summer | B2 | 25 | 400 | 399.99 | 156.21 | 166.38 | 8.17 | 2
2035 | AZ_NM_SNV_Coal_2_SPP_S | AZ_NM_SNV_Coal | SPP_S | External | Summer | B3 | 75 | 400 | 400 | 138.66 | 168.75 | 8.17 | 21.92
2035 | AZ_NM_SNV_Coal_2_SPP_S | AZ_NM_SNV_Coal | SPP_S | External | Summer | B4 | 100 | 400 | 400 | 123.97 | 160.64 | 8.17 | 28.5
2035 | AZ_NM_SNV_Coal_2_SPP_S | AZ_NM_SNV_Coal | SPP_S | External | Summer | B5 | 200 | 400 | 0 | 123.97 | 123.44 | 8.17 | 0
2035 | AZ_NM_SNV_Coal_2_SPP_S | AZ_NM_SNV_Coal | SPP_S | External | Summer | B6 | 300 | 400 | 0 | 116.6 | 117.36 | 8.17 | 0
2035 | AZ_NM_SNV_Coal_2_SPP_S | AZ_NM_SNV_Coal | SPP_S | External | Summer | B7 | 400 | 400 | 0 | 116.6 | 114.59 | 8.17 | 0
2035 | AZ_NM_SNV_Coal_2_SPP_S | AZ_NM_SNV_Coal | SPP_S | External | Summer | B8 | 500 | 400 | 0 | 116.6 | 114.59 | 8.17 | 0
2035 | AZ_NM_SNV_Coal_2_SPP_S | AZ_NM_SNV_Coal | SPP_S | External | Summer | B9 | 800 | 400 | 0 | 116.6 | 94.12 | 8.17 | 0
2035 | AZ_NM_SNV_Coal_2_SPP_S | AZ_NM_SNV_Coal | SPP_S | External | Summer | B10 | 1262 | 400 | 0 | 115.79 | 79.55 | 8.17 | 0
2035 | AZ_NM_SNV_Coal_2_SPP_S | AZ_NM_SNV_Coal | SPP_S | External | Winter | B16 | 25 | 400 | 0 | 106.07 | 1.84 | 8.17 | 0
2035 | AZ_NM_SNV_Coal_2_SPP_S | AZ_NM_SNV_Coal | SPP_S | External | Winter | B17 | 100 | 400 | 0 | 103.75 | 1.84 | 8.17 | 0
2035 | AZ_NM_SNV_Coal_2_SPP_S | AZ_NM_SNV_Coal | SPP_S | External | Winter | B18 | 400 | 400 | 0 | 101.06 | 92.45 | 8.17 | 0
2035 | AZ_NM_SNV_Coal_2_SPP_S | AZ_NM_SNV_Coal | SPP_S | External | Winter | B19 | 700 | 400 | 0 | 101.06 | 64.67 | 8.17 | 0
2035 | AZ_NM_SNV_Coal_2_SPP_S | AZ_NM_SNV_Coal | SPP_S | External | Winter | B20 | 935 | 400 | 0 | 98.66 | 1.81 | 8.17 | 0
2035 | ERCOT_2_SPP_S | ERCOT | SPP_S | External | Shoulder | B11 | 25 | 800 | 0 | 116.36 | 111.66 | 8 | 0
2035 | ERCOT_2_SPP_S | ERCOT | SPP_S | External | Shoulder | B12 | 200 | 800 | 0 | 116.36 | 93.09 | 8 | 0
2035 | ERCOT_2_SPP_S | ERCOT | SPP_S | External | Shoulder | B13 | 600 | 800 | 0 | 116.36 | 88.82 | 8 | 0
2035 | ERCOT_2_SPP_S | ERCOT | SPP_S | External | Shoulder | B14 | 900 | 800 | 0 | 100.38 | 1.81 | 8 | 0
2035 | ERCOT_2_SPP_S | ERCOT | SPP_S | External | Shoulder | B15 | 1203 | 800 | 0 | 100.38 | 1.81 | 8 | 0
2035 | ERCOT_2_SPP_S | ERCOT | SPP_S | External | Summer | B1 | 10 | 800 | 0 | 190.23 | 1.83 | 8 | 0
2035 | ERCOT_2_SPP_S | ERCOT | SPP_S | External | Summer | B2 | 25 | 800 | 0 | 190.23 | 166.38 | 8 | 0
2035 | ERCOT_2_SPP_S | ERCOT | SPP_S | External | Summer | B3 | 75 | 800 | 730.69 | 160.75 | 168.75 | 8 | 0
2035 | ERCOT_2_SPP_S | ERCOT | SPP_S | External | Summer | B4 | 100 | 800 | 800 | 114.8 | 160.64 | 8 | 37.84
2035 | ERCOT_2_SPP_S | ERCOT | SPP_S | External | Summer | B5 | 200 | 800 | 800 | 114.8 | 123.44 | 8 | 0.64
2035 | ERCOT_2_SPP_S | ERCOT | SPP_S | External | Summer | B6 | 300 | 800 | 0 | 114.8 | 117.36 | 8 | 0
2035 | ERCOT_2_SPP_S | ERCOT | SPP_S | External | Summer | B7 | 400 | 800 | 0 | 114.8 | 114.59 | 8 | 0
2035 | ERCOT_2_SPP_S | ERCOT | SPP_S | External | Summer | B8 | 500 | 800 | 0 | 114.8 | 114.59 | 8 | 0
2035 | ERCOT_2_SPP_S | ERCOT | SPP_S | External | Summer | B9 | 800 | 800 | 0 | 103.56 | 94.12 | 8 | 0
2035 | ERCOT_2_SPP_S | ERCOT | SPP_S | External | Summer | B10 | 1262 | 800 | 0 | 99.05 | 79.55 | 8 | 0
2035 | ERCOT_2_SPP_S | ERCOT | SPP_S | External | Winter | B16 | 25 | 800 | 0 | 119.63 | 1.84 | 8 | 0
2035 | ERCOT_2_SPP_S | ERCOT | SPP_S | External | Winter | B17 | 100 | 800 | 0 | 119.63 | 1.84 | 8 | 0
2035 | ERCOT_2_SPP_S | ERCOT | SPP_S | External | Winter | B18 | 400 | 800 | 0 | 119.63 | 92.45 | 8 | 0
2035 | ERCOT_2_SPP_S | ERCOT | SPP_S | External | Winter | B19 | 700 | 800 | 0 | 103.15 | 64.67 | 8 | 0
2035 | ERCOT_2_SPP_S | ERCOT | SPP_S | External | Winter | B20 | 935 | 800 | 0 | 103.15 | 1.81 | 8 | 0
2035 | MAPP_US_2_RMPA | MAPP_US | RMPA | External | Shoulder | B11 | 25 | 200 | 0 | 109.66 | 103.74 | 8 | 0
2035 | MAPP_US_2_RMPA | MAPP_US | RMPA | External | Shoulder | B12 | 200 | 200 | 200 | 91.08 | 102.98 | 8 | 3.9
2035 | MAPP_US_2_RMPA | MAPP_US | RMPA | External | Shoulder | B13 | 600 | 200 | 200 | 91.03 | 99.88 | 8 | 0.85
2035 | MAPP_US_2_RMPA | MAPP_US | RMPA | External | Shoulder | B14 | 900 | 200 | 200 | 44.95 | 99.88 | 8 | 46.93
2035 | MAPP_US_2_RMPA | MAPP_US | RMPA | External | Shoulder | B15 | 1203 | 200 | 200 | 30.94 | 99.88 | 8 | 60.94
2035 | MAPP_US_2_RMPA | MAPP_US | RMPA | External | Summer | B1 | 10 | 200 | 0 | 175.35 | 173.18 | 8 | 0
2035 | MAPP_US_2_RMPA | MAPP_US | RMPA | External | Summer | B2 | 25 | 200 | 0 | 172.38 | 164.38 | 8 | 0
2035 | MAPP_US_2_RMPA | MAPP_US | RMPA | External | Summer | B3 | 75 | 200 | 0 | 172.38 | 166.38 | 8 | 0
2035 | MAPP_US_2_RMPA | MAPP_US | RMPA | External | Summer | B4 | 100 | 200 | 0 | 158.65 | 150.65 | 8 | 0
2035 | MAPP_US_2_RMPA | MAPP_US | RMPA | External | Summer | B5 | 200 | 200 | 0 | 136.44 | 130.44 | 8 | 0
2035 | MAPP_US_2_RMPA | MAPP_US | RMPA | External | Summer | B6 | 300 | 200 | 0 | 116.16 | 123.16 | 8 | 0
2035 | MAPP_US_2_RMPA | MAPP_US | RMPA | External | Summer | B7 | 400 | 200 | 200 | 107.86 | 123.16 | 8 | 7.3
2035 | MAPP_US_2_RMPA | MAPP_US | RMPA | External | Summer | B8 | 500 | 200 | 200 | 102.27 | 123.16 | 8 | 12.88
2035 | MAPP_US_2_RMPA | MAPP_US | RMPA | External | Summer | B9 | 800 | 200 | 200 | 90.71 | 115.79 | 8 | 17.09
2035 | MAPP_US_2_RMPA | MAPP_US | RMPA | External | Summer | B10 | 1262 | 200 | 200 | 77.53 | 115.79 | 8 | 30.26
2035 | MAPP_US_2_RMPA | MAPP_US | RMPA | External | Winter | B16 | 25 | 200 | 200 | 24.39 | 123.03 | 8 | 90.64
2035 | MAPP_US_2_RMPA | MAPP_US | RMPA | External | Winter | B17 | 100 | 200 | 200 | 45.59 | 111.9 | 8 | 58.31
2035 | MAPP_US_2_RMPA | MAPP_US | RMPA | External | Winter | B18 | 400 | 200 | 200 | 89.58 | 106.72 | 8 | 9.14
2035 | MAPP_US_2_RMPA | MAPP_US | RMPA | External | Winter | B19 | 700 | 200 | 200 | 89.58 | 106.72 | 8 | 9.14
2035 | MAPP_US_2_RMPA | MAPP_US | RMPA | External | Winter | B20 | 935 | 200 | 200 | 60.05 | 90.49 | 8 | 22.44
2035 | NE_2_RMPA | NE | RMPA | External | Shoulder | B11 | 25 | 310 | 0 | 111.66 | 103.74 | 5 | 0
2035 | NE_2_RMPA | NE | RMPA | External | Shoulder | B12 | 200 | 310 | 310 | 93.08 | 102.98 | 5 | 4.9
2035 | NE_2_RMPA | NE | RMPA | External | Shoulder | B13 | 600 | 310 | 310 | 86.03 | 99.88 | 5 | 8.85
2035 | NE_2_RMPA | NE | RMPA | External | Shoulder | B14 | 900 | 310 | 310 | 1.81 | 99.88 | 5 | 93.07
2035 | NE_2_RMPA | NE | RMPA | External | Shoulder | B15 | 1203 | 310 | 310 | 1.81 | 99.88 | 5 | 93.07
2035 | NE_2_RMPA | NE | RMPA | External | Summer | B1 | 10 | 310 | 0 | 177.35 | 173.18 | 5 | 0
2035 | NE_2_RMPA | NE | RMPA | External | Summer | B2 | 25 | 310 | 0 | 167.38 | 164.38 | 5 | 0
2035 | NE_2_RMPA | NE | RMPA | External | Summer | B3 | 75 | 310 | 0 | 174.38 | 166.38 | 5 | 0
2035 | NE_2_RMPA | NE | RMPA | External | Summer | B4 | 100 | 310 | 0 | 160.65 | 150.65 | 5 | 0
2035 | NE_2_RMPA | NE | RMPA | External | Summer | B5 | 200 | 310 | 0 | 138.44 | 130.44 | 5 | 0
2035 | NE_2_RMPA | NE | RMPA | External | Summer | B6 | 300 | 310 | 143.21 | 118.16 | 123.16 | 5 | 0
2035 | NE_2_RMPA | NE | RMPA | External | Summer | B7 | 400 | 310 | 310 | 109.86 | 123.16 | 5 | 8.3
2035 | NE_2_RMPA | NE | RMPA | External | Summer | B8 | 500 | 310 | 310 | 104.27 | 123.16 | 5 | 13.88
2035 | NE_2_RMPA | NE | RMPA | External | Summer | B9 | 800 | 310 | 310 | 92.71 | 115.79 | 5 | 18.09
2035 | NE_2_RMPA | NE | RMPA | External | Summer | B10 | 1262 | 310 | 310 | 79.52 | 115.79 | 5 | 31.27
2035 | NE_2_RMPA | NE | RMPA | External | Winter | B16 | 25 | 310 | 310 | 1.81 | 123.03 | 5 | 116.22
2035 | NE_2_RMPA | NE | RMPA | External | Winter | B17 | 100 | 310 | 310 | 1.81 | 111.9 | 5 | 105.09
2035 | NE_2_RMPA | NE | RMPA | External | Winter | B18 | 400 | 310 | 310 | 68.41 | 106.72 | 5 | 33.32
2035 | NE_2_RMPA | NE | RMPA | External | Winter | B19 | 700 | 310 | 310 | 68.07 | 106.72 | 5 | 33.65
2035 | NE_2_RMPA | NE | RMPA | External | Winter | B20 | 935 | 310 | 310 | 1.81 | 90.49 | 5 | 83.68
2035 | NWPP_Coal_2_MAPP_US | NWPP_Coal | MAPP_US | External | Shoulder | B11 | 25 | 150 | 0 | 103.74 | 109.66 | 8 | 0
2035 | NWPP_Coal_2_MAPP_US | NWPP_Coal | MAPP_US | External | Shoulder | B12 | 200 | 150 | 0 | 103.74 | 91.08 | 8 | 0
2035 | NWPP_Coal_2_MAPP_US | NWPP_Coal | MAPP_US | External | Shoulder | B13 | 600 | 150 | 0 | 103.74 | 91.03 | 8 | 0
2035 | NWPP_Coal_2_MAPP_US | NWPP_Coal | MAPP_US | External | Shoulder | B14 | 900 | 150 | 0 | 103.74 | 44.95 | 8 | 0
2035 | NWPP_Coal_2_MAPP_US | NWPP_Coal | MAPP_US | External | Shoulder | B15 | 1203 | 150 | 0 | 103.74 | 30.94 | 8 | 0
2035 | NWPP_Coal_2_MAPP_US | NWPP_Coal | MAPP_US | External | Summer | B1 | 10 | 150 | 150 | 154.19 | 175.35 | 8 | 13.16
2035 | NWPP_Coal_2_MAPP_US | NWPP_Coal | MAPP_US | External | Summer | B2 | 25 | 150 | 150 | 123.96 | 172.38 | 8 | 40.42
2035 | NWPP_Coal_2_MAPP_US | NWPP_Coal | MAPP_US | External | Summer | B3 | 75 | 150 | 150 | 123.96 | 172.38 | 8 | 40.42
2035 | NWPP_Coal_2_MAPP_US | NWPP_Coal | MAPP_US | External | Summer | B4 | 100 | 150 | 150 | 123.96 | 158.65 | 8 | 26.69
2035 | NWPP_Coal_2_MAPP_US | NWPP_Coal | MAPP_US | External | Summer | B5 | 200 | 150 | 150 | 123.96 | 136.44 | 8 | 4.48
2035 | NWPP_Coal_2_MAPP_US | NWPP_Coal | MAPP_US | External | Summer | B6 | 300 | 150 | 0 | 123.96 | 116.16 | 8 | 0
2035 | NWPP_Coal_2_MAPP_US | NWPP_Coal | MAPP_US | External | Summer | B7 | 400 | 150 | 0 | 123.96 | 107.86 | 8 | 0
2035 | NWPP_Coal_2_MAPP_US | NWPP_Coal | MAPP_US | External | Summer | B8 | 500 | 150 | 0 | 123.96 | 102.27 | 8 | 0
2035 | NWPP_Coal_2_MAPP_US | NWPP_Coal | MAPP_US | External | Summer | B9 | 800 | 150 | 0 | 123.96 | 90.71 | 8 | 0
2035 | NWPP_Coal_2_MAPP_US | NWPP_Coal | MAPP_US | External | Summer | B10 | 1262 | 150 | 0 | 123.96 | 77.53 | 8 | 0
2035 | NWPP_Coal_2_MAPP_US | NWPP_Coal | MAPP_US | External | Winter | B16 | 25 | 150 | 0 | 103.74 | 24.39 | 8 | 0
2035 | NWPP_Coal_2_MAPP_US | NWPP_Coal | MAPP_US | External | Winter | B17 | 100 | 150 | 0 | 103.74 | 45.59 | 8 | 0
2035 | NWPP_Coal_2_MAPP_US | NWPP_Coal | MAPP_US | External | Winter | B18 | 400 | 150 | 0 | 103.74 | 89.58 | 8 | 0
2035 | NWPP_Coal_2_MAPP_US | NWPP_Coal | MAPP_US | External | Winter | B19 | 700 | 150 | 0 | 103.74 | 89.58 | 8 | 0
2035 | NWPP_Coal_2_MAPP_US | NWPP_Coal | MAPP_US | External | Winter | B20 | 935 | 150 | 0 | 103.74 | 60.05 | 8 | 0
2035 | RMPA_2_MAPP_US | RMPA | MAPP_US | External | Shoulder | B11 | 25 | 200 | 0 | 103.74 | 109.66 | 8 | 0
2035 | RMPA_2_MAPP_US | RMPA | MAPP_US | External | Shoulder | B12 | 200 | 200 | 0 | 102.98 | 91.08 | 8 | 0
2035 | RMPA_2_MAPP_US | RMPA | MAPP_US | External | Shoulder | B13 | 600 | 200 | 0 | 99.88 | 91.03 | 8 | 0
2035 | RMPA_2_MAPP_US | RMPA | MAPP_US | External | Shoulder | B14 | 900 | 200 | 0 | 99.88 | 44.95 | 8 | 0
2035 | RMPA_2_MAPP_US | RMPA | MAPP_US | External | Shoulder | B15 | 1203 | 200 | 0 | 99.88 | 30.94 | 8 | 0
2035 | RMPA_2_MAPP_US | RMPA | MAPP_US | External | Summer | B1 | 10 | 200 | 0 | 173.18 | 175.35 | 8 | 0
2035 | RMPA_2_MAPP_US | RMPA | MAPP_US | External | Summer | B2 | 25 | 200 | 70.13 | 164.38 | 172.38 | 8 | 0
2035 | RMPA_2_MAPP_US | RMPA | MAPP_US | External | Summer | B3 | 75 | 200 | 0 | 166.38 | 172.38 | 8 | 0
2035 | RMPA_2_MAPP_US | RMPA | MAPP_US | External | Summer | B4 | 100 | 200 | 29.43 | 150.65 | 158.65 | 8 | 0
2035 | RMPA_2_MAPP_US | RMPA | MAPP_US | External | Summer | B5 | 200 | 200 | 0 | 130.44 | 136.44 | 8 | 0
2035 | RMPA_2_MAPP_US | RMPA | MAPP_US | External | Summer | B6 | 300 | 200 | 0 | 123.16 | 116.16 | 8 | 0
2035 | RMPA_2_MAPP_US | RMPA | MAPP_US | External | Summer | B7 | 400 | 200 | 0 | 123.16 | 107.86 | 8 | 0
2035 | RMPA_2_MAPP_US | RMPA | MAPP_US | External | Summer | B8 | 500 | 200 | 0 | 123.16 | 102.27 | 8 | 0
2035 | RMPA_2_MAPP_US | RMPA | MAPP_US | External | Summer | B9 | 800 | 200 | 0 | 115.79 | 90.71 | 8 | 0
2035 | RMPA_2_MAPP_US | RMPA | MAPP_US | External | Summer | B10 | 1262 | 200 | 0 | 115.79 | 77.53 | 8 | 0
2035 | RMPA_2_MAPP_US | RMPA | MAPP_US | External | Winter | B16 | 25 | 200 | 0 | 123.03 | 24.39 | 8 | 0
2035 | RMPA_2_MAPP_US | RMPA | MAPP_US | External | Winter | B17 | 100 | 200 | 0 | 111.9 | 45.59 | 8 | 0
2035 | RMPA_2_MAPP_US | RMPA | MAPP_US | External | Winter | B18 | 400 | 200 | 0 | 106.72 | 89.58 | 8 | 0
2035 | RMPA_2_MAPP_US | RMPA | MAPP_US | External | Winter | B19 | 700 | 200 | 0 | 106.72 | 89.58 | 8 | 0
2035 | RMPA_2_MAPP_US | RMPA | MAPP_US | External | Winter | B20 | 935 | 200 | 0 | 90.49 | 60.05 | 8 | 0
2035 | RMPA_2_NE | RMPA | NE | External | Shoulder | B11 | 25 | 310 | 0.2 | 103.74 | 111.66 | 8 | 0
2035 | RMPA_2_NE | RMPA | NE | External | Shoulder | B12 | 200 | 310 | 0 | 102.98 | 93.08 | 8 | 0
2035 | RMPA_2_NE | RMPA | NE | External | Shoulder | B13 | 600 | 310 | 0 | 99.88 | 86.03 | 8 | 0
2035 | RMPA_2_NE | RMPA | NE | External | Shoulder | B14 | 900 | 310 | 0 | 99.88 | 1.81 | 8 | 0
2035 | RMPA_2_NE | RMPA | NE | External | Shoulder | B15 | 1203 | 310 | 0 | 99.88 | 1.81 | 8 | 0
2035 | RMPA_2_NE | RMPA | NE | External | Summer | B1 | 10 | 310 | 0.01 | 173.18 | 177.35 | 8 | 0
2035 | RMPA_2_NE | RMPA | NE | External | Summer | B2 | 25 | 310 | 0 | 164.38 | 167.38 | 8 | 0
2035 | RMPA_2_NE | RMPA | NE | External | Summer | B3 | 75 | 310 | 270.13 | 166.38 | 174.38 | 8 | 0
2035 | RMPA_2_NE | RMPA | NE | External | Summer | B4 | 100 | 310 | 310 | 150.65 | 160.65 | 8 | 2
2035 | RMPA_2_NE | RMPA | NE | External | Summer | B5 | 200 | 310 | 273.21 | 130.44 | 138.44 | 8 | 0
2035 | RMPA_2_NE | RMPA | NE | External | Summer | B6 | 300 | 310 | 0 | 123.16 | 118.16 | 8 | 0
2035 | RMPA_2_NE | RMPA | NE | External | Summer | B7 | 400 | 310 | 0 | 123.16 | 109.86 | 8 | 0
2035 | RMPA_2_NE | RMPA | NE | External | Summer | B8 | 500 | 310 | 0 | 123.16 | 104.27 | 8 | 0
2035 | RMPA_2_NE | RMPA | NE | External | Summer | B9 | 800 | 310 | 0 | 115.79 | 92.71 | 8 | 0
2035 | RMPA_2_NE | RMPA | NE | External | Summer | B10 | 1262 | 310 | 0 | 115.79 | 79.52 | 8 | 0
2035 | RMPA_2_NE | RMPA | NE | External | Winter | B16 | 25 | 310 | 0 | 123.03 | 1.81 | 8 | 0
2035 | RMPA_2_NE | RMPA | NE | External | Winter | B17 | 100 | 310 | 0 | 111.9 | 1.81 | 8 | 0
2035 | RMPA_2_NE | RMPA | NE | External | Winter | B18 | 400 | 310 | 0 | 106.72 | 68.41 | 8 | 0
2035 | RMPA_2_NE | RMPA | NE | External | Winter | B19 | 700 | 310 | 0 | 106.72 | 68.07 | 8 | 0
2035 | RMPA_2_NE | RMPA | NE | External | Winter | B20 | 935 | 310 | 0 | 90.49 | 1.81 | 8 | 0
2035 | RMPA_2_SPP_N | RMPA | SPP_N | External | Shoulder | B11 | 25 | 210 | 0.17 | 103.74 | 111.65 | 8 | 0
2035 | RMPA_2_SPP_N | RMPA | SPP_N | External | Shoulder | B12 | 200 | 210 | 0 | 102.98 | 93.09 | 8 | 0
2035 | RMPA_2_SPP_N | RMPA | SPP_N | External | Shoulder | B13 | 600 | 210 | 0 | 99.88 | 88.82 | 8 | 0
2035 | RMPA_2_SPP_N | RMPA | SPP_N | External | Shoulder | B14 | 900 | 210 | 0 | 99.88 | 1.81 | 8 | 0
2035 | RMPA_2_SPP_N | RMPA | SPP_N | External | Shoulder | B15 | 1203 | 210 | 0 | 99.88 | 1.81 | 8 | 0
2035 | RMPA_2_SPP_N | RMPA | SPP_N | External | Summer | B1 | 10 | 210 | 0 | 173.18 | 1.82 | 8 | 0
2035 | RMPA_2_SPP_N | RMPA | SPP_N | External | Summer | B2 | 25 | 210 | 0 | 164.38 | 166.38 | 8 | 0
2035 | RMPA_2_SPP_N | RMPA | SPP_N | External | Summer | B3 | 75 | 210 | 172.01 | 166.38 | 174.38 | 8 | 0
2035 | RMPA_2_SPP_N | RMPA | SPP_N | External | Summer | B4 | 100 | 210 | 210 | 150.65 | 160.64 | 8 | 1.99
2035 | RMPA_2_SPP_N | RMPA | SPP_N | External | Summer | B5 | 200 | 210 | 0 | 130.44 | 123.44 | 8 | 0
2035 | RMPA_2_SPP_N | RMPA | SPP_N | External | Summer | B6 | 300 | 210 | 0 | 123.16 | 117.35 | 8 | 0
2035 | RMPA_2_SPP_N | RMPA | SPP_N | External | Summer | B7 | 400 | 210 | 0 | 123.16 | 109.87 | 8 | 0
2035 | RMPA_2_SPP_N | RMPA | SPP_N | External | Summer | B8 | 500 | 210 | 0 | 123.16 | 104.29 | 8 | 0
2035 | RMPA_2_SPP_N | RMPA | SPP_N | External | Summer | B9 | 800 | 210 | 0 | 115.79 | 94.11 | 8 | 0
2035 | RMPA_2_SPP_N | RMPA | SPP_N | External | Summer | B10 | 1262 | 210 | 0 | 115.79 | 79.53 | 8 | 0
2035 | RMPA_2_SPP_N | RMPA | SPP_N | External | Winter | B16 | 25 | 210 | 0 | 123.03 | 1.83 | 8 | 0
2035 | RMPA_2_SPP_N | RMPA | SPP_N | External | Winter | B17 | 100 | 210 | 0 | 111.9 | 1.83 | 8 | 0
2035 | RMPA_2_SPP_N | RMPA | SPP_N | External | Winter | B18 | 400 | 210 | 0 | 106.72 | 92.45 | 8 | 0
2035 | RMPA_2_SPP_N | RMPA | SPP_N | External | Winter | B19 | 700 | 210 | 0 | 106.72 | 68.09 | 8 | 0
2035 | RMPA_2_SPP_N | RMPA | SPP_N | External | Winter | B20 | 935 | 210 | 0 | 90.49 | 1.81 | 8 | 0
2035 | SPP_N_2_RMPA | SPP_N | RMPA | External | Shoulder | B11 | 25 | 210 | 0 | 111.65 | 103.74 | 5 | 0
2035 | SPP_N_2_RMPA | SPP_N | RMPA | External | Shoulder | B12 | 200 | 210 | 210 | 93.09 | 102.98 | 5 | 4.89
2035 | SPP_N_2_RMPA | SPP_N | RMPA | External | Shoulder | B13 | 600 | 210 | 210 | 88.82 | 99.88 | 5 | 6.06
2035 | SPP_N_2_RMPA | SPP_N | RMPA | External | Shoulder | B14 | 900 | 210 | 210 | 1.81 | 99.88 | 5 | 93.07
2035 | SPP_N_2_RMPA | SPP_N | RMPA | External | Shoulder | B15 | 1203 | 210 | 210 | 1.81 | 99.88 | 5 | 93.07
2035 | SPP_N_2_RMPA | SPP_N | RMPA | External | Summer | B1 | 10 | 210 | 210 | 1.82 | 173.18 | 5 | 166.36
2035 | SPP_N_2_RMPA | SPP_N | RMPA | External | Summer | B2 | 25 | 210 | 0 | 166.38 | 164.38 | 5 | 0
2035 | SPP_N_2_RMPA | SPP_N | RMPA | External | Summer | B3 | 75 | 210 | 0 | 174.38 | 166.38 | 5 | 0
2035 | SPP_N_2_RMPA | SPP_N | RMPA | External | Summer | B4 | 100 | 210 | 0 | 160.64 | 150.65 | 5 | 0
2035 | SPP_N_2_RMPA | SPP_N | RMPA | External | Summer | B5 | 200 | 210 | 210 | 123.44 | 130.44 | 5 | 2
2035 | SPP_N_2_RMPA | SPP_N | RMPA | External | Summer | B6 | 300 | 210 | 210 | 117.35 | 123.16 | 5 | 0.81
2035 | SPP_N_2_RMPA | SPP_N | RMPA | External | Summer | B7 | 400 | 210 | 210 | 109.87 | 123.16 | 5 | 8.28
2035 | SPP_N_2_RMPA | SPP_N | RMPA | External | Summer | B8 | 500 | 210 | 210 | 104.29 | 123.16 | 5 | 13.87
2035 | SPP_N_2_RMPA | SPP_N | RMPA | External | Summer | B9 | 800 | 210 | 210 | 94.11 | 115.79 | 5 | 16.68
2035 | SPP_N_2_RMPA | SPP_N | RMPA | External | Summer | B10 | 1262 | 210 | 210 | 79.53 | 115.79 | 5 | 31.26
2035 | SPP_N_2_RMPA | SPP_N | RMPA | External | Winter | B16 | 25 | 210 | 210 | 1.83 | 123.03 | 5 | 116.2
2035 | SPP_N_2_RMPA | SPP_N | RMPA | External | Winter | B17 | 100 | 210 | 210 | 1.83 | 111.9 | 5 | 105.07
2035 | SPP_N_2_RMPA | SPP_N | RMPA | External | Winter | B18 | 400 | 210 | 210 | 92.45 | 106.72 | 5 | 9.27
2035 | SPP_N_2_RMPA | SPP_N | RMPA | External | Winter | B19 | 700 | 210 | 210 | 68.09 | 106.72 | 5 | 33.64
2035 | SPP_N_2_RMPA | SPP_N | RMPA | External | Winter | B20 | 935 | 210 | 210 | 1.81 | 90.49 | 5 | 83.68
2035 | SPP_S_2_ERCOT | SPP_S | ERCOT | External | Shoulder | B11 | 25 | 800 | 0.07 | 111.66 | 116.36 | 5 | 0
2035 | SPP_S_2_ERCOT | SPP_S | ERCOT | External | Shoulder | B12 | 200 | 800 | 800 | 93.09 | 116.36 | 5 | 18.27
2035 | SPP_S_2_ERCOT | SPP_S | ERCOT | External | Shoulder | B13 | 600 | 800 | 800 | 88.82 | 116.36 | 5 | 22.55
2035 | SPP_S_2_ERCOT | SPP_S | ERCOT | External | Shoulder | B14 | 900 | 800 | 800 | 1.81 | 100.38 | 5 | 93.56
2035 | SPP_S_2_ERCOT | SPP_S | ERCOT | External | Shoulder | B15 | 1203 | 800 | 800 | 1.81 | 100.38 | 5 | 93.56
2035 | SPP_S_2_ERCOT | SPP_S | ERCOT | External | Summer | B1 | 10 | 800 | 800 | 1.83 | 190.23 | 5 | 183.4
2035 | SPP_S_2_ERCOT | SPP_S | ERCOT | External | Summer | B2 | 25 | 800 | 800 | 166.38 | 190.23 | 5 | 18.85
2035 | SPP_S_2_ERCOT | SPP_S | ERCOT | External | Summer | B3 | 75 | 800 | 0 | 168.75 | 160.75 | 5 | 0
2035 | SPP_S_2_ERCOT | SPP_S | ERCOT | External | Summer | B4 | 100 | 800 | 0 | 160.64 | 114.8 | 5 | 0
2035 | SPP_S_2_ERCOT | SPP_S | ERCOT | External | Summer | B5 | 200 | 800 | 0 | 123.44 | 114.8 | 5 | 0
2035 | SPP_S_2_ERCOT | SPP_S | ERCOT | External | Summer | B6 | 300 | 800 | 0 | 117.36 | 114.8 | 5 | 0
2035 | SPP_S_2_ERCOT | SPP_S | ERCOT | External | Summer | B7 | 400 | 800 | 0 | 114.59 | 114.8 | 5 | 0
2035 | SPP_S_2_ERCOT | SPP_S | ERCOT | External | Summer | B8 | 500 | 800 | 0 | 114.59 | 114.8 | 5 | 0
2035 | SPP_S_2_ERCOT | SPP_S | ERCOT | External | Summer | B9 | 800 | 800 | 800 | 94.12 | 103.56 | 5 | 4.44
2035 | SPP_S_2_ERCOT | SPP_S | ERCOT | External | Summer | B10 | 1262 | 800 | 800 | 79.55 | 99.05 | 5 | 14.5
2035 | SPP_S_2_ERCOT | SPP_S | ERCOT | External | Winter | B16 | 25 | 800 | 800 | 1.84 | 119.63 | 5 | 112.79
2035 | SPP_S_2_ERCOT | SPP_S | ERCOT | External | Winter | B17 | 100 | 800 | 800 | 1.84 | 119.63 | 5 | 112.79
2035 | SPP_S_2_ERCOT | SPP_S | ERCOT | External | Winter | B18 | 400 | 800 | 800 | 92.45 | 119.63 | 5 | 22.18
2035 | SPP_S_2_ERCOT | SPP_S | ERCOT | External | Winter | B19 | 700 | 800 | 800 | 64.67 | 103.15 | 5 | 33.49
2035 | SPP_S_2_ERCOT | SPP_S | ERCOT | External | Winter | B20 | 935 | 800 | 800 | 1.81 | 103.15 | 5 | 96.34
2040 | AZ_NM_SNV_Coal_2_SPP_S | AZ_NM_SNV_Coal | SPP_S | External | Shoulder | B11 | 25 | 400 | 399.97 | 129.52 | 138.54 | 8.17 | 0.85
2040 | AZ_NM_SNV_Coal_2_SPP_S | AZ_NM_SNV_Coal | SPP_S | External | Shoulder | B12 | 200 | 400 | 0 | 121.37 | 121.79 | 8.17 | 0
2040 | AZ_NM_SNV_Coal_2_SPP_S | AZ_NM_SNV_Coal | SPP_S | External | Shoulder | B13 | 600 | 400 | 0 | 121.37 | 108.19 | 8.17 | 0
2040 | AZ_NM_SNV_Coal_2_SPP_S | AZ_NM_SNV_Coal | SPP_S | External | Shoulder | B14 | 900 | 400 | 0 | 121.37 | 11.28 | 8.17 | 0
2040 | AZ_NM_SNV_Coal_2_SPP_S | AZ_NM_SNV_Coal | SPP_S | External | Shoulder | B15 | 1203 | 400 | 0 | 105.05 | 11.28 | 8.17 | 0
2040 | AZ_NM_SNV_Coal_2_SPP_S | AZ_NM_SNV_Coal | SPP_S | External | Summer | B1 | 10 | 400 | 0 | 219.66 | 11.29 | 8.17 | 0
2040 | AZ_NM_SNV_Coal_2_SPP_S | AZ_NM_SNV_Coal | SPP_S | External | Summer | B2 | 25 | 400 | 0 | 219.66 | 222.51 | 8.17 | 0
2040 | AZ_NM_SNV_Coal_2_SPP_S | AZ_NM_SNV_Coal | SPP_S | External | Summer | B3 | 75 | 400 | 400 | 183.54 | 224.42 | 8.17 | 32.71
2040 | AZ_NM_SNV_Coal_2_SPP_S | AZ_NM_SNV_Coal | SPP_S | External | Summer | B4 | 100 | 400 | 0 | 163.07 | 166.46 | 8.17 | 0
2040 | AZ_NM_SNV_Coal_2_SPP_S | AZ_NM_SNV_Coal | SPP_S | External | Summer | B5 | 200 | 400 | 0 | 153.79 | 155.24 | 8.17 | 0
2040 | AZ_NM_SNV_Coal_2_SPP_S | AZ_NM_SNV_Coal | SPP_S | External | Summer | B6 | 300 | 400 | 0 | 153.79 | 152.81 | 8.17 | 0
2040 | AZ_NM_SNV_Coal_2_SPP_S | AZ_NM_SNV_Coal | SPP_S | External | Summer | B7 | 400 | 400 | 0 | 153.79 | 152.14 | 8.17 | 0
2040 | AZ_NM_SNV_Coal_2_SPP_S | AZ_NM_SNV_Coal | SPP_S | External | Summer | B8 | 500 | 400 | 0 | 153.79 | 144.36 | 8.17 | 0
2040 | AZ_NM_SNV_Coal_2_SPP_S | AZ_NM_SNV_Coal | SPP_S | External | Summer | B9 | 800 | 400 | 0 | 149.47 | 126.05 | 8.17 | 0
2040 | AZ_NM_SNV_Coal_2_SPP_S | AZ_NM_SNV_Coal | SPP_S | External | Summer | B10 | 1262 | 400 | 0 | 133.14 | 92.8 | 8.17 | 0
2040 | AZ_NM_SNV_Coal_2_SPP_S | AZ_NM_SNV_Coal | SPP_S | External | Winter | B16 | 25 | 400 | 0 | 132.66 | 11.28 | 8.17 | 0
2040 | AZ_NM_SNV_Coal_2_SPP_S | AZ_NM_SNV_Coal | SPP_S | External | Winter | B17 | 100 | 400 | 0 | 127.81 | 11.28 | 8.17 | 0
2040 | AZ_NM_SNV_Coal_2_SPP_S | AZ_NM_SNV_Coal | SPP_S | External | Winter | B18 | 400 | 400 | 0 | 121.37 | 123.83 | 8.17 | 0
2040 | AZ_NM_SNV_Coal_2_SPP_S | AZ_NM_SNV_Coal | SPP_S | External | Winter | B19 | 700 | 400 | 0 | 121.37 | 11.28 | 8.17 | 0
2040 | AZ_NM_SNV_Coal_2_SPP_S | AZ_NM_SNV_Coal | SPP_S | External | Winter | B20 | 935 | 400 | 0 | 105.05 | 11.28 | 8.17 | 0
2040 | ERCOT_2_SPP_S | ERCOT | SPP_S | External | Shoulder | B11 | 25 | 800 | 0 | 154.08 | 138.54 | 8 | 0
2040 | ERCOT_2_SPP_S | ERCOT | SPP_S | External | Shoulder | B12 | 200 | 800 | 0 | 154.08 | 121.79 | 8 | 0
2040 | ERCOT_2_SPP_S | ERCOT | SPP_S | External | Shoulder | B13 | 600 | 800 | 0 | 132.45 | 108.19 | 8 | 0
2040 | ERCOT_2_SPP_S | ERCOT | SPP_S | External | Shoulder | B14 | 900 | 800 | 0 | 132.45 | 11.28 | 8 | 0
2040 | ERCOT_2_SPP_S | ERCOT | SPP_S | External | Shoulder | B15 | 1203 | 800 | 0 | 79.4 | 11.28 | 8 | 0
2040 | ERCOT_2_SPP_S | ERCOT | SPP_S | External | Summer | B1 | 10 | 800 | 0 | 250.98 | 11.29 | 8 | 0
2040 | ERCOT_2_SPP_S | ERCOT | SPP_S | External | Summer | B2 | 25 | 800 | 0 | 250.98 | 222.51 | 8 | 0
2040 | ERCOT_2_SPP_S | ERCOT | SPP_S | External | Summer | B3 | 75 | 800 | 561.44 | 216.42 | 224.42 | 8 | 0
2040 | ERCOT_2_SPP_S | ERCOT | SPP_S | External | Summer | B4 | 100 | 800 | 800 | 152.35 | 166.46 | 8 | 6.11
2040 | ERCOT_2_SPP_S | ERCOT | SPP_S | External | Summer | B5 | 200 | 800 | 0 | 152.35 | 155.24 | 8 | 0
2040 | ERCOT_2_SPP_S | ERCOT | SPP_S | External | Summer | B6 | 300 | 800 | 0 | 152.35 | 152.81 | 8 | 0
2040 | ERCOT_2_SPP_S | ERCOT | SPP_S | External | Summer | B7 | 400 | 800 | 0 | 152.35 | 152.14 | 8 | 0
2040 | ERCOT_2_SPP_S | ERCOT | SPP_S | External | Summer | B8 | 500 | 800 | 0 | 152.35 | 144.36 | 8 | 0
2040 | ERCOT_2_SPP_S | ERCOT | SPP_S | External | Summer | B9 | 800 | 800 | 0 | 130.98 | 126.05 | 8 | 0
2040 | ERCOT_2_SPP_S | ERCOT | SPP_S | External | Summer | B10 | 1262 | 800 | 0 | 130.98 | 92.8 | 8 | 0
2040 | ERCOT_2_SPP_S | ERCOT | SPP_S | External | Winter | B16 | 25 | 800 | 0 | 157.69 | 11.28 | 8 | 0
2040 | ERCOT_2_SPP_S | ERCOT | SPP_S | External | Winter | B17 | 100 | 800 | 0 | 157.69 | 11.28 | 8 | 0
2040 | ERCOT_2_SPP_S | ERCOT | SPP_S | External | Winter | B18 | 400 | 800 | 0 | 135.52 | 123.83 | 8 | 0
2040 | ERCOT_2_SPP_S | ERCOT | SPP_S | External | Winter | B19 | 700 | 800 | 0 | 135.52 | 11.28 | 8 | 0
2040 | ERCOT_2_SPP_S | ERCOT | SPP_S | External | Winter | B20 | 935 | 800 | 0 | 78.95 | 11.28 | 8 | 0
2040 | MAPP_US_2_RMPA | MAPP_US | RMPA | External | Shoulder | B11 | 25 | 200 | 0 | 136.52 | 130.53 | 8 | 0
2040 | MAPP_US_2_RMPA | MAPP_US | RMPA | External | Shoulder | B12 | 200 | 200 | 0 | 122.92 | 127.96 | 8 | 0
2040 | MAPP_US_2_RMPA | MAPP_US | RMPA | External | Shoulder | B13 | 600 | 200 | 0 | 113.19 | 113.2 | 8 | 0
2040 | MAPP_US_2_RMPA | MAPP_US | RMPA | External | Shoulder | B14 | 900 | 200 | 200 | 69.61 | 113.2 | 8 | 35.59
2040 | MAPP_US_2_RMPA | MAPP_US | RMPA | External | Shoulder | B15 | 1203 | 200 | 200 | 55.6 | 113.19 | 8 | 49.59
2040 | MAPP_US_2_RMPA | MAPP_US | RMPA | External | Summer | B1 | 10 | 200 | 0 | 231.45 | 227.83 | 8 | 0
2040 | MAPP_US_2_RMPA | MAPP_US | RMPA | External | Summer | B2 | 25 | 200 | 0 | 231.44 | 227.82 | 8 | 0
2040 | MAPP_US_2_RMPA | MAPP_US | RMPA | External | Summer | B3 | 75 | 200 | 0 | 231.44 | 225.44 | 8 | 0
2040 | MAPP_US_2_RMPA | MAPP_US | RMPA | External | Summer | B4 | 100 | 200 | 0 | 164.46 | 162.52 | 8 | 0
2040 | MAPP_US_2_RMPA | MAPP_US | RMPA | External | Summer | B5 | 200 | 200 | 200 | 153.23 | 161.95 | 8 | 0.73
2040 | MAPP_US_2_RMPA | MAPP_US | RMPA | External | Summer | B6 | 300 | 200 | 200 | 145.9 | 161.95 | 8 | 8.05
2040 | MAPP_US_2_RMPA | MAPP_US | RMPA | External | Summer | B7 | 400 | 200 | 200 | 137.4 | 157.63 | 8 | 12.22
2040 | MAPP_US_2_RMPA | MAPP_US | RMPA | External | Summer | B8 | 500 | 200 | 200 | 121.27 | 145.62 | 8 | 16.36
2040 | MAPP_US_2_RMPA | MAPP_US | RMPA | External | Summer | B9 | 800 | 200 | 200 | 119.12 | 141.3 | 8 | 14.18
2040 | MAPP_US_2_RMPA | MAPP_US | RMPA | External | Summer | B10 | 1262 | 200 | 200 | 97.77 | 132.78 | 8 | 27.01
2040 | MAPP_US_2_RMPA | MAPP_US | RMPA | External | Winter | B16 | 25 | 200 | 200 | 47.66 | 139.19 | 8 | 83.53
2040 | MAPP_US_2_RMPA | MAPP_US | RMPA | External | Winter | B17 | 100 | 200 | 200 | 69.61 | 131.55 | 8 | 53.94
2040 | MAPP_US_2_RMPA | MAPP_US | RMPA | External | Winter | B18 | 400 | 200 | 0 | 121.83 | 127.08 | 8 | 0
2040 | MAPP_US_2_RMPA | MAPP_US | RMPA | External | Winter | B19 | 700 | 200 | 0 | 121.83 | 127.08 | 8 | 0
2040 | MAPP_US_2_RMPA | MAPP_US | RMPA | External | Winter | B20 | 935 | 200 | 200 | 74.15 | 96.88 | 8 | 14.73
2040 | NE_2_RMPA | NE | RMPA | External | Shoulder | B11 | 25 | 310 | 0 | 138.52 | 130.53 | 5 | 0
2040 | NE_2_RMPA | NE | RMPA | External | Shoulder | B12 | 200 | 310 | 309.99 | 121.77 | 127.96 | 5 | 1.19
2040 | NE_2_RMPA | NE | RMPA | External | Shoulder | B13 | 600 | 310 | 309.88 | 108.19 | 113.2 | 5 | 0.01
2040 | NE_2_RMPA | NE | RMPA | External | Shoulder | B14 | 900 | 310 | 310 | 11.28 | 113.2 | 5 | 96.92
2040 | NE_2_RMPA | NE | RMPA | External | Shoulder | B15 | 1203 | 310 | 310 | 11.28 | 113.19 | 5 | 96.91
2040 | NE_2_RMPA | NE | RMPA | External | Summer | B1 | 10 | 310 | 0 | 233.44 | 227.83 | 5 | 0
2040 | NE_2_RMPA | NE | RMPA | External | Summer | B2 | 25 | 310 | 0 | 226.45 | 227.82 | 5 | 0
2040 | NE_2_RMPA | NE | RMPA | External | Summer | B3 | 75 | 310 | 0 | 233.44 | 225.44 | 5 | 0
2040 | NE_2_RMPA | NE | RMPA | External | Summer | B4 | 100 | 310 | 0 | 166.46 | 162.52 | 5 | 0
2040 | NE_2_RMPA | NE | RMPA | External | Summer | B5 | 200 | 310 | 310 | 155.23 | 161.95 | 5 | 1.73
2040 | NE_2_RMPA | NE | RMPA | External | Summer | B6 | 300 | 310 | 310 | 152.78 | 161.95 | 5 | 4.17
2040 | NE_2_RMPA | NE | RMPA | External | Summer | B7 | 400 | 310 | 310 | 139.4 | 157.63 | 5 | 13.22
2040 | NE_2_RMPA | NE | RMPA | External | Summer | B8 | 500 | 310 | 310 | 123.27 | 145.62 | 5 | 17.36
2040 | NE_2_RMPA | NE | RMPA | External | Summer | B9 | 800 | 310 | 310 | 121.12 | 141.3 | 5 | 15.18
2040 | NE_2_RMPA | NE | RMPA | External | Summer | B10 | 1262 | 310 | 310 | 92.77 | 132.78 | 5 | 35.01
2040 | NE_2_RMPA | NE | RMPA | External | Winter | B16 | 25 | 310 | 310 | 11.28 | 139.19 | 5 | 122.91
2040 | NE_2_RMPA | NE | RMPA | External | Winter | B17 | 100 | 310 | 310 | 11.28 | 131.55 | 5 | 115.27
2040 | NE_2_RMPA | NE | RMPA | External | Winter | B18 | 400 | 310 | 310 | 116.83 | 127.08 | 5 | 5.25
2040 | NE_2_RMPA | NE | RMPA | External | Winter | B19 | 700 | 310 | 310 | 11.51 | 127.08 | 5 | 110.57
2040 | NE_2_RMPA | NE | RMPA | External | Winter | B20 | 935 | 310 | 310 | 11.28 | 96.88 | 5 | 80.6
2040 | NWPP_Coal_2_MAPP_US | NWPP_Coal | MAPP_US | External | Shoulder | B11 | 25 | 150 | 150 | 121.36 | 136.52 | 8 | 7.16
2040 | NWPP_Coal_2_MAPP_US | NWPP_Coal | MAPP_US | External | Shoulder | B12 | 200 | 150 | 0 | 121.36 | 122.92 | 8 | 0
2040 | NWPP_Coal_2_MAPP_US | NWPP_Coal | MAPP_US | External | Shoulder | B13 | 600 | 150 | 0 | 121.36 | 113.19 | 8 | 0
2040 | NWPP_Coal_2_MAPP_US | NWPP_Coal | MAPP_US | External | Shoulder | B14 | 900 | 150 | 0 | 121.36 | 69.61 | 8 | 0
2040 | NWPP_Coal_2_MAPP_US | NWPP_Coal | MAPP_US | External | Shoulder | B15 | 1203 | 150 | 0 | 121.36 | 55.6 | 8 | 0
2040 | NWPP_Coal_2_MAPP_US | NWPP_Coal | MAPP_US | External | Summer | B1 | 10 | 150 | 150 | 182.59 | 231.45 | 8 | 40.86
2040 | NWPP_Coal_2_MAPP_US | NWPP_Coal | MAPP_US | External | Summer | B2 | 25 | 150 | 150 | 149.67 | 231.44 | 8 | 73.77
2040 | NWPP_Coal_2_MAPP_US | NWPP_Coal | MAPP_US | External | Summer | B3 | 75 | 150 | 150 | 149.46 | 231.44 | 8 | 73.98
2040 | NWPP_Coal_2_MAPP_US | NWPP_Coal | MAPP_US | External | Summer | B4 | 100 | 150 | 150 | 149.46 | 164.46 | 8 | 6.99
2040 | NWPP_Coal_2_MAPP_US | NWPP_Coal | MAPP_US | External | Summer | B5 | 200 | 150 | 0 | 149.46 | 153.23 | 8 | 0
2040 | NWPP_Coal_2_MAPP_US | NWPP_Coal | MAPP_US | External | Summer | B6 | 300 | 150 | 0 | 149.46 | 145.9 | 8 | 0
2040 | NWPP_Coal_2_MAPP_US | NWPP_Coal | MAPP_US | External | Summer | B7 | 400 | 150 | 0 | 149.46 | 137.4 | 8 | 0
2040 | NWPP_Coal_2_MAPP_US | NWPP_Coal | MAPP_US | External | Summer | B8 | 500 | 150 | 0 | 149.46 | 121.27 | 8 | 0
2040 | NWPP_Coal_2_MAPP_US | NWPP_Coal | MAPP_US | External | Summer | B9 | 800 | 150 | 0 | 149.46 | 119.12 | 8 | 0
2040 | NWPP_Coal_2_MAPP_US | NWPP_Coal | MAPP_US | External | Summer | B10 | 1262 | 150 | 0 | 149.46 | 97.77 | 8 | 0
2040 | NWPP_Coal_2_MAPP_US | NWPP_Coal | MAPP_US | External | Winter | B16 | 25 | 150 | 0 | 121.36 | 47.66 | 8 | 0
2040 | NWPP_Coal_2_MAPP_US | NWPP_Coal | MAPP_US | External | Winter | B17 | 100 | 150 | 0 | 121.36 | 69.61 | 8 | 0
2040 | NWPP_Coal_2_MAPP_US | NWPP_Coal | MAPP_US | External | Winter | B18 | 400 | 150 | 0 | 121.36 | 121.83 | 8 | 0
2040 | NWPP_Coal_2_MAPP_US | NWPP_Coal | MAPP_US | External | Winter | B19 | 700 | 150 | 0 | 121.36 | 121.83 | 8 | 0
2040 | NWPP_Coal_2_MAPP_US | NWPP_Coal | MAPP_US | External | Winter | B20 | 935 | 150 | 0 | 121.36 | 74.15 | 8 | 0
2040 | RMPA_2_MAPP_US | RMPA | MAPP_US | External | Shoulder | B11 | 25 | 200 | 0.01 | 130.53 | 136.52 | 8 | 0
2040 | RMPA_2_MAPP_US | RMPA | MAPP_US | External | Shoulder | B12 | 200 | 200 | 0 | 127.96 | 122.92 | 8 | 0
2040 | RMPA_2_MAPP_US | RMPA | MAPP_US | External | Shoulder | B13 | 600 | 200 | 0 | 113.2 | 113.19 | 8 | 0
2040 | RMPA_2_MAPP_US | RMPA | MAPP_US | External | Shoulder | B14 | 900 | 200 | 0 | 113.2 | 69.61 | 8 | 0
2040 | RMPA_2_MAPP_US | RMPA | MAPP_US | External | Shoulder | B15 | 1203 | 200 | 0 | 113.19 | 55.6 | 8 | 0
2040 | RMPA_2_MAPP_US | RMPA | MAPP_US | External | Summer | B1 | 10 | 200 | 0.01 | 227.83 | 231.45 | 8 | 0
2040 | RMPA_2_MAPP_US | RMPA | MAPP_US | External | Summer | B2 | 25 | 200 | 0 | 227.82 | 231.44 | 8 | 0
2040 | RMPA_2_MAPP_US | RMPA | MAPP_US | External | Summer | B3 | 75 | 200 | 0 | 225.44 | 231.44 | 8 | 0
2040 | RMPA_2_MAPP_US | RMPA | MAPP_US | External | Summer | B4 | 100 | 200 | 0 | 162.52 | 164.46 | 8 | 0
2040 | RMPA_2_MAPP_US | RMPA | MAPP_US | External | Summer | B5 | 200 | 200 | 0 | 161.95 | 153.23 | 8 | 0
2040 | RMPA_2_MAPP_US | RMPA | MAPP_US | External | Summer | B6 | 300 | 200 | 0 | 161.95 | 145.9 | 8 | 0
2040 | RMPA_2_MAPP_US | RMPA | MAPP_US | External | Summer | B7 | 400 | 200 | 0 | 157.63 | 137.4 | 8 | 0
2040 | RMPA_2_MAPP_US | RMPA | MAPP_US | External | Summer | B8 | 500 | 200 | 0 | 145.62 | 121.27 | 8 | 0
2040 | RMPA_2_MAPP_US | RMPA | MAPP_US | External | Summer | B9 | 800 | 200 | 0 | 141.3 | 119.12 | 8 | 0
2040 | RMPA_2_MAPP_US | RMPA | MAPP_US | External | Summer | B10 | 1262 | 200 | 0 | 132.78 | 97.77 | 8 | 0
2040 | RMPA_2_MAPP_US | RMPA | MAPP_US | External | Winter | B16 | 25 | 200 | 0 | 139.19 | 47.66 | 8 | 0
2040 | RMPA_2_MAPP_US | RMPA | MAPP_US | External | Winter | B17 | 100 | 200 | 0 | 131.55 | 69.61 | 8 | 0
2040 | RMPA_2_MAPP_US | RMPA | MAPP_US | External | Winter | B18 | 400 | 200 | 0 | 127.08 | 121.83 | 8 | 0
2040 | RMPA_2_MAPP_US | RMPA | MAPP_US | External | Winter | B19 | 700 | 200 | 0 | 127.08 | 121.83 | 8 | 0
2040 | RMPA_2_MAPP_US | RMPA | MAPP_US | External | Winter | B20 | 935 | 200 | 0 | 96.88 | 74.15 | 8 | 0
2040 | RMPA_2_NE | RMPA | NE | External | Shoulder | B11 | 25 | 310 | 1.58 | 130.53 | 138.52 | 8 | 0
2040 | RMPA_2_NE | RMPA | NE | External | Shoulder | B12 | 200 | 310 | 0 | 127.96 | 121.77 | 8 | 0
2040 | RMPA_2_NE | RMPA | NE | External | Shoulder | B13 | 600 | 310 | 0 | 113.2 | 108.19 | 8 | 0
2040 | RMPA_2_NE | RMPA | NE | External | Shoulder | B14 | 900 | 310 | 0 | 113.2 | 11.28 | 8 | 0
2040 | RMPA_2_NE | RMPA | NE | External | Shoulder | B15 | 1203 | 310 | 0 | 113.19 | 11.28 | 8 | 0
2040 | RMPA_2_NE | RMPA | NE | External | Summer | B1 | 10 | 310 | 0.02 | 227.83 | 233.44 | 8 | 0
2040 | RMPA_2_NE | RMPA | NE | External | Summer | B2 | 25 | 310 | 0 | 227.82 | 226.45 | 8 | 0
2040 | RMPA_2_NE | RMPA | NE | External | Summer | B3 | 75 | 310 | 254.22 | 225.44 | 233.44 | 8 | 0
2040 | RMPA_2_NE | RMPA | NE | External | Summer | B4 | 100 | 310 | 0 | 162.52 | 166.46 | 8 | 0
2040 | RMPA_2_NE | RMPA | NE | External | Summer | B5 | 200 | 310 | 0 | 161.95 | 155.23 | 8 | 0
2040 | RMPA_2_NE | RMPA | NE | External | Summer | B6 | 300 | 310 | 0 | 161.95 | 152.78 | 8 | 0
2040 | RMPA_2_NE | RMPA | NE | External | Summer | B7 | 400 | 310 | 0 | 157.63 | 139.4 | 8 | 0
2040 | RMPA_2_NE | RMPA | NE | External | Summer | B8 | 500 | 310 | 0 | 145.62 | 123.27 | 8 | 0
2040 | RMPA_2_NE | RMPA | NE | External | Summer | B9 | 800 | 310 | 0 | 141.3 | 121.12 | 8 | 0
2040 | RMPA_2_NE | RMPA | NE | External | Summer | B10 | 1262 | 310 | 0 | 132.78 | 92.77 | 8 | 0
2040 | RMPA_2_NE | RMPA | NE | External | Winter | B16 | 25 | 310 | 0 | 139.19 | 11.28 | 8 | 0
2040 | RMPA_2_NE | RMPA | NE | External | Winter | B17 | 100 | 310 | 0 | 131.55 | 11.28 | 8 | 0
2040 | RMPA_2_NE | RMPA | NE | External | Winter | B18 | 400 | 310 | 0 | 127.08 | 116.83 | 8 | 0
2040 | RMPA_2_NE | RMPA | NE | External | Winter | B19 | 700 | 310 | 0 | 127.08 | 11.51 | 8 | 0
2040 | RMPA_2_NE | RMPA | NE | External | Winter | B20 | 935 | 310 | 0 | 96.88 | 11.28 | 8 | 0
2040 | RMPA_2_SPP_N | RMPA | SPP_N | External | Shoulder | B11 | 25 | 210 | 178.38 | 130.53 | 138.53 | 8 | 0
2040 | RMPA_2_SPP_N | RMPA | SPP_N | External | Shoulder | B12 | 200 | 210 | 0 | 127.96 | 121.79 | 8 | 0
2040 | RMPA_2_SPP_N | RMPA | SPP_N | External | Shoulder | B13 | 600 | 210 | 0 | 113.2 | 108.2 | 8 | 0
2040 | RMPA_2_SPP_N | RMPA | SPP_N | External | Shoulder | B14 | 900 | 210 | 0 | 113.2 | 11.28 | 8 | 0
2040 | RMPA_2_SPP_N | RMPA | SPP_N | External | Shoulder | B15 | 1203 | 210 | 0 | 113.19 | 11.28 | 8 | 0
2040 | RMPA_2_SPP_N | RMPA | SPP_N | External | Summer | B1 | 10 | 210 | 0 | 227.83 | 11.28 | 8 | 0
2040 | RMPA_2_SPP_N | RMPA | SPP_N | External | Summer | B2 | 25 | 210 | 0 | 227.82 | 225.44 | 8 | 0
2040 | RMPA_2_SPP_N | RMPA | SPP_N | External | Summer | B3 | 75 | 210 | 185.92 | 225.44 | 233.45 | 8 | 0
2040 | RMPA_2_SPP_N | RMPA | SPP_N | External | Summer | B4 | 100 | 210 | 0 | 162.52 | 166.46 | 8 | 0
2040 | RMPA_2_SPP_N | RMPA | SPP_N | External | Summer | B5 | 200 | 210 | 0 | 161.95 | 155.23 | 8 | 0
2040 | RMPA_2_SPP_N | RMPA | SPP_N | External | Summer | B6 | 300 | 210 | 0 | 161.95 | 152.8 | 8 | 0
2040 | RMPA_2_SPP_N | RMPA | SPP_N | External | Summer | B7 | 400 | 210 | 0 | 157.63 | 147.42 | 8 | 0
2040 | RMPA_2_SPP_N | RMPA | SPP_N | External | Summer | B8 | 500 | 210 | 0 | 145.62 | 131.36 | 8 | 0
2040 | RMPA_2_SPP_N | RMPA | SPP_N | External | Summer | B9 | 800 | 210 | 0 | 141.3 | 126.04 | 8 | 0
2040 | RMPA_2_SPP_N | RMPA | SPP_N | External | Summer | B10 | 1262 | 210 | 0 | 132.78 | 92.78 | 8 | 0
2040 | RMPA_2_SPP_N | RMPA | SPP_N | External | Winter | B16 | 25 | 210 | 0 | 139.19 | 11.28 | 8 | 0
2040 | RMPA_2_SPP_N | RMPA | SPP_N | External | Winter | B17 | 100 | 210 | 0 | 131.55 | 11.28 | 8 | 0
2040 | RMPA_2_SPP_N | RMPA | SPP_N | External | Winter | B18 | 400 | 210 | 0 | 127.08 | 123.84 | 8 | 0
2040 | RMPA_2_SPP_N | RMPA | SPP_N | External | Winter | B19 | 700 | 210 | 0 | 127.08 | 11.52 | 8 | 0
2040 | RMPA_2_SPP_N | RMPA | SPP_N | External | Winter | B20 | 935 | 210 | 0 | 96.88 | 11.28 | 8 | 0
2040 | SPP_N_2_RMPA | SPP_N | RMPA | External | Shoulder | B11 | 25 | 210 | 0 | 138.53 | 130.53 | 5 | 0
2040 | SPP_N_2_RMPA | SPP_N | RMPA | External | Shoulder | B12 | 200 | 210 | 210 | 121.79 | 127.96 | 5 | 1.17
2040 | SPP_N_2_RMPA | SPP_N | RMPA | External | Shoulder | B13 | 600 | 210 | 184.01 | 108.2 | 113.2 | 5 | 0
2040 | SPP_N_2_RMPA | SPP_N | RMPA | External | Shoulder | B14 | 900 | 210 | 210 | 11.28 | 113.2 | 5 | 96.92
2040 | SPP_N_2_RMPA | SPP_N | RMPA | External | Shoulder | B15 | 1203 | 210 | 210 | 11.28 | 113.19 | 5 | 96.91
2040 | SPP_N_2_RMPA | SPP_N | RMPA | External | Summer | B1 | 10 | 210 | 210 | 11.28 | 227.83 | 5 | 211.55
2040 | SPP_N_2_RMPA | SPP_N | RMPA | External | Summer | B2 | 25 | 210 | 0 | 225.44 | 227.82 | 5 | 0
2040 | SPP_N_2_RMPA | SPP_N | RMPA | External | Summer | B3 | 75 | 210 | 0 | 233.45 | 225.44 | 5 | 0
2040 | SPP_N_2_RMPA | SPP_N | RMPA | External | Summer | B4 | 100 | 210 | 0 | 166.46 | 162.52 | 5 | 0
2040 | SPP_N_2_RMPA | SPP_N | RMPA | External | Summer | B5 | 200 | 210 | 210 | 155.23 | 161.95 | 5 | 1.73
2040 | SPP_N_2_RMPA | SPP_N | RMPA | External | Summer | B6 | 300 | 210 | 210 | 152.8 | 161.95 | 5 | 4.16
2040 | SPP_N_2_RMPA | SPP_N | RMPA | External | Summer | B7 | 400 | 210 | 210 | 147.42 | 157.63 | 5 | 5.21
2040 | SPP_N_2_RMPA | SPP_N | RMPA | External | Summer | B8 | 500 | 210 | 210 | 131.36 | 145.62 | 5 | 9.26
2040 | SPP_N_2_RMPA | SPP_N | RMPA | External | Summer | B9 | 800 | 210 | 210 | 126.04 | 141.3 | 5 | 10.26
2040 | SPP_N_2_RMPA | SPP_N | RMPA | External | Summer | B10 | 1262 | 210 | 210 | 92.78 | 132.78 | 5 | 35
2040 | SPP_N_2_RMPA | SPP_N | RMPA | External | Winter | B16 | 25 | 210 | 210 | 11.28 | 139.19 | 5 | 122.9
2040 | SPP_N_2_RMPA | SPP_N | RMPA | External | Winter | B17 | 100 | 210 | 210 | 11.28 | 131.55 | 5 | 115.27
2040 | SPP_N_2_RMPA | SPP_N | RMPA | External | Winter | B18 | 400 | 210 | 0 | 123.84 | 127.08 | 5 | 0
2040 | SPP_N_2_RMPA | SPP_N | RMPA | External | Winter | B19 | 700 | 210 | 210 | 11.52 | 127.08 | 5 | 110.56
2040 | SPP_N_2_RMPA | SPP_N | RMPA | External | Winter | B20 | 935 | 210 | 210 | 11.28 | 96.88 | 5 | 80.6
2040 | SPP_S_2_ERCOT | SPP_S | ERCOT | External | Shoulder | B11 | 25 | 800 | 800 | 138.54 | 154.08 | 5 | 10.54
2040 | SPP_S_2_ERCOT | SPP_S | ERCOT | External | Shoulder | B12 | 200 | 800 | 800 | 121.79 | 154.08 | 5 | 27.3
2040 | SPP_S_2_ERCOT | SPP_S | ERCOT | External | Shoulder | B13 | 600 | 800 | 800 | 108.19 | 132.45 | 5 | 19.26
2040 | SPP_S_2_ERCOT | SPP_S | ERCOT | External | Shoulder | B14 | 900 | 800 | 800 | 11.28 | 132.45 | 5 | 116.17
2040 | SPP_S_2_ERCOT | SPP_S | ERCOT | External | Shoulder | B15 | 1203 | 800 | 800 | 11.28 | 79.4 | 5 | 63.11
2040 | SPP_S_2_ERCOT | SPP_S | ERCOT | External | Summer | B1 | 10 | 800 | 800 | 11.29 | 250.98 | 5 | 234.69
2040 | SPP_S_2_ERCOT | SPP_S | ERCOT | External | Summer | B2 | 25 | 800 | 800 | 222.51 | 250.98 | 5 | 23.48
2040 | SPP_S_2_ERCOT | SPP_S | ERCOT | External | Summer | B3 | 75 | 800 | 0 | 224.42 | 216.42 | 5 | 0
2040 | SPP_S_2_ERCOT | SPP_S | ERCOT | External | Summer | B4 | 100 | 800 | 0 | 166.46 | 152.35 | 5 | 0
2040 | SPP_S_2_ERCOT | SPP_S | ERCOT | External | Summer | B5 | 200 | 800 | 0 | 155.24 | 152.35 | 5 | 0
2040 | SPP_S_2_ERCOT | SPP_S | ERCOT | External | Summer | B6 | 300 | 800 | 0 | 152.81 | 152.35 | 5 | 0
2040 | SPP_S_2_ERCOT | SPP_S | ERCOT | External | Summer | B7 | 400 | 800 | 0 | 152.14 | 152.35 | 5 | 0
2040 | SPP_S_2_ERCOT | SPP_S | ERCOT | External | Summer | B8 | 500 | 800 | 800 | 144.36 | 152.35 | 5 | 2.98
2040 | SPP_S_2_ERCOT | SPP_S | ERCOT | External | Summer | B9 | 800 | 800 | 0.01 | 126.05 | 130.98 | 5 | 0
2040 | SPP_S_2_ERCOT | SPP_S | ERCOT | External | Summer | B10 | 1262 | 800 | 800 | 92.8 | 130.98 | 5 | 33.18
2040 | SPP_S_2_ERCOT | SPP_S | ERCOT | External | Winter | B16 | 25 | 800 | 800 | 11.28 | 157.69 | 5 | 141.41
2040 | SPP_S_2_ERCOT | SPP_S | ERCOT | External | Winter | B17 | 100 | 800 | 800 | 11.28 | 157.69 | 5 | 141.41
2040 | SPP_S_2_ERCOT | SPP_S | ERCOT | External | Winter | B18 | 400 | 800 | 800 | 123.83 | 135.52 | 5 | 6.69
2040 | SPP_S_2_ERCOT | SPP_S | ERCOT | External | Winter | B19 | 700 | 800 | 800 | 11.28 | 135.52 | 5 | 119.24
2040 | SPP_S_2_ERCOT | SPP_S | ERCOT | External | Winter | B20 | 935 | 800 | 800 | 11.28 | 78.95 | 5 | 62.66