## Title
Future 2, Sensitivity 10: Federal Carbon with Extra Low Renewable Costs
"The results presented herein use modeling assumptions developed by EIPC, EIPC stakeholders and CRA for purposes of EIPC capacity expansion modeling. As such, these results do not necessarily reflect the opinions or views of CRA or any individual EIPC stakeholder."

## Build Summary
EI New Build Summary
EI New Builds by Type
|  | Additions |  |  | Retirements
| 2010 | 2015 | 2020 | 2030 | 2015 | 2020 | 2030 | Total
Coal | 271.9155 | 8.4766 | 0 | 0 | 137.5574 | 62.9538 | 46.3927 | 33.4882
Nuclear | 99.849 | 2.7406 | 4.53 | 28.8696 | 0 | 0.6145 | 1.4882 | 133.8865
CC | 132.682 | 74.3132 | 30.1764 | 3e-05 | 8.6856 | 4.1 | 11.207 | 213.1789
CT | 120.329 | 4.6917 | 0.48991 | 0.97796 | 3.812 | 0 | 9.332 | 113.3445
Steam Oil/Gas | 74.547 | 0 | 0 | 0 | 43.5239 | 0 | 2.3436 | 28.6795
Hydro | 44.6048 | 0 | 3.369 | 3.9202 | 0 | 0 | 0 | 51.894
On-Shore Wind | 18.707 | 22.1949 | 155.3155 | 160.413 | 0 | 0 | 0 | 356.6304
Off-Shore Wind | 0 | 0.469 | 1.5538 | 0.70036 | 0 | 0 | 0 | 2.7232
Other Renewable | 3.613 | 2.3484 | 3.0874 | 3.3216 | 0 | 0 | 0 | 12.3704
New HQ/Maritimes | 0 | 0 | 3.3 | 0 | 0 | 0 | 0 | 3.3
Other | 17.054 | 0 | 0 | 0 | 0 | 0 | 0 | 17.054
Total w/o DR | 783.3012 | 115.2344 | 201.822 | 198.2027 | 193.579 | 67.6683 | 70.7635 | 966.5495
DR | 33.1 | -1.344 | 16.8375 | 22.1146 | 0 | 0 | 0 | 70.7081
Total w/DR | 816.4012 | 113.8903 | 218.6595 | 220.3174 | 193.579 | 67.6683 | 70.7635 | 1037.2576
EI New Builds by Region
| EI Cumulative New Builds |  |  |  | EI Cumulative New CCs |  |  |  | EI Cumulative New On-Shore Wind |  |  |  | EI Cumulative Coal Retirements
| 2015 | 2020 | 2030 |  |  | 2015 | 2020 | 2030 |  | 2015 | 2020 | 2030 |  | 2015 | 2020 | 2030
ENT | 890.39 | 3127.83 | 3937.62 |  | ENT | 0.1 | 1740.01 | 1740.01 | ENT | 0 | 0 | 0 | ENT | 952.9 | 5405.89 | 8308.89
FRCC | 15263.94 | 15264.87 | 29573.79 |  | FRCC | 12554.61 | 12555.54 | 12555.54 | FRCC | 0 | 0 | 0 | FRCC | 7107.33 | 8211.33 | 8211.34
IESO | 5144.99 | 5144.99 | 5145.49 |  | IESO | 1263 | 1263 | 1263 | IESO | 2105.9 | 2105.9 | 2105.9 | IESO | 6416 | 6416 | 6416
MAPP_CA | 584.16 | 1279.16 | 4474.34 |  | MAPP_CA | 281.76 | 281.76 | 281.76 | MAPP_CA | 302.4 | 302.4 | 302.4 | MAPP_CA | 1076.84 | 1637.17 | 1745.9
MAPP_US | 729.6 | 4466.89 | 4693.53 |  | MAPP_US | 0 | 0 | 0.01 | MAPP_US | 421.3 | 4042.18 | 4042.18 | MAPP_US | 1812.1 | 2283.09 | 2508.76
MISO_IN | 1591.08 | 13279.73 | 55794.09 |  | MISO_IN | 973.08 | 12435.9 | 12435.9 | MISO_IN | 0 | 0 | 42319.1 | MISO_IN | 5014.44 | 6818.43 | 11077.43
MISO_MI | 3312.45 | 3862.1 | 4072.75 |  | MISO_MI | 1312.45 | 1312.49 | 1312.49 | MISO_MI | 2000 | 2549.61 | 2600 | MISO_MI | 6339.98 | 10791.98 | 10791.99
MISO_MO-IL | 2090 | 2370 | 12693.26 |  | MISO_MO-IL | 0 | 0 | 0 | MISO_MO-IL | 300 | 300 | 10399.93 | MISO_MO-IL | 4247.4 | 10784.66 | 12135.66
MISO_W | 2894.83 | 37773.17 | 57874.84 |  | MISO_W | 0 | 0.01 | 0.01 | MISO_W | 2800.5 | 37678.83 | 57708.82 | MISO_W | 3725.65 | 8151.54 | 9967.67
MISO_WUMS | 6445.17 | 7302.48 | 20338.67 |  | MISO_WUMS | 4626.27 | 5409.1 | 5409.1 | MISO_WUMS | 968.9 | 968.9 | 12958.77 | MISO_WUMS | 3757.99 | 5626.98 | 5626.98
NE | 434.1 | 18677.29 | 21459.14 |  | NE | 0 | 0 | 0 | NE | 202 | 18445.19 | 21155.37 | NE | 0 | 3195.8 | 3195.8
NEISO | 3384.16 | 5816.92 | 15576.35 |  | NEISO | 2049.5 | 2049.5 | 2049.5 | NEISO | 231.2 | 2368.46 | 12058.15 | NEISO | 2250.13 | 2570.13 | 2570.13
NonRTO_Midwest | 2064.32 | 4441.61 | 5990.49 |  | NonRTO_Midwest | 2064.32 | 3695.61 | 3695.61 | NonRTO_Midwest | 0 | 0 | 0 | NonRTO_Midwest | 3380.97 | 5867.98 | 8338.93
NYISO_A-F | 3289.7 | 3999.5 | 14371.33 |  | NYISO_A-F | 639 | 639 | 639 | NYISO_A-F | 2476.3 | 3186.1 | 13490 | NYISO_A-F | 2251.9 | 2251.9 | 2251.9
NYISO_G-I | 0 | 60 | 434.33 |  | NYISO_G-I | 0 | 0 | 0 | NYISO_G-I | 0 | 60 | 360 | NYISO_G-I | 368.2 | 368.2 | 368.2
NYISO_J-K | 1207.4 | 1207.4 | 1611.73 |  | NYISO_J-K | 1175.4 | 1175.4 | 1175.4 | NYISO_J-K | 0 | 0 | 330 | NYISO_J-K | 0 | 0 | 0
PJM_E | 5940.05 | 7172.95 | 7172.95 |  | PJM_E | 4634.3 | 4634.3 | 4634.3 | PJM_E | 1150 | 1150 | 1150 | PJM_E | 2804 | 2804 | 3372
PJM_ROM | 2243.7 | 5292.2 | 6667.88 |  | PJM_ROM | 1678.5 | 1678.5 | 1678.5 | PJM_ROM | 479.8 | 1230 | 1230 | PJM_ROM | 12929.47 | 14163.47 | 15334.37
PJM_ROR | 26258.94 | 32341.52 | 52085.69 |  | PJM_ROR | 15259.84 | 20134.01 | 20134.02 | PJM_ROR | 8325.7 | 8517.4 | 25922.96 | PJM_ROR | 32770.9 | 44288.9 | 56011.24
SOCO | 7871.23 | 14957.14 | 19230.16 |  | SOCO | 7746.23 | 12632.14 | 12632.14 | SOCO | 0 | 0 | 0.01 | SOCO | 17794.66 | 21860.05 | 23953.36
SPP_N | 465.04 | 50838.32 | 74297.87 |  | SPP_N | 0 | 0 | 0 | SPP_N | 0 | 50373.28 | 73737.83 | SPP_N | 334 | 3454.5 | 7882.5
SPP_S | 1830.99 | 42433.14 | 54347.99 |  | SPP_S | 0 | 0 | 0 | SPP_S | 430 | 40732.15 | 52552 | SPP_S | 1528 | 8952.26 | 13139.92
TVA | 5072.39 | 9897.84 | 10854.37 |  | TVA | 3374.5 | 8172.95 | 8172.95 | TVA | 0 | 0 | 0 | TVA | 9165.99 | 11269.99 | 14718.99
VACAR | 16225.69 | 22749.26 | 29260.41 |  | VACAR | 14680.29 | 14680.29 | 14680.29 | VACAR | 0.9 | 3500 | 3500 | VACAR | 11528.53 | 13336.93 | 18975.98
| 115234.32 | 313756.31 | 511959.07 |  |  | 74313.15 | 104489.51 | 104489.53 |  | 22194.9 | 177510.4 | 337923.42 |  | 137557.38 | 200511.18 | 246903.94

## Generation
#1 | Total Generation (GWh)
Total Generation by Reporting Type: Entergy
ReportingType | 2015 | 2020 | 2025 | 2030 | 2035 | 2040
BM | 0 | 0 | 0 | 0 | 0 | 12570.74
CC | 69116.8 | 36100.49 | 22711.61 | 18543.44 | 12999.16 | 9257.39
CSP | 0 | 0 | 0 | 0 | 0 | 0
CT | 0 | 0 | 0 | 0 | 0 | 0
Coal | 60591.61 | 6021.23 | 623.58 | 0 | 0 | 0
Geo | 0 | 0 | 0 | 0 | 0 | 0
H | 153 | 1596.38 | 3824.34 | 3824.34 | 3824.34 | 3824.34
LFG | 63.07 | 63.07 | 909.81 | 909.81 | 909.81 | 909.81
Nuc | 42234.08 | 42234.08 | 42234.08 | 41113.36 | 35675.42 | 27909.39
PS | 25.67 | 23.6 | 76.49 | 150.45 | 150.45 | 150.45
PV | 0.57 | 119.14 | 175.77 | 175.77 | 175.77 | 178.45
PeakG | 0 | 0 | 0 | 0 | 0 | 0
PeakO | 0 | 0 | 0 | 0 | 0 | 0
ST | 0 | 0 | 0 | 0 | 0 | 0
STOG | 1521.13 | 409.16 | 310.83 | 433.57 | 159.24 | 98.13
STWD | 38.93 | 37.08 | 74.16 | 303.13 | 887.43 | 887.43
WT | 315.27 | 315.27 | 315.28 | 315.28 | 315.28 | 315.28
IGCC | 0 | 0 | 0 | 0 | 0 | 0
DemandResponse | 0 | 0 | 0 | 0 | 0 | 0
IGCC-CCS | 0 | 0 | 0 | 0 | 0 | 0
WT_off | 0 | 0 | 0 | 0 | 0 | 0
PseudoUnit | 0 | 0 | 0 | 0 | 0 | 0
FixedInterchange | 0 | 0 | 0 | 0 | 0 | 0
Total Generation by Reporting Type: FRCC
ReportingType | 2015 | 2020 | 2025 | 2030 | 2035 | 2040
BM | 0 | 0 | 0 | 0 | 14946.59 | 9200.17
CC | 194503.3 | 202179.42 | 201575.7 | 112713.59 | 46741.29 | 26373.81
CSP | 0 | 0 | 0 | 0 | 0 | 0
CT | 486.48 | 486.48 | 884.16 | 354.92 | 0 | 0
Coal | 17432.06 | 5974.72 | 1114.64 | 967.94 | 2977.31 | 3320.57
Geo | 0 | 0 | 0 | 0 | 0 | 0
H | 27.85 | 27.85 | 27.85 | 27.85 | 93.24 | 93.24
LFG | 3831.62 | 3831.62 | 5392.66 | 5392.66 | 5392.66 | 5392.66
Nuc | 32180.57 | 32180.58 | 49570.68 | 142096.06 | 181883.06 | 218623.23
PS | 0 | 0 | 0 | 0 | 0 | 0
PV | 134.03 | 134.03 | 134.03 | 134.03 | 134.03 | 108.28
PeakG | 386.57 | 614.44 | 694.18 | 69.04 | 106.96 | 74.11
PeakO | 0 | 0 | 0 | 0 | 0 | 0
ST | 0 | 0 | 0 | 0 | 0 | 0
STOG | 123.03 | 67.22 | 0 | 0 | 0 | 0
STWD | 131.4 | 219.67 | 1366.56 | 1366.56 | 1366.56 | 843.8
WT | 0 | 0 | 0 | 0 | 0 | 0
IGCC | 0 | 0 | 0 | 0 | 0 | 0
DemandResponse | 0 | 0 | 0 | 0 | 0 | 0
IGCC-CCS | 0 | 0 | 0 | 0 | 0 | 0
WT_off | 0 | 0 | 0 | 0 | 0 | 0
PseudoUnit | 0 | 0 | 0 | 0 | 0 | 0
FixedInterchange | 0 | 0 | 0 | 0 | 0 | 0
Total Generation by Reporting Type: MAPP_US
ReportingType | 2015 | 2020 | 2025 | 2030 | 2035 | 2040
BM | 0 | 0 | 0 | 0 | 261.07 | 523.99
CC | 998.07 | 190.72 | 202.43 | 190.72 | 163.32 | 71.36
CSP | 0 | 0 | 0 | 0 | 0 | 0
CT | 0 | 0 | 0 | 0 | 0 | 0
Coal | 11487.87 | 2473.2 | 264.8 | 0 | 0 | 0
Geo | 354.6 | 354.6 | 354.6 | 354.6 | 354.6 | 354.6
H | 10150.02 | 10150.02 | 10150.02 | 10150.02 | 10150.02 | 10150.02
LFG | 15.77 | 15.77 | 15.77 | 580.79 | 580.79 | 580.79
Nuc | 0.02 | 0.02 | 0.02 | 0.07 | 0.4 | 0.26
PS | 0 | 0 | 0 | 0 | 0 | 0
PV | 0 | 0 | 0 | 0 | 0 | 0
PeakG | 90.12 | 25.29 | 25.23 | 90.21 | 47.29 | 47.22
PeakO | 0 | 0 | 0 | 0 | 0 | 0
ST | 0 | 0 | 0 | 0 | 0 | 0
STOG | 0 | 0 | 0 | 0 | 0 | 0
STWD | 0 | 0 | 0 | 0 | 0 | 0
WT | 5908.78 | 18573.79 | 17914.21 | 18320.03 | 15617.29 | 20410.1
IGCC | 0 | 0 | 0 | 0 | 0 | 0
DemandResponse | 0 | 0 | 0 | 0 | 0 | 0
IGCC-CCS | 0 | 0 | 0 | 0 | 0 | 0
WT_off | 0 | 0 | 0 | 0 | 0 | 0
PseudoUnit | 0 | 0 | 0 | 0 | 0 | 0
FixedInterchange | 0 | 0 | 0 | 0 | 0 | 0
Total Generation by Reporting Type: MISO_IN
ReportingType | 2015 | 2020 | 2025 | 2030 | 2035 | 2040
BM | 0 | 0 | 0 | 0 | 9621.87 | 14403.66
CC | 12139.52 | 97993.37 | 62427.69 | 48484.21 | 24534.88 | 20872.93
CSP | 0 | 0 | 0 | 0 | 0 | 0
CT | 0 | 0 | 0 | 0 | 0 | 0
Coal | 63382.66 | 30732.1 | 1756.31 | 2199 | 6261.45 | 6155.42
Geo | 0 | 0 | 0 | 0 | 0 | 0
H | 417.2 | 417.2 | 417.2 | 417.2 | 417.2 | 417.2
LFG | 291.71 | 291.71 | 923.41 | 923.41 | 923.41 | 923.41
Nuc | 0.02 | 0.02 | 0.04 | 0.11 | 0.6 | 0.48
PS | 0 | 0 | 0 | 0 | 0 | 0
PV | 0 | 375.88 | 560.63 | 567.49 | 567.49 | 567.49
PeakG | 0 | 0 | 0 | 0 | 0 | 0
PeakO | 0 | 0 | 0 | 0 | 0 | 0
ST | 0 | 0 | 0 | 0 | 0 | 0
STOG | 28.64 | 28.64 | 0 | 0 | 0 | 0
STWD | 0 | 0 | 0 | 0 | 0 | 0
WT | 1553.06 | 1553.06 | 110316.52 | 110316.52 | 110240.45 | 110316.52
IGCC | 4427.31 | 4427.31 | 394.91 | 0 | 0 | 0
DemandResponse | 0 | 0 | 0 | 0 | 0 | 0
IGCC-CCS | 0 | 0 | 0 | 0 | 0 | 0
WT_off | 0 | 0 | 0 | 0 | 0 | 0
PseudoUnit | 0 | 0 | 0 | 0 | 0 | 0
FixedInterchange | 0 | 0 | 0 | 0 | 0 | 0
Total Generation by Reporting Type: MISO_MI
ReportingType | 2015 | 2020 | 2025 | 2030 | 2035 | 2040
BM | 0 | 0 | 0 | 0 | 12745.84 | 26972.76
CC | 21667.12 | 17361.73 | 11063.62 | 10526.05 | 3617.7 | 2305.35
CSP | 0 | 0 | 0 | 0 | 0 | 0
CT | 0 | 0 | 0 | 0 | 0 | 0
Coal | 28253.32 | 0.06 | 0.02 | 0.01 | 0.02 | 0.02
Geo | 0 | 0 | 0 | 0 | 0 | 0
H | 410 | 410 | 410 | 410 | 410 | 410
LFG | 1285.09 | 1285.09 | 2548.5 | 2548.5 | 2548.5 | 2548.5
Nuc | 14714.16 | 14714.16 | 14714.16 | 14714.17 | 8654.02 | 8654.02
PS | 842.99 | 767.52 | 1329.12 | 1329.12 | 3315.86 | 4773.6
PV | 0 | 0 | 0 | 0 | 0 | 0
PeakG | 27.92 | 0 | 0 | 0 | 0 | 0
PeakO | 0 | 0 | 0 | 0 | 0 | 0
ST | 0 | 0 | 0 | 0 | 0 | 0
STOG | 358.29 | 69.96 | 0 | 1.44 | 0 | 0
STWD | 1142.3 | 364.58 | 104.16 | 511.36 | 1142.3 | 705.33
WT | 5161.16 | 6638.06 | 6773.47 | 6773.47 | 6773.47 | 6773.47
IGCC | 0 | 0 | 0 | 0 | 0 | 0
DemandResponse | 0 | 0 | 0 | 0 | 0 | 0
IGCC-CCS | 0 | 0 | 0 | 0 | 0 | 0
WT_off | 0 | 0 | 0 | 0 | 0 | 0
PseudoUnit | 0 | 0 | 0 | 0 | 0 | 0
FixedInterchange | 0 | 0 | 0 | 0 | 0 | 0
Total Generation by Reporting Type: MISO_MO-IL
ReportingType | 2015 | 2020 | 2025 | 2030 | 2035 | 2040
BM | 0 | 0 | 0 | 0 | 0 | 0
CC | 3092.52 | 2076.44 | 1446.36 | 1310.77 | 535.88 | 535.87
CSP | 0 | 0 | 0 | 0 | 0 | 0
CT | 0 | 0 | 0 | 0 | 0 | 0
Coal | 76071.02 | 20409.06 | 2560.28 | 490.66 | 1258.7 | 1258.7
Geo | 0 | 0 | 0 | 0 | 0 | 0
H | 1317.1 | 2690.42 | 2690.42 | 2690.42 | 2690.42 | 2690.42
LFG | 141.91 | 141.91 | 1063.07 | 1902.67 | 1902.67 | 1902.67
Nuc | 17393.71 | 17393.71 | 17393.71 | 17393.71 | 17393.71 | 17393.71
PS | 202.4 | 180.4 | 312.4 | 312.4 | 1122 | 1122
PV | 0 | 0 | 0 | 0 | 0 | 0
PeakG | 131.67 | 0 | 0 | 0 | 0 | 0
PeakO | 0 | 0 | 0 | 0 | 0 | 0
ST | 0 | 0 | 0 | 0 | 0 | 0
STOG | 5.26 | 0 | 0 | 0 | 0 | 0
STWD | 0 | 0 | 0 | 0 | 0 | 0
WT | 2075.16 | 2075.16 | 31488.61 | 31488.61 | 31488.45 | 31488.61
IGCC | 0 | 0 | 0 | 0 | 0 | 0
DemandResponse | 0 | 0 | 0 | 0 | 0 | 0
IGCC-CCS | 0 | 0 | 0 | 0 | 0 | 0
WT_off | 0 | 0 | 0 | 0 | 0 | 0
PseudoUnit | 0 | 0 | 0 | 0 | 0 | 0
FixedInterchange | 0 | 0 | 0 | 0 | 0 | 0
Total Generation by Reporting Type: MISO_W
ReportingType | 2015 | 2020 | 2025 | 2030 | 2035 | 2040
BM | 0 | 0 | 0 | 0 | 0 | 0
CC | 9740.44 | 3684.08 | 4494.21 | 3396.53 | 1945.76 | 1130.8
CSP | 0 | 0 | 0 | 0 | 0 | 0
CT | 0 | 0 | 0 | 0 | 0 | 0
Coal | 73598.15 | 21319.89 | 3254.39 | 2120.2 | 2120.2 | 2120.2
Geo | 0 | 0 | 0 | 0 | 0 | 0
H | 1643.74 | 1643.74 | 1643.74 | 1643.74 | 1643.74 | 1643.74
LFG | 1616.22 | 1616.22 | 1616.22 | 2181.24 | 2181.24 | 2181.24
Nuc | 18393.35 | 18393.35 | 18327.34 | 18393.35 | 0.78 | 0.78
PS | 0 | 0 | 0 | 0 | 0 | 0
PV | 0 | 0 | 0 | 0 | 0 | 0
PeakG | 254.35 | 0 | 0 | 0 | 0 | 0
PeakO | 0 | 0 | 0 | 0 | 0 | 0
ST | 0 | 0 | 0 | 0 | 0 | 0
STOG | 0.18 | 0 | 0 | 0 | 0 | 0
STWD | 66.2 | 115.5 | 200.01 | 728.68 | 2193.5 | 1081.54
WT | 27590.66 | 142720.88 | 208837.73 | 208764.49 | 206086.95 | 212595.39
IGCC | 0 | 0 | 0 | 0 | 0 | 0
DemandResponse | 0 | 0 | 0 | 0 | 0 | 0
IGCC-CCS | 0 | 0 | 0 | 0 | 0 | 0
WT_off | 0 | 0 | 0 | 0 | 0 | 0
PseudoUnit | 0 | 0 | 0 | 0 | 0 | 0
FixedInterchange | 0 | 0 | 0 | 0 | 0 | 0
Total Generation by Reporting Type: MISO_WUMS
ReportingType | 2015 | 2020 | 2025 | 2030 | 2035 | 2040
BM | 0 | 0 | 0 | 0 | 19666.25 | 23268.55
CC | 48069.09 | 48963.05 | 28596.45 | 26136.42 | 11382.02 | 9514.96
CSP | 0 | 0 | 0 | 0 | 0 | 0
CT | 0 | 7.55 | 4.14 | 164.48 | 0 | 0
Coal | 13293.41 | 1902.03 | 902.54 | 678.95 | 1239.16 | 1783.01
Geo | 0 | 0 | 0 | 0 | 0 | 0
H | 1018.41 | 1023.31 | 1023.31 | 1023.31 | 1023.31 | 1023.31
LFG | 559.76 | 559.76 | 2320.52 | 2320.52 | 2320.52 | 2320.52
Nuc | 14153.33 | 14153.33 | 14153.33 | 14153.33 | 0.78 | 0.78
PS | 0 | 0 | 0 | 0 | 0 | 0
PV | 0 | 0 | 0 | 0 | 0 | 0
PeakG | 0 | 0 | 0 | 0 | 0 | 0
PeakO | 0 | 0 | 0 | 0 | 0 | 0
ST | 0 | 0 | 0 | 0 | 0 | 0
STOG | 0 | 0 | 0 | 0 | 0 | 0
STWD | 22.21 | 38.74 | 37.8 | 103.95 | 571.04 | 449.97
WT | 4109.61 | 4109.61 | 29054.03 | 33970.06 | 33969.98 | 33970.06
IGCC | 0 | 0 | 0 | 0 | 0 | 0
DemandResponse | 0 | 0 | 0 | 0 | 0 | 0
IGCC-CCS | 0 | 0 | 0 | 0 | 0 | 0
WT_off | 0 | 0 | 0 | 0 | 0 | 0
PseudoUnit | 0 | 0 | 0 | 0 | 0 | 0
FixedInterchange | 0 | 0 | 0 | 0 | 0 | 0
Total Generation by Reporting Type: Nebraska
ReportingType | 2015 | 2020 | 2025 | 2030 | 2035 | 2040
BM | 0 | 0 | 0 | 0 | 0 | 0
CC | 503.46 | 238.67 | 238.68 | 238.68 | 70.6 | 70.6
CSP | 0 | 0 | 0 | 0 | 0 | 0
CT | 0 | 0 | 0 | 0 | 0 | 0
Coal | 30719.51 | 2230.54 | 1090.2 | 1187.6 | 1412.32 | 891.94
Geo | 0 | 0 | 0 | 0 | 0 | 0
H | 591 | 591 | 590.99 | 591 | 591 | 591
LFG | 47.3 | 47.3 | 36.02 | 612.32 | 612.32 | 612.32
Nuc | 9752.32 | 9752.32 | 6538.13 | 5773.17 | 1.56 | 1.56
PS | 0 | 0 | 0 | 0 | 0 | 0
PV | 0 | 0 | 0 | 0 | 0 | 0
PeakG | 65.78 | 0 | 0 | 0 | 0 | 0
PeakO | 0 | 0 | 0 | 0 | 0 | 0
ST | 0 | 0 | 0 | 0 | 0 | 0
STOG | 0 | 0 | 0 | 0 | 0 | 0
STWD | 0 | 0 | 0 | 0 | 0 | 0
WT | 1220.72 | 65958.7 | 72127.15 | 73482.37 | 74120.25 | 74215.2
IGCC | 0 | 0 | 0 | 0 | 0 | 0
DemandResponse | 0 | 0 | 0 | 0 | 0 | 0
IGCC-CCS | 0 | 0 | 0 | 0 | 0 | 0
WT_off | 0 | 0 | 0 | 0 | 0 | 0
PseudoUnit | 0 | 0 | 0 | 0 | 0 | 0
FixedInterchange | 0 | 0 | 0 | 0 | 0 | 0
Total Generation by Reporting Type: NEISO
ReportingType | 2015 | 2020 | 2025 | 2030 | 2035 | 2040
BM | 1882.96 | 551.16 | 25.58 | 170.97 | 1322.55 | 853.94
CC | 43260.31 | 26277.82 | 8123.52 | 6604.21 | 5292.03 | 4966.9
CSP | 0 | 0 | 0 | 0 | 0 | 0
CT | 3.12 | 10.92 | 0 | 0 | 0 | 0
Coal | 32.28 | 0 | 0 | 0 | 0 | 0
Geo | 0 | 0 | 0 | 0 | 0 | 0
H | 12289.94 | 12303.66 | 12303.66 | 12303.66 | 12303.66 | 12303.66
LFG | 4582.65 | 4582.65 | 4582.66 | 5132.48 | 5132.48 | 5132.48
Nuc | 36181.73 | 36181.73 | 36181.73 | 36181.73 | 26141.23 | 19310.53
PS | 146.09 | 177.14 | 84.22 | 25.71 | 47.53 | 85.61
PV | 5.26 | 517.71 | 517.71 | 517.71 | 517.71 | 517.71
PeakG | 29.75 | 32.36 | 6.83 | 0 | 5.98 | 0
PeakO | 0 | 0 | 0 | 0 | 0 | 0
ST | 0 | 0 | 0 | 0 | 0 | 0
STOG | 0 | 0 | 0 | 0 | 0 | 0
STWD | 4274.88 | 490.87 | 20.69 | 185.67 | 2112.2 | 2015.93
WT | 1283.3 | 7600.06 | 26315 | 32732.59 | 46042.28 | 46042.28
IGCC | 0 | 0 | 0 | 0 | 0 | 0
DemandResponse | 0 | 0 | 0 | 0 | 0 | 0
IGCC-CCS | 0 | 0 | 0 | 0 | 0 | 0
WT_off | 1870.13 | 1870.13 | 1870.13 | 1870.13 | 1870.13 | 1870.13
PseudoUnit | 0 | 0 | 0 | 0 | 0 | 0
FixedInterchange | 0 | 0 | 0 | 0 | 0 | 0
Total Generation by Reporting Type: NonRTO_Midwest
ReportingType | 2015 | 2020 | 2025 | 2030 | 2035 | 2040
BM | 0 | 0 | 0 | 0 | 23537.67 | 41106.44
CC | 15754.3 | 28203.82 | 28203.82 | 26830.43 | 12505.99 | 2243.17
CSP | 0 | 0 | 0 | 0 | 0 | 0
CT | 0 | 0 | 0 | 0 | 0 | 0
Coal | 44416.97 | 28830.41 | 4111.3 | 1601.2 | 2825.11 | 2825.11
Geo | 0 | 0 | 0 | 0 | 0 | 0
H | 457.8 | 3593.25 | 3593.25 | 3593.25 | 3593.25 | 3593.25
LFG | 110.38 | 110.38 | 1373.79 | 1373.79 | 1373.79 | 1373.79
Nuc | 0.04 | 0.04 | 0.04 | 10816.79 | 10817.18 | 10817.06
PS | 0 | 0 | 0 | 0 | 0 | 0
PV | 0 | 0 | 0 | 0 | 0 | 0
PeakG | 144.71 | 20.95 | 0 | 37.77 | 0 | 0
PeakO | 0 | 0 | 0 | 0 | 0 | 0
ST | 0 | 0 | 0 | 0 | 0 | 0
STOG | 0 | 0 | 0 | 0 | 0 | 0
STWD | 0 | 0 | 0 | 0 | 0 | 0
WT | 151.43 | 151.43 | 151.43 | 151.43 | 151.43 | 151.43
IGCC | 0 | 0 | 0 | 0 | 0 | 0
DemandResponse | 0 | 0 | 0 | 0 | 0 | 0
IGCC-CCS | 0 | 0 | 0 | 0 | 0 | 0
WT_off | 0 | 0 | 0 | 0 | 0 | 0
PseudoUnit | 0 | 0 | 0 | 0 | 0 | 0
FixedInterchange | 0 | 0 | 0 | 0 | 0 | 0
Total Generation by Reporting Type: NYISO_A-F
ReportingType | 2015 | 2020 | 2025 | 2030 | 2035 | 2040
BM | 0 | 0 | 0 | 0 | 0 | 0
CC | 7819.19 | 5701.14 | 712.68 | 889.52 | 910.58 | 38.76
CSP | 0 | 0 | 0 | 0 | 0 | 0
CT | 0 | 0 | 0 | 0 | 0 | 0
Coal | 0.01 | 0 | 0 | 0 | 0 | 0
Geo | 0 | 0 | 0 | 0 | 0 | 0
H | 27149.99 | 27149.99 | 27149.99 | 27149.99 | 27149.99 | 27149.99
LFG | 1359.2 | 1359.2 | 1359.2 | 1894.79 | 1894.79 | 1894.79
Nuc | 26211.3 | 26211.3 | 26211.3 | 21372.53 | 16850.79 | 10212.67
PS | 296.52 | 161.35 | 0 | 0 | 0 | 1082.22
PV | 0 | 0 | 0 | 0 | 0 | 0
PeakG | 1.88 | 6.58 | 0 | 0 | 0 | 0
PeakO | 0 | 0 | 0 | 0 | 0 | 0
ST | 0 | 0 | 0 | 0 | 0 | 0
STOG | 0 | 0 | 0 | 0 | 0 | 0
STWD | 0.78 | 2.71 | 0 | 15.49 | 284.21 | 299.69
WT | 10101.82 | 11933.66 | 34977.7 | 37306.4 | 37306.4 | 37306.4
IGCC | 0 | 0 | 0 | 0 | 0 | 0
DemandResponse | 0 | 0 | 0 | 0 | 0 | 0
IGCC-CCS | 0 | 0 | 0 | 0 | 0 | 0
WT_off | 0 | 0 | 0 | 0 | 0 | 0
PseudoUnit | 0 | 0 | 0 | 0 | 0 | 0
FixedInterchange | 0 | 0 | 0 | 0 | 0 | 0
Total Generation by Reporting Type: NYISO_G-I
ReportingType | 2015 | 2020 | 2025 | 2030 | 2035 | 2040
BM | 0 | 0 | 0 | 0 | 5972.91 | 4596.73
CC | 3999.81 | 2516.65 | 1308.5 | 1204.35 | 802.46 | 760.65
CSP | 0 | 0 | 0 | 0 | 0 | 0
CT | 0 | 0 | 0 | 0 | 0 | 0
Coal | 0 | 0 | 0 | 0 | 0 | 0
Geo | 0 | 0 | 0 | 0 | 0 | 0
H | 266.56 | 266.56 | 266.56 | 266.56 | 266.56 | 266.56
LFG | 504.58 | 504.58 | 1090.62 | 1090.62 | 1090.62 | 1090.62
Nuc | 15929.31 | 15929.31 | 15929.31 | 15929.31 | 7987.25 | 20321.49
PS | 0 | 0 | 0 | 0 | 0 | 0
PV | 0 | 0 | 0 | 0 | 0 | 0
PeakG | 0.01 | 0.03 | 0 | 0.03 | 0.04 | 0
PeakO | 0 | 0 | 0 | 0 | 0 | 0
ST | 0 | 0 | 0 | 0 | 0 | 0
STOG | 0 | 0 | 0 | 0 | 0 | 0
STWD | 0 | 0 | 0 | 0 | 0 | 0
WT | 0 | 178.23 | 909.97 | 909.97 | 909.97 | 909.97
IGCC | 0 | 0 | 0 | 0 | 0 | 0
DemandResponse | 0 | 0 | 0 | 0 | 0 | 0
IGCC-CCS | 0 | 0 | 0 | 0 | 0 | 0
WT_off | 0 | 0 | 0 | 0 | 0 | 0
PseudoUnit | 0 | 0 | 0 | 0 | 0 | 0
FixedInterchange | 0 | 0 | 0 | 0 | 0 | 0
Total Generation by Reporting Type: NYISO_J-K
ReportingType | 2015 | 2020 | 2025 | 2030 | 2035 | 2040
BM | 0 | 0 | 0 | 0 | 0 | 0
CC | 24101.82 | 21215.2 | 14065.55 | 13115.42 | 9843.77 | 6681.3
CSP | 0 | 0 | 0 | 0 | 0 | 0
CT | 0 | 0 | 0 | 0 | 0 | 0
Coal | 0 | 0 | 0 | 0 | 0 | 0
Geo | 0 | 0 | 0 | 0 | 0 | 0
H | 0 | 0 | 0 | 0 | 0 | 0
LFG | 977.62 | 977.62 | 977.62 | 1563.66 | 1563.66 | 1563.66
Nuc | 0 | 0.01 | 0.04 | 0.19 | 0.6 | 0.6
PS | 0 | 0 | 0 | 0 | 0 | 0
PV | 53.26 | 53.26 | 53.26 | 53.26 | 53.26 | 53.26
PeakG | 127.67 | 103.95 | 116.01 | 111.67 | 194.01 | 167.31
PeakO | 0 | 0 | 0 | 0 | 0 | 0
ST | 0 | 0 | 0 | 0 | 0 | 0
STOG | 472.05 | 646 | 695.66 | 944.84 | 219.02 | 103.77
STWD | 0 | 0 | 0 | 0 | 0 | 0
WT | 0 | 0 | 469.55 | 861.26 | 861.26 | 861.26
IGCC | 0 | 0 | 0 | 0 | 0 | 0
DemandResponse | 0 | 0 | 0 | 0 | 0 | 0
IGCC-CCS | 0 | 0 | 0 | 0 | 0 | 0
WT_off | 0 | 0 | 0 | 0 | 5437.55 | 5437.55
PseudoUnit | 0 | 0 | 0 | 0 | 0 | 0
FixedInterchange | 0 | 0 | 0 | 0 | 0 | 0
Total Generation by Reporting Type: PJM_E
ReportingType | 2015 | 2020 | 2025 | 2030 | 2035 | 2040
BM | 12.57 | 223.98 | 65.13 | 223.98 | 223.99 | 2481.04
CC | 45937.35 | 49220.3 | 44727.82 | 42142.02 | 25443.71 | 13319.57
CSP | 0 | 0 | 0 | 0 | 0 | 0
CT | 0.24 | 2.69 | 2.69 | 5.14 | 2.69 | 0
Coal | 639.69 | 413.45 | 203.87 | 0.01 | 382.31 | 980.01
Geo | 0 | 0 | 0 | 0 | 0 | 0
H | 1839.28 | 1839.28 | 1839.28 | 1839.28 | 1839.28 | 1839.27
LFG | 3714.15 | 4761.94 | 4761.94 | 4761.94 | 4761.94 | 4761.94
Nuc | 66287.73 | 61501.14 | 61501.14 | 61501.15 | 44177.55 | 35033.04
PS | 174 | 163.96 | 284 | 284 | 402.74 | 1020
PV | 102.4 | 102.4 | 102.4 | 102.4 | 102.4 | 102.4
PeakG | 69.27 | 252.23 | 252.23 | 481.53 | 252.23 | 252.23
PeakO | 0 | 0 | 0 | 0 | 0 | 0
ST | 0 | 0 | 0 | 0 | 0 | 0
STOG | 268.49 | 358.35 | 512.56 | 848.91 | 0 | 0
STWD | 0 | 0 | 0 | 0 | 0 | 0
WT | 2143.36 | 2143.36 | 2143.36 | 2143.36 | 916.11 | 916.11
IGCC | 0 | 0 | 0 | 0 | 0 | 0
DemandResponse | 0 | 0 | 0 | 0 | 0 | 0
IGCC-CCS | 0 | 0 | 0 | 0 | 0 | 0
WT_off | 0 | 3990.53 | 3990.53 | 3990.53 | 3990.53 | 3990.53
PseudoUnit | 0 | 0 | 0 | 0 | 0 | 0
FixedInterchange | 0 | 0 | 0 | 0 | 0 | 0
Total Generation by Reporting Type: PJM_ROM
ReportingType | 2015 | 2020 | 2025 | 2030 | 2035 | 2040
BM | 7.54 | 134.39 | 39.08 | 134.39 | 17603.64 | 17603.64
CC | 21135.38 | 23285.12 | 19452.72 | 16924.39 | 11259.85 | 5994.63
CSP | 0 | 0 | 0 | 0 | 0 | 0
CT | 0.15 | 1.64 | 1.64 | 3.14 | 0 | 0
Coal | 17884.14 | 5741.23 | 421.2 | 211.12 | 954.68 | 1041.44
Geo | 0 | 0 | 0 | 0 | 0 | 0
H | 3645.46 | 6490.47 | 6490.47 | 6490.47 | 6490.47 | 6490.47
LFG | 2813.8 | 4903.85 | 4903.85 | 4903.85 | 4903.85 | 4903.85
Nuc | 39227.38 | 39227.38 | 39227.38 | 42710.09 | 59339.04 | 105678.54
PS | 658.16 | 472.76 | 1074.23 | 1074.23 | 2222.69 | 3858.15
PV | 10.51 | 2384.82 | 3714.14 | 4011.67 | 4034.11 | 4141.11
PeakG | 0 | 0 | 0 | 249.14 | 155.51 | 152.46
PeakO | 0 | 0 | 0 | 0 | 0 | 0
ST | 0 | 0 | 0 | 0 | 0 | 0
STOG | 691.59 | 691.59 | 691.59 | 1350.24 | 0 | 0
STWD | 28.46 | 490.56 | 148.16 | 490.56 | 490.56 | 490.56
WT | 3032.09 | 4910.74 | 4910.74 | 4910.74 | 4910.74 | 4910.74
IGCC | 0 | 0 | 0 | 0 | 0 | 0
DemandResponse | 0 | 0 | 0 | 0 | 0 | 0
IGCC-CCS | 0 | 0 | 0 | 0 | 0 | 0
WT_off | 0 | 0 | 0 | 0 | 0 | 0
PseudoUnit | 0 | 0 | 0 | 0 | 0 | 0
FixedInterchange | 0 | 0 | 0 | 0 | 0 | 0
Total Generation by Reporting Type: PJM_ROR
ReportingType | 2015 | 2020 | 2025 | 2030 | 2035 | 2040
BM | 161.29 | 2874.47 | 445.3 | 2874.47 | 78815.17 | 78815.17
CC | 156441.85 | 187558.48 | 179201.83 | 152789.07 | 85275.19 | 38628.55
CSP | 0 | 0 | 0 | 0 | 0 | 0
CT | 2.98 | 2.98 | 2.98 | 5.69 | 0 | 0
Coal | 206154.38 | 96859.99 | 6001.99 | 5226.08 | 7339.49 | 7412.79
Geo | 0 | 0 | 0 | 0 | 0 | 0
H | 4602.26 | 6925.78 | 6925.78 | 6925.78 | 6925.78 | 6925.78
LFG | 4252.63 | 8302.71 | 8302.71 | 8302.71 | 8302.71 | 8302.71
Nuc | 156083.84 | 156083.84 | 156083.84 | 167546.74 | 172300.81 | 199058.64
PS | 1375.6 | 1263.16 | 2187.51 | 2187.51 | 3378.12 | 7856.55
PV | 63.07 | 63.07 | 63.07 | 63.07 | 63.07 | 63.07
PeakG | 887.43 | 488.5 | 173.94 | 1343 | 411.02 | 222.56
PeakO | 0 | 0 | 0 | 0 | 0 | 0
ST | 0 | 0 | 0 | 0 | 0 | 0
STOG | 624.42 | 408.99 | 798.51 | 798.51 | 0 | 0
STWD | 36.67 | 1359.55 | 123.97 | 998.98 | 1359.55 | 1059.82
WT | 28147.97 | 28682.04 | 69702.95 | 69702.95 | 69702.95 | 69702.95
IGCC | 0 | 0 | 0 | 0 | 0 | 0
DemandResponse | 0 | 0 | 0 | 0 | 0 | 0
IGCC-CCS | 0 | 0 | 0 | 0 | 0 | 0
WT_off | 0 | 0 | 0 | 0 | 0 | 0
PseudoUnit | 0 | 0 | 0 | 0 | 0 | 0
FixedInterchange | 0 | 0 | 0 | 0 | 0 | 0
Total Generation by Reporting Type: SOCO
ReportingType | 2015 | 2020 | 2025 | 2030 | 2035 | 2040
BM | 38.15 | 88.97 | 240.6 | 410.64 | 48942.4 | 32834.47
CC | 154427.72 | 172387.99 | 156703.54 | 128412.52 | 31783.48 | 10077.05
CSP | 0 | 0 | 0 | 0 | 0 | 0
CT | 0 | 0 | 0 | 0 | 0 | 0
Coal | 33650.97 | 9117.72 | 3830.87 | 3830.86 | 3830.85 | 3830.86
Geo | 0 | 0 | 0 | 0 | 0 | 0
H | 10893.11 | 10893.11 | 10893.11 | 10893.11 | 12917.99 | 12917.99
LFG | 291.71 | 291.71 | 1138.45 | 1138.45 | 1138.45 | 1138.45
Nuc | 45497.84 | 62634.5 | 62634.5 | 95082.09 | 143538.83 | 184532.58
PS | 993.91 | 686.75 | 1082.41 | 686.75 | 2854.89 | 4271.25
PV | 0 | 0 | 0 | 0 | 0 | 0
PeakG | 389.07 | 504.49 | 1004.69 | 303.74 | 292.49 | 312.57
PeakO | 0 | 0 | 0 | 0 | 0 | 0
ST | 0 | 0 | 0 | 0 | 0 | 0
STOG | 0 | 0 | 0 | 0 | 0 | 0
STWD | 261.52 | 451.91 | 690.62 | 3439.81 | 4681.34 | 2877.69
WT | 0 | 0 | 0.01 | 0.01 | 0.01 | 0.01
IGCC | 0 | 0 | 0 | 0 | 0 | 0
DemandResponse | 0 | 0 | 0 | 0 | 0 | 0
IGCC-CCS | 0 | 0 | 0 | 0 | 0 | 0
WT_off | 0 | 0 | 0 | 0 | 0 | 0
PseudoUnit | 0 | 0 | 0 | 0 | 0 | 0
FixedInterchange | 0 | 0 | 0 | 0 | 0 | 0
Total Generation by Reporting Type: SPP_N
ReportingType | 2015 | 2020 | 2025 | 2030 | 2035 | 2040
BM | 0 | 0 | 0 | 0 | 0.02 | 0.01
CC | 4132.29 | 917.42 | 911.02 | 911.02 | 404.15 | 260.3
CSP | 0 | 0 | 0 | 0 | 0 | 0
CT | 0 | 0 | 0 | 0 | 0 | 0
Coal | 59322.92 | 8893.96 | 179.4 | 0 | 0 | 0
Geo | 0 | 0 | 0 | 0 | 0 | 0
H | 60 | 60 | 59.98 | 60 | 60 | 60
LFG | 55.19 | 55.19 | 37.64 | 804.17 | 804.17 | 804.17
Nuc | 9035.69 | 9035.69 | 6046.47 | 5641.63 | 9035.7 | 9035.7
PS | 0 | 0 | 0 | 0 | 0 | 0
PV | 0 | 0 | 0 | 0 | 0 | 0
PeakG | 108.44 | 0 | 0 | 0 | 0 | 0
PeakO | 0 | 0 | 0 | 0 | 0 | 0
ST | 0 | 0 | 0 | 0 | 0 | 0
STOG | 147.11 | 0 | 0 | 0 | 0 | 0
STWD | 0 | 0 | 0 | 0 | 0 | 0
WT | 4213.48 | 177193.83 | 232384.14 | 241104.43 | 239627.94 | 244558.52
IGCC | 0 | 0 | 0 | 0 | 0 | 0
DemandResponse | 0 | 0 | 0 | 0 | 0 | 0
IGCC-CCS | 0 | 0 | 0 | 0 | 0 | 0
WT_off | 0 | 0 | 0 | 0 | 0 | 0
PseudoUnit | 0 | 0 | 0 | 0 | 0 | 0
FixedInterchange | 0 | 0 | 0 | 0 | 0 | 0
Total Generation by Reporting Type: SPP_S
ReportingType | 2015 | 2020 | 2025 | 2030 | 2035 | 2040
BM | 0 | 0 | 0 | 0 | 36.78 | 23.85
CC | 41994.56 | 11762.59 | 10430.04 | 8192.18 | 6909.19 | 5948.8
CSP | 0 | 0 | 0 | 0 | 0 | 0
CT | 0 | 0 | 0 | 0 | 0 | 14.97
Coal | 90083.49 | 6991.32 | 381.14 | 0 | 0 | 0
Geo | 0 | 0 | 0 | 0 | 0 | 0
H | 10050.79 | 10050.79 | 10050.75 | 10050.79 | 10336.52 | 10336.52
LFG | 149.8 | 149.8 | 101.45 | 898.77 | 898.78 | 898.78
Nuc | 0.02 | 0.02 | 0.04 | 0.07 | 0.34 | 0.25
PS | 194.01 | 546.35 | 1148 | 1148 | 1148 | 971.83
PV | 0 | 0 | 0 | 0 | 0 | 0
PeakG | 0 | 0 | 0 | 0 | 0 | 0
PeakO | 0 | 0 | 0 | 0 | 0 | 0
ST | 0 | 0 | 0 | 0 | 0 | 0
STOG | 1941.71 | 472.05 | 379.68 | 843.36 | 515.93 | 497.55
STWD | 56.6 | 15.12 | 30.24 | 120.96 | 269.23 | 198.45
WT | 9404.55 | 148393.77 | 168923.81 | 173146.8 | 172464.62 | 177781.8
IGCC | 0 | 0 | 0 | 0 | 0 | 0
DemandResponse | 0 | 0 | 0 | 0 | 0 | 0
IGCC-CCS | 0 | 0 | 0 | 0 | 0 | 0
WT_off | 0 | 0 | 0 | 0 | 0 | 0
PseudoUnit | 0 | 0 | 0 | 0 | 0 | 0
FixedInterchange | 0 | 0 | 0 | 0 | 0 | 0
Total Generation by Reporting Type: TVA
ReportingType | 2015 | 2020 | 2025 | 2030 | 2035 | 2040
BM | 0 | 0 | 0 | 0 | 55206.82 | 53781.41
CC | 41764.34 | 66507 | 69059.5 | 53171.34 | 19611.07 | 8722.34
CSP | 0 | 0 | 0 | 0 | 0 | 0
CT | 0 | 0 | 0 | 0 | 0 | 0
Coal | 43922.41 | 21979.74 | 1294.69 | 0.02 | 0.02 | 0.02
Geo | 0 | 0 | 0 | 0 | 0 | 0
H | 17444.81 | 17545.57 | 17545.57 | 17545.57 | 17545.57 | 17545.57
LFG | 102.49 | 102.49 | 949.23 | 949.23 | 949.23 | 949.23
Nuc | 65391.09 | 65391.09 | 65391.09 | 72005.27 | 62458.95 | 76159.85
PS | 740.11 | 527.55 | 714.63 | 714.63 | 1958.46 | 4444.65
PV | 0 | 0 | 0 | 0 | 0 | 0
PeakG | 0 | 0 | 0 | 0 | 0 | 0
PeakO | 0 | 0 | 0 | 0 | 0 | 0
ST | 0 | 0 | 0 | 0 | 0 | 0
STOG | 0 | 0 | 0 | 0 | 0 | 0
STWD | 2.03 | 1.85 | 3.38 | 25.75 | 35.04 | 21.64
WT | 73.94 | 73.94 | 73.94 | 73.94 | 73.94 | 73.94
IGCC | 0 | 0 | 0 | 0 | 0 | 0
DemandResponse | 0 | 0 | 0 | 0 | 0 | 0
IGCC-CCS | 0 | 0 | 0 | 0 | 0 | 0
WT_off | 0 | 0 | 0 | 0 | 0 | 0
PseudoUnit | 0 | 0 | 0 | 0 | 0 | 0
FixedInterchange | 0 | 0 | 0 | 0 | 0 | 0
Total Generation by Reporting Type: TVA_Transmission
ReportingType | 2015 | 2020 | 2025 | 2030 | 2035 | 2040
BM | 0 | 0 | 0 | 0 | 0 | 0
CC | 0 | 0 | 0 | 0 | 0 | 0
CSP | 0 | 0 | 0 | 0 | 0 | 0
CT | 0 | 0 | 0 | 0 | 0 | 0
Coal | 0 | 0 | 0 | 0 | 0 | 0
Geo | 0 | 0 | 0 | 0 | 0 | 0
H | 0 | 0 | 0 | 0 | 0 | 0
LFG | 0 | 0 | 0 | 0 | 0 | 0
Nuc | 0 | 0 | 0 | 0 | 0 | 0
PS | 0 | 0 | 0 | 0 | 0 | 0
PV | 0 | 0 | 0 | 0 | 0 | 0
PeakG | 0 | 0 | 0 | 0 | 0 | 0
PeakO | 0 | 0 | 0 | 0 | 0 | 0
ST | 0 | 0 | 0 | 0 | 0 | 0
STOG | 0 | 0 | 0 | 0 | 0 | 0
STWD | 0 | 0 | 0 | 0 | 0 | 0
WT | 0 | 0 | 0 | 0 | 0 | 0
IGCC | 0 | 0 | 0 | 0 | 0 | 0
DemandResponse | 0 | 0 | 0 | 0 | 0 | 0
IGCC-CCS | 0 | 0 | 0 | 0 | 0 | 0
WT_off | 0 | 0 | 0 | 0 | 0 | 0
PseudoUnit | 0 | 0 | 0 | 0 | 0 | 0
FixedInterchange | 0 | 0 | 0 | 0 | 0 | 0
Total Generation by Reporting Type: VACAR
ReportingType | 2015 | 2020 | 2025 | 2030 | 2035 | 2040
BM | 6.84 | 6.84 | 1395.93 | 1395.93 | 52160.85 | 43742.21
CC | 120140.35 | 116929.37 | 106278.16 | 89527.36 | 23681.92 | 10711.69
CSP | 0 | 0 | 0 | 0 | 0 | 0
CT | 73.7 | 73.7 | 140.69 | 0 | 0 | 0
Coal | 34047.39 | 17150.14 | 4306.74 | 2142.37 | 2254.24 | 2254.24
Geo | 0 | 0 | 0 | 0 | 0 | 0
H | 4325 | 4325 | 4446.45 | 4446.45 | 4446.45 | 4446.45
LFG | 499.37 | 1343.43 | 1343.43 | 1343.43 | 1343.43 | 1343.43
Nuc | 89032.75 | 107182.03 | 115762.49 | 150565.86 | 172288.51 | 216666.32
PS | 1203.36 | 1106.52 | 2428.32 | 1399.26 | 1861.9 | 6670.8
PV | 42.05 | 299.54 | 304.04 | 305.59 | 305.59 | 311.37
PeakG | 103.98 | 196.61 | 353.65 | 350.13 | 0.37 | 6.64
PeakO | 0 | 0 | 0 | 0 | 0 | 0
ST | 0 | 0 | 0 | 0 | 0 | 0
STOG | 0 | 0 | 0 | 0 | 0 | 0
STWD | 1969.25 | 1446.98 | 1802.4 | 1969.25 | 1969.25 | 1210.52
WT | 2.34 | 7866.99 | 7866.99 | 7866.99 | 7866.99 | 7866.99
IGCC | 0 | 0 | 0 | 0 | 0 | 0
DemandResponse | 0 | 0 | 0 | 0 | 0 | 0
IGCC-CCS | 0 | 0 | 0 | 0 | 0 | 0
WT_off | 3.46 | 1571.95 | 3992.66 | 3992.66 | 3992.66 | 3992.66
PseudoUnit | 0 | 0 | 0 | 0 | 0 | 0
FixedInterchange | 0 | 0 | 0 | 0 | 0 | 0
Total Generation by Reporting Type: IESO
ReportingType | 2015 | 2020 | 2025 | 2030 | 2035 | 2040
BM | 0 | 0 | 0 | 0 | 63.19 | 118.69
CC | 9638.85 | 6751.44 | 180.91 | 34.65 | 70.92 | 154.97
CSP | 0 | 0 | 0 | 0 | 0 | 0
CT | 12.03 | 3.44 | 0 | 0 | 0 | 0
Coal | 0 | 0 | 0 | 0 | 0 | 0
Geo | 0 | 0 | 0 | 0 | 0 | 0
H | 46189.03 | 46189.04 | 46189.04 | 46189.04 | 47737.94 | 47737.94
LFG | 926.37 | 926.37 | 926.37 | 930.31 | 930.31 | 930.31
Nuc | 101402.3 | 101402.3 | 101402.3 | 101402.3 | 93379.23 | 81383.57
PS | 25.83 | 13.53 | 0.02 | 34.13 | 25.7 | 25.83
PV | 78.84 | 78.84 | 78.84 | 78.84 | 78.84 | 78.84
PeakG | 0 | 0 | 0 | 0 | 0 | 0
PeakO | 0 | 0 | 0 | 0 | 0 | 0
ST | 0 | 0 | 0 | 0 | 0 | 0
STOG | 0 | 0 | 0 | 0 | 0 | 0
STWD | 13.76 | 13.76 | 0 | 26.27 | 974.11 | 566.1
WT | 8479.75 | 8479.75 | 8479.75 | 8479.75 | 8750.61 | 12531.61
IGCC | 0 | 0 | 0 | 0 | 0 | 0
DemandResponse | 0 | 0 | 0 | 0 | 0 | 0
IGCC-CCS | 0 | 0 | 0 | 0 | 0 | 0
WT_off | 0 | 0 | 0 | 0 | 0 | 0
PseudoUnit | 0 | 0 | 0 | 0 | 0 | 0
FixedInterchange | 0 | 0 | 0 | 0 | 0 | 0
Total Generation by Reporting Type: MAPP_CA
ReportingType | 2015 | 2020 | 2025 | 2030 | 2035 | 2040
BM | 0 | 0 | 0 | 0 | 0 | 0
CC | 7729.05 | 7729.05 | 248.3 | 0 | 0 | 0
CSP | 0 | 0 | 0 | 0 | 0 | 0
CT | 0 | 0 | 0 | 0 | 0 | 0
Coal | 248.44 | 39.51 | 0 | 0 | 0 | 0
Geo | 0 | 0 | 0 | 0 | 0 | 0
H | 41520.42 | 45597.02 | 54366.11 | 64338.72 | 68795.52 | 68795.52
LFG | 0 | 0 | 0 | 0 | 0 | 0
Nuc | 0 | 0.02 | 0 | 0 | 0 | 0
PS | 0 | 0 | 0 | 0 | 0 | 0
PV | 0 | 0 | 0 | 0 | 0 | 0
PeakG | 85.42 | 16.88 | 0 | 0 | 0 | 0
PeakO | 0 | 0 | 0 | 0 | 0 | 0
ST | 0 | 0 | 0 | 0 | 0 | 0
STOG | 12.93 | 0 | 0 | 0 | 0 | 0
STWD | 0 | 0 | 0 | 0 | 0 | 0
WT | 1446.06 | 1446.06 | 1446.06 | 1446.06 | 0 | 0
IGCC | 0 | 0 | 0 | 0 | 0 | 0
DemandResponse | 0 | 0 | 0 | 0 | 0 | 0
IGCC-CCS | 0 | 0 | 0 | 0 | 0 | 0
WT_off | 0 | 0 | 0 | 0 | 0 | 0
PseudoUnit | 0 | 0 | 0 | 0 | 0 | 0
FixedInterchange | 0 | 0 | 0 | 0 | 0 | 0
Total Generation by Reporting Type: AZ_NM_SNV_Coal
ReportingType | 2015 | 2020 | 2025 | 2030 | 2035 | 2040
BM | 0 | 0 | 0 | 0 | 0 | 0
CC | 0 | 0 | 0 | 0 | 0 | 0
CSP | 0 | 0 | 0 | 0 | 0 | 0
CT | 0 | 0 | 0 | 0 | 0 | 0
Coal | 51777.7 | 48960.59 | 7081.89 | 4.62 | 15 | 7.25
Geo | 0 | 0 | 0 | 0 | 0 | 0
H | 0 | 0 | 0 | 0 | 0 | 0
LFG | 0 | 0 | 0 | 0 | 0 | 0
Nuc | 0 | 0 | 0 | 0 | 0 | 0
PS | 0 | 0 | 0 | 0 | 0 | 0
PV | 0 | 0 | 0 | 0 | 0 | 0
PeakG | 0 | 0 | 0 | 0 | 0 | 0
PeakO | 0 | 0 | 0 | 0 | 0 | 0
ST | 0 | 0 | 0 | 0 | 0 | 0
STOG | 0 | 0 | 0 | 0 | 0 | 0
STWD | 0 | 0 | 0 | 0 | 0 | 0
WT | 0 | 0 | 0 | 0 | 0 | 0
IGCC | 0 | 0 | 0 | 0 | 0 | 0
DemandResponse | 0 | 0 | 0 | 0 | 0 | 0
IGCC-CCS | 0 | 0 | 0 | 0 | 0 | 0
WT_off | 0 | 0 | 0 | 0 | 0 | 0
PseudoUnit | 0 | 0 | 0 | 0 | 0 | 0
FixedInterchange | 0 | 0 | 0 | 0 | 0 | 0
Total Generation by Reporting Type: AZ_NM_SNV_Gas
ReportingType | 2015 | 2020 | 2025 | 2030 | 2035 | 2040
BM | 0 | 0 | 0 | 0 | 0 | 0
CC | 68253.67 | 65684.67 | 67149.65 | 53106.13 | 15157.66 | 10514.3
CSP | 0 | 0 | 0 | 0 | 0 | 0
CT | 0 | 0 | 0 | 0 | 0 | 0
Coal | 0 | 0 | 0 | 0 | 0 | 0
Geo | 0 | 0 | 0 | 0 | 0 | 0
H | 0 | 0 | 0 | 0 | 0 | 0
LFG | 0 | 0 | 0 | 0 | 0 | 0
Nuc | 0 | 0 | 0 | 0 | 0 | 0
PS | 0 | 0 | 0 | 0 | 0 | 0
PV | 0 | 0 | 0 | 0 | 0 | 0
PeakG | 0 | 0 | 0 | 0 | 0 | 0
PeakO | 0 | 0 | 0 | 0 | 0 | 0
ST | 0 | 0 | 0 | 0 | 0 | 0
STOG | 0 | 0 | 0 | 0 | 0 | 0
STWD | 0 | 0 | 0 | 0 | 0 | 0
WT | 0 | 0 | 0 | 0 | 0 | 0
IGCC | 0 | 0 | 0 | 0 | 0 | 0
DemandResponse | 0 | 0 | 0 | 0 | 0 | 0
IGCC-CCS | 0 | 0 | 0 | 0 | 0 | 0
WT_off | 0 | 0 | 0 | 0 | 0 | 0
PseudoUnit | 0 | 0 | 0 | 0 | 0 | 0
FixedInterchange | 0 | 0 | 0 | 0 | 0 | 0
Total Generation by Reporting Type: AZ_NM_SNV_NucRenew
ReportingType | 2015 | 2020 | 2025 | 2030 | 2035 | 2040
BM | 0 | 0 | 0 | 0 | 30493.7 | 37579.49
CC | 0 | 0 | 0 | 0 | 0 | 0
CSP | 0 | 0 | 0 | 0 | 0 | 0
CT | 0 | 0 | 0 | 0 | 0 | 0
Coal | 0 | 0 | 0 | 0 | 0 | 0
Geo | 0 | 208.03 | 12066.9 | 12066.9 | 12066.9 | 12066.9
H | 8952 | 8952 | 8952 | 8952 | 8952 | 8952
LFG | 55.19 | 55.19 | 533.48 | 533.48 | 533.48 | 533.48
Nuc | 30183.89 | 30183.89 | 30183.9 | 59280.76 | 82684.5 | 82684.5
PS | 0.92 | 1 | 7.56 | 23.76 | 34.56 | 29.15
PV | 365.63 | 365.63 | 365.63 | 365.63 | 365.63 | 365.58
PeakG | 0 | 0 | 0 | 0 | 0 | 0
PeakO | 0 | 0 | 0 | 0 | 0 | 0
ST | 981.12 | 2542.54 | 3340.66 | 3374.76 | 5203.24 | 5203.19
STOG | 0 | 0 | 0 | 0 | 0 | 0
STWD | 182.21 | 182.21 | 182.21 | 182.21 | 182.21 | 182.21
WT | 1407.73 | 31835.67 | 33082.12 | 33442.56 | 33442.56 | 33442.48
IGCC | 0 | 0 | 0 | 0 | 0 | 0
DemandResponse | 0 | 0 | 0 | 0 | 0 | 0
IGCC-CCS | 0 | 0 | 0 | 0 | 0 | 0
WT_off | 0 | 0 | 0 | 0 | 0 | 0
PseudoUnit | 0 | 0 | 0 | 0 | 0 | 0
FixedInterchange | 0 | 0 | 0 | 0 | 0 | 0
Total Generation by Reporting Type: ERCOT
ReportingType | 2015 | 2020 | 2025 | 2030 | 2035 | 2040
BM | 98.27 | 100.59 | 154.07 | 1082.59 | 23751.66 | 18626.63
CC | 220126.86 | 233043.65 | 199271.38 | 173489 | 59959.77 | 41118.48
CSP | 0 | 0 | 0 | 0 | 0 | 0
CT | 0 | 2.34 | 1.04 | 8.17 | 0 | 0
Coal | 41031.51 | 27384.78 | 3503.89 | 3754.01 | 3754.03 | 3477.63
Geo | 0 | 0 | 0 | 0 | 0 | 0
H | 607.38 | 607.38 | 607.39 | 607.39 | 2022.97 | 2022.97
LFG | 591.3 | 591.3 | 3382.24 | 3382.24 | 3382.24 | 3382.24
Nuc | 39655.79 | 39655.79 | 39655.8 | 62685.08 | 153002.02 | 179504.09
PS | 0 | 0 | 0 | 0 | 0 | 0
PV | 30.84 | 30.84 | 30.84 | 30.77 | 30.18 | 28.63
PeakG | 0 | 6.37 | 0 | 38.08 | 49.94 | 37.87
PeakO | 0 | 0 | 0 | 0 | 0 | 0
ST | 0 | 0 | 0 | 0 | 0 | 0
STOG | 2587.14 | 4087.17 | 1264.19 | 848.82 | 0 | 0
STWD | 0 | 0 | 0 | 0 | 0 | 0
WT | 27080.39 | 27080.39 | 84616.05 | 83850.36 | 83822.83 | 84564.27
IGCC | 0 | 0 | 0 | 0 | 0 | 0
DemandResponse | 0 | 0 | 0 | 0 | 0 | 0
IGCC-CCS | 0 | 0 | 0 | 0 | 0 | 0
WT_off | 0 | 0 | 0 | 0 | 0 | 0
PseudoUnit | 0 | 0 | 0 | 0 | 0 | 0
FixedInterchange | 0 | 0 | 0 | 0 | 0 | 0
Total Generation by Reporting Type: NP15
ReportingType | 2015 | 2020 | 2025 | 2030 | 2035 | 2040
BM | 0 | 0 | 0 | 0 | 6295.74 | 6295.74
CC | 58480.02 | 56862.98 | 50009.68 | 30738.24 | 9856.64 | 7266.73
CSP | 0 | 0 | 0 | 0 | 0 | 0
CT | 0 | 0 | 0 | 0 | 0 | 0
Coal | 1435.64 | 213.44 | 0 | 0 | 0 | 0
Geo | 9050.48 | 14043.68 | 14043.68 | 14043.68 | 14043.68 | 14043.68
H | 24182 | 24182 | 24182 | 24182 | 24182 | 24182
LFG | 670.14 | 3653.69 | 5124.6 | 5124.6 | 5124.6 | 5124.6
Nuc | 17915.6 | 17915.6 | 17915.6 | 41802.01 | 68119.89 | 72337.37
PS | 0 | 0 | 0 | 22.57 | 0 | 8.42
PV | 153.52 | 153.52 | 153.52 | 153.52 | 153.52 | 153.52
PeakG | 0 | 0 | 0 | 0 | 0 | 0
PeakO | 0 | 0 | 0 | 0 | 0 | 0
ST | 99.08 | 99.08 | 99.08 | 99.08 | 99.08 | 341.64
STOG | 70.01 | 50.11 | 25.08 | 0.16 | 0 | 0
STWD | 3097.54 | 2735.35 | 401.09 | 3097.54 | 3097.54 | 2406.11
WT | 3102.31 | 11679.16 | 30582.17 | 32748.71 | 33576.14 | 35206.87
IGCC | 0 | 0 | 0 | 0 | 0 | 0
DemandResponse | 0 | 0 | 0 | 0 | 0 | 0
IGCC-CCS | 0 | 0 | 0 | 0 | 0 | 0
WT_off | 0 | 0 | 0 | 0 | 0 | 0
PseudoUnit | 0 | 0 | 0 | 0 | 0 | 0
FixedInterchange | 0 | 0 | 0 | 0 | 0 | 0
Total Generation by Reporting Type: NWPP_Coal
ReportingType | 2015 | 2020 | 2025 | 2030 | 2035 | 2040
BM | 0 | 0 | 0 | 0 | 0 | 0
CC | 0 | 0 | 0 | 0 | 0 | 0
CSP | 0 | 0 | 0 | 0 | 0 | 0
CT | 0 | 0 | 0 | 0 | 0 | 0
Coal | 51363.77 | 41267.59 | 1282.62 | 1282.61 | 1282.61 | 602.19
Geo | 0 | 0 | 0 | 0 | 0 | 0
H | 0 | 0 | 0 | 0 | 0 | 0
LFG | 0 | 0 | 0 | 0 | 0 | 0
Nuc | 0 | 0 | 0 | 0 | 0 | 0
PS | 0 | 0 | 0 | 0 | 0 | 0
PV | 0 | 0 | 0 | 0 | 0 | 0
PeakG | 0 | 0 | 0 | 0 | 0 | 0
PeakO | 0 | 0 | 0 | 0 | 0 | 0
ST | 0 | 0 | 0 | 0 | 0 | 0
STOG | 0 | 0 | 0 | 0 | 0 | 0
STWD | 0 | 0 | 0 | 0 | 0 | 0
WT | 0 | 0 | 0 | 0 | 0 | 0
IGCC | 0 | 0 | 0 | 0 | 0 | 0
DemandResponse | 0 | 0 | 0 | 0 | 0 | 0
IGCC-CCS | 0 | 0 | 0 | 0 | 0 | 0
WT_off | 0 | 0 | 0 | 0 | 0 | 0
PseudoUnit | 0 | 0 | 0 | 0 | 0 | 0
FixedInterchange | 0 | 0 | 0 | 0 | 0 | 0
Total Generation by Reporting Type: NWPP_Gas
ReportingType | 2015 | 2020 | 2025 | 2030 | 2035 | 2040
BM | 0 | 0 | 0 | 0 | 0 | 0
CC | 46927.78 | 46927.79 | 38666.73 | 35724.29 | 1034.41 | 0.02
CSP | 0 | 0 | 0 | 0 | 0 | 0
CT | 0 | 0 | 0 | 0 | 0 | 0
Coal | 0 | 0 | 0 | 0 | 0 | 0
Geo | 0 | 0 | 0 | 0 | 0 | 0
H | 0 | 0 | 0 | 0 | 0 | 0
LFG | 0 | 0 | 0 | 0 | 0 | 0
Nuc | 0 | 0 | 0 | 0 | 0 | 0
PS | 0 | 0 | 0 | 0 | 0 | 0
PV | 0 | 0 | 0 | 0 | 0 | 0
PeakG | 0 | 0 | 0 | 0 | 0 | 0
PeakO | 0 | 0 | 0 | 0 | 0 | 0
ST | 0 | 0 | 0 | 0 | 0 | 0
STOG | 0 | 0 | 0 | 0 | 0 | 0
STWD | 0 | 0 | 0 | 0 | 0 | 0
WT | 0 | 0 | 0 | 0 | 0 | 0
IGCC | 0 | 0 | 0 | 0 | 0 | 0
DemandResponse | 0 | 0 | 0 | 0 | 0 | 0
IGCC-CCS | 0 | 0 | 0 | 0 | 0 | 0
WT_off | 0 | 0 | 0 | 0 | 0 | 0
PseudoUnit | 0 | 0 | 0 | 0 | 0 | 0
FixedInterchange | 0 | 0 | 0 | 0 | 0 | 0
Total Generation by Reporting Type: NWPP_NucRenew
ReportingType | 2015 | 2020 | 2025 | 2030 | 2035 | 2040
BM | 0 | 243.02 | 175.04 | 243.02 | 28378.18 | 46176.81
CC | 0 | 0 | 0 | 0 | 0 | 0
CSP | 0 | 0 | 0 | 0 | 0 | 0
CT | 0 | 0 | 0 | 0 | 0 | 0
Coal | 0 | 0 | 0 | 0 | 0 | 0
Geo | 3280.13 | 3280.13 | 6891.88 | 6891.88 | 6891.88 | 6891.88
H | 133486 | 133486 | 134577.8 | 134577.8 | 134577.8 | 134577.8
LFG | 1013.09 | 1013.09 | 2940.73 | 2940.73 | 2940.73 | 2940.73
Nuc | 8809.8 | 8809.8 | 8809.8 | 8809.82 | 26584.99 | 26584.99
PS | 0 | 0 | 0 | 0 | 0 | 0
PV | 7.88 | 7.88 | 7.88 | 7.88 | 7.88 | 7.9
PeakG | 0 | 0 | 0 | 0 | 0 | 0
PeakO | 0 | 0 | 0 | 0 | 0 | 0
ST | 0 | 0 | 0 | 0 | 0 | 7.62
STOG | 0 | 0 | 0 | 0 | 0 | 0
STWD | 0 | 532.49 | 1853.99 | 3931.49 | 3931.49 | 1853.99
WT | 15874.4 | 15874.4 | 64079.38 | 65215.92 | 65216.09 | 70568.31
IGCC | 0 | 0 | 0 | 0 | 0 | 0
DemandResponse | 0 | 0 | 0 | 0 | 0 | 0
IGCC-CCS | 0 | 0 | 0 | 0 | 0 | 0
WT_off | 0 | 0 | 0 | 0 | 0 | 0
PseudoUnit | 0 | 0 | 0 | 0 | 0 | 0
FixedInterchange | 0 | 0 | 0 | 0 | 0 | 0
Total Generation by Reporting Type: RMPA
ReportingType | 2015 | 2020 | 2025 | 2030 | 2035 | 2040
BM | 0 | 0 | 0 | 0 | 10775.68 | 13216.27
CC | 11120.79 | 10188.71 | 16895.44 | 10834.49 | 3455.07 | 2029.55
CSP | 0 | 0 | 0 | 0 | 0 | 0
CT | 0 | 0 | 0 | 0 | 0 | 0
Coal | 50094.87 | 42014.22 | 5968.97 | 2651.42 | 2650.06 | 1417.84
Geo | 0 | 0.02 | 21387.54 | 21387.54 | 21387.54 | 21387.54
H | 4353 | 4353 | 4353 | 4353 | 4353 | 4353
LFG | 58.34 | 58.34 | 286.45 | 286.45 | 286.45 | 286.45
Nuc | 0.01 | 0.01 | 0.04 | 15671.82 | 15672.06 | 15671.81
PS | 92.61 | 54.08 | 52.87 | 61.93 | 259.84 | 61.93
PV | 54.93 | 54.93 | 54.93 | 54.93 | 54.92 | 54.93
PeakG | 0 | 0 | 0 | 0 | 0 | 0.69
PeakO | 0 | 0 | 0 | 0 | 0 | 0
ST | 9.83 | 1213.6 | 1213.6 | 1231.51 | 1231.51 | 1231.51
STOG | 0 | 0 | 0 | 0 | 0 | 0
STWD | 0 | 0 | 0 | 0 | 0 | 0
WT | 6354.34 | 17013.68 | 17013.68 | 18627.11 | 18626.88 | 19035.08
IGCC | 0 | 0 | 0 | 0 | 0 | 0
DemandResponse | 0 | 0 | 0 | 0 | 0 | 0
IGCC-CCS | 0 | 0 | 0 | 0 | 0 | 0
WT_off | 0 | 0 | 0 | 0 | 0 | 0
PseudoUnit | 0 | 0 | 0 | 0 | 0 | 0
FixedInterchange | 0 | 0 | 0 | 0 | 0 | 0
Total Generation by Reporting Type: SP15
ReportingType | 2015 | 2020 | 2025 | 2030 | 2035 | 2040
BM | 44.8 | 44.8 | 44.79 | 44.8 | 5036.6 | 5036.59
CC | 83237.9 | 77322.4 | 64741.76 | 62512.01 | 23886.02 | 15887.02
CSP | 0 | 0 | 0 | 0 | 0 | 0
CT | 0 | 0 | 0 | 0 | 0 | 0
Coal | 1392.49 | 761.6 | 0 | 0 | 0 | 0
Geo | 7774.15 | 19841.05 | 19841.05 | 19841.05 | 19841.05 | 19841.05
H | 5920 | 5920 | 5920 | 5920 | 5920 | 5920
LFG | 1759.71 | 6141.64 | 6141.64 | 6141.64 | 6141.64 | 6141.64
Nuc | 17526.13 | 17526.13 | 17526.13 | 17526.15 | 21922.78 | 48204.11
PS | 0 | 0 | 158.4 | 166.11 | 181.87 | 141.79
PV | 331.57 | 331.57 | 331.57 | 331.57 | 331.57 | 331.57
PeakG | 0 | 0 | 0 | 0 | 0 | 0
PeakO | 0 | 0 | 0 | 0 | 0 | 0
ST | 1569.79 | 1569.79 | 7532.21 | 8718.2 | 10012.48 | 12942.49
STOG | 528.75 | 365.89 | 83.82 | 173.65 | 74.86 | 40.34
STWD | 833.95 | 833.95 | 505.53 | 833.95 | 833.95 | 650.1
WT | 5740.26 | 9615.63 | 42569.14 | 42569.14 | 42569.14 | 42569.14
IGCC | 0 | 0 | 0 | 0 | 0 | 0
DemandResponse | 0 | 0 | 0 | 0 | 0 | 0
IGCC-CCS | 0 | 0 | 0 | 0 | 0 | 0
WT_off | 0 | 0 | 0 | 0 | 0 | 0
PseudoUnit | 0 | 0 | 0 | 0 | 0 | 0
FixedInterchange | 0 | 0 | 0 | 0 | 0 | 0
Total Generation by Reporting Type: ALB
ReportingType | 2015 | 2020 | 2025 | 2030 | 2035 | 2040
BM | 0 | 0 | 0 | 0 | 0 | 0
CC | 16213.54 | 16805.06 | 16686.72 | 5.95 | 0 | 5.87
CSP | 0 | 0 | 0 | 0 | 0 | 0
CT | 0 | 0 | 0 | 0 | 0 | 0
Coal | 46350.59 | 46350.59 | 45182.29 | 0 | 0 | 0
Geo | 0 | 0 | 0 | 0 | 0 | 0
H | 1979.87 | 1979.87 | 1979.87 | 1979.87 | 1979.87 | 1979.87
LFG | 78.84 | 78.84 | 78.84 | 78.84 | 78.84 | 78.84
Nuc | 0 | 0 | 0.12 | 68658.13 | 69871.67 | 69973.17
PS | 0 | 0 | 0 | 0 | 0 | 0
PV | 0 | 0 | 0 | 0 | 0 | 0
PeakG | 0 | 0 | 0 | 0 | 0 | 2.49
PeakO | 0 | 0 | 0 | 0 | 0 | 0
ST | 0 | 0 | 0 | 0 | 0 | 0
STOG | 0 | 0 | 0 | 0 | 0 | 0
STWD | 0 | 871.01 | 1219.39 | 1219.39 | 1219.39 | 1219.39
WT | 1553.84 | 1553.84 | 1764.26 | 1764.26 | 1764.26 | 1764.26
IGCC | 0 | 0 | 0 | 0 | 0 | 0
DemandResponse | 0 | 0 | 0 | 0 | 0 | 0
IGCC-CCS | 0 | 0 | 0 | 0 | 0 | 0
WT_off | 0 | 0 | 0 | 0 | 0 | 0
PseudoUnit | 0 | 0 | 0 | 0 | 0 | 0
FixedInterchange | 0 | 0 | 0 | 0 | 0 | 0
Total Generation by Reporting Type: BC
ReportingType | 2015 | 2020 | 2025 | 2030 | 2035 | 2040
BM | 0 | 0 | 0 | 0 | 0 | 0
CC | 4234.31 | 4234.31 | 4234.32 | 2669.81 | 0 | 0
CSP | 0 | 0 | 0 | 0 | 0 | 0
CT | 0 | 0 | 0 | 0 | 0 | 0
Coal | 0 | 0 | 0 | 0 | 0 | 0
Geo | 0 | 0 | 0 | 0 | 0 | 0
H | 54411.22 | 54411.22 | 54411.22 | 54411.22 | 54411.22 | 54411.22
LFG | 189.22 | 189.22 | 189.22 | 189.22 | 189.22 | 189.22
Nuc | 0 | 0 | 0 | 4252.88 | 4252.88 | 4252.46
PS | 0 | 0 | 0 | 0 | 0 | 0
PV | 0 | 0 | 0 | 0 | 0 | 0
PeakG | 0 | 0 | 0 | 0 | 0 | 0
PeakO | 0 | 0 | 0 | 0 | 0 | 0
ST | 0 | 0 | 0 | 0 | 0 | 0
STOG | 0 | 0 | 0 | 0 | 0 | 0
STWD | 0 | 2151.84 | 2999.78 | 3574.08 | 3574.08 | 3574.08
WT | 568.82 | 568.82 | 929.53 | 929.53 | 929.53 | 929.53
IGCC | 0 | 0 | 0 | 0 | 0 | 0
DemandResponse | 0 | 0 | 0 | 0 | 0 | 0
IGCC-CCS | 0 | 0 | 0 | 0 | 0 | 0
WT_off | 0 | 0 | 0 | 0 | 0 | 0
PseudoUnit | 0 | 0 | 0 | 0 | 0 | 0
FixedInterchange | 0 | 0 | 0 | 0 | 0 | 0
Total Generation by Reporting Type: HQ_IESO
ReportingType | 2015 | 2020 | 2025 | 2030 | 2035 | 2040
BM | 0 | 0 | 0 | 0 | 0 | 0
CC | 0 | 0 | 0 | 0 | 0 | 0
CSP | 0 | 0 | 0 | 0 | 0 | 0
CT | 0 | 0 | 0 | 0 | 0 | 0
Coal | 0 | 0 | 0 | 0 | 0 | 0
Geo | 0 | 0 | 0 | 0 | 0 | 0
H | 0 | 0 | 0 | 0 | 0 | 0
LFG | 0 | 0 | 0 | 0 | 0 | 0
Nuc | 0 | 0 | 0 | 0 | 0.02 | 0.02
PS | 0 | 0 | 0 | 0 | 0 | 0
PV | 0 | 0 | 0 | 0 | 0 | 0
PeakG | 0 | 0 | 0 | 0 | 0 | 0
PeakO | 0 | 0 | 0 | 0 | 0 | 0
ST | 0 | 0 | 0 | 0 | 0 | 0
STOG | 0 | 0 | 0 | 0 | 0 | 0
STWD | 0 | 0 | 0 | 0 | 0 | 0
WT | 0 | 0 | 0 | 0 | 0 | 0
IGCC | 0 | 0 | 0 | 0 | 0 | 0
DemandResponse | 0 | 0 | 0 | 0 | 0 | 0
IGCC-CCS | 0 | 0 | 0 | 0 | 0 | 0
WT_off | 0 | 0 | 0 | 0 | 0 | 0
PseudoUnit | 0 | 0 | 0 | 0 | 0 | 0
FixedInterchange | 2336 | 2336 | 2336 | 2336 | 2336 | 2336
Total Generation by Reporting Type: HQ_NEISO
ReportingType | 2015 | 2020 | 2025 | 2030 | 2035 | 2040
BM | 0 | 0 | 0 | 0 | 0 | 0
CC | 0 | 0 | 0 | 0 | 0 | 0
CSP | 0 | 0 | 0 | 0 | 0 | 0
CT | 0 | 0 | 0 | 0 | 0 | 0
Coal | 0 | 0 | 0 | 0 | 0 | 0
Geo | 0 | 0 | 0 | 0 | 0 | 0
H | 0 | 0 | 0 | 0 | 0 | 0
LFG | 0 | 0 | 0 | 0 | 0 | 0
Nuc | 0 | 0 | 0 | 0 | 0.36 | 0.36
PS | 0 | 0 | 0 | 0 | 0 | 0
PV | 0 | 0 | 0 | 0 | 0 | 0
PeakG | 0 | 0 | 0 | 0 | 0 | 0
PeakO | 0 | 0 | 0 | 0 | 0 | 0
ST | 0 | 0 | 0 | 0 | 0 | 0
STOG | 0 | 0 | 0 | 0 | 0 | 0
STWD | 0 | 0 | 0 | 0 | 0 | 0
WT | 0 | 0 | 0 | 0 | 0 | 0
IGCC | 0 | 0 | 0 | 0 | 0 | 0
DemandResponse | 0 | 0 | 0 | 0 | 0 | 0
IGCC-CCS | 0 | 0 | 0 | 0 | 0 | 0
WT_off | 0 | 0 | 0 | 0 | 0 | 0
PseudoUnit | 0 | 1488.43 | 1488.43 | 1488.43 | 1488.43 | 1488.43
FixedInterchange | 19184.4 | 19184.4 | 19184.4 | 19184.4 | 19184.4 | 19184.4
Total Generation by Reporting Type: HQ_NY
ReportingType | 2015 | 2020 | 2025 | 2030 | 2035 | 2040
BM | 0 | 0 | 0 | 0 | 0 | 0
CC | 0 | 0 | 0 | 0 | 0 | 0
CSP | 0 | 0 | 0 | 0 | 0 | 0
CT | 0 | 0 | 0 | 0 | 0 | 0
Coal | 0 | 0 | 0 | 0 | 0 | 0
Geo | 0 | 0 | 0 | 0 | 0 | 0
H | 0 | 0 | 0 | 0 | 0 | 0
LFG | 0 | 0 | 0 | 0 | 0 | 0
Nuc | 0 | 0 | 0 | 0.01 | 0.36 | 0.37
PS | 0 | 0 | 0 | 0 | 0 | 0
PV | 0 | 0 | 0 | 0 | 0 | 0
PeakG | 0 | 0 | 0 | 0 | 0 | 0
PeakO | 0 | 0 | 0 | 0 | 0 | 0
ST | 0 | 0 | 0 | 0 | 0 | 0
STOG | 0 | 0 | 0 | 0 | 0 | 0
STWD | 0 | 0 | 0 | 0 | 0 | 0
WT | 0 | 0 | 0 | 0 | 0 | 0
IGCC | 0 | 0 | 0 | 0 | 0 | 0
DemandResponse | 0 | 0 | 0 | 0 | 0 | 0
IGCC-CCS | 0 | 0 | 0 | 0 | 0 | 0
WT_off | 0 | 0 | 0 | 0 | 0 | 0
PseudoUnit | 0 | 14570.11 | 14570.11 | 14570.11 | 14570.11 | 14570.11
FixedInterchange | 5840 | 5840 | 5840 | 5840 | 5840 | 5840
Total Generation by Reporting Type: MARITIMES
ReportingType | 2015 | 2020 | 2025 | 2030 | 2035 | 2040
BM | 0 | 0 | 0 | 0 | 0 | 0
CC | 0 | 0 | 0 | 0 | 0 | 0
CSP | 0 | 0 | 0 | 0 | 0 | 0
CT | 0 | 0 | 0 | 0 | 0 | 0
Coal | 0 | 0 | 0 | 0 | 0 | 0
Geo | 0 | 0 | 0 | 0 | 0 | 0
H | 0 | 0 | 0 | 0 | 0 | 0
LFG | 0 | 0 | 0 | 0 | 0 | 0
Nuc | 0 | 0 | 0 | 0 | 0.36 | 0.36
PS | 0 | 0 | 0 | 0 | 0 | 0
PV | 0 | 0 | 0 | 0 | 0 | 0
PeakG | 0 | 0 | 0 | 0 | 0 | 0
PeakO | 0 | 0 | 0 | 0 | 0 | 0
ST | 0 | 0 | 0 | 0 | 0 | 0
STOG | 0 | 0 | 0 | 0 | 0 | 0
STWD | 0 | 0 | 0 | 0 | 0 | 0
WT | 0 | 0 | 0 | 0 | 0 | 0
IGCC | 0 | 0 | 0 | 0 | 0 | 0
DemandResponse | 0 | 0 | 0 | 0 | 0 | 0
IGCC-CCS | 0 | 0 | 0 | 0 | 0 | 0
WT_off | 0 | 0 | 0 | 0 | 0 | 0
PseudoUnit | 0 | 2480.72 | 2480.72 | 2480.72 | 2480.72 | 2480.72
FixedInterchange | 8760 | 8760 | 8760 | 8760 | 8760 | 8760
Total Generation by Reporting Type: All
ReportingType | 2015 | 2020 | 2025 | 2030 | 2035 | 2040
BM | 2252.43 | 4268.22 | 2585.52 | 6580.79 | 445859.19 | 489829.02
CC | 1566702.36 | 1646820.92 | 1430020.34 | 1131368.8 | 449134.47 | 255463.72
CSP | 0 | 0 | 0 | 0 | 0 | 0
CT | 578.7 | 591.73 | 1037.35 | 541.55 | 2.7 | 14.97
Coal | 1148679.26 | 494033.13 | 95317.6 | 28348.68 | 40557.54 | 39379.23
Geo | 20459.37 | 37727.52 | 74585.65 | 74585.65 | 74585.65 | 74585.65
H | 430354.22 | 445670.9 | 457881.14 | 467853.83 | 477651.11 | 477651.11
LFG | 32608.23 | 48005.68 | 65352.14 | 71137.33 | 71137.34 | 71137.33
Nuc | 913193.83 | 943693.23 | 963394.54 | 1313079.75 | 1504038.22 | 1740008.66
PS | 6972.18 | 6145.67 | 10940.19 | 9620.57 | 18964.61 | 36574.24
PV | 1434.35 | 5073.06 | 6648.26 | 6954.14 | 6975.97 | 7064.1
PeakG | 2904.07 | 2268.67 | 2626.77 | 3074.36 | 1515.84 | 1276.15
PeakO | 0 | 0 | 0 | 0 | 0 | 0
ST | 2659.82 | 5425.01 | 12185.55 | 13423.55 | 16546.3 | 19726.45
STOG | 9380.74 | 7655.13 | 4761.94 | 6243.49 | 969.05 | 739.78
STWD | 12158.69 | 12355.73 | 11764.13 | 23125.07 | 31174.99 | 22594.36
WT | 178096.59 | 756219.97 | 1310218.73 | 1343415.11 | 1348144.81 | 1381778.58
IGCC | 4427.31 | 4427.31 | 394.91 | 0 | 0 | 0
DemandResponse | 0 | 0 | 0 | 0 | 0 | 0
IGCC-CCS | 0 | 0 | 0 | 0.01 | 0.01 | 0.01
WT_off | 1873.58 | 7432.61 | 9853.32 | 9853.32 | 15290.88 | 15290.88
PseudoUnit | 0 | 18539.26 | 18539.26 | 18539.26 | 18539.26 | 18539.26
FixedInterchange | 36120.4 | 36120.4 | 36120.4 | 36120.4 | 36120.4 | 36120.4
Total Generation by Reporting Type: EI_US
ReportingType | 2015 | 2020 | 2025 | 2030 | 2035 | 2040
BM | 2109.36 | 3879.81 | 2211.61 | 5210.38 | 341064.43 | 362778.8
CC | 1040739.57 | 1121270.85 | 971935.46 | 762254.23 | 335713.99 | 178486.78
CSP | 0 | 0 | 0 | 0 | 0 | 0
CT | 566.67 | 585.96 | 1036.31 | 533.37 | 2.7 | 14.97
Coal | 904984.25 | 287040.81 | 32297.94 | 20656.01 | 32855.85 | 33874.31
Geo | 354.6 | 354.6 | 354.6 | 354.6 | 354.6 | 354.6
H | 108753.3 | 119993.37 | 122342.72 | 122342.79 | 124718.79 | 124718.79
LFG | 27266.03 | 35298 | 45748.58 | 51529.82 | 51529.83 | 51529.82
Nuc | 697700.29 | 728199.66 | 747900.85 | 932990.8 | 968548.17 | 1159412.58
PS | 6852.83 | 6077.06 | 10721.34 | 9312.07 | 18462.64 | 36307.11
PV | 411.15 | 4049.86 | 5625.06 | 5931 | 5953.43 | 6043.14
PeakG | 2818.65 | 2245.43 | 2626.76 | 3036.28 | 1465.89 | 1235.09
PeakO | 0 | 0 | 0 | 0 | 0 | 0
ST | 0 | 0 | 0 | 0 | 0 | 0
STOG | 6181.91 | 3151.95 | 3388.83 | 5220.87 | 894.2 | 699.45
STWD | 8031.24 | 5035.13 | 4602.14 | 10260.14 | 17362.23 | 12142.37
WT | 106488.69 | 631072.57 | 1025656.59 | 1054341.71 | 1059446.77 | 1081167.03
IGCC | 4427.31 | 4427.31 | 394.91 | 0 | 0 | 0
DemandResponse | 0 | 0 | 0 | 0 | 0 | 0
IGCC-CCS | 0 | 0 | 0 | 0 | 0.01 | 0.01
WT_off | 1873.58 | 7432.61 | 9853.32 | 9853.32 | 15290.88 | 15290.88
PseudoUnit | 0 | 18539.26 | 18539.26 | 18539.26 | 18539.26 | 18539.26
FixedInterchange | 33784.4 | 33784.4 | 33784.4 | 33784.4 | 33784.4 | 33784.4
Total Generation by Reporting Type: EI_Canada
ReportingType | 2015 | 2020 | 2025 | 2030 | 2035 | 2040
BM | 0 | 0 | 0 | 0 | 63.19 | 118.69
CC | 17367.91 | 14480.5 | 429.21 | 34.65 | 70.92 | 154.97
CSP | 0 | 0 | 0 | 0 | 0 | 0
CT | 12.03 | 3.44 | 0 | 0 | 0 | 0
Coal | 248.44 | 39.51 | 0 | 0 | 0 | 0
Geo | 0 | 0 | 0 | 0 | 0 | 0
H | 87709.45 | 91786.06 | 100555.15 | 110527.76 | 116533.45 | 116533.45
LFG | 926.37 | 926.37 | 926.37 | 930.31 | 930.31 | 930.31
Nuc | 101402.31 | 101402.33 | 101402.3 | 101402.3 | 93379.25 | 81383.59
PS | 25.83 | 13.53 | 0.02 | 34.13 | 25.7 | 25.83
PV | 78.84 | 78.84 | 78.84 | 78.84 | 78.84 | 78.84
PeakG | 85.42 | 16.88 | 0 | 0 | 0 | 0
PeakO | 0 | 0 | 0 | 0 | 0 | 0
ST | 0 | 0 | 0 | 0 | 0 | 0
STOG | 12.93 | 0 | 0 | 0 | 0 | 0
STWD | 13.76 | 13.76 | 0 | 26.27 | 974.11 | 566.1
WT | 9925.81 | 9925.81 | 9925.81 | 9925.81 | 8750.62 | 12531.61
IGCC | 0 | 0 | 0 | 0 | 0 | 0
DemandResponse | 0 | 0 | 0 | 0 | 0 | 0
IGCC-CCS | 0 | 0 | 0 | 0 | 0 | 0
WT_off | 0 | 0 | 0 | 0 | 0 | 0
PseudoUnit | 0 | 0 | 0 | 0 | 0 | 0
FixedInterchange | 2336 | 2336 | 2336 | 2336 | 2336 | 2336
Total Generation by Reporting Type: EI
ReportingType | 2015 | 2020 | 2025 | 2030 | 2035 | 2040
BM | 2109.36 | 3879.81 | 2211.61 | 5210.38 | 341127.63 | 362897.49
CC | 1058107.47 | 1135751.35 | 972364.67 | 762288.88 | 335784.91 | 178641.75
CSP | 0 | 0 | 0 | 0 | 0 | 0
CT | 578.7 | 589.4 | 1036.31 | 533.37 | 2.7 | 14.97
Coal | 905232.69 | 287080.33 | 32297.94 | 20656.01 | 32855.85 | 33874.31
Geo | 354.6 | 354.6 | 354.6 | 354.6 | 354.6 | 354.6
H | 196462.75 | 211779.43 | 222897.87 | 232870.55 | 241252.24 | 241252.24
LFG | 28192.4 | 36224.37 | 46674.95 | 52460.13 | 52460.14 | 52460.14
Nuc | 799102.6 | 829601.99 | 849303.15 | 1034393.1 | 1061927.43 | 1240796.17
PS | 6878.66 | 6090.59 | 10721.36 | 9346.2 | 18488.34 | 36332.94
PV | 489.99 | 4128.7 | 5703.9 | 6009.84 | 6032.27 | 6121.98
PeakG | 2904.07 | 2262.3 | 2626.76 | 3036.28 | 1465.89 | 1235.09
PeakO | 0 | 0 | 0 | 0 | 0 | 0
ST | 0 | 0 | 0 | 0 | 0 | 0
STOG | 6194.84 | 3151.95 | 3388.83 | 5220.87 | 894.2 | 699.45
STWD | 8045 | 5048.89 | 4602.14 | 10286.41 | 18336.34 | 12708.47
WT | 116414.5 | 640998.38 | 1035582.4 | 1064267.52 | 1068197.39 | 1093698.64
IGCC | 4427.31 | 4427.31 | 394.91 | 0 | 0 | 0
DemandResponse | 0 | 0 | 0 | 0 | 0 | 0
IGCC-CCS | 0 | 0 | 0 | 0 | 0.01 | 0.01
WT_off | 1873.58 | 7432.61 | 9853.32 | 9853.32 | 15290.88 | 15290.88
PseudoUnit | 0 | 18539.26 | 18539.26 | 18539.26 | 18539.26 | 18539.26
FixedInterchange | 36120.4 | 36120.4 | 36120.4 | 36120.4 | 36120.4 | 36120.4
Total Generation by Reporting Type: Outside_EI
ReportingType | 2015 | 2020 | 2025 | 2030 | 2035 | 2040
BM | 143.07 | 388.41 | 373.91 | 1370.41 | 104731.57 | 126931.53
CC | 508594.89 | 511069.57 | 457655.67 | 369079.93 | 113349.57 | 76821.97
CSP | 0 | 0 | 0 | 0 | 0 | 0
CT | 0 | 2.34 | 1.05 | 8.17 | 0 | 0
Coal | 243446.57 | 206952.8 | 63019.67 | 7692.66 | 7701.7 | 5504.91
Geo | 20104.76 | 37372.91 | 74231.05 | 74231.05 | 74231.05 | 74231.05
H | 233891.47 | 233891.47 | 234983.28 | 234983.28 | 236398.86 | 236398.86
LFG | 4415.83 | 11781.31 | 18677.2 | 18677.2 | 18677.2 | 18677.2
Nuc | 114091.23 | 114091.24 | 114091.39 | 278686.65 | 442110.8 | 499212.5
PS | 93.53 | 55.08 | 218.83 | 274.37 | 476.27 | 241.3
PV | 944.36 | 944.36 | 944.36 | 944.3 | 943.7 | 942.12
PeakG | 0 | 6.37 | 0 | 38.08 | 49.94 | 41.06
PeakO | 0 | 0 | 0 | 0 | 0 | 0
ST | 2659.82 | 5425.01 | 12185.55 | 13423.55 | 16546.3 | 19726.45
STOG | 3185.9 | 4503.17 | 1373.1 | 1022.62 | 74.86 | 40.34
STWD | 4113.7 | 7306.84 | 7162 | 12838.65 | 12838.66 | 9885.88
WT | 61682.09 | 115221.59 | 274636.33 | 279147.59 | 279947.42 | 288079.94
IGCC | 0 | 0 | 0 | 0 | 0 | 0
DemandResponse | 0 | 0 | 0 | 0 | 0 | 0
IGCC-CCS | 0 | 0 | 0 | 0 | 0 | 0
WT_off | 0 | 0 | 0 | 0 | 0 | 0
PseudoUnit | 0 | 0 | 0 | 0 | 0 | 0
FixedInterchange | 0 | 0 | 0 | 0 | 0 | 0
#2 | Energy Demand (TWh)
Energy Demand by Pool & Region:
Pool/Region | 2015 | 2020 | 2025 | 2030 | 2035 | 2040
ENT | 172.04 | 166.74 | 164.88 | 154.81 | 147.07 | 153.29
FRCC | 249.96 | 246.95 | 261.68 | 262.87 | 254.14 | 272.55
MAPP_US | 27.78 | 29.68 | 29.34 | 30.48 | 30.71 | 30.93
MISO_IN | 95.89 | 93.98 | 102.22 | 102.37 | 97.12 | 103.39
MISO_MI | 96.15 | 92.37 | 98.36 | 99.38 | 98.95 | 102.19
MISO_MO-IL | 91.24 | 95.37 | 100.15 | 101 | 97.44 | 102.52
MISO_W | 132.19 | 133.58 | 149.08 | 151.71 | 143.5 | 145.36
MISO_WUMS | 63.63 | 67.24 | 67.88 | 70.14 | 66.93 | 68.95
NE | 32.16 | 33.86 | 31.52 | 33.21 | 36.12 | 36.55
NEISO | 131.59 | 120.9 | 118.42 | 115.69 | 119.21 | 114.97
NonRTO_Midwest | 61.62 | 62.5 | 64.21 | 59.2 | 60.85 | 63.79
NYISO_A-F | 56.62 | 61.14 | 61.61 | 63.5 | 59.88 | 59.47
NYISO_G-I | 17.49 | 18.44 | 18.84 | 18.49 | 18.66 | 18.78
NYISO_J-K | 66.04 | 70.45 | 71.92 | 72.55 | 71.94 | 72.49
PJM_E | 126.8 | 116.78 | 115.88 | 117.67 | 118.39 | 120.37
PJM_ROM | 141.95 | 146.23 | 145.59 | 148.64 | 149.36 | 154.32
PJM_ROR | 504.4 | 506.61 | 479.54 | 485.04 | 480.97 | 484.96
SOCO | 249.18 | 271.67 | 273.18 | 275.14 | 272.37 | 268.11
SPP_N | 78.23 | 82.77 | 77.83 | 84.33 | 90.04 | 91.71
SPP_S | 164.81 | 179.45 | 178.88 | 177.98 | 177.8 | 179.27
TVA | 170.32 | 173.78 | 169.8 | 166.86 | 177.18 | 173.67
TVA_Transmission | 0 | 0 | 0 | 0 | 0 | 0
VACAR | 254.08 | 268.15 | 273.97 | 275.09 | 271.21 | 280.29
IESO | 130.96 | 124.35 | 122.73 | 128.04 | 123.12 | 123.05
MAPP_CA | 49.66 | 51.49 | 51.1 | 53.6 | 51.82 | 52.08
AZ_NM_SNV_Coal | 129.29 | 143.69 | 147.15 | 148.73 | 156.05 | 156.05
AZ_NM_SNV_Gas | 0 | 0 | 0 | 0 | 0 | 0
AZ_NM_SNV_NucRenew | 0 | 0 | 0 | 0 | 0 | 0
ERCOT | 332.03 | 338.01 | 338.59 | 335.52 | 335.41 | 338.37
NP15 | 114.42 | 120.12 | 123.34 | 132.01 | 135.31 | 142.81
NWPP_Coal | 234.02 | 249.71 | 256.35 | 260.9 | 260.9 | 282.34
NWPP_Gas | 0 | 0 | 0 | 0 | 0 | 0
NWPP_NucRenew | 0 | 0 | 0 | 0 | 0 | 0
RMPA | 71.95 | 78.55 | 73.13 | 79.65 | 79.65 | 81.29
SP15 | 189.17 | 200.62 | 201.73 | 206.48 | 211.65 | 223.37
ALB | 63.97 | 66.3 | 67.87 | 73.44 | 73.24 | 75.91
BC | 61.93 | 62.79 | 62.87 | 66.55 | 64.92 | 65.83
HQ_IESO | 0 | 0 | 0 | 0 | 0 | 0
HQ_NEISO | 0 | 0 | 0 | 0 | 0 | 0
HQ_NY | 0 | 0 | 0 | 0 | 0 | 0
MARITIMES | 0 | 0 | 0 | 0 | 0 | 0
All | 4361.56 | 4474.28 | 4499.64 | 4551.04 | 4531.92 | 4639.01
EI_US | 2984.17 | 3038.65 | 3054.77 | 3066.13 | 3039.84 | 3097.93
EI_Canada | 180.62 | 175.84 | 173.83 | 181.64 | 174.95 | 175.12
EI | 3164.79 | 3214.49 | 3228.6 | 3247.77 | 3214.79 | 3273.05
Outside_EI | 1196.77 | 1259.79 | 1271.04 | 1303.27 | 1317.14 | 1365.96
#3 | Generation Minus Energy (TWh)
Generation Minus Energy by Pool & Region:
Pool/Region | 2015 | 2020 | 2025 | 2030 | 2035 | 2040
ENT | 2.02 | -79.82 | -93.62 | -89.04 | -91.98 | -97.18
FRCC | -0.72 | -1.24 | -0.92 | 0.26 | -0.5 | -8.52
MAPP_US | 1.22 | 2.11 | -0.41 | -0.79 | -3.54 | 1.21
MISO_IN | -13.65 | 41.84 | 74.58 | 60.54 | 55.45 | 50.27
MISO_MI | -22.29 | -50.76 | -61.41 | -62.57 | -59.74 | -49.04
MISO_MO-IL | 9.19 | -50.41 | -43.19 | -45.41 | -41.04 | -46.13
MISO_W | 0.71 | 55.91 | 89.3 | 85.52 | 72.68 | 75.39
MISO_WUMS | 17.6 | 3.52 | 8.21 | 8.42 | 3.24 | 3.38
NE | 10.74 | 44.96 | 49.1 | 48.68 | 40.69 | 39.83
NEISO | -25.75 | -30.3 | -28.39 | -19.97 | -18.42 | -21.87
NonRTO_Midwest | -0.59 | -1.59 | -26.77 | -14.79 | -6.04 | -1.68
NYISO_A-F | 16.32 | 11.39 | 28.8 | 25.13 | 24.51 | 18.51
NYISO_G-I | 3.21 | 0.96 | 0.66 | 0.91 | -1.63 | 9.17
NYISO_J-K | -40.3 | -47.45 | -55.55 | -55.9 | -53.76 | -57.62
PJM_E | -5.61 | 8.19 | 4.5 | 0.66 | -35.9 | -55.67
PJM_ROM | -52.82 | -57.49 | -64.52 | -65.18 | -37 | 0.95
PJM_ROR | 54.44 | -15.74 | -49.52 | -66.27 | -47.1 | -66.92
SOCO | -2.74 | -14.61 | -34.96 | -30.94 | -22.39 | -15.32
SPP_N | -1.15 | 113.38 | 161.79 | 164.19 | 159.9 | 163.01
SPP_S | -10.94 | -1.07 | 12.56 | 16.42 | 14.78 | 17.4
TVA | -0.88 | -1.65 | -14.77 | -22.37 | -19.34 | -11.98
TVA_Transmission | 0 | 0 | 0 | 0 | 0 | 0
VACAR | -2.63 | -8.65 | -23.55 | -9.78 | 0.96 | 18.94
IESO | 35.81 | 39.51 | 34.53 | 29.14 | 28.89 | 20.48
MAPP_CA | 1.38 | 3.34 | 4.96 | 12.18 | 16.97 | 16.72
AZ_NM_SNV_Coal | -77.51 | -94.73 | -140.07 | -148.73 | -156.03 | -156.04
AZ_NM_SNV_Gas | 68.25 | 65.68 | 67.15 | 53.11 | 15.16 | 10.51
AZ_NM_SNV_NucRenew | 42.13 | 74.33 | 88.71 | 118.22 | 173.96 | 181.04
ERCOT | -0.22 | -5.42 | -6.1 | -5.75 | -5.64 | -5.61
NP15 | 3.83 | 11.47 | 19.2 | 20.01 | 29.23 | 24.56
NWPP_Coal | -182.65 | -208.44 | -255.07 | -259.61 | -259.61 | -281.73
NWPP_Gas | 46.93 | 46.93 | 38.67 | 35.72 | 1.03 | 0
NWPP_NucRenew | 162.47 | 163.25 | 219.34 | 222.62 | 268.53 | 289.61
RMPA | 0.19 | -3.59 | -5.9 | -4.49 | -0.9 | -2.54
SP15 | -62.51 | -60.35 | -36.34 | -41.7 | -74.9 | -65.67
ALB | 2.2 | 1.33 | -0.96 | 0.27 | 1.67 | -0.89
BC | -2.53 | -1.23 | -0.11 | -0.52 | -1.56 | -2.47
HQ_IESO | 2.34 | 2.34 | 2.34 | 2.34 | 2.34 | 2.34
HQ_NEISO | 19.18 | 20.67 | 20.67 | 20.67 | 20.67 | 20.67
HQ_NY | 5.84 | 20.41 | 20.41 | 20.41 | 20.41 | 20.41
MARITIMES | 8.76 | 11.24 | 11.24 | 11.24 | 11.24 | 11.24
All | 9.3 | 8.19 | 14.59 | 12.83 | 25.29 | 48.77
EI_US | -30.82 | -26.21 | -15.75 | -19.98 | -13.85 | 18.45
EI_Canada | 39.53 | 45.19 | 41.82 | 43.66 | 48.2 | 39.54
EI | 8.7 | 18.97 | 26.07 | 23.68 | 34.34 | 57.99
Outside_EI | 0.59 | -10.78 | -11.48 | -10.85 | -9.06 | -9.22
#4 | Fuel Use (TBtu)
Total Fuel Consumption by Reporting Type: Entergy
ReportingType | 2015 | 2020 | 2025 | 2030 | 2035 | 2040
BM | 0 | 0 | 0 | 0 | 0 | 163.42
CC | 502.77 | 251.57 | 160.37 | 131.22 | 91.73 | 64.34
CSP | 0 | 0 | 0 | 0 | 0 | 0
CT | 0 | 0 | 0 | 0 | 0 | 0
Coal | 608.12 | 56.58 | 5.84 | 0 | 0 | 0
Geo | 0 | 0 | 0 | 0 | 0 | 0
H | 0 | 0 | 0 | 0 | 0 | 0
LFG | 0 | 0 | 11.56 | 11.56 | 11.56 | 11.56
Nuc | 464.87 | 464.87 | 464.87 | 452.53 | 392.68 | 307.2
PS | 0 | 0 | 0 | 0 | 0 | 0
PV | 0 | 0 | 0 | 0 | 0 | 0
PeakG | 0 | 0 | 0 | 0 | 0 | 0
PeakO | 0 | 0 | 0 | 0 | 0 | 0
ST | 0 | 0 | 0 | 0 | 0 | 0
STOG | 16.37 | 4.4 | 3.35 | 4.67 | 1.71 | 1.06
STWD | 0.51 | 0.49 | 0.97 | 3.98 | 11.64 | 11.64
WT | 0 | 0 | 0 | 0 | 0 | 0
IGCC | 0 | 0 | 0 | 0 | 0 | 0
DemandResponse | 0 | 0 | 0 | 0 | 0 | 0
IGCC-CCS | 0 | 0 | 0 | 0 | 0 | 0
WT_off | 0 | 0 | 0 | 0 | 0 | 0
PseudoUnit | 0 | 0 | 0 | 0 | 0 | 0
FixedInterchange | 0 | 0 | 0 | 0 | 0 | 0
Total Fuel Consumption by Reporting Type: FRCC
ReportingType | 2015 | 2020 | 2025 | 2030 | 2035 | 2040
BM | 0 | 0 | 0 | 0 | 194.31 | 119.6
CC | 1299.4 | 1355.01 | 1351.32 | 722.42 | 288.9 | 163.68
CSP | 0 | 0 | 0 | 0 | 0 | 0
CT | 5.26 | 5.26 | 9.56 | 3.84 | 0 | 0
Coal | 180.23 | 64.07 | 11.94 | 13.53 | 41.49 | 46.38
Geo | 0 | 0 | 0 | 0 | 0 | 0
H | 0 | 0 | 0 | 0 | 0 | 0
LFG | 0 | 0 | 21.31 | 21.31 | 21.31 | 21.31
Nuc | 352.09 | 352.09 | 533.54 | 1498.95 | 1907.7 | 2284.43
PS | 0 | 0 | 0 | 0 | 0 | 0
PV | 0 | 0 | 0 | 0 | 0 | 0
PeakG | 4.35 | 6.92 | 7.81 | 0.78 | 1.2 | 0.83
PeakO | 0 | 0 | 0 | 0 | 0 | 0
ST | 0 | 0 | 0 | 0 | 0 | 0
STOG | 1.27 | 0.69 | 0 | 0 | 0 | 0
STWD | 1.49 | 2.48 | 15.45 | 15.45 | 15.45 | 9.54
WT | 0 | 0 | 0 | 0 | 0 | 0
IGCC | 0 | 0 | 0 | 0 | 0 | 0
DemandResponse | 0 | 0 | 0 | 0 | 0 | 0
IGCC-CCS | 0 | 0 | 0 | 0 | 0 | 0
WT_off | 0 | 0 | 0 | 0 | 0 | 0
PseudoUnit | 0 | 0 | 0 | 0 | 0 | 0
FixedInterchange | 0 | 0 | 0 | 0 | 0 | 0
Total Fuel Consumption by Reporting Type: MAPP_US
ReportingType | 2015 | 2020 | 2025 | 2030 | 2035 | 2040
BM | 0 | 0 | 0 | 0 | 3.39 | 6.81
CC | 7.19 | 1.37 | 1.46 | 1.37 | 1.18 | 0.51
CSP | 0 | 0 | 0 | 0 | 0 | 0
CT | 0 | 0 | 0 | 0 | 0 | 0
Coal | 122.06 | 25.6 | 2.8 | 0 | 0 | 0
Geo | 0 | 0 | 0 | 0 | 0 | 0
H | 0 | 0 | 0 | 0 | 0 | 0
LFG | 0 | 0 | 0 | 7.71 | 7.71 | 7.71
Nuc | 0 | 0 | 0 | 0.01 | 0.04 | 0.03
PS | 0 | 0 | 0 | 0 | 0 | 0
PV | 0 | 0 | 0 | 0 | 0 | 0
PeakG | 0.9 | 0.25 | 0.25 | 0.9 | 0.47 | 0.47
PeakO | 0 | 0 | 0 | 0 | 0 | 0
ST | 0 | 0 | 0 | 0 | 0 | 0
STOG | 0 | 0 | 0 | 0 | 0 | 0
STWD | 0 | 0 | 0 | 0 | 0 | 0
WT | 0.01 | 0.02 | 0.02 | 0.02 | 0.02 | 0.02
IGCC | 0 | 0 | 0 | 0 | 0 | 0
DemandResponse | 0 | 0 | 0 | 0 | 0 | 0
IGCC-CCS | 0 | 0 | 0 | 0 | 0 | 0
WT_off | 0 | 0 | 0 | 0 | 0 | 0
PseudoUnit | 0 | 0 | 0 | 0 | 0 | 0
FixedInterchange | 0 | 0 | 0 | 0 | 0 | 0
Total Fuel Consumption by Reporting Type: MISO_IN
ReportingType | 2015 | 2020 | 2025 | 2030 | 2035 | 2040
BM | 0 | 0 | 0 | 0 | 125.08 | 187.25
CC | 79.59 | 603.18 | 384.68 | 298.98 | 151.11 | 128.28
CSP | 0 | 0 | 0 | 0 | 0 | 0
CT | 0 | 0 | 0 | 0 | 0 | 0
Coal | 628.33 | 301.8 | 17.35 | 28.25 | 80.75 | 79.34
Geo | 0 | 0 | 0 | 0 | 0 | 0
H | 0 | 0 | 0 | 0 | 0 | 0
LFG | 0 | 0 | 8.62 | 8.62 | 8.62 | 8.62
Nuc | 0 | 0 | 0 | 0.01 | 0.06 | 0.05
PS | 0 | 0 | 0 | 0 | 0 | 0
PV | 0 | 0 | 0 | 0 | 0 | 0
PeakG | 0 | 0 | 0 | 0 | 0 | 0
PeakO | 0 | 0 | 0 | 0 | 0 | 0
ST | 0 | 0 | 0 | 0 | 0 | 0
STOG | 0.34 | 0.34 | 0 | 0 | 0 | 0
STWD | 0 | 0 | 0 | 0 | 0 | 0
WT | 0 | 0 | 0.11 | 0.11 | 0.11 | 0.11
IGCC | 40.45 | 40.45 | 3.61 | 0 | 0 | 0
DemandResponse | 0 | 0 | 0 | 0 | 0 | 0
IGCC-CCS | 0 | 0 | 0 | 0 | 0 | 0
WT_off | 0 | 0 | 0 | 0 | 0 | 0
PseudoUnit | 0 | 0 | 0 | 0 | 0 | 0
FixedInterchange | 0 | 0 | 0 | 0 | 0 | 0
Total Fuel Consumption by Reporting Type: MISO_MI
ReportingType | 2015 | 2020 | 2025 | 2030 | 2035 | 2040
BM | 0 | 0 | 0 | 0 | 165.7 | 350.65
CC | 147.85 | 115.66 | 74.78 | 70.82 | 24.53 | 15.52
CSP | 0 | 0 | 0 | 0 | 0 | 0
CT | 0 | 0 | 0 | 0 | 0 | 0
Coal | 277.3 | 0 | 0 | 0 | 0 | 0
Geo | 0 | 0 | 0 | 0 | 0 | 0
H | 0 | 0 | 0 | 0 | 0 | 0
LFG | 0 | 0 | 17.24 | 17.24 | 17.24 | 17.24
Nuc | 174.19 | 174.19 | 174.19 | 174.19 | 102.45 | 102.45
PS | 0 | 0 | 0 | 0 | 0 | 0
PV | 0 | 0 | 0 | 0 | 0 | 0
PeakG | 0.33 | 0 | 0 | 0 | 0 | 0
PeakO | 0 | 0 | 0 | 0 | 0 | 0
ST | 0 | 0 | 0 | 0 | 0 | 0
STOG | 4.27 | 0.83 | 0 | 0.02 | 0 | 0
STWD | 13.39 | 4.27 | 1.22 | 5.99 | 13.39 | 8.27
WT | 0.01 | 0.01 | 0.01 | 0.01 | 0.01 | 0.01
IGCC | 0 | 0 | 0 | 0 | 0 | 0
DemandResponse | 0 | 0 | 0 | 0 | 0 | 0
IGCC-CCS | 0 | 0 | 0 | 0 | 0 | 0
WT_off | 0 | 0 | 0 | 0 | 0 | 0
PseudoUnit | 0 | 0 | 0 | 0 | 0 | 0
FixedInterchange | 0 | 0 | 0 | 0 | 0 | 0
Total Fuel Consumption by Reporting Type: MISO_MO-IL
ReportingType | 2015 | 2020 | 2025 | 2030 | 2035 | 2040
BM | 0 | 0 | 0 | 0 | 0 | 0
CC | 22.47 | 15.1 | 10.64 | 9.58 | 3.9 | 3.9
CSP | 0 | 0 | 0 | 0 | 0 | 0
CT | 0 | 0 | 0 | 0 | 0 | 0
Coal | 752.99 | 192.07 | 24.34 | 6.4 | 16.41 | 16.41
Geo | 0 | 0 | 0 | 0 | 0 | 0
H | 0 | 0 | 0 | 0 | 0 | 0
LFG | 0 | 0 | 12.57 | 24.03 | 24.03 | 24.03
Nuc | 178.81 | 178.81 | 178.81 | 178.81 | 178.81 | 178.81
PS | 0 | 0 | 0 | 0 | 0 | 0
PV | 0 | 0 | 0 | 0 | 0 | 0
PeakG | 1.48 | 0 | 0 | 0 | 0 | 0
PeakO | 0 | 0 | 0 | 0 | 0 | 0
ST | 0 | 0 | 0 | 0 | 0 | 0
STOG | 0.06 | 0 | 0 | 0 | 0 | 0
STWD | 0 | 0 | 0 | 0 | 0 | 0
WT | 0 | 0 | 0.03 | 0.03 | 0.03 | 0.03
IGCC | 0 | 0 | 0 | 0 | 0 | 0
DemandResponse | 0 | 0 | 0 | 0 | 0 | 0
IGCC-CCS | 0 | 0 | 0 | 0 | 0 | 0
WT_off | 0 | 0 | 0 | 0 | 0 | 0
PseudoUnit | 0 | 0 | 0 | 0 | 0 | 0
FixedInterchange | 0 | 0 | 0 | 0 | 0 | 0
Total Fuel Consumption by Reporting Type: MISO_W
ReportingType | 2015 | 2020 | 2025 | 2030 | 2035 | 2040
BM | 0 | 0 | 0 | 0 | 0 | 0
CC | 70.32 | 26.64 | 32.48 | 24.57 | 14.06 | 8.18
CSP | 0 | 0 | 0 | 0 | 0 | 0
CT | 0 | 0 | 0 | 0 | 0 | 0
Coal | 755.75 | 213.42 | 37.91 | 26.46 | 26.46 | 26.46
Geo | 0 | 0 | 0 | 0 | 0 | 0
H | 0 | 0 | 0 | 0 | 0 | 0
LFG | 0 | 0 | 0 | 7.71 | 7.71 | 7.71
Nuc | 190.11 | 190.11 | 189.43 | 190.11 | 0.01 | 0.01
PS | 0 | 0 | 0 | 0 | 0 | 0
PV | 0 | 0 | 0 | 0 | 0 | 0
PeakG | 2.84 | 0 | 0 | 0 | 0 | 0
PeakO | 0 | 0 | 0 | 0 | 0 | 0
ST | 0 | 0 | 0 | 0 | 0 | 0
STOG | 0 | 0 | 0 | 0 | 0 | 0
STWD | 0.75 | 1.31 | 2.27 | 8.29 | 24.94 | 12.3
WT | 0.03 | 0.14 | 0.21 | 0.21 | 0.21 | 0.21
IGCC | 0 | 0 | 0 | 0 | 0 | 0
DemandResponse | 0 | 0 | 0 | 0 | 0 | 0
IGCC-CCS | 0 | 0 | 0 | 0 | 0 | 0
WT_off | 0 | 0 | 0 | 0 | 0 | 0
PseudoUnit | 0 | 0 | 0 | 0 | 0 | 0
FixedInterchange | 0 | 0 | 0 | 0 | 0 | 0
Total Fuel Consumption by Reporting Type: MISO_WUMS
ReportingType | 2015 | 2020 | 2025 | 2030 | 2035 | 2040
BM | 0 | 0 | 0 | 0 | 255.66 | 302.49
CC | 308.03 | 308 | 179.42 | 164.16 | 71.3 | 59.07
CSP | 0 | 0 | 0 | 0 | 0 | 0
CT | 0 | 0.08 | 0.04 | 1.78 | 0 | 0
Coal | 132.67 | 18.66 | 9.85 | 8.47 | 15.58 | 22.76
Geo | 0 | 0 | 0 | 0 | 0 | 0
H | 0 | 0 | 0 | 0 | 0 | 0
LFG | 0 | 0 | 24.03 | 24.03 | 24.03 | 24.03
Nuc | 150.68 | 150.68 | 150.68 | 150.68 | 0.01 | 0.01
PS | 0 | 0 | 0 | 0 | 0 | 0
PV | 0 | 0 | 0 | 0 | 0 | 0
PeakG | 0 | 0 | 0 | 0 | 0 | 0
PeakO | 0 | 0 | 0 | 0 | 0 | 0
ST | 0 | 0 | 0 | 0 | 0 | 0
STOG | 0 | 0 | 0 | 0 | 0 | 0
STWD | 0.29 | 0.51 | 0.5 | 1.37 | 7.53 | 5.93
WT | 0 | 0 | 0.03 | 0.03 | 0.03 | 0.03
IGCC | 0 | 0 | 0 | 0 | 0 | 0
DemandResponse | 0 | 0 | 0 | 0 | 0 | 0
IGCC-CCS | 0 | 0 | 0 | 0 | 0 | 0
WT_off | 0 | 0 | 0 | 0 | 0 | 0
PseudoUnit | 0 | 0 | 0 | 0 | 0 | 0
FixedInterchange | 0 | 0 | 0 | 0 | 0 | 0
Total Fuel Consumption by Reporting Type: Nebraska
ReportingType | 2015 | 2020 | 2025 | 2030 | 2035 | 2040
BM | 0 | 0 | 0 | 0 | 0 | 0
CC | 3.94 | 1.87 | 1.87 | 1.87 | 0.55 | 0.55
CSP | 0 | 0 | 0 | 0 | 0 | 0
CT | 0 | 0 | 0 | 0 | 0 | 0
Coal | 332.69 | 22.55 | 14.14 | 16.17 | 19.23 | 12.15
Geo | 0 | 0 | 0 | 0 | 0 | 0
H | 0 | 0 | 0 | 0 | 0 | 0
LFG | 0 | 0 | 0 | 7.71 | 7.71 | 7.71
Nuc | 104.28 | 104.28 | 69.91 | 61.73 | 0.02 | 0.02
PS | 0 | 0 | 0 | 0 | 0 | 0
PV | 0 | 0 | 0 | 0 | 0 | 0
PeakG | 0.76 | 0 | 0 | 0 | 0 | 0
PeakO | 0 | 0 | 0 | 0 | 0 | 0
ST | 0 | 0 | 0 | 0 | 0 | 0
STOG | 0 | 0 | 0 | 0 | 0 | 0
STWD | 0 | 0 | 0 | 0 | 0 | 0
WT | 0 | 0.07 | 0.07 | 0.07 | 0.07 | 0.07
IGCC | 0 | 0 | 0 | 0 | 0 | 0
DemandResponse | 0 | 0 | 0 | 0 | 0 | 0
IGCC-CCS | 0 | 0 | 0 | 0 | 0 | 0
WT_off | 0 | 0 | 0 | 0 | 0 | 0
PseudoUnit | 0 | 0 | 0 | 0 | 0 | 0
FixedInterchange | 0 | 0 | 0 | 0 | 0 | 0
Total Fuel Consumption by Reporting Type: NEISO
ReportingType | 2015 | 2020 | 2025 | 2030 | 2035 | 2040
BM | 24.48 | 7.17 | 0.33 | 2.22 | 17.19 | 11.1
CC | 294.66 | 172.27 | 51.63 | 41.8 | 34.02 | 32
CSP | 0 | 0 | 0 | 0 | 0 | 0
CT | 0.03 | 0.12 | 0 | 0 | 0 | 0
Coal | 0.36 | 0 | 0 | 0 | 0 | 0
Geo | 0 | 0 | 0 | 0 | 0 | 0
H | 0 | 0 | 0 | 0 | 0 | 0
LFG | 5.3 | 5.3 | 5.3 | 12.81 | 12.81 | 12.81
Nuc | 365.51 | 365.51 | 365.51 | 365.51 | 264.08 | 195.08
PS | 0 | 0 | 0 | 0 | 0 | 0
PV | 0 | 0 | 0 | 0 | 0 | 0
PeakG | 0.31 | 0.34 | 0.07 | 0 | 0.06 | 0
PeakO | 0 | 0 | 0 | 0 | 0 | 0
ST | 0 | 0 | 0 | 0 | 0 | 0
STOG | 0 | 0 | 0 | 0 | 0 | 0
STWD | 51.79 | 5.7 | 0.25 | 2.15 | 25.46 | 24.42
WT | 0 | 0.01 | 0.03 | 0.03 | 0.05 | 0.05
IGCC | 0 | 0 | 0 | 0 | 0 | 0
DemandResponse | 0 | 0 | 0 | 0 | 0 | 0
IGCC-CCS | 0 | 0 | 0 | 0 | 0 | 0
WT_off | 0 | 0 | 0 | 0 | 0 | 0
PseudoUnit | 0 | 0 | 0 | 0 | 0 | 0
FixedInterchange | 0 | 0 | 0 | 0 | 0 | 0
Total Fuel Consumption by Reporting Type: NonRTO_Midwest
ReportingType | 2015 | 2020 | 2025 | 2030 | 2035 | 2040
BM | 0 | 0 | 0 | 0 | 305.99 | 534.38
CC | 96.42 | 172.61 | 172.61 | 164.2 | 76.54 | 13.73
CSP | 0 | 0 | 0 | 0 | 0 | 0
CT | 0 | 0 | 0 | 0 | 0 | 0
Coal | 439.38 | 283.91 | 40.51 | 20.57 | 36.69 | 36.69
Geo | 0 | 0 | 0 | 0 | 0 | 0
H | 0 | 0 | 0 | 0 | 0 | 0
LFG | 0 | 0 | 17.24 | 17.24 | 17.24 | 17.24
Nuc | 0 | 0 | 0 | 112.88 | 112.92 | 112.91
PS | 0 | 0 | 0 | 0 | 0 | 0
PV | 0 | 0 | 0 | 0 | 0 | 0
PeakG | 1.65 | 0.24 | 0 | 0.43 | 0 | 0
PeakO | 0 | 0 | 0 | 0 | 0 | 0
ST | 0 | 0 | 0 | 0 | 0 | 0
STOG | 0 | 0 | 0 | 0 | 0 | 0
STWD | 0 | 0 | 0 | 0 | 0 | 0
WT | 0 | 0 | 0 | 0 | 0 | 0
IGCC | 0 | 0 | 0 | 0 | 0 | 0
DemandResponse | 0 | 0 | 0 | 0 | 0 | 0
IGCC-CCS | 0 | 0 | 0 | 0 | 0 | 0
WT_off | 0 | 0 | 0 | 0 | 0 | 0
PseudoUnit | 0 | 0 | 0 | 0 | 0 | 0
FixedInterchange | 0 | 0 | 0 | 0 | 0 | 0
Total Fuel Consumption by Reporting Type: NYISO_A-F
ReportingType | 2015 | 2020 | 2025 | 2030 | 2035 | 2040
BM | 0 | 0 | 0 | 0 | 0 | 0
CC | 51.22 | 35.81 | 4.42 | 5.6 | 5.67 | 0.28
CSP | 0 | 0 | 0 | 0 | 0 | 0
CT | 0 | 0 | 0 | 0 | 0 | 0
Coal | 0 | 0 | 0 | 0 | 0 | 0
Geo | 0 | 0 | 0 | 0 | 0 | 0
H | 0 | 0 | 0 | 0 | 0 | 0
LFG | 0.69 | 0.69 | 0.69 | 8 | 8 | 8
Nuc | 270.5 | 270.5 | 270.5 | 220.56 | 173.9 | 105.39
PS | 0 | 0 | 0 | 0 | 0 | 0
PV | 0 | 0 | 0 | 0 | 0 | 0
PeakG | 0.02 | 0.07 | 0 | 0 | 0 | 0
PeakO | 0 | 0 | 0 | 0 | 0 | 0
ST | 0 | 0 | 0 | 0 | 0 | 0
STOG | 0 | 0 | 0 | 0 | 0 | 0
STWD | 0.01 | 0.03 | 0 | 0.19 | 3.55 | 3.74
WT | 0.01 | 0.01 | 0.03 | 0.04 | 0.04 | 0.04
IGCC | 0 | 0 | 0 | 0 | 0 | 0
DemandResponse | 0 | 0 | 0 | 0 | 0 | 0
IGCC-CCS | 0 | 0 | 0 | 0 | 0 | 0
WT_off | 0 | 0 | 0 | 0 | 0 | 0
PseudoUnit | 0 | 0 | 0 | 0 | 0 | 0
FixedInterchange | 0 | 0 | 0 | 0 | 0 | 0
Total Fuel Consumption by Reporting Type: NYISO_G-I
ReportingType | 2015 | 2020 | 2025 | 2030 | 2035 | 2040
BM | 0 | 0 | 0 | 0 | 77.65 | 59.76
CC | 28.79 | 18.12 | 9.42 | 8.68 | 5.78 | 5.47
CSP | 0 | 0 | 0 | 0 | 0 | 0
CT | 0 | 0 | 0 | 0 | 0 | 0
Coal | 0 | 0 | 0 | 0 | 0 | 0
Geo | 0 | 0 | 0 | 0 | 0 | 0
H | 0 | 0 | 0 | 0 | 0 | 0
LFG | 0 | 0 | 8 | 8 | 8 | 8
Nuc | 162.83 | 162.83 | 162.83 | 162.83 | 81.65 | 212.03
PS | 0 | 0 | 0 | 0 | 0 | 0
PV | 0 | 0 | 0 | 0 | 0 | 0
PeakG | 0 | 0 | 0 | 0 | 0 | 0
PeakO | 0 | 0 | 0 | 0 | 0 | 0
ST | 0 | 0 | 0 | 0 | 0 | 0
STOG | 0 | 0 | 0 | 0 | 0 | 0
STWD | 0 | 0 | 0 | 0 | 0 | 0
WT | 0 | 0 | 0 | 0 | 0 | 0
IGCC | 0 | 0 | 0 | 0 | 0 | 0
DemandResponse | 0 | 0 | 0 | 0 | 0 | 0
IGCC-CCS | 0 | 0 | 0 | 0 | 0 | 0
WT_off | 0 | 0 | 0 | 0 | 0 | 0
PseudoUnit | 0 | 0 | 0 | 0 | 0 | 0
FixedInterchange | 0 | 0 | 0 | 0 | 0 | 0
Total Fuel Consumption by Reporting Type: NYISO_J-K
ReportingType | 2015 | 2020 | 2025 | 2030 | 2035 | 2040
BM | 0 | 0 | 0 | 0 | 0 | 0
CC | 164.26 | 143.48 | 94.12 | 87.44 | 64.57 | 44.43
CSP | 0 | 0 | 0 | 0 | 0 | 0
CT | 0 | 0 | 0 | 0 | 0 | 0
Coal | 0 | 0 | 0 | 0 | 0 | 0
Geo | 0 | 0 | 0 | 0 | 0 | 0
H | 0 | 0 | 0 | 0 | 0 | 0
LFG | 0 | 0 | 0 | 8 | 8 | 8
Nuc | 0 | 0 | 0 | 0.02 | 0.06 | 0.06
PS | 0 | 0 | 0 | 0 | 0 | 0
PV | 0 | 0 | 0 | 0 | 0 | 0
PeakG | 1.27 | 1.03 | 1.15 | 1.11 | 1.97 | 1.66
PeakO | 0 | 0 | 0 | 0 | 0 | 0
ST | 0 | 0 | 0 | 0 | 0 | 0
STOG | 4.89 | 6.7 | 7.21 | 9.79 | 2.27 | 1.08
STWD | 0 | 0 | 0 | 0 | 0 | 0
WT | 0 | 0 | 0 | 0 | 0 | 0
IGCC | 0 | 0 | 0 | 0 | 0 | 0
DemandResponse | 0 | 0 | 0 | 0 | 0 | 0
IGCC-CCS | 0 | 0 | 0 | 0 | 0 | 0
WT_off | 0 | 0 | 0 | 0 | 0.01 | 0.01
PseudoUnit | 0 | 0 | 0 | 0 | 0 | 0
FixedInterchange | 0 | 0 | 0 | 0 | 0 | 0
Total Fuel Consumption by Reporting Type: PJM_E
ReportingType | 2015 | 2020 | 2025 | 2030 | 2035 | 2040
BM | 0.16 | 2.91 | 0.85 | 2.91 | 2.91 | 32.25
CC | 301.4 | 323.65 | 296.49 | 279.23 | 163.95 | 86.1
CSP | 0 | 0 | 0 | 0 | 0 | 0
CT | 0 | 0.03 | 0.03 | 0.06 | 0.03 | 0
Coal | 6.61 | 4.2 | 2.02 | 0 | 4.95 | 12.7
Geo | 0 | 0 | 0 | 0 | 0 | 0
H | 0 | 0 | 0 | 0 | 0 | 0
LFG | 0.98 | 15.28 | 15.28 | 15.28 | 15.28 | 15.28
Nuc | 702.72 | 651.97 | 651.97 | 651.97 | 468.33 | 371.39
PS | 0 | 0 | 0 | 0 | 0 | 0
PV | 0 | 0 | 0 | 0 | 0 | 0
PeakG | 0.75 | 2.74 | 2.74 | 5.23 | 2.74 | 2.74
PeakO | 0 | 0 | 0 | 0 | 0 | 0
ST | 0 | 0 | 0 | 0 | 0 | 0
STOG | 3.02 | 4.02 | 5.76 | 9.53 | 0 | 0
STWD | 0 | 0 | 0 | 0 | 0 | 0
WT | 0 | 0 | 0 | 0 | 0 | 0
IGCC | 0 | 0 | 0 | 0 | 0 | 0
DemandResponse | 0 | 0 | 0 | 0 | 0 | 0
IGCC-CCS | 0 | 0 | 0 | 0 | 0 | 0
WT_off | 0 | 0 | 0 | 0 | 0 | 0
PseudoUnit | 0 | 0 | 0 | 0 | 0 | 0
FixedInterchange | 0 | 0 | 0 | 0 | 0 | 0
Total Fuel Consumption by Reporting Type: PJM_ROM
ReportingType | 2015 | 2020 | 2025 | 2030 | 2035 | 2040
BM | 0.1 | 1.75 | 0.51 | 1.75 | 228.85 | 228.85
CC | 139.2 | 154.51 | 131.06 | 112.19 | 72.9 | 38.54
CSP | 0 | 0 | 0 | 0 | 0 | 0
CT | 0 | 0.02 | 0.02 | 0.03 | 0 | 0
Coal | 173.12 | 55.3 | 4.11 | 2.71 | 12.26 | 13.37
Geo | 0 | 0 | 0 | 0 | 0 | 0
H | 0 | 0 | 0 | 0 | 0 | 0
LFG | 2.04 | 30.56 | 30.56 | 30.56 | 30.56 | 30.56
Nuc | 420.79 | 420.79 | 420.79 | 457.13 | 626.68 | 1108.14
PS | 0 | 0 | 0 | 0 | 0 | 0
PV | 0 | 0 | 0 | 0 | 0 | 0
PeakG | 0 | 0 | 0 | 2.85 | 1.79 | 1.74
PeakO | 0 | 0 | 0 | 0 | 0 | 0
ST | 0 | 0 | 0 | 0 | 0 | 0
STOG | 7.33 | 7.33 | 7.33 | 14.3 | 0 | 0
STWD | 0.31 | 5.38 | 1.62 | 5.38 | 5.38 | 5.38
WT | 0 | 0 | 0 | 0 | 0 | 0
IGCC | 0 | 0 | 0 | 0 | 0 | 0
DemandResponse | 0 | 0 | 0 | 0 | 0 | 0
IGCC-CCS | 0 | 0 | 0 | 0 | 0 | 0
WT_off | 0 | 0 | 0 | 0 | 0 | 0
PseudoUnit | 0 | 0 | 0 | 0 | 0 | 0
FixedInterchange | 0 | 0 | 0 | 0 | 0 | 0
Total Fuel Consumption by Reporting Type: PJM_ROR
ReportingType | 2015 | 2020 | 2025 | 2030 | 2035 | 2040
BM | 2.1 | 37.37 | 5.79 | 37.37 | 1024.6 | 1024.6
CC | 1007.66 | 1189.72 | 1135.51 | 955.35 | 528.69 | 240
CSP | 0 | 0 | 0 | 0 | 0 | 0
CT | 0.03 | 0.03 | 0.03 | 0.06 | 0 | 0
Coal | 1999.63 | 927.61 | 56.98 | 64.51 | 92.72 | 93.64
Geo | 0 | 0 | 0 | 0 | 0 | 0
H | 0 | 0 | 0 | 0 | 0 | 0
LFG | 6.18 | 61.46 | 61.46 | 61.46 | 61.46 | 61.46
Nuc | 1644.81 | 1644.81 | 1644.81 | 1763.71 | 1809.85 | 2085.09
PS | 0 | 0 | 0 | 0 | 0 | 0
PV | 0 | 0 | 0 | 0 | 0 | 0
PeakG | 10.11 | 5.57 | 1.98 | 15.3 | 4.68 | 2.54
PeakO | 0 | 0 | 0 | 0 | 0 | 0
ST | 0 | 0 | 0 | 0 | 0 | 0
STOG | 6.54 | 4.28 | 8.36 | 8.36 | 0 | 0
STWD | 0.43 | 15.91 | 1.45 | 11.69 | 15.91 | 12.4
WT | 0.03 | 0.03 | 0.07 | 0.07 | 0.07 | 0.07
IGCC | 0 | 0 | 0 | 0 | 0 | 0
DemandResponse | 0 | 0 | 0 | 0 | 0 | 0
IGCC-CCS | 0 | 0 | 0 | 0 | 0 | 0
WT_off | 0 | 0 | 0 | 0 | 0 | 0
PseudoUnit | 0 | 0 | 0 | 0 | 0 | 0
FixedInterchange | 0 | 0 | 0 | 0 | 0 | 0
Total Fuel Consumption by Reporting Type: SOCO
ReportingType | 2015 | 2020 | 2025 | 2030 | 2035 | 2040
BM | 0.5 | 1.16 | 3.13 | 5.34 | 636.25 | 426.85
CC | 1049.98 | 1138.34 | 1025.62 | 821.25 | 194.75 | 61.91
CSP | 0 | 0 | 0 | 0 | 0 | 0
CT | 0 | 0 | 0 | 0 | 0 | 0
Coal | 341.1 | 92.68 | 50.76 | 50.76 | 50.76 | 50.76
Geo | 0 | 0 | 0 | 0 | 0 | 0
H | 0 | 0 | 0 | 0 | 0 | 0
LFG | 0 | 0 | 11.56 | 11.56 | 11.56 | 11.56
Nuc | 494.38 | 673.18 | 673.18 | 1011.74 | 1517.34 | 1936.17
PS | 0 | 0 | 0 | 0 | 0 | 0
PV | 0 | 0 | 0 | 0 | 0 | 0
PeakG | 4.46 | 5.79 | 11.53 | 3.48 | 3.36 | 3.59
PeakO | 0 | 0 | 0 | 0 | 0 | 0
ST | 0 | 0 | 0 | 0 | 0 | 0
STOG | 0 | 0 | 0 | 0 | 0 | 0
STWD | 3.36 | 5.8 | 8.87 | 44.18 | 60.13 | 36.96
WT | 0 | 0 | 0 | 0 | 0 | 0
IGCC | 0 | 0 | 0 | 0 | 0 | 0
DemandResponse | 0 | 0 | 0 | 0 | 0 | 0
IGCC-CCS | 0 | 0 | 0 | 0 | 0 | 0
WT_off | 0 | 0 | 0 | 0 | 0 | 0
PseudoUnit | 0 | 0 | 0 | 0 | 0 | 0
FixedInterchange | 0 | 0 | 0 | 0 | 0 | 0
Total Fuel Consumption by Reporting Type: SPP_N
ReportingType | 2015 | 2020 | 2025 | 2030 | 2035 | 2040
BM | 0 | 0 | 0 | 0 | 0 | 0
CC | 30.34 | 6.75 | 6.7 | 6.7 | 2.96 | 1.91
CSP | 0 | 0 | 0 | 0 | 0 | 0
CT | 0 | 0 | 0 | 0 | 0 | 0
Coal | 619.46 | 89.1 | 1.65 | 0 | 0 | 0
Geo | 0 | 0 | 0 | 0 | 0 | 0
H | 0 | 0 | 0 | 0 | 0 | 0
LFG | 0 | 0 | 0 | 10.22 | 10.22 | 10.22
Nuc | 93.19 | 93.19 | 62.36 | 58.18 | 93.19 | 93.19
PS | 0 | 0 | 0 | 0 | 0 | 0
PV | 0 | 0 | 0 | 0 | 0 | 0
PeakG | 1.24 | 0 | 0 | 0 | 0 | 0
PeakO | 0 | 0 | 0 | 0 | 0 | 0
ST | 0 | 0 | 0 | 0 | 0 | 0
STOG | 1.68 | 0 | 0 | 0 | 0 | 0
STWD | 0 | 0 | 0 | 0 | 0 | 0
WT | 0 | 0.18 | 0.23 | 0.24 | 0.24 | 0.24
IGCC | 0 | 0 | 0 | 0 | 0 | 0
DemandResponse | 0 | 0 | 0 | 0 | 0 | 0
IGCC-CCS | 0 | 0 | 0 | 0 | 0 | 0
WT_off | 0 | 0 | 0 | 0 | 0 | 0
PseudoUnit | 0 | 0 | 0 | 0 | 0 | 0
FixedInterchange | 0 | 0 | 0 | 0 | 0 | 0
Total Fuel Consumption by Reporting Type: SPP_S
ReportingType | 2015 | 2020 | 2025 | 2030 | 2035 | 2040
BM | 0 | 0 | 0 | 0 | 0.48 | 0.31
CC | 304.72 | 85.68 | 76.19 | 59.92 | 50.15 | 43.19
CSP | 0 | 0 | 0 | 0 | 0 | 0
CT | 0 | 0 | 0 | 0 | 0 | 0.16
Coal | 910.13 | 67.73 | 3.51 | 0 | 0 | 0
Geo | 0 | 0 | 0 | 0 | 0 | 0
H | 0 | 0 | 0 | 0 | 0 | 0
LFG | 0 | 0 | 0 | 10.22 | 10.22 | 10.22
Nuc | 0 | 0 | 0 | 0.01 | 0.03 | 0.03
PS | 0 | 0 | 0 | 0 | 0 | 0
PV | 0 | 0 | 0 | 0 | 0 | 0
PeakG | 0 | 0 | 0 | 0 | 0 | 0
PeakO | 0 | 0 | 0 | 0 | 0 | 0
ST | 0 | 0 | 0 | 0 | 0 | 0
STOG | 20.56 | 5 | 4.02 | 8.93 | 5.47 | 5.27
STWD | 0.74 | 0.2 | 0.39 | 1.58 | 3.51 | 2.59
WT | 0.01 | 0.15 | 0.17 | 0.17 | 0.17 | 0.18
IGCC | 0 | 0 | 0 | 0 | 0 | 0
DemandResponse | 0 | 0 | 0 | 0 | 0 | 0
IGCC-CCS | 0 | 0 | 0 | 0 | 0 | 0
WT_off | 0 | 0 | 0 | 0 | 0 | 0
PseudoUnit | 0 | 0 | 0 | 0 | 0 | 0
FixedInterchange | 0 | 0 | 0 | 0 | 0 | 0
Total Fuel Consumption by Reporting Type: TVA
ReportingType | 2015 | 2020 | 2025 | 2030 | 2035 | 2040
BM | 0 | 0 | 0 | 0 | 717.69 | 699.16
CC | 276.37 | 414.55 | 433.4 | 333.13 | 120.54 | 53.92
CSP | 0 | 0 | 0 | 0 | 0 | 0
CT | 0 | 0 | 0 | 0 | 0 | 0
Coal | 437.08 | 217.06 | 13.05 | 0 | 0 | 0
Geo | 0 | 0 | 0 | 0 | 0 | 0
H | 0 | 0 | 0 | 0 | 0 | 0
LFG | 0 | 0 | 11.56 | 11.56 | 11.56 | 11.56
Nuc | 676.63 | 676.63 | 676.63 | 745.65 | 648.02 | 791.98
PS | 0 | 0 | 0 | 0 | 0 | 0
PV | 0 | 0 | 0 | 0 | 0 | 0
PeakG | 0 | 0 | 0 | 0 | 0 | 0
PeakO | 0 | 0 | 0 | 0 | 0 | 0
ST | 0 | 0 | 0 | 0 | 0 | 0
STOG | 0 | 0 | 0 | 0 | 0 | 0
STWD | 0.02 | 0.02 | 0.04 | 0.31 | 0.42 | 0.26
WT | 0 | 0 | 0 | 0 | 0 | 0
IGCC | 0 | 0 | 0 | 0 | 0 | 0
DemandResponse | 0 | 0 | 0 | 0 | 0 | 0
IGCC-CCS | 0 | 0 | 0 | 0 | 0 | 0
WT_off | 0 | 0 | 0 | 0 | 0 | 0
PseudoUnit | 0 | 0 | 0 | 0 | 0 | 0
FixedInterchange | 0 | 0 | 0 | 0 | 0 | 0
Total Fuel Consumption by Reporting Type: TVA_Transmission
ReportingType | 2015 | 2020 | 2025 | 2030 | 2035 | 2040
BM | 0 | 0 | 0 | 0 | 0 | 0
CC | 0 | 0 | 0 | 0 | 0 | 0
CSP | 0 | 0 | 0 | 0 | 0 | 0
CT | 0 | 0 | 0 | 0 | 0 | 0
Coal | 0 | 0 | 0 | 0 | 0 | 0
Geo | 0 | 0 | 0 | 0 | 0 | 0
H | 0 | 0 | 0 | 0 | 0 | 0
LFG | 0 | 0 | 0 | 0 | 0 | 0
Nuc | 0 | 0 | 0 | 0 | 0 | 0
PS | 0 | 0 | 0 | 0 | 0 | 0
PV | 0 | 0 | 0 | 0 | 0 | 0
PeakG | 0 | 0 | 0 | 0 | 0 | 0
PeakO | 0 | 0 | 0 | 0 | 0 | 0
ST | 0 | 0 | 0 | 0 | 0 | 0
STOG | 0 | 0 | 0 | 0 | 0 | 0
STWD | 0 | 0 | 0 | 0 | 0 | 0
WT | 0 | 0 | 0 | 0 | 0 | 0
IGCC | 0 | 0 | 0 | 0 | 0 | 0
DemandResponse | 0 | 0 | 0 | 0 | 0 | 0
IGCC-CCS | 0 | 0 | 0 | 0 | 0 | 0
WT_off | 0 | 0 | 0 | 0 | 0 | 0
PseudoUnit | 0 | 0 | 0 | 0 | 0 | 0
FixedInterchange | 0 | 0 | 0 | 0 | 0 | 0
Total Fuel Consumption by Reporting Type: VACAR
ReportingType | 2015 | 2020 | 2025 | 2030 | 2035 | 2040
BM | 0.09 | 0.09 | 18.15 | 18.15 | 678.09 | 568.65
CC | 744.66 | 723.36 | 658.74 | 553.64 | 144.93 | 65.56
CSP | 0 | 0 | 0 | 0 | 0 | 0
CT | 0.8 | 0.8 | 1.52 | 0 | 0 | 0
Coal | 331.29 | 164.31 | 46.94 | 28.12 | 30.55 | 30.55
Geo | 0 | 0 | 0 | 0 | 0 | 0
H | 0 | 0 | 0 | 0 | 0 | 0
LFG | 0.04 | 11.56 | 11.56 | 11.56 | 11.56 | 11.56
Nuc | 910.72 | 1100.09 | 1189.61 | 1552.75 | 1784.59 | 2250.6
PS | 0 | 0 | 0 | 0 | 0 | 0
PV | 0 | 0 | 0 | 0 | 0 | 0
PeakG | 1.18 | 2.22 | 4 | 3.96 | 0 | 0.08
PeakO | 0 | 0 | 0 | 0 | 0 | 0
ST | 0 | 0 | 0 | 0 | 0 | 0
STOG | 0 | 0 | 0 | 0 | 0 | 0
STWD | 24.47 | 17.98 | 22.39 | 24.47 | 24.47 | 15.04
WT | 0 | 0.01 | 0.01 | 0.01 | 0.01 | 0.01
IGCC | 0 | 0 | 0 | 0 | 0 | 0
DemandResponse | 0 | 0 | 0 | 0 | 0 | 0
IGCC-CCS | 0 | 0 | 0 | 0 | 0 | 0
WT_off | 0 | 0 | 0 | 0 | 0 | 0
PseudoUnit | 0 | 0 | 0 | 0 | 0 | 0
FixedInterchange | 0 | 0 | 0 | 0 | 0 | 0
Total Fuel Consumption by Reporting Type: IESO
ReportingType | 2015 | 2020 | 2025 | 2030 | 2035 | 2040
BM | 0 | 0 | 0 | 0 | 0.82 | 1.54
CC | 58.99 | 41.32 | 1.11 | 0.21 | 0.43 | 0.95
CSP | 0 | 0 | 0 | 0 | 0 | 0
CT | 0.13 | 0.04 | 0 | 0 | 0 | 0
Coal | 0 | 0 | 0 | 0 | 0 | 0
Geo | 0 | 0 | 0 | 0 | 0 | 0
H | 0 | 0 | 0 | 0 | 0 | 0
LFG | 1.56 | 1.56 | 1.56 | 1.61 | 1.61 | 1.61
Nuc | 1064.72 | 1064.72 | 1064.72 | 1064.72 | 980.48 | 854.53
PS | 0 | 0 | 0 | 0 | 0 | 0
PV | 0 | 0 | 0 | 0 | 0 | 0
PeakG | 0 | 0 | 0 | 0 | 0 | 0
PeakO | 0 | 0 | 0 | 0 | 0 | 0
ST | 0 | 0 | 0 | 0 | 0 | 0
STOG | 0 | 0 | 0 | 0 | 0 | 0
STWD | 0.15 | 0.15 | 0 | 0.28 | 10.32 | 6
WT | 0.01 | 0.01 | 0.01 | 0.01 | 0.01 | 0.01
IGCC | 0 | 0 | 0 | 0 | 0 | 0
DemandResponse | 0 | 0 | 0 | 0 | 0 | 0
IGCC-CCS | 0 | 0 | 0 | 0 | 0 | 0
WT_off | 0 | 0 | 0 | 0 | 0 | 0
PseudoUnit | 0 | 0 | 0 | 0 | 0 | 0
FixedInterchange | 0 | 0 | 0 | 0 | 0 | 0
Total Fuel Consumption by Reporting Type: MAPP_CA
ReportingType | 2015 | 2020 | 2025 | 2030 | 2035 | 2040
BM | 0 | 0 | 0 | 0 | 0 | 0
CC | 55.51 | 55.51 | 1.52 | 0 | 0 | 0
CSP | 0 | 0 | 0 | 0 | 0 | 0
CT | 0 | 0 | 0 | 0 | 0 | 0
Coal | 2.48 | 0.4 | 0 | 0 | 0 | 0
Geo | 0 | 0 | 0 | 0 | 0 | 0
H | 0 | 0 | 0.01 | 0.02 | 0.03 | 0.03
LFG | 0 | 0 | 0 | 0 | 0 | 0
Nuc | 0 | 0 | 0 | 0 | 0 | 0
PS | 0 | 0 | 0 | 0 | 0 | 0
PV | 0 | 0 | 0 | 0 | 0 | 0
PeakG | 0.98 | 0.19 | 0 | 0 | 0 | 0
PeakO | 0 | 0 | 0 | 0 | 0 | 0
ST | 0 | 0 | 0 | 0 | 0 | 0
STOG | 0.16 | 0 | 0 | 0 | 0 | 0
STWD | 0 | 0 | 0 | 0 | 0 | 0
WT | 0 | 0 | 0 | 0 | 0 | 0
IGCC | 0 | 0 | 0 | 0 | 0 | 0
DemandResponse | 0 | 0 | 0 | 0 | 0 | 0
IGCC-CCS | 0 | 0 | 0 | 0 | 0 | 0
WT_off | 0 | 0 | 0 | 0 | 0 | 0
PseudoUnit | 0 | 0 | 0 | 0 | 0 | 0
FixedInterchange | 0 | 0 | 0 | 0 | 0 | 0
Total Fuel Consumption by Reporting Type: AZ_NM_SNV_Coal
ReportingType | 2015 | 2020 | 2025 | 2030 | 2035 | 2040
BM | 0 | 0 | 0 | 0 | 0 | 0
CC | 0 | 0 | 0 | 0 | 0 | 0
CSP | 0 | 0 | 0 | 0 | 0 | 0
CT | 0 | 0 | 0 | 0 | 0 | 0
Coal | 510.59 | 479.93 | 68.74 | 0.06 | 0.19 | 0.09
Geo | 0 | 0 | 0 | 0 | 0 | 0
H | 0 | 0 | 0 | 0 | 0 | 0
LFG | 0 | 0 | 0 | 0 | 0 | 0
Nuc | 0 | 0 | 0 | 0 | 0 | 0
PS | 0 | 0 | 0 | 0 | 0 | 0
PV | 0 | 0 | 0 | 0 | 0 | 0
PeakG | 0 | 0 | 0 | 0 | 0 | 0
PeakO | 0 | 0 | 0 | 0 | 0 | 0
ST | 0 | 0 | 0 | 0 | 0 | 0
STOG | 0 | 0 | 0 | 0 | 0 | 0
STWD | 0 | 0 | 0 | 0 | 0 | 0
WT | 0 | 0 | 0 | 0 | 0 | 0
IGCC | 0 | 0 | 0 | 0 | 0 | 0
DemandResponse | 0 | 0 | 0 | 0 | 0 | 0
IGCC-CCS | 0 | 0 | 0 | 0 | 0 | 0
WT_off | 0 | 0 | 0 | 0 | 0 | 0
PseudoUnit | 0 | 0 | 0 | 0 | 0 | 0
FixedInterchange | 0 | 0 | 0 | 0 | 0 | 0
Total Fuel Consumption by Reporting Type: AZ_NM_SNV_Gas
ReportingType | 2015 | 2020 | 2025 | 2030 | 2035 | 2040
BM | 0 | 0 | 0 | 0 | 0 | 0
CC | 486.13 | 455.35 | 466.1 | 364.86 | 100.94 | 67.52
CSP | 0 | 0 | 0 | 0 | 0 | 0
CT | 0 | 0 | 0 | 0 | 0 | 0
Coal | 0 | 0 | 0 | 0 | 0 | 0
Geo | 0 | 0 | 0 | 0 | 0 | 0
H | 0 | 0 | 0 | 0 | 0 | 0
LFG | 0 | 0 | 0 | 0 | 0 | 0
Nuc | 0 | 0 | 0 | 0 | 0 | 0
PS | 0 | 0 | 0 | 0 | 0 | 0
PV | 0 | 0 | 0 | 0 | 0 | 0
PeakG | 0 | 0 | 0 | 0 | 0 | 0
PeakO | 0 | 0 | 0 | 0 | 0 | 0
ST | 0 | 0 | 0 | 0 | 0 | 0
STOG | 0 | 0 | 0 | 0 | 0 | 0
STWD | 0 | 0 | 0 | 0 | 0 | 0
WT | 0 | 0 | 0 | 0 | 0 | 0
IGCC | 0 | 0 | 0 | 0 | 0 | 0
DemandResponse | 0 | 0 | 0 | 0 | 0 | 0
IGCC-CCS | 0 | 0 | 0 | 0 | 0 | 0
WT_off | 0 | 0 | 0 | 0 | 0 | 0
PseudoUnit | 0 | 0 | 0 | 0 | 0 | 0
FixedInterchange | 0 | 0 | 0 | 0 | 0 | 0
Total Fuel Consumption by Reporting Type: AZ_NM_SNV_NucRenew
ReportingType | 2015 | 2020 | 2025 | 2030 | 2035 | 2040
BM | 0 | 0 | 0 | 0 | 396.42 | 488.53
CC | 0 | 0 | 0 | 0 | 0 | 0
CSP | 0 | 0 | 0 | 0 | 0 | 0
CT | 0 | 0 | 0 | 0 | 0 | 0
Coal | 0 | 0 | 0 | 0 | 0 | 0
Geo | 0 | 0 | 0.01 | 0.01 | 0.01 | 0.01
H | 0 | 0 | 0 | 0 | 0 | 0
LFG | 0 | 0 | 6.53 | 6.53 | 6.53 | 6.53
Nuc | 317.72 | 317.72 | 317.72 | 621.31 | 865.51 | 865.51
PS | 0 | 0 | 0 | 0 | 0 | 0
PV | 0 | 0 | 0 | 0 | 0 | 0
PeakG | 0 | 0 | 0 | 0 | 0 | 0
PeakO | 0 | 0 | 0 | 0 | 0 | 0
ST | 0 | 0 | 0 | 0 | 0.01 | 0.01
STOG | 0 | 0 | 0 | 0 | 0 | 0
STWD | 1.77 | 1.77 | 1.77 | 1.77 | 1.77 | 1.77
WT | 0 | 0.03 | 0.03 | 0.03 | 0.03 | 0.03
IGCC | 0 | 0 | 0 | 0 | 0 | 0
DemandResponse | 0 | 0 | 0 | 0 | 0 | 0
IGCC-CCS | 0 | 0 | 0 | 0 | 0 | 0
WT_off | 0 | 0 | 0 | 0 | 0 | 0
PseudoUnit | 0 | 0 | 0 | 0 | 0 | 0
FixedInterchange | 0 | 0 | 0 | 0 | 0 | 0
Total Fuel Consumption by Reporting Type: ERCOT
ReportingType | 2015 | 2020 | 2025 | 2030 | 2035 | 2040
BM | 1.28 | 1.31 | 2 | 14.07 | 308.77 | 242.15
CC | 1458.68 | 1552.24 | 1309.07 | 1128.37 | 379.58 | 260.45
CSP | 0 | 0 | 0 | 0 | 0 | 0
CT | 0 | 0.03 | 0.01 | 0.09 | 0 | 0
Coal | 403.46 | 262.43 | 43.83 | 50.74 | 50.74 | 46.94
Geo | 0 | 0 | 0 | 0 | 0 | 0
H | 0 | 0 | 0 | 0 | 0 | 0
LFG | 0 | 0 | 38.09 | 38.09 | 38.09 | 38.09
Nuc | 422.69 | 422.69 | 422.69 | 662.98 | 1605.35 | 1881.87
PS | 0 | 0 | 0 | 0 | 0 | 0
PV | 0 | 0 | 0 | 0 | 0 | 0
PeakG | 0 | 0.07 | 0 | 0.44 | 0.58 | 0.44
PeakO | 0 | 0 | 0 | 0 | 0 | 0
ST | 0 | 0 | 0 | 0 | 0 | 0
STOG | 27.69 | 43.75 | 13.53 | 9.09 | 0 | 0
STWD | 0 | 0 | 0 | 0 | 0 | 0
WT | 0.03 | 0.03 | 0.08 | 0.08 | 0.08 | 0.08
IGCC | 0 | 0 | 0 | 0 | 0 | 0
DemandResponse | 0 | 0 | 0 | 0 | 0 | 0
IGCC-CCS | 0 | 0 | 0 | 0 | 0 | 0
WT_off | 0 | 0 | 0 | 0 | 0 | 0
PseudoUnit | 0 | 0 | 0 | 0 | 0 | 0
FixedInterchange | 0 | 0 | 0 | 0 | 0 | 0
Total Fuel Consumption by Reporting Type: NP15
ReportingType | 2015 | 2020 | 2025 | 2030 | 2035 | 2040
BM | 0 | 0 | 0 | 0 | 81.84 | 81.84
CC | 415.21 | 397.15 | 345.19 | 204.48 | 63.27 | 44.64
CSP | 0 | 0 | 0 | 0 | 0 | 0
CT | 0 | 0 | 0 | 0 | 0 | 0
Coal | 16.77 | 2.5 | 0 | 0 | 0 | 0
Geo | 0.01 | 0.01 | 0.01 | 0.01 | 0.01 | 0.01
H | 0 | 0 | 0 | 0 | 0 | 0
LFG | 0 | 40.72 | 60.8 | 60.8 | 60.8 | 60.8
Nuc | 187.74 | 187.74 | 187.74 | 436.97 | 711.57 | 755.57
PS | 0 | 0 | 0 | 0 | 0 | 0
PV | 0 | 0 | 0 | 0 | 0 | 0
PeakG | 0 | 0 | 0 | 0 | 0 | 0
PeakO | 0 | 0 | 0 | 0 | 0 | 0
ST | 0 | 0 | 0 | 0 | 0 | 0
STOG | 0.69 | 0.49 | 0.25 | 0 | 0 | 0
STWD | 37.44 | 33.06 | 4.85 | 37.44 | 37.44 | 29.09
WT | 0 | 0.01 | 0.03 | 0.03 | 0.03 | 0.04
IGCC | 0 | 0 | 0 | 0 | 0 | 0
DemandResponse | 0 | 0 | 0 | 0 | 0 | 0
IGCC-CCS | 0 | 0 | 0 | 0 | 0 | 0
WT_off | 0 | 0 | 0 | 0 | 0 | 0
PseudoUnit | 0 | 0 | 0 | 0 | 0 | 0
FixedInterchange | 0 | 0 | 0 | 0 | 0 | 0
Total Fuel Consumption by Reporting Type: NWPP_Coal
ReportingType | 2015 | 2020 | 2025 | 2030 | 2035 | 2040
BM | 0 | 0 | 0 | 0 | 0 | 0
CC | 0 | 0 | 0 | 0 | 0 | 0
CSP | 0 | 0 | 0 | 0 | 0 | 0
CT | 0 | 0 | 0 | 0 | 0 | 0
Coal | 546.34 | 435.43 | 16.32 | 16.32 | 16.32 | 7.66
Geo | 0 | 0 | 0 | 0 | 0 | 0
H | 0 | 0 | 0 | 0 | 0 | 0
LFG | 0 | 0 | 0 | 0 | 0 | 0
Nuc | 0 | 0 | 0 | 0 | 0 | 0
PS | 0 | 0 | 0 | 0 | 0 | 0
PV | 0 | 0 | 0 | 0 | 0 | 0
PeakG | 0 | 0 | 0 | 0 | 0 | 0
PeakO | 0 | 0 | 0 | 0 | 0 | 0
ST | 0 | 0 | 0 | 0 | 0 | 0
STOG | 0 | 0 | 0 | 0 | 0 | 0
STWD | 0 | 0 | 0 | 0 | 0 | 0
WT | 0 | 0 | 0 | 0 | 0 | 0
IGCC | 0 | 0 | 0 | 0 | 0 | 0
DemandResponse | 0 | 0 | 0 | 0 | 0 | 0
IGCC-CCS | 0 | 0 | 0 | 0 | 0 | 0
WT_off | 0 | 0 | 0 | 0 | 0 | 0
PseudoUnit | 0 | 0 | 0 | 0 | 0 | 0
FixedInterchange | 0 | 0 | 0 | 0 | 0 | 0
Total Fuel Consumption by Reporting Type: NWPP_Gas
ReportingType | 2015 | 2020 | 2025 | 2030 | 2035 | 2040
BM | 0 | 0 | 0 | 0 | 0 | 0
CC | 335.23 | 335.23 | 275.78 | 254.61 | 6.33 | 0
CSP | 0 | 0 | 0 | 0 | 0 | 0
CT | 0 | 0 | 0 | 0 | 0 | 0
Coal | 0 | 0 | 0 | 0 | 0 | 0
Geo | 0 | 0 | 0 | 0 | 0 | 0
H | 0 | 0 | 0 | 0 | 0 | 0
LFG | 0 | 0 | 0 | 0 | 0 | 0
Nuc | 0 | 0 | 0 | 0 | 0 | 0
PS | 0 | 0 | 0 | 0 | 0 | 0
PV | 0 | 0 | 0 | 0 | 0 | 0
PeakG | 0 | 0 | 0 | 0 | 0 | 0
PeakO | 0 | 0 | 0 | 0 | 0 | 0
ST | 0 | 0 | 0 | 0 | 0 | 0
STOG | 0 | 0 | 0 | 0 | 0 | 0
STWD | 0 | 0 | 0 | 0 | 0 | 0
WT | 0 | 0 | 0 | 0 | 0 | 0
IGCC | 0 | 0 | 0 | 0 | 0 | 0
DemandResponse | 0 | 0 | 0 | 0 | 0 | 0
IGCC-CCS | 0 | 0 | 0 | 0 | 0 | 0
WT_off | 0 | 0 | 0 | 0 | 0 | 0
PseudoUnit | 0 | 0 | 0 | 0 | 0 | 0
FixedInterchange | 0 | 0 | 0 | 0 | 0 | 0
Total Fuel Consumption by Reporting Type: NWPP_NucRenew
ReportingType | 2015 | 2020 | 2025 | 2030 | 2035 | 2040
BM | 0 | 3.16 | 2.28 | 3.16 | 368.92 | 600.3
CC | 0 | 0 | 0 | 0 | 0 | 0
CSP | 0 | 0 | 0 | 0 | 0 | 0
CT | 0 | 0 | 0 | 0 | 0 | 0
Coal | 0 | 0 | 0 | 0 | 0 | 0
Geo | 0 | 0 | 0.01 | 0.01 | 0.01 | 0.01
H | 0 | 0 | 0 | 0 | 0 | 0
LFG | 2.74 | 2.74 | 29.05 | 29.05 | 29.05 | 29.05
Nuc | 88.66 | 88.66 | 88.66 | 88.66 | 274.13 | 274.13
PS | 0 | 0 | 0 | 0 | 0 | 0
PV | 0 | 0 | 0 | 0 | 0 | 0
PeakG | 0 | 0 | 0 | 0 | 0 | 0
PeakO | 0 | 0 | 0 | 0 | 0 | 0
ST | 0 | 0 | 0 | 0 | 0 | 0
STOG | 0 | 0 | 0 | 0 | 0 | 0
STWD | 0 | 6.25 | 21.78 | 46.18 | 46.18 | 21.78
WT | 0.02 | 0.02 | 0.06 | 0.07 | 0.07 | 0.07
IGCC | 0 | 0 | 0 | 0 | 0 | 0
DemandResponse | 0 | 0 | 0 | 0 | 0 | 0
IGCC-CCS | 0 | 0 | 0 | 0 | 0 | 0
WT_off | 0 | 0 | 0 | 0 | 0 | 0
PseudoUnit | 0 | 0 | 0 | 0 | 0 | 0
FixedInterchange | 0 | 0 | 0 | 0 | 0 | 0
Total Fuel Consumption by Reporting Type: RMPA
ReportingType | 2015 | 2020 | 2025 | 2030 | 2035 | 2040
BM | 0 | 0 | 0 | 0 | 140.08 | 171.81
CC | 84.26 | 65.86 | 116.68 | 71.29 | 21.62 | 12.65
CSP | 0 | 0 | 0 | 0 | 0 | 0
CT | 0 | 0 | 0 | 0 | 0 | 0
Coal | 516.91 | 429.51 | 67.83 | 37 | 36.99 | 19.79
Geo | 0 | 0 | 0.02 | 0.02 | 0.02 | 0.02
H | 0 | 0 | 0 | 0 | 0 | 0
LFG | 0.15 | 0.15 | 3.26 | 3.26 | 3.26 | 3.26
Nuc | 0 | 0 | 0 | 163.55 | 163.58 | 163.55
PS | 0 | 0 | 0 | 0 | 0 | 0
PV | 0 | 0 | 0 | 0 | 0 | 0
PeakG | 0 | 0 | 0 | 0 | 0 | 0.01
PeakO | 0 | 0 | 0 | 0 | 0 | 0
ST | 0 | 0 | 0 | 0 | 0 | 0
STOG | 0 | 0 | 0 | 0 | 0 | 0
STWD | 0 | 0 | 0 | 0 | 0 | 0
WT | 0.01 | 0.02 | 0.02 | 0.02 | 0.02 | 0.02
IGCC | 0 | 0 | 0 | 0 | 0 | 0
DemandResponse | 0 | 0 | 0 | 0 | 0 | 0
IGCC-CCS | 0 | 0 | 0 | 0 | 0 | 0
WT_off | 0 | 0 | 0 | 0 | 0 | 0
PseudoUnit | 0 | 0 | 0 | 0 | 0 | 0
FixedInterchange | 0 | 0 | 0 | 0 | 0 | 0
Total Fuel Consumption by Reporting Type: SP15
ReportingType | 2015 | 2020 | 2025 | 2030 | 2035 | 2040
BM | 0.58 | 0.58 | 0.58 | 0.58 | 65.48 | 65.48
CC | 588.01 | 541.92 | 448.67 | 430.98 | 162.83 | 105.13
CSP | 0 | 0 | 0 | 0 | 0 | 0
CT | 0 | 0 | 0 | 0 | 0 | 0
Coal | 15.7 | 8.42 | 0 | 0 | 0 | 0
Geo | 0.01 | 0.02 | 0.02 | 0.02 | 0.02 | 0.02
H | 0 | 0 | 0 | 0 | 0 | 0
LFG | 0.99 | 60.8 | 60.8 | 60.8 | 60.8 | 60.8
Nuc | 173.28 | 173.28 | 173.28 | 173.28 | 219.16 | 493.37
PS | 0 | 0 | 0 | 0 | 0 | 0
PV | 0 | 0 | 0 | 0 | 0 | 0
PeakG | 0 | 0 | 0 | 0 | 0 | 0
PeakO | 0 | 0 | 0 | 0 | 0 | 0
ST | 0 | 0 | 0.01 | 0.01 | 0.01 | 0.01
STOG | 5.52 | 3.82 | 0.88 | 1.81 | 0.78 | 0.42
STWD | 9.59 | 9.59 | 5.82 | 9.59 | 9.59 | 7.48
WT | 0.01 | 0.01 | 0.04 | 0.04 | 0.04 | 0.04
IGCC | 0 | 0 | 0 | 0 | 0 | 0
DemandResponse | 0 | 0 | 0 | 0 | 0 | 0
IGCC-CCS | 0 | 0 | 0 | 0 | 0 | 0
WT_off | 0 | 0 | 0 | 0 | 0 | 0
PseudoUnit | 0 | 0 | 0 | 0 | 0 | 0
FixedInterchange | 0 | 0 | 0 | 0 | 0 | 0
Total Fuel Consumption by Reporting Type: ALB
ReportingType | 2015 | 2020 | 2025 | 2030 | 2035 | 2040
BM | 0 | 0 | 0 | 0 | 0 | 0
CC | 124.78 | 129.38 | 128.46 | 0.04 | 0 | 0.04
CSP | 0 | 0 | 0 | 0 | 0 | 0
CT | 0 | 0 | 0 | 0 | 0 | 0
Coal | 470.15 | 470.15 | 457.65 | 0 | 0 | 0
Geo | 0 | 0 | 0 | 0 | 0 | 0
H | 0 | 0 | 0 | 0 | 0 | 0
LFG | 0 | 0 | 0 | 0 | 0 | 0
Nuc | 0 | 0 | 0.01 | 716.43 | 729.11 | 730.14
PS | 0 | 0 | 0 | 0 | 0 | 0
PV | 0 | 0 | 0 | 0 | 0 | 0
PeakG | 0 | 0 | 0 | 0 | 0 | 0.03
PeakO | 0 | 0 | 0 | 0 | 0 | 0
ST | 0 | 0 | 0 | 0 | 0 | 0
STOG | 0 | 0 | 0 | 0 | 0 | 0
STWD | 0 | 9.3 | 13.02 | 13.02 | 13.02 | 13.02
WT | 0 | 0 | 0 | 0 | 0 | 0
IGCC | 0 | 0 | 0 | 0 | 0 | 0
DemandResponse | 0 | 0 | 0 | 0 | 0 | 0
IGCC-CCS | 0 | 0 | 0 | 0 | 0 | 0
WT_off | 0 | 0 | 0 | 0 | 0 | 0
PseudoUnit | 0 | 0 | 0 | 0 | 0 | 0
FixedInterchange | 0 | 0 | 0 | 0 | 0 | 0
Total Fuel Consumption by Reporting Type: BC
ReportingType | 2015 | 2020 | 2025 | 2030 | 2035 | 2040
BM | 0 | 0 | 0 | 0 | 0 | 0
CC | 27.6 | 27.6 | 27.6 | 16.34 | 0 | 0
CSP | 0 | 0 | 0 | 0 | 0 | 0
CT | 0 | 0 | 0 | 0 | 0 | 0
Coal | 0 | 0 | 0 | 0 | 0 | 0
Geo | 0 | 0 | 0 | 0 | 0 | 0
H | 0 | 0 | 0 | 0 | 0 | 0
LFG | 0 | 0 | 0 | 0 | 0 | 0
Nuc | 0 | 0 | 0 | 44.44 | 44.44 | 44.4
PS | 0 | 0 | 0 | 0 | 0 | 0
PV | 0 | 0 | 0 | 0 | 0 | 0
PeakG | 0 | 0 | 0 | 0 | 0 | 0
PeakO | 0 | 0 | 0 | 0 | 0 | 0
ST | 0 | 0 | 0 | 0 | 0 | 0
STOG | 0 | 0 | 0 | 0 | 0 | 0
STWD | 0 | 25.03 | 34.9 | 41.58 | 41.58 | 41.58
WT | 0 | 0 | 0 | 0 | 0 | 0
IGCC | 0 | 0 | 0 | 0 | 0 | 0
DemandResponse | 0 | 0 | 0 | 0 | 0 | 0
IGCC-CCS | 0 | 0 | 0 | 0 | 0 | 0
WT_off | 0 | 0 | 0 | 0 | 0 | 0
PseudoUnit | 0 | 0 | 0 | 0 | 0 | 0
FixedInterchange | 0 | 0 | 0 | 0 | 0 | 0
Total Fuel Consumption by Reporting Type: HQ_IESO
ReportingType | 2015 | 2020 | 2025 | 2030 | 2035 | 2040
BM | 0 | 0 | 0 | 0 | 0 | 0
CC | 0 | 0 | 0 | 0 | 0 | 0
CSP | 0 | 0 | 0 | 0 | 0 | 0
CT | 0 | 0 | 0 | 0 | 0 | 0
Coal | 0 | 0 | 0 | 0 | 0 | 0
Geo | 0 | 0 | 0 | 0 | 0 | 0
H | 0 | 0 | 0 | 0 | 0 | 0
LFG | 0 | 0 | 0 | 0 | 0 | 0
Nuc | 0 | 0 | 0 | 0 | 0 | 0
PS | 0 | 0 | 0 | 0 | 0 | 0
PV | 0 | 0 | 0 | 0 | 0 | 0
PeakG | 0 | 0 | 0 | 0 | 0 | 0
PeakO | 0 | 0 | 0 | 0 | 0 | 0
ST | 0 | 0 | 0 | 0 | 0 | 0
STOG | 0 | 0 | 0 | 0 | 0 | 0
STWD | 0 | 0 | 0 | 0 | 0 | 0
WT | 0 | 0 | 0 | 0 | 0 | 0
IGCC | 0 | 0 | 0 | 0 | 0 | 0
DemandResponse | 0 | 0 | 0 | 0 | 0 | 0
IGCC-CCS | 0 | 0 | 0 | 0 | 0 | 0
WT_off | 0 | 0 | 0 | 0 | 0 | 0
PseudoUnit | 0 | 0 | 0 | 0 | 0 | 0
FixedInterchange | 0 | 0 | 0 | 0 | 0 | 0
Total Fuel Consumption by Reporting Type: HQ_NEISO
ReportingType | 2015 | 2020 | 2025 | 2030 | 2035 | 2040
BM | 0 | 0 | 0 | 0 | 0 | 0
CC | 0 | 0 | 0 | 0 | 0 | 0
CSP | 0 | 0 | 0 | 0 | 0 | 0
CT | 0 | 0 | 0 | 0 | 0 | 0
Coal | 0 | 0 | 0 | 0 | 0 | 0
Geo | 0 | 0 | 0 | 0 | 0 | 0
H | 0 | 0 | 0 | 0 | 0 | 0
LFG | 0 | 0 | 0 | 0 | 0 | 0
Nuc | 0 | 0 | 0 | 0 | 0.04 | 0.04
PS | 0 | 0 | 0 | 0 | 0 | 0
PV | 0 | 0 | 0 | 0 | 0 | 0
PeakG | 0 | 0 | 0 | 0 | 0 | 0
PeakO | 0 | 0 | 0 | 0 | 0 | 0
ST | 0 | 0 | 0 | 0 | 0 | 0
STOG | 0 | 0 | 0 | 0 | 0 | 0
STWD | 0 | 0 | 0 | 0 | 0 | 0
WT | 0 | 0 | 0 | 0 | 0 | 0
IGCC | 0 | 0 | 0 | 0 | 0 | 0
DemandResponse | 0 | 0 | 0 | 0 | 0 | 0
IGCC-CCS | 0 | 0 | 0 | 0 | 0 | 0
WT_off | 0 | 0 | 0 | 0 | 0 | 0
PseudoUnit | 0 | 0 | 0 | 0 | 0 | 0
FixedInterchange | 0.02 | 0.02 | 0.02 | 0.02 | 0.02 | 0.02
Total Fuel Consumption by Reporting Type: HQ_NY
ReportingType | 2015 | 2020 | 2025 | 2030 | 2035 | 2040
BM | 0 | 0 | 0 | 0 | 0 | 0
CC | 0 | 0 | 0 | 0 | 0 | 0
CSP | 0 | 0 | 0 | 0 | 0 | 0
CT | 0 | 0 | 0 | 0 | 0 | 0
Coal | 0 | 0 | 0 | 0 | 0 | 0
Geo | 0 | 0 | 0 | 0 | 0 | 0
H | 0 | 0 | 0 | 0 | 0 | 0
LFG | 0 | 0 | 0 | 0 | 0 | 0
Nuc | 0 | 0 | 0 | 0 | 0.04 | 0.04
PS | 0 | 0 | 0 | 0 | 0 | 0
PV | 0 | 0 | 0 | 0 | 0 | 0
PeakG | 0 | 0 | 0 | 0 | 0 | 0
PeakO | 0 | 0 | 0 | 0 | 0 | 0
ST | 0 | 0 | 0 | 0 | 0 | 0
STOG | 0 | 0 | 0 | 0 | 0 | 0
STWD | 0 | 0 | 0 | 0 | 0 | 0
WT | 0 | 0 | 0 | 0 | 0 | 0
IGCC | 0 | 0 | 0 | 0 | 0 | 0
DemandResponse | 0 | 0 | 0 | 0 | 0 | 0
IGCC-CCS | 0 | 0 | 0 | 0 | 0 | 0
WT_off | 0 | 0 | 0 | 0 | 0 | 0
PseudoUnit | 0 | 0.01 | 0.01 | 0.01 | 0.01 | 0.01
FixedInterchange | 0.01 | 0.01 | 0.01 | 0.01 | 0.01 | 0.01
Total Fuel Consumption by Reporting Type: MARITIMES
ReportingType | 2015 | 2020 | 2025 | 2030 | 2035 | 2040
BM | 0 | 0 | 0 | 0 | 0 | 0
CC | 0 | 0 | 0 | 0 | 0 | 0
CSP | 0 | 0 | 0 | 0 | 0 | 0
CT | 0 | 0 | 0 | 0 | 0 | 0
Coal | 0 | 0 | 0 | 0 | 0 | 0
Geo | 0 | 0 | 0 | 0 | 0 | 0
H | 0 | 0 | 0 | 0 | 0 | 0
LFG | 0 | 0 | 0 | 0 | 0 | 0
Nuc | 0 | 0 | 0 | 0 | 0.04 | 0.04
PS | 0 | 0 | 0 | 0 | 0 | 0
PV | 0 | 0 | 0 | 0 | 0 | 0
PeakG | 0 | 0 | 0 | 0 | 0 | 0
PeakO | 0 | 0 | 0 | 0 | 0 | 0
ST | 0 | 0 | 0 | 0 | 0 | 0
STOG | 0 | 0 | 0 | 0 | 0 | 0
STWD | 0 | 0 | 0 | 0 | 0 | 0
WT | 0 | 0 | 0 | 0 | 0 | 0
IGCC | 0 | 0 | 0 | 0 | 0 | 0
DemandResponse | 0 | 0 | 0 | 0 | 0 | 0
IGCC-CCS | 0 | 0 | 0 | 0 | 0 | 0
WT_off | 0 | 0 | 0 | 0 | 0 | 0
PseudoUnit | 0 | 0 | 0 | 0 | 0 | 0
FixedInterchange | 0.01 | 0.01 | 0.01 | 0.01 | 0.01 | 0.01
Total Fuel Consumption by Reporting Type: All
ReportingType | 2015 | 2020 | 2025 | 2030 | 2035 | 2040
BM | 29.28 | 55.49 | 33.61 | 85.55 | 5796.17 | 6367.78
CC | 10565.62 | 10858.8 | 9413.09 | 7325.3 | 2847.72 | 1622.46
CSP | 0 | 0 | 0 | 0 | 0 | 0
CT | 6.26 | 6.4 | 11.21 | 5.85 | 0.03 | 0.16
Coal | 11530.7 | 4885.44 | 998.06 | 370.1 | 532.1 | 515.7
Geo | 0.02 | 0.04 | 0.07 | 0.07 | 0.07 | 0.07
H | 0 | 0.02 | 0.03 | 0.04 | 0.05 | 0.05
LFG | 20.69 | 230.83 | 468.63 | 546.54 | 546.54 | 546.54
Nuc | 9611.92 | 9929.35 | 10134.47 | 13782.31 | 15755.83 | 18198.21
PS | 0 | 0 | 0 | 0 | 0 | 0
PV | 0 | 0.01 | 0.01 | 0.01 | 0.01 | 0.01
PeakG | 32.63 | 25.42 | 29.54 | 34.49 | 16.86 | 14.12
PeakO | 0 | 0 | 0 | 0 | 0 | 0
ST | 0 | 0.01 | 0.01 | 0.01 | 0.02 | 0.02
STOG | 100.41 | 81.67 | 50.67 | 66.51 | 10.23 | 7.82
STWD | 146.51 | 145.25 | 137.56 | 274.88 | 371.67 | 269.17
WT | 0.18 | 0.76 | 1.31 | 1.34 | 1.35 | 1.38
IGCC | 40.45 | 40.45 | 3.61 | 0 | 0 | 0
DemandResponse | 0 | 0 | 0 | 0 | 0 | 0
IGCC-CCS | 0 | 0 | 0 | 0 | 0 | 0
WT_off | 0 | 0.01 | 0.01 | 0.01 | 0.02 | 0.02
PseudoUnit | 0 | 0.02 | 0.02 | 0.02 | 0.02 | 0.02
FixedInterchange | 0.04 | 0.04 | 0.04 | 0.04 | 0.04 | 0.04
Total Fuel Consumption by Reporting Type: EI_US
ReportingType | 2015 | 2020 | 2025 | 2030 | 2035 | 2040
BM | 27.42 | 50.44 | 28.75 | 67.73 | 4433.84 | 4716.12
CC | 6931.22 | 7257.24 | 6292.91 | 4854.12 | 2112.71 | 1131.07
CSP | 0 | 0 | 0 | 0 | 0 | 0
CT | 6.13 | 6.33 | 11.2 | 5.77 | 0.03 | 0.16
Coal | 9048.3 | 2796.68 | 343.7 | 265.97 | 427.85 | 441.22
Geo | 0 | 0 | 0 | 0 | 0 | 0
H | 0 | 0.01 | 0.01 | 0.01 | 0.02 | 0.02
LFG | 15.24 | 124.86 | 268.54 | 346.39 | 346.39 | 346.39
Nuc | 7357.11 | 7674.54 | 7879.64 | 9809.96 | 10162.51 | 12135.13
PS | 0 | 0 | 0 | 0 | 0 | 0
PV | 0 | 0 | 0.01 | 0.01 | 0.01 | 0.01
PeakG | 31.65 | 25.16 | 29.54 | 34.04 | 16.28 | 13.65
PeakO | 0 | 0 | 0 | 0 | 0 | 0
ST | 0 | 0 | 0 | 0 | 0 | 0
STOG | 66.34 | 33.6 | 36.02 | 55.61 | 9.45 | 7.4
STWD | 97.56 | 60.09 | 55.43 | 125.02 | 211.77 | 148.47
WT | 0.11 | 0.63 | 1.03 | 1.05 | 1.06 | 1.08
IGCC | 40.45 | 40.45 | 3.61 | 0 | 0 | 0
DemandResponse | 0 | 0 | 0 | 0 | 0 | 0
IGCC-CCS | 0 | 0 | 0 | 0 | 0 | 0
WT_off | 0 | 0.01 | 0.01 | 0.01 | 0.02 | 0.02
PseudoUnit | 0 | 0.02 | 0.02 | 0.02 | 0.02 | 0.02
FixedInterchange | 0.03 | 0.03 | 0.03 | 0.03 | 0.03 | 0.03
Total Fuel Consumption by Reporting Type: EI_Canada
ReportingType | 2015 | 2020 | 2025 | 2030 | 2035 | 2040
BM | 0 | 0 | 0 | 0 | 0.82 | 1.54
CC | 114.5 | 96.83 | 2.63 | 0.21 | 0.43 | 0.95
CSP | 0 | 0 | 0 | 0 | 0 | 0
CT | 0.13 | 0.04 | 0 | 0 | 0 | 0
Coal | 2.48 | 0.4 | 0 | 0 | 0 | 0
Geo | 0 | 0 | 0 | 0 | 0 | 0
H | 0 | 0 | 0.01 | 0.02 | 0.03 | 0.03
LFG | 1.56 | 1.56 | 1.56 | 1.61 | 1.61 | 1.61
Nuc | 1064.72 | 1064.73 | 1064.72 | 1064.72 | 980.48 | 854.53
PS | 0 | 0 | 0 | 0 | 0 | 0
PV | 0 | 0 | 0 | 0 | 0 | 0
PeakG | 0.98 | 0.19 | 0 | 0 | 0 | 0
PeakO | 0 | 0 | 0 | 0 | 0 | 0
ST | 0 | 0 | 0 | 0 | 0 | 0
STOG | 0.16 | 0 | 0 | 0 | 0 | 0
STWD | 0.15 | 0.15 | 0 | 0.28 | 10.32 | 6
WT | 0.01 | 0.01 | 0.01 | 0.01 | 0.01 | 0.01
IGCC | 0 | 0 | 0 | 0 | 0 | 0
DemandResponse | 0 | 0 | 0 | 0 | 0 | 0
IGCC-CCS | 0 | 0 | 0 | 0 | 0 | 0
WT_off | 0 | 0 | 0 | 0 | 0 | 0
PseudoUnit | 0 | 0 | 0 | 0 | 0 | 0
FixedInterchange | 0 | 0 | 0 | 0 | 0 | 0
Total Fuel Consumption by Reporting Type: EI
ReportingType | 2015 | 2020 | 2025 | 2030 | 2035 | 2040
BM | 27.42 | 50.44 | 28.75 | 67.73 | 4434.66 | 4717.67
CC | 7045.72 | 7354.08 | 6295.54 | 4854.33 | 2113.15 | 1132.02
CSP | 0 | 0 | 0 | 0 | 0 | 0
CT | 6.26 | 6.37 | 11.2 | 5.77 | 0.03 | 0.16
Coal | 9050.78 | 2797.08 | 343.7 | 265.97 | 427.85 | 441.22
Geo | 0 | 0 | 0 | 0 | 0 | 0
H | 0 | 0.02 | 0.03 | 0.04 | 0.04 | 0.04
LFG | 16.8 | 126.42 | 270.1 | 348.01 | 348.01 | 348.01
Nuc | 8421.83 | 8739.26 | 8944.37 | 10874.69 | 11143 | 12989.66
PS | 0 | 0 | 0 | 0 | 0 | 0
PV | 0 | 0 | 0.01 | 0.01 | 0.01 | 0.01
PeakG | 32.63 | 25.35 | 29.54 | 34.04 | 16.28 | 13.65
PeakO | 0 | 0 | 0 | 0 | 0 | 0
ST | 0 | 0 | 0 | 0 | 0 | 0
STOG | 66.5 | 33.6 | 36.02 | 55.61 | 9.45 | 7.4
STWD | 97.7 | 60.24 | 55.43 | 125.3 | 222.09 | 154.47
WT | 0.12 | 0.64 | 1.04 | 1.06 | 1.07 | 1.09
IGCC | 40.45 | 40.45 | 3.61 | 0 | 0 | 0
DemandResponse | 0 | 0 | 0 | 0 | 0 | 0
IGCC-CCS | 0 | 0 | 0 | 0 | 0 | 0
WT_off | 0 | 0.01 | 0.01 | 0.01 | 0.02 | 0.02
PseudoUnit | 0 | 0.02 | 0.02 | 0.02 | 0.02 | 0.02
FixedInterchange | 0.04 | 0.04 | 0.04 | 0.04 | 0.04 | 0.04
Total Fuel Consumption by Reporting Type: Outside_EI
ReportingType | 2015 | 2020 | 2025 | 2030 | 2035 | 2040
BM | 1.86 | 5.05 | 4.86 | 17.82 | 1361.51 | 1650.11
CC | 3519.9 | 3504.73 | 3117.55 | 2470.97 | 734.57 | 490.44
CSP | 0 | 0 | 0 | 0 | 0 | 0
CT | 0 | 0.03 | 0.01 | 0.09 | 0 | 0
Coal | 2479.92 | 2088.36 | 654.36 | 104.13 | 104.25 | 74.48
Geo | 0.02 | 0.04 | 0.07 | 0.07 | 0.07 | 0.07
H | 0 | 0 | 0 | 0 | 0 | 0
LFG | 3.89 | 104.41 | 198.53 | 198.53 | 198.53 | 198.53
Nuc | 1190.09 | 1190.09 | 1190.1 | 2907.63 | 4612.84 | 5208.55
PS | 0 | 0 | 0 | 0 | 0 | 0
PV | 0 | 0 | 0 | 0 | 0 | 0
PeakG | 0 | 0.07 | 0 | 0.44 | 0.58 | 0.48
PeakO | 0 | 0 | 0 | 0 | 0 | 0
ST | 0 | 0.01 | 0.01 | 0.01 | 0.02 | 0.02
STOG | 33.91 | 48.07 | 14.66 | 10.9 | 0.78 | 0.42
STWD | 48.8 | 85.01 | 82.12 | 149.58 | 149.58 | 114.7
WT | 0.06 | 0.12 | 0.27 | 0.28 | 0.28 | 0.29
IGCC | 0 | 0 | 0 | 0 | 0 | 0
DemandResponse | 0 | 0 | 0 | 0 | 0 | 0
IGCC-CCS | 0 | 0 | 0 | 0 | 0 | 0
WT_off | 0 | 0 | 0 | 0 | 0 | 0
PseudoUnit | 0 | 0 | 0 | 0 | 0 | 0
FixedInterchange | 0 | 0 | 0 | 0 | 0 | 0
#5 | Annual Emmission Levels
SO2 Emissions (MMshortTons): Entergy
ReportingType | 2015 | 2020 | 2025 | 2030 | 2035 | 2040
BM | 0 | 0 | 0 | 0 | 0 | 0
CC | 0 | 0 | 0 | 0 | 0 | 0
CSP | 0 | 0 | 0 | 0 | 0 | 0
CT | 0 | 0 | 0 | 0 | 0 | 0
Coal | 0.39 | 0.01 | 0 | 0 | 0 | 0
Geo | 0 | 0 | 0 | 0 | 0 | 0
H | 0 | 0 | 0 | 0 | 0 | 0
LFG | 0 | 0 | 0 | 0 | 0 | 0
Nuc | 0 | 0 | 0 | 0 | 0 | 0
PS | 0 | 0 | 0 | 0 | 0 | 0
PV | 0 | 0 | 0 | 0 | 0 | 0
PeakG | 0 | 0 | 0 | 0 | 0 | 0
PeakO | 0 | 0 | 0 | 0 | 0 | 0
ST | 0 | 0 | 0 | 0 | 0 | 0
STOG | 0 | 0 | 0 | 0 | 0 | 0
STWD | 0 | 0 | 0 | 0 | 0 | 0
WT | 0 | 0 | 0 | 0 | 0 | 0
IGCC | 0 | 0 | 0 | 0 | 0 | 0
DemandResponse | 0 | 0 | 0 | 0 | 0 | 0
IGCC-CCS | 0 | 0 | 0 | 0 | 0 | 0
WT_off | 0 | 0 | 0 | 0 | 0 | 0
PseudoUnit | 0 | 0 | 0 | 0 | 0 | 0
FixedInterchange | 0 | 0 | 0 | 0 | 0 | 0
SO2 Emissions (MMshortTons): FRCC
ReportingType | 2015 | 2020 | 2025 | 2030 | 2035 | 2040
BM | 0 | 0 | 0 | 0 | 0 | 0
CC | 0 | 0 | 0 | 0 | 0 | 0
CSP | 0 | 0 | 0 | 0 | 0 | 0
CT | 0 | 0 | 0 | 0 | 0 | 0
Coal | 0.04 | 0 | 0 | 0 | 0 | 0
Geo | 0 | 0 | 0 | 0 | 0 | 0
H | 0 | 0 | 0 | 0 | 0 | 0
LFG | 0 | 0 | 0 | 0 | 0 | 0
Nuc | 0 | 0 | 0 | 0 | 0 | 0
PS | 0 | 0 | 0 | 0 | 0 | 0
PV | 0 | 0 | 0 | 0 | 0 | 0
PeakG | 0 | 0 | 0 | 0 | 0 | 0
PeakO | 0 | 0 | 0 | 0 | 0 | 0
ST | 0 | 0 | 0 | 0 | 0 | 0
STOG | 0 | 0 | 0 | 0 | 0 | 0
STWD | 0 | 0 | 0 | 0 | 0 | 0
WT | 0 | 0 | 0 | 0 | 0 | 0
IGCC | 0 | 0 | 0 | 0 | 0 | 0
DemandResponse | 0 | 0 | 0 | 0 | 0 | 0
IGCC-CCS | 0 | 0 | 0 | 0 | 0 | 0
WT_off | 0 | 0 | 0 | 0 | 0 | 0
PseudoUnit | 0 | 0 | 0 | 0 | 0 | 0
FixedInterchange | 0 | 0 | 0 | 0 | 0 | 0
SO2 Emissions (MMshortTons): MAPP_US
ReportingType | 2015 | 2020 | 2025 | 2030 | 2035 | 2040
BM | 0 | 0 | 0 | 0 | 0 | 0
CC | 0 | 0 | 0 | 0 | 0 | 0
CSP | 0 | 0 | 0 | 0 | 0 | 0
CT | 0 | 0 | 0 | 0 | 0 | 0
Coal | 0.03 | 0 | 0 | 0 | 0 | 0
Geo | 0 | 0 | 0 | 0 | 0 | 0
H | 0 | 0 | 0 | 0 | 0 | 0
LFG | 0 | 0 | 0 | 0 | 0 | 0
Nuc | 0 | 0 | 0 | 0 | 0 | 0
PS | 0 | 0 | 0 | 0 | 0 | 0
PV | 0 | 0 | 0 | 0 | 0 | 0
PeakG | 0 | 0 | 0 | 0 | 0 | 0
PeakO | 0 | 0 | 0 | 0 | 0 | 0
ST | 0 | 0 | 0 | 0 | 0 | 0
STOG | 0 | 0 | 0 | 0 | 0 | 0
STWD | 0 | 0 | 0 | 0 | 0 | 0
WT | 0 | 0 | 0 | 0 | 0 | 0
IGCC | 0 | 0 | 0 | 0 | 0 | 0
DemandResponse | 0 | 0 | 0 | 0 | 0 | 0
IGCC-CCS | 0 | 0 | 0 | 0 | 0 | 0
WT_off | 0 | 0 | 0 | 0 | 0 | 0
PseudoUnit | 0 | 0 | 0 | 0 | 0 | 0
FixedInterchange | 0 | 0 | 0 | 0 | 0 | 0
SO2 Emissions (MMshortTons): MISO_IN
ReportingType | 2015 | 2020 | 2025 | 2030 | 2035 | 2040
BM | 0 | 0 | 0 | 0 | 0 | 0
CC | 0 | 0 | 0 | 0 | 0 | 0
CSP | 0 | 0 | 0 | 0 | 0 | 0
CT | 0 | 0 | 0 | 0 | 0 | 0
Coal | 0.24 | 0.04 | 0 | 0 | 0.01 | 0.01
Geo | 0 | 0 | 0 | 0 | 0 | 0
H | 0 | 0 | 0 | 0 | 0 | 0
LFG | 0 | 0 | 0 | 0 | 0 | 0
Nuc | 0 | 0 | 0 | 0 | 0 | 0
PS | 0 | 0 | 0 | 0 | 0 | 0
PV | 0 | 0 | 0 | 0 | 0 | 0
PeakG | 0 | 0 | 0 | 0 | 0 | 0
PeakO | 0 | 0 | 0 | 0 | 0 | 0
ST | 0 | 0 | 0 | 0 | 0 | 0
STOG | 0 | 0 | 0 | 0 | 0 | 0
STWD | 0 | 0 | 0 | 0 | 0 | 0
WT | 0 | 0 | 0 | 0 | 0 | 0
IGCC | 0 | 0 | 0 | 0 | 0 | 0
DemandResponse | 0 | 0 | 0 | 0 | 0 | 0
IGCC-CCS | 0 | 0 | 0 | 0 | 0 | 0
WT_off | 0 | 0 | 0 | 0 | 0 | 0
PseudoUnit | 0 | 0 | 0 | 0 | 0 | 0
FixedInterchange | 0 | 0 | 0 | 0 | 0 | 0
SO2 Emissions (MMshortTons): MISO_MI
ReportingType | 2015 | 2020 | 2025 | 2030 | 2035 | 2040
BM | 0 | 0 | 0 | 0 | 0 | 0
CC | 0 | 0 | 0 | 0 | 0 | 0
CSP | 0 | 0 | 0 | 0 | 0 | 0
CT | 0 | 0 | 0 | 0 | 0 | 0
Coal | 0.13 | 0 | 0 | 0 | 0 | 0
Geo | 0 | 0 | 0 | 0 | 0 | 0
H | 0 | 0 | 0 | 0 | 0 | 0
LFG | 0 | 0 | 0 | 0 | 0 | 0
Nuc | 0 | 0 | 0 | 0 | 0 | 0
PS | 0 | 0 | 0 | 0 | 0 | 0
PV | 0 | 0 | 0 | 0 | 0 | 0
PeakG | 0 | 0 | 0 | 0 | 0 | 0
PeakO | 0 | 0 | 0 | 0 | 0 | 0
ST | 0 | 0 | 0 | 0 | 0 | 0
STOG | 0 | 0 | 0 | 0 | 0 | 0
STWD | 0 | 0 | 0 | 0 | 0 | 0
WT | 0 | 0 | 0 | 0 | 0 | 0
IGCC | 0 | 0 | 0 | 0 | 0 | 0
DemandResponse | 0 | 0 | 0 | 0 | 0 | 0
IGCC-CCS | 0 | 0 | 0 | 0 | 0 | 0
WT_off | 0 | 0 | 0 | 0 | 0 | 0
PseudoUnit | 0 | 0 | 0 | 0 | 0 | 0
FixedInterchange | 0 | 0 | 0 | 0 | 0 | 0
SO2 Emissions (MMshortTons): MISO_MO-IL
ReportingType | 2015 | 2020 | 2025 | 2030 | 2035 | 2040
BM | 0 | 0 | 0 | 0 | 0 | 0
CC | 0 | 0 | 0 | 0 | 0 | 0
CSP | 0 | 0 | 0 | 0 | 0 | 0
CT | 0 | 0 | 0 | 0 | 0 | 0
Coal | 0.36 | 0.01 | 0 | 0 | 0 | 0
Geo | 0 | 0 | 0 | 0 | 0 | 0
H | 0 | 0 | 0 | 0 | 0 | 0
LFG | 0 | 0 | 0 | 0 | 0 | 0
Nuc | 0 | 0 | 0 | 0 | 0 | 0
PS | 0 | 0 | 0 | 0 | 0 | 0
PV | 0 | 0 | 0 | 0 | 0 | 0
PeakG | 0 | 0 | 0 | 0 | 0 | 0
PeakO | 0 | 0 | 0 | 0 | 0 | 0
ST | 0 | 0 | 0 | 0 | 0 | 0
STOG | 0 | 0 | 0 | 0 | 0 | 0
STWD | 0 | 0 | 0 | 0 | 0 | 0
WT | 0 | 0 | 0 | 0 | 0 | 0
IGCC | 0 | 0 | 0 | 0 | 0 | 0
DemandResponse | 0 | 0 | 0 | 0 | 0 | 0
IGCC-CCS | 0 | 0 | 0 | 0 | 0 | 0
WT_off | 0 | 0 | 0 | 0 | 0 | 0
PseudoUnit | 0 | 0 | 0 | 0 | 0 | 0
FixedInterchange | 0 | 0 | 0 | 0 | 0 | 0
SO2 Emissions (MMshortTons): MISO_W
ReportingType | 2015 | 2020 | 2025 | 2030 | 2035 | 2040
BM | 0 | 0 | 0 | 0 | 0 | 0
CC | 0 | 0 | 0 | 0 | 0 | 0
CSP | 0 | 0 | 0 | 0 | 0 | 0
CT | 0 | 0 | 0 | 0 | 0 | 0
Coal | 0.2 | 0.01 | 0 | 0 | 0 | 0
Geo | 0 | 0 | 0 | 0 | 0 | 0
H | 0 | 0 | 0 | 0 | 0 | 0
LFG | 0 | 0 | 0 | 0 | 0 | 0
Nuc | 0 | 0 | 0 | 0 | 0 | 0
PS | 0 | 0 | 0 | 0 | 0 | 0
PV | 0 | 0 | 0 | 0 | 0 | 0
PeakG | 0 | 0 | 0 | 0 | 0 | 0
PeakO | 0 | 0 | 0 | 0 | 0 | 0
ST | 0 | 0 | 0 | 0 | 0 | 0
STOG | 0 | 0 | 0 | 0 | 0 | 0
STWD | 0 | 0 | 0 | 0 | 0 | 0
WT | 0 | 0 | 0 | 0 | 0 | 0
IGCC | 0 | 0 | 0 | 0 | 0 | 0
DemandResponse | 0 | 0 | 0 | 0 | 0 | 0
IGCC-CCS | 0 | 0 | 0 | 0 | 0 | 0
WT_off | 0 | 0 | 0 | 0 | 0 | 0
PseudoUnit | 0 | 0 | 0 | 0 | 0 | 0
FixedInterchange | 0 | 0 | 0 | 0 | 0 | 0
SO2 Emissions (MMshortTons): MISO_WUMS
ReportingType | 2015 | 2020 | 2025 | 2030 | 2035 | 2040
BM | 0 | 0 | 0 | 0 | 0 | 0
CC | 0 | 0 | 0 | 0 | 0 | 0
CSP | 0 | 0 | 0 | 0 | 0 | 0
CT | 0 | 0 | 0 | 0 | 0 | 0
Coal | 0.03 | 0 | 0 | 0 | 0 | 0
Geo | 0 | 0 | 0 | 0 | 0 | 0
H | 0 | 0 | 0 | 0 | 0 | 0
LFG | 0 | 0 | 0 | 0 | 0 | 0
Nuc | 0 | 0 | 0 | 0 | 0 | 0
PS | 0 | 0 | 0 | 0 | 0 | 0
PV | 0 | 0 | 0 | 0 | 0 | 0
PeakG | 0 | 0 | 0 | 0 | 0 | 0
PeakO | 0 | 0 | 0 | 0 | 0 | 0
ST | 0 | 0 | 0 | 0 | 0 | 0
STOG | 0 | 0 | 0 | 0 | 0 | 0
STWD | 0 | 0 | 0 | 0 | 0 | 0
WT | 0 | 0 | 0 | 0 | 0 | 0
IGCC | 0 | 0 | 0 | 0 | 0 | 0
DemandResponse | 0 | 0 | 0 | 0 | 0 | 0
IGCC-CCS | 0 | 0 | 0 | 0 | 0 | 0
WT_off | 0 | 0 | 0 | 0 | 0 | 0
PseudoUnit | 0 | 0 | 0 | 0 | 0 | 0
FixedInterchange | 0 | 0 | 0 | 0 | 0 | 0
SO2 Emissions (MMshortTons): Nebraska
ReportingType | 2015 | 2020 | 2025 | 2030 | 2035 | 2040
BM | 0 | 0 | 0 | 0 | 0 | 0
CC | 0 | 0 | 0 | 0 | 0 | 0
CSP | 0 | 0 | 0 | 0 | 0 | 0
CT | 0 | 0 | 0 | 0 | 0 | 0
Coal | 0.1 | 0 | 0 | 0 | 0 | 0
Geo | 0 | 0 | 0 | 0 | 0 | 0
H | 0 | 0 | 0 | 0 | 0 | 0
LFG | 0 | 0 | 0 | 0 | 0 | 0
Nuc | 0 | 0 | 0 | 0 | 0 | 0
PS | 0 | 0 | 0 | 0 | 0 | 0
PV | 0 | 0 | 0 | 0 | 0 | 0
PeakG | 0 | 0 | 0 | 0 | 0 | 0
PeakO | 0 | 0 | 0 | 0 | 0 | 0
ST | 0 | 0 | 0 | 0 | 0 | 0
STOG | 0 | 0 | 0 | 0 | 0 | 0
STWD | 0 | 0 | 0 | 0 | 0 | 0
WT | 0 | 0 | 0 | 0 | 0 | 0
IGCC | 0 | 0 | 0 | 0 | 0 | 0
DemandResponse | 0 | 0 | 0 | 0 | 0 | 0
IGCC-CCS | 0 | 0 | 0 | 0 | 0 | 0
WT_off | 0 | 0 | 0 | 0 | 0 | 0
PseudoUnit | 0 | 0 | 0 | 0 | 0 | 0
FixedInterchange | 0 | 0 | 0 | 0 | 0 | 0
SO2 Emissions (MMshortTons): NEISO
ReportingType | 2015 | 2020 | 2025 | 2030 | 2035 | 2040
BM | 0 | 0 | 0 | 0 | 0 | 0
CC | 0 | 0 | 0 | 0 | 0 | 0
CSP | 0 | 0 | 0 | 0 | 0 | 0
CT | 0 | 0 | 0 | 0 | 0 | 0
Coal | 0 | 0 | 0 | 0 | 0 | 0
Geo | 0 | 0 | 0 | 0 | 0 | 0
H | 0 | 0 | 0 | 0 | 0 | 0
LFG | 0 | 0 | 0 | 0 | 0 | 0
Nuc | 0 | 0 | 0 | 0 | 0 | 0
PS | 0 | 0 | 0 | 0 | 0 | 0
PV | 0 | 0 | 0 | 0 | 0 | 0
PeakG | 0 | 0 | 0 | 0 | 0 | 0
PeakO | 0 | 0 | 0 | 0 | 0 | 0
ST | 0 | 0 | 0 | 0 | 0 | 0
STOG | 0 | 0 | 0 | 0 | 0 | 0
STWD | 0 | 0 | 0 | 0 | 0 | 0
WT | 0 | 0 | 0 | 0 | 0 | 0
IGCC | 0 | 0 | 0 | 0 | 0 | 0
DemandResponse | 0 | 0 | 0 | 0 | 0 | 0
IGCC-CCS | 0 | 0 | 0 | 0 | 0 | 0
WT_off | 0 | 0 | 0 | 0 | 0 | 0
PseudoUnit | 0 | 0 | 0 | 0 | 0 | 0
FixedInterchange | 0 | 0 | 0 | 0 | 0 | 0
SO2 Emissions (MMshortTons): NonRTO_Midwest
ReportingType | 2015 | 2020 | 2025 | 2030 | 2035 | 2040
BM | 0 | 0 | 0 | 0 | 0 | 0
CC | 0 | 0 | 0 | 0 | 0 | 0
CSP | 0 | 0 | 0 | 0 | 0 | 0
CT | 0 | 0 | 0 | 0 | 0 | 0
Coal | 0.13 | 0.04 | 0.01 | 0 | 0 | 0
Geo | 0 | 0 | 0 | 0 | 0 | 0
H | 0 | 0 | 0 | 0 | 0 | 0
LFG | 0 | 0 | 0 | 0 | 0 | 0
Nuc | 0 | 0 | 0 | 0 | 0 | 0
PS | 0 | 0 | 0 | 0 | 0 | 0
PV | 0 | 0 | 0 | 0 | 0 | 0
PeakG | 0 | 0 | 0 | 0 | 0 | 0
PeakO | 0 | 0 | 0 | 0 | 0 | 0
ST | 0 | 0 | 0 | 0 | 0 | 0
STOG | 0 | 0 | 0 | 0 | 0 | 0
STWD | 0 | 0 | 0 | 0 | 0 | 0
WT | 0 | 0 | 0 | 0 | 0 | 0
IGCC | 0 | 0 | 0 | 0 | 0 | 0
DemandResponse | 0 | 0 | 0 | 0 | 0 | 0
IGCC-CCS | 0 | 0 | 0 | 0 | 0 | 0
WT_off | 0 | 0 | 0 | 0 | 0 | 0
PseudoUnit | 0 | 0 | 0 | 0 | 0 | 0
FixedInterchange | 0 | 0 | 0 | 0 | 0 | 0
SO2 Emissions (MMshortTons): NYISO_A-F
ReportingType | 2015 | 2020 | 2025 | 2030 | 2035 | 2040
BM | 0 | 0 | 0 | 0 | 0 | 0
CC | 0 | 0 | 0 | 0 | 0 | 0
CSP | 0 | 0 | 0 | 0 | 0 | 0
CT | 0 | 0 | 0 | 0 | 0 | 0
Coal | 0 | 0 | 0 | 0 | 0 | 0
Geo | 0 | 0 | 0 | 0 | 0 | 0
H | 0 | 0 | 0 | 0 | 0 | 0
LFG | 0 | 0 | 0 | 0 | 0 | 0
Nuc | 0 | 0 | 0 | 0 | 0 | 0
PS | 0 | 0 | 0 | 0 | 0 | 0
PV | 0 | 0 | 0 | 0 | 0 | 0
PeakG | 0 | 0 | 0 | 0 | 0 | 0
PeakO | 0 | 0 | 0 | 0 | 0 | 0
ST | 0 | 0 | 0 | 0 | 0 | 0
STOG | 0 | 0 | 0 | 0 | 0 | 0
STWD | 0 | 0 | 0 | 0 | 0 | 0
WT | 0 | 0 | 0 | 0 | 0 | 0
IGCC | 0 | 0 | 0 | 0 | 0 | 0
DemandResponse | 0 | 0 | 0 | 0 | 0 | 0
IGCC-CCS | 0 | 0 | 0 | 0 | 0 | 0
WT_off | 0 | 0 | 0 | 0 | 0 | 0
PseudoUnit | 0 | 0 | 0 | 0 | 0 | 0
FixedInterchange | 0 | 0 | 0 | 0 | 0 | 0
SO2 Emissions (MMshortTons): NYISO_G-I
ReportingType | 2015 | 2020 | 2025 | 2030 | 2035 | 2040
BM | 0 | 0 | 0 | 0 | 0 | 0
CC | 0 | 0 | 0 | 0 | 0 | 0
CSP | 0 | 0 | 0 | 0 | 0 | 0
CT | 0 | 0 | 0 | 0 | 0 | 0
Coal | 0 | 0 | 0 | 0 | 0 | 0
Geo | 0 | 0 | 0 | 0 | 0 | 0
H | 0 | 0 | 0 | 0 | 0 | 0
LFG | 0 | 0 | 0 | 0 | 0 | 0
Nuc | 0 | 0 | 0 | 0 | 0 | 0
PS | 0 | 0 | 0 | 0 | 0 | 0
PV | 0 | 0 | 0 | 0 | 0 | 0
PeakG | 0 | 0 | 0 | 0 | 0 | 0
PeakO | 0 | 0 | 0 | 0 | 0 | 0
ST | 0 | 0 | 0 | 0 | 0 | 0
STOG | 0 | 0 | 0 | 0 | 0 | 0
STWD | 0 | 0 | 0 | 0 | 0 | 0
WT | 0 | 0 | 0 | 0 | 0 | 0
IGCC | 0 | 0 | 0 | 0 | 0 | 0
DemandResponse | 0 | 0 | 0 | 0 | 0 | 0
IGCC-CCS | 0 | 0 | 0 | 0 | 0 | 0
WT_off | 0 | 0 | 0 | 0 | 0 | 0
PseudoUnit | 0 | 0 | 0 | 0 | 0 | 0
FixedInterchange | 0 | 0 | 0 | 0 | 0 | 0
SO2 Emissions (MMshortTons): NYISO_J-K
ReportingType | 2015 | 2020 | 2025 | 2030 | 2035 | 2040
BM | 0 | 0 | 0 | 0 | 0 | 0
CC | 0 | 0 | 0 | 0 | 0 | 0
CSP | 0 | 0 | 0 | 0 | 0 | 0
CT | 0 | 0 | 0 | 0 | 0 | 0
Coal | 0 | 0 | 0 | 0 | 0 | 0
Geo | 0 | 0 | 0 | 0 | 0 | 0
H | 0 | 0 | 0 | 0 | 0 | 0
LFG | 0 | 0 | 0 | 0 | 0 | 0
Nuc | 0 | 0 | 0 | 0 | 0 | 0
PS | 0 | 0 | 0 | 0 | 0 | 0
PV | 0 | 0 | 0 | 0 | 0 | 0
PeakG | 0 | 0 | 0 | 0 | 0 | 0
PeakO | 0 | 0 | 0 | 0 | 0 | 0
ST | 0 | 0 | 0 | 0 | 0 | 0
STOG | 0 | 0 | 0 | 0 | 0 | 0
STWD | 0 | 0 | 0 | 0 | 0 | 0
WT | 0 | 0 | 0 | 0 | 0 | 0
IGCC | 0 | 0 | 0 | 0 | 0 | 0
DemandResponse | 0 | 0 | 0 | 0 | 0 | 0
IGCC-CCS | 0 | 0 | 0 | 0 | 0 | 0
WT_off | 0 | 0 | 0 | 0 | 0 | 0
PseudoUnit | 0 | 0 | 0 | 0 | 0 | 0
FixedInterchange | 0 | 0 | 0 | 0 | 0 | 0
SO2 Emissions (MMshortTons): PJM_E
ReportingType | 2015 | 2020 | 2025 | 2030 | 2035 | 2040
BM | 0 | 0 | 0 | 0 | 0 | 0
CC | 0 | 0 | 0 | 0 | 0 | 0
CSP | 0 | 0 | 0 | 0 | 0 | 0
CT | 0 | 0 | 0 | 0 | 0 | 0
Coal | 0 | 0 | 0 | 0 | 0 | 0
Geo | 0 | 0 | 0 | 0 | 0 | 0
H | 0 | 0 | 0 | 0 | 0 | 0
LFG | 0 | 0 | 0 | 0 | 0 | 0
Nuc | 0 | 0 | 0 | 0 | 0 | 0
PS | 0 | 0 | 0 | 0 | 0 | 0
PV | 0 | 0 | 0 | 0 | 0 | 0
PeakG | 0 | 0 | 0 | 0 | 0 | 0
PeakO | 0 | 0 | 0 | 0 | 0 | 0
ST | 0 | 0 | 0 | 0 | 0 | 0
STOG | 0 | 0 | 0 | 0 | 0 | 0
STWD | 0 | 0 | 0 | 0 | 0 | 0
WT | 0 | 0 | 0 | 0 | 0 | 0
IGCC | 0 | 0 | 0 | 0 | 0 | 0
DemandResponse | 0 | 0 | 0 | 0 | 0 | 0
IGCC-CCS | 0 | 0 | 0 | 0 | 0 | 0
WT_off | 0 | 0 | 0 | 0 | 0 | 0
PseudoUnit | 0 | 0 | 0 | 0 | 0 | 0
FixedInterchange | 0 | 0 | 0 | 0 | 0 | 0
SO2 Emissions (MMshortTons): PJM_ROM
ReportingType | 2015 | 2020 | 2025 | 2030 | 2035 | 2040
BM | 0 | 0 | 0 | 0 | 0 | 0
CC | 0 | 0 | 0 | 0 | 0 | 0
CSP | 0 | 0 | 0 | 0 | 0 | 0
CT | 0 | 0 | 0 | 0 | 0 | 0
Coal | 0.15 | 0.01 | 0 | 0 | 0 | 0
Geo | 0 | 0 | 0 | 0 | 0 | 0
H | 0 | 0 | 0 | 0 | 0 | 0
LFG | 0 | 0 | 0 | 0 | 0 | 0
Nuc | 0 | 0 | 0 | 0 | 0 | 0
PS | 0 | 0 | 0 | 0 | 0 | 0
PV | 0 | 0 | 0 | 0 | 0 | 0
PeakG | 0 | 0 | 0 | 0 | 0 | 0
PeakO | 0 | 0 | 0 | 0 | 0 | 0
ST | 0 | 0 | 0 | 0 | 0 | 0
STOG | 0 | 0 | 0 | 0 | 0 | 0
STWD | 0 | 0 | 0 | 0 | 0 | 0
WT | 0 | 0 | 0 | 0 | 0 | 0
IGCC | 0 | 0 | 0 | 0 | 0 | 0
DemandResponse | 0 | 0 | 0 | 0 | 0 | 0
IGCC-CCS | 0 | 0 | 0 | 0 | 0 | 0
WT_off | 0 | 0 | 0 | 0 | 0 | 0
PseudoUnit | 0 | 0 | 0 | 0 | 0 | 0
FixedInterchange | 0 | 0 | 0 | 0 | 0 | 0
SO2 Emissions (MMshortTons): PJM_ROR
ReportingType | 2015 | 2020 | 2025 | 2030 | 2035 | 2040
BM | 0 | 0 | 0 | 0 | 0 | 0
CC | 0 | 0 | 0 | 0 | 0 | 0
CSP | 0 | 0 | 0 | 0 | 0 | 0
CT | 0 | 0 | 0 | 0 | 0 | 0
Coal | 0.93 | 0.08 | 0 | 0.01 | 0.01 | 0.01
Geo | 0 | 0 | 0 | 0 | 0 | 0
H | 0 | 0 | 0 | 0 | 0 | 0
LFG | 0 | 0 | 0 | 0 | 0 | 0
Nuc | 0 | 0 | 0 | 0 | 0 | 0
PS | 0 | 0 | 0 | 0 | 0 | 0
PV | 0 | 0 | 0 | 0 | 0 | 0
PeakG | 0 | 0 | 0 | 0 | 0 | 0
PeakO | 0 | 0 | 0 | 0 | 0 | 0
ST | 0 | 0 | 0 | 0 | 0 | 0
STOG | 0 | 0 | 0 | 0 | 0 | 0
STWD | 0 | 0 | 0 | 0 | 0 | 0
WT | 0 | 0 | 0 | 0 | 0 | 0
IGCC | 0 | 0 | 0 | 0 | 0 | 0
DemandResponse | 0 | 0 | 0 | 0 | 0 | 0
IGCC-CCS | 0 | 0 | 0 | 0 | 0 | 0
WT_off | 0 | 0 | 0 | 0 | 0 | 0
PseudoUnit | 0 | 0 | 0 | 0 | 0 | 0
FixedInterchange | 0 | 0 | 0 | 0 | 0 | 0
SO2 Emissions (MMshortTons): SOCO
ReportingType | 2015 | 2020 | 2025 | 2030 | 2035 | 2040
BM | 0 | 0 | 0 | 0 | 0 | 0
CC | 0 | 0 | 0 | 0 | 0 | 0
CSP | 0 | 0 | 0 | 0 | 0 | 0
CT | 0 | 0 | 0 | 0 | 0 | 0
Coal | 0.22 | 0.01 | 0 | 0 | 0 | 0
Geo | 0 | 0 | 0 | 0 | 0 | 0
H | 0 | 0 | 0 | 0 | 0 | 0
LFG | 0 | 0 | 0 | 0 | 0 | 0
Nuc | 0 | 0 | 0 | 0 | 0 | 0
PS | 0 | 0 | 0 | 0 | 0 | 0
PV | 0 | 0 | 0 | 0 | 0 | 0
PeakG | 0 | 0 | 0 | 0 | 0 | 0
PeakO | 0 | 0 | 0 | 0 | 0 | 0
ST | 0 | 0 | 0 | 0 | 0 | 0
STOG | 0 | 0 | 0 | 0 | 0 | 0
STWD | 0 | 0 | 0 | 0 | 0 | 0
WT | 0 | 0 | 0 | 0 | 0 | 0
IGCC | 0 | 0 | 0 | 0 | 0 | 0
DemandResponse | 0 | 0 | 0 | 0 | 0 | 0
IGCC-CCS | 0 | 0 | 0 | 0 | 0 | 0
WT_off | 0 | 0 | 0 | 0 | 0 | 0
PseudoUnit | 0 | 0 | 0 | 0 | 0 | 0
FixedInterchange | 0 | 0 | 0 | 0 | 0 | 0
SO2 Emissions (MMshortTons): SPP_N
ReportingType | 2015 | 2020 | 2025 | 2030 | 2035 | 2040
BM | 0 | 0 | 0 | 0 | 0 | 0
CC | 0 | 0 | 0 | 0 | 0 | 0
CSP | 0 | 0 | 0 | 0 | 0 | 0
CT | 0 | 0 | 0 | 0 | 0 | 0
Coal | 0.08 | 0 | 0 | 0 | 0 | 0
Geo | 0 | 0 | 0 | 0 | 0 | 0
H | 0 | 0 | 0 | 0 | 0 | 0
LFG | 0 | 0 | 0 | 0 | 0 | 0
Nuc | 0 | 0 | 0 | 0 | 0 | 0
PS | 0 | 0 | 0 | 0 | 0 | 0
PV | 0 | 0 | 0 | 0 | 0 | 0
PeakG | 0 | 0 | 0 | 0 | 0 | 0
PeakO | 0 | 0 | 0 | 0 | 0 | 0
ST | 0 | 0 | 0 | 0 | 0 | 0
STOG | 0 | 0 | 0 | 0 | 0 | 0
STWD | 0 | 0 | 0 | 0 | 0 | 0
WT | 0 | 0 | 0 | 0 | 0 | 0
IGCC | 0 | 0 | 0 | 0 | 0 | 0
DemandResponse | 0 | 0 | 0 | 0 | 0 | 0
IGCC-CCS | 0 | 0 | 0 | 0 | 0 | 0
WT_off | 0 | 0 | 0 | 0 | 0 | 0
PseudoUnit | 0 | 0 | 0 | 0 | 0 | 0
FixedInterchange | 0 | 0 | 0 | 0 | 0 | 0
SO2 Emissions (MMshortTons): SPP_S
ReportingType | 2015 | 2020 | 2025 | 2030 | 2035 | 2040
BM | 0 | 0 | 0 | 0 | 0 | 0
CC | 0 | 0 | 0 | 0 | 0 | 0
CSP | 0 | 0 | 0 | 0 | 0 | 0
CT | 0 | 0 | 0 | 0 | 0 | 0
Coal | 0.32 | 0 | 0 | 0 | 0 | 0
Geo | 0 | 0 | 0 | 0 | 0 | 0
H | 0 | 0 | 0 | 0 | 0 | 0
LFG | 0 | 0 | 0 | 0 | 0 | 0
Nuc | 0 | 0 | 0 | 0 | 0 | 0
PS | 0 | 0 | 0 | 0 | 0 | 0
PV | 0 | 0 | 0 | 0 | 0 | 0
PeakG | 0 | 0 | 0 | 0 | 0 | 0
PeakO | 0 | 0 | 0 | 0 | 0 | 0
ST | 0 | 0 | 0 | 0 | 0 | 0
STOG | 0 | 0 | 0 | 0 | 0 | 0
STWD | 0 | 0 | 0 | 0 | 0 | 0
WT | 0 | 0 | 0 | 0 | 0 | 0
IGCC | 0 | 0 | 0 | 0 | 0 | 0
DemandResponse | 0 | 0 | 0 | 0 | 0 | 0
IGCC-CCS | 0 | 0 | 0 | 0 | 0 | 0
WT_off | 0 | 0 | 0 | 0 | 0 | 0
PseudoUnit | 0 | 0 | 0 | 0 | 0 | 0
FixedInterchange | 0 | 0 | 0 | 0 | 0 | 0
SO2 Emissions (MMshortTons): TVA
ReportingType | 2015 | 2020 | 2025 | 2030 | 2035 | 2040
BM | 0 | 0 | 0 | 0 | 0 | 0
CC | 0 | 0 | 0 | 0 | 0 | 0
CSP | 0 | 0 | 0 | 0 | 0 | 0
CT | 0 | 0 | 0 | 0 | 0 | 0
Coal | 0.2 | 0.02 | 0 | 0 | 0 | 0
Geo | 0 | 0 | 0 | 0 | 0 | 0
H | 0 | 0 | 0 | 0 | 0 | 0
LFG | 0 | 0 | 0 | 0 | 0 | 0
Nuc | 0 | 0 | 0 | 0 | 0 | 0
PS | 0 | 0 | 0 | 0 | 0 | 0
PV | 0 | 0 | 0 | 0 | 0 | 0
PeakG | 0 | 0 | 0 | 0 | 0 | 0
PeakO | 0 | 0 | 0 | 0 | 0 | 0
ST | 0 | 0 | 0 | 0 | 0 | 0
STOG | 0 | 0 | 0 | 0 | 0 | 0
STWD | 0 | 0 | 0 | 0 | 0 | 0
WT | 0 | 0 | 0 | 0 | 0 | 0
IGCC | 0 | 0 | 0 | 0 | 0 | 0
DemandResponse | 0 | 0 | 0 | 0 | 0 | 0
IGCC-CCS | 0 | 0 | 0 | 0 | 0 | 0
WT_off | 0 | 0 | 0 | 0 | 0 | 0
PseudoUnit | 0 | 0 | 0 | 0 | 0 | 0
FixedInterchange | 0 | 0 | 0 | 0 | 0 | 0
SO2 Emissions (MMshortTons): TVA_Transmission
ReportingType | 2015 | 2020 | 2025 | 2030 | 2035 | 2040
BM | 0 | 0 | 0 | 0 | 0 | 0
CC | 0 | 0 | 0 | 0 | 0 | 0
CSP | 0 | 0 | 0 | 0 | 0 | 0
CT | 0 | 0 | 0 | 0 | 0 | 0
Coal | 0 | 0 | 0 | 0 | 0 | 0
Geo | 0 | 0 | 0 | 0 | 0 | 0
H | 0 | 0 | 0 | 0 | 0 | 0
LFG | 0 | 0 | 0 | 0 | 0 | 0
Nuc | 0 | 0 | 0 | 0 | 0 | 0
PS | 0 | 0 | 0 | 0 | 0 | 0
PV | 0 | 0 | 0 | 0 | 0 | 0
PeakG | 0 | 0 | 0 | 0 | 0 | 0
PeakO | 0 | 0 | 0 | 0 | 0 | 0
ST | 0 | 0 | 0 | 0 | 0 | 0
STOG | 0 | 0 | 0 | 0 | 0 | 0
STWD | 0 | 0 | 0 | 0 | 0 | 0
WT | 0 | 0 | 0 | 0 | 0 | 0
IGCC | 0 | 0 | 0 | 0 | 0 | 0
DemandResponse | 0 | 0 | 0 | 0 | 0 | 0
IGCC-CCS | 0 | 0 | 0 | 0 | 0 | 0
WT_off | 0 | 0 | 0 | 0 | 0 | 0
PseudoUnit | 0 | 0 | 0 | 0 | 0 | 0
FixedInterchange | 0 | 0 | 0 | 0 | 0 | 0
SO2 Emissions (MMshortTons): VACAR
ReportingType | 2015 | 2020 | 2025 | 2030 | 2035 | 2040
BM | 0 | 0 | 0 | 0 | 0 | 0
CC | 0 | 0 | 0 | 0 | 0 | 0
CSP | 0 | 0 | 0 | 0 | 0 | 0
CT | 0 | 0 | 0 | 0 | 0 | 0
Coal | 0.05 | 0.01 | 0 | 0 | 0 | 0
Geo | 0 | 0 | 0 | 0 | 0 | 0
H | 0 | 0 | 0 | 0 | 0 | 0
LFG | 0 | 0 | 0 | 0 | 0 | 0
Nuc | 0 | 0 | 0 | 0 | 0 | 0
PS | 0 | 0 | 0 | 0 | 0 | 0
PV | 0 | 0 | 0 | 0 | 0 | 0
PeakG | 0 | 0 | 0 | 0 | 0 | 0
PeakO | 0 | 0 | 0 | 0 | 0 | 0
ST | 0 | 0 | 0 | 0 | 0 | 0
STOG | 0 | 0 | 0 | 0 | 0 | 0
STWD | 0 | 0 | 0 | 0 | 0 | 0
WT | 0 | 0 | 0 | 0 | 0 | 0
IGCC | 0 | 0 | 0 | 0 | 0 | 0
DemandResponse | 0 | 0 | 0 | 0 | 0 | 0
IGCC-CCS | 0 | 0 | 0 | 0 | 0 | 0
WT_off | 0 | 0 | 0 | 0 | 0 | 0
PseudoUnit | 0 | 0 | 0 | 0 | 0 | 0
FixedInterchange | 0 | 0 | 0 | 0 | 0 | 0
SO2 Emissions (MMshortTons): IESO
ReportingType | 2015 | 2020 | 2025 | 2030 | 2035 | 2040
BM | 0 | 0 | 0 | 0 | 0 | 0
CC | 0 | 0 | 0 | 0 | 0 | 0
CSP | 0 | 0 | 0 | 0 | 0 | 0
CT | 0 | 0 | 0 | 0 | 0 | 0
Coal | 0 | 0 | 0 | 0 | 0 | 0
Geo | 0 | 0 | 0 | 0 | 0 | 0
H | 0 | 0 | 0 | 0 | 0 | 0
LFG | 0 | 0 | 0 | 0 | 0 | 0
Nuc | 0 | 0 | 0 | 0 | 0 | 0
PS | 0 | 0 | 0 | 0 | 0 | 0
PV | 0 | 0 | 0 | 0 | 0 | 0
PeakG | 0 | 0 | 0 | 0 | 0 | 0
PeakO | 0 | 0 | 0 | 0 | 0 | 0
ST | 0 | 0 | 0 | 0 | 0 | 0
STOG | 0 | 0 | 0 | 0 | 0 | 0
STWD | 0 | 0 | 0 | 0 | 0 | 0
WT | 0 | 0 | 0 | 0 | 0 | 0
IGCC | 0 | 0 | 0 | 0 | 0 | 0
DemandResponse | 0 | 0 | 0 | 0 | 0 | 0
IGCC-CCS | 0 | 0 | 0 | 0 | 0 | 0
WT_off | 0 | 0 | 0 | 0 | 0 | 0
PseudoUnit | 0 | 0 | 0 | 0 | 0 | 0
FixedInterchange | 0 | 0 | 0 | 0 | 0 | 0
SO2 Emissions (MMshortTons): MAPP_CA
ReportingType | 2015 | 2020 | 2025 | 2030 | 2035 | 2040
BM | 0 | 0 | 0 | 0 | 0 | 0
CC | 0 | 0 | 0 | 0 | 0 | 0
CSP | 0 | 0 | 0 | 0 | 0 | 0
CT | 0 | 0 | 0 | 0 | 0 | 0
Coal | 0.01 | 0 | 0 | 0 | 0 | 0
Geo | 0 | 0 | 0 | 0 | 0 | 0
H | 0 | 0 | 0 | 0 | 0 | 0
LFG | 0 | 0 | 0 | 0 | 0 | 0
Nuc | 0 | 0 | 0 | 0 | 0 | 0
PS | 0 | 0 | 0 | 0 | 0 | 0
PV | 0 | 0 | 0 | 0 | 0 | 0
PeakG | 0 | 0 | 0 | 0 | 0 | 0
PeakO | 0 | 0 | 0 | 0 | 0 | 0
ST | 0 | 0 | 0 | 0 | 0 | 0
STOG | 0 | 0 | 0 | 0 | 0 | 0
STWD | 0 | 0 | 0 | 0 | 0 | 0
WT | 0 | 0 | 0 | 0 | 0 | 0
IGCC | 0 | 0 | 0 | 0 | 0 | 0
DemandResponse | 0 | 0 | 0 | 0 | 0 | 0
IGCC-CCS | 0 | 0 | 0 | 0 | 0 | 0
WT_off | 0 | 0 | 0 | 0 | 0 | 0
PseudoUnit | 0 | 0 | 0 | 0 | 0 | 0
FixedInterchange | 0 | 0 | 0 | 0 | 0 | 0
SO2 Emissions (MMshortTons): AZ_NM_SNV_Coal
ReportingType | 2015 | 2020 | 2025 | 2030 | 2035 | 2040
BM | 0 | 0 | 0 | 0 | 0 | 0
CC | 0 | 0 | 0 | 0 | 0 | 0
CSP | 0 | 0 | 0 | 0 | 0 | 0
CT | 0 | 0 | 0 | 0 | 0 | 0
Coal | 0.02 | 0.02 | 0 | 0 | 0 | 0
Geo | 0 | 0 | 0 | 0 | 0 | 0
H | 0 | 0 | 0 | 0 | 0 | 0
LFG | 0 | 0 | 0 | 0 | 0 | 0
Nuc | 0 | 0 | 0 | 0 | 0 | 0
PS | 0 | 0 | 0 | 0 | 0 | 0
PV | 0 | 0 | 0 | 0 | 0 | 0
PeakG | 0 | 0 | 0 | 0 | 0 | 0
PeakO | 0 | 0 | 0 | 0 | 0 | 0
ST | 0 | 0 | 0 | 0 | 0 | 0
STOG | 0 | 0 | 0 | 0 | 0 | 0
STWD | 0 | 0 | 0 | 0 | 0 | 0
WT | 0 | 0 | 0 | 0 | 0 | 0
IGCC | 0 | 0 | 0 | 0 | 0 | 0
DemandResponse | 0 | 0 | 0 | 0 | 0 | 0
IGCC-CCS | 0 | 0 | 0 | 0 | 0 | 0
WT_off | 0 | 0 | 0 | 0 | 0 | 0
PseudoUnit | 0 | 0 | 0 | 0 | 0 | 0
FixedInterchange | 0 | 0 | 0 | 0 | 0 | 0
SO2 Emissions (MMshortTons): AZ_NM_SNV_Gas
ReportingType | 2015 | 2020 | 2025 | 2030 | 2035 | 2040
BM | 0 | 0 | 0 | 0 | 0 | 0
CC | 0 | 0 | 0 | 0 | 0 | 0
CSP | 0 | 0 | 0 | 0 | 0 | 0
CT | 0 | 0 | 0 | 0 | 0 | 0
Coal | 0 | 0 | 0 | 0 | 0 | 0
Geo | 0 | 0 | 0 | 0 | 0 | 0
H | 0 | 0 | 0 | 0 | 0 | 0
LFG | 0 | 0 | 0 | 0 | 0 | 0
Nuc | 0 | 0 | 0 | 0 | 0 | 0
PS | 0 | 0 | 0 | 0 | 0 | 0
PV | 0 | 0 | 0 | 0 | 0 | 0
PeakG | 0 | 0 | 0 | 0 | 0 | 0
PeakO | 0 | 0 | 0 | 0 | 0 | 0
ST | 0 | 0 | 0 | 0 | 0 | 0
STOG | 0 | 0 | 0 | 0 | 0 | 0
STWD | 0 | 0 | 0 | 0 | 0 | 0
WT | 0 | 0 | 0 | 0 | 0 | 0
IGCC | 0 | 0 | 0 | 0 | 0 | 0
DemandResponse | 0 | 0 | 0 | 0 | 0 | 0
IGCC-CCS | 0 | 0 | 0 | 0 | 0 | 0
WT_off | 0 | 0 | 0 | 0 | 0 | 0
PseudoUnit | 0 | 0 | 0 | 0 | 0 | 0
FixedInterchange | 0 | 0 | 0 | 0 | 0 | 0
SO2 Emissions (MMshortTons): AZ_NM_SNV_NucRenew
ReportingType | 2015 | 2020 | 2025 | 2030 | 2035 | 2040
BM | 0 | 0 | 0 | 0 | 0 | 0
CC | 0 | 0 | 0 | 0 | 0 | 0
CSP | 0 | 0 | 0 | 0 | 0 | 0
CT | 0 | 0 | 0 | 0 | 0 | 0
Coal | 0 | 0 | 0 | 0 | 0 | 0
Geo | 0 | 0 | 0 | 0 | 0 | 0
H | 0 | 0 | 0 | 0 | 0 | 0
LFG | 0 | 0 | 0 | 0 | 0 | 0
Nuc | 0 | 0 | 0 | 0 | 0 | 0
PS | 0 | 0 | 0 | 0 | 0 | 0
PV | 0 | 0 | 0 | 0 | 0 | 0
PeakG | 0 | 0 | 0 | 0 | 0 | 0
PeakO | 0 | 0 | 0 | 0 | 0 | 0
ST | 0 | 0 | 0 | 0 | 0 | 0
STOG | 0 | 0 | 0 | 0 | 0 | 0
STWD | 0 | 0 | 0 | 0 | 0 | 0
WT | 0 | 0 | 0 | 0 | 0 | 0
IGCC | 0 | 0 | 0 | 0 | 0 | 0
DemandResponse | 0 | 0 | 0 | 0 | 0 | 0
IGCC-CCS | 0 | 0 | 0 | 0 | 0 | 0
WT_off | 0 | 0 | 0 | 0 | 0 | 0
PseudoUnit | 0 | 0 | 0 | 0 | 0 | 0
FixedInterchange | 0 | 0 | 0 | 0 | 0 | 0
SO2 Emissions (MMshortTons): ERCOT
ReportingType | 2015 | 2020 | 2025 | 2030 | 2035 | 2040
BM | 0 | 0 | 0 | 0 | 0 | 0
CC | 0 | 0 | 0 | 0 | 0 | 0
CSP | 0 | 0 | 0 | 0 | 0 | 0
CT | 0 | 0 | 0 | 0 | 0 | 0
Coal | 0.07 | 0.03 | 0 | 0 | 0 | 0
Geo | 0 | 0 | 0 | 0 | 0 | 0
H | 0 | 0 | 0 | 0 | 0 | 0
LFG | 0 | 0 | 0 | 0 | 0 | 0
Nuc | 0 | 0 | 0 | 0 | 0 | 0
PS | 0 | 0 | 0 | 0 | 0 | 0
PV | 0 | 0 | 0 | 0 | 0 | 0
PeakG | 0 | 0 | 0 | 0 | 0 | 0
PeakO | 0 | 0 | 0 | 0 | 0 | 0
ST | 0 | 0 | 0 | 0 | 0 | 0
STOG | 0 | 0 | 0 | 0 | 0 | 0
STWD | 0 | 0 | 0 | 0 | 0 | 0
WT | 0 | 0 | 0 | 0 | 0 | 0
IGCC | 0 | 0 | 0 | 0 | 0 | 0
DemandResponse | 0 | 0 | 0 | 0 | 0 | 0
IGCC-CCS | 0 | 0 | 0 | 0 | 0 | 0
WT_off | 0 | 0 | 0 | 0 | 0 | 0
PseudoUnit | 0 | 0 | 0 | 0 | 0 | 0
FixedInterchange | 0 | 0 | 0 | 0 | 0 | 0
SO2 Emissions (MMshortTons): NP15
ReportingType | 2015 | 2020 | 2025 | 2030 | 2035 | 2040
BM | 0 | 0 | 0 | 0 | 0 | 0
CC | 0 | 0 | 0 | 0 | 0 | 0
CSP | 0 | 0 | 0 | 0 | 0 | 0
CT | 0 | 0 | 0 | 0 | 0 | 0
Coal | 0.01 | 0 | 0 | 0 | 0 | 0
Geo | 0 | 0 | 0 | 0 | 0 | 0
H | 0 | 0 | 0 | 0 | 0 | 0
LFG | 0 | 0 | 0 | 0 | 0 | 0
Nuc | 0 | 0 | 0 | 0 | 0 | 0
PS | 0 | 0 | 0 | 0 | 0 | 0
PV | 0 | 0 | 0 | 0 | 0 | 0
PeakG | 0 | 0 | 0 | 0 | 0 | 0
PeakO | 0 | 0 | 0 | 0 | 0 | 0
ST | 0 | 0 | 0 | 0 | 0 | 0
STOG | 0 | 0 | 0 | 0 | 0 | 0
STWD | 0 | 0 | 0 | 0 | 0 | 0
WT | 0 | 0 | 0 | 0 | 0 | 0
IGCC | 0 | 0 | 0 | 0 | 0 | 0
DemandResponse | 0 | 0 | 0 | 0 | 0 | 0
IGCC-CCS | 0 | 0 | 0 | 0 | 0 | 0
WT_off | 0 | 0 | 0 | 0 | 0 | 0
PseudoUnit | 0 | 0 | 0 | 0 | 0 | 0
FixedInterchange | 0 | 0 | 0 | 0 | 0 | 0
SO2 Emissions (MMshortTons): NWPP_Coal
ReportingType | 2015 | 2020 | 2025 | 2030 | 2035 | 2040
BM | 0 | 0 | 0 | 0 | 0 | 0
CC | 0 | 0 | 0 | 0 | 0 | 0
CSP | 0 | 0 | 0 | 0 | 0 | 0
CT | 0 | 0 | 0 | 0 | 0 | 0
Coal | 0.07 | 0.02 | 0 | 0 | 0 | 0
Geo | 0 | 0 | 0 | 0 | 0 | 0
H | 0 | 0 | 0 | 0 | 0 | 0
LFG | 0 | 0 | 0 | 0 | 0 | 0
Nuc | 0 | 0 | 0 | 0 | 0 | 0
PS | 0 | 0 | 0 | 0 | 0 | 0
PV | 0 | 0 | 0 | 0 | 0 | 0
PeakG | 0 | 0 | 0 | 0 | 0 | 0
PeakO | 0 | 0 | 0 | 0 | 0 | 0
ST | 0 | 0 | 0 | 0 | 0 | 0
STOG | 0 | 0 | 0 | 0 | 0 | 0
STWD | 0 | 0 | 0 | 0 | 0 | 0
WT | 0 | 0 | 0 | 0 | 0 | 0
IGCC | 0 | 0 | 0 | 0 | 0 | 0
DemandResponse | 0 | 0 | 0 | 0 | 0 | 0
IGCC-CCS | 0 | 0 | 0 | 0 | 0 | 0
WT_off | 0 | 0 | 0 | 0 | 0 | 0
PseudoUnit | 0 | 0 | 0 | 0 | 0 | 0
FixedInterchange | 0 | 0 | 0 | 0 | 0 | 0
SO2 Emissions (MMshortTons): NWPP_Gas
ReportingType | 2015 | 2020 | 2025 | 2030 | 2035 | 2040
BM | 0 | 0 | 0 | 0 | 0 | 0
CC | 0 | 0 | 0 | 0 | 0 | 0
CSP | 0 | 0 | 0 | 0 | 0 | 0
CT | 0 | 0 | 0 | 0 | 0 | 0
Coal | 0 | 0 | 0 | 0 | 0 | 0
Geo | 0 | 0 | 0 | 0 | 0 | 0
H | 0 | 0 | 0 | 0 | 0 | 0
LFG | 0 | 0 | 0 | 0 | 0 | 0
Nuc | 0 | 0 | 0 | 0 | 0 | 0
PS | 0 | 0 | 0 | 0 | 0 | 0
PV | 0 | 0 | 0 | 0 | 0 | 0
PeakG | 0 | 0 | 0 | 0 | 0 | 0
PeakO | 0 | 0 | 0 | 0 | 0 | 0
ST | 0 | 0 | 0 | 0 | 0 | 0
STOG | 0 | 0 | 0 | 0 | 0 | 0
STWD | 0 | 0 | 0 | 0 | 0 | 0
WT | 0 | 0 | 0 | 0 | 0 | 0
IGCC | 0 | 0 | 0 | 0 | 0 | 0
DemandResponse | 0 | 0 | 0 | 0 | 0 | 0
IGCC-CCS | 0 | 0 | 0 | 0 | 0 | 0
WT_off | 0 | 0 | 0 | 0 | 0 | 0
PseudoUnit | 0 | 0 | 0 | 0 | 0 | 0
FixedInterchange | 0 | 0 | 0 | 0 | 0 | 0
SO2 Emissions (MMshortTons): NWPP_NucRenew
ReportingType | 2015 | 2020 | 2025 | 2030 | 2035 | 2040
BM | 0 | 0 | 0 | 0 | 0 | 0
CC | 0 | 0 | 0 | 0 | 0 | 0
CSP | 0 | 0 | 0 | 0 | 0 | 0
CT | 0 | 0 | 0 | 0 | 0 | 0
Coal | 0 | 0 | 0 | 0 | 0 | 0
Geo | 0 | 0 | 0 | 0 | 0 | 0
H | 0 | 0 | 0 | 0 | 0 | 0
LFG | 0 | 0 | 0 | 0 | 0 | 0
Nuc | 0 | 0 | 0 | 0 | 0 | 0
PS | 0 | 0 | 0 | 0 | 0 | 0
PV | 0 | 0 | 0 | 0 | 0 | 0
PeakG | 0 | 0 | 0 | 0 | 0 | 0
PeakO | 0 | 0 | 0 | 0 | 0 | 0
ST | 0 | 0 | 0 | 0 | 0 | 0
STOG | 0 | 0 | 0 | 0 | 0 | 0
STWD | 0 | 0 | 0 | 0 | 0 | 0
WT | 0 | 0 | 0 | 0 | 0 | 0
IGCC | 0 | 0 | 0 | 0 | 0 | 0
DemandResponse | 0 | 0 | 0 | 0 | 0 | 0
IGCC-CCS | 0 | 0 | 0 | 0 | 0 | 0
WT_off | 0 | 0 | 0 | 0 | 0 | 0
PseudoUnit | 0 | 0 | 0 | 0 | 0 | 0
FixedInterchange | 0 | 0 | 0 | 0 | 0 | 0
SO2 Emissions (MMshortTons): RMPA
ReportingType | 2015 | 2020 | 2025 | 2030 | 2035 | 2040
BM | 0 | 0 | 0 | 0 | 0 | 0
CC | 0 | 0 | 0 | 0 | 0 | 0
CSP | 0 | 0 | 0 | 0 | 0 | 0
CT | 0 | 0 | 0 | 0 | 0 | 0
Coal | 0.06 | 0.02 | 0 | 0 | 0 | 0
Geo | 0 | 0 | 0 | 0 | 0 | 0
H | 0 | 0 | 0 | 0 | 0 | 0
LFG | 0 | 0 | 0 | 0 | 0 | 0
Nuc | 0 | 0 | 0 | 0 | 0 | 0
PS | 0 | 0 | 0 | 0 | 0 | 0
PV | 0 | 0 | 0 | 0 | 0 | 0
PeakG | 0 | 0 | 0 | 0 | 0 | 0
PeakO | 0 | 0 | 0 | 0 | 0 | 0
ST | 0 | 0 | 0 | 0 | 0 | 0
STOG | 0 | 0 | 0 | 0 | 0 | 0
STWD | 0 | 0 | 0 | 0 | 0 | 0
WT | 0 | 0 | 0 | 0 | 0 | 0
IGCC | 0 | 0 | 0 | 0 | 0 | 0
DemandResponse | 0 | 0 | 0 | 0 | 0 | 0
IGCC-CCS | 0 | 0 | 0 | 0 | 0 | 0
WT_off | 0 | 0 | 0 | 0 | 0 | 0
PseudoUnit | 0 | 0 | 0 | 0 | 0 | 0
FixedInterchange | 0 | 0 | 0 | 0 | 0 | 0
SO2 Emissions (MMshortTons): SP15
ReportingType | 2015 | 2020 | 2025 | 2030 | 2035 | 2040
BM | 0 | 0 | 0 | 0 | 0 | 0
CC | 0 | 0 | 0 | 0 | 0 | 0
CSP | 0 | 0 | 0 | 0 | 0 | 0
CT | 0 | 0 | 0 | 0 | 0 | 0
Coal | 0 | 0 | 0 | 0 | 0 | 0
Geo | 0 | 0 | 0 | 0 | 0 | 0
H | 0 | 0 | 0 | 0 | 0 | 0
LFG | 0 | 0 | 0 | 0 | 0 | 0
Nuc | 0 | 0 | 0 | 0 | 0 | 0
PS | 0 | 0 | 0 | 0 | 0 | 0
PV | 0 | 0 | 0 | 0 | 0 | 0
PeakG | 0 | 0 | 0 | 0 | 0 | 0
PeakO | 0 | 0 | 0 | 0 | 0 | 0
ST | 0 | 0 | 0 | 0 | 0 | 0
STOG | 0 | 0 | 0 | 0 | 0 | 0
STWD | 0 | 0 | 0 | 0 | 0 | 0
WT | 0 | 0 | 0 | 0 | 0 | 0
IGCC | 0 | 0 | 0 | 0 | 0 | 0
DemandResponse | 0 | 0 | 0 | 0 | 0 | 0
IGCC-CCS | 0 | 0 | 0 | 0 | 0 | 0
WT_off | 0 | 0 | 0 | 0 | 0 | 0
PseudoUnit | 0 | 0 | 0 | 0 | 0 | 0
FixedInterchange | 0 | 0 | 0 | 0 | 0 | 0
SO2 Emissions (MMshortTons): ALB
ReportingType | 2015 | 2020 | 2025 | 2030 | 2035 | 2040
BM | 0 | 0 | 0 | 0 | 0 | 0
CC | 0 | 0 | 0 | 0 | 0 | 0
CSP | 0 | 0 | 0 | 0 | 0 | 0
CT | 0 | 0 | 0 | 0 | 0 | 0
Coal | 0.14 | 0.14 | 0.14 | 0 | 0 | 0
Geo | 0 | 0 | 0 | 0 | 0 | 0
H | 0 | 0 | 0 | 0 | 0 | 0
LFG | 0 | 0 | 0 | 0 | 0 | 0
Nuc | 0 | 0 | 0 | 0 | 0 | 0
PS | 0 | 0 | 0 | 0 | 0 | 0
PV | 0 | 0 | 0 | 0 | 0 | 0
PeakG | 0 | 0 | 0 | 0 | 0 | 0
PeakO | 0 | 0 | 0 | 0 | 0 | 0
ST | 0 | 0 | 0 | 0 | 0 | 0
STOG | 0 | 0 | 0 | 0 | 0 | 0
STWD | 0 | 0 | 0 | 0 | 0 | 0
WT | 0 | 0 | 0 | 0 | 0 | 0
IGCC | 0 | 0 | 0 | 0 | 0 | 0
DemandResponse | 0 | 0 | 0 | 0 | 0 | 0
IGCC-CCS | 0 | 0 | 0 | 0 | 0 | 0
WT_off | 0 | 0 | 0 | 0 | 0 | 0
PseudoUnit | 0 | 0 | 0 | 0 | 0 | 0
FixedInterchange | 0 | 0 | 0 | 0 | 0 | 0
SO2 Emissions (MMshortTons): BC
ReportingType | 2015 | 2020 | 2025 | 2030 | 2035 | 2040
BM | 0 | 0 | 0 | 0 | 0 | 0
CC | 0 | 0 | 0 | 0 | 0 | 0
CSP | 0 | 0 | 0 | 0 | 0 | 0
CT | 0 | 0 | 0 | 0 | 0 | 0
Coal | 0 | 0 | 0 | 0 | 0 | 0
Geo | 0 | 0 | 0 | 0 | 0 | 0
H | 0 | 0 | 0 | 0 | 0 | 0
LFG | 0 | 0 | 0 | 0 | 0 | 0
Nuc | 0 | 0 | 0 | 0 | 0 | 0
PS | 0 | 0 | 0 | 0 | 0 | 0
PV | 0 | 0 | 0 | 0 | 0 | 0
PeakG | 0 | 0 | 0 | 0 | 0 | 0
PeakO | 0 | 0 | 0 | 0 | 0 | 0
ST | 0 | 0 | 0 | 0 | 0 | 0
STOG | 0 | 0 | 0 | 0 | 0 | 0
STWD | 0 | 0 | 0 | 0 | 0 | 0
WT | 0 | 0 | 0 | 0 | 0 | 0
IGCC | 0 | 0 | 0 | 0 | 0 | 0
DemandResponse | 0 | 0 | 0 | 0 | 0 | 0
IGCC-CCS | 0 | 0 | 0 | 0 | 0 | 0
WT_off | 0 | 0 | 0 | 0 | 0 | 0
PseudoUnit | 0 | 0 | 0 | 0 | 0 | 0
FixedInterchange | 0 | 0 | 0 | 0 | 0 | 0
SO2 Emissions (MMshortTons): HQ_IESO
ReportingType | 2015 | 2020 | 2025 | 2030 | 2035 | 2040
BM | 0 | 0 | 0 | 0 | 0 | 0
CC | 0 | 0 | 0 | 0 | 0 | 0
CSP | 0 | 0 | 0 | 0 | 0 | 0
CT | 0 | 0 | 0 | 0 | 0 | 0
Coal | 0 | 0 | 0 | 0 | 0 | 0
Geo | 0 | 0 | 0 | 0 | 0 | 0
H | 0 | 0 | 0 | 0 | 0 | 0
LFG | 0 | 0 | 0 | 0 | 0 | 0
Nuc | 0 | 0 | 0 | 0 | 0 | 0
PS | 0 | 0 | 0 | 0 | 0 | 0
PV | 0 | 0 | 0 | 0 | 0 | 0
PeakG | 0 | 0 | 0 | 0 | 0 | 0
PeakO | 0 | 0 | 0 | 0 | 0 | 0
ST | 0 | 0 | 0 | 0 | 0 | 0
STOG | 0 | 0 | 0 | 0 | 0 | 0
STWD | 0 | 0 | 0 | 0 | 0 | 0
WT | 0 | 0 | 0 | 0 | 0 | 0
IGCC | 0 | 0 | 0 | 0 | 0 | 0
DemandResponse | 0 | 0 | 0 | 0 | 0 | 0
IGCC-CCS | 0 | 0 | 0 | 0 | 0 | 0
WT_off | 0 | 0 | 0 | 0 | 0 | 0
PseudoUnit | 0 | 0 | 0 | 0 | 0 | 0
FixedInterchange | 0 | 0 | 0 | 0 | 0 | 0
SO2 Emissions (MMshortTons): HQ_NEISO
ReportingType | 2015 | 2020 | 2025 | 2030 | 2035 | 2040
BM | 0 | 0 | 0 | 0 | 0 | 0
CC | 0 | 0 | 0 | 0 | 0 | 0
CSP | 0 | 0 | 0 | 0 | 0 | 0
CT | 0 | 0 | 0 | 0 | 0 | 0
Coal | 0 | 0 | 0 | 0 | 0 | 0
Geo | 0 | 0 | 0 | 0 | 0 | 0
H | 0 | 0 | 0 | 0 | 0 | 0
LFG | 0 | 0 | 0 | 0 | 0 | 0
Nuc | 0 | 0 | 0 | 0 | 0 | 0
PS | 0 | 0 | 0 | 0 | 0 | 0
PV | 0 | 0 | 0 | 0 | 0 | 0
PeakG | 0 | 0 | 0 | 0 | 0 | 0
PeakO | 0 | 0 | 0 | 0 | 0 | 0
ST | 0 | 0 | 0 | 0 | 0 | 0
STOG | 0 | 0 | 0 | 0 | 0 | 0
STWD | 0 | 0 | 0 | 0 | 0 | 0
WT | 0 | 0 | 0 | 0 | 0 | 0
IGCC | 0 | 0 | 0 | 0 | 0 | 0
DemandResponse | 0 | 0 | 0 | 0 | 0 | 0
IGCC-CCS | 0 | 0 | 0 | 0 | 0 | 0
WT_off | 0 | 0 | 0 | 0 | 0 | 0
PseudoUnit | 0 | 0 | 0 | 0 | 0 | 0
FixedInterchange | 0 | 0 | 0 | 0 | 0 | 0
SO2 Emissions (MMshortTons): HQ_NY
ReportingType | 2015 | 2020 | 2025 | 2030 | 2035 | 2040
BM | 0 | 0 | 0 | 0 | 0 | 0
CC | 0 | 0 | 0 | 0 | 0 | 0
CSP | 0 | 0 | 0 | 0 | 0 | 0
CT | 0 | 0 | 0 | 0 | 0 | 0
Coal | 0 | 0 | 0 | 0 | 0 | 0
Geo | 0 | 0 | 0 | 0 | 0 | 0
H | 0 | 0 | 0 | 0 | 0 | 0
LFG | 0 | 0 | 0 | 0 | 0 | 0
Nuc | 0 | 0 | 0 | 0 | 0 | 0
PS | 0 | 0 | 0 | 0 | 0 | 0
PV | 0 | 0 | 0 | 0 | 0 | 0
PeakG | 0 | 0 | 0 | 0 | 0 | 0
PeakO | 0 | 0 | 0 | 0 | 0 | 0
ST | 0 | 0 | 0 | 0 | 0 | 0
STOG | 0 | 0 | 0 | 0 | 0 | 0
STWD | 0 | 0 | 0 | 0 | 0 | 0
WT | 0 | 0 | 0 | 0 | 0 | 0
IGCC | 0 | 0 | 0 | 0 | 0 | 0
DemandResponse | 0 | 0 | 0 | 0 | 0 | 0
IGCC-CCS | 0 | 0 | 0 | 0 | 0 | 0
WT_off | 0 | 0 | 0 | 0 | 0 | 0
PseudoUnit | 0 | 0 | 0 | 0 | 0 | 0
FixedInterchange | 0 | 0 | 0 | 0 | 0 | 0
SO2 Emissions (MMshortTons): MARITIMES
ReportingType | 2015 | 2020 | 2025 | 2030 | 2035 | 2040
BM | 0 | 0 | 0 | 0 | 0 | 0
CC | 0 | 0 | 0 | 0 | 0 | 0
CSP | 0 | 0 | 0 | 0 | 0 | 0
CT | 0 | 0 | 0 | 0 | 0 | 0
Coal | 0 | 0 | 0 | 0 | 0 | 0
Geo | 0 | 0 | 0 | 0 | 0 | 0
H | 0 | 0 | 0 | 0 | 0 | 0
LFG | 0 | 0 | 0 | 0 | 0 | 0
Nuc | 0 | 0 | 0 | 0 | 0 | 0
PS | 0 | 0 | 0 | 0 | 0 | 0
PV | 0 | 0 | 0 | 0 | 0 | 0
PeakG | 0 | 0 | 0 | 0 | 0 | 0
PeakO | 0 | 0 | 0 | 0 | 0 | 0
ST | 0 | 0 | 0 | 0 | 0 | 0
STOG | 0 | 0 | 0 | 0 | 0 | 0
STWD | 0 | 0 | 0 | 0 | 0 | 0
WT | 0 | 0 | 0 | 0 | 0 | 0
IGCC | 0 | 0 | 0 | 0 | 0 | 0
DemandResponse | 0 | 0 | 0 | 0 | 0 | 0
IGCC-CCS | 0 | 0 | 0 | 0 | 0 | 0
WT_off | 0 | 0 | 0 | 0 | 0 | 0
PseudoUnit | 0 | 0 | 0 | 0 | 0 | 0
FixedInterchange | 0 | 0 | 0 | 0 | 0 | 0
SO2 Emissions (MMshortTons): All
ReportingType | 2015 | 2020 | 2025 | 2030 | 2035 | 2040
BM | 0 | 0 | 0 | 0 | 0 | 0
CC | 0 | 0 | 0 | 0 | 0 | 0
CSP | 0 | 0 | 0 | 0 | 0 | 0
CT | 0 | 0 | 0 | 0 | 0 | 0
Coal | 3.99 | 0.47 | 0.18 | 0.03 | 0.04 | 0.04
Geo | 0 | 0 | 0 | 0 | 0 | 0
H | 0 | 0 | 0 | 0 | 0 | 0
LFG | 0 | 0 | 0 | 0 | 0 | 0
Nuc | 0 | 0 | 0 | 0 | 0 | 0
PS | 0 | 0 | 0 | 0 | 0 | 0
PV | 0 | 0 | 0 | 0 | 0 | 0
PeakG | 0 | 0 | 0 | 0 | 0 | 0
PeakO | 0 | 0 | 0 | 0 | 0 | 0
ST | 0 | 0 | 0 | 0 | 0 | 0
STOG | 0 | 0 | 0 | 0 | 0 | 0
STWD | 0 | 0 | 0 | 0 | 0 | 0
WT | 0 | 0 | 0 | 0 | 0 | 0
IGCC | 0 | 0 | 0 | 0 | 0 | 0
DemandResponse | 0 | 0 | 0 | 0 | 0 | 0
IGCC-CCS | 0 | 0 | 0 | 0 | 0 | 0
WT_off | 0 | 0 | 0 | 0 | 0 | 0
PseudoUnit | 0 | 0 | 0 | 0 | 0 | 0
FixedInterchange | 0 | 0 | 0 | 0 | 0 | 0
SO2 Emissions (MMshortTons): EI_US
ReportingType | 2015 | 2020 | 2025 | 2030 | 2035 | 2040
BM | 0 | 0 | 0 | 0 | 0 | 0
CC | 0 | 0 | 0 | 0 | 0 | 0
CSP | 0 | 0 | 0 | 0 | 0 | 0
CT | 0 | 0 | 0 | 0 | 0 | 0
Coal | 3.61 | 0.25 | 0.03 | 0.02 | 0.04 | 0.04
Geo | 0 | 0 | 0 | 0 | 0 | 0
H | 0 | 0 | 0 | 0 | 0 | 0
LFG | 0 | 0 | 0 | 0 | 0 | 0
Nuc | 0 | 0 | 0 | 0 | 0 | 0
PS | 0 | 0 | 0 | 0 | 0 | 0
PV | 0 | 0 | 0 | 0 | 0 | 0
PeakG | 0 | 0 | 0 | 0 | 0 | 0
PeakO | 0 | 0 | 0 | 0 | 0 | 0
ST | 0 | 0 | 0 | 0 | 0 | 0
STOG | 0 | 0 | 0 | 0 | 0 | 0
STWD | 0 | 0 | 0 | 0 | 0 | 0
WT | 0 | 0 | 0 | 0 | 0 | 0
IGCC | 0 | 0 | 0 | 0 | 0 | 0
DemandResponse | 0 | 0 | 0 | 0 | 0 | 0
IGCC-CCS | 0 | 0 | 0 | 0 | 0 | 0
WT_off | 0 | 0 | 0 | 0 | 0 | 0
PseudoUnit | 0 | 0 | 0 | 0 | 0 | 0
FixedInterchange | 0 | 0 | 0 | 0 | 0 | 0
SO2 Emissions (MMshortTons): EI_Canada
ReportingType | 2015 | 2020 | 2025 | 2030 | 2035 | 2040
BM | 0 | 0 | 0 | 0 | 0 | 0
CC | 0 | 0 | 0 | 0 | 0 | 0
CSP | 0 | 0 | 0 | 0 | 0 | 0
CT | 0 | 0 | 0 | 0 | 0 | 0
Coal | 0.01 | 0 | 0 | 0 | 0 | 0
Geo | 0 | 0 | 0 | 0 | 0 | 0
H | 0 | 0 | 0 | 0 | 0 | 0
LFG | 0 | 0 | 0 | 0 | 0 | 0
Nuc | 0 | 0 | 0 | 0 | 0 | 0
PS | 0 | 0 | 0 | 0 | 0 | 0
PV | 0 | 0 | 0 | 0 | 0 | 0
PeakG | 0 | 0 | 0 | 0 | 0 | 0
PeakO | 0 | 0 | 0 | 0 | 0 | 0
ST | 0 | 0 | 0 | 0 | 0 | 0
STOG | 0 | 0 | 0 | 0 | 0 | 0
STWD | 0 | 0 | 0 | 0 | 0 | 0
WT | 0 | 0 | 0 | 0 | 0 | 0
IGCC | 0 | 0 | 0 | 0 | 0 | 0
DemandResponse | 0 | 0 | 0 | 0 | 0 | 0
IGCC-CCS | 0 | 0 | 0 | 0 | 0 | 0
WT_off | 0 | 0 | 0 | 0 | 0 | 0
PseudoUnit | 0 | 0 | 0 | 0 | 0 | 0
FixedInterchange | 0 | 0 | 0 | 0 | 0 | 0
SO2 Emissions (MMshortTons): EI
ReportingType | 2015 | 2020 | 2025 | 2030 | 2035 | 2040
BM | 0 | 0 | 0 | 0 | 0 | 0
CC | 0 | 0 | 0 | 0 | 0 | 0
CSP | 0 | 0 | 0 | 0 | 0 | 0
CT | 0 | 0 | 0 | 0 | 0 | 0
Coal | 3.61 | 0.25 | 0.03 | 0.02 | 0.04 | 0.04
Geo | 0 | 0 | 0 | 0 | 0 | 0
H | 0 | 0 | 0 | 0 | 0 | 0
LFG | 0 | 0 | 0 | 0 | 0 | 0
Nuc | 0 | 0 | 0 | 0 | 0 | 0
PS | 0 | 0 | 0 | 0 | 0 | 0
PV | 0 | 0 | 0 | 0 | 0 | 0
PeakG | 0 | 0 | 0 | 0 | 0 | 0
PeakO | 0 | 0 | 0 | 0 | 0 | 0
ST | 0 | 0 | 0 | 0 | 0 | 0
STOG | 0 | 0 | 0 | 0 | 0 | 0
STWD | 0 | 0 | 0 | 0 | 0 | 0
WT | 0 | 0 | 0 | 0 | 0 | 0
IGCC | 0 | 0 | 0 | 0 | 0 | 0
DemandResponse | 0 | 0 | 0 | 0 | 0 | 0
IGCC-CCS | 0 | 0 | 0 | 0 | 0 | 0
WT_off | 0 | 0 | 0 | 0 | 0 | 0
PseudoUnit | 0 | 0 | 0 | 0 | 0 | 0
FixedInterchange | 0 | 0 | 0 | 0 | 0 | 0
SO2 Emissions (MMshortTons): Outside_EI
ReportingType | 2015 | 2020 | 2025 | 2030 | 2035 | 2040
BM | 0 | 0 | 0 | 0 | 0 | 0
CC | 0 | 0 | 0 | 0 | 0 | 0
CSP | 0 | 0 | 0 | 0 | 0 | 0
CT | 0 | 0 | 0 | 0 | 0 | 0
Coal | 0.38 | 0.22 | 0.15 | 0.01 | 0.01 | 0.01
Geo | 0 | 0 | 0 | 0 | 0 | 0
H | 0 | 0 | 0 | 0 | 0 | 0
LFG | 0 | 0 | 0 | 0 | 0 | 0
Nuc | 0 | 0 | 0 | 0 | 0 | 0
PS | 0 | 0 | 0 | 0 | 0 | 0
PV | 0 | 0 | 0 | 0 | 0 | 0
PeakG | 0 | 0 | 0 | 0 | 0 | 0
PeakO | 0 | 0 | 0 | 0 | 0 | 0
ST | 0 | 0 | 0 | 0 | 0 | 0
STOG | 0 | 0 | 0 | 0 | 0 | 0
STWD | 0 | 0 | 0 | 0 | 0 | 0
WT | 0 | 0 | 0 | 0 | 0 | 0
IGCC | 0 | 0 | 0 | 0 | 0 | 0
DemandResponse | 0 | 0 | 0 | 0 | 0 | 0
IGCC-CCS | 0 | 0 | 0 | 0 | 0 | 0
WT_off | 0 | 0 | 0 | 0 | 0 | 0
PseudoUnit | 0 | 0 | 0 | 0 | 0 | 0
FixedInterchange | 0 | 0 | 0 | 0 | 0 | 0
NOx Emissions (MMshortTons): Entergy
ReportingType | 2015 | 2020 | 2025 | 2030 | 2035 | 2040
BM | 0 | 0 | 0 | 0 | 0 | 0
CC | 0.01 | 0 | 0 | 0 | 0 | 0
CSP | 0 | 0 | 0 | 0 | 0 | 0
CT | 0 | 0 | 0 | 0 | 0 | 0
Coal | 0.05 | 0 | 0 | 0 | 0 | 0
Geo | 0 | 0 | 0 | 0 | 0 | 0
H | 0 | 0 | 0 | 0 | 0 | 0
LFG | 0 | 0 | 0 | 0 | 0 | 0
Nuc | 0 | 0 | 0 | 0 | 0 | 0
PS | 0 | 0 | 0 | 0 | 0 | 0
PV | 0 | 0 | 0 | 0 | 0 | 0
PeakG | 0 | 0 | 0 | 0 | 0 | 0
PeakO | 0 | 0 | 0 | 0 | 0 | 0
ST | 0 | 0 | 0 | 0 | 0 | 0
STOG | 0 | 0 | 0 | 0 | 0 | 0
STWD | 0 | 0 | 0 | 0 | 0 | 0
WT | 0 | 0 | 0 | 0 | 0 | 0
IGCC | 0 | 0 | 0 | 0 | 0 | 0
DemandResponse | 0 | 0 | 0 | 0 | 0 | 0
IGCC-CCS | 0 | 0 | 0 | 0 | 0 | 0
WT_off | 0 | 0 | 0 | 0 | 0 | 0
PseudoUnit | 0 | 0 | 0 | 0 | 0 | 0
FixedInterchange | 0 | 0 | 0 | 0 | 0 | 0
NOx Emissions (MMshortTons): FRCC
ReportingType | 2015 | 2020 | 2025 | 2030 | 2035 | 2040
BM | 0 | 0 | 0 | 0 | 0 | 0
CC | 0.01 | 0.01 | 0.01 | 0.01 | 0 | 0
CSP | 0 | 0 | 0 | 0 | 0 | 0
CT | 0 | 0 | 0 | 0 | 0 | 0
Coal | 0.02 | 0 | 0 | 0 | 0 | 0
Geo | 0 | 0 | 0 | 0 | 0 | 0
H | 0 | 0 | 0 | 0 | 0 | 0
LFG | 0 | 0 | 0 | 0 | 0 | 0
Nuc | 0 | 0 | 0 | 0 | 0 | 0
PS | 0 | 0 | 0 | 0 | 0 | 0
PV | 0 | 0 | 0 | 0 | 0 | 0
PeakG | 0 | 0 | 0 | 0 | 0 | 0
PeakO | 0 | 0 | 0 | 0 | 0 | 0
ST | 0 | 0 | 0 | 0 | 0 | 0
STOG | 0 | 0 | 0 | 0 | 0 | 0
STWD | 0 | 0 | 0 | 0 | 0 | 0
WT | 0 | 0 | 0 | 0 | 0 | 0
IGCC | 0 | 0 | 0 | 0 | 0 | 0
DemandResponse | 0 | 0 | 0 | 0 | 0 | 0
IGCC-CCS | 0 | 0 | 0 | 0 | 0 | 0
WT_off | 0 | 0 | 0 | 0 | 0 | 0
PseudoUnit | 0 | 0 | 0 | 0 | 0 | 0
FixedInterchange | 0 | 0 | 0 | 0 | 0 | 0
NOx Emissions (MMshortTons): MAPP_US
ReportingType | 2015 | 2020 | 2025 | 2030 | 2035 | 2040
BM | 0 | 0 | 0 | 0 | 0 | 0
CC | 0 | 0 | 0 | 0 | 0 | 0
CSP | 0 | 0 | 0 | 0 | 0 | 0
CT | 0 | 0 | 0 | 0 | 0 | 0
Coal | 0.02 | 0 | 0 | 0 | 0 | 0
Geo | 0 | 0 | 0 | 0 | 0 | 0
H | 0 | 0 | 0 | 0 | 0 | 0
LFG | 0 | 0 | 0 | 0 | 0 | 0
Nuc | 0 | 0 | 0 | 0 | 0 | 0
PS | 0 | 0 | 0 | 0 | 0 | 0
PV | 0 | 0 | 0 | 0 | 0 | 0
PeakG | 0 | 0 | 0 | 0 | 0 | 0
PeakO | 0 | 0 | 0 | 0 | 0 | 0
ST | 0 | 0 | 0 | 0 | 0 | 0
STOG | 0 | 0 | 0 | 0 | 0 | 0
STWD | 0 | 0 | 0 | 0 | 0 | 0
WT | 0 | 0 | 0 | 0 | 0 | 0
IGCC | 0 | 0 | 0 | 0 | 0 | 0
DemandResponse | 0 | 0 | 0 | 0 | 0 | 0
IGCC-CCS | 0 | 0 | 0 | 0 | 0 | 0
WT_off | 0 | 0 | 0 | 0 | 0 | 0
PseudoUnit | 0 | 0 | 0 | 0 | 0 | 0
FixedInterchange | 0 | 0 | 0 | 0 | 0 | 0
NOx Emissions (MMshortTons): MISO_IN
ReportingType | 2015 | 2020 | 2025 | 2030 | 2035 | 2040
BM | 0 | 0 | 0 | 0 | 0 | 0
CC | 0 | 0.01 | 0 | 0 | 0 | 0
CSP | 0 | 0 | 0 | 0 | 0 | 0
CT | 0 | 0 | 0 | 0 | 0 | 0
Coal | 0.05 | 0.02 | 0 | 0 | 0 | 0
Geo | 0 | 0 | 0 | 0 | 0 | 0
H | 0 | 0 | 0 | 0 | 0 | 0
LFG | 0 | 0 | 0 | 0 | 0 | 0
Nuc | 0 | 0 | 0 | 0 | 0 | 0
PS | 0 | 0 | 0 | 0 | 0 | 0
PV | 0 | 0 | 0 | 0 | 0 | 0
PeakG | 0 | 0 | 0 | 0 | 0 | 0
PeakO | 0 | 0 | 0 | 0 | 0 | 0
ST | 0 | 0 | 0 | 0 | 0 | 0
STOG | 0 | 0 | 0 | 0 | 0 | 0
STWD | 0 | 0 | 0 | 0 | 0 | 0
WT | 0 | 0 | 0 | 0 | 0 | 0
IGCC | 0 | 0 | 0 | 0 | 0 | 0
DemandResponse | 0 | 0 | 0 | 0 | 0 | 0
IGCC-CCS | 0 | 0 | 0 | 0 | 0 | 0
WT_off | 0 | 0 | 0 | 0 | 0 | 0
PseudoUnit | 0 | 0 | 0 | 0 | 0 | 0
FixedInterchange | 0 | 0 | 0 | 0 | 0 | 0
NOx Emissions (MMshortTons): MISO_MI
ReportingType | 2015 | 2020 | 2025 | 2030 | 2035 | 2040
BM | 0 | 0 | 0 | 0 | 0 | 0
CC | 0 | 0 | 0 | 0 | 0 | 0
CSP | 0 | 0 | 0 | 0 | 0 | 0
CT | 0 | 0 | 0 | 0 | 0 | 0
Coal | 0.03 | 0 | 0 | 0 | 0 | 0
Geo | 0 | 0 | 0 | 0 | 0 | 0
H | 0 | 0 | 0 | 0 | 0 | 0
LFG | 0 | 0 | 0 | 0 | 0 | 0
Nuc | 0 | 0 | 0 | 0 | 0 | 0
PS | 0 | 0 | 0 | 0 | 0 | 0
PV | 0 | 0 | 0 | 0 | 0 | 0
PeakG | 0 | 0 | 0 | 0 | 0 | 0
PeakO | 0 | 0 | 0 | 0 | 0 | 0
ST | 0 | 0 | 0 | 0 | 0 | 0
STOG | 0 | 0 | 0 | 0 | 0 | 0
STWD | 0 | 0 | 0 | 0 | 0 | 0
WT | 0 | 0 | 0 | 0 | 0 | 0
IGCC | 0 | 0 | 0 | 0 | 0 | 0
DemandResponse | 0 | 0 | 0 | 0 | 0 | 0
IGCC-CCS | 0 | 0 | 0 | 0 | 0 | 0
WT_off | 0 | 0 | 0 | 0 | 0 | 0
PseudoUnit | 0 | 0 | 0 | 0 | 0 | 0
FixedInterchange | 0 | 0 | 0 | 0 | 0 | 0
NOx Emissions (MMshortTons): MISO_MO-IL
ReportingType | 2015 | 2020 | 2025 | 2030 | 2035 | 2040
BM | 0 | 0 | 0 | 0 | 0 | 0
CC | 0 | 0 | 0 | 0 | 0 | 0
CSP | 0 | 0 | 0 | 0 | 0 | 0
CT | 0 | 0 | 0 | 0 | 0 | 0
Coal | 0.04 | 0.01 | 0 | 0 | 0 | 0
Geo | 0 | 0 | 0 | 0 | 0 | 0
H | 0 | 0 | 0 | 0 | 0 | 0
LFG | 0 | 0 | 0 | 0 | 0 | 0
Nuc | 0 | 0 | 0 | 0 | 0 | 0
PS | 0 | 0 | 0 | 0 | 0 | 0
PV | 0 | 0 | 0 | 0 | 0 | 0
PeakG | 0 | 0 | 0 | 0 | 0 | 0
PeakO | 0 | 0 | 0 | 0 | 0 | 0
ST | 0 | 0 | 0 | 0 | 0 | 0
STOG | 0 | 0 | 0 | 0 | 0 | 0
STWD | 0 | 0 | 0 | 0 | 0 | 0
WT | 0 | 0 | 0 | 0 | 0 | 0
IGCC | 0 | 0 | 0 | 0 | 0 | 0
DemandResponse | 0 | 0 | 0 | 0 | 0 | 0
IGCC-CCS | 0 | 0 | 0 | 0 | 0 | 0
WT_off | 0 | 0 | 0 | 0 | 0 | 0
PseudoUnit | 0 | 0 | 0 | 0 | 0 | 0
FixedInterchange | 0 | 0 | 0 | 0 | 0 | 0
NOx Emissions (MMshortTons): MISO_W
ReportingType | 2015 | 2020 | 2025 | 2030 | 2035 | 2040
BM | 0 | 0 | 0 | 0 | 0 | 0
CC | 0 | 0 | 0 | 0 | 0 | 0
CSP | 0 | 0 | 0 | 0 | 0 | 0
CT | 0 | 0 | 0 | 0 | 0 | 0
Coal | 0.09 | 0.02 | 0 | 0 | 0 | 0
Geo | 0 | 0 | 0 | 0 | 0 | 0
H | 0 | 0 | 0 | 0 | 0 | 0
LFG | 0 | 0 | 0 | 0 | 0 | 0
Nuc | 0 | 0 | 0 | 0 | 0 | 0
PS | 0 | 0 | 0 | 0 | 0 | 0
PV | 0 | 0 | 0 | 0 | 0 | 0
PeakG | 0 | 0 | 0 | 0 | 0 | 0
PeakO | 0 | 0 | 0 | 0 | 0 | 0
ST | 0 | 0 | 0 | 0 | 0 | 0
STOG | 0 | 0 | 0 | 0 | 0 | 0
STWD | 0 | 0 | 0 | 0 | 0 | 0
WT | 0 | 0 | 0 | 0 | 0 | 0
IGCC | 0 | 0 | 0 | 0 | 0 | 0
DemandResponse | 0 | 0 | 0 | 0 | 0 | 0
IGCC-CCS | 0 | 0 | 0 | 0 | 0 | 0
WT_off | 0 | 0 | 0 | 0 | 0 | 0
PseudoUnit | 0 | 0 | 0 | 0 | 0 | 0
FixedInterchange | 0 | 0 | 0 | 0 | 0 | 0
NOx Emissions (MMshortTons): MISO_WUMS
ReportingType | 2015 | 2020 | 2025 | 2030 | 2035 | 2040
BM | 0 | 0 | 0 | 0 | 0 | 0
CC | 0 | 0 | 0 | 0 | 0 | 0
CSP | 0 | 0 | 0 | 0 | 0 | 0
CT | 0 | 0 | 0 | 0 | 0 | 0
Coal | 0.01 | 0 | 0 | 0 | 0 | 0
Geo | 0 | 0 | 0 | 0 | 0 | 0
H | 0 | 0 | 0 | 0 | 0 | 0
LFG | 0 | 0 | 0 | 0 | 0 | 0
Nuc | 0 | 0 | 0 | 0 | 0 | 0
PS | 0 | 0 | 0 | 0 | 0 | 0
PV | 0 | 0 | 0 | 0 | 0 | 0
PeakG | 0 | 0 | 0 | 0 | 0 | 0
PeakO | 0 | 0 | 0 | 0 | 0 | 0
ST | 0 | 0 | 0 | 0 | 0 | 0
STOG | 0 | 0 | 0 | 0 | 0 | 0
STWD | 0 | 0 | 0 | 0 | 0 | 0
WT | 0 | 0 | 0 | 0 | 0 | 0
IGCC | 0 | 0 | 0 | 0 | 0 | 0
DemandResponse | 0 | 0 | 0 | 0 | 0 | 0
IGCC-CCS | 0 | 0 | 0 | 0 | 0 | 0
WT_off | 0 | 0 | 0 | 0 | 0 | 0
PseudoUnit | 0 | 0 | 0 | 0 | 0 | 0
FixedInterchange | 0 | 0 | 0 | 0 | 0 | 0
NOx Emissions (MMshortTons): Nebraska
ReportingType | 2015 | 2020 | 2025 | 2030 | 2035 | 2040
BM | 0 | 0 | 0 | 0 | 0 | 0
CC | 0 | 0 | 0 | 0 | 0 | 0
CSP | 0 | 0 | 0 | 0 | 0 | 0
CT | 0 | 0 | 0 | 0 | 0 | 0
Coal | 0.04 | 0 | 0 | 0 | 0 | 0
Geo | 0 | 0 | 0 | 0 | 0 | 0
H | 0 | 0 | 0 | 0 | 0 | 0
LFG | 0 | 0 | 0 | 0 | 0 | 0
Nuc | 0 | 0 | 0 | 0 | 0 | 0
PS | 0 | 0 | 0 | 0 | 0 | 0
PV | 0 | 0 | 0 | 0 | 0 | 0
PeakG | 0 | 0 | 0 | 0 | 0 | 0
PeakO | 0 | 0 | 0 | 0 | 0 | 0
ST | 0 | 0 | 0 | 0 | 0 | 0
STOG | 0 | 0 | 0 | 0 | 0 | 0
STWD | 0 | 0 | 0 | 0 | 0 | 0
WT | 0 | 0 | 0 | 0 | 0 | 0
IGCC | 0 | 0 | 0 | 0 | 0 | 0
DemandResponse | 0 | 0 | 0 | 0 | 0 | 0
IGCC-CCS | 0 | 0 | 0 | 0 | 0 | 0
WT_off | 0 | 0 | 0 | 0 | 0 | 0
PseudoUnit | 0 | 0 | 0 | 0 | 0 | 0
FixedInterchange | 0 | 0 | 0 | 0 | 0 | 0
NOx Emissions (MMshortTons): NEISO
ReportingType | 2015 | 2020 | 2025 | 2030 | 2035 | 2040
BM | 0 | 0 | 0 | 0 | 0 | 0
CC | 0 | 0 | 0 | 0 | 0 | 0
CSP | 0 | 0 | 0 | 0 | 0 | 0
CT | 0 | 0 | 0 | 0 | 0 | 0
Coal | 0 | 0 | 0 | 0 | 0 | 0
Geo | 0 | 0 | 0 | 0 | 0 | 0
H | 0 | 0 | 0 | 0 | 0 | 0
LFG | 0 | 0 | 0 | 0 | 0 | 0
Nuc | 0 | 0 | 0 | 0 | 0 | 0
PS | 0 | 0 | 0 | 0 | 0 | 0
PV | 0 | 0 | 0 | 0 | 0 | 0
PeakG | 0 | 0 | 0 | 0 | 0 | 0
PeakO | 0 | 0 | 0 | 0 | 0 | 0
ST | 0 | 0 | 0 | 0 | 0 | 0
STOG | 0 | 0 | 0 | 0 | 0 | 0
STWD | 0 | 0 | 0 | 0 | 0 | 0
WT | 0 | 0 | 0 | 0 | 0 | 0
IGCC | 0 | 0 | 0 | 0 | 0 | 0
DemandResponse | 0 | 0 | 0 | 0 | 0 | 0
IGCC-CCS | 0 | 0 | 0 | 0 | 0 | 0
WT_off | 0 | 0 | 0 | 0 | 0 | 0
PseudoUnit | 0 | 0 | 0 | 0 | 0 | 0
FixedInterchange | 0 | 0 | 0 | 0 | 0 | 0
NOx Emissions (MMshortTons): NonRTO_Midwest
ReportingType | 2015 | 2020 | 2025 | 2030 | 2035 | 2040
BM | 0 | 0 | 0 | 0 | 0 | 0
CC | 0 | 0 | 0 | 0 | 0 | 0
CSP | 0 | 0 | 0 | 0 | 0 | 0
CT | 0 | 0 | 0 | 0 | 0 | 0
Coal | 0.03 | 0.01 | 0 | 0 | 0 | 0
Geo | 0 | 0 | 0 | 0 | 0 | 0
H | 0 | 0 | 0 | 0 | 0 | 0
LFG | 0 | 0 | 0 | 0 | 0 | 0
Nuc | 0 | 0 | 0 | 0 | 0 | 0
PS | 0 | 0 | 0 | 0 | 0 | 0
PV | 0 | 0 | 0 | 0 | 0 | 0
PeakG | 0 | 0 | 0 | 0 | 0 | 0
PeakO | 0 | 0 | 0 | 0 | 0 | 0
ST | 0 | 0 | 0 | 0 | 0 | 0
STOG | 0 | 0 | 0 | 0 | 0 | 0
STWD | 0 | 0 | 0 | 0 | 0 | 0
WT | 0 | 0 | 0 | 0 | 0 | 0
IGCC | 0 | 0 | 0 | 0 | 0 | 0
DemandResponse | 0 | 0 | 0 | 0 | 0 | 0
IGCC-CCS | 0 | 0 | 0 | 0 | 0 | 0
WT_off | 0 | 0 | 0 | 0 | 0 | 0
PseudoUnit | 0 | 0 | 0 | 0 | 0 | 0
FixedInterchange | 0 | 0 | 0 | 0 | 0 | 0
NOx Emissions (MMshortTons): NYISO_A-F
ReportingType | 2015 | 2020 | 2025 | 2030 | 2035 | 2040
BM | 0 | 0 | 0 | 0 | 0 | 0
CC | 0 | 0 | 0 | 0 | 0 | 0
CSP | 0 | 0 | 0 | 0 | 0 | 0
CT | 0 | 0 | 0 | 0 | 0 | 0
Coal | 0 | 0 | 0 | 0 | 0 | 0
Geo | 0 | 0 | 0 | 0 | 0 | 0
H | 0 | 0 | 0 | 0 | 0 | 0
LFG | 0 | 0 | 0 | 0 | 0 | 0
Nuc | 0 | 0 | 0 | 0 | 0 | 0
PS | 0 | 0 | 0 | 0 | 0 | 0
PV | 0 | 0 | 0 | 0 | 0 | 0
PeakG | 0 | 0 | 0 | 0 | 0 | 0
PeakO | 0 | 0 | 0 | 0 | 0 | 0
ST | 0 | 0 | 0 | 0 | 0 | 0
STOG | 0 | 0 | 0 | 0 | 0 | 0
STWD | 0 | 0 | 0 | 0 | 0 | 0
WT | 0 | 0 | 0 | 0 | 0 | 0
IGCC | 0 | 0 | 0 | 0 | 0 | 0
DemandResponse | 0 | 0 | 0 | 0 | 0 | 0
IGCC-CCS | 0 | 0 | 0 | 0 | 0 | 0
WT_off | 0 | 0 | 0 | 0 | 0 | 0
PseudoUnit | 0 | 0 | 0 | 0 | 0 | 0
FixedInterchange | 0 | 0 | 0 | 0 | 0 | 0
NOx Emissions (MMshortTons): NYISO_G-I
ReportingType | 2015 | 2020 | 2025 | 2030 | 2035 | 2040
BM | 0 | 0 | 0 | 0 | 0 | 0
CC | 0 | 0 | 0 | 0 | 0 | 0
CSP | 0 | 0 | 0 | 0 | 0 | 0
CT | 0 | 0 | 0 | 0 | 0 | 0
Coal | 0 | 0 | 0 | 0 | 0 | 0
Geo | 0 | 0 | 0 | 0 | 0 | 0
H | 0 | 0 | 0 | 0 | 0 | 0
LFG | 0 | 0 | 0 | 0 | 0 | 0
Nuc | 0 | 0 | 0 | 0 | 0 | 0
PS | 0 | 0 | 0 | 0 | 0 | 0
PV | 0 | 0 | 0 | 0 | 0 | 0
PeakG | 0 | 0 | 0 | 0 | 0 | 0
PeakO | 0 | 0 | 0 | 0 | 0 | 0
ST | 0 | 0 | 0 | 0 | 0 | 0
STOG | 0 | 0 | 0 | 0 | 0 | 0
STWD | 0 | 0 | 0 | 0 | 0 | 0
WT | 0 | 0 | 0 | 0 | 0 | 0
IGCC | 0 | 0 | 0 | 0 | 0 | 0
DemandResponse | 0 | 0 | 0 | 0 | 0 | 0
IGCC-CCS | 0 | 0 | 0 | 0 | 0 | 0
WT_off | 0 | 0 | 0 | 0 | 0 | 0
PseudoUnit | 0 | 0 | 0 | 0 | 0 | 0
FixedInterchange | 0 | 0 | 0 | 0 | 0 | 0
NOx Emissions (MMshortTons): NYISO_J-K
ReportingType | 2015 | 2020 | 2025 | 2030 | 2035 | 2040
BM | 0 | 0 | 0 | 0 | 0 | 0
CC | 0 | 0 | 0 | 0 | 0 | 0
CSP | 0 | 0 | 0 | 0 | 0 | 0
CT | 0 | 0 | 0 | 0 | 0 | 0
Coal | 0 | 0 | 0 | 0 | 0 | 0
Geo | 0 | 0 | 0 | 0 | 0 | 0
H | 0 | 0 | 0 | 0 | 0 | 0
LFG | 0 | 0 | 0 | 0 | 0 | 0
Nuc | 0 | 0 | 0 | 0 | 0 | 0
PS | 0 | 0 | 0 | 0 | 0 | 0
PV | 0 | 0 | 0 | 0 | 0 | 0
PeakG | 0 | 0 | 0 | 0 | 0 | 0
PeakO | 0 | 0 | 0 | 0 | 0 | 0
ST | 0 | 0 | 0 | 0 | 0 | 0
STOG | 0 | 0 | 0 | 0 | 0 | 0
STWD | 0 | 0 | 0 | 0 | 0 | 0
WT | 0 | 0 | 0 | 0 | 0 | 0
IGCC | 0 | 0 | 0 | 0 | 0 | 0
DemandResponse | 0 | 0 | 0 | 0 | 0 | 0
IGCC-CCS | 0 | 0 | 0 | 0 | 0 | 0
WT_off | 0 | 0 | 0 | 0 | 0 | 0
PseudoUnit | 0 | 0 | 0 | 0 | 0 | 0
FixedInterchange | 0 | 0 | 0 | 0 | 0 | 0
NOx Emissions (MMshortTons): PJM_E
ReportingType | 2015 | 2020 | 2025 | 2030 | 2035 | 2040
BM | 0 | 0 | 0 | 0 | 0 | 0
CC | 0 | 0 | 0 | 0 | 0 | 0
CSP | 0 | 0 | 0 | 0 | 0 | 0
CT | 0 | 0 | 0 | 0 | 0 | 0
Coal | 0 | 0 | 0 | 0 | 0 | 0
Geo | 0 | 0 | 0 | 0 | 0 | 0
H | 0 | 0 | 0 | 0 | 0 | 0
LFG | 0 | 0 | 0 | 0 | 0 | 0
Nuc | 0 | 0 | 0 | 0 | 0 | 0
PS | 0 | 0 | 0 | 0 | 0 | 0
PV | 0 | 0 | 0 | 0 | 0 | 0
PeakG | 0 | 0 | 0 | 0 | 0 | 0
PeakO | 0 | 0 | 0 | 0 | 0 | 0
ST | 0 | 0 | 0 | 0 | 0 | 0
STOG | 0 | 0 | 0 | 0 | 0 | 0
STWD | 0 | 0 | 0 | 0 | 0 | 0
WT | 0 | 0 | 0 | 0 | 0 | 0
IGCC | 0 | 0 | 0 | 0 | 0 | 0
DemandResponse | 0 | 0 | 0 | 0 | 0 | 0
IGCC-CCS | 0 | 0 | 0 | 0 | 0 | 0
WT_off | 0 | 0 | 0 | 0 | 0 | 0
PseudoUnit | 0 | 0 | 0 | 0 | 0 | 0
FixedInterchange | 0 | 0 | 0 | 0 | 0 | 0
NOx Emissions (MMshortTons): PJM_ROM
ReportingType | 2015 | 2020 | 2025 | 2030 | 2035 | 2040
BM | 0 | 0 | 0 | 0 | 0 | 0
CC | 0 | 0 | 0 | 0 | 0 | 0
CSP | 0 | 0 | 0 | 0 | 0 | 0
CT | 0 | 0 | 0 | 0 | 0 | 0
Coal | 0.01 | 0 | 0 | 0 | 0 | 0
Geo | 0 | 0 | 0 | 0 | 0 | 0
H | 0 | 0 | 0 | 0 | 0 | 0
LFG | 0 | 0 | 0 | 0 | 0 | 0
Nuc | 0 | 0 | 0 | 0 | 0 | 0
PS | 0 | 0 | 0 | 0 | 0 | 0
PV | 0 | 0 | 0 | 0 | 0 | 0
PeakG | 0 | 0 | 0 | 0 | 0 | 0
PeakO | 0 | 0 | 0 | 0 | 0 | 0
ST | 0 | 0 | 0 | 0 | 0 | 0
STOG | 0 | 0 | 0 | 0 | 0 | 0
STWD | 0 | 0 | 0 | 0 | 0 | 0
WT | 0 | 0 | 0 | 0 | 0 | 0
IGCC | 0 | 0 | 0 | 0 | 0 | 0
DemandResponse | 0 | 0 | 0 | 0 | 0 | 0
IGCC-CCS | 0 | 0 | 0 | 0 | 0 | 0
WT_off | 0 | 0 | 0 | 0 | 0 | 0
PseudoUnit | 0 | 0 | 0 | 0 | 0 | 0
FixedInterchange | 0 | 0 | 0 | 0 | 0 | 0
NOx Emissions (MMshortTons): PJM_ROR
ReportingType | 2015 | 2020 | 2025 | 2030 | 2035 | 2040
BM | 0 | 0 | 0 | 0 | 0 | 0
CC | 0.01 | 0.01 | 0.01 | 0.01 | 0.01 | 0
CSP | 0 | 0 | 0 | 0 | 0 | 0
CT | 0 | 0 | 0 | 0 | 0 | 0
Coal | 0.14 | 0.04 | 0 | 0 | 0 | 0
Geo | 0 | 0 | 0 | 0 | 0 | 0
H | 0 | 0 | 0 | 0 | 0 | 0
LFG | 0 | 0 | 0 | 0 | 0 | 0
Nuc | 0 | 0 | 0 | 0 | 0 | 0
PS | 0 | 0 | 0 | 0 | 0 | 0
PV | 0 | 0 | 0 | 0 | 0 | 0
PeakG | 0 | 0 | 0 | 0 | 0 | 0
PeakO | 0 | 0 | 0 | 0 | 0 | 0
ST | 0 | 0 | 0 | 0 | 0 | 0
STOG | 0 | 0 | 0 | 0 | 0 | 0
STWD | 0 | 0 | 0 | 0 | 0 | 0
WT | 0 | 0 | 0 | 0 | 0 | 0
IGCC | 0 | 0 | 0 | 0 | 0 | 0
DemandResponse | 0 | 0 | 0 | 0 | 0 | 0
IGCC-CCS | 0 | 0 | 0 | 0 | 0 | 0
WT_off | 0 | 0 | 0 | 0 | 0 | 0
PseudoUnit | 0 | 0 | 0 | 0 | 0 | 0
FixedInterchange | 0 | 0 | 0 | 0 | 0 | 0
NOx Emissions (MMshortTons): SOCO
ReportingType | 2015 | 2020 | 2025 | 2030 | 2035 | 2040
BM | 0 | 0 | 0 | 0 | 0 | 0
CC | 0.01 | 0.01 | 0.01 | 0.01 | 0 | 0
CSP | 0 | 0 | 0 | 0 | 0 | 0
CT | 0 | 0 | 0 | 0 | 0 | 0
Coal | 0.03 | 0 | 0 | 0 | 0 | 0
Geo | 0 | 0 | 0 | 0 | 0 | 0
H | 0 | 0 | 0 | 0 | 0 | 0
LFG | 0 | 0 | 0 | 0 | 0 | 0
Nuc | 0 | 0 | 0 | 0 | 0 | 0
PS | 0 | 0 | 0 | 0 | 0 | 0
PV | 0 | 0 | 0 | 0 | 0 | 0
PeakG | 0 | 0 | 0 | 0 | 0 | 0
PeakO | 0 | 0 | 0 | 0 | 0 | 0
ST | 0 | 0 | 0 | 0 | 0 | 0
STOG | 0 | 0 | 0 | 0 | 0 | 0
STWD | 0 | 0 | 0 | 0 | 0 | 0
WT | 0 | 0 | 0 | 0 | 0 | 0
IGCC | 0 | 0 | 0 | 0 | 0 | 0
DemandResponse | 0 | 0 | 0 | 0 | 0 | 0
IGCC-CCS | 0 | 0 | 0 | 0 | 0 | 0
WT_off | 0 | 0 | 0 | 0 | 0 | 0
PseudoUnit | 0 | 0 | 0 | 0 | 0 | 0
FixedInterchange | 0 | 0 | 0 | 0 | 0 | 0
NOx Emissions (MMshortTons): SPP_N
ReportingType | 2015 | 2020 | 2025 | 2030 | 2035 | 2040
BM | 0 | 0 | 0 | 0 | 0 | 0
CC | 0 | 0 | 0 | 0 | 0 | 0
CSP | 0 | 0 | 0 | 0 | 0 | 0
CT | 0 | 0 | 0 | 0 | 0 | 0
Coal | 0.06 | 0.01 | 0 | 0 | 0 | 0
Geo | 0 | 0 | 0 | 0 | 0 | 0
H | 0 | 0 | 0 | 0 | 0 | 0
LFG | 0 | 0 | 0 | 0 | 0 | 0
Nuc | 0 | 0 | 0 | 0 | 0 | 0
PS | 0 | 0 | 0 | 0 | 0 | 0
PV | 0 | 0 | 0 | 0 | 0 | 0
PeakG | 0 | 0 | 0 | 0 | 0 | 0
PeakO | 0 | 0 | 0 | 0 | 0 | 0
ST | 0 | 0 | 0 | 0 | 0 | 0
STOG | 0 | 0 | 0 | 0 | 0 | 0
STWD | 0 | 0 | 0 | 0 | 0 | 0
WT | 0 | 0 | 0 | 0 | 0 | 0
IGCC | 0 | 0 | 0 | 0 | 0 | 0
DemandResponse | 0 | 0 | 0 | 0 | 0 | 0
IGCC-CCS | 0 | 0 | 0 | 0 | 0 | 0
WT_off | 0 | 0 | 0 | 0 | 0 | 0
PseudoUnit | 0 | 0 | 0 | 0 | 0 | 0
FixedInterchange | 0 | 0 | 0 | 0 | 0 | 0
NOx Emissions (MMshortTons): SPP_S
ReportingType | 2015 | 2020 | 2025 | 2030 | 2035 | 2040
BM | 0 | 0 | 0 | 0 | 0 | 0
CC | 0 | 0 | 0 | 0 | 0 | 0
CSP | 0 | 0 | 0 | 0 | 0 | 0
CT | 0 | 0 | 0 | 0 | 0 | 0
Coal | 0.1 | 0.01 | 0 | 0 | 0 | 0
Geo | 0 | 0 | 0 | 0 | 0 | 0
H | 0 | 0 | 0 | 0 | 0 | 0
LFG | 0 | 0 | 0 | 0 | 0 | 0
Nuc | 0 | 0 | 0 | 0 | 0 | 0
PS | 0 | 0 | 0 | 0 | 0 | 0
PV | 0 | 0 | 0 | 0 | 0 | 0
PeakG | 0 | 0 | 0 | 0 | 0 | 0
PeakO | 0 | 0 | 0 | 0 | 0 | 0
ST | 0 | 0 | 0 | 0 | 0 | 0
STOG | 0 | 0 | 0 | 0 | 0 | 0
STWD | 0 | 0 | 0 | 0 | 0 | 0
WT | 0 | 0 | 0 | 0 | 0 | 0
IGCC | 0 | 0 | 0 | 0 | 0 | 0
DemandResponse | 0 | 0 | 0 | 0 | 0 | 0
IGCC-CCS | 0 | 0 | 0 | 0 | 0 | 0
WT_off | 0 | 0 | 0 | 0 | 0 | 0
PseudoUnit | 0 | 0 | 0 | 0 | 0 | 0
FixedInterchange | 0 | 0 | 0 | 0 | 0 | 0
NOx Emissions (MMshortTons): TVA
ReportingType | 2015 | 2020 | 2025 | 2030 | 2035 | 2040
BM | 0 | 0 | 0 | 0 | 0 | 0
CC | 0 | 0 | 0 | 0 | 0 | 0
CSP | 0 | 0 | 0 | 0 | 0 | 0
CT | 0 | 0 | 0 | 0 | 0 | 0
Coal | 0.02 | 0.01 | 0 | 0 | 0 | 0
Geo | 0 | 0 | 0 | 0 | 0 | 0
H | 0 | 0 | 0 | 0 | 0 | 0
LFG | 0 | 0 | 0 | 0 | 0 | 0
Nuc | 0 | 0 | 0 | 0 | 0 | 0
PS | 0 | 0 | 0 | 0 | 0 | 0
PV | 0 | 0 | 0 | 0 | 0 | 0
PeakG | 0 | 0 | 0 | 0 | 0 | 0
PeakO | 0 | 0 | 0 | 0 | 0 | 0
ST | 0 | 0 | 0 | 0 | 0 | 0
STOG | 0 | 0 | 0 | 0 | 0 | 0
STWD | 0 | 0 | 0 | 0 | 0 | 0
WT | 0 | 0 | 0 | 0 | 0 | 0
IGCC | 0 | 0 | 0 | 0 | 0 | 0
DemandResponse | 0 | 0 | 0 | 0 | 0 | 0
IGCC-CCS | 0 | 0 | 0 | 0 | 0 | 0
WT_off | 0 | 0 | 0 | 0 | 0 | 0
PseudoUnit | 0 | 0 | 0 | 0 | 0 | 0
FixedInterchange | 0 | 0 | 0 | 0 | 0 | 0
NOx Emissions (MMshortTons): TVA_Transmission
ReportingType | 2015 | 2020 | 2025 | 2030 | 2035 | 2040
BM | 0 | 0 | 0 | 0 | 0 | 0
CC | 0 | 0 | 0 | 0 | 0 | 0
CSP | 0 | 0 | 0 | 0 | 0 | 0
CT | 0 | 0 | 0 | 0 | 0 | 0
Coal | 0 | 0 | 0 | 0 | 0 | 0
Geo | 0 | 0 | 0 | 0 | 0 | 0
H | 0 | 0 | 0 | 0 | 0 | 0
LFG | 0 | 0 | 0 | 0 | 0 | 0
Nuc | 0 | 0 | 0 | 0 | 0 | 0
PS | 0 | 0 | 0 | 0 | 0 | 0
PV | 0 | 0 | 0 | 0 | 0 | 0
PeakG | 0 | 0 | 0 | 0 | 0 | 0
PeakO | 0 | 0 | 0 | 0 | 0 | 0
ST | 0 | 0 | 0 | 0 | 0 | 0
STOG | 0 | 0 | 0 | 0 | 0 | 0
STWD | 0 | 0 | 0 | 0 | 0 | 0
WT | 0 | 0 | 0 | 0 | 0 | 0
IGCC | 0 | 0 | 0 | 0 | 0 | 0
DemandResponse | 0 | 0 | 0 | 0 | 0 | 0
IGCC-CCS | 0 | 0 | 0 | 0 | 0 | 0
WT_off | 0 | 0 | 0 | 0 | 0 | 0
PseudoUnit | 0 | 0 | 0 | 0 | 0 | 0
FixedInterchange | 0 | 0 | 0 | 0 | 0 | 0
NOx Emissions (MMshortTons): VACAR
ReportingType | 2015 | 2020 | 2025 | 2030 | 2035 | 2040
BM | 0 | 0 | 0 | 0 | 0 | 0
CC | 0.01 | 0.01 | 0.01 | 0.01 | 0 | 0
CSP | 0 | 0 | 0 | 0 | 0 | 0
CT | 0 | 0 | 0 | 0 | 0 | 0
Coal | 0.01 | 0 | 0 | 0 | 0 | 0
Geo | 0 | 0 | 0 | 0 | 0 | 0
H | 0 | 0 | 0 | 0 | 0 | 0
LFG | 0 | 0 | 0 | 0 | 0 | 0
Nuc | 0 | 0 | 0 | 0 | 0 | 0
PS | 0 | 0 | 0 | 0 | 0 | 0
PV | 0 | 0 | 0 | 0 | 0 | 0
PeakG | 0 | 0 | 0 | 0 | 0 | 0
PeakO | 0 | 0 | 0 | 0 | 0 | 0
ST | 0 | 0 | 0 | 0 | 0 | 0
STOG | 0 | 0 | 0 | 0 | 0 | 0
STWD | 0 | 0 | 0 | 0 | 0 | 0
WT | 0 | 0 | 0 | 0 | 0 | 0
IGCC | 0 | 0 | 0 | 0 | 0 | 0
DemandResponse | 0 | 0 | 0 | 0 | 0 | 0
IGCC-CCS | 0 | 0 | 0 | 0 | 0 | 0
WT_off | 0 | 0 | 0 | 0 | 0 | 0
PseudoUnit | 0 | 0 | 0 | 0 | 0 | 0
FixedInterchange | 0 | 0 | 0 | 0 | 0 | 0
NOx Emissions (MMshortTons): IESO
ReportingType | 2015 | 2020 | 2025 | 2030 | 2035 | 2040
BM | 0 | 0 | 0 | 0 | 0 | 0
CC | 0 | 0 | 0 | 0 | 0 | 0
CSP | 0 | 0 | 0 | 0 | 0 | 0
CT | 0 | 0 | 0 | 0 | 0 | 0
Coal | 0 | 0 | 0 | 0 | 0 | 0
Geo | 0 | 0 | 0 | 0 | 0 | 0
H | 0 | 0 | 0 | 0 | 0 | 0
LFG | 0 | 0 | 0 | 0 | 0 | 0
Nuc | 0 | 0 | 0 | 0 | 0 | 0
PS | 0 | 0 | 0 | 0 | 0 | 0
PV | 0 | 0 | 0 | 0 | 0 | 0
PeakG | 0 | 0 | 0 | 0 | 0 | 0
PeakO | 0 | 0 | 0 | 0 | 0 | 0
ST | 0 | 0 | 0 | 0 | 0 | 0
STOG | 0 | 0 | 0 | 0 | 0 | 0
STWD | 0 | 0 | 0 | 0 | 0 | 0
WT | 0 | 0 | 0 | 0 | 0 | 0
IGCC | 0 | 0 | 0 | 0 | 0 | 0
DemandResponse | 0 | 0 | 0 | 0 | 0 | 0
IGCC-CCS | 0 | 0 | 0 | 0 | 0 | 0
WT_off | 0 | 0 | 0 | 0 | 0 | 0
PseudoUnit | 0 | 0 | 0 | 0 | 0 | 0
FixedInterchange | 0 | 0 | 0 | 0 | 0 | 0
NOx Emissions (MMshortTons): MAPP_CA
ReportingType | 2015 | 2020 | 2025 | 2030 | 2035 | 2040
BM | 0 | 0 | 0 | 0 | 0 | 0
CC | 0 | 0 | 0 | 0 | 0 | 0
CSP | 0 | 0 | 0 | 0 | 0 | 0
CT | 0 | 0 | 0 | 0 | 0 | 0
Coal | 0 | 0 | 0 | 0 | 0 | 0
Geo | 0 | 0 | 0 | 0 | 0 | 0
H | 0 | 0 | 0 | 0 | 0 | 0
LFG | 0 | 0 | 0 | 0 | 0 | 0
Nuc | 0 | 0 | 0 | 0 | 0 | 0
PS | 0 | 0 | 0 | 0 | 0 | 0
PV | 0 | 0 | 0 | 0 | 0 | 0
PeakG | 0 | 0 | 0 | 0 | 0 | 0
PeakO | 0 | 0 | 0 | 0 | 0 | 0
ST | 0 | 0 | 0 | 0 | 0 | 0
STOG | 0 | 0 | 0 | 0 | 0 | 0
STWD | 0 | 0 | 0 | 0 | 0 | 0
WT | 0 | 0 | 0 | 0 | 0 | 0
IGCC | 0 | 0 | 0 | 0 | 0 | 0
DemandResponse | 0 | 0 | 0 | 0 | 0 | 0
IGCC-CCS | 0 | 0 | 0 | 0 | 0 | 0
WT_off | 0 | 0 | 0 | 0 | 0 | 0
PseudoUnit | 0 | 0 | 0 | 0 | 0 | 0
FixedInterchange | 0 | 0 | 0 | 0 | 0 | 0
NOx Emissions (MMshortTons): AZ_NM_SNV_Coal
ReportingType | 2015 | 2020 | 2025 | 2030 | 2035 | 2040
BM | 0 | 0 | 0 | 0 | 0 | 0
CC | 0 | 0 | 0 | 0 | 0 | 0
CSP | 0 | 0 | 0 | 0 | 0 | 0
CT | 0 | 0 | 0 | 0 | 0 | 0
Coal | 0.08 | 0.08 | 0.01 | 0 | 0 | 0
Geo | 0 | 0 | 0 | 0 | 0 | 0
H | 0 | 0 | 0 | 0 | 0 | 0
LFG | 0 | 0 | 0 | 0 | 0 | 0
Nuc | 0 | 0 | 0 | 0 | 0 | 0
PS | 0 | 0 | 0 | 0 | 0 | 0
PV | 0 | 0 | 0 | 0 | 0 | 0
PeakG | 0 | 0 | 0 | 0 | 0 | 0
PeakO | 0 | 0 | 0 | 0 | 0 | 0
ST | 0 | 0 | 0 | 0 | 0 | 0
STOG | 0 | 0 | 0 | 0 | 0 | 0
STWD | 0 | 0 | 0 | 0 | 0 | 0
WT | 0 | 0 | 0 | 0 | 0 | 0
IGCC | 0 | 0 | 0 | 0 | 0 | 0
DemandResponse | 0 | 0 | 0 | 0 | 0 | 0
IGCC-CCS | 0 | 0 | 0 | 0 | 0 | 0
WT_off | 0 | 0 | 0 | 0 | 0 | 0
PseudoUnit | 0 | 0 | 0 | 0 | 0 | 0
FixedInterchange | 0 | 0 | 0 | 0 | 0 | 0
NOx Emissions (MMshortTons): AZ_NM_SNV_Gas
ReportingType | 2015 | 2020 | 2025 | 2030 | 2035 | 2040
BM | 0 | 0 | 0 | 0 | 0 | 0
CC | 0 | 0 | 0 | 0 | 0 | 0
CSP | 0 | 0 | 0 | 0 | 0 | 0
CT | 0 | 0 | 0 | 0 | 0 | 0
Coal | 0 | 0 | 0 | 0 | 0 | 0
Geo | 0 | 0 | 0 | 0 | 0 | 0
H | 0 | 0 | 0 | 0 | 0 | 0
LFG | 0 | 0 | 0 | 0 | 0 | 0
Nuc | 0 | 0 | 0 | 0 | 0 | 0
PS | 0 | 0 | 0 | 0 | 0 | 0
PV | 0 | 0 | 0 | 0 | 0 | 0
PeakG | 0 | 0 | 0 | 0 | 0 | 0
PeakO | 0 | 0 | 0 | 0 | 0 | 0
ST | 0 | 0 | 0 | 0 | 0 | 0
STOG | 0 | 0 | 0 | 0 | 0 | 0
STWD | 0 | 0 | 0 | 0 | 0 | 0
WT | 0 | 0 | 0 | 0 | 0 | 0
IGCC | 0 | 0 | 0 | 0 | 0 | 0
DemandResponse | 0 | 0 | 0 | 0 | 0 | 0
IGCC-CCS | 0 | 0 | 0 | 0 | 0 | 0
WT_off | 0 | 0 | 0 | 0 | 0 | 0
PseudoUnit | 0 | 0 | 0 | 0 | 0 | 0
FixedInterchange | 0 | 0 | 0 | 0 | 0 | 0
NOx Emissions (MMshortTons): AZ_NM_SNV_NucRenew
ReportingType | 2015 | 2020 | 2025 | 2030 | 2035 | 2040
BM | 0 | 0 | 0 | 0 | 0 | 0
CC | 0 | 0 | 0 | 0 | 0 | 0
CSP | 0 | 0 | 0 | 0 | 0 | 0
CT | 0 | 0 | 0 | 0 | 0 | 0
Coal | 0 | 0 | 0 | 0 | 0 | 0
Geo | 0 | 0 | 0 | 0 | 0 | 0
H | 0 | 0 | 0 | 0 | 0 | 0
LFG | 0 | 0 | 0 | 0 | 0 | 0
Nuc | 0 | 0 | 0 | 0 | 0 | 0
PS | 0 | 0 | 0 | 0 | 0 | 0
PV | 0 | 0 | 0 | 0 | 0 | 0
PeakG | 0 | 0 | 0 | 0 | 0 | 0
PeakO | 0 | 0 | 0 | 0 | 0 | 0
ST | 0 | 0 | 0 | 0 | 0 | 0
STOG | 0 | 0 | 0 | 0 | 0 | 0
STWD | 0 | 0 | 0 | 0 | 0 | 0
WT | 0 | 0 | 0 | 0 | 0 | 0
IGCC | 0 | 0 | 0 | 0 | 0 | 0
DemandResponse | 0 | 0 | 0 | 0 | 0 | 0
IGCC-CCS | 0 | 0 | 0 | 0 | 0 | 0
WT_off | 0 | 0 | 0 | 0 | 0 | 0
PseudoUnit | 0 | 0 | 0 | 0 | 0 | 0
FixedInterchange | 0 | 0 | 0 | 0 | 0 | 0
NOx Emissions (MMshortTons): ERCOT
ReportingType | 2015 | 2020 | 2025 | 2030 | 2035 | 2040
BM | 0 | 0 | 0 | 0 | 0 | 0
CC | 0.01 | 0.02 | 0.01 | 0.01 | 0 | 0
CSP | 0 | 0 | 0 | 0 | 0 | 0
CT | 0 | 0 | 0 | 0 | 0 | 0
Coal | 0.02 | 0.01 | 0 | 0 | 0 | 0
Geo | 0 | 0 | 0 | 0 | 0 | 0
H | 0 | 0 | 0 | 0 | 0 | 0
LFG | 0 | 0 | 0 | 0 | 0 | 0
Nuc | 0 | 0 | 0 | 0 | 0 | 0
PS | 0 | 0 | 0 | 0 | 0 | 0
PV | 0 | 0 | 0 | 0 | 0 | 0
PeakG | 0 | 0 | 0 | 0 | 0 | 0
PeakO | 0 | 0 | 0 | 0 | 0 | 0
ST | 0 | 0 | 0 | 0 | 0 | 0
STOG | 0 | 0 | 0 | 0 | 0 | 0
STWD | 0 | 0 | 0 | 0 | 0 | 0
WT | 0 | 0 | 0 | 0 | 0 | 0
IGCC | 0 | 0 | 0 | 0 | 0 | 0
DemandResponse | 0 | 0 | 0 | 0 | 0 | 0
IGCC-CCS | 0 | 0 | 0 | 0 | 0 | 0
WT_off | 0 | 0 | 0 | 0 | 0 | 0
PseudoUnit | 0 | 0 | 0 | 0 | 0 | 0
FixedInterchange | 0 | 0 | 0 | 0 | 0 | 0
NOx Emissions (MMshortTons): NP15
ReportingType | 2015 | 2020 | 2025 | 2030 | 2035 | 2040
BM | 0 | 0 | 0 | 0 | 0 | 0
CC | 0 | 0 | 0 | 0 | 0 | 0
CSP | 0 | 0 | 0 | 0 | 0 | 0
CT | 0 | 0 | 0 | 0 | 0 | 0
Coal | 0 | 0 | 0 | 0 | 0 | 0
Geo | 0 | 0 | 0 | 0 | 0 | 0
H | 0 | 0 | 0 | 0 | 0 | 0
LFG | 0 | 0 | 0 | 0 | 0 | 0
Nuc | 0 | 0 | 0 | 0 | 0 | 0
PS | 0 | 0 | 0 | 0 | 0 | 0
PV | 0 | 0 | 0 | 0 | 0 | 0
PeakG | 0 | 0 | 0 | 0 | 0 | 0
PeakO | 0 | 0 | 0 | 0 | 0 | 0
ST | 0 | 0 | 0 | 0 | 0 | 0
STOG | 0 | 0 | 0 | 0 | 0 | 0
STWD | 0 | 0 | 0 | 0 | 0 | 0
WT | 0 | 0 | 0 | 0 | 0 | 0
IGCC | 0 | 0 | 0 | 0 | 0 | 0
DemandResponse | 0 | 0 | 0 | 0 | 0 | 0
IGCC-CCS | 0 | 0 | 0 | 0 | 0 | 0
WT_off | 0 | 0 | 0 | 0 | 0 | 0
PseudoUnit | 0 | 0 | 0 | 0 | 0 | 0
FixedInterchange | 0 | 0 | 0 | 0 | 0 | 0
NOx Emissions (MMshortTons): NWPP_Coal
ReportingType | 2015 | 2020 | 2025 | 2030 | 2035 | 2040
BM | 0 | 0 | 0 | 0 | 0 | 0
CC | 0 | 0 | 0 | 0 | 0 | 0
CSP | 0 | 0 | 0 | 0 | 0 | 0
CT | 0 | 0 | 0 | 0 | 0 | 0
Coal | 0.08 | 0.06 | 0 | 0 | 0 | 0
Geo | 0 | 0 | 0 | 0 | 0 | 0
H | 0 | 0 | 0 | 0 | 0 | 0
LFG | 0 | 0 | 0 | 0 | 0 | 0
Nuc | 0 | 0 | 0 | 0 | 0 | 0
PS | 0 | 0 | 0 | 0 | 0 | 0
PV | 0 | 0 | 0 | 0 | 0 | 0
PeakG | 0 | 0 | 0 | 0 | 0 | 0
PeakO | 0 | 0 | 0 | 0 | 0 | 0
ST | 0 | 0 | 0 | 0 | 0 | 0
STOG | 0 | 0 | 0 | 0 | 0 | 0
STWD | 0 | 0 | 0 | 0 | 0 | 0
WT | 0 | 0 | 0 | 0 | 0 | 0
IGCC | 0 | 0 | 0 | 0 | 0 | 0
DemandResponse | 0 | 0 | 0 | 0 | 0 | 0
IGCC-CCS | 0 | 0 | 0 | 0 | 0 | 0
WT_off | 0 | 0 | 0 | 0 | 0 | 0
PseudoUnit | 0 | 0 | 0 | 0 | 0 | 0
FixedInterchange | 0 | 0 | 0 | 0 | 0 | 0
NOx Emissions (MMshortTons): NWPP_Gas
ReportingType | 2015 | 2020 | 2025 | 2030 | 2035 | 2040
BM | 0 | 0 | 0 | 0 | 0 | 0
CC | 0 | 0 | 0 | 0 | 0 | 0
CSP | 0 | 0 | 0 | 0 | 0 | 0
CT | 0 | 0 | 0 | 0 | 0 | 0
Coal | 0 | 0 | 0 | 0 | 0 | 0
Geo | 0 | 0 | 0 | 0 | 0 | 0
H | 0 | 0 | 0 | 0 | 0 | 0
LFG | 0 | 0 | 0 | 0 | 0 | 0
Nuc | 0 | 0 | 0 | 0 | 0 | 0
PS | 0 | 0 | 0 | 0 | 0 | 0
PV | 0 | 0 | 0 | 0 | 0 | 0
PeakG | 0 | 0 | 0 | 0 | 0 | 0
PeakO | 0 | 0 | 0 | 0 | 0 | 0
ST | 0 | 0 | 0 | 0 | 0 | 0
STOG | 0 | 0 | 0 | 0 | 0 | 0
STWD | 0 | 0 | 0 | 0 | 0 | 0
WT | 0 | 0 | 0 | 0 | 0 | 0
IGCC | 0 | 0 | 0 | 0 | 0 | 0
DemandResponse | 0 | 0 | 0 | 0 | 0 | 0
IGCC-CCS | 0 | 0 | 0 | 0 | 0 | 0
WT_off | 0 | 0 | 0 | 0 | 0 | 0
PseudoUnit | 0 | 0 | 0 | 0 | 0 | 0
FixedInterchange | 0 | 0 | 0 | 0 | 0 | 0
NOx Emissions (MMshortTons): NWPP_NucRenew
ReportingType | 2015 | 2020 | 2025 | 2030 | 2035 | 2040
BM | 0 | 0 | 0 | 0 | 0 | 0
CC | 0 | 0 | 0 | 0 | 0 | 0
CSP | 0 | 0 | 0 | 0 | 0 | 0
CT | 0 | 0 | 0 | 0 | 0 | 0
Coal | 0 | 0 | 0 | 0 | 0 | 0
Geo | 0 | 0 | 0 | 0 | 0 | 0
H | 0 | 0 | 0 | 0 | 0 | 0
LFG | 0 | 0 | 0 | 0 | 0 | 0
Nuc | 0 | 0 | 0 | 0 | 0 | 0
PS | 0 | 0 | 0 | 0 | 0 | 0
PV | 0 | 0 | 0 | 0 | 0 | 0
PeakG | 0 | 0 | 0 | 0 | 0 | 0
PeakO | 0 | 0 | 0 | 0 | 0 | 0
ST | 0 | 0 | 0 | 0 | 0 | 0
STOG | 0 | 0 | 0 | 0 | 0 | 0
STWD | 0 | 0 | 0 | 0 | 0 | 0
WT | 0 | 0 | 0 | 0 | 0 | 0
IGCC | 0 | 0 | 0 | 0 | 0 | 0
DemandResponse | 0 | 0 | 0 | 0 | 0 | 0
IGCC-CCS | 0 | 0 | 0 | 0 | 0 | 0
WT_off | 0 | 0 | 0 | 0 | 0 | 0
PseudoUnit | 0 | 0 | 0 | 0 | 0 | 0
FixedInterchange | 0 | 0 | 0 | 0 | 0 | 0
NOx Emissions (MMshortTons): RMPA
ReportingType | 2015 | 2020 | 2025 | 2030 | 2035 | 2040
BM | 0 | 0 | 0 | 0 | 0 | 0
CC | 0 | 0 | 0 | 0 | 0 | 0
CSP | 0 | 0 | 0 | 0 | 0 | 0
CT | 0 | 0 | 0 | 0 | 0 | 0
Coal | 0.05 | 0.04 | 0 | 0 | 0 | 0
Geo | 0 | 0 | 0 | 0 | 0 | 0
H | 0 | 0 | 0 | 0 | 0 | 0
LFG | 0 | 0 | 0 | 0 | 0 | 0
Nuc | 0 | 0 | 0 | 0 | 0 | 0
PS | 0 | 0 | 0 | 0 | 0 | 0
PV | 0 | 0 | 0 | 0 | 0 | 0
PeakG | 0 | 0 | 0 | 0 | 0 | 0
PeakO | 0 | 0 | 0 | 0 | 0 | 0
ST | 0 | 0 | 0 | 0 | 0 | 0
STOG | 0 | 0 | 0 | 0 | 0 | 0
STWD | 0 | 0 | 0 | 0 | 0 | 0
WT | 0 | 0 | 0 | 0 | 0 | 0
IGCC | 0 | 0 | 0 | 0 | 0 | 0
DemandResponse | 0 | 0 | 0 | 0 | 0 | 0
IGCC-CCS | 0 | 0 | 0 | 0 | 0 | 0
WT_off | 0 | 0 | 0 | 0 | 0 | 0
PseudoUnit | 0 | 0 | 0 | 0 | 0 | 0
FixedInterchange | 0 | 0 | 0 | 0 | 0 | 0
NOx Emissions (MMshortTons): SP15
ReportingType | 2015 | 2020 | 2025 | 2030 | 2035 | 2040
BM | 0 | 0 | 0 | 0 | 0 | 0
CC | 0.01 | 0.01 | 0 | 0 | 0 | 0
CSP | 0 | 0 | 0 | 0 | 0 | 0
CT | 0 | 0 | 0 | 0 | 0 | 0
Coal | 0 | 0 | 0 | 0 | 0 | 0
Geo | 0 | 0 | 0 | 0 | 0 | 0
H | 0 | 0 | 0 | 0 | 0 | 0
LFG | 0 | 0 | 0 | 0 | 0 | 0
Nuc | 0 | 0 | 0 | 0 | 0 | 0
PS | 0 | 0 | 0 | 0 | 0 | 0
PV | 0 | 0 | 0 | 0 | 0 | 0
PeakG | 0 | 0 | 0 | 0 | 0 | 0
PeakO | 0 | 0 | 0 | 0 | 0 | 0
ST | 0 | 0 | 0 | 0 | 0 | 0
STOG | 0 | 0 | 0 | 0 | 0 | 0
STWD | 0 | 0 | 0 | 0 | 0 | 0
WT | 0 | 0 | 0 | 0 | 0 | 0
IGCC | 0 | 0 | 0 | 0 | 0 | 0
DemandResponse | 0 | 0 | 0 | 0 | 0 | 0
IGCC-CCS | 0 | 0 | 0 | 0 | 0 | 0
WT_off | 0 | 0 | 0 | 0 | 0 | 0
PseudoUnit | 0 | 0 | 0 | 0 | 0 | 0
FixedInterchange | 0 | 0 | 0 | 0 | 0 | 0
NOx Emissions (MMshortTons): ALB
ReportingType | 2015 | 2020 | 2025 | 2030 | 2035 | 2040
BM | 0 | 0 | 0 | 0 | 0 | 0
CC | 0 | 0 | 0 | 0 | 0 | 0
CSP | 0 | 0 | 0 | 0 | 0 | 0
CT | 0 | 0 | 0 | 0 | 0 | 0
Coal | 0.01 | 0.01 | 0.01 | 0 | 0 | 0
Geo | 0 | 0 | 0 | 0 | 0 | 0
H | 0 | 0 | 0 | 0 | 0 | 0
LFG | 0 | 0 | 0 | 0 | 0 | 0
Nuc | 0 | 0 | 0 | 0 | 0 | 0
PS | 0 | 0 | 0 | 0 | 0 | 0
PV | 0 | 0 | 0 | 0 | 0 | 0
PeakG | 0 | 0 | 0 | 0 | 0 | 0
PeakO | 0 | 0 | 0 | 0 | 0 | 0
ST | 0 | 0 | 0 | 0 | 0 | 0
STOG | 0 | 0 | 0 | 0 | 0 | 0
STWD | 0 | 0 | 0 | 0 | 0 | 0
WT | 0 | 0 | 0 | 0 | 0 | 0
IGCC | 0 | 0 | 0 | 0 | 0 | 0
DemandResponse | 0 | 0 | 0 | 0 | 0 | 0
IGCC-CCS | 0 | 0 | 0 | 0 | 0 | 0
WT_off | 0 | 0 | 0 | 0 | 0 | 0
PseudoUnit | 0 | 0 | 0 | 0 | 0 | 0
FixedInterchange | 0 | 0 | 0 | 0 | 0 | 0
NOx Emissions (MMshortTons): BC
ReportingType | 2015 | 2020 | 2025 | 2030 | 2035 | 2040
BM | 0 | 0 | 0 | 0 | 0 | 0
CC | 0 | 0 | 0 | 0 | 0 | 0
CSP | 0 | 0 | 0 | 0 | 0 | 0
CT | 0 | 0 | 0 | 0 | 0 | 0
Coal | 0 | 0 | 0 | 0 | 0 | 0
Geo | 0 | 0 | 0 | 0 | 0 | 0
H | 0 | 0 | 0 | 0 | 0 | 0
LFG | 0 | 0 | 0 | 0 | 0 | 0
Nuc | 0 | 0 | 0 | 0 | 0 | 0
PS | 0 | 0 | 0 | 0 | 0 | 0
PV | 0 | 0 | 0 | 0 | 0 | 0
PeakG | 0 | 0 | 0 | 0 | 0 | 0
PeakO | 0 | 0 | 0 | 0 | 0 | 0
ST | 0 | 0 | 0 | 0 | 0 | 0
STOG | 0 | 0 | 0 | 0 | 0 | 0
STWD | 0 | 0 | 0 | 0 | 0 | 0
WT | 0 | 0 | 0 | 0 | 0 | 0
IGCC | 0 | 0 | 0 | 0 | 0 | 0
DemandResponse | 0 | 0 | 0 | 0 | 0 | 0
IGCC-CCS | 0 | 0 | 0 | 0 | 0 | 0
WT_off | 0 | 0 | 0 | 0 | 0 | 0
PseudoUnit | 0 | 0 | 0 | 0 | 0 | 0
FixedInterchange | 0 | 0 | 0 | 0 | 0 | 0
NOx Emissions (MMshortTons): HQ_IESO
ReportingType | 2015 | 2020 | 2025 | 2030 | 2035 | 2040
BM | 0 | 0 | 0 | 0 | 0 | 0
CC | 0 | 0 | 0 | 0 | 0 | 0
CSP | 0 | 0 | 0 | 0 | 0 | 0
CT | 0 | 0 | 0 | 0 | 0 | 0
Coal | 0 | 0 | 0 | 0 | 0 | 0
Geo | 0 | 0 | 0 | 0 | 0 | 0
H | 0 | 0 | 0 | 0 | 0 | 0
LFG | 0 | 0 | 0 | 0 | 0 | 0
Nuc | 0 | 0 | 0 | 0 | 0 | 0
PS | 0 | 0 | 0 | 0 | 0 | 0
PV | 0 | 0 | 0 | 0 | 0 | 0
PeakG | 0 | 0 | 0 | 0 | 0 | 0
PeakO | 0 | 0 | 0 | 0 | 0 | 0
ST | 0 | 0 | 0 | 0 | 0 | 0
STOG | 0 | 0 | 0 | 0 | 0 | 0
STWD | 0 | 0 | 0 | 0 | 0 | 0
WT | 0 | 0 | 0 | 0 | 0 | 0
IGCC | 0 | 0 | 0 | 0 | 0 | 0
DemandResponse | 0 | 0 | 0 | 0 | 0 | 0
IGCC-CCS | 0 | 0 | 0 | 0 | 0 | 0
WT_off | 0 | 0 | 0 | 0 | 0 | 0
PseudoUnit | 0 | 0 | 0 | 0 | 0 | 0
FixedInterchange | 0 | 0 | 0 | 0 | 0 | 0
NOx Emissions (MMshortTons): HQ_NEISO
ReportingType | 2015 | 2020 | 2025 | 2030 | 2035 | 2040
BM | 0 | 0 | 0 | 0 | 0 | 0
CC | 0 | 0 | 0 | 0 | 0 | 0
CSP | 0 | 0 | 0 | 0 | 0 | 0
CT | 0 | 0 | 0 | 0 | 0 | 0
Coal | 0 | 0 | 0 | 0 | 0 | 0
Geo | 0 | 0 | 0 | 0 | 0 | 0
H | 0 | 0 | 0 | 0 | 0 | 0
LFG | 0 | 0 | 0 | 0 | 0 | 0
Nuc | 0 | 0 | 0 | 0 | 0 | 0
PS | 0 | 0 | 0 | 0 | 0 | 0
PV | 0 | 0 | 0 | 0 | 0 | 0
PeakG | 0 | 0 | 0 | 0 | 0 | 0
PeakO | 0 | 0 | 0 | 0 | 0 | 0
ST | 0 | 0 | 0 | 0 | 0 | 0
STOG | 0 | 0 | 0 | 0 | 0 | 0
STWD | 0 | 0 | 0 | 0 | 0 | 0
WT | 0 | 0 | 0 | 0 | 0 | 0
IGCC | 0 | 0 | 0 | 0 | 0 | 0
DemandResponse | 0 | 0 | 0 | 0 | 0 | 0
IGCC-CCS | 0 | 0 | 0 | 0 | 0 | 0
WT_off | 0 | 0 | 0 | 0 | 0 | 0
PseudoUnit | 0 | 0 | 0 | 0 | 0 | 0
FixedInterchange | 0 | 0 | 0 | 0 | 0 | 0
NOx Emissions (MMshortTons): HQ_NY
ReportingType | 2015 | 2020 | 2025 | 2030 | 2035 | 2040
BM | 0 | 0 | 0 | 0 | 0 | 0
CC | 0 | 0 | 0 | 0 | 0 | 0
CSP | 0 | 0 | 0 | 0 | 0 | 0
CT | 0 | 0 | 0 | 0 | 0 | 0
Coal | 0 | 0 | 0 | 0 | 0 | 0
Geo | 0 | 0 | 0 | 0 | 0 | 0
H | 0 | 0 | 0 | 0 | 0 | 0
LFG | 0 | 0 | 0 | 0 | 0 | 0
Nuc | 0 | 0 | 0 | 0 | 0 | 0
PS | 0 | 0 | 0 | 0 | 0 | 0
PV | 0 | 0 | 0 | 0 | 0 | 0
PeakG | 0 | 0 | 0 | 0 | 0 | 0
PeakO | 0 | 0 | 0 | 0 | 0 | 0
ST | 0 | 0 | 0 | 0 | 0 | 0
STOG | 0 | 0 | 0 | 0 | 0 | 0
STWD | 0 | 0 | 0 | 0 | 0 | 0
WT | 0 | 0 | 0 | 0 | 0 | 0
IGCC | 0 | 0 | 0 | 0 | 0 | 0
DemandResponse | 0 | 0 | 0 | 0 | 0 | 0
IGCC-CCS | 0 | 0 | 0 | 0 | 0 | 0
WT_off | 0 | 0 | 0 | 0 | 0 | 0
PseudoUnit | 0 | 0 | 0 | 0 | 0 | 0
FixedInterchange | 0 | 0 | 0 | 0 | 0 | 0
NOx Emissions (MMshortTons): MARITIMES
ReportingType | 2015 | 2020 | 2025 | 2030 | 2035 | 2040
BM | 0 | 0 | 0 | 0 | 0 | 0
CC | 0 | 0 | 0 | 0 | 0 | 0
CSP | 0 | 0 | 0 | 0 | 0 | 0
CT | 0 | 0 | 0 | 0 | 0 | 0
Coal | 0 | 0 | 0 | 0 | 0 | 0
Geo | 0 | 0 | 0 | 0 | 0 | 0
H | 0 | 0 | 0 | 0 | 0 | 0
LFG | 0 | 0 | 0 | 0 | 0 | 0
Nuc | 0 | 0 | 0 | 0 | 0 | 0
PS | 0 | 0 | 0 | 0 | 0 | 0
PV | 0 | 0 | 0 | 0 | 0 | 0
PeakG | 0 | 0 | 0 | 0 | 0 | 0
PeakO | 0 | 0 | 0 | 0 | 0 | 0
ST | 0 | 0 | 0 | 0 | 0 | 0
STOG | 0 | 0 | 0 | 0 | 0 | 0
STWD | 0 | 0 | 0 | 0 | 0 | 0
WT | 0 | 0 | 0 | 0 | 0 | 0
IGCC | 0 | 0 | 0 | 0 | 0 | 0
DemandResponse | 0 | 0 | 0 | 0 | 0 | 0
IGCC-CCS | 0 | 0 | 0 | 0 | 0 | 0
WT_off | 0 | 0 | 0 | 0 | 0 | 0
PseudoUnit | 0 | 0 | 0 | 0 | 0 | 0
FixedInterchange | 0 | 0 | 0 | 0 | 0 | 0
NOx Emissions (MMshortTons): All
ReportingType | 2015 | 2020 | 2025 | 2030 | 2035 | 2040
BM | 0 | 0 | 0 | 0 | 0 | 0
CC | 0.11 | 0.11 | 0.09 | 0.07 | 0.03 | 0.02
CSP | 0 | 0 | 0 | 0 | 0 | 0
CT | 0 | 0 | 0 | 0 | 0 | 0
Coal | 1 | 0.33 | 0.04 | 0.01 | 0.02 | 0.02
Geo | 0 | 0 | 0 | 0 | 0 | 0
H | 0 | 0 | 0 | 0 | 0 | 0
LFG | 0 | 0 | 0 | 0 | 0 | 0
Nuc | 0 | 0 | 0 | 0 | 0 | 0
PS | 0 | 0 | 0 | 0 | 0 | 0
PV | 0 | 0 | 0 | 0 | 0 | 0
PeakG | 0 | 0 | 0 | 0 | 0 | 0
PeakO | 0 | 0 | 0 | 0 | 0 | 0
ST | 0 | 0 | 0 | 0 | 0 | 0
STOG | 0.01 | 0.01 | 0 | 0.01 | 0 | 0
STWD | 0 | 0 | 0 | 0 | 0 | 0
WT | 0 | 0 | 0 | 0 | 0 | 0
IGCC | 0 | 0 | 0 | 0 | 0 | 0
DemandResponse | 0 | 0 | 0 | 0 | 0 | 0
IGCC-CCS | 0 | 0 | 0 | 0 | 0 | 0
WT_off | 0 | 0 | 0 | 0 | 0 | 0
PseudoUnit | 0 | 0 | 0 | 0 | 0 | 0
FixedInterchange | 0 | 0 | 0 | 0 | 0 | 0
NOx Emissions (MMshortTons): EI_US
ReportingType | 2015 | 2020 | 2025 | 2030 | 2035 | 2040
BM | 0 | 0 | 0 | 0 | 0 | 0
CC | 0.07 | 0.07 | 0.06 | 0.05 | 0.02 | 0.01
CSP | 0 | 0 | 0 | 0 | 0 | 0
CT | 0 | 0 | 0 | 0 | 0 | 0
Coal | 0.75 | 0.14 | 0.01 | 0.01 | 0.02 | 0.02
Geo | 0 | 0 | 0 | 0 | 0 | 0
H | 0 | 0 | 0 | 0 | 0 | 0
LFG | 0 | 0 | 0 | 0 | 0 | 0
Nuc | 0 | 0 | 0 | 0 | 0 | 0
PS | 0 | 0 | 0 | 0 | 0 | 0
PV | 0 | 0 | 0 | 0 | 0 | 0
PeakG | 0 | 0 | 0 | 0 | 0 | 0
PeakO | 0 | 0 | 0 | 0 | 0 | 0
ST | 0 | 0 | 0 | 0 | 0 | 0
STOG | 0.01 | 0 | 0 | 0.01 | 0 | 0
STWD | 0 | 0 | 0 | 0 | 0 | 0
WT | 0 | 0 | 0 | 0 | 0 | 0
IGCC | 0 | 0 | 0 | 0 | 0 | 0
DemandResponse | 0 | 0 | 0 | 0 | 0 | 0
IGCC-CCS | 0 | 0 | 0 | 0 | 0 | 0
WT_off | 0 | 0 | 0 | 0 | 0 | 0
PseudoUnit | 0 | 0 | 0 | 0 | 0 | 0
FixedInterchange | 0 | 0 | 0 | 0 | 0 | 0
NOx Emissions (MMshortTons): EI_Canada
ReportingType | 2015 | 2020 | 2025 | 2030 | 2035 | 2040
BM | 0 | 0 | 0 | 0 | 0 | 0
CC | 0 | 0 | 0 | 0 | 0 | 0
CSP | 0 | 0 | 0 | 0 | 0 | 0
CT | 0 | 0 | 0 | 0 | 0 | 0
Coal | 0 | 0 | 0 | 0 | 0 | 0
Geo | 0 | 0 | 0 | 0 | 0 | 0
H | 0 | 0 | 0 | 0 | 0 | 0
LFG | 0 | 0 | 0 | 0 | 0 | 0
Nuc | 0 | 0 | 0 | 0 | 0 | 0
PS | 0 | 0 | 0 | 0 | 0 | 0
PV | 0 | 0 | 0 | 0 | 0 | 0
PeakG | 0 | 0 | 0 | 0 | 0 | 0
PeakO | 0 | 0 | 0 | 0 | 0 | 0
ST | 0 | 0 | 0 | 0 | 0 | 0
STOG | 0 | 0 | 0 | 0 | 0 | 0
STWD | 0 | 0 | 0 | 0 | 0 | 0
WT | 0 | 0 | 0 | 0 | 0 | 0
IGCC | 0 | 0 | 0 | 0 | 0 | 0
DemandResponse | 0 | 0 | 0 | 0 | 0 | 0
IGCC-CCS | 0 | 0 | 0 | 0 | 0 | 0
WT_off | 0 | 0 | 0 | 0 | 0 | 0
PseudoUnit | 0 | 0 | 0 | 0 | 0 | 0
FixedInterchange | 0 | 0 | 0 | 0 | 0 | 0
NOx Emissions (MMshortTons): EI
ReportingType | 2015 | 2020 | 2025 | 2030 | 2035 | 2040
BM | 0 | 0 | 0 | 0 | 0 | 0
CC | 0.07 | 0.07 | 0.06 | 0.05 | 0.02 | 0.01
CSP | 0 | 0 | 0 | 0 | 0 | 0
CT | 0 | 0 | 0 | 0 | 0 | 0
Coal | 0.76 | 0.14 | 0.01 | 0.01 | 0.02 | 0.02
Geo | 0 | 0 | 0 | 0 | 0 | 0
H | 0 | 0 | 0 | 0 | 0 | 0
LFG | 0 | 0 | 0 | 0 | 0 | 0
Nuc | 0 | 0 | 0 | 0 | 0 | 0
PS | 0 | 0 | 0 | 0 | 0 | 0
PV | 0 | 0 | 0 | 0 | 0 | 0
PeakG | 0 | 0 | 0 | 0 | 0 | 0
PeakO | 0 | 0 | 0 | 0 | 0 | 0
ST | 0 | 0 | 0 | 0 | 0 | 0
STOG | 0.01 | 0 | 0 | 0.01 | 0 | 0
STWD | 0 | 0 | 0 | 0 | 0 | 0
WT | 0 | 0 | 0 | 0 | 0 | 0
IGCC | 0 | 0 | 0 | 0 | 0 | 0
DemandResponse | 0 | 0 | 0 | 0 | 0 | 0
IGCC-CCS | 0 | 0 | 0 | 0 | 0 | 0
WT_off | 0 | 0 | 0 | 0 | 0 | 0
PseudoUnit | 0 | 0 | 0 | 0 | 0 | 0
FixedInterchange | 0 | 0 | 0 | 0 | 0 | 0
NOx Emissions (MMshortTons): Outside_EI
ReportingType | 2015 | 2020 | 2025 | 2030 | 2035 | 2040
BM | 0 | 0 | 0 | 0 | 0 | 0
CC | 0.04 | 0.04 | 0.03 | 0.02 | 0.01 | 0
CSP | 0 | 0 | 0 | 0 | 0 | 0
CT | 0 | 0 | 0 | 0 | 0 | 0
Coal | 0.24 | 0.19 | 0.02 | 0 | 0 | 0
Geo | 0 | 0 | 0 | 0 | 0 | 0
H | 0 | 0 | 0 | 0 | 0 | 0
LFG | 0 | 0 | 0 | 0 | 0 | 0
Nuc | 0 | 0 | 0 | 0 | 0 | 0
PS | 0 | 0 | 0 | 0 | 0 | 0
PV | 0 | 0 | 0 | 0 | 0 | 0
PeakG | 0 | 0 | 0 | 0 | 0 | 0
PeakO | 0 | 0 | 0 | 0 | 0 | 0
ST | 0 | 0 | 0 | 0 | 0 | 0
STOG | 0 | 0 | 0 | 0 | 0 | 0
STWD | 0 | 0 | 0 | 0 | 0 | 0
WT | 0 | 0 | 0 | 0 | 0 | 0
IGCC | 0 | 0 | 0 | 0 | 0 | 0
DemandResponse | 0 | 0 | 0 | 0 | 0 | 0
IGCC-CCS | 0 | 0 | 0 | 0 | 0 | 0
WT_off | 0 | 0 | 0 | 0 | 0 | 0
PseudoUnit | 0 | 0 | 0 | 0 | 0 | 0
FixedInterchange | 0 | 0 | 0 | 0 | 0 | 0
CO2 Emissions (MMshortTons): Entergy
ReportingType | 2015 | 2020 | 2025 | 2030 | 2035 | 2040
BM | 0 | 0 | 0 | 0 | 0 | 0
CC | 29.34 | 14.68 | 9.36 | 7.66 | 5.35 | 3.75
CSP | 0 | 0 | 0 | 0 | 0 | 0
CT | 0 | 0 | 0 | 0 | 0 | 0
Coal | 64.14 | 5.97 | 0.62 | 0 | 0 | 0
Geo | 0 | 0 | 0 | 0 | 0 | 0
H | 0 | 0 | 0 | 0 | 0 | 0
LFG | 0 | 0 | 0 | 0 | 0 | 0
Nuc | 0 | 0 | 0 | 0 | 0 | 0
PS | 0 | 0 | 0 | 0 | 0 | 0
PV | 0 | 0 | 0 | 0 | 0 | 0
PeakG | 0 | 0 | 0 | 0 | 0 | 0
PeakO | 0 | 0 | 0 | 0 | 0 | 0
ST | 0 | 0 | 0 | 0 | 0 | 0
STOG | 0.96 | 0.26 | 0.2 | 0.27 | 0.1 | 0.06
STWD | 0 | 0 | 0 | 0 | 0 | 0
WT | 0 | 0 | 0 | 0 | 0 | 0
IGCC | 0 | 0 | 0 | 0 | 0 | 0
DemandResponse | 0 | 0 | 0 | 0 | 0 | 0
IGCC-CCS | 0 | 0 | 0 | 0 | 0 | 0
WT_off | 0 | 0 | 0 | 0 | 0 | 0
PseudoUnit | 0 | 0 | 0 | 0 | 0 | 0
FixedInterchange | 0 | 0 | 0 | 0 | 0 | 0
CO2 Emissions (MMshortTons): FRCC
ReportingType | 2015 | 2020 | 2025 | 2030 | 2035 | 2040
BM | 0 | 0 | 0 | 0 | 0 | 0
CC | 75.82 | 79.06 | 78.85 | 42.15 | 16.86 | 9.55
CSP | 0 | 0 | 0 | 0 | 0 | 0
CT | 0.31 | 0.31 | 0.56 | 0.22 | 0 | 0
Coal | 18.5 | 6.58 | 1.23 | 0.14 | 0.43 | 0.48
Geo | 0 | 0 | 0 | 0 | 0 | 0
H | 0 | 0 | 0 | 0 | 0 | 0
LFG | 0 | 0 | 0 | 0 | 0 | 0
Nuc | 0 | 0 | 0 | 0 | 0 | 0
PS | 0 | 0 | 0 | 0 | 0 | 0
PV | 0 | 0 | 0 | 0 | 0 | 0
PeakG | 0.25 | 0.4 | 0.46 | 0.05 | 0.07 | 0.05
PeakO | 0 | 0 | 0 | 0 | 0 | 0
ST | 0 | 0 | 0 | 0 | 0 | 0
STOG | 0.07 | 0.04 | 0 | 0 | 0 | 0
STWD | 0 | 0 | 0 | 0 | 0 | 0
WT | 0 | 0 | 0 | 0 | 0 | 0
IGCC | 0 | 0 | 0 | 0 | 0 | 0
DemandResponse | 0 | 0 | 0 | 0 | 0 | 0
IGCC-CCS | 0 | 0 | 0 | 0 | 0 | 0
WT_off | 0 | 0 | 0 | 0 | 0 | 0
PseudoUnit | 0 | 0 | 0 | 0 | 0 | 0
FixedInterchange | 0 | 0 | 0 | 0 | 0 | 0
CO2 Emissions (MMshortTons): MAPP_US
ReportingType | 2015 | 2020 | 2025 | 2030 | 2035 | 2040
BM | 0 | 0 | 0 | 0 | 0 | 0
CC | 0.42 | 0.08 | 0.09 | 0.08 | 0.07 | 0.03
CSP | 0 | 0 | 0 | 0 | 0 | 0
CT | 0 | 0 | 0 | 0 | 0 | 0
Coal | 13.06 | 2.73 | 0.3 | 0 | 0 | 0
Geo | 0 | 0 | 0 | 0 | 0 | 0
H | 0 | 0 | 0 | 0 | 0 | 0
LFG | 0 | 0 | 0 | 0 | 0 | 0
Nuc | 0 | 0 | 0 | 0 | 0 | 0
PS | 0 | 0 | 0 | 0 | 0 | 0
PV | 0 | 0 | 0 | 0 | 0 | 0
PeakG | 0.05 | 0.01 | 0.01 | 0.05 | 0.03 | 0.03
PeakO | 0 | 0 | 0 | 0 | 0 | 0
ST | 0 | 0 | 0 | 0 | 0 | 0
STOG | 0 | 0 | 0 | 0 | 0 | 0
STWD | 0 | 0 | 0 | 0 | 0 | 0
WT | 0 | 0 | 0 | 0 | 0 | 0
IGCC | 0 | 0 | 0 | 0 | 0 | 0
DemandResponse | 0 | 0 | 0 | 0 | 0 | 0
IGCC-CCS | 0 | 0 | 0 | 0 | 0 | 0
WT_off | 0 | 0 | 0 | 0 | 0 | 0
PseudoUnit | 0 | 0 | 0 | 0 | 0 | 0
FixedInterchange | 0 | 0 | 0 | 0 | 0 | 0
CO2 Emissions (MMshortTons): MISO_IN
ReportingType | 2015 | 2020 | 2025 | 2030 | 2035 | 2040
BM | 0 | 0 | 0 | 0 | 0 | 0
CC | 4.64 | 35.19 | 22.45 | 17.45 | 8.82 | 7.49
CSP | 0 | 0 | 0 | 0 | 0 | 0
CT | 0 | 0 | 0 | 0 | 0 | 0
Coal | 64.74 | 30.98 | 1.78 | 0.29 | 0.83 | 0.81
Geo | 0 | 0 | 0 | 0 | 0 | 0
H | 0 | 0 | 0 | 0 | 0 | 0
LFG | 0 | 0 | 0 | 0 | 0 | 0
Nuc | 0 | 0 | 0 | 0 | 0 | 0
PS | 0 | 0 | 0 | 0 | 0 | 0
PV | 0 | 0 | 0 | 0 | 0 | 0
PeakG | 0 | 0 | 0 | 0 | 0 | 0
PeakO | 0 | 0 | 0 | 0 | 0 | 0
ST | 0 | 0 | 0 | 0 | 0 | 0
STOG | 0.02 | 0.02 | 0 | 0 | 0 | 0
STWD | 0 | 0 | 0 | 0 | 0 | 0
WT | 0 | 0 | 0 | 0 | 0 | 0
IGCC | 4.15 | 4.15 | 0.37 | 0 | 0 | 0
DemandResponse | 0 | 0 | 0 | 0 | 0 | 0
IGCC-CCS | 0 | 0 | 0 | 0 | 0 | 0
WT_off | 0 | 0 | 0 | 0 | 0 | 0
PseudoUnit | 0 | 0 | 0 | 0 | 0 | 0
FixedInterchange | 0 | 0 | 0 | 0 | 0 | 0
CO2 Emissions (MMshortTons): MISO_MI
ReportingType | 2015 | 2020 | 2025 | 2030 | 2035 | 2040
BM | 0 | 0 | 0 | 0 | 0 | 0
CC | 8.63 | 6.75 | 4.36 | 4.13 | 1.43 | 0.91
CSP | 0 | 0 | 0 | 0 | 0 | 0
CT | 0 | 0 | 0 | 0 | 0 | 0
Coal | 29.49 | 0 | 0 | 0 | 0 | 0
Geo | 0 | 0 | 0 | 0 | 0 | 0
H | 0 | 0 | 0 | 0 | 0 | 0
LFG | 0 | 0 | 0 | 0 | 0 | 0
Nuc | 0 | 0 | 0 | 0 | 0 | 0
PS | 0 | 0 | 0 | 0 | 0 | 0
PV | 0 | 0 | 0 | 0 | 0 | 0
PeakG | 0.02 | 0 | 0 | 0 | 0 | 0
PeakO | 0 | 0 | 0 | 0 | 0 | 0
ST | 0 | 0 | 0 | 0 | 0 | 0
STOG | 0.25 | 0.05 | 0 | 0 | 0 | 0
STWD | 0 | 0 | 0 | 0 | 0 | 0
WT | 0 | 0 | 0 | 0 | 0 | 0
IGCC | 0 | 0 | 0 | 0 | 0 | 0
DemandResponse | 0 | 0 | 0 | 0 | 0 | 0
IGCC-CCS | 0 | 0 | 0 | 0 | 0 | 0
WT_off | 0 | 0 | 0 | 0 | 0 | 0
PseudoUnit | 0 | 0 | 0 | 0 | 0 | 0
FixedInterchange | 0 | 0 | 0 | 0 | 0 | 0
CO2 Emissions (MMshortTons): MISO_MO-IL
ReportingType | 2015 | 2020 | 2025 | 2030 | 2035 | 2040
BM | 0 | 0 | 0 | 0 | 0 | 0
CC | 1.31 | 0.88 | 0.62 | 0.56 | 0.23 | 0.23
CSP | 0 | 0 | 0 | 0 | 0 | 0
CT | 0 | 0 | 0 | 0 | 0 | 0
Coal | 79.44 | 20.21 | 2.48 | 0.07 | 0.17 | 0.17
Geo | 0 | 0 | 0 | 0 | 0 | 0
H | 0 | 0 | 0 | 0 | 0 | 0
LFG | 0 | 0 | 0 | 0 | 0 | 0
Nuc | 0 | 0 | 0 | 0 | 0 | 0
PS | 0 | 0 | 0 | 0 | 0 | 0
PV | 0 | 0 | 0 | 0 | 0 | 0
PeakG | 0.09 | 0 | 0 | 0 | 0 | 0
PeakO | 0 | 0 | 0 | 0 | 0 | 0
ST | 0 | 0 | 0 | 0 | 0 | 0
STOG | 0 | 0 | 0 | 0 | 0 | 0
STWD | 0 | 0 | 0 | 0 | 0 | 0
WT | 0 | 0 | 0 | 0 | 0 | 0
IGCC | 0 | 0 | 0 | 0 | 0 | 0
DemandResponse | 0 | 0 | 0 | 0 | 0 | 0
IGCC-CCS | 0 | 0 | 0 | 0 | 0 | 0
WT_off | 0 | 0 | 0 | 0 | 0 | 0
PseudoUnit | 0 | 0 | 0 | 0 | 0 | 0
FixedInterchange | 0 | 0 | 0 | 0 | 0 | 0
CO2 Emissions (MMshortTons): MISO_W
ReportingType | 2015 | 2020 | 2025 | 2030 | 2035 | 2040
BM | 0 | 0 | 0 | 0 | 0 | 0
CC | 4.1 | 1.55 | 1.9 | 1.43 | 0.82 | 0.48
CSP | 0 | 0 | 0 | 0 | 0 | 0
CT | 0 | 0 | 0 | 0 | 0 | 0
Coal | 80.5 | 22.74 | 1.49 | 0.28 | 0.28 | 0.28
Geo | 0 | 0 | 0 | 0 | 0 | 0
H | 0 | 0 | 0 | 0 | 0 | 0
LFG | 0 | 0 | 0 | 0 | 0 | 0
Nuc | 0 | 0 | 0 | 0 | 0 | 0
PS | 0 | 0 | 0 | 0 | 0 | 0
PV | 0 | 0 | 0 | 0 | 0 | 0
PeakG | 0.17 | 0 | 0 | 0 | 0 | 0
PeakO | 0 | 0 | 0 | 0 | 0 | 0
ST | 0 | 0 | 0 | 0 | 0 | 0
STOG | 0 | 0 | 0 | 0 | 0 | 0
STWD | 0 | 0 | 0 | 0 | 0 | 0
WT | 0 | 0 | 0 | 0 | 0 | 0
IGCC | 0 | 0 | 0 | 0 | 0 | 0
DemandResponse | 0 | 0 | 0 | 0 | 0 | 0
IGCC-CCS | 0 | 0 | 0 | 0 | 0 | 0
WT_off | 0 | 0 | 0 | 0 | 0 | 0
PseudoUnit | 0 | 0 | 0 | 0 | 0 | 0
FixedInterchange | 0 | 0 | 0 | 0 | 0 | 0
CO2 Emissions (MMshortTons): MISO_WUMS
ReportingType | 2015 | 2020 | 2025 | 2030 | 2035 | 2040
BM | 0 | 0 | 0 | 0 | 0 | 0
CC | 17.97 | 17.97 | 10.47 | 9.58 | 4.16 | 3.45
CSP | 0 | 0 | 0 | 0 | 0 | 0
CT | 0 | 0 | 0 | 0.1 | 0 | 0
Coal | 14.09 | 1.97 | 0.55 | 0.09 | 0.16 | 0.23
Geo | 0 | 0 | 0 | 0 | 0 | 0
H | 0 | 0 | 0 | 0 | 0 | 0
LFG | 0 | 0 | 0 | 0 | 0 | 0
Nuc | 0 | 0 | 0 | 0 | 0 | 0
PS | 0 | 0 | 0 | 0 | 0 | 0
PV | 0 | 0 | 0 | 0 | 0 | 0
PeakG | 0 | 0 | 0 | 0 | 0 | 0
PeakO | 0 | 0 | 0 | 0 | 0 | 0
ST | 0 | 0 | 0 | 0 | 0 | 0
STOG | 0 | 0 | 0 | 0 | 0 | 0
STWD | 0 | 0 | 0 | 0 | 0 | 0
WT | 0 | 0 | 0 | 0 | 0 | 0
IGCC | 0 | 0 | 0 | 0 | 0 | 0
DemandResponse | 0 | 0 | 0 | 0 | 0 | 0
IGCC-CCS | 0 | 0 | 0 | 0 | 0 | 0
WT_off | 0 | 0 | 0 | 0 | 0 | 0
PseudoUnit | 0 | 0 | 0 | 0 | 0 | 0
FixedInterchange | 0 | 0 | 0 | 0 | 0 | 0
CO2 Emissions (MMshortTons): Nebraska
ReportingType | 2015 | 2020 | 2025 | 2030 | 2035 | 2040
BM | 0 | 0 | 0 | 0 | 0 | 0
CC | 0.23 | 0.11 | 0.11 | 0.11 | 0.03 | 0.03
CSP | 0 | 0 | 0 | 0 | 0 | 0
CT | 0 | 0 | 0 | 0 | 0 | 0
Coal | 35.38 | 1.9 | 0.29 | 0.17 | 0.2 | 0.13
Geo | 0 | 0 | 0 | 0 | 0 | 0
H | 0 | 0 | 0 | 0 | 0 | 0
LFG | 0 | 0 | 0 | 0 | 0 | 0
Nuc | 0 | 0 | 0 | 0 | 0 | 0
PS | 0 | 0 | 0 | 0 | 0 | 0
PV | 0 | 0 | 0 | 0 | 0 | 0
PeakG | 0.04 | 0 | 0 | 0 | 0 | 0
PeakO | 0 | 0 | 0 | 0 | 0 | 0
ST | 0 | 0 | 0 | 0 | 0 | 0
STOG | 0 | 0 | 0 | 0 | 0 | 0
STWD | 0 | 0 | 0 | 0 | 0 | 0
WT | 0 | 0 | 0 | 0 | 0 | 0
IGCC | 0 | 0 | 0 | 0 | 0 | 0
DemandResponse | 0 | 0 | 0 | 0 | 0 | 0
IGCC-CCS | 0 | 0 | 0 | 0 | 0 | 0
WT_off | 0 | 0 | 0 | 0 | 0 | 0
PseudoUnit | 0 | 0 | 0 | 0 | 0 | 0
FixedInterchange | 0 | 0 | 0 | 0 | 0 | 0
CO2 Emissions (MMshortTons): NEISO
ReportingType | 2015 | 2020 | 2025 | 2030 | 2035 | 2040
BM | 0 | 0 | 0 | 0 | 0 | 0
CC | 17.19 | 10.05 | 3.01 | 2.44 | 1.99 | 1.87
CSP | 0 | 0 | 0 | 0 | 0 | 0
CT | 0 | 0.01 | 0 | 0 | 0 | 0
Coal | 0.04 | 0 | 0 | 0 | 0 | 0
Geo | 0 | 0 | 0 | 0 | 0 | 0
H | 0 | 0 | 0 | 0 | 0 | 0
LFG | 0 | 0 | 0 | 0 | 0 | 0
Nuc | 0 | 0 | 0 | 0 | 0 | 0
PS | 0 | 0 | 0 | 0 | 0 | 0
PV | 0 | 0 | 0 | 0 | 0 | 0
PeakG | 0.02 | 0.02 | 0 | 0 | 0 | 0
PeakO | 0 | 0 | 0 | 0 | 0 | 0
ST | 0 | 0 | 0 | 0 | 0 | 0
STOG | 0 | 0 | 0 | 0 | 0 | 0
STWD | 0 | 0 | 0 | 0 | 0 | 0
WT | 0 | 0 | 0 | 0 | 0 | 0
IGCC | 0 | 0 | 0 | 0 | 0 | 0
DemandResponse | 0 | 0 | 0 | 0 | 0 | 0
IGCC-CCS | 0 | 0 | 0 | 0 | 0 | 0
WT_off | 0 | 0 | 0 | 0 | 0 | 0
PseudoUnit | 0 | 0 | 0 | 0 | 0 | 0
FixedInterchange | 0 | 0 | 0 | 0 | 0 | 0
CO2 Emissions (MMshortTons): NonRTO_Midwest
ReportingType | 2015 | 2020 | 2025 | 2030 | 2035 | 2040
BM | 0 | 0 | 0 | 0 | 0 | 0
CC | 5.63 | 10.07 | 10.07 | 9.58 | 4.47 | 0.8
CSP | 0 | 0 | 0 | 0 | 0 | 0
CT | 0 | 0 | 0 | 0 | 0 | 0
Coal | 45.1 | 29.14 | 4.16 | 0.21 | 0.38 | 0.38
Geo | 0 | 0 | 0 | 0 | 0 | 0
H | 0 | 0 | 0 | 0 | 0 | 0
LFG | 0 | 0 | 0 | 0 | 0 | 0
Nuc | 0 | 0 | 0 | 0 | 0 | 0
PS | 0 | 0 | 0 | 0 | 0 | 0
PV | 0 | 0 | 0 | 0 | 0 | 0
PeakG | 0.1 | 0.01 | 0 | 0.03 | 0 | 0
PeakO | 0 | 0 | 0 | 0 | 0 | 0
ST | 0 | 0 | 0 | 0 | 0 | 0
STOG | 0 | 0 | 0 | 0 | 0 | 0
STWD | 0 | 0 | 0 | 0 | 0 | 0
WT | 0 | 0 | 0 | 0 | 0 | 0
IGCC | 0 | 0 | 0 | 0 | 0 | 0
DemandResponse | 0 | 0 | 0 | 0 | 0 | 0
IGCC-CCS | 0 | 0 | 0 | 0 | 0 | 0
WT_off | 0 | 0 | 0 | 0 | 0 | 0
PseudoUnit | 0 | 0 | 0 | 0 | 0 | 0
FixedInterchange | 0 | 0 | 0 | 0 | 0 | 0
CO2 Emissions (MMshortTons): NYISO_A-F
ReportingType | 2015 | 2020 | 2025 | 2030 | 2035 | 2040
BM | 0 | 0 | 0 | 0 | 0 | 0
CC | 2.99 | 2.09 | 0.26 | 0.33 | 0.33 | 0.02
CSP | 0 | 0 | 0 | 0 | 0 | 0
CT | 0 | 0 | 0 | 0 | 0 | 0
Coal | 0 | 0 | 0 | 0 | 0 | 0
Geo | 0 | 0 | 0 | 0 | 0 | 0
H | 0 | 0 | 0 | 0 | 0 | 0
LFG | 0 | 0 | 0 | 0 | 0 | 0
Nuc | 0 | 0 | 0 | 0 | 0 | 0
PS | 0 | 0 | 0 | 0 | 0 | 0
PV | 0 | 0 | 0 | 0 | 0 | 0
PeakG | 0 | 0 | 0 | 0 | 0 | 0
PeakO | 0 | 0 | 0 | 0 | 0 | 0
ST | 0 | 0 | 0 | 0 | 0 | 0
STOG | 0 | 0 | 0 | 0 | 0 | 0
STWD | 0 | 0 | 0 | 0 | 0 | 0
WT | 0 | 0 | 0 | 0 | 0 | 0
IGCC | 0 | 0 | 0 | 0 | 0 | 0
DemandResponse | 0 | 0 | 0 | 0 | 0 | 0
IGCC-CCS | 0 | 0 | 0 | 0 | 0 | 0
WT_off | 0 | 0 | 0 | 0 | 0 | 0
PseudoUnit | 0 | 0 | 0 | 0 | 0 | 0
FixedInterchange | 0 | 0 | 0 | 0 | 0 | 0
CO2 Emissions (MMshortTons): NYISO_G-I
ReportingType | 2015 | 2020 | 2025 | 2030 | 2035 | 2040
BM | 0 | 0 | 0 | 0 | 0 | 0
CC | 1.68 | 1.06 | 0.55 | 0.51 | 0.34 | 0.32
CSP | 0 | 0 | 0 | 0 | 0 | 0
CT | 0 | 0 | 0 | 0 | 0 | 0
Coal | 0 | 0 | 0 | 0 | 0 | 0
Geo | 0 | 0 | 0 | 0 | 0 | 0
H | 0 | 0 | 0 | 0 | 0 | 0
LFG | 0 | 0 | 0 | 0 | 0 | 0
Nuc | 0 | 0 | 0 | 0 | 0 | 0
PS | 0 | 0 | 0 | 0 | 0 | 0
PV | 0 | 0 | 0 | 0 | 0 | 0
PeakG | 0 | 0 | 0 | 0 | 0 | 0
PeakO | 0 | 0 | 0 | 0 | 0 | 0
ST | 0 | 0 | 0 | 0 | 0 | 0
STOG | 0 | 0 | 0 | 0 | 0 | 0
STWD | 0 | 0 | 0 | 0 | 0 | 0
WT | 0 | 0 | 0 | 0 | 0 | 0
IGCC | 0 | 0 | 0 | 0 | 0 | 0
DemandResponse | 0 | 0 | 0 | 0 | 0 | 0
IGCC-CCS | 0 | 0 | 0 | 0 | 0 | 0
WT_off | 0 | 0 | 0 | 0 | 0 | 0
PseudoUnit | 0 | 0 | 0 | 0 | 0 | 0
FixedInterchange | 0 | 0 | 0 | 0 | 0 | 0
CO2 Emissions (MMshortTons): NYISO_J-K
ReportingType | 2015 | 2020 | 2025 | 2030 | 2035 | 2040
BM | 0 | 0 | 0 | 0 | 0 | 0
CC | 9.58 | 8.37 | 5.49 | 5.1 | 3.77 | 2.59
CSP | 0 | 0 | 0 | 0 | 0 | 0
CT | 0 | 0 | 0 | 0 | 0 | 0
Coal | 0 | 0 | 0 | 0 | 0 | 0
Geo | 0 | 0 | 0 | 0 | 0 | 0
H | 0 | 0 | 0 | 0 | 0 | 0
LFG | 0 | 0 | 0 | 0 | 0 | 0
Nuc | 0 | 0 | 0 | 0 | 0 | 0
PS | 0 | 0 | 0 | 0 | 0 | 0
PV | 0 | 0 | 0 | 0 | 0 | 0
PeakG | 0.07 | 0.06 | 0.07 | 0.06 | 0.11 | 0.1
PeakO | 0 | 0 | 0 | 0 | 0 | 0
ST | 0 | 0 | 0 | 0 | 0 | 0
STOG | 0.29 | 0.39 | 0.42 | 0.57 | 0.13 | 0.06
STWD | 0 | 0 | 0 | 0 | 0 | 0
WT | 0 | 0 | 0 | 0 | 0 | 0
IGCC | 0 | 0 | 0 | 0 | 0 | 0
DemandResponse | 0 | 0 | 0 | 0 | 0 | 0
IGCC-CCS | 0 | 0 | 0 | 0 | 0 | 0
WT_off | 0 | 0 | 0 | 0 | 0 | 0
PseudoUnit | 0 | 0 | 0 | 0 | 0 | 0
FixedInterchange | 0 | 0 | 0 | 0 | 0 | 0
CO2 Emissions (MMshortTons): PJM_E
ReportingType | 2015 | 2020 | 2025 | 2030 | 2035 | 2040
BM | 0 | 0 | 0 | 0 | 0 | 0
CC | 17.59 | 18.88 | 17.3 | 16.29 | 9.57 | 5.02
CSP | 0 | 0 | 0 | 0 | 0 | 0
CT | 0 | 0 | 0 | 0 | 0 | 0
Coal | 0.68 | 0.43 | 0.21 | 0 | 0.05 | 0.13
Geo | 0 | 0 | 0 | 0 | 0 | 0
H | 0 | 0 | 0 | 0 | 0 | 0
LFG | 0 | 0 | 0 | 0 | 0 | 0
Nuc | 0 | 0 | 0 | 0 | 0 | 0
PS | 0 | 0 | 0 | 0 | 0 | 0
PV | 0 | 0 | 0 | 0 | 0 | 0
PeakG | 0.04 | 0.16 | 0.16 | 0.31 | 0.16 | 0.16
PeakO | 0 | 0 | 0 | 0 | 0 | 0
ST | 0 | 0 | 0 | 0 | 0 | 0
STOG | 0.18 | 0.23 | 0.34 | 0.56 | 0 | 0
STWD | 0 | 0 | 0 | 0 | 0 | 0
WT | 0 | 0 | 0 | 0 | 0 | 0
IGCC | 0 | 0 | 0 | 0 | 0 | 0
DemandResponse | 0 | 0 | 0 | 0 | 0 | 0
IGCC-CCS | 0 | 0 | 0 | 0 | 0 | 0
WT_off | 0 | 0 | 0 | 0 | 0 | 0
PseudoUnit | 0 | 0 | 0 | 0 | 0 | 0
FixedInterchange | 0 | 0 | 0 | 0 | 0 | 0
CO2 Emissions (MMshortTons): PJM_ROM
ReportingType | 2015 | 2020 | 2025 | 2030 | 2035 | 2040
BM | 0 | 0 | 0 | 0 | 0 | 0
CC | 8.12 | 9.02 | 7.65 | 6.55 | 4.25 | 2.25
CSP | 0 | 0 | 0 | 0 | 0 | 0
CT | 0 | 0 | 0 | 0 | 0 | 0
Coal | 17.77 | 5.68 | 0.42 | 0.03 | 0.13 | 0.14
Geo | 0 | 0 | 0 | 0 | 0 | 0
H | 0 | 0 | 0 | 0 | 0 | 0
LFG | 0 | 0 | 0 | 0 | 0 | 0
Nuc | 0 | 0 | 0 | 0 | 0 | 0
PS | 0 | 0 | 0 | 0 | 0 | 0
PV | 0 | 0 | 0 | 0 | 0 | 0
PeakG | 0 | 0 | 0 | 0.17 | 0.1 | 0.1
PeakO | 0 | 0 | 0 | 0 | 0 | 0
ST | 0 | 0 | 0 | 0 | 0 | 0
STOG | 0.43 | 0.43 | 0.43 | 0.83 | 0 | 0
STWD | 0 | 0 | 0 | 0 | 0 | 0
WT | 0 | 0 | 0 | 0 | 0 | 0
IGCC | 0 | 0 | 0 | 0 | 0 | 0
DemandResponse | 0 | 0 | 0 | 0 | 0 | 0
IGCC-CCS | 0 | 0 | 0 | 0 | 0 | 0
WT_off | 0 | 0 | 0 | 0 | 0 | 0
PseudoUnit | 0 | 0 | 0 | 0 | 0 | 0
FixedInterchange | 0 | 0 | 0 | 0 | 0 | 0
CO2 Emissions (MMshortTons): PJM_ROR
ReportingType | 2015 | 2020 | 2025 | 2030 | 2035 | 2040
BM | 0 | 0 | 0 | 0 | 0 | 0
CC | 58.8 | 69.42 | 66.26 | 55.74 | 30.85 | 14
CSP | 0 | 0 | 0 | 0 | 0 | 0
CT | 0 | 0 | 0 | 0 | 0 | 0
Coal | 205.9 | 95.2 | 5.67 | 1.03 | 0.95 | 0.96
Geo | 0 | 0 | 0 | 0 | 0 | 0
H | 0 | 0 | 0 | 0 | 0 | 0
LFG | 0 | 0 | 0 | 0 | 0 | 0
Nuc | 0 | 0 | 0 | 0 | 0 | 0
PS | 0 | 0 | 0 | 0 | 0 | 0
PV | 0 | 0 | 0 | 0 | 0 | 0
PeakG | 0.59 | 0.32 | 0.12 | 0.89 | 0.27 | 0.15
PeakO | 0 | 0 | 0 | 0 | 0 | 0
ST | 0 | 0 | 0 | 0 | 0 | 0
STOG | 0.38 | 0.25 | 0.49 | 0.49 | 0 | 0
STWD | 0 | 0 | 0 | 0 | 0 | 0
WT | 0 | 0 | 0 | 0 | 0 | 0
IGCC | 0 | 0 | 0 | 0 | 0 | 0
DemandResponse | 0 | 0 | 0 | 0 | 0 | 0
IGCC-CCS | 0 | 0 | 0 | 0 | 0 | 0
WT_off | 0 | 0 | 0 | 0 | 0 | 0
PseudoUnit | 0 | 0 | 0 | 0 | 0 | 0
FixedInterchange | 0 | 0 | 0 | 0 | 0 | 0
CO2 Emissions (MMshortTons): SOCO
ReportingType | 2015 | 2020 | 2025 | 2030 | 2035 | 2040
BM | 0 | 0 | 0 | 0 | 0 | 0
CC | 61.27 | 66.42 | 59.84 | 47.92 | 11.36 | 3.61
CSP | 0 | 0 | 0 | 0 | 0 | 0
CT | 0 | 0 | 0 | 0 | 0 | 0
Coal | 35.15 | 9.51 | 0.52 | 0.52 | 0.52 | 0.52
Geo | 0 | 0 | 0 | 0 | 0 | 0
H | 0 | 0 | 0 | 0 | 0 | 0
LFG | 0 | 0 | 0 | 0 | 0 | 0
Nuc | 0 | 0 | 0 | 0 | 0 | 0
PS | 0 | 0 | 0 | 0 | 0 | 0
PV | 0 | 0 | 0 | 0 | 0 | 0
PeakG | 0.26 | 0.34 | 0.67 | 0.2 | 0.2 | 0.21
PeakO | 0 | 0 | 0 | 0 | 0 | 0
ST | 0 | 0 | 0 | 0 | 0 | 0
STOG | 0 | 0 | 0 | 0 | 0 | 0
STWD | 0 | 0 | 0 | 0 | 0 | 0
WT | 0 | 0 | 0 | 0 | 0 | 0
IGCC | 0 | 0 | 0 | 0 | 0 | 0
DemandResponse | 0 | 0 | 0 | 0 | 0 | 0
IGCC-CCS | 0 | 0 | 0 | 0 | 0 | 0
WT_off | 0 | 0 | 0 | 0 | 0 | 0
PseudoUnit | 0 | 0 | 0 | 0 | 0 | 0
FixedInterchange | 0 | 0 | 0 | 0 | 0 | 0
CO2 Emissions (MMshortTons): SPP_N
ReportingType | 2015 | 2020 | 2025 | 2030 | 2035 | 2040
BM | 0 | 0 | 0 | 0 | 0 | 0
CC | 1.77 | 0.39 | 0.39 | 0.39 | 0.17 | 0.11
CSP | 0 | 0 | 0 | 0 | 0 | 0
CT | 0 | 0 | 0 | 0 | 0 | 0
Coal | 65.88 | 9.47 | 0.18 | 0 | 0 | 0
Geo | 0 | 0 | 0 | 0 | 0 | 0
H | 0 | 0 | 0 | 0 | 0 | 0
LFG | 0 | 0 | 0 | 0 | 0 | 0
Nuc | 0 | 0 | 0 | 0 | 0 | 0
PS | 0 | 0 | 0 | 0 | 0 | 0
PV | 0 | 0 | 0 | 0 | 0 | 0
PeakG | 0.07 | 0 | 0 | 0 | 0 | 0
PeakO | 0 | 0 | 0 | 0 | 0 | 0
ST | 0 | 0 | 0 | 0 | 0 | 0
STOG | 0.1 | 0 | 0 | 0 | 0 | 0
STWD | 0 | 0 | 0 | 0 | 0 | 0
WT | 0 | 0 | 0 | 0 | 0 | 0
IGCC | 0 | 0 | 0 | 0 | 0 | 0
DemandResponse | 0 | 0 | 0 | 0 | 0 | 0
IGCC-CCS | 0 | 0 | 0 | 0 | 0 | 0
WT_off | 0 | 0 | 0 | 0 | 0 | 0
PseudoUnit | 0 | 0 | 0 | 0 | 0 | 0
FixedInterchange | 0 | 0 | 0 | 0 | 0 | 0
CO2 Emissions (MMshortTons): SPP_S
ReportingType | 2015 | 2020 | 2025 | 2030 | 2035 | 2040
BM | 0 | 0 | 0 | 0 | 0 | 0
CC | 17.78 | 5 | 4.45 | 3.5 | 2.93 | 2.52
CSP | 0 | 0 | 0 | 0 | 0 | 0
CT | 0 | 0 | 0 | 0 | 0 | 0.01
Coal | 96.8 | 7.21 | 0.37 | 0 | 0 | 0
Geo | 0 | 0 | 0 | 0 | 0 | 0
H | 0 | 0 | 0 | 0 | 0 | 0
LFG | 0 | 0 | 0 | 0 | 0 | 0
Nuc | 0 | 0 | 0 | 0 | 0 | 0
PS | 0 | 0 | 0 | 0 | 0 | 0
PV | 0 | 0 | 0 | 0 | 0 | 0
PeakG | 0 | 0 | 0 | 0 | 0 | 0
PeakO | 0 | 0 | 0 | 0 | 0 | 0
ST | 0 | 0 | 0 | 0 | 0 | 0
STOG | 1.2 | 0.29 | 0.23 | 0.52 | 0.32 | 0.31
STWD | 0 | 0 | 0 | 0 | 0 | 0
WT | 0 | 0 | 0 | 0 | 0 | 0
IGCC | 0 | 0 | 0 | 0 | 0 | 0
DemandResponse | 0 | 0 | 0 | 0 | 0 | 0
IGCC-CCS | 0 | 0 | 0 | 0 | 0 | 0
WT_off | 0 | 0 | 0 | 0 | 0 | 0
PseudoUnit | 0 | 0 | 0 | 0 | 0 | 0
FixedInterchange | 0 | 0 | 0 | 0 | 0 | 0
CO2 Emissions (MMshortTons): TVA
ReportingType | 2015 | 2020 | 2025 | 2030 | 2035 | 2040
BM | 0 | 0 | 0 | 0 | 0 | 0
CC | 16.13 | 24.19 | 25.29 | 19.44 | 7.03 | 3.15
CSP | 0 | 0 | 0 | 0 | 0 | 0
CT | 0 | 0 | 0 | 0 | 0 | 0
Coal | 45.09 | 22.29 | 1.35 | 0 | 0 | 0
Geo | 0 | 0 | 0 | 0 | 0 | 0
H | 0 | 0 | 0 | 0 | 0 | 0
LFG | 0 | 0 | 0 | 0 | 0 | 0
Nuc | 0 | 0 | 0 | 0 | 0 | 0
PS | 0 | 0 | 0 | 0 | 0 | 0
PV | 0 | 0 | 0 | 0 | 0 | 0
PeakG | 0 | 0 | 0 | 0 | 0 | 0
PeakO | 0 | 0 | 0 | 0 | 0 | 0
ST | 0 | 0 | 0 | 0 | 0 | 0
STOG | 0 | 0 | 0 | 0 | 0 | 0
STWD | 0 | 0 | 0 | 0 | 0 | 0
WT | 0 | 0 | 0 | 0 | 0 | 0
IGCC | 0 | 0 | 0 | 0 | 0 | 0
DemandResponse | 0 | 0 | 0 | 0 | 0 | 0
IGCC-CCS | 0 | 0 | 0 | 0 | 0 | 0
WT_off | 0 | 0 | 0 | 0 | 0 | 0
PseudoUnit | 0 | 0 | 0 | 0 | 0 | 0
FixedInterchange | 0 | 0 | 0 | 0 | 0 | 0
CO2 Emissions (MMshortTons): TVA_Transmission
ReportingType | 2015 | 2020 | 2025 | 2030 | 2035 | 2040
BM | 0 | 0 | 0 | 0 | 0 | 0
CC | 0 | 0 | 0 | 0 | 0 | 0
CSP | 0 | 0 | 0 | 0 | 0 | 0
CT | 0 | 0 | 0 | 0 | 0 | 0
Coal | 0 | 0 | 0 | 0 | 0 | 0
Geo | 0 | 0 | 0 | 0 | 0 | 0
H | 0 | 0 | 0 | 0 | 0 | 0
LFG | 0 | 0 | 0 | 0 | 0 | 0
Nuc | 0 | 0 | 0 | 0 | 0 | 0
PS | 0 | 0 | 0 | 0 | 0 | 0
PV | 0 | 0 | 0 | 0 | 0 | 0
PeakG | 0 | 0 | 0 | 0 | 0 | 0
PeakO | 0 | 0 | 0 | 0 | 0 | 0
ST | 0 | 0 | 0 | 0 | 0 | 0
STOG | 0 | 0 | 0 | 0 | 0 | 0
STWD | 0 | 0 | 0 | 0 | 0 | 0
WT | 0 | 0 | 0 | 0 | 0 | 0
IGCC | 0 | 0 | 0 | 0 | 0 | 0
DemandResponse | 0 | 0 | 0 | 0 | 0 | 0
IGCC-CCS | 0 | 0 | 0 | 0 | 0 | 0
WT_off | 0 | 0 | 0 | 0 | 0 | 0
PseudoUnit | 0 | 0 | 0 | 0 | 0 | 0
FixedInterchange | 0 | 0 | 0 | 0 | 0 | 0
CO2 Emissions (MMshortTons): VACAR
ReportingType | 2015 | 2020 | 2025 | 2030 | 2035 | 2040
BM | 0 | 0 | 0 | 0 | 0 | 0
CC | 43.45 | 42.21 | 38.44 | 32.3 | 8.46 | 3.83
CSP | 0 | 0 | 0 | 0 | 0 | 0
CT | 0.05 | 0.05 | 0.09 | 0 | 0 | 0
Coal | 34 | 16.86 | 2.9 | 0.43 | 0.31 | 0.31
Geo | 0 | 0 | 0 | 0 | 0 | 0
H | 0 | 0 | 0 | 0 | 0 | 0
LFG | 0 | 0 | 0 | 0 | 0 | 0
Nuc | 0 | 0 | 0 | 0 | 0 | 0
PS | 0 | 0 | 0 | 0 | 0 | 0
PV | 0 | 0 | 0 | 0 | 0 | 0
PeakG | 0.07 | 0.13 | 0.23 | 0.23 | 0 | 0
PeakO | 0 | 0 | 0 | 0 | 0 | 0
ST | 0 | 0 | 0 | 0 | 0 | 0
STOG | 0 | 0 | 0 | 0 | 0 | 0
STWD | 0 | 0 | 0 | 0 | 0 | 0
WT | 0 | 0 | 0 | 0 | 0 | 0
IGCC | 0 | 0 | 0 | 0 | 0 | 0
DemandResponse | 0 | 0 | 0 | 0 | 0 | 0
IGCC-CCS | 0 | 0 | 0 | 0 | 0 | 0
WT_off | 0 | 0 | 0 | 0 | 0 | 0
PseudoUnit | 0 | 0 | 0 | 0 | 0 | 0
FixedInterchange | 0 | 0 | 0 | 0 | 0 | 0
CO2 Emissions (MMshortTons): IESO
ReportingType | 2015 | 2020 | 2025 | 2030 | 2035 | 2040
BM | 0 | 0 | 0 | 0 | 0 | 0
CC | 3.44 | 2.41 | 0.06 | 0.01 | 0.03 | 0.06
CSP | 0 | 0 | 0 | 0 | 0 | 0
CT | 0.01 | 0 | 0 | 0 | 0 | 0
Coal | 0 | 0 | 0 | 0 | 0 | 0
Geo | 0 | 0 | 0 | 0 | 0 | 0
H | 0 | 0 | 0 | 0 | 0 | 0
LFG | 0 | 0 | 0 | 0 | 0 | 0
Nuc | 0 | 0 | 0 | 0 | 0 | 0
PS | 0 | 0 | 0 | 0 | 0 | 0
PV | 0 | 0 | 0 | 0 | 0 | 0
PeakG | 0 | 0 | 0 | 0 | 0 | 0
PeakO | 0 | 0 | 0 | 0 | 0 | 0
ST | 0 | 0 | 0 | 0 | 0 | 0
STOG | 0 | 0 | 0 | 0 | 0 | 0
STWD | 0 | 0 | 0 | 0 | 0 | 0
WT | 0 | 0 | 0 | 0 | 0 | 0
IGCC | 0 | 0 | 0 | 0 | 0 | 0
DemandResponse | 0 | 0 | 0 | 0 | 0 | 0
IGCC-CCS | 0 | 0 | 0 | 0 | 0 | 0
WT_off | 0 | 0 | 0 | 0 | 0 | 0
PseudoUnit | 0 | 0 | 0 | 0 | 0 | 0
FixedInterchange | 0 | 0 | 0 | 0 | 0 | 0
CO2 Emissions (MMshortTons): MAPP_CA
ReportingType | 2015 | 2020 | 2025 | 2030 | 2035 | 2040
BM | 0 | 0 | 0 | 0 | 0 | 0
CC | 3.24 | 3.24 | 0.09 | 0 | 0 | 0
CSP | 0 | 0 | 0 | 0 | 0 | 0
CT | 0 | 0 | 0 | 0 | 0 | 0
Coal | 0.26 | 0.04 | 0 | 0 | 0 | 0
Geo | 0 | 0 | 0 | 0 | 0 | 0
H | 0 | 0 | 0 | 0 | 0 | 0
LFG | 0 | 0 | 0 | 0 | 0 | 0
Nuc | 0 | 0 | 0 | 0 | 0 | 0
PS | 0 | 0 | 0 | 0 | 0 | 0
PV | 0 | 0 | 0 | 0 | 0 | 0
PeakG | 0.06 | 0.01 | 0 | 0 | 0 | 0
PeakO | 0 | 0 | 0 | 0 | 0 | 0
ST | 0 | 0 | 0 | 0 | 0 | 0
STOG | 0.01 | 0 | 0 | 0 | 0 | 0
STWD | 0 | 0 | 0 | 0 | 0 | 0
WT | 0 | 0 | 0 | 0 | 0 | 0
IGCC | 0 | 0 | 0 | 0 | 0 | 0
DemandResponse | 0 | 0 | 0 | 0 | 0 | 0
IGCC-CCS | 0 | 0 | 0 | 0 | 0 | 0
WT_off | 0 | 0 | 0 | 0 | 0 | 0
PseudoUnit | 0 | 0 | 0 | 0 | 0 | 0
FixedInterchange | 0 | 0 | 0 | 0 | 0 | 0
CO2 Emissions (MMshortTons): AZ_NM_SNV_Coal
ReportingType | 2015 | 2020 | 2025 | 2030 | 2035 | 2040
BM | 0 | 0 | 0 | 0 | 0 | 0
CC | 0 | 0 | 0 | 0 | 0 | 0
CSP | 0 | 0 | 0 | 0 | 0 | 0
CT | 0 | 0 | 0 | 0 | 0 | 0
Coal | 52.44 | 49.34 | 7.06 | 0 | 0 | 0
Geo | 0 | 0 | 0 | 0 | 0 | 0
H | 0 | 0 | 0 | 0 | 0 | 0
LFG | 0 | 0 | 0 | 0 | 0 | 0
Nuc | 0 | 0 | 0 | 0 | 0 | 0
PS | 0 | 0 | 0 | 0 | 0 | 0
PV | 0 | 0 | 0 | 0 | 0 | 0
PeakG | 0 | 0 | 0 | 0 | 0 | 0
PeakO | 0 | 0 | 0 | 0 | 0 | 0
ST | 0 | 0 | 0 | 0 | 0 | 0
STOG | 0 | 0 | 0 | 0 | 0 | 0
STWD | 0 | 0 | 0 | 0 | 0 | 0
WT | 0 | 0 | 0 | 0 | 0 | 0
IGCC | 0 | 0 | 0 | 0 | 0 | 0
DemandResponse | 0 | 0 | 0 | 0 | 0 | 0
IGCC-CCS | 0 | 0 | 0 | 0 | 0 | 0
WT_off | 0 | 0 | 0 | 0 | 0 | 0
PseudoUnit | 0 | 0 | 0 | 0 | 0 | 0
FixedInterchange | 0 | 0 | 0 | 0 | 0 | 0
CO2 Emissions (MMshortTons): AZ_NM_SNV_Gas
ReportingType | 2015 | 2020 | 2025 | 2030 | 2035 | 2040
BM | 0 | 0 | 0 | 0 | 0 | 0
CC | 28.37 | 26.57 | 27.2 | 21.29 | 5.89 | 3.94
CSP | 0 | 0 | 0 | 0 | 0 | 0
CT | 0 | 0 | 0 | 0 | 0 | 0
Coal | 0 | 0 | 0 | 0 | 0 | 0
Geo | 0 | 0 | 0 | 0 | 0 | 0
H | 0 | 0 | 0 | 0 | 0 | 0
LFG | 0 | 0 | 0 | 0 | 0 | 0
Nuc | 0 | 0 | 0 | 0 | 0 | 0
PS | 0 | 0 | 0 | 0 | 0 | 0
PV | 0 | 0 | 0 | 0 | 0 | 0
PeakG | 0 | 0 | 0 | 0 | 0 | 0
PeakO | 0 | 0 | 0 | 0 | 0 | 0
ST | 0 | 0 | 0 | 0 | 0 | 0
STOG | 0 | 0 | 0 | 0 | 0 | 0
STWD | 0 | 0 | 0 | 0 | 0 | 0
WT | 0 | 0 | 0 | 0 | 0 | 0
IGCC | 0 | 0 | 0 | 0 | 0 | 0
DemandResponse | 0 | 0 | 0 | 0 | 0 | 0
IGCC-CCS | 0 | 0 | 0 | 0 | 0 | 0
WT_off | 0 | 0 | 0 | 0 | 0 | 0
PseudoUnit | 0 | 0 | 0 | 0 | 0 | 0
FixedInterchange | 0 | 0 | 0 | 0 | 0 | 0
CO2 Emissions (MMshortTons): AZ_NM_SNV_NucRenew
ReportingType | 2015 | 2020 | 2025 | 2030 | 2035 | 2040
BM | 0 | 0 | 0 | 0 | 0 | 0
CC | 0 | 0 | 0 | 0 | 0 | 0
CSP | 0 | 0 | 0 | 0 | 0 | 0
CT | 0 | 0 | 0 | 0 | 0 | 0
Coal | 0 | 0 | 0 | 0 | 0 | 0
Geo | 0 | 0 | 0 | 0 | 0 | 0
H | 0 | 0 | 0 | 0 | 0 | 0
LFG | 0 | 0 | 0 | 0 | 0 | 0
Nuc | 0 | 0 | 0 | 0 | 0 | 0
PS | 0 | 0 | 0 | 0 | 0 | 0
PV | 0 | 0 | 0 | 0 | 0 | 0
PeakG | 0 | 0 | 0 | 0 | 0 | 0
PeakO | 0 | 0 | 0 | 0 | 0 | 0
ST | 0 | 0 | 0 | 0 | 0 | 0
STOG | 0 | 0 | 0 | 0 | 0 | 0
STWD | 0 | 0 | 0 | 0 | 0 | 0
WT | 0 | 0 | 0 | 0 | 0 | 0
IGCC | 0 | 0 | 0 | 0 | 0 | 0
DemandResponse | 0 | 0 | 0 | 0 | 0 | 0
IGCC-CCS | 0 | 0 | 0 | 0 | 0 | 0
WT_off | 0 | 0 | 0 | 0 | 0 | 0
PseudoUnit | 0 | 0 | 0 | 0 | 0 | 0
FixedInterchange | 0 | 0 | 0 | 0 | 0 | 0
CO2 Emissions (MMshortTons): ERCOT
ReportingType | 2015 | 2020 | 2025 | 2030 | 2035 | 2040
BM | 0 | 0 | 0 | 0 | 0 | 0
CC | 85.11 | 90.57 | 76.38 | 65.84 | 22.15 | 15.2
CSP | 0 | 0 | 0 | 0 | 0 | 0
CT | 0 | 0 | 0 | 0.01 | 0 | 0
Coal | 43.12 | 28.06 | 1.19 | 0.55 | 0.55 | 0.51
Geo | 0 | 0 | 0 | 0 | 0 | 0
H | 0 | 0 | 0 | 0 | 0 | 0
LFG | 0 | 0 | 0 | 0 | 0 | 0
Nuc | 0 | 0 | 0 | 0 | 0 | 0
PS | 0 | 0 | 0 | 0 | 0 | 0
PV | 0 | 0 | 0 | 0 | 0 | 0
PeakG | 0 | 0 | 0 | 0.03 | 0.03 | 0.03
PeakO | 0 | 0 | 0 | 0 | 0 | 0
ST | 0 | 0 | 0 | 0 | 0 | 0
STOG | 1.62 | 2.55 | 0.79 | 0.53 | 0 | 0
STWD | 0 | 0 | 0 | 0 | 0 | 0
WT | 0 | 0 | 0 | 0 | 0 | 0
IGCC | 0 | 0 | 0 | 0 | 0 | 0
DemandResponse | 0 | 0 | 0 | 0 | 0 | 0
IGCC-CCS | 0 | 0 | 0 | 0 | 0 | 0
WT_off | 0 | 0 | 0 | 0 | 0 | 0
PseudoUnit | 0 | 0 | 0 | 0 | 0 | 0
FixedInterchange | 0 | 0 | 0 | 0 | 0 | 0
CO2 Emissions (MMshortTons): NP15
ReportingType | 2015 | 2020 | 2025 | 2030 | 2035 | 2040
BM | 0 | 0 | 0 | 0 | 0 | 0
CC | 24.23 | 23.17 | 20.14 | 11.93 | 3.69 | 2.6
CSP | 0 | 0 | 0 | 0 | 0 | 0
CT | 0 | 0 | 0 | 0 | 0 | 0
Coal | 1.73 | 0.27 | 0 | 0 | 0 | 0
Geo | 0 | 0 | 0 | 0 | 0 | 0
H | 0 | 0 | 0 | 0 | 0 | 0
LFG | 0 | 0 | 0 | 0 | 0 | 0
Nuc | 0 | 0 | 0 | 0 | 0 | 0
PS | 0 | 0 | 0 | 0 | 0 | 0
PV | 0 | 0 | 0 | 0 | 0 | 0
PeakG | 0 | 0 | 0 | 0 | 0 | 0
PeakO | 0 | 0 | 0 | 0 | 0 | 0
ST | 0 | 0 | 0 | 0 | 0 | 0
STOG | 0.04 | 0.03 | 0.01 | 0 | 0 | 0
STWD | 0 | 0 | 0 | 0 | 0 | 0
WT | 0 | 0 | 0 | 0 | 0 | 0
IGCC | 0 | 0 | 0 | 0 | 0 | 0
DemandResponse | 0 | 0 | 0 | 0 | 0 | 0
IGCC-CCS | 0 | 0 | 0 | 0 | 0 | 0
WT_off | 0 | 0 | 0 | 0 | 0 | 0
PseudoUnit | 0 | 0 | 0 | 0 | 0 | 0
FixedInterchange | 0 | 0 | 0 | 0 | 0 | 0
CO2 Emissions (MMshortTons): NWPP_Coal
ReportingType | 2015 | 2020 | 2025 | 2030 | 2035 | 2040
BM | 0 | 0 | 0 | 0 | 0 | 0
CC | 0 | 0 | 0 | 0 | 0 | 0
CSP | 0 | 0 | 0 | 0 | 0 | 0
CT | 0 | 0 | 0 | 0 | 0 | 0
Coal | 57.89 | 46.18 | 0.17 | 0.17 | 0.17 | 0.08
Geo | 0 | 0 | 0 | 0 | 0 | 0
H | 0 | 0 | 0 | 0 | 0 | 0
LFG | 0 | 0 | 0 | 0 | 0 | 0
Nuc | 0 | 0 | 0 | 0 | 0 | 0
PS | 0 | 0 | 0 | 0 | 0 | 0
PV | 0 | 0 | 0 | 0 | 0 | 0
PeakG | 0 | 0 | 0 | 0 | 0 | 0
PeakO | 0 | 0 | 0 | 0 | 0 | 0
ST | 0 | 0 | 0 | 0 | 0 | 0
STOG | 0 | 0 | 0 | 0 | 0 | 0
STWD | 0 | 0 | 0 | 0 | 0 | 0
WT | 0 | 0 | 0 | 0 | 0 | 0
IGCC | 0 | 0 | 0 | 0 | 0 | 0
DemandResponse | 0 | 0 | 0 | 0 | 0 | 0
IGCC-CCS | 0 | 0 | 0 | 0 | 0 | 0
WT_off | 0 | 0 | 0 | 0 | 0 | 0
PseudoUnit | 0 | 0 | 0 | 0 | 0 | 0
FixedInterchange | 0 | 0 | 0 | 0 | 0 | 0
CO2 Emissions (MMshortTons): NWPP_Gas
ReportingType | 2015 | 2020 | 2025 | 2030 | 2035 | 2040
BM | 0 | 0 | 0 | 0 | 0 | 0
CC | 19.56 | 19.56 | 16.09 | 14.86 | 0.37 | 0
CSP | 0 | 0 | 0 | 0 | 0 | 0
CT | 0 | 0 | 0 | 0 | 0 | 0
Coal | 0 | 0 | 0 | 0 | 0 | 0
Geo | 0 | 0 | 0 | 0 | 0 | 0
H | 0 | 0 | 0 | 0 | 0 | 0
LFG | 0 | 0 | 0 | 0 | 0 | 0
Nuc | 0 | 0 | 0 | 0 | 0 | 0
PS | 0 | 0 | 0 | 0 | 0 | 0
PV | 0 | 0 | 0 | 0 | 0 | 0
PeakG | 0 | 0 | 0 | 0 | 0 | 0
PeakO | 0 | 0 | 0 | 0 | 0 | 0
ST | 0 | 0 | 0 | 0 | 0 | 0
STOG | 0 | 0 | 0 | 0 | 0 | 0
STWD | 0 | 0 | 0 | 0 | 0 | 0
WT | 0 | 0 | 0 | 0 | 0 | 0
IGCC | 0 | 0 | 0 | 0 | 0 | 0
DemandResponse | 0 | 0 | 0 | 0 | 0 | 0
IGCC-CCS | 0 | 0 | 0 | 0 | 0 | 0
WT_off | 0 | 0 | 0 | 0 | 0 | 0
PseudoUnit | 0 | 0 | 0 | 0 | 0 | 0
FixedInterchange | 0 | 0 | 0 | 0 | 0 | 0
CO2 Emissions (MMshortTons): NWPP_NucRenew
ReportingType | 2015 | 2020 | 2025 | 2030 | 2035 | 2040
BM | 0 | 0 | 0 | 0 | 0 | 0
CC | 0 | 0 | 0 | 0 | 0 | 0
CSP | 0 | 0 | 0 | 0 | 0 | 0
CT | 0 | 0 | 0 | 0 | 0 | 0
Coal | 0 | 0 | 0 | 0 | 0 | 0
Geo | 0 | 0 | 0 | 0 | 0 | 0
H | 0 | 0 | 0 | 0 | 0 | 0
LFG | 0 | 0 | 0 | 0 | 0 | 0
Nuc | 0 | 0 | 0 | 0 | 0 | 0
PS | 0 | 0 | 0 | 0 | 0 | 0
PV | 0 | 0 | 0 | 0 | 0 | 0
PeakG | 0 | 0 | 0 | 0 | 0 | 0
PeakO | 0 | 0 | 0 | 0 | 0 | 0
ST | 0 | 0 | 0 | 0 | 0 | 0
STOG | 0 | 0 | 0 | 0 | 0 | 0
STWD | 0 | 0 | 0 | 0 | 0 | 0
WT | 0 | 0 | 0 | 0 | 0 | 0
IGCC | 0 | 0 | 0 | 0 | 0 | 0
DemandResponse | 0 | 0 | 0 | 0 | 0 | 0
IGCC-CCS | 0 | 0 | 0 | 0 | 0 | 0
WT_off | 0 | 0 | 0 | 0 | 0 | 0
PseudoUnit | 0 | 0 | 0 | 0 | 0 | 0
FixedInterchange | 0 | 0 | 0 | 0 | 0 | 0
CO2 Emissions (MMshortTons): RMPA
ReportingType | 2015 | 2020 | 2025 | 2030 | 2035 | 2040
BM | 0 | 0 | 0 | 0 | 0 | 0
CC | 4.92 | 3.84 | 6.81 | 4.16 | 1.26 | 0.74
CSP | 0 | 0 | 0 | 0 | 0 | 0
CT | 0 | 0 | 0 | 0 | 0 | 0
Coal | 54.89 | 45.68 | 3.67 | 0.39 | 0.39 | 0.21
Geo | 0 | 0 | 0 | 0 | 0 | 0
H | 0 | 0 | 0 | 0 | 0 | 0
LFG | 0 | 0 | 0 | 0 | 0 | 0
Nuc | 0 | 0 | 0 | 0 | 0 | 0
PS | 0 | 0 | 0 | 0 | 0 | 0
PV | 0 | 0 | 0 | 0 | 0 | 0
PeakG | 0 | 0 | 0 | 0 | 0 | 0
PeakO | 0 | 0 | 0 | 0 | 0 | 0
ST | 0 | 0 | 0 | 0 | 0 | 0
STOG | 0 | 0 | 0 | 0 | 0 | 0
STWD | 0 | 0 | 0 | 0 | 0 | 0
WT | 0 | 0 | 0 | 0 | 0 | 0
IGCC | 0 | 0 | 0 | 0 | 0 | 0
DemandResponse | 0 | 0 | 0 | 0 | 0 | 0
IGCC-CCS | 0 | 0 | 0 | 0 | 0 | 0
WT_off | 0 | 0 | 0 | 0 | 0 | 0
PseudoUnit | 0 | 0 | 0 | 0 | 0 | 0
FixedInterchange | 0 | 0 | 0 | 0 | 0 | 0
CO2 Emissions (MMshortTons): SP15
ReportingType | 2015 | 2020 | 2025 | 2030 | 2035 | 2040
BM | 0 | 0 | 0 | 0 | 0 | 0
CC | 34.31 | 31.62 | 26.18 | 25.15 | 9.5 | 6.13
CSP | 0 | 0 | 0 | 0 | 0 | 0
CT | 0 | 0 | 0 | 0 | 0 | 0
Coal | 1.64 | 0.9 | 0 | 0 | 0 | 0
Geo | 0 | 0 | 0 | 0 | 0 | 0
H | 0 | 0 | 0 | 0 | 0 | 0
LFG | 0 | 0 | 0 | 0 | 0 | 0
Nuc | 0 | 0 | 0 | 0 | 0 | 0
PS | 0 | 0 | 0 | 0 | 0 | 0
PV | 0 | 0 | 0 | 0 | 0 | 0
PeakG | 0 | 0 | 0 | 0 | 0 | 0
PeakO | 0 | 0 | 0 | 0 | 0 | 0
ST | 0 | 0 | 0 | 0 | 0 | 0
STOG | 0.32 | 0.22 | 0.05 | 0.11 | 0.05 | 0.02
STWD | 0 | 0 | 0 | 0 | 0 | 0
WT | 0 | 0 | 0 | 0 | 0 | 0
IGCC | 0 | 0 | 0 | 0 | 0 | 0
DemandResponse | 0 | 0 | 0 | 0 | 0 | 0
IGCC-CCS | 0 | 0 | 0 | 0 | 0 | 0
WT_off | 0 | 0 | 0 | 0 | 0 | 0
PseudoUnit | 0 | 0 | 0 | 0 | 0 | 0
FixedInterchange | 0 | 0 | 0 | 0 | 0 | 0
CO2 Emissions (MMshortTons): ALB
ReportingType | 2015 | 2020 | 2025 | 2030 | 2035 | 2040
BM | 0 | 0 | 0 | 0 | 0 | 0
CC | 7.28 | 7.55 | 7.5 | 0 | 0 | 0
CSP | 0 | 0 | 0 | 0 | 0 | 0
CT | 0 | 0 | 0 | 0 | 0 | 0
Coal | 50 | 50 | 48.67 | 0 | 0 | 0
Geo | 0 | 0 | 0 | 0 | 0 | 0
H | 0 | 0 | 0 | 0 | 0 | 0
LFG | 0 | 0 | 0 | 0 | 0 | 0
Nuc | 0 | 0 | 0 | 0 | 0 | 0
PS | 0 | 0 | 0 | 0 | 0 | 0
PV | 0 | 0 | 0 | 0 | 0 | 0
PeakG | 0 | 0 | 0 | 0 | 0 | 0
PeakO | 0 | 0 | 0 | 0 | 0 | 0
ST | 0 | 0 | 0 | 0 | 0 | 0
STOG | 0 | 0 | 0 | 0 | 0 | 0
STWD | 0 | 0 | 0 | 0 | 0 | 0
WT | 0 | 0 | 0 | 0 | 0 | 0
IGCC | 0 | 0 | 0 | 0 | 0 | 0
DemandResponse | 0 | 0 | 0 | 0 | 0 | 0
IGCC-CCS | 0 | 0 | 0 | 0 | 0 | 0
WT_off | 0 | 0 | 0 | 0 | 0 | 0
PseudoUnit | 0 | 0 | 0 | 0 | 0 | 0
FixedInterchange | 0 | 0 | 0 | 0 | 0 | 0
CO2 Emissions (MMshortTons): BC
ReportingType | 2015 | 2020 | 2025 | 2030 | 2035 | 2040
BM | 0 | 0 | 0 | 0 | 0 | 0
CC | 1.61 | 1.61 | 1.61 | 0.95 | 0 | 0
CSP | 0 | 0 | 0 | 0 | 0 | 0
CT | 0 | 0 | 0 | 0 | 0 | 0
Coal | 0 | 0 | 0 | 0 | 0 | 0
Geo | 0 | 0 | 0 | 0 | 0 | 0
H | 0 | 0 | 0 | 0 | 0 | 0
LFG | 0 | 0 | 0 | 0 | 0 | 0
Nuc | 0 | 0 | 0 | 0 | 0 | 0
PS | 0 | 0 | 0 | 0 | 0 | 0
PV | 0 | 0 | 0 | 0 | 0 | 0
PeakG | 0 | 0 | 0 | 0 | 0 | 0
PeakO | 0 | 0 | 0 | 0 | 0 | 0
ST | 0 | 0 | 0 | 0 | 0 | 0
STOG | 0 | 0 | 0 | 0 | 0 | 0
STWD | 0 | 0 | 0 | 0 | 0 | 0
WT | 0 | 0 | 0 | 0 | 0 | 0
IGCC | 0 | 0 | 0 | 0 | 0 | 0
DemandResponse | 0 | 0 | 0 | 0 | 0 | 0
IGCC-CCS | 0 | 0 | 0 | 0 | 0 | 0
WT_off | 0 | 0 | 0 | 0 | 0 | 0
PseudoUnit | 0 | 0 | 0 | 0 | 0 | 0
FixedInterchange | 0 | 0 | 0 | 0 | 0 | 0
CO2 Emissions (MMshortTons): HQ_IESO
ReportingType | 2015 | 2020 | 2025 | 2030 | 2035 | 2040
BM | 0 | 0 | 0 | 0 | 0 | 0
CC | 0 | 0 | 0 | 0 | 0 | 0
CSP | 0 | 0 | 0 | 0 | 0 | 0
CT | 0 | 0 | 0 | 0 | 0 | 0
Coal | 0 | 0 | 0 | 0 | 0 | 0
Geo | 0 | 0 | 0 | 0 | 0 | 0
H | 0 | 0 | 0 | 0 | 0 | 0
LFG | 0 | 0 | 0 | 0 | 0 | 0
Nuc | 0 | 0 | 0 | 0 | 0 | 0
PS | 0 | 0 | 0 | 0 | 0 | 0
PV | 0 | 0 | 0 | 0 | 0 | 0
PeakG | 0 | 0 | 0 | 0 | 0 | 0
PeakO | 0 | 0 | 0 | 0 | 0 | 0
ST | 0 | 0 | 0 | 0 | 0 | 0
STOG | 0 | 0 | 0 | 0 | 0 | 0
STWD | 0 | 0 | 0 | 0 | 0 | 0
WT | 0 | 0 | 0 | 0 | 0 | 0
IGCC | 0 | 0 | 0 | 0 | 0 | 0
DemandResponse | 0 | 0 | 0 | 0 | 0 | 0
IGCC-CCS | 0 | 0 | 0 | 0 | 0 | 0
WT_off | 0 | 0 | 0 | 0 | 0 | 0
PseudoUnit | 0 | 0 | 0 | 0 | 0 | 0
FixedInterchange | 0 | 0 | 0 | 0 | 0 | 0
CO2 Emissions (MMshortTons): HQ_NEISO
ReportingType | 2015 | 2020 | 2025 | 2030 | 2035 | 2040
BM | 0 | 0 | 0 | 0 | 0 | 0
CC | 0 | 0 | 0 | 0 | 0 | 0
CSP | 0 | 0 | 0 | 0 | 0 | 0
CT | 0 | 0 | 0 | 0 | 0 | 0
Coal | 0 | 0 | 0 | 0 | 0 | 0
Geo | 0 | 0 | 0 | 0 | 0 | 0
H | 0 | 0 | 0 | 0 | 0 | 0
LFG | 0 | 0 | 0 | 0 | 0 | 0
Nuc | 0 | 0 | 0 | 0 | 0 | 0
PS | 0 | 0 | 0 | 0 | 0 | 0
PV | 0 | 0 | 0 | 0 | 0 | 0
PeakG | 0 | 0 | 0 | 0 | 0 | 0
PeakO | 0 | 0 | 0 | 0 | 0 | 0
ST | 0 | 0 | 0 | 0 | 0 | 0
STOG | 0 | 0 | 0 | 0 | 0 | 0
STWD | 0 | 0 | 0 | 0 | 0 | 0
WT | 0 | 0 | 0 | 0 | 0 | 0
IGCC | 0 | 0 | 0 | 0 | 0 | 0
DemandResponse | 0 | 0 | 0 | 0 | 0 | 0
IGCC-CCS | 0 | 0 | 0 | 0 | 0 | 0
WT_off | 0 | 0 | 0 | 0 | 0 | 0
PseudoUnit | 0 | 0 | 0 | 0 | 0 | 0
FixedInterchange | 0 | 0 | 0 | 0 | 0 | 0
CO2 Emissions (MMshortTons): HQ_NY
ReportingType | 2015 | 2020 | 2025 | 2030 | 2035 | 2040
BM | 0 | 0 | 0 | 0 | 0 | 0
CC | 0 | 0 | 0 | 0 | 0 | 0
CSP | 0 | 0 | 0 | 0 | 0 | 0
CT | 0 | 0 | 0 | 0 | 0 | 0
Coal | 0 | 0 | 0 | 0 | 0 | 0
Geo | 0 | 0 | 0 | 0 | 0 | 0
H | 0 | 0 | 0 | 0 | 0 | 0
LFG | 0 | 0 | 0 | 0 | 0 | 0
Nuc | 0 | 0 | 0 | 0 | 0 | 0
PS | 0 | 0 | 0 | 0 | 0 | 0
PV | 0 | 0 | 0 | 0 | 0 | 0
PeakG | 0 | 0 | 0 | 0 | 0 | 0
PeakO | 0 | 0 | 0 | 0 | 0 | 0
ST | 0 | 0 | 0 | 0 | 0 | 0
STOG | 0 | 0 | 0 | 0 | 0 | 0
STWD | 0 | 0 | 0 | 0 | 0 | 0
WT | 0 | 0 | 0 | 0 | 0 | 0
IGCC | 0 | 0 | 0 | 0 | 0 | 0
DemandResponse | 0 | 0 | 0 | 0 | 0 | 0
IGCC-CCS | 0 | 0 | 0 | 0 | 0 | 0
WT_off | 0 | 0 | 0 | 0 | 0 | 0
PseudoUnit | 0 | 0 | 0 | 0 | 0 | 0
FixedInterchange | 0 | 0 | 0 | 0 | 0 | 0
CO2 Emissions (MMshortTons): MARITIMES
ReportingType | 2015 | 2020 | 2025 | 2030 | 2035 | 2040
BM | 0 | 0 | 0 | 0 | 0 | 0
CC | 0 | 0 | 0 | 0 | 0 | 0
CSP | 0 | 0 | 0 | 0 | 0 | 0
CT | 0 | 0 | 0 | 0 | 0 | 0
Coal | 0 | 0 | 0 | 0 | 0 | 0
Geo | 0 | 0 | 0 | 0 | 0 | 0
H | 0 | 0 | 0 | 0 | 0 | 0
LFG | 0 | 0 | 0 | 0 | 0 | 0
Nuc | 0 | 0 | 0 | 0 | 0 | 0
PS | 0 | 0 | 0 | 0 | 0 | 0
PV | 0 | 0 | 0 | 0 | 0 | 0
PeakG | 0 | 0 | 0 | 0 | 0 | 0
PeakO | 0 | 0 | 0 | 0 | 0 | 0
ST | 0 | 0 | 0 | 0 | 0 | 0
STOG | 0 | 0 | 0 | 0 | 0 | 0
STWD | 0 | 0 | 0 | 0 | 0 | 0
WT | 0 | 0 | 0 | 0 | 0 | 0
IGCC | 0 | 0 | 0 | 0 | 0 | 0
DemandResponse | 0 | 0 | 0 | 0 | 0 | 0
IGCC-CCS | 0 | 0 | 0 | 0 | 0 | 0
WT_off | 0 | 0 | 0 | 0 | 0 | 0
PseudoUnit | 0 | 0 | 0 | 0 | 0 | 0
FixedInterchange | 0 | 0 | 0 | 0 | 0 | 0
CO2 Emissions (MMshortTons): All
ReportingType | 2015 | 2020 | 2025 | 2030 | 2035 | 2040
BM | 0 | 0 | 0 | 0 | 0 | 0
CC | 616.5 | 633.6 | 549.25 | 427.43 | 166.16 | 94.67
CSP | 0 | 0 | 0 | 0 | 0 | 0
CT | 0.37 | 0.37 | 0.65 | 0.34 | 0 | 0.01
Coal | 1207.72 | 509.33 | 85.27 | 4.38 | 5.52 | 5.34
Geo | 0 | 0 | 0 | 0 | 0 | 0
H | 0 | 0 | 0 | 0 | 0 | 0
LFG | 0 | 0 | 0 | 0 | 0 | 0
Nuc | 0 | 0 | 0 | 0 | 0 | 0
PS | 0 | 0 | 0 | 0 | 0 | 0
PV | 0 | 0 | 0 | 0 | 0 | 0
PeakG | 1.9 | 1.48 | 1.72 | 2.01 | 0.98 | 0.82
PeakO | 0 | 0 | 0 | 0 | 0 | 0
ST | 0 | 0 | 0 | 0 | 0 | 0
STOG | 5.86 | 4.77 | 2.96 | 3.88 | 0.6 | 0.46
STWD | 0 | 0 | 0 | 0 | 0 | 0
WT | 0 | 0 | 0 | 0 | 0 | 0
IGCC | 4.15 | 4.15 | 0.37 | 0 | 0 | 0
DemandResponse | 0 | 0 | 0 | 0 | 0 | 0
IGCC-CCS | 0 | 0 | 0 | 0 | 0 | 0
WT_off | 0 | 0 | 0 | 0 | 0 | 0
PseudoUnit | 0 | 0 | 0 | 0 | 0 | 0
FixedInterchange | 0 | 0 | 0 | 0 | 0 | 0
CO2 Emissions (MMshortTons): EI_US
ReportingType | 2015 | 2020 | 2025 | 2030 | 2035 | 2040
BM | 0 | 0 | 0 | 0 | 0 | 0
CC | 404.43 | 423.45 | 367.19 | 283.23 | 123.28 | 66
CSP | 0 | 0 | 0 | 0 | 0 | 0
CT | 0.36 | 0.37 | 0.65 | 0.34 | 0 | 0.01
Coal | 945.74 | 288.88 | 24.51 | 3.26 | 4.41 | 4.54
Geo | 0 | 0 | 0 | 0 | 0 | 0
H | 0 | 0 | 0 | 0 | 0 | 0
LFG | 0 | 0 | 0 | 0 | 0 | 0
Nuc | 0 | 0 | 0 | 0 | 0 | 0
PS | 0 | 0 | 0 | 0 | 0 | 0
PV | 0 | 0 | 0 | 0 | 0 | 0
PeakG | 1.85 | 1.47 | 1.72 | 1.99 | 0.95 | 0.8
PeakO | 0 | 0 | 0 | 0 | 0 | 0
ST | 0 | 0 | 0 | 0 | 0 | 0
STOG | 3.87 | 1.96 | 2.1 | 3.24 | 0.55 | 0.43
STWD | 0 | 0 | 0 | 0 | 0 | 0
WT | 0 | 0 | 0 | 0 | 0 | 0
IGCC | 4.15 | 4.15 | 0.37 | 0 | 0 | 0
DemandResponse | 0 | 0 | 0 | 0 | 0 | 0
IGCC-CCS | 0 | 0 | 0 | 0 | 0 | 0
WT_off | 0 | 0 | 0 | 0 | 0 | 0
PseudoUnit | 0 | 0 | 0 | 0 | 0 | 0
FixedInterchange | 0 | 0 | 0 | 0 | 0 | 0
CO2 Emissions (MMshortTons): EI_Canada
ReportingType | 2015 | 2020 | 2025 | 2030 | 2035 | 2040
BM | 0 | 0 | 0 | 0 | 0 | 0
CC | 6.68 | 5.65 | 0.15 | 0.01 | 0.03 | 0.06
CSP | 0 | 0 | 0 | 0 | 0 | 0
CT | 0.01 | 0 | 0 | 0 | 0 | 0
Coal | 0.26 | 0.04 | 0 | 0 | 0 | 0
Geo | 0 | 0 | 0 | 0 | 0 | 0
H | 0 | 0 | 0 | 0 | 0 | 0
LFG | 0 | 0 | 0 | 0 | 0 | 0
Nuc | 0 | 0 | 0 | 0 | 0 | 0
PS | 0 | 0 | 0 | 0 | 0 | 0
PV | 0 | 0 | 0 | 0 | 0 | 0
PeakG | 0.06 | 0.01 | 0 | 0 | 0 | 0
PeakO | 0 | 0 | 0 | 0 | 0 | 0
ST | 0 | 0 | 0 | 0 | 0 | 0
STOG | 0.01 | 0 | 0 | 0 | 0 | 0
STWD | 0 | 0 | 0 | 0 | 0 | 0
WT | 0 | 0 | 0 | 0 | 0 | 0
IGCC | 0 | 0 | 0 | 0 | 0 | 0
DemandResponse | 0 | 0 | 0 | 0 | 0 | 0
IGCC-CCS | 0 | 0 | 0 | 0 | 0 | 0
WT_off | 0 | 0 | 0 | 0 | 0 | 0
PseudoUnit | 0 | 0 | 0 | 0 | 0 | 0
FixedInterchange | 0 | 0 | 0 | 0 | 0 | 0
CO2 Emissions (MMshortTons): EI
ReportingType | 2015 | 2020 | 2025 | 2030 | 2035 | 2040
BM | 0 | 0 | 0 | 0 | 0 | 0
CC | 411.11 | 429.1 | 367.34 | 283.25 | 123.3 | 66.05
CSP | 0 | 0 | 0 | 0 | 0 | 0
CT | 0.37 | 0.37 | 0.65 | 0.34 | 0 | 0.01
Coal | 946 | 288.92 | 24.51 | 3.26 | 4.41 | 4.54
Geo | 0 | 0 | 0 | 0 | 0 | 0
H | 0 | 0 | 0 | 0 | 0 | 0
LFG | 0 | 0 | 0 | 0 | 0 | 0
Nuc | 0 | 0 | 0 | 0 | 0 | 0
PS | 0 | 0 | 0 | 0 | 0 | 0
PV | 0 | 0 | 0 | 0 | 0 | 0
PeakG | 1.9 | 1.48 | 1.72 | 1.99 | 0.95 | 0.8
PeakO | 0 | 0 | 0 | 0 | 0 | 0
ST | 0 | 0 | 0 | 0 | 0 | 0
STOG | 3.88 | 1.96 | 2.1 | 3.24 | 0.55 | 0.43
STWD | 0 | 0 | 0 | 0 | 0 | 0
WT | 0 | 0 | 0 | 0 | 0 | 0
IGCC | 4.15 | 4.15 | 0.37 | 0 | 0 | 0
DemandResponse | 0 | 0 | 0 | 0 | 0 | 0
IGCC-CCS | 0 | 0 | 0 | 0 | 0 | 0
WT_off | 0 | 0 | 0 | 0 | 0 | 0
PseudoUnit | 0 | 0 | 0 | 0 | 0 | 0
FixedInterchange | 0 | 0 | 0 | 0 | 0 | 0
CO2 Emissions (MMshortTons): Outside_EI
ReportingType | 2015 | 2020 | 2025 | 2030 | 2035 | 2040
BM | 0 | 0 | 0 | 0 | 0 | 0
CC | 205.38 | 204.5 | 181.91 | 144.18 | 42.86 | 28.62
CSP | 0 | 0 | 0 | 0 | 0 | 0
CT | 0 | 0 | 0 | 0.01 | 0 | 0
Coal | 261.72 | 220.4 | 60.76 | 1.12 | 1.12 | 0.8
Geo | 0 | 0 | 0 | 0 | 0 | 0
H | 0 | 0 | 0 | 0 | 0 | 0
LFG | 0 | 0 | 0 | 0 | 0 | 0
Nuc | 0 | 0 | 0 | 0 | 0 | 0
PS | 0 | 0 | 0 | 0 | 0 | 0
PV | 0 | 0 | 0 | 0 | 0 | 0
PeakG | 0 | 0 | 0 | 0.03 | 0.03 | 0.03
PeakO | 0 | 0 | 0 | 0 | 0 | 0
ST | 0 | 0 | 0 | 0 | 0 | 0
STOG | 1.98 | 2.8 | 0.86 | 0.64 | 0.05 | 0.02
STWD | 0 | 0 | 0 | 0 | 0 | 0
WT | 0 | 0 | 0 | 0 | 0 | 0
IGCC | 0 | 0 | 0 | 0 | 0 | 0
DemandResponse | 0 | 0 | 0 | 0 | 0 | 0
IGCC-CCS | 0 | 0 | 0 | 0 | 0 | 0
WT_off | 0 | 0 | 0 | 0 | 0 | 0
PseudoUnit | 0 | 0 | 0 | 0 | 0 | 0
FixedInterchange | 0 | 0 | 0 | 0 | 0 | 0
CO2 Emissions (MMmetricTons): Entergy
ReportingType | 2015 | 2020 | 2025 | 2030 | 2035 | 2040
BM | 0 | 0 | 0 | 0 | 0 | 0
CC | 26.61 | 13.32 | 8.49 | 6.95 | 4.86 | 3.41
CSP | 0 | 0 | 0 | 0 | 0 | 0
CT | 0 | 0 | 0 | 0 | 0 | 0
Coal | 58.18 | 5.42 | 0.56 | 0 | 0 | 0
Geo | 0 | 0 | 0 | 0 | 0 | 0
H | 0 | 0 | 0 | 0 | 0 | 0
LFG | 0 | 0 | 0 | 0 | 0 | 0
Nuc | 0 | 0 | 0 | 0 | 0 | 0
PS | 0 | 0 | 0 | 0 | 0 | 0
PV | 0 | 0 | 0 | 0 | 0 | 0
PeakG | 0 | 0 | 0 | 0 | 0 | 0
PeakO | 0 | 0 | 0 | 0 | 0 | 0
ST | 0 | 0 | 0 | 0 | 0 | 0
STOG | 0.87 | 0.23 | 0.18 | 0.25 | 0.09 | 0.06
STWD | 0 | 0 | 0 | 0 | 0 | 0
WT | 0 | 0 | 0 | 0 | 0 | 0
IGCC | 0 | 0 | 0 | 0 | 0 | 0
DemandResponse | 0 | 0 | 0 | 0 | 0 | 0
IGCC-CCS | 0 | 0 | 0 | 0 | 0 | 0
WT_off | 0 | 0 | 0 | 0 | 0 | 0
PseudoUnit | 0 | 0 | 0 | 0 | 0 | 0
FixedInterchange | 0 | 0 | 0 | 0 | 0 | 0
CO2 Emissions (MMmetricTons): FRCC
ReportingType | 2015 | 2020 | 2025 | 2030 | 2035 | 2040
BM | 0 | 0 | 0 | 0 | 0 | 0
CC | 68.78 | 71.73 | 71.53 | 38.24 | 15.29 | 8.66
CSP | 0 | 0 | 0 | 0 | 0 | 0
CT | 0.28 | 0.28 | 0.51 | 0.2 | 0 | 0
Coal | 16.78 | 5.97 | 1.11 | 0.13 | 0.39 | 0.43
Geo | 0 | 0 | 0 | 0 | 0 | 0
H | 0 | 0 | 0 | 0 | 0 | 0
LFG | 0 | 0 | 0 | 0 | 0 | 0
Nuc | 0 | 0 | 0 | 0 | 0 | 0
PS | 0 | 0 | 0 | 0 | 0 | 0
PV | 0 | 0 | 0 | 0 | 0 | 0
PeakG | 0.23 | 0.37 | 0.41 | 0.04 | 0.06 | 0.04
PeakO | 0 | 0 | 0 | 0 | 0 | 0
ST | 0 | 0 | 0 | 0 | 0 | 0
STOG | 0.07 | 0.04 | 0 | 0 | 0 | 0
STWD | 0 | 0 | 0 | 0 | 0 | 0
WT | 0 | 0 | 0 | 0 | 0 | 0
IGCC | 0 | 0 | 0 | 0 | 0 | 0
DemandResponse | 0 | 0 | 0 | 0 | 0 | 0
IGCC-CCS | 0 | 0 | 0 | 0 | 0 | 0
WT_off | 0 | 0 | 0 | 0 | 0 | 0
PseudoUnit | 0 | 0 | 0 | 0 | 0 | 0
FixedInterchange | 0 | 0 | 0 | 0 | 0 | 0
CO2 Emissions (MMmetricTons): MAPP_US
ReportingType | 2015 | 2020 | 2025 | 2030 | 2035 | 2040
BM | 0 | 0 | 0 | 0 | 0 | 0
CC | 0.38 | 0.07 | 0.08 | 0.07 | 0.06 | 0.03
CSP | 0 | 0 | 0 | 0 | 0 | 0
CT | 0 | 0 | 0 | 0 | 0 | 0
Coal | 11.85 | 2.48 | 0.27 | 0 | 0 | 0
Geo | 0 | 0 | 0 | 0 | 0 | 0
H | 0 | 0 | 0 | 0 | 0 | 0
LFG | 0 | 0 | 0 | 0 | 0 | 0
Nuc | 0 | 0 | 0 | 0 | 0 | 0
PS | 0 | 0 | 0 | 0 | 0 | 0
PV | 0 | 0 | 0 | 0 | 0 | 0
PeakG | 0.05 | 0.01 | 0.01 | 0.05 | 0.02 | 0.02
PeakO | 0 | 0 | 0 | 0 | 0 | 0
ST | 0 | 0 | 0 | 0 | 0 | 0
STOG | 0 | 0 | 0 | 0 | 0 | 0
STWD | 0 | 0 | 0 | 0 | 0 | 0
WT | 0 | 0 | 0 | 0 | 0 | 0
IGCC | 0 | 0 | 0 | 0 | 0 | 0
DemandResponse | 0 | 0 | 0 | 0 | 0 | 0
IGCC-CCS | 0 | 0 | 0 | 0 | 0 | 0
WT_off | 0 | 0 | 0 | 0 | 0 | 0
PseudoUnit | 0 | 0 | 0 | 0 | 0 | 0
FixedInterchange | 0 | 0 | 0 | 0 | 0 | 0
CO2 Emissions (MMmetricTons): MISO_IN
ReportingType | 2015 | 2020 | 2025 | 2030 | 2035 | 2040
BM | 0 | 0 | 0 | 0 | 0 | 0
CC | 4.21 | 31.93 | 20.36 | 15.83 | 8 | 6.79
CSP | 0 | 0 | 0 | 0 | 0 | 0
CT | 0 | 0 | 0 | 0 | 0 | 0
Coal | 58.73 | 28.1 | 1.62 | 0.26 | 0.75 | 0.74
Geo | 0 | 0 | 0 | 0 | 0 | 0
H | 0 | 0 | 0 | 0 | 0 | 0
LFG | 0 | 0 | 0 | 0 | 0 | 0
Nuc | 0 | 0 | 0 | 0 | 0 | 0
PS | 0 | 0 | 0 | 0 | 0 | 0
PV | 0 | 0 | 0 | 0 | 0 | 0
PeakG | 0 | 0 | 0 | 0 | 0 | 0
PeakO | 0 | 0 | 0 | 0 | 0 | 0
ST | 0 | 0 | 0 | 0 | 0 | 0
STOG | 0.02 | 0.02 | 0 | 0 | 0 | 0
STWD | 0 | 0 | 0 | 0 | 0 | 0
WT | 0 | 0 | 0 | 0 | 0 | 0
IGCC | 3.76 | 3.76 | 0.34 | 0 | 0 | 0
DemandResponse | 0 | 0 | 0 | 0 | 0 | 0
IGCC-CCS | 0 | 0 | 0 | 0 | 0 | 0
WT_off | 0 | 0 | 0 | 0 | 0 | 0
PseudoUnit | 0 | 0 | 0 | 0 | 0 | 0
FixedInterchange | 0 | 0 | 0 | 0 | 0 | 0
CO2 Emissions (MMmetricTons): MISO_MI
ReportingType | 2015 | 2020 | 2025 | 2030 | 2035 | 2040
BM | 0 | 0 | 0 | 0 | 0 | 0
CC | 7.83 | 6.12 | 3.96 | 3.75 | 1.3 | 0.82
CSP | 0 | 0 | 0 | 0 | 0 | 0
CT | 0 | 0 | 0 | 0 | 0 | 0
Coal | 26.75 | 0 | 0 | 0 | 0 | 0
Geo | 0 | 0 | 0 | 0 | 0 | 0
H | 0 | 0 | 0 | 0 | 0 | 0
LFG | 0 | 0 | 0 | 0 | 0 | 0
Nuc | 0 | 0 | 0 | 0 | 0 | 0
PS | 0 | 0 | 0 | 0 | 0 | 0
PV | 0 | 0 | 0 | 0 | 0 | 0
PeakG | 0.02 | 0 | 0 | 0 | 0 | 0
PeakO | 0 | 0 | 0 | 0 | 0 | 0
ST | 0 | 0 | 0 | 0 | 0 | 0
STOG | 0.23 | 0.04 | 0 | 0 | 0 | 0
STWD | 0 | 0 | 0 | 0 | 0 | 0
WT | 0 | 0 | 0 | 0 | 0 | 0
IGCC | 0 | 0 | 0 | 0 | 0 | 0
DemandResponse | 0 | 0 | 0 | 0 | 0 | 0
IGCC-CCS | 0 | 0 | 0 | 0 | 0 | 0
WT_off | 0 | 0 | 0 | 0 | 0 | 0
PseudoUnit | 0 | 0 | 0 | 0 | 0 | 0
FixedInterchange | 0 | 0 | 0 | 0 | 0 | 0
CO2 Emissions (MMmetricTons): MISO_MO-IL
ReportingType | 2015 | 2020 | 2025 | 2030 | 2035 | 2040
BM | 0 | 0 | 0 | 0 | 0 | 0
CC | 1.19 | 0.8 | 0.56 | 0.51 | 0.21 | 0.21
CSP | 0 | 0 | 0 | 0 | 0 | 0
CT | 0 | 0 | 0 | 0 | 0 | 0
Coal | 72.07 | 18.33 | 2.25 | 0.06 | 0.15 | 0.15
Geo | 0 | 0 | 0 | 0 | 0 | 0
H | 0 | 0 | 0 | 0 | 0 | 0
LFG | 0 | 0 | 0 | 0 | 0 | 0
Nuc | 0 | 0 | 0 | 0 | 0 | 0
PS | 0 | 0 | 0 | 0 | 0 | 0
PV | 0 | 0 | 0 | 0 | 0 | 0
PeakG | 0.08 | 0 | 0 | 0 | 0 | 0
PeakO | 0 | 0 | 0 | 0 | 0 | 0
ST | 0 | 0 | 0 | 0 | 0 | 0
STOG | 0 | 0 | 0 | 0 | 0 | 0
STWD | 0 | 0 | 0 | 0 | 0 | 0
WT | 0 | 0 | 0 | 0 | 0 | 0
IGCC | 0 | 0 | 0 | 0 | 0 | 0
DemandResponse | 0 | 0 | 0 | 0 | 0 | 0
IGCC-CCS | 0 | 0 | 0 | 0 | 0 | 0
WT_off | 0 | 0 | 0 | 0 | 0 | 0
PseudoUnit | 0 | 0 | 0 | 0 | 0 | 0
FixedInterchange | 0 | 0 | 0 | 0 | 0 | 0
CO2 Emissions (MMmetricTons): MISO_W
ReportingType | 2015 | 2020 | 2025 | 2030 | 2035 | 2040
BM | 0 | 0 | 0 | 0 | 0 | 0
CC | 3.72 | 1.41 | 1.72 | 1.3 | 0.74 | 0.43
CSP | 0 | 0 | 0 | 0 | 0 | 0
CT | 0 | 0 | 0 | 0 | 0 | 0
Coal | 73.03 | 20.63 | 1.35 | 0.26 | 0.26 | 0.26
Geo | 0 | 0 | 0 | 0 | 0 | 0
H | 0 | 0 | 0 | 0 | 0 | 0
LFG | 0 | 0 | 0 | 0 | 0 | 0
Nuc | 0 | 0 | 0 | 0 | 0 | 0
PS | 0 | 0 | 0 | 0 | 0 | 0
PV | 0 | 0 | 0 | 0 | 0 | 0
PeakG | 0.15 | 0 | 0 | 0 | 0 | 0
PeakO | 0 | 0 | 0 | 0 | 0 | 0
ST | 0 | 0 | 0 | 0 | 0 | 0
STOG | 0 | 0 | 0 | 0 | 0 | 0
STWD | 0 | 0 | 0 | 0 | 0 | 0
WT | 0 | 0 | 0 | 0 | 0 | 0
IGCC | 0 | 0 | 0 | 0 | 0 | 0
DemandResponse | 0 | 0 | 0 | 0 | 0 | 0
IGCC-CCS | 0 | 0 | 0 | 0 | 0 | 0
WT_off | 0 | 0 | 0 | 0 | 0 | 0
PseudoUnit | 0 | 0 | 0 | 0 | 0 | 0
FixedInterchange | 0 | 0 | 0 | 0 | 0 | 0
CO2 Emissions (MMmetricTons): MISO_WUMS
ReportingType | 2015 | 2020 | 2025 | 2030 | 2035 | 2040
BM | 0 | 0 | 0 | 0 | 0 | 0
CC | 16.31 | 16.3 | 9.5 | 8.69 | 3.77 | 3.13
CSP | 0 | 0 | 0 | 0 | 0 | 0
CT | 0 | 0 | 0 | 0.09 | 0 | 0
Coal | 12.79 | 1.79 | 0.5 | 0.08 | 0.15 | 0.21
Geo | 0 | 0 | 0 | 0 | 0 | 0
H | 0 | 0 | 0 | 0 | 0 | 0
LFG | 0 | 0 | 0 | 0 | 0 | 0
Nuc | 0 | 0 | 0 | 0 | 0 | 0
PS | 0 | 0 | 0 | 0 | 0 | 0
PV | 0 | 0 | 0 | 0 | 0 | 0
PeakG | 0 | 0 | 0 | 0 | 0 | 0
PeakO | 0 | 0 | 0 | 0 | 0 | 0
ST | 0 | 0 | 0 | 0 | 0 | 0
STOG | 0 | 0 | 0 | 0 | 0 | 0
STWD | 0 | 0 | 0 | 0 | 0 | 0
WT | 0 | 0 | 0 | 0 | 0 | 0
IGCC | 0 | 0 | 0 | 0 | 0 | 0
DemandResponse | 0 | 0 | 0 | 0 | 0 | 0
IGCC-CCS | 0 | 0 | 0 | 0 | 0 | 0
WT_off | 0 | 0 | 0 | 0 | 0 | 0
PseudoUnit | 0 | 0 | 0 | 0 | 0 | 0
FixedInterchange | 0 | 0 | 0 | 0 | 0 | 0
CO2 Emissions (MMmetricTons): Nebraska
ReportingType | 2015 | 2020 | 2025 | 2030 | 2035 | 2040
BM | 0 | 0 | 0 | 0 | 0 | 0
CC | 0.21 | 0.1 | 0.1 | 0.1 | 0.03 | 0.03
CSP | 0 | 0 | 0 | 0 | 0 | 0
CT | 0 | 0 | 0 | 0 | 0 | 0
Coal | 32.1 | 1.72 | 0.26 | 0.16 | 0.19 | 0.12
Geo | 0 | 0 | 0 | 0 | 0 | 0
H | 0 | 0 | 0 | 0 | 0 | 0
LFG | 0 | 0 | 0 | 0 | 0 | 0
Nuc | 0 | 0 | 0 | 0 | 0 | 0
PS | 0 | 0 | 0 | 0 | 0 | 0
PV | 0 | 0 | 0 | 0 | 0 | 0
PeakG | 0.04 | 0 | 0 | 0 | 0 | 0
PeakO | 0 | 0 | 0 | 0 | 0 | 0
ST | 0 | 0 | 0 | 0 | 0 | 0
STOG | 0 | 0 | 0 | 0 | 0 | 0
STWD | 0 | 0 | 0 | 0 | 0 | 0
WT | 0 | 0 | 0 | 0 | 0 | 0
IGCC | 0 | 0 | 0 | 0 | 0 | 0
DemandResponse | 0 | 0 | 0 | 0 | 0 | 0
IGCC-CCS | 0 | 0 | 0 | 0 | 0 | 0
WT_off | 0 | 0 | 0 | 0 | 0 | 0
PseudoUnit | 0 | 0 | 0 | 0 | 0 | 0
FixedInterchange | 0 | 0 | 0 | 0 | 0 | 0
CO2 Emissions (MMmetricTons): NEISO
ReportingType | 2015 | 2020 | 2025 | 2030 | 2035 | 2040
BM | 0 | 0 | 0 | 0 | 0 | 0
CC | 15.6 | 9.12 | 2.73 | 2.21 | 1.8 | 1.69
CSP | 0 | 0 | 0 | 0 | 0 | 0
CT | 0 | 0.01 | 0 | 0 | 0 | 0
Coal | 0.03 | 0 | 0 | 0 | 0 | 0
Geo | 0 | 0 | 0 | 0 | 0 | 0
H | 0 | 0 | 0 | 0 | 0 | 0
LFG | 0 | 0 | 0 | 0 | 0 | 0
Nuc | 0 | 0 | 0 | 0 | 0 | 0
PS | 0 | 0 | 0 | 0 | 0 | 0
PV | 0 | 0 | 0 | 0 | 0 | 0
PeakG | 0.02 | 0.02 | 0 | 0 | 0 | 0
PeakO | 0 | 0 | 0 | 0 | 0 | 0
ST | 0 | 0 | 0 | 0 | 0 | 0
STOG | 0 | 0 | 0 | 0 | 0 | 0
STWD | 0 | 0 | 0 | 0 | 0 | 0
WT | 0 | 0 | 0 | 0 | 0 | 0
IGCC | 0 | 0 | 0 | 0 | 0 | 0
DemandResponse | 0 | 0 | 0 | 0 | 0 | 0
IGCC-CCS | 0 | 0 | 0 | 0 | 0 | 0
WT_off | 0 | 0 | 0 | 0 | 0 | 0
PseudoUnit | 0 | 0 | 0 | 0 | 0 | 0
FixedInterchange | 0 | 0 | 0 | 0 | 0 | 0
CO2 Emissions (MMmetricTons): NonRTO_Midwest
ReportingType | 2015 | 2020 | 2025 | 2030 | 2035 | 2040
BM | 0 | 0 | 0 | 0 | 0 | 0
CC | 5.1 | 9.14 | 9.14 | 8.69 | 4.05 | 0.73
CSP | 0 | 0 | 0 | 0 | 0 | 0
CT | 0 | 0 | 0 | 0 | 0 | 0
Coal | 40.92 | 26.44 | 3.77 | 0.19 | 0.34 | 0.34
Geo | 0 | 0 | 0 | 0 | 0 | 0
H | 0 | 0 | 0 | 0 | 0 | 0
LFG | 0 | 0 | 0 | 0 | 0 | 0
Nuc | 0 | 0 | 0 | 0 | 0 | 0
PS | 0 | 0 | 0 | 0 | 0 | 0
PV | 0 | 0 | 0 | 0 | 0 | 0
PeakG | 0.09 | 0.01 | 0 | 0.02 | 0 | 0
PeakO | 0 | 0 | 0 | 0 | 0 | 0
ST | 0 | 0 | 0 | 0 | 0 | 0
STOG | 0 | 0 | 0 | 0 | 0 | 0
STWD | 0 | 0 | 0 | 0 | 0 | 0
WT | 0 | 0 | 0 | 0 | 0 | 0
IGCC | 0 | 0 | 0 | 0 | 0 | 0
DemandResponse | 0 | 0 | 0 | 0 | 0 | 0
IGCC-CCS | 0 | 0 | 0 | 0 | 0 | 0
WT_off | 0 | 0 | 0 | 0 | 0 | 0
PseudoUnit | 0 | 0 | 0 | 0 | 0 | 0
FixedInterchange | 0 | 0 | 0 | 0 | 0 | 0
CO2 Emissions (MMmetricTons): NYISO_A-F
ReportingType | 2015 | 2020 | 2025 | 2030 | 2035 | 2040
BM | 0 | 0 | 0 | 0 | 0 | 0
CC | 2.71 | 1.9 | 0.23 | 0.3 | 0.3 | 0.01
CSP | 0 | 0 | 0 | 0 | 0 | 0
CT | 0 | 0 | 0 | 0 | 0 | 0
Coal | 0 | 0 | 0 | 0 | 0 | 0
Geo | 0 | 0 | 0 | 0 | 0 | 0
H | 0 | 0 | 0 | 0 | 0 | 0
LFG | 0 | 0 | 0 | 0 | 0 | 0
Nuc | 0 | 0 | 0 | 0 | 0 | 0
PS | 0 | 0 | 0 | 0 | 0 | 0
PV | 0 | 0 | 0 | 0 | 0 | 0
PeakG | 0 | 0 | 0 | 0 | 0 | 0
PeakO | 0 | 0 | 0 | 0 | 0 | 0
ST | 0 | 0 | 0 | 0 | 0 | 0
STOG | 0 | 0 | 0 | 0 | 0 | 0
STWD | 0 | 0 | 0 | 0 | 0 | 0
WT | 0 | 0 | 0 | 0 | 0 | 0
IGCC | 0 | 0 | 0 | 0 | 0 | 0
DemandResponse | 0 | 0 | 0 | 0 | 0 | 0
IGCC-CCS | 0 | 0 | 0 | 0 | 0 | 0
WT_off | 0 | 0 | 0 | 0 | 0 | 0
PseudoUnit | 0 | 0 | 0 | 0 | 0 | 0
FixedInterchange | 0 | 0 | 0 | 0 | 0 | 0
CO2 Emissions (MMmetricTons): NYISO_G-I
ReportingType | 2015 | 2020 | 2025 | 2030 | 2035 | 2040
BM | 0 | 0 | 0 | 0 | 0 | 0
CC | 1.52 | 0.96 | 0.5 | 0.46 | 0.31 | 0.29
CSP | 0 | 0 | 0 | 0 | 0 | 0
CT | 0 | 0 | 0 | 0 | 0 | 0
Coal | 0 | 0 | 0 | 0 | 0 | 0
Geo | 0 | 0 | 0 | 0 | 0 | 0
H | 0 | 0 | 0 | 0 | 0 | 0
LFG | 0 | 0 | 0 | 0 | 0 | 0
Nuc | 0 | 0 | 0 | 0 | 0 | 0
PS | 0 | 0 | 0 | 0 | 0 | 0
PV | 0 | 0 | 0 | 0 | 0 | 0
PeakG | 0 | 0 | 0 | 0 | 0 | 0
PeakO | 0 | 0 | 0 | 0 | 0 | 0
ST | 0 | 0 | 0 | 0 | 0 | 0
STOG | 0 | 0 | 0 | 0 | 0 | 0
STWD | 0 | 0 | 0 | 0 | 0 | 0
WT | 0 | 0 | 0 | 0 | 0 | 0
IGCC | 0 | 0 | 0 | 0 | 0 | 0
DemandResponse | 0 | 0 | 0 | 0 | 0 | 0
IGCC-CCS | 0 | 0 | 0 | 0 | 0 | 0
WT_off | 0 | 0 | 0 | 0 | 0 | 0
PseudoUnit | 0 | 0 | 0 | 0 | 0 | 0
FixedInterchange | 0 | 0 | 0 | 0 | 0 | 0
CO2 Emissions (MMmetricTons): NYISO_J-K
ReportingType | 2015 | 2020 | 2025 | 2030 | 2035 | 2040
BM | 0 | 0 | 0 | 0 | 0 | 0
CC | 8.69 | 7.59 | 4.98 | 4.63 | 3.42 | 2.35
CSP | 0 | 0 | 0 | 0 | 0 | 0
CT | 0 | 0 | 0 | 0 | 0 | 0
Coal | 0 | 0 | 0 | 0 | 0 | 0
Geo | 0 | 0 | 0 | 0 | 0 | 0
H | 0 | 0 | 0 | 0 | 0 | 0
LFG | 0 | 0 | 0 | 0 | 0 | 0
Nuc | 0 | 0 | 0 | 0 | 0 | 0
PS | 0 | 0 | 0 | 0 | 0 | 0
PV | 0 | 0 | 0 | 0 | 0 | 0
PeakG | 0.07 | 0.05 | 0.06 | 0.06 | 0.1 | 0.09
PeakO | 0 | 0 | 0 | 0 | 0 | 0
ST | 0 | 0 | 0 | 0 | 0 | 0
STOG | 0.26 | 0.35 | 0.38 | 0.52 | 0.12 | 0.06
STWD | 0 | 0 | 0 | 0 | 0 | 0
WT | 0 | 0 | 0 | 0 | 0 | 0
IGCC | 0 | 0 | 0 | 0 | 0 | 0
DemandResponse | 0 | 0 | 0 | 0 | 0 | 0
IGCC-CCS | 0 | 0 | 0 | 0 | 0 | 0
WT_off | 0 | 0 | 0 | 0 | 0 | 0
PseudoUnit | 0 | 0 | 0 | 0 | 0 | 0
FixedInterchange | 0 | 0 | 0 | 0 | 0 | 0
CO2 Emissions (MMmetricTons): PJM_E
ReportingType | 2015 | 2020 | 2025 | 2030 | 2035 | 2040
BM | 0 | 0 | 0 | 0 | 0 | 0
CC | 15.95 | 17.13 | 15.69 | 14.78 | 8.68 | 4.56
CSP | 0 | 0 | 0 | 0 | 0 | 0
CT | 0 | 0 | 0 | 0 | 0 | 0
Coal | 0.62 | 0.39 | 0.19 | 0 | 0.05 | 0.12
Geo | 0 | 0 | 0 | 0 | 0 | 0
H | 0 | 0 | 0 | 0 | 0 | 0
LFG | 0 | 0 | 0 | 0 | 0 | 0
Nuc | 0 | 0 | 0 | 0 | 0 | 0
PS | 0 | 0 | 0 | 0 | 0 | 0
PV | 0 | 0 | 0 | 0 | 0 | 0
PeakG | 0.04 | 0.15 | 0.15 | 0.28 | 0.15 | 0.15
PeakO | 0 | 0 | 0 | 0 | 0 | 0
ST | 0 | 0 | 0 | 0 | 0 | 0
STOG | 0.16 | 0.21 | 0.3 | 0.5 | 0 | 0
STWD | 0 | 0 | 0 | 0 | 0 | 0
WT | 0 | 0 | 0 | 0 | 0 | 0
IGCC | 0 | 0 | 0 | 0 | 0 | 0
DemandResponse | 0 | 0 | 0 | 0 | 0 | 0
IGCC-CCS | 0 | 0 | 0 | 0 | 0 | 0
WT_off | 0 | 0 | 0 | 0 | 0 | 0
PseudoUnit | 0 | 0 | 0 | 0 | 0 | 0
FixedInterchange | 0 | 0 | 0 | 0 | 0 | 0
CO2 Emissions (MMmetricTons): PJM_ROM
ReportingType | 2015 | 2020 | 2025 | 2030 | 2035 | 2040
BM | 0 | 0 | 0 | 0 | 0 | 0
CC | 7.37 | 8.18 | 6.94 | 5.94 | 3.86 | 2.04
CSP | 0 | 0 | 0 | 0 | 0 | 0
CT | 0 | 0 | 0 | 0 | 0 | 0
Coal | 16.12 | 5.15 | 0.38 | 0.03 | 0.11 | 0.12
Geo | 0 | 0 | 0 | 0 | 0 | 0
H | 0 | 0 | 0 | 0 | 0 | 0
LFG | 0 | 0 | 0 | 0 | 0 | 0
Nuc | 0 | 0 | 0 | 0 | 0 | 0
PS | 0 | 0 | 0 | 0 | 0 | 0
PV | 0 | 0 | 0 | 0 | 0 | 0
PeakG | 0 | 0 | 0 | 0.15 | 0.09 | 0.09
PeakO | 0 | 0 | 0 | 0 | 0 | 0
ST | 0 | 0 | 0 | 0 | 0 | 0
STOG | 0.39 | 0.39 | 0.39 | 0.76 | 0 | 0
STWD | 0 | 0 | 0 | 0 | 0 | 0
WT | 0 | 0 | 0 | 0 | 0 | 0
IGCC | 0 | 0 | 0 | 0 | 0 | 0
DemandResponse | 0 | 0 | 0 | 0 | 0 | 0
IGCC-CCS | 0 | 0 | 0 | 0 | 0 | 0
WT_off | 0 | 0 | 0 | 0 | 0 | 0
PseudoUnit | 0 | 0 | 0 | 0 | 0 | 0
FixedInterchange | 0 | 0 | 0 | 0 | 0 | 0
CO2 Emissions (MMmetricTons): PJM_ROR
ReportingType | 2015 | 2020 | 2025 | 2030 | 2035 | 2040
BM | 0 | 0 | 0 | 0 | 0 | 0
CC | 53.34 | 62.98 | 60.11 | 50.57 | 27.99 | 12.7
CSP | 0 | 0 | 0 | 0 | 0 | 0
CT | 0 | 0 | 0 | 0 | 0 | 0
Coal | 186.79 | 86.37 | 5.14 | 0.94 | 0.86 | 0.87
Geo | 0 | 0 | 0 | 0 | 0 | 0
H | 0 | 0 | 0 | 0 | 0 | 0
LFG | 0 | 0 | 0 | 0 | 0 | 0
Nuc | 0 | 0 | 0 | 0 | 0 | 0
PS | 0 | 0 | 0 | 0 | 0 | 0
PV | 0 | 0 | 0 | 0 | 0 | 0
PeakG | 0.54 | 0.29 | 0.1 | 0.81 | 0.25 | 0.13
PeakO | 0 | 0 | 0 | 0 | 0 | 0
ST | 0 | 0 | 0 | 0 | 0 | 0
STOG | 0.35 | 0.23 | 0.44 | 0.44 | 0 | 0
STWD | 0 | 0 | 0 | 0 | 0 | 0
WT | 0 | 0 | 0 | 0 | 0 | 0
IGCC | 0 | 0 | 0 | 0 | 0 | 0
DemandResponse | 0 | 0 | 0 | 0 | 0 | 0
IGCC-CCS | 0 | 0 | 0 | 0 | 0 | 0
WT_off | 0 | 0 | 0 | 0 | 0 | 0
PseudoUnit | 0 | 0 | 0 | 0 | 0 | 0
FixedInterchange | 0 | 0 | 0 | 0 | 0 | 0
CO2 Emissions (MMmetricTons): SOCO
ReportingType | 2015 | 2020 | 2025 | 2030 | 2035 | 2040
BM | 0 | 0 | 0 | 0 | 0 | 0
CC | 55.58 | 60.26 | 54.29 | 43.47 | 10.31 | 3.28
CSP | 0 | 0 | 0 | 0 | 0 | 0
CT | 0 | 0 | 0 | 0 | 0 | 0
Coal | 31.89 | 8.63 | 0.47 | 0.47 | 0.47 | 0.47
Geo | 0 | 0 | 0 | 0 | 0 | 0
H | 0 | 0 | 0 | 0 | 0 | 0
LFG | 0 | 0 | 0 | 0 | 0 | 0
Nuc | 0 | 0 | 0 | 0 | 0 | 0
PS | 0 | 0 | 0 | 0 | 0 | 0
PV | 0 | 0 | 0 | 0 | 0 | 0
PeakG | 0.24 | 0.31 | 0.61 | 0.18 | 0.18 | 0.19
PeakO | 0 | 0 | 0 | 0 | 0 | 0
ST | 0 | 0 | 0 | 0 | 0 | 0
STOG | 0 | 0 | 0 | 0 | 0 | 0
STWD | 0 | 0 | 0 | 0 | 0 | 0
WT | 0 | 0 | 0 | 0 | 0 | 0
IGCC | 0 | 0 | 0 | 0 | 0 | 0
DemandResponse | 0 | 0 | 0 | 0 | 0 | 0
IGCC-CCS | 0 | 0 | 0 | 0 | 0 | 0
WT_off | 0 | 0 | 0 | 0 | 0 | 0
PseudoUnit | 0 | 0 | 0 | 0 | 0 | 0
FixedInterchange | 0 | 0 | 0 | 0 | 0 | 0
CO2 Emissions (MMmetricTons): SPP_N
ReportingType | 2015 | 2020 | 2025 | 2030 | 2035 | 2040
BM | 0 | 0 | 0 | 0 | 0 | 0
CC | 1.61 | 0.36 | 0.35 | 0.35 | 0.16 | 0.1
CSP | 0 | 0 | 0 | 0 | 0 | 0
CT | 0 | 0 | 0 | 0 | 0 | 0
Coal | 59.76 | 8.59 | 0.16 | 0 | 0 | 0
Geo | 0 | 0 | 0 | 0 | 0 | 0
H | 0 | 0 | 0 | 0 | 0 | 0
LFG | 0 | 0 | 0 | 0 | 0 | 0
Nuc | 0 | 0 | 0 | 0 | 0 | 0
PS | 0 | 0 | 0 | 0 | 0 | 0
PV | 0 | 0 | 0 | 0 | 0 | 0
PeakG | 0.07 | 0 | 0 | 0 | 0 | 0
PeakO | 0 | 0 | 0 | 0 | 0 | 0
ST | 0 | 0 | 0 | 0 | 0 | 0
STOG | 0.09 | 0 | 0 | 0 | 0 | 0
STWD | 0 | 0 | 0 | 0 | 0 | 0
WT | 0 | 0 | 0 | 0 | 0 | 0
IGCC | 0 | 0 | 0 | 0 | 0 | 0
DemandResponse | 0 | 0 | 0 | 0 | 0 | 0
IGCC-CCS | 0 | 0 | 0 | 0 | 0 | 0
WT_off | 0 | 0 | 0 | 0 | 0 | 0
PseudoUnit | 0 | 0 | 0 | 0 | 0 | 0
FixedInterchange | 0 | 0 | 0 | 0 | 0 | 0
CO2 Emissions (MMmetricTons): SPP_S
ReportingType | 2015 | 2020 | 2025 | 2030 | 2035 | 2040
BM | 0 | 0 | 0 | 0 | 0 | 0
CC | 16.13 | 4.54 | 4.03 | 3.17 | 2.65 | 2.29
CSP | 0 | 0 | 0 | 0 | 0 | 0
CT | 0 | 0 | 0 | 0 | 0 | 0.01
Coal | 87.81 | 6.54 | 0.34 | 0 | 0 | 0
Geo | 0 | 0 | 0 | 0 | 0 | 0
H | 0 | 0 | 0 | 0 | 0 | 0
LFG | 0 | 0 | 0 | 0 | 0 | 0
Nuc | 0 | 0 | 0 | 0 | 0 | 0
PS | 0 | 0 | 0 | 0 | 0 | 0
PV | 0 | 0 | 0 | 0 | 0 | 0
PeakG | 0 | 0 | 0 | 0 | 0 | 0
PeakO | 0 | 0 | 0 | 0 | 0 | 0
ST | 0 | 0 | 0 | 0 | 0 | 0
STOG | 1.09 | 0.26 | 0.21 | 0.47 | 0.29 | 0.28
STWD | 0 | 0 | 0 | 0 | 0 | 0
WT | 0 | 0 | 0 | 0 | 0 | 0
IGCC | 0 | 0 | 0 | 0 | 0 | 0
DemandResponse | 0 | 0 | 0 | 0 | 0 | 0
IGCC-CCS | 0 | 0 | 0 | 0 | 0 | 0
WT_off | 0 | 0 | 0 | 0 | 0 | 0
PseudoUnit | 0 | 0 | 0 | 0 | 0 | 0
FixedInterchange | 0 | 0 | 0 | 0 | 0 | 0
CO2 Emissions (MMmetricTons): TVA
ReportingType | 2015 | 2020 | 2025 | 2030 | 2035 | 2040
BM | 0 | 0 | 0 | 0 | 0 | 0
CC | 14.63 | 21.94 | 22.94 | 17.63 | 6.38 | 2.85
CSP | 0 | 0 | 0 | 0 | 0 | 0
CT | 0 | 0 | 0 | 0 | 0 | 0
Coal | 40.91 | 20.22 | 1.22 | 0 | 0 | 0
Geo | 0 | 0 | 0 | 0 | 0 | 0
H | 0 | 0 | 0 | 0 | 0 | 0
LFG | 0 | 0 | 0 | 0 | 0 | 0
Nuc | 0 | 0 | 0 | 0 | 0 | 0
PS | 0 | 0 | 0 | 0 | 0 | 0
PV | 0 | 0 | 0 | 0 | 0 | 0
PeakG | 0 | 0 | 0 | 0 | 0 | 0
PeakO | 0 | 0 | 0 | 0 | 0 | 0
ST | 0 | 0 | 0 | 0 | 0 | 0
STOG | 0 | 0 | 0 | 0 | 0 | 0
STWD | 0 | 0 | 0 | 0 | 0 | 0
WT | 0 | 0 | 0 | 0 | 0 | 0
IGCC | 0 | 0 | 0 | 0 | 0 | 0
DemandResponse | 0 | 0 | 0 | 0 | 0 | 0
IGCC-CCS | 0 | 0 | 0 | 0 | 0 | 0
WT_off | 0 | 0 | 0 | 0 | 0 | 0
PseudoUnit | 0 | 0 | 0 | 0 | 0 | 0
FixedInterchange | 0 | 0 | 0 | 0 | 0 | 0
CO2 Emissions (MMmetricTons): TVA_Transmission
ReportingType | 2015 | 2020 | 2025 | 2030 | 2035 | 2040
BM | 0 | 0 | 0 | 0 | 0 | 0
CC | 0 | 0 | 0 | 0 | 0 | 0
CSP | 0 | 0 | 0 | 0 | 0 | 0
CT | 0 | 0 | 0 | 0 | 0 | 0
Coal | 0 | 0 | 0 | 0 | 0 | 0
Geo | 0 | 0 | 0 | 0 | 0 | 0
H | 0 | 0 | 0 | 0 | 0 | 0
LFG | 0 | 0 | 0 | 0 | 0 | 0
Nuc | 0 | 0 | 0 | 0 | 0 | 0
PS | 0 | 0 | 0 | 0 | 0 | 0
PV | 0 | 0 | 0 | 0 | 0 | 0
PeakG | 0 | 0 | 0 | 0 | 0 | 0
PeakO | 0 | 0 | 0 | 0 | 0 | 0
ST | 0 | 0 | 0 | 0 | 0 | 0
STOG | 0 | 0 | 0 | 0 | 0 | 0
STWD | 0 | 0 | 0 | 0 | 0 | 0
WT | 0 | 0 | 0 | 0 | 0 | 0
IGCC | 0 | 0 | 0 | 0 | 0 | 0
DemandResponse | 0 | 0 | 0 | 0 | 0 | 0
IGCC-CCS | 0 | 0 | 0 | 0 | 0 | 0
WT_off | 0 | 0 | 0 | 0 | 0 | 0
PseudoUnit | 0 | 0 | 0 | 0 | 0 | 0
FixedInterchange | 0 | 0 | 0 | 0 | 0 | 0
CO2 Emissions (MMmetricTons): VACAR
ReportingType | 2015 | 2020 | 2025 | 2030 | 2035 | 2040
BM | 0 | 0 | 0 | 0 | 0 | 0
CC | 39.42 | 38.29 | 34.87 | 29.31 | 7.67 | 3.47
CSP | 0 | 0 | 0 | 0 | 0 | 0
CT | 0.04 | 0.04 | 0.08 | 0 | 0 | 0
Coal | 30.85 | 15.3 | 2.63 | 0.39 | 0.28 | 0.28
Geo | 0 | 0 | 0 | 0 | 0 | 0
H | 0 | 0 | 0 | 0 | 0 | 0
LFG | 0 | 0 | 0 | 0 | 0 | 0
Nuc | 0 | 0 | 0 | 0 | 0 | 0
PS | 0 | 0 | 0 | 0 | 0 | 0
PV | 0 | 0 | 0 | 0 | 0 | 0
PeakG | 0.06 | 0.12 | 0.21 | 0.21 | 0 | 0
PeakO | 0 | 0 | 0 | 0 | 0 | 0
ST | 0 | 0 | 0 | 0 | 0 | 0
STOG | 0 | 0 | 0 | 0 | 0 | 0
STWD | 0 | 0 | 0 | 0 | 0 | 0
WT | 0 | 0 | 0 | 0 | 0 | 0
IGCC | 0 | 0 | 0 | 0 | 0 | 0
DemandResponse | 0 | 0 | 0 | 0 | 0 | 0
IGCC-CCS | 0 | 0 | 0 | 0 | 0 | 0
WT_off | 0 | 0 | 0 | 0 | 0 | 0
PseudoUnit | 0 | 0 | 0 | 0 | 0 | 0
FixedInterchange | 0 | 0 | 0 | 0 | 0 | 0
CO2 Emissions (MMmetricTons): IESO
ReportingType | 2015 | 2020 | 2025 | 2030 | 2035 | 2040
BM | 0 | 0 | 0 | 0 | 0 | 0
CC | 3.12 | 2.19 | 0.06 | 0.01 | 0.02 | 0.05
CSP | 0 | 0 | 0 | 0 | 0 | 0
CT | 0.01 | 0 | 0 | 0 | 0 | 0
Coal | 0 | 0 | 0 | 0 | 0 | 0
Geo | 0 | 0 | 0 | 0 | 0 | 0
H | 0 | 0 | 0 | 0 | 0 | 0
LFG | 0 | 0 | 0 | 0 | 0 | 0
Nuc | 0 | 0 | 0 | 0 | 0 | 0
PS | 0 | 0 | 0 | 0 | 0 | 0
PV | 0 | 0 | 0 | 0 | 0 | 0
PeakG | 0 | 0 | 0 | 0 | 0 | 0
PeakO | 0 | 0 | 0 | 0 | 0 | 0
ST | 0 | 0 | 0 | 0 | 0 | 0
STOG | 0 | 0 | 0 | 0 | 0 | 0
STWD | 0 | 0 | 0 | 0 | 0 | 0
WT | 0 | 0 | 0 | 0 | 0 | 0
IGCC | 0 | 0 | 0 | 0 | 0 | 0
DemandResponse | 0 | 0 | 0 | 0 | 0 | 0
IGCC-CCS | 0 | 0 | 0 | 0 | 0 | 0
WT_off | 0 | 0 | 0 | 0 | 0 | 0
PseudoUnit | 0 | 0 | 0 | 0 | 0 | 0
FixedInterchange | 0 | 0 | 0 | 0 | 0 | 0
CO2 Emissions (MMmetricTons): MAPP_CA
ReportingType | 2015 | 2020 | 2025 | 2030 | 2035 | 2040
BM | 0 | 0 | 0 | 0 | 0 | 0
CC | 2.94 | 2.94 | 0.08 | 0 | 0 | 0
CSP | 0 | 0 | 0 | 0 | 0 | 0
CT | 0 | 0 | 0 | 0 | 0 | 0
Coal | 0.23 | 0.04 | 0 | 0 | 0 | 0
Geo | 0 | 0 | 0 | 0 | 0 | 0
H | 0 | 0 | 0 | 0 | 0 | 0
LFG | 0 | 0 | 0 | 0 | 0 | 0
Nuc | 0 | 0 | 0 | 0 | 0 | 0
PS | 0 | 0 | 0 | 0 | 0 | 0
PV | 0 | 0 | 0 | 0 | 0 | 0
PeakG | 0.05 | 0.01 | 0 | 0 | 0 | 0
PeakO | 0 | 0 | 0 | 0 | 0 | 0
ST | 0 | 0 | 0 | 0 | 0 | 0
STOG | 0.01 | 0 | 0 | 0 | 0 | 0
STWD | 0 | 0 | 0 | 0 | 0 | 0
WT | 0 | 0 | 0 | 0 | 0 | 0
IGCC | 0 | 0 | 0 | 0 | 0 | 0
DemandResponse | 0 | 0 | 0 | 0 | 0 | 0
IGCC-CCS | 0 | 0 | 0 | 0 | 0 | 0
WT_off | 0 | 0 | 0 | 0 | 0 | 0
PseudoUnit | 0 | 0 | 0 | 0 | 0 | 0
FixedInterchange | 0 | 0 | 0 | 0 | 0 | 0
CO2 Emissions (MMmetricTons): AZ_NM_SNV_Coal
ReportingType | 2015 | 2020 | 2025 | 2030 | 2035 | 2040
BM | 0 | 0 | 0 | 0 | 0 | 0
CC | 0 | 0 | 0 | 0 | 0 | 0
CSP | 0 | 0 | 0 | 0 | 0 | 0
CT | 0 | 0 | 0 | 0 | 0 | 0
Coal | 47.57 | 44.76 | 6.4 | 0 | 0 | 0
Geo | 0 | 0 | 0 | 0 | 0 | 0
H | 0 | 0 | 0 | 0 | 0 | 0
LFG | 0 | 0 | 0 | 0 | 0 | 0
Nuc | 0 | 0 | 0 | 0 | 0 | 0
PS | 0 | 0 | 0 | 0 | 0 | 0
PV | 0 | 0 | 0 | 0 | 0 | 0
PeakG | 0 | 0 | 0 | 0 | 0 | 0
PeakO | 0 | 0 | 0 | 0 | 0 | 0
ST | 0 | 0 | 0 | 0 | 0 | 0
STOG | 0 | 0 | 0 | 0 | 0 | 0
STWD | 0 | 0 | 0 | 0 | 0 | 0
WT | 0 | 0 | 0 | 0 | 0 | 0
IGCC | 0 | 0 | 0 | 0 | 0 | 0
DemandResponse | 0 | 0 | 0 | 0 | 0 | 0
IGCC-CCS | 0 | 0 | 0 | 0 | 0 | 0
WT_off | 0 | 0 | 0 | 0 | 0 | 0
PseudoUnit | 0 | 0 | 0 | 0 | 0 | 0
FixedInterchange | 0 | 0 | 0 | 0 | 0 | 0
CO2 Emissions (MMmetricTons): AZ_NM_SNV_Gas
ReportingType | 2015 | 2020 | 2025 | 2030 | 2035 | 2040
BM | 0 | 0 | 0 | 0 | 0 | 0
CC | 25.73 | 24.1 | 24.67 | 19.31 | 5.34 | 3.57
CSP | 0 | 0 | 0 | 0 | 0 | 0
CT | 0 | 0 | 0 | 0 | 0 | 0
Coal | 0 | 0 | 0 | 0 | 0 | 0
Geo | 0 | 0 | 0 | 0 | 0 | 0
H | 0 | 0 | 0 | 0 | 0 | 0
LFG | 0 | 0 | 0 | 0 | 0 | 0
Nuc | 0 | 0 | 0 | 0 | 0 | 0
PS | 0 | 0 | 0 | 0 | 0 | 0
PV | 0 | 0 | 0 | 0 | 0 | 0
PeakG | 0 | 0 | 0 | 0 | 0 | 0
PeakO | 0 | 0 | 0 | 0 | 0 | 0
ST | 0 | 0 | 0 | 0 | 0 | 0
STOG | 0 | 0 | 0 | 0 | 0 | 0
STWD | 0 | 0 | 0 | 0 | 0 | 0
WT | 0 | 0 | 0 | 0 | 0 | 0
IGCC | 0 | 0 | 0 | 0 | 0 | 0
DemandResponse | 0 | 0 | 0 | 0 | 0 | 0
IGCC-CCS | 0 | 0 | 0 | 0 | 0 | 0
WT_off | 0 | 0 | 0 | 0 | 0 | 0
PseudoUnit | 0 | 0 | 0 | 0 | 0 | 0
FixedInterchange | 0 | 0 | 0 | 0 | 0 | 0
CO2 Emissions (MMmetricTons): AZ_NM_SNV_NucRenew
ReportingType | 2015 | 2020 | 2025 | 2030 | 2035 | 2040
BM | 0 | 0 | 0 | 0 | 0 | 0
CC | 0 | 0 | 0 | 0 | 0 | 0
CSP | 0 | 0 | 0 | 0 | 0 | 0
CT | 0 | 0 | 0 | 0 | 0 | 0
Coal | 0 | 0 | 0 | 0 | 0 | 0
Geo | 0 | 0 | 0 | 0 | 0 | 0
H | 0 | 0 | 0 | 0 | 0 | 0
LFG | 0 | 0 | 0 | 0 | 0 | 0
Nuc | 0 | 0 | 0 | 0 | 0 | 0
PS | 0 | 0 | 0 | 0 | 0 | 0
PV | 0 | 0 | 0 | 0 | 0 | 0
PeakG | 0 | 0 | 0 | 0 | 0 | 0
PeakO | 0 | 0 | 0 | 0 | 0 | 0
ST | 0 | 0 | 0 | 0 | 0 | 0
STOG | 0 | 0 | 0 | 0 | 0 | 0
STWD | 0 | 0 | 0 | 0 | 0 | 0
WT | 0 | 0 | 0 | 0 | 0 | 0
IGCC | 0 | 0 | 0 | 0 | 0 | 0
DemandResponse | 0 | 0 | 0 | 0 | 0 | 0
IGCC-CCS | 0 | 0 | 0 | 0 | 0 | 0
WT_off | 0 | 0 | 0 | 0 | 0 | 0
PseudoUnit | 0 | 0 | 0 | 0 | 0 | 0
FixedInterchange | 0 | 0 | 0 | 0 | 0 | 0
CO2 Emissions (MMmetricTons): ERCOT
ReportingType | 2015 | 2020 | 2025 | 2030 | 2035 | 2040
BM | 0 | 0 | 0 | 0 | 0 | 0
CC | 77.21 | 82.17 | 69.29 | 59.73 | 20.09 | 13.79
CSP | 0 | 0 | 0 | 0 | 0 | 0
CT | 0 | 0 | 0 | 0 | 0 | 0
Coal | 39.12 | 25.45 | 1.08 | 0.5 | 0.5 | 0.46
Geo | 0 | 0 | 0 | 0 | 0 | 0
H | 0 | 0 | 0 | 0 | 0 | 0
LFG | 0 | 0 | 0 | 0 | 0 | 0
Nuc | 0 | 0 | 0 | 0 | 0 | 0
PS | 0 | 0 | 0 | 0 | 0 | 0
PV | 0 | 0 | 0 | 0 | 0 | 0
PeakG | 0 | 0 | 0 | 0.02 | 0.03 | 0.02
PeakO | 0 | 0 | 0 | 0 | 0 | 0
ST | 0 | 0 | 0 | 0 | 0 | 0
STOG | 1.47 | 2.32 | 0.72 | 0.48 | 0 | 0
STWD | 0 | 0 | 0 | 0 | 0 | 0
WT | 0 | 0 | 0 | 0 | 0 | 0
IGCC | 0 | 0 | 0 | 0 | 0 | 0
DemandResponse | 0 | 0 | 0 | 0 | 0 | 0
IGCC-CCS | 0 | 0 | 0 | 0 | 0 | 0
WT_off | 0 | 0 | 0 | 0 | 0 | 0
PseudoUnit | 0 | 0 | 0 | 0 | 0 | 0
FixedInterchange | 0 | 0 | 0 | 0 | 0 | 0
CO2 Emissions (MMmetricTons): NP15
ReportingType | 2015 | 2020 | 2025 | 2030 | 2035 | 2040
BM | 0 | 0 | 0 | 0 | 0 | 0
CC | 21.98 | 21.02 | 18.27 | 10.82 | 3.35 | 2.36
CSP | 0 | 0 | 0 | 0 | 0 | 0
CT | 0 | 0 | 0 | 0 | 0 | 0
Coal | 1.57 | 0.24 | 0 | 0 | 0 | 0
Geo | 0 | 0 | 0 | 0 | 0 | 0
H | 0 | 0 | 0 | 0 | 0 | 0
LFG | 0 | 0 | 0 | 0 | 0 | 0
Nuc | 0 | 0 | 0 | 0 | 0 | 0
PS | 0 | 0 | 0 | 0 | 0 | 0
PV | 0 | 0 | 0 | 0 | 0 | 0
PeakG | 0 | 0 | 0 | 0 | 0 | 0
PeakO | 0 | 0 | 0 | 0 | 0 | 0
ST | 0 | 0 | 0 | 0 | 0 | 0
STOG | 0.04 | 0.03 | 0.01 | 0 | 0 | 0
STWD | 0 | 0 | 0 | 0 | 0 | 0
WT | 0 | 0 | 0 | 0 | 0 | 0
IGCC | 0 | 0 | 0 | 0 | 0 | 0
DemandResponse | 0 | 0 | 0 | 0 | 0 | 0
IGCC-CCS | 0 | 0 | 0 | 0 | 0 | 0
WT_off | 0 | 0 | 0 | 0 | 0 | 0
PseudoUnit | 0 | 0 | 0 | 0 | 0 | 0
FixedInterchange | 0 | 0 | 0 | 0 | 0 | 0
CO2 Emissions (MMmetricTons): NWPP_Coal
ReportingType | 2015 | 2020 | 2025 | 2030 | 2035 | 2040
BM | 0 | 0 | 0 | 0 | 0 | 0
CC | 0 | 0 | 0 | 0 | 0 | 0
CSP | 0 | 0 | 0 | 0 | 0 | 0
CT | 0 | 0 | 0 | 0 | 0 | 0
Coal | 52.52 | 41.89 | 0.16 | 0.16 | 0.16 | 0.07
Geo | 0 | 0 | 0 | 0 | 0 | 0
H | 0 | 0 | 0 | 0 | 0 | 0
LFG | 0 | 0 | 0 | 0 | 0 | 0
Nuc | 0 | 0 | 0 | 0 | 0 | 0
PS | 0 | 0 | 0 | 0 | 0 | 0
PV | 0 | 0 | 0 | 0 | 0 | 0
PeakG | 0 | 0 | 0 | 0 | 0 | 0
PeakO | 0 | 0 | 0 | 0 | 0 | 0
ST | 0 | 0 | 0 | 0 | 0 | 0
STOG | 0 | 0 | 0 | 0 | 0 | 0
STWD | 0 | 0 | 0 | 0 | 0 | 0
WT | 0 | 0 | 0 | 0 | 0 | 0
IGCC | 0 | 0 | 0 | 0 | 0 | 0
DemandResponse | 0 | 0 | 0 | 0 | 0 | 0
IGCC-CCS | 0 | 0 | 0 | 0 | 0 | 0
WT_off | 0 | 0 | 0 | 0 | 0 | 0
PseudoUnit | 0 | 0 | 0 | 0 | 0 | 0
FixedInterchange | 0 | 0 | 0 | 0 | 0 | 0
CO2 Emissions (MMmetricTons): NWPP_Gas
ReportingType | 2015 | 2020 | 2025 | 2030 | 2035 | 2040
BM | 0 | 0 | 0 | 0 | 0 | 0
CC | 17.74 | 17.74 | 14.6 | 13.48 | 0.34 | 0
CSP | 0 | 0 | 0 | 0 | 0 | 0
CT | 0 | 0 | 0 | 0 | 0 | 0
Coal | 0 | 0 | 0 | 0 | 0 | 0
Geo | 0 | 0 | 0 | 0 | 0 | 0
H | 0 | 0 | 0 | 0 | 0 | 0
LFG | 0 | 0 | 0 | 0 | 0 | 0
Nuc | 0 | 0 | 0 | 0 | 0 | 0
PS | 0 | 0 | 0 | 0 | 0 | 0
PV | 0 | 0 | 0 | 0 | 0 | 0
PeakG | 0 | 0 | 0 | 0 | 0 | 0
PeakO | 0 | 0 | 0 | 0 | 0 | 0
ST | 0 | 0 | 0 | 0 | 0 | 0
STOG | 0 | 0 | 0 | 0 | 0 | 0
STWD | 0 | 0 | 0 | 0 | 0 | 0
WT | 0 | 0 | 0 | 0 | 0 | 0
IGCC | 0 | 0 | 0 | 0 | 0 | 0
DemandResponse | 0 | 0 | 0 | 0 | 0 | 0
IGCC-CCS | 0 | 0 | 0 | 0 | 0 | 0
WT_off | 0 | 0 | 0 | 0 | 0 | 0
PseudoUnit | 0 | 0 | 0 | 0 | 0 | 0
FixedInterchange | 0 | 0 | 0 | 0 | 0 | 0
CO2 Emissions (MMmetricTons): NWPP_NucRenew
ReportingType | 2015 | 2020 | 2025 | 2030 | 2035 | 2040
BM | 0 | 0 | 0 | 0 | 0 | 0
CC | 0 | 0 | 0 | 0 | 0 | 0
CSP | 0 | 0 | 0 | 0 | 0 | 0
CT | 0 | 0 | 0 | 0 | 0 | 0
Coal | 0 | 0 | 0 | 0 | 0 | 0
Geo | 0 | 0 | 0 | 0 | 0 | 0
H | 0 | 0 | 0 | 0 | 0 | 0
LFG | 0 | 0 | 0 | 0 | 0 | 0
Nuc | 0 | 0 | 0 | 0 | 0 | 0
PS | 0 | 0 | 0 | 0 | 0 | 0
PV | 0 | 0 | 0 | 0 | 0 | 0
PeakG | 0 | 0 | 0 | 0 | 0 | 0
PeakO | 0 | 0 | 0 | 0 | 0 | 0
ST | 0 | 0 | 0 | 0 | 0 | 0
STOG | 0 | 0 | 0 | 0 | 0 | 0
STWD | 0 | 0 | 0 | 0 | 0 | 0
WT | 0 | 0 | 0 | 0 | 0 | 0
IGCC | 0 | 0 | 0 | 0 | 0 | 0
DemandResponse | 0 | 0 | 0 | 0 | 0 | 0
IGCC-CCS | 0 | 0 | 0 | 0 | 0 | 0
WT_off | 0 | 0 | 0 | 0 | 0 | 0
PseudoUnit | 0 | 0 | 0 | 0 | 0 | 0
FixedInterchange | 0 | 0 | 0 | 0 | 0 | 0
CO2 Emissions (MMmetricTons): RMPA
ReportingType | 2015 | 2020 | 2025 | 2030 | 2035 | 2040
BM | 0 | 0 | 0 | 0 | 0 | 0
CC | 4.46 | 3.49 | 6.18 | 3.77 | 1.14 | 0.67
CSP | 0 | 0 | 0 | 0 | 0 | 0
CT | 0 | 0 | 0 | 0 | 0 | 0
Coal | 49.8 | 41.44 | 3.33 | 0.36 | 0.36 | 0.19
Geo | 0 | 0 | 0 | 0 | 0 | 0
H | 0 | 0 | 0 | 0 | 0 | 0
LFG | 0 | 0 | 0 | 0 | 0 | 0
Nuc | 0 | 0 | 0 | 0 | 0 | 0
PS | 0 | 0 | 0 | 0 | 0 | 0
PV | 0 | 0 | 0 | 0 | 0 | 0
PeakG | 0 | 0 | 0 | 0 | 0 | 0
PeakO | 0 | 0 | 0 | 0 | 0 | 0
ST | 0 | 0 | 0 | 0 | 0 | 0
STOG | 0 | 0 | 0 | 0 | 0 | 0
STWD | 0 | 0 | 0 | 0 | 0 | 0
WT | 0 | 0 | 0 | 0 | 0 | 0
IGCC | 0 | 0 | 0 | 0 | 0 | 0
DemandResponse | 0 | 0 | 0 | 0 | 0 | 0
IGCC-CCS | 0 | 0 | 0 | 0 | 0 | 0
WT_off | 0 | 0 | 0 | 0 | 0 | 0
PseudoUnit | 0 | 0 | 0 | 0 | 0 | 0
FixedInterchange | 0 | 0 | 0 | 0 | 0 | 0
CO2 Emissions (MMmetricTons): SP15
ReportingType | 2015 | 2020 | 2025 | 2030 | 2035 | 2040
BM | 0 | 0 | 0 | 0 | 0 | 0
CC | 31.13 | 28.69 | 23.75 | 22.81 | 8.62 | 5.57
CSP | 0 | 0 | 0 | 0 | 0 | 0
CT | 0 | 0 | 0 | 0 | 0 | 0
Coal | 1.49 | 0.81 | 0 | 0 | 0 | 0
Geo | 0 | 0 | 0 | 0 | 0 | 0
H | 0 | 0 | 0 | 0 | 0 | 0
LFG | 0 | 0 | 0 | 0 | 0 | 0
Nuc | 0 | 0 | 0 | 0 | 0 | 0
PS | 0 | 0 | 0 | 0 | 0 | 0
PV | 0 | 0 | 0 | 0 | 0 | 0
PeakG | 0 | 0 | 0 | 0 | 0 | 0
PeakO | 0 | 0 | 0 | 0 | 0 | 0
ST | 0 | 0 | 0 | 0 | 0 | 0
STOG | 0.29 | 0.2 | 0.05 | 0.1 | 0.04 | 0.02
STWD | 0 | 0 | 0 | 0 | 0 | 0
WT | 0 | 0 | 0 | 0 | 0 | 0
IGCC | 0 | 0 | 0 | 0 | 0 | 0
DemandResponse | 0 | 0 | 0 | 0 | 0 | 0
IGCC-CCS | 0 | 0 | 0 | 0 | 0 | 0
WT_off | 0 | 0 | 0 | 0 | 0 | 0
PseudoUnit | 0 | 0 | 0 | 0 | 0 | 0
FixedInterchange | 0 | 0 | 0 | 0 | 0 | 0
CO2 Emissions (MMmetricTons): ALB
ReportingType | 2015 | 2020 | 2025 | 2030 | 2035 | 2040
BM | 0 | 0 | 0 | 0 | 0 | 0
CC | 6.61 | 6.85 | 6.8 | 0 | 0 | 0
CSP | 0 | 0 | 0 | 0 | 0 | 0
CT | 0 | 0 | 0 | 0 | 0 | 0
Coal | 45.36 | 45.36 | 44.15 | 0 | 0 | 0
Geo | 0 | 0 | 0 | 0 | 0 | 0
H | 0 | 0 | 0 | 0 | 0 | 0
LFG | 0 | 0 | 0 | 0 | 0 | 0
Nuc | 0 | 0 | 0 | 0 | 0 | 0
PS | 0 | 0 | 0 | 0 | 0 | 0
PV | 0 | 0 | 0 | 0 | 0 | 0
PeakG | 0 | 0 | 0 | 0 | 0 | 0
PeakO | 0 | 0 | 0 | 0 | 0 | 0
ST | 0 | 0 | 0 | 0 | 0 | 0
STOG | 0 | 0 | 0 | 0 | 0 | 0
STWD | 0 | 0 | 0 | 0 | 0 | 0
WT | 0 | 0 | 0 | 0 | 0 | 0
IGCC | 0 | 0 | 0 | 0 | 0 | 0
DemandResponse | 0 | 0 | 0 | 0 | 0 | 0
IGCC-CCS | 0 | 0 | 0 | 0 | 0 | 0
WT_off | 0 | 0 | 0 | 0 | 0 | 0
PseudoUnit | 0 | 0 | 0 | 0 | 0 | 0
FixedInterchange | 0 | 0 | 0 | 0 | 0 | 0
CO2 Emissions (MMmetricTons): BC
ReportingType | 2015 | 2020 | 2025 | 2030 | 2035 | 2040
BM | 0 | 0 | 0 | 0 | 0 | 0
CC | 1.46 | 1.46 | 1.46 | 0.86 | 0 | 0
CSP | 0 | 0 | 0 | 0 | 0 | 0
CT | 0 | 0 | 0 | 0 | 0 | 0
Coal | 0 | 0 | 0 | 0 | 0 | 0
Geo | 0 | 0 | 0 | 0 | 0 | 0
H | 0 | 0 | 0 | 0 | 0 | 0
LFG | 0 | 0 | 0 | 0 | 0 | 0
Nuc | 0 | 0 | 0 | 0 | 0 | 0
PS | 0 | 0 | 0 | 0 | 0 | 0
PV | 0 | 0 | 0 | 0 | 0 | 0
PeakG | 0 | 0 | 0 | 0 | 0 | 0
PeakO | 0 | 0 | 0 | 0 | 0 | 0
ST | 0 | 0 | 0 | 0 | 0 | 0
STOG | 0 | 0 | 0 | 0 | 0 | 0
STWD | 0 | 0 | 0 | 0 | 0 | 0
WT | 0 | 0 | 0 | 0 | 0 | 0
IGCC | 0 | 0 | 0 | 0 | 0 | 0
DemandResponse | 0 | 0 | 0 | 0 | 0 | 0
IGCC-CCS | 0 | 0 | 0 | 0 | 0 | 0
WT_off | 0 | 0 | 0 | 0 | 0 | 0
PseudoUnit | 0 | 0 | 0 | 0 | 0 | 0
FixedInterchange | 0 | 0 | 0 | 0 | 0 | 0
CO2 Emissions (MMmetricTons): HQ_IESO
ReportingType | 2015 | 2020 | 2025 | 2030 | 2035 | 2040
BM | 0 | 0 | 0 | 0 | 0 | 0
CC | 0 | 0 | 0 | 0 | 0 | 0
CSP | 0 | 0 | 0 | 0 | 0 | 0
CT | 0 | 0 | 0 | 0 | 0 | 0
Coal | 0 | 0 | 0 | 0 | 0 | 0
Geo | 0 | 0 | 0 | 0 | 0 | 0
H | 0 | 0 | 0 | 0 | 0 | 0
LFG | 0 | 0 | 0 | 0 | 0 | 0
Nuc | 0 | 0 | 0 | 0 | 0 | 0
PS | 0 | 0 | 0 | 0 | 0 | 0
PV | 0 | 0 | 0 | 0 | 0 | 0
PeakG | 0 | 0 | 0 | 0 | 0 | 0
PeakO | 0 | 0 | 0 | 0 | 0 | 0
ST | 0 | 0 | 0 | 0 | 0 | 0
STOG | 0 | 0 | 0 | 0 | 0 | 0
STWD | 0 | 0 | 0 | 0 | 0 | 0
WT | 0 | 0 | 0 | 0 | 0 | 0
IGCC | 0 | 0 | 0 | 0 | 0 | 0
DemandResponse | 0 | 0 | 0 | 0 | 0 | 0
IGCC-CCS | 0 | 0 | 0 | 0 | 0 | 0
WT_off | 0 | 0 | 0 | 0 | 0 | 0
PseudoUnit | 0 | 0 | 0 | 0 | 0 | 0
FixedInterchange | 0 | 0 | 0 | 0 | 0 | 0
CO2 Emissions (MMmetricTons): HQ_NEISO
ReportingType | 2015 | 2020 | 2025 | 2030 | 2035 | 2040
BM | 0 | 0 | 0 | 0 | 0 | 0
CC | 0 | 0 | 0 | 0 | 0 | 0
CSP | 0 | 0 | 0 | 0 | 0 | 0
CT | 0 | 0 | 0 | 0 | 0 | 0
Coal | 0 | 0 | 0 | 0 | 0 | 0
Geo | 0 | 0 | 0 | 0 | 0 | 0
H | 0 | 0 | 0 | 0 | 0 | 0
LFG | 0 | 0 | 0 | 0 | 0 | 0
Nuc | 0 | 0 | 0 | 0 | 0 | 0
PS | 0 | 0 | 0 | 0 | 0 | 0
PV | 0 | 0 | 0 | 0 | 0 | 0
PeakG | 0 | 0 | 0 | 0 | 0 | 0
PeakO | 0 | 0 | 0 | 0 | 0 | 0
ST | 0 | 0 | 0 | 0 | 0 | 0
STOG | 0 | 0 | 0 | 0 | 0 | 0
STWD | 0 | 0 | 0 | 0 | 0 | 0
WT | 0 | 0 | 0 | 0 | 0 | 0
IGCC | 0 | 0 | 0 | 0 | 0 | 0
DemandResponse | 0 | 0 | 0 | 0 | 0 | 0
IGCC-CCS | 0 | 0 | 0 | 0 | 0 | 0
WT_off | 0 | 0 | 0 | 0 | 0 | 0
PseudoUnit | 0 | 0 | 0 | 0 | 0 | 0
FixedInterchange | 0 | 0 | 0 | 0 | 0 | 0
CO2 Emissions (MMmetricTons): HQ_NY
ReportingType | 2015 | 2020 | 2025 | 2030 | 2035 | 2040
BM | 0 | 0 | 0 | 0 | 0 | 0
CC | 0 | 0 | 0 | 0 | 0 | 0
CSP | 0 | 0 | 0 | 0 | 0 | 0
CT | 0 | 0 | 0 | 0 | 0 | 0
Coal | 0 | 0 | 0 | 0 | 0 | 0
Geo | 0 | 0 | 0 | 0 | 0 | 0
H | 0 | 0 | 0 | 0 | 0 | 0
LFG | 0 | 0 | 0 | 0 | 0 | 0
Nuc | 0 | 0 | 0 | 0 | 0 | 0
PS | 0 | 0 | 0 | 0 | 0 | 0
PV | 0 | 0 | 0 | 0 | 0 | 0
PeakG | 0 | 0 | 0 | 0 | 0 | 0
PeakO | 0 | 0 | 0 | 0 | 0 | 0
ST | 0 | 0 | 0 | 0 | 0 | 0
STOG | 0 | 0 | 0 | 0 | 0 | 0
STWD | 0 | 0 | 0 | 0 | 0 | 0
WT | 0 | 0 | 0 | 0 | 0 | 0
IGCC | 0 | 0 | 0 | 0 | 0 | 0
DemandResponse | 0 | 0 | 0 | 0 | 0 | 0
IGCC-CCS | 0 | 0 | 0 | 0 | 0 | 0
WT_off | 0 | 0 | 0 | 0 | 0 | 0
PseudoUnit | 0 | 0 | 0 | 0 | 0 | 0
FixedInterchange | 0 | 0 | 0 | 0 | 0 | 0
CO2 Emissions (MMmetricTons): MARITIMES
ReportingType | 2015 | 2020 | 2025 | 2030 | 2035 | 2040
BM | 0 | 0 | 0 | 0 | 0 | 0
CC | 0 | 0 | 0 | 0 | 0 | 0
CSP | 0 | 0 | 0 | 0 | 0 | 0
CT | 0 | 0 | 0 | 0 | 0 | 0
Coal | 0 | 0 | 0 | 0 | 0 | 0
Geo | 0 | 0 | 0 | 0 | 0 | 0
H | 0 | 0 | 0 | 0 | 0 | 0
LFG | 0 | 0 | 0 | 0 | 0 | 0
Nuc | 0 | 0 | 0 | 0 | 0 | 0
PS | 0 | 0 | 0 | 0 | 0 | 0
PV | 0 | 0 | 0 | 0 | 0 | 0
PeakG | 0 | 0 | 0 | 0 | 0 | 0
PeakO | 0 | 0 | 0 | 0 | 0 | 0
ST | 0 | 0 | 0 | 0 | 0 | 0
STOG | 0 | 0 | 0 | 0 | 0 | 0
STWD | 0 | 0 | 0 | 0 | 0 | 0
WT | 0 | 0 | 0 | 0 | 0 | 0
IGCC | 0 | 0 | 0 | 0 | 0 | 0
DemandResponse | 0 | 0 | 0 | 0 | 0 | 0
IGCC-CCS | 0 | 0 | 0 | 0 | 0 | 0
WT_off | 0 | 0 | 0 | 0 | 0 | 0
PseudoUnit | 0 | 0 | 0 | 0 | 0 | 0
FixedInterchange | 0 | 0 | 0 | 0 | 0 | 0
CO2 Emissions (MMmetricTons): All
ReportingType | 2015 | 2020 | 2025 | 2030 | 2035 | 2040
BM | 0 | 0 | 0 | 0 | 0 | 0
CC | 559.28 | 574.8 | 498.27 | 387.76 | 150.74 | 85.88
CSP | 0 | 0 | 0 | 0 | 0 | 0
CT | 0.33 | 0.34 | 0.59 | 0.31 | 0 | 0.01
Coal | 1095.63 | 462.06 | 77.36 | 3.97 | 5.01 | 4.85
Geo | 0 | 0 | 0 | 0 | 0 | 0
H | 0 | 0 | 0 | 0 | 0 | 0
LFG | 0 | 0 | 0 | 0 | 0 | 0
Nuc | 0 | 0 | 0 | 0 | 0 | 0
PS | 0 | 0 | 0 | 0 | 0 | 0
PV | 0 | 0 | 0 | 0 | 0 | 0
PeakG | 1.73 | 1.35 | 1.56 | 1.83 | 0.89 | 0.75
PeakO | 0 | 0 | 0 | 0 | 0 | 0
ST | 0 | 0 | 0 | 0 | 0 | 0
STOG | 5.32 | 4.32 | 2.68 | 3.52 | 0.54 | 0.41
STWD | 0 | 0 | 0 | 0 | 0 | 0
WT | 0 | 0 | 0 | 0 | 0 | 0
IGCC | 3.76 | 3.76 | 0.34 | 0 | 0 | 0
DemandResponse | 0 | 0 | 0 | 0 | 0 | 0
IGCC-CCS | 0 | 0 | 0 | 0 | 0 | 0
WT_off | 0 | 0 | 0 | 0 | 0 | 0
PseudoUnit | 0 | 0 | 0 | 0 | 0 | 0
FixedInterchange | 0 | 0 | 0 | 0 | 0 | 0
CO2 Emissions (MMmetricTons): EI_US
ReportingType | 2015 | 2020 | 2025 | 2030 | 2035 | 2040
BM | 0 | 0 | 0 | 0 | 0 | 0
CC | 366.9 | 384.15 | 333.11 | 256.95 | 111.83 | 59.87
CSP | 0 | 0 | 0 | 0 | 0 | 0
CT | 0.32 | 0.34 | 0.59 | 0.31 | 0 | 0.01
Coal | 857.97 | 262.07 | 22.24 | 2.96 | 4 | 4.12
Geo | 0 | 0 | 0 | 0 | 0 | 0
H | 0 | 0 | 0 | 0 | 0 | 0
LFG | 0 | 0 | 0 | 0 | 0 | 0
Nuc | 0 | 0 | 0 | 0 | 0 | 0
PS | 0 | 0 | 0 | 0 | 0 | 0
PV | 0 | 0 | 0 | 0 | 0 | 0
PeakG | 1.68 | 1.33 | 1.56 | 1.8 | 0.86 | 0.72
PeakO | 0 | 0 | 0 | 0 | 0 | 0
ST | 0 | 0 | 0 | 0 | 0 | 0
STOG | 3.51 | 1.78 | 1.91 | 2.94 | 0.5 | 0.39
STWD | 0 | 0 | 0 | 0 | 0 | 0
WT | 0 | 0 | 0 | 0 | 0 | 0
IGCC | 3.76 | 3.76 | 0.34 | 0 | 0 | 0
DemandResponse | 0 | 0 | 0 | 0 | 0 | 0
IGCC-CCS | 0 | 0 | 0 | 0 | 0 | 0
WT_off | 0 | 0 | 0 | 0 | 0 | 0
PseudoUnit | 0 | 0 | 0 | 0 | 0 | 0
FixedInterchange | 0 | 0 | 0 | 0 | 0 | 0
CO2 Emissions (MMmetricTons): EI_Canada
ReportingType | 2015 | 2020 | 2025 | 2030 | 2035 | 2040
BM | 0 | 0 | 0 | 0 | 0 | 0
CC | 6.06 | 5.13 | 0.14 | 0.01 | 0.02 | 0.05
CSP | 0 | 0 | 0 | 0 | 0 | 0
CT | 0.01 | 0 | 0 | 0 | 0 | 0
Coal | 0.23 | 0.04 | 0 | 0 | 0 | 0
Geo | 0 | 0 | 0 | 0 | 0 | 0
H | 0 | 0 | 0 | 0 | 0 | 0
LFG | 0 | 0 | 0 | 0 | 0 | 0
Nuc | 0 | 0 | 0 | 0 | 0 | 0
PS | 0 | 0 | 0 | 0 | 0 | 0
PV | 0 | 0 | 0 | 0 | 0 | 0
PeakG | 0.05 | 0.01 | 0 | 0 | 0 | 0
PeakO | 0 | 0 | 0 | 0 | 0 | 0
ST | 0 | 0 | 0 | 0 | 0 | 0
STOG | 0.01 | 0 | 0 | 0 | 0 | 0
STWD | 0 | 0 | 0 | 0 | 0 | 0
WT | 0 | 0 | 0 | 0 | 0 | 0
IGCC | 0 | 0 | 0 | 0 | 0 | 0
DemandResponse | 0 | 0 | 0 | 0 | 0 | 0
IGCC-CCS | 0 | 0 | 0 | 0 | 0 | 0
WT_off | 0 | 0 | 0 | 0 | 0 | 0
PseudoUnit | 0 | 0 | 0 | 0 | 0 | 0
FixedInterchange | 0 | 0 | 0 | 0 | 0 | 0
CO2 Emissions (MMmetricTons): EI
ReportingType | 2015 | 2020 | 2025 | 2030 | 2035 | 2040
BM | 0 | 0 | 0 | 0 | 0 | 0
CC | 372.96 | 389.28 | 333.25 | 256.96 | 111.86 | 59.92
CSP | 0 | 0 | 0 | 0 | 0 | 0
CT | 0.33 | 0.34 | 0.59 | 0.31 | 0 | 0.01
Coal | 858.2 | 262.11 | 22.24 | 2.96 | 4 | 4.12
Geo | 0 | 0 | 0 | 0 | 0 | 0
H | 0 | 0 | 0 | 0 | 0 | 0
LFG | 0 | 0 | 0 | 0 | 0 | 0
Nuc | 0 | 0 | 0 | 0 | 0 | 0
PS | 0 | 0 | 0 | 0 | 0 | 0
PV | 0 | 0 | 0 | 0 | 0 | 0
PeakG | 1.73 | 1.34 | 1.56 | 1.8 | 0.86 | 0.72
PeakO | 0 | 0 | 0 | 0 | 0 | 0
ST | 0 | 0 | 0 | 0 | 0 | 0
STOG | 3.52 | 1.78 | 1.91 | 2.94 | 0.5 | 0.39
STWD | 0 | 0 | 0 | 0 | 0 | 0
WT | 0 | 0 | 0 | 0 | 0 | 0
IGCC | 3.76 | 3.76 | 0.34 | 0 | 0 | 0
DemandResponse | 0 | 0 | 0 | 0 | 0 | 0
IGCC-CCS | 0 | 0 | 0 | 0 | 0 | 0
WT_off | 0 | 0 | 0 | 0 | 0 | 0
PseudoUnit | 0 | 0 | 0 | 0 | 0 | 0
FixedInterchange | 0 | 0 | 0 | 0 | 0 | 0
CO2 Emissions (MMmetricTons): Outside_EI
ReportingType | 2015 | 2020 | 2025 | 2030 | 2035 | 2040
BM | 0 | 0 | 0 | 0 | 0 | 0
CC | 186.32 | 185.52 | 165.02 | 130.8 | 38.88 | 25.96
CSP | 0 | 0 | 0 | 0 | 0 | 0
CT | 0 | 0 | 0 | 0 | 0 | 0
Coal | 237.43 | 199.95 | 55.12 | 1.01 | 1.01 | 0.72
Geo | 0 | 0 | 0 | 0 | 0 | 0
H | 0 | 0 | 0 | 0 | 0 | 0
LFG | 0 | 0 | 0 | 0 | 0 | 0
Nuc | 0 | 0 | 0 | 0 | 0 | 0
PS | 0 | 0 | 0 | 0 | 0 | 0
PV | 0 | 0 | 0 | 0 | 0 | 0
PeakG | 0 | 0 | 0 | 0.02 | 0.03 | 0.03
PeakO | 0 | 0 | 0 | 0 | 0 | 0
ST | 0 | 0 | 0 | 0 | 0 | 0
STOG | 1.79 | 2.54 | 0.78 | 0.58 | 0.04 | 0.02
STWD | 0 | 0 | 0 | 0 | 0 | 0
WT | 0 | 0 | 0 | 0 | 0 | 0
IGCC | 0 | 0 | 0 | 0 | 0 | 0
DemandResponse | 0 | 0 | 0 | 0 | 0 | 0
IGCC-CCS | 0 | 0 | 0 | 0 | 0 | 0
WT_off | 0 | 0 | 0 | 0 | 0 | 0
PseudoUnit | 0 | 0 | 0 | 0 | 0 | 0
FixedInterchange | 0 | 0 | 0 | 0 | 0 | 0
#6 | Fuel Cost [includes coal shadow price] ($million)
Fuel Cost by Reporting Type: Entergy
ReportingType | 2015 | 2020 | 2025 | 2030 | 2035 | 2040
BM | 0 | 0 | 0 | 0 | 0 | 861.09
CC | 3123.37 | 1665.49 | 963.57 | 605.29 | 428.73 | 334.93
CSP | 0 | 0 | 0 | 0 | 0 | 0
CT | 0 | 0 | 0 | 0 | 0 | 0
Coal | 1312.18 | 125.4 | 12.47 | 0 | 0 | 0
Geo | 0 | 0 | 0 | 0 | 0 | 0
H | 0 | 0 | 0 | 0 | 0 | 0
LFG | 0 | 0 | 0.14 | 0.14 | 0.14 | 0.14
Nuc | 372.97 | 380.57 | 404.36 | 401.32 | 348.24 | 272.43
PS | 0 | 0 | 0 | 0 | 0 | 0
PV | 0 | 0 | 0 | 0 | 0 | 0
PeakG | 0 | 0 | 0 | 0 | 0 | 0
PeakO | 0 | 0 | 0 | 0 | 0 | 0
ST | 0 | 0 | 0 | 0 | 0 | 0
STOG | 99.57 | 28.95 | 20.04 | 21.51 | 8.01 | 5.5
STWD | 3.33 | 3.18 | 6.35 | 25.96 | 76 | 76
WT | 0 | 0 | 0 | 0 | 0 | 0
IGCC | 0 | 0 | 0 | 0 | 0 | 0
DemandResponse | 0 | 0 | 0 | 0 | 0 | 0
IGCC-CCS | 0 | 0 | 0 | 0 | 0 | 0
WT_off | 0 | 0 | 0 | 0 | 0 | 0
PseudoUnit | 0 | 0 | 0 | 0 | 0 | 0
FixedInterchange | 0 | 0 | 0 | 0 | 0 | 0
Fuel Cost by Reporting Type: FRCC
ReportingType | 2015 | 2020 | 2025 | 2030 | 2035 | 2040
BM | 0 | 0 | 0 | 0 | 1023.83 | 630.21
CC | 9319.47 | 10452.29 | 9729.3 | 4208.58 | 1709.54 | 1044.46
CSP | 0 | 0 | 0 | 0 | 0 | 0
CT | 37.17 | 39.97 | 67.61 | 21.92 | 0 | 0
Coal | 476.83 | 160.36 | 29.88 | 33.87 | 103.84 | 116.09
Geo | 0 | 0 | 0 | 0 | 0 | 0
H | 0 | 0 | 0 | 0 | 0 | 0
LFG | 0 | 0 | 0.25 | 0.25 | 0.25 | 0.25
Nuc | 282.48 | 288.24 | 464.09 | 1329.3 | 1691.79 | 2025.88
PS | 0 | 0 | 0 | 0 | 0 | 0
PV | 0 | 0 | 0 | 0 | 0 | 0
PeakG | 30.76 | 52.57 | 55.27 | 4.44 | 6.98 | 5.29
PeakO | 0 | 0 | 0 | 0 | 0 | 0
ST | 0 | 0 | 0 | 0 | 0 | 0
STOG | 8.99 | 5.27 | 0 | 0 | 0 | 0
STWD | 9.7 | 16.21 | 100.84 | 100.84 | 100.84 | 62.27
WT | 0 | 0 | 0 | 0 | 0 | 0
IGCC | 0 | 0 | 0 | 0 | 0 | 0
DemandResponse | 0 | 0 | 0 | 0 | 0 | 0
IGCC-CCS | 0 | 0 | 0 | 0 | 0 | 0
WT_off | 0 | 0 | 0 | 0 | 0 | 0
PseudoUnit | 0 | 0 | 0 | 0 | 0 | 0
FixedInterchange | 0 | 0 | 0 | 0 | 0 | 0
Fuel Cost by Reporting Type: MAPP_US
ReportingType | 2015 | 2020 | 2025 | 2030 | 2035 | 2040
BM | 0 | 0 | 0 | 0 | 17.88 | 35.89
CC | 43.27 | 8.73 | 8.5 | 6.21 | 5.44 | 2.67
CSP | 0 | 0 | 0 | 0 | 0 | 0
CT | 0 | 0 | 0 | 0 | 0 | 0
Coal | 142.28 | 24.28 | 3.03 | 0 | 0 | 0
Geo | 0 | 0 | 0 | 0 | 0 | 0
H | 0 | 0 | 0 | 0 | 0 | 0
LFG | 0 | 0 | 0 | 0.09 | 0.09 | 0.09
Nuc | 0 | 0 | 0 | 0.01 | 0.04 | 0.02
PS | 0 | 0 | 0 | 0 | 0 | 0
PV | 0 | 0 | 0 | 0 | 0 | 0
PeakG | 5.17 | 1.58 | 1.45 | 4.06 | 2.18 | 2.44
PeakO | 0 | 0 | 0 | 0 | 0 | 0
ST | 0 | 0 | 0 | 0 | 0 | 0
STOG | 0 | 0 | 0 | 0 | 0 | 0
STWD | 0 | 0 | 0 | 0 | 0 | 0
WT | 0 | 0 | 0 | 0 | 0 | 0
IGCC | 0 | 0 | 0 | 0 | 0 | 0
DemandResponse | 0 | 0 | 0 | 0 | 0 | 0
IGCC-CCS | 0 | 0 | 0 | 0 | 0 | 0
WT_off | 0 | 0 | 0 | 0 | 0 | 0
PseudoUnit | 0 | 0 | 0 | 0 | 0 | 0
FixedInterchange | 0 | 0 | 0 | 0 | 0 | 0
Fuel Cost by Reporting Type: MISO_IN
ReportingType | 2015 | 2020 | 2025 | 2030 | 2035 | 2040
BM | 0 | 0 | 0 | 0 | 659.09 | 986.64
CC | 468.61 | 3815.17 | 2205.95 | 1296.67 | 645.13 | 611.39
CSP | 0 | 0 | 0 | 0 | 0 | 0
CT | 0 | 0 | 0 | 0 | 0 | 0
Coal | 1202.35 | 516.41 | 26.03 | 39.89 | 118.22 | 119.48
Geo | 0 | 0 | 0 | 0 | 0 | 0
H | 0 | 0 | 0 | 0 | 0 | 0
LFG | 0 | 0 | 0.1 | 0.1 | 0.1 | 0.1
Nuc | 0 | 0 | 0 | 0.01 | 0.05 | 0.04
PS | 0 | 0 | 0 | 0 | 0 | 0
PV | 0 | 0 | 0 | 0 | 0 | 0
PeakG | 0 | 0 | 0 | 0 | 0 | 0
PeakO | 0 | 0 | 0 | 0 | 0 | 0
ST | 0 | 0 | 0 | 0 | 0 | 0
STOG | 1.94 | 2.09 | 0 | 0 | 0 | 0
STWD | 0 | 0 | 0 | 0 | 0 | 0
WT | 0 | 0 | 0 | 0 | 0 | 0
IGCC | 87.33 | 82.12 | 5.95 | 0 | 0 | 0
DemandResponse | 0 | 0 | 0 | 0 | 0 | 0
IGCC-CCS | 0 | 0 | 0 | 0 | 0 | 0
WT_off | 0 | 0 | 0 | 0 | 0 | 0
PseudoUnit | 0 | 0 | 0 | 0 | 0 | 0
FixedInterchange | 0 | 0 | 0 | 0 | 0 | 0
Fuel Cost by Reporting Type: MISO_MI
ReportingType | 2015 | 2020 | 2025 | 2030 | 2035 | 2040
BM | 0 | 0 | 0 | 0 | 873.08 | 1847.62
CC | 850.19 | 727.6 | 425.11 | 308.24 | 105.93 | 75.16
CSP | 0 | 0 | 0 | 0 | 0 | 0
CT | 0 | 0 | 0 | 0 | 0 | 0
Coal | 642.92 | 0 | 0 | 0 | 0 | 0
Geo | 0 | 0 | 0 | 0 | 0 | 0
H | 0 | 0 | 0 | 0 | 0 | 0
LFG | 0 | 0 | 0.2 | 0.2 | 0.2 | 0.2
Nuc | 139.75 | 142.6 | 151.51 | 154.47 | 90.85 | 90.85
PS | 0 | 0 | 0 | 0 | 0 | 0
PV | 0 | 0 | 0 | 0 | 0 | 0
PeakG | 1.86 | 0 | 0 | 0 | 0 | 0
PeakO | 0 | 0 | 0 | 0 | 0 | 0
ST | 0 | 0 | 0 | 0 | 0 | 0
STOG | 24.14 | 5.14 | 0 | 0.07 | 0 | 0
STWD | 87.42 | 27.9 | 7.97 | 39.14 | 87.42 | 53.98
WT | 0 | 0 | 0 | 0 | 0 | 0
IGCC | 0 | 0 | 0 | 0 | 0 | 0
DemandResponse | 0 | 0 | 0 | 0 | 0 | 0
IGCC-CCS | 0 | 0 | 0 | 0 | 0 | 0
WT_off | 0 | 0 | 0 | 0 | 0 | 0
PseudoUnit | 0 | 0 | 0 | 0 | 0 | 0
FixedInterchange | 0 | 0 | 0 | 0 | 0 | 0
Fuel Cost by Reporting Type: MISO_MO-IL
ReportingType | 2015 | 2020 | 2025 | 2030 | 2035 | 2040
BM | 0 | 0 | 0 | 0 | 0 | 0
CC | 132.36 | 95.67 | 60.63 | 42.05 | 17.34 | 19.38
CSP | 0 | 0 | 0 | 0 | 0 | 0
CT | 0 | 0 | 0 | 0 | 0 | 0
Coal | 1426.15 | 337.14 | 41.89 | 9.8 | 25.15 | 24.47
Geo | 0 | 0 | 0 | 0 | 0 | 0
H | 0 | 0 | 0 | 0 | 0 | 0
LFG | 0 | 0 | 0.15 | 0.29 | 0.29 | 0.29
Nuc | 143.46 | 146.38 | 155.53 | 158.57 | 158.57 | 158.57
PS | 0 | 0 | 0 | 0 | 0 | 0
PV | 0 | 0 | 0 | 0 | 0 | 0
PeakG | 8.49 | 0 | 0 | 0 | 0 | 0
PeakO | 0 | 0 | 0 | 0 | 0 | 0
ST | 0 | 0 | 0 | 0 | 0 | 0
STOG | 0.37 | 0 | 0 | 0 | 0 | 0
STWD | 0 | 0 | 0 | 0 | 0 | 0
WT | 0 | 0 | 0 | 0 | 0 | 0
IGCC | 0 | 0 | 0 | 0 | 0 | 0
DemandResponse | 0 | 0 | 0 | 0 | 0 | 0
IGCC-CCS | 0 | 0 | 0 | 0 | 0 | 0
WT_off | 0 | 0 | 0 | 0 | 0 | 0
PseudoUnit | 0 | 0 | 0 | 0 | 0 | 0
FixedInterchange | 0 | 0 | 0 | 0 | 0 | 0
Fuel Cost by Reporting Type: MISO_W
ReportingType | 2015 | 2020 | 2025 | 2030 | 2035 | 2040
BM | 0 | 0 | 0 | 0 | 0 | 0
CC | 416.08 | 170.46 | 189.87 | 111.43 | 65.02 | 42.29
CSP | 0 | 0 | 0 | 0 | 0 | 0
CT | 0 | 0 | 0 | 0 | 0 | 0
Coal | 1217.12 | 316.87 | 55.3 | 35.74 | 35.74 | 35.74
Geo | 0 | 0 | 0 | 0 | 0 | 0
H | 0 | 0 | 0 | 0 | 0 | 0
LFG | 0 | 0 | 0 | 0.09 | 0.09 | 0.09
Nuc | 152.53 | 155.64 | 164.77 | 168.6 | 0.01 | 0.01
PS | 0 | 0 | 0 | 0 | 0 | 0
PV | 0 | 0 | 0 | 0 | 0 | 0
PeakG | 16.41 | 0 | 0 | 0 | 0 | 0
PeakO | 0 | 0 | 0 | 0 | 0 | 0
ST | 0 | 0 | 0 | 0 | 0 | 0
STOG | 0.01 | 0 | 0 | 0 | 0 | 0
STWD | 4.91 | 8.57 | 14.85 | 54.09 | 162.84 | 80.29
WT | 0 | 0 | 0 | 0 | 0 | 0
IGCC | 0 | 0 | 0 | 0 | 0 | 0
DemandResponse | 0 | 0 | 0 | 0 | 0 | 0
IGCC-CCS | 0 | 0 | 0 | 0 | 0 | 0
WT_off | 0 | 0 | 0 | 0 | 0 | 0
PseudoUnit | 0 | 0 | 0 | 0 | 0 | 0
FixedInterchange | 0 | 0 | 0 | 0 | 0 | 0
Fuel Cost by Reporting Type: MISO_WUMS
ReportingType | 2015 | 2020 | 2025 | 2030 | 2035 | 2040
BM | 0 | 0 | 0 | 0 | 1347.13 | 1593.89
CC | 1769.66 | 1931.76 | 1017.29 | 708.62 | 302.42 | 280.67
CSP | 0 | 0 | 0 | 0 | 0 | 0
CT | 0 | 0.5 | 0.25 | 7.45 | 0 | 0
Coal | 294.96 | 47.63 | 23.8 | 18.46 | 33.55 | 46.6
Geo | 0 | 0 | 0 | 0 | 0 | 0
H | 0 | 0 | 0 | 0 | 0 | 0
LFG | 0 | 0 | 0.29 | 0.29 | 0.29 | 0.29
Nuc | 120.89 | 123.35 | 131.06 | 133.62 | 0.01 | 0.01
PS | 0 | 0 | 0 | 0 | 0 | 0
PV | 0 | 0 | 0 | 0 | 0 | 0
PeakG | 0 | 0 | 0 | 0 | 0 | 0
PeakO | 0 | 0 | 0 | 0 | 0 | 0
ST | 0 | 0 | 0 | 0 | 0 | 0
STOG | 0 | 0 | 0 | 0 | 0 | 0
STWD | 1.91 | 3.33 | 3.25 | 8.95 | 49.15 | 38.73
WT | 0 | 0 | 0 | 0 | 0 | 0
IGCC | 0 | 0 | 0 | 0 | 0 | 0
DemandResponse | 0 | 0 | 0 | 0 | 0 | 0
IGCC-CCS | 0 | 0 | 0 | 0 | 0 | 0
WT_off | 0 | 0 | 0 | 0 | 0 | 0
PseudoUnit | 0 | 0 | 0 | 0 | 0 | 0
FixedInterchange | 0 | 0 | 0 | 0 | 0 | 0
Fuel Cost by Reporting Type: Nebraska
ReportingType | 2015 | 2020 | 2025 | 2030 | 2035 | 2040
BM | 0 | 0 | 0 | 0 | 0 | 0
CC | 22.83 | 11.89 | 10.93 | 8.51 | 2.58 | 2.9
CSP | 0 | 0 | 0 | 0 | 0 | 0
CT | 0 | 0 | 0 | 0 | 0 | 0
Coal | 414.89 | 30.8 | 19.79 | 22.73 | 27.03 | 17.07
Geo | 0 | 0 | 0 | 0 | 0 | 0
H | 0 | 0 | 0 | 0 | 0 | 0
LFG | 0 | 0 | 0 | 0.09 | 0.09 | 0.09
Nuc | 83.67 | 85.37 | 60.81 | 54.75 | 0.01 | 0.01
PS | 0 | 0 | 0 | 0 | 0 | 0
PV | 0 | 0 | 0 | 0 | 0 | 0
PeakG | 4.39 | 0 | 0 | 0 | 0 | 0
PeakO | 0 | 0 | 0 | 0 | 0 | 0
ST | 0 | 0 | 0 | 0 | 0 | 0
STOG | 0 | 0 | 0 | 0 | 0 | 0
STWD | 0 | 0 | 0 | 0 | 0 | 0
WT | 0 | 0 | 0 | 0 | 0 | 0
IGCC | 0 | 0 | 0 | 0 | 0 | 0
DemandResponse | 0 | 0 | 0 | 0 | 0 | 0
IGCC-CCS | 0 | 0 | 0 | 0 | 0 | 0
WT_off | 0 | 0 | 0 | 0 | 0 | 0
PseudoUnit | 0 | 0 | 0 | 0 | 0 | 0
FixedInterchange | 0 | 0 | 0 | 0 | 0 | 0
Fuel Cost by Reporting Type: NEISO
ReportingType | 2015 | 2020 | 2025 | 2030 | 2035 | 2040
BM | 128.98 | 37.75 | 1.75 | 11.71 | 90.59 | 58.49
CC | 1781.74 | 1051.35 | 262.18 | 146.94 | 106.22 | 101.54
CSP | 0 | 0 | 0 | 0 | 0 | 0
CT | 0.19 | 0.68 | 0 | 0 | 0 | 0
Coal | 1.1 | 0 | 0 | 0 | 0 | 0
Geo | 0 | 0 | 0 | 0 | 0 | 0
H | 0 | 0 | 0 | 0 | 0 | 0
LFG | 0.06 | 0.06 | 0.06 | 0.15 | 0.15 | 0.15
Nuc | 293.25 | 299.23 | 317.93 | 324.14 | 234.19 | 173
PS | 0 | 0 | 0 | 0 | 0 | 0
PV | 0 | 0 | 0 | 0 | 0 | 0
PeakG | 1.74 | 1.94 | 0.36 | 0 | 0.19 | 0
PeakO | 0 | 0 | 0 | 0 | 0 | 0
ST | 0 | 0 | 0 | 0 | 0 | 0
STOG | 0 | 0 | 0 | 0 | 0 | 0
STWD | 338.09 | 37.23 | 1.62 | 14.07 | 166.25 | 159.44
WT | 0 | 0 | 0 | 0 | 0 | 0
IGCC | 0 | 0 | 0 | 0 | 0 | 0
DemandResponse | 0 | 0 | 0 | 0 | 0 | 0
IGCC-CCS | 0 | 0 | 0 | 0 | 0 | 0
WT_off | 0 | 0 | 0 | 0 | 0 | 0
PseudoUnit | 0 | 0 | 0 | 0 | 0 | 0
FixedInterchange | 0 | 0 | 0 | 0 | 0 | 0
Fuel Cost by Reporting Type: NonRTO_Midwest
ReportingType | 2015 | 2020 | 2025 | 2030 | 2035 | 2040
BM | 0 | 0 | 0 | 0 | 1612.32 | 2815.77
CC | 622.92 | 1200.56 | 1105.88 | 818.47 | 383.64 | 74.82
CSP | 0 | 0 | 0 | 0 | 0 | 0
CT | 0 | 0 | 0 | 0 | 0 | 0
Coal | 949.98 | 567.7 | 62.87 | 31.99 | 57.78 | 56.79
Geo | 0 | 0 | 0 | 0 | 0 | 0
H | 0 | 0 | 0 | 0 | 0 | 0
LFG | 0 | 0 | 0.2 | 0.2 | 0.2 | 0.2
Nuc | 0 | 0 | 0 | 100.11 | 100.14 | 100.13
PS | 0 | 0 | 0 | 0 | 0 | 0
PV | 0 | 0 | 0 | 0 | 0 | 0
PeakG | 10.39 | 1.62 | 0 | 2.06 | 0 | 0
PeakO | 0 | 0 | 0 | 0 | 0 | 0
ST | 0 | 0 | 0 | 0 | 0 | 0
STOG | 0 | 0 | 0 | 0 | 0 | 0
STWD | 0 | 0 | 0 | 0 | 0 | 0
WT | 0 | 0 | 0 | 0 | 0 | 0
IGCC | 0 | 0 | 0 | 0 | 0 | 0
DemandResponse | 0 | 0 | 0 | 0 | 0 | 0
IGCC-CCS | 0 | 0 | 0 | 0 | 0 | 0
WT_off | 0 | 0 | 0 | 0 | 0 | 0
PseudoUnit | 0 | 0 | 0 | 0 | 0 | 0
FixedInterchange | 0 | 0 | 0 | 0 | 0 | 0
Fuel Cost by Reporting Type: NYISO_A-F
ReportingType | 2015 | 2020 | 2025 | 2030 | 2035 | 2040
BM | 0 | 0 | 0 | 0 | 0 | 0
CC | 331.81 | 232.17 | 25.14 | 23.57 | 22.06 | 1.13
CSP | 0 | 0 | 0 | 0 | 0 | 0
CT | 0 | 0 | 0 | 0 | 0 | 0
Coal | 0 | 0 | 0 | 0 | 0 | 0
Geo | 0 | 0 | 0 | 0 | 0 | 0
H | 0 | 0 | 0 | 0 | 0 | 0
LFG | 0.01 | 0.01 | 0.01 | 0.09 | 0.09 | 0.09
Nuc | 217.02 | 221.45 | 235.29 | 195.6 | 154.22 | 93.47
PS | 0 | 0 | 0 | 0 | 0 | 0
PV | 0 | 0 | 0 | 0 | 0 | 0
PeakG | 0.12 | 0.42 | 0 | 0 | 0 | 0
PeakO | 0 | 0 | 0 | 0 | 0 | 0
ST | 0 | 0 | 0 | 0 | 0 | 0
STOG | 0 | 0 | 0 | 0 | 0 | 0
STWD | 0.06 | 0.22 | 0 | 1.26 | 23.18 | 24.45
WT | 0 | 0 | 0 | 0 | 0 | 0
IGCC | 0 | 0 | 0 | 0 | 0 | 0
DemandResponse | 0 | 0 | 0 | 0 | 0 | 0
IGCC-CCS | 0 | 0 | 0 | 0 | 0 | 0
WT_off | 0 | 0 | 0 | 0 | 0 | 0
PseudoUnit | 0 | 0 | 0 | 0 | 0 | 0
FixedInterchange | 0 | 0 | 0 | 0 | 0 | 0
Fuel Cost by Reporting Type: NYISO_G-I
ReportingType | 2015 | 2020 | 2025 | 2030 | 2035 | 2040
BM | 0 | 0 | 0 | 0 | 409.14 | 314.87
CC | 179.14 | 116.81 | 50.39 | 33.11 | 20.45 | 19.46
CSP | 0 | 0 | 0 | 0 | 0 | 0
CT | 0 | 0 | 0 | 0 | 0 | 0
Coal | 0 | 0 | 0 | 0 | 0 | 0
Geo | 0 | 0 | 0 | 0 | 0 | 0
H | 0 | 0 | 0 | 0 | 0 | 0
LFG | 0 | 0 | 0.09 | 0.09 | 0.09 | 0.09
Nuc | 130.64 | 133.3 | 141.63 | 144.4 | 72.41 | 188.04
PS | 0 | 0 | 0 | 0 | 0 | 0
PV | 0 | 0 | 0 | 0 | 0 | 0
PeakG | 0 | 0 | 0 | 0 | 0 | 0
PeakO | 0 | 0 | 0 | 0 | 0 | 0
ST | 0 | 0 | 0 | 0 | 0 | 0
STOG | 0 | 0 | 0 | 0 | 0 | 0
STWD | 0 | 0 | 0 | 0 | 0 | 0
WT | 0 | 0 | 0 | 0 | 0 | 0
IGCC | 0 | 0 | 0 | 0 | 0 | 0
DemandResponse | 0 | 0 | 0 | 0 | 0 | 0
IGCC-CCS | 0 | 0 | 0 | 0 | 0 | 0
WT_off | 0 | 0 | 0 | 0 | 0 | 0
PseudoUnit | 0 | 0 | 0 | 0 | 0 | 0
FixedInterchange | 0 | 0 | 0 | 0 | 0 | 0
Fuel Cost by Reporting Type: NYISO_J-K
ReportingType | 2015 | 2020 | 2025 | 2030 | 2035 | 2040
BM | 0 | 0 | 0 | 0 | 0 | 0
CC | 1001.32 | 880.47 | 513.75 | 345.69 | 223.35 | 154.57
CSP | 0 | 0 | 0 | 0 | 0 | 0
CT | 0 | 0 | 0 | 0 | 0 | 0
Coal | 0 | 0 | 0 | 0 | 0 | 0
Geo | 0 | 0 | 0 | 0 | 0 | 0
H | 0 | 0 | 0 | 0 | 0 | 0
LFG | 0 | 0 | 0 | 0.09 | 0.09 | 0.09
Nuc | 0 | 0 | 0 | 0.02 | 0.05 | 0.05
PS | 0 | 0 | 0 | 0 | 0 | 0
PV | 0 | 0 | 0 | 0 | 0 | 0
PeakG | 7.3 | 6 | 5.89 | 3.97 | 6.31 | 5.46
PeakO | 0 | 0 | 0 | 0 | 0 | 0
ST | 0 | 0 | 0 | 0 | 0 | 0
STOG | 28.17 | 38.94 | 36.88 | 35.07 | 7.28 | 3.53
STWD | 0 | 0 | 0 | 0 | 0 | 0
WT | 0 | 0 | 0 | 0 | 0 | 0
IGCC | 0 | 0 | 0 | 0 | 0 | 0
DemandResponse | 0 | 0 | 0 | 0 | 0 | 0
IGCC-CCS | 0 | 0 | 0 | 0 | 0 | 0
WT_off | 0 | 0 | 0 | 0 | 0 | 0
PseudoUnit | 0 | 0 | 0 | 0 | 0 | 0
FixedInterchange | 0 | 0 | 0 | 0 | 0 | 0
Fuel Cost by Reporting Type: PJM_E
ReportingType | 2015 | 2020 | 2025 | 2030 | 2035 | 2040
BM | 0.86 | 15.34 | 4.46 | 15.34 | 15.34 | 169.95
CC | 1917.62 | 2101.78 | 1725.12 | 1208.76 | 656.58 | 337.64
CSP | 0 | 0 | 0 | 0 | 0 | 0
CT | 0.02 | 0.18 | 0.16 | 0.23 | 0.11 | 0
Coal | 19.95 | 12.31 | 5.06 | 0 | 12.38 | 31.34
Geo | 0 | 0 | 0 | 0 | 0 | 0
H | 0 | 0 | 0 | 0 | 0 | 0
LFG | 0.01 | 0.18 | 0.18 | 0.18 | 0.18 | 0.18
Nuc | 563.79 | 533.75 | 567.11 | 578.18 | 415.32 | 329.35
PS | 0 | 0 | 0 | 0 | 0 | 0
PV | 0 | 0 | 0 | 0 | 0 | 0
PeakG | 4.61 | 17.14 | 15.35 | 21.43 | 10.29 | 10.59
PeakO | 0 | 0 | 0 | 0 | 0 | 0
ST | 0 | 0 | 0 | 0 | 0 | 0
STOG | 18.46 | 25.17 | 32.24 | 39.03 | 0 | 0
STWD | 0 | 0 | 0 | 0 | 0 | 0
WT | 0 | 0 | 0 | 0 | 0 | 0
IGCC | 0 | 0 | 0 | 0 | 0 | 0
DemandResponse | 0 | 0 | 0 | 0 | 0 | 0
IGCC-CCS | 0 | 0 | 0 | 0 | 0 | 0
WT_off | 0 | 0 | 0 | 0 | 0 | 0
PseudoUnit | 0 | 0 | 0 | 0 | 0 | 0
FixedInterchange | 0 | 0 | 0 | 0 | 0 | 0
Fuel Cost by Reporting Type: PJM_ROM
ReportingType | 2015 | 2020 | 2025 | 2030 | 2035 | 2040
BM | 0.52 | 9.21 | 2.68 | 9.21 | 1205.84 | 1205.84
CC | 898.98 | 1012.36 | 774.92 | 492.39 | 293.65 | 151.76
CSP | 0 | 0 | 0 | 0 | 0 | 0
CT | 0.01 | 0.11 | 0.1 | 0.14 | 0 | 0
Coal | 403.04 | 121.83 | 8.48 | 6.52 | 29.49 | 31.75
Geo | 0 | 0 | 0 | 0 | 0 | 0
H | 0 | 0 | 0 | 0 | 0 | 0
LFG | 0.02 | 0.36 | 0.36 | 0.36 | 0.36 | 0.36
Nuc | 337.6 | 344.49 | 366.02 | 405.39 | 555.76 | 982.72
PS | 0 | 0 | 0 | 0 | 0 | 0
PV | 0 | 0 | 0 | 0 | 0 | 0
PeakG | 0 | 0 | 0 | 11.79 | 6.77 | 6.77
PeakO | 0 | 0 | 0 | 0 | 0 | 0
ST | 0 | 0 | 0 | 0 | 0 | 0
STOG | 45.13 | 46.09 | 41.34 | 59.14 | 0 | 0
STWD | 2.04 | 35.1 | 10.6 | 35.1 | 35.1 | 35.1
WT | 0 | 0 | 0 | 0 | 0 | 0
IGCC | 0 | 0 | 0 | 0 | 0 | 0
DemandResponse | 0 | 0 | 0 | 0 | 0 | 0
IGCC-CCS | 0 | 0 | 0 | 0 | 0 | 0
WT_off | 0 | 0 | 0 | 0 | 0 | 0
PseudoUnit | 0 | 0 | 0 | 0 | 0 | 0
FixedInterchange | 0 | 0 | 0 | 0 | 0 | 0
Fuel Cost by Reporting Type: PJM_ROR
ReportingType | 2015 | 2020 | 2025 | 2030 | 2035 | 2040
BM | 11.05 | 196.9 | 30.5 | 196.9 | 5398.8 | 5398.8
CC | 5917.47 | 7512.34 | 6533.94 | 4205.48 | 2321.1 | 1140.63
CSP | 0 | 0 | 0 | 0 | 0 | 0
CT | 0.18 | 0.2 | 0.18 | 0.26 | 0 | 0
Coal | 4126.93 | 1763.42 | 87.39 | 93.01 | 139.65 | 140.69
Geo | 0 | 0 | 0 | 0 | 0 | 0
H | 0 | 0 | 0 | 0 | 0 | 0
LFG | 0.07 | 0.73 | 0.73 | 0.73 | 0.73 | 0.73
Nuc | 1319.64 | 1346.55 | 1430.71 | 1564.1 | 1605.02 | 1849.1
PS | 0 | 0 | 0 | 0 | 0 | 0
PV | 0 | 0 | 0 | 0 | 0 | 0
PeakG | 57.7 | 34.13 | 11.02 | 64.19 | 19.8 | 11.99
PeakO | 0 | 0 | 0 | 0 | 0 | 0
ST | 0 | 0 | 0 | 0 | 0 | 0
STOG | 37.32 | 26.26 | 46.48 | 35.08 | 0 | 0
STWD | 2.8 | 103.87 | 9.47 | 76.32 | 103.87 | 80.97
WT | 0 | 0 | 0 | 0 | 0 | 0
IGCC | 0 | 0 | 0 | 0 | 0 | 0
DemandResponse | 0 | 0 | 0 | 0 | 0 | 0
IGCC-CCS | 0 | 0 | 0 | 0 | 0 | 0
WT_off | 0 | 0 | 0 | 0 | 0 | 0
PseudoUnit | 0 | 0 | 0 | 0 | 0 | 0
FixedInterchange | 0 | 0 | 0 | 0 | 0 | 0
Fuel Cost by Reporting Type: SOCO
ReportingType | 2015 | 2020 | 2025 | 2030 | 2035 | 2040
BM | 2.61 | 6.09 | 16.48 | 28.13 | 3352.53 | 2249.15
CC | 6870.66 | 7970.83 | 6598.71 | 4159.98 | 984.69 | 346.93
CSP | 0 | 0 | 0 | 0 | 0 | 0
CT | 0 | 0 | 0 | 0 | 0 | 0
Coal | 858.48 | 227.29 | 94.13 | 91.18 | 92.21 | 89.65
Geo | 0 | 0 | 0 | 0 | 0 | 0
H | 0 | 0 | 0 | 0 | 0 | 0
LFG | 0 | 0 | 0.14 | 0.14 | 0.14 | 0.14
Nuc | 396.64 | 551.11 | 585.56 | 897.23 | 1345.61 | 1717.04
PS | 0 | 0 | 0 | 0 | 0 | 0
PV | 0 | 0 | 0 | 0 | 0 | 0
PeakG | 28.51 | 39.59 | 72.22 | 17.08 | 16.81 | 20.05
PeakO | 0 | 0 | 0 | 0 | 0 | 0
ST | 0 | 0 | 0 | 0 | 0 | 0
STOG | 0 | 0 | 0 | 0 | 0 | 0
STWD | 21.93 | 37.89 | 57.91 | 288.43 | 392.54 | 241.3
WT | 0 | 0 | 0 | 0 | 0 | 0
IGCC | 0 | 0 | 0 | 0 | 0 | 0
DemandResponse | 0 | 0 | 0 | 0 | 0 | 0
IGCC-CCS | 0 | 0 | 0 | 0 | 0 | 0
WT_off | 0 | 0 | 0 | 0 | 0 | 0
PseudoUnit | 0 | 0 | 0 | 0 | 0 | 0
FixedInterchange | 0 | 0 | 0 | 0 | 0 | 0
Fuel Cost by Reporting Type: SPP_N
ReportingType | 2015 | 2020 | 2025 | 2030 | 2035 | 2040
BM | 0 | 0 | 0 | 0 | 0 | 0
CC | 183.7 | 44.11 | 40.19 | 31.41 | 14.2 | 10.24
CSP | 0 | 0 | 0 | 0 | 0 | 0
CT | 0 | 0 | 0 | 0 | 0 | 0
Coal | 974.51 | 139.58 | 3.23 | 0 | 0 | 0
Geo | 0 | 0 | 0 | 0 | 0 | 0
H | 0 | 0 | 0 | 0 | 0 | 0
LFG | 0 | 0 | 0 | 0.12 | 0.12 | 0.12
Nuc | 74.76 | 76.29 | 54.24 | 51.6 | 82.64 | 82.64
PS | 0 | 0 | 0 | 0 | 0 | 0
PV | 0 | 0 | 0 | 0 | 0 | 0
PeakG | 7.38 | 0 | 0 | 0 | 0 | 0
PeakO | 0 | 0 | 0 | 0 | 0 | 0
ST | 0 | 0 | 0 | 0 | 0 | 0
STOG | 10.01 | 0 | 0 | 0 | 0 | 0
STWD | 0 | 0 | 0 | 0 | 0 | 0
WT | 0 | 0 | 0 | 0 | 0 | 0
IGCC | 0 | 0 | 0 | 0 | 0 | 0
DemandResponse | 0 | 0 | 0 | 0 | 0 | 0
IGCC-CCS | 0 | 0 | 0 | 0 | 0 | 0
WT_off | 0 | 0 | 0 | 0 | 0 | 0
PseudoUnit | 0 | 0 | 0 | 0 | 0 | 0
FixedInterchange | 0 | 0 | 0 | 0 | 0 | 0
Fuel Cost by Reporting Type: SPP_S
ReportingType | 2015 | 2020 | 2025 | 2030 | 2035 | 2040
BM | 0 | 0 | 0 | 0 | 2.52 | 1.63
CC | 1868.93 | 560.6 | 453.28 | 273.84 | 232.37 | 223.14
CSP | 0 | 0 | 0 | 0 | 0 | 0
CT | 0 | 0 | 0 | 0 | 0 | 0.84
Coal | 1746.27 | 130.43 | 8.72 | 0 | 0 | 0
Geo | 0 | 0 | 0 | 0 | 0 | 0
H | 0 | 0 | 0 | 0 | 0 | 0
LFG | 0 | 0 | 0 | 0.12 | 0.12 | 0.12
Nuc | 0 | 0 | 0 | 0.01 | 0.03 | 0.02
PS | 0 | 0 | 0 | 0 | 0 | 0
PV | 0 | 0 | 0 | 0 | 0 | 0
PeakG | 0 | 0 | 0 | 0 | 0 | 0
PeakO | 0 | 0 | 0 | 0 | 0 | 0
ST | 0 | 0 | 0 | 0 | 0 | 0
STOG | 124.13 | 32.71 | 23.9 | 40.8 | 25.33 | 27.23
STWD | 4.81 | 1.29 | 2.57 | 10.29 | 22.9 | 16.88
WT | 0 | 0 | 0 | 0 | 0 | 0
IGCC | 0 | 0 | 0 | 0 | 0 | 0
DemandResponse | 0 | 0 | 0 | 0 | 0 | 0
IGCC-CCS | 0 | 0 | 0 | 0 | 0 | 0
WT_off | 0 | 0 | 0 | 0 | 0 | 0
PseudoUnit | 0 | 0 | 0 | 0 | 0 | 0
FixedInterchange | 0 | 0 | 0 | 0 | 0 | 0
Fuel Cost by Reporting Type: TVA
ReportingType | 2015 | 2020 | 2025 | 2030 | 2035 | 2040
BM | 0 | 0 | 0 | 0 | 3781.64 | 3684
CC | 1784.17 | 2882.59 | 2760.11 | 1664.89 | 598.76 | 294.33
CSP | 0 | 0 | 0 | 0 | 0 | 0
CT | 0 | 0 | 0 | 0 | 0 | 0
Coal | 908.98 | 434.36 | 21.34 | 0 | 0 | 0
Geo | 0 | 0 | 0 | 0 | 0 | 0
H | 0 | 0 | 0 | 0 | 0 | 0
LFG | 0 | 0 | 0.14 | 0.14 | 0.14 | 0.14
Nuc | 542.87 | 553.94 | 588.56 | 661.25 | 574.67 | 702.34
PS | 0 | 0 | 0 | 0 | 0 | 0
PV | 0 | 0 | 0 | 0 | 0 | 0
PeakG | 0 | 0 | 0 | 0 | 0 | 0
PeakO | 0 | 0 | 0 | 0 | 0 | 0
ST | 0 | 0 | 0 | 0 | 0 | 0
STOG | 0 | 0 | 0 | 0 | 0 | 0
STWD | 0.16 | 0.14 | 0.27 | 2.02 | 2.75 | 1.7
WT | 0 | 0 | 0 | 0 | 0 | 0
IGCC | 0 | 0 | 0 | 0 | 0 | 0
DemandResponse | 0 | 0 | 0 | 0 | 0 | 0
IGCC-CCS | 0 | 0 | 0 | 0 | 0 | 0
WT_off | 0 | 0 | 0 | 0 | 0 | 0
PseudoUnit | 0 | 0 | 0 | 0 | 0 | 0
FixedInterchange | 0 | 0 | 0 | 0 | 0 | 0
Fuel Cost by Reporting Type: TVA_Transmission
ReportingType | 2015 | 2020 | 2025 | 2030 | 2035 | 2040
BM | 0 | 0 | 0 | 0 | 0 | 0
CC | 0 | 0 | 0 | 0 | 0 | 0
CSP | 0 | 0 | 0 | 0 | 0 | 0
CT | 0 | 0 | 0 | 0 | 0 | 0
Coal | 0 | 0 | 0 | 0 | 0 | 0
Geo | 0 | 0 | 0 | 0 | 0 | 0
H | 0 | 0 | 0 | 0 | 0 | 0
LFG | 0 | 0 | 0 | 0 | 0 | 0
Nuc | 0 | 0 | 0 | 0 | 0 | 0
PS | 0 | 0 | 0 | 0 | 0 | 0
PV | 0 | 0 | 0 | 0 | 0 | 0
PeakG | 0 | 0 | 0 | 0 | 0 | 0
PeakO | 0 | 0 | 0 | 0 | 0 | 0
ST | 0 | 0 | 0 | 0 | 0 | 0
STOG | 0 | 0 | 0 | 0 | 0 | 0
STWD | 0 | 0 | 0 | 0 | 0 | 0
WT | 0 | 0 | 0 | 0 | 0 | 0
IGCC | 0 | 0 | 0 | 0 | 0 | 0
DemandResponse | 0 | 0 | 0 | 0 | 0 | 0
IGCC-CCS | 0 | 0 | 0 | 0 | 0 | 0
WT_off | 0 | 0 | 0 | 0 | 0 | 0
PseudoUnit | 0 | 0 | 0 | 0 | 0 | 0
FixedInterchange | 0 | 0 | 0 | 0 | 0 | 0
Fuel Cost by Reporting Type: VACAR
ReportingType | 2015 | 2020 | 2025 | 2030 | 2035 | 2040
BM | 0.47 | 0.47 | 95.62 | 95.62 | 3572.99 | 2996.32
CC | 5199.25 | 5418.8 | 4581.81 | 3072.59 | 759.79 | 363.63
CSP | 0 | 0 | 0 | 0 | 0 | 0
CT | 5.38 | 5.75 | 10.14 | 0 | 0 | 0
Coal | 977.78 | 485.85 | 130.3 | 77.85 | 84.95 | 83.58
Geo | 0 | 0 | 0 | 0 | 0 | 0
H | 0 | 0 | 0 | 0 | 0 | 0
LFG | 0 | 0.14 | 0.14 | 0.14 | 0.14 | 0.14
Nuc | 730.67 | 900.6 | 1034.76 | 1377.01 | 1582.62 | 1995.88
PS | 0 | 0 | 0 | 0 | 0 | 0
PV | 0 | 0 | 0 | 0 | 0 | 0
PeakG | 7.94 | 16.06 | 26.67 | 20.81 | 0.02 | 0.41
PeakO | 0 | 0 | 0 | 0 | 0 | 0
ST | 0 | 0 | 0 | 0 | 0 | 0
STOG | 0 | 0 | 0 | 0 | 0 | 0
STWD | 159.73 | 117.37 | 146.19 | 159.73 | 159.73 | 98.19
WT | 0 | 0 | 0 | 0 | 0 | 0
IGCC | 0 | 0 | 0 | 0 | 0 | 0
DemandResponse | 0 | 0 | 0 | 0 | 0 | 0
IGCC-CCS | 0 | 0 | 0 | 0 | 0 | 0
WT_off | 0 | 0 | 0 | 0 | 0 | 0
PseudoUnit | 0 | 0 | 0 | 0 | 0 | 0
FixedInterchange | 0 | 0 | 0 | 0 | 0 | 0
Fuel Cost by Reporting Type: IESO
ReportingType | 2015 | 2020 | 2025 | 2030 | 2035 | 2040
BM | 0 | 0 | 0 | 0 | 5.36 | 10.07
CC | 301.64 | 219.69 | 6.23 | 1.29 | 2.8 | 6.54
CSP | 0 | 0 | 0 | 0 | 0 | 0
CT | 0.65 | 0.19 | 0 | 0 | 0 | 0
Coal | 0 | 0 | 0 | 0 | 0 | 0
Geo | 0 | 0 | 0 | 0 | 0 | 0
H | 0 | 0 | 0 | 0 | 0 | 0
LFG | 0.02 | 0.02 | 0.02 | 0.02 | 0.02 | 0.02
Nuc | 854.23 | 871.65 | 926.13 | 944.22 | 869.51 | 757.81
PS | 0 | 0 | 0 | 0 | 0 | 0
PV | 0 | 0 | 0 | 0 | 0 | 0
PeakG | 0 | 0 | 0 | 0 | 0 | 0
PeakO | 0 | 0 | 0 | 0 | 0 | 0
ST | 0 | 0 | 0 | 0 | 0 | 0
STOG | 0 | 0 | 0 | 0 | 0 | 0
STWD | 0.95 | 0.95 | 0 | 1.82 | 67.38 | 39.16
WT | 0 | 0 | 0 | 0 | 0 | 0
IGCC | 0 | 0 | 0 | 0 | 0 | 0
DemandResponse | 0 | 0 | 0 | 0 | 0 | 0
IGCC-CCS | 0 | 0 | 0 | 0 | 0 | 0
WT_off | 0 | 0 | 0 | 0 | 0 | 0
PseudoUnit | 0 | 0 | 0 | 0 | 0 | 0
FixedInterchange | 0 | 0 | 0 | 0 | 0 | 0
Fuel Cost by Reporting Type: MAPP_CA
ReportingType | 2015 | 2020 | 2025 | 2030 | 2035 | 2040
BM | 0 | 0 | 0 | 0 | 0 | 0
CC | 257.74 | 294.95 | 8.7 | 0 | 0 | 0
CSP | 0 | 0 | 0 | 0 | 0 | 0
CT | 0 | 0 | 0 | 0 | 0 | 0
Coal | 10.54 | 1.62 | 0 | 0 | 0 | 0
Geo | 0 | 0 | 0 | 0 | 0 | 0
H | 0 | 0 | 0 | 0 | 0 | 0
LFG | 0 | 0 | 0 | 0 | 0 | 0
Nuc | 0 | 0 | 0 | 0 | 0 | 0
PS | 0 | 0 | 0 | 0 | 0 | 0
PV | 0 | 0 | 0 | 0 | 0 | 0
PeakG | 4.37 | 0.99 | 0 | 0 | 0 | 0
PeakO | 0 | 0 | 0 | 0 | 0 | 0
ST | 0 | 0 | 0 | 0 | 0 | 0
STOG | 0.73 | 0 | 0 | 0 | 0 | 0
STWD | 0 | 0 | 0 | 0 | 0 | 0
WT | 0 | 0 | 0 | 0 | 0 | 0
IGCC | 0 | 0 | 0 | 0 | 0 | 0
DemandResponse | 0 | 0 | 0 | 0 | 0 | 0
IGCC-CCS | 0 | 0 | 0 | 0 | 0 | 0
WT_off | 0 | 0 | 0 | 0 | 0 | 0
PseudoUnit | 0 | 0 | 0 | 0 | 0 | 0
FixedInterchange | 0 | 0 | 0 | 0 | 0 | 0
Fuel Cost by Reporting Type: AZ_NM_SNV_Coal
ReportingType | 2015 | 2020 | 2025 | 2030 | 2035 | 2040
BM | 0 | 0 | 0 | 0 | 0 | 0
CC | 0 | 0 | 0 | 0 | 0 | 0
CSP | 0 | 0 | 0 | 0 | 0 | 0
CT | 0 | 0 | 0 | 0 | 0 | 0
Coal | 817.79 | 675.53 | 62.92 | 0.12 | 0.37 | 0.18
Geo | 0 | 0 | 0 | 0 | 0 | 0
H | 0 | 0 | 0 | 0 | 0 | 0
LFG | 0 | 0 | 0 | 0 | 0 | 0
Nuc | 0 | 0 | 0 | 0 | 0 | 0
PS | 0 | 0 | 0 | 0 | 0 | 0
PV | 0 | 0 | 0 | 0 | 0 | 0
PeakG | 0 | 0 | 0 | 0 | 0 | 0
PeakO | 0 | 0 | 0 | 0 | 0 | 0
ST | 0 | 0 | 0 | 0 | 0 | 0
STOG | 0 | 0 | 0 | 0 | 0 | 0
STWD | 0 | 0 | 0 | 0 | 0 | 0
WT | 0 | 0 | 0 | 0 | 0 | 0
IGCC | 0 | 0 | 0 | 0 | 0 | 0
DemandResponse | 0 | 0 | 0 | 0 | 0 | 0
IGCC-CCS | 0 | 0 | 0 | 0 | 0 | 0
WT_off | 0 | 0 | 0 | 0 | 0 | 0
PseudoUnit | 0 | 0 | 0 | 0 | 0 | 0
FixedInterchange | 0 | 0 | 0 | 0 | 0 | 0
Fuel Cost by Reporting Type: AZ_NM_SNV_Gas
ReportingType | 2015 | 2020 | 2025 | 2030 | 2035 | 2040
BM | 0 | 0 | 0 | 0 | 0 | 0
CC | 3018.76 | 3114.42 | 2933.28 | 1810.47 | 495.78 | 364.2
CSP | 0 | 0 | 0 | 0 | 0 | 0
CT | 0 | 0 | 0 | 0 | 0 | 0
Coal | 0 | 0 | 0 | 0 | 0 | 0
Geo | 0 | 0 | 0 | 0 | 0 | 0
H | 0 | 0 | 0 | 0 | 0 | 0
LFG | 0 | 0 | 0 | 0 | 0 | 0
Nuc | 0 | 0 | 0 | 0 | 0 | 0
PS | 0 | 0 | 0 | 0 | 0 | 0
PV | 0 | 0 | 0 | 0 | 0 | 0
PeakG | 0 | 0 | 0 | 0 | 0 | 0
PeakO | 0 | 0 | 0 | 0 | 0 | 0
ST | 0 | 0 | 0 | 0 | 0 | 0
STOG | 0 | 0 | 0 | 0 | 0 | 0
STWD | 0 | 0 | 0 | 0 | 0 | 0
WT | 0 | 0 | 0 | 0 | 0 | 0
IGCC | 0 | 0 | 0 | 0 | 0 | 0
DemandResponse | 0 | 0 | 0 | 0 | 0 | 0
IGCC-CCS | 0 | 0 | 0 | 0 | 0 | 0
WT_off | 0 | 0 | 0 | 0 | 0 | 0
PseudoUnit | 0 | 0 | 0 | 0 | 0 | 0
FixedInterchange | 0 | 0 | 0 | 0 | 0 | 0
Fuel Cost by Reporting Type: AZ_NM_SNV_NucRenew
ReportingType | 2015 | 2020 | 2025 | 2030 | 2035 | 2040
BM | 0 | 0 | 0 | 0 | 2088.81 | 2574.18
CC | 0 | 0 | 0 | 0 | 0 | 0
CSP | 0 | 0 | 0 | 0 | 0 | 0
CT | 0 | 0 | 0 | 0 | 0 | 0
Coal | 0 | 0 | 0 | 0 | 0 | 0
Geo | 0 | 0 | 0 | 0 | 0 | 0
H | 0 | 0 | 0 | 0 | 0 | 0
LFG | 0 | 0 | 0.08 | 0.08 | 0.08 | 0.08
Nuc | 254.91 | 260.1 | 276.36 | 550.99 | 767.55 | 767.55
PS | 0 | 0 | 0 | 0 | 0 | 0
PV | 0 | 0 | 0 | 0 | 0 | 0
PeakG | 0 | 0 | 0 | 0 | 0 | 0
PeakO | 0 | 0 | 0 | 0 | 0 | 0
ST | 0 | 0 | 0 | 0 | 0 | 0
STOG | 0 | 0 | 0 | 0 | 0 | 0
STWD | 11.54 | 11.54 | 11.54 | 11.54 | 11.54 | 11.54
WT | 0 | 0 | 0 | 0 | 0 | 0
IGCC | 0 | 0 | 0 | 0 | 0 | 0
DemandResponse | 0 | 0 | 0 | 0 | 0 | 0
IGCC-CCS | 0 | 0 | 0 | 0 | 0 | 0
WT_off | 0 | 0 | 0 | 0 | 0 | 0
PseudoUnit | 0 | 0 | 0 | 0 | 0 | 0
FixedInterchange | 0 | 0 | 0 | 0 | 0 | 0
Fuel Cost by Reporting Type: ERCOT
ReportingType | 2015 | 2020 | 2025 | 2030 | 2035 | 2040
BM | 6.73 | 6.89 | 10.55 | 74.16 | 1626.98 | 1275.92
CC | 9027.13 | 10414.05 | 8023.25 | 5367.08 | 1811.9 | 1372.4
CSP | 0 | 0 | 0 | 0 | 0 | 0
CT | 0 | 0.17 | 0.07 | 0.41 | 0 | 0
Coal | 736.73 | 474.27 | 80.72 | 87.21 | 87.21 | 80.67
Geo | 0 | 0 | 0 | 0 | 0 | 0
H | 0 | 0 | 0 | 0 | 0 | 0
LFG | 0 | 0 | 0.45 | 0.45 | 0.45 | 0.45
Nuc | 339.13 | 346.04 | 367.67 | 587.94 | 1423.66 | 1668.88
PS | 0 | 0 | 0 | 0 | 0 | 0
PV | 0 | 0 | 0 | 0 | 0 | 0
PeakG | 0 | 0.49 | 0 | 2.04 | 2.71 | 2.29
PeakO | 0 | 0 | 0 | 0 | 0 | 0
ST | 0 | 0 | 0 | 0 | 0 | 0
STOG | 167.95 | 287.48 | 80.9 | 41.78 | 0 | 0
STWD | 0 | 0 | 0 | 0 | 0 | 0
WT | 0 | 0 | 0 | 0 | 0 | 0
IGCC | 0 | 0 | 0 | 0 | 0 | 0
DemandResponse | 0 | 0 | 0 | 0 | 0 | 0
IGCC-CCS | 0 | 0 | 0 | 0 | 0 | 0
WT_off | 0 | 0 | 0 | 0 | 0 | 0
PseudoUnit | 0 | 0 | 0 | 0 | 0 | 0
FixedInterchange | 0 | 0 | 0 | 0 | 0 | 0
Fuel Cost by Reporting Type: NP15
ReportingType | 2015 | 2020 | 2025 | 2030 | 2035 | 2040
BM | 0 | 0 | 0 | 0 | 431.26 | 431.26
CC | 2718.04 | 2884.12 | 2346.63 | 1123.14 | 342.6 | 265.95
CSP | 0 | 0 | 0 | 0 | 0 | 0
CT | 0 | 0 | 0 | 0 | 0 | 0
Coal | 35.53 | 1.16 | 0 | 0 | 0 | 0
Geo | 0 | 0 | 0 | 0 | 0 | 0
H | 0 | 0 | 0 | 0 | 0 | 0
LFG | 0 | 0.48 | 0.72 | 0.72 | 0.72 | 0.72
Nuc | 150.62 | 153.69 | 163.3 | 387.51 | 631.04 | 670.06
PS | 0 | 0 | 0 | 0 | 0 | 0
PV | 0 | 0 | 0 | 0 | 0 | 0
PeakG | 0 | 0 | 0 | 0 | 0 | 0
PeakO | 0 | 0 | 0 | 0 | 0 | 0
ST | 0 | 0 | 0 | 0 | 0 | 0
STOG | 4.42 | 3.51 | 1.63 | 0.01 | 0 | 0
STWD | 244.45 | 215.86 | 31.65 | 244.45 | 244.45 | 189.88
WT | 0 | 0 | 0 | 0 | 0 | 0
IGCC | 0 | 0 | 0 | 0 | 0 | 0
DemandResponse | 0 | 0 | 0 | 0 | 0 | 0
IGCC-CCS | 0 | 0 | 0 | 0 | 0 | 0
WT_off | 0 | 0 | 0 | 0 | 0 | 0
PseudoUnit | 0 | 0 | 0 | 0 | 0 | 0
FixedInterchange | 0 | 0 | 0 | 0 | 0 | 0
Fuel Cost by Reporting Type: NWPP_Coal
ReportingType | 2015 | 2020 | 2025 | 2030 | 2035 | 2040
BM | 0 | 0 | 0 | 0 | 0 | 0
CC | 0 | 0 | 0 | 0 | 0 | 0
CSP | 0 | 0 | 0 | 0 | 0 | 0
CT | 0 | 0 | 0 | 0 | 0 | 0
Coal | 579.21 | 403.76 | 21.69 | 21.69 | 21.69 | 10.18
Geo | 0 | 0 | 0 | 0 | 0 | 0
H | 0 | 0 | 0 | 0 | 0 | 0
LFG | 0 | 0 | 0 | 0 | 0 | 0
Nuc | 0 | 0 | 0 | 0 | 0 | 0
PS | 0 | 0 | 0 | 0 | 0 | 0
PV | 0 | 0 | 0 | 0 | 0 | 0
PeakG | 0 | 0 | 0 | 0 | 0 | 0
PeakO | 0 | 0 | 0 | 0 | 0 | 0
ST | 0 | 0 | 0 | 0 | 0 | 0
STOG | 0 | 0 | 0 | 0 | 0 | 0
STWD | 0 | 0 | 0 | 0 | 0 | 0
WT | 0 | 0 | 0 | 0 | 0 | 0
IGCC | 0 | 0 | 0 | 0 | 0 | 0
DemandResponse | 0 | 0 | 0 | 0 | 0 | 0
IGCC-CCS | 0 | 0 | 0 | 0 | 0 | 0
WT_off | 0 | 0 | 0 | 0 | 0 | 0
PseudoUnit | 0 | 0 | 0 | 0 | 0 | 0
FixedInterchange | 0 | 0 | 0 | 0 | 0 | 0
Fuel Cost by Reporting Type: NWPP_Gas
ReportingType | 2015 | 2020 | 2025 | 2030 | 2035 | 2040
BM | 0 | 0 | 0 | 0 | 0 | 0
CC | 2044.42 | 2284.64 | 1729.66 | 1276.51 | 31.27 | 0
CSP | 0 | 0 | 0 | 0 | 0 | 0
CT | 0 | 0 | 0 | 0 | 0 | 0
Coal | 0 | 0 | 0 | 0 | 0 | 0
Geo | 0 | 0 | 0 | 0 | 0 | 0
H | 0 | 0 | 0 | 0 | 0 | 0
LFG | 0 | 0 | 0 | 0 | 0 | 0
Nuc | 0 | 0 | 0 | 0 | 0 | 0
PS | 0 | 0 | 0 | 0 | 0 | 0
PV | 0 | 0 | 0 | 0 | 0 | 0
PeakG | 0 | 0 | 0 | 0 | 0 | 0
PeakO | 0 | 0 | 0 | 0 | 0 | 0
ST | 0 | 0 | 0 | 0 | 0 | 0
STOG | 0 | 0 | 0 | 0 | 0 | 0
STWD | 0 | 0 | 0 | 0 | 0 | 0
WT | 0 | 0 | 0 | 0 | 0 | 0
IGCC | 0 | 0 | 0 | 0 | 0 | 0
DemandResponse | 0 | 0 | 0 | 0 | 0 | 0
IGCC-CCS | 0 | 0 | 0 | 0 | 0 | 0
WT_off | 0 | 0 | 0 | 0 | 0 | 0
PseudoUnit | 0 | 0 | 0 | 0 | 0 | 0
FixedInterchange | 0 | 0 | 0 | 0 | 0 | 0
Fuel Cost by Reporting Type: NWPP_NucRenew
ReportingType | 2015 | 2020 | 2025 | 2030 | 2035 | 2040
BM | 0 | 16.65 | 11.99 | 16.65 | 1943.89 | 3163.09
CC | 0 | 0 | 0 | 0 | 0 | 0
CSP | 0 | 0 | 0 | 0 | 0 | 0
CT | 0 | 0 | 0 | 0 | 0 | 0
Coal | 0 | 0 | 0 | 0 | 0 | 0
Geo | 0 | 0 | 0 | 0 | 0 | 0
H | 0 | 0 | 0 | 0 | 0 | 0
LFG | 0.03 | 0.03 | 0.34 | 0.34 | 0.34 | 0.34
Nuc | 71.13 | 72.58 | 77.12 | 78.63 | 243.1 | 243.1
PS | 0 | 0 | 0 | 0 | 0 | 0
PV | 0 | 0 | 0 | 0 | 0 | 0
PeakG | 0 | 0 | 0 | 0 | 0 | 0
PeakO | 0 | 0 | 0 | 0 | 0 | 0
ST | 0 | 0 | 0 | 0 | 0 | 0
STOG | 0 | 0 | 0 | 0 | 0 | 0
STWD | 0 | 40.83 | 142.16 | 301.46 | 301.46 | 142.16
WT | 0 | 0 | 0 | 0 | 0 | 0
IGCC | 0 | 0 | 0 | 0 | 0 | 0
DemandResponse | 0 | 0 | 0 | 0 | 0 | 0
IGCC-CCS | 0 | 0 | 0 | 0 | 0 | 0
WT_off | 0 | 0 | 0 | 0 | 0 | 0
PseudoUnit | 0 | 0 | 0 | 0 | 0 | 0
FixedInterchange | 0 | 0 | 0 | 0 | 0 | 0
Fuel Cost by Reporting Type: RMPA
ReportingType | 2015 | 2020 | 2025 | 2030 | 2035 | 2040
BM | 0 | 0 | 0 | 0 | 738.13 | 905.31
CC | 527.91 | 453.51 | 745.95 | 361.88 | 107.75 | 69.44
CSP | 0 | 0 | 0 | 0 | 0 | 0
CT | 0 | 0 | 0 | 0 | 0 | 0
Coal | 563.13 | 472.8 | 81.48 | 45.47 | 45.45 | 24.32
Geo | 0 | 0 | 0 | 0 | 0 | 0
H | 0 | 0 | 0 | 0 | 0 | 0
LFG | 0 | 0 | 0.04 | 0.04 | 0.04 | 0.04
Nuc | 0 | 0 | 0 | 145.04 | 145.06 | 145.04
PS | 0 | 0 | 0 | 0 | 0 | 0
PV | 0 | 0 | 0 | 0 | 0 | 0
PeakG | 0 | 0 | 0 | 0 | 0 | 0.04
PeakO | 0 | 0 | 0 | 0 | 0 | 0
ST | 0 | 0 | 0 | 0 | 0 | 0
STOG | 0 | 0 | 0 | 0 | 0 | 0
STWD | 0 | 0 | 0 | 0 | 0 | 0
WT | 0 | 0 | 0 | 0 | 0 | 0
IGCC | 0 | 0 | 0 | 0 | 0 | 0
DemandResponse | 0 | 0 | 0 | 0 | 0 | 0
IGCC-CCS | 0 | 0 | 0 | 0 | 0 | 0
WT_off | 0 | 0 | 0 | 0 | 0 | 0
PseudoUnit | 0 | 0 | 0 | 0 | 0 | 0
FixedInterchange | 0 | 0 | 0 | 0 | 0 | 0
Fuel Cost by Reporting Type: SP15
ReportingType | 2015 | 2020 | 2025 | 2030 | 2035 | 2040
BM | 3.07 | 3.07 | 3.07 | 3.07 | 345 | 345
CC | 3839.42 | 3923.63 | 3019.58 | 2353.1 | 877.15 | 623.31
CSP | 0 | 0 | 0 | 0 | 0 | 0
CT | 0 | 0 | 0 | 0 | 0 | 0
Coal | 20.36 | 3.9 | 0 | 0 | 0 | 0
Geo | 0 | 0 | 0 | 0 | 0 | 0
H | 0 | 0 | 0 | 0 | 0 | 0
LFG | 0.01 | 0.72 | 0.72 | 0.72 | 0.72 | 0.72
Nuc | 139.02 | 141.86 | 150.73 | 153.67 | 194.35 | 437.54
PS | 0 | 0 | 0 | 0 | 0 | 0
PV | 0 | 0 | 0 | 0 | 0 | 0
PeakG | 0 | 0 | 0 | 0 | 0 | 0
PeakO | 0 | 0 | 0 | 0 | 0 | 0
ST | 0 | 0 | 0 | 0 | 0 | 0
STOG | 35.19 | 27.04 | 5.76 | 9.59 | 4.21 | 2.5
STWD | 62.63 | 62.63 | 37.97 | 62.63 | 62.63 | 48.82
WT | 0 | 0 | 0 | 0 | 0 | 0
IGCC | 0 | 0 | 0 | 0 | 0 | 0
DemandResponse | 0 | 0 | 0 | 0 | 0 | 0
IGCC-CCS | 0 | 0 | 0 | 0 | 0 | 0
WT_off | 0 | 0 | 0 | 0 | 0 | 0
PseudoUnit | 0 | 0 | 0 | 0 | 0 | 0
FixedInterchange | 0 | 0 | 0 | 0 | 0 | 0
Fuel Cost by Reporting Type: ALB
ReportingType | 2015 | 2020 | 2025 | 2030 | 2035 | 2040
BM | 0 | 0 | 0 | 0 | 0 | 0
CC | 604.12 | 723.07 | 801.05 | 0.32 | 0 | 0.4
CSP | 0 | 0 | 0 | 0 | 0 | 0
CT | 0 | 0 | 0 | 0 | 0 | 0
Coal | 217.7 | 217.7 | 211.91 | 0 | 0 | 0
Geo | 0 | 0 | 0 | 0 | 0 | 0
H | 0 | 0 | 0 | 0 | 0 | 0
LFG | 0 | 0 | 0 | 0 | 0 | 0
Nuc | 0 | 0 | 0.01 | 635.34 | 646.59 | 647.51
PS | 0 | 0 | 0 | 0 | 0 | 0
PV | 0 | 0 | 0 | 0 | 0 | 0
PeakG | 0 | 0 | 0 | 0 | 0 | 0.25
PeakO | 0 | 0 | 0 | 0 | 0 | 0
ST | 0 | 0 | 0 | 0 | 0 | 0
STOG | 0 | 0 | 0 | 0 | 0 | 0
STWD | 0 | 60.71 | 85 | 85 | 85 | 85
WT | 0 | 0 | 0 | 0 | 0 | 0
IGCC | 0 | 0 | 0 | 0 | 0 | 0
DemandResponse | 0 | 0 | 0 | 0 | 0 | 0
IGCC-CCS | 0 | 0 | 0 | 0 | 0 | 0
WT_off | 0 | 0 | 0 | 0 | 0 | 0
PseudoUnit | 0 | 0 | 0 | 0 | 0 | 0
FixedInterchange | 0 | 0 | 0 | 0 | 0 | 0
Fuel Cost by Reporting Type: BC
ReportingType | 2015 | 2020 | 2025 | 2030 | 2035 | 2040
BM | 0 | 0 | 0 | 0 | 0 | 0
CC | 134.09 | 155.1 | 172.06 | 113.85 | 0 | 0
CSP | 0 | 0 | 0 | 0 | 0 | 0
CT | 0 | 0 | 0 | 0 | 0 | 0
Coal | 0 | 0 | 0 | 0 | 0 | 0
Geo | 0 | 0 | 0 | 0 | 0 | 0
H | 0 | 0 | 0 | 0 | 0 | 0
LFG | 0 | 0 | 0 | 0 | 0 | 0
Nuc | 0 | 0 | 0 | 39.41 | 39.41 | 39.38
PS | 0 | 0 | 0 | 0 | 0 | 0
PV | 0 | 0 | 0 | 0 | 0 | 0
PeakG | 0 | 0 | 0 | 0 | 0 | 0
PeakO | 0 | 0 | 0 | 0 | 0 | 0
ST | 0 | 0 | 0 | 0 | 0 | 0
STOG | 0 | 0 | 0 | 0 | 0 | 0
STWD | 0 | 163.42 | 227.82 | 271.44 | 271.44 | 271.44
WT | 0 | 0 | 0 | 0 | 0 | 0
IGCC | 0 | 0 | 0 | 0 | 0 | 0
DemandResponse | 0 | 0 | 0 | 0 | 0 | 0
IGCC-CCS | 0 | 0 | 0 | 0 | 0 | 0
WT_off | 0 | 0 | 0 | 0 | 0 | 0
PseudoUnit | 0 | 0 | 0 | 0 | 0 | 0
FixedInterchange | 0 | 0 | 0 | 0 | 0 | 0
Fuel Cost by Reporting Type: HQ_IESO
ReportingType | 2015 | 2020 | 2025 | 2030 | 2035 | 2040
BM | 0 | 0 | 0 | 0 | 0 | 0
CC | 0 | 0 | 0 | 0 | 0 | 0
CSP | 0 | 0 | 0 | 0 | 0 | 0
CT | 0 | 0 | 0 | 0 | 0 | 0
Coal | 0 | 0 | 0 | 0 | 0 | 0
Geo | 0 | 0 | 0 | 0 | 0 | 0
H | 0 | 0 | 0 | 0 | 0 | 0
LFG | 0 | 0 | 0 | 0 | 0 | 0
Nuc | 0 | 0 | 0 | 0 | 0 | 0
PS | 0 | 0 | 0 | 0 | 0 | 0
PV | 0 | 0 | 0 | 0 | 0 | 0
PeakG | 0 | 0 | 0 | 0 | 0 | 0
PeakO | 0 | 0 | 0 | 0 | 0 | 0
ST | 0 | 0 | 0 | 0 | 0 | 0
STOG | 0 | 0 | 0 | 0 | 0 | 0
STWD | 0 | 0 | 0 | 0 | 0 | 0
WT | 0 | 0 | 0 | 0 | 0 | 0
IGCC | 0 | 0 | 0 | 0 | 0 | 0
DemandResponse | 0 | 0 | 0 | 0 | 0 | 0
IGCC-CCS | 0 | 0 | 0 | 0 | 0 | 0
WT_off | 0 | 0 | 0 | 0 | 0 | 0
PseudoUnit | 0 | 0 | 0 | 0 | 0 | 0
FixedInterchange | 0 | 0 | 0 | 0 | 0 | 0
Fuel Cost by Reporting Type: HQ_NEISO
ReportingType | 2015 | 2020 | 2025 | 2030 | 2035 | 2040
BM | 0 | 0 | 0 | 0 | 0 | 0
CC | 0 | 0 | 0 | 0 | 0 | 0
CSP | 0 | 0 | 0 | 0 | 0 | 0
CT | 0 | 0 | 0 | 0 | 0 | 0
Coal | 0 | 0 | 0 | 0 | 0 | 0
Geo | 0 | 0 | 0 | 0 | 0 | 0
H | 0 | 0 | 0 | 0 | 0 | 0
LFG | 0 | 0 | 0 | 0 | 0 | 0
Nuc | 0 | 0 | 0 | 0 | 0.03 | 0.03
PS | 0 | 0 | 0 | 0 | 0 | 0
PV | 0 | 0 | 0 | 0 | 0 | 0
PeakG | 0 | 0 | 0 | 0 | 0 | 0
PeakO | 0 | 0 | 0 | 0 | 0 | 0
ST | 0 | 0 | 0 | 0 | 0 | 0
STOG | 0 | 0 | 0 | 0 | 0 | 0
STWD | 0 | 0 | 0 | 0 | 0 | 0
WT | 0 | 0 | 0 | 0 | 0 | 0
IGCC | 0 | 0 | 0 | 0 | 0 | 0
DemandResponse | 0 | 0 | 0 | 0 | 0 | 0
IGCC-CCS | 0 | 0 | 0 | 0 | 0 | 0
WT_off | 0 | 0 | 0 | 0 | 0 | 0
PseudoUnit | 0 | 0 | 0 | 0 | 0 | 0
FixedInterchange | 0 | 0 | 0 | 0 | 0 | 0
Fuel Cost by Reporting Type: HQ_NY
ReportingType | 2015 | 2020 | 2025 | 2030 | 2035 | 2040
BM | 0 | 0 | 0 | 0 | 0 | 0
CC | 0 | 0 | 0 | 0 | 0 | 0
CSP | 0 | 0 | 0 | 0 | 0 | 0
CT | 0 | 0 | 0 | 0 | 0 | 0
Coal | 0 | 0 | 0 | 0 | 0 | 0
Geo | 0 | 0 | 0 | 0 | 0 | 0
H | 0 | 0 | 0 | 0 | 0 | 0
LFG | 0 | 0 | 0 | 0 | 0 | 0
Nuc | 0 | 0 | 0 | 0 | 0.03 | 0.03
PS | 0 | 0 | 0 | 0 | 0 | 0
PV | 0 | 0 | 0 | 0 | 0 | 0
PeakG | 0 | 0 | 0 | 0 | 0 | 0
PeakO | 0 | 0 | 0 | 0 | 0 | 0
ST | 0 | 0 | 0 | 0 | 0 | 0
STOG | 0 | 0 | 0 | 0 | 0 | 0
STWD | 0 | 0 | 0 | 0 | 0 | 0
WT | 0 | 0 | 0 | 0 | 0 | 0
IGCC | 0 | 0 | 0 | 0 | 0 | 0
DemandResponse | 0 | 0 | 0 | 0 | 0 | 0
IGCC-CCS | 0 | 0 | 0 | 0 | 0 | 0
WT_off | 0 | 0 | 0 | 0 | 0 | 0
PseudoUnit | 0 | 0 | 0 | 0 | 0 | 0
FixedInterchange | 0 | 0 | 0 | 0 | 0 | 0
Fuel Cost by Reporting Type: MARITIMES
ReportingType | 2015 | 2020 | 2025 | 2030 | 2035 | 2040
BM | 0 | 0 | 0 | 0 | 0 | 0
CC | 0 | 0 | 0 | 0 | 0 | 0
CSP | 0 | 0 | 0 | 0 | 0 | 0
CT | 0 | 0 | 0 | 0 | 0 | 0
Coal | 0 | 0 | 0 | 0 | 0 | 0
Geo | 0 | 0 | 0 | 0 | 0 | 0
H | 0 | 0 | 0 | 0 | 0 | 0
LFG | 0 | 0 | 0 | 0 | 0 | 0
Nuc | 0 | 0 | 0 | 0 | 0.03 | 0.03
PS | 0 | 0 | 0 | 0 | 0 | 0
PV | 0 | 0 | 0 | 0 | 0 | 0
PeakG | 0 | 0 | 0 | 0 | 0 | 0
PeakO | 0 | 0 | 0 | 0 | 0 | 0
ST | 0 | 0 | 0 | 0 | 0 | 0
STOG | 0 | 0 | 0 | 0 | 0 | 0
STWD | 0 | 0 | 0 | 0 | 0 | 0
WT | 0 | 0 | 0 | 0 | 0 | 0
IGCC | 0 | 0 | 0 | 0 | 0 | 0
DemandResponse | 0 | 0 | 0 | 0 | 0 | 0
IGCC-CCS | 0 | 0 | 0 | 0 | 0 | 0
WT_off | 0 | 0 | 0 | 0 | 0 | 0
PseudoUnit | 0 | 0 | 0 | 0 | 0 | 0
FixedInterchange | 0 | 0 | 0 | 0 | 0 | 0
Fuel Cost by Reporting Type: All
ReportingType | 2015 | 2020 | 2025 | 2030 | 2035 | 2040
BM | 154.29 | 292.37 | 177.11 | 450.78 | 30542.19 | 33555.01
CC | 67176.84 | 74330.99 | 59822.96 | 36180.34 | 13568.24 | 8335.92
CSP | 0 | 0 | 0 | 0 | 0 | 0
CT | 43.6 | 47.75 | 78.51 | 30.4 | 0.11 | 0.84
Coal | 21077.68 | 7692.4 | 1092.42 | 615.52 | 914.72 | 908.6
Geo | 0 | 0 | 0 | 0 | 0 | 0
H | 0 | 0 | 0 | 0 | 0 | 0
LFG | 0.25 | 2.74 | 5.56 | 6.49 | 6.49 | 6.49
Nuc | 7711.7 | 8128.83 | 8815.28 | 12222.46 | 13972.62 | 16138.57
PS | 0 | 0 | 0 | 0 | 0 | 0
PV | 0 | 0 | 0 | 0 | 0 | 0
PeakG | 197.12 | 172.52 | 188.23 | 151.87 | 72.07 | 65.57
PeakO | 0 | 0 | 0 | 0 | 0 | 0
ST | 0 | 0 | 0 | 0 | 0 | 0
STOG | 606.54 | 528.64 | 289.17 | 282.09 | 44.83 | 38.76
STWD | 956.48 | 948.26 | 898.04 | 1794.52 | 2426.45 | 1757.28
WT | 0 | 0.01 | 0.02 | 0.02 | 0.02 | 0.02
IGCC | 87.33 | 82.12 | 5.95 | 0 | 0 | 0
DemandResponse | 0 | 0 | 0 | 0 | 0 | 0
IGCC-CCS | 0 | 0 | 0 | 0 | 0 | 0
WT_off | 0 | 0 | 0 | 0 | 0 | 0
PseudoUnit | 0 | 0 | 0 | 0 | 0 | 0
FixedInterchange | 0 | 0 | 0 | 0 | 0 | 0
Fuel Cost by Reporting Type: EI_US
ReportingType | 2015 | 2020 | 2025 | 2030 | 2035 | 2040
BM | 144.49 | 265.77 | 151.49 | 356.91 | 23362.76 | 24850.19
CC | 44703.56 | 49863.81 | 40036.57 | 23772.7 | 9898.98 | 5633.67
CSP | 0 | 0 | 0 | 0 | 0 | 0
CT | 42.95 | 47.4 | 78.44 | 29.99 | 0.11 | 0.84
Coal | 18096.69 | 5441.66 | 633.7 | 461.04 | 760 | 793.25
Geo | 0 | 0 | 0 | 0 | 0 | 0
H | 0 | 0 | 0 | 0 | 0 | 0
LFG | 0.18 | 1.48 | 3.19 | 4.11 | 4.11 | 4.11
Nuc | 5902.65 | 6282.89 | 6853.96 | 8699.69 | 9012.34 | 10761.7
PS | 0 | 0 | 0 | 0 | 0 | 0
PV | 0 | 0 | 0 | 0 | 0 | 0
PeakG | 192.75 | 171.05 | 188.23 | 149.83 | 69.36 | 62.98
PeakO | 0 | 0 | 0 | 0 | 0 | 0
ST | 0 | 0 | 0 | 0 | 0 | 0
STOG | 398.24 | 210.62 | 200.88 | 230.71 | 40.62 | 36.26
STWD | 636.9 | 392.3 | 361.9 | 816.19 | 1382.56 | 969.28
WT | 0 | 0.01 | 0.01 | 0.01 | 0.01 | 0.01
IGCC | 87.33 | 82.12 | 5.95 | 0 | 0 | 0
DemandResponse | 0 | 0 | 0 | 0 | 0 | 0
IGCC-CCS | 0 | 0 | 0 | 0 | 0 | 0
WT_off | 0 | 0 | 0 | 0 | 0 | 0
PseudoUnit | 0 | 0 | 0 | 0 | 0 | 0
FixedInterchange | 0 | 0 | 0 | 0 | 0 | 0
Fuel Cost by Reporting Type: EI_Canada
ReportingType | 2015 | 2020 | 2025 | 2030 | 2035 | 2040
BM | 0 | 0 | 0 | 0 | 5.36 | 10.07
CC | 559.38 | 514.63 | 14.92 | 1.29 | 2.8 | 6.54
CSP | 0 | 0 | 0 | 0 | 0 | 0
CT | 0.65 | 0.19 | 0 | 0 | 0 | 0
Coal | 10.54 | 1.62 | 0 | 0 | 0 | 0
Geo | 0 | 0 | 0 | 0 | 0 | 0
H | 0 | 0 | 0 | 0 | 0 | 0
LFG | 0.02 | 0.02 | 0.02 | 0.02 | 0.02 | 0.02
Nuc | 854.23 | 871.66 | 926.13 | 944.22 | 869.51 | 757.82
PS | 0 | 0 | 0 | 0 | 0 | 0
PV | 0 | 0 | 0 | 0 | 0 | 0
PeakG | 4.37 | 0.99 | 0 | 0 | 0 | 0
PeakO | 0 | 0 | 0 | 0 | 0 | 0
ST | 0 | 0 | 0 | 0 | 0 | 0
STOG | 0.73 | 0 | 0 | 0 | 0 | 0
STWD | 0.95 | 0.95 | 0 | 1.82 | 67.38 | 39.16
WT | 0 | 0 | 0 | 0 | 0 | 0
IGCC | 0 | 0 | 0 | 0 | 0 | 0
DemandResponse | 0 | 0 | 0 | 0 | 0 | 0
IGCC-CCS | 0 | 0 | 0 | 0 | 0 | 0
WT_off | 0 | 0 | 0 | 0 | 0 | 0
PseudoUnit | 0 | 0 | 0 | 0 | 0 | 0
FixedInterchange | 0 | 0 | 0 | 0 | 0 | 0
Fuel Cost by Reporting Type: EI
ReportingType | 2015 | 2020 | 2025 | 2030 | 2035 | 2040
BM | 144.49 | 265.77 | 151.49 | 356.91 | 23368.13 | 24860.26
CC | 45262.95 | 50378.45 | 40051.49 | 23773.99 | 9901.78 | 5640.21
CSP | 0 | 0 | 0 | 0 | 0 | 0
CT | 43.6 | 47.59 | 78.44 | 29.99 | 0.11 | 0.84
Coal | 18107.24 | 5443.28 | 633.7 | 461.04 | 760 | 793.25
Geo | 0 | 0 | 0 | 0 | 0 | 0
H | 0 | 0 | 0 | 0 | 0 | 0
LFG | 0.2 | 1.5 | 3.21 | 4.13 | 4.13 | 4.13
Nuc | 6756.88 | 7154.55 | 7780.09 | 9643.91 | 9881.85 | 11519.52
PS | 0 | 0 | 0 | 0 | 0 | 0
PV | 0 | 0 | 0 | 0 | 0 | 0
PeakG | 197.12 | 172.04 | 188.23 | 149.83 | 69.36 | 62.98
PeakO | 0 | 0 | 0 | 0 | 0 | 0
ST | 0 | 0 | 0 | 0 | 0 | 0
STOG | 398.97 | 210.62 | 200.88 | 230.71 | 40.62 | 36.26
STWD | 637.86 | 393.25 | 361.9 | 818.01 | 1449.94 | 1008.43
WT | 0 | 0.01 | 0.01 | 0.01 | 0.01 | 0.01
IGCC | 87.33 | 82.12 | 5.95 | 0 | 0 | 0
DemandResponse | 0 | 0 | 0 | 0 | 0 | 0
IGCC-CCS | 0 | 0 | 0 | 0 | 0 | 0
WT_off | 0 | 0 | 0 | 0 | 0 | 0
PseudoUnit | 0 | 0 | 0 | 0 | 0 | 0
FixedInterchange | 0 | 0 | 0 | 0 | 0 | 0
Fuel Cost by Reporting Type: Outside_EI
ReportingType | 2015 | 2020 | 2025 | 2030 | 2035 | 2040
BM | 9.8 | 26.61 | 25.61 | 93.87 | 7174.07 | 8694.75
CC | 21913.89 | 23952.54 | 19771.47 | 12406.35 | 3666.45 | 2695.71
CSP | 0 | 0 | 0 | 0 | 0 | 0
CT | 0 | 0.17 | 0.07 | 0.41 | 0 | 0
Coal | 2970.45 | 2249.12 | 458.71 | 154.48 | 154.72 | 115.35
Geo | 0 | 0 | 0 | 0 | 0 | 0
H | 0 | 0 | 0 | 0 | 0 | 0
LFG | 0.05 | 1.24 | 2.36 | 2.36 | 2.36 | 2.36
Nuc | 954.81 | 974.29 | 1035.19 | 2578.55 | 4090.76 | 4619.06
PS | 0 | 0 | 0 | 0 | 0 | 0
PV | 0 | 0 | 0 | 0 | 0 | 0
PeakG | 0 | 0.49 | 0 | 2.04 | 2.71 | 2.59
PeakO | 0 | 0 | 0 | 0 | 0 | 0
ST | 0 | 0 | 0 | 0 | 0 | 0
STOG | 207.56 | 318.02 | 88.29 | 51.38 | 4.21 | 2.5
STWD | 318.62 | 555.01 | 536.14 | 976.51 | 976.51 | 748.84
WT | 0 | 0 | 0 | 0 | 0 | 0
IGCC | 0 | 0 | 0 | 0 | 0 | 0
DemandResponse | 0 | 0 | 0 | 0 | 0 | 0
IGCC-CCS | 0 | 0 | 0 | 0 | 0 | 0
WT_off | 0 | 0 | 0 | 0 | 0 | 0
PseudoUnit | 0 | 0 | 0 | 0 | 0 | 0
FixedInterchange | 0 | 0 | 0 | 0 | 0 | 0
#7 | Emission Cost ($million)
==== Emission Program: TitleIV_CAIRSO2 : (SO2) ====
Emission Cost by Reporting Type: Entergy
ReportingType | 2015 | 2020 | 2025 | 2030 | 2035 | 2040
BM | 0 | 0 | 0 | 0 | 0 | 0
CC | 0 | 0 | 0 | 0 | 0 | 0
CSP | 0 | 0 | 0 | 0 | 0 | 0
CT | 0 | 0 | 0 | 0 | 0 | 0
Coal | 33.79 | 0 | 0 | 0 | 0 | 0
Geo | 0 | 0 | 0 | 0 | 0 | 0
H | 0 | 0 | 0 | 0 | 0 | 0
LFG | 0 | 0 | 0 | 0 | 0 | 0
Nuc | 0 | 0 | 0 | 0 | 0 | 0
PS | 0 | 0 | 0 | 0 | 0 | 0
PV | 0 | 0 | 0 | 0 | 0 | 0
PeakG | 0 | 0 | 0 | 0 | 0 | 0
PeakO | 0 | 0 | 0 | 0 | 0 | 0
ST | 0 | 0 | 0 | 0 | 0 | 0
STOG | 0 | 0 | 0 | 0 | 0 | 0
STWD | 0 | 0 | 0 | 0 | 0 | 0
WT | 0 | 0 | 0 | 0 | 0 | 0
IGCC | 0 | 0 | 0 | 0 | 0 | 0
DemandResponse | 0 | 0 | 0 | 0 | 0 | 0
IGCC-CCS | 0 | 0 | 0 | 0 | 0 | 0
WT_off | 0 | 0 | 0 | 0 | 0 | 0
PseudoUnit | 0 | 0 | 0 | 0 | 0 | 0
FixedInterchange | 0 | 0 | 0 | 0 | 0 | 0
Emission Cost by Reporting Type: FRCC
ReportingType | 2015 | 2020 | 2025 | 2030 | 2035 | 2040
BM | 0 | 0 | 0 | 0 | 0 | 0
CC | 0 | 0 | 0 | 0 | 0 | 0
CSP | 0 | 0 | 0 | 0 | 0 | 0
CT | 0 | 0 | 0 | 0 | 0 | 0
Coal | 4.5 | 0 | 0 | 0 | 0 | 0
Geo | 0 | 0 | 0 | 0 | 0 | 0
H | 0 | 0 | 0 | 0 | 0 | 0
LFG | 0 | 0 | 0 | 0 | 0 | 0
Nuc | 0 | 0 | 0 | 0 | 0 | 0
PS | 0 | 0 | 0 | 0 | 0 | 0
PV | 0 | 0 | 0 | 0 | 0 | 0
PeakG | 0 | 0 | 0 | 0 | 0 | 0
PeakO | 0 | 0 | 0 | 0 | 0 | 0
ST | 0 | 0 | 0 | 0 | 0 | 0
STOG | 0 | 0 | 0 | 0 | 0 | 0
STWD | 0 | 0 | 0 | 0 | 0 | 0
WT | 0 | 0 | 0 | 0 | 0 | 0
IGCC | 0 | 0 | 0 | 0 | 0 | 0
DemandResponse | 0 | 0 | 0 | 0 | 0 | 0
IGCC-CCS | 0 | 0 | 0 | 0 | 0 | 0
WT_off | 0 | 0 | 0 | 0 | 0 | 0
PseudoUnit | 0 | 0 | 0 | 0 | 0 | 0
FixedInterchange | 0 | 0 | 0 | 0 | 0 | 0
Emission Cost by Reporting Type: MAPP_US
ReportingType | 2015 | 2020 | 2025 | 2030 | 2035 | 2040
BM | 0 | 0 | 0 | 0 | 0 | 0
CC | 0 | 0 | 0 | 0 | 0 | 0
CSP | 0 | 0 | 0 | 0 | 0 | 0
CT | 0 | 0 | 0 | 0 | 0 | 0
Coal | 1.07 | 0 | 0 | 0 | 0 | 0
Geo | 0 | 0 | 0 | 0 | 0 | 0
H | 0 | 0 | 0 | 0 | 0 | 0
LFG | 0 | 0 | 0 | 0 | 0 | 0
Nuc | 0 | 0 | 0 | 0 | 0 | 0
PS | 0 | 0 | 0 | 0 | 0 | 0
PV | 0 | 0 | 0 | 0 | 0 | 0
PeakG | 0 | 0 | 0 | 0 | 0 | 0
PeakO | 0 | 0 | 0 | 0 | 0 | 0
ST | 0 | 0 | 0 | 0 | 0 | 0
STOG | 0 | 0 | 0 | 0 | 0 | 0
STWD | 0 | 0 | 0 | 0 | 0 | 0
WT | 0 | 0 | 0 | 0 | 0 | 0
IGCC | 0 | 0 | 0 | 0 | 0 | 0
DemandResponse | 0 | 0 | 0 | 0 | 0 | 0
IGCC-CCS | 0 | 0 | 0 | 0 | 0 | 0
WT_off | 0 | 0 | 0 | 0 | 0 | 0
PseudoUnit | 0 | 0 | 0 | 0 | 0 | 0
FixedInterchange | 0 | 0 | 0 | 0 | 0 | 0
Emission Cost by Reporting Type: MISO_IN
ReportingType | 2015 | 2020 | 2025 | 2030 | 2035 | 2040
BM | 0 | 0 | 0 | 0 | 0 | 0
CC | 0 | 0 | 0 | 0 | 0 | 0
CSP | 0 | 0 | 0 | 0 | 0 | 0
CT | 0 | 0 | 0 | 0 | 0 | 0
Coal | 25.3 | 0 | 0 | 0 | 0 | 0
Geo | 0 | 0 | 0 | 0 | 0 | 0
H | 0 | 0 | 0 | 0 | 0 | 0
LFG | 0 | 0 | 0 | 0 | 0 | 0
Nuc | 0 | 0 | 0 | 0 | 0 | 0
PS | 0 | 0 | 0 | 0 | 0 | 0
PV | 0 | 0 | 0 | 0 | 0 | 0
PeakG | 0 | 0 | 0 | 0 | 0 | 0
PeakO | 0 | 0 | 0 | 0 | 0 | 0
ST | 0 | 0 | 0 | 0 | 0 | 0
STOG | 0 | 0 | 0 | 0 | 0 | 0
STWD | 0 | 0 | 0 | 0 | 0 | 0
WT | 0 | 0 | 0 | 0 | 0 | 0
IGCC | 0.21 | 0 | 0 | 0 | 0 | 0
DemandResponse | 0 | 0 | 0 | 0 | 0 | 0
IGCC-CCS | 0 | 0 | 0 | 0 | 0 | 0
WT_off | 0 | 0 | 0 | 0 | 0 | 0
PseudoUnit | 0 | 0 | 0 | 0 | 0 | 0
FixedInterchange | 0 | 0 | 0 | 0 | 0 | 0
Emission Cost by Reporting Type: MISO_MI
ReportingType | 2015 | 2020 | 2025 | 2030 | 2035 | 2040
BM | 0 | 0 | 0 | 0 | 0 | 0
CC | 0 | 0 | 0 | 0 | 0 | 0
CSP | 0 | 0 | 0 | 0 | 0 | 0
CT | 0 | 0 | 0 | 0 | 0 | 0
Coal | 13.57 | 0 | 0 | 0 | 0 | 0
Geo | 0 | 0 | 0 | 0 | 0 | 0
H | 0 | 0 | 0 | 0 | 0 | 0
LFG | 0 | 0 | 0 | 0 | 0 | 0
Nuc | 0 | 0 | 0 | 0 | 0 | 0
PS | 0 | 0 | 0 | 0 | 0 | 0
PV | 0 | 0 | 0 | 0 | 0 | 0
PeakG | 0 | 0 | 0 | 0 | 0 | 0
PeakO | 0 | 0 | 0 | 0 | 0 | 0
ST | 0 | 0 | 0 | 0 | 0 | 0
STOG | 0 | 0 | 0 | 0 | 0 | 0
STWD | 0 | 0 | 0 | 0 | 0 | 0
WT | 0 | 0 | 0 | 0 | 0 | 0
IGCC | 0 | 0 | 0 | 0 | 0 | 0
DemandResponse | 0 | 0 | 0 | 0 | 0 | 0
IGCC-CCS | 0 | 0 | 0 | 0 | 0 | 0
WT_off | 0 | 0 | 0 | 0 | 0 | 0
PseudoUnit | 0 | 0 | 0 | 0 | 0 | 0
FixedInterchange | 0 | 0 | 0 | 0 | 0 | 0
Emission Cost by Reporting Type: MISO_MO-IL
ReportingType | 2015 | 2020 | 2025 | 2030 | 2035 | 2040
BM | 0 | 0 | 0 | 0 | 0 | 0
CC | 0 | 0 | 0 | 0 | 0 | 0
CSP | 0 | 0 | 0 | 0 | 0 | 0
CT | 0 | 0 | 0 | 0 | 0 | 0
Coal | 38.22 | 0 | 0 | 0 | 0 | 0
Geo | 0 | 0 | 0 | 0 | 0 | 0
H | 0 | 0 | 0 | 0 | 0 | 0
LFG | 0 | 0 | 0 | 0 | 0 | 0
Nuc | 0 | 0 | 0 | 0 | 0 | 0
PS | 0 | 0 | 0 | 0 | 0 | 0
PV | 0 | 0 | 0 | 0 | 0 | 0
PeakG | 0 | 0 | 0 | 0 | 0 | 0
PeakO | 0 | 0 | 0 | 0 | 0 | 0
ST | 0 | 0 | 0 | 0 | 0 | 0
STOG | 0 | 0 | 0 | 0 | 0 | 0
STWD | 0 | 0 | 0 | 0 | 0 | 0
WT | 0 | 0 | 0 | 0 | 0 | 0
IGCC | 0 | 0 | 0 | 0 | 0 | 0
DemandResponse | 0 | 0 | 0 | 0 | 0 | 0
IGCC-CCS | 0 | 0 | 0 | 0 | 0 | 0
WT_off | 0 | 0 | 0 | 0 | 0 | 0
PseudoUnit | 0 | 0 | 0 | 0 | 0 | 0
FixedInterchange | 0 | 0 | 0 | 0 | 0 | 0
Emission Cost by Reporting Type: MISO_W
ReportingType | 2015 | 2020 | 2025 | 2030 | 2035 | 2040
BM | 0 | 0 | 0 | 0 | 0 | 0
CC | 0 | 0 | 0 | 0 | 0 | 0
CSP | 0 | 0 | 0 | 0 | 0 | 0
CT | 0 | 0 | 0 | 0 | 0 | 0
Coal | 20.99 | 0 | 0 | 0 | 0 | 0
Geo | 0 | 0 | 0 | 0 | 0 | 0
H | 0 | 0 | 0 | 0 | 0 | 0
LFG | 0 | 0 | 0 | 0 | 0 | 0
Nuc | 0 | 0 | 0 | 0 | 0 | 0
PS | 0 | 0 | 0 | 0 | 0 | 0
PV | 0 | 0 | 0 | 0 | 0 | 0
PeakG | 0 | 0 | 0 | 0 | 0 | 0
PeakO | 0 | 0 | 0 | 0 | 0 | 0
ST | 0 | 0 | 0 | 0 | 0 | 0
STOG | 0 | 0 | 0 | 0 | 0 | 0
STWD | 0 | 0 | 0 | 0 | 0 | 0
WT | 0 | 0 | 0 | 0 | 0 | 0
IGCC | 0 | 0 | 0 | 0 | 0 | 0
DemandResponse | 0 | 0 | 0 | 0 | 0 | 0
IGCC-CCS | 0 | 0 | 0 | 0 | 0 | 0
WT_off | 0 | 0 | 0 | 0 | 0 | 0
PseudoUnit | 0 | 0 | 0 | 0 | 0 | 0
FixedInterchange | 0 | 0 | 0 | 0 | 0 | 0
Emission Cost by Reporting Type: MISO_WUMS
ReportingType | 2015 | 2020 | 2025 | 2030 | 2035 | 2040
BM | 0 | 0 | 0 | 0 | 0 | 0
CC | 0 | 0 | 0 | 0 | 0 | 0
CSP | 0 | 0 | 0 | 0 | 0 | 0
CT | 0 | 0 | 0 | 0 | 0 | 0
Coal | 3.21 | 0 | 0 | 0 | 0 | 0
Geo | 0 | 0 | 0 | 0 | 0 | 0
H | 0 | 0 | 0 | 0 | 0 | 0
LFG | 0 | 0 | 0 | 0 | 0 | 0
Nuc | 0 | 0 | 0 | 0 | 0 | 0
PS | 0 | 0 | 0 | 0 | 0 | 0
PV | 0 | 0 | 0 | 0 | 0 | 0
PeakG | 0 | 0 | 0 | 0 | 0 | 0
PeakO | 0 | 0 | 0 | 0 | 0 | 0
ST | 0 | 0 | 0 | 0 | 0 | 0
STOG | 0 | 0 | 0 | 0 | 0 | 0
STWD | 0 | 0 | 0 | 0 | 0 | 0
WT | 0 | 0 | 0 | 0 | 0 | 0
IGCC | 0 | 0 | 0 | 0 | 0 | 0
DemandResponse | 0 | 0 | 0 | 0 | 0 | 0
IGCC-CCS | 0 | 0 | 0 | 0 | 0 | 0
WT_off | 0 | 0 | 0 | 0 | 0 | 0
PseudoUnit | 0 | 0 | 0 | 0 | 0 | 0
FixedInterchange | 0 | 0 | 0 | 0 | 0 | 0
Emission Cost by Reporting Type: Nebraska
ReportingType | 2015 | 2020 | 2025 | 2030 | 2035 | 2040
BM | 0 | 0 | 0 | 0 | 0 | 0
CC | 0 | 0 | 0 | 0 | 0 | 0
CSP | 0 | 0 | 0 | 0 | 0 | 0
CT | 0 | 0 | 0 | 0 | 0 | 0
Coal | 3.84 | 0 | 0 | 0 | 0 | 0
Geo | 0 | 0 | 0 | 0 | 0 | 0
H | 0 | 0 | 0 | 0 | 0 | 0
LFG | 0 | 0 | 0 | 0 | 0 | 0
Nuc | 0 | 0 | 0 | 0 | 0 | 0
PS | 0 | 0 | 0 | 0 | 0 | 0
PV | 0 | 0 | 0 | 0 | 0 | 0
PeakG | 0 | 0 | 0 | 0 | 0 | 0
PeakO | 0 | 0 | 0 | 0 | 0 | 0
ST | 0 | 0 | 0 | 0 | 0 | 0
STOG | 0 | 0 | 0 | 0 | 0 | 0
STWD | 0 | 0 | 0 | 0 | 0 | 0
WT | 0 | 0 | 0 | 0 | 0 | 0
IGCC | 0 | 0 | 0 | 0 | 0 | 0
DemandResponse | 0 | 0 | 0 | 0 | 0 | 0
IGCC-CCS | 0 | 0 | 0 | 0 | 0 | 0
WT_off | 0 | 0 | 0 | 0 | 0 | 0
PseudoUnit | 0 | 0 | 0 | 0 | 0 | 0
FixedInterchange | 0 | 0 | 0 | 0 | 0 | 0
Emission Cost by Reporting Type: NEISO
ReportingType | 2015 | 2020 | 2025 | 2030 | 2035 | 2040
BM | 0 | 0 | 0 | 0 | 0 | 0
CC | 0 | 0 | 0 | 0 | 0 | 0
CSP | 0 | 0 | 0 | 0 | 0 | 0
CT | 0 | 0 | 0 | 0 | 0 | 0
Coal | 0 | 0 | 0 | 0 | 0 | 0
Geo | 0 | 0 | 0 | 0 | 0 | 0
H | 0 | 0 | 0 | 0 | 0 | 0
LFG | 0 | 0 | 0 | 0 | 0 | 0
Nuc | 0 | 0 | 0 | 0 | 0 | 0
PS | 0 | 0 | 0 | 0 | 0 | 0
PV | 0 | 0 | 0 | 0 | 0 | 0
PeakG | 0 | 0 | 0 | 0 | 0 | 0
PeakO | 0 | 0 | 0 | 0 | 0 | 0
ST | 0 | 0 | 0 | 0 | 0 | 0
STOG | 0 | 0 | 0 | 0 | 0 | 0
STWD | 0 | 0 | 0 | 0 | 0 | 0
WT | 0 | 0 | 0 | 0 | 0 | 0
IGCC | 0 | 0 | 0 | 0 | 0 | 0
DemandResponse | 0 | 0 | 0 | 0 | 0 | 0
IGCC-CCS | 0 | 0 | 0 | 0 | 0 | 0
WT_off | 0 | 0 | 0 | 0 | 0 | 0
PseudoUnit | 0 | 0 | 0 | 0 | 0 | 0
FixedInterchange | 0 | 0 | 0 | 0 | 0 | 0
Emission Cost by Reporting Type: NonRTO_Midwest
ReportingType | 2015 | 2020 | 2025 | 2030 | 2035 | 2040
BM | 0 | 0 | 0 | 0 | 0 | 0
CC | 0 | 0 | 0 | 0 | 0 | 0
CSP | 0 | 0 | 0 | 0 | 0 | 0
CT | 0 | 0 | 0 | 0 | 0 | 0
Coal | 13.29 | 0 | 0 | 0 | 0 | 0
Geo | 0 | 0 | 0 | 0 | 0 | 0
H | 0 | 0 | 0 | 0 | 0 | 0
LFG | 0 | 0 | 0 | 0 | 0 | 0
Nuc | 0 | 0 | 0 | 0 | 0 | 0
PS | 0 | 0 | 0 | 0 | 0 | 0
PV | 0 | 0 | 0 | 0 | 0 | 0
PeakG | 0 | 0 | 0 | 0 | 0 | 0
PeakO | 0 | 0 | 0 | 0 | 0 | 0
ST | 0 | 0 | 0 | 0 | 0 | 0
STOG | 0 | 0 | 0 | 0 | 0 | 0
STWD | 0 | 0 | 0 | 0 | 0 | 0
WT | 0 | 0 | 0 | 0 | 0 | 0
IGCC | 0 | 0 | 0 | 0 | 0 | 0
DemandResponse | 0 | 0 | 0 | 0 | 0 | 0
IGCC-CCS | 0 | 0 | 0 | 0 | 0 | 0
WT_off | 0 | 0 | 0 | 0 | 0 | 0
PseudoUnit | 0 | 0 | 0 | 0 | 0 | 0
FixedInterchange | 0 | 0 | 0 | 0 | 0 | 0
Emission Cost by Reporting Type: NYISO_A-F
ReportingType | 2015 | 2020 | 2025 | 2030 | 2035 | 2040
BM | 0 | 0 | 0 | 0 | 0 | 0
CC | 0 | 0 | 0 | 0 | 0 | 0
CSP | 0 | 0 | 0 | 0 | 0 | 0
CT | 0 | 0 | 0 | 0 | 0 | 0
Coal | 0 | 0 | 0 | 0 | 0 | 0
Geo | 0 | 0 | 0 | 0 | 0 | 0
H | 0 | 0 | 0 | 0 | 0 | 0
LFG | 0 | 0 | 0 | 0 | 0 | 0
Nuc | 0 | 0 | 0 | 0 | 0 | 0
PS | 0 | 0 | 0 | 0 | 0 | 0
PV | 0 | 0 | 0 | 0 | 0 | 0
PeakG | 0 | 0 | 0 | 0 | 0 | 0
PeakO | 0 | 0 | 0 | 0 | 0 | 0
ST | 0 | 0 | 0 | 0 | 0 | 0
STOG | 0 | 0 | 0 | 0 | 0 | 0
STWD | 0 | 0 | 0 | 0 | 0 | 0
WT | 0 | 0 | 0 | 0 | 0 | 0
IGCC | 0 | 0 | 0 | 0 | 0 | 0
DemandResponse | 0 | 0 | 0 | 0 | 0 | 0
IGCC-CCS | 0 | 0 | 0 | 0 | 0 | 0
WT_off | 0 | 0 | 0 | 0 | 0 | 0
PseudoUnit | 0 | 0 | 0 | 0 | 0 | 0
FixedInterchange | 0 | 0 | 0 | 0 | 0 | 0
Emission Cost by Reporting Type: NYISO_G-I
ReportingType | 2015 | 2020 | 2025 | 2030 | 2035 | 2040
BM | 0 | 0 | 0 | 0 | 0 | 0
CC | 0 | 0 | 0 | 0 | 0 | 0
CSP | 0 | 0 | 0 | 0 | 0 | 0
CT | 0 | 0 | 0 | 0 | 0 | 0
Coal | 0 | 0 | 0 | 0 | 0 | 0
Geo | 0 | 0 | 0 | 0 | 0 | 0
H | 0 | 0 | 0 | 0 | 0 | 0
LFG | 0 | 0 | 0 | 0 | 0 | 0
Nuc | 0 | 0 | 0 | 0 | 0 | 0
PS | 0 | 0 | 0 | 0 | 0 | 0
PV | 0 | 0 | 0 | 0 | 0 | 0
PeakG | 0 | 0 | 0 | 0 | 0 | 0
PeakO | 0 | 0 | 0 | 0 | 0 | 0
ST | 0 | 0 | 0 | 0 | 0 | 0
STOG | 0 | 0 | 0 | 0 | 0 | 0
STWD | 0 | 0 | 0 | 0 | 0 | 0
WT | 0 | 0 | 0 | 0 | 0 | 0
IGCC | 0 | 0 | 0 | 0 | 0 | 0
DemandResponse | 0 | 0 | 0 | 0 | 0 | 0
IGCC-CCS | 0 | 0 | 0 | 0 | 0 | 0
WT_off | 0 | 0 | 0 | 0 | 0 | 0
PseudoUnit | 0 | 0 | 0 | 0 | 0 | 0
FixedInterchange | 0 | 0 | 0 | 0 | 0 | 0
Emission Cost by Reporting Type: NYISO_J-K
ReportingType | 2015 | 2020 | 2025 | 2030 | 2035 | 2040
BM | 0 | 0 | 0 | 0 | 0 | 0
CC | 0 | 0 | 0 | 0 | 0 | 0
CSP | 0 | 0 | 0 | 0 | 0 | 0
CT | 0 | 0 | 0 | 0 | 0 | 0
Coal | 0 | 0 | 0 | 0 | 0 | 0
Geo | 0 | 0 | 0 | 0 | 0 | 0
H | 0 | 0 | 0 | 0 | 0 | 0
LFG | 0 | 0 | 0 | 0 | 0 | 0
Nuc | 0 | 0 | 0 | 0 | 0 | 0
PS | 0 | 0 | 0 | 0 | 0 | 0
PV | 0 | 0 | 0 | 0 | 0 | 0
PeakG | 0 | 0 | 0 | 0 | 0 | 0
PeakO | 0 | 0 | 0 | 0 | 0 | 0
ST | 0 | 0 | 0 | 0 | 0 | 0
STOG | 0 | 0 | 0 | 0 | 0 | 0
STWD | 0 | 0 | 0 | 0 | 0 | 0
WT | 0 | 0 | 0 | 0 | 0 | 0
IGCC | 0 | 0 | 0 | 0 | 0 | 0
DemandResponse | 0 | 0 | 0 | 0 | 0 | 0
IGCC-CCS | 0 | 0 | 0 | 0 | 0 | 0
WT_off | 0 | 0 | 0 | 0 | 0 | 0
PseudoUnit | 0 | 0 | 0 | 0 | 0 | 0
FixedInterchange | 0 | 0 | 0 | 0 | 0 | 0
Emission Cost by Reporting Type: PJM_E
ReportingType | 2015 | 2020 | 2025 | 2030 | 2035 | 2040
BM | 0 | 0 | 0 | 0 | 0 | 0
CC | 0 | 0 | 0 | 0 | 0 | 0
CSP | 0 | 0 | 0 | 0 | 0 | 0
CT | 0 | 0 | 0 | 0 | 0 | 0
Coal | 0.07 | 0 | 0 | 0 | 0 | 0
Geo | 0 | 0 | 0 | 0 | 0 | 0
H | 0 | 0 | 0 | 0 | 0 | 0
LFG | 0 | 0 | 0 | 0 | 0 | 0
Nuc | 0 | 0 | 0 | 0 | 0 | 0
PS | 0 | 0 | 0 | 0 | 0 | 0
PV | 0 | 0 | 0 | 0 | 0 | 0
PeakG | 0 | 0 | 0 | 0 | 0 | 0
PeakO | 0 | 0 | 0 | 0 | 0 | 0
ST | 0 | 0 | 0 | 0 | 0 | 0
STOG | 0 | 0 | 0 | 0 | 0 | 0
STWD | 0 | 0 | 0 | 0 | 0 | 0
WT | 0 | 0 | 0 | 0 | 0 | 0
IGCC | 0 | 0 | 0 | 0 | 0 | 0
DemandResponse | 0 | 0 | 0 | 0 | 0 | 0
IGCC-CCS | 0 | 0 | 0 | 0 | 0 | 0
WT_off | 0 | 0 | 0 | 0 | 0 | 0
PseudoUnit | 0 | 0 | 0 | 0 | 0 | 0
FixedInterchange | 0 | 0 | 0 | 0 | 0 | 0
Emission Cost by Reporting Type: PJM_ROM
ReportingType | 2015 | 2020 | 2025 | 2030 | 2035 | 2040
BM | 0 | 0 | 0 | 0 | 0 | 0
CC | 0 | 0 | 0 | 0 | 0 | 0
CSP | 0 | 0 | 0 | 0 | 0 | 0
CT | 0 | 0 | 0 | 0 | 0 | 0
Coal | 16.11 | 0 | 0 | 0 | 0 | 0
Geo | 0 | 0 | 0 | 0 | 0 | 0
H | 0 | 0 | 0 | 0 | 0 | 0
LFG | 0 | 0 | 0 | 0 | 0 | 0
Nuc | 0 | 0 | 0 | 0 | 0 | 0
PS | 0 | 0 | 0 | 0 | 0 | 0
PV | 0 | 0 | 0 | 0 | 0 | 0
PeakG | 0 | 0 | 0 | 0 | 0 | 0
PeakO | 0 | 0 | 0 | 0 | 0 | 0
ST | 0 | 0 | 0 | 0 | 0 | 0
STOG | 0 | 0 | 0 | 0 | 0 | 0
STWD | 0 | 0 | 0 | 0 | 0 | 0
WT | 0 | 0 | 0 | 0 | 0 | 0
IGCC | 0 | 0 | 0 | 0 | 0 | 0
DemandResponse | 0 | 0 | 0 | 0 | 0 | 0
IGCC-CCS | 0 | 0 | 0 | 0 | 0 | 0
WT_off | 0 | 0 | 0 | 0 | 0 | 0
PseudoUnit | 0 | 0 | 0 | 0 | 0 | 0
FixedInterchange | 0 | 0 | 0 | 0 | 0 | 0
Emission Cost by Reporting Type: PJM_ROR
ReportingType | 2015 | 2020 | 2025 | 2030 | 2035 | 2040
BM | 0 | 0 | 0 | 0 | 0 | 0
CC | 0 | 0 | 0 | 0 | 0 | 0
CSP | 0 | 0 | 0 | 0 | 0 | 0
CT | 0 | 0 | 0 | 0 | 0 | 0
Coal | 97.41 | 0 | 0 | 0 | 0 | 0
Geo | 0 | 0 | 0 | 0 | 0 | 0
H | 0 | 0 | 0 | 0 | 0 | 0
LFG | 0 | 0 | 0 | 0 | 0 | 0
Nuc | 0 | 0 | 0 | 0 | 0 | 0
PS | 0 | 0 | 0 | 0 | 0 | 0
PV | 0 | 0 | 0 | 0 | 0 | 0
PeakG | 0 | 0 | 0 | 0 | 0 | 0
PeakO | 0 | 0 | 0 | 0 | 0 | 0
ST | 0 | 0 | 0 | 0 | 0 | 0
STOG | 0 | 0 | 0 | 0 | 0 | 0
STWD | 0 | 0 | 0 | 0 | 0 | 0
WT | 0 | 0 | 0 | 0 | 0 | 0
IGCC | 0 | 0 | 0 | 0 | 0 | 0
DemandResponse | 0 | 0 | 0 | 0 | 0 | 0
IGCC-CCS | 0 | 0 | 0 | 0 | 0 | 0
WT_off | 0 | 0 | 0 | 0 | 0 | 0
PseudoUnit | 0 | 0 | 0 | 0 | 0 | 0
FixedInterchange | 0 | 0 | 0 | 0 | 0 | 0
Emission Cost by Reporting Type: SOCO
ReportingType | 2015 | 2020 | 2025 | 2030 | 2035 | 2040
BM | 0 | 0 | 0 | 0 | 0 | 0
CC | 0 | 0 | 0 | 0 | 0 | 0
CSP | 0 | 0 | 0 | 0 | 0 | 0
CT | 0 | 0 | 0 | 0 | 0 | 0
Coal | 22.8 | 0 | 0 | 0 | 0 | 0
Geo | 0 | 0 | 0 | 0 | 0 | 0
H | 0 | 0 | 0 | 0 | 0 | 0
LFG | 0 | 0 | 0 | 0 | 0 | 0
Nuc | 0 | 0 | 0 | 0 | 0 | 0
PS | 0 | 0 | 0 | 0 | 0 | 0
PV | 0 | 0 | 0 | 0 | 0 | 0
PeakG | 0 | 0 | 0 | 0 | 0 | 0
PeakO | 0 | 0 | 0 | 0 | 0 | 0
ST | 0 | 0 | 0 | 0 | 0 | 0
STOG | 0 | 0 | 0 | 0 | 0 | 0
STWD | 0 | 0 | 0 | 0 | 0 | 0
WT | 0 | 0 | 0 | 0 | 0 | 0
IGCC | 0 | 0 | 0 | 0 | 0 | 0
DemandResponse | 0 | 0 | 0 | 0 | 0 | 0
IGCC-CCS | 0 | 0 | 0 | 0 | 0 | 0
WT_off | 0 | 0 | 0 | 0 | 0 | 0
PseudoUnit | 0 | 0 | 0 | 0 | 0 | 0
FixedInterchange | 0 | 0 | 0 | 0 | 0 | 0
Emission Cost by Reporting Type: SPP_N
ReportingType | 2015 | 2020 | 2025 | 2030 | 2035 | 2040
BM | 0 | 0 | 0 | 0 | 0 | 0
CC | 0 | 0 | 0 | 0 | 0 | 0
CSP | 0 | 0 | 0 | 0 | 0 | 0
CT | 0 | 0 | 0 | 0 | 0 | 0
Coal | 5.44 | 0 | 0 | 0 | 0 | 0
Geo | 0 | 0 | 0 | 0 | 0 | 0
H | 0 | 0 | 0 | 0 | 0 | 0
LFG | 0 | 0 | 0 | 0 | 0 | 0
Nuc | 0 | 0 | 0 | 0 | 0 | 0
PS | 0 | 0 | 0 | 0 | 0 | 0
PV | 0 | 0 | 0 | 0 | 0 | 0
PeakG | 0 | 0 | 0 | 0 | 0 | 0
PeakO | 0 | 0 | 0 | 0 | 0 | 0
ST | 0 | 0 | 0 | 0 | 0 | 0
STOG | 0 | 0 | 0 | 0 | 0 | 0
STWD | 0 | 0 | 0 | 0 | 0 | 0
WT | 0 | 0 | 0 | 0 | 0 | 0
IGCC | 0 | 0 | 0 | 0 | 0 | 0
DemandResponse | 0 | 0 | 0 | 0 | 0 | 0
IGCC-CCS | 0 | 0 | 0 | 0 | 0 | 0
WT_off | 0 | 0 | 0 | 0 | 0 | 0
PseudoUnit | 0 | 0 | 0 | 0 | 0 | 0
FixedInterchange | 0 | 0 | 0 | 0 | 0 | 0
Emission Cost by Reporting Type: SPP_S
ReportingType | 2015 | 2020 | 2025 | 2030 | 2035 | 2040
BM | 0 | 0 | 0 | 0 | 0 | 0
CC | 0 | 0 | 0 | 0 | 0 | 0
CSP | 0 | 0 | 0 | 0 | 0 | 0
CT | 0 | 0 | 0 | 0 | 0 | 0
Coal | 18.79 | 0 | 0 | 0 | 0 | 0
Geo | 0 | 0 | 0 | 0 | 0 | 0
H | 0 | 0 | 0 | 0 | 0 | 0
LFG | 0 | 0 | 0 | 0 | 0 | 0
Nuc | 0 | 0 | 0 | 0 | 0 | 0
PS | 0 | 0 | 0 | 0 | 0 | 0
PV | 0 | 0 | 0 | 0 | 0 | 0
PeakG | 0 | 0 | 0 | 0 | 0 | 0
PeakO | 0 | 0 | 0 | 0 | 0 | 0
ST | 0 | 0 | 0 | 0 | 0 | 0
STOG | 0 | 0 | 0 | 0 | 0 | 0
STWD | 0 | 0 | 0 | 0 | 0 | 0
WT | 0 | 0 | 0 | 0 | 0 | 0
IGCC | 0 | 0 | 0 | 0 | 0 | 0
DemandResponse | 0 | 0 | 0 | 0 | 0 | 0
IGCC-CCS | 0 | 0 | 0 | 0 | 0 | 0
WT_off | 0 | 0 | 0 | 0 | 0 | 0
PseudoUnit | 0 | 0 | 0 | 0 | 0 | 0
FixedInterchange | 0 | 0 | 0 | 0 | 0 | 0
Emission Cost by Reporting Type: TVA
ReportingType | 2015 | 2020 | 2025 | 2030 | 2035 | 2040
BM | 0 | 0 | 0 | 0 | 0 | 0
CC | 0 | 0 | 0 | 0 | 0 | 0
CSP | 0 | 0 | 0 | 0 | 0 | 0
CT | 0 | 0 | 0 | 0 | 0 | 0
Coal | 21.36 | 0 | 0 | 0 | 0 | 0
Geo | 0 | 0 | 0 | 0 | 0 | 0
H | 0 | 0 | 0 | 0 | 0 | 0
LFG | 0 | 0 | 0 | 0 | 0 | 0
Nuc | 0 | 0 | 0 | 0 | 0 | 0
PS | 0 | 0 | 0 | 0 | 0 | 0
PV | 0 | 0 | 0 | 0 | 0 | 0
PeakG | 0 | 0 | 0 | 0 | 0 | 0
PeakO | 0 | 0 | 0 | 0 | 0 | 0
ST | 0 | 0 | 0 | 0 | 0 | 0
STOG | 0 | 0 | 0 | 0 | 0 | 0
STWD | 0 | 0 | 0 | 0 | 0 | 0
WT | 0 | 0 | 0 | 0 | 0 | 0
IGCC | 0 | 0 | 0 | 0 | 0 | 0
DemandResponse | 0 | 0 | 0 | 0 | 0 | 0
IGCC-CCS | 0 | 0 | 0 | 0 | 0 | 0
WT_off | 0 | 0 | 0 | 0 | 0 | 0
PseudoUnit | 0 | 0 | 0 | 0 | 0 | 0
FixedInterchange | 0 | 0 | 0 | 0 | 0 | 0
Emission Cost by Reporting Type: TVA_Transmission
ReportingType | 2015 | 2020 | 2025 | 2030 | 2035 | 2040
BM | 0 | 0 | 0 | 0 | 0 | 0
CC | 0 | 0 | 0 | 0 | 0 | 0
CSP | 0 | 0 | 0 | 0 | 0 | 0
CT | 0 | 0 | 0 | 0 | 0 | 0
Coal | 0 | 0 | 0 | 0 | 0 | 0
Geo | 0 | 0 | 0 | 0 | 0 | 0
H | 0 | 0 | 0 | 0 | 0 | 0
LFG | 0 | 0 | 0 | 0 | 0 | 0
Nuc | 0 | 0 | 0 | 0 | 0 | 0
PS | 0 | 0 | 0 | 0 | 0 | 0
PV | 0 | 0 | 0 | 0 | 0 | 0
PeakG | 0 | 0 | 0 | 0 | 0 | 0
PeakO | 0 | 0 | 0 | 0 | 0 | 0
ST | 0 | 0 | 0 | 0 | 0 | 0
STOG | 0 | 0 | 0 | 0 | 0 | 0
STWD | 0 | 0 | 0 | 0 | 0 | 0
WT | 0 | 0 | 0 | 0 | 0 | 0
IGCC | 0 | 0 | 0 | 0 | 0 | 0
DemandResponse | 0 | 0 | 0 | 0 | 0 | 0
IGCC-CCS | 0 | 0 | 0 | 0 | 0 | 0
WT_off | 0 | 0 | 0 | 0 | 0 | 0
PseudoUnit | 0 | 0 | 0 | 0 | 0 | 0
FixedInterchange | 0 | 0 | 0 | 0 | 0 | 0
Emission Cost by Reporting Type: VACAR
ReportingType | 2015 | 2020 | 2025 | 2030 | 2035 | 2040
BM | 0 | 0 | 0 | 0 | 0 | 0
CC | 0 | 0 | 0 | 0 | 0 | 0
CSP | 0 | 0 | 0 | 0 | 0 | 0
CT | 0 | 0 | 0 | 0 | 0 | 0
Coal | 4.86 | 0 | 0 | 0 | 0 | 0
Geo | 0 | 0 | 0 | 0 | 0 | 0
H | 0 | 0 | 0 | 0 | 0 | 0
LFG | 0 | 0 | 0 | 0 | 0 | 0
Nuc | 0 | 0 | 0 | 0 | 0 | 0
PS | 0 | 0 | 0 | 0 | 0 | 0
PV | 0 | 0 | 0 | 0 | 0 | 0
PeakG | 0 | 0 | 0 | 0 | 0 | 0
PeakO | 0 | 0 | 0 | 0 | 0 | 0
ST | 0 | 0 | 0 | 0 | 0 | 0
STOG | 0 | 0 | 0 | 0 | 0 | 0
STWD | 0 | 0 | 0 | 0 | 0 | 0
WT | 0 | 0 | 0 | 0 | 0 | 0
IGCC | 0 | 0 | 0 | 0 | 0 | 0
DemandResponse | 0 | 0 | 0 | 0 | 0 | 0
IGCC-CCS | 0 | 0 | 0 | 0 | 0 | 0
WT_off | 0 | 0 | 0 | 0 | 0 | 0
PseudoUnit | 0 | 0 | 0 | 0 | 0 | 0
FixedInterchange | 0 | 0 | 0 | 0 | 0 | 0
Emission Cost by Reporting Type: IESO
ReportingType | 2015 | 2020 | 2025 | 2030 | 2035 | 2040
BM | 0 | 0 | 0 | 0 | 0 | 0
CC | 0 | 0 | 0 | 0 | 0 | 0
CSP | 0 | 0 | 0 | 0 | 0 | 0
CT | 0 | 0 | 0 | 0 | 0 | 0
Coal | 0 | 0 | 0 | 0 | 0 | 0
Geo | 0 | 0 | 0 | 0 | 0 | 0
H | 0 | 0 | 0 | 0 | 0 | 0
LFG | 0 | 0 | 0 | 0 | 0 | 0
Nuc | 0 | 0 | 0 | 0 | 0 | 0
PS | 0 | 0 | 0 | 0 | 0 | 0
PV | 0 | 0 | 0 | 0 | 0 | 0
PeakG | 0 | 0 | 0 | 0 | 0 | 0
PeakO | 0 | 0 | 0 | 0 | 0 | 0
ST | 0 | 0 | 0 | 0 | 0 | 0
STOG | 0 | 0 | 0 | 0 | 0 | 0
STWD | 0 | 0 | 0 | 0 | 0 | 0
WT | 0 | 0 | 0 | 0 | 0 | 0
IGCC | 0 | 0 | 0 | 0 | 0 | 0
DemandResponse | 0 | 0 | 0 | 0 | 0 | 0
IGCC-CCS | 0 | 0 | 0 | 0 | 0 | 0
WT_off | 0 | 0 | 0 | 0 | 0 | 0
PseudoUnit | 0 | 0 | 0 | 0 | 0 | 0
FixedInterchange | 0 | 0 | 0 | 0 | 0 | 0
Emission Cost by Reporting Type: MAPP_CA
ReportingType | 2015 | 2020 | 2025 | 2030 | 2035 | 2040
BM | 0 | 0 | 0 | 0 | 0 | 0
CC | 0 | 0 | 0 | 0 | 0 | 0
CSP | 0 | 0 | 0 | 0 | 0 | 0
CT | 0 | 0 | 0 | 0 | 0 | 0
Coal | 0 | 0 | 0 | 0 | 0 | 0
Geo | 0 | 0 | 0 | 0 | 0 | 0
H | 0 | 0 | 0 | 0 | 0 | 0
LFG | 0 | 0 | 0 | 0 | 0 | 0
Nuc | 0 | 0 | 0 | 0 | 0 | 0
PS | 0 | 0 | 0 | 0 | 0 | 0
PV | 0 | 0 | 0 | 0 | 0 | 0
PeakG | 0 | 0 | 0 | 0 | 0 | 0
PeakO | 0 | 0 | 0 | 0 | 0 | 0
ST | 0 | 0 | 0 | 0 | 0 | 0
STOG | 0 | 0 | 0 | 0 | 0 | 0
STWD | 0 | 0 | 0 | 0 | 0 | 0
WT | 0 | 0 | 0 | 0 | 0 | 0
IGCC | 0 | 0 | 0 | 0 | 0 | 0
DemandResponse | 0 | 0 | 0 | 0 | 0 | 0
IGCC-CCS | 0 | 0 | 0 | 0 | 0 | 0
WT_off | 0 | 0 | 0 | 0 | 0 | 0
PseudoUnit | 0 | 0 | 0 | 0 | 0 | 0
FixedInterchange | 0 | 0 | 0 | 0 | 0 | 0
Emission Cost by Reporting Type: AZ_NM_SNV_Coal
ReportingType | 2015 | 2020 | 2025 | 2030 | 2035 | 2040
BM | 0 | 0 | 0 | 0 | 0 | 0
CC | 0 | 0 | 0 | 0 | 0 | 0
CSP | 0 | 0 | 0 | 0 | 0 | 0
CT | 0 | 0 | 0 | 0 | 0 | 0
Coal | 0.87 | 0 | 0 | 0 | 0 | 0
Geo | 0 | 0 | 0 | 0 | 0 | 0
H | 0 | 0 | 0 | 0 | 0 | 0
LFG | 0 | 0 | 0 | 0 | 0 | 0
Nuc | 0 | 0 | 0 | 0 | 0 | 0
PS | 0 | 0 | 0 | 0 | 0 | 0
PV | 0 | 0 | 0 | 0 | 0 | 0
PeakG | 0 | 0 | 0 | 0 | 0 | 0
PeakO | 0 | 0 | 0 | 0 | 0 | 0
ST | 0 | 0 | 0 | 0 | 0 | 0
STOG | 0 | 0 | 0 | 0 | 0 | 0
STWD | 0 | 0 | 0 | 0 | 0 | 0
WT | 0 | 0 | 0 | 0 | 0 | 0
IGCC | 0 | 0 | 0 | 0 | 0 | 0
DemandResponse | 0 | 0 | 0 | 0 | 0 | 0
IGCC-CCS | 0 | 0 | 0 | 0 | 0 | 0
WT_off | 0 | 0 | 0 | 0 | 0 | 0
PseudoUnit | 0 | 0 | 0 | 0 | 0 | 0
FixedInterchange | 0 | 0 | 0 | 0 | 0 | 0
Emission Cost by Reporting Type: AZ_NM_SNV_Gas
ReportingType | 2015 | 2020 | 2025 | 2030 | 2035 | 2040
BM | 0 | 0 | 0 | 0 | 0 | 0
CC | 0 | 0 | 0 | 0 | 0 | 0
CSP | 0 | 0 | 0 | 0 | 0 | 0
CT | 0 | 0 | 0 | 0 | 0 | 0
Coal | 0 | 0 | 0 | 0 | 0 | 0
Geo | 0 | 0 | 0 | 0 | 0 | 0
H | 0 | 0 | 0 | 0 | 0 | 0
LFG | 0 | 0 | 0 | 0 | 0 | 0
Nuc | 0 | 0 | 0 | 0 | 0 | 0
PS | 0 | 0 | 0 | 0 | 0 | 0
PV | 0 | 0 | 0 | 0 | 0 | 0
PeakG | 0 | 0 | 0 | 0 | 0 | 0
PeakO | 0 | 0 | 0 | 0 | 0 | 0
ST | 0 | 0 | 0 | 0 | 0 | 0
STOG | 0 | 0 | 0 | 0 | 0 | 0
STWD | 0 | 0 | 0 | 0 | 0 | 0
WT | 0 | 0 | 0 | 0 | 0 | 0
IGCC | 0 | 0 | 0 | 0 | 0 | 0
DemandResponse | 0 | 0 | 0 | 0 | 0 | 0
IGCC-CCS | 0 | 0 | 0 | 0 | 0 | 0
WT_off | 0 | 0 | 0 | 0 | 0 | 0
PseudoUnit | 0 | 0 | 0 | 0 | 0 | 0
FixedInterchange | 0 | 0 | 0 | 0 | 0 | 0
Emission Cost by Reporting Type: AZ_NM_SNV_NucRenew
ReportingType | 2015 | 2020 | 2025 | 2030 | 2035 | 2040
BM | 0 | 0 | 0 | 0 | 0 | 0
CC | 0 | 0 | 0 | 0 | 0 | 0
CSP | 0 | 0 | 0 | 0 | 0 | 0
CT | 0 | 0 | 0 | 0 | 0 | 0
Coal | 0 | 0 | 0 | 0 | 0 | 0
Geo | 0 | 0 | 0 | 0 | 0 | 0
H | 0 | 0 | 0 | 0 | 0 | 0
LFG | 0 | 0 | 0 | 0 | 0 | 0
Nuc | 0 | 0 | 0 | 0 | 0 | 0
PS | 0 | 0 | 0 | 0 | 0 | 0
PV | 0 | 0 | 0 | 0 | 0 | 0
PeakG | 0 | 0 | 0 | 0 | 0 | 0
PeakO | 0 | 0 | 0 | 0 | 0 | 0
ST | 0 | 0 | 0 | 0 | 0 | 0
STOG | 0 | 0 | 0 | 0 | 0 | 0
STWD | 0 | 0 | 0 | 0 | 0 | 0
WT | 0 | 0 | 0 | 0 | 0 | 0
IGCC | 0 | 0 | 0 | 0 | 0 | 0
DemandResponse | 0 | 0 | 0 | 0 | 0 | 0
IGCC-CCS | 0 | 0 | 0 | 0 | 0 | 0
WT_off | 0 | 0 | 0 | 0 | 0 | 0
PseudoUnit | 0 | 0 | 0 | 0 | 0 | 0
FixedInterchange | 0 | 0 | 0 | 0 | 0 | 0
Emission Cost by Reporting Type: ERCOT
ReportingType | 2015 | 2020 | 2025 | 2030 | 2035 | 2040
BM | 0 | 0 | 0 | 0 | 0 | 0
CC | 0 | 0 | 0 | 0 | 0 | 0
CSP | 0 | 0 | 0 | 0 | 0 | 0
CT | 0 | 0 | 0 | 0 | 0 | 0
Coal | 7.32 | 0 | 0 | 0 | 0 | 0
Geo | 0 | 0 | 0 | 0 | 0 | 0
H | 0 | 0 | 0 | 0 | 0 | 0
LFG | 0 | 0 | 0 | 0 | 0 | 0
Nuc | 0 | 0 | 0 | 0 | 0 | 0
PS | 0 | 0 | 0 | 0 | 0 | 0
PV | 0 | 0 | 0 | 0 | 0 | 0
PeakG | 0 | 0 | 0 | 0 | 0 | 0
PeakO | 0 | 0 | 0 | 0 | 0 | 0
ST | 0 | 0 | 0 | 0 | 0 | 0
STOG | 0 | 0 | 0 | 0 | 0 | 0
STWD | 0 | 0 | 0 | 0 | 0 | 0
WT | 0 | 0 | 0 | 0 | 0 | 0
IGCC | 0 | 0 | 0 | 0 | 0 | 0
DemandResponse | 0 | 0 | 0 | 0 | 0 | 0
IGCC-CCS | 0 | 0 | 0 | 0 | 0 | 0
WT_off | 0 | 0 | 0 | 0 | 0 | 0
PseudoUnit | 0 | 0 | 0 | 0 | 0 | 0
FixedInterchange | 0 | 0 | 0 | 0 | 0 | 0
Emission Cost by Reporting Type: NP15
ReportingType | 2015 | 2020 | 2025 | 2030 | 2035 | 2040
BM | 0 | 0 | 0 | 0 | 0 | 0
CC | 0 | 0 | 0 | 0 | 0 | 0
CSP | 0 | 0 | 0 | 0 | 0 | 0
CT | 0 | 0 | 0 | 0 | 0 | 0
Coal | 0.34 | 0 | 0 | 0 | 0 | 0
Geo | 0 | 0 | 0 | 0 | 0 | 0
H | 0 | 0 | 0 | 0 | 0 | 0
LFG | 0 | 0 | 0 | 0 | 0 | 0
Nuc | 0 | 0 | 0 | 0 | 0 | 0
PS | 0 | 0 | 0 | 0 | 0 | 0
PV | 0 | 0 | 0 | 0 | 0 | 0
PeakG | 0 | 0 | 0 | 0 | 0 | 0
PeakO | 0 | 0 | 0 | 0 | 0 | 0
ST | 0 | 0 | 0 | 0 | 0 | 0
STOG | 0 | 0 | 0 | 0 | 0 | 0
STWD | 0 | 0 | 0 | 0 | 0 | 0
WT | 0 | 0 | 0 | 0 | 0 | 0
IGCC | 0 | 0 | 0 | 0 | 0 | 0
DemandResponse | 0 | 0 | 0 | 0 | 0 | 0
IGCC-CCS | 0 | 0 | 0 | 0 | 0 | 0
WT_off | 0 | 0 | 0 | 0 | 0 | 0
PseudoUnit | 0 | 0 | 0 | 0 | 0 | 0
FixedInterchange | 0 | 0 | 0 | 0 | 0 | 0
Emission Cost by Reporting Type: NWPP_Coal
ReportingType | 2015 | 2020 | 2025 | 2030 | 2035 | 2040
BM | 0 | 0 | 0 | 0 | 0 | 0
CC | 0 | 0 | 0 | 0 | 0 | 0
CSP | 0 | 0 | 0 | 0 | 0 | 0
CT | 0 | 0 | 0 | 0 | 0 | 0
Coal | 2.71 | 0 | 0 | 0 | 0 | 0
Geo | 0 | 0 | 0 | 0 | 0 | 0
H | 0 | 0 | 0 | 0 | 0 | 0
LFG | 0 | 0 | 0 | 0 | 0 | 0
Nuc | 0 | 0 | 0 | 0 | 0 | 0
PS | 0 | 0 | 0 | 0 | 0 | 0
PV | 0 | 0 | 0 | 0 | 0 | 0
PeakG | 0 | 0 | 0 | 0 | 0 | 0
PeakO | 0 | 0 | 0 | 0 | 0 | 0
ST | 0 | 0 | 0 | 0 | 0 | 0
STOG | 0 | 0 | 0 | 0 | 0 | 0
STWD | 0 | 0 | 0 | 0 | 0 | 0
WT | 0 | 0 | 0 | 0 | 0 | 0
IGCC | 0 | 0 | 0 | 0 | 0 | 0
DemandResponse | 0 | 0 | 0 | 0 | 0 | 0
IGCC-CCS | 0 | 0 | 0 | 0 | 0 | 0
WT_off | 0 | 0 | 0 | 0 | 0 | 0
PseudoUnit | 0 | 0 | 0 | 0 | 0 | 0
FixedInterchange | 0 | 0 | 0 | 0 | 0 | 0
Emission Cost by Reporting Type: NWPP_Gas
ReportingType | 2015 | 2020 | 2025 | 2030 | 2035 | 2040
BM | 0 | 0 | 0 | 0 | 0 | 0
CC | 0 | 0 | 0 | 0 | 0 | 0
CSP | 0 | 0 | 0 | 0 | 0 | 0
CT | 0 | 0 | 0 | 0 | 0 | 0
Coal | 0 | 0 | 0 | 0 | 0 | 0
Geo | 0 | 0 | 0 | 0 | 0 | 0
H | 0 | 0 | 0 | 0 | 0 | 0
LFG | 0 | 0 | 0 | 0 | 0 | 0
Nuc | 0 | 0 | 0 | 0 | 0 | 0
PS | 0 | 0 | 0 | 0 | 0 | 0
PV | 0 | 0 | 0 | 0 | 0 | 0
PeakG | 0 | 0 | 0 | 0 | 0 | 0
PeakO | 0 | 0 | 0 | 0 | 0 | 0
ST | 0 | 0 | 0 | 0 | 0 | 0
STOG | 0 | 0 | 0 | 0 | 0 | 0
STWD | 0 | 0 | 0 | 0 | 0 | 0
WT | 0 | 0 | 0 | 0 | 0 | 0
IGCC | 0 | 0 | 0 | 0 | 0 | 0
DemandResponse | 0 | 0 | 0 | 0 | 0 | 0
IGCC-CCS | 0 | 0 | 0 | 0 | 0 | 0
WT_off | 0 | 0 | 0 | 0 | 0 | 0
PseudoUnit | 0 | 0 | 0 | 0 | 0 | 0
FixedInterchange | 0 | 0 | 0 | 0 | 0 | 0
Emission Cost by Reporting Type: NWPP_NucRenew
ReportingType | 2015 | 2020 | 2025 | 2030 | 2035 | 2040
BM | 0 | 0 | 0 | 0 | 0 | 0
CC | 0 | 0 | 0 | 0 | 0 | 0
CSP | 0 | 0 | 0 | 0 | 0 | 0
CT | 0 | 0 | 0 | 0 | 0 | 0
Coal | 0 | 0 | 0 | 0 | 0 | 0
Geo | 0 | 0 | 0 | 0 | 0 | 0
H | 0 | 0 | 0 | 0 | 0 | 0
LFG | 0 | 0 | 0 | 0 | 0 | 0
Nuc | 0 | 0 | 0 | 0 | 0 | 0
PS | 0 | 0 | 0 | 0 | 0 | 0
PV | 0 | 0 | 0 | 0 | 0 | 0
PeakG | 0 | 0 | 0 | 0 | 0 | 0
PeakO | 0 | 0 | 0 | 0 | 0 | 0
ST | 0 | 0 | 0 | 0 | 0 | 0
STOG | 0 | 0 | 0 | 0 | 0 | 0
STWD | 0 | 0 | 0 | 0 | 0 | 0
WT | 0 | 0 | 0 | 0 | 0 | 0
IGCC | 0 | 0 | 0 | 0 | 0 | 0
DemandResponse | 0 | 0 | 0 | 0 | 0 | 0
IGCC-CCS | 0 | 0 | 0 | 0 | 0 | 0
WT_off | 0 | 0 | 0 | 0 | 0 | 0
PseudoUnit | 0 | 0 | 0 | 0 | 0 | 0
FixedInterchange | 0 | 0 | 0 | 0 | 0 | 0
Emission Cost by Reporting Type: RMPA
ReportingType | 2015 | 2020 | 2025 | 2030 | 2035 | 2040
BM | 0 | 0 | 0 | 0 | 0 | 0
CC | 0 | 0 | 0 | 0 | 0 | 0
CSP | 0 | 0 | 0 | 0 | 0 | 0
CT | 0 | 0 | 0 | 0 | 0 | 0
Coal | 2.06 | 0 | 0 | 0 | 0 | 0
Geo | 0 | 0 | 0 | 0 | 0 | 0
H | 0 | 0 | 0 | 0 | 0 | 0
LFG | 0 | 0 | 0 | 0 | 0 | 0
Nuc | 0 | 0 | 0 | 0 | 0 | 0
PS | 0 | 0 | 0 | 0 | 0 | 0
PV | 0 | 0 | 0 | 0 | 0 | 0
PeakG | 0 | 0 | 0 | 0 | 0 | 0
PeakO | 0 | 0 | 0 | 0 | 0 | 0
ST | 0 | 0 | 0 | 0 | 0 | 0
STOG | 0 | 0 | 0 | 0 | 0 | 0
STWD | 0 | 0 | 0 | 0 | 0 | 0
WT | 0 | 0 | 0 | 0 | 0 | 0
IGCC | 0 | 0 | 0 | 0 | 0 | 0
DemandResponse | 0 | 0 | 0 | 0 | 0 | 0
IGCC-CCS | 0 | 0 | 0 | 0 | 0 | 0
WT_off | 0 | 0 | 0 | 0 | 0 | 0
PseudoUnit | 0 | 0 | 0 | 0 | 0 | 0
FixedInterchange | 0 | 0 | 0 | 0 | 0 | 0
Emission Cost by Reporting Type: SP15
ReportingType | 2015 | 2020 | 2025 | 2030 | 2035 | 2040
BM | 0 | 0 | 0 | 0 | 0 | 0
CC | 0 | 0 | 0 | 0 | 0 | 0
CSP | 0 | 0 | 0 | 0 | 0 | 0
CT | 0 | 0 | 0 | 0 | 0 | 0
Coal | 0.18 | 0 | 0 | 0 | 0 | 0
Geo | 0 | 0 | 0 | 0 | 0 | 0
H | 0 | 0 | 0 | 0 | 0 | 0
LFG | 0 | 0 | 0 | 0 | 0 | 0
Nuc | 0 | 0 | 0 | 0 | 0 | 0
PS | 0 | 0 | 0 | 0 | 0 | 0
PV | 0 | 0 | 0 | 0 | 0 | 0
PeakG | 0 | 0 | 0 | 0 | 0 | 0
PeakO | 0 | 0 | 0 | 0 | 0 | 0
ST | 0 | 0 | 0 | 0 | 0 | 0
STOG | 0 | 0 | 0 | 0 | 0 | 0
STWD | 0 | 0 | 0 | 0 | 0 | 0
WT | 0 | 0 | 0 | 0 | 0 | 0
IGCC | 0 | 0 | 0 | 0 | 0 | 0
DemandResponse | 0 | 0 | 0 | 0 | 0 | 0
IGCC-CCS | 0 | 0 | 0 | 0 | 0 | 0
WT_off | 0 | 0 | 0 | 0 | 0 | 0
PseudoUnit | 0 | 0 | 0 | 0 | 0 | 0
FixedInterchange | 0 | 0 | 0 | 0 | 0 | 0
Emission Cost by Reporting Type: ALB
ReportingType | 2015 | 2020 | 2025 | 2030 | 2035 | 2040
BM | 0 | 0 | 0 | 0 | 0 | 0
CC | 0 | 0 | 0 | 0 | 0 | 0
CSP | 0 | 0 | 0 | 0 | 0 | 0
CT | 0 | 0 | 0 | 0 | 0 | 0
Coal | 0 | 0 | 0 | 0 | 0 | 0
Geo | 0 | 0 | 0 | 0 | 0 | 0
H | 0 | 0 | 0 | 0 | 0 | 0
LFG | 0 | 0 | 0 | 0 | 0 | 0
Nuc | 0 | 0 | 0 | 0 | 0 | 0
PS | 0 | 0 | 0 | 0 | 0 | 0
PV | 0 | 0 | 0 | 0 | 0 | 0
PeakG | 0 | 0 | 0 | 0 | 0 | 0
PeakO | 0 | 0 | 0 | 0 | 0 | 0
ST | 0 | 0 | 0 | 0 | 0 | 0
STOG | 0 | 0 | 0 | 0 | 0 | 0
STWD | 0 | 0 | 0 | 0 | 0 | 0
WT | 0 | 0 | 0 | 0 | 0 | 0
IGCC | 0 | 0 | 0 | 0 | 0 | 0
DemandResponse | 0 | 0 | 0 | 0 | 0 | 0
IGCC-CCS | 0 | 0 | 0 | 0 | 0 | 0
WT_off | 0 | 0 | 0 | 0 | 0 | 0
PseudoUnit | 0 | 0 | 0 | 0 | 0 | 0
FixedInterchange | 0 | 0 | 0 | 0 | 0 | 0
Emission Cost by Reporting Type: BC
ReportingType | 2015 | 2020 | 2025 | 2030 | 2035 | 2040
BM | 0 | 0 | 0 | 0 | 0 | 0
CC | 0 | 0 | 0 | 0 | 0 | 0
CSP | 0 | 0 | 0 | 0 | 0 | 0
CT | 0 | 0 | 0 | 0 | 0 | 0
Coal | 0 | 0 | 0 | 0 | 0 | 0
Geo | 0 | 0 | 0 | 0 | 0 | 0
H | 0 | 0 | 0 | 0 | 0 | 0
LFG | 0 | 0 | 0 | 0 | 0 | 0
Nuc | 0 | 0 | 0 | 0 | 0 | 0
PS | 0 | 0 | 0 | 0 | 0 | 0
PV | 0 | 0 | 0 | 0 | 0 | 0
PeakG | 0 | 0 | 0 | 0 | 0 | 0
PeakO | 0 | 0 | 0 | 0 | 0 | 0
ST | 0 | 0 | 0 | 0 | 0 | 0
STOG | 0 | 0 | 0 | 0 | 0 | 0
STWD | 0 | 0 | 0 | 0 | 0 | 0
WT | 0 | 0 | 0 | 0 | 0 | 0
IGCC | 0 | 0 | 0 | 0 | 0 | 0
DemandResponse | 0 | 0 | 0 | 0 | 0 | 0
IGCC-CCS | 0 | 0 | 0 | 0 | 0 | 0
WT_off | 0 | 0 | 0 | 0 | 0 | 0
PseudoUnit | 0 | 0 | 0 | 0 | 0 | 0
FixedInterchange | 0 | 0 | 0 | 0 | 0 | 0
Emission Cost by Reporting Type: HQ_IESO
ReportingType | 2015 | 2020 | 2025 | 2030 | 2035 | 2040
BM | 0 | 0 | 0 | 0 | 0 | 0
CC | 0 | 0 | 0 | 0 | 0 | 0
CSP | 0 | 0 | 0 | 0 | 0 | 0
CT | 0 | 0 | 0 | 0 | 0 | 0
Coal | 0 | 0 | 0 | 0 | 0 | 0
Geo | 0 | 0 | 0 | 0 | 0 | 0
H | 0 | 0 | 0 | 0 | 0 | 0
LFG | 0 | 0 | 0 | 0 | 0 | 0
Nuc | 0 | 0 | 0 | 0 | 0 | 0
PS | 0 | 0 | 0 | 0 | 0 | 0
PV | 0 | 0 | 0 | 0 | 0 | 0
PeakG | 0 | 0 | 0 | 0 | 0 | 0
PeakO | 0 | 0 | 0 | 0 | 0 | 0
ST | 0 | 0 | 0 | 0 | 0 | 0
STOG | 0 | 0 | 0 | 0 | 0 | 0
STWD | 0 | 0 | 0 | 0 | 0 | 0
WT | 0 | 0 | 0 | 0 | 0 | 0
IGCC | 0 | 0 | 0 | 0 | 0 | 0
DemandResponse | 0 | 0 | 0 | 0 | 0 | 0
IGCC-CCS | 0 | 0 | 0 | 0 | 0 | 0
WT_off | 0 | 0 | 0 | 0 | 0 | 0
PseudoUnit | 0 | 0 | 0 | 0 | 0 | 0
FixedInterchange | 0 | 0 | 0 | 0 | 0 | 0
Emission Cost by Reporting Type: HQ_NEISO
ReportingType | 2015 | 2020 | 2025 | 2030 | 2035 | 2040
BM | 0 | 0 | 0 | 0 | 0 | 0
CC | 0 | 0 | 0 | 0 | 0 | 0
CSP | 0 | 0 | 0 | 0 | 0 | 0
CT | 0 | 0 | 0 | 0 | 0 | 0
Coal | 0 | 0 | 0 | 0 | 0 | 0
Geo | 0 | 0 | 0 | 0 | 0 | 0
H | 0 | 0 | 0 | 0 | 0 | 0
LFG | 0 | 0 | 0 | 0 | 0 | 0
Nuc | 0 | 0 | 0 | 0 | 0 | 0
PS | 0 | 0 | 0 | 0 | 0 | 0
PV | 0 | 0 | 0 | 0 | 0 | 0
PeakG | 0 | 0 | 0 | 0 | 0 | 0
PeakO | 0 | 0 | 0 | 0 | 0 | 0
ST | 0 | 0 | 0 | 0 | 0 | 0
STOG | 0 | 0 | 0 | 0 | 0 | 0
STWD | 0 | 0 | 0 | 0 | 0 | 0
WT | 0 | 0 | 0 | 0 | 0 | 0
IGCC | 0 | 0 | 0 | 0 | 0 | 0
DemandResponse | 0 | 0 | 0 | 0 | 0 | 0
IGCC-CCS | 0 | 0 | 0 | 0 | 0 | 0
WT_off | 0 | 0 | 0 | 0 | 0 | 0
PseudoUnit | 0 | 0 | 0 | 0 | 0 | 0
FixedInterchange | 0 | 0 | 0 | 0 | 0 | 0
Emission Cost by Reporting Type: HQ_NY
ReportingType | 2015 | 2020 | 2025 | 2030 | 2035 | 2040
BM | 0 | 0 | 0 | 0 | 0 | 0
CC | 0 | 0 | 0 | 0 | 0 | 0
CSP | 0 | 0 | 0 | 0 | 0 | 0
CT | 0 | 0 | 0 | 0 | 0 | 0
Coal | 0 | 0 | 0 | 0 | 0 | 0
Geo | 0 | 0 | 0 | 0 | 0 | 0
H | 0 | 0 | 0 | 0 | 0 | 0
LFG | 0 | 0 | 0 | 0 | 0 | 0
Nuc | 0 | 0 | 0 | 0 | 0 | 0
PS | 0 | 0 | 0 | 0 | 0 | 0
PV | 0 | 0 | 0 | 0 | 0 | 0
PeakG | 0 | 0 | 0 | 0 | 0 | 0
PeakO | 0 | 0 | 0 | 0 | 0 | 0
ST | 0 | 0 | 0 | 0 | 0 | 0
STOG | 0 | 0 | 0 | 0 | 0 | 0
STWD | 0 | 0 | 0 | 0 | 0 | 0
WT | 0 | 0 | 0 | 0 | 0 | 0
IGCC | 0 | 0 | 0 | 0 | 0 | 0
DemandResponse | 0 | 0 | 0 | 0 | 0 | 0
IGCC-CCS | 0 | 0 | 0 | 0 | 0 | 0
WT_off | 0 | 0 | 0 | 0 | 0 | 0
PseudoUnit | 0 | 0 | 0 | 0 | 0 | 0
FixedInterchange | 0 | 0 | 0 | 0 | 0 | 0
Emission Cost by Reporting Type: MARITIMES
ReportingType | 2015 | 2020 | 2025 | 2030 | 2035 | 2040
BM | 0 | 0 | 0 | 0 | 0 | 0
CC | 0 | 0 | 0 | 0 | 0 | 0
CSP | 0 | 0 | 0 | 0 | 0 | 0
CT | 0 | 0 | 0 | 0 | 0 | 0
Coal | 0 | 0 | 0 | 0 | 0 | 0
Geo | 0 | 0 | 0 | 0 | 0 | 0
H | 0 | 0 | 0 | 0 | 0 | 0
LFG | 0 | 0 | 0 | 0 | 0 | 0
Nuc | 0 | 0 | 0 | 0 | 0 | 0
PS | 0 | 0 | 0 | 0 | 0 | 0
PV | 0 | 0 | 0 | 0 | 0 | 0
PeakG | 0 | 0 | 0 | 0 | 0 | 0
PeakO | 0 | 0 | 0 | 0 | 0 | 0
ST | 0 | 0 | 0 | 0 | 0 | 0
STOG | 0 | 0 | 0 | 0 | 0 | 0
STWD | 0 | 0 | 0 | 0 | 0 | 0
WT | 0 | 0 | 0 | 0 | 0 | 0
IGCC | 0 | 0 | 0 | 0 | 0 | 0
DemandResponse | 0 | 0 | 0 | 0 | 0 | 0
IGCC-CCS | 0 | 0 | 0 | 0 | 0 | 0
WT_off | 0 | 0 | 0 | 0 | 0 | 0
PseudoUnit | 0 | 0 | 0 | 0 | 0 | 0
FixedInterchange | 0 | 0 | 0 | 0 | 0 | 0
Emission Cost by Reporting Type: All
ReportingType | 2015 | 2020 | 2025 | 2030 | 2035 | 2040
BM | 0 | 0 | 0 | 0 | 0 | 0
CC | 0 | 0 | 0 | 0 | 0 | 0
CSP | 0 | 0 | 0 | 0 | 0 | 0
CT | 0 | 0 | 0 | 0 | 0 | 0
Coal | 358.12 | 0 | 0 | 0 | 0 | 0
Geo | 0 | 0 | 0 | 0 | 0 | 0
H | 0 | 0 | 0 | 0 | 0 | 0
LFG | 0 | 0 | 0 | 0 | 0 | 0
Nuc | 0 | 0 | 0 | 0 | 0 | 0
PS | 0 | 0 | 0 | 0 | 0 | 0
PV | 0 | 0 | 0 | 0 | 0 | 0
PeakG | 0 | 0 | 0 | 0 | 0 | 0
PeakO | 0 | 0 | 0 | 0 | 0 | 0
ST | 0 | 0 | 0 | 0 | 0 | 0
STOG | 0 | 0 | 0 | 0 | 0 | 0
STWD | 0 | 0 | 0 | 0 | 0 | 0
WT | 0 | 0 | 0 | 0 | 0 | 0
IGCC | 0.21 | 0 | 0 | 0 | 0 | 0
DemandResponse | 0 | 0 | 0 | 0 | 0 | 0
IGCC-CCS | 0 | 0 | 0 | 0 | 0 | 0
WT_off | 0 | 0 | 0 | 0 | 0 | 0
PseudoUnit | 0 | 0 | 0 | 0 | 0 | 0
FixedInterchange | 0 | 0 | 0 | 0 | 0 | 0
Emission Cost by Reporting Type: EI_US
ReportingType | 2015 | 2020 | 2025 | 2030 | 2035 | 2040
BM | 0 | 0 | 0 | 0 | 0 | 0
CC | 0 | 0 | 0 | 0 | 0 | 0
CSP | 0 | 0 | 0 | 0 | 0 | 0
CT | 0 | 0 | 0 | 0 | 0 | 0
Coal | 344.64 | 0 | 0 | 0 | 0 | 0
Geo | 0 | 0 | 0 | 0 | 0 | 0
H | 0 | 0 | 0 | 0 | 0 | 0
LFG | 0 | 0 | 0 | 0 | 0 | 0
Nuc | 0 | 0 | 0 | 0 | 0 | 0
PS | 0 | 0 | 0 | 0 | 0 | 0
PV | 0 | 0 | 0 | 0 | 0 | 0
PeakG | 0 | 0 | 0 | 0 | 0 | 0
PeakO | 0 | 0 | 0 | 0 | 0 | 0
ST | 0 | 0 | 0 | 0 | 0 | 0
STOG | 0 | 0 | 0 | 0 | 0 | 0
STWD | 0 | 0 | 0 | 0 | 0 | 0
WT | 0 | 0 | 0 | 0 | 0 | 0
IGCC | 0.21 | 0 | 0 | 0 | 0 | 0
DemandResponse | 0 | 0 | 0 | 0 | 0 | 0
IGCC-CCS | 0 | 0 | 0 | 0 | 0 | 0
WT_off | 0 | 0 | 0 | 0 | 0 | 0
PseudoUnit | 0 | 0 | 0 | 0 | 0 | 0
FixedInterchange | 0 | 0 | 0 | 0 | 0 | 0
Emission Cost by Reporting Type: EI_Canada
ReportingType | 2015 | 2020 | 2025 | 2030 | 2035 | 2040
BM | 0 | 0 | 0 | 0 | 0 | 0
CC | 0 | 0 | 0 | 0 | 0 | 0
CSP | 0 | 0 | 0 | 0 | 0 | 0
CT | 0 | 0 | 0 | 0 | 0 | 0
Coal | 0 | 0 | 0 | 0 | 0 | 0
Geo | 0 | 0 | 0 | 0 | 0 | 0
H | 0 | 0 | 0 | 0 | 0 | 0
LFG | 0 | 0 | 0 | 0 | 0 | 0
Nuc | 0 | 0 | 0 | 0 | 0 | 0
PS | 0 | 0 | 0 | 0 | 0 | 0
PV | 0 | 0 | 0 | 0 | 0 | 0
PeakG | 0 | 0 | 0 | 0 | 0 | 0
PeakO | 0 | 0 | 0 | 0 | 0 | 0
ST | 0 | 0 | 0 | 0 | 0 | 0
STOG | 0 | 0 | 0 | 0 | 0 | 0
STWD | 0 | 0 | 0 | 0 | 0 | 0
WT | 0 | 0 | 0 | 0 | 0 | 0
IGCC | 0 | 0 | 0 | 0 | 0 | 0
DemandResponse | 0 | 0 | 0 | 0 | 0 | 0
IGCC-CCS | 0 | 0 | 0 | 0 | 0 | 0
WT_off | 0 | 0 | 0 | 0 | 0 | 0
PseudoUnit | 0 | 0 | 0 | 0 | 0 | 0
FixedInterchange | 0 | 0 | 0 | 0 | 0 | 0
Emission Cost by Reporting Type: EI
ReportingType | 2015 | 2020 | 2025 | 2030 | 2035 | 2040
BM | 0 | 0 | 0 | 0 | 0 | 0
CC | 0 | 0 | 0 | 0 | 0 | 0
CSP | 0 | 0 | 0 | 0 | 0 | 0
CT | 0 | 0 | 0 | 0 | 0 | 0
Coal | 344.64 | 0 | 0 | 0 | 0 | 0
Geo | 0 | 0 | 0 | 0 | 0 | 0
H | 0 | 0 | 0 | 0 | 0 | 0
LFG | 0 | 0 | 0 | 0 | 0 | 0
Nuc | 0 | 0 | 0 | 0 | 0 | 0
PS | 0 | 0 | 0 | 0 | 0 | 0
PV | 0 | 0 | 0 | 0 | 0 | 0
PeakG | 0 | 0 | 0 | 0 | 0 | 0
PeakO | 0 | 0 | 0 | 0 | 0 | 0
ST | 0 | 0 | 0 | 0 | 0 | 0
STOG | 0 | 0 | 0 | 0 | 0 | 0
STWD | 0 | 0 | 0 | 0 | 0 | 0
WT | 0 | 0 | 0 | 0 | 0 | 0
IGCC | 0.21 | 0 | 0 | 0 | 0 | 0
DemandResponse | 0 | 0 | 0 | 0 | 0 | 0
IGCC-CCS | 0 | 0 | 0 | 0 | 0 | 0
WT_off | 0 | 0 | 0 | 0 | 0 | 0
PseudoUnit | 0 | 0 | 0 | 0 | 0 | 0
FixedInterchange | 0 | 0 | 0 | 0 | 0 | 0
Emission Cost by Reporting Type: Outside_EI
ReportingType | 2015 | 2020 | 2025 | 2030 | 2035 | 2040
BM | 0 | 0 | 0 | 0 | 0 | 0
CC | 0 | 0 | 0 | 0 | 0 | 0
CSP | 0 | 0 | 0 | 0 | 0 | 0
CT | 0 | 0 | 0 | 0 | 0 | 0
Coal | 13.48 | 0 | 0 | 0 | 0 | 0
Geo | 0 | 0 | 0 | 0 | 0 | 0
H | 0 | 0 | 0 | 0 | 0 | 0
LFG | 0 | 0 | 0 | 0 | 0 | 0
Nuc | 0 | 0 | 0 | 0 | 0 | 0
PS | 0 | 0 | 0 | 0 | 0 | 0
PV | 0 | 0 | 0 | 0 | 0 | 0
PeakG | 0 | 0 | 0 | 0 | 0 | 0
PeakO | 0 | 0 | 0 | 0 | 0 | 0
ST | 0 | 0 | 0 | 0 | 0 | 0
STOG | 0 | 0 | 0 | 0 | 0 | 0
STWD | 0 | 0 | 0 | 0 | 0 | 0
WT | 0 | 0 | 0 | 0 | 0 | 0
IGCC | 0 | 0 | 0 | 0 | 0 | 0
DemandResponse | 0 | 0 | 0 | 0 | 0 | 0
IGCC-CCS | 0 | 0 | 0 | 0 | 0 | 0
WT_off | 0 | 0 | 0 | 0 | 0 | 0
PseudoUnit | 0 | 0 | 0 | 0 | 0 | 0
FixedInterchange | 0 | 0 | 0 | 0 | 0 | 0
==== Emission Program: CAIRNoxSeasonal : (NOx) ====
Emission Cost by Reporting Type: Entergy
ReportingType | 2015 | 2020 | 2025 | 2030 | 2035 | 2040
BM | 0 | 0 | 0 | 0 | 0 | 0
CC | 0 | 0 | 0 | 0 | 0 | 0
CSP | 0 | 0 | 0 | 0 | 0 | 0
CT | 0 | 0 | 0 | 0 | 0 | 0
Coal | 0 | 0 | 0 | 0 | 0 | 0
Geo | 0 | 0 | 0 | 0 | 0 | 0
H | 0 | 0 | 0 | 0 | 0 | 0
LFG | 0 | 0 | 0 | 0 | 0 | 0
Nuc | 0 | 0 | 0 | 0 | 0 | 0
PS | 0 | 0 | 0 | 0 | 0 | 0
PV | 0 | 0 | 0 | 0 | 0 | 0
PeakG | 0 | 0 | 0 | 0 | 0 | 0
PeakO | 0 | 0 | 0 | 0 | 0 | 0
ST | 0 | 0 | 0 | 0 | 0 | 0
STOG | 0 | 0 | 0 | 0 | 0 | 0
STWD | 0 | 0 | 0 | 0 | 0 | 0
WT | 0 | 0 | 0 | 0 | 0 | 0
IGCC | 0 | 0 | 0 | 0 | 0 | 0
DemandResponse | 0 | 0 | 0 | 0 | 0 | 0
IGCC-CCS | 0 | 0 | 0 | 0 | 0 | 0
WT_off | 0 | 0 | 0 | 0 | 0 | 0
PseudoUnit | 0 | 0 | 0 | 0 | 0 | 0
FixedInterchange | 0 | 0 | 0 | 0 | 0 | 0
Emission Cost by Reporting Type: FRCC
ReportingType | 2015 | 2020 | 2025 | 2030 | 2035 | 2040
BM | 0 | 0 | 0 | 0 | 0 | 0
CC | 0 | 0 | 0 | 0 | 0 | 0
CSP | 0 | 0 | 0 | 0 | 0 | 0
CT | 0 | 0 | 0 | 0 | 0 | 0
Coal | 0 | 0 | 0 | 0 | 0 | 0
Geo | 0 | 0 | 0 | 0 | 0 | 0
H | 0 | 0 | 0 | 0 | 0 | 0
LFG | 0 | 0 | 0 | 0 | 0 | 0
Nuc | 0 | 0 | 0 | 0 | 0 | 0
PS | 0 | 0 | 0 | 0 | 0 | 0
PV | 0 | 0 | 0 | 0 | 0 | 0
PeakG | 0 | 0 | 0 | 0 | 0 | 0
PeakO | 0 | 0 | 0 | 0 | 0 | 0
ST | 0 | 0 | 0 | 0 | 0 | 0
STOG | 0 | 0 | 0 | 0 | 0 | 0
STWD | 0 | 0 | 0 | 0 | 0 | 0
WT | 0 | 0 | 0 | 0 | 0 | 0
IGCC | 0 | 0 | 0 | 0 | 0 | 0
DemandResponse | 0 | 0 | 0 | 0 | 0 | 0
IGCC-CCS | 0 | 0 | 0 | 0 | 0 | 0
WT_off | 0 | 0 | 0 | 0 | 0 | 0
PseudoUnit | 0 | 0 | 0 | 0 | 0 | 0
FixedInterchange | 0 | 0 | 0 | 0 | 0 | 0
Emission Cost by Reporting Type: MAPP_US
ReportingType | 2015 | 2020 | 2025 | 2030 | 2035 | 2040
BM | 0 | 0 | 0 | 0 | 0 | 0
CC | 0 | 0 | 0 | 0 | 0 | 0
CSP | 0 | 0 | 0 | 0 | 0 | 0
CT | 0 | 0 | 0 | 0 | 0 | 0
Coal | 0 | 0 | 0 | 0 | 0 | 0
Geo | 0 | 0 | 0 | 0 | 0 | 0
H | 0 | 0 | 0 | 0 | 0 | 0
LFG | 0 | 0 | 0 | 0 | 0 | 0
Nuc | 0 | 0 | 0 | 0 | 0 | 0
PS | 0 | 0 | 0 | 0 | 0 | 0
PV | 0 | 0 | 0 | 0 | 0 | 0
PeakG | 0 | 0 | 0 | 0 | 0 | 0
PeakO | 0 | 0 | 0 | 0 | 0 | 0
ST | 0 | 0 | 0 | 0 | 0 | 0
STOG | 0 | 0 | 0 | 0 | 0 | 0
STWD | 0 | 0 | 0 | 0 | 0 | 0
WT | 0 | 0 | 0 | 0 | 0 | 0
IGCC | 0 | 0 | 0 | 0 | 0 | 0
DemandResponse | 0 | 0 | 0 | 0 | 0 | 0
IGCC-CCS | 0 | 0 | 0 | 0 | 0 | 0
WT_off | 0 | 0 | 0 | 0 | 0 | 0
PseudoUnit | 0 | 0 | 0 | 0 | 0 | 0
FixedInterchange | 0 | 0 | 0 | 0 | 0 | 0
Emission Cost by Reporting Type: MISO_IN
ReportingType | 2015 | 2020 | 2025 | 2030 | 2035 | 2040
BM | 0 | 0 | 0 | 0 | 0 | 0
CC | 0 | 0 | 0 | 0 | 0 | 0
CSP | 0 | 0 | 0 | 0 | 0 | 0
CT | 0 | 0 | 0 | 0 | 0 | 0
Coal | 0 | 0 | 0 | 0 | 0 | 0
Geo | 0 | 0 | 0 | 0 | 0 | 0
H | 0 | 0 | 0 | 0 | 0 | 0
LFG | 0 | 0 | 0 | 0 | 0 | 0
Nuc | 0 | 0 | 0 | 0 | 0 | 0
PS | 0 | 0 | 0 | 0 | 0 | 0
PV | 0 | 0 | 0 | 0 | 0 | 0
PeakG | 0 | 0 | 0 | 0 | 0 | 0
PeakO | 0 | 0 | 0 | 0 | 0 | 0
ST | 0 | 0 | 0 | 0 | 0 | 0
STOG | 0 | 0 | 0 | 0 | 0 | 0
STWD | 0 | 0 | 0 | 0 | 0 | 0
WT | 0 | 0 | 0 | 0 | 0 | 0
IGCC | 0 | 0 | 0 | 0 | 0 | 0
DemandResponse | 0 | 0 | 0 | 0 | 0 | 0
IGCC-CCS | 0 | 0 | 0 | 0 | 0 | 0
WT_off | 0 | 0 | 0 | 0 | 0 | 0
PseudoUnit | 0 | 0 | 0 | 0 | 0 | 0
FixedInterchange | 0 | 0 | 0 | 0 | 0 | 0
Emission Cost by Reporting Type: MISO_MI
ReportingType | 2015 | 2020 | 2025 | 2030 | 2035 | 2040
BM | 0 | 0 | 0 | 0 | 0 | 0
CC | 0 | 0 | 0 | 0 | 0 | 0
CSP | 0 | 0 | 0 | 0 | 0 | 0
CT | 0 | 0 | 0 | 0 | 0 | 0
Coal | 0 | 0 | 0 | 0 | 0 | 0
Geo | 0 | 0 | 0 | 0 | 0 | 0
H | 0 | 0 | 0 | 0 | 0 | 0
LFG | 0 | 0 | 0 | 0 | 0 | 0
Nuc | 0 | 0 | 0 | 0 | 0 | 0
PS | 0 | 0 | 0 | 0 | 0 | 0
PV | 0 | 0 | 0 | 0 | 0 | 0
PeakG | 0 | 0 | 0 | 0 | 0 | 0
PeakO | 0 | 0 | 0 | 0 | 0 | 0
ST | 0 | 0 | 0 | 0 | 0 | 0
STOG | 0 | 0 | 0 | 0 | 0 | 0
STWD | 0 | 0 | 0 | 0 | 0 | 0
WT | 0 | 0 | 0 | 0 | 0 | 0
IGCC | 0 | 0 | 0 | 0 | 0 | 0
DemandResponse | 0 | 0 | 0 | 0 | 0 | 0
IGCC-CCS | 0 | 0 | 0 | 0 | 0 | 0
WT_off | 0 | 0 | 0 | 0 | 0 | 0
PseudoUnit | 0 | 0 | 0 | 0 | 0 | 0
FixedInterchange | 0 | 0 | 0 | 0 | 0 | 0
Emission Cost by Reporting Type: MISO_MO-IL
ReportingType | 2015 | 2020 | 2025 | 2030 | 2035 | 2040
BM | 0 | 0 | 0 | 0 | 0 | 0
CC | 0 | 0 | 0 | 0 | 0 | 0
CSP | 0 | 0 | 0 | 0 | 0 | 0
CT | 0 | 0 | 0 | 0 | 0 | 0
Coal | 0 | 0 | 0 | 0 | 0 | 0
Geo | 0 | 0 | 0 | 0 | 0 | 0
H | 0 | 0 | 0 | 0 | 0 | 0
LFG | 0 | 0 | 0 | 0 | 0 | 0
Nuc | 0 | 0 | 0 | 0 | 0 | 0
PS | 0 | 0 | 0 | 0 | 0 | 0
PV | 0 | 0 | 0 | 0 | 0 | 0
PeakG | 0 | 0 | 0 | 0 | 0 | 0
PeakO | 0 | 0 | 0 | 0 | 0 | 0
ST | 0 | 0 | 0 | 0 | 0 | 0
STOG | 0 | 0 | 0 | 0 | 0 | 0
STWD | 0 | 0 | 0 | 0 | 0 | 0
WT | 0 | 0 | 0 | 0 | 0 | 0
IGCC | 0 | 0 | 0 | 0 | 0 | 0
DemandResponse | 0 | 0 | 0 | 0 | 0 | 0
IGCC-CCS | 0 | 0 | 0 | 0 | 0 | 0
WT_off | 0 | 0 | 0 | 0 | 0 | 0
PseudoUnit | 0 | 0 | 0 | 0 | 0 | 0
FixedInterchange | 0 | 0 | 0 | 0 | 0 | 0
Emission Cost by Reporting Type: MISO_W
ReportingType | 2015 | 2020 | 2025 | 2030 | 2035 | 2040
BM | 0 | 0 | 0 | 0 | 0 | 0
CC | 0 | 0 | 0 | 0 | 0 | 0
CSP | 0 | 0 | 0 | 0 | 0 | 0
CT | 0 | 0 | 0 | 0 | 0 | 0
Coal | 0 | 0 | 0 | 0 | 0 | 0
Geo | 0 | 0 | 0 | 0 | 0 | 0
H | 0 | 0 | 0 | 0 | 0 | 0
LFG | 0 | 0 | 0 | 0 | 0 | 0
Nuc | 0 | 0 | 0 | 0 | 0 | 0
PS | 0 | 0 | 0 | 0 | 0 | 0
PV | 0 | 0 | 0 | 0 | 0 | 0
PeakG | 0 | 0 | 0 | 0 | 0 | 0
PeakO | 0 | 0 | 0 | 0 | 0 | 0
ST | 0 | 0 | 0 | 0 | 0 | 0
STOG | 0 | 0 | 0 | 0 | 0 | 0
STWD | 0 | 0 | 0 | 0 | 0 | 0
WT | 0 | 0 | 0 | 0 | 0 | 0
IGCC | 0 | 0 | 0 | 0 | 0 | 0
DemandResponse | 0 | 0 | 0 | 0 | 0 | 0
IGCC-CCS | 0 | 0 | 0 | 0 | 0 | 0
WT_off | 0 | 0 | 0 | 0 | 0 | 0
PseudoUnit | 0 | 0 | 0 | 0 | 0 | 0
FixedInterchange | 0 | 0 | 0 | 0 | 0 | 0
Emission Cost by Reporting Type: MISO_WUMS
ReportingType | 2015 | 2020 | 2025 | 2030 | 2035 | 2040
BM | 0 | 0 | 0 | 0 | 0 | 0
CC | 0 | 0 | 0 | 0 | 0 | 0
CSP | 0 | 0 | 0 | 0 | 0 | 0
CT | 0 | 0 | 0 | 0 | 0 | 0
Coal | 0 | 0 | 0 | 0 | 0 | 0
Geo | 0 | 0 | 0 | 0 | 0 | 0
H | 0 | 0 | 0 | 0 | 0 | 0
LFG | 0 | 0 | 0 | 0 | 0 | 0
Nuc | 0 | 0 | 0 | 0 | 0 | 0
PS | 0 | 0 | 0 | 0 | 0 | 0
PV | 0 | 0 | 0 | 0 | 0 | 0
PeakG | 0 | 0 | 0 | 0 | 0 | 0
PeakO | 0 | 0 | 0 | 0 | 0 | 0
ST | 0 | 0 | 0 | 0 | 0 | 0
STOG | 0 | 0 | 0 | 0 | 0 | 0
STWD | 0 | 0 | 0 | 0 | 0 | 0
WT | 0 | 0 | 0 | 0 | 0 | 0
IGCC | 0 | 0 | 0 | 0 | 0 | 0
DemandResponse | 0 | 0 | 0 | 0 | 0 | 0
IGCC-CCS | 0 | 0 | 0 | 0 | 0 | 0
WT_off | 0 | 0 | 0 | 0 | 0 | 0
PseudoUnit | 0 | 0 | 0 | 0 | 0 | 0
FixedInterchange | 0 | 0 | 0 | 0 | 0 | 0
Emission Cost by Reporting Type: Nebraska
ReportingType | 2015 | 2020 | 2025 | 2030 | 2035 | 2040
BM | 0 | 0 | 0 | 0 | 0 | 0
CC | 0 | 0 | 0 | 0 | 0 | 0
CSP | 0 | 0 | 0 | 0 | 0 | 0
CT | 0 | 0 | 0 | 0 | 0 | 0
Coal | 0 | 0 | 0 | 0 | 0 | 0
Geo | 0 | 0 | 0 | 0 | 0 | 0
H | 0 | 0 | 0 | 0 | 0 | 0
LFG | 0 | 0 | 0 | 0 | 0 | 0
Nuc | 0 | 0 | 0 | 0 | 0 | 0
PS | 0 | 0 | 0 | 0 | 0 | 0
PV | 0 | 0 | 0 | 0 | 0 | 0
PeakG | 0 | 0 | 0 | 0 | 0 | 0
PeakO | 0 | 0 | 0 | 0 | 0 | 0
ST | 0 | 0 | 0 | 0 | 0 | 0
STOG | 0 | 0 | 0 | 0 | 0 | 0
STWD | 0 | 0 | 0 | 0 | 0 | 0
WT | 0 | 0 | 0 | 0 | 0 | 0
IGCC | 0 | 0 | 0 | 0 | 0 | 0
DemandResponse | 0 | 0 | 0 | 0 | 0 | 0
IGCC-CCS | 0 | 0 | 0 | 0 | 0 | 0
WT_off | 0 | 0 | 0 | 0 | 0 | 0
PseudoUnit | 0 | 0 | 0 | 0 | 0 | 0
FixedInterchange | 0 | 0 | 0 | 0 | 0 | 0
Emission Cost by Reporting Type: NEISO
ReportingType | 2015 | 2020 | 2025 | 2030 | 2035 | 2040
BM | 0 | 0 | 0 | 0 | 0 | 0
CC | 0 | 0 | 0 | 0 | 0 | 0
CSP | 0 | 0 | 0 | 0 | 0 | 0
CT | 0 | 0 | 0 | 0 | 0 | 0
Coal | 0 | 0 | 0 | 0 | 0 | 0
Geo | 0 | 0 | 0 | 0 | 0 | 0
H | 0 | 0 | 0 | 0 | 0 | 0
LFG | 0 | 0 | 0 | 0 | 0 | 0
Nuc | 0 | 0 | 0 | 0 | 0 | 0
PS | 0 | 0 | 0 | 0 | 0 | 0
PV | 0 | 0 | 0 | 0 | 0 | 0
PeakG | 0 | 0 | 0 | 0 | 0 | 0
PeakO | 0 | 0 | 0 | 0 | 0 | 0
ST | 0 | 0 | 0 | 0 | 0 | 0
STOG | 0 | 0 | 0 | 0 | 0 | 0
STWD | 0 | 0 | 0 | 0 | 0 | 0
WT | 0 | 0 | 0 | 0 | 0 | 0
IGCC | 0 | 0 | 0 | 0 | 0 | 0
DemandResponse | 0 | 0 | 0 | 0 | 0 | 0
IGCC-CCS | 0 | 0 | 0 | 0 | 0 | 0
WT_off | 0 | 0 | 0 | 0 | 0 | 0
PseudoUnit | 0 | 0 | 0 | 0 | 0 | 0
FixedInterchange | 0 | 0 | 0 | 0 | 0 | 0
Emission Cost by Reporting Type: NonRTO_Midwest
ReportingType | 2015 | 2020 | 2025 | 2030 | 2035 | 2040
BM | 0 | 0 | 0 | 0 | 0 | 0
CC | 0 | 0 | 0 | 0 | 0 | 0
CSP | 0 | 0 | 0 | 0 | 0 | 0
CT | 0 | 0 | 0 | 0 | 0 | 0
Coal | 0 | 0 | 0 | 0 | 0 | 0
Geo | 0 | 0 | 0 | 0 | 0 | 0
H | 0 | 0 | 0 | 0 | 0 | 0
LFG | 0 | 0 | 0 | 0 | 0 | 0
Nuc | 0 | 0 | 0 | 0 | 0 | 0
PS | 0 | 0 | 0 | 0 | 0 | 0
PV | 0 | 0 | 0 | 0 | 0 | 0
PeakG | 0 | 0 | 0 | 0 | 0 | 0
PeakO | 0 | 0 | 0 | 0 | 0 | 0
ST | 0 | 0 | 0 | 0 | 0 | 0
STOG | 0 | 0 | 0 | 0 | 0 | 0
STWD | 0 | 0 | 0 | 0 | 0 | 0
WT | 0 | 0 | 0 | 0 | 0 | 0
IGCC | 0 | 0 | 0 | 0 | 0 | 0
DemandResponse | 0 | 0 | 0 | 0 | 0 | 0
IGCC-CCS | 0 | 0 | 0 | 0 | 0 | 0
WT_off | 0 | 0 | 0 | 0 | 0 | 0
PseudoUnit | 0 | 0 | 0 | 0 | 0 | 0
FixedInterchange | 0 | 0 | 0 | 0 | 0 | 0
Emission Cost by Reporting Type: NYISO_A-F
ReportingType | 2015 | 2020 | 2025 | 2030 | 2035 | 2040
BM | 0 | 0 | 0 | 0 | 0 | 0
CC | 0 | 0 | 0 | 0 | 0 | 0
CSP | 0 | 0 | 0 | 0 | 0 | 0
CT | 0 | 0 | 0 | 0 | 0 | 0
Coal | 0 | 0 | 0 | 0 | 0 | 0
Geo | 0 | 0 | 0 | 0 | 0 | 0
H | 0 | 0 | 0 | 0 | 0 | 0
LFG | 0 | 0 | 0 | 0 | 0 | 0
Nuc | 0 | 0 | 0 | 0 | 0 | 0
PS | 0 | 0 | 0 | 0 | 0 | 0
PV | 0 | 0 | 0 | 0 | 0 | 0
PeakG | 0 | 0 | 0 | 0 | 0 | 0
PeakO | 0 | 0 | 0 | 0 | 0 | 0
ST | 0 | 0 | 0 | 0 | 0 | 0
STOG | 0 | 0 | 0 | 0 | 0 | 0
STWD | 0 | 0 | 0 | 0 | 0 | 0
WT | 0 | 0 | 0 | 0 | 0 | 0
IGCC | 0 | 0 | 0 | 0 | 0 | 0
DemandResponse | 0 | 0 | 0 | 0 | 0 | 0
IGCC-CCS | 0 | 0 | 0 | 0 | 0 | 0
WT_off | 0 | 0 | 0 | 0 | 0 | 0
PseudoUnit | 0 | 0 | 0 | 0 | 0 | 0
FixedInterchange | 0 | 0 | 0 | 0 | 0 | 0
Emission Cost by Reporting Type: NYISO_G-I
ReportingType | 2015 | 2020 | 2025 | 2030 | 2035 | 2040
BM | 0 | 0 | 0 | 0 | 0 | 0
CC | 0 | 0 | 0 | 0 | 0 | 0
CSP | 0 | 0 | 0 | 0 | 0 | 0
CT | 0 | 0 | 0 | 0 | 0 | 0
Coal | 0 | 0 | 0 | 0 | 0 | 0
Geo | 0 | 0 | 0 | 0 | 0 | 0
H | 0 | 0 | 0 | 0 | 0 | 0
LFG | 0 | 0 | 0 | 0 | 0 | 0
Nuc | 0 | 0 | 0 | 0 | 0 | 0
PS | 0 | 0 | 0 | 0 | 0 | 0
PV | 0 | 0 | 0 | 0 | 0 | 0
PeakG | 0 | 0 | 0 | 0 | 0 | 0
PeakO | 0 | 0 | 0 | 0 | 0 | 0
ST | 0 | 0 | 0 | 0 | 0 | 0
STOG | 0 | 0 | 0 | 0 | 0 | 0
STWD | 0 | 0 | 0 | 0 | 0 | 0
WT | 0 | 0 | 0 | 0 | 0 | 0
IGCC | 0 | 0 | 0 | 0 | 0 | 0
DemandResponse | 0 | 0 | 0 | 0 | 0 | 0
IGCC-CCS | 0 | 0 | 0 | 0 | 0 | 0
WT_off | 0 | 0 | 0 | 0 | 0 | 0
PseudoUnit | 0 | 0 | 0 | 0 | 0 | 0
FixedInterchange | 0 | 0 | 0 | 0 | 0 | 0
Emission Cost by Reporting Type: NYISO_J-K
ReportingType | 2015 | 2020 | 2025 | 2030 | 2035 | 2040
BM | 0 | 0 | 0 | 0 | 0 | 0
CC | 0 | 0 | 0 | 0 | 0 | 0
CSP | 0 | 0 | 0 | 0 | 0 | 0
CT | 0 | 0 | 0 | 0 | 0 | 0
Coal | 0 | 0 | 0 | 0 | 0 | 0
Geo | 0 | 0 | 0 | 0 | 0 | 0
H | 0 | 0 | 0 | 0 | 0 | 0
LFG | 0 | 0 | 0 | 0 | 0 | 0
Nuc | 0 | 0 | 0 | 0 | 0 | 0
PS | 0 | 0 | 0 | 0 | 0 | 0
PV | 0 | 0 | 0 | 0 | 0 | 0
PeakG | 0 | 0 | 0 | 0 | 0 | 0
PeakO | 0 | 0 | 0 | 0 | 0 | 0
ST | 0 | 0 | 0 | 0 | 0 | 0
STOG | 0 | 0 | 0 | 0 | 0 | 0
STWD | 0 | 0 | 0 | 0 | 0 | 0
WT | 0 | 0 | 0 | 0 | 0 | 0
IGCC | 0 | 0 | 0 | 0 | 0 | 0
DemandResponse | 0 | 0 | 0 | 0 | 0 | 0
IGCC-CCS | 0 | 0 | 0 | 0 | 0 | 0
WT_off | 0 | 0 | 0 | 0 | 0 | 0
PseudoUnit | 0 | 0 | 0 | 0 | 0 | 0
FixedInterchange | 0 | 0 | 0 | 0 | 0 | 0
Emission Cost by Reporting Type: PJM_E
ReportingType | 2015 | 2020 | 2025 | 2030 | 2035 | 2040
BM | 0 | 0 | 0 | 0 | 0 | 0
CC | 0 | 0 | 0 | 0 | 0 | 0
CSP | 0 | 0 | 0 | 0 | 0 | 0
CT | 0 | 0 | 0 | 0 | 0 | 0
Coal | 0 | 0 | 0 | 0 | 0 | 0
Geo | 0 | 0 | 0 | 0 | 0 | 0
H | 0 | 0 | 0 | 0 | 0 | 0
LFG | 0 | 0 | 0 | 0 | 0 | 0
Nuc | 0 | 0 | 0 | 0 | 0 | 0
PS | 0 | 0 | 0 | 0 | 0 | 0
PV | 0 | 0 | 0 | 0 | 0 | 0
PeakG | 0 | 0 | 0 | 0 | 0 | 0
PeakO | 0 | 0 | 0 | 0 | 0 | 0
ST | 0 | 0 | 0 | 0 | 0 | 0
STOG | 0 | 0 | 0 | 0 | 0 | 0
STWD | 0 | 0 | 0 | 0 | 0 | 0
WT | 0 | 0 | 0 | 0 | 0 | 0
IGCC | 0 | 0 | 0 | 0 | 0 | 0
DemandResponse | 0 | 0 | 0 | 0 | 0 | 0
IGCC-CCS | 0 | 0 | 0 | 0 | 0 | 0
WT_off | 0 | 0 | 0 | 0 | 0 | 0
PseudoUnit | 0 | 0 | 0 | 0 | 0 | 0
FixedInterchange | 0 | 0 | 0 | 0 | 0 | 0
Emission Cost by Reporting Type: PJM_ROM
ReportingType | 2015 | 2020 | 2025 | 2030 | 2035 | 2040
BM | 0 | 0 | 0 | 0 | 0 | 0
CC | 0 | 0 | 0 | 0 | 0 | 0
CSP | 0 | 0 | 0 | 0 | 0 | 0
CT | 0 | 0 | 0 | 0 | 0 | 0
Coal | 0 | 0 | 0 | 0 | 0 | 0
Geo | 0 | 0 | 0 | 0 | 0 | 0
H | 0 | 0 | 0 | 0 | 0 | 0
LFG | 0 | 0 | 0 | 0 | 0 | 0
Nuc | 0 | 0 | 0 | 0 | 0 | 0
PS | 0 | 0 | 0 | 0 | 0 | 0
PV | 0 | 0 | 0 | 0 | 0 | 0
PeakG | 0 | 0 | 0 | 0 | 0 | 0
PeakO | 0 | 0 | 0 | 0 | 0 | 0
ST | 0 | 0 | 0 | 0 | 0 | 0
STOG | 0 | 0 | 0 | 0 | 0 | 0
STWD | 0 | 0 | 0 | 0 | 0 | 0
WT | 0 | 0 | 0 | 0 | 0 | 0
IGCC | 0 | 0 | 0 | 0 | 0 | 0
DemandResponse | 0 | 0 | 0 | 0 | 0 | 0
IGCC-CCS | 0 | 0 | 0 | 0 | 0 | 0
WT_off | 0 | 0 | 0 | 0 | 0 | 0
PseudoUnit | 0 | 0 | 0 | 0 | 0 | 0
FixedInterchange | 0 | 0 | 0 | 0 | 0 | 0
Emission Cost by Reporting Type: PJM_ROR
ReportingType | 2015 | 2020 | 2025 | 2030 | 2035 | 2040
BM | 0 | 0 | 0 | 0 | 0 | 0
CC | 0 | 0 | 0 | 0 | 0 | 0
CSP | 0 | 0 | 0 | 0 | 0 | 0
CT | 0 | 0 | 0 | 0 | 0 | 0
Coal | 0 | 0 | 0 | 0 | 0 | 0
Geo | 0 | 0 | 0 | 0 | 0 | 0
H | 0 | 0 | 0 | 0 | 0 | 0
LFG | 0 | 0 | 0 | 0 | 0 | 0
Nuc | 0 | 0 | 0 | 0 | 0 | 0
PS | 0 | 0 | 0 | 0 | 0 | 0
PV | 0 | 0 | 0 | 0 | 0 | 0
PeakG | 0 | 0 | 0 | 0 | 0 | 0
PeakO | 0 | 0 | 0 | 0 | 0 | 0
ST | 0 | 0 | 0 | 0 | 0 | 0
STOG | 0 | 0 | 0 | 0 | 0 | 0
STWD | 0 | 0 | 0 | 0 | 0 | 0
WT | 0 | 0 | 0 | 0 | 0 | 0
IGCC | 0 | 0 | 0 | 0 | 0 | 0
DemandResponse | 0 | 0 | 0 | 0 | 0 | 0
IGCC-CCS | 0 | 0 | 0 | 0 | 0 | 0
WT_off | 0 | 0 | 0 | 0 | 0 | 0
PseudoUnit | 0 | 0 | 0 | 0 | 0 | 0
FixedInterchange | 0 | 0 | 0 | 0 | 0 | 0
Emission Cost by Reporting Type: SOCO
ReportingType | 2015 | 2020 | 2025 | 2030 | 2035 | 2040
BM | 0 | 0 | 0 | 0 | 0 | 0
CC | 0 | 0 | 0 | 0 | 0 | 0
CSP | 0 | 0 | 0 | 0 | 0 | 0
CT | 0 | 0 | 0 | 0 | 0 | 0
Coal | 0 | 0 | 0 | 0 | 0 | 0
Geo | 0 | 0 | 0 | 0 | 0 | 0
H | 0 | 0 | 0 | 0 | 0 | 0
LFG | 0 | 0 | 0 | 0 | 0 | 0
Nuc | 0 | 0 | 0 | 0 | 0 | 0
PS | 0 | 0 | 0 | 0 | 0 | 0
PV | 0 | 0 | 0 | 0 | 0 | 0
PeakG | 0 | 0 | 0 | 0 | 0 | 0
PeakO | 0 | 0 | 0 | 0 | 0 | 0
ST | 0 | 0 | 0 | 0 | 0 | 0
STOG | 0 | 0 | 0 | 0 | 0 | 0
STWD | 0 | 0 | 0 | 0 | 0 | 0
WT | 0 | 0 | 0 | 0 | 0 | 0
IGCC | 0 | 0 | 0 | 0 | 0 | 0
DemandResponse | 0 | 0 | 0 | 0 | 0 | 0
IGCC-CCS | 0 | 0 | 0 | 0 | 0 | 0
WT_off | 0 | 0 | 0 | 0 | 0 | 0
PseudoUnit | 0 | 0 | 0 | 0 | 0 | 0
FixedInterchange | 0 | 0 | 0 | 0 | 0 | 0
Emission Cost by Reporting Type: SPP_N
ReportingType | 2015 | 2020 | 2025 | 2030 | 2035 | 2040
BM | 0 | 0 | 0 | 0 | 0 | 0
CC | 0 | 0 | 0 | 0 | 0 | 0
CSP | 0 | 0 | 0 | 0 | 0 | 0
CT | 0 | 0 | 0 | 0 | 0 | 0
Coal | 0 | 0 | 0 | 0 | 0 | 0
Geo | 0 | 0 | 0 | 0 | 0 | 0
H | 0 | 0 | 0 | 0 | 0 | 0
LFG | 0 | 0 | 0 | 0 | 0 | 0
Nuc | 0 | 0 | 0 | 0 | 0 | 0
PS | 0 | 0 | 0 | 0 | 0 | 0
PV | 0 | 0 | 0 | 0 | 0 | 0
PeakG | 0 | 0 | 0 | 0 | 0 | 0
PeakO | 0 | 0 | 0 | 0 | 0 | 0
ST | 0 | 0 | 0 | 0 | 0 | 0
STOG | 0 | 0 | 0 | 0 | 0 | 0
STWD | 0 | 0 | 0 | 0 | 0 | 0
WT | 0 | 0 | 0 | 0 | 0 | 0
IGCC | 0 | 0 | 0 | 0 | 0 | 0
DemandResponse | 0 | 0 | 0 | 0 | 0 | 0
IGCC-CCS | 0 | 0 | 0 | 0 | 0 | 0
WT_off | 0 | 0 | 0 | 0 | 0 | 0
PseudoUnit | 0 | 0 | 0 | 0 | 0 | 0
FixedInterchange | 0 | 0 | 0 | 0 | 0 | 0
Emission Cost by Reporting Type: SPP_S
ReportingType | 2015 | 2020 | 2025 | 2030 | 2035 | 2040
BM | 0 | 0 | 0 | 0 | 0 | 0
CC | 0 | 0 | 0 | 0 | 0 | 0
CSP | 0 | 0 | 0 | 0 | 0 | 0
CT | 0 | 0 | 0 | 0 | 0 | 0
Coal | 0 | 0 | 0 | 0 | 0 | 0
Geo | 0 | 0 | 0 | 0 | 0 | 0
H | 0 | 0 | 0 | 0 | 0 | 0
LFG | 0 | 0 | 0 | 0 | 0 | 0
Nuc | 0 | 0 | 0 | 0 | 0 | 0
PS | 0 | 0 | 0 | 0 | 0 | 0
PV | 0 | 0 | 0 | 0 | 0 | 0
PeakG | 0 | 0 | 0 | 0 | 0 | 0
PeakO | 0 | 0 | 0 | 0 | 0 | 0
ST | 0 | 0 | 0 | 0 | 0 | 0
STOG | 0 | 0 | 0 | 0 | 0 | 0
STWD | 0 | 0 | 0 | 0 | 0 | 0
WT | 0 | 0 | 0 | 0 | 0 | 0
IGCC | 0 | 0 | 0 | 0 | 0 | 0
DemandResponse | 0 | 0 | 0 | 0 | 0 | 0
IGCC-CCS | 0 | 0 | 0 | 0 | 0 | 0
WT_off | 0 | 0 | 0 | 0 | 0 | 0
PseudoUnit | 0 | 0 | 0 | 0 | 0 | 0
FixedInterchange | 0 | 0 | 0 | 0 | 0 | 0
Emission Cost by Reporting Type: TVA
ReportingType | 2015 | 2020 | 2025 | 2030 | 2035 | 2040
BM | 0 | 0 | 0 | 0 | 0 | 0
CC | 0 | 0 | 0 | 0 | 0 | 0
CSP | 0 | 0 | 0 | 0 | 0 | 0
CT | 0 | 0 | 0 | 0 | 0 | 0
Coal | 0 | 0 | 0 | 0 | 0 | 0
Geo | 0 | 0 | 0 | 0 | 0 | 0
H | 0 | 0 | 0 | 0 | 0 | 0
LFG | 0 | 0 | 0 | 0 | 0 | 0
Nuc | 0 | 0 | 0 | 0 | 0 | 0
PS | 0 | 0 | 0 | 0 | 0 | 0
PV | 0 | 0 | 0 | 0 | 0 | 0
PeakG | 0 | 0 | 0 | 0 | 0 | 0
PeakO | 0 | 0 | 0 | 0 | 0 | 0
ST | 0 | 0 | 0 | 0 | 0 | 0
STOG | 0 | 0 | 0 | 0 | 0 | 0
STWD | 0 | 0 | 0 | 0 | 0 | 0
WT | 0 | 0 | 0 | 0 | 0 | 0
IGCC | 0 | 0 | 0 | 0 | 0 | 0
DemandResponse | 0 | 0 | 0 | 0 | 0 | 0
IGCC-CCS | 0 | 0 | 0 | 0 | 0 | 0
WT_off | 0 | 0 | 0 | 0 | 0 | 0
PseudoUnit | 0 | 0 | 0 | 0 | 0 | 0
FixedInterchange | 0 | 0 | 0 | 0 | 0 | 0
Emission Cost by Reporting Type: TVA_Transmission
ReportingType | 2015 | 2020 | 2025 | 2030 | 2035 | 2040
BM | 0 | 0 | 0 | 0 | 0 | 0
CC | 0 | 0 | 0 | 0 | 0 | 0
CSP | 0 | 0 | 0 | 0 | 0 | 0
CT | 0 | 0 | 0 | 0 | 0 | 0
Coal | 0 | 0 | 0 | 0 | 0 | 0
Geo | 0 | 0 | 0 | 0 | 0 | 0
H | 0 | 0 | 0 | 0 | 0 | 0
LFG | 0 | 0 | 0 | 0 | 0 | 0
Nuc | 0 | 0 | 0 | 0 | 0 | 0
PS | 0 | 0 | 0 | 0 | 0 | 0
PV | 0 | 0 | 0 | 0 | 0 | 0
PeakG | 0 | 0 | 0 | 0 | 0 | 0
PeakO | 0 | 0 | 0 | 0 | 0 | 0
ST | 0 | 0 | 0 | 0 | 0 | 0
STOG | 0 | 0 | 0 | 0 | 0 | 0
STWD | 0 | 0 | 0 | 0 | 0 | 0
WT | 0 | 0 | 0 | 0 | 0 | 0
IGCC | 0 | 0 | 0 | 0 | 0 | 0
DemandResponse | 0 | 0 | 0 | 0 | 0 | 0
IGCC-CCS | 0 | 0 | 0 | 0 | 0 | 0
WT_off | 0 | 0 | 0 | 0 | 0 | 0
PseudoUnit | 0 | 0 | 0 | 0 | 0 | 0
FixedInterchange | 0 | 0 | 0 | 0 | 0 | 0
Emission Cost by Reporting Type: VACAR
ReportingType | 2015 | 2020 | 2025 | 2030 | 2035 | 2040
BM | 0 | 0 | 0 | 0 | 0 | 0
CC | 0 | 0 | 0 | 0 | 0 | 0
CSP | 0 | 0 | 0 | 0 | 0 | 0
CT | 0 | 0 | 0 | 0 | 0 | 0
Coal | 0 | 0 | 0 | 0 | 0 | 0
Geo | 0 | 0 | 0 | 0 | 0 | 0
H | 0 | 0 | 0 | 0 | 0 | 0
LFG | 0 | 0 | 0 | 0 | 0 | 0
Nuc | 0 | 0 | 0 | 0 | 0 | 0
PS | 0 | 0 | 0 | 0 | 0 | 0
PV | 0 | 0 | 0 | 0 | 0 | 0
PeakG | 0 | 0 | 0 | 0 | 0 | 0
PeakO | 0 | 0 | 0 | 0 | 0 | 0
ST | 0 | 0 | 0 | 0 | 0 | 0
STOG | 0 | 0 | 0 | 0 | 0 | 0
STWD | 0 | 0 | 0 | 0 | 0 | 0
WT | 0 | 0 | 0 | 0 | 0 | 0
IGCC | 0 | 0 | 0 | 0 | 0 | 0
DemandResponse | 0 | 0 | 0 | 0 | 0 | 0
IGCC-CCS | 0 | 0 | 0 | 0 | 0 | 0
WT_off | 0 | 0 | 0 | 0 | 0 | 0
PseudoUnit | 0 | 0 | 0 | 0 | 0 | 0
FixedInterchange | 0 | 0 | 0 | 0 | 0 | 0
Emission Cost by Reporting Type: IESO
ReportingType | 2015 | 2020 | 2025 | 2030 | 2035 | 2040
BM | 0 | 0 | 0 | 0 | 0 | 0
CC | 0 | 0 | 0 | 0 | 0 | 0
CSP | 0 | 0 | 0 | 0 | 0 | 0
CT | 0 | 0 | 0 | 0 | 0 | 0
Coal | 0 | 0 | 0 | 0 | 0 | 0
Geo | 0 | 0 | 0 | 0 | 0 | 0
H | 0 | 0 | 0 | 0 | 0 | 0
LFG | 0 | 0 | 0 | 0 | 0 | 0
Nuc | 0 | 0 | 0 | 0 | 0 | 0
PS | 0 | 0 | 0 | 0 | 0 | 0
PV | 0 | 0 | 0 | 0 | 0 | 0
PeakG | 0 | 0 | 0 | 0 | 0 | 0
PeakO | 0 | 0 | 0 | 0 | 0 | 0
ST | 0 | 0 | 0 | 0 | 0 | 0
STOG | 0 | 0 | 0 | 0 | 0 | 0
STWD | 0 | 0 | 0 | 0 | 0 | 0
WT | 0 | 0 | 0 | 0 | 0 | 0
IGCC | 0 | 0 | 0 | 0 | 0 | 0
DemandResponse | 0 | 0 | 0 | 0 | 0 | 0
IGCC-CCS | 0 | 0 | 0 | 0 | 0 | 0
WT_off | 0 | 0 | 0 | 0 | 0 | 0
PseudoUnit | 0 | 0 | 0 | 0 | 0 | 0
FixedInterchange | 0 | 0 | 0 | 0 | 0 | 0
Emission Cost by Reporting Type: MAPP_CA
ReportingType | 2015 | 2020 | 2025 | 2030 | 2035 | 2040
BM | 0 | 0 | 0 | 0 | 0 | 0
CC | 0 | 0 | 0 | 0 | 0 | 0
CSP | 0 | 0 | 0 | 0 | 0 | 0
CT | 0 | 0 | 0 | 0 | 0 | 0
Coal | 0 | 0 | 0 | 0 | 0 | 0
Geo | 0 | 0 | 0 | 0 | 0 | 0
H | 0 | 0 | 0 | 0 | 0 | 0
LFG | 0 | 0 | 0 | 0 | 0 | 0
Nuc | 0 | 0 | 0 | 0 | 0 | 0
PS | 0 | 0 | 0 | 0 | 0 | 0
PV | 0 | 0 | 0 | 0 | 0 | 0
PeakG | 0 | 0 | 0 | 0 | 0 | 0
PeakO | 0 | 0 | 0 | 0 | 0 | 0
ST | 0 | 0 | 0 | 0 | 0 | 0
STOG | 0 | 0 | 0 | 0 | 0 | 0
STWD | 0 | 0 | 0 | 0 | 0 | 0
WT | 0 | 0 | 0 | 0 | 0 | 0
IGCC | 0 | 0 | 0 | 0 | 0 | 0
DemandResponse | 0 | 0 | 0 | 0 | 0 | 0
IGCC-CCS | 0 | 0 | 0 | 0 | 0 | 0
WT_off | 0 | 0 | 0 | 0 | 0 | 0
PseudoUnit | 0 | 0 | 0 | 0 | 0 | 0
FixedInterchange | 0 | 0 | 0 | 0 | 0 | 0
Emission Cost by Reporting Type: AZ_NM_SNV_Coal
ReportingType | 2015 | 2020 | 2025 | 2030 | 2035 | 2040
BM | 0 | 0 | 0 | 0 | 0 | 0
CC | 0 | 0 | 0 | 0 | 0 | 0
CSP | 0 | 0 | 0 | 0 | 0 | 0
CT | 0 | 0 | 0 | 0 | 0 | 0
Coal | 0 | 0 | 0 | 0 | 0 | 0
Geo | 0 | 0 | 0 | 0 | 0 | 0
H | 0 | 0 | 0 | 0 | 0 | 0
LFG | 0 | 0 | 0 | 0 | 0 | 0
Nuc | 0 | 0 | 0 | 0 | 0 | 0
PS | 0 | 0 | 0 | 0 | 0 | 0
PV | 0 | 0 | 0 | 0 | 0 | 0
PeakG | 0 | 0 | 0 | 0 | 0 | 0
PeakO | 0 | 0 | 0 | 0 | 0 | 0
ST | 0 | 0 | 0 | 0 | 0 | 0
STOG | 0 | 0 | 0 | 0 | 0 | 0
STWD | 0 | 0 | 0 | 0 | 0 | 0
WT | 0 | 0 | 0 | 0 | 0 | 0
IGCC | 0 | 0 | 0 | 0 | 0 | 0
DemandResponse | 0 | 0 | 0 | 0 | 0 | 0
IGCC-CCS | 0 | 0 | 0 | 0 | 0 | 0
WT_off | 0 | 0 | 0 | 0 | 0 | 0
PseudoUnit | 0 | 0 | 0 | 0 | 0 | 0
FixedInterchange | 0 | 0 | 0 | 0 | 0 | 0
Emission Cost by Reporting Type: AZ_NM_SNV_Gas
ReportingType | 2015 | 2020 | 2025 | 2030 | 2035 | 2040
BM | 0 | 0 | 0 | 0 | 0 | 0
CC | 0 | 0 | 0 | 0 | 0 | 0
CSP | 0 | 0 | 0 | 0 | 0 | 0
CT | 0 | 0 | 0 | 0 | 0 | 0
Coal | 0 | 0 | 0 | 0 | 0 | 0
Geo | 0 | 0 | 0 | 0 | 0 | 0
H | 0 | 0 | 0 | 0 | 0 | 0
LFG | 0 | 0 | 0 | 0 | 0 | 0
Nuc | 0 | 0 | 0 | 0 | 0 | 0
PS | 0 | 0 | 0 | 0 | 0 | 0
PV | 0 | 0 | 0 | 0 | 0 | 0
PeakG | 0 | 0 | 0 | 0 | 0 | 0
PeakO | 0 | 0 | 0 | 0 | 0 | 0
ST | 0 | 0 | 0 | 0 | 0 | 0
STOG | 0 | 0 | 0 | 0 | 0 | 0
STWD | 0 | 0 | 0 | 0 | 0 | 0
WT | 0 | 0 | 0 | 0 | 0 | 0
IGCC | 0 | 0 | 0 | 0 | 0 | 0
DemandResponse | 0 | 0 | 0 | 0 | 0 | 0
IGCC-CCS | 0 | 0 | 0 | 0 | 0 | 0
WT_off | 0 | 0 | 0 | 0 | 0 | 0
PseudoUnit | 0 | 0 | 0 | 0 | 0 | 0
FixedInterchange | 0 | 0 | 0 | 0 | 0 | 0
Emission Cost by Reporting Type: AZ_NM_SNV_NucRenew
ReportingType | 2015 | 2020 | 2025 | 2030 | 2035 | 2040
BM | 0 | 0 | 0 | 0 | 0 | 0
CC | 0 | 0 | 0 | 0 | 0 | 0
CSP | 0 | 0 | 0 | 0 | 0 | 0
CT | 0 | 0 | 0 | 0 | 0 | 0
Coal | 0 | 0 | 0 | 0 | 0 | 0
Geo | 0 | 0 | 0 | 0 | 0 | 0
H | 0 | 0 | 0 | 0 | 0 | 0
LFG | 0 | 0 | 0 | 0 | 0 | 0
Nuc | 0 | 0 | 0 | 0 | 0 | 0
PS | 0 | 0 | 0 | 0 | 0 | 0
PV | 0 | 0 | 0 | 0 | 0 | 0
PeakG | 0 | 0 | 0 | 0 | 0 | 0
PeakO | 0 | 0 | 0 | 0 | 0 | 0
ST | 0 | 0 | 0 | 0 | 0 | 0
STOG | 0 | 0 | 0 | 0 | 0 | 0
STWD | 0 | 0 | 0 | 0 | 0 | 0
WT | 0 | 0 | 0 | 0 | 0 | 0
IGCC | 0 | 0 | 0 | 0 | 0 | 0
DemandResponse | 0 | 0 | 0 | 0 | 0 | 0
IGCC-CCS | 0 | 0 | 0 | 0 | 0 | 0
WT_off | 0 | 0 | 0 | 0 | 0 | 0
PseudoUnit | 0 | 0 | 0 | 0 | 0 | 0
FixedInterchange | 0 | 0 | 0 | 0 | 0 | 0
Emission Cost by Reporting Type: ERCOT
ReportingType | 2015 | 2020 | 2025 | 2030 | 2035 | 2040
BM | 0 | 0 | 0 | 0 | 0 | 0
CC | 0 | 0 | 0 | 0 | 0 | 0
CSP | 0 | 0 | 0 | 0 | 0 | 0
CT | 0 | 0 | 0 | 0 | 0 | 0
Coal | 0 | 0 | 0 | 0 | 0 | 0
Geo | 0 | 0 | 0 | 0 | 0 | 0
H | 0 | 0 | 0 | 0 | 0 | 0
LFG | 0 | 0 | 0 | 0 | 0 | 0
Nuc | 0 | 0 | 0 | 0 | 0 | 0
PS | 0 | 0 | 0 | 0 | 0 | 0
PV | 0 | 0 | 0 | 0 | 0 | 0
PeakG | 0 | 0 | 0 | 0 | 0 | 0
PeakO | 0 | 0 | 0 | 0 | 0 | 0
ST | 0 | 0 | 0 | 0 | 0 | 0
STOG | 0 | 0 | 0 | 0 | 0 | 0
STWD | 0 | 0 | 0 | 0 | 0 | 0
WT | 0 | 0 | 0 | 0 | 0 | 0
IGCC | 0 | 0 | 0 | 0 | 0 | 0
DemandResponse | 0 | 0 | 0 | 0 | 0 | 0
IGCC-CCS | 0 | 0 | 0 | 0 | 0 | 0
WT_off | 0 | 0 | 0 | 0 | 0 | 0
PseudoUnit | 0 | 0 | 0 | 0 | 0 | 0
FixedInterchange | 0 | 0 | 0 | 0 | 0 | 0
Emission Cost by Reporting Type: NP15
ReportingType | 2015 | 2020 | 2025 | 2030 | 2035 | 2040
BM | 0 | 0 | 0 | 0 | 0 | 0
CC | 0 | 0 | 0 | 0 | 0 | 0
CSP | 0 | 0 | 0 | 0 | 0 | 0
CT | 0 | 0 | 0 | 0 | 0 | 0
Coal | 0 | 0 | 0 | 0 | 0 | 0
Geo | 0 | 0 | 0 | 0 | 0 | 0
H | 0 | 0 | 0 | 0 | 0 | 0
LFG | 0 | 0 | 0 | 0 | 0 | 0
Nuc | 0 | 0 | 0 | 0 | 0 | 0
PS | 0 | 0 | 0 | 0 | 0 | 0
PV | 0 | 0 | 0 | 0 | 0 | 0
PeakG | 0 | 0 | 0 | 0 | 0 | 0
PeakO | 0 | 0 | 0 | 0 | 0 | 0
ST | 0 | 0 | 0 | 0 | 0 | 0
STOG | 0 | 0 | 0 | 0 | 0 | 0
STWD | 0 | 0 | 0 | 0 | 0 | 0
WT | 0 | 0 | 0 | 0 | 0 | 0
IGCC | 0 | 0 | 0 | 0 | 0 | 0
DemandResponse | 0 | 0 | 0 | 0 | 0 | 0
IGCC-CCS | 0 | 0 | 0 | 0 | 0 | 0
WT_off | 0 | 0 | 0 | 0 | 0 | 0
PseudoUnit | 0 | 0 | 0 | 0 | 0 | 0
FixedInterchange | 0 | 0 | 0 | 0 | 0 | 0
Emission Cost by Reporting Type: NWPP_Coal
ReportingType | 2015 | 2020 | 2025 | 2030 | 2035 | 2040
BM | 0 | 0 | 0 | 0 | 0 | 0
CC | 0 | 0 | 0 | 0 | 0 | 0
CSP | 0 | 0 | 0 | 0 | 0 | 0
CT | 0 | 0 | 0 | 0 | 0 | 0
Coal | 0 | 0 | 0 | 0 | 0 | 0
Geo | 0 | 0 | 0 | 0 | 0 | 0
H | 0 | 0 | 0 | 0 | 0 | 0
LFG | 0 | 0 | 0 | 0 | 0 | 0
Nuc | 0 | 0 | 0 | 0 | 0 | 0
PS | 0 | 0 | 0 | 0 | 0 | 0
PV | 0 | 0 | 0 | 0 | 0 | 0
PeakG | 0 | 0 | 0 | 0 | 0 | 0
PeakO | 0 | 0 | 0 | 0 | 0 | 0
ST | 0 | 0 | 0 | 0 | 0 | 0
STOG | 0 | 0 | 0 | 0 | 0 | 0
STWD | 0 | 0 | 0 | 0 | 0 | 0
WT | 0 | 0 | 0 | 0 | 0 | 0
IGCC | 0 | 0 | 0 | 0 | 0 | 0
DemandResponse | 0 | 0 | 0 | 0 | 0 | 0
IGCC-CCS | 0 | 0 | 0 | 0 | 0 | 0
WT_off | 0 | 0 | 0 | 0 | 0 | 0
PseudoUnit | 0 | 0 | 0 | 0 | 0 | 0
FixedInterchange | 0 | 0 | 0 | 0 | 0 | 0
Emission Cost by Reporting Type: NWPP_Gas
ReportingType | 2015 | 2020 | 2025 | 2030 | 2035 | 2040
BM | 0 | 0 | 0 | 0 | 0 | 0
CC | 0 | 0 | 0 | 0 | 0 | 0
CSP | 0 | 0 | 0 | 0 | 0 | 0
CT | 0 | 0 | 0 | 0 | 0 | 0
Coal | 0 | 0 | 0 | 0 | 0 | 0
Geo | 0 | 0 | 0 | 0 | 0 | 0
H | 0 | 0 | 0 | 0 | 0 | 0
LFG | 0 | 0 | 0 | 0 | 0 | 0
Nuc | 0 | 0 | 0 | 0 | 0 | 0
PS | 0 | 0 | 0 | 0 | 0 | 0
PV | 0 | 0 | 0 | 0 | 0 | 0
PeakG | 0 | 0 | 0 | 0 | 0 | 0
PeakO | 0 | 0 | 0 | 0 | 0 | 0
ST | 0 | 0 | 0 | 0 | 0 | 0
STOG | 0 | 0 | 0 | 0 | 0 | 0
STWD | 0 | 0 | 0 | 0 | 0 | 0
WT | 0 | 0 | 0 | 0 | 0 | 0
IGCC | 0 | 0 | 0 | 0 | 0 | 0
DemandResponse | 0 | 0 | 0 | 0 | 0 | 0
IGCC-CCS | 0 | 0 | 0 | 0 | 0 | 0
WT_off | 0 | 0 | 0 | 0 | 0 | 0
PseudoUnit | 0 | 0 | 0 | 0 | 0 | 0
FixedInterchange | 0 | 0 | 0 | 0 | 0 | 0
Emission Cost by Reporting Type: NWPP_NucRenew
ReportingType | 2015 | 2020 | 2025 | 2030 | 2035 | 2040
BM | 0 | 0 | 0 | 0 | 0 | 0
CC | 0 | 0 | 0 | 0 | 0 | 0
CSP | 0 | 0 | 0 | 0 | 0 | 0
CT | 0 | 0 | 0 | 0 | 0 | 0
Coal | 0 | 0 | 0 | 0 | 0 | 0
Geo | 0 | 0 | 0 | 0 | 0 | 0
H | 0 | 0 | 0 | 0 | 0 | 0
LFG | 0 | 0 | 0 | 0 | 0 | 0
Nuc | 0 | 0 | 0 | 0 | 0 | 0
PS | 0 | 0 | 0 | 0 | 0 | 0
PV | 0 | 0 | 0 | 0 | 0 | 0
PeakG | 0 | 0 | 0 | 0 | 0 | 0
PeakO | 0 | 0 | 0 | 0 | 0 | 0
ST | 0 | 0 | 0 | 0 | 0 | 0
STOG | 0 | 0 | 0 | 0 | 0 | 0
STWD | 0 | 0 | 0 | 0 | 0 | 0
WT | 0 | 0 | 0 | 0 | 0 | 0
IGCC | 0 | 0 | 0 | 0 | 0 | 0
DemandResponse | 0 | 0 | 0 | 0 | 0 | 0
IGCC-CCS | 0 | 0 | 0 | 0 | 0 | 0
WT_off | 0 | 0 | 0 | 0 | 0 | 0
PseudoUnit | 0 | 0 | 0 | 0 | 0 | 0
FixedInterchange | 0 | 0 | 0 | 0 | 0 | 0
Emission Cost by Reporting Type: RMPA
ReportingType | 2015 | 2020 | 2025 | 2030 | 2035 | 2040
BM | 0 | 0 | 0 | 0 | 0 | 0
CC | 0 | 0 | 0 | 0 | 0 | 0
CSP | 0 | 0 | 0 | 0 | 0 | 0
CT | 0 | 0 | 0 | 0 | 0 | 0
Coal | 0 | 0 | 0 | 0 | 0 | 0
Geo | 0 | 0 | 0 | 0 | 0 | 0
H | 0 | 0 | 0 | 0 | 0 | 0
LFG | 0 | 0 | 0 | 0 | 0 | 0
Nuc | 0 | 0 | 0 | 0 | 0 | 0
PS | 0 | 0 | 0 | 0 | 0 | 0
PV | 0 | 0 | 0 | 0 | 0 | 0
PeakG | 0 | 0 | 0 | 0 | 0 | 0
PeakO | 0 | 0 | 0 | 0 | 0 | 0
ST | 0 | 0 | 0 | 0 | 0 | 0
STOG | 0 | 0 | 0 | 0 | 0 | 0
STWD | 0 | 0 | 0 | 0 | 0 | 0
WT | 0 | 0 | 0 | 0 | 0 | 0
IGCC | 0 | 0 | 0 | 0 | 0 | 0
DemandResponse | 0 | 0 | 0 | 0 | 0 | 0
IGCC-CCS | 0 | 0 | 0 | 0 | 0 | 0
WT_off | 0 | 0 | 0 | 0 | 0 | 0
PseudoUnit | 0 | 0 | 0 | 0 | 0 | 0
FixedInterchange | 0 | 0 | 0 | 0 | 0 | 0
Emission Cost by Reporting Type: SP15
ReportingType | 2015 | 2020 | 2025 | 2030 | 2035 | 2040
BM | 0 | 0 | 0 | 0 | 0 | 0
CC | 0 | 0 | 0 | 0 | 0 | 0
CSP | 0 | 0 | 0 | 0 | 0 | 0
CT | 0 | 0 | 0 | 0 | 0 | 0
Coal | 0 | 0 | 0 | 0 | 0 | 0
Geo | 0 | 0 | 0 | 0 | 0 | 0
H | 0 | 0 | 0 | 0 | 0 | 0
LFG | 0 | 0 | 0 | 0 | 0 | 0
Nuc | 0 | 0 | 0 | 0 | 0 | 0
PS | 0 | 0 | 0 | 0 | 0 | 0
PV | 0 | 0 | 0 | 0 | 0 | 0
PeakG | 0 | 0 | 0 | 0 | 0 | 0
PeakO | 0 | 0 | 0 | 0 | 0 | 0
ST | 0 | 0 | 0 | 0 | 0 | 0
STOG | 0 | 0 | 0 | 0 | 0 | 0
STWD | 0 | 0 | 0 | 0 | 0 | 0
WT | 0 | 0 | 0 | 0 | 0 | 0
IGCC | 0 | 0 | 0 | 0 | 0 | 0
DemandResponse | 0 | 0 | 0 | 0 | 0 | 0
IGCC-CCS | 0 | 0 | 0 | 0 | 0 | 0
WT_off | 0 | 0 | 0 | 0 | 0 | 0
PseudoUnit | 0 | 0 | 0 | 0 | 0 | 0
FixedInterchange | 0 | 0 | 0 | 0 | 0 | 0
Emission Cost by Reporting Type: ALB
ReportingType | 2015 | 2020 | 2025 | 2030 | 2035 | 2040
BM | 0 | 0 | 0 | 0 | 0 | 0
CC | 0 | 0 | 0 | 0 | 0 | 0
CSP | 0 | 0 | 0 | 0 | 0 | 0
CT | 0 | 0 | 0 | 0 | 0 | 0
Coal | 0 | 0 | 0 | 0 | 0 | 0
Geo | 0 | 0 | 0 | 0 | 0 | 0
H | 0 | 0 | 0 | 0 | 0 | 0
LFG | 0 | 0 | 0 | 0 | 0 | 0
Nuc | 0 | 0 | 0 | 0 | 0 | 0
PS | 0 | 0 | 0 | 0 | 0 | 0
PV | 0 | 0 | 0 | 0 | 0 | 0
PeakG | 0 | 0 | 0 | 0 | 0 | 0
PeakO | 0 | 0 | 0 | 0 | 0 | 0
ST | 0 | 0 | 0 | 0 | 0 | 0
STOG | 0 | 0 | 0 | 0 | 0 | 0
STWD | 0 | 0 | 0 | 0 | 0 | 0
WT | 0 | 0 | 0 | 0 | 0 | 0
IGCC | 0 | 0 | 0 | 0 | 0 | 0
DemandResponse | 0 | 0 | 0 | 0 | 0 | 0
IGCC-CCS | 0 | 0 | 0 | 0 | 0 | 0
WT_off | 0 | 0 | 0 | 0 | 0 | 0
PseudoUnit | 0 | 0 | 0 | 0 | 0 | 0
FixedInterchange | 0 | 0 | 0 | 0 | 0 | 0
Emission Cost by Reporting Type: BC
ReportingType | 2015 | 2020 | 2025 | 2030 | 2035 | 2040
BM | 0 | 0 | 0 | 0 | 0 | 0
CC | 0 | 0 | 0 | 0 | 0 | 0
CSP | 0 | 0 | 0 | 0 | 0 | 0
CT | 0 | 0 | 0 | 0 | 0 | 0
Coal | 0 | 0 | 0 | 0 | 0 | 0
Geo | 0 | 0 | 0 | 0 | 0 | 0
H | 0 | 0 | 0 | 0 | 0 | 0
LFG | 0 | 0 | 0 | 0 | 0 | 0
Nuc | 0 | 0 | 0 | 0 | 0 | 0
PS | 0 | 0 | 0 | 0 | 0 | 0
PV | 0 | 0 | 0 | 0 | 0 | 0
PeakG | 0 | 0 | 0 | 0 | 0 | 0
PeakO | 0 | 0 | 0 | 0 | 0 | 0
ST | 0 | 0 | 0 | 0 | 0 | 0
STOG | 0 | 0 | 0 | 0 | 0 | 0
STWD | 0 | 0 | 0 | 0 | 0 | 0
WT | 0 | 0 | 0 | 0 | 0 | 0
IGCC | 0 | 0 | 0 | 0 | 0 | 0
DemandResponse | 0 | 0 | 0 | 0 | 0 | 0
IGCC-CCS | 0 | 0 | 0 | 0 | 0 | 0
WT_off | 0 | 0 | 0 | 0 | 0 | 0
PseudoUnit | 0 | 0 | 0 | 0 | 0 | 0
FixedInterchange | 0 | 0 | 0 | 0 | 0 | 0
Emission Cost by Reporting Type: HQ_IESO
ReportingType | 2015 | 2020 | 2025 | 2030 | 2035 | 2040
BM | 0 | 0 | 0 | 0 | 0 | 0
CC | 0 | 0 | 0 | 0 | 0 | 0
CSP | 0 | 0 | 0 | 0 | 0 | 0
CT | 0 | 0 | 0 | 0 | 0 | 0
Coal | 0 | 0 | 0 | 0 | 0 | 0
Geo | 0 | 0 | 0 | 0 | 0 | 0
H | 0 | 0 | 0 | 0 | 0 | 0
LFG | 0 | 0 | 0 | 0 | 0 | 0
Nuc | 0 | 0 | 0 | 0 | 0 | 0
PS | 0 | 0 | 0 | 0 | 0 | 0
PV | 0 | 0 | 0 | 0 | 0 | 0
PeakG | 0 | 0 | 0 | 0 | 0 | 0
PeakO | 0 | 0 | 0 | 0 | 0 | 0
ST | 0 | 0 | 0 | 0 | 0 | 0
STOG | 0 | 0 | 0 | 0 | 0 | 0
STWD | 0 | 0 | 0 | 0 | 0 | 0
WT | 0 | 0 | 0 | 0 | 0 | 0
IGCC | 0 | 0 | 0 | 0 | 0 | 0
DemandResponse | 0 | 0 | 0 | 0 | 0 | 0
IGCC-CCS | 0 | 0 | 0 | 0 | 0 | 0
WT_off | 0 | 0 | 0 | 0 | 0 | 0
PseudoUnit | 0 | 0 | 0 | 0 | 0 | 0
FixedInterchange | 0 | 0 | 0 | 0 | 0 | 0
Emission Cost by Reporting Type: HQ_NEISO
ReportingType | 2015 | 2020 | 2025 | 2030 | 2035 | 2040
BM | 0 | 0 | 0 | 0 | 0 | 0
CC | 0 | 0 | 0 | 0 | 0 | 0
CSP | 0 | 0 | 0 | 0 | 0 | 0
CT | 0 | 0 | 0 | 0 | 0 | 0
Coal | 0 | 0 | 0 | 0 | 0 | 0
Geo | 0 | 0 | 0 | 0 | 0 | 0
H | 0 | 0 | 0 | 0 | 0 | 0
LFG | 0 | 0 | 0 | 0 | 0 | 0
Nuc | 0 | 0 | 0 | 0 | 0 | 0
PS | 0 | 0 | 0 | 0 | 0 | 0
PV | 0 | 0 | 0 | 0 | 0 | 0
PeakG | 0 | 0 | 0 | 0 | 0 | 0
PeakO | 0 | 0 | 0 | 0 | 0 | 0
ST | 0 | 0 | 0 | 0 | 0 | 0
STOG | 0 | 0 | 0 | 0 | 0 | 0
STWD | 0 | 0 | 0 | 0 | 0 | 0
WT | 0 | 0 | 0 | 0 | 0 | 0
IGCC | 0 | 0 | 0 | 0 | 0 | 0
DemandResponse | 0 | 0 | 0 | 0 | 0 | 0
IGCC-CCS | 0 | 0 | 0 | 0 | 0 | 0
WT_off | 0 | 0 | 0 | 0 | 0 | 0
PseudoUnit | 0 | 0 | 0 | 0 | 0 | 0
FixedInterchange | 0 | 0 | 0 | 0 | 0 | 0
Emission Cost by Reporting Type: HQ_NY
ReportingType | 2015 | 2020 | 2025 | 2030 | 2035 | 2040
BM | 0 | 0 | 0 | 0 | 0 | 0
CC | 0 | 0 | 0 | 0 | 0 | 0
CSP | 0 | 0 | 0 | 0 | 0 | 0
CT | 0 | 0 | 0 | 0 | 0 | 0
Coal | 0 | 0 | 0 | 0 | 0 | 0
Geo | 0 | 0 | 0 | 0 | 0 | 0
H | 0 | 0 | 0 | 0 | 0 | 0
LFG | 0 | 0 | 0 | 0 | 0 | 0
Nuc | 0 | 0 | 0 | 0 | 0 | 0
PS | 0 | 0 | 0 | 0 | 0 | 0
PV | 0 | 0 | 0 | 0 | 0 | 0
PeakG | 0 | 0 | 0 | 0 | 0 | 0
PeakO | 0 | 0 | 0 | 0 | 0 | 0
ST | 0 | 0 | 0 | 0 | 0 | 0
STOG | 0 | 0 | 0 | 0 | 0 | 0
STWD | 0 | 0 | 0 | 0 | 0 | 0
WT | 0 | 0 | 0 | 0 | 0 | 0
IGCC | 0 | 0 | 0 | 0 | 0 | 0
DemandResponse | 0 | 0 | 0 | 0 | 0 | 0
IGCC-CCS | 0 | 0 | 0 | 0 | 0 | 0
WT_off | 0 | 0 | 0 | 0 | 0 | 0
PseudoUnit | 0 | 0 | 0 | 0 | 0 | 0
FixedInterchange | 0 | 0 | 0 | 0 | 0 | 0
Emission Cost by Reporting Type: MARITIMES
ReportingType | 2015 | 2020 | 2025 | 2030 | 2035 | 2040
BM | 0 | 0 | 0 | 0 | 0 | 0
CC | 0 | 0 | 0 | 0 | 0 | 0
CSP | 0 | 0 | 0 | 0 | 0 | 0
CT | 0 | 0 | 0 | 0 | 0 | 0
Coal | 0 | 0 | 0 | 0 | 0 | 0
Geo | 0 | 0 | 0 | 0 | 0 | 0
H | 0 | 0 | 0 | 0 | 0 | 0
LFG | 0 | 0 | 0 | 0 | 0 | 0
Nuc | 0 | 0 | 0 | 0 | 0 | 0
PS | 0 | 0 | 0 | 0 | 0 | 0
PV | 0 | 0 | 0 | 0 | 0 | 0
PeakG | 0 | 0 | 0 | 0 | 0 | 0
PeakO | 0 | 0 | 0 | 0 | 0 | 0
ST | 0 | 0 | 0 | 0 | 0 | 0
STOG | 0 | 0 | 0 | 0 | 0 | 0
STWD | 0 | 0 | 0 | 0 | 0 | 0
WT | 0 | 0 | 0 | 0 | 0 | 0
IGCC | 0 | 0 | 0 | 0 | 0 | 0
DemandResponse | 0 | 0 | 0 | 0 | 0 | 0
IGCC-CCS | 0 | 0 | 0 | 0 | 0 | 0
WT_off | 0 | 0 | 0 | 0 | 0 | 0
PseudoUnit | 0 | 0 | 0 | 0 | 0 | 0
FixedInterchange | 0 | 0 | 0 | 0 | 0 | 0
Emission Cost by Reporting Type: All
ReportingType | 2015 | 2020 | 2025 | 2030 | 2035 | 2040
BM | 0 | 0 | 0 | 0 | 0 | 0
CC | 0 | 0 | 0 | 0 | 0 | 0
CSP | 0 | 0 | 0 | 0 | 0 | 0
CT | 0 | 0 | 0 | 0 | 0 | 0
Coal | 0 | 0 | 0 | 0 | 0 | 0
Geo | 0 | 0 | 0 | 0 | 0 | 0
H | 0 | 0 | 0 | 0 | 0 | 0
LFG | 0 | 0 | 0 | 0 | 0 | 0
Nuc | 0 | 0 | 0 | 0 | 0 | 0
PS | 0 | 0 | 0 | 0 | 0 | 0
PV | 0 | 0 | 0 | 0 | 0 | 0
PeakG | 0 | 0 | 0 | 0 | 0 | 0
PeakO | 0 | 0 | 0 | 0 | 0 | 0
ST | 0 | 0 | 0 | 0 | 0 | 0
STOG | 0 | 0 | 0 | 0 | 0 | 0
STWD | 0 | 0 | 0 | 0 | 0 | 0
WT | 0 | 0 | 0 | 0 | 0 | 0
IGCC | 0 | 0 | 0 | 0 | 0 | 0
DemandResponse | 0 | 0 | 0 | 0 | 0 | 0
IGCC-CCS | 0 | 0 | 0 | 0 | 0 | 0
WT_off | 0 | 0 | 0 | 0 | 0 | 0
PseudoUnit | 0 | 0 | 0 | 0 | 0 | 0
FixedInterchange | 0 | 0 | 0 | 0 | 0 | 0
Emission Cost by Reporting Type: EI_US
ReportingType | 2015 | 2020 | 2025 | 2030 | 2035 | 2040
BM | 0 | 0 | 0 | 0 | 0 | 0
CC | 0 | 0 | 0 | 0 | 0 | 0
CSP | 0 | 0 | 0 | 0 | 0 | 0
CT | 0 | 0 | 0 | 0 | 0 | 0
Coal | 0 | 0 | 0 | 0 | 0 | 0
Geo | 0 | 0 | 0 | 0 | 0 | 0
H | 0 | 0 | 0 | 0 | 0 | 0
LFG | 0 | 0 | 0 | 0 | 0 | 0
Nuc | 0 | 0 | 0 | 0 | 0 | 0
PS | 0 | 0 | 0 | 0 | 0 | 0
PV | 0 | 0 | 0 | 0 | 0 | 0
PeakG | 0 | 0 | 0 | 0 | 0 | 0
PeakO | 0 | 0 | 0 | 0 | 0 | 0
ST | 0 | 0 | 0 | 0 | 0 | 0
STOG | 0 | 0 | 0 | 0 | 0 | 0
STWD | 0 | 0 | 0 | 0 | 0 | 0
WT | 0 | 0 | 0 | 0 | 0 | 0
IGCC | 0 | 0 | 0 | 0 | 0 | 0
DemandResponse | 0 | 0 | 0 | 0 | 0 | 0
IGCC-CCS | 0 | 0 | 0 | 0 | 0 | 0
WT_off | 0 | 0 | 0 | 0 | 0 | 0
PseudoUnit | 0 | 0 | 0 | 0 | 0 | 0
FixedInterchange | 0 | 0 | 0 | 0 | 0 | 0
Emission Cost by Reporting Type: EI_Canada
ReportingType | 2015 | 2020 | 2025 | 2030 | 2035 | 2040
BM | 0 | 0 | 0 | 0 | 0 | 0
CC | 0 | 0 | 0 | 0 | 0 | 0
CSP | 0 | 0 | 0 | 0 | 0 | 0
CT | 0 | 0 | 0 | 0 | 0 | 0
Coal | 0 | 0 | 0 | 0 | 0 | 0
Geo | 0 | 0 | 0 | 0 | 0 | 0
H | 0 | 0 | 0 | 0 | 0 | 0
LFG | 0 | 0 | 0 | 0 | 0 | 0
Nuc | 0 | 0 | 0 | 0 | 0 | 0
PS | 0 | 0 | 0 | 0 | 0 | 0
PV | 0 | 0 | 0 | 0 | 0 | 0
PeakG | 0 | 0 | 0 | 0 | 0 | 0
PeakO | 0 | 0 | 0 | 0 | 0 | 0
ST | 0 | 0 | 0 | 0 | 0 | 0
STOG | 0 | 0 | 0 | 0 | 0 | 0
STWD | 0 | 0 | 0 | 0 | 0 | 0
WT | 0 | 0 | 0 | 0 | 0 | 0
IGCC | 0 | 0 | 0 | 0 | 0 | 0
DemandResponse | 0 | 0 | 0 | 0 | 0 | 0
IGCC-CCS | 0 | 0 | 0 | 0 | 0 | 0
WT_off | 0 | 0 | 0 | 0 | 0 | 0
PseudoUnit | 0 | 0 | 0 | 0 | 0 | 0
FixedInterchange | 0 | 0 | 0 | 0 | 0 | 0
Emission Cost by Reporting Type: EI
ReportingType | 2015 | 2020 | 2025 | 2030 | 2035 | 2040
BM | 0 | 0 | 0 | 0 | 0 | 0
CC | 0 | 0 | 0 | 0 | 0 | 0
CSP | 0 | 0 | 0 | 0 | 0 | 0
CT | 0 | 0 | 0 | 0 | 0 | 0
Coal | 0 | 0 | 0 | 0 | 0 | 0
Geo | 0 | 0 | 0 | 0 | 0 | 0
H | 0 | 0 | 0 | 0 | 0 | 0
LFG | 0 | 0 | 0 | 0 | 0 | 0
Nuc | 0 | 0 | 0 | 0 | 0 | 0
PS | 0 | 0 | 0 | 0 | 0 | 0
PV | 0 | 0 | 0 | 0 | 0 | 0
PeakG | 0 | 0 | 0 | 0 | 0 | 0
PeakO | 0 | 0 | 0 | 0 | 0 | 0
ST | 0 | 0 | 0 | 0 | 0 | 0
STOG | 0 | 0 | 0 | 0 | 0 | 0
STWD | 0 | 0 | 0 | 0 | 0 | 0
WT | 0 | 0 | 0 | 0 | 0 | 0
IGCC | 0 | 0 | 0 | 0 | 0 | 0
DemandResponse | 0 | 0 | 0 | 0 | 0 | 0
IGCC-CCS | 0 | 0 | 0 | 0 | 0 | 0
WT_off | 0 | 0 | 0 | 0 | 0 | 0
PseudoUnit | 0 | 0 | 0 | 0 | 0 | 0
FixedInterchange | 0 | 0 | 0 | 0 | 0 | 0
Emission Cost by Reporting Type: Outside_EI
ReportingType | 2015 | 2020 | 2025 | 2030 | 2035 | 2040
BM | 0 | 0 | 0 | 0 | 0 | 0
CC | 0 | 0 | 0 | 0 | 0 | 0
CSP | 0 | 0 | 0 | 0 | 0 | 0
CT | 0 | 0 | 0 | 0 | 0 | 0
Coal | 0 | 0 | 0 | 0 | 0 | 0
Geo | 0 | 0 | 0 | 0 | 0 | 0
H | 0 | 0 | 0 | 0 | 0 | 0
LFG | 0 | 0 | 0 | 0 | 0 | 0
Nuc | 0 | 0 | 0 | 0 | 0 | 0
PS | 0 | 0 | 0 | 0 | 0 | 0
PV | 0 | 0 | 0 | 0 | 0 | 0
PeakG | 0 | 0 | 0 | 0 | 0 | 0
PeakO | 0 | 0 | 0 | 0 | 0 | 0
ST | 0 | 0 | 0 | 0 | 0 | 0
STOG | 0 | 0 | 0 | 0 | 0 | 0
STWD | 0 | 0 | 0 | 0 | 0 | 0
WT | 0 | 0 | 0 | 0 | 0 | 0
IGCC | 0 | 0 | 0 | 0 | 0 | 0
DemandResponse | 0 | 0 | 0 | 0 | 0 | 0
IGCC-CCS | 0 | 0 | 0 | 0 | 0 | 0
WT_off | 0 | 0 | 0 | 0 | 0 | 0
PseudoUnit | 0 | 0 | 0 | 0 | 0 | 0
FixedInterchange | 0 | 0 | 0 | 0 | 0 | 0
==== Emission Program: CAMR : (Hg) ====
Emission Cost by Reporting Type: Entergy
ReportingType | 2015 | 2020 | 2025 | 2030 | 2035 | 2040
BM | 0 | 0 | 0 | 0 | 0 | 0
CC | 0 | 0 | 0 | 0 | 0 | 0
CSP | 0 | 0 | 0 | 0 | 0 | 0
CT | 0 | 0 | 0 | 0 | 0 | 0
Coal | 0 | 0 | 0 | 0 | 0 | 0
Geo | 0 | 0 | 0 | 0 | 0 | 0
H | 0 | 0 | 0 | 0 | 0 | 0
LFG | 0 | 0 | 0 | 0 | 0 | 0
Nuc | 0 | 0 | 0 | 0 | 0 | 0
PS | 0 | 0 | 0 | 0 | 0 | 0
PV | 0 | 0 | 0 | 0 | 0 | 0
PeakG | 0 | 0 | 0 | 0 | 0 | 0
PeakO | 0 | 0 | 0 | 0 | 0 | 0
ST | 0 | 0 | 0 | 0 | 0 | 0
STOG | 0 | 0 | 0 | 0 | 0 | 0
STWD | 0 | 0 | 0 | 0 | 0 | 0
WT | 0 | 0 | 0 | 0 | 0 | 0
IGCC | 0 | 0 | 0 | 0 | 0 | 0
DemandResponse | 0 | 0 | 0 | 0 | 0 | 0
IGCC-CCS | 0 | 0 | 0 | 0 | 0 | 0
WT_off | 0 | 0 | 0 | 0 | 0 | 0
PseudoUnit | 0 | 0 | 0 | 0 | 0 | 0
FixedInterchange | 0 | 0 | 0 | 0 | 0 | 0
Emission Cost by Reporting Type: FRCC
ReportingType | 2015 | 2020 | 2025 | 2030 | 2035 | 2040
BM | 0 | 0 | 0 | 0 | 0 | 0
CC | 0 | 0 | 0 | 0 | 0 | 0
CSP | 0 | 0 | 0 | 0 | 0 | 0
CT | 0 | 0 | 0 | 0 | 0 | 0
Coal | 0 | 0 | 0 | 0 | 0 | 0
Geo | 0 | 0 | 0 | 0 | 0 | 0
H | 0 | 0 | 0 | 0 | 0 | 0
LFG | 0 | 0 | 0 | 0 | 0 | 0
Nuc | 0 | 0 | 0 | 0 | 0 | 0
PS | 0 | 0 | 0 | 0 | 0 | 0
PV | 0 | 0 | 0 | 0 | 0 | 0
PeakG | 0 | 0 | 0 | 0 | 0 | 0
PeakO | 0 | 0 | 0 | 0 | 0 | 0
ST | 0 | 0 | 0 | 0 | 0 | 0
STOG | 0 | 0 | 0 | 0 | 0 | 0
STWD | 0 | 0 | 0 | 0 | 0 | 0
WT | 0 | 0 | 0 | 0 | 0 | 0
IGCC | 0 | 0 | 0 | 0 | 0 | 0
DemandResponse | 0 | 0 | 0 | 0 | 0 | 0
IGCC-CCS | 0 | 0 | 0 | 0 | 0 | 0
WT_off | 0 | 0 | 0 | 0 | 0 | 0
PseudoUnit | 0 | 0 | 0 | 0 | 0 | 0
FixedInterchange | 0 | 0 | 0 | 0 | 0 | 0
Emission Cost by Reporting Type: MAPP_US
ReportingType | 2015 | 2020 | 2025 | 2030 | 2035 | 2040
BM | 0 | 0 | 0 | 0 | 0 | 0
CC | 0 | 0 | 0 | 0 | 0 | 0
CSP | 0 | 0 | 0 | 0 | 0 | 0
CT | 0 | 0 | 0 | 0 | 0 | 0
Coal | 0 | 0 | 0 | 0 | 0 | 0
Geo | 0 | 0 | 0 | 0 | 0 | 0
H | 0 | 0 | 0 | 0 | 0 | 0
LFG | 0 | 0 | 0 | 0 | 0 | 0
Nuc | 0 | 0 | 0 | 0 | 0 | 0
PS | 0 | 0 | 0 | 0 | 0 | 0
PV | 0 | 0 | 0 | 0 | 0 | 0
PeakG | 0 | 0 | 0 | 0 | 0 | 0
PeakO | 0 | 0 | 0 | 0 | 0 | 0
ST | 0 | 0 | 0 | 0 | 0 | 0
STOG | 0 | 0 | 0 | 0 | 0 | 0
STWD | 0 | 0 | 0 | 0 | 0 | 0
WT | 0 | 0 | 0 | 0 | 0 | 0
IGCC | 0 | 0 | 0 | 0 | 0 | 0
DemandResponse | 0 | 0 | 0 | 0 | 0 | 0
IGCC-CCS | 0 | 0 | 0 | 0 | 0 | 0
WT_off | 0 | 0 | 0 | 0 | 0 | 0
PseudoUnit | 0 | 0 | 0 | 0 | 0 | 0
FixedInterchange | 0 | 0 | 0 | 0 | 0 | 0
Emission Cost by Reporting Type: MISO_IN
ReportingType | 2015 | 2020 | 2025 | 2030 | 2035 | 2040
BM | 0 | 0 | 0 | 0 | 0 | 0
CC | 0 | 0 | 0 | 0 | 0 | 0
CSP | 0 | 0 | 0 | 0 | 0 | 0
CT | 0 | 0 | 0 | 0 | 0 | 0
Coal | 0 | 0 | 0 | 0 | 0 | 0
Geo | 0 | 0 | 0 | 0 | 0 | 0
H | 0 | 0 | 0 | 0 | 0 | 0
LFG | 0 | 0 | 0 | 0 | 0 | 0
Nuc | 0 | 0 | 0 | 0 | 0 | 0
PS | 0 | 0 | 0 | 0 | 0 | 0
PV | 0 | 0 | 0 | 0 | 0 | 0
PeakG | 0 | 0 | 0 | 0 | 0 | 0
PeakO | 0 | 0 | 0 | 0 | 0 | 0
ST | 0 | 0 | 0 | 0 | 0 | 0
STOG | 0 | 0 | 0 | 0 | 0 | 0
STWD | 0 | 0 | 0 | 0 | 0 | 0
WT | 0 | 0 | 0 | 0 | 0 | 0
IGCC | 0 | 0 | 0 | 0 | 0 | 0
DemandResponse | 0 | 0 | 0 | 0 | 0 | 0
IGCC-CCS | 0 | 0 | 0 | 0 | 0 | 0
WT_off | 0 | 0 | 0 | 0 | 0 | 0
PseudoUnit | 0 | 0 | 0 | 0 | 0 | 0
FixedInterchange | 0 | 0 | 0 | 0 | 0 | 0
Emission Cost by Reporting Type: MISO_MI
ReportingType | 2015 | 2020 | 2025 | 2030 | 2035 | 2040
BM | 0 | 0 | 0 | 0 | 0 | 0
CC | 0 | 0 | 0 | 0 | 0 | 0
CSP | 0 | 0 | 0 | 0 | 0 | 0
CT | 0 | 0 | 0 | 0 | 0 | 0
Coal | 0 | 0 | 0 | 0 | 0 | 0
Geo | 0 | 0 | 0 | 0 | 0 | 0
H | 0 | 0 | 0 | 0 | 0 | 0
LFG | 0 | 0 | 0 | 0 | 0 | 0
Nuc | 0 | 0 | 0 | 0 | 0 | 0
PS | 0 | 0 | 0 | 0 | 0 | 0
PV | 0 | 0 | 0 | 0 | 0 | 0
PeakG | 0 | 0 | 0 | 0 | 0 | 0
PeakO | 0 | 0 | 0 | 0 | 0 | 0
ST | 0 | 0 | 0 | 0 | 0 | 0
STOG | 0 | 0 | 0 | 0 | 0 | 0
STWD | 0 | 0 | 0 | 0 | 0 | 0
WT | 0 | 0 | 0 | 0 | 0 | 0
IGCC | 0 | 0 | 0 | 0 | 0 | 0
DemandResponse | 0 | 0 | 0 | 0 | 0 | 0
IGCC-CCS | 0 | 0 | 0 | 0 | 0 | 0
WT_off | 0 | 0 | 0 | 0 | 0 | 0
PseudoUnit | 0 | 0 | 0 | 0 | 0 | 0
FixedInterchange | 0 | 0 | 0 | 0 | 0 | 0
Emission Cost by Reporting Type: MISO_MO-IL
ReportingType | 2015 | 2020 | 2025 | 2030 | 2035 | 2040
BM | 0 | 0 | 0 | 0 | 0 | 0
CC | 0 | 0 | 0 | 0 | 0 | 0
CSP | 0 | 0 | 0 | 0 | 0 | 0
CT | 0 | 0 | 0 | 0 | 0 | 0
Coal | 0 | 0 | 0 | 0 | 0 | 0
Geo | 0 | 0 | 0 | 0 | 0 | 0
H | 0 | 0 | 0 | 0 | 0 | 0
LFG | 0 | 0 | 0 | 0 | 0 | 0
Nuc | 0 | 0 | 0 | 0 | 0 | 0
PS | 0 | 0 | 0 | 0 | 0 | 0
PV | 0 | 0 | 0 | 0 | 0 | 0
PeakG | 0 | 0 | 0 | 0 | 0 | 0
PeakO | 0 | 0 | 0 | 0 | 0 | 0
ST | 0 | 0 | 0 | 0 | 0 | 0
STOG | 0 | 0 | 0 | 0 | 0 | 0
STWD | 0 | 0 | 0 | 0 | 0 | 0
WT | 0 | 0 | 0 | 0 | 0 | 0
IGCC | 0 | 0 | 0 | 0 | 0 | 0
DemandResponse | 0 | 0 | 0 | 0 | 0 | 0
IGCC-CCS | 0 | 0 | 0 | 0 | 0 | 0
WT_off | 0 | 0 | 0 | 0 | 0 | 0
PseudoUnit | 0 | 0 | 0 | 0 | 0 | 0
FixedInterchange | 0 | 0 | 0 | 0 | 0 | 0
Emission Cost by Reporting Type: MISO_W
ReportingType | 2015 | 2020 | 2025 | 2030 | 2035 | 2040
BM | 0 | 0 | 0 | 0 | 0 | 0
CC | 0 | 0 | 0 | 0 | 0 | 0
CSP | 0 | 0 | 0 | 0 | 0 | 0
CT | 0 | 0 | 0 | 0 | 0 | 0
Coal | 0 | 0 | 0 | 0 | 0 | 0
Geo | 0 | 0 | 0 | 0 | 0 | 0
H | 0 | 0 | 0 | 0 | 0 | 0
LFG | 0 | 0 | 0 | 0 | 0 | 0
Nuc | 0 | 0 | 0 | 0 | 0 | 0
PS | 0 | 0 | 0 | 0 | 0 | 0
PV | 0 | 0 | 0 | 0 | 0 | 0
PeakG | 0 | 0 | 0 | 0 | 0 | 0
PeakO | 0 | 0 | 0 | 0 | 0 | 0
ST | 0 | 0 | 0 | 0 | 0 | 0
STOG | 0 | 0 | 0 | 0 | 0 | 0
STWD | 0 | 0 | 0 | 0 | 0 | 0
WT | 0 | 0 | 0 | 0 | 0 | 0
IGCC | 0 | 0 | 0 | 0 | 0 | 0
DemandResponse | 0 | 0 | 0 | 0 | 0 | 0
IGCC-CCS | 0 | 0 | 0 | 0 | 0 | 0
WT_off | 0 | 0 | 0 | 0 | 0 | 0
PseudoUnit | 0 | 0 | 0 | 0 | 0 | 0
FixedInterchange | 0 | 0 | 0 | 0 | 0 | 0
Emission Cost by Reporting Type: MISO_WUMS
ReportingType | 2015 | 2020 | 2025 | 2030 | 2035 | 2040
BM | 0 | 0 | 0 | 0 | 0 | 0
CC | 0 | 0 | 0 | 0 | 0 | 0
CSP | 0 | 0 | 0 | 0 | 0 | 0
CT | 0 | 0 | 0 | 0 | 0 | 0
Coal | 0 | 0 | 0 | 0 | 0 | 0
Geo | 0 | 0 | 0 | 0 | 0 | 0
H | 0 | 0 | 0 | 0 | 0 | 0
LFG | 0 | 0 | 0 | 0 | 0 | 0
Nuc | 0 | 0 | 0 | 0 | 0 | 0
PS | 0 | 0 | 0 | 0 | 0 | 0
PV | 0 | 0 | 0 | 0 | 0 | 0
PeakG | 0 | 0 | 0 | 0 | 0 | 0
PeakO | 0 | 0 | 0 | 0 | 0 | 0
ST | 0 | 0 | 0 | 0 | 0 | 0
STOG | 0 | 0 | 0 | 0 | 0 | 0
STWD | 0 | 0 | 0 | 0 | 0 | 0
WT | 0 | 0 | 0 | 0 | 0 | 0
IGCC | 0 | 0 | 0 | 0 | 0 | 0
DemandResponse | 0 | 0 | 0 | 0 | 0 | 0
IGCC-CCS | 0 | 0 | 0 | 0 | 0 | 0
WT_off | 0 | 0 | 0 | 0 | 0 | 0
PseudoUnit | 0 | 0 | 0 | 0 | 0 | 0
FixedInterchange | 0 | 0 | 0 | 0 | 0 | 0
Emission Cost by Reporting Type: Nebraska
ReportingType | 2015 | 2020 | 2025 | 2030 | 2035 | 2040
BM | 0 | 0 | 0 | 0 | 0 | 0
CC | 0 | 0 | 0 | 0 | 0 | 0
CSP | 0 | 0 | 0 | 0 | 0 | 0
CT | 0 | 0 | 0 | 0 | 0 | 0
Coal | 0 | 0 | 0 | 0 | 0 | 0
Geo | 0 | 0 | 0 | 0 | 0 | 0
H | 0 | 0 | 0 | 0 | 0 | 0
LFG | 0 | 0 | 0 | 0 | 0 | 0
Nuc | 0 | 0 | 0 | 0 | 0 | 0
PS | 0 | 0 | 0 | 0 | 0 | 0
PV | 0 | 0 | 0 | 0 | 0 | 0
PeakG | 0 | 0 | 0 | 0 | 0 | 0
PeakO | 0 | 0 | 0 | 0 | 0 | 0
ST | 0 | 0 | 0 | 0 | 0 | 0
STOG | 0 | 0 | 0 | 0 | 0 | 0
STWD | 0 | 0 | 0 | 0 | 0 | 0
WT | 0 | 0 | 0 | 0 | 0 | 0
IGCC | 0 | 0 | 0 | 0 | 0 | 0
DemandResponse | 0 | 0 | 0 | 0 | 0 | 0
IGCC-CCS | 0 | 0 | 0 | 0 | 0 | 0
WT_off | 0 | 0 | 0 | 0 | 0 | 0
PseudoUnit | 0 | 0 | 0 | 0 | 0 | 0
FixedInterchange | 0 | 0 | 0 | 0 | 0 | 0
Emission Cost by Reporting Type: NEISO
ReportingType | 2015 | 2020 | 2025 | 2030 | 2035 | 2040
BM | 0 | 0 | 0 | 0 | 0 | 0
CC | 0 | 0 | 0 | 0 | 0 | 0
CSP | 0 | 0 | 0 | 0 | 0 | 0
CT | 0 | 0 | 0 | 0 | 0 | 0
Coal | 0 | 0 | 0 | 0 | 0 | 0
Geo | 0 | 0 | 0 | 0 | 0 | 0
H | 0 | 0 | 0 | 0 | 0 | 0
LFG | 0 | 0 | 0 | 0 | 0 | 0
Nuc | 0 | 0 | 0 | 0 | 0 | 0
PS | 0 | 0 | 0 | 0 | 0 | 0
PV | 0 | 0 | 0 | 0 | 0 | 0
PeakG | 0 | 0 | 0 | 0 | 0 | 0
PeakO | 0 | 0 | 0 | 0 | 0 | 0
ST | 0 | 0 | 0 | 0 | 0 | 0
STOG | 0 | 0 | 0 | 0 | 0 | 0
STWD | 0 | 0 | 0 | 0 | 0 | 0
WT | 0 | 0 | 0 | 0 | 0 | 0
IGCC | 0 | 0 | 0 | 0 | 0 | 0
DemandResponse | 0 | 0 | 0 | 0 | 0 | 0
IGCC-CCS | 0 | 0 | 0 | 0 | 0 | 0
WT_off | 0 | 0 | 0 | 0 | 0 | 0
PseudoUnit | 0 | 0 | 0 | 0 | 0 | 0
FixedInterchange | 0 | 0 | 0 | 0 | 0 | 0
Emission Cost by Reporting Type: NonRTO_Midwest
ReportingType | 2015 | 2020 | 2025 | 2030 | 2035 | 2040
BM | 0 | 0 | 0 | 0 | 0 | 0
CC | 0 | 0 | 0 | 0 | 0 | 0
CSP | 0 | 0 | 0 | 0 | 0 | 0
CT | 0 | 0 | 0 | 0 | 0 | 0
Coal | 0 | 0 | 0 | 0 | 0 | 0
Geo | 0 | 0 | 0 | 0 | 0 | 0
H | 0 | 0 | 0 | 0 | 0 | 0
LFG | 0 | 0 | 0 | 0 | 0 | 0
Nuc | 0 | 0 | 0 | 0 | 0 | 0
PS | 0 | 0 | 0 | 0 | 0 | 0
PV | 0 | 0 | 0 | 0 | 0 | 0
PeakG | 0 | 0 | 0 | 0 | 0 | 0
PeakO | 0 | 0 | 0 | 0 | 0 | 0
ST | 0 | 0 | 0 | 0 | 0 | 0
STOG | 0 | 0 | 0 | 0 | 0 | 0
STWD | 0 | 0 | 0 | 0 | 0 | 0
WT | 0 | 0 | 0 | 0 | 0 | 0
IGCC | 0 | 0 | 0 | 0 | 0 | 0
DemandResponse | 0 | 0 | 0 | 0 | 0 | 0
IGCC-CCS | 0 | 0 | 0 | 0 | 0 | 0
WT_off | 0 | 0 | 0 | 0 | 0 | 0
PseudoUnit | 0 | 0 | 0 | 0 | 0 | 0
FixedInterchange | 0 | 0 | 0 | 0 | 0 | 0
Emission Cost by Reporting Type: NYISO_A-F
ReportingType | 2015 | 2020 | 2025 | 2030 | 2035 | 2040
BM | 0 | 0 | 0 | 0 | 0 | 0
CC | 0 | 0 | 0 | 0 | 0 | 0
CSP | 0 | 0 | 0 | 0 | 0 | 0
CT | 0 | 0 | 0 | 0 | 0 | 0
Coal | 0 | 0 | 0 | 0 | 0 | 0
Geo | 0 | 0 | 0 | 0 | 0 | 0
H | 0 | 0 | 0 | 0 | 0 | 0
LFG | 0 | 0 | 0 | 0 | 0 | 0
Nuc | 0 | 0 | 0 | 0 | 0 | 0
PS | 0 | 0 | 0 | 0 | 0 | 0
PV | 0 | 0 | 0 | 0 | 0 | 0
PeakG | 0 | 0 | 0 | 0 | 0 | 0
PeakO | 0 | 0 | 0 | 0 | 0 | 0
ST | 0 | 0 | 0 | 0 | 0 | 0
STOG | 0 | 0 | 0 | 0 | 0 | 0
STWD | 0 | 0 | 0 | 0 | 0 | 0
WT | 0 | 0 | 0 | 0 | 0 | 0
IGCC | 0 | 0 | 0 | 0 | 0 | 0
DemandResponse | 0 | 0 | 0 | 0 | 0 | 0
IGCC-CCS | 0 | 0 | 0 | 0 | 0 | 0
WT_off | 0 | 0 | 0 | 0 | 0 | 0
PseudoUnit | 0 | 0 | 0 | 0 | 0 | 0
FixedInterchange | 0 | 0 | 0 | 0 | 0 | 0
Emission Cost by Reporting Type: NYISO_G-I
ReportingType | 2015 | 2020 | 2025 | 2030 | 2035 | 2040
BM | 0 | 0 | 0 | 0 | 0 | 0
CC | 0 | 0 | 0 | 0 | 0 | 0
CSP | 0 | 0 | 0 | 0 | 0 | 0
CT | 0 | 0 | 0 | 0 | 0 | 0
Coal | 0 | 0 | 0 | 0 | 0 | 0
Geo | 0 | 0 | 0 | 0 | 0 | 0
H | 0 | 0 | 0 | 0 | 0 | 0
LFG | 0 | 0 | 0 | 0 | 0 | 0
Nuc | 0 | 0 | 0 | 0 | 0 | 0
PS | 0 | 0 | 0 | 0 | 0 | 0
PV | 0 | 0 | 0 | 0 | 0 | 0
PeakG | 0 | 0 | 0 | 0 | 0 | 0
PeakO | 0 | 0 | 0 | 0 | 0 | 0
ST | 0 | 0 | 0 | 0 | 0 | 0
STOG | 0 | 0 | 0 | 0 | 0 | 0
STWD | 0 | 0 | 0 | 0 | 0 | 0
WT | 0 | 0 | 0 | 0 | 0 | 0
IGCC | 0 | 0 | 0 | 0 | 0 | 0
DemandResponse | 0 | 0 | 0 | 0 | 0 | 0
IGCC-CCS | 0 | 0 | 0 | 0 | 0 | 0
WT_off | 0 | 0 | 0 | 0 | 0 | 0
PseudoUnit | 0 | 0 | 0 | 0 | 0 | 0
FixedInterchange | 0 | 0 | 0 | 0 | 0 | 0
Emission Cost by Reporting Type: NYISO_J-K
ReportingType | 2015 | 2020 | 2025 | 2030 | 2035 | 2040
BM | 0 | 0 | 0 | 0 | 0 | 0
CC | 0 | 0 | 0 | 0 | 0 | 0
CSP | 0 | 0 | 0 | 0 | 0 | 0
CT | 0 | 0 | 0 | 0 | 0 | 0
Coal | 0 | 0 | 0 | 0 | 0 | 0
Geo | 0 | 0 | 0 | 0 | 0 | 0
H | 0 | 0 | 0 | 0 | 0 | 0
LFG | 0 | 0 | 0 | 0 | 0 | 0
Nuc | 0 | 0 | 0 | 0 | 0 | 0
PS | 0 | 0 | 0 | 0 | 0 | 0
PV | 0 | 0 | 0 | 0 | 0 | 0
PeakG | 0 | 0 | 0 | 0 | 0 | 0
PeakO | 0 | 0 | 0 | 0 | 0 | 0
ST | 0 | 0 | 0 | 0 | 0 | 0
STOG | 0 | 0 | 0 | 0 | 0 | 0
STWD | 0 | 0 | 0 | 0 | 0 | 0
WT | 0 | 0 | 0 | 0 | 0 | 0
IGCC | 0 | 0 | 0 | 0 | 0 | 0
DemandResponse | 0 | 0 | 0 | 0 | 0 | 0
IGCC-CCS | 0 | 0 | 0 | 0 | 0 | 0
WT_off | 0 | 0 | 0 | 0 | 0 | 0
PseudoUnit | 0 | 0 | 0 | 0 | 0 | 0
FixedInterchange | 0 | 0 | 0 | 0 | 0 | 0
Emission Cost by Reporting Type: PJM_E
ReportingType | 2015 | 2020 | 2025 | 2030 | 2035 | 2040
BM | 0 | 0 | 0 | 0 | 0 | 0
CC | 0 | 0 | 0 | 0 | 0 | 0
CSP | 0 | 0 | 0 | 0 | 0 | 0
CT | 0 | 0 | 0 | 0 | 0 | 0
Coal | 0 | 0 | 0 | 0 | 0 | 0
Geo | 0 | 0 | 0 | 0 | 0 | 0
H | 0 | 0 | 0 | 0 | 0 | 0
LFG | 0 | 0 | 0 | 0 | 0 | 0
Nuc | 0 | 0 | 0 | 0 | 0 | 0
PS | 0 | 0 | 0 | 0 | 0 | 0
PV | 0 | 0 | 0 | 0 | 0 | 0
PeakG | 0 | 0 | 0 | 0 | 0 | 0
PeakO | 0 | 0 | 0 | 0 | 0 | 0
ST | 0 | 0 | 0 | 0 | 0 | 0
STOG | 0 | 0 | 0 | 0 | 0 | 0
STWD | 0 | 0 | 0 | 0 | 0 | 0
WT | 0 | 0 | 0 | 0 | 0 | 0
IGCC | 0 | 0 | 0 | 0 | 0 | 0
DemandResponse | 0 | 0 | 0 | 0 | 0 | 0
IGCC-CCS | 0 | 0 | 0 | 0 | 0 | 0
WT_off | 0 | 0 | 0 | 0 | 0 | 0
PseudoUnit | 0 | 0 | 0 | 0 | 0 | 0
FixedInterchange | 0 | 0 | 0 | 0 | 0 | 0
Emission Cost by Reporting Type: PJM_ROM
ReportingType | 2015 | 2020 | 2025 | 2030 | 2035 | 2040
BM | 0 | 0 | 0 | 0 | 0 | 0
CC | 0 | 0 | 0 | 0 | 0 | 0
CSP | 0 | 0 | 0 | 0 | 0 | 0
CT | 0 | 0 | 0 | 0 | 0 | 0
Coal | 0 | 0 | 0 | 0 | 0 | 0
Geo | 0 | 0 | 0 | 0 | 0 | 0
H | 0 | 0 | 0 | 0 | 0 | 0
LFG | 0 | 0 | 0 | 0 | 0 | 0
Nuc | 0 | 0 | 0 | 0 | 0 | 0
PS | 0 | 0 | 0 | 0 | 0 | 0
PV | 0 | 0 | 0 | 0 | 0 | 0
PeakG | 0 | 0 | 0 | 0 | 0 | 0
PeakO | 0 | 0 | 0 | 0 | 0 | 0
ST | 0 | 0 | 0 | 0 | 0 | 0
STOG | 0 | 0 | 0 | 0 | 0 | 0
STWD | 0 | 0 | 0 | 0 | 0 | 0
WT | 0 | 0 | 0 | 0 | 0 | 0
IGCC | 0 | 0 | 0 | 0 | 0 | 0
DemandResponse | 0 | 0 | 0 | 0 | 0 | 0
IGCC-CCS | 0 | 0 | 0 | 0 | 0 | 0
WT_off | 0 | 0 | 0 | 0 | 0 | 0
PseudoUnit | 0 | 0 | 0 | 0 | 0 | 0
FixedInterchange | 0 | 0 | 0 | 0 | 0 | 0
Emission Cost by Reporting Type: PJM_ROR
ReportingType | 2015 | 2020 | 2025 | 2030 | 2035 | 2040
BM | 0 | 0 | 0 | 0 | 0 | 0
CC | 0 | 0 | 0 | 0 | 0 | 0
CSP | 0 | 0 | 0 | 0 | 0 | 0
CT | 0 | 0 | 0 | 0 | 0 | 0
Coal | 0 | 0 | 0 | 0 | 0 | 0
Geo | 0 | 0 | 0 | 0 | 0 | 0
H | 0 | 0 | 0 | 0 | 0 | 0
LFG | 0 | 0 | 0 | 0 | 0 | 0
Nuc | 0 | 0 | 0 | 0 | 0 | 0
PS | 0 | 0 | 0 | 0 | 0 | 0
PV | 0 | 0 | 0 | 0 | 0 | 0
PeakG | 0 | 0 | 0 | 0 | 0 | 0
PeakO | 0 | 0 | 0 | 0 | 0 | 0
ST | 0 | 0 | 0 | 0 | 0 | 0
STOG | 0 | 0 | 0 | 0 | 0 | 0
STWD | 0 | 0 | 0 | 0 | 0 | 0
WT | 0 | 0 | 0 | 0 | 0 | 0
IGCC | 0 | 0 | 0 | 0 | 0 | 0
DemandResponse | 0 | 0 | 0 | 0 | 0 | 0
IGCC-CCS | 0 | 0 | 0 | 0 | 0 | 0
WT_off | 0 | 0 | 0 | 0 | 0 | 0
PseudoUnit | 0 | 0 | 0 | 0 | 0 | 0
FixedInterchange | 0 | 0 | 0 | 0 | 0 | 0
Emission Cost by Reporting Type: SOCO
ReportingType | 2015 | 2020 | 2025 | 2030 | 2035 | 2040
BM | 0 | 0 | 0 | 0 | 0 | 0
CC | 0 | 0 | 0 | 0 | 0 | 0
CSP | 0 | 0 | 0 | 0 | 0 | 0
CT | 0 | 0 | 0 | 0 | 0 | 0
Coal | 0 | 0 | 0 | 0 | 0 | 0
Geo | 0 | 0 | 0 | 0 | 0 | 0
H | 0 | 0 | 0 | 0 | 0 | 0
LFG | 0 | 0 | 0 | 0 | 0 | 0
Nuc | 0 | 0 | 0 | 0 | 0 | 0
PS | 0 | 0 | 0 | 0 | 0 | 0
PV | 0 | 0 | 0 | 0 | 0 | 0
PeakG | 0 | 0 | 0 | 0 | 0 | 0
PeakO | 0 | 0 | 0 | 0 | 0 | 0
ST | 0 | 0 | 0 | 0 | 0 | 0
STOG | 0 | 0 | 0 | 0 | 0 | 0
STWD | 0 | 0 | 0 | 0 | 0 | 0
WT | 0 | 0 | 0 | 0 | 0 | 0
IGCC | 0 | 0 | 0 | 0 | 0 | 0
DemandResponse | 0 | 0 | 0 | 0 | 0 | 0
IGCC-CCS | 0 | 0 | 0 | 0 | 0 | 0
WT_off | 0 | 0 | 0 | 0 | 0 | 0
PseudoUnit | 0 | 0 | 0 | 0 | 0 | 0
FixedInterchange | 0 | 0 | 0 | 0 | 0 | 0
Emission Cost by Reporting Type: SPP_N
ReportingType | 2015 | 2020 | 2025 | 2030 | 2035 | 2040
BM | 0 | 0 | 0 | 0 | 0 | 0
CC | 0 | 0 | 0 | 0 | 0 | 0
CSP | 0 | 0 | 0 | 0 | 0 | 0
CT | 0 | 0 | 0 | 0 | 0 | 0
Coal | 0 | 0 | 0 | 0 | 0 | 0
Geo | 0 | 0 | 0 | 0 | 0 | 0
H | 0 | 0 | 0 | 0 | 0 | 0
LFG | 0 | 0 | 0 | 0 | 0 | 0
Nuc | 0 | 0 | 0 | 0 | 0 | 0
PS | 0 | 0 | 0 | 0 | 0 | 0
PV | 0 | 0 | 0 | 0 | 0 | 0
PeakG | 0 | 0 | 0 | 0 | 0 | 0
PeakO | 0 | 0 | 0 | 0 | 0 | 0
ST | 0 | 0 | 0 | 0 | 0 | 0
STOG | 0 | 0 | 0 | 0 | 0 | 0
STWD | 0 | 0 | 0 | 0 | 0 | 0
WT | 0 | 0 | 0 | 0 | 0 | 0
IGCC | 0 | 0 | 0 | 0 | 0 | 0
DemandResponse | 0 | 0 | 0 | 0 | 0 | 0
IGCC-CCS | 0 | 0 | 0 | 0 | 0 | 0
WT_off | 0 | 0 | 0 | 0 | 0 | 0
PseudoUnit | 0 | 0 | 0 | 0 | 0 | 0
FixedInterchange | 0 | 0 | 0 | 0 | 0 | 0
Emission Cost by Reporting Type: SPP_S
ReportingType | 2015 | 2020 | 2025 | 2030 | 2035 | 2040
BM | 0 | 0 | 0 | 0 | 0 | 0
CC | 0 | 0 | 0 | 0 | 0 | 0
CSP | 0 | 0 | 0 | 0 | 0 | 0
CT | 0 | 0 | 0 | 0 | 0 | 0
Coal | 0 | 0 | 0 | 0 | 0 | 0
Geo | 0 | 0 | 0 | 0 | 0 | 0
H | 0 | 0 | 0 | 0 | 0 | 0
LFG | 0 | 0 | 0 | 0 | 0 | 0
Nuc | 0 | 0 | 0 | 0 | 0 | 0
PS | 0 | 0 | 0 | 0 | 0 | 0
PV | 0 | 0 | 0 | 0 | 0 | 0
PeakG | 0 | 0 | 0 | 0 | 0 | 0
PeakO | 0 | 0 | 0 | 0 | 0 | 0
ST | 0 | 0 | 0 | 0 | 0 | 0
STOG | 0 | 0 | 0 | 0 | 0 | 0
STWD | 0 | 0 | 0 | 0 | 0 | 0
WT | 0 | 0 | 0 | 0 | 0 | 0
IGCC | 0 | 0 | 0 | 0 | 0 | 0
DemandResponse | 0 | 0 | 0 | 0 | 0 | 0
IGCC-CCS | 0 | 0 | 0 | 0 | 0 | 0
WT_off | 0 | 0 | 0 | 0 | 0 | 0
PseudoUnit | 0 | 0 | 0 | 0 | 0 | 0
FixedInterchange | 0 | 0 | 0 | 0 | 0 | 0
Emission Cost by Reporting Type: TVA
ReportingType | 2015 | 2020 | 2025 | 2030 | 2035 | 2040
BM | 0 | 0 | 0 | 0 | 0 | 0
CC | 0 | 0 | 0 | 0 | 0 | 0
CSP | 0 | 0 | 0 | 0 | 0 | 0
CT | 0 | 0 | 0 | 0 | 0 | 0
Coal | 0 | 0 | 0 | 0 | 0 | 0
Geo | 0 | 0 | 0 | 0 | 0 | 0
H | 0 | 0 | 0 | 0 | 0 | 0
LFG | 0 | 0 | 0 | 0 | 0 | 0
Nuc | 0 | 0 | 0 | 0 | 0 | 0
PS | 0 | 0 | 0 | 0 | 0 | 0
PV | 0 | 0 | 0 | 0 | 0 | 0
PeakG | 0 | 0 | 0 | 0 | 0 | 0
PeakO | 0 | 0 | 0 | 0 | 0 | 0
ST | 0 | 0 | 0 | 0 | 0 | 0
STOG | 0 | 0 | 0 | 0 | 0 | 0
STWD | 0 | 0 | 0 | 0 | 0 | 0
WT | 0 | 0 | 0 | 0 | 0 | 0
IGCC | 0 | 0 | 0 | 0 | 0 | 0
DemandResponse | 0 | 0 | 0 | 0 | 0 | 0
IGCC-CCS | 0 | 0 | 0 | 0 | 0 | 0
WT_off | 0 | 0 | 0 | 0 | 0 | 0
PseudoUnit | 0 | 0 | 0 | 0 | 0 | 0
FixedInterchange | 0 | 0 | 0 | 0 | 0 | 0
Emission Cost by Reporting Type: TVA_Transmission
ReportingType | 2015 | 2020 | 2025 | 2030 | 2035 | 2040
BM | 0 | 0 | 0 | 0 | 0 | 0
CC | 0 | 0 | 0 | 0 | 0 | 0
CSP | 0 | 0 | 0 | 0 | 0 | 0
CT | 0 | 0 | 0 | 0 | 0 | 0
Coal | 0 | 0 | 0 | 0 | 0 | 0
Geo | 0 | 0 | 0 | 0 | 0 | 0
H | 0 | 0 | 0 | 0 | 0 | 0
LFG | 0 | 0 | 0 | 0 | 0 | 0
Nuc | 0 | 0 | 0 | 0 | 0 | 0
PS | 0 | 0 | 0 | 0 | 0 | 0
PV | 0 | 0 | 0 | 0 | 0 | 0
PeakG | 0 | 0 | 0 | 0 | 0 | 0
PeakO | 0 | 0 | 0 | 0 | 0 | 0
ST | 0 | 0 | 0 | 0 | 0 | 0
STOG | 0 | 0 | 0 | 0 | 0 | 0
STWD | 0 | 0 | 0 | 0 | 0 | 0
WT | 0 | 0 | 0 | 0 | 0 | 0
IGCC | 0 | 0 | 0 | 0 | 0 | 0
DemandResponse | 0 | 0 | 0 | 0 | 0 | 0
IGCC-CCS | 0 | 0 | 0 | 0 | 0 | 0
WT_off | 0 | 0 | 0 | 0 | 0 | 0
PseudoUnit | 0 | 0 | 0 | 0 | 0 | 0
FixedInterchange | 0 | 0 | 0 | 0 | 0 | 0
Emission Cost by Reporting Type: VACAR
ReportingType | 2015 | 2020 | 2025 | 2030 | 2035 | 2040
BM | 0 | 0 | 0 | 0 | 0 | 0
CC | 0 | 0 | 0 | 0 | 0 | 0
CSP | 0 | 0 | 0 | 0 | 0 | 0
CT | 0 | 0 | 0 | 0 | 0 | 0
Coal | 0 | 0 | 0 | 0 | 0 | 0
Geo | 0 | 0 | 0 | 0 | 0 | 0
H | 0 | 0 | 0 | 0 | 0 | 0
LFG | 0 | 0 | 0 | 0 | 0 | 0
Nuc | 0 | 0 | 0 | 0 | 0 | 0
PS | 0 | 0 | 0 | 0 | 0 | 0
PV | 0 | 0 | 0 | 0 | 0 | 0
PeakG | 0 | 0 | 0 | 0 | 0 | 0
PeakO | 0 | 0 | 0 | 0 | 0 | 0
ST | 0 | 0 | 0 | 0 | 0 | 0
STOG | 0 | 0 | 0 | 0 | 0 | 0
STWD | 0 | 0 | 0 | 0 | 0 | 0
WT | 0 | 0 | 0 | 0 | 0 | 0
IGCC | 0 | 0 | 0 | 0 | 0 | 0
DemandResponse | 0 | 0 | 0 | 0 | 0 | 0
IGCC-CCS | 0 | 0 | 0 | 0 | 0 | 0
WT_off | 0 | 0 | 0 | 0 | 0 | 0
PseudoUnit | 0 | 0 | 0 | 0 | 0 | 0
FixedInterchange | 0 | 0 | 0 | 0 | 0 | 0
Emission Cost by Reporting Type: IESO
ReportingType | 2015 | 2020 | 2025 | 2030 | 2035 | 2040
BM | 0 | 0 | 0 | 0 | 0 | 0
CC | 0 | 0 | 0 | 0 | 0 | 0
CSP | 0 | 0 | 0 | 0 | 0 | 0
CT | 0 | 0 | 0 | 0 | 0 | 0
Coal | 0 | 0 | 0 | 0 | 0 | 0
Geo | 0 | 0 | 0 | 0 | 0 | 0
H | 0 | 0 | 0 | 0 | 0 | 0
LFG | 0 | 0 | 0 | 0 | 0 | 0
Nuc | 0 | 0 | 0 | 0 | 0 | 0
PS | 0 | 0 | 0 | 0 | 0 | 0
PV | 0 | 0 | 0 | 0 | 0 | 0
PeakG | 0 | 0 | 0 | 0 | 0 | 0
PeakO | 0 | 0 | 0 | 0 | 0 | 0
ST | 0 | 0 | 0 | 0 | 0 | 0
STOG | 0 | 0 | 0 | 0 | 0 | 0
STWD | 0 | 0 | 0 | 0 | 0 | 0
WT | 0 | 0 | 0 | 0 | 0 | 0
IGCC | 0 | 0 | 0 | 0 | 0 | 0
DemandResponse | 0 | 0 | 0 | 0 | 0 | 0
IGCC-CCS | 0 | 0 | 0 | 0 | 0 | 0
WT_off | 0 | 0 | 0 | 0 | 0 | 0
PseudoUnit | 0 | 0 | 0 | 0 | 0 | 0
FixedInterchange | 0 | 0 | 0 | 0 | 0 | 0
Emission Cost by Reporting Type: MAPP_CA
ReportingType | 2015 | 2020 | 2025 | 2030 | 2035 | 2040
BM | 0 | 0 | 0 | 0 | 0 | 0
CC | 0 | 0 | 0 | 0 | 0 | 0
CSP | 0 | 0 | 0 | 0 | 0 | 0
CT | 0 | 0 | 0 | 0 | 0 | 0
Coal | 0 | 0 | 0 | 0 | 0 | 0
Geo | 0 | 0 | 0 | 0 | 0 | 0
H | 0 | 0 | 0 | 0 | 0 | 0
LFG | 0 | 0 | 0 | 0 | 0 | 0
Nuc | 0 | 0 | 0 | 0 | 0 | 0
PS | 0 | 0 | 0 | 0 | 0 | 0
PV | 0 | 0 | 0 | 0 | 0 | 0
PeakG | 0 | 0 | 0 | 0 | 0 | 0
PeakO | 0 | 0 | 0 | 0 | 0 | 0
ST | 0 | 0 | 0 | 0 | 0 | 0
STOG | 0 | 0 | 0 | 0 | 0 | 0
STWD | 0 | 0 | 0 | 0 | 0 | 0
WT | 0 | 0 | 0 | 0 | 0 | 0
IGCC | 0 | 0 | 0 | 0 | 0 | 0
DemandResponse | 0 | 0 | 0 | 0 | 0 | 0
IGCC-CCS | 0 | 0 | 0 | 0 | 0 | 0
WT_off | 0 | 0 | 0 | 0 | 0 | 0
PseudoUnit | 0 | 0 | 0 | 0 | 0 | 0
FixedInterchange | 0 | 0 | 0 | 0 | 0 | 0
Emission Cost by Reporting Type: AZ_NM_SNV_Coal
ReportingType | 2015 | 2020 | 2025 | 2030 | 2035 | 2040
BM | 0 | 0 | 0 | 0 | 0 | 0
CC | 0 | 0 | 0 | 0 | 0 | 0
CSP | 0 | 0 | 0 | 0 | 0 | 0
CT | 0 | 0 | 0 | 0 | 0 | 0
Coal | 0 | 0 | 0 | 0 | 0 | 0
Geo | 0 | 0 | 0 | 0 | 0 | 0
H | 0 | 0 | 0 | 0 | 0 | 0
LFG | 0 | 0 | 0 | 0 | 0 | 0
Nuc | 0 | 0 | 0 | 0 | 0 | 0
PS | 0 | 0 | 0 | 0 | 0 | 0
PV | 0 | 0 | 0 | 0 | 0 | 0
PeakG | 0 | 0 | 0 | 0 | 0 | 0
PeakO | 0 | 0 | 0 | 0 | 0 | 0
ST | 0 | 0 | 0 | 0 | 0 | 0
STOG | 0 | 0 | 0 | 0 | 0 | 0
STWD | 0 | 0 | 0 | 0 | 0 | 0
WT | 0 | 0 | 0 | 0 | 0 | 0
IGCC | 0 | 0 | 0 | 0 | 0 | 0
DemandResponse | 0 | 0 | 0 | 0 | 0 | 0
IGCC-CCS | 0 | 0 | 0 | 0 | 0 | 0
WT_off | 0 | 0 | 0 | 0 | 0 | 0
PseudoUnit | 0 | 0 | 0 | 0 | 0 | 0
FixedInterchange | 0 | 0 | 0 | 0 | 0 | 0
Emission Cost by Reporting Type: AZ_NM_SNV_Gas
ReportingType | 2015 | 2020 | 2025 | 2030 | 2035 | 2040
BM | 0 | 0 | 0 | 0 | 0 | 0
CC | 0 | 0 | 0 | 0 | 0 | 0
CSP | 0 | 0 | 0 | 0 | 0 | 0
CT | 0 | 0 | 0 | 0 | 0 | 0
Coal | 0 | 0 | 0 | 0 | 0 | 0
Geo | 0 | 0 | 0 | 0 | 0 | 0
H | 0 | 0 | 0 | 0 | 0 | 0
LFG | 0 | 0 | 0 | 0 | 0 | 0
Nuc | 0 | 0 | 0 | 0 | 0 | 0
PS | 0 | 0 | 0 | 0 | 0 | 0
PV | 0 | 0 | 0 | 0 | 0 | 0
PeakG | 0 | 0 | 0 | 0 | 0 | 0
PeakO | 0 | 0 | 0 | 0 | 0 | 0
ST | 0 | 0 | 0 | 0 | 0 | 0
STOG | 0 | 0 | 0 | 0 | 0 | 0
STWD | 0 | 0 | 0 | 0 | 0 | 0
WT | 0 | 0 | 0 | 0 | 0 | 0
IGCC | 0 | 0 | 0 | 0 | 0 | 0
DemandResponse | 0 | 0 | 0 | 0 | 0 | 0
IGCC-CCS | 0 | 0 | 0 | 0 | 0 | 0
WT_off | 0 | 0 | 0 | 0 | 0 | 0
PseudoUnit | 0 | 0 | 0 | 0 | 0 | 0
FixedInterchange | 0 | 0 | 0 | 0 | 0 | 0
Emission Cost by Reporting Type: AZ_NM_SNV_NucRenew
ReportingType | 2015 | 2020 | 2025 | 2030 | 2035 | 2040
BM | 0 | 0 | 0 | 0 | 0 | 0
CC | 0 | 0 | 0 | 0 | 0 | 0
CSP | 0 | 0 | 0 | 0 | 0 | 0
CT | 0 | 0 | 0 | 0 | 0 | 0
Coal | 0 | 0 | 0 | 0 | 0 | 0
Geo | 0 | 0 | 0 | 0 | 0 | 0
H | 0 | 0 | 0 | 0 | 0 | 0
LFG | 0 | 0 | 0 | 0 | 0 | 0
Nuc | 0 | 0 | 0 | 0 | 0 | 0
PS | 0 | 0 | 0 | 0 | 0 | 0
PV | 0 | 0 | 0 | 0 | 0 | 0
PeakG | 0 | 0 | 0 | 0 | 0 | 0
PeakO | 0 | 0 | 0 | 0 | 0 | 0
ST | 0 | 0 | 0 | 0 | 0 | 0
STOG | 0 | 0 | 0 | 0 | 0 | 0
STWD | 0 | 0 | 0 | 0 | 0 | 0
WT | 0 | 0 | 0 | 0 | 0 | 0
IGCC | 0 | 0 | 0 | 0 | 0 | 0
DemandResponse | 0 | 0 | 0 | 0 | 0 | 0
IGCC-CCS | 0 | 0 | 0 | 0 | 0 | 0
WT_off | 0 | 0 | 0 | 0 | 0 | 0
PseudoUnit | 0 | 0 | 0 | 0 | 0 | 0
FixedInterchange | 0 | 0 | 0 | 0 | 0 | 0
Emission Cost by Reporting Type: ERCOT
ReportingType | 2015 | 2020 | 2025 | 2030 | 2035 | 2040
BM | 0 | 0 | 0 | 0 | 0 | 0
CC | 0 | 0 | 0 | 0 | 0 | 0
CSP | 0 | 0 | 0 | 0 | 0 | 0
CT | 0 | 0 | 0 | 0 | 0 | 0
Coal | 0 | 0 | 0 | 0 | 0 | 0
Geo | 0 | 0 | 0 | 0 | 0 | 0
H | 0 | 0 | 0 | 0 | 0 | 0
LFG | 0 | 0 | 0 | 0 | 0 | 0
Nuc | 0 | 0 | 0 | 0 | 0 | 0
PS | 0 | 0 | 0 | 0 | 0 | 0
PV | 0 | 0 | 0 | 0 | 0 | 0
PeakG | 0 | 0 | 0 | 0 | 0 | 0
PeakO | 0 | 0 | 0 | 0 | 0 | 0
ST | 0 | 0 | 0 | 0 | 0 | 0
STOG | 0 | 0 | 0 | 0 | 0 | 0
STWD | 0 | 0 | 0 | 0 | 0 | 0
WT | 0 | 0 | 0 | 0 | 0 | 0
IGCC | 0 | 0 | 0 | 0 | 0 | 0
DemandResponse | 0 | 0 | 0 | 0 | 0 | 0
IGCC-CCS | 0 | 0 | 0 | 0 | 0 | 0
WT_off | 0 | 0 | 0 | 0 | 0 | 0
PseudoUnit | 0 | 0 | 0 | 0 | 0 | 0
FixedInterchange | 0 | 0 | 0 | 0 | 0 | 0
Emission Cost by Reporting Type: NP15
ReportingType | 2015 | 2020 | 2025 | 2030 | 2035 | 2040
BM | 0 | 0 | 0 | 0 | 0 | 0
CC | 0 | 0 | 0 | 0 | 0 | 0
CSP | 0 | 0 | 0 | 0 | 0 | 0
CT | 0 | 0 | 0 | 0 | 0 | 0
Coal | 0 | 0 | 0 | 0 | 0 | 0
Geo | 0 | 0 | 0 | 0 | 0 | 0
H | 0 | 0 | 0 | 0 | 0 | 0
LFG | 0 | 0 | 0 | 0 | 0 | 0
Nuc | 0 | 0 | 0 | 0 | 0 | 0
PS | 0 | 0 | 0 | 0 | 0 | 0
PV | 0 | 0 | 0 | 0 | 0 | 0
PeakG | 0 | 0 | 0 | 0 | 0 | 0
PeakO | 0 | 0 | 0 | 0 | 0 | 0
ST | 0 | 0 | 0 | 0 | 0 | 0
STOG | 0 | 0 | 0 | 0 | 0 | 0
STWD | 0 | 0 | 0 | 0 | 0 | 0
WT | 0 | 0 | 0 | 0 | 0 | 0
IGCC | 0 | 0 | 0 | 0 | 0 | 0
DemandResponse | 0 | 0 | 0 | 0 | 0 | 0
IGCC-CCS | 0 | 0 | 0 | 0 | 0 | 0
WT_off | 0 | 0 | 0 | 0 | 0 | 0
PseudoUnit | 0 | 0 | 0 | 0 | 0 | 0
FixedInterchange | 0 | 0 | 0 | 0 | 0 | 0
Emission Cost by Reporting Type: NWPP_Coal
ReportingType | 2015 | 2020 | 2025 | 2030 | 2035 | 2040
BM | 0 | 0 | 0 | 0 | 0 | 0
CC | 0 | 0 | 0 | 0 | 0 | 0
CSP | 0 | 0 | 0 | 0 | 0 | 0
CT | 0 | 0 | 0 | 0 | 0 | 0
Coal | 0 | 0 | 0 | 0 | 0 | 0
Geo | 0 | 0 | 0 | 0 | 0 | 0
H | 0 | 0 | 0 | 0 | 0 | 0
LFG | 0 | 0 | 0 | 0 | 0 | 0
Nuc | 0 | 0 | 0 | 0 | 0 | 0
PS | 0 | 0 | 0 | 0 | 0 | 0
PV | 0 | 0 | 0 | 0 | 0 | 0
PeakG | 0 | 0 | 0 | 0 | 0 | 0
PeakO | 0 | 0 | 0 | 0 | 0 | 0
ST | 0 | 0 | 0 | 0 | 0 | 0
STOG | 0 | 0 | 0 | 0 | 0 | 0
STWD | 0 | 0 | 0 | 0 | 0 | 0
WT | 0 | 0 | 0 | 0 | 0 | 0
IGCC | 0 | 0 | 0 | 0 | 0 | 0
DemandResponse | 0 | 0 | 0 | 0 | 0 | 0
IGCC-CCS | 0 | 0 | 0 | 0 | 0 | 0
WT_off | 0 | 0 | 0 | 0 | 0 | 0
PseudoUnit | 0 | 0 | 0 | 0 | 0 | 0
FixedInterchange | 0 | 0 | 0 | 0 | 0 | 0
Emission Cost by Reporting Type: NWPP_Gas
ReportingType | 2015 | 2020 | 2025 | 2030 | 2035 | 2040
BM | 0 | 0 | 0 | 0 | 0 | 0
CC | 0 | 0 | 0 | 0 | 0 | 0
CSP | 0 | 0 | 0 | 0 | 0 | 0
CT | 0 | 0 | 0 | 0 | 0 | 0
Coal | 0 | 0 | 0 | 0 | 0 | 0
Geo | 0 | 0 | 0 | 0 | 0 | 0
H | 0 | 0 | 0 | 0 | 0 | 0
LFG | 0 | 0 | 0 | 0 | 0 | 0
Nuc | 0 | 0 | 0 | 0 | 0 | 0
PS | 0 | 0 | 0 | 0 | 0 | 0
PV | 0 | 0 | 0 | 0 | 0 | 0
PeakG | 0 | 0 | 0 | 0 | 0 | 0
PeakO | 0 | 0 | 0 | 0 | 0 | 0
ST | 0 | 0 | 0 | 0 | 0 | 0
STOG | 0 | 0 | 0 | 0 | 0 | 0
STWD | 0 | 0 | 0 | 0 | 0 | 0
WT | 0 | 0 | 0 | 0 | 0 | 0
IGCC | 0 | 0 | 0 | 0 | 0 | 0
DemandResponse | 0 | 0 | 0 | 0 | 0 | 0
IGCC-CCS | 0 | 0 | 0 | 0 | 0 | 0
WT_off | 0 | 0 | 0 | 0 | 0 | 0
PseudoUnit | 0 | 0 | 0 | 0 | 0 | 0
FixedInterchange | 0 | 0 | 0 | 0 | 0 | 0
Emission Cost by Reporting Type: NWPP_NucRenew
ReportingType | 2015 | 2020 | 2025 | 2030 | 2035 | 2040
BM | 0 | 0 | 0 | 0 | 0 | 0
CC | 0 | 0 | 0 | 0 | 0 | 0
CSP | 0 | 0 | 0 | 0 | 0 | 0
CT | 0 | 0 | 0 | 0 | 0 | 0
Coal | 0 | 0 | 0 | 0 | 0 | 0
Geo | 0 | 0 | 0 | 0 | 0 | 0
H | 0 | 0 | 0 | 0 | 0 | 0
LFG | 0 | 0 | 0 | 0 | 0 | 0
Nuc | 0 | 0 | 0 | 0 | 0 | 0
PS | 0 | 0 | 0 | 0 | 0 | 0
PV | 0 | 0 | 0 | 0 | 0 | 0
PeakG | 0 | 0 | 0 | 0 | 0 | 0
PeakO | 0 | 0 | 0 | 0 | 0 | 0
ST | 0 | 0 | 0 | 0 | 0 | 0
STOG | 0 | 0 | 0 | 0 | 0 | 0
STWD | 0 | 0 | 0 | 0 | 0 | 0
WT | 0 | 0 | 0 | 0 | 0 | 0
IGCC | 0 | 0 | 0 | 0 | 0 | 0
DemandResponse | 0 | 0 | 0 | 0 | 0 | 0
IGCC-CCS | 0 | 0 | 0 | 0 | 0 | 0
WT_off | 0 | 0 | 0 | 0 | 0 | 0
PseudoUnit | 0 | 0 | 0 | 0 | 0 | 0
FixedInterchange | 0 | 0 | 0 | 0 | 0 | 0
Emission Cost by Reporting Type: RMPA
ReportingType | 2015 | 2020 | 2025 | 2030 | 2035 | 2040
BM | 0 | 0 | 0 | 0 | 0 | 0
CC | 0 | 0 | 0 | 0 | 0 | 0
CSP | 0 | 0 | 0 | 0 | 0 | 0
CT | 0 | 0 | 0 | 0 | 0 | 0
Coal | 0 | 0 | 0 | 0 | 0 | 0
Geo | 0 | 0 | 0 | 0 | 0 | 0
H | 0 | 0 | 0 | 0 | 0 | 0
LFG | 0 | 0 | 0 | 0 | 0 | 0
Nuc | 0 | 0 | 0 | 0 | 0 | 0
PS | 0 | 0 | 0 | 0 | 0 | 0
PV | 0 | 0 | 0 | 0 | 0 | 0
PeakG | 0 | 0 | 0 | 0 | 0 | 0
PeakO | 0 | 0 | 0 | 0 | 0 | 0
ST | 0 | 0 | 0 | 0 | 0 | 0
STOG | 0 | 0 | 0 | 0 | 0 | 0
STWD | 0 | 0 | 0 | 0 | 0 | 0
WT | 0 | 0 | 0 | 0 | 0 | 0
IGCC | 0 | 0 | 0 | 0 | 0 | 0
DemandResponse | 0 | 0 | 0 | 0 | 0 | 0
IGCC-CCS | 0 | 0 | 0 | 0 | 0 | 0
WT_off | 0 | 0 | 0 | 0 | 0 | 0
PseudoUnit | 0 | 0 | 0 | 0 | 0 | 0
FixedInterchange | 0 | 0 | 0 | 0 | 0 | 0
Emission Cost by Reporting Type: SP15
ReportingType | 2015 | 2020 | 2025 | 2030 | 2035 | 2040
BM | 0 | 0 | 0 | 0 | 0 | 0
CC | 0 | 0 | 0 | 0 | 0 | 0
CSP | 0 | 0 | 0 | 0 | 0 | 0
CT | 0 | 0 | 0 | 0 | 0 | 0
Coal | 0 | 0 | 0 | 0 | 0 | 0
Geo | 0 | 0 | 0 | 0 | 0 | 0
H | 0 | 0 | 0 | 0 | 0 | 0
LFG | 0 | 0 | 0 | 0 | 0 | 0
Nuc | 0 | 0 | 0 | 0 | 0 | 0
PS | 0 | 0 | 0 | 0 | 0 | 0
PV | 0 | 0 | 0 | 0 | 0 | 0
PeakG | 0 | 0 | 0 | 0 | 0 | 0
PeakO | 0 | 0 | 0 | 0 | 0 | 0
ST | 0 | 0 | 0 | 0 | 0 | 0
STOG | 0 | 0 | 0 | 0 | 0 | 0
STWD | 0 | 0 | 0 | 0 | 0 | 0
WT | 0 | 0 | 0 | 0 | 0 | 0
IGCC | 0 | 0 | 0 | 0 | 0 | 0
DemandResponse | 0 | 0 | 0 | 0 | 0 | 0
IGCC-CCS | 0 | 0 | 0 | 0 | 0 | 0
WT_off | 0 | 0 | 0 | 0 | 0 | 0
PseudoUnit | 0 | 0 | 0 | 0 | 0 | 0
FixedInterchange | 0 | 0 | 0 | 0 | 0 | 0
Emission Cost by Reporting Type: ALB
ReportingType | 2015 | 2020 | 2025 | 2030 | 2035 | 2040
BM | 0 | 0 | 0 | 0 | 0 | 0
CC | 0 | 0 | 0 | 0 | 0 | 0
CSP | 0 | 0 | 0 | 0 | 0 | 0
CT | 0 | 0 | 0 | 0 | 0 | 0
Coal | 0 | 0 | 0 | 0 | 0 | 0
Geo | 0 | 0 | 0 | 0 | 0 | 0
H | 0 | 0 | 0 | 0 | 0 | 0
LFG | 0 | 0 | 0 | 0 | 0 | 0
Nuc | 0 | 0 | 0 | 0 | 0 | 0
PS | 0 | 0 | 0 | 0 | 0 | 0
PV | 0 | 0 | 0 | 0 | 0 | 0
PeakG | 0 | 0 | 0 | 0 | 0 | 0
PeakO | 0 | 0 | 0 | 0 | 0 | 0
ST | 0 | 0 | 0 | 0 | 0 | 0
STOG | 0 | 0 | 0 | 0 | 0 | 0
STWD | 0 | 0 | 0 | 0 | 0 | 0
WT | 0 | 0 | 0 | 0 | 0 | 0
IGCC | 0 | 0 | 0 | 0 | 0 | 0
DemandResponse | 0 | 0 | 0 | 0 | 0 | 0
IGCC-CCS | 0 | 0 | 0 | 0 | 0 | 0
WT_off | 0 | 0 | 0 | 0 | 0 | 0
PseudoUnit | 0 | 0 | 0 | 0 | 0 | 0
FixedInterchange | 0 | 0 | 0 | 0 | 0 | 0
Emission Cost by Reporting Type: BC
ReportingType | 2015 | 2020 | 2025 | 2030 | 2035 | 2040
BM | 0 | 0 | 0 | 0 | 0 | 0
CC | 0 | 0 | 0 | 0 | 0 | 0
CSP | 0 | 0 | 0 | 0 | 0 | 0
CT | 0 | 0 | 0 | 0 | 0 | 0
Coal | 0 | 0 | 0 | 0 | 0 | 0
Geo | 0 | 0 | 0 | 0 | 0 | 0
H | 0 | 0 | 0 | 0 | 0 | 0
LFG | 0 | 0 | 0 | 0 | 0 | 0
Nuc | 0 | 0 | 0 | 0 | 0 | 0
PS | 0 | 0 | 0 | 0 | 0 | 0
PV | 0 | 0 | 0 | 0 | 0 | 0
PeakG | 0 | 0 | 0 | 0 | 0 | 0
PeakO | 0 | 0 | 0 | 0 | 0 | 0
ST | 0 | 0 | 0 | 0 | 0 | 0
STOG | 0 | 0 | 0 | 0 | 0 | 0
STWD | 0 | 0 | 0 | 0 | 0 | 0
WT | 0 | 0 | 0 | 0 | 0 | 0
IGCC | 0 | 0 | 0 | 0 | 0 | 0
DemandResponse | 0 | 0 | 0 | 0 | 0 | 0
IGCC-CCS | 0 | 0 | 0 | 0 | 0 | 0
WT_off | 0 | 0 | 0 | 0 | 0 | 0
PseudoUnit | 0 | 0 | 0 | 0 | 0 | 0
FixedInterchange | 0 | 0 | 0 | 0 | 0 | 0
Emission Cost by Reporting Type: HQ_IESO
ReportingType | 2015 | 2020 | 2025 | 2030 | 2035 | 2040
BM | 0 | 0 | 0 | 0 | 0 | 0
CC | 0 | 0 | 0 | 0 | 0 | 0
CSP | 0 | 0 | 0 | 0 | 0 | 0
CT | 0 | 0 | 0 | 0 | 0 | 0
Coal | 0 | 0 | 0 | 0 | 0 | 0
Geo | 0 | 0 | 0 | 0 | 0 | 0
H | 0 | 0 | 0 | 0 | 0 | 0
LFG | 0 | 0 | 0 | 0 | 0 | 0
Nuc | 0 | 0 | 0 | 0 | 0 | 0
PS | 0 | 0 | 0 | 0 | 0 | 0
PV | 0 | 0 | 0 | 0 | 0 | 0
PeakG | 0 | 0 | 0 | 0 | 0 | 0
PeakO | 0 | 0 | 0 | 0 | 0 | 0
ST | 0 | 0 | 0 | 0 | 0 | 0
STOG | 0 | 0 | 0 | 0 | 0 | 0
STWD | 0 | 0 | 0 | 0 | 0 | 0
WT | 0 | 0 | 0 | 0 | 0 | 0
IGCC | 0 | 0 | 0 | 0 | 0 | 0
DemandResponse | 0 | 0 | 0 | 0 | 0 | 0
IGCC-CCS | 0 | 0 | 0 | 0 | 0 | 0
WT_off | 0 | 0 | 0 | 0 | 0 | 0
PseudoUnit | 0 | 0 | 0 | 0 | 0 | 0
FixedInterchange | 0 | 0 | 0 | 0 | 0 | 0
Emission Cost by Reporting Type: HQ_NEISO
ReportingType | 2015 | 2020 | 2025 | 2030 | 2035 | 2040
BM | 0 | 0 | 0 | 0 | 0 | 0
CC | 0 | 0 | 0 | 0 | 0 | 0
CSP | 0 | 0 | 0 | 0 | 0 | 0
CT | 0 | 0 | 0 | 0 | 0 | 0
Coal | 0 | 0 | 0 | 0 | 0 | 0
Geo | 0 | 0 | 0 | 0 | 0 | 0
H | 0 | 0 | 0 | 0 | 0 | 0
LFG | 0 | 0 | 0 | 0 | 0 | 0
Nuc | 0 | 0 | 0 | 0 | 0 | 0
PS | 0 | 0 | 0 | 0 | 0 | 0
PV | 0 | 0 | 0 | 0 | 0 | 0
PeakG | 0 | 0 | 0 | 0 | 0 | 0
PeakO | 0 | 0 | 0 | 0 | 0 | 0
ST | 0 | 0 | 0 | 0 | 0 | 0
STOG | 0 | 0 | 0 | 0 | 0 | 0
STWD | 0 | 0 | 0 | 0 | 0 | 0
WT | 0 | 0 | 0 | 0 | 0 | 0
IGCC | 0 | 0 | 0 | 0 | 0 | 0
DemandResponse | 0 | 0 | 0 | 0 | 0 | 0
IGCC-CCS | 0 | 0 | 0 | 0 | 0 | 0
WT_off | 0 | 0 | 0 | 0 | 0 | 0
PseudoUnit | 0 | 0 | 0 | 0 | 0 | 0
FixedInterchange | 0 | 0 | 0 | 0 | 0 | 0
Emission Cost by Reporting Type: HQ_NY
ReportingType | 2015 | 2020 | 2025 | 2030 | 2035 | 2040
BM | 0 | 0 | 0 | 0 | 0 | 0
CC | 0 | 0 | 0 | 0 | 0 | 0
CSP | 0 | 0 | 0 | 0 | 0 | 0
CT | 0 | 0 | 0 | 0 | 0 | 0
Coal | 0 | 0 | 0 | 0 | 0 | 0
Geo | 0 | 0 | 0 | 0 | 0 | 0
H | 0 | 0 | 0 | 0 | 0 | 0
LFG | 0 | 0 | 0 | 0 | 0 | 0
Nuc | 0 | 0 | 0 | 0 | 0 | 0
PS | 0 | 0 | 0 | 0 | 0 | 0
PV | 0 | 0 | 0 | 0 | 0 | 0
PeakG | 0 | 0 | 0 | 0 | 0 | 0
PeakO | 0 | 0 | 0 | 0 | 0 | 0
ST | 0 | 0 | 0 | 0 | 0 | 0
STOG | 0 | 0 | 0 | 0 | 0 | 0
STWD | 0 | 0 | 0 | 0 | 0 | 0
WT | 0 | 0 | 0 | 0 | 0 | 0
IGCC | 0 | 0 | 0 | 0 | 0 | 0
DemandResponse | 0 | 0 | 0 | 0 | 0 | 0
IGCC-CCS | 0 | 0 | 0 | 0 | 0 | 0
WT_off | 0 | 0 | 0 | 0 | 0 | 0
PseudoUnit | 0 | 0 | 0 | 0 | 0 | 0
FixedInterchange | 0 | 0 | 0 | 0 | 0 | 0
Emission Cost by Reporting Type: MARITIMES
ReportingType | 2015 | 2020 | 2025 | 2030 | 2035 | 2040
BM | 0 | 0 | 0 | 0 | 0 | 0
CC | 0 | 0 | 0 | 0 | 0 | 0
CSP | 0 | 0 | 0 | 0 | 0 | 0
CT | 0 | 0 | 0 | 0 | 0 | 0
Coal | 0 | 0 | 0 | 0 | 0 | 0
Geo | 0 | 0 | 0 | 0 | 0 | 0
H | 0 | 0 | 0 | 0 | 0 | 0
LFG | 0 | 0 | 0 | 0 | 0 | 0
Nuc | 0 | 0 | 0 | 0 | 0 | 0
PS | 0 | 0 | 0 | 0 | 0 | 0
PV | 0 | 0 | 0 | 0 | 0 | 0
PeakG | 0 | 0 | 0 | 0 | 0 | 0
PeakO | 0 | 0 | 0 | 0 | 0 | 0
ST | 0 | 0 | 0 | 0 | 0 | 0
STOG | 0 | 0 | 0 | 0 | 0 | 0
STWD | 0 | 0 | 0 | 0 | 0 | 0
WT | 0 | 0 | 0 | 0 | 0 | 0
IGCC | 0 | 0 | 0 | 0 | 0 | 0
DemandResponse | 0 | 0 | 0 | 0 | 0 | 0
IGCC-CCS | 0 | 0 | 0 | 0 | 0 | 0
WT_off | 0 | 0 | 0 | 0 | 0 | 0
PseudoUnit | 0 | 0 | 0 | 0 | 0 | 0
FixedInterchange | 0 | 0 | 0 | 0 | 0 | 0
Emission Cost by Reporting Type: All
ReportingType | 2015 | 2020 | 2025 | 2030 | 2035 | 2040
BM | 0 | 0 | 0 | 0 | 0 | 0
CC | 0 | 0 | 0 | 0 | 0 | 0
CSP | 0 | 0 | 0 | 0 | 0 | 0
CT | 0 | 0 | 0 | 0 | 0 | 0
Coal | 0 | 0 | 0 | 0 | 0 | 0
Geo | 0 | 0 | 0 | 0 | 0 | 0
H | 0 | 0 | 0 | 0 | 0 | 0
LFG | 0 | 0 | 0 | 0 | 0 | 0
Nuc | 0 | 0 | 0 | 0 | 0 | 0
PS | 0 | 0 | 0 | 0 | 0 | 0
PV | 0 | 0 | 0 | 0 | 0 | 0
PeakG | 0 | 0 | 0 | 0 | 0 | 0
PeakO | 0 | 0 | 0 | 0 | 0 | 0
ST | 0 | 0 | 0 | 0 | 0 | 0
STOG | 0 | 0 | 0 | 0 | 0 | 0
STWD | 0 | 0 | 0 | 0 | 0 | 0
WT | 0 | 0 | 0 | 0 | 0 | 0
IGCC | 0 | 0 | 0 | 0 | 0 | 0
DemandResponse | 0 | 0 | 0 | 0 | 0 | 0
IGCC-CCS | 0 | 0 | 0 | 0 | 0 | 0
WT_off | 0 | 0 | 0 | 0 | 0 | 0
PseudoUnit | 0 | 0 | 0 | 0 | 0 | 0
FixedInterchange | 0 | 0 | 0 | 0 | 0 | 0
Emission Cost by Reporting Type: EI_US
ReportingType | 2015 | 2020 | 2025 | 2030 | 2035 | 2040
BM | 0 | 0 | 0 | 0 | 0 | 0
CC | 0 | 0 | 0 | 0 | 0 | 0
CSP | 0 | 0 | 0 | 0 | 0 | 0
CT | 0 | 0 | 0 | 0 | 0 | 0
Coal | 0 | 0 | 0 | 0 | 0 | 0
Geo | 0 | 0 | 0 | 0 | 0 | 0
H | 0 | 0 | 0 | 0 | 0 | 0
LFG | 0 | 0 | 0 | 0 | 0 | 0
Nuc | 0 | 0 | 0 | 0 | 0 | 0
PS | 0 | 0 | 0 | 0 | 0 | 0
PV | 0 | 0 | 0 | 0 | 0 | 0
PeakG | 0 | 0 | 0 | 0 | 0 | 0
PeakO | 0 | 0 | 0 | 0 | 0 | 0
ST | 0 | 0 | 0 | 0 | 0 | 0
STOG | 0 | 0 | 0 | 0 | 0 | 0
STWD | 0 | 0 | 0 | 0 | 0 | 0
WT | 0 | 0 | 0 | 0 | 0 | 0
IGCC | 0 | 0 | 0 | 0 | 0 | 0
DemandResponse | 0 | 0 | 0 | 0 | 0 | 0
IGCC-CCS | 0 | 0 | 0 | 0 | 0 | 0
WT_off | 0 | 0 | 0 | 0 | 0 | 0
PseudoUnit | 0 | 0 | 0 | 0 | 0 | 0
FixedInterchange | 0 | 0 | 0 | 0 | 0 | 0
Emission Cost by Reporting Type: EI_Canada
ReportingType | 2015 | 2020 | 2025 | 2030 | 2035 | 2040
BM | 0 | 0 | 0 | 0 | 0 | 0
CC | 0 | 0 | 0 | 0 | 0 | 0
CSP | 0 | 0 | 0 | 0 | 0 | 0
CT | 0 | 0 | 0 | 0 | 0 | 0
Coal | 0 | 0 | 0 | 0 | 0 | 0
Geo | 0 | 0 | 0 | 0 | 0 | 0
H | 0 | 0 | 0 | 0 | 0 | 0
LFG | 0 | 0 | 0 | 0 | 0 | 0
Nuc | 0 | 0 | 0 | 0 | 0 | 0
PS | 0 | 0 | 0 | 0 | 0 | 0
PV | 0 | 0 | 0 | 0 | 0 | 0
PeakG | 0 | 0 | 0 | 0 | 0 | 0
PeakO | 0 | 0 | 0 | 0 | 0 | 0
ST | 0 | 0 | 0 | 0 | 0 | 0
STOG | 0 | 0 | 0 | 0 | 0 | 0
STWD | 0 | 0 | 0 | 0 | 0 | 0
WT | 0 | 0 | 0 | 0 | 0 | 0
IGCC | 0 | 0 | 0 | 0 | 0 | 0
DemandResponse | 0 | 0 | 0 | 0 | 0 | 0
IGCC-CCS | 0 | 0 | 0 | 0 | 0 | 0
WT_off | 0 | 0 | 0 | 0 | 0 | 0
PseudoUnit | 0 | 0 | 0 | 0 | 0 | 0
FixedInterchange | 0 | 0 | 0 | 0 | 0 | 0
Emission Cost by Reporting Type: EI
ReportingType | 2015 | 2020 | 2025 | 2030 | 2035 | 2040
BM | 0 | 0 | 0 | 0 | 0 | 0
CC | 0 | 0 | 0 | 0 | 0 | 0
CSP | 0 | 0 | 0 | 0 | 0 | 0
CT | 0 | 0 | 0 | 0 | 0 | 0
Coal | 0 | 0 | 0 | 0 | 0 | 0
Geo | 0 | 0 | 0 | 0 | 0 | 0
H | 0 | 0 | 0 | 0 | 0 | 0
LFG | 0 | 0 | 0 | 0 | 0 | 0
Nuc | 0 | 0 | 0 | 0 | 0 | 0
PS | 0 | 0 | 0 | 0 | 0 | 0
PV | 0 | 0 | 0 | 0 | 0 | 0
PeakG | 0 | 0 | 0 | 0 | 0 | 0
PeakO | 0 | 0 | 0 | 0 | 0 | 0
ST | 0 | 0 | 0 | 0 | 0 | 0
STOG | 0 | 0 | 0 | 0 | 0 | 0
STWD | 0 | 0 | 0 | 0 | 0 | 0
WT | 0 | 0 | 0 | 0 | 0 | 0
IGCC | 0 | 0 | 0 | 0 | 0 | 0
DemandResponse | 0 | 0 | 0 | 0 | 0 | 0
IGCC-CCS | 0 | 0 | 0 | 0 | 0 | 0
WT_off | 0 | 0 | 0 | 0 | 0 | 0
PseudoUnit | 0 | 0 | 0 | 0 | 0 | 0
FixedInterchange | 0 | 0 | 0 | 0 | 0 | 0
Emission Cost by Reporting Type: Outside_EI
ReportingType | 2015 | 2020 | 2025 | 2030 | 2035 | 2040
BM | 0 | 0 | 0 | 0 | 0 | 0
CC | 0 | 0 | 0 | 0 | 0 | 0
CSP | 0 | 0 | 0 | 0 | 0 | 0
CT | 0 | 0 | 0 | 0 | 0 | 0
Coal | 0 | 0 | 0 | 0 | 0 | 0
Geo | 0 | 0 | 0 | 0 | 0 | 0
H | 0 | 0 | 0 | 0 | 0 | 0
LFG | 0 | 0 | 0 | 0 | 0 | 0
Nuc | 0 | 0 | 0 | 0 | 0 | 0
PS | 0 | 0 | 0 | 0 | 0 | 0
PV | 0 | 0 | 0 | 0 | 0 | 0
PeakG | 0 | 0 | 0 | 0 | 0 | 0
PeakO | 0 | 0 | 0 | 0 | 0 | 0
ST | 0 | 0 | 0 | 0 | 0 | 0
STOG | 0 | 0 | 0 | 0 | 0 | 0
STWD | 0 | 0 | 0 | 0 | 0 | 0
WT | 0 | 0 | 0 | 0 | 0 | 0
IGCC | 0 | 0 | 0 | 0 | 0 | 0
DemandResponse | 0 | 0 | 0 | 0 | 0 | 0
IGCC-CCS | 0 | 0 | 0 | 0 | 0 | 0
WT_off | 0 | 0 | 0 | 0 | 0 | 0
PseudoUnit | 0 | 0 | 0 | 0 | 0 | 0
FixedInterchange | 0 | 0 | 0 | 0 | 0 | 0
==== Emission Program: CAIRNOxAnnual : (NOx) ====
Emission Cost by Reporting Type: Entergy
ReportingType | 2015 | 2020 | 2025 | 2030 | 2035 | 2040
BM | 0 | 0 | 0 | 0 | 0 | 0
CC | 0 | 0 | 0 | 0 | 0 | 0
CSP | 0 | 0 | 0 | 0 | 0 | 0
CT | 0 | 0 | 0 | 0 | 0 | 0
Coal | 0 | 0 | 0 | 0 | 0 | 0
Geo | 0 | 0 | 0 | 0 | 0 | 0
H | 0 | 0 | 0 | 0 | 0 | 0
LFG | 0 | 0 | 0 | 0 | 0 | 0
Nuc | 0 | 0 | 0 | 0 | 0 | 0
PS | 0 | 0 | 0 | 0 | 0 | 0
PV | 0 | 0 | 0 | 0 | 0 | 0
PeakG | 0 | 0 | 0 | 0 | 0 | 0
PeakO | 0 | 0 | 0 | 0 | 0 | 0
ST | 0 | 0 | 0 | 0 | 0 | 0
STOG | 0 | 0 | 0 | 0 | 0 | 0
STWD | 0 | 0 | 0 | 0 | 0 | 0
WT | 0 | 0 | 0 | 0 | 0 | 0
IGCC | 0 | 0 | 0 | 0 | 0 | 0
DemandResponse | 0 | 0 | 0 | 0 | 0 | 0
IGCC-CCS | 0 | 0 | 0 | 0 | 0 | 0
WT_off | 0 | 0 | 0 | 0 | 0 | 0
PseudoUnit | 0 | 0 | 0 | 0 | 0 | 0
FixedInterchange | 0 | 0 | 0 | 0 | 0 | 0
Emission Cost by Reporting Type: FRCC
ReportingType | 2015 | 2020 | 2025 | 2030 | 2035 | 2040
BM | 0 | 0 | 0 | 0 | 0 | 0
CC | 0 | 0 | 0 | 0 | 0 | 0
CSP | 0 | 0 | 0 | 0 | 0 | 0
CT | 0 | 0 | 0 | 0 | 0 | 0
Coal | 0 | 0 | 0 | 0 | 0 | 0
Geo | 0 | 0 | 0 | 0 | 0 | 0
H | 0 | 0 | 0 | 0 | 0 | 0
LFG | 0 | 0 | 0 | 0 | 0 | 0
Nuc | 0 | 0 | 0 | 0 | 0 | 0
PS | 0 | 0 | 0 | 0 | 0 | 0
PV | 0 | 0 | 0 | 0 | 0 | 0
PeakG | 0 | 0 | 0 | 0 | 0 | 0
PeakO | 0 | 0 | 0 | 0 | 0 | 0
ST | 0 | 0 | 0 | 0 | 0 | 0
STOG | 0 | 0 | 0 | 0 | 0 | 0
STWD | 0 | 0 | 0 | 0 | 0 | 0
WT | 0 | 0 | 0 | 0 | 0 | 0
IGCC | 0 | 0 | 0 | 0 | 0 | 0
DemandResponse | 0 | 0 | 0 | 0 | 0 | 0
IGCC-CCS | 0 | 0 | 0 | 0 | 0 | 0
WT_off | 0 | 0 | 0 | 0 | 0 | 0
PseudoUnit | 0 | 0 | 0 | 0 | 0 | 0
FixedInterchange | 0 | 0 | 0 | 0 | 0 | 0
Emission Cost by Reporting Type: MAPP_US
ReportingType | 2015 | 2020 | 2025 | 2030 | 2035 | 2040
BM | 0 | 0 | 0 | 0 | 0 | 0
CC | 0 | 0 | 0 | 0 | 0 | 0
CSP | 0 | 0 | 0 | 0 | 0 | 0
CT | 0 | 0 | 0 | 0 | 0 | 0
Coal | 0 | 0 | 0 | 0 | 0 | 0
Geo | 0 | 0 | 0 | 0 | 0 | 0
H | 0 | 0 | 0 | 0 | 0 | 0
LFG | 0 | 0 | 0 | 0 | 0 | 0
Nuc | 0 | 0 | 0 | 0 | 0 | 0
PS | 0 | 0 | 0 | 0 | 0 | 0
PV | 0 | 0 | 0 | 0 | 0 | 0
PeakG | 0 | 0 | 0 | 0 | 0 | 0
PeakO | 0 | 0 | 0 | 0 | 0 | 0
ST | 0 | 0 | 0 | 0 | 0 | 0
STOG | 0 | 0 | 0 | 0 | 0 | 0
STWD | 0 | 0 | 0 | 0 | 0 | 0
WT | 0 | 0 | 0 | 0 | 0 | 0
IGCC | 0 | 0 | 0 | 0 | 0 | 0
DemandResponse | 0 | 0 | 0 | 0 | 0 | 0
IGCC-CCS | 0 | 0 | 0 | 0 | 0 | 0
WT_off | 0 | 0 | 0 | 0 | 0 | 0
PseudoUnit | 0 | 0 | 0 | 0 | 0 | 0
FixedInterchange | 0 | 0 | 0 | 0 | 0 | 0
Emission Cost by Reporting Type: MISO_IN
ReportingType | 2015 | 2020 | 2025 | 2030 | 2035 | 2040
BM | 0 | 0 | 0 | 0 | 0 | 0
CC | 0 | 0 | 0 | 0 | 0 | 0
CSP | 0 | 0 | 0 | 0 | 0 | 0
CT | 0 | 0 | 0 | 0 | 0 | 0
Coal | 0 | 0 | 0 | 0 | 0 | 0
Geo | 0 | 0 | 0 | 0 | 0 | 0
H | 0 | 0 | 0 | 0 | 0 | 0
LFG | 0 | 0 | 0 | 0 | 0 | 0
Nuc | 0 | 0 | 0 | 0 | 0 | 0
PS | 0 | 0 | 0 | 0 | 0 | 0
PV | 0 | 0 | 0 | 0 | 0 | 0
PeakG | 0 | 0 | 0 | 0 | 0 | 0
PeakO | 0 | 0 | 0 | 0 | 0 | 0
ST | 0 | 0 | 0 | 0 | 0 | 0
STOG | 0 | 0 | 0 | 0 | 0 | 0
STWD | 0 | 0 | 0 | 0 | 0 | 0
WT | 0 | 0 | 0 | 0 | 0 | 0
IGCC | 0 | 0 | 0 | 0 | 0 | 0
DemandResponse | 0 | 0 | 0 | 0 | 0 | 0
IGCC-CCS | 0 | 0 | 0 | 0 | 0 | 0
WT_off | 0 | 0 | 0 | 0 | 0 | 0
PseudoUnit | 0 | 0 | 0 | 0 | 0 | 0
FixedInterchange | 0 | 0 | 0 | 0 | 0 | 0
Emission Cost by Reporting Type: MISO_MI
ReportingType | 2015 | 2020 | 2025 | 2030 | 2035 | 2040
BM | 0 | 0 | 0 | 0 | 0 | 0
CC | 0 | 0 | 0 | 0 | 0 | 0
CSP | 0 | 0 | 0 | 0 | 0 | 0
CT | 0 | 0 | 0 | 0 | 0 | 0
Coal | 0 | 0 | 0 | 0 | 0 | 0
Geo | 0 | 0 | 0 | 0 | 0 | 0
H | 0 | 0 | 0 | 0 | 0 | 0
LFG | 0 | 0 | 0 | 0 | 0 | 0
Nuc | 0 | 0 | 0 | 0 | 0 | 0
PS | 0 | 0 | 0 | 0 | 0 | 0
PV | 0 | 0 | 0 | 0 | 0 | 0
PeakG | 0 | 0 | 0 | 0 | 0 | 0
PeakO | 0 | 0 | 0 | 0 | 0 | 0
ST | 0 | 0 | 0 | 0 | 0 | 0
STOG | 0 | 0 | 0 | 0 | 0 | 0
STWD | 0 | 0 | 0 | 0 | 0 | 0
WT | 0 | 0 | 0 | 0 | 0 | 0
IGCC | 0 | 0 | 0 | 0 | 0 | 0
DemandResponse | 0 | 0 | 0 | 0 | 0 | 0
IGCC-CCS | 0 | 0 | 0 | 0 | 0 | 0
WT_off | 0 | 0 | 0 | 0 | 0 | 0
PseudoUnit | 0 | 0 | 0 | 0 | 0 | 0
FixedInterchange | 0 | 0 | 0 | 0 | 0 | 0
Emission Cost by Reporting Type: MISO_MO-IL
ReportingType | 2015 | 2020 | 2025 | 2030 | 2035 | 2040
BM | 0 | 0 | 0 | 0 | 0 | 0
CC | 0 | 0 | 0 | 0 | 0 | 0
CSP | 0 | 0 | 0 | 0 | 0 | 0
CT | 0 | 0 | 0 | 0 | 0 | 0
Coal | 0 | 0 | 0 | 0 | 0 | 0
Geo | 0 | 0 | 0 | 0 | 0 | 0
H | 0 | 0 | 0 | 0 | 0 | 0
LFG | 0 | 0 | 0 | 0 | 0 | 0
Nuc | 0 | 0 | 0 | 0 | 0 | 0
PS | 0 | 0 | 0 | 0 | 0 | 0
PV | 0 | 0 | 0 | 0 | 0 | 0
PeakG | 0 | 0 | 0 | 0 | 0 | 0
PeakO | 0 | 0 | 0 | 0 | 0 | 0
ST | 0 | 0 | 0 | 0 | 0 | 0
STOG | 0 | 0 | 0 | 0 | 0 | 0
STWD | 0 | 0 | 0 | 0 | 0 | 0
WT | 0 | 0 | 0 | 0 | 0 | 0
IGCC | 0 | 0 | 0 | 0 | 0 | 0
DemandResponse | 0 | 0 | 0 | 0 | 0 | 0
IGCC-CCS | 0 | 0 | 0 | 0 | 0 | 0
WT_off | 0 | 0 | 0 | 0 | 0 | 0
PseudoUnit | 0 | 0 | 0 | 0 | 0 | 0
FixedInterchange | 0 | 0 | 0 | 0 | 0 | 0
Emission Cost by Reporting Type: MISO_W
ReportingType | 2015 | 2020 | 2025 | 2030 | 2035 | 2040
BM | 0 | 0 | 0 | 0 | 0 | 0
CC | 0 | 0 | 0 | 0 | 0 | 0
CSP | 0 | 0 | 0 | 0 | 0 | 0
CT | 0 | 0 | 0 | 0 | 0 | 0
Coal | 0 | 0 | 0 | 0 | 0 | 0
Geo | 0 | 0 | 0 | 0 | 0 | 0
H | 0 | 0 | 0 | 0 | 0 | 0
LFG | 0 | 0 | 0 | 0 | 0 | 0
Nuc | 0 | 0 | 0 | 0 | 0 | 0
PS | 0 | 0 | 0 | 0 | 0 | 0
PV | 0 | 0 | 0 | 0 | 0 | 0
PeakG | 0 | 0 | 0 | 0 | 0 | 0
PeakO | 0 | 0 | 0 | 0 | 0 | 0
ST | 0 | 0 | 0 | 0 | 0 | 0
STOG | 0 | 0 | 0 | 0 | 0 | 0
STWD | 0 | 0 | 0 | 0 | 0 | 0
WT | 0 | 0 | 0 | 0 | 0 | 0
IGCC | 0 | 0 | 0 | 0 | 0 | 0
DemandResponse | 0 | 0 | 0 | 0 | 0 | 0
IGCC-CCS | 0 | 0 | 0 | 0 | 0 | 0
WT_off | 0 | 0 | 0 | 0 | 0 | 0
PseudoUnit | 0 | 0 | 0 | 0 | 0 | 0
FixedInterchange | 0 | 0 | 0 | 0 | 0 | 0
Emission Cost by Reporting Type: MISO_WUMS
ReportingType | 2015 | 2020 | 2025 | 2030 | 2035 | 2040
BM | 0 | 0 | 0 | 0 | 0 | 0
CC | 0 | 0 | 0 | 0 | 0 | 0
CSP | 0 | 0 | 0 | 0 | 0 | 0
CT | 0 | 0 | 0 | 0 | 0 | 0
Coal | 0 | 0 | 0 | 0 | 0 | 0
Geo | 0 | 0 | 0 | 0 | 0 | 0
H | 0 | 0 | 0 | 0 | 0 | 0
LFG | 0 | 0 | 0 | 0 | 0 | 0
Nuc | 0 | 0 | 0 | 0 | 0 | 0
PS | 0 | 0 | 0 | 0 | 0 | 0
PV | 0 | 0 | 0 | 0 | 0 | 0
PeakG | 0 | 0 | 0 | 0 | 0 | 0
PeakO | 0 | 0 | 0 | 0 | 0 | 0
ST | 0 | 0 | 0 | 0 | 0 | 0
STOG | 0 | 0 | 0 | 0 | 0 | 0
STWD | 0 | 0 | 0 | 0 | 0 | 0
WT | 0 | 0 | 0 | 0 | 0 | 0
IGCC | 0 | 0 | 0 | 0 | 0 | 0
DemandResponse | 0 | 0 | 0 | 0 | 0 | 0
IGCC-CCS | 0 | 0 | 0 | 0 | 0 | 0
WT_off | 0 | 0 | 0 | 0 | 0 | 0
PseudoUnit | 0 | 0 | 0 | 0 | 0 | 0
FixedInterchange | 0 | 0 | 0 | 0 | 0 | 0
Emission Cost by Reporting Type: Nebraska
ReportingType | 2015 | 2020 | 2025 | 2030 | 2035 | 2040
BM | 0 | 0 | 0 | 0 | 0 | 0
CC | 0 | 0 | 0 | 0 | 0 | 0
CSP | 0 | 0 | 0 | 0 | 0 | 0
CT | 0 | 0 | 0 | 0 | 0 | 0
Coal | 0 | 0 | 0 | 0 | 0 | 0
Geo | 0 | 0 | 0 | 0 | 0 | 0
H | 0 | 0 | 0 | 0 | 0 | 0
LFG | 0 | 0 | 0 | 0 | 0 | 0
Nuc | 0 | 0 | 0 | 0 | 0 | 0
PS | 0 | 0 | 0 | 0 | 0 | 0
PV | 0 | 0 | 0 | 0 | 0 | 0
PeakG | 0 | 0 | 0 | 0 | 0 | 0
PeakO | 0 | 0 | 0 | 0 | 0 | 0
ST | 0 | 0 | 0 | 0 | 0 | 0
STOG | 0 | 0 | 0 | 0 | 0 | 0
STWD | 0 | 0 | 0 | 0 | 0 | 0
WT | 0 | 0 | 0 | 0 | 0 | 0
IGCC | 0 | 0 | 0 | 0 | 0 | 0
DemandResponse | 0 | 0 | 0 | 0 | 0 | 0
IGCC-CCS | 0 | 0 | 0 | 0 | 0 | 0
WT_off | 0 | 0 | 0 | 0 | 0 | 0
PseudoUnit | 0 | 0 | 0 | 0 | 0 | 0
FixedInterchange | 0 | 0 | 0 | 0 | 0 | 0
Emission Cost by Reporting Type: NEISO
ReportingType | 2015 | 2020 | 2025 | 2030 | 2035 | 2040
BM | 0 | 0 | 0 | 0 | 0 | 0
CC | 0 | 0 | 0 | 0 | 0 | 0
CSP | 0 | 0 | 0 | 0 | 0 | 0
CT | 0 | 0 | 0 | 0 | 0 | 0
Coal | 0 | 0 | 0 | 0 | 0 | 0
Geo | 0 | 0 | 0 | 0 | 0 | 0
H | 0 | 0 | 0 | 0 | 0 | 0
LFG | 0 | 0 | 0 | 0 | 0 | 0
Nuc | 0 | 0 | 0 | 0 | 0 | 0
PS | 0 | 0 | 0 | 0 | 0 | 0
PV | 0 | 0 | 0 | 0 | 0 | 0
PeakG | 0 | 0 | 0 | 0 | 0 | 0
PeakO | 0 | 0 | 0 | 0 | 0 | 0
ST | 0 | 0 | 0 | 0 | 0 | 0
STOG | 0 | 0 | 0 | 0 | 0 | 0
STWD | 0 | 0 | 0 | 0 | 0 | 0
WT | 0 | 0 | 0 | 0 | 0 | 0
IGCC | 0 | 0 | 0 | 0 | 0 | 0
DemandResponse | 0 | 0 | 0 | 0 | 0 | 0
IGCC-CCS | 0 | 0 | 0 | 0 | 0 | 0
WT_off | 0 | 0 | 0 | 0 | 0 | 0
PseudoUnit | 0 | 0 | 0 | 0 | 0 | 0
FixedInterchange | 0 | 0 | 0 | 0 | 0 | 0
Emission Cost by Reporting Type: NonRTO_Midwest
ReportingType | 2015 | 2020 | 2025 | 2030 | 2035 | 2040
BM | 0 | 0 | 0 | 0 | 0 | 0
CC | 0 | 0 | 0 | 0 | 0 | 0
CSP | 0 | 0 | 0 | 0 | 0 | 0
CT | 0 | 0 | 0 | 0 | 0 | 0
Coal | 0 | 0 | 0 | 0 | 0 | 0
Geo | 0 | 0 | 0 | 0 | 0 | 0
H | 0 | 0 | 0 | 0 | 0 | 0
LFG | 0 | 0 | 0 | 0 | 0 | 0
Nuc | 0 | 0 | 0 | 0 | 0 | 0
PS | 0 | 0 | 0 | 0 | 0 | 0
PV | 0 | 0 | 0 | 0 | 0 | 0
PeakG | 0 | 0 | 0 | 0 | 0 | 0
PeakO | 0 | 0 | 0 | 0 | 0 | 0
ST | 0 | 0 | 0 | 0 | 0 | 0
STOG | 0 | 0 | 0 | 0 | 0 | 0
STWD | 0 | 0 | 0 | 0 | 0 | 0
WT | 0 | 0 | 0 | 0 | 0 | 0
IGCC | 0 | 0 | 0 | 0 | 0 | 0
DemandResponse | 0 | 0 | 0 | 0 | 0 | 0
IGCC-CCS | 0 | 0 | 0 | 0 | 0 | 0
WT_off | 0 | 0 | 0 | 0 | 0 | 0
PseudoUnit | 0 | 0 | 0 | 0 | 0 | 0
FixedInterchange | 0 | 0 | 0 | 0 | 0 | 0
Emission Cost by Reporting Type: NYISO_A-F
ReportingType | 2015 | 2020 | 2025 | 2030 | 2035 | 2040
BM | 0 | 0 | 0 | 0 | 0 | 0
CC | 0 | 0 | 0 | 0 | 0 | 0
CSP | 0 | 0 | 0 | 0 | 0 | 0
CT | 0 | 0 | 0 | 0 | 0 | 0
Coal | 0 | 0 | 0 | 0 | 0 | 0
Geo | 0 | 0 | 0 | 0 | 0 | 0
H | 0 | 0 | 0 | 0 | 0 | 0
LFG | 0 | 0 | 0 | 0 | 0 | 0
Nuc | 0 | 0 | 0 | 0 | 0 | 0
PS | 0 | 0 | 0 | 0 | 0 | 0
PV | 0 | 0 | 0 | 0 | 0 | 0
PeakG | 0 | 0 | 0 | 0 | 0 | 0
PeakO | 0 | 0 | 0 | 0 | 0 | 0
ST | 0 | 0 | 0 | 0 | 0 | 0
STOG | 0 | 0 | 0 | 0 | 0 | 0
STWD | 0 | 0 | 0 | 0 | 0 | 0
WT | 0 | 0 | 0 | 0 | 0 | 0
IGCC | 0 | 0 | 0 | 0 | 0 | 0
DemandResponse | 0 | 0 | 0 | 0 | 0 | 0
IGCC-CCS | 0 | 0 | 0 | 0 | 0 | 0
WT_off | 0 | 0 | 0 | 0 | 0 | 0
PseudoUnit | 0 | 0 | 0 | 0 | 0 | 0
FixedInterchange | 0 | 0 | 0 | 0 | 0 | 0
Emission Cost by Reporting Type: NYISO_G-I
ReportingType | 2015 | 2020 | 2025 | 2030 | 2035 | 2040
BM | 0 | 0 | 0 | 0 | 0 | 0
CC | 0 | 0 | 0 | 0 | 0 | 0
CSP | 0 | 0 | 0 | 0 | 0 | 0
CT | 0 | 0 | 0 | 0 | 0 | 0
Coal | 0 | 0 | 0 | 0 | 0 | 0
Geo | 0 | 0 | 0 | 0 | 0 | 0
H | 0 | 0 | 0 | 0 | 0 | 0
LFG | 0 | 0 | 0 | 0 | 0 | 0
Nuc | 0 | 0 | 0 | 0 | 0 | 0
PS | 0 | 0 | 0 | 0 | 0 | 0
PV | 0 | 0 | 0 | 0 | 0 | 0
PeakG | 0 | 0 | 0 | 0 | 0 | 0
PeakO | 0 | 0 | 0 | 0 | 0 | 0
ST | 0 | 0 | 0 | 0 | 0 | 0
STOG | 0 | 0 | 0 | 0 | 0 | 0
STWD | 0 | 0 | 0 | 0 | 0 | 0
WT | 0 | 0 | 0 | 0 | 0 | 0
IGCC | 0 | 0 | 0 | 0 | 0 | 0
DemandResponse | 0 | 0 | 0 | 0 | 0 | 0
IGCC-CCS | 0 | 0 | 0 | 0 | 0 | 0
WT_off | 0 | 0 | 0 | 0 | 0 | 0
PseudoUnit | 0 | 0 | 0 | 0 | 0 | 0
FixedInterchange | 0 | 0 | 0 | 0 | 0 | 0
Emission Cost by Reporting Type: NYISO_J-K
ReportingType | 2015 | 2020 | 2025 | 2030 | 2035 | 2040
BM | 0 | 0 | 0 | 0 | 0 | 0
CC | 0 | 0 | 0 | 0 | 0 | 0
CSP | 0 | 0 | 0 | 0 | 0 | 0
CT | 0 | 0 | 0 | 0 | 0 | 0
Coal | 0 | 0 | 0 | 0 | 0 | 0
Geo | 0 | 0 | 0 | 0 | 0 | 0
H | 0 | 0 | 0 | 0 | 0 | 0
LFG | 0 | 0 | 0 | 0 | 0 | 0
Nuc | 0 | 0 | 0 | 0 | 0 | 0
PS | 0 | 0 | 0 | 0 | 0 | 0
PV | 0 | 0 | 0 | 0 | 0 | 0
PeakG | 0 | 0 | 0 | 0 | 0 | 0
PeakO | 0 | 0 | 0 | 0 | 0 | 0
ST | 0 | 0 | 0 | 0 | 0 | 0
STOG | 0 | 0 | 0 | 0 | 0 | 0
STWD | 0 | 0 | 0 | 0 | 0 | 0
WT | 0 | 0 | 0 | 0 | 0 | 0
IGCC | 0 | 0 | 0 | 0 | 0 | 0
DemandResponse | 0 | 0 | 0 | 0 | 0 | 0
IGCC-CCS | 0 | 0 | 0 | 0 | 0 | 0
WT_off | 0 | 0 | 0 | 0 | 0 | 0
PseudoUnit | 0 | 0 | 0 | 0 | 0 | 0
FixedInterchange | 0 | 0 | 0 | 0 | 0 | 0
Emission Cost by Reporting Type: PJM_E
ReportingType | 2015 | 2020 | 2025 | 2030 | 2035 | 2040
BM | 0 | 0 | 0 | 0 | 0 | 0
CC | 0 | 0 | 0 | 0 | 0 | 0
CSP | 0 | 0 | 0 | 0 | 0 | 0
CT | 0 | 0 | 0 | 0 | 0 | 0
Coal | 0 | 0 | 0 | 0 | 0 | 0
Geo | 0 | 0 | 0 | 0 | 0 | 0
H | 0 | 0 | 0 | 0 | 0 | 0
LFG | 0 | 0 | 0 | 0 | 0 | 0
Nuc | 0 | 0 | 0 | 0 | 0 | 0
PS | 0 | 0 | 0 | 0 | 0 | 0
PV | 0 | 0 | 0 | 0 | 0 | 0
PeakG | 0 | 0 | 0 | 0 | 0 | 0
PeakO | 0 | 0 | 0 | 0 | 0 | 0
ST | 0 | 0 | 0 | 0 | 0 | 0
STOG | 0 | 0 | 0 | 0 | 0 | 0
STWD | 0 | 0 | 0 | 0 | 0 | 0
WT | 0 | 0 | 0 | 0 | 0 | 0
IGCC | 0 | 0 | 0 | 0 | 0 | 0
DemandResponse | 0 | 0 | 0 | 0 | 0 | 0
IGCC-CCS | 0 | 0 | 0 | 0 | 0 | 0
WT_off | 0 | 0 | 0 | 0 | 0 | 0
PseudoUnit | 0 | 0 | 0 | 0 | 0 | 0
FixedInterchange | 0 | 0 | 0 | 0 | 0 | 0
Emission Cost by Reporting Type: PJM_ROM
ReportingType | 2015 | 2020 | 2025 | 2030 | 2035 | 2040
BM | 0 | 0 | 0 | 0 | 0 | 0
CC | 0 | 0 | 0 | 0 | 0 | 0
CSP | 0 | 0 | 0 | 0 | 0 | 0
CT | 0 | 0 | 0 | 0 | 0 | 0
Coal | 0 | 0 | 0 | 0 | 0 | 0
Geo | 0 | 0 | 0 | 0 | 0 | 0
H | 0 | 0 | 0 | 0 | 0 | 0
LFG | 0 | 0 | 0 | 0 | 0 | 0
Nuc | 0 | 0 | 0 | 0 | 0 | 0
PS | 0 | 0 | 0 | 0 | 0 | 0
PV | 0 | 0 | 0 | 0 | 0 | 0
PeakG | 0 | 0 | 0 | 0 | 0 | 0
PeakO | 0 | 0 | 0 | 0 | 0 | 0
ST | 0 | 0 | 0 | 0 | 0 | 0
STOG | 0 | 0 | 0 | 0 | 0 | 0
STWD | 0 | 0 | 0 | 0 | 0 | 0
WT | 0 | 0 | 0 | 0 | 0 | 0
IGCC | 0 | 0 | 0 | 0 | 0 | 0
DemandResponse | 0 | 0 | 0 | 0 | 0 | 0
IGCC-CCS | 0 | 0 | 0 | 0 | 0 | 0
WT_off | 0 | 0 | 0 | 0 | 0 | 0
PseudoUnit | 0 | 0 | 0 | 0 | 0 | 0
FixedInterchange | 0 | 0 | 0 | 0 | 0 | 0
Emission Cost by Reporting Type: PJM_ROR
ReportingType | 2015 | 2020 | 2025 | 2030 | 2035 | 2040
BM | 0 | 0 | 0 | 0 | 0 | 0
CC | 0 | 0 | 0 | 0 | 0 | 0
CSP | 0 | 0 | 0 | 0 | 0 | 0
CT | 0 | 0 | 0 | 0 | 0 | 0
Coal | 0 | 0 | 0 | 0 | 0 | 0
Geo | 0 | 0 | 0 | 0 | 0 | 0
H | 0 | 0 | 0 | 0 | 0 | 0
LFG | 0 | 0 | 0 | 0 | 0 | 0
Nuc | 0 | 0 | 0 | 0 | 0 | 0
PS | 0 | 0 | 0 | 0 | 0 | 0
PV | 0 | 0 | 0 | 0 | 0 | 0
PeakG | 0 | 0 | 0 | 0 | 0 | 0
PeakO | 0 | 0 | 0 | 0 | 0 | 0
ST | 0 | 0 | 0 | 0 | 0 | 0
STOG | 0 | 0 | 0 | 0 | 0 | 0
STWD | 0 | 0 | 0 | 0 | 0 | 0
WT | 0 | 0 | 0 | 0 | 0 | 0
IGCC | 0 | 0 | 0 | 0 | 0 | 0
DemandResponse | 0 | 0 | 0 | 0 | 0 | 0
IGCC-CCS | 0 | 0 | 0 | 0 | 0 | 0
WT_off | 0 | 0 | 0 | 0 | 0 | 0
PseudoUnit | 0 | 0 | 0 | 0 | 0 | 0
FixedInterchange | 0 | 0 | 0 | 0 | 0 | 0
Emission Cost by Reporting Type: SOCO
ReportingType | 2015 | 2020 | 2025 | 2030 | 2035 | 2040
BM | 0 | 0 | 0 | 0 | 0 | 0
CC | 0 | 0 | 0 | 0 | 0 | 0
CSP | 0 | 0 | 0 | 0 | 0 | 0
CT | 0 | 0 | 0 | 0 | 0 | 0
Coal | 0 | 0 | 0 | 0 | 0 | 0
Geo | 0 | 0 | 0 | 0 | 0 | 0
H | 0 | 0 | 0 | 0 | 0 | 0
LFG | 0 | 0 | 0 | 0 | 0 | 0
Nuc | 0 | 0 | 0 | 0 | 0 | 0
PS | 0 | 0 | 0 | 0 | 0 | 0
PV | 0 | 0 | 0 | 0 | 0 | 0
PeakG | 0 | 0 | 0 | 0 | 0 | 0
PeakO | 0 | 0 | 0 | 0 | 0 | 0
ST | 0 | 0 | 0 | 0 | 0 | 0
STOG | 0 | 0 | 0 | 0 | 0 | 0
STWD | 0 | 0 | 0 | 0 | 0 | 0
WT | 0 | 0 | 0 | 0 | 0 | 0
IGCC | 0 | 0 | 0 | 0 | 0 | 0
DemandResponse | 0 | 0 | 0 | 0 | 0 | 0
IGCC-CCS | 0 | 0 | 0 | 0 | 0 | 0
WT_off | 0 | 0 | 0 | 0 | 0 | 0
PseudoUnit | 0 | 0 | 0 | 0 | 0 | 0
FixedInterchange | 0 | 0 | 0 | 0 | 0 | 0
Emission Cost by Reporting Type: SPP_N
ReportingType | 2015 | 2020 | 2025 | 2030 | 2035 | 2040
BM | 0 | 0 | 0 | 0 | 0 | 0
CC | 0 | 0 | 0 | 0 | 0 | 0
CSP | 0 | 0 | 0 | 0 | 0 | 0
CT | 0 | 0 | 0 | 0 | 0 | 0
Coal | 0 | 0 | 0 | 0 | 0 | 0
Geo | 0 | 0 | 0 | 0 | 0 | 0
H | 0 | 0 | 0 | 0 | 0 | 0
LFG | 0 | 0 | 0 | 0 | 0 | 0
Nuc | 0 | 0 | 0 | 0 | 0 | 0
PS | 0 | 0 | 0 | 0 | 0 | 0
PV | 0 | 0 | 0 | 0 | 0 | 0
PeakG | 0 | 0 | 0 | 0 | 0 | 0
PeakO | 0 | 0 | 0 | 0 | 0 | 0
ST | 0 | 0 | 0 | 0 | 0 | 0
STOG | 0 | 0 | 0 | 0 | 0 | 0
STWD | 0 | 0 | 0 | 0 | 0 | 0
WT | 0 | 0 | 0 | 0 | 0 | 0
IGCC | 0 | 0 | 0 | 0 | 0 | 0
DemandResponse | 0 | 0 | 0 | 0 | 0 | 0
IGCC-CCS | 0 | 0 | 0 | 0 | 0 | 0
WT_off | 0 | 0 | 0 | 0 | 0 | 0
PseudoUnit | 0 | 0 | 0 | 0 | 0 | 0
FixedInterchange | 0 | 0 | 0 | 0 | 0 | 0
Emission Cost by Reporting Type: SPP_S
ReportingType | 2015 | 2020 | 2025 | 2030 | 2035 | 2040
BM | 0 | 0 | 0 | 0 | 0 | 0
CC | 0 | 0 | 0 | 0 | 0 | 0
CSP | 0 | 0 | 0 | 0 | 0 | 0
CT | 0 | 0 | 0 | 0 | 0 | 0
Coal | 0 | 0 | 0 | 0 | 0 | 0
Geo | 0 | 0 | 0 | 0 | 0 | 0
H | 0 | 0 | 0 | 0 | 0 | 0
LFG | 0 | 0 | 0 | 0 | 0 | 0
Nuc | 0 | 0 | 0 | 0 | 0 | 0
PS | 0 | 0 | 0 | 0 | 0 | 0
PV | 0 | 0 | 0 | 0 | 0 | 0
PeakG | 0 | 0 | 0 | 0 | 0 | 0
PeakO | 0 | 0 | 0 | 0 | 0 | 0
ST | 0 | 0 | 0 | 0 | 0 | 0
STOG | 0 | 0 | 0 | 0 | 0 | 0
STWD | 0 | 0 | 0 | 0 | 0 | 0
WT | 0 | 0 | 0 | 0 | 0 | 0
IGCC | 0 | 0 | 0 | 0 | 0 | 0
DemandResponse | 0 | 0 | 0 | 0 | 0 | 0
IGCC-CCS | 0 | 0 | 0 | 0 | 0 | 0
WT_off | 0 | 0 | 0 | 0 | 0 | 0
PseudoUnit | 0 | 0 | 0 | 0 | 0 | 0
FixedInterchange | 0 | 0 | 0 | 0 | 0 | 0
Emission Cost by Reporting Type: TVA
ReportingType | 2015 | 2020 | 2025 | 2030 | 2035 | 2040
BM | 0 | 0 | 0 | 0 | 0 | 0
CC | 0 | 0 | 0 | 0 | 0 | 0
CSP | 0 | 0 | 0 | 0 | 0 | 0
CT | 0 | 0 | 0 | 0 | 0 | 0
Coal | 0 | 0 | 0 | 0 | 0 | 0
Geo | 0 | 0 | 0 | 0 | 0 | 0
H | 0 | 0 | 0 | 0 | 0 | 0
LFG | 0 | 0 | 0 | 0 | 0 | 0
Nuc | 0 | 0 | 0 | 0 | 0 | 0
PS | 0 | 0 | 0 | 0 | 0 | 0
PV | 0 | 0 | 0 | 0 | 0 | 0
PeakG | 0 | 0 | 0 | 0 | 0 | 0
PeakO | 0 | 0 | 0 | 0 | 0 | 0
ST | 0 | 0 | 0 | 0 | 0 | 0
STOG | 0 | 0 | 0 | 0 | 0 | 0
STWD | 0 | 0 | 0 | 0 | 0 | 0
WT | 0 | 0 | 0 | 0 | 0 | 0
IGCC | 0 | 0 | 0 | 0 | 0 | 0
DemandResponse | 0 | 0 | 0 | 0 | 0 | 0
IGCC-CCS | 0 | 0 | 0 | 0 | 0 | 0
WT_off | 0 | 0 | 0 | 0 | 0 | 0
PseudoUnit | 0 | 0 | 0 | 0 | 0 | 0
FixedInterchange | 0 | 0 | 0 | 0 | 0 | 0
Emission Cost by Reporting Type: TVA_Transmission
ReportingType | 2015 | 2020 | 2025 | 2030 | 2035 | 2040
BM | 0 | 0 | 0 | 0 | 0 | 0
CC | 0 | 0 | 0 | 0 | 0 | 0
CSP | 0 | 0 | 0 | 0 | 0 | 0
CT | 0 | 0 | 0 | 0 | 0 | 0
Coal | 0 | 0 | 0 | 0 | 0 | 0
Geo | 0 | 0 | 0 | 0 | 0 | 0
H | 0 | 0 | 0 | 0 | 0 | 0
LFG | 0 | 0 | 0 | 0 | 0 | 0
Nuc | 0 | 0 | 0 | 0 | 0 | 0
PS | 0 | 0 | 0 | 0 | 0 | 0
PV | 0 | 0 | 0 | 0 | 0 | 0
PeakG | 0 | 0 | 0 | 0 | 0 | 0
PeakO | 0 | 0 | 0 | 0 | 0 | 0
ST | 0 | 0 | 0 | 0 | 0 | 0
STOG | 0 | 0 | 0 | 0 | 0 | 0
STWD | 0 | 0 | 0 | 0 | 0 | 0
WT | 0 | 0 | 0 | 0 | 0 | 0
IGCC | 0 | 0 | 0 | 0 | 0 | 0
DemandResponse | 0 | 0 | 0 | 0 | 0 | 0
IGCC-CCS | 0 | 0 | 0 | 0 | 0 | 0
WT_off | 0 | 0 | 0 | 0 | 0 | 0
PseudoUnit | 0 | 0 | 0 | 0 | 0 | 0
FixedInterchange | 0 | 0 | 0 | 0 | 0 | 0
Emission Cost by Reporting Type: VACAR
ReportingType | 2015 | 2020 | 2025 | 2030 | 2035 | 2040
BM | 0 | 0 | 0 | 0 | 0 | 0
CC | 0 | 0 | 0 | 0 | 0 | 0
CSP | 0 | 0 | 0 | 0 | 0 | 0
CT | 0 | 0 | 0 | 0 | 0 | 0
Coal | 0 | 0 | 0 | 0 | 0 | 0
Geo | 0 | 0 | 0 | 0 | 0 | 0
H | 0 | 0 | 0 | 0 | 0 | 0
LFG | 0 | 0 | 0 | 0 | 0 | 0
Nuc | 0 | 0 | 0 | 0 | 0 | 0
PS | 0 | 0 | 0 | 0 | 0 | 0
PV | 0 | 0 | 0 | 0 | 0 | 0
PeakG | 0 | 0 | 0 | 0 | 0 | 0
PeakO | 0 | 0 | 0 | 0 | 0 | 0
ST | 0 | 0 | 0 | 0 | 0 | 0
STOG | 0 | 0 | 0 | 0 | 0 | 0
STWD | 0 | 0 | 0 | 0 | 0 | 0
WT | 0 | 0 | 0 | 0 | 0 | 0
IGCC | 0 | 0 | 0 | 0 | 0 | 0
DemandResponse | 0 | 0 | 0 | 0 | 0 | 0
IGCC-CCS | 0 | 0 | 0 | 0 | 0 | 0
WT_off | 0 | 0 | 0 | 0 | 0 | 0
PseudoUnit | 0 | 0 | 0 | 0 | 0 | 0
FixedInterchange | 0 | 0 | 0 | 0 | 0 | 0
Emission Cost by Reporting Type: IESO
ReportingType | 2015 | 2020 | 2025 | 2030 | 2035 | 2040
BM | 0 | 0 | 0 | 0 | 0 | 0
CC | 0 | 0 | 0 | 0 | 0 | 0
CSP | 0 | 0 | 0 | 0 | 0 | 0
CT | 0 | 0 | 0 | 0 | 0 | 0
Coal | 0 | 0 | 0 | 0 | 0 | 0
Geo | 0 | 0 | 0 | 0 | 0 | 0
H | 0 | 0 | 0 | 0 | 0 | 0
LFG | 0 | 0 | 0 | 0 | 0 | 0
Nuc | 0 | 0 | 0 | 0 | 0 | 0
PS | 0 | 0 | 0 | 0 | 0 | 0
PV | 0 | 0 | 0 | 0 | 0 | 0
PeakG | 0 | 0 | 0 | 0 | 0 | 0
PeakO | 0 | 0 | 0 | 0 | 0 | 0
ST | 0 | 0 | 0 | 0 | 0 | 0
STOG | 0 | 0 | 0 | 0 | 0 | 0
STWD | 0 | 0 | 0 | 0 | 0 | 0
WT | 0 | 0 | 0 | 0 | 0 | 0
IGCC | 0 | 0 | 0 | 0 | 0 | 0
DemandResponse | 0 | 0 | 0 | 0 | 0 | 0
IGCC-CCS | 0 | 0 | 0 | 0 | 0 | 0
WT_off | 0 | 0 | 0 | 0 | 0 | 0
PseudoUnit | 0 | 0 | 0 | 0 | 0 | 0
FixedInterchange | 0 | 0 | 0 | 0 | 0 | 0
Emission Cost by Reporting Type: MAPP_CA
ReportingType | 2015 | 2020 | 2025 | 2030 | 2035 | 2040
BM | 0 | 0 | 0 | 0 | 0 | 0
CC | 0 | 0 | 0 | 0 | 0 | 0
CSP | 0 | 0 | 0 | 0 | 0 | 0
CT | 0 | 0 | 0 | 0 | 0 | 0
Coal | 0 | 0 | 0 | 0 | 0 | 0
Geo | 0 | 0 | 0 | 0 | 0 | 0
H | 0 | 0 | 0 | 0 | 0 | 0
LFG | 0 | 0 | 0 | 0 | 0 | 0
Nuc | 0 | 0 | 0 | 0 | 0 | 0
PS | 0 | 0 | 0 | 0 | 0 | 0
PV | 0 | 0 | 0 | 0 | 0 | 0
PeakG | 0 | 0 | 0 | 0 | 0 | 0
PeakO | 0 | 0 | 0 | 0 | 0 | 0
ST | 0 | 0 | 0 | 0 | 0 | 0
STOG | 0 | 0 | 0 | 0 | 0 | 0
STWD | 0 | 0 | 0 | 0 | 0 | 0
WT | 0 | 0 | 0 | 0 | 0 | 0
IGCC | 0 | 0 | 0 | 0 | 0 | 0
DemandResponse | 0 | 0 | 0 | 0 | 0 | 0
IGCC-CCS | 0 | 0 | 0 | 0 | 0 | 0
WT_off | 0 | 0 | 0 | 0 | 0 | 0
PseudoUnit | 0 | 0 | 0 | 0 | 0 | 0
FixedInterchange | 0 | 0 | 0 | 0 | 0 | 0
Emission Cost by Reporting Type: AZ_NM_SNV_Coal
ReportingType | 2015 | 2020 | 2025 | 2030 | 2035 | 2040
BM | 0 | 0 | 0 | 0 | 0 | 0
CC | 0 | 0 | 0 | 0 | 0 | 0
CSP | 0 | 0 | 0 | 0 | 0 | 0
CT | 0 | 0 | 0 | 0 | 0 | 0
Coal | 0 | 0 | 0 | 0 | 0 | 0
Geo | 0 | 0 | 0 | 0 | 0 | 0
H | 0 | 0 | 0 | 0 | 0 | 0
LFG | 0 | 0 | 0 | 0 | 0 | 0
Nuc | 0 | 0 | 0 | 0 | 0 | 0
PS | 0 | 0 | 0 | 0 | 0 | 0
PV | 0 | 0 | 0 | 0 | 0 | 0
PeakG | 0 | 0 | 0 | 0 | 0 | 0
PeakO | 0 | 0 | 0 | 0 | 0 | 0
ST | 0 | 0 | 0 | 0 | 0 | 0
STOG | 0 | 0 | 0 | 0 | 0 | 0
STWD | 0 | 0 | 0 | 0 | 0 | 0
WT | 0 | 0 | 0 | 0 | 0 | 0
IGCC | 0 | 0 | 0 | 0 | 0 | 0
DemandResponse | 0 | 0 | 0 | 0 | 0 | 0
IGCC-CCS | 0 | 0 | 0 | 0 | 0 | 0
WT_off | 0 | 0 | 0 | 0 | 0 | 0
PseudoUnit | 0 | 0 | 0 | 0 | 0 | 0
FixedInterchange | 0 | 0 | 0 | 0 | 0 | 0
Emission Cost by Reporting Type: AZ_NM_SNV_Gas
ReportingType | 2015 | 2020 | 2025 | 2030 | 2035 | 2040
BM | 0 | 0 | 0 | 0 | 0 | 0
CC | 0 | 0 | 0 | 0 | 0 | 0
CSP | 0 | 0 | 0 | 0 | 0 | 0
CT | 0 | 0 | 0 | 0 | 0 | 0
Coal | 0 | 0 | 0 | 0 | 0 | 0
Geo | 0 | 0 | 0 | 0 | 0 | 0
H | 0 | 0 | 0 | 0 | 0 | 0
LFG | 0 | 0 | 0 | 0 | 0 | 0
Nuc | 0 | 0 | 0 | 0 | 0 | 0
PS | 0 | 0 | 0 | 0 | 0 | 0
PV | 0 | 0 | 0 | 0 | 0 | 0
PeakG | 0 | 0 | 0 | 0 | 0 | 0
PeakO | 0 | 0 | 0 | 0 | 0 | 0
ST | 0 | 0 | 0 | 0 | 0 | 0
STOG | 0 | 0 | 0 | 0 | 0 | 0
STWD | 0 | 0 | 0 | 0 | 0 | 0
WT | 0 | 0 | 0 | 0 | 0 | 0
IGCC | 0 | 0 | 0 | 0 | 0 | 0
DemandResponse | 0 | 0 | 0 | 0 | 0 | 0
IGCC-CCS | 0 | 0 | 0 | 0 | 0 | 0
WT_off | 0 | 0 | 0 | 0 | 0 | 0
PseudoUnit | 0 | 0 | 0 | 0 | 0 | 0
FixedInterchange | 0 | 0 | 0 | 0 | 0 | 0
Emission Cost by Reporting Type: AZ_NM_SNV_NucRenew
ReportingType | 2015 | 2020 | 2025 | 2030 | 2035 | 2040
BM | 0 | 0 | 0 | 0 | 0 | 0
CC | 0 | 0 | 0 | 0 | 0 | 0
CSP | 0 | 0 | 0 | 0 | 0 | 0
CT | 0 | 0 | 0 | 0 | 0 | 0
Coal | 0 | 0 | 0 | 0 | 0 | 0
Geo | 0 | 0 | 0 | 0 | 0 | 0
H | 0 | 0 | 0 | 0 | 0 | 0
LFG | 0 | 0 | 0 | 0 | 0 | 0
Nuc | 0 | 0 | 0 | 0 | 0 | 0
PS | 0 | 0 | 0 | 0 | 0 | 0
PV | 0 | 0 | 0 | 0 | 0 | 0
PeakG | 0 | 0 | 0 | 0 | 0 | 0
PeakO | 0 | 0 | 0 | 0 | 0 | 0
ST | 0 | 0 | 0 | 0 | 0 | 0
STOG | 0 | 0 | 0 | 0 | 0 | 0
STWD | 0 | 0 | 0 | 0 | 0 | 0
WT | 0 | 0 | 0 | 0 | 0 | 0
IGCC | 0 | 0 | 0 | 0 | 0 | 0
DemandResponse | 0 | 0 | 0 | 0 | 0 | 0
IGCC-CCS | 0 | 0 | 0 | 0 | 0 | 0
WT_off | 0 | 0 | 0 | 0 | 0 | 0
PseudoUnit | 0 | 0 | 0 | 0 | 0 | 0
FixedInterchange | 0 | 0 | 0 | 0 | 0 | 0
Emission Cost by Reporting Type: ERCOT
ReportingType | 2015 | 2020 | 2025 | 2030 | 2035 | 2040
BM | 0 | 0 | 0 | 0 | 0 | 0
CC | 0 | 0 | 0 | 0 | 0 | 0
CSP | 0 | 0 | 0 | 0 | 0 | 0
CT | 0 | 0 | 0 | 0 | 0 | 0
Coal | 0 | 0 | 0 | 0 | 0 | 0
Geo | 0 | 0 | 0 | 0 | 0 | 0
H | 0 | 0 | 0 | 0 | 0 | 0
LFG | 0 | 0 | 0 | 0 | 0 | 0
Nuc | 0 | 0 | 0 | 0 | 0 | 0
PS | 0 | 0 | 0 | 0 | 0 | 0
PV | 0 | 0 | 0 | 0 | 0 | 0
PeakG | 0 | 0 | 0 | 0 | 0 | 0
PeakO | 0 | 0 | 0 | 0 | 0 | 0
ST | 0 | 0 | 0 | 0 | 0 | 0
STOG | 0 | 0 | 0 | 0 | 0 | 0
STWD | 0 | 0 | 0 | 0 | 0 | 0
WT | 0 | 0 | 0 | 0 | 0 | 0
IGCC | 0 | 0 | 0 | 0 | 0 | 0
DemandResponse | 0 | 0 | 0 | 0 | 0 | 0
IGCC-CCS | 0 | 0 | 0 | 0 | 0 | 0
WT_off | 0 | 0 | 0 | 0 | 0 | 0
PseudoUnit | 0 | 0 | 0 | 0 | 0 | 0
FixedInterchange | 0 | 0 | 0 | 0 | 0 | 0
Emission Cost by Reporting Type: NP15
ReportingType | 2015 | 2020 | 2025 | 2030 | 2035 | 2040
BM | 0 | 0 | 0 | 0 | 0 | 0
CC | 0 | 0 | 0 | 0 | 0 | 0
CSP | 0 | 0 | 0 | 0 | 0 | 0
CT | 0 | 0 | 0 | 0 | 0 | 0
Coal | 0 | 0 | 0 | 0 | 0 | 0
Geo | 0 | 0 | 0 | 0 | 0 | 0
H | 0 | 0 | 0 | 0 | 0 | 0
LFG | 0 | 0 | 0 | 0 | 0 | 0
Nuc | 0 | 0 | 0 | 0 | 0 | 0
PS | 0 | 0 | 0 | 0 | 0 | 0
PV | 0 | 0 | 0 | 0 | 0 | 0
PeakG | 0 | 0 | 0 | 0 | 0 | 0
PeakO | 0 | 0 | 0 | 0 | 0 | 0
ST | 0 | 0 | 0 | 0 | 0 | 0
STOG | 0 | 0 | 0 | 0 | 0 | 0
STWD | 0 | 0 | 0 | 0 | 0 | 0
WT | 0 | 0 | 0 | 0 | 0 | 0
IGCC | 0 | 0 | 0 | 0 | 0 | 0
DemandResponse | 0 | 0 | 0 | 0 | 0 | 0
IGCC-CCS | 0 | 0 | 0 | 0 | 0 | 0
WT_off | 0 | 0 | 0 | 0 | 0 | 0
PseudoUnit | 0 | 0 | 0 | 0 | 0 | 0
FixedInterchange | 0 | 0 | 0 | 0 | 0 | 0
Emission Cost by Reporting Type: NWPP_Coal
ReportingType | 2015 | 2020 | 2025 | 2030 | 2035 | 2040
BM | 0 | 0 | 0 | 0 | 0 | 0
CC | 0 | 0 | 0 | 0 | 0 | 0
CSP | 0 | 0 | 0 | 0 | 0 | 0
CT | 0 | 0 | 0 | 0 | 0 | 0
Coal | 0 | 0 | 0 | 0 | 0 | 0
Geo | 0 | 0 | 0 | 0 | 0 | 0
H | 0 | 0 | 0 | 0 | 0 | 0
LFG | 0 | 0 | 0 | 0 | 0 | 0
Nuc | 0 | 0 | 0 | 0 | 0 | 0
PS | 0 | 0 | 0 | 0 | 0 | 0
PV | 0 | 0 | 0 | 0 | 0 | 0
PeakG | 0 | 0 | 0 | 0 | 0 | 0
PeakO | 0 | 0 | 0 | 0 | 0 | 0
ST | 0 | 0 | 0 | 0 | 0 | 0
STOG | 0 | 0 | 0 | 0 | 0 | 0
STWD | 0 | 0 | 0 | 0 | 0 | 0
WT | 0 | 0 | 0 | 0 | 0 | 0
IGCC | 0 | 0 | 0 | 0 | 0 | 0
DemandResponse | 0 | 0 | 0 | 0 | 0 | 0
IGCC-CCS | 0 | 0 | 0 | 0 | 0 | 0
WT_off | 0 | 0 | 0 | 0 | 0 | 0
PseudoUnit | 0 | 0 | 0 | 0 | 0 | 0
FixedInterchange | 0 | 0 | 0 | 0 | 0 | 0
Emission Cost by Reporting Type: NWPP_Gas
ReportingType | 2015 | 2020 | 2025 | 2030 | 2035 | 2040
BM | 0 | 0 | 0 | 0 | 0 | 0
CC | 0 | 0 | 0 | 0 | 0 | 0
CSP | 0 | 0 | 0 | 0 | 0 | 0
CT | 0 | 0 | 0 | 0 | 0 | 0
Coal | 0 | 0 | 0 | 0 | 0 | 0
Geo | 0 | 0 | 0 | 0 | 0 | 0
H | 0 | 0 | 0 | 0 | 0 | 0
LFG | 0 | 0 | 0 | 0 | 0 | 0
Nuc | 0 | 0 | 0 | 0 | 0 | 0
PS | 0 | 0 | 0 | 0 | 0 | 0
PV | 0 | 0 | 0 | 0 | 0 | 0
PeakG | 0 | 0 | 0 | 0 | 0 | 0
PeakO | 0 | 0 | 0 | 0 | 0 | 0
ST | 0 | 0 | 0 | 0 | 0 | 0
STOG | 0 | 0 | 0 | 0 | 0 | 0
STWD | 0 | 0 | 0 | 0 | 0 | 0
WT | 0 | 0 | 0 | 0 | 0 | 0
IGCC | 0 | 0 | 0 | 0 | 0 | 0
DemandResponse | 0 | 0 | 0 | 0 | 0 | 0
IGCC-CCS | 0 | 0 | 0 | 0 | 0 | 0
WT_off | 0 | 0 | 0 | 0 | 0 | 0
PseudoUnit | 0 | 0 | 0 | 0 | 0 | 0
FixedInterchange | 0 | 0 | 0 | 0 | 0 | 0
Emission Cost by Reporting Type: NWPP_NucRenew
ReportingType | 2015 | 2020 | 2025 | 2030 | 2035 | 2040
BM | 0 | 0 | 0 | 0 | 0 | 0
CC | 0 | 0 | 0 | 0 | 0 | 0
CSP | 0 | 0 | 0 | 0 | 0 | 0
CT | 0 | 0 | 0 | 0 | 0 | 0
Coal | 0 | 0 | 0 | 0 | 0 | 0
Geo | 0 | 0 | 0 | 0 | 0 | 0
H | 0 | 0 | 0 | 0 | 0 | 0
LFG | 0 | 0 | 0 | 0 | 0 | 0
Nuc | 0 | 0 | 0 | 0 | 0 | 0
PS | 0 | 0 | 0 | 0 | 0 | 0
PV | 0 | 0 | 0 | 0 | 0 | 0
PeakG | 0 | 0 | 0 | 0 | 0 | 0
PeakO | 0 | 0 | 0 | 0 | 0 | 0
ST | 0 | 0 | 0 | 0 | 0 | 0
STOG | 0 | 0 | 0 | 0 | 0 | 0
STWD | 0 | 0 | 0 | 0 | 0 | 0
WT | 0 | 0 | 0 | 0 | 0 | 0
IGCC | 0 | 0 | 0 | 0 | 0 | 0
DemandResponse | 0 | 0 | 0 | 0 | 0 | 0
IGCC-CCS | 0 | 0 | 0 | 0 | 0 | 0
WT_off | 0 | 0 | 0 | 0 | 0 | 0
PseudoUnit | 0 | 0 | 0 | 0 | 0 | 0
FixedInterchange | 0 | 0 | 0 | 0 | 0 | 0
Emission Cost by Reporting Type: RMPA
ReportingType | 2015 | 2020 | 2025 | 2030 | 2035 | 2040
BM | 0 | 0 | 0 | 0 | 0 | 0
CC | 0 | 0 | 0 | 0 | 0 | 0
CSP | 0 | 0 | 0 | 0 | 0 | 0
CT | 0 | 0 | 0 | 0 | 0 | 0
Coal | 0 | 0 | 0 | 0 | 0 | 0
Geo | 0 | 0 | 0 | 0 | 0 | 0
H | 0 | 0 | 0 | 0 | 0 | 0
LFG | 0 | 0 | 0 | 0 | 0 | 0
Nuc | 0 | 0 | 0 | 0 | 0 | 0
PS | 0 | 0 | 0 | 0 | 0 | 0
PV | 0 | 0 | 0 | 0 | 0 | 0
PeakG | 0 | 0 | 0 | 0 | 0 | 0
PeakO | 0 | 0 | 0 | 0 | 0 | 0
ST | 0 | 0 | 0 | 0 | 0 | 0
STOG | 0 | 0 | 0 | 0 | 0 | 0
STWD | 0 | 0 | 0 | 0 | 0 | 0
WT | 0 | 0 | 0 | 0 | 0 | 0
IGCC | 0 | 0 | 0 | 0 | 0 | 0
DemandResponse | 0 | 0 | 0 | 0 | 0 | 0
IGCC-CCS | 0 | 0 | 0 | 0 | 0 | 0
WT_off | 0 | 0 | 0 | 0 | 0 | 0
PseudoUnit | 0 | 0 | 0 | 0 | 0 | 0
FixedInterchange | 0 | 0 | 0 | 0 | 0 | 0
Emission Cost by Reporting Type: SP15
ReportingType | 2015 | 2020 | 2025 | 2030 | 2035 | 2040
BM | 0 | 0 | 0 | 0 | 0 | 0
CC | 0 | 0 | 0 | 0 | 0 | 0
CSP | 0 | 0 | 0 | 0 | 0 | 0
CT | 0 | 0 | 0 | 0 | 0 | 0
Coal | 0 | 0 | 0 | 0 | 0 | 0
Geo | 0 | 0 | 0 | 0 | 0 | 0
H | 0 | 0 | 0 | 0 | 0 | 0
LFG | 0 | 0 | 0 | 0 | 0 | 0
Nuc | 0 | 0 | 0 | 0 | 0 | 0
PS | 0 | 0 | 0 | 0 | 0 | 0
PV | 0 | 0 | 0 | 0 | 0 | 0
PeakG | 0 | 0 | 0 | 0 | 0 | 0
PeakO | 0 | 0 | 0 | 0 | 0 | 0
ST | 0 | 0 | 0 | 0 | 0 | 0
STOG | 0 | 0 | 0 | 0 | 0 | 0
STWD | 0 | 0 | 0 | 0 | 0 | 0
WT | 0 | 0 | 0 | 0 | 0 | 0
IGCC | 0 | 0 | 0 | 0 | 0 | 0
DemandResponse | 0 | 0 | 0 | 0 | 0 | 0
IGCC-CCS | 0 | 0 | 0 | 0 | 0 | 0
WT_off | 0 | 0 | 0 | 0 | 0 | 0
PseudoUnit | 0 | 0 | 0 | 0 | 0 | 0
FixedInterchange | 0 | 0 | 0 | 0 | 0 | 0
Emission Cost by Reporting Type: ALB
ReportingType | 2015 | 2020 | 2025 | 2030 | 2035 | 2040
BM | 0 | 0 | 0 | 0 | 0 | 0
CC | 0 | 0 | 0 | 0 | 0 | 0
CSP | 0 | 0 | 0 | 0 | 0 | 0
CT | 0 | 0 | 0 | 0 | 0 | 0
Coal | 0 | 0 | 0 | 0 | 0 | 0
Geo | 0 | 0 | 0 | 0 | 0 | 0
H | 0 | 0 | 0 | 0 | 0 | 0
LFG | 0 | 0 | 0 | 0 | 0 | 0
Nuc | 0 | 0 | 0 | 0 | 0 | 0
PS | 0 | 0 | 0 | 0 | 0 | 0
PV | 0 | 0 | 0 | 0 | 0 | 0
PeakG | 0 | 0 | 0 | 0 | 0 | 0
PeakO | 0 | 0 | 0 | 0 | 0 | 0
ST | 0 | 0 | 0 | 0 | 0 | 0
STOG | 0 | 0 | 0 | 0 | 0 | 0
STWD | 0 | 0 | 0 | 0 | 0 | 0
WT | 0 | 0 | 0 | 0 | 0 | 0
IGCC | 0 | 0 | 0 | 0 | 0 | 0
DemandResponse | 0 | 0 | 0 | 0 | 0 | 0
IGCC-CCS | 0 | 0 | 0 | 0 | 0 | 0
WT_off | 0 | 0 | 0 | 0 | 0 | 0
PseudoUnit | 0 | 0 | 0 | 0 | 0 | 0
FixedInterchange | 0 | 0 | 0 | 0 | 0 | 0
Emission Cost by Reporting Type: BC
ReportingType | 2015 | 2020 | 2025 | 2030 | 2035 | 2040
BM | 0 | 0 | 0 | 0 | 0 | 0
CC | 0 | 0 | 0 | 0 | 0 | 0
CSP | 0 | 0 | 0 | 0 | 0 | 0
CT | 0 | 0 | 0 | 0 | 0 | 0
Coal | 0 | 0 | 0 | 0 | 0 | 0
Geo | 0 | 0 | 0 | 0 | 0 | 0
H | 0 | 0 | 0 | 0 | 0 | 0
LFG | 0 | 0 | 0 | 0 | 0 | 0
Nuc | 0 | 0 | 0 | 0 | 0 | 0
PS | 0 | 0 | 0 | 0 | 0 | 0
PV | 0 | 0 | 0 | 0 | 0 | 0
PeakG | 0 | 0 | 0 | 0 | 0 | 0
PeakO | 0 | 0 | 0 | 0 | 0 | 0
ST | 0 | 0 | 0 | 0 | 0 | 0
STOG | 0 | 0 | 0 | 0 | 0 | 0
STWD | 0 | 0 | 0 | 0 | 0 | 0
WT | 0 | 0 | 0 | 0 | 0 | 0
IGCC | 0 | 0 | 0 | 0 | 0 | 0
DemandResponse | 0 | 0 | 0 | 0 | 0 | 0
IGCC-CCS | 0 | 0 | 0 | 0 | 0 | 0
WT_off | 0 | 0 | 0 | 0 | 0 | 0
PseudoUnit | 0 | 0 | 0 | 0 | 0 | 0
FixedInterchange | 0 | 0 | 0 | 0 | 0 | 0
Emission Cost by Reporting Type: HQ_IESO
ReportingType | 2015 | 2020 | 2025 | 2030 | 2035 | 2040
BM | 0 | 0 | 0 | 0 | 0 | 0
CC | 0 | 0 | 0 | 0 | 0 | 0
CSP | 0 | 0 | 0 | 0 | 0 | 0
CT | 0 | 0 | 0 | 0 | 0 | 0
Coal | 0 | 0 | 0 | 0 | 0 | 0
Geo | 0 | 0 | 0 | 0 | 0 | 0
H | 0 | 0 | 0 | 0 | 0 | 0
LFG | 0 | 0 | 0 | 0 | 0 | 0
Nuc | 0 | 0 | 0 | 0 | 0 | 0
PS | 0 | 0 | 0 | 0 | 0 | 0
PV | 0 | 0 | 0 | 0 | 0 | 0
PeakG | 0 | 0 | 0 | 0 | 0 | 0
PeakO | 0 | 0 | 0 | 0 | 0 | 0
ST | 0 | 0 | 0 | 0 | 0 | 0
STOG | 0 | 0 | 0 | 0 | 0 | 0
STWD | 0 | 0 | 0 | 0 | 0 | 0
WT | 0 | 0 | 0 | 0 | 0 | 0
IGCC | 0 | 0 | 0 | 0 | 0 | 0
DemandResponse | 0 | 0 | 0 | 0 | 0 | 0
IGCC-CCS | 0 | 0 | 0 | 0 | 0 | 0
WT_off | 0 | 0 | 0 | 0 | 0 | 0
PseudoUnit | 0 | 0 | 0 | 0 | 0 | 0
FixedInterchange | 0 | 0 | 0 | 0 | 0 | 0
Emission Cost by Reporting Type: HQ_NEISO
ReportingType | 2015 | 2020 | 2025 | 2030 | 2035 | 2040
BM | 0 | 0 | 0 | 0 | 0 | 0
CC | 0 | 0 | 0 | 0 | 0 | 0
CSP | 0 | 0 | 0 | 0 | 0 | 0
CT | 0 | 0 | 0 | 0 | 0 | 0
Coal | 0 | 0 | 0 | 0 | 0 | 0
Geo | 0 | 0 | 0 | 0 | 0 | 0
H | 0 | 0 | 0 | 0 | 0 | 0
LFG | 0 | 0 | 0 | 0 | 0 | 0
Nuc | 0 | 0 | 0 | 0 | 0 | 0
PS | 0 | 0 | 0 | 0 | 0 | 0
PV | 0 | 0 | 0 | 0 | 0 | 0
PeakG | 0 | 0 | 0 | 0 | 0 | 0
PeakO | 0 | 0 | 0 | 0 | 0 | 0
ST | 0 | 0 | 0 | 0 | 0 | 0
STOG | 0 | 0 | 0 | 0 | 0 | 0
STWD | 0 | 0 | 0 | 0 | 0 | 0
WT | 0 | 0 | 0 | 0 | 0 | 0
IGCC | 0 | 0 | 0 | 0 | 0 | 0
DemandResponse | 0 | 0 | 0 | 0 | 0 | 0
IGCC-CCS | 0 | 0 | 0 | 0 | 0 | 0
WT_off | 0 | 0 | 0 | 0 | 0 | 0
PseudoUnit | 0 | 0 | 0 | 0 | 0 | 0
FixedInterchange | 0 | 0 | 0 | 0 | 0 | 0
Emission Cost by Reporting Type: HQ_NY
ReportingType | 2015 | 2020 | 2025 | 2030 | 2035 | 2040
BM | 0 | 0 | 0 | 0 | 0 | 0
CC | 0 | 0 | 0 | 0 | 0 | 0
CSP | 0 | 0 | 0 | 0 | 0 | 0
CT | 0 | 0 | 0 | 0 | 0 | 0
Coal | 0 | 0 | 0 | 0 | 0 | 0
Geo | 0 | 0 | 0 | 0 | 0 | 0
H | 0 | 0 | 0 | 0 | 0 | 0
LFG | 0 | 0 | 0 | 0 | 0 | 0
Nuc | 0 | 0 | 0 | 0 | 0 | 0
PS | 0 | 0 | 0 | 0 | 0 | 0
PV | 0 | 0 | 0 | 0 | 0 | 0
PeakG | 0 | 0 | 0 | 0 | 0 | 0
PeakO | 0 | 0 | 0 | 0 | 0 | 0
ST | 0 | 0 | 0 | 0 | 0 | 0
STOG | 0 | 0 | 0 | 0 | 0 | 0
STWD | 0 | 0 | 0 | 0 | 0 | 0
WT | 0 | 0 | 0 | 0 | 0 | 0
IGCC | 0 | 0 | 0 | 0 | 0 | 0
DemandResponse | 0 | 0 | 0 | 0 | 0 | 0
IGCC-CCS | 0 | 0 | 0 | 0 | 0 | 0
WT_off | 0 | 0 | 0 | 0 | 0 | 0
PseudoUnit | 0 | 0 | 0 | 0 | 0 | 0
FixedInterchange | 0 | 0 | 0 | 0 | 0 | 0
Emission Cost by Reporting Type: MARITIMES
ReportingType | 2015 | 2020 | 2025 | 2030 | 2035 | 2040
BM | 0 | 0 | 0 | 0 | 0 | 0
CC | 0 | 0 | 0 | 0 | 0 | 0
CSP | 0 | 0 | 0 | 0 | 0 | 0
CT | 0 | 0 | 0 | 0 | 0 | 0
Coal | 0 | 0 | 0 | 0 | 0 | 0
Geo | 0 | 0 | 0 | 0 | 0 | 0
H | 0 | 0 | 0 | 0 | 0 | 0
LFG | 0 | 0 | 0 | 0 | 0 | 0
Nuc | 0 | 0 | 0 | 0 | 0 | 0
PS | 0 | 0 | 0 | 0 | 0 | 0
PV | 0 | 0 | 0 | 0 | 0 | 0
PeakG | 0 | 0 | 0 | 0 | 0 | 0
PeakO | 0 | 0 | 0 | 0 | 0 | 0
ST | 0 | 0 | 0 | 0 | 0 | 0
STOG | 0 | 0 | 0 | 0 | 0 | 0
STWD | 0 | 0 | 0 | 0 | 0 | 0
WT | 0 | 0 | 0 | 0 | 0 | 0
IGCC | 0 | 0 | 0 | 0 | 0 | 0
DemandResponse | 0 | 0 | 0 | 0 | 0 | 0
IGCC-CCS | 0 | 0 | 0 | 0 | 0 | 0
WT_off | 0 | 0 | 0 | 0 | 0 | 0
PseudoUnit | 0 | 0 | 0 | 0 | 0 | 0
FixedInterchange | 0 | 0 | 0 | 0 | 0 | 0
Emission Cost by Reporting Type: All
ReportingType | 2015 | 2020 | 2025 | 2030 | 2035 | 2040
BM | 0 | 0 | 0 | 0 | 0 | 0
CC | 0 | 0 | 0 | 0 | 0 | 0
CSP | 0 | 0 | 0 | 0 | 0 | 0
CT | 0 | 0 | 0 | 0 | 0 | 0
Coal | 0 | 0 | 0 | 0 | 0 | 0
Geo | 0 | 0 | 0 | 0 | 0 | 0
H | 0 | 0 | 0 | 0 | 0 | 0
LFG | 0 | 0 | 0 | 0 | 0 | 0
Nuc | 0 | 0 | 0 | 0 | 0 | 0
PS | 0 | 0 | 0 | 0 | 0 | 0
PV | 0 | 0 | 0 | 0 | 0 | 0
PeakG | 0 | 0 | 0 | 0 | 0 | 0
PeakO | 0 | 0 | 0 | 0 | 0 | 0
ST | 0 | 0 | 0 | 0 | 0 | 0
STOG | 0 | 0 | 0 | 0 | 0 | 0
STWD | 0 | 0 | 0 | 0 | 0 | 0
WT | 0 | 0 | 0 | 0 | 0 | 0
IGCC | 0 | 0 | 0 | 0 | 0 | 0
DemandResponse | 0 | 0 | 0 | 0 | 0 | 0
IGCC-CCS | 0 | 0 | 0 | 0 | 0 | 0
WT_off | 0 | 0 | 0 | 0 | 0 | 0
PseudoUnit | 0 | 0 | 0 | 0 | 0 | 0
FixedInterchange | 0 | 0 | 0 | 0 | 0 | 0
Emission Cost by Reporting Type: EI_US
ReportingType | 2015 | 2020 | 2025 | 2030 | 2035 | 2040
BM | 0 | 0 | 0 | 0 | 0 | 0
CC | 0 | 0 | 0 | 0 | 0 | 0
CSP | 0 | 0 | 0 | 0 | 0 | 0
CT | 0 | 0 | 0 | 0 | 0 | 0
Coal | 0 | 0 | 0 | 0 | 0 | 0
Geo | 0 | 0 | 0 | 0 | 0 | 0
H | 0 | 0 | 0 | 0 | 0 | 0
LFG | 0 | 0 | 0 | 0 | 0 | 0
Nuc | 0 | 0 | 0 | 0 | 0 | 0
PS | 0 | 0 | 0 | 0 | 0 | 0
PV | 0 | 0 | 0 | 0 | 0 | 0
PeakG | 0 | 0 | 0 | 0 | 0 | 0
PeakO | 0 | 0 | 0 | 0 | 0 | 0
ST | 0 | 0 | 0 | 0 | 0 | 0
STOG | 0 | 0 | 0 | 0 | 0 | 0
STWD | 0 | 0 | 0 | 0 | 0 | 0
WT | 0 | 0 | 0 | 0 | 0 | 0
IGCC | 0 | 0 | 0 | 0 | 0 | 0
DemandResponse | 0 | 0 | 0 | 0 | 0 | 0
IGCC-CCS | 0 | 0 | 0 | 0 | 0 | 0
WT_off | 0 | 0 | 0 | 0 | 0 | 0
PseudoUnit | 0 | 0 | 0 | 0 | 0 | 0
FixedInterchange | 0 | 0 | 0 | 0 | 0 | 0
Emission Cost by Reporting Type: EI_Canada
ReportingType | 2015 | 2020 | 2025 | 2030 | 2035 | 2040
BM | 0 | 0 | 0 | 0 | 0 | 0
CC | 0 | 0 | 0 | 0 | 0 | 0
CSP | 0 | 0 | 0 | 0 | 0 | 0
CT | 0 | 0 | 0 | 0 | 0 | 0
Coal | 0 | 0 | 0 | 0 | 0 | 0
Geo | 0 | 0 | 0 | 0 | 0 | 0
H | 0 | 0 | 0 | 0 | 0 | 0
LFG | 0 | 0 | 0 | 0 | 0 | 0
Nuc | 0 | 0 | 0 | 0 | 0 | 0
PS | 0 | 0 | 0 | 0 | 0 | 0
PV | 0 | 0 | 0 | 0 | 0 | 0
PeakG | 0 | 0 | 0 | 0 | 0 | 0
PeakO | 0 | 0 | 0 | 0 | 0 | 0
ST | 0 | 0 | 0 | 0 | 0 | 0
STOG | 0 | 0 | 0 | 0 | 0 | 0
STWD | 0 | 0 | 0 | 0 | 0 | 0
WT | 0 | 0 | 0 | 0 | 0 | 0
IGCC | 0 | 0 | 0 | 0 | 0 | 0
DemandResponse | 0 | 0 | 0 | 0 | 0 | 0
IGCC-CCS | 0 | 0 | 0 | 0 | 0 | 0
WT_off | 0 | 0 | 0 | 0 | 0 | 0
PseudoUnit | 0 | 0 | 0 | 0 | 0 | 0
FixedInterchange | 0 | 0 | 0 | 0 | 0 | 0
Emission Cost by Reporting Type: EI
ReportingType | 2015 | 2020 | 2025 | 2030 | 2035 | 2040
BM | 0 | 0 | 0 | 0 | 0 | 0
CC | 0 | 0 | 0 | 0 | 0 | 0
CSP | 0 | 0 | 0 | 0 | 0 | 0
CT | 0 | 0 | 0 | 0 | 0 | 0
Coal | 0 | 0 | 0 | 0 | 0 | 0
Geo | 0 | 0 | 0 | 0 | 0 | 0
H | 0 | 0 | 0 | 0 | 0 | 0
LFG | 0 | 0 | 0 | 0 | 0 | 0
Nuc | 0 | 0 | 0 | 0 | 0 | 0
PS | 0 | 0 | 0 | 0 | 0 | 0
PV | 0 | 0 | 0 | 0 | 0 | 0
PeakG | 0 | 0 | 0 | 0 | 0 | 0
PeakO | 0 | 0 | 0 | 0 | 0 | 0
ST | 0 | 0 | 0 | 0 | 0 | 0
STOG | 0 | 0 | 0 | 0 | 0 | 0
STWD | 0 | 0 | 0 | 0 | 0 | 0
WT | 0 | 0 | 0 | 0 | 0 | 0
IGCC | 0 | 0 | 0 | 0 | 0 | 0
DemandResponse | 0 | 0 | 0 | 0 | 0 | 0
IGCC-CCS | 0 | 0 | 0 | 0 | 0 | 0
WT_off | 0 | 0 | 0 | 0 | 0 | 0
PseudoUnit | 0 | 0 | 0 | 0 | 0 | 0
FixedInterchange | 0 | 0 | 0 | 0 | 0 | 0
Emission Cost by Reporting Type: Outside_EI
ReportingType | 2015 | 2020 | 2025 | 2030 | 2035 | 2040
BM | 0 | 0 | 0 | 0 | 0 | 0
CC | 0 | 0 | 0 | 0 | 0 | 0
CSP | 0 | 0 | 0 | 0 | 0 | 0
CT | 0 | 0 | 0 | 0 | 0 | 0
Coal | 0 | 0 | 0 | 0 | 0 | 0
Geo | 0 | 0 | 0 | 0 | 0 | 0
H | 0 | 0 | 0 | 0 | 0 | 0
LFG | 0 | 0 | 0 | 0 | 0 | 0
Nuc | 0 | 0 | 0 | 0 | 0 | 0
PS | 0 | 0 | 0 | 0 | 0 | 0
PV | 0 | 0 | 0 | 0 | 0 | 0
PeakG | 0 | 0 | 0 | 0 | 0 | 0
PeakO | 0 | 0 | 0 | 0 | 0 | 0
ST | 0 | 0 | 0 | 0 | 0 | 0
STOG | 0 | 0 | 0 | 0 | 0 | 0
STWD | 0 | 0 | 0 | 0 | 0 | 0
WT | 0 | 0 | 0 | 0 | 0 | 0
IGCC | 0 | 0 | 0 | 0 | 0 | 0
DemandResponse | 0 | 0 | 0 | 0 | 0 | 0
IGCC-CCS | 0 | 0 | 0 | 0 | 0 | 0
WT_off | 0 | 0 | 0 | 0 | 0 | 0
PseudoUnit | 0 | 0 | 0 | 0 | 0 | 0
FixedInterchange | 0 | 0 | 0 | 0 | 0 | 0
==== Emission Program: Carbon : (CO2) ====
Emission Cost by Reporting Type: Entergy
ReportingType | 2015 | 2020 | 2025 | 2030 | 2035 | 2040
BM | 0 | 0 | 0 | 0 | 0 | 0
CC | 714.01 | 507.31 | 529.61 | 970.64 | 1256.74 | 1258.36
CSP | 0 | 0 | 0 | 0 | 0 | 0
CT | 0 | 0 | 0 | 0 | 0 | 0
Coal | 1561.01 | 206.37 | 34.84 | 0 | 0 | 0
Geo | 0 | 0 | 0 | 0 | 0 | 0
H | 0 | 0 | 0 | 0 | 0 | 0
LFG | 0 | 0 | 0 | 0 | 0 | 0
Nuc | 0 | 0 | 0 | 0 | 0 | 0
PS | 0 | 0 | 0 | 0 | 0 | 0
PV | 0 | 0 | 0 | 0 | 0 | 0
PeakG | 0 | 0 | 0 | 0 | 0 | 0
PeakO | 0 | 0 | 0 | 0 | 0 | 0
ST | 0 | 0 | 0 | 0 | 0 | 0
STOG | 23.25 | 8.88 | 11.05 | 34.52 | 23.48 | 20.66
STWD | 0 | 0 | 0 | 0 | 0 | 0
WT | 0 | 0 | 0 | 0 | 0 | 0
IGCC | 0 | 0 | 0 | 0 | 0 | 0
DemandResponse | 0 | 0 | 0 | 0 | 0 | 0
IGCC-CCS | 0 | 0 | 0 | 0 | 0 | 0
WT_off | 0 | 0 | 0 | 0 | 0 | 0
PseudoUnit | 0 | 0 | 0 | 0 | 0 | 0
FixedInterchange | 0 | 0 | 0 | 0 | 0 | 0
Emission Cost by Reporting Type: FRCC
ReportingType | 2015 | 2020 | 2025 | 2030 | 2035 | 2040
BM | 0 | 0 | 0 | 0 | 0 | 0
CC | 1845.34 | 2732.54 | 4462.61 | 5343.62 | 3958.09 | 3201.17
CSP | 0 | 0 | 0 | 0 | 0 | 0
CT | 7.47 | 10.61 | 31.56 | 28.38 | 0 | 0
Coal | 450.28 | 227.31 | 69.35 | 17.61 | 100 | 159.59
Geo | 0 | 0 | 0 | 0 | 0 | 0
H | 0 | 0 | 0 | 0 | 0 | 0
LFG | 0 | 0 | 0 | 0 | 0 | 0
Nuc | 0 | 0 | 0 | 0 | 0 | 0
PS | 0 | 0 | 0 | 0 | 0 | 0
PV | 0 | 0 | 0 | 0 | 0 | 0
PeakG | 6.18 | 13.95 | 25.81 | 5.75 | 16.5 | 16.32
PeakO | 0 | 0 | 0 | 0 | 0 | 0
ST | 0 | 0 | 0 | 0 | 0 | 0
STOG | 1.8 | 1.4 | 0 | 0 | 0 | 0
STWD | 0 | 0 | 0 | 0 | 0 | 0
WT | 0 | 0 | 0 | 0 | 0 | 0
IGCC | 0 | 0 | 0 | 0 | 0 | 0
DemandResponse | 0 | 0 | 0 | 0 | 0 | 0
IGCC-CCS | 0 | 0 | 0 | 0 | 0 | 0
WT_off | 0 | 0 | 0 | 0 | 0 | 0
PseudoUnit | 0 | 0 | 0 | 0 | 0 | 0
FixedInterchange | 0 | 0 | 0 | 0 | 0 | 0
Emission Cost by Reporting Type: MAPP_US
ReportingType | 2015 | 2020 | 2025 | 2030 | 2035 | 2040
BM | 0 | 0 | 0 | 0 | 0 | 0
CC | 10.21 | 2.77 | 4.82 | 10.17 | 16.12 | 10.05
CSP | 0 | 0 | 0 | 0 | 0 | 0
CT | 0 | 0 | 0 | 0 | 0 | 0
Coal | 317.98 | 94.31 | 16.96 | 0 | 0 | 0
Geo | 0 | 0 | 0 | 0 | 0 | 0
H | 0 | 0 | 0 | 0 | 0 | 0
LFG | 0 | 0 | 0 | 0 | 0 | 0
Nuc | 0 | 0 | 0 | 0 | 0 | 0
PS | 0 | 0 | 0 | 0 | 0 | 0
PV | 0 | 0 | 0 | 0 | 0 | 0
PeakG | 1.27 | 0.5 | 0.82 | 6.64 | 6.45 | 9.19
PeakO | 0 | 0 | 0 | 0 | 0 | 0
ST | 0 | 0 | 0 | 0 | 0 | 0
STOG | 0 | 0 | 0 | 0 | 0 | 0
STWD | 0 | 0 | 0 | 0 | 0 | 0
WT | 0 | 0 | 0 | 0 | 0 | 0
IGCC | 0 | 0 | 0 | 0 | 0 | 0
DemandResponse | 0 | 0 | 0 | 0 | 0 | 0
IGCC-CCS | 0 | 0 | 0 | 0 | 0 | 0
WT_off | 0 | 0 | 0 | 0 | 0 | 0
PseudoUnit | 0 | 0 | 0 | 0 | 0 | 0
FixedInterchange | 0 | 0 | 0 | 0 | 0 | 0
Emission Cost by Reporting Type: MISO_IN
ReportingType | 2015 | 2020 | 2025 | 2030 | 2035 | 2040
BM | 0 | 0 | 0 | 0 | 0 | 0
CC | 113.04 | 1216.38 | 1270.36 | 2211.53 | 2070.31 | 2508.95
CSP | 0 | 0 | 0 | 0 | 0 | 0
CT | 0 | 0 | 0 | 0 | 0 | 0
Coal | 1575.65 | 1070.7 | 100.81 | 36.76 | 194.61 | 272.97
Geo | 0 | 0 | 0 | 0 | 0 | 0
H | 0 | 0 | 0 | 0 | 0 | 0
LFG | 0 | 0 | 0 | 0 | 0 | 0
Nuc | 0 | 0 | 0 | 0 | 0 | 0
PS | 0 | 0 | 0 | 0 | 0 | 0
PV | 0 | 0 | 0 | 0 | 0 | 0
PeakG | 0 | 0 | 0 | 0 | 0 | 0
PeakO | 0 | 0 | 0 | 0 | 0 | 0
ST | 0 | 0 | 0 | 0 | 0 | 0
STOG | 0.48 | 0.68 | 0 | 0 | 0 | 0
STWD | 0 | 0 | 0 | 0 | 0 | 0
WT | 0 | 0 | 0 | 0 | 0 | 0
IGCC | 100.97 | 143.38 | 20.94 | 0 | 0 | 0
DemandResponse | 0 | 0 | 0 | 0 | 0 | 0
IGCC-CCS | 0 | 0 | 0 | 0 | 0 | 0
WT_off | 0 | 0 | 0 | 0 | 0 | 0
PseudoUnit | 0 | 0 | 0 | 0 | 0 | 0
FixedInterchange | 0 | 0 | 0 | 0 | 0 | 0
Emission Cost by Reporting Type: MISO_MI
ReportingType | 2015 | 2020 | 2025 | 2030 | 2035 | 2040
BM | 0 | 0 | 0 | 0 | 0 | 0
CC | 209.97 | 233.25 | 246.95 | 523.82 | 336.03 | 303.48
CSP | 0 | 0 | 0 | 0 | 0 | 0
CT | 0 | 0 | 0 | 0 | 0 | 0
Coal | 717.76 | 0 | 0 | 0 | 0 | 0
Geo | 0 | 0 | 0 | 0 | 0 | 0
H | 0 | 0 | 0 | 0 | 0 | 0
LFG | 0 | 0 | 0 | 0 | 0 | 0
Nuc | 0 | 0 | 0 | 0 | 0 | 0
PS | 0 | 0 | 0 | 0 | 0 | 0
PV | 0 | 0 | 0 | 0 | 0 | 0
PeakG | 0.47 | 0 | 0 | 0 | 0 | 0
PeakO | 0 | 0 | 0 | 0 | 0 | 0
ST | 0 | 0 | 0 | 0 | 0 | 0
STOG | 6.07 | 1.68 | 0 | 0.13 | 0 | 0
STWD | 0 | 0 | 0 | 0 | 0 | 0
WT | 0 | 0 | 0 | 0 | 0 | 0
IGCC | 0 | 0 | 0 | 0 | 0 | 0
DemandResponse | 0 | 0 | 0 | 0 | 0 | 0
IGCC-CCS | 0 | 0 | 0 | 0 | 0 | 0
WT_off | 0 | 0 | 0 | 0 | 0 | 0
PseudoUnit | 0 | 0 | 0 | 0 | 0 | 0
FixedInterchange | 0 | 0 | 0 | 0 | 0 | 0
Emission Cost by Reporting Type: MISO_MO-IL
ReportingType | 2015 | 2020 | 2025 | 2030 | 2035 | 2040
BM | 0 | 0 | 0 | 0 | 0 | 0
CC | 31.91 | 30.45 | 35.15 | 70.88 | 53.44 | 76.28
CSP | 0 | 0 | 0 | 0 | 0 | 0
CT | 0 | 0 | 0 | 0 | 0 | 0
Coal | 1933.47 | 698.4 | 140.47 | 8.33 | 39.56 | 56.47
Geo | 0 | 0 | 0 | 0 | 0 | 0
H | 0 | 0 | 0 | 0 | 0 | 0
LFG | 0 | 0 | 0 | 0 | 0 | 0
Nuc | 0 | 0 | 0 | 0 | 0 | 0
PS | 0 | 0 | 0 | 0 | 0 | 0
PV | 0 | 0 | 0 | 0 | 0 | 0
PeakG | 2.1 | 0 | 0 | 0 | 0 | 0
PeakO | 0 | 0 | 0 | 0 | 0 | 0
ST | 0 | 0 | 0 | 0 | 0 | 0
STOG | 0.09 | 0 | 0 | 0 | 0 | 0
STWD | 0 | 0 | 0 | 0 | 0 | 0
WT | 0 | 0 | 0 | 0 | 0 | 0
IGCC | 0 | 0 | 0 | 0 | 0 | 0
DemandResponse | 0 | 0 | 0 | 0 | 0 | 0
IGCC-CCS | 0 | 0 | 0 | 0 | 0 | 0
WT_off | 0 | 0 | 0 | 0 | 0 | 0
PseudoUnit | 0 | 0 | 0 | 0 | 0 | 0
FixedInterchange | 0 | 0 | 0 | 0 | 0 | 0
Emission Cost by Reporting Type: MISO_W
ReportingType | 2015 | 2020 | 2025 | 2030 | 2035 | 2040
BM | 0 | 0 | 0 | 0 | 0 | 0
CC | 99.86 | 53.73 | 107.27 | 181.74 | 192.66 | 159.96
CSP | 0 | 0 | 0 | 0 | 0 | 0
CT | 0 | 0 | 0 | 0 | 0 | 0
Coal | 1959.25 | 786.04 | 84.51 | 35.67 | 66.07 | 94.32
Geo | 0 | 0 | 0 | 0 | 0 | 0
H | 0 | 0 | 0 | 0 | 0 | 0
LFG | 0 | 0 | 0 | 0 | 0 | 0
Nuc | 0 | 0 | 0 | 0 | 0 | 0
PS | 0 | 0 | 0 | 0 | 0 | 0
PV | 0 | 0 | 0 | 0 | 0 | 0
PeakG | 4.04 | 0 | 0 | 0 | 0 | 0
PeakO | 0 | 0 | 0 | 0 | 0 | 0
ST | 0 | 0 | 0 | 0 | 0 | 0
STOG | 0 | 0 | 0 | 0 | 0 | 0
STWD | 0 | 0 | 0 | 0 | 0 | 0
WT | 0 | 0 | 0 | 0 | 0 | 0
IGCC | 0 | 0 | 0 | 0 | 0 | 0
DemandResponse | 0 | 0 | 0 | 0 | 0 | 0
IGCC-CCS | 0 | 0 | 0 | 0 | 0 | 0
WT_off | 0 | 0 | 0 | 0 | 0 | 0
PseudoUnit | 0 | 0 | 0 | 0 | 0 | 0
FixedInterchange | 0 | 0 | 0 | 0 | 0 | 0
Emission Cost by Reporting Type: MISO_WUMS
ReportingType | 2015 | 2020 | 2025 | 2030 | 2035 | 2040
BM | 0 | 0 | 0 | 0 | 0 | 0
CC | 437.45 | 621.12 | 592.53 | 1214.25 | 976.9 | 1155.19
CSP | 0 | 0 | 0 | 0 | 0 | 0
CT | 0 | 0.16 | 0.15 | 13.15 | 0 | 0
Coal | 343.03 | 68.06 | 31.28 | 11.03 | 37.56 | 78.3
Geo | 0 | 0 | 0 | 0 | 0 | 0
H | 0 | 0 | 0 | 0 | 0 | 0
LFG | 0 | 0 | 0 | 0 | 0 | 0
Nuc | 0 | 0 | 0 | 0 | 0 | 0
PS | 0 | 0 | 0 | 0 | 0 | 0
PV | 0 | 0 | 0 | 0 | 0 | 0
PeakG | 0 | 0 | 0 | 0 | 0 | 0
PeakO | 0 | 0 | 0 | 0 | 0 | 0
ST | 0 | 0 | 0 | 0 | 0 | 0
STOG | 0 | 0 | 0 | 0 | 0 | 0
STWD | 0 | 0 | 0 | 0 | 0 | 0
WT | 0 | 0 | 0 | 0 | 0 | 0
IGCC | 0 | 0 | 0 | 0 | 0 | 0
DemandResponse | 0 | 0 | 0 | 0 | 0 | 0
IGCC-CCS | 0 | 0 | 0 | 0 | 0 | 0
WT_off | 0 | 0 | 0 | 0 | 0 | 0
PseudoUnit | 0 | 0 | 0 | 0 | 0 | 0
FixedInterchange | 0 | 0 | 0 | 0 | 0 | 0
Emission Cost by Reporting Type: Nebraska
ReportingType | 2015 | 2020 | 2025 | 2030 | 2035 | 2040
BM | 0 | 0 | 0 | 0 | 0 | 0
CC | 5.59 | 3.76 | 6.16 | 13.8 | 7.56 | 10.8
CSP | 0 | 0 | 0 | 0 | 0 | 0
CT | 0 | 0 | 0 | 0 | 0 | 0
Coal | 861.1 | 65.61 | 16.43 | 21.8 | 48.02 | 43.3
Geo | 0 | 0 | 0 | 0 | 0 | 0
H | 0 | 0 | 0 | 0 | 0 | 0
LFG | 0 | 0 | 0 | 0 | 0 | 0
Nuc | 0 | 0 | 0 | 0 | 0 | 0
PS | 0 | 0 | 0 | 0 | 0 | 0
PV | 0 | 0 | 0 | 0 | 0 | 0
PeakG | 1.08 | 0 | 0 | 0 | 0 | 0
PeakO | 0 | 0 | 0 | 0 | 0 | 0
ST | 0 | 0 | 0 | 0 | 0 | 0
STOG | 0 | 0 | 0 | 0 | 0 | 0
STWD | 0 | 0 | 0 | 0 | 0 | 0
WT | 0 | 0 | 0 | 0 | 0 | 0
IGCC | 0 | 0 | 0 | 0 | 0 | 0
DemandResponse | 0 | 0 | 0 | 0 | 0 | 0
IGCC-CCS | 0 | 0 | 0 | 0 | 0 | 0
WT_off | 0 | 0 | 0 | 0 | 0 | 0
PseudoUnit | 0 | 0 | 0 | 0 | 0 | 0
FixedInterchange | 0 | 0 | 0 | 0 | 0 | 0
Emission Cost by Reporting Type: NEISO
ReportingType | 2015 | 2020 | 2025 | 2030 | 2035 | 2040
BM | 0 | 0 | 0 | 0 | 0 | 0
CC | 418.46 | 347.39 | 170.51 | 309.19 | 466.12 | 625.93
CSP | 0 | 0 | 0 | 0 | 0 | 0
CT | 0.05 | 0.24 | 0 | 0 | 0 | 0
Coal | 0.9 | 0 | 0 | 0 | 0 | 0
Geo | 0 | 0 | 0 | 0 | 0 | 0
H | 0 | 0 | 0 | 0 | 0 | 0
LFG | 0 | 0 | 0 | 0 | 0 | 0
Nuc | 0 | 0 | 0 | 0 | 0 | 0
PS | 0 | 0 | 0 | 0 | 0 | 0
PV | 0 | 0 | 0 | 0 | 0 | 0
PeakG | 0.44 | 0.68 | 0.23 | 0 | 0.84 | 0
PeakO | 0 | 0 | 0 | 0 | 0 | 0
ST | 0 | 0 | 0 | 0 | 0 | 0
STOG | 0 | 0 | 0 | 0 | 0 | 0
STWD | 0 | 0 | 0 | 0 | 0 | 0
WT | 0 | 0 | 0 | 0 | 0 | 0
IGCC | 0 | 0 | 0 | 0 | 0 | 0
DemandResponse | 0 | 0 | 0 | 0 | 0 | 0
IGCC-CCS | 0 | 0 | 0 | 0 | 0 | 0
WT_off | 0 | 0 | 0 | 0 | 0 | 0
PseudoUnit | 0 | 0 | 0 | 0 | 0 | 0
FixedInterchange | 0 | 0 | 0 | 0 | 0 | 0
Emission Cost by Reporting Type: NonRTO_Midwest
ReportingType | 2015 | 2020 | 2025 | 2030 | 2035 | 2040
BM | 0 | 0 | 0 | 0 | 0 | 0
CC | 136.93 | 348.08 | 570.02 | 1214.57 | 1048.58 | 268.49
CSP | 0 | 0 | 0 | 0 | 0 | 0
CT | 0 | 0 | 0 | 0 | 0 | 0
Coal | 1097.74 | 1007.24 | 235.36 | 26.77 | 88.43 | 126.24
Geo | 0 | 0 | 0 | 0 | 0 | 0
H | 0 | 0 | 0 | 0 | 0 | 0
LFG | 0 | 0 | 0 | 0 | 0 | 0
Nuc | 0 | 0 | 0 | 0 | 0 | 0
PS | 0 | 0 | 0 | 0 | 0 | 0
PV | 0 | 0 | 0 | 0 | 0 | 0
PeakG | 2.34 | 0.48 | 0 | 3.19 | 0 | 0
PeakO | 0 | 0 | 0 | 0 | 0 | 0
ST | 0 | 0 | 0 | 0 | 0 | 0
STOG | 0 | 0 | 0 | 0 | 0 | 0
STWD | 0 | 0 | 0 | 0 | 0 | 0
WT | 0 | 0 | 0 | 0 | 0 | 0
IGCC | 0 | 0 | 0 | 0 | 0 | 0
DemandResponse | 0 | 0 | 0 | 0 | 0 | 0
IGCC-CCS | 0 | 0 | 0 | 0 | 0 | 0
WT_off | 0 | 0 | 0 | 0 | 0 | 0
PseudoUnit | 0 | 0 | 0 | 0 | 0 | 0
FixedInterchange | 0 | 0 | 0 | 0 | 0 | 0
Emission Cost by Reporting Type: NYISO_A-F
ReportingType | 2015 | 2020 | 2025 | 2030 | 2035 | 2040
BM | 0 | 0 | 0 | 0 | 0 | 0
CC | 72.74 | 72.22 | 14.6 | 41.41 | 77.68 | 5.49
CSP | 0 | 0 | 0 | 0 | 0 | 0
CT | 0 | 0 | 0 | 0 | 0 | 0
Coal | 0 | 0 | 0 | 0 | 0 | 0
Geo | 0 | 0 | 0 | 0 | 0 | 0
H | 0 | 0 | 0 | 0 | 0 | 0
LFG | 0 | 0 | 0 | 0 | 0 | 0
Nuc | 0 | 0 | 0 | 0 | 0 | 0
PS | 0 | 0 | 0 | 0 | 0 | 0
PV | 0 | 0 | 0 | 0 | 0 | 0
PeakG | 0.03 | 0.13 | 0 | 0 | 0 | 0
PeakO | 0 | 0 | 0 | 0 | 0 | 0
ST | 0 | 0 | 0 | 0 | 0 | 0
STOG | 0 | 0 | 0 | 0 | 0 | 0
STWD | 0 | 0 | 0 | 0 | 0 | 0
WT | 0 | 0 | 0 | 0 | 0 | 0
IGCC | 0 | 0 | 0 | 0 | 0 | 0
DemandResponse | 0 | 0 | 0 | 0 | 0 | 0
IGCC-CCS | 0 | 0 | 0 | 0 | 0 | 0
WT_off | 0 | 0 | 0 | 0 | 0 | 0
PseudoUnit | 0 | 0 | 0 | 0 | 0 | 0
FixedInterchange | 0 | 0 | 0 | 0 | 0 | 0
Emission Cost by Reporting Type: NYISO_G-I
ReportingType | 2015 | 2020 | 2025 | 2030 | 2035 | 2040
BM | 0 | 0 | 0 | 0 | 0 | 0
CC | 40.88 | 36.54 | 31.12 | 64.17 | 79.15 | 107.08
CSP | 0 | 0 | 0 | 0 | 0 | 0
CT | 0 | 0 | 0 | 0 | 0 | 0
Coal | 0 | 0 | 0 | 0 | 0 | 0
Geo | 0 | 0 | 0 | 0 | 0 | 0
H | 0 | 0 | 0 | 0 | 0 | 0
LFG | 0 | 0 | 0 | 0 | 0 | 0
Nuc | 0 | 0 | 0 | 0 | 0 | 0
PS | 0 | 0 | 0 | 0 | 0 | 0
PV | 0 | 0 | 0 | 0 | 0 | 0
PeakG | 0 | 0 | 0 | 0 | 0.01 | 0
PeakO | 0 | 0 | 0 | 0 | 0 | 0
ST | 0 | 0 | 0 | 0 | 0 | 0
STOG | 0 | 0 | 0 | 0 | 0 | 0
STWD | 0 | 0 | 0 | 0 | 0 | 0
WT | 0 | 0 | 0 | 0 | 0 | 0
IGCC | 0 | 0 | 0 | 0 | 0 | 0
DemandResponse | 0 | 0 | 0 | 0 | 0 | 0
IGCC-CCS | 0 | 0 | 0 | 0 | 0 | 0
WT_off | 0 | 0 | 0 | 0 | 0 | 0
PseudoUnit | 0 | 0 | 0 | 0 | 0 | 0
FixedInterchange | 0 | 0 | 0 | 0 | 0 | 0
Emission Cost by Reporting Type: NYISO_J-K
ReportingType | 2015 | 2020 | 2025 | 2030 | 2035 | 2040
BM | 0 | 0 | 0 | 0 | 0 | 0
CC | 233.27 | 289.34 | 310.81 | 646.75 | 884.59 | 868.91
CSP | 0 | 0 | 0 | 0 | 0 | 0
CT | 0 | 0 | 0 | 0 | 0 | 0
Coal | 0 | 0 | 0 | 0 | 0 | 0
Geo | 0 | 0 | 0 | 0 | 0 | 0
H | 0 | 0 | 0 | 0 | 0 | 0
LFG | 0 | 0 | 0 | 0 | 0 | 0
Nuc | 0 | 0 | 0 | 0 | 0 | 0
PS | 0 | 0 | 0 | 0 | 0 | 0
PV | 0 | 0 | 0 | 0 | 0 | 0
PeakG | 1.8 | 2.08 | 3.8 | 8.2 | 26.95 | 32.49
PeakO | 0 | 0 | 0 | 0 | 0 | 0
ST | 0 | 0 | 0 | 0 | 0 | 0
STOG | 6.95 | 13.5 | 23.81 | 72.43 | 31.1 | 21.03
STWD | 0 | 0 | 0 | 0 | 0 | 0
WT | 0 | 0 | 0 | 0 | 0 | 0
IGCC | 0 | 0 | 0 | 0 | 0 | 0
DemandResponse | 0 | 0 | 0 | 0 | 0 | 0
IGCC-CCS | 0 | 0 | 0 | 0 | 0 | 0
WT_off | 0 | 0 | 0 | 0 | 0 | 0
PseudoUnit | 0 | 0 | 0 | 0 | 0 | 0
FixedInterchange | 0 | 0 | 0 | 0 | 0 | 0
Emission Cost by Reporting Type: PJM_E
ReportingType | 2015 | 2020 | 2025 | 2030 | 2035 | 2040
BM | 0 | 0 | 0 | 0 | 0 | 0
CC | 428.04 | 652.68 | 979.15 | 2065.42 | 2246.15 | 1683.83
CSP | 0 | 0 | 0 | 0 | 0 | 0
CT | 0 | 0.06 | 0.1 | 0.41 | 0.4 | 0
Coal | 16.52 | 14.91 | 11.72 | 0 | 11.99 | 43.7
Geo | 0 | 0 | 0 | 0 | 0 | 0
H | 0 | 0 | 0 | 0 | 0 | 0
LFG | 0 | 0 | 0 | 0 | 0 | 0
Nuc | 0 | 0 | 0 | 0 | 0 | 0
PS | 0 | 0 | 0 | 0 | 0 | 0
PV | 0 | 0 | 0 | 0 | 0 | 0
PeakG | 1.07 | 5.53 | 9.05 | 38.71 | 37.56 | 53.61
PeakO | 0 | 0 | 0 | 0 | 0 | 0
ST | 0 | 0 | 0 | 0 | 0 | 0
STOG | 4.28 | 8.12 | 19.01 | 70.52 | 0 | 0
STWD | 0 | 0 | 0 | 0 | 0 | 0
WT | 0 | 0 | 0 | 0 | 0 | 0
IGCC | 0 | 0 | 0 | 0 | 0 | 0
DemandResponse | 0 | 0 | 0 | 0 | 0 | 0
IGCC-CCS | 0 | 0 | 0 | 0 | 0 | 0
WT_off | 0 | 0 | 0 | 0 | 0 | 0
PseudoUnit | 0 | 0 | 0 | 0 | 0 | 0
FixedInterchange | 0 | 0 | 0 | 0 | 0 | 0
Emission Cost by Reporting Type: PJM_ROM
ReportingType | 2015 | 2020 | 2025 | 2030 | 2035 | 2040
BM | 0 | 0 | 0 | 0 | 0 | 0
CC | 197.68 | 311.58 | 432.81 | 829.86 | 998.79 | 753.84
CSP | 0 | 0 | 0 | 0 | 0 | 0
CT | 0 | 0.04 | 0.06 | 0.25 | 0 | 0
Coal | 432.52 | 196.19 | 23.88 | 3.53 | 29.61 | 46.01
Geo | 0 | 0 | 0 | 0 | 0 | 0
H | 0 | 0 | 0 | 0 | 0 | 0
LFG | 0 | 0 | 0 | 0 | 0 | 0
Nuc | 0 | 0 | 0 | 0 | 0 | 0
PS | 0 | 0 | 0 | 0 | 0 | 0
PV | 0 | 0 | 0 | 0 | 0 | 0
PeakG | 0 | 0 | 0 | 21.08 | 24.52 | 34.11
PeakO | 0 | 0 | 0 | 0 | 0 | 0
ST | 0 | 0 | 0 | 0 | 0 | 0
STOG | 10.4 | 14.77 | 24.19 | 105.8 | 0 | 0
STWD | 0 | 0 | 0 | 0 | 0 | 0
WT | 0 | 0 | 0 | 0 | 0 | 0
IGCC | 0 | 0 | 0 | 0 | 0 | 0
DemandResponse | 0 | 0 | 0 | 0 | 0 | 0
IGCC-CCS | 0 | 0 | 0 | 0 | 0 | 0
WT_off | 0 | 0 | 0 | 0 | 0 | 0
PseudoUnit | 0 | 0 | 0 | 0 | 0 | 0
FixedInterchange | 0 | 0 | 0 | 0 | 0 | 0
Emission Cost by Reporting Type: PJM_ROR
ReportingType | 2015 | 2020 | 2025 | 2030 | 2035 | 2040
BM | 0 | 0 | 0 | 0 | 0 | 0
CC | 1431.04 | 2399.21 | 3749.94 | 7066.51 | 7243.2 | 4693.79
CSP | 0 | 0 | 0 | 0 | 0 | 0
CT | 0.05 | 0.06 | 0.11 | 0.45 | 0 | 0
Coal | 5011.36 | 3290.35 | 320.8 | 131.12 | 223.47 | 322.2
Geo | 0 | 0 | 0 | 0 | 0 | 0
H | 0 | 0 | 0 | 0 | 0 | 0
LFG | 0 | 0 | 0 | 0 | 0 | 0
Nuc | 0 | 0 | 0 | 0 | 0 | 0
PS | 0 | 0 | 0 | 0 | 0 | 0
PV | 0 | 0 | 0 | 0 | 0 | 0
PeakG | 14.36 | 11.22 | 6.55 | 113.19 | 64.16 | 49.59
PeakO | 0 | 0 | 0 | 0 | 0 | 0
ST | 0 | 0 | 0 | 0 | 0 | 0
STOG | 9.29 | 8.64 | 27.62 | 61.86 | 0 | 0
STWD | 0 | 0 | 0 | 0 | 0 | 0
WT | 0 | 0 | 0 | 0 | 0 | 0
IGCC | 0 | 0 | 0 | 0 | 0 | 0
DemandResponse | 0 | 0 | 0 | 0 | 0 | 0
IGCC-CCS | 0 | 0 | 0 | 0 | 0 | 0
WT_off | 0 | 0 | 0 | 0 | 0 | 0
PseudoUnit | 0 | 0 | 0 | 0 | 0 | 0
FixedInterchange | 0 | 0 | 0 | 0 | 0 | 0
Emission Cost by Reporting Type: SOCO
ReportingType | 2015 | 2020 | 2025 | 2030 | 2035 | 2040
BM | 0 | 0 | 0 | 0 | 0 | 0
CC | 1491.13 | 2295.6 | 3387.02 | 6074.63 | 2668.18 | 1210.8
CSP | 0 | 0 | 0 | 0 | 0 | 0
CT | 0 | 0 | 0 | 0 | 0 | 0
Coal | 855.5 | 328.81 | 29.49 | 66.05 | 122.34 | 174.64
Geo | 0 | 0 | 0 | 0 | 0 | 0
H | 0 | 0 | 0 | 0 | 0 | 0
LFG | 0 | 0 | 0 | 0 | 0 | 0
Nuc | 0 | 0 | 0 | 0 | 0 | 0
PS | 0 | 0 | 0 | 0 | 0 | 0
PV | 0 | 0 | 0 | 0 | 0 | 0
PeakG | 6.34 | 11.67 | 38.07 | 25.77 | 45.97 | 70.13
PeakO | 0 | 0 | 0 | 0 | 0 | 0
ST | 0 | 0 | 0 | 0 | 0 | 0
STOG | 0 | 0 | 0 | 0 | 0 | 0
STWD | 0 | 0 | 0 | 0 | 0 | 0
WT | 0 | 0 | 0 | 0 | 0 | 0
IGCC | 0 | 0 | 0 | 0 | 0 | 0
DemandResponse | 0 | 0 | 0 | 0 | 0 | 0
IGCC-CCS | 0 | 0 | 0 | 0 | 0 | 0
WT_off | 0 | 0 | 0 | 0 | 0 | 0
PseudoUnit | 0 | 0 | 0 | 0 | 0 | 0
FixedInterchange | 0 | 0 | 0 | 0 | 0 | 0
Emission Cost by Reporting Type: SPP_N
ReportingType | 2015 | 2020 | 2025 | 2030 | 2035 | 2040
BM | 0 | 0 | 0 | 0 | 0 | 0
CC | 43.09 | 13.6 | 22.12 | 49.55 | 40.61 | 37.44
CSP | 0 | 0 | 0 | 0 | 0 | 0
CT | 0 | 0 | 0 | 0 | 0 | 0
Coal | 1603.34 | 327.43 | 9.92 | 0 | 0 | 0
Geo | 0 | 0 | 0 | 0 | 0 | 0
H | 0 | 0 | 0 | 0 | 0 | 0
LFG | 0 | 0 | 0 | 0 | 0 | 0
Nuc | 0 | 0 | 0 | 0 | 0 | 0
PS | 0 | 0 | 0 | 0 | 0 | 0
PV | 0 | 0 | 0 | 0 | 0 | 0
PeakG | 1.76 | 0 | 0 | 0 | 0 | 0
PeakO | 0 | 0 | 0 | 0 | 0 | 0
ST | 0 | 0 | 0 | 0 | 0 | 0
STOG | 2.39 | 0 | 0 | 0 | 0 | 0
STWD | 0 | 0 | 0 | 0 | 0 | 0
WT | 0 | 0 | 0 | 0 | 0 | 0
IGCC | 0 | 0 | 0 | 0 | 0 | 0
DemandResponse | 0 | 0 | 0 | 0 | 0 | 0
IGCC-CCS | 0 | 0 | 0 | 0 | 0 | 0
WT_off | 0 | 0 | 0 | 0 | 0 | 0
PseudoUnit | 0 | 0 | 0 | 0 | 0 | 0
FixedInterchange | 0 | 0 | 0 | 0 | 0 | 0
Emission Cost by Reporting Type: SPP_S
ReportingType | 2015 | 2020 | 2025 | 2030 | 2035 | 2040
BM | 0 | 0 | 0 | 0 | 0 | 0
CC | 432.74 | 172.79 | 251.61 | 443.23 | 687.04 | 844.79
CSP | 0 | 0 | 0 | 0 | 0 | 0
CT | 0 | 0 | 0 | 0 | 0 | 3.16
Coal | 2355.91 | 249.2 | 21.08 | 0 | 0 | 0
Geo | 0 | 0 | 0 | 0 | 0 | 0
H | 0 | 0 | 0 | 0 | 0 | 0
LFG | 0 | 0 | 0 | 0 | 0 | 0
Nuc | 0 | 0 | 0 | 0 | 0 | 0
PS | 0 | 0 | 0 | 0 | 0 | 0
PV | 0 | 0 | 0 | 0 | 0 | 0
PeakG | 0 | 0 | 0 | 0 | 0 | 0
PeakO | 0 | 0 | 0 | 0 | 0 | 0
ST | 0 | 0 | 0 | 0 | 0 | 0
STOG | 29.2 | 10.09 | 13.27 | 66.04 | 74.88 | 103.09
STWD | 0 | 0 | 0 | 0 | 0 | 0
WT | 0 | 0 | 0 | 0 | 0 | 0
IGCC | 0 | 0 | 0 | 0 | 0 | 0
DemandResponse | 0 | 0 | 0 | 0 | 0 | 0
IGCC-CCS | 0 | 0 | 0 | 0 | 0 | 0
WT_off | 0 | 0 | 0 | 0 | 0 | 0
PseudoUnit | 0 | 0 | 0 | 0 | 0 | 0
FixedInterchange | 0 | 0 | 0 | 0 | 0 | 0
Emission Cost by Reporting Type: TVA
ReportingType | 2015 | 2020 | 2025 | 2030 | 2035 | 2040
BM | 0 | 0 | 0 | 0 | 0 | 0
CC | 392.49 | 836 | 1431.26 | 2464.06 | 1651.38 | 1054.52
CSP | 0 | 0 | 0 | 0 | 0 | 0
CT | 0 | 0 | 0 | 0 | 0 | 0
Coal | 1097.47 | 770.46 | 76.39 | 0 | 0 | 0
Geo | 0 | 0 | 0 | 0 | 0 | 0
H | 0 | 0 | 0 | 0 | 0 | 0
LFG | 0 | 0 | 0 | 0 | 0 | 0
Nuc | 0 | 0 | 0 | 0 | 0 | 0
PS | 0 | 0 | 0 | 0 | 0 | 0
PV | 0 | 0 | 0 | 0 | 0 | 0
PeakG | 0 | 0 | 0 | 0 | 0 | 0
PeakO | 0 | 0 | 0 | 0 | 0 | 0
ST | 0 | 0 | 0 | 0 | 0 | 0
STOG | 0 | 0 | 0 | 0 | 0 | 0
STWD | 0 | 0 | 0 | 0 | 0 | 0
WT | 0 | 0 | 0 | 0 | 0 | 0
IGCC | 0 | 0 | 0 | 0 | 0 | 0
DemandResponse | 0 | 0 | 0 | 0 | 0 | 0
IGCC-CCS | 0 | 0 | 0 | 0 | 0 | 0
WT_off | 0 | 0 | 0 | 0 | 0 | 0
PseudoUnit | 0 | 0 | 0 | 0 | 0 | 0
FixedInterchange | 0 | 0 | 0 | 0 | 0 | 0
Emission Cost by Reporting Type: TVA_Transmission
ReportingType | 2015 | 2020 | 2025 | 2030 | 2035 | 2040
BM | 0 | 0 | 0 | 0 | 0 | 0
CC | 0 | 0 | 0 | 0 | 0 | 0
CSP | 0 | 0 | 0 | 0 | 0 | 0
CT | 0 | 0 | 0 | 0 | 0 | 0
Coal | 0 | 0 | 0 | 0 | 0 | 0
Geo | 0 | 0 | 0 | 0 | 0 | 0
H | 0 | 0 | 0 | 0 | 0 | 0
LFG | 0 | 0 | 0 | 0 | 0 | 0
Nuc | 0 | 0 | 0 | 0 | 0 | 0
PS | 0 | 0 | 0 | 0 | 0 | 0
PV | 0 | 0 | 0 | 0 | 0 | 0
PeakG | 0 | 0 | 0 | 0 | 0 | 0
PeakO | 0 | 0 | 0 | 0 | 0 | 0
ST | 0 | 0 | 0 | 0 | 0 | 0
STOG | 0 | 0 | 0 | 0 | 0 | 0
STWD | 0 | 0 | 0 | 0 | 0 | 0
WT | 0 | 0 | 0 | 0 | 0 | 0
IGCC | 0 | 0 | 0 | 0 | 0 | 0
DemandResponse | 0 | 0 | 0 | 0 | 0 | 0
IGCC-CCS | 0 | 0 | 0 | 0 | 0 | 0
WT_off | 0 | 0 | 0 | 0 | 0 | 0
PseudoUnit | 0 | 0 | 0 | 0 | 0 | 0
FixedInterchange | 0 | 0 | 0 | 0 | 0 | 0
Emission Cost by Reporting Type: VACAR
ReportingType | 2015 | 2020 | 2025 | 2030 | 2035 | 2040
BM | 0 | 0 | 0 | 0 | 0 | 0
CC | 1057.54 | 1458.75 | 2175.42 | 4095.16 | 1985.64 | 1282.12
CSP | 0 | 0 | 0 | 0 | 0 | 0
CT | 1.13 | 1.61 | 5.02 | 0 | 0 | 0
Coal | 827.56 | 582.77 | 164.05 | 54.58 | 73.64 | 105.12
Geo | 0 | 0 | 0 | 0 | 0 | 0
H | 0 | 0 | 0 | 0 | 0 | 0
LFG | 0 | 0 | 0 | 0 | 0 | 0
Nuc | 0 | 0 | 0 | 0 | 0 | 0
PS | 0 | 0 | 0 | 0 | 0 | 0
PV | 0 | 0 | 0 | 0 | 0 | 0
PeakG | 1.67 | 4.48 | 13.21 | 29.29 | 0.06 | 1.47
PeakO | 0 | 0 | 0 | 0 | 0 | 0
ST | 0 | 0 | 0 | 0 | 0 | 0
STOG | 0 | 0 | 0 | 0 | 0 | 0
STWD | 0 | 0 | 0 | 0 | 0 | 0
WT | 0 | 0 | 0 | 0 | 0 | 0
IGCC | 0 | 0 | 0 | 0 | 0 | 0
DemandResponse | 0 | 0 | 0 | 0 | 0 | 0
IGCC-CCS | 0 | 0 | 0 | 0 | 0 | 0
WT_off | 0 | 0 | 0 | 0 | 0 | 0
PseudoUnit | 0 | 0 | 0 | 0 | 0 | 0
FixedInterchange | 0 | 0 | 0 | 0 | 0 | 0
Emission Cost by Reporting Type: IESO
ReportingType | 2015 | 2020 | 2025 | 2030 | 2035 | 2040
BM | 0 | 0 | 0 | 0 | 0 | 0
CC | 83.77 | 83.32 | 3.66 | 1.57 | 5.95 | 18.55
CSP | 0 | 0 | 0 | 0 | 0 | 0
CT | 0.18 | 0.07 | 0 | 0 | 0 | 0
Coal | 0 | 0 | 0 | 0 | 0 | 0
Geo | 0 | 0 | 0 | 0 | 0 | 0
H | 0 | 0 | 0 | 0 | 0 | 0
LFG | 0 | 0 | 0 | 0 | 0 | 0
Nuc | 0 | 0 | 0 | 0 | 0 | 0
PS | 0 | 0 | 0 | 0 | 0 | 0
PV | 0 | 0 | 0 | 0 | 0 | 0
PeakG | 0 | 0 | 0 | 0 | 0 | 0
PeakO | 0 | 0 | 0 | 0 | 0 | 0
ST | 0 | 0 | 0 | 0 | 0 | 0
STOG | 0 | 0 | 0 | 0 | 0 | 0
STWD | 0 | 0 | 0 | 0 | 0 | 0
WT | 0 | 0 | 0 | 0 | 0 | 0
IGCC | 0 | 0 | 0 | 0 | 0 | 0
DemandResponse | 0 | 0 | 0 | 0 | 0 | 0
IGCC-CCS | 0 | 0 | 0 | 0 | 0 | 0
WT_off | 0 | 0 | 0 | 0 | 0 | 0
PseudoUnit | 0 | 0 | 0 | 0 | 0 | 0
FixedInterchange | 0 | 0 | 0 | 0 | 0 | 0
Emission Cost by Reporting Type: MAPP_CA
ReportingType | 2015 | 2020 | 2025 | 2030 | 2035 | 2040
BM | 0 | 0 | 0 | 0 | 0 | 0
CC | 78.84 | 111.95 | 5.02 | 0 | 0 | 0
CSP | 0 | 0 | 0 | 0 | 0 | 0
CT | 0 | 0 | 0 | 0 | 0 | 0
Coal | 6.21 | 1.4 | 0 | 0 | 0 | 0
Geo | 0 | 0 | 0 | 0 | 0 | 0
H | 0 | 0 | 0 | 0 | 0 | 0
LFG | 0 | 0 | 0 | 0 | 0 | 0
Nuc | 0 | 0 | 0 | 0 | 0 | 0
PS | 0 | 0 | 0 | 0 | 0 | 0
PV | 0 | 0 | 0 | 0 | 0 | 0
PeakG | 1.39 | 0.39 | 0 | 0 | 0 | 0
PeakO | 0 | 0 | 0 | 0 | 0 | 0
ST | 0 | 0 | 0 | 0 | 0 | 0
STOG | 0.23 | 0 | 0 | 0 | 0 | 0
STWD | 0 | 0 | 0 | 0 | 0 | 0
WT | 0 | 0 | 0 | 0 | 0 | 0
IGCC | 0 | 0 | 0 | 0 | 0 | 0
DemandResponse | 0 | 0 | 0 | 0 | 0 | 0
IGCC-CCS | 0 | 0 | 0 | 0 | 0 | 0
WT_off | 0 | 0 | 0 | 0 | 0 | 0
PseudoUnit | 0 | 0 | 0 | 0 | 0 | 0
FixedInterchange | 0 | 0 | 0 | 0 | 0 | 0
Emission Cost by Reporting Type: AZ_NM_SNV_Coal
ReportingType | 2015 | 2020 | 2025 | 2030 | 2035 | 2040
BM | 0 | 0 | 0 | 0 | 0 | 0
CC | 0 | 0 | 0 | 0 | 0 | 0
CSP | 0 | 0 | 0 | 0 | 0 | 0
CT | 0 | 0 | 0 | 0 | 0 | 0
Coal | 1276.3 | 1705.15 | 399.35 | 0.08 | 0.46 | 0.32
Geo | 0 | 0 | 0 | 0 | 0 | 0
H | 0 | 0 | 0 | 0 | 0 | 0
LFG | 0 | 0 | 0 | 0 | 0 | 0
Nuc | 0 | 0 | 0 | 0 | 0 | 0
PS | 0 | 0 | 0 | 0 | 0 | 0
PV | 0 | 0 | 0 | 0 | 0 | 0
PeakG | 0 | 0 | 0 | 0 | 0 | 0
PeakO | 0 | 0 | 0 | 0 | 0 | 0
ST | 0 | 0 | 0 | 0 | 0 | 0
STOG | 0 | 0 | 0 | 0 | 0 | 0
STWD | 0 | 0 | 0 | 0 | 0 | 0
WT | 0 | 0 | 0 | 0 | 0 | 0
IGCC | 0 | 0 | 0 | 0 | 0 | 0
DemandResponse | 0 | 0 | 0 | 0 | 0 | 0
IGCC-CCS | 0 | 0 | 0 | 0 | 0 | 0
WT_off | 0 | 0 | 0 | 0 | 0 | 0
PseudoUnit | 0 | 0 | 0 | 0 | 0 | 0
FixedInterchange | 0 | 0 | 0 | 0 | 0 | 0
Emission Cost by Reporting Type: AZ_NM_SNV_Gas
ReportingType | 2015 | 2020 | 2025 | 2030 | 2035 | 2040
BM | 0 | 0 | 0 | 0 | 0 | 0
CC | 690.38 | 918.28 | 1539.26 | 2698.8 | 1382.88 | 1320.62
CSP | 0 | 0 | 0 | 0 | 0 | 0
CT | 0 | 0 | 0 | 0 | 0 | 0
Coal | 0 | 0 | 0 | 0 | 0 | 0
Geo | 0 | 0 | 0 | 0 | 0 | 0
H | 0 | 0 | 0 | 0 | 0 | 0
LFG | 0 | 0 | 0 | 0 | 0 | 0
Nuc | 0 | 0 | 0 | 0 | 0 | 0
PS | 0 | 0 | 0 | 0 | 0 | 0
PV | 0 | 0 | 0 | 0 | 0 | 0
PeakG | 0 | 0 | 0 | 0 | 0 | 0
PeakO | 0 | 0 | 0 | 0 | 0 | 0
ST | 0 | 0 | 0 | 0 | 0 | 0
STOG | 0 | 0 | 0 | 0 | 0 | 0
STWD | 0 | 0 | 0 | 0 | 0 | 0
WT | 0 | 0 | 0 | 0 | 0 | 0
IGCC | 0 | 0 | 0 | 0 | 0 | 0
DemandResponse | 0 | 0 | 0 | 0 | 0 | 0
IGCC-CCS | 0 | 0 | 0 | 0 | 0 | 0
WT_off | 0 | 0 | 0 | 0 | 0 | 0
PseudoUnit | 0 | 0 | 0 | 0 | 0 | 0
FixedInterchange | 0 | 0 | 0 | 0 | 0 | 0
Emission Cost by Reporting Type: AZ_NM_SNV_NucRenew
ReportingType | 2015 | 2020 | 2025 | 2030 | 2035 | 2040
BM | 0 | 0 | 0 | 0 | 0 | 0
CC | 0 | 0 | 0 | 0 | 0 | 0
CSP | 0 | 0 | 0 | 0 | 0 | 0
CT | 0 | 0 | 0 | 0 | 0 | 0
Coal | 0 | 0 | 0 | 0 | 0 | 0
Geo | 0 | 0 | 0 | 0 | 0 | 0
H | 0 | 0 | 0 | 0 | 0 | 0
LFG | 0 | 0 | 0 | 0 | 0 | 0
Nuc | 0 | 0 | 0 | 0 | 0 | 0
PS | 0 | 0 | 0 | 0 | 0 | 0
PV | 0 | 0 | 0 | 0 | 0 | 0
PeakG | 0 | 0 | 0 | 0 | 0 | 0
PeakO | 0 | 0 | 0 | 0 | 0 | 0
ST | 0 | 0 | 0 | 0 | 0 | 0
STOG | 0 | 0 | 0 | 0 | 0 | 0
STWD | 0 | 0 | 0 | 0 | 0 | 0
WT | 0 | 0 | 0 | 0 | 0 | 0
IGCC | 0 | 0 | 0 | 0 | 0 | 0
DemandResponse | 0 | 0 | 0 | 0 | 0 | 0
IGCC-CCS | 0 | 0 | 0 | 0 | 0 | 0
WT_off | 0 | 0 | 0 | 0 | 0 | 0
PseudoUnit | 0 | 0 | 0 | 0 | 0 | 0
FixedInterchange | 0 | 0 | 0 | 0 | 0 | 0
Emission Cost by Reporting Type: ERCOT
ReportingType | 2015 | 2020 | 2025 | 2030 | 2035 | 2040
BM | 0 | 0 | 0 | 0 | 0 | 0
CC | 2071.55 | 3130.27 | 4323.09 | 8346.34 | 5200.43 | 5093.81
CSP | 0 | 0 | 0 | 0 | 0 | 0
CT | 0 | 0.05 | 0.04 | 0.65 | 0 | 0
Coal | 1049.44 | 969.63 | 67.42 | 69.28 | 128.32 | 169.44
Geo | 0 | 0 | 0 | 0 | 0 | 0
H | 0 | 0 | 0 | 0 | 0 | 0
LFG | 0 | 0 | 0 | 0 | 0 | 0
Nuc | 0 | 0 | 0 | 0 | 0 | 0
PS | 0 | 0 | 0 | 0 | 0 | 0
PV | 0 | 0 | 0 | 0 | 0 | 0
PeakG | 0 | 0.15 | 0 | 3.28 | 7.97 | 8.63
PeakO | 0 | 0 | 0 | 0 | 0 | 0
ST | 0 | 0 | 0 | 0 | 0 | 0
STOG | 39.33 | 88.23 | 44.69 | 67.21 | 0 | 0
STWD | 0 | 0 | 0 | 0 | 0 | 0
WT | 0 | 0 | 0 | 0 | 0 | 0
IGCC | 0 | 0 | 0 | 0 | 0 | 0
DemandResponse | 0 | 0 | 0 | 0 | 0 | 0
IGCC-CCS | 0 | 0 | 0 | 0 | 0 | 0
WT_off | 0 | 0 | 0 | 0 | 0 | 0
PseudoUnit | 0 | 0 | 0 | 0 | 0 | 0
FixedInterchange | 0 | 0 | 0 | 0 | 0 | 0
Emission Cost by Reporting Type: NP15
ReportingType | 2015 | 2020 | 2025 | 2030 | 2035 | 2040
BM | 0 | 0 | 0 | 0 | 0 | 0
CC | 589.66 | 800.9 | 1139.97 | 1512.48 | 866.84 | 873.05
CSP | 0 | 0 | 0 | 0 | 0 | 0
CT | 0 | 0 | 0 | 0 | 0 | 0
Coal | 42.12 | 9.17 | 0 | 0 | 0 | 0
Geo | 0 | 0 | 0 | 0 | 0 | 0
H | 0 | 0 | 0 | 0 | 0 | 0
LFG | 0 | 0 | 0 | 0 | 0 | 0
Nuc | 0 | 0 | 0 | 0 | 0 | 0
PS | 0 | 0 | 0 | 0 | 0 | 0
PV | 0 | 0 | 0 | 0 | 0 | 0
PeakG | 0 | 0 | 0 | 0 | 0 | 0
PeakO | 0 | 0 | 0 | 0 | 0 | 0
ST | 0 | 0 | 0 | 0 | 0 | 0
STOG | 0.98 | 1 | 0.82 | 0.01 | 0 | 0
STWD | 0 | 0 | 0 | 0 | 0 | 0
WT | 0 | 0 | 0 | 0 | 0 | 0
IGCC | 0 | 0 | 0 | 0 | 0 | 0
DemandResponse | 0 | 0 | 0 | 0 | 0 | 0
IGCC-CCS | 0 | 0 | 0 | 0 | 0 | 0
WT_off | 0 | 0 | 0 | 0 | 0 | 0
PseudoUnit | 0 | 0 | 0 | 0 | 0 | 0
FixedInterchange | 0 | 0 | 0 | 0 | 0 | 0
Emission Cost by Reporting Type: NWPP_Coal
ReportingType | 2015 | 2020 | 2025 | 2030 | 2035 | 2040
BM | 0 | 0 | 0 | 0 | 0 | 0
CC | 0 | 0 | 0 | 0 | 0 | 0
CSP | 0 | 0 | 0 | 0 | 0 | 0
CT | 0 | 0 | 0 | 0 | 0 | 0
Coal | 1409.09 | 1596 | 9.83 | 22.01 | 40.76 | 27.32
Geo | 0 | 0 | 0 | 0 | 0 | 0
H | 0 | 0 | 0 | 0 | 0 | 0
LFG | 0 | 0 | 0 | 0 | 0 | 0
Nuc | 0 | 0 | 0 | 0 | 0 | 0
PS | 0 | 0 | 0 | 0 | 0 | 0
PV | 0 | 0 | 0 | 0 | 0 | 0
PeakG | 0 | 0 | 0 | 0 | 0 | 0
PeakO | 0 | 0 | 0 | 0 | 0 | 0
ST | 0 | 0 | 0 | 0 | 0 | 0
STOG | 0 | 0 | 0 | 0 | 0 | 0
STWD | 0 | 0 | 0 | 0 | 0 | 0
WT | 0 | 0 | 0 | 0 | 0 | 0
IGCC | 0 | 0 | 0 | 0 | 0 | 0
DemandResponse | 0 | 0 | 0 | 0 | 0 | 0
IGCC-CCS | 0 | 0 | 0 | 0 | 0 | 0
WT_off | 0 | 0 | 0 | 0 | 0 | 0
PseudoUnit | 0 | 0 | 0 | 0 | 0 | 0
FixedInterchange | 0 | 0 | 0 | 0 | 0 | 0
Emission Cost by Reporting Type: NWPP_Gas
ReportingType | 2015 | 2020 | 2025 | 2030 | 2035 | 2040
BM | 0 | 0 | 0 | 0 | 0 | 0
CC | 476.08 | 676.03 | 910.75 | 1883.29 | 86.73 | 0
CSP | 0 | 0 | 0 | 0 | 0 | 0
CT | 0 | 0 | 0 | 0 | 0 | 0
Coal | 0 | 0 | 0 | 0 | 0 | 0
Geo | 0 | 0 | 0 | 0 | 0 | 0
H | 0 | 0 | 0 | 0 | 0 | 0
LFG | 0 | 0 | 0 | 0 | 0 | 0
Nuc | 0 | 0 | 0 | 0 | 0 | 0
PS | 0 | 0 | 0 | 0 | 0 | 0
PV | 0 | 0 | 0 | 0 | 0 | 0
PeakG | 0 | 0 | 0 | 0 | 0 | 0
PeakO | 0 | 0 | 0 | 0 | 0 | 0
ST | 0 | 0 | 0 | 0 | 0 | 0
STOG | 0 | 0 | 0 | 0 | 0 | 0
STWD | 0 | 0 | 0 | 0 | 0 | 0
WT | 0 | 0 | 0 | 0 | 0 | 0
IGCC | 0 | 0 | 0 | 0 | 0 | 0
DemandResponse | 0 | 0 | 0 | 0 | 0 | 0
IGCC-CCS | 0 | 0 | 0 | 0 | 0 | 0
WT_off | 0 | 0 | 0 | 0 | 0 | 0
PseudoUnit | 0 | 0 | 0 | 0 | 0 | 0
FixedInterchange | 0 | 0 | 0 | 0 | 0 | 0
Emission Cost by Reporting Type: NWPP_NucRenew
ReportingType | 2015 | 2020 | 2025 | 2030 | 2035 | 2040
BM | 0 | 0 | 0 | 0 | 0 | 0
CC | 0 | 0 | 0 | 0 | 0 | 0
CSP | 0 | 0 | 0 | 0 | 0 | 0
CT | 0 | 0 | 0 | 0 | 0 | 0
Coal | 0 | 0 | 0 | 0 | 0 | 0
Geo | 0 | 0 | 0 | 0 | 0 | 0
H | 0 | 0 | 0 | 0 | 0 | 0
LFG | 0 | 0 | 0 | 0 | 0 | 0
Nuc | 0 | 0 | 0 | 0 | 0 | 0
PS | 0 | 0 | 0 | 0 | 0 | 0
PV | 0 | 0 | 0 | 0 | 0 | 0
PeakG | 0 | 0 | 0 | 0 | 0 | 0
PeakO | 0 | 0 | 0 | 0 | 0 | 0
ST | 0 | 0 | 0 | 0 | 0 | 0
STOG | 0 | 0 | 0 | 0 | 0 | 0
STWD | 0 | 0 | 0 | 0 | 0 | 0
WT | 0 | 0 | 0 | 0 | 0 | 0
IGCC | 0 | 0 | 0 | 0 | 0 | 0
DemandResponse | 0 | 0 | 0 | 0 | 0 | 0
IGCC-CCS | 0 | 0 | 0 | 0 | 0 | 0
WT_off | 0 | 0 | 0 | 0 | 0 | 0
PseudoUnit | 0 | 0 | 0 | 0 | 0 | 0
FixedInterchange | 0 | 0 | 0 | 0 | 0 | 0
Emission Cost by Reporting Type: RMPA
ReportingType | 2015 | 2020 | 2025 | 2030 | 2035 | 2040
BM | 0 | 0 | 0 | 0 | 0 | 0
CC | 119.67 | 132.82 | 385.32 | 527.31 | 296.15 | 247.4
CSP | 0 | 0 | 0 | 0 | 0 | 0
CT | 0 | 0 | 0 | 0 | 0 | 0
Coal | 1336.07 | 1578.59 | 207.72 | 50.04 | 92.37 | 70.55
Geo | 0 | 0 | 0 | 0 | 0 | 0
H | 0 | 0 | 0 | 0 | 0 | 0
LFG | 0 | 0 | 0 | 0 | 0 | 0
Nuc | 0 | 0 | 0 | 0 | 0 | 0
PS | 0 | 0 | 0 | 0 | 0 | 0
PV | 0 | 0 | 0 | 0 | 0 | 0
PeakG | 0 | 0 | 0 | 0 | 0 | 0.15
PeakO | 0 | 0 | 0 | 0 | 0 | 0
ST | 0 | 0 | 0 | 0 | 0 | 0
STOG | 0 | 0 | 0 | 0 | 0 | 0
STWD | 0 | 0 | 0 | 0 | 0 | 0
WT | 0 | 0 | 0 | 0 | 0 | 0
IGCC | 0 | 0 | 0 | 0 | 0 | 0
DemandResponse | 0 | 0 | 0 | 0 | 0 | 0
IGCC-CCS | 0 | 0 | 0 | 0 | 0 | 0
WT_off | 0 | 0 | 0 | 0 | 0 | 0
PseudoUnit | 0 | 0 | 0 | 0 | 0 | 0
FixedInterchange | 0 | 0 | 0 | 0 | 0 | 0
Emission Cost by Reporting Type: SP15
ReportingType | 2015 | 2020 | 2025 | 2030 | 2035 | 2040
BM | 0 | 0 | 0 | 0 | 0 | 0
CC | 835.06 | 1092.85 | 1481.71 | 3187.91 | 2230.83 | 2056.19
CSP | 0 | 0 | 0 | 0 | 0 | 0
CT | 0 | 0 | 0 | 0 | 0 | 0
Coal | 39.99 | 30.93 | 0 | 0 | 0 | 0
Geo | 0 | 0 | 0 | 0 | 0 | 0
H | 0 | 0 | 0 | 0 | 0 | 0
LFG | 0 | 0 | 0 | 0 | 0 | 0
Nuc | 0 | 0 | 0 | 0 | 0 | 0
PS | 0 | 0 | 0 | 0 | 0 | 0
PV | 0 | 0 | 0 | 0 | 0 | 0
PeakG | 0 | 0 | 0 | 0 | 0 | 0
PeakO | 0 | 0 | 0 | 0 | 0 | 0
ST | 0 | 0 | 0 | 0 | 0 | 0
STOG | 7.85 | 7.71 | 2.89 | 13.42 | 10.72 | 8.24
STWD | 0 | 0 | 0 | 0 | 0 | 0
WT | 0 | 0 | 0 | 0 | 0 | 0
IGCC | 0 | 0 | 0 | 0 | 0 | 0
DemandResponse | 0 | 0 | 0 | 0 | 0 | 0
IGCC-CCS | 0 | 0 | 0 | 0 | 0 | 0
WT_off | 0 | 0 | 0 | 0 | 0 | 0
PseudoUnit | 0 | 0 | 0 | 0 | 0 | 0
FixedInterchange | 0 | 0 | 0 | 0 | 0 | 0
Emission Cost by Reporting Type: ALB
ReportingType | 2015 | 2020 | 2025 | 2030 | 2035 | 2040
BM | 0 | 0 | 0 | 0 | 0 | 0
CC | 177.21 | 260.9 | 424.22 | 0.32 | 0 | 0.83
CSP | 0 | 0 | 0 | 0 | 0 | 0
CT | 0 | 0 | 0 | 0 | 0 | 0
Coal | 1216.87 | 1727.96 | 2754.44 | 0 | 0 | 0
Geo | 0 | 0 | 0 | 0 | 0 | 0
H | 0 | 0 | 0 | 0 | 0 | 0
LFG | 0 | 0 | 0 | 0 | 0 | 0
Nuc | 0 | 0 | 0 | 0 | 0 | 0
PS | 0 | 0 | 0 | 0 | 0 | 0
PV | 0 | 0 | 0 | 0 | 0 | 0
PeakG | 0 | 0 | 0 | 0 | 0 | 0.52
PeakO | 0 | 0 | 0 | 0 | 0 | 0
ST | 0 | 0 | 0 | 0 | 0 | 0
STOG | 0 | 0 | 0 | 0 | 0 | 0
STWD | 0 | 0 | 0 | 0 | 0 | 0
WT | 0 | 0 | 0 | 0 | 0 | 0
IGCC | 0 | 0 | 0 | 0 | 0 | 0
DemandResponse | 0 | 0 | 0 | 0 | 0 | 0
IGCC-CCS | 0 | 0 | 0 | 0 | 0 | 0
WT_off | 0 | 0 | 0 | 0 | 0 | 0
PseudoUnit | 0 | 0 | 0 | 0 | 0 | 0
FixedInterchange | 0 | 0 | 0 | 0 | 0 | 0
Emission Cost by Reporting Type: BC
ReportingType | 2015 | 2020 | 2025 | 2030 | 2035 | 2040
BM | 0 | 0 | 0 | 0 | 0 | 0
CC | 39.19 | 55.65 | 91.14 | 120.86 | 0 | 0
CSP | 0 | 0 | 0 | 0 | 0 | 0
CT | 0 | 0 | 0 | 0 | 0 | 0
Coal | 0 | 0 | 0 | 0 | 0 | 0
Geo | 0 | 0 | 0 | 0 | 0 | 0
H | 0 | 0 | 0 | 0 | 0 | 0
LFG | 0 | 0 | 0 | 0 | 0 | 0
Nuc | 0 | 0 | 0 | 0 | 0 | 0
PS | 0 | 0 | 0 | 0 | 0 | 0
PV | 0 | 0 | 0 | 0 | 0 | 0
PeakG | 0 | 0 | 0 | 0 | 0 | 0
PeakO | 0 | 0 | 0 | 0 | 0 | 0
ST | 0 | 0 | 0 | 0 | 0 | 0
STOG | 0 | 0 | 0 | 0 | 0 | 0
STWD | 0 | 0 | 0 | 0 | 0 | 0
WT | 0 | 0 | 0 | 0 | 0 | 0
IGCC | 0 | 0 | 0 | 0 | 0 | 0
DemandResponse | 0 | 0 | 0 | 0 | 0 | 0
IGCC-CCS | 0 | 0 | 0 | 0 | 0 | 0
WT_off | 0 | 0 | 0 | 0 | 0 | 0
PseudoUnit | 0 | 0 | 0 | 0 | 0 | 0
FixedInterchange | 0 | 0 | 0 | 0 | 0 | 0
Emission Cost by Reporting Type: HQ_IESO
ReportingType | 2015 | 2020 | 2025 | 2030 | 2035 | 2040
BM | 0 | 0 | 0 | 0 | 0 | 0
CC | 0 | 0 | 0 | 0 | 0 | 0
CSP | 0 | 0 | 0 | 0 | 0 | 0
CT | 0 | 0 | 0 | 0 | 0 | 0
Coal | 0 | 0 | 0 | 0 | 0 | 0
Geo | 0 | 0 | 0 | 0 | 0 | 0
H | 0 | 0 | 0 | 0 | 0 | 0
LFG | 0 | 0 | 0 | 0 | 0 | 0
Nuc | 0 | 0 | 0 | 0 | 0 | 0
PS | 0 | 0 | 0 | 0 | 0 | 0
PV | 0 | 0 | 0 | 0 | 0 | 0
PeakG | 0 | 0 | 0 | 0 | 0 | 0
PeakO | 0 | 0 | 0 | 0 | 0 | 0
ST | 0 | 0 | 0 | 0 | 0 | 0
STOG | 0 | 0 | 0 | 0 | 0 | 0
STWD | 0 | 0 | 0 | 0 | 0 | 0
WT | 0 | 0 | 0 | 0 | 0 | 0
IGCC | 0 | 0 | 0 | 0 | 0 | 0
DemandResponse | 0 | 0 | 0 | 0 | 0 | 0
IGCC-CCS | 0 | 0 | 0 | 0 | 0 | 0
WT_off | 0 | 0 | 0 | 0 | 0 | 0
PseudoUnit | 0 | 0 | 0 | 0 | 0 | 0
FixedInterchange | 0 | 0 | 0 | 0 | 0 | 0
Emission Cost by Reporting Type: HQ_NEISO
ReportingType | 2015 | 2020 | 2025 | 2030 | 2035 | 2040
BM | 0 | 0 | 0 | 0 | 0 | 0
CC | 0 | 0 | 0 | 0 | 0 | 0
CSP | 0 | 0 | 0 | 0 | 0 | 0
CT | 0 | 0 | 0 | 0 | 0 | 0
Coal | 0 | 0 | 0 | 0 | 0 | 0
Geo | 0 | 0 | 0 | 0 | 0 | 0
H | 0 | 0 | 0 | 0 | 0 | 0
LFG | 0 | 0 | 0 | 0 | 0 | 0
Nuc | 0 | 0 | 0 | 0 | 0 | 0
PS | 0 | 0 | 0 | 0 | 0 | 0
PV | 0 | 0 | 0 | 0 | 0 | 0
PeakG | 0 | 0 | 0 | 0 | 0 | 0
PeakO | 0 | 0 | 0 | 0 | 0 | 0
ST | 0 | 0 | 0 | 0 | 0 | 0
STOG | 0 | 0 | 0 | 0 | 0 | 0
STWD | 0 | 0 | 0 | 0 | 0 | 0
WT | 0 | 0 | 0 | 0 | 0 | 0
IGCC | 0 | 0 | 0 | 0 | 0 | 0
DemandResponse | 0 | 0 | 0 | 0 | 0 | 0
IGCC-CCS | 0 | 0 | 0 | 0 | 0 | 0
WT_off | 0 | 0 | 0 | 0 | 0 | 0
PseudoUnit | 0 | 0 | 0 | 0 | 0 | 0
FixedInterchange | 0 | 0 | 0 | 0 | 0 | 0
Emission Cost by Reporting Type: HQ_NY
ReportingType | 2015 | 2020 | 2025 | 2030 | 2035 | 2040
BM | 0 | 0 | 0 | 0 | 0 | 0
CC | 0 | 0 | 0 | 0 | 0 | 0
CSP | 0 | 0 | 0 | 0 | 0 | 0
CT | 0 | 0 | 0 | 0 | 0 | 0
Coal | 0 | 0 | 0 | 0 | 0 | 0
Geo | 0 | 0 | 0 | 0 | 0 | 0
H | 0 | 0 | 0 | 0 | 0 | 0
LFG | 0 | 0 | 0 | 0 | 0 | 0
Nuc | 0 | 0 | 0 | 0 | 0 | 0
PS | 0 | 0 | 0 | 0 | 0 | 0
PV | 0 | 0 | 0 | 0 | 0 | 0
PeakG | 0 | 0 | 0 | 0 | 0 | 0
PeakO | 0 | 0 | 0 | 0 | 0 | 0
ST | 0 | 0 | 0 | 0 | 0 | 0
STOG | 0 | 0 | 0 | 0 | 0 | 0
STWD | 0 | 0 | 0 | 0 | 0 | 0
WT | 0 | 0 | 0 | 0 | 0 | 0
IGCC | 0 | 0 | 0 | 0 | 0 | 0
DemandResponse | 0 | 0 | 0 | 0 | 0 | 0
IGCC-CCS | 0 | 0 | 0 | 0 | 0 | 0
WT_off | 0 | 0 | 0 | 0 | 0 | 0
PseudoUnit | 0 | 0 | 0 | 0 | 0 | 0
FixedInterchange | 0 | 0 | 0 | 0 | 0 | 0
Emission Cost by Reporting Type: MARITIMES
ReportingType | 2015 | 2020 | 2025 | 2030 | 2035 | 2040
BM | 0 | 0 | 0 | 0 | 0 | 0
CC | 0 | 0 | 0 | 0 | 0 | 0
CSP | 0 | 0 | 0 | 0 | 0 | 0
CT | 0 | 0 | 0 | 0 | 0 | 0
Coal | 0 | 0 | 0 | 0 | 0 | 0
Geo | 0 | 0 | 0 | 0 | 0 | 0
H | 0 | 0 | 0 | 0 | 0 | 0
LFG | 0 | 0 | 0 | 0 | 0 | 0
Nuc | 0 | 0 | 0 | 0 | 0 | 0
PS | 0 | 0 | 0 | 0 | 0 | 0
PV | 0 | 0 | 0 | 0 | 0 | 0
PeakG | 0 | 0 | 0 | 0 | 0 | 0
PeakO | 0 | 0 | 0 | 0 | 0 | 0
ST | 0 | 0 | 0 | 0 | 0 | 0
STOG | 0 | 0 | 0 | 0 | 0 | 0
STWD | 0 | 0 | 0 | 0 | 0 | 0
WT | 0 | 0 | 0 | 0 | 0 | 0
IGCC | 0 | 0 | 0 | 0 | 0 | 0
DemandResponse | 0 | 0 | 0 | 0 | 0 | 0
IGCC-CCS | 0 | 0 | 0 | 0 | 0 | 0
WT_off | 0 | 0 | 0 | 0 | 0 | 0
PseudoUnit | 0 | 0 | 0 | 0 | 0 | 0
FixedInterchange | 0 | 0 | 0 | 0 | 0 | 0
Emission Cost by Reporting Type: All
ReportingType | 2015 | 2020 | 2025 | 2030 | 2035 | 2040
BM | 0 | 0 | 0 | 0 | 0 | 0
CC | 15004.81 | 21898.07 | 31085.98 | 54183.83 | 39014.76 | 31731.72
CSP | 0 | 0 | 0 | 0 | 0 | 0
CT | 8.88 | 12.9 | 37.03 | 43.3 | 0.4 | 3.17
Coal | 29394.47 | 17603 | 4826.09 | 554.65 | 1297.21 | 1790.49
Geo | 0 | 0 | 0 | 0 | 0 | 0
H | 0 | 0 | 0 | 0 | 0 | 0
LFG | 0 | 0 | 0 | 0 | 0 | 0
Nuc | 0 | 0 | 0 | 0 | 0 | 0
PS | 0 | 0 | 0 | 0 | 0 | 0
PV | 0 | 0 | 0 | 0 | 0 | 0
PeakG | 46.34 | 51.27 | 97.54 | 255.1 | 230.97 | 276.21
PeakO | 0 | 0 | 0 | 0 | 0 | 0
ST | 0 | 0 | 0 | 0 | 0 | 0
STOG | 142.6 | 164.69 | 167.34 | 491.94 | 140.18 | 153.03
STWD | 0 | 0 | 0 | 0 | 0 | 0
WT | 0 | 0 | 0 | 0 | 0 | 0
IGCC | 100.97 | 143.38 | 20.94 | 0 | 0 | 0
DemandResponse | 0 | 0 | 0 | 0 | 0 | 0
IGCC-CCS | 0 | 0 | 0 | 0 | 0 | 0
WT_off | 0 | 0 | 0 | 0 | 0 | 0
PseudoUnit | 0 | 0 | 0 | 0 | 0 | 0
FixedInterchange | 0 | 0 | 0 | 0 | 0 | 0
Emission Cost by Reporting Type: EI_US
ReportingType | 2015 | 2020 | 2025 | 2030 | 2035 | 2040
BM | 0 | 0 | 0 | 0 | 0 | 0
CC | 9843.4 | 14635.1 | 20781.84 | 35904.96 | 28944.95 | 22121.27
CSP | 0 | 0 | 0 | 0 | 0 | 0
CT | 8.7 | 12.77 | 37 | 42.65 | 0.4 | 3.17
Coal | 23018.37 | 9984.16 | 1387.34 | 413.25 | 1035.3 | 1522.87
Geo | 0 | 0 | 0 | 0 | 0 | 0
H | 0 | 0 | 0 | 0 | 0 | 0
LFG | 0 | 0 | 0 | 0 | 0 | 0
Nuc | 0 | 0 | 0 | 0 | 0 | 0
PS | 0 | 0 | 0 | 0 | 0 | 0
PV | 0 | 0 | 0 | 0 | 0 | 0
PeakG | 44.95 | 50.73 | 97.54 | 251.82 | 223.01 | 266.91
PeakO | 0 | 0 | 0 | 0 | 0 | 0
ST | 0 | 0 | 0 | 0 | 0 | 0
STOG | 94.21 | 67.76 | 118.95 | 411.3 | 129.46 | 144.78
STWD | 0 | 0 | 0 | 0 | 0 | 0
WT | 0 | 0 | 0 | 0 | 0 | 0
IGCC | 100.97 | 143.38 | 20.94 | 0 | 0 | 0
DemandResponse | 0 | 0 | 0 | 0 | 0 | 0
IGCC-CCS | 0 | 0 | 0 | 0 | 0 | 0
WT_off | 0 | 0 | 0 | 0 | 0 | 0
PseudoUnit | 0 | 0 | 0 | 0 | 0 | 0
FixedInterchange | 0 | 0 | 0 | 0 | 0 | 0
Emission Cost by Reporting Type: EI_Canada
ReportingType | 2015 | 2020 | 2025 | 2030 | 2035 | 2040
BM | 0 | 0 | 0 | 0 | 0 | 0
CC | 162.61 | 195.27 | 8.67 | 1.57 | 5.95 | 18.55
CSP | 0 | 0 | 0 | 0 | 0 | 0
CT | 0.18 | 0.07 | 0 | 0 | 0 | 0
Coal | 6.21 | 1.4 | 0 | 0 | 0 | 0
Geo | 0 | 0 | 0 | 0 | 0 | 0
H | 0 | 0 | 0 | 0 | 0 | 0
LFG | 0 | 0 | 0 | 0 | 0 | 0
Nuc | 0 | 0 | 0 | 0 | 0 | 0
PS | 0 | 0 | 0 | 0 | 0 | 0
PV | 0 | 0 | 0 | 0 | 0 | 0
PeakG | 1.39 | 0.39 | 0 | 0 | 0 | 0
PeakO | 0 | 0 | 0 | 0 | 0 | 0
ST | 0 | 0 | 0 | 0 | 0 | 0
STOG | 0.23 | 0 | 0 | 0 | 0 | 0
STWD | 0 | 0 | 0 | 0 | 0 | 0
WT | 0 | 0 | 0 | 0 | 0 | 0
IGCC | 0 | 0 | 0 | 0 | 0 | 0
DemandResponse | 0 | 0 | 0 | 0 | 0 | 0
IGCC-CCS | 0 | 0 | 0 | 0 | 0 | 0
WT_off | 0 | 0 | 0 | 0 | 0 | 0
PseudoUnit | 0 | 0 | 0 | 0 | 0 | 0
FixedInterchange | 0 | 0 | 0 | 0 | 0 | 0
Emission Cost by Reporting Type: EI
ReportingType | 2015 | 2020 | 2025 | 2030 | 2035 | 2040
BM | 0 | 0 | 0 | 0 | 0 | 0
CC | 10006.01 | 14830.37 | 20790.52 | 35906.53 | 28950.9 | 22139.82
CSP | 0 | 0 | 0 | 0 | 0 | 0
CT | 8.88 | 12.85 | 37 | 42.65 | 0.4 | 3.17
Coal | 23024.58 | 9985.56 | 1387.34 | 413.25 | 1035.3 | 1522.87
Geo | 0 | 0 | 0 | 0 | 0 | 0
H | 0 | 0 | 0 | 0 | 0 | 0
LFG | 0 | 0 | 0 | 0 | 0 | 0
Nuc | 0 | 0 | 0 | 0 | 0 | 0
PS | 0 | 0 | 0 | 0 | 0 | 0
PV | 0 | 0 | 0 | 0 | 0 | 0
PeakG | 46.34 | 51.12 | 97.54 | 251.82 | 223.01 | 266.91
PeakO | 0 | 0 | 0 | 0 | 0 | 0
ST | 0 | 0 | 0 | 0 | 0 | 0
STOG | 94.44 | 67.76 | 118.95 | 411.3 | 129.46 | 144.78
STWD | 0 | 0 | 0 | 0 | 0 | 0
WT | 0 | 0 | 0 | 0 | 0 | 0
IGCC | 100.97 | 143.38 | 20.94 | 0 | 0 | 0
DemandResponse | 0 | 0 | 0 | 0 | 0 | 0
IGCC-CCS | 0 | 0 | 0 | 0 | 0 | 0
WT_off | 0 | 0 | 0 | 0 | 0 | 0
PseudoUnit | 0 | 0 | 0 | 0 | 0 | 0
FixedInterchange | 0 | 0 | 0 | 0 | 0 | 0
Emission Cost by Reporting Type: Outside_EI
ReportingType | 2015 | 2020 | 2025 | 2030 | 2035 | 2040
BM | 0 | 0 | 0 | 0 | 0 | 0
CC | 4998.8 | 7067.7 | 10295.46 | 18277.3 | 10063.86 | 9591.9
CSP | 0 | 0 | 0 | 0 | 0 | 0
CT | 0 | 0.05 | 0.04 | 0.65 | 0 | 0
Coal | 6369.89 | 7617.44 | 3438.75 | 141.4 | 261.9 | 267.62
Geo | 0 | 0 | 0 | 0 | 0 | 0
H | 0 | 0 | 0 | 0 | 0 | 0
LFG | 0 | 0 | 0 | 0 | 0 | 0
Nuc | 0 | 0 | 0 | 0 | 0 | 0
PS | 0 | 0 | 0 | 0 | 0 | 0
PV | 0 | 0 | 0 | 0 | 0 | 0
PeakG | 0 | 0.15 | 0 | 3.28 | 7.97 | 9.3
PeakO | 0 | 0 | 0 | 0 | 0 | 0
ST | 0 | 0 | 0 | 0 | 0 | 0
STOG | 48.16 | 96.93 | 48.4 | 80.64 | 10.72 | 8.24
STWD | 0 | 0 | 0 | 0 | 0 | 0
WT | 0 | 0 | 0 | 0 | 0 | 0
IGCC | 0 | 0 | 0 | 0 | 0 | 0
DemandResponse | 0 | 0 | 0 | 0 | 0 | 0
IGCC-CCS | 0 | 0 | 0 | 0 | 0 | 0
WT_off | 0 | 0 | 0 | 0 | 0 | 0
PseudoUnit | 0 | 0 | 0 | 0 | 0 | 0
FixedInterchange | 0 | 0 | 0 | 0 | 0 | 0
#8 | Base VOM Costs ($million)
Base VOM Costs by Reporting Type: Entergy
ReportingType | 2015 | 2020 | 2025 | 2030 | 2035 | 2040
BM | 0 | 0 | 0 | 0 | 0 | 62.82
CC | 164.08 | 96.49 | 59.11 | 48.25 | 33.68 | 24.8
CSP | 0 | 0 | 0 | 0 | 0 | 0
CT | 0 | 0 | 0 | 0 | 0 | 0
Coal | 232.45 | 25.52 | 2.64 | 0 | 0 | 0
Geo | 0 | 0 | 0 | 0 | 0 | 0
H | 0 | 0.02 | 0.04 | 0.04 | 0.04 | 0.04
LFG | 0 | 0 | 0.01 | 0.01 | 0.01 | 0.01
Nuc | 100.26 | 100.26 | 100.26 | 97.6 | 84.69 | 66.26
PS | 0 | 0 | 0 | 0 | 0 | 0
PV | 0 | 0 | 0 | 0 | 0 | 0
PeakG | 0 | 0 | 0 | 0 | 0 | 0
PeakO | 0 | 0 | 0 | 0 | 0 | 0
ST | 0 | 0 | 0 | 0 | 0 | 0
STOG | 3.61 | 0.97 | 0.74 | 1.03 | 0.38 | 0.23
STWD | 0.09 | 0.09 | 0.18 | 0.72 | 2.11 | 2.11
WT | 0 | 0 | 0 | 0 | 0 | 0
IGCC | 0 | 0 | 0 | 0 | 0 | 0
DemandResponse | 0 | 0 | 0 | 0 | 0 | 0
IGCC-CCS | 0 | 0 | 0 | 0 | 0 | 0
WT_off | 0 | 0 | 0 | 0 | 0 | 0
PseudoUnit | 0 | 0 | 0 | 0 | 0 | 0
FixedInterchange | 0 | 0 | 0 | 0 | 0 | 0
Base VOM Costs by Reporting Type: FRCC
ReportingType | 2015 | 2020 | 2025 | 2030 | 2035 | 2040
BM | 0 | 0 | 0 | 0 | 74.69 | 45.98
CC | 562.97 | 581.2 | 579.77 | 354.63 | 157.55 | 88.24
CSP | 0 | 0 | 0 | 0 | 0 | 0
CT | 4.8 | 4.8 | 8.73 | 3.51 | 0 | 0
Coal | 66.15 | 25.04 | 4.67 | 4.06 | 12.48 | 13.92
Geo | 0 | 0 | 0 | 0 | 0 | 0
H | 0 | 0 | 0 | 0 | 0 | 0
LFG | 0.04 | 0.04 | 0.06 | 0.06 | 0.06 | 0.06
Nuc | 76.4 | 76.4 | 111.9 | 300.8 | 377.85 | 448.52
PS | 0 | 0 | 0 | 0 | 0 | 0
PV | 0 | 0 | 0 | 0 | 0 | 0
PeakG | 3.21 | 5.11 | 5.77 | 0.57 | 0.89 | 0.62
PeakO | 0 | 0 | 0 | 0 | 0 | 0
ST | 0 | 0 | 0 | 0 | 0 | 0
STOG | 0.29 | 0.16 | 0 | 0 | 0 | 0
STWD | 0.31 | 0.52 | 3.24 | 3.24 | 3.24 | 2
WT | 0 | 0 | 0 | 0 | 0 | 0
IGCC | 0 | 0 | 0 | 0 | 0 | 0
DemandResponse | 0 | 0 | 0 | 0 | 0 | 0
IGCC-CCS | 0 | 0 | 0 | 0 | 0 | 0
WT_off | 0 | 0 | 0 | 0 | 0 | 0
PseudoUnit | 0 | 0 | 0 | 0 | 0 | 0
FixedInterchange | 0 | 0 | 0 | 0 | 0 | 0
Base VOM Costs by Reporting Type: MAPP_US
ReportingType | 2015 | 2020 | 2025 | 2030 | 2035 | 2040
BM | 0 | 0 | 0 | 0 | 1.3 | 2.62
CC | 2.37 | 0.45 | 0.48 | 0.45 | 0.39 | 0.17
CSP | 0 | 0 | 0 | 0 | 0 | 0
CT | 0 | 0 | 0 | 0 | 0 | 0
Coal | 43.59 | 10.37 | 1.11 | 0 | 0 | 0
Geo | 0 | 0 | 0 | 0 | 0 | 0
H | 0 | 0 | 0 | 0 | 0 | 0
LFG | 0 | 0 | 0 | 0.01 | 0.01 | 0.01
Nuc | 0 | 0 | 0 | 0 | 0 | 0
PS | 0 | 0 | 0 | 0 | 0 | 0
PV | 0 | 0 | 0 | 0 | 0 | 0
PeakG | 0.75 | 0.21 | 0.21 | 0.75 | 0.39 | 0.39
PeakO | 0 | 0 | 0 | 0 | 0 | 0
ST | 0 | 0 | 0 | 0 | 0 | 0
STOG | 0 | 0 | 0 | 0 | 0 | 0
STWD | 0 | 0 | 0 | 0 | 0 | 0
WT | 0.07 | 0.2 | 0.2 | 0.2 | 0.17 | 0.22
IGCC | 0 | 0 | 0 | 0 | 0 | 0
DemandResponse | 0 | 0 | 0 | 0 | 0 | 0
IGCC-CCS | 0 | 0 | 0 | 0 | 0 | 0
WT_off | 0 | 0 | 0 | 0 | 0 | 0
PseudoUnit | 0 | 0 | 0 | 0 | 0 | 0
FixedInterchange | 0 | 0 | 0 | 0 | 0 | 0
Base VOM Costs by Reporting Type: MISO_IN
ReportingType | 2015 | 2020 | 2025 | 2030 | 2035 | 2040
BM | 0 | 0 | 0 | 0 | 48.08 | 71.98
CC | 36.66 | 332.9 | 211.81 | 164.25 | 83.28 | 71.1
CSP | 0 | 0 | 0 | 0 | 0 | 0
CT | 0 | 0 | 0 | 0 | 0 | 0
Coal | 240.52 | 128.8 | 7.36 | 9.22 | 26.24 | 25.8
Geo | 0 | 0 | 0 | 0 | 0 | 0
H | 0 | 0 | 0 | 0 | 0 | 0
LFG | 0 | 0 | 0.01 | 0.01 | 0.01 | 0.01
Nuc | 0 | 0 | 0 | 0 | 0 | 0
PS | 0 | 0 | 0 | 0 | 0 | 0
PV | 0 | 0 | 0.01 | 0.01 | 0.01 | 0.01
PeakG | 0 | 0 | 0 | 0 | 0 | 0
PeakO | 0 | 0 | 0 | 0 | 0 | 0
ST | 0 | 0 | 0 | 0 | 0 | 0
STOG | 0.07 | 0.07 | 0 | 0 | 0 | 0
STWD | 0 | 0 | 0 | 0 | 0 | 0
WT | 0.02 | 0.02 | 1.17 | 1.17 | 1.17 | 1.17
IGCC | 30.43 | 30.43 | 2.71 | 0 | 0 | 0
DemandResponse | 0 | 0 | 0 | 0 | 0 | 0
IGCC-CCS | 0 | 0 | 0 | 0 | 0 | 0
WT_off | 0 | 0 | 0 | 0 | 0 | 0
PseudoUnit | 0 | 0 | 0 | 0 | 0 | 0
FixedInterchange | 0 | 0 | 0 | 0 | 0 | 0
Base VOM Costs by Reporting Type: MISO_MI
ReportingType | 2015 | 2020 | 2025 | 2030 | 2035 | 2040
BM | 0 | 0 | 0 | 0 | 63.69 | 134.79
CC | 62.02 | 51.8 | 32.76 | 31.48 | 10.72 | 6.92
CSP | 0 | 0 | 0 | 0 | 0 | 0
CT | 0 | 0 | 0 | 0 | 0 | 0
Coal | 107.21 | 0 | 0 | 0 | 0 | 0
Geo | 0 | 0 | 0 | 0 | 0 | 0
H | 0 | 0 | 0 | 0 | 0 | 0
LFG | 0.01 | 0.01 | 0.03 | 0.03 | 0.03 | 0.03
Nuc | 34.93 | 34.93 | 34.93 | 34.93 | 20.54 | 20.54
PS | 0 | 0 | 0 | 0 | 0 | 0
PV | 0 | 0 | 0 | 0 | 0 | 0
PeakG | 0.23 | 0 | 0 | 0 | 0 | 0
PeakO | 0 | 0 | 0 | 0 | 0 | 0
ST | 0 | 0 | 0 | 0 | 0 | 0
STOG | 0.85 | 0.17 | 0 | 0 | 0 | 0
STWD | 2.71 | 0.87 | 0.25 | 1.21 | 2.71 | 1.67
WT | 0.06 | 0.07 | 0.07 | 0.07 | 0.07 | 0.07
IGCC | 0 | 0 | 0 | 0 | 0 | 0
DemandResponse | 0 | 0 | 0 | 0 | 0 | 0
IGCC-CCS | 0 | 0 | 0 | 0 | 0 | 0
WT_off | 0 | 0 | 0 | 0 | 0 | 0
PseudoUnit | 0 | 0 | 0 | 0 | 0 | 0
FixedInterchange | 0 | 0 | 0 | 0 | 0 | 0
Base VOM Costs by Reporting Type: MISO_MO-IL
ReportingType | 2015 | 2020 | 2025 | 2030 | 2035 | 2040
BM | 0 | 0 | 0 | 0 | 0 | 0
CC | 7.34 | 4.93 | 3.43 | 3.11 | 1.27 | 1.27
CSP | 0 | 0 | 0 | 0 | 0 | 0
CT | 0 | 0 | 0 | 0 | 0 | 0
Coal | 294.93 | 86.34 | 10.84 | 2.06 | 5.28 | 5.28
Geo | 0 | 0 | 0 | 0 | 0 | 0
H | 0 | 0.02 | 0.02 | 0.02 | 0.02 | 0.02
LFG | 0 | 0 | 0.01 | 0.02 | 0.02 | 0.02
Nuc | 41.29 | 41.29 | 41.29 | 41.29 | 41.29 | 41.29
PS | 0 | 0 | 0 | 0 | 0 | 0
PV | 0 | 0 | 0 | 0 | 0 | 0
PeakG | 1.09 | 0 | 0 | 0 | 0 | 0
PeakO | 0 | 0 | 0 | 0 | 0 | 0
ST | 0 | 0 | 0 | 0 | 0 | 0
STOG | 0.01 | 0 | 0 | 0 | 0 | 0
STWD | 0 | 0 | 0 | 0 | 0 | 0
WT | 0.02 | 0.02 | 0.34 | 0.34 | 0.34 | 0.34
IGCC | 0 | 0 | 0 | 0 | 0 | 0
DemandResponse | 0 | 0 | 0 | 0 | 0 | 0
IGCC-CCS | 0 | 0 | 0 | 0 | 0 | 0
WT_off | 0 | 0 | 0 | 0 | 0 | 0
PseudoUnit | 0 | 0 | 0 | 0 | 0 | 0
FixedInterchange | 0 | 0 | 0 | 0 | 0 | 0
Base VOM Costs by Reporting Type: MISO_W
ReportingType | 2015 | 2020 | 2025 | 2030 | 2035 | 2040
BM | 0 | 0 | 0 | 0 | 0 | 0
CC | 23.12 | 8.75 | 10.67 | 8.06 | 4.62 | 2.68
CSP | 0 | 0 | 0 | 0 | 0 | 0
CT | 0 | 0 | 0 | 0 | 0 | 0
Coal | 279.28 | 89.35 | 13.64 | 8.89 | 8.89 | 8.89
Geo | 0 | 0 | 0 | 0 | 0 | 0
H | 0 | 0 | 0 | 0 | 0 | 0
LFG | 0.02 | 0.02 | 0.02 | 0.02 | 0.02 | 0.02
Nuc | 43.67 | 43.67 | 43.51 | 43.67 | 0 | 0
PS | 0 | 0 | 0 | 0 | 0 | 0
PV | 0 | 0 | 0 | 0 | 0 | 0
PeakG | 2.11 | 0 | 0 | 0 | 0 | 0
PeakO | 0 | 0 | 0 | 0 | 0 | 0
ST | 0 | 0 | 0 | 0 | 0 | 0
STOG | 0 | 0 | 0 | 0 | 0 | 0
STWD | 0.16 | 0.27 | 0.47 | 1.73 | 5.21 | 2.57
WT | 0.32 | 1.54 | 2.24 | 2.24 | 2.21 | 2.28
IGCC | 0 | 0 | 0 | 0 | 0 | 0
DemandResponse | 0 | 0 | 0 | 0 | 0 | 0
IGCC-CCS | 0 | 0 | 0 | 0 | 0 | 0
WT_off | 0 | 0 | 0 | 0 | 0 | 0
PseudoUnit | 0 | 0 | 0 | 0 | 0 | 0
FixedInterchange | 0 | 0 | 0 | 0 | 0 | 0
Base VOM Costs by Reporting Type: MISO_WUMS
ReportingType | 2015 | 2020 | 2025 | 2030 | 2035 | 2040
BM | 0 | 0 | 0 | 0 | 98.28 | 116.28
CC | 151.41 | 159.85 | 93.88 | 85.6 | 37.45 | 31.83
CSP | 0 | 0 | 0 | 0 | 0 | 0
CT | 0 | 0.07 | 0.04 | 1.62 | 0 | 0
Coal | 50.65 | 8 | 3.8 | 2.85 | 5.19 | 7.47
Geo | 0 | 0 | 0 | 0 | 0 | 0
H | 0 | 0 | 0 | 0 | 0 | 0
LFG | 0.01 | 0.01 | 0.03 | 0.03 | 0.03 | 0.03
Nuc | 33.6 | 33.6 | 33.6 | 33.6 | 0 | 0
PS | 0 | 0 | 0 | 0 | 0 | 0
PV | 0 | 0 | 0 | 0 | 0 | 0
PeakG | 0 | 0 | 0 | 0 | 0 | 0
PeakO | 0 | 0 | 0 | 0 | 0 | 0
ST | 0 | 0 | 0 | 0 | 0 | 0
STOG | 0 | 0 | 0 | 0 | 0 | 0
STWD | 0.05 | 0.09 | 0.09 | 0.25 | 1.36 | 1.07
WT | 0.05 | 0.05 | 0.31 | 0.36 | 0.36 | 0.36
IGCC | 0 | 0 | 0 | 0 | 0 | 0
DemandResponse | 0 | 0 | 0 | 0 | 0 | 0
IGCC-CCS | 0 | 0 | 0 | 0 | 0 | 0
WT_off | 0 | 0 | 0 | 0 | 0 | 0
PseudoUnit | 0 | 0 | 0 | 0 | 0 | 0
FixedInterchange | 0 | 0 | 0 | 0 | 0 | 0
Base VOM Costs by Reporting Type: Nebraska
ReportingType | 2015 | 2020 | 2025 | 2030 | 2035 | 2040
BM | 0 | 0 | 0 | 0 | 0 | 0
CC | 1.2 | 0.57 | 0.57 | 0.57 | 0.17 | 0.17
CSP | 0 | 0 | 0 | 0 | 0 | 0
CT | 0 | 0 | 0 | 0 | 0 | 0
Coal | 117.38 | 9.44 | 4.58 | 4.98 | 5.92 | 3.74
Geo | 0 | 0 | 0 | 0 | 0 | 0
H | 0 | 0 | 0 | 0 | 0 | 0
LFG | 0 | 0 | 0 | 0.01 | 0.01 | 0.01
Nuc | 23.15 | 23.15 | 15.52 | 13.71 | 0 | 0
PS | 0 | 0 | 0 | 0 | 0 | 0
PV | 0 | 0 | 0 | 0 | 0 | 0
PeakG | 0.55 | 0 | 0 | 0 | 0 | 0
PeakO | 0 | 0 | 0 | 0 | 0 | 0
ST | 0 | 0 | 0 | 0 | 0 | 0
STOG | 0 | 0 | 0 | 0 | 0 | 0
STWD | 0 | 0 | 0 | 0 | 0 | 0
WT | 0.01 | 0.7 | 0.77 | 0.78 | 0.79 | 0.79
IGCC | 0 | 0 | 0 | 0 | 0 | 0
DemandResponse | 0 | 0 | 0 | 0 | 0 | 0
IGCC-CCS | 0 | 0 | 0 | 0 | 0 | 0
WT_off | 0 | 0 | 0 | 0 | 0 | 0
PseudoUnit | 0 | 0 | 0 | 0 | 0 | 0
FixedInterchange | 0 | 0 | 0 | 0 | 0 | 0
Base VOM Costs by Reporting Type: NEISO
ReportingType | 2015 | 2020 | 2025 | 2030 | 2035 | 2040
BM | 9.41 | 2.75 | 0.13 | 0.85 | 6.61 | 4.27
CC | 119.22 | 78.91 | 25.99 | 21.3 | 16.55 | 15.46
CSP | 0 | 0 | 0 | 0 | 0 | 0
CT | 0.03 | 0.11 | 0 | 0 | 0 | 0
Coal | 0.12 | 0 | 0 | 0 | 0 | 0
Geo | 0 | 0 | 0 | 0 | 0 | 0
H | 0 | 0 | 0 | 0 | 0 | 0
LFG | 0.05 | 0.05 | 0.05 | 0.06 | 0.06 | 0.06
Nuc | 85.9 | 85.9 | 85.9 | 85.9 | 62.06 | 45.84
PS | 0 | 0 | 0 | 0 | 0 | 0
PV | 0 | 0.01 | 0.01 | 0.01 | 0.01 | 0.01
PeakG | 0.25 | 0.27 | 0.06 | 0 | 0.05 | 0
PeakO | 0 | 0 | 0 | 0 | 0 | 0
ST | 0 | 0 | 0 | 0 | 0 | 0
STOG | 0 | 0 | 0 | 0 | 0 | 0
STWD | 10.15 | 1.17 | 0.05 | 0.44 | 5.01 | 4.79
WT | 0.01 | 0.08 | 0.28 | 0.35 | 0.49 | 0.49
IGCC | 0 | 0 | 0 | 0 | 0 | 0
DemandResponse | 0 | 0 | 0 | 0 | 0 | 0
IGCC-CCS | 0 | 0 | 0 | 0 | 0 | 0
WT_off | 0.02 | 0.02 | 0.02 | 0.02 | 0.02 | 0.02
PseudoUnit | 0 | 0 | 0 | 0 | 0 | 0
FixedInterchange | 0 | 0 | 0 | 0 | 0 | 0
Base VOM Costs by Reporting Type: NonRTO_Midwest
ReportingType | 2015 | 2020 | 2025 | 2030 | 2035 | 2040
BM | 0 | 0 | 0 | 0 | 117.62 | 205.42
CC | 54.04 | 96.75 | 96.75 | 92.04 | 42.9 | 7.7
CSP | 0 | 0 | 0 | 0 | 0 | 0
CT | 0 | 0 | 0 | 0 | 0 | 0
Coal | 168.55 | 120.83 | 17.23 | 6.71 | 11.84 | 11.84
Geo | 0 | 0 | 0 | 0 | 0 | 0
H | 0 | 0.04 | 0.04 | 0.04 | 0.04 | 0.04
LFG | 0 | 0 | 0.01 | 0.01 | 0.01 | 0.01
Nuc | 0 | 0 | 0 | 22.08 | 22.08 | 22.08
PS | 0 | 0 | 0 | 0 | 0 | 0
PV | 0 | 0 | 0 | 0 | 0 | 0
PeakG | 1.2 | 0.17 | 0 | 0.31 | 0 | 0
PeakO | 0 | 0 | 0 | 0 | 0 | 0
ST | 0 | 0 | 0 | 0 | 0 | 0
STOG | 0 | 0 | 0 | 0 | 0 | 0
STWD | 0 | 0 | 0 | 0 | 0 | 0
WT | 0 | 0 | 0 | 0 | 0 | 0
IGCC | 0 | 0 | 0 | 0 | 0 | 0
DemandResponse | 0 | 0 | 0 | 0 | 0 | 0
IGCC-CCS | 0 | 0 | 0 | 0 | 0 | 0
WT_off | 0 | 0 | 0 | 0 | 0 | 0
PseudoUnit | 0 | 0 | 0 | 0 | 0 | 0
FixedInterchange | 0 | 0 | 0 | 0 | 0 | 0
Base VOM Costs by Reporting Type: NYISO_A-F
ReportingType | 2015 | 2020 | 2025 | 2030 | 2035 | 2040
BM | 0 | 0 | 0 | 0 | 0 | 0
CC | 23.71 | 18.69 | 2.39 | 2.91 | 3.03 | 0.09
CSP | 0 | 0 | 0 | 0 | 0 | 0
CT | 0 | 0 | 0 | 0 | 0 | 0
Coal | 0 | 0 | 0 | 0 | 0 | 0
Geo | 0 | 0 | 0 | 0 | 0 | 0
H | 0 | 0 | 0 | 0 | 0 | 0
LFG | 0.02 | 0.02 | 0.02 | 0.02 | 0.02 | 0.02
Nuc | 62.23 | 62.23 | 62.23 | 50.74 | 40 | 24.24
PS | 0 | 0 | 0 | 0 | 0 | 0
PV | 0 | 0 | 0 | 0 | 0 | 0
PeakG | 0.02 | 0.05 | 0 | 0 | 0 | 0
PeakO | 0 | 0 | 0 | 0 | 0 | 0
ST | 0 | 0 | 0 | 0 | 0 | 0
STOG | 0 | 0 | 0 | 0 | 0 | 0
STWD | 0 | 0.01 | 0 | 0.04 | 0.67 | 0.71
WT | 0.11 | 0.13 | 0.38 | 0.4 | 0.4 | 0.4
IGCC | 0 | 0 | 0 | 0 | 0 | 0
DemandResponse | 0 | 0 | 0 | 0 | 0 | 0
IGCC-CCS | 0 | 0 | 0 | 0 | 0 | 0
WT_off | 0 | 0 | 0 | 0 | 0 | 0
PseudoUnit | 0 | 0 | 0 | 0 | 0 | 0
FixedInterchange | 0 | 0 | 0 | 0 | 0 | 0
Base VOM Costs by Reporting Type: NYISO_G-I
ReportingType | 2015 | 2020 | 2025 | 2030 | 2035 | 2040
BM | 0 | 0 | 0 | 0 | 29.85 | 22.97
CC | 9.5 | 5.97 | 3.11 | 2.86 | 1.91 | 1.81
CSP | 0 | 0 | 0 | 0 | 0 | 0
CT | 0 | 0 | 0 | 0 | 0 | 0
Coal | 0 | 0 | 0 | 0 | 0 | 0
Geo | 0 | 0 | 0 | 0 | 0 | 0
H | 0 | 0 | 0 | 0 | 0 | 0
LFG | 0.01 | 0.01 | 0.01 | 0.01 | 0.01 | 0.01
Nuc | 37.82 | 37.82 | 37.82 | 37.82 | 18.96 | 41.49
PS | 0 | 0 | 0 | 0 | 0 | 0
PV | 0 | 0 | 0 | 0 | 0 | 0
PeakG | 0 | 0 | 0 | 0 | 0 | 0
PeakO | 0 | 0 | 0 | 0 | 0 | 0
ST | 0 | 0 | 0 | 0 | 0 | 0
STOG | 0 | 0 | 0 | 0 | 0 | 0
STWD | 0 | 0 | 0 | 0 | 0 | 0
WT | 0 | 0 | 0.01 | 0.01 | 0.01 | 0.01
IGCC | 0 | 0 | 0 | 0 | 0 | 0
DemandResponse | 0 | 0 | 0 | 0 | 0 | 0
IGCC-CCS | 0 | 0 | 0 | 0 | 0 | 0
WT_off | 0 | 0 | 0 | 0 | 0 | 0
PseudoUnit | 0 | 0 | 0 | 0 | 0 | 0
FixedInterchange | 0 | 0 | 0 | 0 | 0 | 0
Base VOM Costs by Reporting Type: NYISO_J-K
ReportingType | 2015 | 2020 | 2025 | 2030 | 2035 | 2040
BM | 0 | 0 | 0 | 0 | 0 | 0
CC | 66.69 | 59.84 | 41.03 | 38.42 | 29.82 | 19.73
CSP | 0 | 0 | 0 | 0 | 0 | 0
CT | 0 | 0 | 0 | 0 | 0 | 0
Coal | 0 | 0 | 0 | 0 | 0 | 0
Geo | 0 | 0 | 0 | 0 | 0 | 0
H | 0 | 0 | 0 | 0 | 0 | 0
LFG | 0.01 | 0.01 | 0.01 | 0.02 | 0.02 | 0.02
Nuc | 0 | 0 | 0 | 0 | 0 | 0
PS | 0 | 0 | 0 | 0 | 0 | 0
PV | 0 | 0 | 0 | 0 | 0 | 0
PeakG | 1.06 | 0.86 | 0.96 | 0.93 | 1.61 | 1.39
PeakO | 0 | 0 | 0 | 0 | 0 | 0
ST | 0 | 0 | 0 | 0 | 0 | 0
STOG | 1.12 | 1.53 | 1.65 | 2.24 | 0.52 | 0.25
STWD | 0 | 0 | 0 | 0 | 0 | 0
WT | 0 | 0 | 0 | 0.01 | 0.01 | 0.01
IGCC | 0 | 0 | 0 | 0 | 0 | 0
DemandResponse | 0 | 0 | 0 | 0 | 0 | 0
IGCC-CCS | 0 | 0 | 0 | 0 | 0 | 0
WT_off | 0 | 0 | 0 | 0 | 0.06 | 0.06
PseudoUnit | 0 | 0 | 0 | 0 | 0 | 0
FixedInterchange | 0 | 0 | 0 | 0 | 0 | 0
Base VOM Costs by Reporting Type: PJM_E
ReportingType | 2015 | 2020 | 2025 | 2030 | 2035 | 2040
BM | 0.06 | 1.12 | 0.33 | 1.12 | 1.12 | 12.4
CC | 141.1 | 150.75 | 134.94 | 127.25 | 80.33 | 41.85
CSP | 0 | 0 | 0 | 0 | 0 | 0
CT | 0 | 0.03 | 0.03 | 0.05 | 0.03 | 0
Coal | 2.5 | 1.74 | 0.86 | 0 | 1.6 | 4.11
Geo | 0 | 0 | 0 | 0 | 0 | 0
H | 0 | 0 | 0 | 0 | 0 | 0
LFG | 0.04 | 0.05 | 0.05 | 0.05 | 0.05 | 0.05
Nuc | 157.37 | 146 | 146 | 146 | 104.88 | 83.17
PS | 0 | 0 | 0 | 0 | 0 | 0
PV | 0 | 0 | 0 | 0 | 0 | 0
PeakG | 0.58 | 2.1 | 2.1 | 4 | 2.1 | 2.1
PeakO | 0 | 0 | 0 | 0 | 0 | 0
ST | 0 | 0 | 0 | 0 | 0 | 0
STOG | 0.64 | 0.85 | 1.22 | 2.02 | 0 | 0
STWD | 0 | 0 | 0 | 0 | 0 | 0
WT | 0.02 | 0.02 | 0.02 | 0.02 | 0.01 | 0.01
IGCC | 0 | 0 | 0 | 0 | 0 | 0
DemandResponse | 0 | 0 | 0 | 0 | 0 | 0
IGCC-CCS | 0 | 0 | 0 | 0 | 0 | 0
WT_off | 0 | 0.04 | 0.04 | 0.04 | 0.04 | 0.04
PseudoUnit | 0 | 0 | 0 | 0 | 0 | 0
FixedInterchange | 0 | 0 | 0 | 0 | 0 | 0
Base VOM Costs by Reporting Type: PJM_ROM
ReportingType | 2015 | 2020 | 2025 | 2030 | 2035 | 2040
BM | 0.04 | 0.67 | 0.2 | 0.67 | 87.97 | 87.97
CC | 63.71 | 68.81 | 56.03 | 50.58 | 35.06 | 18.74
CSP | 0 | 0 | 0 | 0 | 0 | 0
CT | 0 | 0.02 | 0.02 | 0.03 | 0 | 0
Coal | 67.95 | 24.07 | 1.77 | 0.88 | 4 | 4.36
Geo | 0 | 0 | 0 | 0 | 0 | 0
H | 0 | 0.03 | 0.03 | 0.03 | 0.03 | 0.03
LFG | 0.03 | 0.05 | 0.05 | 0.05 | 0.05 | 0.05
Nuc | 93.13 | 93.13 | 93.13 | 100.24 | 129.7 | 221.98
PS | 0 | 0 | 0 | 0 | 0 | 0
PV | 0 | 0.03 | 0.04 | 0.04 | 0.04 | 0.04
PeakG | 0 | 0 | 0 | 2.07 | 1.29 | 1.27
PeakO | 0 | 0 | 0 | 0 | 0 | 0
ST | 0 | 0 | 0 | 0 | 0 | 0
STOG | 1.64 | 1.64 | 1.64 | 3.21 | 0 | 0
STWD | 0.07 | 1.16 | 0.35 | 1.16 | 1.16 | 1.16
WT | 0.03 | 0.05 | 0.05 | 0.05 | 0.05 | 0.05
IGCC | 0 | 0 | 0 | 0 | 0 | 0
DemandResponse | 0 | 0 | 0 | 0 | 0 | 0
IGCC-CCS | 0 | 0 | 0 | 0 | 0 | 0
WT_off | 0 | 0 | 0 | 0 | 0 | 0
PseudoUnit | 0 | 0 | 0 | 0 | 0 | 0
FixedInterchange | 0 | 0 | 0 | 0 | 0 | 0
Base VOM Costs by Reporting Type: PJM_ROR
ReportingType | 2015 | 2020 | 2025 | 2030 | 2035 | 2040
BM | 0.81 | 14.36 | 2.23 | 14.36 | 393.86 | 393.86
CC | 493.75 | 607.05 | 580.85 | 507.13 | 286.61 | 129.18
CSP | 0 | 0 | 0 | 0 | 0 | 0
CT | 0.03 | 0.03 | 0.03 | 0.06 | 0 | 0
Coal | 789.87 | 406.91 | 25.36 | 21.93 | 30.76 | 31.07
Geo | 0 | 0 | 0 | 0 | 0 | 0
H | 0 | 0.03 | 0.03 | 0.03 | 0.03 | 0.03
LFG | 0.05 | 0.09 | 0.09 | 0.09 | 0.09 | 0.09
Nuc | 370.54 | 370.54 | 370.54 | 391.7 | 390.34 | 432.33
PS | 0 | 0 | 0 | 0 | 0 | 0
PV | 0 | 0 | 0 | 0 | 0 | 0
PeakG | 7.37 | 4.06 | 1.45 | 11.16 | 3.42 | 1.85
PeakO | 0 | 0 | 0 | 0 | 0 | 0
ST | 0 | 0 | 0 | 0 | 0 | 0
STOG | 1.48 | 0.97 | 1.9 | 1.9 | 0 | 0
STWD | 0.09 | 3.23 | 0.29 | 2.37 | 3.23 | 2.52
WT | 0.31 | 0.31 | 0.75 | 0.75 | 0.75 | 0.75
IGCC | 0 | 0 | 0 | 0 | 0 | 0
DemandResponse | 0 | 0 | 0 | 0 | 0 | 0
IGCC-CCS | 0 | 0 | 0 | 0 | 0 | 0
WT_off | 0 | 0 | 0 | 0 | 0 | 0
PseudoUnit | 0 | 0 | 0 | 0 | 0 | 0
FixedInterchange | 0 | 0 | 0 | 0 | 0 | 0
Base VOM Costs by Reporting Type: SOCO
ReportingType | 2015 | 2020 | 2025 | 2030 | 2035 | 2040
BM | 0.19 | 0.44 | 1.2 | 2.05 | 244.58 | 164.08
CC | 429.06 | 511.09 | 473.86 | 406.53 | 108.8 | 34.34
CSP | 0 | 0 | 0 | 0 | 0 | 0
CT | 0 | 0 | 0 | 0 | 0 | 0
Coal | 127.7 | 38.21 | 16.06 | 16.06 | 16.06 | 16.06
Geo | 0 | 0 | 0 | 0 | 0 | 0
H | 0 | 0 | 0 | 0 | 0.02 | 0.02
LFG | 0 | 0 | 0.01 | 0.01 | 0.01 | 0.01
Nuc | 108.01 | 143 | 143 | 209.25 | 308.18 | 385.02
PS | 0 | 0 | 0 | 0 | 0 | 0
PV | 0 | 0 | 0 | 0 | 0 | 0
PeakG | 3.23 | 4.19 | 8.35 | 2.52 | 2.43 | 2.6
PeakO | 0 | 0 | 0 | 0 | 0 | 0
ST | 0 | 0 | 0 | 0 | 0 | 0
STOG | 0 | 0 | 0 | 0 | 0 | 0
STWD | 0.62 | 1.07 | 1.64 | 8.17 | 11.11 | 6.83
WT | 0 | 0 | 0 | 0 | 0 | 0
IGCC | 0 | 0 | 0 | 0 | 0 | 0
DemandResponse | 0 | 0 | 0 | 0 | 0 | 0
IGCC-CCS | 0 | 0 | 0 | 0 | 0 | 0
WT_off | 0 | 0 | 0 | 0 | 0 | 0
PseudoUnit | 0 | 0 | 0 | 0 | 0 | 0
FixedInterchange | 0 | 0 | 0 | 0 | 0 | 0
Base VOM Costs by Reporting Type: SPP_N
ReportingType | 2015 | 2020 | 2025 | 2030 | 2035 | 2040
BM | 0 | 0 | 0 | 0 | 0 | 0
CC | 9.81 | 2.18 | 2.16 | 2.16 | 0.96 | 0.62
CSP | 0 | 0 | 0 | 0 | 0 | 0
CT | 0 | 0 | 0 | 0 | 0 | 0
Coal | 226.74 | 37.39 | 0.76 | 0 | 0 | 0
Geo | 0 | 0 | 0 | 0 | 0 | 0
H | 0 | 0 | 0 | 0 | 0 | 0
LFG | 0 | 0 | 0 | 0.01 | 0.01 | 0.01
Nuc | 21.45 | 21.45 | 14.35 | 13.39 | 21.45 | 21.45
PS | 0 | 0 | 0 | 0 | 0 | 0
PV | 0 | 0 | 0 | 0 | 0 | 0
PeakG | 0.9 | 0 | 0 | 0 | 0 | 0
PeakO | 0 | 0 | 0 | 0 | 0 | 0
ST | 0 | 0 | 0 | 0 | 0 | 0
STOG | 0.35 | 0 | 0 | 0 | 0 | 0
STWD | 0 | 0 | 0 | 0 | 0 | 0
WT | 0.05 | 1.89 | 2.47 | 2.56 | 2.55 | 2.6
IGCC | 0 | 0 | 0 | 0 | 0 | 0
DemandResponse | 0 | 0 | 0 | 0 | 0 | 0
IGCC-CCS | 0 | 0 | 0 | 0 | 0 | 0
WT_off | 0 | 0 | 0 | 0 | 0 | 0
PseudoUnit | 0 | 0 | 0 | 0 | 0 | 0
FixedInterchange | 0 | 0 | 0 | 0 | 0 | 0
Base VOM Costs by Reporting Type: SPP_S
ReportingType | 2015 | 2020 | 2025 | 2030 | 2035 | 2040
BM | 0 | 0 | 0 | 0 | 0.18 | 0.12
CC | 99.7 | 27.92 | 24.76 | 19.45 | 16.4 | 14.12
CSP | 0 | 0 | 0 | 0 | 0 | 0
CT | 0 | 0 | 0 | 0 | 0 | 0.15
Coal | 345.3 | 29.47 | 1.62 | 0 | 0 | 0
Geo | 0 | 0 | 0 | 0 | 0 | 0
H | 0 | 0 | 0 | 0 | 0 | 0
LFG | 0 | 0 | 0 | 0.01 | 0.01 | 0.01
Nuc | 0 | 0 | 0 | 0 | 0 | 0
PS | 0 | 0 | 0 | 0 | 0 | 0
PV | 0 | 0 | 0 | 0 | 0 | 0
PeakG | 0 | 0 | 0 | 0 | 0 | 0
PeakO | 0 | 0 | 0 | 0 | 0 | 0
ST | 0 | 0 | 0 | 0 | 0 | 0
STOG | 4.61 | 1.12 | 0.9 | 2 | 1.22 | 1.18
STWD | 0.13 | 0.04 | 0.07 | 0.29 | 0.64 | 0.47
WT | 0.11 | 1.59 | 1.8 | 1.85 | 1.84 | 1.89
IGCC | 0 | 0 | 0 | 0 | 0 | 0
DemandResponse | 0 | 0 | 0 | 0 | 0 | 0
IGCC-CCS | 0 | 0 | 0 | 0 | 0 | 0
WT_off | 0 | 0 | 0 | 0 | 0 | 0
PseudoUnit | 0 | 0 | 0 | 0 | 0 | 0
FixedInterchange | 0 | 0 | 0 | 0 | 0 | 0
Base VOM Costs by Reporting Type: TVA
ReportingType | 2015 | 2020 | 2025 | 2030 | 2035 | 2040
BM | 0 | 0 | 0 | 0 | 275.88 | 268.76
CC | 125.5 | 221.44 | 228.12 | 175.68 | 66.77 | 29.39
CSP | 0 | 0 | 0 | 0 | 0 | 0
CT | 0 | 0 | 0 | 0 | 0 | 0
Coal | 166.67 | 92.12 | 5.43 | 0 | 0 | 0
Geo | 0 | 0 | 0 | 0 | 0 | 0
H | 0 | 0 | 0 | 0 | 0 | 0
LFG | 0 | 0 | 0.01 | 0.01 | 0.01 | 0.01
Nuc | 152.12 | 152.12 | 152.12 | 165.63 | 139.63 | 164.29
PS | 0 | 0 | 0 | 0 | 0 | 0
PV | 0 | 0 | 0 | 0 | 0 | 0
PeakG | 0 | 0 | 0 | 0 | 0 | 0
PeakO | 0 | 0 | 0 | 0 | 0 | 0
ST | 0 | 0 | 0 | 0 | 0 | 0
STOG | 0 | 0 | 0 | 0 | 0 | 0
STWD | 0 | 0 | 0.01 | 0.06 | 0.08 | 0.05
WT | 0 | 0 | 0 | 0 | 0 | 0
IGCC | 0 | 0 | 0 | 0 | 0 | 0
DemandResponse | 0 | 0 | 0 | 0 | 0 | 0
IGCC-CCS | 0 | 0 | 0 | 0 | 0 | 0
WT_off | 0 | 0 | 0 | 0 | 0 | 0
PseudoUnit | 0 | 0 | 0 | 0 | 0 | 0
FixedInterchange | 0 | 0 | 0 | 0 | 0 | 0
Base VOM Costs by Reporting Type: TVA_Transmission
ReportingType | 2015 | 2020 | 2025 | 2030 | 2035 | 2040
BM | 0 | 0 | 0 | 0 | 0 | 0
CC | 0 | 0 | 0 | 0 | 0 | 0
CSP | 0 | 0 | 0 | 0 | 0 | 0
CT | 0 | 0 | 0 | 0 | 0 | 0
Coal | 0 | 0 | 0 | 0 | 0 | 0
Geo | 0 | 0 | 0 | 0 | 0 | 0
H | 0 | 0 | 0 | 0 | 0 | 0
LFG | 0 | 0 | 0 | 0 | 0 | 0
Nuc | 0 | 0 | 0 | 0 | 0 | 0
PS | 0 | 0 | 0 | 0 | 0 | 0
PV | 0 | 0 | 0 | 0 | 0 | 0
PeakG | 0 | 0 | 0 | 0 | 0 | 0
PeakO | 0 | 0 | 0 | 0 | 0 | 0
ST | 0 | 0 | 0 | 0 | 0 | 0
STOG | 0 | 0 | 0 | 0 | 0 | 0
STWD | 0 | 0 | 0 | 0 | 0 | 0
WT | 0 | 0 | 0 | 0 | 0 | 0
IGCC | 0 | 0 | 0 | 0 | 0 | 0
DemandResponse | 0 | 0 | 0 | 0 | 0 | 0
IGCC-CCS | 0 | 0 | 0 | 0 | 0 | 0
WT_off | 0 | 0 | 0 | 0 | 0 | 0
PseudoUnit | 0 | 0 | 0 | 0 | 0 | 0
FixedInterchange | 0 | 0 | 0 | 0 | 0 | 0
Base VOM Costs by Reporting Type: VACAR
ReportingType | 2015 | 2020 | 2025 | 2030 | 2035 | 2040
BM | 0.03 | 0.03 | 6.98 | 6.98 | 260.66 | 218.59
CC | 403.57 | 394.12 | 357.39 | 302.19 | 81.24 | 36.75
CSP | 0 | 0 | 0 | 0 | 0 | 0
CT | 0.73 | 0.73 | 1.39 | 0 | 0 | 0
Coal | 131.75 | 72.15 | 18.11 | 8.99 | 9.45 | 9.45
Geo | 0 | 0 | 0 | 0 | 0 | 0
H | 0 | 0 | 0 | 0 | 0 | 0
LFG | 0.01 | 0.01 | 0.01 | 0.01 | 0.01 | 0.01
Nuc | 211.36 | 248.42 | 265.94 | 336.99 | 372.93 | 458.73
PS | 0 | 0 | 0 | 0 | 0 | 0
PV | 0 | 0 | 0 | 0 | 0 | 0
PeakG | 0.86 | 1.63 | 2.94 | 2.91 | 0 | 0.06
PeakO | 0 | 0 | 0 | 0 | 0 | 0
ST | 0 | 0 | 0 | 0 | 0 | 0
STOG | 0 | 0 | 0 | 0 | 0 | 0
STWD | 4.67 | 3.44 | 4.28 | 4.67 | 4.67 | 2.87
WT | 0 | 0.08 | 0.08 | 0.08 | 0.08 | 0.08
IGCC | 0 | 0 | 0 | 0 | 0 | 0
DemandResponse | 0 | 0 | 0 | 0 | 0 | 0
IGCC-CCS | 0 | 0 | 0 | 0 | 0 | 0
WT_off | 0 | 0.02 | 0.04 | 0.04 | 0.04 | 0.04
PseudoUnit | 0 | 0 | 0 | 0 | 0 | 0
FixedInterchange | 0 | 0 | 0 | 0 | 0 | 0
Base VOM Costs by Reporting Type: IESO
ReportingType | 2015 | 2020 | 2025 | 2030 | 2035 | 2040
BM | 0 | 0 | 0 | 0 | 0.32 | 0.59
CC | 33.07 | 23.16 | 0.62 | 0.12 | 0.24 | 0.53
CSP | 0 | 0 | 0 | 0 | 0 | 0
CT | 0.12 | 0.03 | 0 | 0 | 0 | 0
Coal | 0 | 0 | 0 | 0 | 0 | 0
Geo | 0 | 0 | 0 | 0 | 0 | 0
H | 0 | 0 | 0 | 0 | 0.02 | 0.02
LFG | 0.01 | 0.01 | 0.01 | 0.01 | 0.01 | 0.01
Nuc | 240.73 | 240.73 | 240.73 | 240.73 | 221.68 | 193.2
PS | 0 | 0 | 0 | 0 | 0 | 0
PV | 0 | 0 | 0 | 0 | 0 | 0
PeakG | 0 | 0 | 0 | 0 | 0 | 0
PeakO | 0 | 0 | 0 | 0 | 0 | 0
ST | 0 | 0 | 0 | 0 | 0 | 0
STOG | 0 | 0 | 0 | 0 | 0 | 0
STWD | 0.03 | 0.03 | 0 | 0.06 | 2.31 | 1.34
WT | 0.09 | 0.09 | 0.09 | 0.09 | 0.1 | 0.14
IGCC | 0 | 0 | 0 | 0 | 0 | 0
DemandResponse | 0 | 0 | 0 | 0 | 0 | 0
IGCC-CCS | 0 | 0 | 0 | 0 | 0 | 0
WT_off | 0 | 0 | 0 | 0 | 0 | 0
PseudoUnit | 0 | 0 | 0 | 0 | 0 | 0
FixedInterchange | 0 | 0 | 0 | 0 | 0 | 0
Base VOM Costs by Reporting Type: MAPP_CA
ReportingType | 2015 | 2020 | 2025 | 2030 | 2035 | 2040
BM | 0 | 0 | 0 | 0 | 0 | 0
CC | 20.62 | 20.62 | 0.85 | 0 | 0 | 0
CSP | 0 | 0 | 0 | 0 | 0 | 0
CT | 0 | 0 | 0 | 0 | 0 | 0
Coal | 0.88 | 0.14 | 0 | 0 | 0 | 0
Geo | 0 | 0 | 0 | 0 | 0 | 0
H | 0 | 0.05 | 0.15 | 0.27 | 0.32 | 0.32
LFG | 0 | 0 | 0 | 0 | 0 | 0
Nuc | 0 | 0 | 0 | 0 | 0 | 0
PS | 0 | 0 | 0 | 0 | 0 | 0
PV | 0 | 0 | 0 | 0 | 0 | 0
PeakG | 0.71 | 0.14 | 0 | 0 | 0 | 0
PeakO | 0 | 0 | 0 | 0 | 0 | 0
ST | 0 | 0 | 0 | 0 | 0 | 0
STOG | 0.03 | 0 | 0 | 0 | 0 | 0
STWD | 0 | 0 | 0 | 0 | 0 | 0
WT | 0.02 | 0.02 | 0.02 | 0.02 | 0 | 0
IGCC | 0 | 0 | 0 | 0 | 0 | 0
DemandResponse | 0 | 0 | 0 | 0 | 0 | 0
IGCC-CCS | 0 | 0 | 0 | 0 | 0 | 0
WT_off | 0 | 0 | 0 | 0 | 0 | 0
PseudoUnit | 0 | 0 | 0 | 0 | 0 | 0
FixedInterchange | 0 | 0 | 0 | 0 | 0 | 0
Base VOM Costs by Reporting Type: AZ_NM_SNV_Coal
ReportingType | 2015 | 2020 | 2025 | 2030 | 2035 | 2040
BM | 0 | 0 | 0 | 0 | 0 | 0
CC | 0 | 0 | 0 | 0 | 0 | 0
CSP | 0 | 0 | 0 | 0 | 0 | 0
CT | 0 | 0 | 0 | 0 | 0 | 0
Coal | 196.48 | 205.19 | 29.68 | 0.02 | 0.06 | 0.03
Geo | 0 | 0 | 0 | 0 | 0 | 0
H | 0 | 0 | 0 | 0 | 0 | 0
LFG | 0 | 0 | 0 | 0 | 0 | 0
Nuc | 0 | 0 | 0 | 0 | 0 | 0
PS | 0 | 0 | 0 | 0 | 0 | 0
PV | 0 | 0 | 0 | 0 | 0 | 0
PeakG | 0 | 0 | 0 | 0 | 0 | 0
PeakO | 0 | 0 | 0 | 0 | 0 | 0
ST | 0 | 0 | 0 | 0 | 0 | 0
STOG | 0 | 0 | 0 | 0 | 0 | 0
STWD | 0 | 0 | 0 | 0 | 0 | 0
WT | 0 | 0 | 0 | 0 | 0 | 0
IGCC | 0 | 0 | 0 | 0 | 0 | 0
DemandResponse | 0 | 0 | 0 | 0 | 0 | 0
IGCC-CCS | 0 | 0 | 0 | 0 | 0 | 0
WT_off | 0 | 0 | 0 | 0 | 0 | 0
PseudoUnit | 0 | 0 | 0 | 0 | 0 | 0
FixedInterchange | 0 | 0 | 0 | 0 | 0 | 0
Base VOM Costs by Reporting Type: AZ_NM_SNV_Gas
ReportingType | 2015 | 2020 | 2025 | 2030 | 2035 | 2040
BM | 0 | 0 | 0 | 0 | 0 | 0
CC | 167.42 | 173.62 | 177.1 | 143.76 | 43.97 | 32.95
CSP | 0 | 0 | 0 | 0 | 0 | 0
CT | 0 | 0 | 0 | 0 | 0 | 0
Coal | 0 | 0 | 0 | 0 | 0 | 0
Geo | 0 | 0 | 0 | 0 | 0 | 0
H | 0 | 0 | 0 | 0 | 0 | 0
LFG | 0 | 0 | 0 | 0 | 0 | 0
Nuc | 0 | 0 | 0 | 0 | 0 | 0
PS | 0 | 0 | 0 | 0 | 0 | 0
PV | 0 | 0 | 0 | 0 | 0 | 0
PeakG | 0 | 0 | 0 | 0 | 0 | 0
PeakO | 0 | 0 | 0 | 0 | 0 | 0
ST | 0 | 0 | 0 | 0 | 0 | 0
STOG | 0 | 0 | 0 | 0 | 0 | 0
STWD | 0 | 0 | 0 | 0 | 0 | 0
WT | 0 | 0 | 0 | 0 | 0 | 0
IGCC | 0 | 0 | 0 | 0 | 0 | 0
DemandResponse | 0 | 0 | 0 | 0 | 0 | 0
IGCC-CCS | 0 | 0 | 0 | 0 | 0 | 0
WT_off | 0 | 0 | 0 | 0 | 0 | 0
PseudoUnit | 0 | 0 | 0 | 0 | 0 | 0
FixedInterchange | 0 | 0 | 0 | 0 | 0 | 0
Base VOM Costs by Reporting Type: AZ_NM_SNV_NucRenew
ReportingType | 2015 | 2020 | 2025 | 2030 | 2035 | 2040
BM | 0 | 0 | 0 | 0 | 152.39 | 187.79
CC | 0 | 0 | 0 | 0 | 0 | 0
CSP | 0 | 0 | 0 | 0 | 0 | 0
CT | 0 | 0 | 0 | 0 | 0 | 0
Coal | 0 | 0 | 0 | 0 | 0 | 0
Geo | 0 | 2.01 | 116.31 | 116.31 | 116.31 | 116.31
H | 0 | 0 | 0 | 0 | 0 | 0
LFG | 0 | 0 | 0.01 | 0.01 | 0.01 | 0.01
Nuc | 71.66 | 71.66 | 71.66 | 131.06 | 178.84 | 178.84
PS | 0 | 0 | 0 | 0 | 0 | 0
PV | 0 | 0 | 0 | 0 | 0 | 0
PeakG | 0 | 0 | 0 | 0 | 0 | 0
PeakO | 0 | 0 | 0 | 0 | 0 | 0
ST | 0.01 | 0.03 | 0.04 | 0.04 | 0.06 | 0.06
STOG | 0 | 0 | 0 | 0 | 0 | 0
STWD | 0.43 | 0.43 | 0.43 | 0.43 | 0.43 | 0.43
WT | 0.02 | 0.34 | 0.35 | 0.36 | 0.36 | 0.36
IGCC | 0 | 0 | 0 | 0 | 0 | 0
DemandResponse | 0 | 0 | 0 | 0 | 0 | 0
IGCC-CCS | 0 | 0 | 0 | 0 | 0 | 0
WT_off | 0 | 0 | 0 | 0 | 0 | 0
PseudoUnit | 0 | 0 | 0 | 0 | 0 | 0
FixedInterchange | 0 | 0 | 0 | 0 | 0 | 0
Base VOM Costs by Reporting Type: ERCOT
ReportingType | 2015 | 2020 | 2025 | 2030 | 2035 | 2040
BM | 0.49 | 0.5 | 0.77 | 5.41 | 118.69 | 93.08
CC | 649.09 | 679.75 | 598.31 | 531.63 | 193.29 | 132.41
CSP | 0 | 0 | 0 | 0 | 0 | 0
CT | 0 | 0.02 | 0.01 | 0.08 | 0 | 0
Coal | 162.77 | 115.68 | 14.73 | 15.73 | 15.73 | 14.57
Geo | 0 | 0 | 0 | 0 | 0 | 0
H | 0 | 0 | 0 | 0 | 0.02 | 0.02
LFG | 0.01 | 0.01 | 0.04 | 0.04 | 0.04 | 0.04
Nuc | 94.14 | 94.14 | 94.14 | 141.16 | 325.56 | 379.66
PS | 0 | 0 | 0 | 0 | 0 | 0
PV | 0 | 0 | 0 | 0 | 0 | 0
PeakG | 0 | 0.05 | 0 | 0.32 | 0.41 | 0.31
PeakO | 0 | 0 | 0 | 0 | 0 | 0
ST | 0 | 0 | 0 | 0 | 0 | 0
STOG | 6.14 | 9.7 | 3 | 2.02 | 0 | 0
STWD | 0 | 0 | 0 | 0 | 0 | 0
WT | 0.32 | 0.32 | 0.93 | 0.92 | 0.92 | 0.92
IGCC | 0 | 0 | 0 | 0 | 0 | 0
DemandResponse | 0 | 0 | 0 | 0 | 0 | 0
IGCC-CCS | 0 | 0 | 0 | 0 | 0 | 0
WT_off | 0 | 0 | 0 | 0 | 0 | 0
PseudoUnit | 0 | 0 | 0 | 0 | 0 | 0
FixedInterchange | 0 | 0 | 0 | 0 | 0 | 0
Base VOM Costs by Reporting Type: NP15
ReportingType | 2015 | 2020 | 2025 | 2030 | 2035 | 2040
BM | 0 | 0 | 0 | 0 | 31.46 | 31.46
CC | 151.84 | 151.64 | 135.37 | 89.62 | 30.92 | 24.77
CSP | 0 | 0 | 0 | 0 | 0 | 0
CT | 0 | 0 | 0 | 0 | 0 | 0
Coal | 5.45 | 0.89 | 0 | 0 | 0 | 0
Geo | 0.11 | 48.23 | 48.23 | 48.23 | 48.23 | 48.23
H | 0 | 0 | 0 | 0 | 0 | 0
LFG | 0.01 | 0.04 | 0.06 | 0.06 | 0.06 | 0.06
Nuc | 42.53 | 42.53 | 42.53 | 91.3 | 145.03 | 153.64
PS | 0 | 0 | 0 | 0 | 0 | 0
PV | 0 | 0 | 0 | 0 | 0 | 0
PeakG | 0 | 0 | 0 | 0 | 0 | 0
PeakO | 0 | 0 | 0 | 0 | 0 | 0
ST | 0 | 0 | 0 | 0 | 0 | 0
STOG | 0.17 | 0.12 | 0.06 | 0 | 0 | 0
STWD | 7.35 | 6.49 | 0.95 | 7.35 | 7.35 | 5.71
WT | 0.04 | 0.13 | 0.33 | 0.35 | 0.36 | 0.38
IGCC | 0 | 0 | 0 | 0 | 0 | 0
DemandResponse | 0 | 0 | 0 | 0 | 0 | 0
IGCC-CCS | 0 | 0 | 0 | 0 | 0 | 0
WT_off | 0 | 0 | 0 | 0 | 0 | 0
PseudoUnit | 0 | 0 | 0 | 0 | 0 | 0
FixedInterchange | 0 | 0 | 0 | 0 | 0 | 0
Base VOM Costs by Reporting Type: NWPP_Coal
ReportingType | 2015 | 2020 | 2025 | 2030 | 2035 | 2040
BM | 0 | 0 | 0 | 0 | 0 | 0
CC | 0 | 0 | 0 | 0 | 0 | 0
CSP | 0 | 0 | 0 | 0 | 0 | 0
CT | 0 | 0 | 0 | 0 | 0 | 0
Coal | 194.91 | 172.95 | 5.38 | 5.38 | 5.38 | 2.52
Geo | 0 | 0 | 0 | 0 | 0 | 0
H | 0 | 0 | 0 | 0 | 0 | 0
LFG | 0 | 0 | 0 | 0 | 0 | 0
Nuc | 0 | 0 | 0 | 0 | 0 | 0
PS | 0 | 0 | 0 | 0 | 0 | 0
PV | 0 | 0 | 0 | 0 | 0 | 0
PeakG | 0 | 0 | 0 | 0 | 0 | 0
PeakO | 0 | 0 | 0 | 0 | 0 | 0
ST | 0 | 0 | 0 | 0 | 0 | 0
STOG | 0 | 0 | 0 | 0 | 0 | 0
STWD | 0 | 0 | 0 | 0 | 0 | 0
WT | 0 | 0 | 0 | 0 | 0 | 0
IGCC | 0 | 0 | 0 | 0 | 0 | 0
DemandResponse | 0 | 0 | 0 | 0 | 0 | 0
IGCC-CCS | 0 | 0 | 0 | 0 | 0 | 0
WT_off | 0 | 0 | 0 | 0 | 0 | 0
PseudoUnit | 0 | 0 | 0 | 0 | 0 | 0
FixedInterchange | 0 | 0 | 0 | 0 | 0 | 0
Base VOM Costs by Reporting Type: NWPP_Gas
ReportingType | 2015 | 2020 | 2025 | 2030 | 2035 | 2040
BM | 0 | 0 | 0 | 0 | 0 | 0
CC | 113.83 | 113.83 | 94.21 | 87.23 | 3.55 | 0
CSP | 0 | 0 | 0 | 0 | 0 | 0
CT | 0 | 0 | 0 | 0 | 0 | 0
Coal | 0 | 0 | 0 | 0 | 0 | 0
Geo | 0 | 0 | 0 | 0 | 0 | 0
H | 0 | 0 | 0 | 0 | 0 | 0
LFG | 0 | 0 | 0 | 0 | 0 | 0
Nuc | 0 | 0 | 0 | 0 | 0 | 0
PS | 0 | 0 | 0 | 0 | 0 | 0
PV | 0 | 0 | 0 | 0 | 0 | 0
PeakG | 0 | 0 | 0 | 0 | 0 | 0
PeakO | 0 | 0 | 0 | 0 | 0 | 0
ST | 0 | 0 | 0 | 0 | 0 | 0
STOG | 0 | 0 | 0 | 0 | 0 | 0
STWD | 0 | 0 | 0 | 0 | 0 | 0
WT | 0 | 0 | 0 | 0 | 0 | 0
IGCC | 0 | 0 | 0 | 0 | 0 | 0
DemandResponse | 0 | 0 | 0 | 0 | 0 | 0
IGCC-CCS | 0 | 0 | 0 | 0 | 0 | 0
WT_off | 0 | 0 | 0 | 0 | 0 | 0
PseudoUnit | 0 | 0 | 0 | 0 | 0 | 0
FixedInterchange | 0 | 0 | 0 | 0 | 0 | 0
Base VOM Costs by Reporting Type: NWPP_NucRenew
ReportingType | 2015 | 2020 | 2025 | 2030 | 2035 | 2040
BM | 0 | 1.21 | 0.87 | 1.21 | 141.81 | 230.76
CC | 0 | 0 | 0 | 0 | 0 | 0
CSP | 0 | 0 | 0 | 0 | 0 | 0
CT | 0 | 0 | 0 | 0 | 0 | 0
Coal | 0 | 0 | 0 | 0 | 0 | 0
Geo | 6.93 | 6.93 | 41.74 | 41.74 | 41.74 | 41.74
H | 0 | 0 | 0.01 | 0.01 | 0.01 | 0.01
LFG | 0.01 | 0.01 | 0.03 | 0.03 | 0.03 | 0.03
Nuc | 20.91 | 20.91 | 20.91 | 20.91 | 57.2 | 57.2
PS | 0 | 0 | 0 | 0 | 0 | 0
PV | 0 | 0 | 0 | 0 | 0 | 0
PeakG | 0 | 0 | 0 | 0 | 0 | 0
PeakO | 0 | 0 | 0 | 0 | 0 | 0
ST | 0 | 0 | 0 | 0 | 0 | 0
STOG | 0 | 0 | 0 | 0 | 0 | 0
STWD | 0 | 1.26 | 4.4 | 9.33 | 9.33 | 4.4
WT | 0.19 | 0.19 | 0.7 | 0.71 | 0.71 | 0.77
IGCC | 0 | 0 | 0 | 0 | 0 | 0
DemandResponse | 0 | 0 | 0 | 0 | 0 | 0
IGCC-CCS | 0 | 0 | 0 | 0 | 0 | 0
WT_off | 0 | 0 | 0 | 0 | 0 | 0
PseudoUnit | 0 | 0 | 0 | 0 | 0 | 0
FixedInterchange | 0 | 0 | 0 | 0 | 0 | 0
Base VOM Costs by Reporting Type: RMPA
ReportingType | 2015 | 2020 | 2025 | 2030 | 2035 | 2040
BM | 0 | 0 | 0 | 0 | 53.85 | 66.05
CC | 26.4 | 32.41 | 48.33 | 33.55 | 11.51 | 6.8
CSP | 0 | 0 | 0 | 0 | 0 | 0
CT | 0 | 0 | 0 | 0 | 0 | 0
Coal | 191.46 | 176.26 | 25.19 | 11.11 | 11.11 | 5.94
Geo | 0 | 0 | 206.14 | 206.14 | 206.14 | 206.14
H | 0 | 0 | 0 | 0 | 0 | 0
LFG | 0 | 0 | 0 | 0 | 0 | 0
Nuc | 0 | 0 | 0 | 32 | 32 | 32
PS | 0 | 0 | 0 | 0 | 0 | 0
PV | 0 | 0 | 0 | 0 | 0 | 0
PeakG | 0 | 0 | 0 | 0 | 0 | 0.01
PeakO | 0 | 0 | 0 | 0 | 0 | 0
ST | 0 | 0.01 | 0.01 | 0.01 | 0.01 | 0.01
STOG | 0 | 0 | 0 | 0 | 0 | 0
STWD | 0 | 0 | 0 | 0 | 0 | 0
WT | 0.07 | 0.19 | 0.19 | 0.2 | 0.2 | 0.21
IGCC | 0 | 0 | 0 | 0 | 0 | 0
DemandResponse | 0 | 0 | 0 | 0 | 0 | 0
IGCC-CCS | 0 | 0 | 0 | 0 | 0 | 0
WT_off | 0 | 0 | 0 | 0 | 0 | 0
PseudoUnit | 0 | 0 | 0 | 0 | 0 | 0
FixedInterchange | 0 | 0 | 0 | 0 | 0 | 0
Base VOM Costs by Reporting Type: SP15
ReportingType | 2015 | 2020 | 2025 | 2030 | 2035 | 2040
BM | 0.22 | 0.22 | 0.22 | 0.22 | 25.17 | 25.17
CC | 218.01 | 203.96 | 174.1 | 168.8 | 66.03 | 46.93
CSP | 0 | 0 | 0 | 0 | 0 | 0
CT | 0 | 0 | 0 | 0 | 0 | 0
Coal | 5.28 | 3.19 | 0 | 0 | 0 | 0
Geo | 4.1 | 120.4 | 120.4 | 120.4 | 120.4 | 120.4
H | 0 | 0 | 0 | 0 | 0 | 0
LFG | 0.02 | 0.07 | 0.07 | 0.07 | 0.07 | 0.07
Nuc | 41.61 | 41.61 | 41.61 | 41.61 | 50.58 | 104.24
PS | 0 | 0 | 0 | 0 | 0 | 0
PV | 0 | 0 | 0 | 0 | 0 | 0
PeakG | 0 | 0 | 0 | 0 | 0 | 0
PeakO | 0 | 0 | 0 | 0 | 0 | 0
ST | 0.02 | 0.02 | 0.08 | 0.09 | 0.11 | 0.14
STOG | 1.26 | 0.87 | 0.2 | 0.41 | 0.18 | 0.1
STWD | 1.98 | 1.98 | 1.2 | 1.98 | 1.98 | 1.54
WT | 0.07 | 0.11 | 0.46 | 0.46 | 0.46 | 0.46
IGCC | 0 | 0 | 0 | 0 | 0 | 0
DemandResponse | 0 | 0 | 0 | 0 | 0 | 0
IGCC-CCS | 0 | 0 | 0 | 0 | 0 | 0
WT_off | 0 | 0 | 0 | 0 | 0 | 0
PseudoUnit | 0 | 0 | 0 | 0 | 0 | 0
FixedInterchange | 0 | 0 | 0 | 0 | 0 | 0
Base VOM Costs by Reporting Type: ALB
ReportingType | 2015 | 2020 | 2025 | 2030 | 2035 | 2040
BM | 0 | 0 | 0 | 0 | 0 | 0
CC | 38.49 | 39.9 | 39.61 | 0.01 | 0 | 0.01
CSP | 0 | 0 | 0 | 0 | 0 | 0
CT | 0 | 0 | 0 | 0 | 0 | 0
Coal | 167.67 | 167.67 | 163.51 | 0 | 0 | 0
Geo | 0 | 0 | 0 | 0 | 0 | 0
H | 0 | 0 | 0 | 0 | 0 | 0
LFG | 0 | 0 | 0 | 0 | 0 | 0
Nuc | 0 | 0 | 0 | 140.18 | 142.65 | 142.86
PS | 0 | 0 | 0 | 0 | 0 | 0
PV | 0 | 0 | 0 | 0 | 0 | 0
PeakG | 0 | 0 | 0 | 0 | 0 | 0.02
PeakO | 0 | 0 | 0 | 0 | 0 | 0
ST | 0 | 0 | 0 | 0 | 0 | 0
STOG | 0 | 0 | 0 | 0 | 0 | 0
STWD | 0 | 2.07 | 2.89 | 2.89 | 2.89 | 2.89
WT | 0.02 | 0.02 | 0.02 | 0.02 | 0.02 | 0.02
IGCC | 0 | 0 | 0 | 0 | 0 | 0
DemandResponse | 0 | 0 | 0 | 0 | 0 | 0
IGCC-CCS | 0 | 0 | 0 | 0 | 0 | 0
WT_off | 0 | 0 | 0 | 0 | 0 | 0
PseudoUnit | 0 | 0 | 0 | 0 | 0 | 0
FixedInterchange | 0 | 0 | 0 | 0 | 0 | 0
Base VOM Costs by Reporting Type: BC
ReportingType | 2015 | 2020 | 2025 | 2030 | 2035 | 2040
BM | 0 | 0 | 0 | 0 | 0 | 0
CC | 12.87 | 12.87 | 12.87 | 9.16 | 0 | 0
CSP | 0 | 0 | 0 | 0 | 0 | 0
CT | 0 | 0 | 0 | 0 | 0 | 0
Coal | 0 | 0 | 0 | 0 | 0 | 0
Geo | 0 | 0 | 0 | 0 | 0 | 0
H | 0 | 0 | 0 | 0 | 0 | 0
LFG | 0 | 0 | 0 | 0 | 0 | 0
Nuc | 0 | 0 | 0 | 8.68 | 8.68 | 8.68
PS | 0 | 0 | 0 | 0 | 0 | 0
PV | 0 | 0 | 0 | 0 | 0 | 0
PeakG | 0 | 0 | 0 | 0 | 0 | 0
PeakO | 0 | 0 | 0 | 0 | 0 | 0
ST | 0 | 0 | 0 | 0 | 0 | 0
STOG | 0 | 0 | 0 | 0 | 0 | 0
STWD | 0 | 5.11 | 7.12 | 8.48 | 8.48 | 8.48
WT | 0.01 | 0.01 | 0.01 | 0.01 | 0.01 | 0.01
IGCC | 0 | 0 | 0 | 0 | 0 | 0
DemandResponse | 0 | 0 | 0 | 0 | 0 | 0
IGCC-CCS | 0 | 0 | 0 | 0 | 0 | 0
WT_off | 0 | 0 | 0 | 0 | 0 | 0
PseudoUnit | 0 | 0 | 0 | 0 | 0 | 0
FixedInterchange | 0 | 0 | 0 | 0 | 0 | 0
Base VOM Costs by Reporting Type: HQ_IESO
ReportingType | 2015 | 2020 | 2025 | 2030 | 2035 | 2040
BM | 0 | 0 | 0 | 0 | 0 | 0
CC | 0 | 0 | 0 | 0 | 0 | 0
CSP | 0 | 0 | 0 | 0 | 0 | 0
CT | 0 | 0 | 0 | 0 | 0 | 0
Coal | 0 | 0 | 0 | 0 | 0 | 0
Geo | 0 | 0 | 0 | 0 | 0 | 0
H | 0 | 0 | 0 | 0 | 0 | 0
LFG | 0 | 0 | 0 | 0 | 0 | 0
Nuc | 0 | 0 | 0 | 0 | 0 | 0
PS | 0 | 0 | 0 | 0 | 0 | 0
PV | 0 | 0 | 0 | 0 | 0 | 0
PeakG | 0 | 0 | 0 | 0 | 0 | 0
PeakO | 0 | 0 | 0 | 0 | 0 | 0
ST | 0 | 0 | 0 | 0 | 0 | 0
STOG | 0 | 0 | 0 | 0 | 0 | 0
STWD | 0 | 0 | 0 | 0 | 0 | 0
WT | 0 | 0 | 0 | 0 | 0 | 0
IGCC | 0 | 0 | 0 | 0 | 0 | 0
DemandResponse | 0 | 0 | 0 | 0 | 0 | 0
IGCC-CCS | 0 | 0 | 0 | 0 | 0 | 0
WT_off | 0 | 0 | 0 | 0 | 0 | 0
PseudoUnit | 0 | 0 | 0 | 0 | 0 | 0
FixedInterchange | 0 | 0 | 0 | 0 | 0 | 0
Base VOM Costs by Reporting Type: HQ_NEISO
ReportingType | 2015 | 2020 | 2025 | 2030 | 2035 | 2040
BM | 0 | 0 | 0 | 0 | 0 | 0
CC | 0 | 0 | 0 | 0 | 0 | 0
CSP | 0 | 0 | 0 | 0 | 0 | 0
CT | 0 | 0 | 0 | 0 | 0 | 0
Coal | 0 | 0 | 0 | 0 | 0 | 0
Geo | 0 | 0 | 0 | 0 | 0 | 0
H | 0 | 0 | 0 | 0 | 0 | 0
LFG | 0 | 0 | 0 | 0 | 0 | 0
Nuc | 0 | 0 | 0 | 0 | 0 | 0
PS | 0 | 0 | 0 | 0 | 0 | 0
PV | 0 | 0 | 0 | 0 | 0 | 0
PeakG | 0 | 0 | 0 | 0 | 0 | 0
PeakO | 0 | 0 | 0 | 0 | 0 | 0
ST | 0 | 0 | 0 | 0 | 0 | 0
STOG | 0 | 0 | 0 | 0 | 0 | 0
STWD | 0 | 0 | 0 | 0 | 0 | 0
WT | 0 | 0 | 0 | 0 | 0 | 0
IGCC | 0 | 0 | 0 | 0 | 0 | 0
DemandResponse | 0 | 0 | 0 | 0 | 0 | 0
IGCC-CCS | 0 | 0 | 0 | 0 | 0 | 0
WT_off | 0 | 0 | 0 | 0 | 0 | 0
PseudoUnit | 0 | 10.42 | 10.42 | 10.42 | 10.42 | 10.42
FixedInterchange | 0 | 0 | 0 | 0 | 0 | 0
Base VOM Costs by Reporting Type: HQ_NY
ReportingType | 2015 | 2020 | 2025 | 2030 | 2035 | 2040
BM | 0 | 0 | 0 | 0 | 0 | 0
CC | 0 | 0 | 0 | 0 | 0 | 0
CSP | 0 | 0 | 0 | 0 | 0 | 0
CT | 0 | 0 | 0 | 0 | 0 | 0
Coal | 0 | 0 | 0 | 0 | 0 | 0
Geo | 0 | 0 | 0 | 0 | 0 | 0
H | 0 | 0 | 0 | 0 | 0 | 0
LFG | 0 | 0 | 0 | 0 | 0 | 0
Nuc | 0 | 0 | 0 | 0 | 0 | 0
PS | 0 | 0 | 0 | 0 | 0 | 0
PV | 0 | 0 | 0 | 0 | 0 | 0
PeakG | 0 | 0 | 0 | 0 | 0 | 0
PeakO | 0 | 0 | 0 | 0 | 0 | 0
ST | 0 | 0 | 0 | 0 | 0 | 0
STOG | 0 | 0 | 0 | 0 | 0 | 0
STWD | 0 | 0 | 0 | 0 | 0 | 0
WT | 0 | 0 | 0 | 0 | 0 | 0
IGCC | 0 | 0 | 0 | 0 | 0 | 0
DemandResponse | 0 | 0 | 0 | 0 | 0 | 0
IGCC-CCS | 0 | 0 | 0 | 0 | 0 | 0
WT_off | 0 | 0 | 0 | 0 | 0 | 0
PseudoUnit | 0 | 101.99 | 101.99 | 101.99 | 101.99 | 101.99
FixedInterchange | 0 | 0 | 0 | 0 | 0 | 0
Base VOM Costs by Reporting Type: MARITIMES
ReportingType | 2015 | 2020 | 2025 | 2030 | 2035 | 2040
BM | 0 | 0 | 0 | 0 | 0 | 0
CC | 0 | 0 | 0 | 0 | 0 | 0
CSP | 0 | 0 | 0 | 0 | 0 | 0
CT | 0 | 0 | 0 | 0 | 0 | 0
Coal | 0 | 0 | 0 | 0 | 0 | 0
Geo | 0 | 0 | 0 | 0 | 0 | 0
H | 0 | 0 | 0 | 0 | 0 | 0
LFG | 0 | 0 | 0 | 0 | 0 | 0
Nuc | 0 | 0 | 0 | 0 | 0 | 0
PS | 0 | 0 | 0 | 0 | 0 | 0
PV | 0 | 0 | 0 | 0 | 0 | 0
PeakG | 0 | 0 | 0 | 0 | 0 | 0
PeakO | 0 | 0 | 0 | 0 | 0 | 0
ST | 0 | 0 | 0 | 0 | 0 | 0
STOG | 0 | 0 | 0 | 0 | 0 | 0
STWD | 0 | 0 | 0 | 0 | 0 | 0
WT | 0 | 0 | 0 | 0 | 0 | 0
IGCC | 0 | 0 | 0 | 0 | 0 | 0
DemandResponse | 0 | 0 | 0 | 0 | 0 | 0
IGCC-CCS | 0 | 0 | 0 | 0 | 0 | 0
WT_off | 0 | 0 | 0 | 0 | 0 | 0
PseudoUnit | 0 | 17.37 | 17.37 | 17.37 | 17.37 | 17.37
FixedInterchange | 0 | 0 | 0 | 0 | 0 | 0
Base VOM Costs by Reporting Type: All
ReportingType | 2015 | 2020 | 2025 | 2030 | 2035 | 2040
BM | 11.26 | 21.33 | 12.92 | 32.89 | 2228.08 | 2447.81
CC | 4482.17 | 4932.22 | 4301.23 | 3508.8 | 1449.01 | 821.37
CSP | 0 | 0 | 0 | 0 | 0 | 0
CT | 5.72 | 5.84 | 10.24 | 5.35 | 0.03 | 0.15
Coal | 4384.22 | 2047.71 | 374.31 | 118.84 | 169.98 | 165.04
Geo | 11.14 | 177.58 | 532.83 | 532.83 | 532.83 | 532.83
H | 0 | 0.18 | 0.33 | 0.45 | 0.56 | 0.56
LFG | 0.38 | 0.54 | 0.72 | 0.79 | 0.79 | 0.79
Nuc | 2164.81 | 2225.48 | 2263.62 | 2972.96 | 3296.85 | 3727.6
PS | 0 | 0 | 0 | 0 | 0 | 0
PV | 0.02 | 0.06 | 0.07 | 0.08 | 0.08 | 0.08
PeakG | 24.13 | 18.85 | 21.83 | 25.54 | 12.6 | 10.6
PeakO | 0 | 0 | 0 | 0 | 0 | 0
ST | 0.03 | 0.06 | 0.13 | 0.14 | 0.18 | 0.21
STOG | 22.27 | 18.17 | 11.3 | 14.82 | 2.3 | 1.76
STWD | 28.86 | 29.33 | 27.93 | 54.9 | 74.01 | 53.64
WT | 2.03 | 8.17 | 14.05 | 14.4 | 14.45 | 14.8
IGCC | 30.43 | 30.43 | 2.71 | 0 | 0 | 0
DemandResponse | 0 | 0 | 0 | 0 | 0 | 0
IGCC-CCS | 0 | 0 | 0 | 0 | 0 | 0
WT_off | 0.02 | 0.08 | 0.1 | 0.1 | 0.16 | 0.16
PseudoUnit | 0 | 129.77 | 129.77 | 129.77 | 129.77 | 129.77
FixedInterchange | 0 | 0 | 0 | 0 | 0 | 0
Base VOM Costs by Reporting Type: EI_US
ReportingType | 2015 | 2020 | 2025 | 2030 | 2035 | 2040
BM | 10.54 | 19.39 | 11.05 | 26.04 | 1704.39 | 1812.9
CC | 3050.54 | 3480.46 | 3019.85 | 2444.92 | 1099.49 | 576.96
CSP | 0 | 0 | 0 | 0 | 0 | 0
CT | 5.6 | 5.79 | 10.23 | 5.27 | 0.03 | 0.15
Coal | 3459.31 | 1205.73 | 135.82 | 86.6 | 137.7 | 141.97
Geo | 0 | 0 | 0 | 0 | 0 | 0
H | 0 | 0.13 | 0.16 | 0.16 | 0.19 | 0.19
LFG | 0.32 | 0.4 | 0.51 | 0.57 | 0.57 | 0.57
Nuc | 1653.22 | 1713.9 | 1752.04 | 2125.34 | 2134.62 | 2477.27
PS | 0 | 0 | 0 | 0 | 0 | 0
PV | 0 | 0.04 | 0.06 | 0.06 | 0.06 | 0.06
PeakG | 23.42 | 18.66 | 21.83 | 25.23 | 12.18 | 10.26
PeakO | 0 | 0 | 0 | 0 | 0 | 0
ST | 0 | 0 | 0 | 0 | 0 | 0
STOG | 14.68 | 7.48 | 8.05 | 12.39 | 2.12 | 1.66
STWD | 19.07 | 11.95 | 10.93 | 24.36 | 41.22 | 28.83
WT | 1.2 | 6.77 | 10.96 | 11.26 | 11.31 | 11.54
IGCC | 30.43 | 30.43 | 2.71 | 0 | 0 | 0
DemandResponse | 0 | 0 | 0 | 0 | 0 | 0
IGCC-CCS | 0 | 0 | 0 | 0 | 0 | 0
WT_off | 0.02 | 0.08 | 0.1 | 0.1 | 0.16 | 0.16
PseudoUnit | 0 | 129.77 | 129.77 | 129.77 | 129.77 | 129.77
FixedInterchange | 0 | 0 | 0 | 0 | 0 | 0
Base VOM Costs by Reporting Type: EI_Canada
ReportingType | 2015 | 2020 | 2025 | 2030 | 2035 | 2040
BM | 0 | 0 | 0 | 0 | 0.32 | 0.59
CC | 53.69 | 43.78 | 1.47 | 0.12 | 0.24 | 0.53
CSP | 0 | 0 | 0 | 0 | 0 | 0
CT | 0.12 | 0.03 | 0 | 0 | 0 | 0
Coal | 0.88 | 0.14 | 0 | 0 | 0 | 0
Geo | 0 | 0 | 0 | 0 | 0 | 0
H | 0 | 0.05 | 0.15 | 0.27 | 0.34 | 0.34
LFG | 0.01 | 0.01 | 0.01 | 0.01 | 0.01 | 0.01
Nuc | 240.73 | 240.73 | 240.73 | 240.73 | 221.68 | 193.2
PS | 0 | 0 | 0 | 0 | 0 | 0
PV | 0 | 0 | 0 | 0 | 0 | 0
PeakG | 0.71 | 0.14 | 0 | 0 | 0 | 0
PeakO | 0 | 0 | 0 | 0 | 0 | 0
ST | 0 | 0 | 0 | 0 | 0 | 0
STOG | 0.03 | 0 | 0 | 0 | 0 | 0
STWD | 0.03 | 0.03 | 0 | 0.06 | 2.31 | 1.34
WT | 0.11 | 0.11 | 0.11 | 0.11 | 0.1 | 0.14
IGCC | 0 | 0 | 0 | 0 | 0 | 0
DemandResponse | 0 | 0 | 0 | 0 | 0 | 0
IGCC-CCS | 0 | 0 | 0 | 0 | 0 | 0
WT_off | 0 | 0 | 0 | 0 | 0 | 0
PseudoUnit | 0 | 0 | 0 | 0 | 0 | 0
FixedInterchange | 0 | 0 | 0 | 0 | 0 | 0
Base VOM Costs by Reporting Type: EI
ReportingType | 2015 | 2020 | 2025 | 2030 | 2035 | 2040
BM | 10.54 | 19.39 | 11.05 | 26.04 | 1704.71 | 1813.5
CC | 3104.23 | 3524.24 | 3021.33 | 2445.04 | 1099.73 | 577.49
CSP | 0 | 0 | 0 | 0 | 0 | 0
CT | 5.72 | 5.82 | 10.23 | 5.27 | 0.03 | 0.15
Coal | 3460.19 | 1205.87 | 135.82 | 86.6 | 137.7 | 141.97
Geo | 0 | 0 | 0 | 0 | 0 | 0
H | 0 | 0.18 | 0.31 | 0.43 | 0.53 | 0.53
LFG | 0.33 | 0.41 | 0.52 | 0.58 | 0.58 | 0.58
Nuc | 1893.95 | 1954.63 | 1992.77 | 2366.06 | 2356.3 | 2670.47
PS | 0 | 0 | 0 | 0 | 0 | 0
PV | 0.01 | 0.04 | 0.06 | 0.06 | 0.06 | 0.07
PeakG | 24.13 | 18.8 | 21.83 | 25.23 | 12.18 | 10.26
PeakO | 0 | 0 | 0 | 0 | 0 | 0
ST | 0 | 0 | 0 | 0 | 0 | 0
STOG | 14.71 | 7.48 | 8.05 | 12.39 | 2.12 | 1.66
STWD | 19.1 | 11.99 | 10.93 | 24.42 | 43.53 | 30.17
WT | 1.31 | 6.88 | 11.07 | 11.37 | 11.41 | 11.68
IGCC | 30.43 | 30.43 | 2.71 | 0 | 0 | 0
DemandResponse | 0 | 0 | 0 | 0 | 0 | 0
IGCC-CCS | 0 | 0 | 0 | 0 | 0 | 0
WT_off | 0.02 | 0.08 | 0.1 | 0.1 | 0.16 | 0.16
PseudoUnit | 0 | 129.77 | 129.77 | 129.77 | 129.77 | 129.77
FixedInterchange | 0 | 0 | 0 | 0 | 0 | 0
Base VOM Costs by Reporting Type: Outside_EI
ReportingType | 2015 | 2020 | 2025 | 2030 | 2035 | 2040
BM | 0.71 | 1.94 | 1.87 | 6.85 | 523.37 | 634.31
CC | 1377.94 | 1407.98 | 1279.9 | 1063.77 | 349.27 | 243.88
CSP | 0 | 0 | 0 | 0 | 0 | 0
CT | 0 | 0.02 | 0.01 | 0.08 | 0 | 0
Coal | 924.03 | 841.84 | 238.49 | 32.24 | 32.28 | 23.07
Geo | 11.13 | 177.57 | 532.83 | 532.83 | 532.83 | 532.83
H | 0 | 0 | 0.01 | 0.01 | 0.03 | 0.03
LFG | 0.05 | 0.13 | 0.2 | 0.2 | 0.2 | 0.2
Nuc | 270.85 | 270.85 | 270.85 | 606.9 | 940.55 | 1057.13
PS | 0 | 0 | 0 | 0 | 0 | 0
PV | 0.01 | 0.01 | 0.01 | 0.01 | 0.01 | 0.01
PeakG | 0 | 0.05 | 0 | 0.32 | 0.41 | 0.34
PeakO | 0 | 0 | 0 | 0 | 0 | 0
ST | 0.03 | 0.06 | 0.13 | 0.14 | 0.18 | 0.21
STOG | 7.56 | 10.69 | 3.26 | 2.43 | 0.18 | 0.1
STWD | 9.77 | 17.35 | 17 | 30.48 | 30.48 | 23.47
WT | 0.72 | 1.29 | 2.98 | 3.03 | 3.04 | 3.12
IGCC | 0 | 0 | 0 | 0 | 0 | 0
DemandResponse | 0 | 0 | 0 | 0 | 0 | 0
IGCC-CCS | 0 | 0 | 0 | 0 | 0 | 0
WT_off | 0 | 0 | 0 | 0 | 0 | 0
PseudoUnit | 0 | 0 | 0 | 0 | 0 | 0
FixedInterchange | 0 | 0 | 0 | 0 | 0 | 0
#9 | Retrofit VOM Costs ($million)
Retrofit VOM Costs by Reporting Type: Entergy
ReportingType | 2015 | 2020 | 2025 | 2030 | 2035 | 2040
BM | 0 | 0 | 0 | 0 | 0 | 0
CC | 0 | 0 | 0 | 0 | 0 | 0
CSP | 0 | 0 | 0 | 0 | 0 | 0
CT | 0 | 0 | 0 | 0 | 0 | 0
Coal | 13.08 | 14.9 | 1.83 | 0 | 0 | 0
Geo | 0 | 0 | 0 | 0 | 0 | 0
H | 0 | 0 | 0 | 0 | 0 | 0
LFG | 0 | 0 | 0 | 0 | 0 | 0
Nuc | 0 | 0 | 0 | 0 | 0 | 0
PS | 0 | 0 | 0 | 0 | 0 | 0
PV | 0 | 0 | 0 | 0 | 0 | 0
PeakG | 0 | 0 | 0 | 0 | 0 | 0
PeakO | 0 | 0 | 0 | 0 | 0 | 0
ST | 0 | 0 | 0 | 0 | 0 | 0
STOG | 0 | 0 | 0 | 0 | 0 | 0
STWD | 0 | 0 | 0 | 0 | 0 | 0
WT | 0 | 0 | 0 | 0 | 0 | 0
IGCC | 0 | 0 | 0 | 0 | 0 | 0
DemandResponse | 0 | 0 | 0 | 0 | 0 | 0
IGCC-CCS | 0 | 0 | 0 | 0 | 0 | 0
WT_off | 0 | 0 | 0 | 0 | 0 | 0
PseudoUnit | 0 | 0 | 0 | 0 | 0 | 0
FixedInterchange | 0 | 0 | 0 | 0 | 0 | 0
Retrofit VOM Costs by Reporting Type: FRCC
ReportingType | 2015 | 2020 | 2025 | 2030 | 2035 | 2040
BM | 0 | 0 | 0 | 0 | 0 | 0
CC | 0 | 0 | 0 | 0 | 0 | 0
CSP | 0 | 0 | 0 | 0 | 0 | 0
CT | 0 | 0 | 0 | 0 | 0 | 0
Coal | 29.41 | 22.67 | 4.23 | 6.38 | 19.63 | 21.89
Geo | 0 | 0 | 0 | 0 | 0 | 0
H | 0 | 0 | 0 | 0 | 0 | 0
LFG | 0 | 0 | 0 | 0 | 0 | 0
Nuc | 0 | 0 | 0 | 0 | 0 | 0
PS | 0 | 0 | 0 | 0 | 0 | 0
PV | 0 | 0 | 0 | 0 | 0 | 0
PeakG | 0 | 0 | 0 | 0 | 0 | 0
PeakO | 0 | 0 | 0 | 0 | 0 | 0
ST | 0 | 0 | 0 | 0 | 0 | 0
STOG | 0 | 0 | 0 | 0 | 0 | 0
STWD | 0 | 0 | 0 | 0 | 0 | 0
WT | 0 | 0 | 0 | 0 | 0 | 0
IGCC | 0 | 0 | 0 | 0 | 0 | 0
DemandResponse | 0 | 0 | 0 | 0 | 0 | 0
IGCC-CCS | 0 | 0 | 0 | 0 | 0 | 0
WT_off | 0 | 0 | 0 | 0 | 0 | 0
PseudoUnit | 0 | 0 | 0 | 0 | 0 | 0
FixedInterchange | 0 | 0 | 0 | 0 | 0 | 0
Retrofit VOM Costs by Reporting Type: MAPP_US
ReportingType | 2015 | 2020 | 2025 | 2030 | 2035 | 2040
BM | 0 | 0 | 0 | 0 | 0 | 0
CC | 0 | 0 | 0 | 0 | 0 | 0
CSP | 0 | 0 | 0 | 0 | 0 | 0
CT | 0 | 0 | 0 | 0 | 0 | 0
Coal | 48.5 | 12.18 | 1.59 | 0 | 0 | 0
Geo | 0 | 0 | 0 | 0 | 0 | 0
H | 0 | 0 | 0 | 0 | 0 | 0
LFG | 0 | 0 | 0 | 0 | 0 | 0
Nuc | 0 | 0 | 0 | 0 | 0 | 0
PS | 0 | 0 | 0 | 0 | 0 | 0
PV | 0 | 0 | 0 | 0 | 0 | 0
PeakG | 0 | 0 | 0 | 0 | 0 | 0
PeakO | 0 | 0 | 0 | 0 | 0 | 0
ST | 0 | 0 | 0 | 0 | 0 | 0
STOG | 0 | 0 | 0 | 0 | 0 | 0
STWD | 0 | 0 | 0 | 0 | 0 | 0
WT | 0 | 0 | 0 | 0 | 0 | 0
IGCC | 0 | 0 | 0 | 0 | 0 | 0
DemandResponse | 0 | 0 | 0 | 0 | 0 | 0
IGCC-CCS | 0 | 0 | 0 | 0 | 0 | 0
WT_off | 0 | 0 | 0 | 0 | 0 | 0
PseudoUnit | 0 | 0 | 0 | 0 | 0 | 0
FixedInterchange | 0 | 0 | 0 | 0 | 0 | 0
Retrofit VOM Costs by Reporting Type: MISO_IN
ReportingType | 2015 | 2020 | 2025 | 2030 | 2035 | 2040
BM | 0 | 0 | 0 | 0 | 0 | 0
CC | 0 | 0 | 0 | 0 | 0 | 0
CSP | 0 | 0 | 0 | 0 | 0 | 0
CT | 0 | 0 | 0 | 0 | 0 | 0
Coal | 206.66 | 138.96 | 10.62 | 16.43 | 51.2 | 49.42
Geo | 0 | 0 | 0 | 0 | 0 | 0
H | 0 | 0 | 0 | 0 | 0 | 0
LFG | 0 | 0 | 0 | 0 | 0 | 0
Nuc | 0 | 0 | 0 | 0 | 0 | 0
PS | 0 | 0 | 0 | 0 | 0 | 0
PV | 0 | 0 | 0 | 0 | 0 | 0
PeakG | 0 | 0 | 0 | 0 | 0 | 0
PeakO | 0 | 0 | 0 | 0 | 0 | 0
ST | 0 | 0 | 0 | 0 | 0 | 0
STOG | 0 | 0 | 0 | 0 | 0 | 0
STWD | 0 | 0 | 0 | 0 | 0 | 0
WT | 0 | 0 | 0 | 0 | 0 | 0
IGCC | 0 | 0 | 0 | 0 | 0 | 0
DemandResponse | 0 | 0 | 0 | 0 | 0 | 0
IGCC-CCS | 0 | 0 | 0 | 0 | 0 | 0
WT_off | 0 | 0 | 0 | 0 | 0 | 0
PseudoUnit | 0 | 0 | 0 | 0 | 0 | 0
FixedInterchange | 0 | 0 | 0 | 0 | 0 | 0
Retrofit VOM Costs by Reporting Type: MISO_MI
ReportingType | 2015 | 2020 | 2025 | 2030 | 2035 | 2040
BM | 0 | 0 | 0 | 0 | 0 | 0
CC | 0 | 0 | 0 | 0 | 0 | 0
CSP | 0 | 0 | 0 | 0 | 0 | 0
CT | 0 | 0 | 0 | 0 | 0 | 0
Coal | 7.34 | 0 | 0 | 0 | 0 | 0
Geo | 0 | 0 | 0 | 0 | 0 | 0
H | 0 | 0 | 0 | 0 | 0 | 0
LFG | 0 | 0 | 0 | 0 | 0 | 0
Nuc | 0 | 0 | 0 | 0 | 0 | 0
PS | 0 | 0 | 0 | 0 | 0 | 0
PV | 0 | 0 | 0 | 0 | 0 | 0
PeakG | 0 | 0 | 0 | 0 | 0 | 0
PeakO | 0 | 0 | 0 | 0 | 0 | 0
ST | 0 | 0 | 0 | 0 | 0 | 0
STOG | 0 | 0 | 0 | 0 | 0 | 0
STWD | 0 | 0 | 0 | 0 | 0 | 0
WT | 0 | 0 | 0 | 0 | 0 | 0
IGCC | 0 | 0 | 0 | 0 | 0 | 0
DemandResponse | 0 | 0 | 0 | 0 | 0 | 0
IGCC-CCS | 0 | 0 | 0 | 0 | 0 | 0
WT_off | 0 | 0 | 0 | 0 | 0 | 0
PseudoUnit | 0 | 0 | 0 | 0 | 0 | 0
FixedInterchange | 0 | 0 | 0 | 0 | 0 | 0
Retrofit VOM Costs by Reporting Type: MISO_MO-IL
ReportingType | 2015 | 2020 | 2025 | 2030 | 2035 | 2040
BM | 0 | 0 | 0 | 0 | 0 | 0
CC | 0 | 0 | 0 | 0 | 0 | 0
CSP | 0 | 0 | 0 | 0 | 0 | 0
CT | 0 | 0 | 0 | 0 | 0 | 0
Coal | 67.18 | 32.8 | 4.9 | 4.6 | 11.81 | 11.81
Geo | 0 | 0 | 0 | 0 | 0 | 0
H | 0 | 0 | 0 | 0 | 0 | 0
LFG | 0 | 0 | 0 | 0 | 0 | 0
Nuc | 0 | 0 | 0 | 0 | 0 | 0
PS | 0 | 0 | 0 | 0 | 0 | 0
PV | 0 | 0 | 0 | 0 | 0 | 0
PeakG | 0 | 0 | 0 | 0 | 0 | 0
PeakO | 0 | 0 | 0 | 0 | 0 | 0
ST | 0 | 0 | 0 | 0 | 0 | 0
STOG | 0 | 0 | 0 | 0 | 0 | 0
STWD | 0 | 0 | 0 | 0 | 0 | 0
WT | 0 | 0 | 0 | 0 | 0 | 0
IGCC | 0 | 0 | 0 | 0 | 0 | 0
DemandResponse | 0 | 0 | 0 | 0 | 0 | 0
IGCC-CCS | 0 | 0 | 0 | 0 | 0 | 0
WT_off | 0 | 0 | 0 | 0 | 0 | 0
PseudoUnit | 0 | 0 | 0 | 0 | 0 | 0
FixedInterchange | 0 | 0 | 0 | 0 | 0 | 0
Retrofit VOM Costs by Reporting Type: MISO_W
ReportingType | 2015 | 2020 | 2025 | 2030 | 2035 | 2040
BM | 0 | 0 | 0 | 0 | 0 | 0
CC | 0 | 0 | 0 | 0 | 0 | 0
CSP | 0 | 0 | 0 | 0 | 0 | 0
CT | 0 | 0 | 0 | 0 | 0 | 0
Coal | 112.37 | 75.45 | 17.15 | 12.67 | 12.67 | 12.67
Geo | 0 | 0 | 0 | 0 | 0 | 0
H | 0 | 0 | 0 | 0 | 0 | 0
LFG | 0 | 0 | 0 | 0 | 0 | 0
Nuc | 0 | 0 | 0 | 0 | 0 | 0
PS | 0 | 0 | 0 | 0 | 0 | 0
PV | 0 | 0 | 0 | 0 | 0 | 0
PeakG | 0 | 0 | 0 | 0 | 0 | 0
PeakO | 0 | 0 | 0 | 0 | 0 | 0
ST | 0 | 0 | 0 | 0 | 0 | 0
STOG | 0 | 0 | 0 | 0 | 0 | 0
STWD | 0 | 0 | 0 | 0 | 0 | 0
WT | 0 | 0 | 0 | 0 | 0 | 0
IGCC | 0 | 0 | 0 | 0 | 0 | 0
DemandResponse | 0 | 0 | 0 | 0 | 0 | 0
IGCC-CCS | 0 | 0 | 0 | 0 | 0 | 0
WT_off | 0 | 0 | 0 | 0 | 0 | 0
PseudoUnit | 0 | 0 | 0 | 0 | 0 | 0
FixedInterchange | 0 | 0 | 0 | 0 | 0 | 0
Retrofit VOM Costs by Reporting Type: MISO_WUMS
ReportingType | 2015 | 2020 | 2025 | 2030 | 2035 | 2040
BM | 0 | 0 | 0 | 0 | 0 | 0
CC | 0 | 0 | 0 | 0 | 0 | 0
CSP | 0 | 0 | 0 | 0 | 0 | 0
CT | 0 | 0 | 0 | 0 | 0 | 0
Coal | 27.47 | 9.52 | 5.72 | 7.06 | 12.38 | 16.39
Geo | 0 | 0 | 0 | 0 | 0 | 0
H | 0 | 0 | 0 | 0 | 0 | 0
LFG | 0 | 0 | 0 | 0 | 0 | 0
Nuc | 0 | 0 | 0 | 0 | 0 | 0
PS | 0 | 0 | 0 | 0 | 0 | 0
PV | 0 | 0 | 0 | 0 | 0 | 0
PeakG | 0 | 0 | 0 | 0 | 0 | 0
PeakO | 0 | 0 | 0 | 0 | 0 | 0
ST | 0 | 0 | 0 | 0 | 0 | 0
STOG | 0 | 0 | 0 | 0 | 0 | 0
STWD | 0 | 0 | 0 | 0 | 0 | 0
WT | 0 | 0 | 0 | 0 | 0 | 0
IGCC | 0 | 0 | 0 | 0 | 0 | 0
DemandResponse | 0 | 0 | 0 | 0 | 0 | 0
IGCC-CCS | 0 | 0 | 0 | 0 | 0 | 0
WT_off | 0 | 0 | 0 | 0 | 0 | 0
PseudoUnit | 0 | 0 | 0 | 0 | 0 | 0
FixedInterchange | 0 | 0 | 0 | 0 | 0 | 0
Retrofit VOM Costs by Reporting Type: Nebraska
ReportingType | 2015 | 2020 | 2025 | 2030 | 2035 | 2040
BM | 0 | 0 | 0 | 0 | 0 | 0
CC | 0 | 0 | 0 | 0 | 0 | 0
CSP | 0 | 0 | 0 | 0 | 0 | 0
CT | 0 | 0 | 0 | 0 | 0 | 0
Coal | 16.57 | 3.14 | 5.56 | 7.09 | 8.44 | 5.33
Geo | 0 | 0 | 0 | 0 | 0 | 0
H | 0 | 0 | 0 | 0 | 0 | 0
LFG | 0 | 0 | 0 | 0 | 0 | 0
Nuc | 0 | 0 | 0 | 0 | 0 | 0
PS | 0 | 0 | 0 | 0 | 0 | 0
PV | 0 | 0 | 0 | 0 | 0 | 0
PeakG | 0 | 0 | 0 | 0 | 0 | 0
PeakO | 0 | 0 | 0 | 0 | 0 | 0
ST | 0 | 0 | 0 | 0 | 0 | 0
STOG | 0 | 0 | 0 | 0 | 0 | 0
STWD | 0 | 0 | 0 | 0 | 0 | 0
WT | 0 | 0 | 0 | 0 | 0 | 0
IGCC | 0 | 0 | 0 | 0 | 0 | 0
DemandResponse | 0 | 0 | 0 | 0 | 0 | 0
IGCC-CCS | 0 | 0 | 0 | 0 | 0 | 0
WT_off | 0 | 0 | 0 | 0 | 0 | 0
PseudoUnit | 0 | 0 | 0 | 0 | 0 | 0
FixedInterchange | 0 | 0 | 0 | 0 | 0 | 0
Retrofit VOM Costs by Reporting Type: NEISO
ReportingType | 2015 | 2020 | 2025 | 2030 | 2035 | 2040
BM | 0 | 0 | 0 | 0 | 0 | 0
CC | 0 | 0 | 0 | 0 | 0 | 0
CSP | 0 | 0 | 0 | 0 | 0 | 0
CT | 0 | 0 | 0 | 0 | 0 | 0
Coal | 0.16 | 0 | 0 | 0 | 0 | 0
Geo | 0 | 0 | 0 | 0 | 0 | 0
H | 0 | 0 | 0 | 0 | 0 | 0
LFG | 0 | 0 | 0 | 0 | 0 | 0
Nuc | 0 | 0 | 0 | 0 | 0 | 0
PS | 0 | 0 | 0 | 0 | 0 | 0
PV | 0 | 0 | 0 | 0 | 0 | 0
PeakG | 0 | 0 | 0 | 0 | 0 | 0
PeakO | 0 | 0 | 0 | 0 | 0 | 0
ST | 0 | 0 | 0 | 0 | 0 | 0
STOG | 0 | 0 | 0 | 0 | 0 | 0
STWD | 0 | 0 | 0 | 0 | 0 | 0
WT | 0 | 0 | 0 | 0 | 0 | 0
IGCC | 0 | 0 | 0 | 0 | 0 | 0
DemandResponse | 0 | 0 | 0 | 0 | 0 | 0
IGCC-CCS | 0 | 0 | 0 | 0 | 0 | 0
WT_off | 0 | 0 | 0 | 0 | 0 | 0
PseudoUnit | 0 | 0 | 0 | 0 | 0 | 0
FixedInterchange | 0 | 0 | 0 | 0 | 0 | 0
Retrofit VOM Costs by Reporting Type: NonRTO_Midwest
ReportingType | 2015 | 2020 | 2025 | 2030 | 2035 | 2040
BM | 0 | 0 | 0 | 0 | 0 | 0
CC | 0 | 0 | 0 | 0 | 0 | 0
CSP | 0 | 0 | 0 | 0 | 0 | 0
CT | 0 | 0 | 0 | 0 | 0 | 0
Coal | 169.8 | 137.79 | 19.74 | 11.64 | 20.66 | 20.66
Geo | 0 | 0 | 0 | 0 | 0 | 0
H | 0 | 0 | 0 | 0 | 0 | 0
LFG | 0 | 0 | 0 | 0 | 0 | 0
Nuc | 0 | 0 | 0 | 0 | 0 | 0
PS | 0 | 0 | 0 | 0 | 0 | 0
PV | 0 | 0 | 0 | 0 | 0 | 0
PeakG | 0 | 0 | 0 | 0 | 0 | 0
PeakO | 0 | 0 | 0 | 0 | 0 | 0
ST | 0 | 0 | 0 | 0 | 0 | 0
STOG | 0 | 0 | 0 | 0 | 0 | 0
STWD | 0 | 0 | 0 | 0 | 0 | 0
WT | 0 | 0 | 0 | 0 | 0 | 0
IGCC | 0 | 0 | 0 | 0 | 0 | 0
DemandResponse | 0 | 0 | 0 | 0 | 0 | 0
IGCC-CCS | 0 | 0 | 0 | 0 | 0 | 0
WT_off | 0 | 0 | 0 | 0 | 0 | 0
PseudoUnit | 0 | 0 | 0 | 0 | 0 | 0
FixedInterchange | 0 | 0 | 0 | 0 | 0 | 0
Retrofit VOM Costs by Reporting Type: NYISO_A-F
ReportingType | 2015 | 2020 | 2025 | 2030 | 2035 | 2040
BM | 0 | 0 | 0 | 0 | 0 | 0
CC | 0 | 0 | 0 | 0 | 0 | 0
CSP | 0 | 0 | 0 | 0 | 0 | 0
CT | 0 | 0 | 0 | 0 | 0 | 0
Coal | 0 | 0 | 0 | 0 | 0 | 0
Geo | 0 | 0 | 0 | 0 | 0 | 0
H | 0 | 0 | 0 | 0 | 0 | 0
LFG | 0 | 0 | 0 | 0 | 0 | 0
Nuc | 0 | 0 | 0 | 0 | 0 | 0
PS | 0 | 0 | 0 | 0 | 0 | 0
PV | 0 | 0 | 0 | 0 | 0 | 0
PeakG | 0 | 0 | 0 | 0 | 0 | 0
PeakO | 0 | 0 | 0 | 0 | 0 | 0
ST | 0 | 0 | 0 | 0 | 0 | 0
STOG | 0 | 0 | 0 | 0 | 0 | 0
STWD | 0 | 0 | 0 | 0 | 0 | 0
WT | 0 | 0 | 0 | 0 | 0 | 0
IGCC | 0 | 0 | 0 | 0 | 0 | 0
DemandResponse | 0 | 0 | 0 | 0 | 0 | 0
IGCC-CCS | 0 | 0 | 0 | 0 | 0 | 0
WT_off | 0 | 0 | 0 | 0 | 0 | 0
PseudoUnit | 0 | 0 | 0 | 0 | 0 | 0
FixedInterchange | 0 | 0 | 0 | 0 | 0 | 0
Retrofit VOM Costs by Reporting Type: NYISO_G-I
ReportingType | 2015 | 2020 | 2025 | 2030 | 2035 | 2040
BM | 0 | 0 | 0 | 0 | 0 | 0
CC | 0 | 0 | 0 | 0 | 0 | 0
CSP | 0 | 0 | 0 | 0 | 0 | 0
CT | 0 | 0 | 0 | 0 | 0 | 0
Coal | 0 | 0 | 0 | 0 | 0 | 0
Geo | 0 | 0 | 0 | 0 | 0 | 0
H | 0 | 0 | 0 | 0 | 0 | 0
LFG | 0 | 0 | 0 | 0 | 0 | 0
Nuc | 0 | 0 | 0 | 0 | 0 | 0
PS | 0 | 0 | 0 | 0 | 0 | 0
PV | 0 | 0 | 0 | 0 | 0 | 0
PeakG | 0 | 0 | 0 | 0 | 0 | 0
PeakO | 0 | 0 | 0 | 0 | 0 | 0
ST | 0 | 0 | 0 | 0 | 0 | 0
STOG | 0 | 0 | 0 | 0 | 0 | 0
STWD | 0 | 0 | 0 | 0 | 0 | 0
WT | 0 | 0 | 0 | 0 | 0 | 0
IGCC | 0 | 0 | 0 | 0 | 0 | 0
DemandResponse | 0 | 0 | 0 | 0 | 0 | 0
IGCC-CCS | 0 | 0 | 0 | 0 | 0 | 0
WT_off | 0 | 0 | 0 | 0 | 0 | 0
PseudoUnit | 0 | 0 | 0 | 0 | 0 | 0
FixedInterchange | 0 | 0 | 0 | 0 | 0 | 0
Retrofit VOM Costs by Reporting Type: NYISO_J-K
ReportingType | 2015 | 2020 | 2025 | 2030 | 2035 | 2040
BM | 0 | 0 | 0 | 0 | 0 | 0
CC | 0 | 0 | 0 | 0 | 0 | 0
CSP | 0 | 0 | 0 | 0 | 0 | 0
CT | 0 | 0 | 0 | 0 | 0 | 0
Coal | 0 | 0 | 0 | 0 | 0 | 0
Geo | 0 | 0 | 0 | 0 | 0 | 0
H | 0 | 0 | 0 | 0 | 0 | 0
LFG | 0 | 0 | 0 | 0 | 0 | 0
Nuc | 0 | 0 | 0 | 0 | 0 | 0
PS | 0 | 0 | 0 | 0 | 0 | 0
PV | 0 | 0 | 0 | 0 | 0 | 0
PeakG | 0 | 0 | 0 | 0 | 0 | 0
PeakO | 0 | 0 | 0 | 0 | 0 | 0
ST | 0 | 0 | 0 | 0 | 0 | 0
STOG | 0 | 0 | 0 | 0 | 0 | 0
STWD | 0 | 0 | 0 | 0 | 0 | 0
WT | 0 | 0 | 0 | 0 | 0 | 0
IGCC | 0 | 0 | 0 | 0 | 0 | 0
DemandResponse | 0 | 0 | 0 | 0 | 0 | 0
IGCC-CCS | 0 | 0 | 0 | 0 | 0 | 0
WT_off | 0 | 0 | 0 | 0 | 0 | 0
PseudoUnit | 0 | 0 | 0 | 0 | 0 | 0
FixedInterchange | 0 | 0 | 0 | 0 | 0 | 0
Retrofit VOM Costs by Reporting Type: PJM_E
ReportingType | 2015 | 2020 | 2025 | 2030 | 2035 | 2040
BM | 0 | 0 | 0 | 0 | 0 | 0
CC | 0 | 0 | 0 | 0 | 0 | 0
CSP | 0 | 0 | 0 | 0 | 0 | 0
CT | 0 | 0 | 0 | 0 | 0 | 0
Coal | 3.71 | 2.33 | 1.41 | 0 | 3.97 | 10.19
Geo | 0 | 0 | 0 | 0 | 0 | 0
H | 0 | 0 | 0 | 0 | 0 | 0
LFG | 0 | 0 | 0 | 0 | 0 | 0
Nuc | 0 | 0 | 0 | 0 | 0 | 0
PS | 0 | 0 | 0 | 0 | 0 | 0
PV | 0 | 0 | 0 | 0 | 0 | 0
PeakG | 0 | 0 | 0 | 0 | 0 | 0
PeakO | 0 | 0 | 0 | 0 | 0 | 0
ST | 0 | 0 | 0 | 0 | 0 | 0
STOG | 0 | 0 | 0 | 0 | 0 | 0
STWD | 0 | 0 | 0 | 0 | 0 | 0
WT | 0 | 0 | 0 | 0 | 0 | 0
IGCC | 0 | 0 | 0 | 0 | 0 | 0
DemandResponse | 0 | 0 | 0 | 0 | 0 | 0
IGCC-CCS | 0 | 0 | 0 | 0 | 0 | 0
WT_off | 0 | 0 | 0 | 0 | 0 | 0
PseudoUnit | 0 | 0 | 0 | 0 | 0 | 0
FixedInterchange | 0 | 0 | 0 | 0 | 0 | 0
Retrofit VOM Costs by Reporting Type: PJM_ROM
ReportingType | 2015 | 2020 | 2025 | 2030 | 2035 | 2040
BM | 0 | 0 | 0 | 0 | 0 | 0
CC | 0 | 0 | 0 | 0 | 0 | 0
CSP | 0 | 0 | 0 | 0 | 0 | 0
CT | 0 | 0 | 0 | 0 | 0 | 0
Coal | 56.05 | 28.52 | 2.59 | 1.53 | 6.94 | 7.57
Geo | 0 | 0 | 0 | 0 | 0 | 0
H | 0 | 0 | 0 | 0 | 0 | 0
LFG | 0 | 0 | 0 | 0 | 0 | 0
Nuc | 0 | 0 | 0 | 0 | 0 | 0
PS | 0 | 0 | 0 | 0 | 0 | 0
PV | 0 | 0 | 0 | 0 | 0 | 0
PeakG | 0 | 0 | 0 | 0 | 0 | 0
PeakO | 0 | 0 | 0 | 0 | 0 | 0
ST | 0 | 0 | 0 | 0 | 0 | 0
STOG | 0 | 0 | 0 | 0 | 0 | 0
STWD | 0 | 0 | 0 | 0 | 0 | 0
WT | 0 | 0 | 0 | 0 | 0 | 0
IGCC | 0 | 0 | 0 | 0 | 0 | 0
DemandResponse | 0 | 0 | 0 | 0 | 0 | 0
IGCC-CCS | 0 | 0 | 0 | 0 | 0 | 0
WT_off | 0 | 0 | 0 | 0 | 0 | 0
PseudoUnit | 0 | 0 | 0 | 0 | 0 | 0
FixedInterchange | 0 | 0 | 0 | 0 | 0 | 0
Retrofit VOM Costs by Reporting Type: PJM_ROR
ReportingType | 2015 | 2020 | 2025 | 2030 | 2035 | 2040
BM | 0 | 0 | 0 | 0 | 0 | 0
CC | 0 | 0 | 0 | 0 | 0 | 0
CSP | 0 | 0 | 0 | 0 | 0 | 0
CT | 0 | 0 | 0 | 0 | 0 | 0
Coal | 510.7 | 354.21 | 11.83 | 34.52 | 53.16 | 53.93
Geo | 0 | 0 | 0 | 0 | 0 | 0
H | 0 | 0 | 0 | 0 | 0 | 0
LFG | 0 | 0 | 0 | 0 | 0 | 0
Nuc | 0 | 0 | 0 | 0 | 0 | 0
PS | 0 | 0 | 0 | 0 | 0 | 0
PV | 0 | 0 | 0 | 0 | 0 | 0
PeakG | 0 | 0 | 0 | 0 | 0 | 0
PeakO | 0 | 0 | 0 | 0 | 0 | 0
ST | 0 | 0 | 0 | 0 | 0 | 0
STOG | 0 | 0 | 0 | 0 | 0 | 0
STWD | 0 | 0 | 0 | 0 | 0 | 0
WT | 0 | 0 | 0 | 0 | 0 | 0
IGCC | 0 | 0 | 0 | 0 | 0 | 0
DemandResponse | 0 | 0 | 0 | 0 | 0 | 0
IGCC-CCS | 0 | 0 | 0 | 0 | 0 | 0
WT_off | 0 | 0 | 0 | 0 | 0 | 0
PseudoUnit | 0 | 0 | 0 | 0 | 0 | 0
FixedInterchange | 0 | 0 | 0 | 0 | 0 | 0
Retrofit VOM Costs by Reporting Type: SOCO
ReportingType | 2015 | 2020 | 2025 | 2030 | 2035 | 2040
BM | 0 | 0 | 0 | 0 | 0 | 0
CC | 0 | 0 | 0 | 0 | 0 | 0
CSP | 0 | 0 | 0 | 0 | 0 | 0
CT | 0 | 0 | 0 | 0 | 0 | 0
Coal | 88.95 | 41.56 | 28.3 | 28.3 | 28.3 | 28.3
Geo | 0 | 0 | 0 | 0 | 0 | 0
H | 0 | 0 | 0 | 0 | 0 | 0
LFG | 0 | 0 | 0 | 0 | 0 | 0
Nuc | 0 | 0 | 0 | 0 | 0 | 0
PS | 0 | 0 | 0 | 0 | 0 | 0
PV | 0 | 0 | 0 | 0 | 0 | 0
PeakG | 0 | 0 | 0 | 0 | 0 | 0
PeakO | 0 | 0 | 0 | 0 | 0 | 0
ST | 0 | 0 | 0 | 0 | 0 | 0
STOG | 0 | 0 | 0 | 0 | 0 | 0
STWD | 0 | 0 | 0 | 0 | 0 | 0
WT | 0 | 0 | 0 | 0 | 0 | 0
IGCC | 0 | 0 | 0 | 0 | 0 | 0
DemandResponse | 0 | 0 | 0 | 0 | 0 | 0
IGCC-CCS | 0 | 0 | 0 | 0 | 0 | 0
WT_off | 0 | 0 | 0 | 0 | 0 | 0
PseudoUnit | 0 | 0 | 0 | 0 | 0 | 0
FixedInterchange | 0 | 0 | 0 | 0 | 0 | 0
Retrofit VOM Costs by Reporting Type: SPP_N
ReportingType | 2015 | 2020 | 2025 | 2030 | 2035 | 2040
BM | 0 | 0 | 0 | 0 | 0 | 0
CC | 0 | 0 | 0 | 0 | 0 | 0
CSP | 0 | 0 | 0 | 0 | 0 | 0
CT | 0 | 0 | 0 | 0 | 0 | 0
Coal | 173.17 | 32.22 | 0 | 0 | 0 | 0
Geo | 0 | 0 | 0 | 0 | 0 | 0
H | 0 | 0 | 0 | 0 | 0 | 0
LFG | 0 | 0 | 0 | 0 | 0 | 0
Nuc | 0 | 0 | 0 | 0 | 0 | 0
PS | 0 | 0 | 0 | 0 | 0 | 0
PV | 0 | 0 | 0 | 0 | 0 | 0
PeakG | 0 | 0 | 0 | 0 | 0 | 0
PeakO | 0 | 0 | 0 | 0 | 0 | 0
ST | 0 | 0 | 0 | 0 | 0 | 0
STOG | 0 | 0 | 0 | 0 | 0 | 0
STWD | 0 | 0 | 0 | 0 | 0 | 0
WT | 0 | 0 | 0 | 0 | 0 | 0
IGCC | 0 | 0 | 0 | 0 | 0 | 0
DemandResponse | 0 | 0 | 0 | 0 | 0 | 0
IGCC-CCS | 0 | 0 | 0 | 0 | 0 | 0
WT_off | 0 | 0 | 0 | 0 | 0 | 0
PseudoUnit | 0 | 0 | 0 | 0 | 0 | 0
FixedInterchange | 0 | 0 | 0 | 0 | 0 | 0
Retrofit VOM Costs by Reporting Type: SPP_S
ReportingType | 2015 | 2020 | 2025 | 2030 | 2035 | 2040
BM | 0 | 0 | 0 | 0 | 0 | 0
CC | 0 | 0 | 0 | 0 | 0 | 0
CSP | 0 | 0 | 0 | 0 | 0 | 0
CT | 0 | 0 | 0 | 0 | 0 | 0
Coal | 53.16 | 28.69 | 0 | 0 | 0 | 0
Geo | 0 | 0 | 0 | 0 | 0 | 0
H | 0 | 0 | 0 | 0 | 0 | 0
LFG | 0 | 0 | 0 | 0 | 0 | 0
Nuc | 0 | 0 | 0 | 0 | 0 | 0
PS | 0 | 0 | 0 | 0 | 0 | 0
PV | 0 | 0 | 0 | 0 | 0 | 0
PeakG | 0 | 0 | 0 | 0 | 0 | 0
PeakO | 0 | 0 | 0 | 0 | 0 | 0
ST | 0 | 0 | 0 | 0 | 0 | 0
STOG | 0 | 0 | 0 | 0 | 0 | 0
STWD | 0 | 0 | 0 | 0 | 0 | 0
WT | 0 | 0 | 0 | 0 | 0 | 0
IGCC | 0 | 0 | 0 | 0 | 0 | 0
DemandResponse | 0 | 0 | 0 | 0 | 0 | 0
IGCC-CCS | 0 | 0 | 0 | 0 | 0 | 0
WT_off | 0 | 0 | 0 | 0 | 0 | 0
PseudoUnit | 0 | 0 | 0 | 0 | 0 | 0
FixedInterchange | 0 | 0 | 0 | 0 | 0 | 0
Retrofit VOM Costs by Reporting Type: TVA
ReportingType | 2015 | 2020 | 2025 | 2030 | 2035 | 2040
BM | 0 | 0 | 0 | 0 | 0 | 0
CC | 0 | 0 | 0 | 0 | 0 | 0
CSP | 0 | 0 | 0 | 0 | 0 | 0
CT | 0 | 0 | 0 | 0 | 0 | 0
Coal | 160.46 | 98.68 | 6.29 | 0 | 0 | 0
Geo | 0 | 0 | 0 | 0 | 0 | 0
H | 0 | 0 | 0 | 0 | 0 | 0
LFG | 0 | 0 | 0 | 0 | 0 | 0
Nuc | 0 | 0 | 0 | 0 | 0 | 0
PS | 0 | 0 | 0 | 0 | 0 | 0
PV | 0 | 0 | 0 | 0 | 0 | 0
PeakG | 0 | 0 | 0 | 0 | 0 | 0
PeakO | 0 | 0 | 0 | 0 | 0 | 0
ST | 0 | 0 | 0 | 0 | 0 | 0
STOG | 0 | 0 | 0 | 0 | 0 | 0
STWD | 0 | 0 | 0 | 0 | 0 | 0
WT | 0 | 0 | 0 | 0 | 0 | 0
IGCC | 0 | 0 | 0 | 0 | 0 | 0
DemandResponse | 0 | 0 | 0 | 0 | 0 | 0
IGCC-CCS | 0 | 0 | 0 | 0 | 0 | 0
WT_off | 0 | 0 | 0 | 0 | 0 | 0
PseudoUnit | 0 | 0 | 0 | 0 | 0 | 0
FixedInterchange | 0 | 0 | 0 | 0 | 0 | 0
Retrofit VOM Costs by Reporting Type: TVA_Transmission
ReportingType | 2015 | 2020 | 2025 | 2030 | 2035 | 2040
BM | 0 | 0 | 0 | 0 | 0 | 0
CC | 0 | 0 | 0 | 0 | 0 | 0
CSP | 0 | 0 | 0 | 0 | 0 | 0
CT | 0 | 0 | 0 | 0 | 0 | 0
Coal | 0 | 0 | 0 | 0 | 0 | 0
Geo | 0 | 0 | 0 | 0 | 0 | 0
H | 0 | 0 | 0 | 0 | 0 | 0
LFG | 0 | 0 | 0 | 0 | 0 | 0
Nuc | 0 | 0 | 0 | 0 | 0 | 0
PS | 0 | 0 | 0 | 0 | 0 | 0
PV | 0 | 0 | 0 | 0 | 0 | 0
PeakG | 0 | 0 | 0 | 0 | 0 | 0
PeakO | 0 | 0 | 0 | 0 | 0 | 0
ST | 0 | 0 | 0 | 0 | 0 | 0
STOG | 0 | 0 | 0 | 0 | 0 | 0
STWD | 0 | 0 | 0 | 0 | 0 | 0
WT | 0 | 0 | 0 | 0 | 0 | 0
IGCC | 0 | 0 | 0 | 0 | 0 | 0
DemandResponse | 0 | 0 | 0 | 0 | 0 | 0
IGCC-CCS | 0 | 0 | 0 | 0 | 0 | 0
WT_off | 0 | 0 | 0 | 0 | 0 | 0
PseudoUnit | 0 | 0 | 0 | 0 | 0 | 0
FixedInterchange | 0 | 0 | 0 | 0 | 0 | 0
Retrofit VOM Costs by Reporting Type: VACAR
ReportingType | 2015 | 2020 | 2025 | 2030 | 2035 | 2040
BM | 0 | 0 | 0 | 0 | 0 | 0
CC | 0 | 0 | 0 | 0 | 0 | 0
CSP | 0 | 0 | 0 | 0 | 0 | 0
CT | 0 | 0 | 0 | 0 | 0 | 0
Coal | 115.74 | 56.26 | 19.83 | 14.71 | 16.85 | 16.85
Geo | 0 | 0 | 0 | 0 | 0 | 0
H | 0 | 0 | 0 | 0 | 0 | 0
LFG | 0 | 0 | 0 | 0 | 0 | 0
Nuc | 0 | 0 | 0 | 0 | 0 | 0
PS | 0 | 0 | 0 | 0 | 0 | 0
PV | 0 | 0 | 0 | 0 | 0 | 0
PeakG | 0 | 0 | 0 | 0 | 0 | 0
PeakO | 0 | 0 | 0 | 0 | 0 | 0
ST | 0 | 0 | 0 | 0 | 0 | 0
STOG | 0 | 0 | 0 | 0 | 0 | 0
STWD | 0 | 0 | 0 | 0 | 0 | 0
WT | 0 | 0 | 0 | 0 | 0 | 0
IGCC | 0 | 0 | 0 | 0 | 0 | 0
DemandResponse | 0 | 0 | 0 | 0 | 0 | 0
IGCC-CCS | 0 | 0 | 0 | 0 | 0 | 0
WT_off | 0 | 0 | 0 | 0 | 0 | 0
PseudoUnit | 0 | 0 | 0 | 0 | 0 | 0
FixedInterchange | 0 | 0 | 0 | 0 | 0 | 0
Retrofit VOM Costs by Reporting Type: IESO
ReportingType | 2015 | 2020 | 2025 | 2030 | 2035 | 2040
BM | 0 | 0 | 0 | 0 | 0 | 0
CC | 0 | 0 | 0 | 0 | 0 | 0
CSP | 0 | 0 | 0 | 0 | 0 | 0
CT | 0 | 0 | 0 | 0 | 0 | 0
Coal | 0 | 0 | 0 | 0 | 0 | 0
Geo | 0 | 0 | 0 | 0 | 0 | 0
H | 0 | 0 | 0 | 0 | 0 | 0
LFG | 0 | 0 | 0 | 0 | 0 | 0
Nuc | 0 | 0 | 0 | 0 | 0 | 0
PS | 0 | 0 | 0 | 0 | 0 | 0
PV | 0 | 0 | 0 | 0 | 0 | 0
PeakG | 0 | 0 | 0 | 0 | 0 | 0
PeakO | 0 | 0 | 0 | 0 | 0 | 0
ST | 0 | 0 | 0 | 0 | 0 | 0
STOG | 0 | 0 | 0 | 0 | 0 | 0
STWD | 0 | 0 | 0 | 0 | 0 | 0
WT | 0 | 0 | 0 | 0 | 0 | 0
IGCC | 0 | 0 | 0 | 0 | 0 | 0
DemandResponse | 0 | 0 | 0 | 0 | 0 | 0
IGCC-CCS | 0 | 0 | 0 | 0 | 0 | 0
WT_off | 0 | 0 | 0 | 0 | 0 | 0
PseudoUnit | 0 | 0 | 0 | 0 | 0 | 0
FixedInterchange | 0 | 0 | 0 | 0 | 0 | 0
Retrofit VOM Costs by Reporting Type: MAPP_CA
ReportingType | 2015 | 2020 | 2025 | 2030 | 2035 | 2040
BM | 0 | 0 | 0 | 0 | 0 | 0
CC | 0 | 0 | 0 | 0 | 0 | 0
CSP | 0 | 0 | 0 | 0 | 0 | 0
CT | 0 | 0 | 0 | 0 | 0 | 0
Coal | 0 | 0 | 0 | 0 | 0 | 0
Geo | 0 | 0 | 0 | 0 | 0 | 0
H | 0 | 0 | 0 | 0 | 0 | 0
LFG | 0 | 0 | 0 | 0 | 0 | 0
Nuc | 0 | 0 | 0 | 0 | 0 | 0
PS | 0 | 0 | 0 | 0 | 0 | 0
PV | 0 | 0 | 0 | 0 | 0 | 0
PeakG | 0 | 0 | 0 | 0 | 0 | 0
PeakO | 0 | 0 | 0 | 0 | 0 | 0
ST | 0 | 0 | 0 | 0 | 0 | 0
STOG | 0 | 0 | 0 | 0 | 0 | 0
STWD | 0 | 0 | 0 | 0 | 0 | 0
WT | 0 | 0 | 0 | 0 | 0 | 0
IGCC | 0 | 0 | 0 | 0 | 0 | 0
DemandResponse | 0 | 0 | 0 | 0 | 0 | 0
IGCC-CCS | 0 | 0 | 0 | 0 | 0 | 0
WT_off | 0 | 0 | 0 | 0 | 0 | 0
PseudoUnit | 0 | 0 | 0 | 0 | 0 | 0
FixedInterchange | 0 | 0 | 0 | 0 | 0 | 0
Retrofit VOM Costs by Reporting Type: AZ_NM_SNV_Coal
ReportingType | 2015 | 2020 | 2025 | 2030 | 2035 | 2040
BM | 0 | 0 | 0 | 0 | 0 | 0
CC | 0 | 0 | 0 | 0 | 0 | 0
CSP | 0 | 0 | 0 | 0 | 0 | 0
CT | 0 | 0 | 0 | 0 | 0 | 0
Coal | 215.25 | 233.28 | 30.69 | 0.05 | 0.17 | 0.08
Geo | 0 | 0 | 0 | 0 | 0 | 0
H | 0 | 0 | 0 | 0 | 0 | 0
LFG | 0 | 0 | 0 | 0 | 0 | 0
Nuc | 0 | 0 | 0 | 0 | 0 | 0
PS | 0 | 0 | 0 | 0 | 0 | 0
PV | 0 | 0 | 0 | 0 | 0 | 0
PeakG | 0 | 0 | 0 | 0 | 0 | 0
PeakO | 0 | 0 | 0 | 0 | 0 | 0
ST | 0 | 0 | 0 | 0 | 0 | 0
STOG | 0 | 0 | 0 | 0 | 0 | 0
STWD | 0 | 0 | 0 | 0 | 0 | 0
WT | 0 | 0 | 0 | 0 | 0 | 0
IGCC | 0 | 0 | 0 | 0 | 0 | 0
DemandResponse | 0 | 0 | 0 | 0 | 0 | 0
IGCC-CCS | 0 | 0 | 0 | 0 | 0 | 0
WT_off | 0 | 0 | 0 | 0 | 0 | 0
PseudoUnit | 0 | 0 | 0 | 0 | 0 | 0
FixedInterchange | 0 | 0 | 0 | 0 | 0 | 0
Retrofit VOM Costs by Reporting Type: AZ_NM_SNV_Gas
ReportingType | 2015 | 2020 | 2025 | 2030 | 2035 | 2040
BM | 0 | 0 | 0 | 0 | 0 | 0
CC | 0 | 0 | 0 | 0 | 0 | 0
CSP | 0 | 0 | 0 | 0 | 0 | 0
CT | 0 | 0 | 0 | 0 | 0 | 0
Coal | 0 | 0 | 0 | 0 | 0 | 0
Geo | 0 | 0 | 0 | 0 | 0 | 0
H | 0 | 0 | 0 | 0 | 0 | 0
LFG | 0 | 0 | 0 | 0 | 0 | 0
Nuc | 0 | 0 | 0 | 0 | 0 | 0
PS | 0 | 0 | 0 | 0 | 0 | 0
PV | 0 | 0 | 0 | 0 | 0 | 0
PeakG | 0 | 0 | 0 | 0 | 0 | 0
PeakO | 0 | 0 | 0 | 0 | 0 | 0
ST | 0 | 0 | 0 | 0 | 0 | 0
STOG | 0 | 0 | 0 | 0 | 0 | 0
STWD | 0 | 0 | 0 | 0 | 0 | 0
WT | 0 | 0 | 0 | 0 | 0 | 0
IGCC | 0 | 0 | 0 | 0 | 0 | 0
DemandResponse | 0 | 0 | 0 | 0 | 0 | 0
IGCC-CCS | 0 | 0 | 0 | 0 | 0 | 0
WT_off | 0 | 0 | 0 | 0 | 0 | 0
PseudoUnit | 0 | 0 | 0 | 0 | 0 | 0
FixedInterchange | 0 | 0 | 0 | 0 | 0 | 0
Retrofit VOM Costs by Reporting Type: AZ_NM_SNV_NucRenew
ReportingType | 2015 | 2020 | 2025 | 2030 | 2035 | 2040
BM | 0 | 0 | 0 | 0 | 0 | 0
CC | 0 | 0 | 0 | 0 | 0 | 0
CSP | 0 | 0 | 0 | 0 | 0 | 0
CT | 0 | 0 | 0 | 0 | 0 | 0
Coal | 0 | 0 | 0 | 0 | 0 | 0
Geo | 0 | 0 | 0 | 0 | 0 | 0
H | 0 | 0 | 0 | 0 | 0 | 0
LFG | 0 | 0 | 0 | 0 | 0 | 0
Nuc | 0 | 0 | 0 | 0 | 0 | 0
PS | 0 | 0 | 0 | 0 | 0 | 0
PV | 0 | 0 | 0 | 0 | 0 | 0
PeakG | 0 | 0 | 0 | 0 | 0 | 0
PeakO | 0 | 0 | 0 | 0 | 0 | 0
ST | 0 | 0 | 0 | 0 | 0 | 0
STOG | 0 | 0 | 0 | 0 | 0 | 0
STWD | 0 | 0 | 0 | 0 | 0 | 0
WT | 0 | 0 | 0 | 0 | 0 | 0
IGCC | 0 | 0 | 0 | 0 | 0 | 0
DemandResponse | 0 | 0 | 0 | 0 | 0 | 0
IGCC-CCS | 0 | 0 | 0 | 0 | 0 | 0
WT_off | 0 | 0 | 0 | 0 | 0 | 0
PseudoUnit | 0 | 0 | 0 | 0 | 0 | 0
FixedInterchange | 0 | 0 | 0 | 0 | 0 | 0
Retrofit VOM Costs by Reporting Type: ERCOT
ReportingType | 2015 | 2020 | 2025 | 2030 | 2035 | 2040
BM | 0 | 0 | 0 | 0 | 0 | 0
CC | 0 | 0 | 0 | 0 | 0 | 0
CSP | 0 | 0 | 0 | 0 | 0 | 0
CT | 0 | 0 | 0 | 0 | 0 | 0
Coal | 105.34 | 68.41 | 20.04 | 28.02 | 28.02 | 25.94
Geo | 0 | 0 | 0 | 0 | 0 | 0
H | 0 | 0 | 0 | 0 | 0 | 0
LFG | 0 | 0 | 0 | 0 | 0 | 0
Nuc | 0 | 0 | 0 | 0 | 0 | 0
PS | 0 | 0 | 0 | 0 | 0 | 0
PV | 0 | 0 | 0 | 0 | 0 | 0
PeakG | 0 | 0 | 0 | 0 | 0 | 0
PeakO | 0 | 0 | 0 | 0 | 0 | 0
ST | 0 | 0 | 0 | 0 | 0 | 0
STOG | 0 | 0 | 0 | 0 | 0 | 0
STWD | 0 | 0 | 0 | 0 | 0 | 0
WT | 0 | 0 | 0 | 0 | 0 | 0
IGCC | 0 | 0 | 0 | 0 | 0 | 0
DemandResponse | 0 | 0 | 0 | 0 | 0 | 0
IGCC-CCS | 0 | 0 | 0 | 0 | 0 | 0
WT_off | 0 | 0 | 0 | 0 | 0 | 0
PseudoUnit | 0 | 0 | 0 | 0 | 0 | 0
FixedInterchange | 0 | 0 | 0 | 0 | 0 | 0
Retrofit VOM Costs by Reporting Type: NP15
ReportingType | 2015 | 2020 | 2025 | 2030 | 2035 | 2040
BM | 0 | 0 | 0 | 0 | 0 | 0
CC | 0 | 0 | 0 | 0 | 0 | 0
CSP | 0 | 0 | 0 | 0 | 0 | 0
CT | 0 | 0 | 0 | 0 | 0 | 0
Coal | 1.46 | 1.59 | 0 | 0 | 0 | 0
Geo | 0 | 0 | 0 | 0 | 0 | 0
H | 0 | 0 | 0 | 0 | 0 | 0
LFG | 0 | 0 | 0 | 0 | 0 | 0
Nuc | 0 | 0 | 0 | 0 | 0 | 0
PS | 0 | 0 | 0 | 0 | 0 | 0
PV | 0 | 0 | 0 | 0 | 0 | 0
PeakG | 0 | 0 | 0 | 0 | 0 | 0
PeakO | 0 | 0 | 0 | 0 | 0 | 0
ST | 0 | 0 | 0 | 0 | 0 | 0
STOG | 0 | 0 | 0 | 0 | 0 | 0
STWD | 0 | 0 | 0 | 0 | 0 | 0
WT | 0 | 0 | 0 | 0 | 0 | 0
IGCC | 0 | 0 | 0 | 0 | 0 | 0
DemandResponse | 0 | 0 | 0 | 0 | 0 | 0
IGCC-CCS | 0 | 0 | 0 | 0 | 0 | 0
WT_off | 0 | 0 | 0 | 0 | 0 | 0
PseudoUnit | 0 | 0 | 0 | 0 | 0 | 0
FixedInterchange | 0 | 0 | 0 | 0 | 0 | 0
Retrofit VOM Costs by Reporting Type: NWPP_Coal
ReportingType | 2015 | 2020 | 2025 | 2030 | 2035 | 2040
BM | 0 | 0 | 0 | 0 | 0 | 0
CC | 0 | 0 | 0 | 0 | 0 | 0
CSP | 0 | 0 | 0 | 0 | 0 | 0
CT | 0 | 0 | 0 | 0 | 0 | 0
Coal | 182.88 | 203.12 | 13.34 | 13.34 | 13.34 | 6.26
Geo | 0 | 0 | 0 | 0 | 0 | 0
H | 0 | 0 | 0 | 0 | 0 | 0
LFG | 0 | 0 | 0 | 0 | 0 | 0
Nuc | 0 | 0 | 0 | 0 | 0 | 0
PS | 0 | 0 | 0 | 0 | 0 | 0
PV | 0 | 0 | 0 | 0 | 0 | 0
PeakG | 0 | 0 | 0 | 0 | 0 | 0
PeakO | 0 | 0 | 0 | 0 | 0 | 0
ST | 0 | 0 | 0 | 0 | 0 | 0
STOG | 0 | 0 | 0 | 0 | 0 | 0
STWD | 0 | 0 | 0 | 0 | 0 | 0
WT | 0 | 0 | 0 | 0 | 0 | 0
IGCC | 0 | 0 | 0 | 0 | 0 | 0
DemandResponse | 0 | 0 | 0 | 0 | 0 | 0
IGCC-CCS | 0 | 0 | 0 | 0 | 0 | 0
WT_off | 0 | 0 | 0 | 0 | 0 | 0
PseudoUnit | 0 | 0 | 0 | 0 | 0 | 0
FixedInterchange | 0 | 0 | 0 | 0 | 0 | 0
Retrofit VOM Costs by Reporting Type: NWPP_Gas
ReportingType | 2015 | 2020 | 2025 | 2030 | 2035 | 2040
BM | 0 | 0 | 0 | 0 | 0 | 0
CC | 0 | 0 | 0 | 0 | 0 | 0
CSP | 0 | 0 | 0 | 0 | 0 | 0
CT | 0 | 0 | 0 | 0 | 0 | 0
Coal | 0 | 0 | 0 | 0 | 0 | 0
Geo | 0 | 0 | 0 | 0 | 0 | 0
H | 0 | 0 | 0 | 0 | 0 | 0
LFG | 0 | 0 | 0 | 0 | 0 | 0
Nuc | 0 | 0 | 0 | 0 | 0 | 0
PS | 0 | 0 | 0 | 0 | 0 | 0
PV | 0 | 0 | 0 | 0 | 0 | 0
PeakG | 0 | 0 | 0 | 0 | 0 | 0
PeakO | 0 | 0 | 0 | 0 | 0 | 0
ST | 0 | 0 | 0 | 0 | 0 | 0
STOG | 0 | 0 | 0 | 0 | 0 | 0
STWD | 0 | 0 | 0 | 0 | 0 | 0
WT | 0 | 0 | 0 | 0 | 0 | 0
IGCC | 0 | 0 | 0 | 0 | 0 | 0
DemandResponse | 0 | 0 | 0 | 0 | 0 | 0
IGCC-CCS | 0 | 0 | 0 | 0 | 0 | 0
WT_off | 0 | 0 | 0 | 0 | 0 | 0
PseudoUnit | 0 | 0 | 0 | 0 | 0 | 0
FixedInterchange | 0 | 0 | 0 | 0 | 0 | 0
Retrofit VOM Costs by Reporting Type: NWPP_NucRenew
ReportingType | 2015 | 2020 | 2025 | 2030 | 2035 | 2040
BM | 0 | 0 | 0 | 0 | 0 | 0
CC | 0 | 0 | 0 | 0 | 0 | 0
CSP | 0 | 0 | 0 | 0 | 0 | 0
CT | 0 | 0 | 0 | 0 | 0 | 0
Coal | 0 | 0 | 0 | 0 | 0 | 0
Geo | 0 | 0 | 0 | 0 | 0 | 0
H | 0 | 0 | 0 | 0 | 0 | 0
LFG | 0 | 0 | 0 | 0 | 0 | 0
Nuc | 0 | 0 | 0 | 0 | 0 | 0
PS | 0 | 0 | 0 | 0 | 0 | 0
PV | 0 | 0 | 0 | 0 | 0 | 0
PeakG | 0 | 0 | 0 | 0 | 0 | 0
PeakO | 0 | 0 | 0 | 0 | 0 | 0
ST | 0 | 0 | 0 | 0 | 0 | 0
STOG | 0 | 0 | 0 | 0 | 0 | 0
STWD | 0 | 0 | 0 | 0 | 0 | 0
WT | 0 | 0 | 0 | 0 | 0 | 0
IGCC | 0 | 0 | 0 | 0 | 0 | 0
DemandResponse | 0 | 0 | 0 | 0 | 0 | 0
IGCC-CCS | 0 | 0 | 0 | 0 | 0 | 0
WT_off | 0 | 0 | 0 | 0 | 0 | 0
PseudoUnit | 0 | 0 | 0 | 0 | 0 | 0
FixedInterchange | 0 | 0 | 0 | 0 | 0 | 0
Retrofit VOM Costs by Reporting Type: RMPA
ReportingType | 2015 | 2020 | 2025 | 2030 | 2035 | 2040
BM | 0 | 0 | 0 | 0 | 0 | 0
CC | 0 | 0 | 0 | 0 | 0 | 0
CSP | 0 | 0 | 0 | 0 | 0 | 0
CT | 0 | 0 | 0 | 0 | 0 | 0
Coal | 228.26 | 252.68 | 18.05 | 15.83 | 15.83 | 8.47
Geo | 0 | 0 | 0 | 0 | 0 | 0
H | 0 | 0 | 0 | 0 | 0 | 0
LFG | 0 | 0 | 0 | 0 | 0 | 0
Nuc | 0 | 0 | 0 | 0 | 0 | 0
PS | 0 | 0 | 0 | 0 | 0 | 0
PV | 0 | 0 | 0 | 0 | 0 | 0
PeakG | 0 | 0 | 0 | 0 | 0 | 0
PeakO | 0 | 0 | 0 | 0 | 0 | 0
ST | 0 | 0 | 0 | 0 | 0 | 0
STOG | 0 | 0 | 0 | 0 | 0 | 0
STWD | 0 | 0 | 0 | 0 | 0 | 0
WT | 0 | 0 | 0 | 0 | 0 | 0
IGCC | 0 | 0 | 0 | 0 | 0 | 0
DemandResponse | 0 | 0 | 0 | 0 | 0 | 0
IGCC-CCS | 0 | 0 | 0 | 0 | 0 | 0
WT_off | 0 | 0 | 0 | 0 | 0 | 0
PseudoUnit | 0 | 0 | 0 | 0 | 0 | 0
FixedInterchange | 0 | 0 | 0 | 0 | 0 | 0
Retrofit VOM Costs by Reporting Type: SP15
ReportingType | 2015 | 2020 | 2025 | 2030 | 2035 | 2040
BM | 0 | 0 | 0 | 0 | 0 | 0
CC | 0 | 0 | 0 | 0 | 0 | 0
CSP | 0 | 0 | 0 | 0 | 0 | 0
CT | 0 | 0 | 0 | 0 | 0 | 0
Coal | 5.19 | 5.66 | 0 | 0 | 0 | 0
Geo | 0 | 0 | 0 | 0 | 0 | 0
H | 0 | 0 | 0 | 0 | 0 | 0
LFG | 0 | 0 | 0 | 0 | 0 | 0
Nuc | 0 | 0 | 0 | 0 | 0 | 0
PS | 0 | 0 | 0 | 0 | 0 | 0
PV | 0 | 0 | 0 | 0 | 0 | 0
PeakG | 0 | 0 | 0 | 0 | 0 | 0
PeakO | 0 | 0 | 0 | 0 | 0 | 0
ST | 0 | 0 | 0 | 0 | 0 | 0
STOG | 0 | 0 | 0 | 0 | 0 | 0
STWD | 0 | 0 | 0 | 0 | 0 | 0
WT | 0 | 0 | 0 | 0 | 0 | 0
IGCC | 0 | 0 | 0 | 0 | 0 | 0
DemandResponse | 0 | 0 | 0 | 0 | 0 | 0
IGCC-CCS | 0 | 0 | 0 | 0 | 0 | 0
WT_off | 0 | 0 | 0 | 0 | 0 | 0
PseudoUnit | 0 | 0 | 0 | 0 | 0 | 0
FixedInterchange | 0 | 0 | 0 | 0 | 0 | 0
Retrofit VOM Costs by Reporting Type: ALB
ReportingType | 2015 | 2020 | 2025 | 2030 | 2035 | 2040
BM | 0 | 0 | 0 | 0 | 0 | 0
CC | 0 | 0 | 0 | 0 | 0 | 0
CSP | 0 | 0 | 0 | 0 | 0 | 0
CT | 0 | 0 | 0 | 0 | 0 | 0
Coal | 21.2 | 21.2 | 15.9 | 0 | 0 | 0
Geo | 0 | 0 | 0 | 0 | 0 | 0
H | 0 | 0 | 0 | 0 | 0 | 0
LFG | 0 | 0 | 0 | 0 | 0 | 0
Nuc | 0 | 0 | 0 | 0 | 0 | 0
PS | 0 | 0 | 0 | 0 | 0 | 0
PV | 0 | 0 | 0 | 0 | 0 | 0
PeakG | 0 | 0 | 0 | 0 | 0 | 0
PeakO | 0 | 0 | 0 | 0 | 0 | 0
ST | 0 | 0 | 0 | 0 | 0 | 0
STOG | 0 | 0 | 0 | 0 | 0 | 0
STWD | 0 | 0 | 0 | 0 | 0 | 0
WT | 0 | 0 | 0 | 0 | 0 | 0
IGCC | 0 | 0 | 0 | 0 | 0 | 0
DemandResponse | 0 | 0 | 0 | 0 | 0 | 0
IGCC-CCS | 0 | 0 | 0 | 0 | 0 | 0
WT_off | 0 | 0 | 0 | 0 | 0 | 0
PseudoUnit | 0 | 0 | 0 | 0 | 0 | 0
FixedInterchange | 0 | 0 | 0 | 0 | 0 | 0
Retrofit VOM Costs by Reporting Type: BC
ReportingType | 2015 | 2020 | 2025 | 2030 | 2035 | 2040
BM | 0 | 0 | 0 | 0 | 0 | 0
CC | 0 | 0 | 0 | 0 | 0 | 0
CSP | 0 | 0 | 0 | 0 | 0 | 0
CT | 0 | 0 | 0 | 0 | 0 | 0
Coal | 0 | 0 | 0 | 0 | 0 | 0
Geo | 0 | 0 | 0 | 0 | 0 | 0
H | 0 | 0 | 0 | 0 | 0 | 0
LFG | 0 | 0 | 0 | 0 | 0 | 0
Nuc | 0 | 0 | 0 | 0 | 0 | 0
PS | 0 | 0 | 0 | 0 | 0 | 0
PV | 0 | 0 | 0 | 0 | 0 | 0
PeakG | 0 | 0 | 0 | 0 | 0 | 0
PeakO | 0 | 0 | 0 | 0 | 0 | 0
ST | 0 | 0 | 0 | 0 | 0 | 0
STOG | 0 | 0 | 0 | 0 | 0 | 0
STWD | 0 | 0 | 0 | 0 | 0 | 0
WT | 0 | 0 | 0 | 0 | 0 | 0
IGCC | 0 | 0 | 0 | 0 | 0 | 0
DemandResponse | 0 | 0 | 0 | 0 | 0 | 0
IGCC-CCS | 0 | 0 | 0 | 0 | 0 | 0
WT_off | 0 | 0 | 0 | 0 | 0 | 0
PseudoUnit | 0 | 0 | 0 | 0 | 0 | 0
FixedInterchange | 0 | 0 | 0 | 0 | 0 | 0
Retrofit VOM Costs by Reporting Type: HQ_IESO
ReportingType | 2015 | 2020 | 2025 | 2030 | 2035 | 2040
BM | 0 | 0 | 0 | 0 | 0 | 0
CC | 0 | 0 | 0 | 0 | 0 | 0
CSP | 0 | 0 | 0 | 0 | 0 | 0
CT | 0 | 0 | 0 | 0 | 0 | 0
Coal | 0 | 0 | 0 | 0 | 0 | 0
Geo | 0 | 0 | 0 | 0 | 0 | 0
H | 0 | 0 | 0 | 0 | 0 | 0
LFG | 0 | 0 | 0 | 0 | 0 | 0
Nuc | 0 | 0 | 0 | 0 | 0 | 0
PS | 0 | 0 | 0 | 0 | 0 | 0
PV | 0 | 0 | 0 | 0 | 0 | 0
PeakG | 0 | 0 | 0 | 0 | 0 | 0
PeakO | 0 | 0 | 0 | 0 | 0 | 0
ST | 0 | 0 | 0 | 0 | 0 | 0
STOG | 0 | 0 | 0 | 0 | 0 | 0
STWD | 0 | 0 | 0 | 0 | 0 | 0
WT | 0 | 0 | 0 | 0 | 0 | 0
IGCC | 0 | 0 | 0 | 0 | 0 | 0
DemandResponse | 0 | 0 | 0 | 0 | 0 | 0
IGCC-CCS | 0 | 0 | 0 | 0 | 0 | 0
WT_off | 0 | 0 | 0 | 0 | 0 | 0
PseudoUnit | 0 | 0 | 0 | 0 | 0 | 0
FixedInterchange | 0 | 0 | 0 | 0 | 0 | 0
Retrofit VOM Costs by Reporting Type: HQ_NEISO
ReportingType | 2015 | 2020 | 2025 | 2030 | 2035 | 2040
BM | 0 | 0 | 0 | 0 | 0 | 0
CC | 0 | 0 | 0 | 0 | 0 | 0
CSP | 0 | 0 | 0 | 0 | 0 | 0
CT | 0 | 0 | 0 | 0 | 0 | 0
Coal | 0 | 0 | 0 | 0 | 0 | 0
Geo | 0 | 0 | 0 | 0 | 0 | 0
H | 0 | 0 | 0 | 0 | 0 | 0
LFG | 0 | 0 | 0 | 0 | 0 | 0
Nuc | 0 | 0 | 0 | 0 | 0 | 0
PS | 0 | 0 | 0 | 0 | 0 | 0
PV | 0 | 0 | 0 | 0 | 0 | 0
PeakG | 0 | 0 | 0 | 0 | 0 | 0
PeakO | 0 | 0 | 0 | 0 | 0 | 0
ST | 0 | 0 | 0 | 0 | 0 | 0
STOG | 0 | 0 | 0 | 0 | 0 | 0
STWD | 0 | 0 | 0 | 0 | 0 | 0
WT | 0 | 0 | 0 | 0 | 0 | 0
IGCC | 0 | 0 | 0 | 0 | 0 | 0
DemandResponse | 0 | 0 | 0 | 0 | 0 | 0
IGCC-CCS | 0 | 0 | 0 | 0 | 0 | 0
WT_off | 0 | 0 | 0 | 0 | 0 | 0
PseudoUnit | 0 | 0 | 0 | 0 | 0 | 0
FixedInterchange | 0 | 0 | 0 | 0 | 0 | 0
Retrofit VOM Costs by Reporting Type: HQ_NY
ReportingType | 2015 | 2020 | 2025 | 2030 | 2035 | 2040
BM | 0 | 0 | 0 | 0 | 0 | 0
CC | 0 | 0 | 0 | 0 | 0 | 0
CSP | 0 | 0 | 0 | 0 | 0 | 0
CT | 0 | 0 | 0 | 0 | 0 | 0
Coal | 0 | 0 | 0 | 0 | 0 | 0
Geo | 0 | 0 | 0 | 0 | 0 | 0
H | 0 | 0 | 0 | 0 | 0 | 0
LFG | 0 | 0 | 0 | 0 | 0 | 0
Nuc | 0 | 0 | 0 | 0 | 0 | 0
PS | 0 | 0 | 0 | 0 | 0 | 0
PV | 0 | 0 | 0 | 0 | 0 | 0
PeakG | 0 | 0 | 0 | 0 | 0 | 0
PeakO | 0 | 0 | 0 | 0 | 0 | 0
ST | 0 | 0 | 0 | 0 | 0 | 0
STOG | 0 | 0 | 0 | 0 | 0 | 0
STWD | 0 | 0 | 0 | 0 | 0 | 0
WT | 0 | 0 | 0 | 0 | 0 | 0
IGCC | 0 | 0 | 0 | 0 | 0 | 0
DemandResponse | 0 | 0 | 0 | 0 | 0 | 0
IGCC-CCS | 0 | 0 | 0 | 0 | 0 | 0
WT_off | 0 | 0 | 0 | 0 | 0 | 0
PseudoUnit | 0 | 0 | 0 | 0 | 0 | 0
FixedInterchange | 0 | 0 | 0 | 0 | 0 | 0
Retrofit VOM Costs by Reporting Type: MARITIMES
ReportingType | 2015 | 2020 | 2025 | 2030 | 2035 | 2040
BM | 0 | 0 | 0 | 0 | 0 | 0
CC | 0 | 0 | 0 | 0 | 0 | 0
CSP | 0 | 0 | 0 | 0 | 0 | 0
CT | 0 | 0 | 0 | 0 | 0 | 0
Coal | 0 | 0 | 0 | 0 | 0 | 0
Geo | 0 | 0 | 0 | 0 | 0 | 0
H | 0 | 0 | 0 | 0 | 0 | 0
LFG | 0 | 0 | 0 | 0 | 0 | 0
Nuc | 0 | 0 | 0 | 0 | 0 | 0
PS | 0 | 0 | 0 | 0 | 0 | 0
PV | 0 | 0 | 0 | 0 | 0 | 0
PeakG | 0 | 0 | 0 | 0 | 0 | 0
PeakO | 0 | 0 | 0 | 0 | 0 | 0
ST | 0 | 0 | 0 | 0 | 0 | 0
STOG | 0 | 0 | 0 | 0 | 0 | 0
STWD | 0 | 0 | 0 | 0 | 0 | 0
WT | 0 | 0 | 0 | 0 | 0 | 0
IGCC | 0 | 0 | 0 | 0 | 0 | 0
DemandResponse | 0 | 0 | 0 | 0 | 0 | 0
IGCC-CCS | 0 | 0 | 0 | 0 | 0 | 0
WT_off | 0 | 0 | 0 | 0 | 0 | 0
PseudoUnit | 0 | 0 | 0 | 0 | 0 | 0
FixedInterchange | 0 | 0 | 0 | 0 | 0 | 0
retrofit VOM Costs by Reporting Type: All
ReportingType | 2015 | 2020 | 2025 | 2030 | 2035 | 2040
BM | 0 | 0 | 0 | 0 | 0 | 0
CC | 0 | 0 | 0 | 0 | 0 | 0
CSP | 0 | 0 | 0 | 0 | 0 | 0
CT | 0 | 0 | 0 | 0 | 0 | 0
Coal | 2620.05 | 1875.83 | 239.6 | 202.17 | 303.35 | 295.74
Geo | 0 | 0 | 0 | 0 | 0 | 0
H | 0 | 0 | 0 | 0 | 0 | 0
LFG | 0 | 0 | 0 | 0 | 0 | 0
Nuc | 0 | 0 | 0 | 0 | 0 | 0
PS | 0 | 0 | 0 | 0 | 0 | 0
PV | 0 | 0 | 0 | 0 | 0 | 0
PeakG | 0 | 0 | 0 | 0 | 0 | 0
PeakO | 0 | 0 | 0 | 0 | 0 | 0
ST | 0 | 0 | 0 | 0 | 0 | 0
STOG | 0 | 0 | 0 | 0 | 0 | 0
STWD | 0 | 0 | 0 | 0 | 0 | 0
WT | 0 | 0 | 0 | 0 | 0 | 0
IGCC | 0 | 0 | 0 | 0 | 0 | 0
DemandResponse | 0 | 0 | 0 | 0 | 0 | 0
IGCC-CCS | 0 | 0 | 0 | 0 | 0 | 0
WT_off | 0 | 0 | 0 | 0 | 0 | 0
PseudoUnit | 0 | 0 | 0 | 0 | 0 | 0
FixedInterchange | 0 | 0 | 0 | 0 | 0 | 0
retrofit VOM Costs by Reporting Type: EI_US
ReportingType | 2015 | 2020 | 2025 | 2030 | 2035 | 2040
BM | 0 | 0 | 0 | 0 | 0 | 0
CC | 0 | 0 | 0 | 0 | 0 | 0
CSP | 0 | 0 | 0 | 0 | 0 | 0
CT | 0 | 0 | 0 | 0 | 0 | 0
Coal | 1860.47 | 1089.88 | 141.58 | 144.94 | 246 | 254.99
Geo | 0 | 0 | 0 | 0 | 0 | 0
H | 0 | 0 | 0 | 0 | 0 | 0
LFG | 0 | 0 | 0 | 0 | 0 | 0
Nuc | 0 | 0 | 0 | 0 | 0 | 0
PS | 0 | 0 | 0 | 0 | 0 | 0
PV | 0 | 0 | 0 | 0 | 0 | 0
PeakG | 0 | 0 | 0 | 0 | 0 | 0
PeakO | 0 | 0 | 0 | 0 | 0 | 0
ST | 0 | 0 | 0 | 0 | 0 | 0
STOG | 0 | 0 | 0 | 0 | 0 | 0
STWD | 0 | 0 | 0 | 0 | 0 | 0
WT | 0 | 0 | 0 | 0 | 0 | 0
IGCC | 0 | 0 | 0 | 0 | 0 | 0
DemandResponse | 0 | 0 | 0 | 0 | 0 | 0
IGCC-CCS | 0 | 0 | 0 | 0 | 0 | 0
WT_off | 0 | 0 | 0 | 0 | 0 | 0
PseudoUnit | 0 | 0 | 0 | 0 | 0 | 0
FixedInterchange | 0 | 0 | 0 | 0 | 0 | 0
retrofit VOM Costs by Reporting Type: EI_Canada
ReportingType | 2015 | 2020 | 2025 | 2030 | 2035 | 2040
BM | 0 | 0 | 0 | 0 | 0 | 0
CC | 0 | 0 | 0 | 0 | 0 | 0
CSP | 0 | 0 | 0 | 0 | 0 | 0
CT | 0 | 0 | 0 | 0 | 0 | 0
Coal | 0 | 0 | 0 | 0 | 0 | 0
Geo | 0 | 0 | 0 | 0 | 0 | 0
H | 0 | 0 | 0 | 0 | 0 | 0
LFG | 0 | 0 | 0 | 0 | 0 | 0
Nuc | 0 | 0 | 0 | 0 | 0 | 0
PS | 0 | 0 | 0 | 0 | 0 | 0
PV | 0 | 0 | 0 | 0 | 0 | 0
PeakG | 0 | 0 | 0 | 0 | 0 | 0
PeakO | 0 | 0 | 0 | 0 | 0 | 0
ST | 0 | 0 | 0 | 0 | 0 | 0
STOG | 0 | 0 | 0 | 0 | 0 | 0
STWD | 0 | 0 | 0 | 0 | 0 | 0
WT | 0 | 0 | 0 | 0 | 0 | 0
IGCC | 0 | 0 | 0 | 0 | 0 | 0
DemandResponse | 0 | 0 | 0 | 0 | 0 | 0
IGCC-CCS | 0 | 0 | 0 | 0 | 0 | 0
WT_off | 0 | 0 | 0 | 0 | 0 | 0
PseudoUnit | 0 | 0 | 0 | 0 | 0 | 0
FixedInterchange | 0 | 0 | 0 | 0 | 0 | 0
retrofit VOM Costs by Reporting Type: EI
ReportingType | 2015 | 2020 | 2025 | 2030 | 2035 | 2040
BM | 0 | 0 | 0 | 0 | 0 | 0
CC | 0 | 0 | 0 | 0 | 0 | 0
CSP | 0 | 0 | 0 | 0 | 0 | 0
CT | 0 | 0 | 0 | 0 | 0 | 0
Coal | 1860.47 | 1089.88 | 141.58 | 144.94 | 246 | 254.99
Geo | 0 | 0 | 0 | 0 | 0 | 0
H | 0 | 0 | 0 | 0 | 0 | 0
LFG | 0 | 0 | 0 | 0 | 0 | 0
Nuc | 0 | 0 | 0 | 0 | 0 | 0
PS | 0 | 0 | 0 | 0 | 0 | 0
PV | 0 | 0 | 0 | 0 | 0 | 0
PeakG | 0 | 0 | 0 | 0 | 0 | 0
PeakO | 0 | 0 | 0 | 0 | 0 | 0
ST | 0 | 0 | 0 | 0 | 0 | 0
STOG | 0 | 0 | 0 | 0 | 0 | 0
STWD | 0 | 0 | 0 | 0 | 0 | 0
WT | 0 | 0 | 0 | 0 | 0 | 0
IGCC | 0 | 0 | 0 | 0 | 0 | 0
DemandResponse | 0 | 0 | 0 | 0 | 0 | 0
IGCC-CCS | 0 | 0 | 0 | 0 | 0 | 0
WT_off | 0 | 0 | 0 | 0 | 0 | 0
PseudoUnit | 0 | 0 | 0 | 0 | 0 | 0
FixedInterchange | 0 | 0 | 0 | 0 | 0 | 0
retrofit VOM Costs by Reporting Type: Outside_EI
ReportingType | 2015 | 2020 | 2025 | 2030 | 2035 | 2040
BM | 0 | 0 | 0 | 0 | 0 | 0
CC | 0 | 0 | 0 | 0 | 0 | 0
CSP | 0 | 0 | 0 | 0 | 0 | 0
CT | 0 | 0 | 0 | 0 | 0 | 0
Coal | 759.57 | 785.95 | 98.02 | 57.24 | 57.35 | 40.75
Geo | 0 | 0 | 0 | 0 | 0 | 0
H | 0 | 0 | 0 | 0 | 0 | 0
LFG | 0 | 0 | 0 | 0 | 0 | 0
Nuc | 0 | 0 | 0 | 0 | 0 | 0
PS | 0 | 0 | 0 | 0 | 0 | 0
PV | 0 | 0 | 0 | 0 | 0 | 0
PeakG | 0 | 0 | 0 | 0 | 0 | 0
PeakO | 0 | 0 | 0 | 0 | 0 | 0
ST | 0 | 0 | 0 | 0 | 0 | 0
STOG | 0 | 0 | 0 | 0 | 0 | 0
STWD | 0 | 0 | 0 | 0 | 0 | 0
WT | 0 | 0 | 0 | 0 | 0 | 0
IGCC | 0 | 0 | 0 | 0 | 0 | 0
DemandResponse | 0 | 0 | 0 | 0 | 0 | 0
IGCC-CCS | 0 | 0 | 0 | 0 | 0 | 0
WT_off | 0 | 0 | 0 | 0 | 0 | 0
PseudoUnit | 0 | 0 | 0 | 0 | 0 | 0
FixedInterchange | 0 | 0 | 0 | 0 | 0 | 0
#10 | Base FOM Costs ($million)
Base FOM Costs by Reporting Type: Entergy
ReportingType | 2015 | 2020 | 2025 | 2030 | 2035 | 2040
BM | 0 | 0 | 0 | 0 | 0 | 275.72
CC | 413.46 | 550.32 | 447.24 | 475.24 | 540.12 | 540.12
CSP | 0 | 0 | 0 | 0 | 0 | 0
CT | 0 | 0 | 0 | 0 | 0 | 0
Coal | 513.76 | 236.92 | 48.58 | 21.37 | 21.37 | 21.37
Geo | 0 | 0 | 0 | 0 | 0 | 0
H | 10.6 | 16.81 | 26.39 | 26.39 | 26.39 | 26.39
LFG | 0.97 | 0.97 | 13.89 | 13.89 | 13.89 | 13.89
Nuc | 789.41 | 804.93 | 789.41 | 789.41 | 666.82 | 1125.48
PS | 1.4 | 1.4 | 1.4 | 1.4 | 1.4 | 1.4
PV | 0 | 1.03 | 1.52 | 1.52 | 1.52 | 1.55
PeakG | 47.54 | 69.98 | 49.29 | 63.1 | 67 | 67
PeakO | 4.42 | 5.87 | 5.08 | 5.22 | 5.22 | 5.22
ST | 0 | 0 | 0 | 0 | 0 | 0
STOG | 192.68 | 227.99 | 195.44 | 114.41 | 76.06 | 52.73
STWD | 6.6 | 8.26 | 6.73 | 6.73 | 6.73 | 6.73
WT | 3.66 | 3.66 | 3.66 | 3.66 | 3.66 | 3.66
IGCC | 0 | 0 | 0 | 0 | 0 | 0
DemandResponse | 0 | 0 | 0 | 0 | 0 | 0
IGCC-CCS | 0 | 0 | 0 | 0 | 0 | 0
WT_off | 0 | 0 | 0 | 0 | 0 | 0
PseudoUnit | 0 | 0 | 0 | 0 | 0 | 0
FixedInterchange | 0 | 0 | 0 | 0 | 0 | 0
Base FOM Costs by Reporting Type: FRCC
ReportingType | 2015 | 2020 | 2025 | 2030 | 2035 | 2040
BM | 0 | 0 | 0 | 0 | 201.2 | 201.2
CC | 833.73 | 1009.19 | 847.46 | 596.01 | 419.76 | 418.42
CSP | 0 | 0 | 0 | 0 | 0 | 0
CT | 16.6 | 16.6 | 16.6 | 16.6 | 0 | 0
Coal | 139.38 | 74.36 | 76.47 | 82.01 | 82.01 | 82.01
Geo | 0 | 0 | 0 | 0 | 0 | 0
H | 0.78 | 0.78 | 0.78 | 0.78 | 1.18 | 1.18
LFG | 58.63 | 58.63 | 82.46 | 82.46 | 82.46 | 82.46
Nuc | 601.49 | 635.55 | 799.64 | 1853.87 | 2795.09 | 2786.5
PS | 0 | 0 | 0 | 0 | 0 | 0
PV | 0.75 | 0.75 | 0.75 | 0.75 | 0.75 | 0.75
PeakG | 149.81 | 217.71 | 155.12 | 156.44 | 156.44 | 156.44
PeakO | 64.61 | 83.43 | 57.24 | 0 | 0 | 0
ST | 0 | 0 | 0 | 0 | 0 | 0
STOG | 7.72 | 9.14 | 0 | 0 | 0 | 0
STWD | 6.25 | 7.82 | 6.37 | 6.37 | 6.37 | 6.37
WT | 0 | 0 | 0 | 0 | 0 | 0
IGCC | 0 | 0 | 0 | 0 | 0 | 0
DemandResponse | 0 | 0 | 0 | 0 | 0 | 0
IGCC-CCS | 0 | 0 | 0 | 0 | 0 | 0
WT_off | 0 | 0 | 0 | 0 | 0 | 0
PseudoUnit | 0 | 0 | 0 | 0 | 0 | 0
FixedInterchange | 0 | 0 | 0 | 0 | 0 | 0
Base FOM Costs by Reporting Type: MAPP_US
ReportingType | 2015 | 2020 | 2025 | 2030 | 2035 | 2040
BM | 0 | 0 | 0 | 0 | 3.51 | 14.29
CC | 8.58 | 10.9 | 8.79 | 8.81 | 9.52 | 10.72
CSP | 0 | 0 | 0 | 0 | 0 | 0
CT | 2.06 | 2.84 | 2.84 | 3.88 | 3.88 | 3.88
Coal | 116.22 | 86.43 | 74.23 | 75.39 | 75.39 | 52.28
Geo | 3.95 | 3.95 | 3.95 | 3.95 | 3.95 | 3.95
H | 31.14 | 31.14 | 31.14 | 31.14 | 31.14 | 31.14
LFG | 0.24 | 0.24 | 0.24 | 8.86 | 8.86 | 8.86
Nuc | 0.01 | 0.01 | 0.01 | 0.01 | 0.01 | 0.01
PS | 0 | 0 | 0 | 0 | 0 | 0
PV | 0 | 0 | 0 | 0 | 0 | 0
PeakG | 12.29 | 19.13 | 14.16 | 16.07 | 17.04 | 17.04
PeakO | 9.49 | 12.94 | 10.37 | 10.37 | 10.37 | 10.37
ST | 0 | 0 | 0 | 0 | 0 | 0
STOG | 0 | 0 | 0 | 0 | 0 | 0
STWD | 0 | 0 | 0 | 0 | 0 | 0
WT | 55.22 | 156.87 | 156.87 | 156.87 | 156.87 | 206.12
IGCC | 0 | 0 | 0 | 0 | 0 | 0
DemandResponse | 0 | 0 | 0 | 0 | 0 | 0
IGCC-CCS | 0 | 0 | 0 | 0 | 0 | 0
WT_off | 0 | 0 | 0 | 0 | 0 | 0
PseudoUnit | 0 | 0 | 0 | 0 | 0 | 0
FixedInterchange | 0 | 0 | 0 | 0 | 0 | 0
Base FOM Costs by Reporting Type: MISO_IN
ReportingType | 2015 | 2020 | 2025 | 2030 | 2035 | 2040
BM | 0 | 0 | 0 | 0 | 129.52 | 246.58
CC | 55.43 | 231.58 | 221.21 | 224.73 | 230.7 | 230.7
CSP | 0 | 0 | 0 | 0 | 0 | 0
CT | 0 | 0 | 0 | 0 | 0 | 0
Coal | 680.22 | 611.64 | 268.12 | 268.77 | 274.17 | 349.08
Geo | 0 | 0 | 0 | 0 | 0 | 0
H | 1.07 | 1.07 | 1.07 | 1.07 | 1.07 | 1.07
LFG | 4.46 | 4.46 | 14.11 | 14.11 | 14.11 | 14.11
Nuc | 0.01 | 0.01 | 0.01 | 0.01 | 0.01 | 0.01
PS | 0 | 0 | 0 | 0 | 0 | 0
PV | 0 | 3.77 | 5.63 | 5.69 | 5.69 | 5.69
PeakG | 52.35 | 76.94 | 54.27 | 73.39 | 73.39 | 73.39
PeakO | 10.59 | 13.5 | 10.82 | 10.82 | 10.82 | 10.82
ST | 0 | 0 | 0 | 0 | 0 | 0
STOG | 12.26 | 14.51 | 12.44 | 12.44 | 12.44 | 12.44
STWD | 0 | 0 | 0 | 0 | 0 | 0
WT | 18.31 | 18.31 | 1206.31 | 1206.31 | 1206.31 | 1206.31
IGCC | 30.22 | 30.22 | 30.22 | 30.22 | 30.22 | 30.22
DemandResponse | 0 | 0 | 0 | 0 | 0 | 0
IGCC-CCS | 0 | 0 | 0 | 0 | 0 | 0
WT_off | 0 | 0 | 0 | 0 | 0 | 0
PseudoUnit | 0 | 0 | 0 | 0 | 0 | 0
FixedInterchange | 0 | 0 | 0 | 0 | 0 | 0
Base FOM Costs by Reporting Type: MISO_MI
ReportingType | 2015 | 2020 | 2025 | 2030 | 2035 | 2040
BM | 0 | 0 | 0 | 0 | 171.57 | 363.09
CC | 147.76 | 191.05 | 161.21 | 167.6 | 179.81 | 179.81
CSP | 0 | 0 | 0 | 0 | 0 | 0
CT | 0 | 0 | 0 | 0 | 0 | 0
Coal | 311.31 | 0 | 0 | 0 | 0 | 0
Geo | 0 | 0 | 0 | 0 | 0 | 0
H | 2.01 | 2.01 | 2.01 | 2.01 | 2.01 | 2.01
LFG | 19.67 | 19.67 | 38.95 | 38.95 | 38.95 | 38.95
Nuc | 275.03 | 275.03 | 275.03 | 275.03 | 161.75 | 417.74
PS | 44.44 | 44.44 | 44.44 | 44.44 | 44.44 | 44.44
PV | 0 | 0 | 0 | 0 | 0 | 0
PeakG | 61.2 | 89.88 | 71.67 | 85.63 | 85.63 | 85.63
PeakO | 15.67 | 19.97 | 16.01 | 16.01 | 16.01 | 16.01
ST | 0 | 0 | 0 | 0 | 0 | 0
STOG | 125.33 | 148.3 | 127.13 | 127.13 | 127.13 | 127.13
STWD | 5.22 | 6.54 | 5.33 | 5.33 | 5.33 | 5.33
WT | 61.65 | 77.08 | 78.5 | 78.5 | 78.5 | 78.5
IGCC | 0 | 0 | 0 | 0 | 0 | 0
DemandResponse | 0 | 0 | 0 | 0 | 0 | 0
IGCC-CCS | 0 | 0 | 0 | 0 | 0 | 0
WT_off | 0 | 0 | 0 | 0 | 0 | 0
PseudoUnit | 0 | 0 | 0 | 0 | 0 | 0
FixedInterchange | 0 | 0 | 0 | 0 | 0 | 0
Base FOM Costs by Reporting Type: MISO_MO-IL
ReportingType | 2015 | 2020 | 2025 | 2030 | 2035 | 2040
BM | 0 | 0 | 0 | 0 | 0 | 0
CC | 31.4 | 39.92 | 32.06 | 35.22 | 39.25 | 39.25
CSP | 0 | 0 | 0 | 0 | 0 | 0
CT | 0 | 0 | 0 | 0 | 0 | 0
Coal | 739.42 | 301.93 | 180.02 | 180.44 | 101.92 | 116.51
Geo | 0 | 0 | 0 | 0 | 0 | 0
H | 5.01 | 9 | 9 | 9 | 9 | 9
LFG | 2.17 | 2.17 | 16.23 | 29.04 | 29.04 | 29.04
Nuc | 308.98 | 325.11 | 325.11 | 325.11 | 325.11 | 325.11
PS | 10.45 | 10.45 | 10.45 | 10.45 | 10.45 | 10.45
PV | 0 | 0 | 0 | 0 | 0 | 0
PeakG | 77.83 | 114.84 | 80.73 | 103.92 | 110.46 | 110.46
PeakO | 21.48 | 28.65 | 22.96 | 22.96 | 22.96 | 22.96
ST | 0 | 0 | 0 | 0 | 0 | 0
STOG | 26.02 | 30.78 | 26.39 | 26.39 | 26.39 | 26.39
STWD | 0 | 0 | 0 | 0 | 0 | 0
WT | 21.36 | 21.36 | 304.89 | 304.89 | 304.89 | 304.89
IGCC | 0 | 0 | 0 | 0 | 0 | 0
DemandResponse | 0 | 0 | 0 | 0 | 0 | 0
IGCC-CCS | 0 | 0 | 0 | 0 | 0 | 0
WT_off | 0 | 0 | 0 | 0 | 0 | 0
PseudoUnit | 0 | 0 | 0 | 0 | 0 | 0
FixedInterchange | 0 | 0 | 0 | 0 | 0 | 0
Base FOM Costs by Reporting Type: MISO_W
ReportingType | 2015 | 2020 | 2025 | 2030 | 2035 | 2040
BM | 0 | 0 | 0 | 0 | 0 | 0
CC | 90.43 | 114.8 | 92.68 | 92.68 | 109.48 | 112.22
CSP | 0 | 0 | 0 | 0 | 0 | 0
CT | 0 | 0 | 0 | 0 | 0 | 0
Coal | 664.59 | 387.77 | 252.35 | 256.68 | 42.57 | 48.3
Geo | 0 | 0 | 0 | 0 | 0 | 0
H | 7.08 | 7.08 | 7.08 | 7.08 | 7.08 | 7.08
LFG | 24.73 | 24.73 | 24.73 | 33.36 | 33.36 | 33.36
Nuc | 343.79 | 343.79 | 343.79 | 602.57 | 0.04 | 0.04
PS | 0 | 0 | 0 | 0 | 0 | 0
PV | 0 | 0 | 0 | 0 | 0 | 0
PeakG | 87.12 | 123.54 | 89.97 | 105.17 | 108.71 | 108.71
PeakO | 56.38 | 79.08 | 64.57 | 64.57 | 64.57 | 64.57
ST | 0 | 0 | 0 | 0 | 0 | 0
STOG | 7.56 | 8.94 | 7.67 | 7.67 | 7.67 | 7.67
STWD | 10.03 | 12.55 | 10.23 | 10.23 | 10.23 | 10.23
WT | 268.82 | 1247.94 | 1810.24 | 1810.24 | 1810.24 | 1842.45
IGCC | 0 | 0 | 0 | 0 | 0 | 0
DemandResponse | 0 | 0 | 0 | 0 | 0 | 0
IGCC-CCS | 0 | 0 | 0 | 0 | 0 | 0
WT_off | 0 | 0 | 0 | 0 | 0 | 0
PseudoUnit | 0 | 0 | 0 | 0 | 0 | 0
FixedInterchange | 0 | 0 | 0 | 0 | 0 | 0
Base FOM Costs by Reporting Type: MISO_WUMS
ReportingType | 2015 | 2020 | 2025 | 2030 | 2035 | 2040
BM | 0 | 0 | 0 | 0 | 264.73 | 321.69
CC | 147.39 | 180.59 | 160.37 | 160.37 | 175.06 | 178.87
CSP | 0 | 0 | 0 | 0 | 0 | 0
CT | 0 | 0.49 | 0.49 | 6 | 6 | 6
Coal | 264.86 | 141.56 | 135.74 | 137.68 | 83.6 | 94.06
Geo | 0 | 0 | 0 | 0 | 0 | 0
H | 4.79 | 4.8 | 4.8 | 4.8 | 4.8 | 4.8
LFG | 8.57 | 8.57 | 35.44 | 35.44 | 35.44 | 35.44
Nuc | 264.54 | 287.77 | 264.54 | 570.75 | 0.04 | 0.04
PS | 0 | 0 | 0 | 0 | 0 | 0
PV | 0 | 0 | 0 | 0 | 0 | 0
PeakG | 55.64 | 81.65 | 65.08 | 77.65 | 77.65 | 77.65
PeakO | 13.52 | 17.78 | 14.69 | 14.69 | 14.69 | 14.69
ST | 0 | 0 | 0 | 0 | 0 | 0
STOG | 13.21 | 15.63 | 13.39 | 13.39 | 13.39 | 13.39
STWD | 3.37 | 4.21 | 3.43 | 3.43 | 3.43 | 3.43
WT | 46.36 | 46.36 | 327.51 | 382.95 | 382.95 | 382.95
IGCC | 0 | 0 | 0 | 0 | 0 | 0
DemandResponse | 0 | 0 | 0 | 0 | 0 | 0
IGCC-CCS | 0 | 0 | 0 | 0 | 0 | 0
WT_off | 0 | 0 | 0 | 0 | 0 | 0
PseudoUnit | 0 | 0 | 0 | 0 | 0 | 0
FixedInterchange | 0 | 0 | 0 | 0 | 0 | 0
Base FOM Costs by Reporting Type: Nebraska
ReportingType | 2015 | 2020 | 2025 | 2030 | 2035 | 2040
BM | 0 | 0 | 0 | 0 | 0 | 0
CC | 10.62 | 13.51 | 10.85 | 10.85 | 12.75 | 13.28
CSP | 0 | 0 | 0 | 0 | 0 | 0
CT | 0 | 0 | 0 | 0 | 0 | 0
Coal | 257.61 | 38.62 | 38.62 | 40.06 | 40.06 | 47.82
Geo | 0 | 0 | 0 | 0 | 0 | 0
H | 2.38 | 2.38 | 2.38 | 2.38 | 2.38 | 2.38
LFG | 0.72 | 0.72 | 0.72 | 9.35 | 9.35 | 9.35
Nuc | 182.28 | 198.29 | 182.28 | 249.21 | 0.09 | 0.09
PS | 0 | 0 | 0 | 0 | 0 | 0
PV | 0 | 0 | 0 | 0 | 0 | 0
PeakG | 21.82 | 37.31 | 31.37 | 31.37 | 31.37 | 31.37
PeakO | 9.57 | 12.19 | 9.77 | 9.77 | 9.77 | 9.77
ST | 0 | 0 | 0 | 0 | 0 | 0
STOG | 0 | 0 | 0 | 0 | 0 | 0
STWD | 0 | 0 | 0 | 0 | 0 | 0
WT | 10.53 | 522.66 | 584.49 | 598.74 | 598.74 | 598.74
IGCC | 0 | 0 | 0 | 0 | 0 | 0
DemandResponse | 0 | 0 | 0 | 0 | 0 | 0
IGCC-CCS | 0 | 0 | 0 | 0 | 0 | 0
WT_off | 0 | 0 | 0 | 0 | 0 | 0
PseudoUnit | 0 | 0 | 0 | 0 | 0 | 0
FixedInterchange | 0 | 0 | 0 | 0 | 0 | 0
Base FOM Costs by Reporting Type: NEISO
ReportingType | 2015 | 2020 | 2025 | 2030 | 2035 | 2040
BM | 25.35 | 25.35 | 25.35 | 25.35 | 25.35 | 25.35
CC | 337.75 | 279.26 | 181.23 | 193.85 | 215.24 | 214.19
CSP | 0 | 0 | 0 | 0 | 0 | 0
CT | 2.24 | 2.24 | 2.24 | 2.17 | 2.17 | 2.17
Coal | 22.84 | 0 | 0 | 0 | 0 | 0
Geo | 0 | 0 | 0 | 0 | 0 | 0
H | 46.4 | 46.45 | 46.45 | 46.45 | 46.45 | 46.45
LFG | 70.11 | 70.11 | 70.11 | 78.5 | 78.5 | 78.5
Nuc | 676.28 | 735.67 | 676.28 | 676.28 | 488.61 | 932.14
PS | 39.74 | 39.74 | 39.74 | 39.74 | 39.74 | 39.74
PV | 0.03 | 4.91 | 4.91 | 4.91 | 4.91 | 4.91
PeakG | 19.94 | 29.61 | 20.7 | 22.52 | 28.85 | 28.85
PeakO | 1.15 | 1.46 | 1.17 | 1.17 | 1.17 | 1.17
ST | 0 | 0 | 0 | 0 | 0 | 0
STOG | 0 | 0 | 0 | 0 | 0 | 0
STWD | 19.55 | 24.46 | 19.93 | 19.93 | 19.93 | 19.93
WT | 13.44 | 73.44 | 271.56 | 345.45 | 498.68 | 498.68
IGCC | 0 | 0 | 0 | 0 | 0 | 0
DemandResponse | 0 | 0 | 0 | 0 | 0 | 0
IGCC-CCS | 0 | 0 | 0 | 0 | 0 | 0
WT_off | 24.96 | 24.96 | 24.96 | 24.96 | 24.96 | 24.96
PseudoUnit | 0 | 0 | 0 | 0 | 0 | 0
FixedInterchange | 0 | 0 | 0 | 0 | 0 | 0
Base FOM Costs by Reporting Type: NonRTO_Midwest
ReportingType | 2015 | 2020 | 2025 | 2030 | 2035 | 2040
BM | 0 | 0 | 0 | 0 | 316.85 | 584.85
CC | 29.7 | 53.17 | 53.17 | 53.17 | 53.17 | 23.47
CSP | 0 | 0 | 0 | 0 | 0 | 0
CT | 0 | 0 | 0 | 0 | 0 | 0
Coal | 540.18 | 314.66 | 316.63 | 145.43 | 94.19 | 102.43
Geo | 0 | 0 | 0 | 0 | 0 | 0
H | 2.04 | 12.66 | 12.66 | 12.66 | 12.66 | 12.66
LFG | 1.69 | 1.69 | 20.97 | 20.97 | 20.97 | 20.97
Nuc | 0.01 | 0.01 | 0.01 | 123.25 | 123.25 | 123.25
PS | 0 | 0 | 0 | 0 | 0 | 0
PV | 0 | 0 | 0 | 0 | 0 | 0
PeakG | 56.39 | 83.4 | 58.5 | 71.11 | 34.76 | 34.76
PeakO | 0.35 | 0.45 | 0.36 | 0.36 | 0 | 0
ST | 0 | 0 | 0 | 0 | 0 | 0
STOG | 0 | 0 | 0 | 0 | 0 | 0
STWD | 0 | 0 | 0 | 0 | 0 | 0
WT | 2.26 | 2.26 | 2.26 | 2.26 | 2.26 | 2.26
IGCC | 0 | 0 | 0 | 0 | 0 | 0
DemandResponse | 0 | 0 | 0 | 0 | 0 | 0
IGCC-CCS | 0 | 0 | 0 | 0 | 0 | 0
WT_off | 0 | 0 | 0 | 0 | 0 | 0
PseudoUnit | 0 | 0 | 0 | 0 | 0 | 0
FixedInterchange | 0 | 0 | 0 | 0 | 0 | 0
Base FOM Costs by Reporting Type: NYISO_A-F
ReportingType | 2015 | 2020 | 2025 | 2030 | 2035 | 2040
BM | 0 | 0 | 0 | 0 | 0 | 0
CC | 66.36 | 69.33 | 39.33 | 46.09 | 40.56 | 31.36
CSP | 0 | 0 | 0 | 0 | 0 | 0
CT | 0 | 0 | 0 | 0 | 0 | 0
Coal | 0 | 0 | 0 | 0 | 0 | 0
Geo | 0 | 0 | 0 | 0 | 0 | 0
H | 62.6 | 62.6 | 62.6 | 62.6 | 62.6 | 62.6
LFG | 20.8 | 20.8 | 20.8 | 28.97 | 28.97 | 28.97
Nuc | 489.92 | 509.2 | 489.92 | 399.48 | 552.03 | 578.17
PS | 33.52 | 33.52 | 33.52 | 33.52 | 33.52 | 33.52
PV | 0 | 0 | 0 | 0 | 0 | 0
PeakG | 3.78 | 5.56 | 5.31 | 5.31 | 5.31 | 5.31
PeakO | 1.14 | 1.46 | 1.17 | 1.17 | 1.17 | 1.17
ST | 0 | 0 | 0 | 0 | 0 | 0
STOG | 0 | 0 | 0 | 0 | 0 | 0
STWD | 2.76 | 3.45 | 2.81 | 2.81 | 2.81 | 2.81
WT | 113.42 | 133.35 | 396.06 | 422.6 | 422.6 | 422.6
IGCC | 0 | 0 | 0 | 0 | 0 | 0
DemandResponse | 0 | 0 | 0 | 0 | 0 | 0
IGCC-CCS | 0 | 0 | 0 | 0 | 0 | 0
WT_off | 0 | 0 | 0 | 0 | 0 | 0
PseudoUnit | 0 | 0 | 0 | 0 | 0 | 0
FixedInterchange | 0 | 0 | 0 | 0 | 0 | 0
Base FOM Costs by Reporting Type: NYISO_G-I
ReportingType | 2015 | 2020 | 2025 | 2030 | 2035 | 2040
BM | 0 | 0 | 0 | 0 | 80.4 | 80.4
CC | 34.33 | 43.65 | 35.09 | 35.19 | 42.92 | 42.92
CSP | 0 | 0 | 0 | 0 | 0 | 0
CT | 0 | 0 | 0 | 0 | 0 | 0
Coal | 0 | 0 | 0 | 0 | 0 | 0
Geo | 0 | 0 | 0 | 0 | 0 | 0
H | 0.46 | 0.46 | 0.46 | 0.46 | 0.46 | 0.46
LFG | 7.72 | 7.72 | 16.67 | 16.67 | 16.67 | 16.67
Nuc | 297.74 | 323.88 | 297.74 | 297.74 | 452.18 | 231.68
PS | 0 | 0 | 0 | 0 | 0 | 0
PV | 0 | 0 | 0 | 0 | 0 | 0
PeakG | 1.51 | 2.04 | 1.56 | 1.56 | 1.56 | 1.56
PeakO | 2.55 | 3.25 | 2.61 | 2.61 | 2.61 | 2.61
ST | 0 | 0 | 0 | 0 | 0 | 0
STOG | 0 | 0 | 0 | 0 | 0 | 0
STWD | 0 | 0 | 0 | 0 | 0 | 0
WT | 0 | 1.68 | 10.11 | 10.11 | 10.11 | 10.11
IGCC | 0 | 0 | 0 | 0 | 0 | 0
DemandResponse | 0 | 0 | 0 | 0 | 0 | 0
IGCC-CCS | 0 | 0 | 0 | 0 | 0 | 0
WT_off | 0 | 0 | 0 | 0 | 0 | 0
PseudoUnit | 0 | 0 | 0 | 0 | 0 | 0
FixedInterchange | 0 | 0 | 0 | 0 | 0 | 0
Base FOM Costs by Reporting Type: NYISO_J-K
ReportingType | 2015 | 2020 | 2025 | 2030 | 2035 | 2040
BM | 0 | 0 | 0 | 0 | 0 | 0
CC | 125.46 | 154.92 | 127.77 | 138.94 | 152.61 | 152.61
CSP | 0 | 0 | 0 | 0 | 0 | 0
CT | 0 | 0 | 0 | 0 | 0 | 0
Coal | 0 | 0 | 0 | 0 | 0 | 0
Geo | 0 | 0 | 0 | 0 | 0 | 0
H | 0 | 0 | 0 | 0 | 0 | 0
LFG | 14.96 | 14.96 | 14.96 | 23.9 | 23.9 | 23.9
Nuc | 0.01 | 0.01 | 0.01 | 0.01 | 0.01 | 0.01
PS | 0 | 0 | 0 | 0 | 0 | 0
PV | 0.53 | 0.53 | 0.53 | 0.53 | 0.53 | 0.53
PeakG | 54.7 | 77.08 | 56.45 | 62.35 | 66.78 | 66.78
PeakO | 61.69 | 79.16 | 63.78 | 65.02 | 65.02 | 65.02
ST | 0 | 0 | 0 | 0 | 0 | 0
STOG | 144.99 | 171.57 | 146.06 | 146.06 | 120.78 | 114.85
STWD | 0 | 0 | 0 | 0 | 0 | 0
WT | 0 | 0 | 4.77 | 9.26 | 9.26 | 9.26
IGCC | 0 | 0 | 0 | 0 | 0 | 0
DemandResponse | 0 | 0 | 0 | 0 | 0 | 0
IGCC-CCS | 0 | 0 | 0 | 0 | 0 | 0
WT_off | 0 | 0 | 0 | 0 | 81.26 | 81.26
PseudoUnit | 0 | 0 | 0 | 0 | 0 | 0
FixedInterchange | 0 | 0 | 0 | 0 | 0 | 0
Base FOM Costs by Reporting Type: PJM_E
ReportingType | 2015 | 2020 | 2025 | 2030 | 2035 | 2040
BM | 3.02 | 3.02 | 3.02 | 3.02 | 3.02 | 33.4
CC | 297.21 | 359.4 | 312.87 | 330.19 | 322.13 | 319.09
CSP | 0 | 0 | 0 | 0 | 0 | 0
CT | 0.18 | 0.18 | 0.18 | 0.18 | 0.18 | 0
Coal | 67.42 | 74.6 | 31.98 | 32.26 | 34.91 | 34.91
Geo | 0 | 0 | 0 | 0 | 0 | 0
H | 3.85 | 3.85 | 3.85 | 3.85 | 3.85 | 3.85
LFG | 56.83 | 72.83 | 72.83 | 72.83 | 72.83 | 72.83
Nuc | 1239 | 1184.31 | 1149.53 | 1149.53 | 825.73 | 1983.3
PS | 9.5 | 9.5 | 9.5 | 9.5 | 9.5 | 9.5
PV | 0.75 | 0.75 | 0.75 | 0.75 | 0.75 | 0.75
PeakG | 75.2 | 106.43 | 77.64 | 89.79 | 93.22 | 93.22
PeakO | 75.92 | 100.78 | 82.41 | 82.41 | 82.41 | 82.41
ST | 0 | 0 | 0 | 0 | 0 | 0
STOG | 115.25 | 136.37 | 116.9 | 116.9 | 0 | 0
STWD | 0 | 0 | 0 | 0 | 0 | 0
WT | 32.63 | 32.63 | 32.63 | 32.63 | 12.97 | 12.97
IGCC | 0 | 0 | 0 | 0 | 0 | 0
DemandResponse | 0 | 0 | 0 | 0 | 0 | 0
IGCC-CCS | 0 | 0 | 0 | 0 | 0 | 0
WT_off | 0 | 58.67 | 58.67 | 58.67 | 58.67 | 58.67
PseudoUnit | 0 | 0 | 0 | 0 | 0 | 0
FixedInterchange | 0 | 0 | 0 | 0 | 0 | 0
Base FOM Costs by Reporting Type: PJM_ROM
ReportingType | 2015 | 2020 | 2025 | 2030 | 2035 | 2040
BM | 1.81 | 1.81 | 1.81 | 1.81 | 236.97 | 236.97
CC | 142.43 | 174.53 | 145.82 | 151.1 | 172.02 | 120.2
CSP | 0 | 0 | 0 | 0 | 0 | 0
CT | 0.11 | 0.11 | 0.11 | 0.11 | 0 | 0
Coal | 232.6 | 148.54 | 65.4 | 67.2 | 40.06 | 40.06
Geo | 0 | 0 | 0 | 0 | 0 | 0
H | 19.83 | 29.48 | 29.48 | 29.48 | 29.48 | 29.48
LFG | 43.05 | 74.95 | 74.95 | 74.95 | 74.95 | 74.95
Nuc | 733.21 | 756.8 | 733.21 | 772.89 | 1040.53 | 2051.2
PS | 35.92 | 35.92 | 35.92 | 35.92 | 35.92 | 35.92
PV | 0.06 | 22.69 | 35.36 | 38.2 | 38.41 | 39.43
PeakG | 30.83 | 44.67 | 41.32 | 41.32 | 41.32 | 41.32
PeakO | 45.95 | 58.57 | 46.94 | 46.94 | 0 | 0
ST | 0 | 0 | 0 | 0 | 0 | 0
STOG | 155.08 | 183.5 | 157.31 | 157.31 | 0 | 0
STWD | 2.24 | 2.81 | 2.29 | 2.29 | 2.29 | 2.29
WT | 38.48 | 59.54 | 59.54 | 59.54 | 59.54 | 59.54
IGCC | 0 | 0 | 0 | 0 | 0 | 0
DemandResponse | 0 | 0 | 0 | 0 | 0 | 0
IGCC-CCS | 0 | 0 | 0 | 0 | 0 | 0
WT_off | 0 | 0 | 0 | 0 | 0 | 0
PseudoUnit | 0 | 0 | 0 | 0 | 0 | 0
FixedInterchange | 0 | 0 | 0 | 0 | 0 | 0
Base FOM Costs by Reporting Type: PJM_ROR
ReportingType | 2015 | 2020 | 2025 | 2030 | 2035 | 2040
BM | 38.69 | 38.69 | 38.69 | 38.69 | 1060.95 | 1060.95
CC | 532.34 | 690.64 | 617.94 | 644.1 | 663.25 | 545.72
CSP | 0 | 0 | 0 | 0 | 0 | 0
CT | 0.19 | 0.19 | 0.19 | 0.19 | 0 | 0
Coal | 2000.59 | 1215.44 | 344.29 | 349.9 | 375.27 | 458.45
Geo | 0 | 0 | 0 | 0 | 0 | 0
H | 26.17 | 33.33 | 33.33 | 33.33 | 33.33 | 33.33
LFG | 65.06 | 126.87 | 126.87 | 126.87 | 126.87 | 126.87
Nuc | 2917.4 | 3014.07 | 2917.4 | 2998.73 | 2809.9 | 5794.86
PS | 73.14 | 73.14 | 73.14 | 73.14 | 73.14 | 73.14
PV | 0.35 | 0.35 | 0.35 | 0.35 | 0.35 | 0.35
PeakG | 325.76 | 481.29 | 337.93 | 436.45 | 464.24 | 464.24
PeakO | 48.69 | 65.15 | 52.22 | 52.22 | 0 | 0
ST | 0 | 0 | 0 | 0 | 0 | 0
STOG | 93.25 | 110.34 | 94.59 | 94.59 | 0 | 0
STWD | 6.22 | 7.78 | 6.34 | 6.34 | 6.34 | 6.34
WT | 322.6 | 327.98 | 816.6 | 816.6 | 816.6 | 816.6
IGCC | 0 | 0 | 0 | 0 | 0 | 0
DemandResponse | 0 | 0 | 0 | 0 | 0 | 0
IGCC-CCS | 0 | 0 | 0 | 0 | 0 | 0
WT_off | 0 | 0 | 0 | 0 | 0 | 0
PseudoUnit | 0 | 0 | 0 | 0 | 0 | 0
FixedInterchange | 0 | 0 | 0 | 0 | 0 | 0
Base FOM Costs by Reporting Type: SOCO
ReportingType | 2015 | 2020 | 2025 | 2030 | 2035 | 2040
BM | 5.53 | 5.53 | 5.53 | 5.53 | 658.82 | 658.82
CC | 550.99 | 740.57 | 631.33 | 645.4 | 202.97 | 108.84
CSP | 0 | 0 | 0 | 0 | 0 | 0
CT | 0 | 0 | 0 | 0 | 0 | 0
Coal | 482.64 | 230.13 | 94.4 | 100.91 | 102.7 | 102.7
Geo | 0 | 0 | 0 | 0 | 0 | 0
H | 59.74 | 59.74 | 59.74 | 59.74 | 72.09 | 72.09
LFG | 4.46 | 4.46 | 17.39 | 17.39 | 17.39 | 17.39
Nuc | 850.41 | 1045.67 | 1045.67 | 1415.37 | 1967.49 | 2822.81
PS | 39.76 | 39.76 | 39.76 | 39.76 | 39.76 | 39.76
PV | 0 | 0 | 0 | 0 | 0 | 0
PeakG | 178.03 | 264.31 | 184.78 | 155.05 | 154.15 | 154.15
PeakO | 0 | 0 | 0 | 0 | 0 | 0
ST | 0 | 0 | 0 | 0 | 0 | 0
STOG | 0 | 0 | 0 | 0 | 0 | 0
STWD | 21.41 | 26.79 | 21.83 | 21.83 | 21.83 | 21.83
WT | 0 | 0 | 0 | 0 | 0 | 0
IGCC | 0 | 0 | 0 | 0 | 0 | 0
DemandResponse | 0 | 0 | 0 | 0 | 0 | 0
IGCC-CCS | 0 | 0 | 0 | 0 | 0 | 0
WT_off | 0 | 0 | 0 | 0 | 0 | 0
PseudoUnit | 0 | 0 | 0 | 0 | 0 | 0
FixedInterchange | 0 | 0 | 0 | 0 | 0 | 0
Base FOM Costs by Reporting Type: SPP_N
ReportingType | 2015 | 2020 | 2025 | 2030 | 2035 | 2040
BM | 0 | 0 | 0 | 0 | 0 | 0
CC | 41.13 | 52.29 | 42 | 46.53 | 51.42 | 51.42
CSP | 0 | 0 | 0 | 0 | 0 | 0
CT | 0 | 0 | 0 | 0 | 8.62 | 8.62
Coal | 548.33 | 343.39 | 13.8 | 13.8 | 13.8 | 13.8
Geo | 0 | 0 | 0 | 0 | 0 | 0
H | 0.3 | 0.3 | 0.3 | 0.3 | 0.3 | 0.3
LFG | 0.84 | 0.84 | 0.84 | 12.28 | 12.28 | 12.28
Nuc | 160.51 | 168.89 | 168.89 | 168.89 | 168.89 | 168.89
PS | 0 | 0 | 0 | 0 | 0 | 0
PV | 0 | 0 | 0 | 0 | 0 | 0
PeakG | 74.97 | 117.69 | 105.7 | 105.7 | 105.7 | 105.7
PeakO | 34.89 | 44.84 | 35.94 | 35.94 | 35.94 | 35.94
ST | 0 | 0 | 0 | 0 | 0 | 0
STOG | 32.99 | 39.04 | 28.59 | 28.59 | 28.59 | 25.59
STWD | 0 | 0 | 0 | 0 | 0 | 0
WT | 41.99 | 1456.1 | 2010.96 | 2112 | 2113.31 | 2170.48
IGCC | 0 | 0 | 0 | 0 | 0 | 0
DemandResponse | 0 | 0 | 0 | 0 | 0 | 0
IGCC-CCS | 0 | 0 | 0 | 0 | 0 | 0
WT_off | 0 | 0 | 0 | 0 | 0 | 0
PseudoUnit | 0 | 0 | 0 | 0 | 0 | 0
FixedInterchange | 0 | 0 | 0 | 0 | 0 | 0
Base FOM Costs by Reporting Type: SPP_S
ReportingType | 2015 | 2020 | 2025 | 2030 | 2035 | 2040
BM | 0 | 0 | 0 | 0 | 0.74 | 0.74
CC | 327.42 | 415.34 | 336.76 | 365.29 | 401.35 | 404.99
CSP | 0 | 0 | 0 | 0 | 0 | 0
CT | 2.76 | 4.77 | 4.77 | 4.77 | 15.49 | 15.49
Coal | 796.21 | 323.51 | 29.32 | 29.32 | 29.32 | 29.32
Geo | 0 | 0 | 0 | 0 | 0 | 0
H | 30.03 | 30.03 | 30.03 | 30.03 | 31.32 | 31.32
LFG | 2.29 | 2.29 | 2.29 | 13.72 | 13.72 | 13.72
Nuc | 0.01 | 0.01 | 0.01 | 0.01 | 0.01 | 0.01
PS | 10.59 | 10.59 | 10.59 | 10.59 | 10.59 | 10.59
PV | 0 | 0 | 0 | 0 | 0 | 0
PeakG | 60.2 | 87.93 | 62.37 | 76.78 | 82.77 | 82.77
PeakO | 3.36 | 4.54 | 3.63 | 3.63 | 3.64 | 3.66
ST | 0 | 0 | 0 | 0 | 0 | 0
STOG | 290.34 | 343.55 | 294.5 | 294.5 | 294.5 | 294.5
STWD | 2.69 | 3.37 | 2.75 | 2.75 | 2.75 | 2.75
WT | 90.68 | 1222.06 | 1487.39 | 1553.87 | 1553.87 | 1622.91
IGCC | 0 | 0 | 0 | 0 | 0 | 0
DemandResponse | 0 | 0 | 0 | 0 | 0 | 0
IGCC-CCS | 0 | 0 | 0 | 0 | 0 | 0
WT_off | 0 | 0 | 0 | 0 | 0 | 0
PseudoUnit | 0 | 0 | 0 | 0 | 0 | 0
FixedInterchange | 0 | 0 | 0 | 0 | 0 | 0
Base FOM Costs by Reporting Type: TVA
ReportingType | 2015 | 2020 | 2025 | 2030 | 2035 | 2040
BM | 0 | 0 | 0 | 0 | 743.15 | 743.15
CC | 180.99 | 285.96 | 252.83 | 258.69 | 166.69 | 128.43
CSP | 0 | 0 | 0 | 0 | 0 | 0
CT | 0 | 0 | 0 | 0 | 0 | 0
Coal | 446.65 | 305.57 | 146.9 | 25.85 | 0 | 0
Geo | 0 | 0 | 0 | 0 | 0 | 0
H | 72.8 | 73.19 | 73.19 | 73.19 | 73.19 | 73.19
LFG | 1.57 | 1.57 | 14.49 | 14.49 | 14.49 | 14.49
Nuc | 1153.81 | 1199.07 | 1153.81 | 1229.17 | 977.6 | 1844.41
PS | 41.38 | 41.38 | 41.38 | 41.38 | 41.38 | 41.38
PV | 0 | 0 | 0 | 0 | 0 | 0
PeakG | 99.24 | 153.37 | 140.99 | 140.99 | 140.99 | 140.99
PeakO | 1.87 | 2.54 | 1.92 | 2.49 | 0 | 0
ST | 0 | 0 | 0 | 0 | 0 | 0
STOG | 0 | 0 | 0 | 0 | 0 | 0
STWD | 0.16 | 0.2 | 0.16 | 0.16 | 0.16 | 0.16
WT | 0.99 | 0.99 | 0.99 | 0.99 | 0.99 | 0.99
IGCC | 0 | 0 | 0 | 0 | 0 | 0
DemandResponse | 0 | 0 | 0 | 0 | 0 | 0
IGCC-CCS | 0 | 0 | 0 | 0 | 0 | 0
WT_off | 0 | 0 | 0 | 0 | 0 | 0
PseudoUnit | 0 | 0 | 0 | 0 | 0 | 0
FixedInterchange | 0 | 0 | 0 | 0 | 0 | 0
Base FOM Costs by Reporting Type: TVA_Transmission
ReportingType | 2015 | 2020 | 2025 | 2030 | 2035 | 2040
BM | 0 | 0 | 0 | 0 | 0 | 0
CC | 0 | 0 | 0 | 0 | 0 | 0
CSP | 0 | 0 | 0 | 0 | 0 | 0
CT | 0 | 0 | 0 | 0 | 0 | 0
Coal | 0 | 0 | 0 | 0 | 0 | 0
Geo | 0 | 0 | 0 | 0 | 0 | 0
H | 0 | 0 | 0 | 0 | 0 | 0
LFG | 0 | 0 | 0 | 0 | 0 | 0
Nuc | 0 | 0 | 0 | 0 | 0 | 0
PS | 0 | 0 | 0 | 0 | 0 | 0
PV | 0 | 0 | 0 | 0 | 0 | 0
PeakG | 0 | 0 | 0 | 0 | 0 | 0
PeakO | 0 | 0 | 0 | 0 | 0 | 0
ST | 0 | 0 | 0 | 0 | 0 | 0
STOG | 0 | 0 | 0 | 0 | 0 | 0
STWD | 0 | 0 | 0 | 0 | 0 | 0
WT | 0 | 0 | 0 | 0 | 0 | 0
IGCC | 0 | 0 | 0 | 0 | 0 | 0
DemandResponse | 0 | 0 | 0 | 0 | 0 | 0
IGCC-CCS | 0 | 0 | 0 | 0 | 0 | 0
WT_off | 0 | 0 | 0 | 0 | 0 | 0
PseudoUnit | 0 | 0 | 0 | 0 | 0 | 0
FixedInterchange | 0 | 0 | 0 | 0 | 0 | 0
Base FOM Costs by Reporting Type: VACAR
ReportingType | 2015 | 2020 | 2025 | 2030 | 2035 | 2040
BM | 0.09 | 0.09 | 18.79 | 18.79 | 702.15 | 702.15
CC | 316.03 | 345.45 | 319.28 | 327.93 | 211.2 | 143.68
CSP | 0 | 0 | 0 | 0 | 0 | 0
CT | 4.8 | 4.8 | 4.8 | 0 | 0 | 0
Coal | 613.66 | 505.28 | 351.14 | 89.36 | 93.03 | 102.67
Geo | 0 | 0 | 0 | 0 | 0 | 0
H | 30.23 | 30.23 | 30.97 | 30.97 | 30.97 | 30.97
LFG | 7.64 | 20.52 | 20.52 | 20.52 | 20.52 | 20.52
Nuc | 1664.13 | 1955.26 | 1968.69 | 2365.24 | 2428.12 | 4696.17
PS | 62.1 | 62.1 | 62.1 | 62.1 | 62.1 | 62.1
PV | 0.23 | 2.47 | 2.51 | 2.52 | 2.52 | 2.57
PeakG | 142.93 | 209.84 | 148.17 | 188.38 | 74.13 | 74.13
PeakO | 36.13 | 46.34 | 37.33 | 38.01 | 0 | 0
ST | 0 | 0 | 0 | 0 | 0 | 0
STOG | 4.04 | 4.78 | 4.1 | 0 | 0 | 0
STWD | 9.01 | 11.27 | 9.18 | 9.18 | 9.18 | 9.18
WT | 0.03 | 98.25 | 98.25 | 98.25 | 98.25 | 98.25
IGCC | 0 | 0 | 0 | 0 | 0 | 0
DemandResponse | 0 | 0 | 0 | 0 | 0 | 0
IGCC-CCS | 0 | 0 | 0 | 0 | 0 | 0
WT_off | 0.05 | 24.26 | 61.61 | 61.61 | 61.61 | 61.61
PseudoUnit | 0 | 0 | 0 | 0 | 0 | 0
FixedInterchange | 0 | 0 | 0 | 0 | 0 | 0
Base FOM Costs by Reporting Type: IESO
ReportingType | 2015 | 2020 | 2025 | 2030 | 2035 | 2040
BM | 32.8 | 32.8 | 32.8 | 32.8 | 32.8 | 32.8
CC | 18.17 | 18.17 | 18.17 | 18.17 | 18.17 | 18.17
CSP | 0 | 0 | 0 | 0 | 0 | 0
CT | 2.46 | 2.46 | 2.46 | 2.46 | 0 | 0
Coal | 0 | 0 | 0 | 0 | 0 | 0
Geo | 0 | 0 | 0 | 0 | 0 | 0
H | 123.83 | 123.83 | 123.83 | 123.83 | 127.39 | 127.39
LFG | 14.17 | 14.17 | 14.17 | 14.23 | 14.23 | 14.23
Nuc | 1895.33 | 1895.33 | 1895.33 | 1895.33 | 1745.37 | 2079.68
PS | 2.92 | 2.92 | 2.92 | 2.92 | 2.92 | 2.92
PV | 18.26 | 18.26 | 18.26 | 18.26 | 0.44 | 0.44
PeakG | 0 | 0 | 0 | 0 | 0 | 0
PeakO | 0 | 0 | 0 | 0 | 0 | 0
ST | 0 | 0 | 0 | 0 | 0 | 0
STOG | 0 | 0 | 0 | 0 | 0 | 0
STWD | 4.45 | 4.45 | 4.45 | 4.45 | 4.45 | 4.45
WT | 102.92 | 102.92 | 102.92 | 102.92 | 105.96 | 148.34
IGCC | 0 | 0 | 0 | 0 | 0 | 0
DemandResponse | 0 | 0 | 0 | 0 | 0 | 0
IGCC-CCS | 0 | 0 | 0 | 0 | 0 | 0
WT_off | 0 | 0 | 0 | 0 | 0 | 0
PseudoUnit | 0 | 0 | 0 | 0 | 0 | 0
FixedInterchange | 0 | 0 | 0 | 0 | 0 | 0
Base FOM Costs by Reporting Type: MAPP_CA
ReportingType | 2015 | 2020 | 2025 | 2030 | 2035 | 2040
BM | 0 | 0 | 0 | 0 | 0 | 0
CC | 25.75 | 25.75 | 4.05 | 4.05 | 4.05 | 0
CSP | 0 | 0 | 0 | 0 | 0 | 0
CT | 0 | 0 | 0 | 0 | 0 | 0
Coal | 44.25 | 7.31 | 0 | 0 | 0 | 0
Geo | 0 | 0 | 0 | 0 | 0 | 0
H | 92.24 | 102.13 | 123.42 | 147.63 | 158.45 | 158.45
LFG | 0 | 0 | 0 | 0 | 0 | 0
Nuc | 0.01 | 0.01 | 0.01 | 0.01 | 0.01 | 0.01
PS | 0 | 0 | 0 | 0 | 0 | 0
PV | 0 | 0 | 0 | 0 | 0 | 0
PeakG | 9.88 | 9.88 | 0 | 0 | 0 | 0
PeakO | 0.09 | 0.09 | 0 | 0 | 0 | 0
ST | 0 | 0 | 0 | 0 | 0 | 0
STOG | 5.54 | 5.54 | 0 | 0 | 0 | 0
STWD | 0 | 0 | 0 | 0 | 0 | 0
WT | 17.9 | 17.9 | 17.9 | 17.9 | 0 | 0
IGCC | 0 | 0 | 0 | 0 | 0 | 0
DemandResponse | 0 | 0 | 0 | 0 | 0 | 0
IGCC-CCS | 0 | 0 | 0 | 0 | 0 | 0
WT_off | 0 | 0 | 0 | 0 | 0 | 0
PseudoUnit | 0 | 0 | 0 | 0 | 0 | 0
FixedInterchange | 0 | 0 | 0 | 0 | 0 | 0
Base FOM Costs by Reporting Type: AZ_NM_SNV_Coal
ReportingType | 2015 | 2020 | 2025 | 2030 | 2035 | 2040
BM | 0 | 0 | 0 | 0 | 0 | 0
CC | 0 | 0 | 0 | 0 | 0 | 0
CSP | 0 | 0 | 0 | 0 | 0 | 0
CT | 0 | 0 | 0 | 0 | 0 | 0
Coal | 517.21 | 507.59 | 273.89 | 0.63 | 0.71 | 0.76
Geo | 0 | 0 | 0 | 0 | 0 | 0
H | 0 | 0 | 0 | 0 | 0 | 0
LFG | 0 | 0 | 0 | 0 | 0 | 0
Nuc | 0 | 0 | 0 | 0 | 0 | 0
PS | 0 | 0 | 0 | 0 | 0 | 0
PV | 0 | 0 | 0 | 0 | 0 | 0
PeakG | 0 | 0 | 0 | 0 | 0 | 0
PeakO | 5.77 | 7.38 | 6 | 6 | 6 | 6
ST | 0 | 0 | 0 | 0 | 0 | 0
STOG | 0 | 0 | 0 | 0 | 0 | 0
STWD | 0 | 0 | 0 | 0 | 0 | 0
WT | 0 | 0 | 0 | 0 | 0 | 0
IGCC | 0 | 0 | 0 | 0 | 0 | 0
DemandResponse | 0 | 0 | 0 | 0 | 0 | 0
IGCC-CCS | 0 | 0 | 0 | 0 | 0 | 0
WT_off | 0 | 0 | 0 | 0 | 0 | 0
PseudoUnit | 0 | 0 | 0 | 0 | 0 | 0
FixedInterchange | 0 | 0 | 0 | 0 | 0 | 0
Base FOM Costs by Reporting Type: AZ_NM_SNV_Gas
ReportingType | 2015 | 2020 | 2025 | 2030 | 2035 | 2040
BM | 0 | 0 | 0 | 0 | 0 | 0
CC | 442.18 | 581.53 | 473.31 | 499.98 | 390.42 | 293.83
CSP | 0 | 0 | 0 | 0 | 0 | 0
CT | 4.93 | 4.93 | 4.93 | 4.93 | 0 | 0
Coal | 0 | 0 | 0 | 0 | 0 | 0
Geo | 0 | 0 | 0 | 0 | 0 | 0
H | 0 | 0 | 0 | 0 | 0 | 0
LFG | 0 | 0 | 0 | 0 | 0 | 0
Nuc | 0 | 0 | 0 | 0 | 0 | 0
PS | 0 | 0 | 0 | 0 | 0 | 0
PV | 0 | 0 | 0 | 0 | 0 | 0
PeakG | 63.97 | 93.45 | 74.33 | 87.99 | 87.99 | 87.99
PeakO | 0 | 0 | 0 | 0 | 0 | 0
ST | 0 | 0 | 0 | 0 | 0 | 0
STOG | 0 | 0 | 0 | 0 | 0 | 0
STWD | 0 | 0 | 0 | 0 | 0 | 0
WT | 0 | 0 | 0 | 0 | 0 | 0
IGCC | 0 | 0 | 0 | 0 | 0 | 0
DemandResponse | 0 | 0 | 0 | 0 | 0 | 0
IGCC-CCS | 0 | 0 | 0 | 0 | 0 | 0
WT_off | 0 | 0 | 0 | 0 | 0 | 0
PseudoUnit | 0 | 0 | 0 | 0 | 0 | 0
FixedInterchange | 0 | 0 | 0 | 0 | 0 | 0
Base FOM Costs by Reporting Type: AZ_NM_SNV_NucRenew
ReportingType | 2015 | 2020 | 2025 | 2030 | 2035 | 2040
BM | 0 | 0 | 0 | 0 | 410.48 | 657.29
CC | 0 | 0 | 0 | 0 | 0 | 0
CSP | 0 | 0 | 0 | 0 | 0 | 0
CT | 0 | 0 | 0 | 0 | 0 | 0
Coal | 0 | 0 | 0 | 0 | 0 | 0
Geo | 0 | 2.11 | 122.18 | 122.18 | 122.18 | 122.18
H | 44.6 | 44.6 | 44.6 | 44.6 | 44.6 | 44.6
LFG | 0.84 | 0.84 | 8.14 | 8.14 | 8.14 | 8.14
Nuc | 484.16 | 564.17 | 564.17 | 895.7 | 1162.36 | 1162.36
PS | 5.13 | 5.13 | 5.13 | 5.13 | 5.13 | 5.13
PV | 2.38 | 2.38 | 2.38 | 2.38 | 2.38 | 2.38
PeakG | 0 | 0 | 0 | 0 | 0 | 0
PeakO | 0 | 0 | 0 | 0 | 0 | 0
ST | 17.92 | 46.44 | 61.02 | 61.64 | 95.04 | 95.04
STOG | 0 | 0 | 0 | 0 | 0 | 0
STWD | 0.83 | 1.04 | 0.85 | 0.85 | 0.85 | 0.85
WT | 17.57 | 336.19 | 349.24 | 353.02 | 353.02 | 353.02
IGCC | 0 | 0 | 0 | 0 | 0 | 0
DemandResponse | 0 | 0 | 0 | 0 | 0 | 0
IGCC-CCS | 0 | 0 | 0 | 0 | 0 | 0
WT_off | 0 | 0 | 0 | 0 | 0 | 0
PseudoUnit | 0 | 0 | 0 | 0 | 0 | 0
FixedInterchange | 0 | 0 | 0 | 0 | 0 | 0
Base FOM Costs by Reporting Type: ERCOT
ReportingType | 2015 | 2020 | 2025 | 2030 | 2035 | 2040
BM | 14.57 | 14.57 | 14.57 | 14.57 | 408.54 | 408.54
CC | 1084.51 | 1323.9 | 1134.2 | 1163.8 | 920.48 | 823.68
CSP | 0 | 0 | 0 | 0 | 0 | 0
CT | 1.67 | 1.67 | 1.67 | 1.67 | 0 | 0
Coal | 276.97 | 193.15 | 144.34 | 145.99 | 145.99 | 173.94
Geo | 0 | 0 | 0 | 0 | 0 | 0
H | 8.05 | 8.05 | 8.05 | 8.05 | 16.99 | 16.99
LFG | 9.05 | 9.05 | 51.64 | 51.64 | 51.64 | 51.64
Nuc | 574.09 | 734.71 | 741.22 | 1003.61 | 2032.68 | 2334.64
PS | 0 | 0 | 0 | 0 | 0 | 0
PV | 0.25 | 0.25 | 0.25 | 0.25 | 0.25 | 0.25
PeakG | 80.63 | 119.03 | 114.62 | 114.62 | 114.62 | 114.62
PeakO | 1.29 | 1.86 | 1.53 | 1.53 | 1.53 | 1.53
ST | 0 | 0 | 0 | 0 | 0 | 0
STOG | 626.41 | 741.21 | 438.05 | 267.49 | 0 | 0
STWD | 0 | 0 | 0 | 0 | 0 | 0
WT | 315.42 | 315.42 | 868.92 | 868.92 | 868.92 | 952.92
IGCC | 0 | 0 | 0 | 0 | 0 | 0
DemandResponse | 0 | 0 | 0 | 0 | 0 | 0
IGCC-CCS | 0 | 0 | 0 | 0 | 0 | 0
WT_off | 0 | 0 | 0 | 0 | 0 | 0
PseudoUnit | 0 | 0 | 0 | 0 | 0 | 0
FixedInterchange | 0 | 0 | 0 | 0 | 0 | 0
Base FOM Costs by Reporting Type: NP15
ReportingType | 2015 | 2020 | 2025 | 2030 | 2035 | 2040
BM | 0 | 0 | 0 | 0 | 84.75 | 84.75
CC | 215.09 | 274.22 | 228.43 | 243.04 | 269.5 | 269.5
CSP | 0 | 0 | 0 | 0 | 0 | 0
CT | 1.42 | 1.42 | 1.42 | 1.42 | 0 | 0
Coal | 10.94 | 2.13 | 0 | 0 | 0 | 0
Geo | 100.8 | 151.36 | 151.36 | 151.36 | 151.36 | 151.36
H | 125.7 | 125.7 | 125.7 | 125.7 | 125.7 | 125.7
LFG | 10.26 | 55.79 | 78.24 | 78.24 | 78.24 | 78.24
Nuc | 302.44 | 364.27 | 334.86 | 607.03 | 906.89 | 954.94
PS | 53.58 | 53.58 | 53.58 | 53.58 | 53.58 | 53.58
PV | 0.89 | 0.89 | 0.89 | 0.89 | 0.89 | 0.89
PeakG | 56.04 | 82.34 | 58.1 | 74.01 | 78.49 | 78.49
PeakO | 10.26 | 13.08 | 10.48 | 10.49 | 10.49 | 10.49
ST | 1.86 | 1.86 | 1.86 | 1.86 | 1.86 | 6.4
STOG | 133.97 | 158.52 | 130.36 | 130.36 | 36.16 | 36.16
STWD | 14.17 | 17.73 | 14.44 | 14.44 | 14.44 | 14.44
WT | 40.21 | 132.82 | 336.92 | 360.31 | 369.24 | 386.85
IGCC | 0 | 0 | 0 | 0 | 0 | 0
DemandResponse | 0 | 0 | 0 | 0 | 0 | 0
IGCC-CCS | 0 | 0 | 0 | 0 | 0 | 0
WT_off | 0 | 0 | 0 | 0 | 0 | 0
PseudoUnit | 0 | 0 | 0 | 0 | 0 | 0
FixedInterchange | 0 | 0 | 0 | 0 | 0 | 0
Base FOM Costs by Reporting Type: NWPP_Coal
ReportingType | 2015 | 2020 | 2025 | 2030 | 2035 | 2040
BM | 0 | 0 | 0 | 0 | 0 | 0
CC | 0 | 0 | 0 | 0 | 0 | 0
CSP | 0 | 0 | 0 | 0 | 0 | 0
CT | 0 | 0 | 0 | 0 | 0 | 0
Coal | 461.2 | 382.06 | 11.72 | 12.11 | 12.58 | 14.69
Geo | 0 | 0 | 0 | 0 | 0 | 0
H | 0 | 0 | 0 | 0 | 0 | 0
LFG | 0 | 0 | 0 | 0 | 0 | 0
Nuc | 0 | 0 | 0 | 0 | 0 | 0
PS | 0 | 0 | 0 | 0 | 0 | 0
PV | 0 | 0 | 0 | 0 | 0 | 0
PeakG | 0 | 0 | 0 | 0 | 0 | 0
PeakO | 0 | 0 | 0 | 0 | 0 | 0
ST | 0 | 0 | 0 | 0 | 0 | 0
STOG | 0 | 0 | 0 | 0 | 0 | 0
STWD | 0 | 0 | 0 | 0 | 0 | 0
WT | 0 | 0 | 0 | 0 | 0 | 0
IGCC | 0 | 0 | 0 | 0 | 0 | 0
DemandResponse | 0 | 0 | 0 | 0 | 0 | 0
IGCC-CCS | 0 | 0 | 0 | 0 | 0 | 0
WT_off | 0 | 0 | 0 | 0 | 0 | 0
PseudoUnit | 0 | 0 | 0 | 0 | 0 | 0
FixedInterchange | 0 | 0 | 0 | 0 | 0 | 0
Base FOM Costs by Reporting Type: NWPP_Gas
ReportingType | 2015 | 2020 | 2025 | 2030 | 2035 | 2040
BM | 0 | 0 | 0 | 0 | 0 | 0
CC | 177.89 | 224.99 | 181.57 | 181.57 | 4.32 | 0
CSP | 0 | 0 | 0 | 0 | 0 | 0
CT | 1 | 1 | 1 | 1 | 0 | 0
Coal | 0 | 0 | 0 | 0 | 0 | 0
Geo | 0 | 0 | 0 | 0 | 0 | 0
H | 0 | 0 | 0 | 0 | 0 | 0
LFG | 0 | 0 | 0 | 0 | 0 | 0
Nuc | 0 | 0 | 0 | 0 | 0 | 0
PS | 0 | 0 | 0 | 0 | 0 | 0
PV | 0 | 0 | 0 | 0 | 0 | 0
PeakG | 0 | 0 | 0 | 0 | 0 | 0
PeakO | 0 | 0 | 0 | 0 | 0 | 0
ST | 0 | 0 | 0 | 0 | 0 | 0
STOG | 0 | 0 | 0 | 0 | 0 | 0
STWD | 0 | 0 | 0 | 0 | 0 | 0
WT | 0 | 0 | 0 | 0 | 0 | 0
IGCC | 0 | 0 | 0 | 0 | 0 | 0
DemandResponse | 0 | 0 | 0 | 0 | 0 | 0
IGCC-CCS | 0 | 0 | 0 | 0 | 0 | 0
WT_off | 0 | 0 | 0 | 0 | 0 | 0
PseudoUnit | 0 | 0 | 0 | 0 | 0 | 0
FixedInterchange | 0 | 0 | 0 | 0 | 0 | 0
Base FOM Costs by Reporting Type: NWPP_NucRenew
ReportingType | 2015 | 2020 | 2025 | 2030 | 2035 | 2040
BM | 3.27 | 3.27 | 3.27 | 3.27 | 382 | 621.6
CC | 0 | 0 | 0 | 0 | 0 | 0
CSP | 0 | 0 | 0 | 0 | 0 | 0
CT | 0 | 0 | 0 | 0 | 0 | 0
Coal | 0 | 0 | 0 | 0 | 0 | 0
Geo | 35.81 | 35.81 | 72.38 | 72.38 | 72.38 | 72.38
H | 480.54 | 480.54 | 485.31 | 485.31 | 485.31 | 485.31
LFG | 15.5 | 15.5 | 44.91 | 44.91 | 44.91 | 44.91
Nuc | 164.67 | 164.67 | 164.67 | 164.67 | 367.2 | 427.66
PS | 6.12 | 6.12 | 6.12 | 6.12 | 6.12 | 6.12
PV | 0.04 | 0.04 | 0.04 | 0.04 | 0.04 | 0.04
PeakG | 0 | 0 | 0 | 0 | 0 | 0
PeakO | 0 | 0 | 0 | 0 | 0 | 0
ST | 0 | 0 | 0 | 0 | 0 | 0.19
STOG | 0 | 0 | 0 | 0 | 0 | 0
STWD | 17.98 | 22.5 | 18.33 | 18.33 | 18.33 | 18.33
WT | 228.93 | 228.93 | 814.17 | 827.97 | 827.97 | 892.95
IGCC | 0 | 0 | 0 | 0 | 0 | 0
DemandResponse | 0 | 0 | 0 | 0 | 0 | 0
IGCC-CCS | 0 | 0 | 0 | 0 | 0 | 0
WT_off | 0 | 0 | 0 | 0 | 0 | 0
PseudoUnit | 0 | 0 | 0 | 0 | 0 | 0
FixedInterchange | 0 | 0 | 0 | 0 | 0 | 0
Base FOM Costs by Reporting Type: RMPA
ReportingType | 2015 | 2020 | 2025 | 2030 | 2035 | 2040
BM | 0 | 0 | 0 | 0 | 145.05 | 224.46
CC | 79.71 | 116.01 | 96.07 | 114.31 | 64.34 | 44.23
CSP | 0 | 0 | 0 | 0 | 0 | 0
CT | 1.02 | 1.02 | 1.02 | 1.02 | 0 | 0
Coal | 439.16 | 379.44 | 108.5 | 49.68 | 50.04 | 57
Geo | 0 | 0 | 216.56 | 216.56 | 216.56 | 216.56
H | 13.99 | 13.99 | 13.99 | 13.99 | 13.99 | 13.99
LFG | 0.89 | 0.89 | 4.37 | 4.37 | 4.37 | 4.37
Nuc | 0.01 | 0.01 | 0.01 | 178.57 | 178.57 | 178.57
PS | 13.37 | 13.37 | 13.37 | 13.37 | 13.37 | 13.37
PV | 0.31 | 0.31 | 0.31 | 0.31 | 0.31 | 0.31
PeakG | 48.87 | 72.26 | 50.7 | 61.6 | 69.81 | 69.81
PeakO | 3.26 | 4.15 | 3.33 | 3.33 | 3.33 | 3.33
ST | 0.19 | 23.71 | 23.71 | 24.06 | 24.06 | 24.06
STOG | 0 | 0 | 0 | 0 | 0 | 0
STWD | 0 | 0 | 0 | 0 | 0 | 0
WT | 67.62 | 167.14 | 167.14 | 182.2 | 182.2 | 186.01
IGCC | 0 | 0 | 0 | 0 | 0 | 0
DemandResponse | 0 | 0 | 0 | 0 | 0 | 0
IGCC-CCS | 0 | 0 | 0 | 0 | 0 | 0
WT_off | 0 | 0 | 0 | 0 | 0 | 0
PseudoUnit | 0 | 0 | 0 | 0 | 0 | 0
FixedInterchange | 0 | 0 | 0 | 0 | 0 | 0
Base FOM Costs by Reporting Type: SP15
ReportingType | 2015 | 2020 | 2025 | 2030 | 2035 | 2040
BM | 0.6 | 0.6 | 0.6 | 0.6 | 67.8 | 67.8
CC | 330.26 | 408.15 | 342.01 | 351.6 | 385.58 | 395.17
CSP | 0 | 0 | 0 | 0 | 0 | 0
CT | 0 | 0 | 0 | 0 | 0 | 0
Coal | 11.02 | 8.11 | 0 | 0 | 0 | 0
Geo | 86.16 | 208.35 | 208.35 | 208.35 | 208.35 | 208.35
H | 16.57 | 16.57 | 16.57 | 16.57 | 16.57 | 16.57
LFG | 26.93 | 93.8 | 93.8 | 93.8 | 93.8 | 93.8
Nuc | 327.58 | 356.35 | 327.58 | 327.59 | 377.68 | 797.41
PS | 34.19 | 34.19 | 34.19 | 34.19 | 34.19 | 34.19
PV | 1.87 | 1.87 | 1.87 | 1.87 | 1.87 | 1.87
PeakG | 76.73 | 111.44 | 93.22 | 103.59 | 103.59 | 103.59
PeakO | 1.47 | 1.91 | 1.53 | 1.53 | 1.53 | 1.53
ST | 28.67 | 28.67 | 137.58 | 159.24 | 182.88 | 236.4
STOG | 346.17 | 409.61 | 276.7 | 276.7 | 207.62 | 207.62
STWD | 3.81 | 4.77 | 3.89 | 3.89 | 3.89 | 3.89
WT | 71.03 | 112.88 | 468.68 | 468.68 | 468.68 | 468.68
IGCC | 0 | 0 | 0 | 0 | 0 | 0
DemandResponse | 0 | 0 | 0 | 0 | 0 | 0
IGCC-CCS | 0 | 0 | 0 | 0 | 0 | 0
WT_off | 0 | 0 | 0 | 0 | 0 | 0
PseudoUnit | 0 | 0 | 0 | 0 | 0 | 0
FixedInterchange | 0 | 0 | 0 | 0 | 0 | 0
Base FOM Costs by Reporting Type: ALB
ReportingType | 2015 | 2020 | 2025 | 2030 | 2035 | 2040
BM | 0 | 0 | 0 | 0 | 0 | 0
CC | 65.34 | 65.34 | 67.74 | 7.73 | 9.12 | 9.12
CSP | 0 | 0 | 0 | 0 | 0 | 0
CT | 1.35 | 1.35 | 1.35 | 1.35 | 0.48 | 0.48
Coal | 380.9 | 399.22 | 409.09 | 14.69 | 14.69 | 14.69
Geo | 0 | 0 | 0 | 0 | 0 | 0
H | 12.99 | 12.99 | 12.99 | 12.99 | 12.99 | 12.99
LFG | 1.21 | 1.21 | 1.21 | 1.21 | 1.21 | 1.21
Nuc | 0.01 | 0.01 | 0.01 | 782.29 | 796.12 | 797.28
PS | 0 | 0 | 0 | 0 | 0 | 0
PV | 0 | 0 | 0 | 0 | 0 | 0
PeakG | 16.5 | 16.5 | 16.5 | 16.5 | 23.24 | 23.24
PeakO | 0 | 0 | 0 | 0 | 0 | 0
ST | 0 | 0 | 0 | 0 | 0 | 0
STOG | 0 | 0 | 0 | 0 | 0 | 0
STWD | 5.58 | 5.58 | 5.58 | 5.58 | 5.58 | 5.58
WT | 22.94 | 22.94 | 25.5 | 25.5 | 25.5 | 25.5
IGCC | 0 | 0 | 0 | 0 | 0 | 0
DemandResponse | 0 | 0 | 0 | 0 | 0 | 0
IGCC-CCS | 0 | 0 | 0 | 0 | 0 | 0
WT_off | 0 | 0 | 0 | 0 | 0 | 0
PseudoUnit | 0 | 0 | 0 | 0 | 0 | 0
FixedInterchange | 0 | 0 | 0 | 0 | 0 | 0
Base FOM Costs by Reporting Type: BC
ReportingType | 2015 | 2020 | 2025 | 2030 | 2035 | 2040
BM | 0 | 0 | 0 | 0 | 0 | 0
CC | 11.12 | 11.12 | 11.12 | 10.42 | 11.14 | 6.1
CSP | 0 | 0 | 0 | 0 | 0 | 0
CT | 0 | 0 | 0 | 0 | 0 | 0
Coal | 0 | 0 | 0 | 0 | 0 | 0
Geo | 0 | 0 | 0 | 0 | 0 | 0
H | 173.22 | 173.22 | 173.22 | 173.22 | 173.22 | 173.22
LFG | 2.9 | 2.9 | 2.9 | 2.9 | 2.9 | 2.9
Nuc | 0.01 | 0.01 | 0.01 | 48.46 | 48.46 | 48.46
PS | 0 | 0 | 0 | 0 | 0 | 0
PV | 0 | 0 | 0 | 0 | 0 | 0
PeakG | 0 | 0 | 0 | 0 | 0 | 0
PeakO | 0 | 0 | 0 | 0 | 0 | 0
ST | 0 | 0 | 0 | 0 | 0 | 0
STOG | 0 | 0 | 0 | 0 | 0 | 0
STWD | 16.34 | 16.34 | 16.34 | 16.34 | 16.34 | 16.34
WT | 7.53 | 7.53 | 11.91 | 11.91 | 11.91 | 11.91
IGCC | 0 | 0 | 0 | 0 | 0 | 0
DemandResponse | 0 | 0 | 0 | 0 | 0 | 0
IGCC-CCS | 0 | 0 | 0 | 0 | 0 | 0
WT_off | 0 | 0 | 0 | 0 | 0 | 0
PseudoUnit | 0 | 0 | 0 | 0 | 0 | 0
FixedInterchange | 0 | 0 | 0 | 0 | 0 | 0
Base FOM Costs by Reporting Type: HQ_IESO
ReportingType | 2015 | 2020 | 2025 | 2030 | 2035 | 2040
BM | 0 | 0 | 0 | 0 | 0 | 0
CC | 0 | 0 | 0 | 0 | 0 | 0
CSP | 0 | 0 | 0 | 0 | 0 | 0
CT | 0 | 0 | 0 | 0 | 0 | 0
Coal | 0 | 0 | 0 | 0 | 0 | 0
Geo | 0 | 0 | 0 | 0 | 0 | 0
H | 0 | 0 | 0 | 0 | 0 | 0
LFG | 0 | 0 | 0 | 0 | 0 | 0
Nuc | 0.01 | 0.01 | 0.01 | 0.01 | 0.01 | 0.01
PS | 0 | 0 | 0 | 0 | 0 | 0
PV | 0 | 0 | 0 | 0 | 0 | 0
PeakG | 0 | 0 | 0 | 0 | 0 | 0
PeakO | 0 | 0 | 0 | 0 | 0 | 0
ST | 0 | 0 | 0 | 0 | 0 | 0
STOG | 0 | 0 | 0 | 0 | 0 | 0
STWD | 0 | 0 | 0 | 0 | 0 | 0
WT | 0 | 0 | 0 | 0 | 0 | 0
IGCC | 0 | 0 | 0 | 0 | 0 | 0
DemandResponse | 0 | 0 | 0 | 0 | 0 | 0
IGCC-CCS | 0 | 0 | 0 | 0 | 0 | 0
WT_off | 0 | 0 | 0 | 0 | 0 | 0
PseudoUnit | 0 | 0 | 0 | 0 | 0 | 0
FixedInterchange | 0 | 0 | 0 | 0 | 0 | 0
Base FOM Costs by Reporting Type: HQ_NEISO
ReportingType | 2015 | 2020 | 2025 | 2030 | 2035 | 2040
BM | 0 | 0 | 0 | 0 | 0 | 0
CC | 0 | 0 | 0 | 0 | 0 | 0
CSP | 0 | 0 | 0 | 0 | 0 | 0
CT | 0 | 0 | 0 | 0 | 0 | 0
Coal | 0 | 0 | 0 | 0 | 0 | 0
Geo | 0 | 0 | 0 | 0 | 0 | 0
H | 0 | 0 | 0 | 0 | 0 | 0
LFG | 0 | 0 | 0 | 0 | 0 | 0
Nuc | 0.01 | 0.01 | 0.01 | 0.01 | 0.01 | 0.01
PS | 0 | 0 | 0 | 0 | 0 | 0
PV | 0 | 0 | 0 | 0 | 0 | 0
PeakG | 0 | 0 | 0 | 0 | 0 | 0
PeakO | 0 | 0 | 0 | 0 | 0 | 0
ST | 0 | 0 | 0 | 0 | 0 | 0
STOG | 0 | 0 | 0 | 0 | 0 | 0
STWD | 0 | 0 | 0 | 0 | 0 | 0
WT | 0 | 0 | 0 | 0 | 0 | 0
IGCC | 0 | 0 | 0 | 0 | 0 | 0
DemandResponse | 0 | 0 | 0 | 0 | 0 | 0
IGCC-CCS | 0 | 0 | 0 | 0 | 0 | 0
WT_off | 0 | 0 | 0 | 0 | 0 | 0
PseudoUnit | 0 | 4.27 | 4.27 | 4.27 | 4.27 | 4.27
FixedInterchange | 0 | 0 | 0 | 0 | 0 | 0
Base FOM Costs by Reporting Type: HQ_NY
ReportingType | 2015 | 2020 | 2025 | 2030 | 2035 | 2040
BM | 0 | 0 | 0 | 0 | 0 | 0
CC | 0 | 0 | 0 | 0 | 0 | 0
CSP | 0 | 0 | 0 | 0 | 0 | 0
CT | 0 | 0 | 0 | 0 | 0 | 0
Coal | 0 | 0 | 0 | 0 | 0 | 0
Geo | 0 | 0 | 0 | 0 | 0 | 0
H | 0 | 0 | 0 | 0 | 0 | 0
LFG | 0 | 0 | 0 | 0 | 0 | 0
Nuc | 0.01 | 0.01 | 0.01 | 0.01 | 0.01 | 0.01
PS | 0 | 0 | 0 | 0 | 0 | 0
PV | 0 | 0 | 0 | 0 | 0 | 0
PeakG | 0 | 0 | 0 | 0 | 0 | 0
PeakO | 0 | 0 | 0 | 0 | 0 | 0
ST | 0 | 0 | 0 | 0 | 0 | 0
STOG | 0 | 0 | 0 | 0 | 0 | 0
STWD | 0 | 0 | 0 | 0 | 0 | 0
WT | 0 | 0 | 0 | 0 | 0 | 0
IGCC | 0 | 0 | 0 | 0 | 0 | 0
DemandResponse | 0 | 0 | 0 | 0 | 0 | 0
IGCC-CCS | 0 | 0 | 0 | 0 | 0 | 0
WT_off | 0 | 0 | 0 | 0 | 0 | 0
PseudoUnit | 0 | 35.6 | 35.6 | 35.6 | 35.6 | 35.6
FixedInterchange | 0 | 0 | 0 | 0 | 0 | 0
Base FOM Costs by Reporting Type: MARITIMES
ReportingType | 2015 | 2020 | 2025 | 2030 | 2035 | 2040
BM | 0 | 0 | 0 | 0 | 0 | 0
CC | 0 | 0 | 0 | 0 | 0 | 0
CSP | 0 | 0 | 0 | 0 | 0 | 0
CT | 0 | 0 | 0 | 0 | 0 | 0
Coal | 0 | 0 | 0 | 0 | 0 | 0
Geo | 0 | 0 | 0 | 0 | 0 | 0
H | 0 | 0 | 0 | 0 | 0 | 0
LFG | 0 | 0 | 0 | 0 | 0 | 0
Nuc | 0.01 | 0.01 | 0.01 | 0.01 | 0.01 | 0.01
PS | 0 | 0 | 0 | 0 | 0 | 0
PV | 0 | 0 | 0 | 0 | 0 | 0
PeakG | 0 | 0 | 0 | 0 | 0 | 0
PeakO | 0 | 0 | 0 | 0 | 0 | 0
ST | 0 | 0 | 0 | 0 | 0 | 0
STOG | 0 | 0 | 0 | 0 | 0 | 0
STWD | 0 | 0 | 0 | 0 | 0 | 0
WT | 0 | 0 | 0 | 0 | 0 | 0
IGCC | 0 | 0 | 0 | 0 | 0 | 0
DemandResponse | 0 | 0 | 0 | 0 | 0 | 0
IGCC-CCS | 0 | 0 | 0 | 0 | 0 | 0
WT_off | 0 | 0 | 0 | 0 | 0 | 0
PseudoUnit | 0 | 7.12 | 7.12 | 7.12 | 7.12 | 7.12
FixedInterchange | 0 | 0 | 0 | 0 | 0 | 0
Base FOM Costs by Reporting Type: All
ReportingType | 2015 | 2020 | 2025 | 2030 | 2035 | 2040
BM | 125.73 | 125.73 | 144.43 | 144.43 | 6130.35 | 7646.57
CC | 7170.94 | 9055.56 | 7633.96 | 7602.66 | 6489.07 | 5870.11
CSP | 0 | 0 | 0 | 0 | 0 | 0
CT | 42.8 | 46.08 | 46.08 | 47.77 | 36.82 | 36.64
Coal | 11580.14 | 7219.38 | 3415.53 | 2139.53 | 1728.37 | 1956.86
Geo | 226.72 | 401.57 | 774.79 | 774.79 | 774.79 | 774.79
H | 1511 | 1558.98 | 1595.36 | 1619.57 | 1656.93 | 1656.93
LFG | 498.94 | 733.94 | 999.86 | 1086.97 | 1086.97 | 1086.97
Nuc | 16696.36 | 17842.96 | 17608.92 | 22165.86 | 23398.71 | 34662.99
PS | 517.25 | 517.25 | 517.25 | 517.25 | 517.25 | 517.25
PV | 26.7 | 61.25 | 76.31 | 79.23 | 61.62 | 62.71
PeakG | 2041.72 | 2999.1 | 2260.59 | 2568.39 | 2499.24 | 2499.24
PeakO | 541.55 | 710.4 | 563.85 | 509.23 | 369.23 | 369.24
ST | 48.64 | 100.68 | 224.17 | 246.8 | 303.84 | 362.1
STOG | 2332.8 | 2759.31 | 2069.61 | 1813.92 | 950.72 | 918.47
STWD | 158.67 | 191.92 | 161.28 | 161.28 | 161.28 | 161.28
WT | 2034.5 | 6947.2 | 12826.9 | 13225.06 | 13354.03 | 13774.47
IGCC | 30.22 | 30.22 | 30.22 | 30.22 | 30.22 | 30.22
DemandResponse | 0 | 0 | 0 | 0 | 0 | 0
IGCC-CCS | 0 | 0 | 0 | 0 | 0 | 0
WT_off | 25.01 | 107.88 | 145.23 | 145.23 | 226.49 | 226.49
PseudoUnit | 0 | 46.99 | 46.99 | 46.99 | 46.99 | 46.99
FixedInterchange | 0 | 0 | 0 | 0 | 0 | 0
Base FOM Costs by Reporting Type: EI_US
ReportingType | 2015 | 2020 | 2025 | 2030 | 2035 | 2040
BM | 74.48 | 74.48 | 93.18 | 93.18 | 4598.93 | 5549.33
CC | 4720.92 | 6006.38 | 5077.28 | 5007.98 | 4411.96 | 4010.3
CSP | 0 | 0 | 0 | 0 | 0 | 0
CT | 28.95 | 32.23 | 32.23 | 33.91 | 36.34 | 36.16
Coal | 9438.49 | 5340.36 | 2467.99 | 1916.43 | 1504.37 | 1695.78
Geo | 3.95 | 3.95 | 3.95 | 3.95 | 3.95 | 3.95
H | 419.29 | 457.37 | 467.69 | 467.69 | 481.73 | 481.73
LFG | 417.2 | 539.79 | 700.46 | 787.52 | 787.52 | 787.52
Nuc | 12948.03 | 13763.39 | 13581.02 | 16262.59 | 15783.36 | 25881.97
PS | 401.94 | 401.94 | 401.94 | 401.94 | 401.94 | 401.94
PV | 2.71 | 37.26 | 52.31 | 55.23 | 55.45 | 56.54
PeakG | 1689.1 | 2494.21 | 1853.11 | 2110.08 | 2021.5 | 2021.5
PeakO | 519.42 | 681.93 | 540.99 | 486.36 | 346.36 | 346.38
ST | 0 | 0 | 0 | 0 | 0 | 0
STOG | 1220.71 | 1444.43 | 1224.49 | 1139.36 | 706.94 | 674.69
STWD | 95.51 | 119.51 | 97.38 | 97.38 | 97.38 | 97.38
WT | 1142.42 | 5502.52 | 9663.59 | 10005.73 | 10140.62 | 10348.29
IGCC | 30.22 | 30.22 | 30.22 | 30.22 | 30.22 | 30.22
DemandResponse | 0 | 0 | 0 | 0 | 0 | 0
IGCC-CCS | 0 | 0 | 0 | 0 | 0 | 0
WT_off | 25.01 | 107.88 | 145.23 | 145.23 | 226.49 | 226.49
PseudoUnit | 0 | 46.99 | 46.99 | 46.99 | 46.99 | 46.99
FixedInterchange | 0 | 0 | 0 | 0 | 0 | 0
Base FOM Costs by Reporting Type: EI_Canada
ReportingType | 2015 | 2020 | 2025 | 2030 | 2035 | 2040
BM | 32.8 | 32.8 | 32.8 | 32.8 | 32.8 | 32.8
CC | 43.92 | 43.92 | 22.22 | 22.22 | 22.22 | 18.17
CSP | 0 | 0 | 0 | 0 | 0 | 0
CT | 2.46 | 2.46 | 2.46 | 2.46 | 0 | 0
Coal | 44.25 | 7.31 | 0 | 0 | 0 | 0
Geo | 0 | 0 | 0 | 0 | 0 | 0
H | 216.06 | 225.96 | 247.25 | 271.46 | 285.84 | 285.84
LFG | 14.17 | 14.17 | 14.17 | 14.23 | 14.23 | 14.23
Nuc | 1895.36 | 1895.36 | 1895.36 | 1895.36 | 1745.4 | 2079.7
PS | 2.92 | 2.92 | 2.92 | 2.92 | 2.92 | 2.92
PV | 18.26 | 18.26 | 18.26 | 18.26 | 0.44 | 0.44
PeakG | 9.88 | 9.88 | 0 | 0 | 0 | 0
PeakO | 0.09 | 0.09 | 0 | 0 | 0 | 0
ST | 0 | 0 | 0 | 0 | 0 | 0
STOG | 5.54 | 5.54 | 0 | 0 | 0 | 0
STWD | 4.45 | 4.45 | 4.45 | 4.45 | 4.45 | 4.45
WT | 120.82 | 120.82 | 120.82 | 120.82 | 105.96 | 148.34
IGCC | 0 | 0 | 0 | 0 | 0 | 0
DemandResponse | 0 | 0 | 0 | 0 | 0 | 0
IGCC-CCS | 0 | 0 | 0 | 0 | 0 | 0
WT_off | 0 | 0 | 0 | 0 | 0 | 0
PseudoUnit | 0 | 0 | 0 | 0 | 0 | 0
FixedInterchange | 0 | 0 | 0 | 0 | 0 | 0
Base FOM Costs by Reporting Type: EI
ReportingType | 2015 | 2020 | 2025 | 2030 | 2035 | 2040
BM | 107.28 | 107.28 | 125.98 | 125.98 | 4631.72 | 5582.13
CC | 4764.84 | 6050.29 | 5099.51 | 5030.2 | 4434.18 | 4028.47
CSP | 0 | 0 | 0 | 0 | 0 | 0
CT | 31.41 | 34.69 | 34.69 | 36.37 | 36.34 | 36.16
Coal | 9482.74 | 5347.67 | 2467.99 | 1916.43 | 1504.37 | 1695.78
Geo | 3.95 | 3.95 | 3.95 | 3.95 | 3.95 | 3.95
H | 635.35 | 683.33 | 714.94 | 739.15 | 767.57 | 767.57
LFG | 431.38 | 553.96 | 714.64 | 801.75 | 801.75 | 801.75
Nuc | 14843.39 | 15658.74 | 15476.38 | 18157.94 | 17528.75 | 27961.67
PS | 404.86 | 404.86 | 404.86 | 404.86 | 404.86 | 404.86
PV | 20.97 | 55.52 | 70.58 | 73.5 | 55.89 | 56.98
PeakG | 1698.98 | 2504.09 | 1853.11 | 2110.08 | 2021.5 | 2021.5
PeakO | 519.51 | 682.02 | 540.99 | 486.36 | 346.36 | 346.38
ST | 0 | 0 | 0 | 0 | 0 | 0
STOG | 1226.25 | 1449.97 | 1224.49 | 1139.36 | 706.94 | 674.69
STWD | 99.96 | 123.96 | 101.84 | 101.84 | 101.84 | 101.84
WT | 1263.24 | 5623.35 | 9784.42 | 10126.55 | 10246.58 | 10496.63
IGCC | 30.22 | 30.22 | 30.22 | 30.22 | 30.22 | 30.22
DemandResponse | 0 | 0 | 0 | 0 | 0 | 0
IGCC-CCS | 0 | 0 | 0 | 0 | 0 | 0
WT_off | 25.01 | 107.88 | 145.23 | 145.23 | 226.49 | 226.49
PseudoUnit | 0 | 46.99 | 46.99 | 46.99 | 46.99 | 46.99
FixedInterchange | 0 | 0 | 0 | 0 | 0 | 0
Base FOM Costs by Reporting Type: Outside_EI
ReportingType | 2015 | 2020 | 2025 | 2030 | 2035 | 2040
BM | 18.45 | 18.45 | 18.45 | 18.45 | 1498.63 | 2064.44
CC | 2406.1 | 3005.26 | 2534.46 | 2572.46 | 2054.89 | 1841.64
CSP | 0 | 0 | 0 | 0 | 0 | 0
CT | 11.39 | 11.39 | 11.39 | 11.39 | 0.48 | 0.48
Coal | 2097.4 | 1871.71 | 947.54 | 223.1 | 224 | 261.08
Geo | 222.78 | 397.63 | 770.84 | 770.84 | 770.84 | 770.84
H | 875.65 | 875.65 | 880.42 | 880.42 | 889.36 | 889.36
LFG | 67.56 | 179.98 | 285.22 | 285.22 | 285.22 | 285.22
Nuc | 1852.97 | 2184.21 | 2132.54 | 4007.91 | 5869.96 | 6701.32
PS | 112.39 | 112.39 | 112.39 | 112.39 | 112.39 | 112.39
PV | 5.73 | 5.73 | 5.73 | 5.73 | 5.73 | 5.73
PeakG | 342.75 | 495.01 | 407.47 | 458.3 | 477.74 | 477.74
PeakO | 22.04 | 28.38 | 22.86 | 22.87 | 22.87 | 22.87
ST | 48.64 | 100.68 | 224.17 | 246.8 | 303.84 | 362.1
STOG | 1106.55 | 1309.34 | 845.12 | 674.55 | 243.78 | 243.78
STWD | 58.71 | 67.96 | 59.44 | 59.44 | 59.44 | 59.44
WT | 771.26 | 1323.85 | 3042.48 | 3098.51 | 3107.45 | 3277.84
IGCC | 0 | 0 | 0 | 0 | 0 | 0
DemandResponse | 0 | 0 | 0 | 0 | 0 | 0
IGCC-CCS | 0 | 0 | 0 | 0 | 0 | 0
WT_off | 0 | 0 | 0 | 0 | 0 | 0
PseudoUnit | 0 | 0 | 0 | 0 | 0 | 0
FixedInterchange | 0 | 0 | 0 | 0 | 0 | 0
#11 | Retrofit FOM Costs ($million)
Retrofit FOM Costs by Reporting Type: Entergy
ReportingType | 2015 | 2020 | 2025 | 2030 | 2035 | 2040
BM | 0 | 0 | 0 | 0 | 0 | 0
CC | 0 | 0 | 0 | 0 | 0 | 0
CSP | 0 | 0 | 0 | 0 | 0 | 0
CT | 0 | 0 | 0 | 0 | 0 | 0
Coal | 3.17 | 4.81 | 0.42 | 0 | 0 | 0
Geo | 0 | 0 | 0 | 0 | 0 | 0
H | 0 | 0 | 0 | 0 | 0 | 0
LFG | 0 | 0 | 0 | 0 | 0 | 0
Nuc | 0 | 0 | 0 | 0 | 0 | 0
PS | 0 | 0 | 0 | 0 | 0 | 0
PV | 0 | 0 | 0 | 0 | 0 | 0
PeakG | 0 | 0 | 0 | 0 | 0 | 0
PeakO | 0 | 0 | 0 | 0 | 0 | 0
ST | 0 | 0 | 0 | 0 | 0 | 0
STOG | 0 | 0 | 0 | 0 | 0 | 0
STWD | 0 | 0 | 0 | 0 | 0 | 0
WT | 0 | 0 | 0 | 0 | 0 | 0
IGCC | 0 | 0 | 0 | 0 | 0 | 0
DemandResponse | 0 | 0 | 0 | 0 | 0 | 0
IGCC-CCS | 0 | 0 | 0 | 0 | 0 | 0
WT_off | 0 | 0 | 0 | 0 | 0 | 0
PseudoUnit | 0 | 0 | 0 | 0 | 0 | 0
FixedInterchange | 0 | 0 | 0 | 0 | 0 | 0
Retrofit FOM Costs by Reporting Type: FRCC
ReportingType | 2015 | 2020 | 2025 | 2030 | 2035 | 2040
BM | 0 | 0 | 0 | 0 | 0 | 0
CC | 0 | 0 | 0 | 0 | 0 | 0
CSP | 0 | 0 | 0 | 0 | 0 | 0
CT | 0 | 0 | 0 | 0 | 0 | 0
Coal | 9.24 | 9.8 | 9.8 | 10.08 | 10.65 | 10.75
Geo | 0 | 0 | 0 | 0 | 0 | 0
H | 0 | 0 | 0 | 0 | 0 | 0
LFG | 0 | 0 | 0 | 0 | 0 | 0
Nuc | 0 | 0 | 0 | 0 | 0 | 0
PS | 0 | 0 | 0 | 0 | 0 | 0
PV | 0 | 0 | 0 | 0 | 0 | 0
PeakG | 0 | 0 | 0 | 0 | 0 | 0
PeakO | 0 | 0 | 0 | 0 | 0 | 0
ST | 0 | 0 | 0 | 0 | 0 | 0
STOG | 0 | 0 | 0 | 0 | 0 | 0
STWD | 0 | 0 | 0 | 0 | 0 | 0
WT | 0 | 0 | 0 | 0 | 0 | 0
IGCC | 0 | 0 | 0 | 0 | 0 | 0
DemandResponse | 0 | 0 | 0 | 0 | 0 | 0
IGCC-CCS | 0 | 0 | 0 | 0 | 0 | 0
WT_off | 0 | 0 | 0 | 0 | 0 | 0
PseudoUnit | 0 | 0 | 0 | 0 | 0 | 0
FixedInterchange | 0 | 0 | 0 | 0 | 0 | 0
Retrofit FOM Costs by Reporting Type: MAPP_US
ReportingType | 2015 | 2020 | 2025 | 2030 | 2035 | 2040
BM | 0 | 0 | 0 | 0 | 0 | 0
CC | 0 | 0 | 0 | 0 | 0 | 0
CSP | 0 | 0 | 0 | 0 | 0 | 0
CT | 0 | 0 | 0 | 0 | 0 | 0
Coal | 8.63 | 6 | 3.87 | 3.87 | 3.87 | 0.67
Geo | 0 | 0 | 0 | 0 | 0 | 0
H | 0 | 0 | 0 | 0 | 0 | 0
LFG | 0 | 0 | 0 | 0 | 0 | 0
Nuc | 0 | 0 | 0 | 0 | 0 | 0
PS | 0 | 0 | 0 | 0 | 0 | 0
PV | 0 | 0 | 0 | 0 | 0 | 0
PeakG | 0 | 0 | 0 | 0 | 0 | 0
PeakO | 0 | 0 | 0 | 0 | 0 | 0
ST | 0 | 0 | 0 | 0 | 0 | 0
STOG | 0 | 0 | 0 | 0 | 0 | 0
STWD | 0 | 0 | 0 | 0 | 0 | 0
WT | 0 | 0 | 0 | 0 | 0 | 0
IGCC | 0 | 0 | 0 | 0 | 0 | 0
DemandResponse | 0 | 0 | 0 | 0 | 0 | 0
IGCC-CCS | 0 | 0 | 0 | 0 | 0 | 0
WT_off | 0 | 0 | 0 | 0 | 0 | 0
PseudoUnit | 0 | 0 | 0 | 0 | 0 | 0
FixedInterchange | 0 | 0 | 0 | 0 | 0 | 0
Retrofit FOM Costs by Reporting Type: MISO_IN
ReportingType | 2015 | 2020 | 2025 | 2030 | 2035 | 2040
BM | 0 | 0 | 0 | 0 | 0 | 0
CC | 0 | 0 | 0 | 0 | 0 | 0
CSP | 0 | 0 | 0 | 0 | 0 | 0
CT | 0 | 0 | 0 | 0 | 0 | 0
Coal | 71.42 | 73.89 | 29.31 | 29.95 | 30.49 | 30.52
Geo | 0 | 0 | 0 | 0 | 0 | 0
H | 0 | 0 | 0 | 0 | 0 | 0
LFG | 0 | 0 | 0 | 0 | 0 | 0
Nuc | 0 | 0 | 0 | 0 | 0 | 0
PS | 0 | 0 | 0 | 0 | 0 | 0
PV | 0 | 0 | 0 | 0 | 0 | 0
PeakG | 0 | 0 | 0 | 0 | 0 | 0
PeakO | 0 | 0 | 0 | 0 | 0 | 0
ST | 0 | 0 | 0 | 0 | 0 | 0
STOG | 0 | 0 | 0 | 0 | 0 | 0
STWD | 0 | 0 | 0 | 0 | 0 | 0
WT | 0 | 0 | 0 | 0 | 0 | 0
IGCC | 0 | 0 | 0 | 0 | 0 | 0
DemandResponse | 0 | 0 | 0 | 0 | 0 | 0
IGCC-CCS | 0 | 0 | 0 | 0 | 0 | 0
WT_off | 0 | 0 | 0 | 0 | 0 | 0
PseudoUnit | 0 | 0 | 0 | 0 | 0 | 0
FixedInterchange | 0 | 0 | 0 | 0 | 0 | 0
Retrofit FOM Costs by Reporting Type: MISO_MI
ReportingType | 2015 | 2020 | 2025 | 2030 | 2035 | 2040
BM | 0 | 0 | 0 | 0 | 0 | 0
CC | 0 | 0 | 0 | 0 | 0 | 0
CSP | 0 | 0 | 0 | 0 | 0 | 0
CT | 0 | 0 | 0 | 0 | 0 | 0
Coal | 1.92 | 0 | 0 | 0 | 0 | 0
Geo | 0 | 0 | 0 | 0 | 0 | 0
H | 0 | 0 | 0 | 0 | 0 | 0
LFG | 0 | 0 | 0 | 0 | 0 | 0
Nuc | 0 | 0 | 0 | 0 | 0 | 0
PS | 0 | 0 | 0 | 0 | 0 | 0
PV | 0 | 0 | 0 | 0 | 0 | 0
PeakG | 0 | 0 | 0 | 0 | 0 | 0
PeakO | 0 | 0 | 0 | 0 | 0 | 0
ST | 0 | 0 | 0 | 0 | 0 | 0
STOG | 0 | 0 | 0 | 0 | 0 | 0
STWD | 0 | 0 | 0 | 0 | 0 | 0
WT | 0 | 0 | 0 | 0 | 0 | 0
IGCC | 0 | 0 | 0 | 0 | 0 | 0
DemandResponse | 0 | 0 | 0 | 0 | 0 | 0
IGCC-CCS | 0 | 0 | 0 | 0 | 0 | 0
WT_off | 0 | 0 | 0 | 0 | 0 | 0
PseudoUnit | 0 | 0 | 0 | 0 | 0 | 0
FixedInterchange | 0 | 0 | 0 | 0 | 0 | 0
Retrofit FOM Costs by Reporting Type: MISO_MO-IL
ReportingType | 2015 | 2020 | 2025 | 2030 | 2035 | 2040
BM | 0 | 0 | 0 | 0 | 0 | 0
CC | 0 | 0 | 0 | 0 | 0 | 0
CSP | 0 | 0 | 0 | 0 | 0 | 0
CT | 0 | 0 | 0 | 0 | 0 | 0
Coal | 18.68 | 18.21 | 4.99 | 5.13 | 4.55 | 4.55
Geo | 0 | 0 | 0 | 0 | 0 | 0
H | 0 | 0 | 0 | 0 | 0 | 0
LFG | 0 | 0 | 0 | 0 | 0 | 0
Nuc | 0 | 0 | 0 | 0 | 0 | 0
PS | 0 | 0 | 0 | 0 | 0 | 0
PV | 0 | 0 | 0 | 0 | 0 | 0
PeakG | 0 | 0 | 0 | 0 | 0 | 0
PeakO | 0 | 0 | 0 | 0 | 0 | 0
ST | 0 | 0 | 0 | 0 | 0 | 0
STOG | 0 | 0 | 0 | 0 | 0 | 0
STWD | 0 | 0 | 0 | 0 | 0 | 0
WT | 0 | 0 | 0 | 0 | 0 | 0
IGCC | 0 | 0 | 0 | 0 | 0 | 0
DemandResponse | 0 | 0 | 0 | 0 | 0 | 0
IGCC-CCS | 0 | 0 | 0 | 0 | 0 | 0
WT_off | 0 | 0 | 0 | 0 | 0 | 0
PseudoUnit | 0 | 0 | 0 | 0 | 0 | 0
FixedInterchange | 0 | 0 | 0 | 0 | 0 | 0
Retrofit FOM Costs by Reporting Type: MISO_W
ReportingType | 2015 | 2020 | 2025 | 2030 | 2035 | 2040
BM | 0 | 0 | 0 | 0 | 0 | 0
CC | 0 | 0 | 0 | 0 | 0 | 0
CSP | 0 | 0 | 0 | 0 | 0 | 0
CT | 0 | 0 | 0 | 0 | 0 | 0
Coal | 32.86 | 34.83 | 20.18 | 20.18 | 5.98 | 5.98
Geo | 0 | 0 | 0 | 0 | 0 | 0
H | 0 | 0 | 0 | 0 | 0 | 0
LFG | 0 | 0 | 0 | 0 | 0 | 0
Nuc | 0 | 0 | 0 | 0 | 0 | 0
PS | 0 | 0 | 0 | 0 | 0 | 0
PV | 0 | 0 | 0 | 0 | 0 | 0
PeakG | 0 | 0 | 0 | 0 | 0 | 0
PeakO | 0 | 0 | 0 | 0 | 0 | 0
ST | 0 | 0 | 0 | 0 | 0 | 0
STOG | 0 | 0 | 0 | 0 | 0 | 0
STWD | 0 | 0 | 0 | 0 | 0 | 0
WT | 0 | 0 | 0 | 0 | 0 | 0
IGCC | 0 | 0 | 0 | 0 | 0 | 0
DemandResponse | 0 | 0 | 0 | 0 | 0 | 0
IGCC-CCS | 0 | 0 | 0 | 0 | 0 | 0
WT_off | 0 | 0 | 0 | 0 | 0 | 0
PseudoUnit | 0 | 0 | 0 | 0 | 0 | 0
FixedInterchange | 0 | 0 | 0 | 0 | 0 | 0
Retrofit FOM Costs by Reporting Type: MISO_WUMS
ReportingType | 2015 | 2020 | 2025 | 2030 | 2035 | 2040
BM | 0 | 0 | 0 | 0 | 0 | 0
CC | 0 | 0 | 0 | 0 | 0 | 0
CSP | 0 | 0 | 0 | 0 | 0 | 0
CT | 0 | 0 | 0 | 0 | 0 | 0
Coal | 23.13 | 7.75 | 7.86 | 7.94 | 7.45 | 7.63
Geo | 0 | 0 | 0 | 0 | 0 | 0
H | 0 | 0 | 0 | 0 | 0 | 0
LFG | 0 | 0 | 0 | 0 | 0 | 0
Nuc | 0 | 0 | 0 | 0 | 0 | 0
PS | 0 | 0 | 0 | 0 | 0 | 0
PV | 0 | 0 | 0 | 0 | 0 | 0
PeakG | 0 | 0 | 0 | 0 | 0 | 0
PeakO | 0 | 0 | 0 | 0 | 0 | 0
ST | 0 | 0 | 0 | 0 | 0 | 0
STOG | 0 | 0 | 0 | 0 | 0 | 0
STWD | 0 | 0 | 0 | 0 | 0 | 0
WT | 0 | 0 | 0 | 0 | 0 | 0
IGCC | 0 | 0 | 0 | 0 | 0 | 0
DemandResponse | 0 | 0 | 0 | 0 | 0 | 0
IGCC-CCS | 0 | 0 | 0 | 0 | 0 | 0
WT_off | 0 | 0 | 0 | 0 | 0 | 0
PseudoUnit | 0 | 0 | 0 | 0 | 0 | 0
FixedInterchange | 0 | 0 | 0 | 0 | 0 | 0
Retrofit FOM Costs by Reporting Type: Nebraska
ReportingType | 2015 | 2020 | 2025 | 2030 | 2035 | 2040
BM | 0 | 0 | 0 | 0 | 0 | 0
CC | 0 | 0 | 0 | 0 | 0 | 0
CSP | 0 | 0 | 0 | 0 | 0 | 0
CT | 0 | 0 | 0 | 0 | 0 | 0
Coal | 4.88 | 4.98 | 5.13 | 5.2 | 5.27 | 5.27
Geo | 0 | 0 | 0 | 0 | 0 | 0
H | 0 | 0 | 0 | 0 | 0 | 0
LFG | 0 | 0 | 0 | 0 | 0 | 0
Nuc | 0 | 0 | 0 | 0 | 0 | 0
PS | 0 | 0 | 0 | 0 | 0 | 0
PV | 0 | 0 | 0 | 0 | 0 | 0
PeakG | 0 | 0 | 0 | 0 | 0 | 0
PeakO | 0 | 0 | 0 | 0 | 0 | 0
ST | 0 | 0 | 0 | 0 | 0 | 0
STOG | 0 | 0 | 0 | 0 | 0 | 0
STWD | 0 | 0 | 0 | 0 | 0 | 0
WT | 0 | 0 | 0 | 0 | 0 | 0
IGCC | 0 | 0 | 0 | 0 | 0 | 0
DemandResponse | 0 | 0 | 0 | 0 | 0 | 0
IGCC-CCS | 0 | 0 | 0 | 0 | 0 | 0
WT_off | 0 | 0 | 0 | 0 | 0 | 0
PseudoUnit | 0 | 0 | 0 | 0 | 0 | 0
FixedInterchange | 0 | 0 | 0 | 0 | 0 | 0
Retrofit FOM Costs by Reporting Type: NEISO
ReportingType | 2015 | 2020 | 2025 | 2030 | 2035 | 2040
BM | 0 | 0 | 0 | 0 | 0 | 0
CC | 0 | 0 | 0 | 0 | 0 | 0
CSP | 0 | 0 | 0 | 0 | 0 | 0
CT | 0 | 0 | 0 | 0 | 0 | 0
Coal | 4.08 | 0 | 0 | 0 | 0 | 0
Geo | 0 | 0 | 0 | 0 | 0 | 0
H | 0 | 0 | 0 | 0 | 0 | 0
LFG | 0 | 0 | 0 | 0 | 0 | 0
Nuc | 0 | 0 | 0 | 0 | 0 | 0
PS | 0 | 0 | 0 | 0 | 0 | 0
PV | 0 | 0 | 0 | 0 | 0 | 0
PeakG | 0 | 0 | 0 | 0 | 0 | 0
PeakO | 0 | 0 | 0 | 0 | 0 | 0
ST | 0 | 0 | 0 | 0 | 0 | 0
STOG | 0 | 0 | 0 | 0 | 0 | 0
STWD | 0 | 0 | 0 | 0 | 0 | 0
WT | 0 | 0 | 0 | 0 | 0 | 0
IGCC | 0 | 0 | 0 | 0 | 0 | 0
DemandResponse | 0 | 0 | 0 | 0 | 0 | 0
IGCC-CCS | 0 | 0 | 0 | 0 | 0 | 0
WT_off | 0 | 0 | 0 | 0 | 0 | 0
PseudoUnit | 0 | 0 | 0 | 0 | 0 | 0
FixedInterchange | 0 | 0 | 0 | 0 | 0 | 0
Retrofit FOM Costs by Reporting Type: NonRTO_Midwest
ReportingType | 2015 | 2020 | 2025 | 2030 | 2035 | 2040
BM | 0 | 0 | 0 | 0 | 0 | 0
CC | 0 | 0 | 0 | 0 | 0 | 0
CSP | 0 | 0 | 0 | 0 | 0 | 0
CT | 0 | 0 | 0 | 0 | 0 | 0
Coal | 67.93 | 46.05 | 45 | 18.8 | 15.06 | 15.06
Geo | 0 | 0 | 0 | 0 | 0 | 0
H | 0 | 0 | 0 | 0 | 0 | 0
LFG | 0 | 0 | 0 | 0 | 0 | 0
Nuc | 0 | 0 | 0 | 0 | 0 | 0
PS | 0 | 0 | 0 | 0 | 0 | 0
PV | 0 | 0 | 0 | 0 | 0 | 0
PeakG | 0 | 0 | 0 | 0 | 0 | 0
PeakO | 0 | 0 | 0 | 0 | 0 | 0
ST | 0 | 0 | 0 | 0 | 0 | 0
STOG | 0 | 0 | 0 | 0 | 0 | 0
STWD | 0 | 0 | 0 | 0 | 0 | 0
WT | 0 | 0 | 0 | 0 | 0 | 0
IGCC | 0 | 0 | 0 | 0 | 0 | 0
DemandResponse | 0 | 0 | 0 | 0 | 0 | 0
IGCC-CCS | 0 | 0 | 0 | 0 | 0 | 0
WT_off | 0 | 0 | 0 | 0 | 0 | 0
PseudoUnit | 0 | 0 | 0 | 0 | 0 | 0
FixedInterchange | 0 | 0 | 0 | 0 | 0 | 0
Retrofit FOM Costs by Reporting Type: NYISO_A-F
ReportingType | 2015 | 2020 | 2025 | 2030 | 2035 | 2040
BM | 0 | 0 | 0 | 0 | 0 | 0
CC | 0 | 0 | 0 | 0 | 0 | 0
CSP | 0 | 0 | 0 | 0 | 0 | 0
CT | 0 | 0 | 0 | 0 | 0 | 0
Coal | 0 | 0 | 0 | 0 | 0 | 0
Geo | 0 | 0 | 0 | 0 | 0 | 0
H | 0 | 0 | 0 | 0 | 0 | 0
LFG | 0 | 0 | 0 | 0 | 0 | 0
Nuc | 0 | 0 | 0 | 0 | 0 | 0
PS | 0 | 0 | 0 | 0 | 0 | 0
PV | 0 | 0 | 0 | 0 | 0 | 0
PeakG | 0 | 0 | 0 | 0 | 0 | 0
PeakO | 0 | 0 | 0 | 0 | 0 | 0
ST | 0 | 0 | 0 | 0 | 0 | 0
STOG | 0 | 0 | 0 | 0 | 0 | 0
STWD | 0 | 0 | 0 | 0 | 0 | 0
WT | 0 | 0 | 0 | 0 | 0 | 0
IGCC | 0 | 0 | 0 | 0 | 0 | 0
DemandResponse | 0 | 0 | 0 | 0 | 0 | 0
IGCC-CCS | 0 | 0 | 0 | 0 | 0 | 0
WT_off | 0 | 0 | 0 | 0 | 0 | 0
PseudoUnit | 0 | 0 | 0 | 0 | 0 | 0
FixedInterchange | 0 | 0 | 0 | 0 | 0 | 0
Retrofit FOM Costs by Reporting Type: NYISO_G-I
ReportingType | 2015 | 2020 | 2025 | 2030 | 2035 | 2040
BM | 0 | 0 | 0 | 0 | 0 | 0
CC | 0 | 0 | 0 | 0 | 0 | 0
CSP | 0 | 0 | 0 | 0 | 0 | 0
CT | 0 | 0 | 0 | 0 | 0 | 0
Coal | 0 | 0 | 0 | 0 | 0 | 0
Geo | 0 | 0 | 0 | 0 | 0 | 0
H | 0 | 0 | 0 | 0 | 0 | 0
LFG | 0 | 0 | 0 | 0 | 0 | 0
Nuc | 0 | 0 | 0 | 0 | 0 | 0
PS | 0 | 0 | 0 | 0 | 0 | 0
PV | 0 | 0 | 0 | 0 | 0 | 0
PeakG | 0 | 0 | 0 | 0 | 0 | 0
PeakO | 0 | 0 | 0 | 0 | 0 | 0
ST | 0 | 0 | 0 | 0 | 0 | 0
STOG | 0 | 0 | 0 | 0 | 0 | 0
STWD | 0 | 0 | 0 | 0 | 0 | 0
WT | 0 | 0 | 0 | 0 | 0 | 0
IGCC | 0 | 0 | 0 | 0 | 0 | 0
DemandResponse | 0 | 0 | 0 | 0 | 0 | 0
IGCC-CCS | 0 | 0 | 0 | 0 | 0 | 0
WT_off | 0 | 0 | 0 | 0 | 0 | 0
PseudoUnit | 0 | 0 | 0 | 0 | 0 | 0
FixedInterchange | 0 | 0 | 0 | 0 | 0 | 0
Retrofit FOM Costs by Reporting Type: NYISO_J-K
ReportingType | 2015 | 2020 | 2025 | 2030 | 2035 | 2040
BM | 0 | 0 | 0 | 0 | 0 | 0
CC | 0 | 0 | 0 | 0 | 0 | 0
CSP | 0 | 0 | 0 | 0 | 0 | 0
CT | 0 | 0 | 0 | 0 | 0 | 0
Coal | 0 | 0 | 0 | 0 | 0 | 0
Geo | 0 | 0 | 0 | 0 | 0 | 0
H | 0 | 0 | 0 | 0 | 0 | 0
LFG | 0 | 0 | 0 | 0 | 0 | 0
Nuc | 0 | 0 | 0 | 0 | 0 | 0
PS | 0 | 0 | 0 | 0 | 0 | 0
PV | 0 | 0 | 0 | 0 | 0 | 0
PeakG | 0 | 0 | 0 | 0 | 0 | 0
PeakO | 0 | 0 | 0 | 0 | 0 | 0
ST | 0 | 0 | 0 | 0 | 0 | 0
STOG | 0 | 0 | 0 | 0 | 0 | 0
STWD | 0 | 0 | 0 | 0 | 0 | 0
WT | 0 | 0 | 0 | 0 | 0 | 0
IGCC | 0 | 0 | 0 | 0 | 0 | 0
DemandResponse | 0 | 0 | 0 | 0 | 0 | 0
IGCC-CCS | 0 | 0 | 0 | 0 | 0 | 0
WT_off | 0 | 0 | 0 | 0 | 0 | 0
PseudoUnit | 0 | 0 | 0 | 0 | 0 | 0
FixedInterchange | 0 | 0 | 0 | 0 | 0 | 0
Retrofit FOM Costs by Reporting Type: PJM_E
ReportingType | 2015 | 2020 | 2025 | 2030 | 2035 | 2040
BM | 0 | 0 | 0 | 0 | 0 | 0
CC | 0 | 0 | 0 | 0 | 0 | 0
CSP | 0 | 0 | 0 | 0 | 0 | 0
CT | 0 | 0 | 0 | 0 | 0 | 0
Coal | 2.35 | 2.35 | 1.28 | 1.28 | 1.38 | 1.55
Geo | 0 | 0 | 0 | 0 | 0 | 0
H | 0 | 0 | 0 | 0 | 0 | 0
LFG | 0 | 0 | 0 | 0 | 0 | 0
Nuc | 0 | 0 | 0 | 0 | 0 | 0
PS | 0 | 0 | 0 | 0 | 0 | 0
PV | 0 | 0 | 0 | 0 | 0 | 0
PeakG | 0 | 0 | 0 | 0 | 0 | 0
PeakO | 0 | 0 | 0 | 0 | 0 | 0
ST | 0 | 0 | 0 | 0 | 0 | 0
STOG | 0 | 0 | 0 | 0 | 0 | 0
STWD | 0 | 0 | 0 | 0 | 0 | 0
WT | 0 | 0 | 0 | 0 | 0 | 0
IGCC | 0 | 0 | 0 | 0 | 0 | 0
DemandResponse | 0 | 0 | 0 | 0 | 0 | 0
IGCC-CCS | 0 | 0 | 0 | 0 | 0 | 0
WT_off | 0 | 0 | 0 | 0 | 0 | 0
PseudoUnit | 0 | 0 | 0 | 0 | 0 | 0
FixedInterchange | 0 | 0 | 0 | 0 | 0 | 0
Retrofit FOM Costs by Reporting Type: PJM_ROM
ReportingType | 2015 | 2020 | 2025 | 2030 | 2035 | 2040
BM | 0 | 0 | 0 | 0 | 0 | 0
CC | 0 | 0 | 0 | 0 | 0 | 0
CSP | 0 | 0 | 0 | 0 | 0 | 0
CT | 0 | 0 | 0 | 0 | 0 | 0
Coal | 16.9 | 15.56 | 5.55 | 5.61 | 5.3 | 5.32
Geo | 0 | 0 | 0 | 0 | 0 | 0
H | 0 | 0 | 0 | 0 | 0 | 0
LFG | 0 | 0 | 0 | 0 | 0 | 0
Nuc | 0 | 0 | 0 | 0 | 0 | 0
PS | 0 | 0 | 0 | 0 | 0 | 0
PV | 0 | 0 | 0 | 0 | 0 | 0
PeakG | 0 | 0 | 0 | 0 | 0 | 0
PeakO | 0 | 0 | 0 | 0 | 0 | 0
ST | 0 | 0 | 0 | 0 | 0 | 0
STOG | 0 | 0 | 0 | 0 | 0 | 0
STWD | 0 | 0 | 0 | 0 | 0 | 0
WT | 0 | 0 | 0 | 0 | 0 | 0
IGCC | 0 | 0 | 0 | 0 | 0 | 0
DemandResponse | 0 | 0 | 0 | 0 | 0 | 0
IGCC-CCS | 0 | 0 | 0 | 0 | 0 | 0
WT_off | 0 | 0 | 0 | 0 | 0 | 0
PseudoUnit | 0 | 0 | 0 | 0 | 0 | 0
FixedInterchange | 0 | 0 | 0 | 0 | 0 | 0
Retrofit FOM Costs by Reporting Type: PJM_ROR
ReportingType | 2015 | 2020 | 2025 | 2030 | 2035 | 2040
BM | 0 | 0 | 0 | 0 | 0 | 0
CC | 0 | 0 | 0 | 0 | 0 | 0
CSP | 0 | 0 | 0 | 0 | 0 | 0
CT | 0 | 0 | 0 | 0 | 0 | 0
Coal | 136.49 | 129.49 | 30.4 | 31.71 | 32.44 | 32.47
Geo | 0 | 0 | 0 | 0 | 0 | 0
H | 0 | 0 | 0 | 0 | 0 | 0
LFG | 0 | 0 | 0 | 0 | 0 | 0
Nuc | 0 | 0 | 0 | 0 | 0 | 0
PS | 0 | 0 | 0 | 0 | 0 | 0
PV | 0 | 0 | 0 | 0 | 0 | 0
PeakG | 0 | 0 | 0 | 0 | 0 | 0
PeakO | 0 | 0 | 0 | 0 | 0 | 0
ST | 0 | 0 | 0 | 0 | 0 | 0
STOG | 0 | 0 | 0 | 0 | 0 | 0
STWD | 0 | 0 | 0 | 0 | 0 | 0
WT | 0 | 0 | 0 | 0 | 0 | 0
IGCC | 0 | 0 | 0 | 0 | 0 | 0
DemandResponse | 0 | 0 | 0 | 0 | 0 | 0
IGCC-CCS | 0 | 0 | 0 | 0 | 0 | 0
WT_off | 0 | 0 | 0 | 0 | 0 | 0
PseudoUnit | 0 | 0 | 0 | 0 | 0 | 0
FixedInterchange | 0 | 0 | 0 | 0 | 0 | 0
Retrofit FOM Costs by Reporting Type: SOCO
ReportingType | 2015 | 2020 | 2025 | 2030 | 2035 | 2040
BM | 0 | 0 | 0 | 0 | 0 | 0
CC | 0 | 0 | 0 | 0 | 0 | 0
CSP | 0 | 0 | 0 | 0 | 0 | 0
CT | 0 | 0 | 0 | 0 | 0 | 0
Coal | 47.81 | 30.58 | 14.2 | 14.2 | 14.2 | 14.2
Geo | 0 | 0 | 0 | 0 | 0 | 0
H | 0 | 0 | 0 | 0 | 0 | 0
LFG | 0 | 0 | 0 | 0 | 0 | 0
Nuc | 0 | 0 | 0 | 0 | 0 | 0
PS | 0 | 0 | 0 | 0 | 0 | 0
PV | 0 | 0 | 0 | 0 | 0 | 0
PeakG | 0 | 0 | 0 | 0 | 0 | 0
PeakO | 0 | 0 | 0 | 0 | 0 | 0
ST | 0 | 0 | 0 | 0 | 0 | 0
STOG | 0 | 0 | 0 | 0 | 0 | 0
STWD | 0 | 0 | 0 | 0 | 0 | 0
WT | 0 | 0 | 0 | 0 | 0 | 0
IGCC | 0 | 0 | 0 | 0 | 0 | 0
DemandResponse | 0 | 0 | 0 | 0 | 0 | 0
IGCC-CCS | 0 | 0 | 0 | 0 | 0 | 0
WT_off | 0 | 0 | 0 | 0 | 0 | 0
PseudoUnit | 0 | 0 | 0 | 0 | 0 | 0
FixedInterchange | 0 | 0 | 0 | 0 | 0 | 0
Retrofit FOM Costs by Reporting Type: SPP_N
ReportingType | 2015 | 2020 | 2025 | 2030 | 2035 | 2040
BM | 0 | 0 | 0 | 0 | 0 | 0
CC | 0 | 0 | 0 | 0 | 0 | 0
CSP | 0 | 0 | 0 | 0 | 0 | 0
CT | 0 | 0 | 0 | 0 | 0 | 0
Coal | 35.72 | 29.94 | 0 | 0 | 0 | 0
Geo | 0 | 0 | 0 | 0 | 0 | 0
H | 0 | 0 | 0 | 0 | 0 | 0
LFG | 0 | 0 | 0 | 0 | 0 | 0
Nuc | 0 | 0 | 0 | 0 | 0 | 0
PS | 0 | 0 | 0 | 0 | 0 | 0
PV | 0 | 0 | 0 | 0 | 0 | 0
PeakG | 0 | 0 | 0 | 0 | 0 | 0
PeakO | 0 | 0 | 0 | 0 | 0 | 0
ST | 0 | 0 | 0 | 0 | 0 | 0
STOG | 0 | 0 | 0 | 0 | 0 | 0
STWD | 0 | 0 | 0 | 0 | 0 | 0
WT | 0 | 0 | 0 | 0 | 0 | 0
IGCC | 0 | 0 | 0 | 0 | 0 | 0
DemandResponse | 0 | 0 | 0 | 0 | 0 | 0
IGCC-CCS | 0 | 0 | 0 | 0 | 0 | 0
WT_off | 0 | 0 | 0 | 0 | 0 | 0
PseudoUnit | 0 | 0 | 0 | 0 | 0 | 0
FixedInterchange | 0 | 0 | 0 | 0 | 0 | 0
Retrofit FOM Costs by Reporting Type: SPP_S
ReportingType | 2015 | 2020 | 2025 | 2030 | 2035 | 2040
BM | 0 | 0 | 0 | 0 | 0 | 0
CC | 0 | 0 | 0 | 0 | 0 | 0
CSP | 0 | 0 | 0 | 0 | 0 | 0
CT | 0 | 0 | 0 | 0 | 0 | 0
Coal | 15.96 | 19.2 | 0 | 0 | 0 | 0
Geo | 0 | 0 | 0 | 0 | 0 | 0
H | 0 | 0 | 0 | 0 | 0 | 0
LFG | 0 | 0 | 0 | 0 | 0 | 0
Nuc | 0 | 0 | 0 | 0 | 0 | 0
PS | 0 | 0 | 0 | 0 | 0 | 0
PV | 0 | 0 | 0 | 0 | 0 | 0
PeakG | 0 | 0 | 0 | 0 | 0 | 0
PeakO | 0 | 0 | 0 | 0 | 0 | 0
ST | 0 | 0 | 0 | 0 | 0 | 0
STOG | 0 | 0 | 0 | 0 | 0 | 0
STWD | 0 | 0 | 0 | 0 | 0 | 0
WT | 0 | 0 | 0 | 0 | 0 | 0
IGCC | 0 | 0 | 0 | 0 | 0 | 0
DemandResponse | 0 | 0 | 0 | 0 | 0 | 0
IGCC-CCS | 0 | 0 | 0 | 0 | 0 | 0
WT_off | 0 | 0 | 0 | 0 | 0 | 0
PseudoUnit | 0 | 0 | 0 | 0 | 0 | 0
FixedInterchange | 0 | 0 | 0 | 0 | 0 | 0
Retrofit FOM Costs by Reporting Type: TVA
ReportingType | 2015 | 2020 | 2025 | 2030 | 2035 | 2040
BM | 0 | 0 | 0 | 0 | 0 | 0
CC | 0 | 0 | 0 | 0 | 0 | 0
CSP | 0 | 0 | 0 | 0 | 0 | 0
CT | 0 | 0 | 0 | 0 | 0 | 0
Coal | 33.12 | 25.86 | 12.77 | 0.43 | 0 | 0
Geo | 0 | 0 | 0 | 0 | 0 | 0
H | 0 | 0 | 0 | 0 | 0 | 0
LFG | 0 | 0 | 0 | 0 | 0 | 0
Nuc | 0 | 0 | 0 | 0 | 0 | 0
PS | 0 | 0 | 0 | 0 | 0 | 0
PV | 0 | 0 | 0 | 0 | 0 | 0
PeakG | 0 | 0 | 0 | 0 | 0 | 0
PeakO | 0 | 0 | 0 | 0 | 0 | 0
ST | 0 | 0 | 0 | 0 | 0 | 0
STOG | 0 | 0 | 0 | 0 | 0 | 0
STWD | 0 | 0 | 0 | 0 | 0 | 0
WT | 0 | 0 | 0 | 0 | 0 | 0
IGCC | 0 | 0 | 0 | 0 | 0 | 0
DemandResponse | 0 | 0 | 0 | 0 | 0 | 0
IGCC-CCS | 0 | 0 | 0 | 0 | 0 | 0
WT_off | 0 | 0 | 0 | 0 | 0 | 0
PseudoUnit | 0 | 0 | 0 | 0 | 0 | 0
FixedInterchange | 0 | 0 | 0 | 0 | 0 | 0
Retrofit FOM Costs by Reporting Type: TVA_Transmission
ReportingType | 2015 | 2020 | 2025 | 2030 | 2035 | 2040
BM | 0 | 0 | 0 | 0 | 0 | 0
CC | 0 | 0 | 0 | 0 | 0 | 0
CSP | 0 | 0 | 0 | 0 | 0 | 0
CT | 0 | 0 | 0 | 0 | 0 | 0
Coal | 0 | 0 | 0 | 0 | 0 | 0
Geo | 0 | 0 | 0 | 0 | 0 | 0
H | 0 | 0 | 0 | 0 | 0 | 0
LFG | 0 | 0 | 0 | 0 | 0 | 0
Nuc | 0 | 0 | 0 | 0 | 0 | 0
PS | 0 | 0 | 0 | 0 | 0 | 0
PV | 0 | 0 | 0 | 0 | 0 | 0
PeakG | 0 | 0 | 0 | 0 | 0 | 0
PeakO | 0 | 0 | 0 | 0 | 0 | 0
ST | 0 | 0 | 0 | 0 | 0 | 0
STOG | 0 | 0 | 0 | 0 | 0 | 0
STWD | 0 | 0 | 0 | 0 | 0 | 0
WT | 0 | 0 | 0 | 0 | 0 | 0
IGCC | 0 | 0 | 0 | 0 | 0 | 0
DemandResponse | 0 | 0 | 0 | 0 | 0 | 0
IGCC-CCS | 0 | 0 | 0 | 0 | 0 | 0
WT_off | 0 | 0 | 0 | 0 | 0 | 0
PseudoUnit | 0 | 0 | 0 | 0 | 0 | 0
FixedInterchange | 0 | 0 | 0 | 0 | 0 | 0
Retrofit FOM Costs by Reporting Type: VACAR
ReportingType | 2015 | 2020 | 2025 | 2030 | 2035 | 2040
BM | 0 | 0 | 0 | 0 | 0 | 0
CC | 0 | 0 | 0 | 0 | 0 | 0
CSP | 0 | 0 | 0 | 0 | 0 | 0
CT | 0 | 0 | 0 | 0 | 0 | 0
Coal | 63.88 | 61.05 | 42.35 | 12.67 | 12.75 | 12.75
Geo | 0 | 0 | 0 | 0 | 0 | 0
H | 0 | 0 | 0 | 0 | 0 | 0
LFG | 0 | 0 | 0 | 0 | 0 | 0
Nuc | 0 | 0 | 0 | 0 | 0 | 0
PS | 0 | 0 | 0 | 0 | 0 | 0
PV | 0 | 0 | 0 | 0 | 0 | 0
PeakG | 0 | 0 | 0 | 0 | 0 | 0
PeakO | 0 | 0 | 0 | 0 | 0 | 0
ST | 0 | 0 | 0 | 0 | 0 | 0
STOG | 0 | 0 | 0 | 0 | 0 | 0
STWD | 0 | 0 | 0 | 0 | 0 | 0
WT | 0 | 0 | 0 | 0 | 0 | 0
IGCC | 0 | 0 | 0 | 0 | 0 | 0
DemandResponse | 0 | 0 | 0 | 0 | 0 | 0
IGCC-CCS | 0 | 0 | 0 | 0 | 0 | 0
WT_off | 0 | 0 | 0 | 0 | 0 | 0
PseudoUnit | 0 | 0 | 0 | 0 | 0 | 0
FixedInterchange | 0 | 0 | 0 | 0 | 0 | 0
Retrofit FOM Costs by Reporting Type: IESO
ReportingType | 2015 | 2020 | 2025 | 2030 | 2035 | 2040
BM | 0 | 0 | 0 | 0 | 0 | 0
CC | 0 | 0 | 0 | 0 | 0 | 0
CSP | 0 | 0 | 0 | 0 | 0 | 0
CT | 0 | 0 | 0 | 0 | 0 | 0
Coal | 0 | 0 | 0 | 0 | 0 | 0
Geo | 0 | 0 | 0 | 0 | 0 | 0
H | 0 | 0 | 0 | 0 | 0 | 0
LFG | 0 | 0 | 0 | 0 | 0 | 0
Nuc | 0 | 0 | 0 | 0 | 0 | 0
PS | 0 | 0 | 0 | 0 | 0 | 0
PV | 0 | 0 | 0 | 0 | 0 | 0
PeakG | 0 | 0 | 0 | 0 | 0 | 0
PeakO | 0 | 0 | 0 | 0 | 0 | 0
ST | 0 | 0 | 0 | 0 | 0 | 0
STOG | 0 | 0 | 0 | 0 | 0 | 0
STWD | 0 | 0 | 0 | 0 | 0 | 0
WT | 0 | 0 | 0 | 0 | 0 | 0
IGCC | 0 | 0 | 0 | 0 | 0 | 0
DemandResponse | 0 | 0 | 0 | 0 | 0 | 0
IGCC-CCS | 0 | 0 | 0 | 0 | 0 | 0
WT_off | 0 | 0 | 0 | 0 | 0 | 0
PseudoUnit | 0 | 0 | 0 | 0 | 0 | 0
FixedInterchange | 0 | 0 | 0 | 0 | 0 | 0
Retrofit FOM Costs by Reporting Type: MAPP_CA
ReportingType | 2015 | 2020 | 2025 | 2030 | 2035 | 2040
BM | 0 | 0 | 0 | 0 | 0 | 0
CC | 0 | 0 | 0 | 0 | 0 | 0
CSP | 0 | 0 | 0 | 0 | 0 | 0
CT | 0 | 0 | 0 | 0 | 0 | 0
Coal | 0 | 0 | 0 | 0 | 0 | 0
Geo | 0 | 0 | 0 | 0 | 0 | 0
H | 0 | 0 | 0 | 0 | 0 | 0
LFG | 0 | 0 | 0 | 0 | 0 | 0
Nuc | 0 | 0 | 0 | 0 | 0 | 0
PS | 0 | 0 | 0 | 0 | 0 | 0
PV | 0 | 0 | 0 | 0 | 0 | 0
PeakG | 0 | 0 | 0 | 0 | 0 | 0
PeakO | 0 | 0 | 0 | 0 | 0 | 0
ST | 0 | 0 | 0 | 0 | 0 | 0
STOG | 0 | 0 | 0 | 0 | 0 | 0
STWD | 0 | 0 | 0 | 0 | 0 | 0
WT | 0 | 0 | 0 | 0 | 0 | 0
IGCC | 0 | 0 | 0 | 0 | 0 | 0
DemandResponse | 0 | 0 | 0 | 0 | 0 | 0
IGCC-CCS | 0 | 0 | 0 | 0 | 0 | 0
WT_off | 0 | 0 | 0 | 0 | 0 | 0
PseudoUnit | 0 | 0 | 0 | 0 | 0 | 0
FixedInterchange | 0 | 0 | 0 | 0 | 0 | 0
Retrofit FOM Costs by Reporting Type: AZ_NM_SNV_Coal
ReportingType | 2015 | 2020 | 2025 | 2030 | 2035 | 2040
BM | 0 | 0 | 0 | 0 | 0 | 0
CC | 0 | 0 | 0 | 0 | 0 | 0
CSP | 0 | 0 | 0 | 0 | 0 | 0
CT | 0 | 0 | 0 | 0 | 0 | 0
Coal | 50.52 | 48.45 | 25.61 | 0.03 | 0.03 | 0.03
Geo | 0 | 0 | 0 | 0 | 0 | 0
H | 0 | 0 | 0 | 0 | 0 | 0
LFG | 0 | 0 | 0 | 0 | 0 | 0
Nuc | 0 | 0 | 0 | 0 | 0 | 0
PS | 0 | 0 | 0 | 0 | 0 | 0
PV | 0 | 0 | 0 | 0 | 0 | 0
PeakG | 0 | 0 | 0 | 0 | 0 | 0
PeakO | 0 | 0 | 0 | 0 | 0 | 0
ST | 0 | 0 | 0 | 0 | 0 | 0
STOG | 0 | 0 | 0 | 0 | 0 | 0
STWD | 0 | 0 | 0 | 0 | 0 | 0
WT | 0 | 0 | 0 | 0 | 0 | 0
IGCC | 0 | 0 | 0 | 0 | 0 | 0
DemandResponse | 0 | 0 | 0 | 0 | 0 | 0
IGCC-CCS | 0 | 0 | 0 | 0 | 0 | 0
WT_off | 0 | 0 | 0 | 0 | 0 | 0
PseudoUnit | 0 | 0 | 0 | 0 | 0 | 0
FixedInterchange | 0 | 0 | 0 | 0 | 0 | 0
Retrofit FOM Costs by Reporting Type: AZ_NM_SNV_Gas
ReportingType | 2015 | 2020 | 2025 | 2030 | 2035 | 2040
BM | 0 | 0 | 0 | 0 | 0 | 0
CC | 0 | 0 | 0 | 0 | 0 | 0
CSP | 0 | 0 | 0 | 0 | 0 | 0
CT | 0 | 0 | 0 | 0 | 0 | 0
Coal | 0 | 0 | 0 | 0 | 0 | 0
Geo | 0 | 0 | 0 | 0 | 0 | 0
H | 0 | 0 | 0 | 0 | 0 | 0
LFG | 0 | 0 | 0 | 0 | 0 | 0
Nuc | 0 | 0 | 0 | 0 | 0 | 0
PS | 0 | 0 | 0 | 0 | 0 | 0
PV | 0 | 0 | 0 | 0 | 0 | 0
PeakG | 0 | 0 | 0 | 0 | 0 | 0
PeakO | 0 | 0 | 0 | 0 | 0 | 0
ST | 0 | 0 | 0 | 0 | 0 | 0
STOG | 0 | 0 | 0 | 0 | 0 | 0
STWD | 0 | 0 | 0 | 0 | 0 | 0
WT | 0 | 0 | 0 | 0 | 0 | 0
IGCC | 0 | 0 | 0 | 0 | 0 | 0
DemandResponse | 0 | 0 | 0 | 0 | 0 | 0
IGCC-CCS | 0 | 0 | 0 | 0 | 0 | 0
WT_off | 0 | 0 | 0 | 0 | 0 | 0
PseudoUnit | 0 | 0 | 0 | 0 | 0 | 0
FixedInterchange | 0 | 0 | 0 | 0 | 0 | 0
Retrofit FOM Costs by Reporting Type: AZ_NM_SNV_NucRenew
ReportingType | 2015 | 2020 | 2025 | 2030 | 2035 | 2040
BM | 0 | 0 | 0 | 0 | 0 | 0
CC | 0 | 0 | 0 | 0 | 0 | 0
CSP | 0 | 0 | 0 | 0 | 0 | 0
CT | 0 | 0 | 0 | 0 | 0 | 0
Coal | 0 | 0 | 0 | 0 | 0 | 0
Geo | 0 | 0 | 0 | 0 | 0 | 0
H | 0 | 0 | 0 | 0 | 0 | 0
LFG | 0 | 0 | 0 | 0 | 0 | 0
Nuc | 0 | 0 | 0 | 0 | 0 | 0
PS | 0 | 0 | 0 | 0 | 0 | 0
PV | 0 | 0 | 0 | 0 | 0 | 0
PeakG | 0 | 0 | 0 | 0 | 0 | 0
PeakO | 0 | 0 | 0 | 0 | 0 | 0
ST | 0 | 0 | 0 | 0 | 0 | 0
STOG | 0 | 0 | 0 | 0 | 0 | 0
STWD | 0 | 0 | 0 | 0 | 0 | 0
WT | 0 | 0 | 0 | 0 | 0 | 0
IGCC | 0 | 0 | 0 | 0 | 0 | 0
DemandResponse | 0 | 0 | 0 | 0 | 0 | 0
IGCC-CCS | 0 | 0 | 0 | 0 | 0 | 0
WT_off | 0 | 0 | 0 | 0 | 0 | 0
PseudoUnit | 0 | 0 | 0 | 0 | 0 | 0
FixedInterchange | 0 | 0 | 0 | 0 | 0 | 0
Retrofit FOM Costs by Reporting Type: ERCOT
ReportingType | 2015 | 2020 | 2025 | 2030 | 2035 | 2040
BM | 0 | 0 | 0 | 0 | 0 | 0
CC | 0 | 0 | 0 | 0 | 0 | 0
CSP | 0 | 0 | 0 | 0 | 0 | 0
CT | 0 | 0 | 0 | 0 | 0 | 0
Coal | 13.69 | 13.13 | 13.51 | 13.81 | 13.81 | 13.81
Geo | 0 | 0 | 0 | 0 | 0 | 0
H | 0 | 0 | 0 | 0 | 0 | 0
LFG | 0 | 0 | 0 | 0 | 0 | 0
Nuc | 0 | 0 | 0 | 0 | 0 | 0
PS | 0 | 0 | 0 | 0 | 0 | 0
PV | 0 | 0 | 0 | 0 | 0 | 0
PeakG | 0 | 0 | 0 | 0 | 0 | 0
PeakO | 0 | 0 | 0 | 0 | 0 | 0
ST | 0 | 0 | 0 | 0 | 0 | 0
STOG | 0 | 0 | 0 | 0 | 0 | 0
STWD | 0 | 0 | 0 | 0 | 0 | 0
WT | 0 | 0 | 0 | 0 | 0 | 0
IGCC | 0 | 0 | 0 | 0 | 0 | 0
DemandResponse | 0 | 0 | 0 | 0 | 0 | 0
IGCC-CCS | 0 | 0 | 0 | 0 | 0 | 0
WT_off | 0 | 0 | 0 | 0 | 0 | 0
PseudoUnit | 0 | 0 | 0 | 0 | 0 | 0
FixedInterchange | 0 | 0 | 0 | 0 | 0 | 0
Retrofit FOM Costs by Reporting Type: NP15
ReportingType | 2015 | 2020 | 2025 | 2030 | 2035 | 2040
BM | 0 | 0 | 0 | 0 | 0 | 0
CC | 0 | 0 | 0 | 0 | 0 | 0
CSP | 0 | 0 | 0 | 0 | 0 | 0
CT | 0 | 0 | 0 | 0 | 0 | 0
Coal | 0.19 | 0.34 | 0 | 0 | 0 | 0
Geo | 0 | 0 | 0 | 0 | 0 | 0
H | 0 | 0 | 0 | 0 | 0 | 0
LFG | 0 | 0 | 0 | 0 | 0 | 0
Nuc | 0 | 0 | 0 | 0 | 0 | 0
PS | 0 | 0 | 0 | 0 | 0 | 0
PV | 0 | 0 | 0 | 0 | 0 | 0
PeakG | 0 | 0 | 0 | 0 | 0 | 0
PeakO | 0 | 0 | 0 | 0 | 0 | 0
ST | 0 | 0 | 0 | 0 | 0 | 0
STOG | 0 | 0 | 0 | 0 | 0 | 0
STWD | 0 | 0 | 0 | 0 | 0 | 0
WT | 0 | 0 | 0 | 0 | 0 | 0
IGCC | 0 | 0 | 0 | 0 | 0 | 0
DemandResponse | 0 | 0 | 0 | 0 | 0 | 0
IGCC-CCS | 0 | 0 | 0 | 0 | 0 | 0
WT_off | 0 | 0 | 0 | 0 | 0 | 0
PseudoUnit | 0 | 0 | 0 | 0 | 0 | 0
FixedInterchange | 0 | 0 | 0 | 0 | 0 | 0
Retrofit FOM Costs by Reporting Type: NWPP_Coal
ReportingType | 2015 | 2020 | 2025 | 2030 | 2035 | 2040
BM | 0 | 0 | 0 | 0 | 0 | 0
CC | 0 | 0 | 0 | 0 | 0 | 0
CSP | 0 | 0 | 0 | 0 | 0 | 0
CT | 0 | 0 | 0 | 0 | 0 | 0
Coal | 37.24 | 38.97 | 0.98 | 0.98 | 0.98 | 0.98
Geo | 0 | 0 | 0 | 0 | 0 | 0
H | 0 | 0 | 0 | 0 | 0 | 0
LFG | 0 | 0 | 0 | 0 | 0 | 0
Nuc | 0 | 0 | 0 | 0 | 0 | 0
PS | 0 | 0 | 0 | 0 | 0 | 0
PV | 0 | 0 | 0 | 0 | 0 | 0
PeakG | 0 | 0 | 0 | 0 | 0 | 0
PeakO | 0 | 0 | 0 | 0 | 0 | 0
ST | 0 | 0 | 0 | 0 | 0 | 0
STOG | 0 | 0 | 0 | 0 | 0 | 0
STWD | 0 | 0 | 0 | 0 | 0 | 0
WT | 0 | 0 | 0 | 0 | 0 | 0
IGCC | 0 | 0 | 0 | 0 | 0 | 0
DemandResponse | 0 | 0 | 0 | 0 | 0 | 0
IGCC-CCS | 0 | 0 | 0 | 0 | 0 | 0
WT_off | 0 | 0 | 0 | 0 | 0 | 0
PseudoUnit | 0 | 0 | 0 | 0 | 0 | 0
FixedInterchange | 0 | 0 | 0 | 0 | 0 | 0
Retrofit FOM Costs by Reporting Type: NWPP_Gas
ReportingType | 2015 | 2020 | 2025 | 2030 | 2035 | 2040
BM | 0 | 0 | 0 | 0 | 0 | 0
CC | 0 | 0 | 0 | 0 | 0 | 0
CSP | 0 | 0 | 0 | 0 | 0 | 0
CT | 0 | 0 | 0 | 0 | 0 | 0
Coal | 0 | 0 | 0 | 0 | 0 | 0
Geo | 0 | 0 | 0 | 0 | 0 | 0
H | 0 | 0 | 0 | 0 | 0 | 0
LFG | 0 | 0 | 0 | 0 | 0 | 0
Nuc | 0 | 0 | 0 | 0 | 0 | 0
PS | 0 | 0 | 0 | 0 | 0 | 0
PV | 0 | 0 | 0 | 0 | 0 | 0
PeakG | 0 | 0 | 0 | 0 | 0 | 0
PeakO | 0 | 0 | 0 | 0 | 0 | 0
ST | 0 | 0 | 0 | 0 | 0 | 0
STOG | 0 | 0 | 0 | 0 | 0 | 0
STWD | 0 | 0 | 0 | 0 | 0 | 0
WT | 0 | 0 | 0 | 0 | 0 | 0
IGCC | 0 | 0 | 0 | 0 | 0 | 0
DemandResponse | 0 | 0 | 0 | 0 | 0 | 0
IGCC-CCS | 0 | 0 | 0 | 0 | 0 | 0
WT_off | 0 | 0 | 0 | 0 | 0 | 0
PseudoUnit | 0 | 0 | 0 | 0 | 0 | 0
FixedInterchange | 0 | 0 | 0 | 0 | 0 | 0
Retrofit FOM Costs by Reporting Type: NWPP_NucRenew
ReportingType | 2015 | 2020 | 2025 | 2030 | 2035 | 2040
BM | 0 | 0 | 0 | 0 | 0 | 0
CC | 0 | 0 | 0 | 0 | 0 | 0
CSP | 0 | 0 | 0 | 0 | 0 | 0
CT | 0 | 0 | 0 | 0 | 0 | 0
Coal | 0 | 0 | 0 | 0 | 0 | 0
Geo | 0 | 0 | 0 | 0 | 0 | 0
H | 0 | 0 | 0 | 0 | 0 | 0
LFG | 0 | 0 | 0 | 0 | 0 | 0
Nuc | 0 | 0 | 0 | 0 | 0 | 0
PS | 0 | 0 | 0 | 0 | 0 | 0
PV | 0 | 0 | 0 | 0 | 0 | 0
PeakG | 0 | 0 | 0 | 0 | 0 | 0
PeakO | 0 | 0 | 0 | 0 | 0 | 0
ST | 0 | 0 | 0 | 0 | 0 | 0
STOG | 0 | 0 | 0 | 0 | 0 | 0
STWD | 0 | 0 | 0 | 0 | 0 | 0
WT | 0 | 0 | 0 | 0 | 0 | 0
IGCC | 0 | 0 | 0 | 0 | 0 | 0
DemandResponse | 0 | 0 | 0 | 0 | 0 | 0
IGCC-CCS | 0 | 0 | 0 | 0 | 0 | 0
WT_off | 0 | 0 | 0 | 0 | 0 | 0
PseudoUnit | 0 | 0 | 0 | 0 | 0 | 0
FixedInterchange | 0 | 0 | 0 | 0 | 0 | 0
Retrofit FOM Costs by Reporting Type: RMPA
ReportingType | 2015 | 2020 | 2025 | 2030 | 2035 | 2040
BM | 0 | 0 | 0 | 0 | 0 | 0
CC | 0 | 0 | 0 | 0 | 0 | 0
CSP | 0 | 0 | 0 | 0 | 0 | 0
CT | 0 | 0 | 0 | 0 | 0 | 0
Coal | 21.06 | 22.66 | 6.79 | 6.06 | 6.06 | 6.06
Geo | 0 | 0 | 0 | 0 | 0 | 0
H | 0 | 0 | 0 | 0 | 0 | 0
LFG | 0 | 0 | 0 | 0 | 0 | 0
Nuc | 0 | 0 | 0 | 0 | 0 | 0
PS | 0 | 0 | 0 | 0 | 0 | 0
PV | 0 | 0 | 0 | 0 | 0 | 0
PeakG | 0 | 0 | 0 | 0 | 0 | 0
PeakO | 0 | 0 | 0 | 0 | 0 | 0
ST | 0 | 0 | 0 | 0 | 0 | 0
STOG | 0 | 0 | 0 | 0 | 0 | 0
STWD | 0 | 0 | 0 | 0 | 0 | 0
WT | 0 | 0 | 0 | 0 | 0 | 0
IGCC | 0 | 0 | 0 | 0 | 0 | 0
DemandResponse | 0 | 0 | 0 | 0 | 0 | 0
IGCC-CCS | 0 | 0 | 0 | 0 | 0 | 0
WT_off | 0 | 0 | 0 | 0 | 0 | 0
PseudoUnit | 0 | 0 | 0 | 0 | 0 | 0
FixedInterchange | 0 | 0 | 0 | 0 | 0 | 0
Retrofit FOM Costs by Reporting Type: SP15
ReportingType | 2015 | 2020 | 2025 | 2030 | 2035 | 2040
BM | 0 | 0 | 0 | 0 | 0 | 0
CC | 0 | 0 | 0 | 0 | 0 | 0
CSP | 0 | 0 | 0 | 0 | 0 | 0
CT | 0 | 0 | 0 | 0 | 0 | 0
Coal | 0.23 | 0.41 | 0 | 0 | 0 | 0
Geo | 0 | 0 | 0 | 0 | 0 | 0
H | 0 | 0 | 0 | 0 | 0 | 0
LFG | 0 | 0 | 0 | 0 | 0 | 0
Nuc | 0 | 0 | 0 | 0 | 0 | 0
PS | 0 | 0 | 0 | 0 | 0 | 0
PV | 0 | 0 | 0 | 0 | 0 | 0
PeakG | 0 | 0 | 0 | 0 | 0 | 0
PeakO | 0 | 0 | 0 | 0 | 0 | 0
ST | 0 | 0 | 0 | 0 | 0 | 0
STOG | 0 | 0 | 0 | 0 | 0 | 0
STWD | 0 | 0 | 0 | 0 | 0 | 0
WT | 0 | 0 | 0 | 0 | 0 | 0
IGCC | 0 | 0 | 0 | 0 | 0 | 0
DemandResponse | 0 | 0 | 0 | 0 | 0 | 0
IGCC-CCS | 0 | 0 | 0 | 0 | 0 | 0
WT_off | 0 | 0 | 0 | 0 | 0 | 0
PseudoUnit | 0 | 0 | 0 | 0 | 0 | 0
FixedInterchange | 0 | 0 | 0 | 0 | 0 | 0
Retrofit FOM Costs by Reporting Type: ALB
ReportingType | 2015 | 2020 | 2025 | 2030 | 2035 | 2040
BM | 0 | 0 | 0 | 0 | 0 | 0
CC | 0 | 0 | 0 | 0 | 0 | 0
CSP | 0 | 0 | 0 | 0 | 0 | 0
CT | 0 | 0 | 0 | 0 | 0 | 0
Coal | 0.29 | 0.29 | 0.29 | 0 | 0 | 0
Geo | 0 | 0 | 0 | 0 | 0 | 0
H | 0 | 0 | 0 | 0 | 0 | 0
LFG | 0 | 0 | 0 | 0 | 0 | 0
Nuc | 0 | 0 | 0 | 0 | 0 | 0
PS | 0 | 0 | 0 | 0 | 0 | 0
PV | 0 | 0 | 0 | 0 | 0 | 0
PeakG | 0 | 0 | 0 | 0 | 0 | 0
PeakO | 0 | 0 | 0 | 0 | 0 | 0
ST | 0 | 0 | 0 | 0 | 0 | 0
STOG | 0 | 0 | 0 | 0 | 0 | 0
STWD | 0 | 0 | 0 | 0 | 0 | 0
WT | 0 | 0 | 0 | 0 | 0 | 0
IGCC | 0 | 0 | 0 | 0 | 0 | 0
DemandResponse | 0 | 0 | 0 | 0 | 0 | 0
IGCC-CCS | 0 | 0 | 0 | 0 | 0 | 0
WT_off | 0 | 0 | 0 | 0 | 0 | 0
PseudoUnit | 0 | 0 | 0 | 0 | 0 | 0
FixedInterchange | 0 | 0 | 0 | 0 | 0 | 0
Retrofit FOM Costs by Reporting Type: BC
ReportingType | 2015 | 2020 | 2025 | 2030 | 2035 | 2040
BM | 0 | 0 | 0 | 0 | 0 | 0
CC | 0 | 0 | 0 | 0 | 0 | 0
CSP | 0 | 0 | 0 | 0 | 0 | 0
CT | 0 | 0 | 0 | 0 | 0 | 0
Coal | 0 | 0 | 0 | 0 | 0 | 0
Geo | 0 | 0 | 0 | 0 | 0 | 0
H | 0 | 0 | 0 | 0 | 0 | 0
LFG | 0 | 0 | 0 | 0 | 0 | 0
Nuc | 0 | 0 | 0 | 0 | 0 | 0
PS | 0 | 0 | 0 | 0 | 0 | 0
PV | 0 | 0 | 0 | 0 | 0 | 0
PeakG | 0 | 0 | 0 | 0 | 0 | 0
PeakO | 0 | 0 | 0 | 0 | 0 | 0
ST | 0 | 0 | 0 | 0 | 0 | 0
STOG | 0 | 0 | 0 | 0 | 0 | 0
STWD | 0 | 0 | 0 | 0 | 0 | 0
WT | 0 | 0 | 0 | 0 | 0 | 0
IGCC | 0 | 0 | 0 | 0 | 0 | 0
DemandResponse | 0 | 0 | 0 | 0 | 0 | 0
IGCC-CCS | 0 | 0 | 0 | 0 | 0 | 0
WT_off | 0 | 0 | 0 | 0 | 0 | 0
PseudoUnit | 0 | 0 | 0 | 0 | 0 | 0
FixedInterchange | 0 | 0 | 0 | 0 | 0 | 0
Retrofit FOM Costs by Reporting Type: HQ_IESO
ReportingType | 2015 | 2020 | 2025 | 2030 | 2035 | 2040
BM | 0 | 0 | 0 | 0 | 0 | 0
CC | 0 | 0 | 0 | 0 | 0 | 0
CSP | 0 | 0 | 0 | 0 | 0 | 0
CT | 0 | 0 | 0 | 0 | 0 | 0
Coal | 0 | 0 | 0 | 0 | 0 | 0
Geo | 0 | 0 | 0 | 0 | 0 | 0
H | 0 | 0 | 0 | 0 | 0 | 0
LFG | 0 | 0 | 0 | 0 | 0 | 0
Nuc | 0 | 0 | 0 | 0 | 0 | 0
PS | 0 | 0 | 0 | 0 | 0 | 0
PV | 0 | 0 | 0 | 0 | 0 | 0
PeakG | 0 | 0 | 0 | 0 | 0 | 0
PeakO | 0 | 0 | 0 | 0 | 0 | 0
ST | 0 | 0 | 0 | 0 | 0 | 0
STOG | 0 | 0 | 0 | 0 | 0 | 0
STWD | 0 | 0 | 0 | 0 | 0 | 0
WT | 0 | 0 | 0 | 0 | 0 | 0
IGCC | 0 | 0 | 0 | 0 | 0 | 0
DemandResponse | 0 | 0 | 0 | 0 | 0 | 0
IGCC-CCS | 0 | 0 | 0 | 0 | 0 | 0
WT_off | 0 | 0 | 0 | 0 | 0 | 0
PseudoUnit | 0 | 0 | 0 | 0 | 0 | 0
FixedInterchange | 0 | 0 | 0 | 0 | 0 | 0
Retrofit FOM Costs by Reporting Type: HQ_NEISO
ReportingType | 2015 | 2020 | 2025 | 2030 | 2035 | 2040
BM | 0 | 0 | 0 | 0 | 0 | 0
CC | 0 | 0 | 0 | 0 | 0 | 0
CSP | 0 | 0 | 0 | 0 | 0 | 0
CT | 0 | 0 | 0 | 0 | 0 | 0
Coal | 0 | 0 | 0 | 0 | 0 | 0
Geo | 0 | 0 | 0 | 0 | 0 | 0
H | 0 | 0 | 0 | 0 | 0 | 0
LFG | 0 | 0 | 0 | 0 | 0 | 0
Nuc | 0 | 0 | 0 | 0 | 0 | 0
PS | 0 | 0 | 0 | 0 | 0 | 0
PV | 0 | 0 | 0 | 0 | 0 | 0
PeakG | 0 | 0 | 0 | 0 | 0 | 0
PeakO | 0 | 0 | 0 | 0 | 0 | 0
ST | 0 | 0 | 0 | 0 | 0 | 0
STOG | 0 | 0 | 0 | 0 | 0 | 0
STWD | 0 | 0 | 0 | 0 | 0 | 0
WT | 0 | 0 | 0 | 0 | 0 | 0
IGCC | 0 | 0 | 0 | 0 | 0 | 0
DemandResponse | 0 | 0 | 0 | 0 | 0 | 0
IGCC-CCS | 0 | 0 | 0 | 0 | 0 | 0
WT_off | 0 | 0 | 0 | 0 | 0 | 0
PseudoUnit | 0 | 0 | 0 | 0 | 0 | 0
FixedInterchange | 0 | 0 | 0 | 0 | 0 | 0
Retrofit FOM Costs by Reporting Type: HQ_NY
ReportingType | 2015 | 2020 | 2025 | 2030 | 2035 | 2040
BM | 0 | 0 | 0 | 0 | 0 | 0
CC | 0 | 0 | 0 | 0 | 0 | 0
CSP | 0 | 0 | 0 | 0 | 0 | 0
CT | 0 | 0 | 0 | 0 | 0 | 0
Coal | 0 | 0 | 0 | 0 | 0 | 0
Geo | 0 | 0 | 0 | 0 | 0 | 0
H | 0 | 0 | 0 | 0 | 0 | 0
LFG | 0 | 0 | 0 | 0 | 0 | 0
Nuc | 0 | 0 | 0 | 0 | 0 | 0
PS | 0 | 0 | 0 | 0 | 0 | 0
PV | 0 | 0 | 0 | 0 | 0 | 0
PeakG | 0 | 0 | 0 | 0 | 0 | 0
PeakO | 0 | 0 | 0 | 0 | 0 | 0
ST | 0 | 0 | 0 | 0 | 0 | 0
STOG | 0 | 0 | 0 | 0 | 0 | 0
STWD | 0 | 0 | 0 | 0 | 0 | 0
WT | 0 | 0 | 0 | 0 | 0 | 0
IGCC | 0 | 0 | 0 | 0 | 0 | 0
DemandResponse | 0 | 0 | 0 | 0 | 0 | 0
IGCC-CCS | 0 | 0 | 0 | 0 | 0 | 0
WT_off | 0 | 0 | 0 | 0 | 0 | 0
PseudoUnit | 0 | 0 | 0 | 0 | 0 | 0
FixedInterchange | 0 | 0 | 0 | 0 | 0 | 0
Retrofit FOM Costs by Reporting Type: MARITIMES
ReportingType | 2015 | 2020 | 2025 | 2030 | 2035 | 2040
BM | 0 | 0 | 0 | 0 | 0 | 0
CC | 0 | 0 | 0 | 0 | 0 | 0
CSP | 0 | 0 | 0 | 0 | 0 | 0
CT | 0 | 0 | 0 | 0 | 0 | 0
Coal | 0 | 0 | 0 | 0 | 0 | 0
Geo | 0 | 0 | 0 | 0 | 0 | 0
H | 0 | 0 | 0 | 0 | 0 | 0
LFG | 0 | 0 | 0 | 0 | 0 | 0
Nuc | 0 | 0 | 0 | 0 | 0 | 0
PS | 0 | 0 | 0 | 0 | 0 | 0
PV | 0 | 0 | 0 | 0 | 0 | 0
PeakG | 0 | 0 | 0 | 0 | 0 | 0
PeakO | 0 | 0 | 0 | 0 | 0 | 0
ST | 0 | 0 | 0 | 0 | 0 | 0
STOG | 0 | 0 | 0 | 0 | 0 | 0
STWD | 0 | 0 | 0 | 0 | 0 | 0
WT | 0 | 0 | 0 | 0 | 0 | 0
IGCC | 0 | 0 | 0 | 0 | 0 | 0
DemandResponse | 0 | 0 | 0 | 0 | 0 | 0
IGCC-CCS | 0 | 0 | 0 | 0 | 0 | 0
WT_off | 0 | 0 | 0 | 0 | 0 | 0
PseudoUnit | 0 | 0 | 0 | 0 | 0 | 0
FixedInterchange | 0 | 0 | 0 | 0 | 0 | 0
Retrofit FOM Costs by Reporting Type: All
ReportingType | 2015 | 2020 | 2025 | 2030 | 2035 | 2040
BM | 0 | 0 | 0 | 0 | 0 | 0
CC | 0 | 0 | 0 | 0 | 0 | 0
CSP | 0 | 0 | 0 | 0 | 0 | 0
CT | 0 | 0 | 0 | 0 | 0 | 0
Coal | 721.36 | 644.6 | 280.27 | 187.91 | 170.26 | 167.59
Geo | 0 | 0 | 0 | 0 | 0 | 0
H | 0 | 0 | 0 | 0 | 0 | 0
LFG | 0 | 0 | 0 | 0 | 0 | 0
Nuc | 0 | 0 | 0 | 0 | 0 | 0
PS | 0 | 0 | 0 | 0 | 0 | 0
PV | 0 | 0 | 0 | 0 | 0 | 0
PeakG | 0 | 0 | 0 | 0 | 0 | 0
PeakO | 0 | 0 | 0 | 0 | 0 | 0
ST | 0 | 0 | 0 | 0 | 0 | 0
STOG | 0 | 0 | 0 | 0 | 0 | 0
STWD | 0 | 0 | 0 | 0 | 0 | 0
WT | 0 | 0 | 0 | 0 | 0 | 0
IGCC | 0 | 0 | 0 | 0 | 0 | 0
DemandResponse | 0 | 0 | 0 | 0 | 0 | 0
IGCC-CCS | 0 | 0 | 0 | 0 | 0 | 0
WT_off | 0 | 0 | 0 | 0 | 0 | 0
PseudoUnit | 0 | 0 | 0 | 0 | 0 | 0
FixedInterchange | 0 | 0 | 0 | 0 | 0 | 0
Retrofit FOM Costs by Reporting Type: EI_US
ReportingType | 2015 | 2020 | 2025 | 2030 | 2035 | 2040
BM | 0 | 0 | 0 | 0 | 0 | 0
CC | 0 | 0 | 0 | 0 | 0 | 0
CSP | 0 | 0 | 0 | 0 | 0 | 0
CT | 0 | 0 | 0 | 0 | 0 | 0
Coal | 598.15 | 520.35 | 233.11 | 167.04 | 149.39 | 146.71
Geo | 0 | 0 | 0 | 0 | 0 | 0
H | 0 | 0 | 0 | 0 | 0 | 0
LFG | 0 | 0 | 0 | 0 | 0 | 0
Nuc | 0 | 0 | 0 | 0 | 0 | 0
PS | 0 | 0 | 0 | 0 | 0 | 0
PV | 0 | 0 | 0 | 0 | 0 | 0
PeakG | 0 | 0 | 0 | 0 | 0 | 0
PeakO | 0 | 0 | 0 | 0 | 0 | 0
ST | 0 | 0 | 0 | 0 | 0 | 0
STOG | 0 | 0 | 0 | 0 | 0 | 0
STWD | 0 | 0 | 0 | 0 | 0 | 0
WT | 0 | 0 | 0 | 0 | 0 | 0
IGCC | 0 | 0 | 0 | 0 | 0 | 0
DemandResponse | 0 | 0 | 0 | 0 | 0 | 0
IGCC-CCS | 0 | 0 | 0 | 0 | 0 | 0
WT_off | 0 | 0 | 0 | 0 | 0 | 0
PseudoUnit | 0 | 0 | 0 | 0 | 0 | 0
FixedInterchange | 0 | 0 | 0 | 0 | 0 | 0
Retrofit FOM Costs by Reporting Type: EI_Canada
ReportingType | 2015 | 2020 | 2025 | 2030 | 2035 | 2040
BM | 0 | 0 | 0 | 0 | 0 | 0
CC | 0 | 0 | 0 | 0 | 0 | 0
CSP | 0 | 0 | 0 | 0 | 0 | 0
CT | 0 | 0 | 0 | 0 | 0 | 0
Coal | 0 | 0 | 0 | 0 | 0 | 0
Geo | 0 | 0 | 0 | 0 | 0 | 0
H | 0 | 0 | 0 | 0 | 0 | 0
LFG | 0 | 0 | 0 | 0 | 0 | 0
Nuc | 0 | 0 | 0 | 0 | 0 | 0
PS | 0 | 0 | 0 | 0 | 0 | 0
PV | 0 | 0 | 0 | 0 | 0 | 0
PeakG | 0 | 0 | 0 | 0 | 0 | 0
PeakO | 0 | 0 | 0 | 0 | 0 | 0
ST | 0 | 0 | 0 | 0 | 0 | 0
STOG | 0 | 0 | 0 | 0 | 0 | 0
STWD | 0 | 0 | 0 | 0 | 0 | 0
WT | 0 | 0 | 0 | 0 | 0 | 0
IGCC | 0 | 0 | 0 | 0 | 0 | 0
DemandResponse | 0 | 0 | 0 | 0 | 0 | 0
IGCC-CCS | 0 | 0 | 0 | 0 | 0 | 0
WT_off | 0 | 0 | 0 | 0 | 0 | 0
PseudoUnit | 0 | 0 | 0 | 0 | 0 | 0
FixedInterchange | 0 | 0 | 0 | 0 | 0 | 0
Retrofit FOM Costs by Reporting Type: EI
ReportingType | 2015 | 2020 | 2025 | 2030 | 2035 | 2040
BM | 0 | 0 | 0 | 0 | 0 | 0
CC | 0 | 0 | 0 | 0 | 0 | 0
CSP | 0 | 0 | 0 | 0 | 0 | 0
CT | 0 | 0 | 0 | 0 | 0 | 0
Coal | 598.15 | 520.35 | 233.11 | 167.04 | 149.39 | 146.71
Geo | 0 | 0 | 0 | 0 | 0 | 0
H | 0 | 0 | 0 | 0 | 0 | 0
LFG | 0 | 0 | 0 | 0 | 0 | 0
Nuc | 0 | 0 | 0 | 0 | 0 | 0
PS | 0 | 0 | 0 | 0 | 0 | 0
PV | 0 | 0 | 0 | 0 | 0 | 0
PeakG | 0 | 0 | 0 | 0 | 0 | 0
PeakO | 0 | 0 | 0 | 0 | 0 | 0
ST | 0 | 0 | 0 | 0 | 0 | 0
STOG | 0 | 0 | 0 | 0 | 0 | 0
STWD | 0 | 0 | 0 | 0 | 0 | 0
WT | 0 | 0 | 0 | 0 | 0 | 0
IGCC | 0 | 0 | 0 | 0 | 0 | 0
DemandResponse | 0 | 0 | 0 | 0 | 0 | 0
IGCC-CCS | 0 | 0 | 0 | 0 | 0 | 0
WT_off | 0 | 0 | 0 | 0 | 0 | 0
PseudoUnit | 0 | 0 | 0 | 0 | 0 | 0
FixedInterchange | 0 | 0 | 0 | 0 | 0 | 0
Retrofit FOM Costs by Reporting Type: Outside_EI
ReportingType | 2015 | 2020 | 2025 | 2030 | 2035 | 2040
BM | 0 | 0 | 0 | 0 | 0 | 0
CC | 0 | 0 | 0 | 0 | 0 | 0
CSP | 0 | 0 | 0 | 0 | 0 | 0
CT | 0 | 0 | 0 | 0 | 0 | 0
Coal | 123.21 | 124.25 | 47.16 | 20.87 | 20.87 | 20.87
Geo | 0 | 0 | 0 | 0 | 0 | 0
H | 0 | 0 | 0 | 0 | 0 | 0
LFG | 0 | 0 | 0 | 0 | 0 | 0
Nuc | 0 | 0 | 0 | 0 | 0 | 0
PS | 0 | 0 | 0 | 0 | 0 | 0
PV | 0 | 0 | 0 | 0 | 0 | 0
PeakG | 0 | 0 | 0 | 0 | 0 | 0
PeakO | 0 | 0 | 0 | 0 | 0 | 0
ST | 0 | 0 | 0 | 0 | 0 | 0
STOG | 0 | 0 | 0 | 0 | 0 | 0
STWD | 0 | 0 | 0 | 0 | 0 | 0
WT | 0 | 0 | 0 | 0 | 0 | 0
IGCC | 0 | 0 | 0 | 0 | 0 | 0
DemandResponse | 0 | 0 | 0 | 0 | 0 | 0
IGCC-CCS | 0 | 0 | 0 | 0 | 0 | 0
WT_off | 0 | 0 | 0 | 0 | 0 | 0
PseudoUnit | 0 | 0 | 0 | 0 | 0 | 0
FixedInterchange | 0 | 0 | 0 | 0 | 0 | 0
#12 | Levelized Capital Costs ($million)
Levelized Capital Costs by Reporting Type: Entergy
ReportingType | 2015 | 2020 | 2025 | 2030 | 2035 | 2040
BM | 0 | 0 | 0 | 0 | 0 | 621.09
CC | 0.01 | 184.61 | 184.61 | 184.61 | 184.61 | 184.6
CSP | 0 | 0 | 0 | 0 | 0 | 0
CT | 0 | 0 | 0 | 0 | 0 | 0
Coal | 202.06 | 202.06 | 202.06 | 202.06 | 202.06 | 202.06
Geo | 0 | 0 | 0 | 0 | 0 | 0
H | 0 | 102.45 | 260.59 | 260.59 | 260.59 | 260.59
LFG | 0 | 0 | 10.79 | 10.79 | 10.79 | 10.79
Nuc | 0 | 0 | 0 | 0 | 0 | 0
PS | 0 | 0 | 0 | 0 | 0 | 0
PV | 0.07 | 14.06 | 20.2 | 20.2 | 20.13 | 6.43
PeakG | 0 | 0 | 0 | 0 | 0 | 0
PeakO | 0 | 0 | 0 | 0 | 0 | 0
ST | 0 | 0 | 0 | 0 | 0 | 0
STOG | 0 | 0 | 0 | 0 | 0 | 0
STWD | 0 | 0 | 0 | 0 | 0 | 0
WT | 0 | 0 | 0 | 0 | 0 | 0
IGCC | 0 | 0 | 0 | 0 | 0 | 0
DemandResponse | 0 | 0 | 0 | 0 | 0 | 0
IGCC-CCS | 0 | 0 | 0 | 0 | 0 | 0
WT_off | 0 | 0 | 0 | 0 | 0 | 0
PseudoUnit | 0 | 0 | 0 | 0 | 0 | 0
FixedInterchange | 0 | 0 | 0 | 0 | 0 | 0
Levelized Capital Costs by Reporting Type: FRCC
ReportingType | 2015 | 2020 | 2025 | 2030 | 2035 | 2040
BM | 0 | 0 | 0 | 0 | 465.06 | 465.06
CC | 1368.75 | 1368.85 | 1368.85 | 1368.85 | 1368.85 | 0.1
CSP | 0 | 0 | 0 | 0 | 0 | 0
CT | 196.14 | 196.14 | 196.14 | 196.14 | 0 | 0
Coal | 0 | 0 | 0 | 0 | 0 | 0
Geo | 0 | 0 | 0 | 0 | 0 | 0
H | 0 | 0 | 0 | 0 | 6.58 | 6.58
LFG | 0 | 0 | 20.43 | 20.43 | 20.43 | 20.43
Nuc | 0 | 0 | 1244.56 | 7866.36 | 11614.31 | 15178.58
PS | 0 | 0 | 0 | 0 | 0 | 0
PV | 0 | 0 | 0 | 0 | 0 | 0
PeakG | 0 | 0 | 0 | 0 | 0 | 0
PeakO | 0 | 0 | 0 | 0 | 0 | 0
ST | 0 | 0 | 0 | 0 | 0 | 0
STOG | 0 | 0 | 0 | 0 | 0 | 0
STWD | 0 | 0 | 0 | 0 | 0 | 0
WT | 0 | 0 | 0 | 0 | 0 | 0
IGCC | 0 | 0 | 0 | 0 | 0 | 0
DemandResponse | 0 | 0 | 0 | 0 | 0 | 0
IGCC-CCS | 0 | 0 | 0 | 0 | 0 | 0
WT_off | 0 | 0 | 0 | 0 | 0 | 0
PseudoUnit | 0 | 0 | 0 | 0 | 0 | 0
FixedInterchange | 0 | 0 | 0 | 0 | 0 | 0
Levelized Capital Costs by Reporting Type: MAPP_US
ReportingType | 2015 | 2020 | 2025 | 2030 | 2035 | 2040
BM | 0 | 0 | 0 | 0 | 7.78 | 31.62
CC | 0 | 0 | 0 | 0 | 0 | 0
CSP | 0 | 0 | 0 | 0 | 0 | 0
CT | 25.9 | 35.51 | 35.51 | 47.38 | 22.18 | 12.57
Coal | 0 | 0 | 0 | 0 | 0 | 0
Geo | 0 | 0 | 0 | 0 | 0 | 0
H | 0 | 0 | 0 | 0 | 0 | 0
LFG | 0 | 0 | 0 | 7.08 | 7.08 | 7.08
Nuc | 0 | 0 | 0 | 0 | 0 | 0
PS | 0 | 0 | 0 | 0 | 0 | 0
PV | 0 | 0 | 0 | 0 | 0 | 0
PeakG | 0 | 0 | 0 | 0 | 0 | 0
PeakO | 0 | 0 | 0 | 0 | 0 | 0
ST | 0 | 0 | 0 | 0 | 0 | 0
STOG | 0 | 0 | 0 | 0 | 0 | 0
STWD | 0 | 0 | 0 | 0 | 0 | 0
WT | 52.38 | 468.71 | 468.71 | 447.33 | 416.33 | 189.27
IGCC | 0 | 0 | 0 | 0 | 0 | 0
DemandResponse | 0 | 0 | 0 | 0 | 0 | 0
IGCC-CCS | 0 | 0 | 0 | 0 | 0 | 0
WT_off | 0 | 0 | 0 | 0 | 0 | 0
PseudoUnit | 0 | 0 | 0 | 0 | 0 | 0
FixedInterchange | 0 | 0 | 0 | 0 | 0 | 0
Levelized Capital Costs by Reporting Type: MISO_IN
ReportingType | 2015 | 2020 | 2025 | 2030 | 2035 | 2040
BM | 0 | 0 | 0 | 0 | 322.24 | 613.48
CC | 113.63 | 1428.9 | 1428.9 | 1428.9 | 1428.9 | 1315.26
CSP | 0 | 0 | 0 | 0 | 0 | 0
CT | 0 | 0 | 0 | 0 | 0 | 0
Coal | 0 | 0 | 0 | 0 | 0 | 0
Geo | 0 | 0 | 0 | 0 | 0 | 0
H | 0 | 0 | 0 | 0 | 0 | 0
LFG | 0 | 0 | 8.64 | 8.64 | 8.64 | 8.64
Nuc | 0 | 0 | 0 | 0 | 0 | 0
PS | 0 | 0 | 0 | 0 | 0 | 0
PV | 0 | 54.26 | 78.76 | 79.67 | 79.67 | 25.41
PeakG | 0 | 0 | 0 | 0 | 0 | 0
PeakO | 0 | 0 | 0 | 0 | 0 | 0
ST | 0 | 0 | 0 | 0 | 0 | 0
STOG | 0 | 0 | 0 | 0 | 0 | 0
STWD | 0 | 0 | 0 | 0 | 0 | 0
WT | 0 | 0 | 5255.03 | 5255.03 | 5255.03 | 5255.03
IGCC | 215.26 | 215.26 | 215.26 | 215.26 | 215.26 | 215.26
DemandResponse | 0 | 0 | 0 | 0 | 0 | 0
IGCC-CCS | 0 | 0 | 0 | 0 | 0 | 0
WT_off | 0 | 0 | 0 | 0 | 0 | 0
PseudoUnit | 0 | 0 | 0 | 0 | 0 | 0
FixedInterchange | 0 | 0 | 0 | 0 | 0 | 0
Levelized Capital Costs by Reporting Type: MISO_MI
ReportingType | 2015 | 2020 | 2025 | 2030 | 2035 | 2040
BM | 0 | 0 | 0 | 0 | 436.96 | 924.69
CC | 159.8 | 159.8 | 159.8 | 159.8 | 159.8 | 0.01
CSP | 0 | 0 | 0 | 0 | 0 | 0
CT | 0 | 0 | 0 | 0 | 0 | 0
Coal | 0 | 0 | 0 | 0 | 0 | 0
Geo | 0 | 0 | 0 | 0 | 0 | 0
H | 0 | 0 | 0 | 0 | 0 | 0
LFG | 0 | 0 | 18.38 | 18.38 | 18.38 | 18.38
Nuc | 0 | 0 | 0 | 0 | 0 | 0
PS | 0 | 0 | 0 | 0 | 0 | 0
PV | 0 | 0 | 0 | 0 | 0 | 0
PeakG | 0 | 0 | 0 | 0 | 0 | 0
PeakO | 0 | 0 | 0 | 0 | 0 | 0
ST | 0 | 0 | 0 | 0 | 0 | 0
STOG | 0 | 0 | 0 | 0 | 0 | 0
STWD | 0 | 0 | 0 | 0 | 0 | 0
WT | 294.06 | 367.22 | 373.56 | 373.56 | 79.51 | 6.35
IGCC | 0 | 0 | 0 | 0 | 0 | 0
DemandResponse | 0 | 0 | 0 | 0 | 0 | 0
IGCC-CCS | 0 | 0 | 0 | 0 | 0 | 0
WT_off | 0 | 0 | 0 | 0 | 0 | 0
PseudoUnit | 0 | 0 | 0 | 0 | 0 | 0
FixedInterchange | 0 | 0 | 0 | 0 | 0 | 0
Levelized Capital Costs by Reporting Type: MISO_MO-IL
ReportingType | 2015 | 2020 | 2025 | 2030 | 2035 | 2040
BM | 0 | 0 | 0 | 0 | 0 | 0
CC | 0 | 0 | 0 | 0 | 0 | 0
CSP | 0 | 0 | 0 | 0 | 0 | 0
CT | 0 | 0 | 0 | 0 | 0 | 0
Coal | 574.94 | 574.94 | 574.94 | 574.94 | 574.94 | 574.94
Geo | 0 | 0 | 0 | 0 | 0 | 0
H | 0 | 65.79 | 65.79 | 65.79 | 65.79 | 65.79
LFG | 0 | 0 | 13.47 | 25.75 | 25.75 | 25.75
Nuc | 0 | 0 | 0 | 0 | 0 | 0
PS | 0 | 0 | 0 | 0 | 0 | 0
PV | 0 | 0 | 0 | 0 | 0 | 0
PeakG | 0 | 0 | 0 | 0 | 0 | 0
PeakO | 0 | 0 | 0 | 0 | 0 | 0
ST | 0 | 0 | 0 | 0 | 0 | 0
STOG | 0 | 0 | 0 | 0 | 0 | 0
STWD | 0 | 0 | 0 | 0 | 0 | 0
WT | 40.24 | 40.24 | 1281.03 | 1281.03 | 1240.79 | 1240.79
IGCC | 0 | 0 | 0 | 0 | 0 | 0
DemandResponse | 0 | 0 | 0 | 0 | 0 | 0
IGCC-CCS | 0 | 0 | 0 | 0 | 0 | 0
WT_off | 0 | 0 | 0 | 0 | 0 | 0
PseudoUnit | 0 | 0 | 0 | 0 | 0 | 0
FixedInterchange | 0 | 0 | 0 | 0 | 0 | 0
Levelized Capital Costs by Reporting Type: MISO_W
ReportingType | 2015 | 2020 | 2025 | 2030 | 2035 | 2040
BM | 0 | 0 | 0 | 0 | 0 | 0
CC | 0 | 0 | 0 | 0 | 0 | 0
CSP | 0 | 0 | 0 | 0 | 0 | 0
CT | 0 | 0 | 0 | 0 | 0 | 0
Coal | 0 | 0 | 0 | 0 | 0 | 0
Geo | 0 | 0 | 0 | 0 | 0 | 0
H | 0 | 0 | 0 | 0 | 0 | 0
LFG | 0 | 0 | 0 | 8.17 | 8.17 | 8.17
Nuc | 0 | 0 | 0 | 0 | 0 | 0
PS | 0 | 0 | 0 | 0 | 0 | 0
PV | 0 | 0 | 0 | 0 | 0 | 0
PeakG | 0 | 0 | 0 | 0 | 0 | 0
PeakO | 0 | 0 | 0 | 0 | 0 | 0
ST | 0 | 0 | 0 | 0 | 0 | 0
STOG | 0 | 0 | 0 | 0 | 0 | 0
STWD | 0 | 0 | 0 | 0 | 0 | 0
WT | 384.01 | 4886.2 | 7322.17 | 7283.87 | 6938.16 | 2575.54
IGCC | 0 | 0 | 0 | 0 | 0 | 0
DemandResponse | 0 | 0 | 0 | 0 | 0 | 0
IGCC-CCS | 0 | 0 | 0 | 0 | 0 | 0
WT_off | 0 | 0 | 0 | 0 | 0 | 0
PseudoUnit | 0 | 0 | 0 | 0 | 0 | 0
FixedInterchange | 0 | 0 | 0 | 0 | 0 | 0
Levelized Capital Costs by Reporting Type: MISO_WUMS
ReportingType | 2015 | 2020 | 2025 | 2030 | 2035 | 2040
BM | 0 | 0 | 0 | 0 | 642.41 | 780.63
CC | 528.47 | 616.33 | 616.33 | 616.33 | 616.33 | 87.86
CSP | 0 | 0 | 0 | 0 | 0 | 0
CT | 0 | 5.68 | 5.68 | 68.17 | 68.17 | 62.49
Coal | 184.51 | 184.51 | 184.51 | 184.51 | 184.51 | 184.51
Geo | 0 | 0 | 0 | 0 | 0 | 0
H | 0 | 0.23 | 0.23 | 0.23 | 0.23 | 0.23
LFG | 0 | 0 | 23.47 | 23.47 | 23.47 | 23.47
Nuc | 0 | 0 | 0 | 0 | 0 | 0
PS | 0 | 0 | 0 | 0 | 0 | 0
PV | 0 | 0 | 0 | 0 | 0 | 0
PeakG | 0 | 0 | 0 | 0 | 0 | 0
PeakO | 0 | 0 | 0 | 0 | 0 | 0
ST | 0 | 0 | 0 | 0 | 0 | 0
STOG | 0 | 0 | 0 | 0 | 0 | 0
STWD | 0 | 0 | 0 | 0 | 0 | 0
WT | 131.08 | 131.08 | 1368.31 | 1612.3 | 1481.22 | 1481.22
IGCC | 0 | 0 | 0 | 0 | 0 | 0
DemandResponse | 0 | 0 | 0 | 0 | 0 | 0
IGCC-CCS | 0 | 0 | 0 | 0 | 0 | 0
WT_off | 0 | 0 | 0 | 0 | 0 | 0
PseudoUnit | 0 | 0 | 0 | 0 | 0 | 0
FixedInterchange | 0 | 0 | 0 | 0 | 0 | 0
Levelized Capital Costs by Reporting Type: Nebraska
ReportingType | 2015 | 2020 | 2025 | 2030 | 2035 | 2040
BM | 0 | 0 | 0 | 0 | 0 | 0
CC | 0 | 0 | 0 | 0 | 0 | 0
CSP | 0 | 0 | 0 | 0 | 0 | 0
CT | 0 | 0 | 0 | 0 | 0 | 0
Coal | 66.52 | 66.52 | 66.52 | 66.52 | 66.52 | 66.52
Geo | 0 | 0 | 0 | 0 | 0 | 0
H | 0 | 0 | 0 | 0 | 0 | 0
LFG | 0 | 0 | 0 | 7.43 | 7.43 | 7.43
Nuc | 0 | 0 | 0 | 0 | 0 | 0
PS | 0 | 0 | 0 | 0 | 0 | 0
PV | 0 | 0 | 0 | 0 | 0 | 0
PeakG | 0 | 0 | 0 | 0 | 0 | 0
PeakO | 0 | 0 | 0 | 0 | 0 | 0
ST | 0 | 0 | 0 | 0 | 0 | 0
STOG | 0 | 0 | 0 | 0 | 0 | 0
STWD | 0 | 0 | 0 | 0 | 0 | 0
WT | 25.23 | 2150.52 | 2391.27 | 2441.33 | 2421.54 | 296.25
IGCC | 0 | 0 | 0 | 0 | 0 | 0
DemandResponse | 0 | 0 | 0 | 0 | 0 | 0
IGCC-CCS | 0 | 0 | 0 | 0 | 0 | 0
WT_off | 0 | 0 | 0 | 0 | 0 | 0
PseudoUnit | 0 | 0 | 0 | 0 | 0 | 0
FixedInterchange | 0 | 0 | 0 | 0 | 0 | 0
Levelized Capital Costs by Reporting Type: NEISO
ReportingType | 2015 | 2020 | 2025 | 2030 | 2035 | 2040
BM | 78.41 | 78.41 | 78.41 | 78.41 | 78.41 | 78.41
CC | 273.49 | 273.49 | 273.49 | 273.49 | 273.49 | 0
CSP | 0 | 0 | 0 | 0 | 0 | 0
CT | 30 | 30 | 30 | 29.13 | 0 | 0
Coal | 0 | 0 | 0 | 0 | 0 | 0
Geo | 0 | 0 | 0 | 0 | 0 | 0
H | 0 | 0.7 | 0.7 | 0.7 | 0.7 | 0.7
LFG | 5.9 | 5.9 | 5.9 | 13.75 | 7.85 | 7.85
Nuc | 0 | 0 | 0 | 0 | 0 | 0
PS | 0 | 0 | 0 | 0 | 0 | 0
PV | 0 | 73.41 | 73.41 | 73.41 | 73.41 | 0
PeakG | 0 | 0 | 0 | 0 | 0 | 0
PeakO | 0 | 0 | 0 | 0 | 0 | 0
ST | 0 | 0 | 0 | 0 | 0 | 0
STOG | 0 | 0 | 0 | 0 | 0 | 0
STWD | 0 | 0 | 0 | 0 | 0 | 0
WT | 32.32 | 313.84 | 1237.06 | 1588.8 | 2299.32 | 2017.8
IGCC | 0 | 0 | 0 | 0 | 0 | 0
DemandResponse | 0 | 0 | 0 | 0 | 0 | 0
IGCC-CCS | 0 | 0 | 0 | 0 | 0 | 0
WT_off | 178.81 | 178.81 | 178.81 | 178.81 | 0 | 0
PseudoUnit | 0 | 0 | 0 | 0 | 0 | 0
FixedInterchange | 0 | 0 | 0 | 0 | 0 | 0
Levelized Capital Costs by Reporting Type: NonRTO_Midwest
ReportingType | 2015 | 2020 | 2025 | 2030 | 2035 | 2040
BM | 0 | 0 | 0 | 0 | 717.62 | 1324.61
CC | 226.49 | 402.35 | 402.35 | 402.35 | 402.35 | 175.86
CSP | 0 | 0 | 0 | 0 | 0 | 0
CT | 0 | 0 | 0 | 0 | 0 | 0
Coal | 0 | 0 | 0 | 0 | 0 | 0
Geo | 0 | 0 | 0 | 0 | 0 | 0
H | 0 | 175.29 | 175.29 | 175.29 | 175.29 | 175.29
LFG | 0 | 0 | 16.07 | 16.07 | 16.07 | 16.07
Nuc | 0 | 0 | 0 | 771.74 | 771.74 | 771.74
PS | 0 | 0 | 0 | 0 | 0 | 0
PV | 0 | 0 | 0 | 0 | 0 | 0
PeakG | 0 | 0 | 0 | 0 | 0 | 0
PeakO | 0 | 0 | 0 | 0 | 0 | 0
ST | 0 | 0 | 0 | 0 | 0 | 0
STOG | 0 | 0 | 0 | 0 | 0 | 0
STWD | 0 | 0 | 0 | 0 | 0 | 0
WT | 0 | 0 | 0 | 0 | 0 | 0
IGCC | 0 | 0 | 0 | 0 | 0 | 0
DemandResponse | 0 | 0 | 0 | 0 | 0 | 0
IGCC-CCS | 0 | 0 | 0 | 0 | 0 | 0
WT_off | 0 | 0 | 0 | 0 | 0 | 0
PseudoUnit | 0 | 0 | 0 | 0 | 0 | 0
FixedInterchange | 0 | 0 | 0 | 0 | 0 | 0
Levelized Capital Costs by Reporting Type: NYISO_A-F
ReportingType | 2015 | 2020 | 2025 | 2030 | 2035 | 2040
BM | 0 | 0 | 0 | 0 | 0 | 0
CC | 85.71 | 85.71 | 85.71 | 85.71 | 85.71 | 0
CSP | 0 | 0 | 0 | 0 | 0 | 0
CT | 0 | 0 | 0 | 0 | 0 | 0
Coal | 0 | 0 | 0 | 0 | 0 | 0
Geo | 0 | 0 | 0 | 0 | 0 | 0
H | 0 | 0 | 0 | 0 | 0 | 0
LFG | 0.74 | 0.74 | 0.74 | 8.13 | 7.39 | 7.39
Nuc | 0 | 0 | 0 | 0 | 0 | 0
PS | 0 | 0 | 0 | 0 | 0 | 0
PV | 0 | 0 | 0 | 0 | 0 | 0
PeakG | 0 | 0 | 0 | 0 | 0 | 0
PeakO | 0 | 0 | 0 | 0 | 0 | 0
ST | 0 | 0 | 0 | 0 | 0 | 0
STOG | 0 | 0 | 0 | 0 | 0 | 0
STWD | 0 | 0 | 0 | 0 | 0 | 0
WT | 344.02 | 437.6 | 1629.13 | 1749.54 | 1405.53 | 1311.95
IGCC | 0 | 0 | 0 | 0 | 0 | 0
DemandResponse | 0 | 0 | 0 | 0 | 0 | 0
IGCC-CCS | 0 | 0 | 0 | 0 | 0 | 0
WT_off | 0 | 0 | 0 | 0 | 0 | 0
PseudoUnit | 0 | 0 | 0 | 0 | 0 | 0
FixedInterchange | 0 | 0 | 0 | 0 | 0 | 0
Levelized Capital Costs by Reporting Type: NYISO_G-I
ReportingType | 2015 | 2020 | 2025 | 2030 | 2035 | 2040
BM | 0 | 0 | 0 | 0 | 211.86 | 211.86
CC | 0 | 0 | 0 | 0 | 0 | 0
CSP | 0 | 0 | 0 | 0 | 0 | 0
CT | 0 | 0 | 0 | 0 | 0 | 0
Coal | 0 | 0 | 0 | 0 | 0 | 0
Geo | 0 | 0 | 0 | 0 | 0 | 0
H | 0 | 0 | 0 | 0 | 0 | 0
LFG | 0 | 0 | 8.08 | 8.08 | 8.08 | 8.08
Nuc | 0 | 0 | 0 | 0 | 0 | 1583.36
PS | 0 | 0 | 0 | 0 | 0 | 0
PV | 0 | 0 | 0 | 0 | 0 | 0
PeakG | 0 | 0 | 0 | 0 | 0 | 0
PeakO | 0 | 0 | 0 | 0 | 0 | 0
ST | 0 | 0 | 0 | 0 | 0 | 0
STOG | 0 | 0 | 0 | 0 | 0 | 0
STWD | 0 | 0 | 0 | 0 | 0 | 0
WT | 0 | 7.42 | 45.76 | 45.76 | 45.76 | 38.34
IGCC | 0 | 0 | 0 | 0 | 0 | 0
DemandResponse | 0 | 0 | 0 | 0 | 0 | 0
IGCC-CCS | 0 | 0 | 0 | 0 | 0 | 0
WT_off | 0 | 0 | 0 | 0 | 0 | 0
PseudoUnit | 0 | 0 | 0 | 0 | 0 | 0
FixedInterchange | 0 | 0 | 0 | 0 | 0 | 0
Levelized Capital Costs by Reporting Type: NYISO_J-K
ReportingType | 2015 | 2020 | 2025 | 2030 | 2035 | 2040
BM | 0 | 0 | 0 | 0 | 0 | 0
CC | 226.37 | 226.37 | 226.37 | 226.37 | 226.37 | 0
CSP | 0 | 0 | 0 | 0 | 0 | 0
CT | 0 | 0 | 0 | 0 | 0 | 0
Coal | 0 | 0 | 0 | 0 | 0 | 0
Geo | 0 | 0 | 0 | 0 | 0 | 0
H | 0 | 0 | 0 | 0 | 0 | 0
LFG | 0 | 0 | 0 | 11.9 | 11.9 | 11.9
Nuc | 0 | 0 | 0 | 0 | 0 | 0
PS | 0 | 0 | 0 | 0 | 0 | 0
PV | 11.49 | 11.49 | 11.49 | 11.49 | 0 | 0
PeakG | 0 | 0 | 0 | 0 | 0 | 0
PeakO | 0 | 0 | 0 | 0 | 0 | 0
ST | 0 | 0 | 0 | 0 | 0 | 0
STOG | 0 | 0 | 0 | 0 | 0 | 0
STWD | 0 | 0 | 0 | 0 | 0 | 0
WT | 0 | 0 | 27.76 | 54.95 | 54.95 | 54.95
IGCC | 0 | 0 | 0 | 0 | 0 | 0
DemandResponse | 0 | 0 | 0 | 0 | 0 | 0
IGCC-CCS | 0 | 0 | 0 | 0 | 0 | 0
WT_off | 0 | 0 | 0 | 0 | 642.66 | 642.66
PseudoUnit | 0 | 0 | 0 | 0 | 0 | 0
FixedInterchange | 0 | 0 | 0 | 0 | 0 | 0
Levelized Capital Costs by Reporting Type: PJM_E
ReportingType | 2015 | 2020 | 2025 | 2030 | 2035 | 2040
BM | 9.82 | 9.82 | 9.82 | 9.82 | 9.82 | 94.05
CC | 673.31 | 673.31 | 673.31 | 673.31 | 582.39 | 0
CSP | 0 | 0 | 0 | 0 | 0 | 0
CT | 2.28 | 2.28 | 2.28 | 0 | 0 | 0
Coal | 9.09 | 9.09 | 9.09 | 9.09 | 9.09 | 9.09
Geo | 0 | 0 | 0 | 0 | 0 | 0
H | 0 | 0 | 0 | 0 | 0 | 0
LFG | 1.24 | 18.48 | 18.48 | 17.24 | 17.24 | 0
Nuc | 0 | 0 | 0 | 0 | 0 | 0.02
PS | 0 | 0 | 0 | 0 | 0 | 0
PV | 7.47 | 7.47 | 7.47 | 7.47 | 0 | 0
PeakG | 0 | 0 | 0 | 0 | 0 | 0
PeakO | 0 | 0 | 0 | 0 | 0 | 0
ST | 0 | 0 | 0 | 0 | 0 | 0
STOG | 0 | 0 | 0 | 0 | 0 | 0
STWD | 0 | 0 | 0 | 0 | 0 | 0
WT | 189.08 | 189.08 | 189.08 | 189.08 | 0 | 0
IGCC | 0 | 0 | 0 | 0 | 0 | 0
DemandResponse | 0 | 0 | 0 | 0 | 0 | 0
IGCC-CCS | 0 | 0 | 0 | 0 | 0 | 0
WT_off | 0 | 375.92 | 375.92 | 375.92 | 375.92 | 0
PseudoUnit | 0 | 0 | 0 | 0 | 0 | 0
FixedInterchange | 0 | 0 | 0 | 0 | 0 | 0
Levelized Capital Costs by Reporting Type: PJM_ROM
ReportingType | 2015 | 2020 | 2025 | 2030 | 2035 | 2040
BM | 5.29 | 5.29 | 5.29 | 5.29 | 590.93 | 590.93
CC | 232.92 | 232.92 | 232.92 | 232.92 | 232.92 | 0
CSP | 0 | 0 | 0 | 0 | 0 | 0
CT | 1.4 | 1.4 | 1.4 | 1.4 | 0 | 0
Coal | 10.21 | 10.21 | 10.21 | 10.21 | 10.21 | 10.21
Geo | 0 | 0 | 0 | 0 | 0 | 0
H | 0 | 159.31 | 159.31 | 159.31 | 159.31 | 159.31
LFG | 2.16 | 31.25 | 31.25 | 30.38 | 29.09 | 0
Nuc | 0 | 0 | 0 | 263.25 | 2539.98 | 6572
PS | 0 | 0 | 0 | 0 | 0 | 0
PV | 0 | 320.99 | 486.09 | 523.04 | 525.83 | 218.13
PeakG | 0 | 0 | 0 | 0 | 0 | 0
PeakO | 0 | 0 | 0 | 0 | 0 | 0
ST | 0 | 0 | 0 | 0 | 0 | 0
STOG | 0 | 0 | 0 | 0 | 0 | 0
STWD | 0 | 0 | 0 | 0 | 0 | 0
WT | 68.85 | 170.21 | 170.21 | 153.54 | 101.36 | 0
IGCC | 0 | 0 | 0 | 0 | 0 | 0
DemandResponse | 0 | 0 | 0 | 0 | 0 | 0
IGCC-CCS | 0 | 0 | 0 | 0 | 0 | 0
WT_off | 0 | 0 | 0 | 0 | 0 | 0
PseudoUnit | 0 | 0 | 0 | 0 | 0 | 0
FixedInterchange | 0 | 0 | 0 | 0 | 0 | 0
Levelized Capital Costs by Reporting Type: PJM_ROR
ReportingType | 2015 | 2020 | 2025 | 2030 | 2035 | 2040
BM | 112.47 | 112.47 | 112.47 | 112.47 | 2568.08 | 2510.36
CC | 1738.14 | 2283.56 | 2283.56 | 2283.56 | 2263.46 | 545.41
CSP | 0 | 0 | 0 | 0 | 0 | 0
CT | 2.4 | 2.4 | 2.4 | 2.4 | 0 | 0
Coal | 648.6 | 648.6 | 648.6 | 648.6 | 648.6 | 648.6
Geo | 0 | 0 | 0 | 0 | 0 | 0
H | 0 | 118.19 | 118.19 | 118.19 | 118.19 | 118.19
LFG | 6.42 | 61.38 | 61.38 | 58.28 | 54.97 | 0
Nuc | 0 | 0 | 0 | 1342.31 | 4146.39 | 8920.94
PS | 0 | 0 | 0 | 0 | 0 | 0
PV | 0 | 0 | 0 | 0 | 0 | 0
PeakG | 0 | 0 | 0 | 0 | 0 | 0
PeakO | 0 | 0 | 0 | 0 | 0 | 0
ST | 0 | 0 | 0 | 0 | 0 | 0
STOG | 0 | 0 | 0 | 0 | 0 | 0
STWD | 0 | 0 | 0 | 0 | 0 | 0
WT | 1143.16 | 1166.66 | 3337.98 | 2857.7 | 2194.81 | 2171.32
IGCC | 0 | 0 | 0 | 0 | 0 | 0
DemandResponse | 0 | 0 | 0 | 0 | 0 | 0
IGCC-CCS | 0 | 0 | 0 | 0 | 0 | 0
WT_off | 0 | 0 | 0 | 0 | 0 | 0
PseudoUnit | 0 | 0 | 0 | 0 | 0 | 0
FixedInterchange | 0 | 0 | 0 | 0 | 0 | 0
Levelized Capital Costs by Reporting Type: SOCO
ReportingType | 2015 | 2020 | 2025 | 2030 | 2035 | 2040
BM | 14.25 | 14.25 | 14.25 | 14.25 | 1447.45 | 1447.45
CC | 840.04 | 1360.65 | 1360.65 | 1360.65 | 1360.65 | 520.61
CSP | 0 | 0 | 0 | 0 | 0 | 0
CT | 0 | 0 | 0 | 0 | 0 | 0
Coal | 0 | 0 | 0 | 0 | 0 | 0
Geo | 0 | 0 | 0 | 0 | 0 | 0
H | 0 | 0 | 0 | 0 | 203.72 | 203.72
LFG | 0 | 0 | 10.46 | 10.46 | 10.46 | 10.46
Nuc | 0 | 1254.21 | 1254.21 | 3543.19 | 6961.52 | 11306.82
PS | 0 | 0 | 0 | 0 | 0 | 0
PV | 0 | 0 | 0 | 0 | 0 | 0
PeakG | 0 | 0 | 0 | 0 | 0 | 0
PeakO | 0 | 0 | 0 | 0 | 0 | 0
ST | 0 | 0 | 0 | 0 | 0 | 0
STOG | 0 | 0 | 0 | 0 | 0 | 0
STWD | 0 | 0 | 0 | 0 | 0 | 0
WT | 0 | 0 | 0 | 0 | 0 | 0
IGCC | 0 | 0 | 0 | 0 | 0 | 0
DemandResponse | 0 | 0 | 0 | 0 | 0 | 0
IGCC-CCS | 0 | 0 | 0 | 0 | 0 | 0
WT_off | 0 | 0 | 0 | 0 | 0 | 0
PseudoUnit | 0 | 0 | 0 | 0 | 0 | 0
FixedInterchange | 0 | 0 | 0 | 0 | 0 | 0
Levelized Capital Costs by Reporting Type: SPP_N
ReportingType | 2015 | 2020 | 2025 | 2030 | 2035 | 2040
BM | 0 | 0 | 0 | 0 | 0 | 0
CC | 0 | 0 | 0 | 0 | 0 | 0
CSP | 0 | 0 | 0 | 0 | 0 | 0
CT | 0 | 0 | 0 | 0 | 100.06 | 100.06
Coal | 128.56 | 128.56 | 128.56 | 128.56 | 128.56 | 128.56
Geo | 0 | 0 | 0 | 0 | 0 | 0
H | 0 | 0 | 0 | 0 | 0 | 0
LFG | 0 | 0 | 0 | 9.42 | 9.42 | 9.42
Nuc | 0 | 0 | 0 | 0 | 0 | 0
PS | 0 | 0 | 0 | 0 | 0 | 0
PV | 0 | 0 | 0 | 0 | 0 | 0
PeakG | 0 | 0 | 0 | 0 | 0 | 0
PeakO | 0 | 0 | 0 | 0 | 0 | 0
ST | 0 | 0 | 0 | 0 | 0 | 0
STOG | 0 | 0 | 0 | 0 | 0 | 0
STWD | 0 | 0 | 0 | 0 | 0 | 0
WT | 0 | 5840.9 | 7992.87 | 8384.71 | 8389.81 | 2770.61
IGCC | 0 | 0 | 0 | 0 | 0 | 0
DemandResponse | 0 | 0 | 0 | 0 | 0 | 0
IGCC-CCS | 0 | 0 | 0 | 0 | 0 | 0
WT_off | 0 | 0 | 0 | 0 | 0 | 0
PseudoUnit | 0 | 0 | 0 | 0 | 0 | 0
FixedInterchange | 0 | 0 | 0 | 0 | 0 | 0
Levelized Capital Costs by Reporting Type: SPP_S
ReportingType | 2015 | 2020 | 2025 | 2030 | 2035 | 2040
BM | 0 | 0 | 0 | 0 | 1.65 | 1.65
CC | 0 | 0 | 0 | 0 | 0 | 0
CSP | 0 | 0 | 0 | 0 | 0 | 0
CT | 33.21 | 56.93 | 56.93 | 56.93 | 148.07 | 124.35
Coal | 273.14 | 273.14 | 273.14 | 273.14 | 273.14 | 273.14
Geo | 0 | 0 | 0 | 0 | 0 | 0
H | 0 | 0 | 0 | 0 | 21.38 | 21.38
LFG | 0 | 0 | 0 | 9.42 | 9.42 | 9.42
Nuc | 0 | 0 | 0 | 0 | 0 | 0
PS | 0 | 0 | 0 | 0 | 0 | 0
PV | 0 | 0 | 0 | 0 | 0 | 0
PeakG | 0 | 0 | 0 | 0 | 0 | 0
PeakO | 0 | 0 | 0 | 0 | 0 | 0
ST | 0 | 0 | 0 | 0 | 0 | 0
STOG | 0 | 0 | 0 | 0 | 0 | 0
STWD | 0 | 0 | 0 | 0 | 0 | 0
WT | 52.77 | 4713.45 | 5739.55 | 5996.68 | 5943.91 | 1550.21
IGCC | 0 | 0 | 0 | 0 | 0 | 0
DemandResponse | 0 | 0 | 0 | 0 | 0 | 0
IGCC-CCS | 0 | 0 | 0 | 0 | 0 | 0
WT_off | 0 | 0 | 0 | 0 | 0 | 0
PseudoUnit | 0 | 0 | 0 | 0 | 0 | 0
FixedInterchange | 0 | 0 | 0 | 0 | 0 | 0
Levelized Capital Costs by Reporting Type: TVA
ReportingType | 2015 | 2020 | 2025 | 2030 | 2035 | 2040
BM | 0 | 0 | 0 | 0 | 1608.46 | 1608.46
CC | 359 | 859.93 | 859.93 | 859.93 | 825.45 | 500.92
CSP | 0 | 0 | 0 | 0 | 0 | 0
CT | 0 | 0 | 0 | 0 | 0 | 0
Coal | 0 | 0 | 0 | 0 | 0 | 0
Geo | 0 | 0 | 0 | 0 | 0 | 0
H | 0 | 6.34 | 6.34 | 6.34 | 6.34 | 6.34
LFG | 0 | 0 | 10.25 | 10.25 | 10.25 | 10.25
Nuc | 684.91 | 684.91 | 684.91 | 1150.53 | 1856.14 | 3521.82
PS | 0 | 0 | 0 | 0 | 0 | 0
PV | 0 | 0 | 0 | 0 | 0 | 0
PeakG | 0 | 0 | 0 | 0 | 0 | 0
PeakO | 0 | 0 | 0 | 0 | 0 | 0
ST | 0 | 0 | 0 | 0 | 0 | 0
STOG | 0 | 0 | 0 | 0 | 0 | 0
STWD | 0 | 0 | 0 | 0 | 0 | 0
WT | 0 | 0 | 0 | 0 | 0 | 0
IGCC | 0 | 0 | 0 | 0 | 0 | 0
DemandResponse | 0 | 0 | 0 | 0 | 0 | 0
IGCC-CCS | 0 | 0 | 0 | 0 | 0 | 0
WT_off | 0 | 0 | 0 | 0 | 0 | 0
PseudoUnit | 0 | 0 | 0 | 0 | 0 | 0
FixedInterchange | 0 | 0 | 0 | 0 | 0 | 0
Levelized Capital Costs by Reporting Type: TVA_Transmission
ReportingType | 2015 | 2020 | 2025 | 2030 | 2035 | 2040
BM | 0 | 0 | 0 | 0 | 0 | 0
CC | 0 | 0 | 0 | 0 | 0 | 0
CSP | 0 | 0 | 0 | 0 | 0 | 0
CT | 0 | 0 | 0 | 0 | 0 | 0
Coal | 0 | 0 | 0 | 0 | 0 | 0
Geo | 0 | 0 | 0 | 0 | 0 | 0
H | 0 | 0 | 0 | 0 | 0 | 0
LFG | 0 | 0 | 0 | 0 | 0 | 0
Nuc | 0 | 0 | 0 | 0 | 0 | 0
PS | 0 | 0 | 0 | 0 | 0 | 0
PV | 0 | 0 | 0 | 0 | 0 | 0
PeakG | 0 | 0 | 0 | 0 | 0 | 0
PeakO | 0 | 0 | 0 | 0 | 0 | 0
ST | 0 | 0 | 0 | 0 | 0 | 0
STOG | 0 | 0 | 0 | 0 | 0 | 0
STWD | 0 | 0 | 0 | 0 | 0 | 0
WT | 0 | 0 | 0 | 0 | 0 | 0
IGCC | 0 | 0 | 0 | 0 | 0 | 0
DemandResponse | 0 | 0 | 0 | 0 | 0 | 0
IGCC-CCS | 0 | 0 | 0 | 0 | 0 | 0
WT_off | 0 | 0 | 0 | 0 | 0 | 0
PseudoUnit | 0 | 0 | 0 | 0 | 0 | 0
FixedInterchange | 0 | 0 | 0 | 0 | 0 | 0
Levelized Capital Costs by Reporting Type: VACAR
ReportingType | 2015 | 2020 | 2025 | 2030 | 2035 | 2040
BM | 0.23 | 0.23 | 39.92 | 39.92 | 1490.49 | 1490.49
CC | 1544.44 | 1544.44 | 1544.44 | 1544.44 | 1544.44 | 0
CSP | 0 | 0 | 0 | 0 | 0 | 0
CT | 60.99 | 60.99 | 60.99 | 0 | 0 | 0
Coal | 220.45 | 220.45 | 220.45 | 220.45 | 220.45 | 220.45
Geo | 0 | 0 | 0 | 0 | 0 | 0
H | 0 | 0 | 12.22 | 12.22 | 12.22 | 12.22
LFG | 0.03 | 10.4 | 10.4 | 10.4 | 10.37 | 0
Nuc | 0 | 1320.06 | 1921.6 | 4361.5 | 7658.03 | 11783.77
PS | 0 | 0 | 0 | 0 | 0 | 0
PV | 0 | 28.72 | 29.18 | 29.34 | 29.34 | 1.21
PeakG | 0 | 0 | 0 | 0 | 0 | 0
PeakO | 0 | 0 | 0 | 0 | 0 | 0
ST | 0 | 0 | 0 | 0 | 0 | 0
STOG | 0 | 0 | 0 | 0 | 0 | 0
STWD | 0 | 0 | 0 | 0 | 0 | 0
WT | 0.11 | 449.11 | 449.11 | 449.11 | 449 | 0
IGCC | 0 | 0 | 0 | 0 | 0 | 0
DemandResponse | 0 | 0 | 0 | 0 | 0 | 0
IGCC-CCS | 0 | 0 | 0 | 0 | 0 | 0
WT_off | 0.34 | 139.41 | 332.43 | 332.43 | 332.09 | 193.02
PseudoUnit | 0 | 0 | 0 | 0 | 0 | 0
FixedInterchange | 0 | 0 | 0 | 0 | 0 | 0
Levelized Capital Costs by Reporting Type: IESO
ReportingType | 2015 | 2020 | 2025 | 2030 | 2035 | 2040
BM | 98.25 | 98.25 | 98.25 | 98.25 | 98.25 | 98.25
CC | 175.41 | 175.41 | 175.41 | 175.41 | 175.41 | 0
CSP | 0 | 0 | 0 | 0 | 0 | 0
CT | 41.8 | 41.8 | 41.8 | 41.8 | 0 | 0
Coal | 0 | 0 | 0 | 0 | 0 | 0
Geo | 0 | 0 | 0 | 0 | 0 | 0
H | 0 | 0 | 0 | 0 | 70.46 | 70.46
LFG | 3.47 | 3.47 | 3.47 | 3.59 | 0.12 | 0.12
Nuc | 0 | 0 | 0 | 0 | 0 | 0
PS | 0 | 0 | 0 | 0 | 0 | 0
PV | 365.22 | 365.22 | 365.22 | 365.22 | 0 | 0
PeakG | 0 | 0 | 0 | 0 | 0 | 0
PeakO | 0 | 0 | 0 | 0 | 0 | 0
ST | 0 | 0 | 0 | 0 | 0 | 0
STOG | 0 | 0 | 0 | 0 | 0 | 0
STWD | 0 | 0 | 0 | 0 | 0 | 0
WT | 447.67 | 447.67 | 447.67 | 447.67 | 21.32 | 318.98
IGCC | 0 | 0 | 0 | 0 | 0 | 0
DemandResponse | 0 | 0 | 0 | 0 | 0 | 0
IGCC-CCS | 0 | 0 | 0 | 0 | 0 | 0
WT_off | 0 | 0 | 0 | 0 | 0 | 0
PseudoUnit | 0 | 0 | 0 | 0 | 0 | 0
FixedInterchange | 0 | 0 | 0 | 0 | 0 | 0
Levelized Capital Costs by Reporting Type: MAPP_CA
ReportingType | 2015 | 2020 | 2025 | 2030 | 2035 | 2040
BM | 0 | 0 | 0 | 0 | 0 | 0
CC | 30.91 | 30.91 | 30.91 | 30.91 | 30.91 | 0
CSP | 0 | 0 | 0 | 0 | 0 | 0
CT | 0 | 0 | 0 | 0 | 0 | 0
Coal | 0 | 0 | 0 | 0 | 0 | 0
Geo | 0 | 0 | 0 | 0 | 0 | 0
H | 0 | 163.31 | 514.6 | 914.1 | 1092.64 | 1092.64
LFG | 0 | 0 | 0 | 0 | 0 | 0
Nuc | 0 | 0 | 0 | 0 | 0 | 0
PS | 0 | 0 | 0 | 0 | 0 | 0
PV | 0 | 0 | 0 | 0 | 0 | 0
PeakG | 0 | 0 | 0 | 0 | 0 | 0
PeakO | 0 | 0 | 0 | 0 | 0 | 0
ST | 0 | 0 | 0 | 0 | 0 | 0
STOG | 0 | 0 | 0 | 0 | 0 | 0
STWD | 0 | 0 | 0 | 0 | 0 | 0
WT | 59.13 | 59.13 | 59.13 | 59.13 | 0 | 0
IGCC | 0 | 0 | 0 | 0 | 0 | 0
DemandResponse | 0 | 0 | 0 | 0 | 0 | 0
IGCC-CCS | 0 | 0 | 0 | 0 | 0 | 0
WT_off | 0 | 0 | 0 | 0 | 0 | 0
PseudoUnit | 0 | 0 | 0 | 0 | 0 | 0
FixedInterchange | 0 | 0 | 0 | 0 | 0 | 0
Levelized Capital Costs by Reporting Type: AZ_NM_SNV_Coal
ReportingType | 2015 | 2020 | 2025 | 2030 | 2035 | 2040
BM | 0 | 0 | 0 | 0 | 0 | 0
CC | 0 | 0 | 0 | 0 | 0 | 0
CSP | 0 | 0 | 0 | 0 | 0 | 0
CT | 0 | 0 | 0 | 0 | 0 | 0
Coal | 0 | 0 | 0 | 0 | 0 | 0
Geo | 0 | 0 | 0 | 0 | 0 | 0
H | 0 | 0 | 0 | 0 | 0 | 0
LFG | 0 | 0 | 0 | 0 | 0 | 0
Nuc | 0 | 0 | 0 | 0 | 0 | 0
PS | 0 | 0 | 0 | 0 | 0 | 0
PV | 0 | 0 | 0 | 0 | 0 | 0
PeakG | 0 | 0 | 0 | 0 | 0 | 0
PeakO | 0 | 0 | 0 | 0 | 0 | 0
ST | 0 | 0 | 0 | 0 | 0 | 0
STOG | 0 | 0 | 0 | 0 | 0 | 0
STWD | 0 | 0 | 0 | 0 | 0 | 0
WT | 0 | 0 | 0 | 0 | 0 | 0
IGCC | 0 | 0 | 0 | 0 | 0 | 0
DemandResponse | 0 | 0 | 0 | 0 | 0 | 0
IGCC-CCS | 0 | 0 | 0 | 0 | 0 | 0
WT_off | 0 | 0 | 0 | 0 | 0 | 0
PseudoUnit | 0 | 0 | 0 | 0 | 0 | 0
FixedInterchange | 0 | 0 | 0 | 0 | 0 | 0
Levelized Capital Costs by Reporting Type: AZ_NM_SNV_Gas
ReportingType | 2015 | 2020 | 2025 | 2030 | 2035 | 2040
BM | 0 | 0 | 0 | 0 | 0 | 0
CC | 79.32 | 257.27 | 257.27 | 257.27 | 257.27 | 177.95
CSP | 0 | 0 | 0 | 0 | 0 | 0
CT | 63.7 | 63.7 | 63.7 | 63.7 | 0 | 0
Coal | 0 | 0 | 0 | 0 | 0 | 0
Geo | 0 | 0 | 0 | 0 | 0 | 0
H | 0 | 0 | 0 | 0 | 0 | 0
LFG | 0 | 0 | 0 | 0 | 0 | 0
Nuc | 0 | 0 | 0 | 0 | 0 | 0
PS | 0 | 0 | 0 | 0 | 0 | 0
PV | 0 | 0 | 0 | 0 | 0 | 0
PeakG | 0 | 0 | 0 | 0 | 0 | 0
PeakO | 0 | 0 | 0 | 0 | 0 | 0
ST | 0 | 0 | 0 | 0 | 0 | 0
STOG | 0 | 0 | 0 | 0 | 0 | 0
STWD | 0 | 0 | 0 | 0 | 0 | 0
WT | 0 | 0 | 0 | 0 | 0 | 0
IGCC | 0 | 0 | 0 | 0 | 0 | 0
DemandResponse | 0 | 0 | 0 | 0 | 0 | 0
IGCC-CCS | 0 | 0 | 0 | 0 | 0 | 0
WT_off | 0 | 0 | 0 | 0 | 0 | 0
PseudoUnit | 0 | 0 | 0 | 0 | 0 | 0
FixedInterchange | 0 | 0 | 0 | 0 | 0 | 0
Levelized Capital Costs by Reporting Type: AZ_NM_SNV_NucRenew
ReportingType | 2015 | 2020 | 2025 | 2030 | 2035 | 2040
BM | 0 | 0 | 0 | 0 | 1006.16 | 1611.13
CC | 0 | 0 | 0 | 0 | 0 | 0
CSP | 0 | 0 | 0 | 0 | 0 | 0
CT | 0 | 0 | 0 | 0 | 0 | 0
Coal | 0 | 0 | 0 | 0 | 0 | 0
Geo | 0 | 3.19 | 168.64 | 168.64 | 168.64 | 165.45
H | 0 | 0 | 0 | 0 | 0 | 0
LFG | 0 | 0 | 6.12 | 6.12 | 6.12 | 6.12
Nuc | 0 | 0 | 0 | 2076.01 | 3745.82 | 3745.82
PS | 0 | 0 | 0 | 0 | 0 | 0
PV | 23.61 | 23.61 | 23.61 | 23.61 | 0 | 0
PeakG | 0 | 0 | 0 | 0 | 0 | 0
PeakO | 0 | 0 | 0 | 0 | 0 | 0
ST | 68.58 | 166 | 211.75 | 171.7 | 249.93 | 152.51
STOG | 0 | 0 | 0 | 0 | 0 | 0
STWD | 0 | 0 | 0 | 0 | 0 | 0
WT | 8.5 | 1413.99 | 1468.42 | 1484.15 | 1475.65 | 70.16
IGCC | 0 | 0 | 0 | 0 | 0 | 0
DemandResponse | 0 | 0 | 0 | 0 | 0 | 0
IGCC-CCS | 0 | 0 | 0 | 0 | 0 | 0
WT_off | 0 | 0 | 0 | 0 | 0 | 0
PseudoUnit | 0 | 0 | 0 | 0 | 0 | 0
FixedInterchange | 0 | 0 | 0 | 0 | 0 | 0
Levelized Capital Costs by Reporting Type: ERCOT
ReportingType | 2015 | 2020 | 2025 | 2030 | 2035 | 2040
BM | 37.11 | 37.11 | 37.11 | 37.11 | 890.78 | 890.78
CC | 1661.64 | 1661.64 | 1661.64 | 1661.64 | 1661.64 | 0
CSP | 0 | 0 | 0 | 0 | 0 | 0
CT | 20.97 | 20.97 | 20.97 | 20.97 | 0 | 0
Coal | 540.38 | 540.38 | 540.38 | 540.38 | 540.38 | 540.38
Geo | 0 | 0 | 0 | 0 | 0 | 0
H | 0 | 0 | 0 | 0 | 147.56 | 147.56
LFG | 0 | 0 | 33.8 | 33.8 | 33.8 | 33.8
Nuc | 0 | 0 | 0 | 1617.84 | 7962.75 | 9824.56
PS | 0 | 0 | 0 | 0 | 0 | 0
PV | 3.31 | 3.31 | 3.31 | 3.31 | 0 | 0
PeakG | 0 | 0 | 0 | 0 | 0 | 0
PeakO | 0 | 0 | 0 | 0 | 0 | 0
ST | 0 | 0 | 0 | 0 | 0 | 0
STOG | 0 | 0 | 0 | 0 | 0 | 0
STWD | 0 | 0 | 0 | 0 | 0 | 0
WT | 42.37 | 42.37 | 2168 | 2168 | 2125.63 | 2448.19
IGCC | 0 | 0 | 0 | 0 | 0 | 0
DemandResponse | 0 | 0 | 0 | 0 | 0 | 0
IGCC-CCS | 0 | 0 | 0 | 0 | 0 | 0
WT_off | 0 | 0 | 0 | 0 | 0 | 0
PseudoUnit | 0 | 0 | 0 | 0 | 0 | 0
FixedInterchange | 0 | 0 | 0 | 0 | 0 | 0
Levelized Capital Costs by Reporting Type: NP15
ReportingType | 2015 | 2020 | 2025 | 2030 | 2035 | 2040
BM | 0 | 0 | 0 | 0 | 232.45 | 232.45
CC | 223.95 | 285.47 | 285.47 | 285.47 | 285.47 | 61.52
CSP | 0 | 0 | 0 | 0 | 0 | 0
CT | 17.85 | 17.85 | 17.85 | 17.85 | 0 | 0
Coal | 0 | 0 | 0 | 0 | 0 | 0
Geo | 0 | 92.24 | 92.24 | 92.24 | 92.24 | 0
H | 0 | 0 | 0 | 0 | 0 | 0
LFG | 0 | 47.02 | 69.49 | 69.49 | 69.49 | 22.48
Nuc | 0 | 0 | 0 | 1859.66 | 3908.62 | 4236.96
PS | 0 | 0 | 0 | 0 | 0 | 0
PV | 1.89 | 1.89 | 1.89 | 1.89 | 0 | 0
PeakG | 0 | 0 | 0 | 0 | 0 | 0
PeakO | 0 | 0 | 0 | 0 | 0 | 0
ST | 8.53 | 8.53 | 8.53 | 8.53 | 0 | 17.74
STOG | 0 | 0 | 0 | 0 | 0 | 0
STWD | 0 | 0 | 0 | 0 | 0 | 0
WT | 15.89 | 508.54 | 1935.51 | 2098.93 | 2145.63 | 1776.08
IGCC | 0 | 0 | 0 | 0 | 0 | 0
DemandResponse | 0 | 0 | 0 | 0 | 0 | 0
IGCC-CCS | 0 | 0 | 0 | 0 | 0 | 0
WT_off | 0 | 0 | 0 | 0 | 0 | 0
PseudoUnit | 0 | 0 | 0 | 0 | 0 | 0
FixedInterchange | 0 | 0 | 0 | 0 | 0 | 0
Levelized Capital Costs by Reporting Type: NWPP_Coal
ReportingType | 2015 | 2020 | 2025 | 2030 | 2035 | 2040
BM | 0 | 0 | 0 | 0 | 0 | 0
CC | 0 | 0 | 0 | 0 | 0 | 0
CSP | 0 | 0 | 0 | 0 | 0 | 0
CT | 0 | 0 | 0 | 0 | 0 | 0
Coal | 0 | 0 | 0 | 0 | 0 | 0
Geo | 0 | 0 | 0 | 0 | 0 | 0
H | 0 | 0 | 0 | 0 | 0 | 0
LFG | 0 | 0 | 0 | 0 | 0 | 0
Nuc | 0 | 0 | 0 | 0 | 0 | 0
PS | 0 | 0 | 0 | 0 | 0 | 0
PV | 0 | 0 | 0 | 0 | 0 | 0
PeakG | 0 | 0 | 0 | 0 | 0 | 0
PeakO | 0 | 0 | 0 | 0 | 0 | 0
ST | 0 | 0 | 0 | 0 | 0 | 0
STOG | 0 | 0 | 0 | 0 | 0 | 0
STWD | 0 | 0 | 0 | 0 | 0 | 0
WT | 0 | 0 | 0 | 0 | 0 | 0
IGCC | 0 | 0 | 0 | 0 | 0 | 0
DemandResponse | 0 | 0 | 0 | 0 | 0 | 0
IGCC-CCS | 0 | 0 | 0 | 0 | 0 | 0
WT_off | 0 | 0 | 0 | 0 | 0 | 0
PseudoUnit | 0 | 0 | 0 | 0 | 0 | 0
FixedInterchange | 0 | 0 | 0 | 0 | 0 | 0
Levelized Capital Costs by Reporting Type: NWPP_Gas
ReportingType | 2015 | 2020 | 2025 | 2030 | 2035 | 2040
BM | 0 | 0 | 0 | 0 | 0 | 0
CC | 33.4 | 33.4 | 33.4 | 33.4 | 33.4 | 0
CSP | 0 | 0 | 0 | 0 | 0 | 0
CT | 13.02 | 13.02 | 13.02 | 13.02 | 0 | 0
Coal | 0 | 0 | 0 | 0 | 0 | 0
Geo | 0 | 0 | 0 | 0 | 0 | 0
H | 0 | 0 | 0 | 0 | 0 | 0
LFG | 0 | 0 | 0 | 0 | 0 | 0
Nuc | 0 | 0 | 0 | 0 | 0 | 0
PS | 0 | 0 | 0 | 0 | 0 | 0
PV | 0 | 0 | 0 | 0 | 0 | 0
PeakG | 0 | 0 | 0 | 0 | 0 | 0
PeakO | 0 | 0 | 0 | 0 | 0 | 0
ST | 0 | 0 | 0 | 0 | 0 | 0
STOG | 0 | 0 | 0 | 0 | 0 | 0
STWD | 0 | 0 | 0 | 0 | 0 | 0
WT | 0 | 0 | 0 | 0 | 0 | 0
IGCC | 0 | 0 | 0 | 0 | 0 | 0
DemandResponse | 0 | 0 | 0 | 0 | 0 | 0
IGCC-CCS | 0 | 0 | 0 | 0 | 0 | 0
WT_off | 0 | 0 | 0 | 0 | 0 | 0
PseudoUnit | 0 | 0 | 0 | 0 | 0 | 0
FixedInterchange | 0 | 0 | 0 | 0 | 0 | 0
Levelized Capital Costs by Reporting Type: NWPP_NucRenew
ReportingType | 2015 | 2020 | 2025 | 2030 | 2035 | 2040
BM | 9.42 | 9.42 | 9.42 | 9.42 | 937.76 | 1525.04
CC | 0 | 0 | 0 | 0 | 0 | 0
CSP | 0 | 0 | 0 | 0 | 0 | 0
CT | 0 | 0 | 0 | 0 | 0 | 0
Coal | 0 | 0 | 0 | 0 | 0 | 0
Geo | 12.77 | 12.77 | 63.29 | 50.52 | 50.52 | 50.52
H | 0 | 0 | 78.72 | 78.72 | 78.72 | 78.72
LFG | 2.73 | 2.73 | 27.2 | 27.2 | 24.47 | 24.47
Nuc | 0 | 0 | 0 | 0 | 1279.92 | 1279.92
PS | 0 | 0 | 0 | 0 | 0 | 0
PV | 0 | 0 | 0 | 0 | 0 | 0
PeakG | 0 | 0 | 0 | 0 | 0 | 0
PeakO | 0 | 0 | 0 | 0 | 0 | 0
ST | 0 | 0 | 0 | 0 | 0 | 0.62
STOG | 0 | 0 | 0 | 0 | 0 | 0
STWD | 0 | 0 | 0 | 0 | 0 | 0
WT | 146.63 | 146.63 | 2974.18 | 3040.85 | 2894.23 | 3208.17
IGCC | 0 | 0 | 0 | 0 | 0 | 0
DemandResponse | 0 | 0 | 0 | 0 | 0 | 0
IGCC-CCS | 0 | 0 | 0 | 0 | 0 | 0
WT_off | 0 | 0 | 0 | 0 | 0 | 0
PseudoUnit | 0 | 0 | 0 | 0 | 0 | 0
FixedInterchange | 0 | 0 | 0 | 0 | 0 | 0
Levelized Capital Costs by Reporting Type: RMPA
ReportingType | 2015 | 2020 | 2025 | 2030 | 2035 | 2040
BM | 0 | 0 | 0 | 0 | 326.4 | 505.08
CC | 0 | 118.39 | 118.39 | 118.39 | 118.39 | 118.39
CSP | 0 | 0 | 0 | 0 | 0 | 0
CT | 15.2 | 15.2 | 15.2 | 15.2 | 0 | 0
Coal | 108.63 | 108.63 | 108.63 | 108.63 | 108.63 | 108.63
Geo | 0 | 0 | 300.71 | 300.71 | 300.71 | 300.71
H | 0 | 0 | 0 | 0 | 0 | 0
LFG | 0.15 | 0.15 | 3.06 | 3.06 | 2.91 | 2.91
Nuc | 0 | 0 | 0 | 1115.84 | 1115.84 | 1115.84
PS | 0 | 0 | 0 | 0 | 0 | 0
PV | 0.25 | 0.25 | 0.25 | 0.25 | 0 | 0
PeakG | 0 | 0 | 0 | 0 | 0 | 0
PeakO | 0 | 0 | 0 | 0 | 0 | 0
ST | 0.72 | 82.46 | 82.46 | 83.58 | 82.86 | 1.12
STOG | 0 | 0 | 0 | 0 | 0 | 0
STWD | 0 | 0 | 0 | 0 | 0 | 0
WT | 101.48 | 546.33 | 546.33 | 609.85 | 508.38 | 79.59
IGCC | 0 | 0 | 0 | 0 | 0 | 0
DemandResponse | 0 | 0 | 0 | 0 | 0 | 0
IGCC-CCS | 0 | 0 | 0 | 0 | 0 | 0
WT_off | 0 | 0 | 0 | 0 | 0 | 0
PseudoUnit | 0 | 0 | 0 | 0 | 0 | 0
FixedInterchange | 0 | 0 | 0 | 0 | 0 | 0
Levelized Capital Costs by Reporting Type: SP15
ReportingType | 2015 | 2020 | 2025 | 2030 | 2035 | 2040
BM | 1.97 | 1.97 | 1.97 | 1.97 | 188.75 | 188.75
CC | 375.43 | 375.43 | 375.43 | 375.43 | 375.43 | 0
CSP | 0 | 0 | 0 | 0 | 0 | 0
CT | 0 | 0 | 0 | 0 | 0 | 0
Coal | 0 | 0 | 0 | 0 | 0 | 0
Geo | 6.82 | 175.96 | 175.96 | 169.13 | 169.13 | 0
H | 0 | 0 | 0 | 0 | 0 | 0
LFG | 1.17 | 69.68 | 69.68 | 69.55 | 68.51 | 0
Nuc | 0 | 0 | 0 | 0 | 351.94 | 2455.69
PS | 0 | 0 | 0 | 0 | 0 | 0
PV | 1.1 | 1.1 | 1.1 | 1.1 | 0 | 0
PeakG | 0 | 0 | 0 | 0 | 0 | 0
PeakO | 0 | 0 | 0 | 0 | 0 | 0
ST | 129.51 | 129.51 | 547.43 | 630.56 | 591.77 | 797.14
STOG | 0 | 0 | 0 | 0 | 0 | 0
STWD | 0 | 0 | 0 | 0 | 0 | 0
WT | 118.08 | 345.9 | 2184.21 | 2184.21 | 2066.13 | 1838.31
IGCC | 0 | 0 | 0 | 0 | 0 | 0
DemandResponse | 0 | 0 | 0 | 0 | 0 | 0
IGCC-CCS | 0 | 0 | 0 | 0 | 0 | 0
WT_off | 0 | 0 | 0 | 0 | 0 | 0
PseudoUnit | 0 | 0 | 0 | 0 | 0 | 0
FixedInterchange | 0 | 0 | 0 | 0 | 0 | 0
Levelized Capital Costs by Reporting Type: ALB
ReportingType | 2015 | 2020 | 2025 | 2030 | 2035 | 2040
BM | 0 | 0 | 0 | 0 | 0 | 0
CC | 0 | 0 | 0 | 0 | 0 | 0
CSP | 0 | 0 | 0 | 0 | 0 | 0
CT | 16.7 | 16.7 | 16.7 | 16.7 | 0 | 0
Coal | 147.62 | 147.62 | 147.62 | 147.62 | 147.62 | 147.62
Geo | 0 | 0 | 0 | 0 | 0 | 0
H | 0 | 0 | 0 | 0 | 0 | 0
LFG | 0 | 0 | 0 | 0 | 0 | 0
Nuc | 0 | 0 | 0 | 5019.04 | 5107.74 | 5115.18
PS | 0 | 0 | 0 | 0 | 0 | 0
PV | 0 | 0 | 0 | 0 | 0 | 0
PeakG | 0 | 0 | 0 | 0 | 0 | 0
PeakO | 0 | 0 | 0 | 0 | 0 | 0
ST | 0 | 0 | 0 | 0 | 0 | 0
STOG | 0 | 0 | 0 | 0 | 0 | 0
STWD | 0 | 0 | 0 | 0 | 0 | 0
WT | 1.72 | 1.72 | 17.89 | 17.89 | 16.16 | 16.16
IGCC | 0 | 0 | 0 | 0 | 0 | 0
DemandResponse | 0 | 0 | 0 | 0 | 0 | 0
IGCC-CCS | 0 | 0 | 0 | 0 | 0 | 0
WT_off | 0 | 0 | 0 | 0 | 0 | 0
PseudoUnit | 0 | 0 | 0 | 0 | 0 | 0
FixedInterchange | 0 | 0 | 0 | 0 | 0 | 0
Levelized Capital Costs by Reporting Type: BC
ReportingType | 2015 | 2020 | 2025 | 2030 | 2035 | 2040
BM | 0 | 0 | 0 | 0 | 0 | 0
CC | 40.49 | 40.49 | 40.49 | 40.49 | 40.49 | 0
CSP | 0 | 0 | 0 | 0 | 0 | 0
CT | 0 | 0 | 0 | 0 | 0 | 0
Coal | 0 | 0 | 0 | 0 | 0 | 0
Geo | 0 | 0 | 0 | 0 | 0 | 0
H | 0 | 0 | 0 | 0 | 0 | 0
LFG | 0 | 0 | 0 | 0 | 0 | 0
Nuc | 0 | 0 | 0 | 310.84 | 310.84 | 310.84
PS | 0 | 0 | 0 | 0 | 0 | 0
PV | 0 | 0 | 0 | 0 | 0 | 0
PeakG | 0 | 0 | 0 | 0 | 0 | 0
PeakO | 0 | 0 | 0 | 0 | 0 | 0
ST | 0 | 0 | 0 | 0 | 0 | 0
STOG | 0 | 0 | 0 | 0 | 0 | 0
STWD | 0 | 0 | 0 | 0 | 0 | 0
WT | 27.58 | 27.58 | 55.29 | 55.29 | 27.71 | 27.71
IGCC | 0 | 0 | 0 | 0 | 0 | 0
DemandResponse | 0 | 0 | 0 | 0 | 0 | 0
IGCC-CCS | 0 | 0 | 0 | 0 | 0 | 0
WT_off | 0 | 0 | 0 | 0 | 0 | 0
PseudoUnit | 0 | 0 | 0 | 0 | 0 | 0
FixedInterchange | 0 | 0 | 0 | 0 | 0 | 0
Levelized Capital Costs by Reporting Type: HQ_IESO
ReportingType | 2015 | 2020 | 2025 | 2030 | 2035 | 2040
BM | 0 | 0 | 0 | 0 | 0 | 0
CC | 0 | 0 | 0 | 0 | 0 | 0
CSP | 0 | 0 | 0 | 0 | 0 | 0
CT | 0 | 0 | 0 | 0 | 0 | 0
Coal | 0 | 0 | 0 | 0 | 0 | 0
Geo | 0 | 0 | 0 | 0 | 0 | 0
H | 0 | 0 | 0 | 0 | 0 | 0
LFG | 0 | 0 | 0 | 0 | 0 | 0
Nuc | 0 | 0 | 0 | 0 | 0 | 0
PS | 0 | 0 | 0 | 0 | 0 | 0
PV | 0 | 0 | 0 | 0 | 0 | 0
PeakG | 0 | 0 | 0 | 0 | 0 | 0
PeakO | 0 | 0 | 0 | 0 | 0 | 0
ST | 0 | 0 | 0 | 0 | 0 | 0
STOG | 0 | 0 | 0 | 0 | 0 | 0
STWD | 0 | 0 | 0 | 0 | 0 | 0
WT | 0 | 0 | 0 | 0 | 0 | 0
IGCC | 0 | 0 | 0 | 0 | 0 | 0
DemandResponse | 0 | 0 | 0 | 0 | 0 | 0
IGCC-CCS | 0 | 0 | 0 | 0 | 0 | 0
WT_off | 0 | 0 | 0 | 0 | 0 | 0
PseudoUnit | 0 | 0 | 0 | 0 | 0 | 0
FixedInterchange | 0 | 0 | 0 | 0 | 0 | 0
Levelized Capital Costs by Reporting Type: HQ_NEISO
ReportingType | 2015 | 2020 | 2025 | 2030 | 2035 | 2040
BM | 0 | 0 | 0 | 0 | 0 | 0
CC | 0 | 0 | 0 | 0 | 0 | 0
CSP | 0 | 0 | 0 | 0 | 0 | 0
CT | 0 | 0 | 0 | 0 | 0 | 0
Coal | 0 | 0 | 0 | 0 | 0 | 0
Geo | 0 | 0 | 0 | 0 | 0 | 0
H | 0 | 0 | 0 | 0 | 0 | 0
LFG | 0 | 0 | 0 | 0 | 0 | 0
Nuc | 0 | 0 | 0 | 0 | 0 | 0
PS | 0 | 0 | 0 | 0 | 0 | 0
PV | 0 | 0 | 0 | 0 | 0 | 0
PeakG | 0 | 0 | 0 | 0 | 0 | 0
PeakO | 0 | 0 | 0 | 0 | 0 | 0
ST | 0 | 0 | 0 | 0 | 0 | 0
STOG | 0 | 0 | 0 | 0 | 0 | 0
STWD | 0 | 0 | 0 | 0 | 0 | 0
WT | 0 | 0 | 0 | 0 | 0 | 0
IGCC | 0 | 0 | 0 | 0 | 0 | 0
DemandResponse | 0 | 0 | 0 | 0 | 0 | 0
IGCC-CCS | 0 | 0 | 0 | 0 | 0 | 0
WT_off | 0 | 0 | 0 | 0 | 0 | 0
PseudoUnit | 0 | 70.49 | 70.49 | 70.49 | 70.49 | 70.49
FixedInterchange | 0 | 0 | 0 | 0 | 0 | 0
Levelized Capital Costs by Reporting Type: HQ_NY
ReportingType | 2015 | 2020 | 2025 | 2030 | 2035 | 2040
BM | 0 | 0 | 0 | 0 | 0 | 0
CC | 0 | 0 | 0 | 0 | 0 | 0
CSP | 0 | 0 | 0 | 0 | 0 | 0
CT | 0 | 0 | 0 | 0 | 0 | 0
Coal | 0 | 0 | 0 | 0 | 0 | 0
Geo | 0 | 0 | 0 | 0 | 0 | 0
H | 0 | 0 | 0 | 0 | 0 | 0
LFG | 0 | 0 | 0 | 0 | 0 | 0
Nuc | 0 | 0 | 0 | 0 | 0 | 0
PS | 0 | 0 | 0 | 0 | 0 | 0
PV | 0 | 0 | 0 | 0 | 0 | 0
PeakG | 0 | 0 | 0 | 0 | 0 | 0
PeakO | 0 | 0 | 0 | 0 | 0 | 0
ST | 0 | 0 | 0 | 0 | 0 | 0
STOG | 0 | 0 | 0 | 0 | 0 | 0
STWD | 0 | 0 | 0 | 0 | 0 | 0
WT | 0 | 0 | 0 | 0 | 0 | 0
IGCC | 0 | 0 | 0 | 0 | 0 | 0
DemandResponse | 0 | 0 | 0 | 0 | 0 | 0
IGCC-CCS | 0 | 0 | 0 | 0 | 0 | 0
WT_off | 0 | 0 | 0 | 0 | 0 | 0
PseudoUnit | 0 | 587.44 | 587.44 | 587.44 | 587.44 | 587.44
FixedInterchange | 0 | 0 | 0 | 0 | 0 | 0
Levelized Capital Costs by Reporting Type: MARITIMES
ReportingType | 2015 | 2020 | 2025 | 2030 | 2035 | 2040
BM | 0 | 0 | 0 | 0 | 0 | 0
CC | 0 | 0 | 0 | 0 | 0 | 0
CSP | 0 | 0 | 0 | 0 | 0 | 0
CT | 0 | 0 | 0 | 0 | 0 | 0
Coal | 0 | 0 | 0 | 0 | 0 | 0
Geo | 0 | 0 | 0 | 0 | 0 | 0
H | 0 | 0 | 0 | 0 | 0 | 0
LFG | 0 | 0 | 0 | 0 | 0 | 0
Nuc | 0 | 0 | 0 | 0 | 0 | 0
PS | 0 | 0 | 0 | 0 | 0 | 0
PV | 0 | 0 | 0 | 0 | 0 | 0
PeakG | 0 | 0 | 0 | 0 | 0 | 0
PeakO | 0 | 0 | 0 | 0 | 0 | 0
ST | 0 | 0 | 0 | 0 | 0 | 0
STOG | 0 | 0 | 0 | 0 | 0 | 0
STWD | 0 | 0 | 0 | 0 | 0 | 0
WT | 0 | 0 | 0 | 0 | 0 | 0
IGCC | 0 | 0 | 0 | 0 | 0 | 0
DemandResponse | 0 | 0 | 0 | 0 | 0 | 0
IGCC-CCS | 0 | 0 | 0 | 0 | 0 | 0
WT_off | 0 | 0 | 0 | 0 | 0 | 0
PseudoUnit | 0 | 117.49 | 117.49 | 117.49 | 117.49 | 117.49
FixedInterchange | 0 | 0 | 0 | 0 | 0 | 0
Levelized Capital Costs by Reporting Type: All
ReportingType | 2015 | 2020 | 2025 | 2030 | 2035 | 2040
BM | 367.24 | 367.24 | 406.93 | 406.93 | 14279.78 | 17846.35
CC | 10991.14 | 14679.64 | 14679.64 | 14679.64 | 14534.16 | 3688.51
CSP | 0 | 0 | 0 | 0 | 0 | 0
CT | 541.58 | 580.58 | 580.58 | 590.8 | 338.48 | 299.47
Coal | 3114.71 | 3114.71 | 3114.71 | 3114.71 | 3114.71 | 3114.71
Geo | 19.59 | 284.15 | 800.83 | 781.24 | 781.24 | 516.68
H | 0 | 791.63 | 1392 | 1791.5 | 2419.75 | 2419.75
LFG | 24.02 | 251.21 | 481.02 | 556.71 | 538.04 | 310.85
Nuc | 684.91 | 3259.17 | 5105.28 | 31298.12 | 59331.57 | 87723.85
PS | 0 | 0 | 0 | 0 | 0 | 0
PV | 414.41 | 905.78 | 1101.98 | 1140 | 728.38 | 251.18
PeakG | 0 | 0 | 0 | 0 | 0 | 0
PeakO | 0 | 0 | 0 | 0 | 0 | 0
ST | 207.34 | 386.5 | 850.16 | 894.36 | 924.56 | 969.12
STOG | 0 | 0 | 0 | 0 | 0 | 0
STWD | 0 | 0 | 0 | 0 | 0 | 0
WT | 3726.36 | 24872.1 | 51135.24 | 52330.3 | 49997.88 | 30742.99
IGCC | 215.26 | 215.26 | 215.26 | 215.26 | 215.26 | 215.26
DemandResponse | 0 | 0 | 0 | 0 | 0 | 0
IGCC-CCS | 0 | 0 | 0 | 0 | 0 | 0
WT_off | 179.14 | 694.14 | 887.16 | 887.16 | 1350.68 | 835.68
PseudoUnit | 0 | 775.42 | 775.42 | 775.42 | 775.42 | 775.42
FixedInterchange | 0 | 0 | 0 | 0 | 0 | 0
Levelized Capital Costs by Reporting Type: EI_US
ReportingType | 2015 | 2020 | 2025 | 2030 | 2035 | 2040
BM | 220.48 | 220.48 | 260.18 | 260.18 | 10599.23 | 12794.87
CC | 8370.59 | 11701.23 | 11701.23 | 11701.24 | 11555.75 | 3330.65
CSP | 0 | 0 | 0 | 0 | 0 | 0
CT | 352.33 | 391.33 | 391.33 | 401.55 | 338.48 | 299.47
Coal | 2318.08 | 2318.08 | 2318.08 | 2318.08 | 2318.08 | 2318.08
Geo | 0 | 0 | 0 | 0 | 0 | 0
H | 0 | 628.33 | 798.68 | 798.68 | 1030.37 | 1030.37
LFG | 16.5 | 128.17 | 268.21 | 343.91 | 332.63 | 220.96
Nuc | 684.91 | 3259.17 | 5105.27 | 19298.89 | 35548.11 | 59639.04
PS | 0 | 0 | 0 | 0 | 0 | 0
PV | 19.04 | 510.41 | 706.61 | 744.63 | 728.38 | 251.18
PeakG | 0 | 0 | 0 | 0 | 0 | 0
PeakO | 0 | 0 | 0 | 0 | 0 | 0
ST | 0 | 0 | 0 | 0 | 0 | 0
STOG | 0 | 0 | 0 | 0 | 0 | 0
STWD | 0 | 0 | 0 | 0 | 0 | 0
WT | 2757.3 | 21332.23 | 39278.62 | 40164.33 | 38717.04 | 20959.63
IGCC | 215.26 | 215.26 | 215.26 | 215.26 | 215.26 | 215.26
DemandResponse | 0 | 0 | 0 | 0 | 0 | 0
IGCC-CCS | 0 | 0 | 0 | 0 | 0 | 0
WT_off | 179.14 | 694.14 | 887.16 | 887.16 | 1350.68 | 835.68
PseudoUnit | 0 | 775.42 | 775.42 | 775.42 | 775.42 | 775.42
FixedInterchange | 0 | 0 | 0 | 0 | 0 | 0
Levelized Capital Costs by Reporting Type: EI_Canada
ReportingType | 2015 | 2020 | 2025 | 2030 | 2035 | 2040
BM | 98.25 | 98.25 | 98.25 | 98.25 | 98.25 | 98.25
CC | 206.32 | 206.32 | 206.32 | 206.32 | 206.32 | 0
CSP | 0 | 0 | 0 | 0 | 0 | 0
CT | 41.8 | 41.8 | 41.8 | 41.8 | 0 | 0
Coal | 0 | 0 | 0 | 0 | 0 | 0
Geo | 0 | 0 | 0 | 0 | 0 | 0
H | 0 | 163.31 | 514.6 | 914.1 | 1163.1 | 1163.1
LFG | 3.47 | 3.47 | 3.47 | 3.59 | 0.12 | 0.12
Nuc | 0 | 0 | 0 | 0 | 0 | 0
PS | 0 | 0 | 0 | 0 | 0 | 0
PV | 365.22 | 365.22 | 365.22 | 365.22 | 0 | 0
PeakG | 0 | 0 | 0 | 0 | 0 | 0
PeakO | 0 | 0 | 0 | 0 | 0 | 0
ST | 0 | 0 | 0 | 0 | 0 | 0
STOG | 0 | 0 | 0 | 0 | 0 | 0
STWD | 0 | 0 | 0 | 0 | 0 | 0
WT | 506.8 | 506.8 | 506.8 | 506.8 | 21.32 | 318.98
IGCC | 0 | 0 | 0 | 0 | 0 | 0
DemandResponse | 0 | 0 | 0 | 0 | 0 | 0
IGCC-CCS | 0 | 0 | 0 | 0 | 0 | 0
WT_off | 0 | 0 | 0 | 0 | 0 | 0
PseudoUnit | 0 | 0 | 0 | 0 | 0 | 0
FixedInterchange | 0 | 0 | 0 | 0 | 0 | 0
Levelized Capital Costs by Reporting Type: EI
ReportingType | 2015 | 2020 | 2025 | 2030 | 2035 | 2040
BM | 318.74 | 318.74 | 358.43 | 358.43 | 10697.48 | 12893.12
CC | 8576.91 | 11907.56 | 11907.56 | 11907.56 | 11762.08 | 3330.65
CSP | 0 | 0 | 0 | 0 | 0 | 0
CT | 394.12 | 433.13 | 433.13 | 443.35 | 338.48 | 299.47
Coal | 2318.08 | 2318.08 | 2318.08 | 2318.08 | 2318.08 | 2318.08
Geo | 0 | 0 | 0 | 0 | 0 | 0
H | 0 | 791.63 | 1313.28 | 1712.78 | 2193.47 | 2193.47
LFG | 19.97 | 131.64 | 271.68 | 347.5 | 332.75 | 221.08
Nuc | 684.91 | 3259.17 | 5105.27 | 19298.89 | 35548.11 | 59639.04
PS | 0 | 0 | 0 | 0 | 0 | 0
PV | 384.26 | 875.63 | 1071.83 | 1109.85 | 728.38 | 251.18
PeakG | 0 | 0 | 0 | 0 | 0 | 0
PeakO | 0 | 0 | 0 | 0 | 0 | 0
ST | 0 | 0 | 0 | 0 | 0 | 0
STOG | 0 | 0 | 0 | 0 | 0 | 0
STWD | 0 | 0 | 0 | 0 | 0 | 0
WT | 3264.1 | 21839.03 | 39785.42 | 40671.13 | 38738.36 | 21278.61
IGCC | 215.26 | 215.26 | 215.26 | 215.26 | 215.26 | 215.26
DemandResponse | 0 | 0 | 0 | 0 | 0 | 0
IGCC-CCS | 0 | 0 | 0 | 0 | 0 | 0
WT_off | 179.14 | 694.14 | 887.16 | 887.16 | 1350.68 | 835.68
PseudoUnit | 0 | 775.42 | 775.42 | 775.42 | 775.42 | 775.42
FixedInterchange | 0 | 0 | 0 | 0 | 0 | 0
Levelized Capital Costs by Reporting Type: Outside_EI
ReportingType | 2015 | 2020 | 2025 | 2030 | 2035 | 2040
BM | 48.5 | 48.5 | 48.5 | 48.5 | 3582.3 | 4953.23
CC | 2414.22 | 2772.08 | 2772.08 | 2772.08 | 2772.08 | 357.86
CSP | 0 | 0 | 0 | 0 | 0 | 0
CT | 147.45 | 147.45 | 147.45 | 147.45 | 0 | 0
Coal | 796.63 | 796.63 | 796.63 | 796.63 | 796.63 | 796.63
Geo | 19.59 | 284.15 | 800.83 | 781.24 | 781.24 | 516.68
H | 0 | 0 | 78.72 | 78.72 | 226.28 | 226.28
LFG | 4.05 | 119.57 | 209.34 | 209.21 | 205.29 | 89.77
Nuc | 0 | 0 | 0 | 11999.23 | 23783.46 | 28084.8
PS | 0 | 0 | 0 | 0 | 0 | 0
PV | 30.15 | 30.15 | 30.15 | 30.15 | 0 | 0
PeakG | 0 | 0 | 0 | 0 | 0 | 0
PeakO | 0 | 0 | 0 | 0 | 0 | 0
ST | 207.34 | 386.5 | 850.16 | 894.36 | 924.56 | 969.12
STOG | 0 | 0 | 0 | 0 | 0 | 0
STWD | 0 | 0 | 0 | 0 | 0 | 0
WT | 462.26 | 3033.07 | 11349.82 | 11659.17 | 11259.51 | 9464.38
IGCC | 0 | 0 | 0 | 0 | 0 | 0
DemandResponse | 0 | 0 | 0 | 0 | 0 | 0
IGCC-CCS | 0 | 0 | 0 | 0 | 0 | 0
WT_off | 0 | 0 | 0 | 0 | 0 | 0
PseudoUnit | 0 | 0 | 0 | 0 | 0 | 0
FixedInterchange | 0 | 0 | 0 | 0 | 0 | 0
#13 | Levelized Retrofit Capital Costs ($million)
Levelized Retrofit Capital Costs by Reporting Type: Entergy
ReportingType | 2015 | 2020 | 2025 | 2030 | 2035 | 2040
BM | 0 | 0 | 0 | 0 | 0 | 0
CC | 0 | 0 | 0 | 0 | 0 | 0
CSP | 0 | 0 | 0 | 0 | 0 | 0
CT | 0 | 0 | 0 | 0 | 0 | 0
Coal | 0 | 54.59 | 54.59 | 0 | 0 | 0
Geo | 0 | 0 | 0 | 0 | 0 | 0
H | 0 | 0 | 0 | 0 | 0 | 0
LFG | 0 | 0 | 0 | 0 | 0 | 0
Nuc | 0 | 0 | 0 | 0 | 0 | 0
PS | 0 | 0 | 0 | 0 | 0 | 0
PV | 0 | 0 | 0 | 0 | 0 | 0
PeakG | 0 | 0 | 0 | 0 | 0 | 0
PeakO | 0 | 0 | 0 | 0 | 0 | 0
ST | 0 | 0 | 0 | 0 | 0 | 0
STOG | 0 | 0 | 0 | 0 | 0 | 0
STWD | 0 | 0 | 0 | 0 | 0 | 0
WT | 0 | 0 | 0 | 0 | 0 | 0
IGCC | 0 | 0 | 0 | 0 | 0 | 0
DemandResponse | 0 | 0 | 0 | 0 | 0 | 0
IGCC-CCS | 0 | 0 | 0 | 0 | 0 | 0
WT_off | 0 | 0 | 0 | 0 | 0 | 0
PseudoUnit | 0 | 0 | 0 | 0 | 0 | 0
FixedInterchange | 0 | 0 | 0 | 0 | 0 | 0
Levelized Retrofit Capital Costs by Reporting Type: FRCC
ReportingType | 2015 | 2020 | 2025 | 2030 | 2035 | 2040
BM | 0 | 0 | 0 | 0 | 0 | 0
CC | 0 | 0 | 0 | 0 | 0 | 0
CSP | 0 | 0 | 0 | 0 | 0 | 0
CT | 0 | 0 | 0 | 0 | 0 | 0
Coal | 73.1 | 13.87 | 13.87 | 54.97 | 169.09 | 133.62
Geo | 0 | 0 | 0 | 0 | 0 | 0
H | 0 | 0 | 0 | 0 | 0 | 0
LFG | 0 | 0 | 0 | 0 | 0 | 0
Nuc | 0 | 0 | 0 | 0 | 0 | 0
PS | 0 | 0 | 0 | 0 | 0 | 0
PV | 0 | 0 | 0 | 0 | 0 | 0
PeakG | 0 | 0 | 0 | 0 | 0 | 0
PeakO | 0 | 0 | 0 | 0 | 0 | 0
ST | 0 | 0 | 0 | 0 | 0 | 0
STOG | 0 | 0 | 0 | 0 | 0 | 0
STWD | 0 | 0 | 0 | 0 | 0 | 0
WT | 0 | 0 | 0 | 0 | 0 | 0
IGCC | 0 | 0 | 0 | 0 | 0 | 0
DemandResponse | 0 | 0 | 0 | 0 | 0 | 0
IGCC-CCS | 0 | 0 | 0 | 0 | 0 | 0
WT_off | 0 | 0 | 0 | 0 | 0 | 0
PseudoUnit | 0 | 0 | 0 | 0 | 0 | 0
FixedInterchange | 0 | 0 | 0 | 0 | 0 | 0
Levelized Retrofit Capital Costs by Reporting Type: MAPP_US
ReportingType | 2015 | 2020 | 2025 | 2030 | 2035 | 2040
BM | 0 | 0 | 0 | 0 | 0 | 0
CC | 0 | 0 | 0 | 0 | 0 | 0
CSP | 0 | 0 | 0 | 0 | 0 | 0
CT | 0 | 0 | 0 | 0 | 0 | 0
Coal | 22.36 | 29.62 | 7.26 | 0 | 0 | 0
Geo | 0 | 0 | 0 | 0 | 0 | 0
H | 0 | 0 | 0 | 0 | 0 | 0
LFG | 0 | 0 | 0 | 0 | 0 | 0
Nuc | 0 | 0 | 0 | 0 | 0 | 0
PS | 0 | 0 | 0 | 0 | 0 | 0
PV | 0 | 0 | 0 | 0 | 0 | 0
PeakG | 0 | 0 | 0 | 0 | 0 | 0
PeakO | 0 | 0 | 0 | 0 | 0 | 0
ST | 0 | 0 | 0 | 0 | 0 | 0
STOG | 0 | 0 | 0 | 0 | 0 | 0
STWD | 0 | 0 | 0 | 0 | 0 | 0
WT | 0 | 0 | 0 | 0 | 0 | 0
IGCC | 0 | 0 | 0 | 0 | 0 | 0
DemandResponse | 0 | 0 | 0 | 0 | 0 | 0
IGCC-CCS | 0 | 0 | 0 | 0 | 0 | 0
WT_off | 0 | 0 | 0 | 0 | 0 | 0
PseudoUnit | 0 | 0 | 0 | 0 | 0 | 0
FixedInterchange | 0 | 0 | 0 | 0 | 0 | 0
Levelized Retrofit Capital Costs by Reporting Type: MISO_IN
ReportingType | 2015 | 2020 | 2025 | 2030 | 2035 | 2040
BM | 0 | 0 | 0 | 0 | 0 | 0
CC | 0 | 0 | 0 | 0 | 0 | 0
CSP | 0 | 0 | 0 | 0 | 0 | 0
CT | 0 | 0 | 0 | 0 | 0 | 0
Coal | 0 | 96.43 | 96.43 | 125.41 | 354.72 | 234.71
Geo | 0 | 0 | 0 | 0 | 0 | 0
H | 0 | 0 | 0 | 0 | 0 | 0
LFG | 0 | 0 | 0 | 0 | 0 | 0
Nuc | 0 | 0 | 0 | 0 | 0 | 0
PS | 0 | 0 | 0 | 0 | 0 | 0
PV | 0 | 0 | 0 | 0 | 0 | 0
PeakG | 0 | 0 | 0 | 0 | 0 | 0
PeakO | 0 | 0 | 0 | 0 | 0 | 0
ST | 0 | 0 | 0 | 0 | 0 | 0
STOG | 0 | 0 | 0 | 0 | 0 | 0
STWD | 0 | 0 | 0 | 0 | 0 | 0
WT | 0 | 0 | 0 | 0 | 0 | 0
IGCC | 0 | 0 | 0 | 0 | 0 | 0
DemandResponse | 0 | 0 | 0 | 0 | 0 | 0
IGCC-CCS | 0 | 0 | 0 | 0 | 0 | 0
WT_off | 0 | 0 | 0 | 0 | 0 | 0
PseudoUnit | 0 | 0 | 0 | 0 | 0 | 0
FixedInterchange | 0 | 0 | 0 | 0 | 0 | 0
Levelized Retrofit Capital Costs by Reporting Type: MISO_MI
ReportingType | 2015 | 2020 | 2025 | 2030 | 2035 | 2040
BM | 0 | 0 | 0 | 0 | 0 | 0
CC | 0 | 0 | 0 | 0 | 0 | 0
CSP | 0 | 0 | 0 | 0 | 0 | 0
CT | 0 | 0 | 0 | 0 | 0 | 0
Coal | 15.14 | 15.14 | 0 | 0 | 0 | 0
Geo | 0 | 0 | 0 | 0 | 0 | 0
H | 0 | 0 | 0 | 0 | 0 | 0
LFG | 0 | 0 | 0 | 0 | 0 | 0
Nuc | 0 | 0 | 0 | 0 | 0 | 0
PS | 0 | 0 | 0 | 0 | 0 | 0
PV | 0 | 0 | 0 | 0 | 0 | 0
PeakG | 0 | 0 | 0 | 0 | 0 | 0
PeakO | 0 | 0 | 0 | 0 | 0 | 0
ST | 0 | 0 | 0 | 0 | 0 | 0
STOG | 0 | 0 | 0 | 0 | 0 | 0
STWD | 0 | 0 | 0 | 0 | 0 | 0
WT | 0 | 0 | 0 | 0 | 0 | 0
IGCC | 0 | 0 | 0 | 0 | 0 | 0
DemandResponse | 0 | 0 | 0 | 0 | 0 | 0
IGCC-CCS | 0 | 0 | 0 | 0 | 0 | 0
WT_off | 0 | 0 | 0 | 0 | 0 | 0
PseudoUnit | 0 | 0 | 0 | 0 | 0 | 0
FixedInterchange | 0 | 0 | 0 | 0 | 0 | 0
Levelized Retrofit Capital Costs by Reporting Type: MISO_MO-IL
ReportingType | 2015 | 2020 | 2025 | 2030 | 2035 | 2040
BM | 0 | 0 | 0 | 0 | 0 | 0
CC | 0 | 0 | 0 | 0 | 0 | 0
CSP | 0 | 0 | 0 | 0 | 0 | 0
CT | 0 | 0 | 0 | 0 | 0 | 0
Coal | 9.29 | 27.41 | 28.1 | 28.01 | 71.17 | 43.85
Geo | 0 | 0 | 0 | 0 | 0 | 0
H | 0 | 0 | 0 | 0 | 0 | 0
LFG | 0 | 0 | 0 | 0 | 0 | 0
Nuc | 0 | 0 | 0 | 0 | 0 | 0
PS | 0 | 0 | 0 | 0 | 0 | 0
PV | 0 | 0 | 0 | 0 | 0 | 0
PeakG | 0 | 0 | 0 | 0 | 0 | 0
PeakO | 0 | 0 | 0 | 0 | 0 | 0
ST | 0 | 0 | 0 | 0 | 0 | 0
STOG | 0 | 0 | 0 | 0 | 0 | 0
STWD | 0 | 0 | 0 | 0 | 0 | 0
WT | 0 | 0 | 0 | 0 | 0 | 0
IGCC | 0 | 0 | 0 | 0 | 0 | 0
DemandResponse | 0 | 0 | 0 | 0 | 0 | 0
IGCC-CCS | 0 | 0 | 0 | 0 | 0 | 0
WT_off | 0 | 0 | 0 | 0 | 0 | 0
PseudoUnit | 0 | 0 | 0 | 0 | 0 | 0
FixedInterchange | 0 | 0 | 0 | 0 | 0 | 0
Levelized Retrofit Capital Costs by Reporting Type: MISO_W
ReportingType | 2015 | 2020 | 2025 | 2030 | 2035 | 2040
BM | 0 | 0 | 0 | 0 | 0 | 0
CC | 0 | 0 | 0 | 0 | 0 | 0
CSP | 0 | 0 | 0 | 0 | 0 | 0
CT | 0 | 0 | 0 | 0 | 0 | 0
Coal | 26.68 | 21.52 | 136.99 | 115.47 | 0 | 0
Geo | 0 | 0 | 0 | 0 | 0 | 0
H | 0 | 0 | 0 | 0 | 0 | 0
LFG | 0 | 0 | 0 | 0 | 0 | 0
Nuc | 0 | 0 | 0 | 0 | 0 | 0
PS | 0 | 0 | 0 | 0 | 0 | 0
PV | 0 | 0 | 0 | 0 | 0 | 0
PeakG | 0 | 0 | 0 | 0 | 0 | 0
PeakO | 0 | 0 | 0 | 0 | 0 | 0
ST | 0 | 0 | 0 | 0 | 0 | 0
STOG | 0 | 0 | 0 | 0 | 0 | 0
STWD | 0 | 0 | 0 | 0 | 0 | 0
WT | 0 | 0 | 0 | 0 | 0 | 0
IGCC | 0 | 0 | 0 | 0 | 0 | 0
DemandResponse | 0 | 0 | 0 | 0 | 0 | 0
IGCC-CCS | 0 | 0 | 0 | 0 | 0 | 0
WT_off | 0 | 0 | 0 | 0 | 0 | 0
PseudoUnit | 0 | 0 | 0 | 0 | 0 | 0
FixedInterchange | 0 | 0 | 0 | 0 | 0 | 0
Levelized Retrofit Capital Costs by Reporting Type: MISO_WUMS
ReportingType | 2015 | 2020 | 2025 | 2030 | 2035 | 2040
BM | 0 | 0 | 0 | 0 | 0 | 0
CC | 0 | 0 | 0 | 0 | 0 | 0
CSP | 0 | 0 | 0 | 0 | 0 | 0
CT | 0 | 0 | 0 | 0 | 0 | 0
Coal | 197.26 | 183.73 | 33.51 | 39.35 | 48.58 | 67.91
Geo | 0 | 0 | 0 | 0 | 0 | 0
H | 0 | 0 | 0 | 0 | 0 | 0
LFG | 0 | 0 | 0 | 0 | 0 | 0
Nuc | 0 | 0 | 0 | 0 | 0 | 0
PS | 0 | 0 | 0 | 0 | 0 | 0
PV | 0 | 0 | 0 | 0 | 0 | 0
PeakG | 0 | 0 | 0 | 0 | 0 | 0
PeakO | 0 | 0 | 0 | 0 | 0 | 0
ST | 0 | 0 | 0 | 0 | 0 | 0
STOG | 0 | 0 | 0 | 0 | 0 | 0
STWD | 0 | 0 | 0 | 0 | 0 | 0
WT | 0 | 0 | 0 | 0 | 0 | 0
IGCC | 0 | 0 | 0 | 0 | 0 | 0
DemandResponse | 0 | 0 | 0 | 0 | 0 | 0
IGCC-CCS | 0 | 0 | 0 | 0 | 0 | 0
WT_off | 0 | 0 | 0 | 0 | 0 | 0
PseudoUnit | 0 | 0 | 0 | 0 | 0 | 0
FixedInterchange | 0 | 0 | 0 | 0 | 0 | 0
Levelized Retrofit Capital Costs by Reporting Type: Nebraska
ReportingType | 2015 | 2020 | 2025 | 2030 | 2035 | 2040
BM | 0 | 0 | 0 | 0 | 0 | 0
CC | 0 | 0 | 0 | 0 | 0 | 0
CSP | 0 | 0 | 0 | 0 | 0 | 0
CT | 0 | 0 | 0 | 0 | 0 | 0
Coal | 0 | 20.82 | 50.67 | 43.79 | 26.17 | 12.23
Geo | 0 | 0 | 0 | 0 | 0 | 0
H | 0 | 0 | 0 | 0 | 0 | 0
LFG | 0 | 0 | 0 | 0 | 0 | 0
Nuc | 0 | 0 | 0 | 0 | 0 | 0
PS | 0 | 0 | 0 | 0 | 0 | 0
PV | 0 | 0 | 0 | 0 | 0 | 0
PeakG | 0 | 0 | 0 | 0 | 0 | 0
PeakO | 0 | 0 | 0 | 0 | 0 | 0
ST | 0 | 0 | 0 | 0 | 0 | 0
STOG | 0 | 0 | 0 | 0 | 0 | 0
STWD | 0 | 0 | 0 | 0 | 0 | 0
WT | 0 | 0 | 0 | 0 | 0 | 0
IGCC | 0 | 0 | 0 | 0 | 0 | 0
DemandResponse | 0 | 0 | 0 | 0 | 0 | 0
IGCC-CCS | 0 | 0 | 0 | 0 | 0 | 0
WT_off | 0 | 0 | 0 | 0 | 0 | 0
PseudoUnit | 0 | 0 | 0 | 0 | 0 | 0
FixedInterchange | 0 | 0 | 0 | 0 | 0 | 0
Levelized Retrofit Capital Costs by Reporting Type: NEISO
ReportingType | 2015 | 2020 | 2025 | 2030 | 2035 | 2040
BM | 0 | 0 | 0 | 0 | 0 | 0
CC | 0 | 0 | 0 | 0 | 0 | 0
CSP | 0 | 0 | 0 | 0 | 0 | 0
CT | 0 | 0 | 0 | 0 | 0 | 0
Coal | 29.15 | 29.15 | 0 | 0 | 0 | 0
Geo | 0 | 0 | 0 | 0 | 0 | 0
H | 0 | 0 | 0 | 0 | 0 | 0
LFG | 0 | 0 | 0 | 0 | 0 | 0
Nuc | 0 | 0 | 0 | 0 | 0 | 0
PS | 0 | 0 | 0 | 0 | 0 | 0
PV | 0 | 0 | 0 | 0 | 0 | 0
PeakG | 0 | 0 | 0 | 0 | 0 | 0
PeakO | 0 | 0 | 0 | 0 | 0 | 0
ST | 0 | 0 | 0 | 0 | 0 | 0
STOG | 0 | 0 | 0 | 0 | 0 | 0
STWD | 0 | 0 | 0 | 0 | 0 | 0
WT | 0 | 0 | 0 | 0 | 0 | 0
IGCC | 0 | 0 | 0 | 0 | 0 | 0
DemandResponse | 0 | 0 | 0 | 0 | 0 | 0
IGCC-CCS | 0 | 0 | 0 | 0 | 0 | 0
WT_off | 0 | 0 | 0 | 0 | 0 | 0
PseudoUnit | 0 | 0 | 0 | 0 | 0 | 0
FixedInterchange | 0 | 0 | 0 | 0 | 0 | 0
Levelized Retrofit Capital Costs by Reporting Type: NonRTO_Midwest
ReportingType | 2015 | 2020 | 2025 | 2030 | 2035 | 2040
BM | 0 | 0 | 0 | 0 | 0 | 0
CC | 0 | 0 | 0 | 0 | 0 | 0
CSP | 0 | 0 | 0 | 0 | 0 | 0
CT | 0 | 0 | 0 | 0 | 0 | 0
Coal | 165.72 | 182.78 | 44.76 | 92.15 | 162.05 | 69.91
Geo | 0 | 0 | 0 | 0 | 0 | 0
H | 0 | 0 | 0 | 0 | 0 | 0
LFG | 0 | 0 | 0 | 0 | 0 | 0
Nuc | 0 | 0 | 0 | 0 | 0 | 0
PS | 0 | 0 | 0 | 0 | 0 | 0
PV | 0 | 0 | 0 | 0 | 0 | 0
PeakG | 0 | 0 | 0 | 0 | 0 | 0
PeakO | 0 | 0 | 0 | 0 | 0 | 0
ST | 0 | 0 | 0 | 0 | 0 | 0
STOG | 0 | 0 | 0 | 0 | 0 | 0
STWD | 0 | 0 | 0 | 0 | 0 | 0
WT | 0 | 0 | 0 | 0 | 0 | 0
IGCC | 0 | 0 | 0 | 0 | 0 | 0
DemandResponse | 0 | 0 | 0 | 0 | 0 | 0
IGCC-CCS | 0 | 0 | 0 | 0 | 0 | 0
WT_off | 0 | 0 | 0 | 0 | 0 | 0
PseudoUnit | 0 | 0 | 0 | 0 | 0 | 0
FixedInterchange | 0 | 0 | 0 | 0 | 0 | 0
Levelized Retrofit Capital Costs by Reporting Type: NYISO_A-F
ReportingType | 2015 | 2020 | 2025 | 2030 | 2035 | 2040
BM | 0 | 0 | 0 | 0 | 0 | 0
CC | 0 | 0 | 0 | 0 | 0 | 0
CSP | 0 | 0 | 0 | 0 | 0 | 0
CT | 0 | 0 | 0 | 0 | 0 | 0
Coal | 0 | 0 | 0 | 0 | 0 | 0
Geo | 0 | 0 | 0 | 0 | 0 | 0
H | 0 | 0 | 0 | 0 | 0 | 0
LFG | 0 | 0 | 0 | 0 | 0 | 0
Nuc | 0 | 0 | 0 | 0 | 0 | 0
PS | 0 | 0 | 0 | 0 | 0 | 0
PV | 0 | 0 | 0 | 0 | 0 | 0
PeakG | 0 | 0 | 0 | 0 | 0 | 0
PeakO | 0 | 0 | 0 | 0 | 0 | 0
ST | 0 | 0 | 0 | 0 | 0 | 0
STOG | 0 | 0 | 0 | 0 | 0 | 0
STWD | 0 | 0 | 0 | 0 | 0 | 0
WT | 0 | 0 | 0 | 0 | 0 | 0
IGCC | 0 | 0 | 0 | 0 | 0 | 0
DemandResponse | 0 | 0 | 0 | 0 | 0 | 0
IGCC-CCS | 0 | 0 | 0 | 0 | 0 | 0
WT_off | 0 | 0 | 0 | 0 | 0 | 0
PseudoUnit | 0 | 0 | 0 | 0 | 0 | 0
FixedInterchange | 0 | 0 | 0 | 0 | 0 | 0
Levelized Retrofit Capital Costs by Reporting Type: NYISO_G-I
ReportingType | 2015 | 2020 | 2025 | 2030 | 2035 | 2040
BM | 0 | 0 | 0 | 0 | 0 | 0
CC | 0 | 0 | 0 | 0 | 0 | 0
CSP | 0 | 0 | 0 | 0 | 0 | 0
CT | 0 | 0 | 0 | 0 | 0 | 0
Coal | 0 | 0 | 0 | 0 | 0 | 0
Geo | 0 | 0 | 0 | 0 | 0 | 0
H | 0 | 0 | 0 | 0 | 0 | 0
LFG | 0 | 0 | 0 | 0 | 0 | 0
Nuc | 0 | 0 | 0 | 0 | 0 | 0
PS | 0 | 0 | 0 | 0 | 0 | 0
PV | 0 | 0 | 0 | 0 | 0 | 0
PeakG | 0 | 0 | 0 | 0 | 0 | 0
PeakO | 0 | 0 | 0 | 0 | 0 | 0
ST | 0 | 0 | 0 | 0 | 0 | 0
STOG | 0 | 0 | 0 | 0 | 0 | 0
STWD | 0 | 0 | 0 | 0 | 0 | 0
WT | 0 | 0 | 0 | 0 | 0 | 0
IGCC | 0 | 0 | 0 | 0 | 0 | 0
DemandResponse | 0 | 0 | 0 | 0 | 0 | 0
IGCC-CCS | 0 | 0 | 0 | 0 | 0 | 0
WT_off | 0 | 0 | 0 | 0 | 0 | 0
PseudoUnit | 0 | 0 | 0 | 0 | 0 | 0
FixedInterchange | 0 | 0 | 0 | 0 | 0 | 0
Levelized Retrofit Capital Costs by Reporting Type: NYISO_J-K
ReportingType | 2015 | 2020 | 2025 | 2030 | 2035 | 2040
BM | 0 | 0 | 0 | 0 | 0 | 0
CC | 0 | 0 | 0 | 0 | 0 | 0
CSP | 0 | 0 | 0 | 0 | 0 | 0
CT | 0 | 0 | 0 | 0 | 0 | 0
Coal | 0 | 0 | 0 | 0 | 0 | 0
Geo | 0 | 0 | 0 | 0 | 0 | 0
H | 0 | 0 | 0 | 0 | 0 | 0
LFG | 0 | 0 | 0 | 0 | 0 | 0
Nuc | 0 | 0 | 0 | 0 | 0 | 0
PS | 0 | 0 | 0 | 0 | 0 | 0
PV | 0 | 0 | 0 | 0 | 0 | 0
PeakG | 0 | 0 | 0 | 0 | 0 | 0
PeakO | 0 | 0 | 0 | 0 | 0 | 0
ST | 0 | 0 | 0 | 0 | 0 | 0
STOG | 0 | 0 | 0 | 0 | 0 | 0
STWD | 0 | 0 | 0 | 0 | 0 | 0
WT | 0 | 0 | 0 | 0 | 0 | 0
IGCC | 0 | 0 | 0 | 0 | 0 | 0
DemandResponse | 0 | 0 | 0 | 0 | 0 | 0
IGCC-CCS | 0 | 0 | 0 | 0 | 0 | 0
WT_off | 0 | 0 | 0 | 0 | 0 | 0
PseudoUnit | 0 | 0 | 0 | 0 | 0 | 0
FixedInterchange | 0 | 0 | 0 | 0 | 0 | 0
Levelized Retrofit Capital Costs by Reporting Type: PJM_E
ReportingType | 2015 | 2020 | 2025 | 2030 | 2035 | 2040
BM | 0 | 0 | 0 | 0 | 0 | 0
CC | 0 | 0 | 0 | 0 | 0 | 0
CSP | 0 | 0 | 0 | 0 | 0 | 0
CT | 0 | 0 | 0 | 0 | 0 | 0
Coal | 22.45 | 22.45 | 0 | 0 | 21.12 | 54.17
Geo | 0 | 0 | 0 | 0 | 0 | 0
H | 0 | 0 | 0 | 0 | 0 | 0
LFG | 0 | 0 | 0 | 0 | 0 | 0
Nuc | 0 | 0 | 0 | 0 | 0 | 0
PS | 0 | 0 | 0 | 0 | 0 | 0
PV | 0 | 0 | 0 | 0 | 0 | 0
PeakG | 0 | 0 | 0 | 0 | 0 | 0
PeakO | 0 | 0 | 0 | 0 | 0 | 0
ST | 0 | 0 | 0 | 0 | 0 | 0
STOG | 0 | 0 | 0 | 0 | 0 | 0
STWD | 0 | 0 | 0 | 0 | 0 | 0
WT | 0 | 0 | 0 | 0 | 0 | 0
IGCC | 0 | 0 | 0 | 0 | 0 | 0
DemandResponse | 0 | 0 | 0 | 0 | 0 | 0
IGCC-CCS | 0 | 0 | 0 | 0 | 0 | 0
WT_off | 0 | 0 | 0 | 0 | 0 | 0
PseudoUnit | 0 | 0 | 0 | 0 | 0 | 0
FixedInterchange | 0 | 0 | 0 | 0 | 0 | 0
Levelized Retrofit Capital Costs by Reporting Type: PJM_ROM
ReportingType | 2015 | 2020 | 2025 | 2030 | 2035 | 2040
BM | 0 | 0 | 0 | 0 | 0 | 0
CC | 0 | 0 | 0 | 0 | 0 | 0
CSP | 0 | 0 | 0 | 0 | 0 | 0
CT | 0 | 0 | 0 | 0 | 0 | 0
Coal | 14.63 | 11.25 | 11.25 | 11.99 | 54.2 | 47.16
Geo | 0 | 0 | 0 | 0 | 0 | 0
H | 0 | 0 | 0 | 0 | 0 | 0
LFG | 0 | 0 | 0 | 0 | 0 | 0
Nuc | 0 | 0 | 0 | 0 | 0 | 0
PS | 0 | 0 | 0 | 0 | 0 | 0
PV | 0 | 0 | 0 | 0 | 0 | 0
PeakG | 0 | 0 | 0 | 0 | 0 | 0
PeakO | 0 | 0 | 0 | 0 | 0 | 0
ST | 0 | 0 | 0 | 0 | 0 | 0
STOG | 0 | 0 | 0 | 0 | 0 | 0
STWD | 0 | 0 | 0 | 0 | 0 | 0
WT | 0 | 0 | 0 | 0 | 0 | 0
IGCC | 0 | 0 | 0 | 0 | 0 | 0
DemandResponse | 0 | 0 | 0 | 0 | 0 | 0
IGCC-CCS | 0 | 0 | 0 | 0 | 0 | 0
WT_off | 0 | 0 | 0 | 0 | 0 | 0
PseudoUnit | 0 | 0 | 0 | 0 | 0 | 0
FixedInterchange | 0 | 0 | 0 | 0 | 0 | 0
Levelized Retrofit Capital Costs by Reporting Type: PJM_ROR
ReportingType | 2015 | 2020 | 2025 | 2030 | 2035 | 2040
BM | 0 | 0 | 0 | 0 | 0 | 0
CC | 0 | 0 | 0 | 0 | 0 | 0
CSP | 0 | 0 | 0 | 0 | 0 | 0
CT | 0 | 0 | 0 | 0 | 0 | 0
Coal | 47 | 166.93 | 175.28 | 268.8 | 404.73 | 149.28
Geo | 0 | 0 | 0 | 0 | 0 | 0
H | 0 | 0 | 0 | 0 | 0 | 0
LFG | 0 | 0 | 0 | 0 | 0 | 0
Nuc | 0 | 0 | 0 | 0 | 0 | 0
PS | 0 | 0 | 0 | 0 | 0 | 0
PV | 0 | 0 | 0 | 0 | 0 | 0
PeakG | 0 | 0 | 0 | 0 | 0 | 0
PeakO | 0 | 0 | 0 | 0 | 0 | 0
ST | 0 | 0 | 0 | 0 | 0 | 0
STOG | 0 | 0 | 0 | 0 | 0 | 0
STWD | 0 | 0 | 0 | 0 | 0 | 0
WT | 0 | 0 | 0 | 0 | 0 | 0
IGCC | 0 | 0 | 0 | 0 | 0 | 0
DemandResponse | 0 | 0 | 0 | 0 | 0 | 0
IGCC-CCS | 0 | 0 | 0 | 0 | 0 | 0
WT_off | 0 | 0 | 0 | 0 | 0 | 0
PseudoUnit | 0 | 0 | 0 | 0 | 0 | 0
FixedInterchange | 0 | 0 | 0 | 0 | 0 | 0
Levelized Retrofit Capital Costs by Reporting Type: SOCO
ReportingType | 2015 | 2020 | 2025 | 2030 | 2035 | 2040
BM | 0 | 0 | 0 | 0 | 0 | 0
CC | 0 | 0 | 0 | 0 | 0 | 0
CSP | 0 | 0 | 0 | 0 | 0 | 0
CT | 0 | 0 | 0 | 0 | 0 | 0
Coal | 400.35 | 414.41 | 231.64 | 217.57 | 0 | 0
Geo | 0 | 0 | 0 | 0 | 0 | 0
H | 0 | 0 | 0 | 0 | 0 | 0
LFG | 0 | 0 | 0 | 0 | 0 | 0
Nuc | 0 | 0 | 0 | 0 | 0 | 0
PS | 0 | 0 | 0 | 0 | 0 | 0
PV | 0 | 0 | 0 | 0 | 0 | 0
PeakG | 0 | 0 | 0 | 0 | 0 | 0
PeakO | 0 | 0 | 0 | 0 | 0 | 0
ST | 0 | 0 | 0 | 0 | 0 | 0
STOG | 0 | 0 | 0 | 0 | 0 | 0
STWD | 0 | 0 | 0 | 0 | 0 | 0
WT | 0 | 0 | 0 | 0 | 0 | 0
IGCC | 0 | 0 | 0 | 0 | 0 | 0
DemandResponse | 0 | 0 | 0 | 0 | 0 | 0
IGCC-CCS | 0 | 0 | 0 | 0 | 0 | 0
WT_off | 0 | 0 | 0 | 0 | 0 | 0
PseudoUnit | 0 | 0 | 0 | 0 | 0 | 0
FixedInterchange | 0 | 0 | 0 | 0 | 0 | 0
Levelized Retrofit Capital Costs by Reporting Type: SPP_N
ReportingType | 2015 | 2020 | 2025 | 2030 | 2035 | 2040
BM | 0 | 0 | 0 | 0 | 0 | 0
CC | 0 | 0 | 0 | 0 | 0 | 0
CSP | 0 | 0 | 0 | 0 | 0 | 0
CT | 0 | 0 | 0 | 0 | 0 | 0
Coal | 0 | 32.09 | 32.09 | 0 | 0 | 0
Geo | 0 | 0 | 0 | 0 | 0 | 0
H | 0 | 0 | 0 | 0 | 0 | 0
LFG | 0 | 0 | 0 | 0 | 0 | 0
Nuc | 0 | 0 | 0 | 0 | 0 | 0
PS | 0 | 0 | 0 | 0 | 0 | 0
PV | 0 | 0 | 0 | 0 | 0 | 0
PeakG | 0 | 0 | 0 | 0 | 0 | 0
PeakO | 0 | 0 | 0 | 0 | 0 | 0
ST | 0 | 0 | 0 | 0 | 0 | 0
STOG | 0 | 0 | 0 | 0 | 0 | 0
STWD | 0 | 0 | 0 | 0 | 0 | 0
WT | 0 | 0 | 0 | 0 | 0 | 0
IGCC | 0 | 0 | 0 | 0 | 0 | 0
DemandResponse | 0 | 0 | 0 | 0 | 0 | 0
IGCC-CCS | 0 | 0 | 0 | 0 | 0 | 0
WT_off | 0 | 0 | 0 | 0 | 0 | 0
PseudoUnit | 0 | 0 | 0 | 0 | 0 | 0
FixedInterchange | 0 | 0 | 0 | 0 | 0 | 0
Levelized Retrofit Capital Costs by Reporting Type: SPP_S
ReportingType | 2015 | 2020 | 2025 | 2030 | 2035 | 2040
BM | 0 | 0 | 0 | 0 | 0 | 0
CC | 0 | 0 | 0 | 0 | 0 | 0
CSP | 0 | 0 | 0 | 0 | 0 | 0
CT | 0 | 0 | 0 | 0 | 0 | 0
Coal | 0 | 45.31 | 45.31 | 0 | 0 | 0
Geo | 0 | 0 | 0 | 0 | 0 | 0
H | 0 | 0 | 0 | 0 | 0 | 0
LFG | 0 | 0 | 0 | 0 | 0 | 0
Nuc | 0 | 0 | 0 | 0 | 0 | 0
PS | 0 | 0 | 0 | 0 | 0 | 0
PV | 0 | 0 | 0 | 0 | 0 | 0
PeakG | 0 | 0 | 0 | 0 | 0 | 0
PeakO | 0 | 0 | 0 | 0 | 0 | 0
ST | 0 | 0 | 0 | 0 | 0 | 0
STOG | 0 | 0 | 0 | 0 | 0 | 0
STWD | 0 | 0 | 0 | 0 | 0 | 0
WT | 0 | 0 | 0 | 0 | 0 | 0
IGCC | 0 | 0 | 0 | 0 | 0 | 0
DemandResponse | 0 | 0 | 0 | 0 | 0 | 0
IGCC-CCS | 0 | 0 | 0 | 0 | 0 | 0
WT_off | 0 | 0 | 0 | 0 | 0 | 0
PseudoUnit | 0 | 0 | 0 | 0 | 0 | 0
FixedInterchange | 0 | 0 | 0 | 0 | 0 | 0
Levelized Retrofit Capital Costs by Reporting Type: TVA
ReportingType | 2015 | 2020 | 2025 | 2030 | 2035 | 2040
BM | 0 | 0 | 0 | 0 | 0 | 0
CC | 0 | 0 | 0 | 0 | 0 | 0
CSP | 0 | 0 | 0 | 0 | 0 | 0
CT | 0 | 0 | 0 | 0 | 0 | 0
Coal | 0 | 35.63 | 35.63 | 0 | 0 | 0
Geo | 0 | 0 | 0 | 0 | 0 | 0
H | 0 | 0 | 0 | 0 | 0 | 0
LFG | 0 | 0 | 0 | 0 | 0 | 0
Nuc | 0 | 0 | 0 | 0 | 0 | 0
PS | 0 | 0 | 0 | 0 | 0 | 0
PV | 0 | 0 | 0 | 0 | 0 | 0
PeakG | 0 | 0 | 0 | 0 | 0 | 0
PeakO | 0 | 0 | 0 | 0 | 0 | 0
ST | 0 | 0 | 0 | 0 | 0 | 0
STOG | 0 | 0 | 0 | 0 | 0 | 0
STWD | 0 | 0 | 0 | 0 | 0 | 0
WT | 0 | 0 | 0 | 0 | 0 | 0
IGCC | 0 | 0 | 0 | 0 | 0 | 0
DemandResponse | 0 | 0 | 0 | 0 | 0 | 0
IGCC-CCS | 0 | 0 | 0 | 0 | 0 | 0
WT_off | 0 | 0 | 0 | 0 | 0 | 0
PseudoUnit | 0 | 0 | 0 | 0 | 0 | 0
FixedInterchange | 0 | 0 | 0 | 0 | 0 | 0
Levelized Retrofit Capital Costs by Reporting Type: TVA_Transmission
ReportingType | 2015 | 2020 | 2025 | 2030 | 2035 | 2040
BM | 0 | 0 | 0 | 0 | 0 | 0
CC | 0 | 0 | 0 | 0 | 0 | 0
CSP | 0 | 0 | 0 | 0 | 0 | 0
CT | 0 | 0 | 0 | 0 | 0 | 0
Coal | 0 | 0 | 0 | 0 | 0 | 0
Geo | 0 | 0 | 0 | 0 | 0 | 0
H | 0 | 0 | 0 | 0 | 0 | 0
LFG | 0 | 0 | 0 | 0 | 0 | 0
Nuc | 0 | 0 | 0 | 0 | 0 | 0
PS | 0 | 0 | 0 | 0 | 0 | 0
PV | 0 | 0 | 0 | 0 | 0 | 0
PeakG | 0 | 0 | 0 | 0 | 0 | 0
PeakO | 0 | 0 | 0 | 0 | 0 | 0
ST | 0 | 0 | 0 | 0 | 0 | 0
STOG | 0 | 0 | 0 | 0 | 0 | 0
STWD | 0 | 0 | 0 | 0 | 0 | 0
WT | 0 | 0 | 0 | 0 | 0 | 0
IGCC | 0 | 0 | 0 | 0 | 0 | 0
DemandResponse | 0 | 0 | 0 | 0 | 0 | 0
IGCC-CCS | 0 | 0 | 0 | 0 | 0 | 0
WT_off | 0 | 0 | 0 | 0 | 0 | 0
PseudoUnit | 0 | 0 | 0 | 0 | 0 | 0
FixedInterchange | 0 | 0 | 0 | 0 | 0 | 0
Levelized Retrofit Capital Costs by Reporting Type: VACAR
ReportingType | 2015 | 2020 | 2025 | 2030 | 2035 | 2040
BM | 0 | 0 | 0 | 0 | 0 | 0
CC | 0 | 0 | 0 | 0 | 0 | 0
CSP | 0 | 0 | 0 | 0 | 0 | 0
CT | 0 | 0 | 0 | 0 | 0 | 0
Coal | 0 | 59.25 | 150.05 | 114.49 | 39.86 | 16.17
Geo | 0 | 0 | 0 | 0 | 0 | 0
H | 0 | 0 | 0 | 0 | 0 | 0
LFG | 0 | 0 | 0 | 0 | 0 | 0
Nuc | 0 | 0 | 0 | 0 | 0 | 0
PS | 0 | 0 | 0 | 0 | 0 | 0
PV | 0 | 0 | 0 | 0 | 0 | 0
PeakG | 0 | 0 | 0 | 0 | 0 | 0
PeakO | 0 | 0 | 0 | 0 | 0 | 0
ST | 0 | 0 | 0 | 0 | 0 | 0
STOG | 0 | 0 | 0 | 0 | 0 | 0
STWD | 0 | 0 | 0 | 0 | 0 | 0
WT | 0 | 0 | 0 | 0 | 0 | 0
IGCC | 0 | 0 | 0 | 0 | 0 | 0
DemandResponse | 0 | 0 | 0 | 0 | 0 | 0
IGCC-CCS | 0 | 0 | 0 | 0 | 0 | 0
WT_off | 0 | 0 | 0 | 0 | 0 | 0
PseudoUnit | 0 | 0 | 0 | 0 | 0 | 0
FixedInterchange | 0 | 0 | 0 | 0 | 0 | 0
Levelized Retrofit Capital Costs by Reporting Type: IESO
ReportingType | 2015 | 2020 | 2025 | 2030 | 2035 | 2040
BM | 0 | 0 | 0 | 0 | 0 | 0
CC | 0 | 0 | 0 | 0 | 0 | 0
CSP | 0 | 0 | 0 | 0 | 0 | 0
CT | 0 | 0 | 0 | 0 | 0 | 0
Coal | 0 | 0 | 0 | 0 | 0 | 0
Geo | 0 | 0 | 0 | 0 | 0 | 0
H | 0 | 0 | 0 | 0 | 0 | 0
LFG | 0 | 0 | 0 | 0 | 0 | 0
Nuc | 0 | 0 | 0 | 0 | 0 | 0
PS | 0 | 0 | 0 | 0 | 0 | 0
PV | 0 | 0 | 0 | 0 | 0 | 0
PeakG | 0 | 0 | 0 | 0 | 0 | 0
PeakO | 0 | 0 | 0 | 0 | 0 | 0
ST | 0 | 0 | 0 | 0 | 0 | 0
STOG | 0 | 0 | 0 | 0 | 0 | 0
STWD | 0 | 0 | 0 | 0 | 0 | 0
WT | 0 | 0 | 0 | 0 | 0 | 0
IGCC | 0 | 0 | 0 | 0 | 0 | 0
DemandResponse | 0 | 0 | 0 | 0 | 0 | 0
IGCC-CCS | 0 | 0 | 0 | 0 | 0 | 0
WT_off | 0 | 0 | 0 | 0 | 0 | 0
PseudoUnit | 0 | 0 | 0 | 0 | 0 | 0
FixedInterchange | 0 | 0 | 0 | 0 | 0 | 0
Levelized Retrofit Capital Costs by Reporting Type: MAPP_CA
ReportingType | 2015 | 2020 | 2025 | 2030 | 2035 | 2040
BM | 0 | 0 | 0 | 0 | 0 | 0
CC | 0 | 0 | 0 | 0 | 0 | 0
CSP | 0 | 0 | 0 | 0 | 0 | 0
CT | 0 | 0 | 0 | 0 | 0 | 0
Coal | 0 | 0 | 0 | 0 | 0 | 0
Geo | 0 | 0 | 0 | 0 | 0 | 0
H | 0 | 0 | 0 | 0 | 0 | 0
LFG | 0 | 0 | 0 | 0 | 0 | 0
Nuc | 0 | 0 | 0 | 0 | 0 | 0
PS | 0 | 0 | 0 | 0 | 0 | 0
PV | 0 | 0 | 0 | 0 | 0 | 0
PeakG | 0 | 0 | 0 | 0 | 0 | 0
PeakO | 0 | 0 | 0 | 0 | 0 | 0
ST | 0 | 0 | 0 | 0 | 0 | 0
STOG | 0 | 0 | 0 | 0 | 0 | 0
STWD | 0 | 0 | 0 | 0 | 0 | 0
WT | 0 | 0 | 0 | 0 | 0 | 0
IGCC | 0 | 0 | 0 | 0 | 0 | 0
DemandResponse | 0 | 0 | 0 | 0 | 0 | 0
IGCC-CCS | 0 | 0 | 0 | 0 | 0 | 0
WT_off | 0 | 0 | 0 | 0 | 0 | 0
PseudoUnit | 0 | 0 | 0 | 0 | 0 | 0
FixedInterchange | 0 | 0 | 0 | 0 | 0 | 0
Levelized Retrofit Capital Costs by Reporting Type: AZ_NM_SNV_Coal
ReportingType | 2015 | 2020 | 2025 | 2030 | 2035 | 2040
BM | 0 | 0 | 0 | 0 | 0 | 0
CC | 0 | 0 | 0 | 0 | 0 | 0
CSP | 0 | 0 | 0 | 0 | 0 | 0
CT | 0 | 0 | 0 | 0 | 0 | 0
Coal | 49.67 | 60.77 | 27.84 | 0.27 | 0.87 | 0.6
Geo | 0 | 0 | 0 | 0 | 0 | 0
H | 0 | 0 | 0 | 0 | 0 | 0
LFG | 0 | 0 | 0 | 0 | 0 | 0
Nuc | 0 | 0 | 0 | 0 | 0 | 0
PS | 0 | 0 | 0 | 0 | 0 | 0
PV | 0 | 0 | 0 | 0 | 0 | 0
PeakG | 0 | 0 | 0 | 0 | 0 | 0
PeakO | 0 | 0 | 0 | 0 | 0 | 0
ST | 0 | 0 | 0 | 0 | 0 | 0
STOG | 0 | 0 | 0 | 0 | 0 | 0
STWD | 0 | 0 | 0 | 0 | 0 | 0
WT | 0 | 0 | 0 | 0 | 0 | 0
IGCC | 0 | 0 | 0 | 0 | 0 | 0
DemandResponse | 0 | 0 | 0 | 0 | 0 | 0
IGCC-CCS | 0 | 0 | 0 | 0 | 0 | 0
WT_off | 0 | 0 | 0 | 0 | 0 | 0
PseudoUnit | 0 | 0 | 0 | 0 | 0 | 0
FixedInterchange | 0 | 0 | 0 | 0 | 0 | 0
Levelized Retrofit Capital Costs by Reporting Type: AZ_NM_SNV_Gas
ReportingType | 2015 | 2020 | 2025 | 2030 | 2035 | 2040
BM | 0 | 0 | 0 | 0 | 0 | 0
CC | 0 | 0 | 0 | 0 | 0 | 0
CSP | 0 | 0 | 0 | 0 | 0 | 0
CT | 0 | 0 | 0 | 0 | 0 | 0
Coal | 0 | 0 | 0 | 0 | 0 | 0
Geo | 0 | 0 | 0 | 0 | 0 | 0
H | 0 | 0 | 0 | 0 | 0 | 0
LFG | 0 | 0 | 0 | 0 | 0 | 0
Nuc | 0 | 0 | 0 | 0 | 0 | 0
PS | 0 | 0 | 0 | 0 | 0 | 0
PV | 0 | 0 | 0 | 0 | 0 | 0
PeakG | 0 | 0 | 0 | 0 | 0 | 0
PeakO | 0 | 0 | 0 | 0 | 0 | 0
ST | 0 | 0 | 0 | 0 | 0 | 0
STOG | 0 | 0 | 0 | 0 | 0 | 0
STWD | 0 | 0 | 0 | 0 | 0 | 0
WT | 0 | 0 | 0 | 0 | 0 | 0
IGCC | 0 | 0 | 0 | 0 | 0 | 0
DemandResponse | 0 | 0 | 0 | 0 | 0 | 0
IGCC-CCS | 0 | 0 | 0 | 0 | 0 | 0
WT_off | 0 | 0 | 0 | 0 | 0 | 0
PseudoUnit | 0 | 0 | 0 | 0 | 0 | 0
FixedInterchange | 0 | 0 | 0 | 0 | 0 | 0
Levelized Retrofit Capital Costs by Reporting Type: AZ_NM_SNV_NucRenew
ReportingType | 2015 | 2020 | 2025 | 2030 | 2035 | 2040
BM | 0 | 0 | 0 | 0 | 0 | 0
CC | 0 | 0 | 0 | 0 | 0 | 0
CSP | 0 | 0 | 0 | 0 | 0 | 0
CT | 0 | 0 | 0 | 0 | 0 | 0
Coal | 0 | 0 | 0 | 0 | 0 | 0
Geo | 0 | 0 | 0 | 0 | 0 | 0
H | 0 | 0 | 0 | 0 | 0 | 0
LFG | 0 | 0 | 0 | 0 | 0 | 0
Nuc | 0 | 0 | 0 | 0 | 0 | 0
PS | 0 | 0 | 0 | 0 | 0 | 0
PV | 0 | 0 | 0 | 0 | 0 | 0
PeakG | 0 | 0 | 0 | 0 | 0 | 0
PeakO | 0 | 0 | 0 | 0 | 0 | 0
ST | 0 | 0 | 0 | 0 | 0 | 0
STOG | 0 | 0 | 0 | 0 | 0 | 0
STWD | 0 | 0 | 0 | 0 | 0 | 0
WT | 0 | 0 | 0 | 0 | 0 | 0
IGCC | 0 | 0 | 0 | 0 | 0 | 0
DemandResponse | 0 | 0 | 0 | 0 | 0 | 0
IGCC-CCS | 0 | 0 | 0 | 0 | 0 | 0
WT_off | 0 | 0 | 0 | 0 | 0 | 0
PseudoUnit | 0 | 0 | 0 | 0 | 0 | 0
FixedInterchange | 0 | 0 | 0 | 0 | 0 | 0
Levelized Retrofit Capital Costs by Reporting Type: ERCOT
ReportingType | 2015 | 2020 | 2025 | 2030 | 2035 | 2040
BM | 0 | 0 | 0 | 0 | 0 | 0
CC | 0 | 0 | 0 | 0 | 0 | 0
CSP | 0 | 0 | 0 | 0 | 0 | 0
CT | 0 | 0 | 0 | 0 | 0 | 0
Coal | 82.51 | 5.82 | 155.63 | 209.44 | 59.64 | 0
Geo | 0 | 0 | 0 | 0 | 0 | 0
H | 0 | 0 | 0 | 0 | 0 | 0
LFG | 0 | 0 | 0 | 0 | 0 | 0
Nuc | 0 | 0 | 0 | 0 | 0 | 0
PS | 0 | 0 | 0 | 0 | 0 | 0
PV | 0 | 0 | 0 | 0 | 0 | 0
PeakG | 0 | 0 | 0 | 0 | 0 | 0
PeakO | 0 | 0 | 0 | 0 | 0 | 0
ST | 0 | 0 | 0 | 0 | 0 | 0
STOG | 0 | 0 | 0 | 0 | 0 | 0
STWD | 0 | 0 | 0 | 0 | 0 | 0
WT | 0 | 0 | 0 | 0 | 0 | 0
IGCC | 0 | 0 | 0 | 0 | 0 | 0
DemandResponse | 0 | 0 | 0 | 0 | 0 | 0
IGCC-CCS | 0 | 0 | 0 | 0 | 0 | 0
WT_off | 0 | 0 | 0 | 0 | 0 | 0
PseudoUnit | 0 | 0 | 0 | 0 | 0 | 0
FixedInterchange | 0 | 0 | 0 | 0 | 0 | 0
Levelized Retrofit Capital Costs by Reporting Type: NP15
ReportingType | 2015 | 2020 | 2025 | 2030 | 2035 | 2040
BM | 0 | 0 | 0 | 0 | 0 | 0
CC | 0 | 0 | 0 | 0 | 0 | 0
CSP | 0 | 0 | 0 | 0 | 0 | 0
CT | 0 | 0 | 0 | 0 | 0 | 0
Coal | 0 | 1.66 | 1.66 | 0 | 0 | 0
Geo | 0 | 0 | 0 | 0 | 0 | 0
H | 0 | 0 | 0 | 0 | 0 | 0
LFG | 0 | 0 | 0 | 0 | 0 | 0
Nuc | 0 | 0 | 0 | 0 | 0 | 0
PS | 0 | 0 | 0 | 0 | 0 | 0
PV | 0 | 0 | 0 | 0 | 0 | 0
PeakG | 0 | 0 | 0 | 0 | 0 | 0
PeakO | 0 | 0 | 0 | 0 | 0 | 0
ST | 0 | 0 | 0 | 0 | 0 | 0
STOG | 0 | 0 | 0 | 0 | 0 | 0
STWD | 0 | 0 | 0 | 0 | 0 | 0
WT | 0 | 0 | 0 | 0 | 0 | 0
IGCC | 0 | 0 | 0 | 0 | 0 | 0
DemandResponse | 0 | 0 | 0 | 0 | 0 | 0
IGCC-CCS | 0 | 0 | 0 | 0 | 0 | 0
WT_off | 0 | 0 | 0 | 0 | 0 | 0
PseudoUnit | 0 | 0 | 0 | 0 | 0 | 0
FixedInterchange | 0 | 0 | 0 | 0 | 0 | 0
Levelized Retrofit Capital Costs by Reporting Type: NWPP_Coal
ReportingType | 2015 | 2020 | 2025 | 2030 | 2035 | 2040
BM | 0 | 0 | 0 | 0 | 0 | 0
CC | 0 | 0 | 0 | 0 | 0 | 0
CSP | 0 | 0 | 0 | 0 | 0 | 0
CT | 0 | 0 | 0 | 0 | 0 | 0
Coal | 0 | 56.57 | 127.47 | 70.9 | 0 | 0
Geo | 0 | 0 | 0 | 0 | 0 | 0
H | 0 | 0 | 0 | 0 | 0 | 0
LFG | 0 | 0 | 0 | 0 | 0 | 0
Nuc | 0 | 0 | 0 | 0 | 0 | 0
PS | 0 | 0 | 0 | 0 | 0 | 0
PV | 0 | 0 | 0 | 0 | 0 | 0
PeakG | 0 | 0 | 0 | 0 | 0 | 0
PeakO | 0 | 0 | 0 | 0 | 0 | 0
ST | 0 | 0 | 0 | 0 | 0 | 0
STOG | 0 | 0 | 0 | 0 | 0 | 0
STWD | 0 | 0 | 0 | 0 | 0 | 0
WT | 0 | 0 | 0 | 0 | 0 | 0
IGCC | 0 | 0 | 0 | 0 | 0 | 0
DemandResponse | 0 | 0 | 0 | 0 | 0 | 0
IGCC-CCS | 0 | 0 | 0 | 0 | 0 | 0
WT_off | 0 | 0 | 0 | 0 | 0 | 0
PseudoUnit | 0 | 0 | 0 | 0 | 0 | 0
FixedInterchange | 0 | 0 | 0 | 0 | 0 | 0
Levelized Retrofit Capital Costs by Reporting Type: NWPP_Gas
ReportingType | 2015 | 2020 | 2025 | 2030 | 2035 | 2040
BM | 0 | 0 | 0 | 0 | 0 | 0
CC | 0 | 0 | 0 | 0 | 0 | 0
CSP | 0 | 0 | 0 | 0 | 0 | 0
CT | 0 | 0 | 0 | 0 | 0 | 0
Coal | 0 | 0 | 0 | 0 | 0 | 0
Geo | 0 | 0 | 0 | 0 | 0 | 0
H | 0 | 0 | 0 | 0 | 0 | 0
LFG | 0 | 0 | 0 | 0 | 0 | 0
Nuc | 0 | 0 | 0 | 0 | 0 | 0
PS | 0 | 0 | 0 | 0 | 0 | 0
PV | 0 | 0 | 0 | 0 | 0 | 0
PeakG | 0 | 0 | 0 | 0 | 0 | 0
PeakO | 0 | 0 | 0 | 0 | 0 | 0
ST | 0 | 0 | 0 | 0 | 0 | 0
STOG | 0 | 0 | 0 | 0 | 0 | 0
STWD | 0 | 0 | 0 | 0 | 0 | 0
WT | 0 | 0 | 0 | 0 | 0 | 0
IGCC | 0 | 0 | 0 | 0 | 0 | 0
DemandResponse | 0 | 0 | 0 | 0 | 0 | 0
IGCC-CCS | 0 | 0 | 0 | 0 | 0 | 0
WT_off | 0 | 0 | 0 | 0 | 0 | 0
PseudoUnit | 0 | 0 | 0 | 0 | 0 | 0
FixedInterchange | 0 | 0 | 0 | 0 | 0 | 0
Levelized Retrofit Capital Costs by Reporting Type: NWPP_NucRenew
ReportingType | 2015 | 2020 | 2025 | 2030 | 2035 | 2040
BM | 0 | 0 | 0 | 0 | 0 | 0
CC | 0 | 0 | 0 | 0 | 0 | 0
CSP | 0 | 0 | 0 | 0 | 0 | 0
CT | 0 | 0 | 0 | 0 | 0 | 0
Coal | 0 | 0 | 0 | 0 | 0 | 0
Geo | 0 | 0 | 0 | 0 | 0 | 0
H | 0 | 0 | 0 | 0 | 0 | 0
LFG | 0 | 0 | 0 | 0 | 0 | 0
Nuc | 0 | 0 | 0 | 0 | 0 | 0
PS | 0 | 0 | 0 | 0 | 0 | 0
PV | 0 | 0 | 0 | 0 | 0 | 0
PeakG | 0 | 0 | 0 | 0 | 0 | 0
PeakO | 0 | 0 | 0 | 0 | 0 | 0
ST | 0 | 0 | 0 | 0 | 0 | 0
STOG | 0 | 0 | 0 | 0 | 0 | 0
STWD | 0 | 0 | 0 | 0 | 0 | 0
WT | 0 | 0 | 0 | 0 | 0 | 0
IGCC | 0 | 0 | 0 | 0 | 0 | 0
DemandResponse | 0 | 0 | 0 | 0 | 0 | 0
IGCC-CCS | 0 | 0 | 0 | 0 | 0 | 0
WT_off | 0 | 0 | 0 | 0 | 0 | 0
PseudoUnit | 0 | 0 | 0 | 0 | 0 | 0
FixedInterchange | 0 | 0 | 0 | 0 | 0 | 0
Levelized Retrofit Capital Costs by Reporting Type: RMPA
ReportingType | 2015 | 2020 | 2025 | 2030 | 2035 | 2040
BM | 0 | 0 | 0 | 0 | 0 | 0
CC | 0 | 0 | 0 | 0 | 0 | 0
CSP | 0 | 0 | 0 | 0 | 0 | 0
CT | 0 | 0 | 0 | 0 | 0 | 0
Coal | 29.11 | 25.54 | 176.05 | 150.51 | 0 | 0
Geo | 0 | 0 | 0 | 0 | 0 | 0
H | 0 | 0 | 0 | 0 | 0 | 0
LFG | 0 | 0 | 0 | 0 | 0 | 0
Nuc | 0 | 0 | 0 | 0 | 0 | 0
PS | 0 | 0 | 0 | 0 | 0 | 0
PV | 0 | 0 | 0 | 0 | 0 | 0
PeakG | 0 | 0 | 0 | 0 | 0 | 0
PeakO | 0 | 0 | 0 | 0 | 0 | 0
ST | 0 | 0 | 0 | 0 | 0 | 0
STOG | 0 | 0 | 0 | 0 | 0 | 0
STWD | 0 | 0 | 0 | 0 | 0 | 0
WT | 0 | 0 | 0 | 0 | 0 | 0
IGCC | 0 | 0 | 0 | 0 | 0 | 0
DemandResponse | 0 | 0 | 0 | 0 | 0 | 0
IGCC-CCS | 0 | 0 | 0 | 0 | 0 | 0
WT_off | 0 | 0 | 0 | 0 | 0 | 0
PseudoUnit | 0 | 0 | 0 | 0 | 0 | 0
FixedInterchange | 0 | 0 | 0 | 0 | 0 | 0
Levelized Retrofit Capital Costs by Reporting Type: SP15
ReportingType | 2015 | 2020 | 2025 | 2030 | 2035 | 2040
BM | 0 | 0 | 0 | 0 | 0 | 0
CC | 0 | 0 | 0 | 0 | 0 | 0
CSP | 0 | 0 | 0 | 0 | 0 | 0
CT | 0 | 0 | 0 | 0 | 0 | 0
Coal | 0 | 2.92 | 2.92 | 0 | 0 | 0
Geo | 0 | 0 | 0 | 0 | 0 | 0
H | 0 | 0 | 0 | 0 | 0 | 0
LFG | 0 | 0 | 0 | 0 | 0 | 0
Nuc | 0 | 0 | 0 | 0 | 0 | 0
PS | 0 | 0 | 0 | 0 | 0 | 0
PV | 0 | 0 | 0 | 0 | 0 | 0
PeakG | 0 | 0 | 0 | 0 | 0 | 0
PeakO | 0 | 0 | 0 | 0 | 0 | 0
ST | 0 | 0 | 0 | 0 | 0 | 0
STOG | 0 | 0 | 0 | 0 | 0 | 0
STWD | 0 | 0 | 0 | 0 | 0 | 0
WT | 0 | 0 | 0 | 0 | 0 | 0
IGCC | 0 | 0 | 0 | 0 | 0 | 0
DemandResponse | 0 | 0 | 0 | 0 | 0 | 0
IGCC-CCS | 0 | 0 | 0 | 0 | 0 | 0
WT_off | 0 | 0 | 0 | 0 | 0 | 0
PseudoUnit | 0 | 0 | 0 | 0 | 0 | 0
FixedInterchange | 0 | 0 | 0 | 0 | 0 | 0
Levelized Retrofit Capital Costs by Reporting Type: ALB
ReportingType | 2015 | 2020 | 2025 | 2030 | 2035 | 2040
BM | 0 | 0 | 0 | 0 | 0 | 0
CC | 0 | 0 | 0 | 0 | 0 | 0
CSP | 0 | 0 | 0 | 0 | 0 | 0
CT | 0 | 0 | 0 | 0 | 0 | 0
Coal | 0 | 0 | 0 | 0 | 0 | 0
Geo | 0 | 0 | 0 | 0 | 0 | 0
H | 0 | 0 | 0 | 0 | 0 | 0
LFG | 0 | 0 | 0 | 0 | 0 | 0
Nuc | 0 | 0 | 0 | 0 | 0 | 0
PS | 0 | 0 | 0 | 0 | 0 | 0
PV | 0 | 0 | 0 | 0 | 0 | 0
PeakG | 0 | 0 | 0 | 0 | 0 | 0
PeakO | 0 | 0 | 0 | 0 | 0 | 0
ST | 0 | 0 | 0 | 0 | 0 | 0
STOG | 0 | 0 | 0 | 0 | 0 | 0
STWD | 0 | 0 | 0 | 0 | 0 | 0
WT | 0 | 0 | 0 | 0 | 0 | 0
IGCC | 0 | 0 | 0 | 0 | 0 | 0
DemandResponse | 0 | 0 | 0 | 0 | 0 | 0
IGCC-CCS | 0 | 0 | 0 | 0 | 0 | 0
WT_off | 0 | 0 | 0 | 0 | 0 | 0
PseudoUnit | 0 | 0 | 0 | 0 | 0 | 0
FixedInterchange | 0 | 0 | 0 | 0 | 0 | 0
Levelized Retrofit Capital Costs by Reporting Type: BC
ReportingType | 2015 | 2020 | 2025 | 2030 | 2035 | 2040
BM | 0 | 0 | 0 | 0 | 0 | 0
CC | 0 | 0 | 0 | 0 | 0 | 0
CSP | 0 | 0 | 0 | 0 | 0 | 0
CT | 0 | 0 | 0 | 0 | 0 | 0
Coal | 0 | 0 | 0 | 0 | 0 | 0
Geo | 0 | 0 | 0 | 0 | 0 | 0
H | 0 | 0 | 0 | 0 | 0 | 0
LFG | 0 | 0 | 0 | 0 | 0 | 0
Nuc | 0 | 0 | 0 | 0 | 0 | 0
PS | 0 | 0 | 0 | 0 | 0 | 0
PV | 0 | 0 | 0 | 0 | 0 | 0
PeakG | 0 | 0 | 0 | 0 | 0 | 0
PeakO | 0 | 0 | 0 | 0 | 0 | 0
ST | 0 | 0 | 0 | 0 | 0 | 0
STOG | 0 | 0 | 0 | 0 | 0 | 0
STWD | 0 | 0 | 0 | 0 | 0 | 0
WT | 0 | 0 | 0 | 0 | 0 | 0
IGCC | 0 | 0 | 0 | 0 | 0 | 0
DemandResponse | 0 | 0 | 0 | 0 | 0 | 0
IGCC-CCS | 0 | 0 | 0 | 0 | 0 | 0
WT_off | 0 | 0 | 0 | 0 | 0 | 0
PseudoUnit | 0 | 0 | 0 | 0 | 0 | 0
FixedInterchange | 0 | 0 | 0 | 0 | 0 | 0
Levelized Retrofit Capital Costs by Reporting Type: HQ_IESO
ReportingType | 2015 | 2020 | 2025 | 2030 | 2035 | 2040
BM | 0 | 0 | 0 | 0 | 0 | 0
CC | 0 | 0 | 0 | 0 | 0 | 0
CSP | 0 | 0 | 0 | 0 | 0 | 0
CT | 0 | 0 | 0 | 0 | 0 | 0
Coal | 0 | 0 | 0 | 0 | 0 | 0
Geo | 0 | 0 | 0 | 0 | 0 | 0
H | 0 | 0 | 0 | 0 | 0 | 0
LFG | 0 | 0 | 0 | 0 | 0 | 0
Nuc | 0 | 0 | 0 | 0 | 0 | 0
PS | 0 | 0 | 0 | 0 | 0 | 0
PV | 0 | 0 | 0 | 0 | 0 | 0
PeakG | 0 | 0 | 0 | 0 | 0 | 0
PeakO | 0 | 0 | 0 | 0 | 0 | 0
ST | 0 | 0 | 0 | 0 | 0 | 0
STOG | 0 | 0 | 0 | 0 | 0 | 0
STWD | 0 | 0 | 0 | 0 | 0 | 0
WT | 0 | 0 | 0 | 0 | 0 | 0
IGCC | 0 | 0 | 0 | 0 | 0 | 0
DemandResponse | 0 | 0 | 0 | 0 | 0 | 0
IGCC-CCS | 0 | 0 | 0 | 0 | 0 | 0
WT_off | 0 | 0 | 0 | 0 | 0 | 0
PseudoUnit | 0 | 0 | 0 | 0 | 0 | 0
FixedInterchange | 0 | 0 | 0 | 0 | 0 | 0
Levelized Retrofit Capital Costs by Reporting Type: HQ_NEISO
ReportingType | 2015 | 2020 | 2025 | 2030 | 2035 | 2040
BM | 0 | 0 | 0 | 0 | 0 | 0
CC | 0 | 0 | 0 | 0 | 0 | 0
CSP | 0 | 0 | 0 | 0 | 0 | 0
CT | 0 | 0 | 0 | 0 | 0 | 0
Coal | 0 | 0 | 0 | 0 | 0 | 0
Geo | 0 | 0 | 0 | 0 | 0 | 0
H | 0 | 0 | 0 | 0 | 0 | 0
LFG | 0 | 0 | 0 | 0 | 0 | 0
Nuc | 0 | 0 | 0 | 0 | 0 | 0
PS | 0 | 0 | 0 | 0 | 0 | 0
PV | 0 | 0 | 0 | 0 | 0 | 0
PeakG | 0 | 0 | 0 | 0 | 0 | 0
PeakO | 0 | 0 | 0 | 0 | 0 | 0
ST | 0 | 0 | 0 | 0 | 0 | 0
STOG | 0 | 0 | 0 | 0 | 0 | 0
STWD | 0 | 0 | 0 | 0 | 0 | 0
WT | 0 | 0 | 0 | 0 | 0 | 0
IGCC | 0 | 0 | 0 | 0 | 0 | 0
DemandResponse | 0 | 0 | 0 | 0 | 0 | 0
IGCC-CCS | 0 | 0 | 0 | 0 | 0 | 0
WT_off | 0 | 0 | 0 | 0 | 0 | 0
PseudoUnit | 0 | 0 | 0 | 0 | 0 | 0
FixedInterchange | 0 | 0 | 0 | 0 | 0 | 0
Levelized Retrofit Capital Costs by Reporting Type: HQ_NY
ReportingType | 2015 | 2020 | 2025 | 2030 | 2035 | 2040
BM | 0 | 0 | 0 | 0 | 0 | 0
CC | 0 | 0 | 0 | 0 | 0 | 0
CSP | 0 | 0 | 0 | 0 | 0 | 0
CT | 0 | 0 | 0 | 0 | 0 | 0
Coal | 0 | 0 | 0 | 0 | 0 | 0
Geo | 0 | 0 | 0 | 0 | 0 | 0
H | 0 | 0 | 0 | 0 | 0 | 0
LFG | 0 | 0 | 0 | 0 | 0 | 0
Nuc | 0 | 0 | 0 | 0 | 0 | 0
PS | 0 | 0 | 0 | 0 | 0 | 0
PV | 0 | 0 | 0 | 0 | 0 | 0
PeakG | 0 | 0 | 0 | 0 | 0 | 0
PeakO | 0 | 0 | 0 | 0 | 0 | 0
ST | 0 | 0 | 0 | 0 | 0 | 0
STOG | 0 | 0 | 0 | 0 | 0 | 0
STWD | 0 | 0 | 0 | 0 | 0 | 0
WT | 0 | 0 | 0 | 0 | 0 | 0
IGCC | 0 | 0 | 0 | 0 | 0 | 0
DemandResponse | 0 | 0 | 0 | 0 | 0 | 0
IGCC-CCS | 0 | 0 | 0 | 0 | 0 | 0
WT_off | 0 | 0 | 0 | 0 | 0 | 0
PseudoUnit | 0 | 0 | 0 | 0 | 0 | 0
FixedInterchange | 0 | 0 | 0 | 0 | 0 | 0
Levelized Retrofit Capital Costs by Reporting Type: MARITIMES
ReportingType | 2015 | 2020 | 2025 | 2030 | 2035 | 2040
BM | 0 | 0 | 0 | 0 | 0 | 0
CC | 0 | 0 | 0 | 0 | 0 | 0
CSP | 0 | 0 | 0 | 0 | 0 | 0
CT | 0 | 0 | 0 | 0 | 0 | 0
Coal | 0 | 0 | 0 | 0 | 0 | 0
Geo | 0 | 0 | 0 | 0 | 0 | 0
H | 0 | 0 | 0 | 0 | 0 | 0
LFG | 0 | 0 | 0 | 0 | 0 | 0
Nuc | 0 | 0 | 0 | 0 | 0 | 0
PS | 0 | 0 | 0 | 0 | 0 | 0
PV | 0 | 0 | 0 | 0 | 0 | 0
PeakG | 0 | 0 | 0 | 0 | 0 | 0
PeakO | 0 | 0 | 0 | 0 | 0 | 0
ST | 0 | 0 | 0 | 0 | 0 | 0
STOG | 0 | 0 | 0 | 0 | 0 | 0
STWD | 0 | 0 | 0 | 0 | 0 | 0
WT | 0 | 0 | 0 | 0 | 0 | 0
IGCC | 0 | 0 | 0 | 0 | 0 | 0
DemandResponse | 0 | 0 | 0 | 0 | 0 | 0
IGCC-CCS | 0 | 0 | 0 | 0 | 0 | 0
WT_off | 0 | 0 | 0 | 0 | 0 | 0
PseudoUnit | 0 | 0 | 0 | 0 | 0 | 0
FixedInterchange | 0 | 0 | 0 | 0 | 0 | 0
Levelized Retrofit Capital Costs by Reporting Type: All
ReportingType | 2015 | 2020 | 2025 | 2030 | 2035 | 2040
BM | 0 | 0 | 0 | 0 | 0 | 0
CC | 0 | 0 | 0 | 0 | 0 | 0
CSP | 0 | 0 | 0 | 0 | 0 | 0
CT | 0 | 0 | 0 | 0 | 0 | 0
Coal | 1184.42 | 1615.7 | 1639.01 | 1543.13 | 1412.2 | 829.6
Geo | 0 | 0 | 0 | 0 | 0 | 0
H | 0 | 0 | 0 | 0 | 0 | 0
LFG | 0 | 0 | 0 | 0 | 0 | 0
Nuc | 0 | 0 | 0 | 0 | 0 | 0
PS | 0 | 0 | 0 | 0 | 0 | 0
PV | 0 | 0 | 0 | 0 | 0 | 0
PeakG | 0 | 0 | 0 | 0 | 0 | 0
PeakO | 0 | 0 | 0 | 0 | 0 | 0
ST | 0 | 0 | 0 | 0 | 0 | 0
STOG | 0 | 0 | 0 | 0 | 0 | 0
STWD | 0 | 0 | 0 | 0 | 0 | 0
WT | 0 | 0 | 0 | 0 | 0 | 0
IGCC | 0 | 0 | 0 | 0 | 0 | 0
DemandResponse | 0 | 0 | 0 | 0 | 0 | 0
IGCC-CCS | 0 | 0 | 0 | 0 | 0 | 0
WT_off | 0 | 0 | 0 | 0 | 0 | 0
PseudoUnit | 0 | 0 | 0 | 0 | 0 | 0
FixedInterchange | 0 | 0 | 0 | 0 | 0 | 0
Levelized Retrofit Capital Costs by Reporting Type: EI_US
ReportingType | 2015 | 2020 | 2025 | 2030 | 2035 | 2040
BM | 0 | 0 | 0 | 0 | 0 | 0
CC | 0 | 0 | 0 | 0 | 0 | 0
CSP | 0 | 0 | 0 | 0 | 0 | 0
CT | 0 | 0 | 0 | 0 | 0 | 0
Coal | 1023.13 | 1462.41 | 1147.44 | 1112.01 | 1351.7 | 829
Geo | 0 | 0 | 0 | 0 | 0 | 0
H | 0 | 0 | 0 | 0 | 0 | 0
LFG | 0 | 0 | 0 | 0 | 0 | 0
Nuc | 0 | 0 | 0 | 0 | 0 | 0
PS | 0 | 0 | 0 | 0 | 0 | 0
PV | 0 | 0 | 0 | 0 | 0 | 0
PeakG | 0 | 0 | 0 | 0 | 0 | 0
PeakO | 0 | 0 | 0 | 0 | 0 | 0
ST | 0 | 0 | 0 | 0 | 0 | 0
STOG | 0 | 0 | 0 | 0 | 0 | 0
STWD | 0 | 0 | 0 | 0 | 0 | 0
WT | 0 | 0 | 0 | 0 | 0 | 0
IGCC | 0 | 0 | 0 | 0 | 0 | 0
DemandResponse | 0 | 0 | 0 | 0 | 0 | 0
IGCC-CCS | 0 | 0 | 0 | 0 | 0 | 0
WT_off | 0 | 0 | 0 | 0 | 0 | 0
PseudoUnit | 0 | 0 | 0 | 0 | 0 | 0
FixedInterchange | 0 | 0 | 0 | 0 | 0 | 0
Levelized Retrofit Capital Costs by Reporting Type: EI_Canada
ReportingType | 2015 | 2020 | 2025 | 2030 | 2035 | 2040
BM | 0 | 0 | 0 | 0 | 0 | 0
CC | 0 | 0 | 0 | 0 | 0 | 0
CSP | 0 | 0 | 0 | 0 | 0 | 0
CT | 0 | 0 | 0 | 0 | 0 | 0
Coal | 0 | 0 | 0 | 0 | 0 | 0
Geo | 0 | 0 | 0 | 0 | 0 | 0
H | 0 | 0 | 0 | 0 | 0 | 0
LFG | 0 | 0 | 0 | 0 | 0 | 0
Nuc | 0 | 0 | 0 | 0 | 0 | 0
PS | 0 | 0 | 0 | 0 | 0 | 0
PV | 0 | 0 | 0 | 0 | 0 | 0
PeakG | 0 | 0 | 0 | 0 | 0 | 0
PeakO | 0 | 0 | 0 | 0 | 0 | 0
ST | 0 | 0 | 0 | 0 | 0 | 0
STOG | 0 | 0 | 0 | 0 | 0 | 0
STWD | 0 | 0 | 0 | 0 | 0 | 0
WT | 0 | 0 | 0 | 0 | 0 | 0
IGCC | 0 | 0 | 0 | 0 | 0 | 0
DemandResponse | 0 | 0 | 0 | 0 | 0 | 0
IGCC-CCS | 0 | 0 | 0 | 0 | 0 | 0
WT_off | 0 | 0 | 0 | 0 | 0 | 0
PseudoUnit | 0 | 0 | 0 | 0 | 0 | 0
FixedInterchange | 0 | 0 | 0 | 0 | 0 | 0
Levelized Retrofit Capital Costs by Reporting Type: EI
ReportingType | 2015 | 2020 | 2025 | 2030 | 2035 | 2040
BM | 0 | 0 | 0 | 0 | 0 | 0
CC | 0 | 0 | 0 | 0 | 0 | 0
CSP | 0 | 0 | 0 | 0 | 0 | 0
CT | 0 | 0 | 0 | 0 | 0 | 0
Coal | 1023.13 | 1462.41 | 1147.44 | 1112.01 | 1351.7 | 829
Geo | 0 | 0 | 0 | 0 | 0 | 0
H | 0 | 0 | 0 | 0 | 0 | 0
LFG | 0 | 0 | 0 | 0 | 0 | 0
Nuc | 0 | 0 | 0 | 0 | 0 | 0
PS | 0 | 0 | 0 | 0 | 0 | 0
PV | 0 | 0 | 0 | 0 | 0 | 0
PeakG | 0 | 0 | 0 | 0 | 0 | 0
PeakO | 0 | 0 | 0 | 0 | 0 | 0
ST | 0 | 0 | 0 | 0 | 0 | 0
STOG | 0 | 0 | 0 | 0 | 0 | 0
STWD | 0 | 0 | 0 | 0 | 0 | 0
WT | 0 | 0 | 0 | 0 | 0 | 0
IGCC | 0 | 0 | 0 | 0 | 0 | 0
DemandResponse | 0 | 0 | 0 | 0 | 0 | 0
IGCC-CCS | 0 | 0 | 0 | 0 | 0 | 0
WT_off | 0 | 0 | 0 | 0 | 0 | 0
PseudoUnit | 0 | 0 | 0 | 0 | 0 | 0
FixedInterchange | 0 | 0 | 0 | 0 | 0 | 0
Levelized Retrofit Capital Costs by Reporting Type: Outside_EI
ReportingType | 2015 | 2020 | 2025 | 2030 | 2035 | 2040
BM | 0 | 0 | 0 | 0 | 0 | 0
CC | 0 | 0 | 0 | 0 | 0 | 0
CSP | 0 | 0 | 0 | 0 | 0 | 0
CT | 0 | 0 | 0 | 0 | 0 | 0
Coal | 161.28 | 153.28 | 491.57 | 431.12 | 60.51 | 0.6
Geo | 0 | 0 | 0 | 0 | 0 | 0
H | 0 | 0 | 0 | 0 | 0 | 0
LFG | 0 | 0 | 0 | 0 | 0 | 0
Nuc | 0 | 0 | 0 | 0 | 0 | 0
PS | 0 | 0 | 0 | 0 | 0 | 0
PV | 0 | 0 | 0 | 0 | 0 | 0
PeakG | 0 | 0 | 0 | 0 | 0 | 0
PeakO | 0 | 0 | 0 | 0 | 0 | 0
ST | 0 | 0 | 0 | 0 | 0 | 0
STOG | 0 | 0 | 0 | 0 | 0 | 0
STWD | 0 | 0 | 0 | 0 | 0 | 0
WT | 0 | 0 | 0 | 0 | 0 | 0
IGCC | 0 | 0 | 0 | 0 | 0 | 0
DemandResponse | 0 | 0 | 0 | 0 | 0 | 0
IGCC-CCS | 0 | 0 | 0 | 0 | 0 | 0
WT_off | 0 | 0 | 0 | 0 | 0 | 0
PseudoUnit | 0 | 0 | 0 | 0 | 0 | 0
FixedInterchange | 0 | 0 | 0 | 0 | 0 | 0
#14 | Total Costs ($million)
Total Costs by Reporting Type: Entergy
ReportingType | 2015 | 2020 | 2025 | 2030 | 2035 | 2040
BM | 0 | 0 | 0 | 0 | 0 | 1820.72
CC | 4414.94 | 3004.22 | 2184.14 | 2284.04 | 2443.89 | 2342.82
CSP | 0 | 0 | 0 | 0 | 0 | 0
CT | 0 | 0 | 0 | 0 | 0 | 0
Coal | 3871.49 | 870.58 | 357.43 | 223.42 | 223.42 | 223.42
Geo | 0 | 0 | 0 | 0 | 0 | 0
H | 10.6 | 119.27 | 287.02 | 287.02 | 287.02 | 287.02
LFG | 0.97 | 0.97 | 24.83 | 24.83 | 24.83 | 24.83
Nuc | 1262.64 | 1285.77 | 1294.03 | 1288.33 | 1099.75 | 1464.17
PS | 1.4 | 1.4 | 1.4 | 1.4 | 1.4 | 1.4
PV | 0.08 | 15.1 | 21.73 | 21.73 | 21.65 | 7.98
PeakG | 47.54 | 69.98 | 49.29 | 63.1 | 67 | 67
PeakO | 4.42 | 5.87 | 5.08 | 5.22 | 5.22 | 5.22
ST | 0 | 0 | 0 | 0 | 0 | 0
STOG | 319.11 | 266.79 | 227.26 | 171.47 | 107.93 | 79.12
STWD | 10.03 | 11.52 | 13.26 | 33.41 | 84.84 | 84.84
WT | 3.67 | 3.67 | 3.67 | 3.67 | 3.67 | 3.67
IGCC | 0 | 0 | 0 | 0 | 0 | 0
DemandResponse | 0 | 0 | 0 | 0 | 0 | 0
IGCC-CCS | 0 | 0 | 0 | 0 | 0 | 0
WT_off | 0 | 0 | 0 | 0 | 0 | 0
PseudoUnit | 0 | 0 | 0 | 0 | 0 | 0
FixedInterchange | 0 | 0 | 0 | 0 | 0 | 0
Total Costs by Reporting Type: FRCC
ReportingType | 2015 | 2020 | 2025 | 2030 | 2035 | 2040
BM | 0 | 0 | 0 | 0 | 1764.79 | 1342.44
CC | 13930.27 | 16144.07 | 16988 | 11871.69 | 7613.79 | 4752.39
CSP | 0 | 0 | 0 | 0 | 0 | 0
CT | 262.19 | 268.12 | 320.65 | 266.55 | 0 | 0
Coal | 1248.88 | 533.41 | 208.27 | 208.98 | 497.7 | 537.87
Geo | 0 | 0 | 0 | 0 | 0 | 0
H | 0.78 | 0.78 | 0.78 | 0.78 | 7.76 | 7.76
LFG | 58.68 | 58.68 | 103.2 | 103.2 | 103.2 | 103.2
Nuc | 960.37 | 1000.19 | 2620.19 | 11350.33 | 16479.04 | 20439.48
PS | 0 | 0 | 0 | 0 | 0 | 0
PV | 0.75 | 0.75 | 0.75 | 0.75 | 0.75 | 0.75
PeakG | 189.96 | 289.33 | 241.97 | 167.2 | 180.81 | 178.66
PeakO | 64.61 | 83.43 | 57.24 | 0 | 0 | 0
ST | 0 | 0 | 0 | 0 | 0 | 0
STOG | 18.81 | 15.97 | 0 | 0 | 0 | 0
STWD | 16.26 | 24.55 | 110.46 | 110.46 | 110.46 | 70.64
WT | 0 | 0 | 0 | 0 | 0 | 0
IGCC | 0 | 0 | 0 | 0 | 0 | 0
DemandResponse | 0 | 0 | 0 | 0 | 0 | 0
IGCC-CCS | 0 | 0 | 0 | 0 | 0 | 0
WT_off | 0 | 0 | 0 | 0 | 0 | 0
PseudoUnit | 0 | 0 | 0 | 0 | 0 | 0
FixedInterchange | 0 | 0 | 0 | 0 | 0 | 0
Total Costs by Reporting Type: MAPP_US
ReportingType | 2015 | 2020 | 2025 | 2030 | 2035 | 2040
BM | 0 | 0 | 0 | 0 | 30.48 | 84.42
CC | 64.42 | 22.86 | 22.58 | 25.64 | 31.46 | 23.61
CSP | 0 | 0 | 0 | 0 | 0 | 0
CT | 27.96 | 38.36 | 38.36 | 51.26 | 26.07 | 16.45
Coal | 700.63 | 263.19 | 108.06 | 79.27 | 79.27 | 52.96
Geo | 3.95 | 3.95 | 3.95 | 3.95 | 3.95 | 3.95
H | 31.14 | 31.14 | 31.14 | 31.14 | 31.14 | 31.14
LFG | 0.24 | 0.24 | 0.24 | 16.04 | 16.04 | 16.04
Nuc | 0.01 | 0.01 | 0.01 | 0.02 | 0.05 | 0.03
PS | 0 | 0 | 0 | 0 | 0 | 0
PV | 0 | 0 | 0 | 0 | 0 | 0
PeakG | 19.48 | 21.42 | 16.64 | 27.52 | 26.07 | 29.07
PeakO | 9.49 | 12.94 | 10.37 | 10.37 | 10.37 | 10.37
ST | 0 | 0 | 0 | 0 | 0 | 0
STOG | 0 | 0 | 0 | 0 | 0 | 0
STWD | 0 | 0 | 0 | 0 | 0 | 0
WT | 107.67 | 625.78 | 625.78 | 604.4 | 573.37 | 395.61
IGCC | 0 | 0 | 0 | 0 | 0 | 0
DemandResponse | 0 | 0 | 0 | 0 | 0 | 0
IGCC-CCS | 0 | 0 | 0 | 0 | 0 | 0
WT_off | 0 | 0 | 0 | 0 | 0 | 0
PseudoUnit | 0 | 0 | 0 | 0 | 0 | 0
FixedInterchange | 0 | 0 | 0 | 0 | 0 | 0
Total Costs by Reporting Type: MISO_IN
ReportingType | 2015 | 2020 | 2025 | 2030 | 2035 | 2040
BM | 0 | 0 | 0 | 0 | 1158.94 | 1918.69
CC | 787.37 | 7024.92 | 5338.22 | 5326.08 | 4458.31 | 4737.4
CSP | 0 | 0 | 0 | 0 | 0 | 0
CT | 0 | 0 | 0 | 0 | 0 | 0
Coal | 4002.12 | 2636.82 | 538.69 | 526.42 | 1049.66 | 1081.97
Geo | 0 | 0 | 0 | 0 | 0 | 0
H | 1.07 | 1.07 | 1.07 | 1.07 | 1.07 | 1.07
LFG | 4.47 | 4.47 | 22.85 | 22.85 | 22.85 | 22.85
Nuc | 0.01 | 0.01 | 0.01 | 0.02 | 0.07 | 0.06
PS | 0 | 0 | 0 | 0 | 0 | 0
PV | 0 | 58.04 | 84.39 | 85.37 | 85.37 | 31.11
PeakG | 52.35 | 76.94 | 54.27 | 73.39 | 73.39 | 73.39
PeakO | 10.59 | 13.5 | 10.82 | 10.82 | 10.82 | 10.82
ST | 0 | 0 | 0 | 0 | 0 | 0
STOG | 14.75 | 17.35 | 12.44 | 12.44 | 12.44 | 12.44
STWD | 0 | 0 | 0 | 0 | 0 | 0
WT | 18.33 | 18.33 | 6462.52 | 6462.52 | 6462.52 | 6462.52
IGCC | 464.42 | 501.41 | 275.09 | 245.48 | 245.48 | 245.48
DemandResponse | 0 | 0 | 0 | 0 | 0 | 0
IGCC-CCS | 0 | 0 | 0 | 0 | 0 | 0
WT_off | 0 | 0 | 0 | 0 | 0 | 0
PseudoUnit | 0 | 0 | 0 | 0 | 0 | 0
FixedInterchange | 0 | 0 | 0 | 0 | 0 | 0
Total Costs by Reporting Type: MISO_MI
ReportingType | 2015 | 2020 | 2025 | 2030 | 2035 | 2040
BM | 0 | 0 | 0 | 0 | 1545.31 | 3270.19
CC | 1429.74 | 1363.5 | 1025.83 | 1190.94 | 792.29 | 565.38
CSP | 0 | 0 | 0 | 0 | 0 | 0
CT | 0 | 0 | 0 | 0 | 0 | 0
Coal | 1817.18 | 15.15 | 0 | 0 | 0 | 0
Geo | 0 | 0 | 0 | 0 | 0 | 0
H | 2.01 | 2.01 | 2.01 | 2.01 | 2.01 | 2.01
LFG | 19.68 | 19.68 | 57.56 | 57.56 | 57.56 | 57.56
Nuc | 449.71 | 452.56 | 461.47 | 464.43 | 273.15 | 529.13
PS | 44.44 | 44.44 | 44.44 | 44.44 | 44.44 | 44.44
PV | 0 | 0 | 0 | 0 | 0 | 0
PeakG | 63.76 | 89.88 | 71.67 | 85.63 | 85.63 | 85.63
PeakO | 15.67 | 19.97 | 16.01 | 16.01 | 16.01 | 16.01
ST | 0 | 0 | 0 | 0 | 0 | 0
STOG | 156.39 | 155.29 | 127.13 | 127.33 | 127.13 | 127.13
STWD | 95.36 | 35.3 | 13.55 | 45.68 | 95.46 | 60.98
WT | 355.77 | 444.37 | 452.14 | 452.14 | 158.08 | 84.92
IGCC | 0 | 0 | 0 | 0 | 0 | 0
DemandResponse | 0 | 0 | 0 | 0 | 0 | 0
IGCC-CCS | 0 | 0 | 0 | 0 | 0 | 0
WT_off | 0 | 0 | 0 | 0 | 0 | 0
PseudoUnit | 0 | 0 | 0 | 0 | 0 | 0
FixedInterchange | 0 | 0 | 0 | 0 | 0 | 0
Total Costs by Reporting Type: MISO_MO-IL
ReportingType | 2015 | 2020 | 2025 | 2030 | 2035 | 2040
BM | 0 | 0 | 0 | 0 | 0 | 0
CC | 203 | 170.97 | 131.28 | 151.26 | 111.3 | 136.19
CSP | 0 | 0 | 0 | 0 | 0 | 0
CT | 0 | 0 | 0 | 0 | 0 | 0
Coal | 5102.28 | 2077.17 | 986.14 | 813.3 | 834.37 | 837.87
Geo | 0 | 0 | 0 | 0 | 0 | 0
H | 5.01 | 74.81 | 74.81 | 74.81 | 74.81 | 74.81
LFG | 2.17 | 2.17 | 29.86 | 55.1 | 55.1 | 55.1
Nuc | 493.74 | 512.79 | 521.93 | 524.97 | 524.97 | 524.97
PS | 10.45 | 10.45 | 10.45 | 10.45 | 10.45 | 10.45
PV | 0 | 0 | 0 | 0 | 0 | 0
PeakG | 89.52 | 114.84 | 80.73 | 103.92 | 110.46 | 110.46
PeakO | 21.48 | 28.65 | 22.96 | 22.96 | 22.96 | 22.96
ST | 0 | 0 | 0 | 0 | 0 | 0
STOG | 26.49 | 30.78 | 26.39 | 26.39 | 26.39 | 26.39
STWD | 0 | 0 | 0 | 0 | 0 | 0
WT | 61.62 | 61.62 | 1586.26 | 1586.26 | 1546.02 | 1546.02
IGCC | 0 | 0 | 0 | 0 | 0 | 0
DemandResponse | 0 | 0 | 0 | 0 | 0 | 0
IGCC-CCS | 0 | 0 | 0 | 0 | 0 | 0
WT_off | 0 | 0 | 0 | 0 | 0 | 0
PseudoUnit | 0 | 0 | 0 | 0 | 0 | 0
FixedInterchange | 0 | 0 | 0 | 0 | 0 | 0
Total Costs by Reporting Type: MISO_W
ReportingType | 2015 | 2020 | 2025 | 2030 | 2035 | 2040
BM | 0 | 0 | 0 | 0 | 0 | 0
CC | 629.5 | 347.73 | 400.49 | 393.92 | 371.78 | 317.16
CSP | 0 | 0 | 0 | 0 | 0 | 0
CT | 0 | 0 | 0 | 0 | 0 | 0
Coal | 4313.13 | 1711.82 | 580.12 | 485.29 | 171.91 | 205.89
Geo | 0 | 0 | 0 | 0 | 0 | 0
H | 7.08 | 7.08 | 7.08 | 7.08 | 7.08 | 7.08
LFG | 24.75 | 24.75 | 24.75 | 41.64 | 41.64 | 41.64
Nuc | 539.99 | 543.1 | 552.08 | 814.83 | 0.05 | 0.05
PS | 0 | 0 | 0 | 0 | 0 | 0
PV | 0 | 0 | 0 | 0 | 0 | 0
PeakG | 109.69 | 123.54 | 89.97 | 105.17 | 108.71 | 108.71
PeakO | 56.38 | 79.08 | 64.57 | 64.57 | 64.57 | 64.57
ST | 0 | 0 | 0 | 0 | 0 | 0
STOG | 7.57 | 8.94 | 7.67 | 7.67 | 7.67 | 7.67
STWD | 15.1 | 21.4 | 25.55 | 66.05 | 178.27 | 93.08
WT | 653.15 | 6135.68 | 9134.65 | 9096.35 | 8750.6 | 4420.27
IGCC | 0 | 0 | 0 | 0 | 0 | 0
DemandResponse | 0 | 0 | 0 | 0 | 0 | 0
IGCC-CCS | 0 | 0 | 0 | 0 | 0 | 0
WT_off | 0 | 0 | 0 | 0 | 0 | 0
PseudoUnit | 0 | 0 | 0 | 0 | 0 | 0
FixedInterchange | 0 | 0 | 0 | 0 | 0 | 0
Total Costs by Reporting Type: MISO_WUMS
ReportingType | 2015 | 2020 | 2025 | 2030 | 2035 | 2040
BM | 0 | 0 | 0 | 0 | 2352.55 | 2812.49
CC | 3034.38 | 3509.65 | 2480.4 | 2785.18 | 2108.16 | 1734.43
CSP | 0 | 0 | 0 | 0 | 0 | 0
CT | 0 | 6.91 | 6.61 | 96.4 | 74.17 | 68.49
Coal | 1389.08 | 650.76 | 426.23 | 408.88 | 412.83 | 502.88
Geo | 0 | 0 | 0 | 0 | 0 | 0
H | 4.79 | 5.04 | 5.04 | 5.04 | 5.04 | 5.04
LFG | 8.57 | 8.57 | 59.22 | 59.22 | 59.22 | 59.22
Nuc | 419.03 | 444.73 | 429.21 | 737.98 | 0.05 | 0.05
PS | 0 | 0 | 0 | 0 | 0 | 0
PV | 0 | 0 | 0 | 0 | 0 | 0
PeakG | 55.64 | 81.65 | 65.08 | 77.65 | 77.65 | 77.65
PeakO | 13.52 | 17.78 | 14.69 | 14.69 | 14.69 | 14.69
ST | 0 | 0 | 0 | 0 | 0 | 0
STOG | 13.21 | 15.63 | 13.39 | 13.39 | 13.39 | 13.39
STWD | 5.33 | 7.64 | 6.77 | 12.63 | 53.94 | 43.23
WT | 177.49 | 177.49 | 1696.13 | 1995.61 | 1864.53 | 1864.53
IGCC | 0 | 0 | 0 | 0 | 0 | 0
DemandResponse | 0 | 0 | 0 | 0 | 0 | 0
IGCC-CCS | 0 | 0 | 0 | 0 | 0 | 0
WT_off | 0 | 0 | 0 | 0 | 0 | 0
PseudoUnit | 0 | 0 | 0 | 0 | 0 | 0
FixedInterchange | 0 | 0 | 0 | 0 | 0 | 0
Total Costs by Reporting Type: Nebraska
ReportingType | 2015 | 2020 | 2025 | 2030 | 2035 | 2040
BM | 0 | 0 | 0 | 0 | 0 | 0
CC | 40.24 | 29.73 | 28.51 | 33.73 | 23.06 | 27.14
CSP | 0 | 0 | 0 | 0 | 0 | 0
CT | 0 | 0 | 0 | 0 | 0 | 0
Coal | 1742.79 | 239.94 | 207.29 | 212.17 | 227.42 | 201.26
Geo | 0 | 0 | 0 | 0 | 0 | 0
H | 2.38 | 2.38 | 2.38 | 2.38 | 2.38 | 2.38
LFG | 0.72 | 0.72 | 0.72 | 16.88 | 16.88 | 16.88
Nuc | 289.1 | 306.81 | 258.62 | 317.66 | 0.11 | 0.11
PS | 0 | 0 | 0 | 0 | 0 | 0
PV | 0 | 0 | 0 | 0 | 0 | 0
PeakG | 27.83 | 37.31 | 31.37 | 31.37 | 31.37 | 31.37
PeakO | 9.57 | 12.19 | 9.77 | 9.77 | 9.77 | 9.77
ST | 0 | 0 | 0 | 0 | 0 | 0
STOG | 0 | 0 | 0 | 0 | 0 | 0
STWD | 0 | 0 | 0 | 0 | 0 | 0
WT | 35.77 | 2673.88 | 2976.53 | 3040.85 | 3021.07 | 895.78
IGCC | 0 | 0 | 0 | 0 | 0 | 0
DemandResponse | 0 | 0 | 0 | 0 | 0 | 0
IGCC-CCS | 0 | 0 | 0 | 0 | 0 | 0
WT_off | 0 | 0 | 0 | 0 | 0 | 0
PseudoUnit | 0 | 0 | 0 | 0 | 0 | 0
FixedInterchange | 0 | 0 | 0 | 0 | 0 | 0
Total Costs by Reporting Type: NEISO
ReportingType | 2015 | 2020 | 2025 | 2030 | 2035 | 2040
BM | 242.15 | 144.27 | 105.64 | 116.33 | 200.96 | 166.52
CC | 2930.67 | 2030.41 | 913.4 | 944.77 | 1077.62 | 957.12
CSP | 0 | 0 | 0 | 0 | 0 | 0
CT | 32.5 | 33.27 | 32.24 | 31.31 | 2.17 | 2.17
Coal | 58.34 | 29.15 | 0 | 0 | 0 | 0
Geo | 0 | 0 | 0 | 0 | 0 | 0
H | 46.4 | 47.15 | 47.15 | 47.15 | 47.15 | 47.15
LFG | 76.13 | 76.13 | 76.13 | 92.47 | 86.57 | 86.57
Nuc | 1055.43 | 1120.79 | 1080.11 | 1086.32 | 784.86 | 1150.98
PS | 39.74 | 39.74 | 39.74 | 39.74 | 39.74 | 39.74
PV | 0.03 | 78.33 | 78.33 | 78.33 | 78.33 | 4.92
PeakG | 22.36 | 32.49 | 21.34 | 22.52 | 29.93 | 28.85
PeakO | 1.15 | 1.46 | 1.17 | 1.17 | 1.17 | 1.17
ST | 0 | 0 | 0 | 0 | 0 | 0
STOG | 0 | 0 | 0 | 0 | 0 | 0
STWD | 367.79 | 62.86 | 21.6 | 34.44 | 191.19 | 184.16
WT | 45.77 | 387.36 | 1508.91 | 1934.6 | 2798.5 | 2516.97
IGCC | 0 | 0 | 0 | 0 | 0 | 0
DemandResponse | 0 | 0 | 0 | 0 | 0 | 0
IGCC-CCS | 0 | 0 | 0 | 0 | 0 | 0
WT_off | 203.79 | 203.79 | 203.79 | 203.79 | 24.98 | 24.98
PseudoUnit | 0 | 0 | 0 | 0 | 0 | 0
FixedInterchange | 0 | 0 | 0 | 0 | 0 | 0
Total Costs by Reporting Type: NonRTO_Midwest
ReportingType | 2015 | 2020 | 2025 | 2030 | 2035 | 2040
BM | 0 | 0 | 0 | 0 | 2764.41 | 4930.65
CC | 1070.08 | 2100.92 | 2228.17 | 2580.6 | 1930.64 | 550.34
CSP | 0 | 0 | 0 | 0 | 0 | 0
CT | 0 | 0 | 0 | 0 | 0 | 0
Coal | 3173.2 | 2377.05 | 741.58 | 333.49 | 450 | 402.91
Geo | 0 | 0 | 0 | 0 | 0 | 0
H | 2.04 | 187.99 | 187.99 | 187.99 | 187.99 | 187.99
LFG | 1.69 | 1.69 | 37.26 | 37.26 | 37.26 | 37.26
Nuc | 0.01 | 0.01 | 0.01 | 1017.19 | 1017.22 | 1017.21
PS | 0 | 0 | 0 | 0 | 0 | 0
PV | 0 | 0 | 0 | 0 | 0 | 0
PeakG | 70.32 | 85.67 | 58.5 | 76.68 | 34.76 | 34.76
PeakO | 0.35 | 0.45 | 0.36 | 0.36 | 0 | 0
ST | 0 | 0 | 0 | 0 | 0 | 0
STOG | 0 | 0 | 0 | 0 | 0 | 0
STWD | 0 | 0 | 0 | 0 | 0 | 0
WT | 2.26 | 2.26 | 2.26 | 2.26 | 2.26 | 2.26
IGCC | 0 | 0 | 0 | 0 | 0 | 0
DemandResponse | 0 | 0 | 0 | 0 | 0 | 0
IGCC-CCS | 0 | 0 | 0 | 0 | 0 | 0
WT_off | 0 | 0 | 0 | 0 | 0 | 0
PseudoUnit | 0 | 0 | 0 | 0 | 0 | 0
FixedInterchange | 0 | 0 | 0 | 0 | 0 | 0
Total Costs by Reporting Type: NYISO_A-F
ReportingType | 2015 | 2020 | 2025 | 2030 | 2035 | 2040
BM | 0 | 0 | 0 | 0 | 0 | 0
CC | 580.34 | 478.13 | 167.18 | 199.69 | 229.04 | 38.07
CSP | 0 | 0 | 0 | 0 | 0 | 0
CT | 0 | 0 | 0 | 0 | 0 | 0
Coal | 0 | 0 | 0 | 0 | 0 | 0
Geo | 0 | 0 | 0 | 0 | 0 | 0
H | 62.6 | 62.6 | 62.6 | 62.6 | 62.6 | 62.6
LFG | 21.56 | 21.56 | 21.56 | 37.22 | 36.48 | 36.48
Nuc | 769.17 | 792.88 | 787.44 | 645.82 | 746.25 | 695.88
PS | 33.52 | 33.52 | 33.52 | 33.52 | 33.52 | 33.52
PV | 0 | 0 | 0 | 0 | 0 | 0
PeakG | 3.94 | 6.17 | 5.31 | 5.31 | 5.31 | 5.31
PeakO | 1.14 | 1.46 | 1.17 | 1.17 | 1.17 | 1.17
ST | 0 | 0 | 0 | 0 | 0 | 0
STOG | 0 | 0 | 0 | 0 | 0 | 0
STWD | 2.82 | 3.68 | 2.81 | 4.11 | 26.67 | 27.97
WT | 457.55 | 571.08 | 2025.57 | 2172.55 | 1828.53 | 1734.95
IGCC | 0 | 0 | 0 | 0 | 0 | 0
DemandResponse | 0 | 0 | 0 | 0 | 0 | 0
IGCC-CCS | 0 | 0 | 0 | 0 | 0 | 0
WT_off | 0 | 0 | 0 | 0 | 0 | 0
PseudoUnit | 0 | 0 | 0 | 0 | 0 | 0
FixedInterchange | 0 | 0 | 0 | 0 | 0 | 0
Total Costs by Reporting Type: NYISO_G-I
ReportingType | 2015 | 2020 | 2025 | 2030 | 2035 | 2040
BM | 0 | 0 | 0 | 0 | 731.25 | 630.11
CC | 263.85 | 202.97 | 119.71 | 135.32 | 144.42 | 171.26
CSP | 0 | 0 | 0 | 0 | 0 | 0
CT | 0 | 0 | 0 | 0 | 0 | 0
Coal | 0 | 0 | 0 | 0 | 0 | 0
Geo | 0 | 0 | 0 | 0 | 0 | 0
H | 0.46 | 0.46 | 0.46 | 0.46 | 0.46 | 0.46
LFG | 7.73 | 7.73 | 24.86 | 24.86 | 24.86 | 24.86
Nuc | 466.19 | 495 | 477.19 | 479.96 | 543.55 | 2044.57
PS | 0 | 0 | 0 | 0 | 0 | 0
PV | 0 | 0 | 0 | 0 | 0 | 0
PeakG | 1.52 | 2.04 | 1.56 | 1.57 | 1.57 | 1.56
PeakO | 2.55 | 3.25 | 2.61 | 2.61 | 2.61 | 2.61
ST | 0 | 0 | 0 | 0 | 0 | 0
STOG | 0 | 0 | 0 | 0 | 0 | 0
STWD | 0 | 0 | 0 | 0 | 0 | 0
WT | 0 | 9.11 | 55.88 | 55.88 | 55.88 | 48.46
IGCC | 0 | 0 | 0 | 0 | 0 | 0
DemandResponse | 0 | 0 | 0 | 0 | 0 | 0
IGCC-CCS | 0 | 0 | 0 | 0 | 0 | 0
WT_off | 0 | 0 | 0 | 0 | 0 | 0
PseudoUnit | 0 | 0 | 0 | 0 | 0 | 0
FixedInterchange | 0 | 0 | 0 | 0 | 0 | 0
Total Costs by Reporting Type: NYISO_J-K
ReportingType | 2015 | 2020 | 2025 | 2030 | 2035 | 2040
BM | 0 | 0 | 0 | 0 | 0 | 0
CC | 1653.11 | 1610.93 | 1219.72 | 1396.17 | 1516.73 | 1195.82
CSP | 0 | 0 | 0 | 0 | 0 | 0
CT | 0 | 0 | 0 | 0 | 0 | 0
Coal | 0 | 0 | 0 | 0 | 0 | 0
Geo | 0 | 0 | 0 | 0 | 0 | 0
H | 0 | 0 | 0 | 0 | 0 | 0
LFG | 14.97 | 14.97 | 14.97 | 35.92 | 35.92 | 35.92
Nuc | 0.01 | 0.01 | 0.01 | 0.03 | 0.07 | 0.07
PS | 0 | 0 | 0 | 0 | 0 | 0
PV | 12.03 | 12.03 | 12.03 | 12.03 | 0.54 | 0.54
PeakG | 64.86 | 86.02 | 67.11 | 75.45 | 101.65 | 106.11
PeakO | 61.69 | 79.16 | 63.78 | 65.02 | 65.02 | 65.02
ST | 0 | 0 | 0 | 0 | 0 | 0
STOG | 181.23 | 225.54 | 208.4 | 255.8 | 159.68 | 139.66
STWD | 0 | 0 | 0 | 0 | 0 | 0
WT | 0 | 0 | 32.54 | 64.22 | 64.22 | 64.22
IGCC | 0 | 0 | 0 | 0 | 0 | 0
DemandResponse | 0 | 0 | 0 | 0 | 0 | 0
IGCC-CCS | 0 | 0 | 0 | 0 | 0 | 0
WT_off | 0 | 0 | 0 | 0 | 723.98 | 723.98
PseudoUnit | 0 | 0 | 0 | 0 | 0 | 0
FixedInterchange | 0 | 0 | 0 | 0 | 0 | 0
Total Costs by Reporting Type: PJM_E
ReportingType | 2015 | 2020 | 2025 | 2030 | 2035 | 2040
BM | 13.76 | 29.3 | 17.62 | 29.3 | 29.3 | 309.8
CC | 3457.27 | 3937.92 | 3825.39 | 4404.93 | 3887.58 | 2382.41
CSP | 0 | 0 | 0 | 0 | 0 | 0
CT | 2.48 | 2.73 | 2.74 | 0.86 | 0.71 | 0
Coal | 144.05 | 139.79 | 61.39 | 42.63 | 96.46 | 189.06
Geo | 0 | 0 | 0 | 0 | 0 | 0
H | 3.85 | 3.85 | 3.85 | 3.85 | 3.85 | 3.85
LFG | 58.13 | 91.55 | 91.55 | 90.3 | 90.3 | 73.06
Nuc | 1960.16 | 1864.06 | 1862.64 | 1873.72 | 1345.93 | 2395.84
PS | 9.5 | 9.5 | 9.5 | 9.5 | 9.5 | 9.5
PV | 8.22 | 8.22 | 8.22 | 8.22 | 0.75 | 0.75
PeakG | 81.45 | 131.19 | 104.14 | 153.93 | 143.16 | 159.51
PeakO | 75.92 | 100.78 | 82.41 | 82.41 | 82.41 | 82.41
ST | 0 | 0 | 0 | 0 | 0 | 0
STOG | 138.63 | 170.5 | 169.36 | 228.47 | 0 | 0
STWD | 0 | 0 | 0 | 0 | 0 | 0
WT | 221.73 | 221.73 | 221.73 | 221.73 | 12.98 | 12.98
IGCC | 0 | 0 | 0 | 0 | 0 | 0
DemandResponse | 0 | 0 | 0 | 0 | 0 | 0
IGCC-CCS | 0 | 0 | 0 | 0 | 0 | 0
WT_off | 0 | 434.62 | 434.62 | 434.62 | 434.62 | 58.71
PseudoUnit | 0 | 0 | 0 | 0 | 0 | 0
FixedInterchange | 0 | 0 | 0 | 0 | 0 | 0
Total Costs by Reporting Type: PJM_ROM
ReportingType | 2015 | 2020 | 2025 | 2030 | 2035 | 2040
BM | 7.66 | 16.98 | 9.98 | 16.98 | 2121.7 | 2121.7
CC | 1535.72 | 1800.21 | 1642.5 | 1756.86 | 1732.45 | 1044.54
CSP | 0 | 0 | 0 | 0 | 0 | 0
CT | 1.52 | 1.67 | 1.68 | 1.93 | 0 | 0
Coal | 1250.02 | 556.17 | 129.12 | 107.47 | 179.8 | 192.45
Geo | 0 | 0 | 0 | 0 | 0 | 0
H | 19.83 | 188.83 | 188.83 | 188.83 | 188.83 | 188.83
LFG | 45.27 | 106.62 | 106.62 | 105.75 | 104.46 | 75.37
Nuc | 1163.94 | 1194.41 | 1192.35 | 1541.77 | 4265.97 | 9827.91
PS | 35.92 | 35.92 | 35.92 | 35.92 | 35.92 | 35.92
PV | 0.06 | 343.71 | 521.49 | 561.29 | 564.29 | 257.61
PeakG | 30.83 | 44.67 | 41.32 | 76.26 | 73.91 | 83.47
PeakO | 45.95 | 58.57 | 46.94 | 46.94 | 0 | 0
ST | 0 | 0 | 0 | 0 | 0 | 0
STOG | 212.25 | 246.01 | 224.48 | 325.45 | 0 | 0
STWD | 4.35 | 39.07 | 13.24 | 38.55 | 38.55 | 38.55
WT | 107.37 | 229.81 | 229.81 | 213.14 | 160.96 | 59.6
IGCC | 0 | 0 | 0 | 0 | 0 | 0
DemandResponse | 0 | 0 | 0 | 0 | 0 | 0
IGCC-CCS | 0 | 0 | 0 | 0 | 0 | 0
WT_off | 0 | 0 | 0 | 0 | 0 | 0
PseudoUnit | 0 | 0 | 0 | 0 | 0 | 0
FixedInterchange | 0 | 0 | 0 | 0 | 0 | 0
Total Costs by Reporting Type: PJM_ROR
ReportingType | 2015 | 2020 | 2025 | 2030 | 2035 | 2040
BM | 163.02 | 362.43 | 183.9 | 362.43 | 9421.69 | 9363.97
CC | 10112.74 | 13492.79 | 13766.22 | 14706.78 | 12777.62 | 7054.73
CSP | 0 | 0 | 0 | 0 | 0 | 0
CT | 2.85 | 2.89 | 2.91 | 3.36 | 0 | 0
Coal | 13368.95 | 7975.35 | 1643.94 | 1579.59 | 1908.08 | 1836.68
Geo | 0 | 0 | 0 | 0 | 0 | 0
H | 26.17 | 151.56 | 151.56 | 151.56 | 151.56 | 151.56
LFG | 71.6 | 189.08 | 189.08 | 185.98 | 182.66 | 127.69
Nuc | 4607.58 | 4731.16 | 4718.65 | 6296.84 | 8951.64 | 16997.22
PS | 73.14 | 73.14 | 73.14 | 73.14 | 73.14 | 73.14
PV | 0.35 | 0.35 | 0.35 | 0.35 | 0.35 | 0.35
PeakG | 405.2 | 530.7 | 356.93 | 624.99 | 551.62 | 527.67
PeakO | 48.69 | 65.15 | 52.22 | 52.22 | 0 | 0
ST | 0 | 0 | 0 | 0 | 0 | 0
STOG | 141.34 | 146.21 | 170.59 | 193.42 | 0 | 0
STWD | 9.11 | 114.87 | 16.1 | 85.03 | 113.43 | 89.82
WT | 1466.07 | 1494.95 | 4155.32 | 3675.04 | 3012.16 | 2988.67
IGCC | 0 | 0 | 0 | 0 | 0 | 0
DemandResponse | 0 | 0 | 0 | 0 | 0 | 0
IGCC-CCS | 0 | 0 | 0 | 0 | 0 | 0
WT_off | 0 | 0 | 0 | 0 | 0 | 0
PseudoUnit | 0 | 0 | 0 | 0 | 0 | 0
FixedInterchange | 0 | 0 | 0 | 0 | 0 | 0
Total Costs by Reporting Type: SOCO
ReportingType | 2015 | 2020 | 2025 | 2030 | 2035 | 2040
BM | 22.58 | 26.32 | 37.46 | 49.96 | 5703.38 | 4519.5
CC | 10181.88 | 12878.75 | 12451.57 | 12647.19 | 5325.29 | 2221.52
CSP | 0 | 0 | 0 | 0 | 0 | 0
CT | 0 | 0 | 0 | 0 | 0 | 0
Coal | 2884.23 | 1311 | 508.21 | 534.27 | 375.8 | 425.54
Geo | 0 | 0 | 0 | 0 | 0 | 0
H | 59.74 | 59.74 | 59.74 | 59.74 | 275.83 | 275.83
LFG | 4.47 | 4.47 | 28 | 28 | 28 | 28
Nuc | 1355.07 | 2993.98 | 3028.43 | 6065.04 | 10582.79 | 16231.69
PS | 39.76 | 39.76 | 39.76 | 39.76 | 39.76 | 39.76
PV | 0 | 0 | 0 | 0 | 0 | 0
PeakG | 216.11 | 319.76 | 303.42 | 200.43 | 219.36 | 246.92
PeakO | 0 | 0 | 0 | 0 | 0 | 0
ST | 0 | 0 | 0 | 0 | 0 | 0
STOG | 0 | 0 | 0 | 0 | 0 | 0
STWD | 43.96 | 65.76 | 81.38 | 318.43 | 425.48 | 269.96
WT | 0 | 0 | 0 | 0 | 0 | 0
IGCC | 0 | 0 | 0 | 0 | 0 | 0
DemandResponse | 0 | 0 | 0 | 0 | 0 | 0
IGCC-CCS | 0 | 0 | 0 | 0 | 0 | 0
WT_off | 0 | 0 | 0 | 0 | 0 | 0
PseudoUnit | 0 | 0 | 0 | 0 | 0 | 0
FixedInterchange | 0 | 0 | 0 | 0 | 0 | 0
Total Costs by Reporting Type: SPP_N
ReportingType | 2015 | 2020 | 2025 | 2030 | 2035 | 2040
BM | 0 | 0 | 0 | 0 | 0 | 0
CC | 277.73 | 112.18 | 106.48 | 129.66 | 107.19 | 99.71
CSP | 0 | 0 | 0 | 0 | 0 | 0
CT | 0 | 0 | 0 | 0 | 108.68 | 108.68
Coal | 3695.81 | 1070.6 | 188.37 | 142.36 | 142.36 | 142.36
Geo | 0 | 0 | 0 | 0 | 0 | 0
H | 0.3 | 0.3 | 0.3 | 0.3 | 0.3 | 0.3
LFG | 0.85 | 0.85 | 0.84 | 21.82 | 21.82 | 21.82
Nuc | 256.73 | 266.63 | 237.48 | 233.88 | 272.98 | 272.98
PS | 0 | 0 | 0 | 0 | 0 | 0
PV | 0 | 0 | 0 | 0 | 0 | 0
PeakG | 85.01 | 117.69 | 105.7 | 105.7 | 105.7 | 105.7
PeakO | 34.89 | 44.84 | 35.94 | 35.94 | 35.94 | 35.94
ST | 0 | 0 | 0 | 0 | 0 | 0
STOG | 45.74 | 39.04 | 28.59 | 28.59 | 28.59 | 25.59
STWD | 0 | 0 | 0 | 0 | 0 | 0
WT | 42.04 | 7298.89 | 10006.31 | 10499.28 | 10505.67 | 4943.69
IGCC | 0 | 0 | 0 | 0 | 0 | 0
DemandResponse | 0 | 0 | 0 | 0 | 0 | 0
IGCC-CCS | 0 | 0 | 0 | 0 | 0 | 0
WT_off | 0 | 0 | 0 | 0 | 0 | 0
PseudoUnit | 0 | 0 | 0 | 0 | 0 | 0
FixedInterchange | 0 | 0 | 0 | 0 | 0 | 0
Total Costs by Reporting Type: SPP_S
ReportingType | 2015 | 2020 | 2025 | 2030 | 2035 | 2040
BM | 0 | 0 | 0 | 0 | 5.1 | 4.15
CC | 2728.79 | 1176.66 | 1066.41 | 1101.8 | 1337.17 | 1487.04
CSP | 0 | 0 | 0 | 0 | 0 | 0
CT | 35.98 | 61.7 | 61.7 | 61.7 | 163.55 | 143.99
Coal | 5604.74 | 1098.96 | 379.19 | 302.46 | 302.46 | 302.46
Geo | 0 | 0 | 0 | 0 | 0 | 0
H | 30.03 | 30.03 | 30.03 | 30.03 | 52.71 | 52.71
LFG | 2.29 | 2.29 | 2.29 | 23.27 | 23.27 | 23.27
Nuc | 0.01 | 0.01 | 0.01 | 0.02 | 0.04 | 0.03
PS | 10.59 | 10.59 | 10.59 | 10.59 | 10.59 | 10.59
PV | 0 | 0 | 0 | 0 | 0 | 0
PeakG | 60.2 | 87.93 | 62.37 | 76.78 | 82.77 | 82.77
PeakO | 3.36 | 4.54 | 3.63 | 3.63 | 3.64 | 3.66
ST | 0 | 0 | 0 | 0 | 0 | 0
STOG | 448.28 | 387.46 | 332.56 | 403.35 | 395.93 | 426
STWD | 7.64 | 4.69 | 5.39 | 13.32 | 26.28 | 20.09
WT | 143.56 | 5937.1 | 7228.74 | 7552.4 | 7499.63 | 3175.02
IGCC | 0 | 0 | 0 | 0 | 0 | 0
DemandResponse | 0 | 0 | 0 | 0 | 0 | 0
IGCC-CCS | 0 | 0 | 0 | 0 | 0 | 0
WT_off | 0 | 0 | 0 | 0 | 0 | 0
PseudoUnit | 0 | 0 | 0 | 0 | 0 | 0
FixedInterchange | 0 | 0 | 0 | 0 | 0 | 0
Total Costs by Reporting Type: TVA
ReportingType | 2015 | 2020 | 2025 | 2030 | 2035 | 2040
BM | 0 | 0 | 0 | 0 | 6409.14 | 6304.37
CC | 2842.14 | 5085.92 | 5532.25 | 5423.24 | 3309.05 | 2007.59
CSP | 0 | 0 | 0 | 0 | 0 | 0
CT | 0 | 0 | 0 | 0 | 0 | 0
Coal | 2834.71 | 1762.69 | 304.74 | 26.29 | 0 | 0
Geo | 0 | 0 | 0 | 0 | 0 | 0
H | 72.8 | 79.53 | 79.53 | 79.53 | 79.53 | 79.53
LFG | 1.57 | 1.57 | 24.89 | 24.89 | 24.89 | 24.89
Nuc | 2533.71 | 2590.04 | 2579.4 | 3206.58 | 3548.05 | 6232.86
PS | 41.38 | 41.38 | 41.38 | 41.38 | 41.38 | 41.38
PV | 0 | 0 | 0 | 0 | 0 | 0
PeakG | 99.24 | 153.37 | 140.99 | 140.99 | 140.99 | 140.99
PeakO | 1.87 | 2.54 | 1.92 | 2.49 | 0 | 0
ST | 0 | 0 | 0 | 0 | 0 | 0
STOG | 0 | 0 | 0 | 0 | 0 | 0
STWD | 0.32 | 0.35 | 0.44 | 2.24 | 3 | 1.91
WT | 0.99 | 0.99 | 0.99 | 0.99 | 0.99 | 0.99
IGCC | 0 | 0 | 0 | 0 | 0 | 0
DemandResponse | 0 | 0 | 0 | 0 | 0 | 0
IGCC-CCS | 0 | 0 | 0 | 0 | 0 | 0
WT_off | 0 | 0 | 0 | 0 | 0 | 0
PseudoUnit | 0 | 0 | 0 | 0 | 0 | 0
FixedInterchange | 0 | 0 | 0 | 0 | 0 | 0
Total Costs by Reporting Type: TVA_Transmission
ReportingType | 2015 | 2020 | 2025 | 2030 | 2035 | 2040
BM | 0 | 0 | 0 | 0 | 0 | 0
CC | 0 | 0 | 0 | 0 | 0 | 0
CSP | 0 | 0 | 0 | 0 | 0 | 0
CT | 0 | 0 | 0 | 0 | 0 | 0
Coal | 0 | 0 | 0 | 0 | 0 | 0
Geo | 0 | 0 | 0 | 0 | 0 | 0
H | 0 | 0 | 0 | 0 | 0 | 0
LFG | 0 | 0 | 0 | 0 | 0 | 0
Nuc | 0 | 0 | 0 | 0 | 0 | 0
PS | 0 | 0 | 0 | 0 | 0 | 0
PV | 0 | 0 | 0 | 0 | 0 | 0
PeakG | 0 | 0 | 0 | 0 | 0 | 0
PeakO | 0 | 0 | 0 | 0 | 0 | 0
ST | 0 | 0 | 0 | 0 | 0 | 0
STOG | 0 | 0 | 0 | 0 | 0 | 0
STWD | 0 | 0 | 0 | 0 | 0 | 0
WT | 0 | 0 | 0 | 0 | 0 | 0
IGCC | 0 | 0 | 0 | 0 | 0 | 0
DemandResponse | 0 | 0 | 0 | 0 | 0 | 0
IGCC-CCS | 0 | 0 | 0 | 0 | 0 | 0
WT_off | 0 | 0 | 0 | 0 | 0 | 0
PseudoUnit | 0 | 0 | 0 | 0 | 0 | 0
FixedInterchange | 0 | 0 | 0 | 0 | 0 | 0
Total Costs by Reporting Type: VACAR
ReportingType | 2015 | 2020 | 2025 | 2030 | 2035 | 2040
BM | 0.82 | 0.82 | 161.31 | 161.31 | 6026.3 | 5407.55
CC | 8520.83 | 9161.55 | 8978.34 | 9342.31 | 4582.3 | 1826.18
CSP | 0 | 0 | 0 | 0 | 0 | 0
CT | 73.03 | 73.88 | 82.35 | 0 | 0 | 0
Coal | 2955.68 | 2043.07 | 1096.26 | 593.09 | 550.98 | 567.04
Geo | 0 | 0 | 0 | 0 | 0 | 0
H | 30.23 | 30.23 | 43.19 | 43.19 | 43.19 | 43.19
LFG | 7.68 | 31.08 | 31.08 | 31.08 | 31.04 | 20.68
Nuc | 2606.17 | 4424.34 | 5190.98 | 8440.74 | 12041.7 | 18934.54
PS | 62.1 | 62.1 | 62.1 | 62.1 | 62.1 | 62.1
PV | 0.24 | 31.19 | 31.69 | 31.86 | 31.86 | 3.78
PeakG | 153.4 | 232.02 | 190.98 | 241.39 | 74.21 | 76.07
PeakO | 36.13 | 46.34 | 37.33 | 38.01 | 0 | 0
ST | 0 | 0 | 0 | 0 | 0 | 0
STOG | 4.04 | 4.78 | 4.1 | 0 | 0 | 0
STWD | 173.41 | 132.07 | 159.65 | 173.58 | 173.58 | 110.24
WT | 0.14 | 547.45 | 547.45 | 547.45 | 547.33 | 98.34
IGCC | 0 | 0 | 0 | 0 | 0 | 0
DemandResponse | 0 | 0 | 0 | 0 | 0 | 0
IGCC-CCS | 0 | 0 | 0 | 0 | 0 | 0
WT_off | 0.39 | 163.69 | 394.08 | 394.08 | 393.74 | 254.67
PseudoUnit | 0 | 0 | 0 | 0 | 0 | 0
FixedInterchange | 0 | 0 | 0 | 0 | 0 | 0
Total Costs by Reporting Type: IESO
ReportingType | 2015 | 2020 | 2025 | 2030 | 2035 | 2040
BM | 131.05 | 131.05 | 131.05 | 131.05 | 136.73 | 141.72
CC | 612.06 | 519.75 | 204.08 | 196.56 | 202.57 | 43.79
CSP | 0 | 0 | 0 | 0 | 0 | 0
CT | 45.21 | 44.56 | 44.26 | 44.26 | 0 | 0
Coal | 0 | 0 | 0 | 0 | 0 | 0
Geo | 0 | 0 | 0 | 0 | 0 | 0
H | 123.83 | 123.83 | 123.83 | 123.83 | 197.86 | 197.86
LFG | 17.67 | 17.67 | 17.67 | 17.85 | 14.38 | 14.38
Nuc | 2990.3 | 3007.72 | 3062.19 | 3080.28 | 2836.57 | 3030.7
PS | 2.92 | 2.92 | 2.92 | 2.92 | 2.92 | 2.92
PV | 383.49 | 383.49 | 383.49 | 383.49 | 0.44 | 0.44
PeakG | 0 | 0 | 0 | 0 | 0 | 0
PeakO | 0 | 0 | 0 | 0 | 0 | 0
ST | 0 | 0 | 0 | 0 | 0 | 0
STOG | 0 | 0 | 0 | 0 | 0 | 0
STWD | 5.44 | 5.44 | 4.45 | 6.33 | 74.15 | 44.96
WT | 550.68 | 550.68 | 550.68 | 550.68 | 127.38 | 467.46
IGCC | 0 | 0 | 0 | 0 | 0 | 0
DemandResponse | 0 | 0 | 0 | 0 | 0 | 0
IGCC-CCS | 0 | 0 | 0 | 0 | 0 | 0
WT_off | 0 | 0 | 0 | 0 | 0 | 0
PseudoUnit | 0 | 0 | 0 | 0 | 0 | 0
FixedInterchange | 0 | 0 | 0 | 0 | 0 | 0
Total Costs by Reporting Type: MAPP_CA
ReportingType | 2015 | 2020 | 2025 | 2030 | 2035 | 2040
BM | 0 | 0 | 0 | 0 | 0 | 0
CC | 413.86 | 484.18 | 49.53 | 34.97 | 34.97 | 0
CSP | 0 | 0 | 0 | 0 | 0 | 0
CT | 0 | 0 | 0 | 0 | 0 | 0
Coal | 61.88 | 10.47 | 0 | 0 | 0 | 0
Geo | 0 | 0 | 0 | 0 | 0 | 0
H | 92.24 | 265.49 | 638.17 | 1062 | 1251.41 | 1251.41
LFG | 0 | 0 | 0 | 0 | 0 | 0
Nuc | 0.01 | 0.01 | 0.01 | 0.01 | 0.01 | 0.01
PS | 0 | 0 | 0 | 0 | 0 | 0
PV | 0 | 0 | 0 | 0 | 0 | 0
PeakG | 16.35 | 11.4 | 0 | 0 | 0 | 0
PeakO | 0.09 | 0.09 | 0 | 0 | 0 | 0
ST | 0 | 0 | 0 | 0 | 0 | 0
STOG | 6.53 | 5.54 | 0 | 0 | 0 | 0
STWD | 0 | 0 | 0 | 0 | 0 | 0
WT | 77.05 | 77.05 | 77.05 | 77.05 | 0 | 0
IGCC | 0 | 0 | 0 | 0 | 0 | 0
DemandResponse | 0 | 0 | 0 | 0 | 0 | 0
IGCC-CCS | 0 | 0 | 0 | 0 | 0 | 0
WT_off | 0 | 0 | 0 | 0 | 0 | 0
PseudoUnit | 0 | 0 | 0 | 0 | 0 | 0
FixedInterchange | 0 | 0 | 0 | 0 | 0 | 0
Total Costs by Reporting Type: AZ_NM_SNV_Coal
ReportingType | 2015 | 2020 | 2025 | 2030 | 2035 | 2040
BM | 0 | 0 | 0 | 0 | 0 | 0
CC | 0 | 0 | 0 | 0 | 0 | 0
CSP | 0 | 0 | 0 | 0 | 0 | 0
CT | 0 | 0 | 0 | 0 | 0 | 0
Coal | 3124.1 | 3435.97 | 849.98 | 1.19 | 2.67 | 2.01
Geo | 0 | 0 | 0 | 0 | 0 | 0
H | 0 | 0 | 0 | 0 | 0 | 0
LFG | 0 | 0 | 0 | 0 | 0 | 0
Nuc | 0 | 0 | 0 | 0 | 0 | 0
PS | 0 | 0 | 0 | 0 | 0 | 0
PV | 0 | 0 | 0 | 0 | 0 | 0
PeakG | 0 | 0 | 0 | 0 | 0 | 0
PeakO | 5.77 | 7.38 | 6 | 6 | 6 | 6
ST | 0 | 0 | 0 | 0 | 0 | 0
STOG | 0 | 0 | 0 | 0 | 0 | 0
STWD | 0 | 0 | 0 | 0 | 0 | 0
WT | 0 | 0 | 0 | 0 | 0 | 0
IGCC | 0 | 0 | 0 | 0 | 0 | 0
DemandResponse | 0 | 0 | 0 | 0 | 0 | 0
IGCC-CCS | 0 | 0 | 0 | 0 | 0 | 0
WT_off | 0 | 0 | 0 | 0 | 0 | 0
PseudoUnit | 0 | 0 | 0 | 0 | 0 | 0
FixedInterchange | 0 | 0 | 0 | 0 | 0 | 0
Total Costs by Reporting Type: AZ_NM_SNV_Gas
ReportingType | 2015 | 2020 | 2025 | 2030 | 2035 | 2040
BM | 0 | 0 | 0 | 0 | 0 | 0
CC | 4398.06 | 5045.12 | 5380.21 | 5410.29 | 2570.33 | 2189.55
CSP | 0 | 0 | 0 | 0 | 0 | 0
CT | 68.63 | 68.63 | 68.63 | 68.63 | 0 | 0
Coal | 0 | 0 | 0 | 0 | 0 | 0
Geo | 0 | 0 | 0 | 0 | 0 | 0
H | 0 | 0 | 0 | 0 | 0 | 0
LFG | 0 | 0 | 0 | 0 | 0 | 0
Nuc | 0 | 0 | 0 | 0 | 0 | 0
PS | 0 | 0 | 0 | 0 | 0 | 0
PV | 0 | 0 | 0 | 0 | 0 | 0
PeakG | 63.97 | 93.45 | 74.33 | 87.99 | 87.99 | 87.99
PeakO | 0 | 0 | 0 | 0 | 0 | 0
ST | 0 | 0 | 0 | 0 | 0 | 0
STOG | 0 | 0 | 0 | 0 | 0 | 0
STWD | 0 | 0 | 0 | 0 | 0 | 0
WT | 0 | 0 | 0 | 0 | 0 | 0
IGCC | 0 | 0 | 0 | 0 | 0 | 0
DemandResponse | 0 | 0 | 0 | 0 | 0 | 0
IGCC-CCS | 0 | 0 | 0 | 0 | 0 | 0
WT_off | 0 | 0 | 0 | 0 | 0 | 0
PseudoUnit | 0 | 0 | 0 | 0 | 0 | 0
FixedInterchange | 0 | 0 | 0 | 0 | 0 | 0
Total Costs by Reporting Type: AZ_NM_SNV_NucRenew
ReportingType | 2015 | 2020 | 2025 | 2030 | 2035 | 2040
BM | 0 | 0 | 0 | 0 | 3657.83 | 5030.4
CC | 0 | 0 | 0 | 0 | 0 | 0
CSP | 0 | 0 | 0 | 0 | 0 | 0
CT | 0 | 0 | 0 | 0 | 0 | 0
Coal | 0 | 0 | 0 | 0 | 0 | 0
Geo | 0 | 7.3 | 407.13 | 407.13 | 407.13 | 403.94
H | 44.6 | 44.6 | 44.6 | 44.6 | 44.6 | 44.6
LFG | 0.85 | 0.85 | 14.35 | 14.35 | 14.35 | 14.35
Nuc | 810.72 | 895.93 | 912.19 | 3653.76 | 5854.58 | 5854.58
PS | 5.13 | 5.13 | 5.13 | 5.13 | 5.13 | 5.13
PV | 25.98 | 25.98 | 25.98 | 25.98 | 2.38 | 2.38
PeakG | 0 | 0 | 0 | 0 | 0 | 0
PeakO | 0 | 0 | 0 | 0 | 0 | 0
ST | 86.51 | 212.47 | 272.8 | 233.38 | 345.03 | 247.61
STOG | 0 | 0 | 0 | 0 | 0 | 0
STWD | 12.81 | 13.02 | 12.82 | 12.82 | 12.82 | 12.82
WT | 26.09 | 1750.53 | 1818.01 | 1837.53 | 1829.03 | 423.54
IGCC | 0 | 0 | 0 | 0 | 0 | 0
DemandResponse | 0 | 0 | 0 | 0 | 0 | 0
IGCC-CCS | 0 | 0 | 0 | 0 | 0 | 0
WT_off | 0 | 0 | 0 | 0 | 0 | 0
PseudoUnit | 0 | 0 | 0 | 0 | 0 | 0
FixedInterchange | 0 | 0 | 0 | 0 | 0 | 0
Total Costs by Reporting Type: ERCOT
ReportingType | 2015 | 2020 | 2025 | 2030 | 2035 | 2040
BM | 58.9 | 59.07 | 63 | 131.25 | 3044.99 | 2668.32
CC | 14493.91 | 17209.6 | 15740.49 | 17070.49 | 9787.73 | 7422.3
CSP | 0 | 0 | 0 | 0 | 0 | 0
CT | 22.65 | 22.89 | 22.76 | 23.79 | 0 | 0
Coal | 2975.13 | 2380.48 | 1036.76 | 1109.86 | 1019.09 | 1018.75
Geo | 0 | 0 | 0 | 0 | 0 | 0
H | 8.05 | 8.05 | 8.05 | 8.05 | 164.57 | 164.57
LFG | 9.06 | 9.06 | 85.93 | 85.93 | 85.93 | 85.93
Nuc | 1007.36 | 1174.9 | 1203.03 | 3350.56 | 11744.63 | 14207.74
PS | 0 | 0 | 0 | 0 | 0 | 0
PV | 3.56 | 3.56 | 3.56 | 3.56 | 0.25 | 0.25
PeakG | 80.63 | 119.72 | 114.62 | 120.26 | 125.72 | 125.85
PeakO | 1.29 | 1.86 | 1.53 | 1.53 | 1.53 | 1.53
ST | 0 | 0 | 0 | 0 | 0 | 0
STOG | 839.83 | 1126.61 | 566.64 | 378.49 | 0 | 0
STWD | 0 | 0 | 0 | 0 | 0 | 0
WT | 358.12 | 358.12 | 3037.86 | 3037.85 | 2995.47 | 3402.03
IGCC | 0 | 0 | 0 | 0 | 0 | 0
DemandResponse | 0 | 0 | 0 | 0 | 0 | 0
IGCC-CCS | 0 | 0 | 0 | 0 | 0 | 0
WT_off | 0 | 0 | 0 | 0 | 0 | 0
PseudoUnit | 0 | 0 | 0 | 0 | 0 | 0
FixedInterchange | 0 | 0 | 0 | 0 | 0 | 0
Total Costs by Reporting Type: NP15
ReportingType | 2015 | 2020 | 2025 | 2030 | 2035 | 2040
BM | 0 | 0 | 0 | 0 | 779.92 | 779.92
CC | 3898.58 | 4396.35 | 4135.87 | 3253.75 | 1795.33 | 1494.8
CSP | 0 | 0 | 0 | 0 | 0 | 0
CT | 19.28 | 19.28 | 19.28 | 19.28 | 0 | 0
Coal | 96.03 | 16.94 | 1.66 | 0 | 0 | 0
Geo | 100.91 | 291.83 | 291.83 | 291.83 | 291.83 | 199.59
H | 125.7 | 125.7 | 125.7 | 125.7 | 125.7 | 125.7
LFG | 10.26 | 103.33 | 148.51 | 148.51 | 148.51 | 101.49
Nuc | 495.59 | 560.5 | 540.7 | 2945.49 | 5591.57 | 6015.61
PS | 53.58 | 53.58 | 53.58 | 53.58 | 53.58 | 53.58
PV | 2.78 | 2.78 | 2.78 | 2.78 | 0.89 | 0.89
PeakG | 56.04 | 82.34 | 58.1 | 74.01 | 78.49 | 78.49
PeakO | 10.26 | 13.08 | 10.48 | 10.49 | 10.49 | 10.49
ST | 10.38 | 10.38 | 10.38 | 10.38 | 1.86 | 24.14
STOG | 139.53 | 163.15 | 132.87 | 130.38 | 36.16 | 36.16
STWD | 265.97 | 240.08 | 47.05 | 266.24 | 266.24 | 210.04
WT | 56.14 | 641.48 | 2272.75 | 2459.59 | 2515.23 | 2163.31
IGCC | 0 | 0 | 0 | 0 | 0 | 0
DemandResponse | 0 | 0 | 0 | 0 | 0 | 0
IGCC-CCS | 0 | 0 | 0 | 0 | 0 | 0
WT_off | 0 | 0 | 0 | 0 | 0 | 0
PseudoUnit | 0 | 0 | 0 | 0 | 0 | 0
FixedInterchange | 0 | 0 | 0 | 0 | 0 | 0
Total Costs by Reporting Type: NWPP_Coal
ReportingType | 2015 | 2020 | 2025 | 2030 | 2035 | 2040
BM | 0 | 0 | 0 | 0 | 0 | 0
CC | 0 | 0 | 0 | 0 | 0 | 0
CSP | 0 | 0 | 0 | 0 | 0 | 0
CT | 0 | 0 | 0 | 0 | 0 | 0
Coal | 2867.23 | 2853.43 | 190.39 | 146.39 | 94.71 | 61.95
Geo | 0 | 0 | 0 | 0 | 0 | 0
H | 0 | 0 | 0 | 0 | 0 | 0
LFG | 0 | 0 | 0 | 0 | 0 | 0
Nuc | 0 | 0 | 0 | 0 | 0 | 0
PS | 0 | 0 | 0 | 0 | 0 | 0
PV | 0 | 0 | 0 | 0 | 0 | 0
PeakG | 0 | 0 | 0 | 0 | 0 | 0
PeakO | 0 | 0 | 0 | 0 | 0 | 0
ST | 0 | 0 | 0 | 0 | 0 | 0
STOG | 0 | 0 | 0 | 0 | 0 | 0
STWD | 0 | 0 | 0 | 0 | 0 | 0
WT | 0 | 0 | 0 | 0 | 0 | 0
IGCC | 0 | 0 | 0 | 0 | 0 | 0
DemandResponse | 0 | 0 | 0 | 0 | 0 | 0
IGCC-CCS | 0 | 0 | 0 | 0 | 0 | 0
WT_off | 0 | 0 | 0 | 0 | 0 | 0
PseudoUnit | 0 | 0 | 0 | 0 | 0 | 0
FixedInterchange | 0 | 0 | 0 | 0 | 0 | 0
Total Costs by Reporting Type: NWPP_Gas
ReportingType | 2015 | 2020 | 2025 | 2030 | 2035 | 2040
BM | 0 | 0 | 0 | 0 | 0 | 0
CC | 2845.61 | 3332.89 | 2949.6 | 3462 | 159.26 | 0
CSP | 0 | 0 | 0 | 0 | 0 | 0
CT | 14.02 | 14.02 | 14.02 | 14.02 | 0 | 0
Coal | 0 | 0 | 0 | 0 | 0 | 0
Geo | 0 | 0 | 0 | 0 | 0 | 0
H | 0 | 0 | 0 | 0 | 0 | 0
LFG | 0 | 0 | 0 | 0 | 0 | 0
Nuc | 0 | 0 | 0 | 0 | 0 | 0
PS | 0 | 0 | 0 | 0 | 0 | 0
PV | 0 | 0 | 0 | 0 | 0 | 0
PeakG | 0 | 0 | 0 | 0 | 0 | 0
PeakO | 0 | 0 | 0 | 0 | 0 | 0
ST | 0 | 0 | 0 | 0 | 0 | 0
STOG | 0 | 0 | 0 | 0 | 0 | 0
STWD | 0 | 0 | 0 | 0 | 0 | 0
WT | 0 | 0 | 0 | 0 | 0 | 0
IGCC | 0 | 0 | 0 | 0 | 0 | 0
DemandResponse | 0 | 0 | 0 | 0 | 0 | 0
IGCC-CCS | 0 | 0 | 0 | 0 | 0 | 0
WT_off | 0 | 0 | 0 | 0 | 0 | 0
PseudoUnit | 0 | 0 | 0 | 0 | 0 | 0
FixedInterchange | 0 | 0 | 0 | 0 | 0 | 0
Total Costs by Reporting Type: NWPP_NucRenew
ReportingType | 2015 | 2020 | 2025 | 2030 | 2035 | 2040
BM | 12.69 | 30.56 | 25.56 | 30.56 | 3405.47 | 5540.49
CC | 0 | 0 | 0 | 0 | 0 | 0
CSP | 0 | 0 | 0 | 0 | 0 | 0
CT | 0 | 0 | 0 | 0 | 0 | 0
Coal | 0 | 0 | 0 | 0 | 0 | 0
Geo | 55.51 | 55.51 | 177.41 | 164.64 | 164.64 | 164.64
H | 480.54 | 480.54 | 564.04 | 564.04 | 564.04 | 564.04
LFG | 18.26 | 18.26 | 72.49 | 72.49 | 69.76 | 69.76
Nuc | 256.71 | 258.17 | 262.7 | 264.21 | 1947.42 | 2007.88
PS | 6.12 | 6.12 | 6.12 | 6.12 | 6.12 | 6.12
PV | 0.04 | 0.04 | 0.04 | 0.04 | 0.04 | 0.05
PeakG | 0 | 0 | 0 | 0 | 0 | 0
PeakO | 0 | 0 | 0 | 0 | 0 | 0
ST | 0 | 0 | 0 | 0 | 0 | 0.81
STOG | 0 | 0 | 0 | 0 | 0 | 0
STWD | 17.98 | 64.59 | 164.89 | 329.12 | 329.12 | 164.89
WT | 375.75 | 375.75 | 3789.05 | 3869.53 | 3722.91 | 4101.89
IGCC | 0 | 0 | 0 | 0 | 0 | 0
DemandResponse | 0 | 0 | 0 | 0 | 0 | 0
IGCC-CCS | 0 | 0 | 0 | 0 | 0 | 0
WT_off | 0 | 0 | 0 | 0 | 0 | 0
PseudoUnit | 0 | 0 | 0 | 0 | 0 | 0
FixedInterchange | 0 | 0 | 0 | 0 | 0 | 0
Total Costs by Reporting Type: RMPA
ReportingType | 2015 | 2020 | 2025 | 2030 | 2035 | 2040
BM | 0 | 0 | 0 | 0 | 1263.43 | 1700.9
CC | 753.69 | 853.14 | 1394.07 | 1155.45 | 598.14 | 486.27
CSP | 0 | 0 | 0 | 0 | 0 | 0
CT | 16.21 | 16.21 | 16.21 | 16.21 | 0 | 0
Coal | 2918.94 | 3016.61 | 732.41 | 437.32 | 329.48 | 280.96
Geo | 0 | 0 | 723.41 | 723.41 | 723.41 | 723.41
H | 13.99 | 13.99 | 13.99 | 13.99 | 13.99 | 13.99
LFG | 1.04 | 1.04 | 7.47 | 7.47 | 7.32 | 7.32
Nuc | 0.01 | 0.01 | 0.01 | 1471.45 | 1471.47 | 1471.45
PS | 13.37 | 13.37 | 13.37 | 13.37 | 13.37 | 13.37
PV | 0.56 | 0.56 | 0.56 | 0.56 | 0.31 | 0.31
PeakG | 48.87 | 72.26 | 50.7 | 61.6 | 69.81 | 70.01
PeakO | 3.26 | 4.15 | 3.33 | 3.33 | 3.33 | 3.33
ST | 0.91 | 106.18 | 106.18 | 107.65 | 106.93 | 25.19
STOG | 0 | 0 | 0 | 0 | 0 | 0
STWD | 0 | 0 | 0 | 0 | 0 | 0
WT | 169.17 | 713.65 | 713.65 | 792.26 | 690.78 | 265.81
IGCC | 0 | 0 | 0 | 0 | 0 | 0
DemandResponse | 0 | 0 | 0 | 0 | 0 | 0
IGCC-CCS | 0 | 0 | 0 | 0 | 0 | 0
WT_off | 0 | 0 | 0 | 0 | 0 | 0
PseudoUnit | 0 | 0 | 0 | 0 | 0 | 0
FixedInterchange | 0 | 0 | 0 | 0 | 0 | 0
Total Costs by Reporting Type: SP15
ReportingType | 2015 | 2020 | 2025 | 2030 | 2035 | 2040
BM | 5.87 | 5.87 | 5.87 | 5.87 | 626.72 | 626.72
CC | 5598.18 | 6004.02 | 5392.82 | 6436.84 | 3935.02 | 3121.61
CSP | 0 | 0 | 0 | 0 | 0 | 0
CT | 0 | 0 | 0 | 0 | 0 | 0
Coal | 82.25 | 55.13 | 2.92 | 0 | 0 | 0
Geo | 97.09 | 504.71 | 504.71 | 497.88 | 497.88 | 328.75
H | 16.57 | 16.57 | 16.57 | 16.57 | 16.57 | 16.57
LFG | 28.13 | 164.27 | 164.27 | 164.14 | 163.1 | 94.59
Nuc | 508.22 | 539.82 | 519.92 | 522.86 | 974.56 | 3794.87
PS | 34.19 | 34.19 | 34.19 | 34.19 | 34.19 | 34.19
PV | 2.97 | 2.97 | 2.97 | 2.97 | 1.87 | 1.87
PeakG | 76.73 | 111.44 | 93.22 | 103.59 | 103.59 | 103.59
PeakO | 1.47 | 1.91 | 1.53 | 1.53 | 1.53 | 1.53
ST | 158.2 | 158.2 | 685.09 | 789.89 | 774.76 | 1033.68
STOG | 390.47 | 445.23 | 285.55 | 300.12 | 222.72 | 218.45
STWD | 68.43 | 69.39 | 43.06 | 68.5 | 68.5 | 54.26
WT | 189.18 | 458.89 | 2653.35 | 2653.35 | 2535.27 | 2307.45
IGCC | 0 | 0 | 0 | 0 | 0 | 0
DemandResponse | 0 | 0 | 0 | 0 | 0 | 0
IGCC-CCS | 0 | 0 | 0 | 0 | 0 | 0
WT_off | 0 | 0 | 0 | 0 | 0 | 0
PseudoUnit | 0 | 0 | 0 | 0 | 0 | 0
FixedInterchange | 0 | 0 | 0 | 0 | 0 | 0
Total Costs by Reporting Type: ALB
ReportingType | 2015 | 2020 | 2025 | 2030 | 2035 | 2040
BM | 0 | 0 | 0 | 0 | 0 | 0
CC | 885.17 | 1089.21 | 1332.63 | 8.38 | 9.12 | 10.36
CSP | 0 | 0 | 0 | 0 | 0 | 0
CT | 18.05 | 18.05 | 18.05 | 18.05 | 0.48 | 0.48
Coal | 2152.26 | 2681.67 | 3702.77 | 162.31 | 162.31 | 162.31
Geo | 0 | 0 | 0 | 0 | 0 | 0
H | 12.99 | 12.99 | 12.99 | 12.99 | 12.99 | 12.99
LFG | 1.21 | 1.21 | 1.21 | 1.21 | 1.21 | 1.21
Nuc | 0.01 | 0.01 | 0.02 | 6576.86 | 6693.1 | 6702.82
PS | 0 | 0 | 0 | 0 | 0 | 0
PV | 0 | 0 | 0 | 0 | 0 | 0
PeakG | 16.5 | 16.5 | 16.5 | 16.5 | 23.24 | 24.04
PeakO | 0 | 0 | 0 | 0 | 0 | 0
ST | 0 | 0 | 0 | 0 | 0 | 0
STOG | 0 | 0 | 0 | 0 | 0 | 0
STWD | 5.58 | 68.36 | 93.47 | 93.47 | 93.47 | 93.47
WT | 24.68 | 24.68 | 43.4 | 43.4 | 41.68 | 41.68
IGCC | 0 | 0 | 0 | 0 | 0 | 0
DemandResponse | 0 | 0 | 0 | 0 | 0 | 0
IGCC-CCS | 0 | 0 | 0 | 0 | 0 | 0
WT_off | 0 | 0 | 0 | 0 | 0 | 0
PseudoUnit | 0 | 0 | 0 | 0 | 0 | 0
FixedInterchange | 0 | 0 | 0 | 0 | 0 | 0
Total Costs by Reporting Type: BC
ReportingType | 2015 | 2020 | 2025 | 2030 | 2035 | 2040
BM | 0 | 0 | 0 | 0 | 0 | 0
CC | 237.76 | 275.24 | 327.68 | 294.77 | 51.63 | 6.1
CSP | 0 | 0 | 0 | 0 | 0 | 0
CT | 0 | 0 | 0 | 0 | 0 | 0
Coal | 0 | 0 | 0 | 0 | 0 | 0
Geo | 0 | 0 | 0 | 0 | 0 | 0
H | 173.22 | 173.22 | 173.22 | 173.22 | 173.22 | 173.22
LFG | 2.9 | 2.9 | 2.9 | 2.9 | 2.9 | 2.9
Nuc | 0.01 | 0.01 | 0.01 | 407.4 | 407.4 | 407.36
PS | 0 | 0 | 0 | 0 | 0 | 0
PV | 0 | 0 | 0 | 0 | 0 | 0
PeakG | 0 | 0 | 0 | 0 | 0 | 0
PeakO | 0 | 0 | 0 | 0 | 0 | 0
ST | 0 | 0 | 0 | 0 | 0 | 0
STOG | 0 | 0 | 0 | 0 | 0 | 0
STWD | 16.34 | 184.88 | 251.29 | 296.27 | 296.27 | 296.27
WT | 35.12 | 35.12 | 67.21 | 67.21 | 39.63 | 39.63
IGCC | 0 | 0 | 0 | 0 | 0 | 0
DemandResponse | 0 | 0 | 0 | 0 | 0 | 0
IGCC-CCS | 0 | 0 | 0 | 0 | 0 | 0
WT_off | 0 | 0 | 0 | 0 | 0 | 0
PseudoUnit | 0 | 0 | 0 | 0 | 0 | 0
FixedInterchange | 0 | 0 | 0 | 0 | 0 | 0
Total Costs by Reporting Type: HQ_IESO
ReportingType | 2015 | 2020 | 2025 | 2030 | 2035 | 2040
BM | 0 | 0 | 0 | 0 | 0 | 0
CC | 0 | 0 | 0 | 0 | 0 | 0
CSP | 0 | 0 | 0 | 0 | 0 | 0
CT | 0 | 0 | 0 | 0 | 0 | 0
Coal | 0 | 0 | 0 | 0 | 0 | 0
Geo | 0 | 0 | 0 | 0 | 0 | 0
H | 0 | 0 | 0 | 0 | 0 | 0
LFG | 0 | 0 | 0 | 0 | 0 | 0
Nuc | 0.01 | 0.01 | 0.01 | 0.01 | 0.01 | 0.01
PS | 0 | 0 | 0 | 0 | 0 | 0
PV | 0 | 0 | 0 | 0 | 0 | 0
PeakG | 0 | 0 | 0 | 0 | 0 | 0
PeakO | 0 | 0 | 0 | 0 | 0 | 0
ST | 0 | 0 | 0 | 0 | 0 | 0
STOG | 0 | 0 | 0 | 0 | 0 | 0
STWD | 0 | 0 | 0 | 0 | 0 | 0
WT | 0 | 0 | 0 | 0 | 0 | 0
IGCC | 0 | 0 | 0 | 0 | 0 | 0
DemandResponse | 0 | 0 | 0 | 0 | 0 | 0
IGCC-CCS | 0 | 0 | 0 | 0 | 0 | 0
WT_off | 0 | 0 | 0 | 0 | 0 | 0
PseudoUnit | 0 | 0 | 0 | 0 | 0 | 0
FixedInterchange | 0 | 0 | 0 | 0 | 0 | 0
Total Costs by Reporting Type: HQ_NEISO
ReportingType | 2015 | 2020 | 2025 | 2030 | 2035 | 2040
BM | 0 | 0 | 0 | 0 | 0 | 0
CC | 0 | 0 | 0 | 0 | 0 | 0
CSP | 0 | 0 | 0 | 0 | 0 | 0
CT | 0 | 0 | 0 | 0 | 0 | 0
Coal | 0 | 0 | 0 | 0 | 0 | 0
Geo | 0 | 0 | 0 | 0 | 0 | 0
H | 0 | 0 | 0 | 0 | 0 | 0
LFG | 0 | 0 | 0 | 0 | 0 | 0
Nuc | 0.01 | 0.01 | 0.01 | 0.01 | 0.04 | 0.04
PS | 0 | 0 | 0 | 0 | 0 | 0
PV | 0 | 0 | 0 | 0 | 0 | 0
PeakG | 0 | 0 | 0 | 0 | 0 | 0
PeakO | 0 | 0 | 0 | 0 | 0 | 0
ST | 0 | 0 | 0 | 0 | 0 | 0
STOG | 0 | 0 | 0 | 0 | 0 | 0
STWD | 0 | 0 | 0 | 0 | 0 | 0
WT | 0 | 0 | 0 | 0 | 0 | 0
IGCC | 0 | 0 | 0 | 0 | 0 | 0
DemandResponse | 0 | 0 | 0 | 0 | 0 | 0
IGCC-CCS | 0 | 0 | 0 | 0 | 0 | 0
WT_off | 0 | 0 | 0 | 0 | 0 | 0
PseudoUnit | 0 | 85.18 | 85.18 | 85.18 | 85.18 | 85.18
FixedInterchange | 0 | 0 | 0 | 0 | 0 | 0
Total Costs by Reporting Type: HQ_NY
ReportingType | 2015 | 2020 | 2025 | 2030 | 2035 | 2040
BM | 0 | 0 | 0 | 0 | 0 | 0
CC | 0 | 0 | 0 | 0 | 0 | 0
CSP | 0 | 0 | 0 | 0 | 0 | 0
CT | 0 | 0 | 0 | 0 | 0 | 0
Coal | 0 | 0 | 0 | 0 | 0 | 0
Geo | 0 | 0 | 0 | 0 | 0 | 0
H | 0 | 0 | 0 | 0 | 0 | 0
LFG | 0 | 0 | 0 | 0 | 0 | 0
Nuc | 0.01 | 0.01 | 0.01 | 0.01 | 0.04 | 0.05
PS | 0 | 0 | 0 | 0 | 0 | 0
PV | 0 | 0 | 0 | 0 | 0 | 0
PeakG | 0 | 0 | 0 | 0 | 0 | 0
PeakO | 0 | 0 | 0 | 0 | 0 | 0
ST | 0 | 0 | 0 | 0 | 0 | 0
STOG | 0 | 0 | 0 | 0 | 0 | 0
STWD | 0 | 0 | 0 | 0 | 0 | 0
WT | 0 | 0 | 0 | 0 | 0 | 0
IGCC | 0 | 0 | 0 | 0 | 0 | 0
DemandResponse | 0 | 0 | 0 | 0 | 0 | 0
IGCC-CCS | 0 | 0 | 0 | 0 | 0 | 0
WT_off | 0 | 0 | 0 | 0 | 0 | 0
PseudoUnit | 0 | 725.03 | 725.03 | 725.03 | 725.03 | 725.03
FixedInterchange | 0 | 0 | 0 | 0 | 0 | 0
Total Costs by Reporting Type: MARITIMES
ReportingType | 2015 | 2020 | 2025 | 2030 | 2035 | 2040
BM | 0 | 0 | 0 | 0 | 0 | 0
CC | 0 | 0 | 0 | 0 | 0 | 0
CSP | 0 | 0 | 0 | 0 | 0 | 0
CT | 0 | 0 | 0 | 0 | 0 | 0
Coal | 0 | 0 | 0 | 0 | 0 | 0
Geo | 0 | 0 | 0 | 0 | 0 | 0
H | 0 | 0 | 0 | 0 | 0 | 0
LFG | 0 | 0 | 0 | 0 | 0 | 0
Nuc | 0.01 | 0.01 | 0.01 | 0.01 | 0.04 | 0.04
PS | 0 | 0 | 0 | 0 | 0 | 0
PV | 0 | 0 | 0 | 0 | 0 | 0
PeakG | 0 | 0 | 0 | 0 | 0 | 0
PeakO | 0 | 0 | 0 | 0 | 0 | 0
ST | 0 | 0 | 0 | 0 | 0 | 0
STOG | 0 | 0 | 0 | 0 | 0 | 0
STWD | 0 | 0 | 0 | 0 | 0 | 0
WT | 0 | 0 | 0 | 0 | 0 | 0
IGCC | 0 | 0 | 0 | 0 | 0 | 0
DemandResponse | 0 | 0 | 0 | 0 | 0 | 0
IGCC-CCS | 0 | 0 | 0 | 0 | 0 | 0
WT_off | 0 | 0 | 0 | 0 | 0 | 0
PseudoUnit | 0 | 141.97 | 141.97 | 141.97 | 141.97 | 141.97
FixedInterchange | 0 | 0 | 0 | 0 | 0 | 0
Total Costs by Reporting Type: All
ReportingType | 2015 | 2020 | 2025 | 2030 | 2035 | 2040
BM | 658.51 | 806.67 | 741.38 | 1035.02 | 53180.41 | 61495.74
CC | 104825.89 | 124896.48 | 117523.77 | 116155.28 | 75055.24 | 50447.63
CSP | 0 | 0 | 0 | 0 | 0 | 0
CT | 642.58 | 693.16 | 752.45 | 717.62 | 375.83 | 340.27
Coal | 74435.17 | 41813.33 | 14981.95 | 8476.47 | 9110.8 | 9228.62
Geo | 257.46 | 863.3 | 2108.45 | 2088.86 | 2088.86 | 1824.3
H | 1511 | 2350.79 | 2987.68 | 3411.52 | 4077.24 | 4077.24
LFG | 523.58 | 988.42 | 1487.16 | 1650.96 | 1632.29 | 1405.09
Nuc | 27257.77 | 31456.45 | 33793.09 | 68659.39 | 99999.75 | 142253.02
PS | 517.25 | 517.25 | 517.25 | 517.25 | 517.25 | 517.25
PV | 441.13 | 967.09 | 1178.36 | 1219.3 | 790.07 | 313.97
PeakG | 2309.32 | 3241.74 | 2568.18 | 3000.9 | 2814.89 | 2851.63
PeakO | 541.55 | 710.4 | 563.85 | 509.23 | 369.23 | 369.24
ST | 256.01 | 487.23 | 1074.46 | 1141.31 | 1228.57 | 1331.42
STOG | 3104.2 | 3470.83 | 2537.43 | 2602.77 | 1138.03 | 1112.01
STWD | 1144.02 | 1169.51 | 1087.24 | 2010.7 | 2661.73 | 1972.19
WT | 5762.89 | 31827.48 | 63976.2 | 65569.78 | 63366.37 | 44532.27
IGCC | 464.42 | 501.41 | 275.09 | 245.48 | 245.48 | 245.48
DemandResponse | 0 | 0 | 0 | 0 | 0 | 0
IGCC-CCS | 0 | 0 | 0 | 0 | 0 | 0
WT_off | 204.18 | 802.1 | 1032.49 | 1032.49 | 1577.33 | 1062.34
PseudoUnit | 0 | 952.19 | 952.19 | 952.19 | 952.19 | 952.19
FixedInterchange | 0 | 0 | 0 | 0 | 0 | 0
Total Costs by Reporting Type: EI_US
ReportingType | 2015 | 2020 | 2025 | 2030 | 2035 | 2040
BM | 450 | 580.12 | 515.91 | 736.31 | 40265.31 | 45007.29
CC | 70689.01 | 85686.98 | 80616.78 | 78831.79 | 55911.14 | 35672.85
CSP | 0 | 0 | 0 | 0 | 0 | 0
CT | 438.52 | 489.52 | 549.23 | 513.37 | 375.35 | 339.79
Coal | 60157.34 | 27362.64 | 8465.06 | 6619.4 | 7502.53 | 7702.64
Geo | 3.95 | 3.95 | 3.95 | 3.95 | 3.95 | 3.95
H | 419.29 | 1085.82 | 1266.53 | 1266.53 | 1512.29 | 1512.29
LFG | 434.2 | 669.84 | 972.37 | 1136.12 | 1124.84 | 1013.17
Nuc | 21188.81 | 25019.35 | 27292.3 | 46386.5 | 62478.43 | 98759.98
PS | 401.94 | 401.94 | 401.94 | 401.94 | 401.94 | 401.94
PV | 21.75 | 547.71 | 758.98 | 799.92 | 783.89 | 307.78
PeakG | 1950.22 | 2734.64 | 2160.71 | 2536.96 | 2326.05 | 2361.66
PeakO | 519.42 | 681.93 | 540.99 | 486.36 | 346.36 | 346.38
ST | 0 | 0 | 0 | 0 | 0 | 0
STOG | 1727.85 | 1730.3 | 1552.36 | 1793.77 | 879.15 | 857.4
STWD | 751.48 | 523.76 | 470.2 | 937.94 | 1521.16 | 1095.49
WT | 3900.92 | 26841.54 | 48953.18 | 50181.33 | 48868.99 | 31319.48
IGCC | 464.42 | 501.41 | 275.09 | 245.48 | 245.48 | 245.48
DemandResponse | 0 | 0 | 0 | 0 | 0 | 0
IGCC-CCS | 0 | 0 | 0 | 0 | 0 | 0
WT_off | 204.18 | 802.1 | 1032.49 | 1032.49 | 1577.33 | 1062.33
PseudoUnit | 0 | 952.19 | 952.19 | 952.19 | 952.19 | 952.19
FixedInterchange | 0 | 0 | 0 | 0 | 0 | 0
Total Costs by Reporting Type: EI_Canada
ReportingType | 2015 | 2020 | 2025 | 2030 | 2035 | 2040
BM | 131.05 | 131.05 | 131.05 | 131.05 | 136.73 | 141.72
CC | 1025.92 | 1003.93 | 253.62 | 231.52 | 237.54 | 43.79
CSP | 0 | 0 | 0 | 0 | 0 | 0
CT | 45.21 | 44.56 | 44.26 | 44.26 | 0 | 0
Coal | 61.88 | 10.47 | 0 | 0 | 0 | 0
Geo | 0 | 0 | 0 | 0 | 0 | 0
H | 216.06 | 389.32 | 762 | 1185.83 | 1449.28 | 1449.28
LFG | 17.67 | 17.67 | 17.67 | 17.85 | 14.38 | 14.38
Nuc | 2990.32 | 3007.74 | 3062.22 | 3080.31 | 2836.59 | 3030.72
PS | 2.92 | 2.92 | 2.92 | 2.92 | 2.92 | 2.92
PV | 383.49 | 383.49 | 383.49 | 383.49 | 0.44 | 0.44
PeakG | 16.35 | 11.4 | 0 | 0 | 0 | 0
PeakO | 0.09 | 0.09 | 0 | 0 | 0 | 0
ST | 0 | 0 | 0 | 0 | 0 | 0
STOG | 6.53 | 5.54 | 0 | 0 | 0 | 0
STWD | 5.44 | 5.44 | 4.45 | 6.33 | 74.15 | 44.96
WT | 627.73 | 627.73 | 627.73 | 627.73 | 127.38 | 467.46
IGCC | 0 | 0 | 0 | 0 | 0 | 0
DemandResponse | 0 | 0 | 0 | 0 | 0 | 0
IGCC-CCS | 0 | 0 | 0 | 0 | 0 | 0
WT_off | 0 | 0 | 0 | 0 | 0 | 0
PseudoUnit | 0 | 0 | 0 | 0 | 0 | 0
FixedInterchange | 0 | 0 | 0 | 0 | 0 | 0
Total Costs by Reporting Type: EI
ReportingType | 2015 | 2020 | 2025 | 2030 | 2035 | 2040
BM | 581.05 | 711.17 | 646.95 | 867.35 | 40402.04 | 45149.01
CC | 71714.93 | 86690.91 | 80870.4 | 79063.32 | 56148.68 | 35716.64
CSP | 0 | 0 | 0 | 0 | 0 | 0
CT | 483.73 | 534.07 | 593.49 | 557.63 | 375.35 | 339.79
Coal | 60219.22 | 27373.11 | 8465.06 | 6619.4 | 7502.53 | 7702.64
Geo | 3.95 | 3.95 | 3.95 | 3.95 | 3.95 | 3.95
H | 635.35 | 1475.14 | 2028.53 | 2452.37 | 2961.57 | 2961.57
LFG | 451.87 | 687.51 | 990.04 | 1153.97 | 1139.21 | 1027.54
Nuc | 24179.13 | 28027.1 | 30354.51 | 49466.81 | 65315.02 | 101790.71
PS | 404.86 | 404.86 | 404.86 | 404.86 | 404.86 | 404.86
PV | 405.24 | 931.2 | 1142.47 | 1183.41 | 784.33 | 308.22
PeakG | 1966.57 | 2746.04 | 2160.71 | 2536.96 | 2326.05 | 2361.66
PeakO | 519.51 | 682.02 | 540.99 | 486.36 | 346.36 | 346.38
ST | 0 | 0 | 0 | 0 | 0 | 0
STOG | 1734.37 | 1735.83 | 1552.36 | 1793.77 | 879.15 | 857.4
STWD | 756.92 | 529.2 | 474.66 | 944.27 | 1595.3 | 1140.44
WT | 4528.65 | 27469.27 | 49580.91 | 50809.06 | 48996.36 | 31786.93
IGCC | 464.42 | 501.41 | 275.09 | 245.48 | 245.48 | 245.48
DemandResponse | 0 | 0 | 0 | 0 | 0 | 0
IGCC-CCS | 0 | 0 | 0 | 0 | 0 | 0
WT_off | 204.18 | 802.1 | 1032.49 | 1032.49 | 1577.33 | 1062.34
PseudoUnit | 0 | 952.19 | 952.19 | 952.19 | 952.19 | 952.19
FixedInterchange | 0 | 0 | 0 | 0 | 0 | 0
Total Costs by Reporting Type: Outside_EI
ReportingType | 2015 | 2020 | 2025 | 2030 | 2035 | 2040
BM | 77.46 | 95.49 | 94.43 | 167.67 | 12778.36 | 16346.74
CC | 33110.96 | 38205.57 | 36653.37 | 37091.96 | 18906.56 | 14730.98
CSP | 0 | 0 | 0 | 0 | 0 | 0
CT | 158.85 | 159.09 | 158.96 | 159.99 | 0.48 | 0.48
Coal | 14215.95 | 14440.22 | 6516.88 | 1857.08 | 1608.27 | 1525.98
Geo | 253.5 | 859.35 | 2104.5 | 2084.9 | 2084.9 | 1820.34
H | 875.65 | 875.65 | 959.15 | 959.15 | 1115.67 | 1115.67
LFG | 71.71 | 300.92 | 497.12 | 496.99 | 493.07 | 377.55
Nuc | 3078.63 | 3429.35 | 3438.58 | 19192.59 | 34684.73 | 40462.31
PS | 112.39 | 112.39 | 112.39 | 112.39 | 112.39 | 112.39
PV | 35.89 | 35.89 | 35.89 | 35.89 | 5.74 | 5.74
PeakG | 342.75 | 495.7 | 407.47 | 463.94 | 488.84 | 489.97
PeakO | 22.04 | 28.38 | 22.86 | 22.87 | 22.87 | 22.87
ST | 256.01 | 487.23 | 1074.46 | 1141.31 | 1228.57 | 1331.42
STOG | 1369.83 | 1734.99 | 985.07 | 809 | 258.89 | 254.62
STWD | 387.1 | 640.31 | 612.58 | 1066.43 | 1066.43 | 831.75
WT | 1234.24 | 4358.22 | 14395.29 | 14760.72 | 14370.01 | 12745.34
IGCC | 0 | 0 | 0 | 0 | 0 | 0
DemandResponse | 0 | 0 | 0 | 0 | 0 | 0
IGCC-CCS | 0 | 0 | 0 | 0 | 0 | 0
WT_off | 0 | 0 | 0 | 0 | 0 | 0
PseudoUnit | 0 | 0 | 0 | 0 | 0 | 0
FixedInterchange | 0 | 0 | 0 | 0 | 0 | 0
#15 A | RPS Generation Compliance Payments ($)
RPS Program | 2015 | 2020 | 2025 | 2030 | 2035 | 2040
NEISO | 2.16 | 0 | 0 | 0 | 0 | 0
CA | 1658.41 | 0 | 0 | 0 | 0 | 0
NWPP | 0 | 0 | 0 | 0 | 0 | 0
PJM | 0 | 36.73 | 0 | 0 | 0 | 0
US | 0 | 0 | 0 | 0 | 0 | 0
PJM_Solar | 361.86 | 0 | 0 | 0 | 0 | 0
MA_Solar | 160.47 | 0 | 0 | 0 | 0 | 0
NH_Solar | 10.81 | 0 | 0 | 0 | 0 | 0
MRETS_Solar | 0 | 0 | 0 | 0 | 0 | 0
AZNMSNV | 211.66 | 0 | 0 | 0 | 0 | 0
AZNMSNV_Solar | 52.24 | 0 | 0 | 0 | 0 | 0
MRETS | 0 | 0 | 0 | 0 | 0 | 0
MI | 37.21 | 0 | 0 | 0 | 0 | 0
Ohio | 0 | 0 | 0 | 0 | 0 | 0
Ohio_Solar | 52.28 | 0 | 0 | 0 | 0 | 0
MOKSOKNE | 162.15 | 0 | 0 | 0 | 0 | 0
MO_Solar | 28.72 | 0 | 0 | 0 | 0 | 0
NC | 785.41 | 0 | 0 | 0 | 0 | 0
NC_Solar | 26.33 | 0 | 0 | 0 | 0 | 0
CO | 21.39 | 0 | 0 | 0 | 0 | 0
CO_Solar | 183.92 | 0 | 0 | 0 | 0 | 0
NY | 0 | 0 | 0 | 0 | 0 | 0
TX | 0 | 0 | 0 | 0 | 0 | 0
#15 B | RPS Capacity Compliance Payments ($)
RPS Program | 2015 | 2020 | 2025 | 2030 | 2035 | 2040
NEISO | 0 | 0 | 0 | 0 | 0 | 0
CA | 0 | 0 | 0 | 0 | 0 | 0
NWPP | 0 | 0 | 0 | 0 | 0 | 0
PJM | 0 | 0 | 0 | 0 | 0 | 0
US | 0 | 0 | 0 | 0 | 0 | 0
PJM_Solar | 0 | 0 | 0 | 0 | 0 | 0
MA_Solar | 0 | 0 | 0 | 0 | 0 | 0
NH_Solar | 0 | 0 | 0 | 0 | 0 | 0
MRETS_Solar | 0 | 0 | 0 | 0 | 0 | 0
AZNMSNV | 0 | 0 | 0 | 0 | 0 | 0
AZNMSNV_Solar | 0 | 0 | 0 | 0 | 0 | 0
MRETS | 0 | 0 | 0 | 0 | 0 | 0
MI | 0 | 0 | 0 | 0 | 0 | 0
Ohio | 0 | 0 | 0 | 0 | 0 | 0
Ohio_Solar | 0 | 0 | 0 | 0 | 0 | 0
MOKSOKNE | 0 | 0 | 0 | 0 | 0 | 0
MO_Solar | 0 | 0 | 0 | 0 | 0 | 0
NC | 0 | 0 | 0 | 0 | 0 | 0
NC_Solar | 0 | 0 | 0 | 0 | 0 | 0
CO | 0 | 0 | 0 | 0 | 0 | 0
CO_Solar | 0 | 0 | 0 | 0 | 0 | 0
NY | 0 | 0 | 0 | 0 | 0 | 0
TX | 0 | 0 | 0 | 0 | 0 | 0
#16a | Transmission Costs ($million) [excludes shadow cost]
Transmission Costs: Entergy
Cost | 2015 | 2020 | 2025 | 2030 | 2035 | 2040
a. Wheel Share | 4.34 | 125.51 | 206.52 | 211.84 | 207.93 | 217.6
b. Friction Share | 6.83 | 192.83 | 320.98 | 330.02 | 322.66 | 335.82
Transmission Costs: FRCC
Cost | 2015 | 2020 | 2025 | 2030 | 2035 | 2040
a. Wheel Share | 1.81 | 3.09 | 2.29 | 0.44 | 2.39 | 31.37
b. Friction Share | 1.81 | 3.09 | 2.29 | 0.71 | 2.68 | 33.89
Transmission Costs: MAPP_US
Cost | 2015 | 2020 | 2025 | 2030 | 2035 | 2040
a. Wheel Share | 3.03 | 10.03 | 23.04 | 31.88 | 22.97 | 31.57
b. Friction Share | 2.43 | 8.28 | 22.06 | 29.8 | 22.08 | 28.95
Transmission Costs: MISO_IN
Cost | 2015 | 2020 | 2025 | 2030 | 2035 | 2040
a. Wheel Share | 1.44 | 3.91 | 66.84 | 37.08 | 16.19 | 7.03
b. Friction Share | 1.45 | 5.62 | 46.9 | 30.26 | 18.76 | 12.5
Transmission Costs: MISO_MI
Cost | 2015 | 2020 | 2025 | 2030 | 2035 | 2040
a. Wheel Share | 19.96 | 22.7 | 22.7 | 22.7 | 22.35 | 15.97
b. Friction Share | 50.34 | 56.92 | 62.27 | 62.86 | 62.05 | 45.62
Transmission Costs: MISO_MO-IL
Cost | 2015 | 2020 | 2025 | 2030 | 2035 | 2040
a. Wheel Share | 0.66 | 17.69 | 63.43 | 77.29 | 66.3 | 65.89
b. Friction Share | 1.96 | 26.9 | 76.74 | 96.93 | 85.51 | 86.96
Transmission Costs: MISO_W
Cost | 2015 | 2020 | 2025 | 2030 | 2035 | 2040
a. Wheel Share | 3.03 | 35.53 | 50.35 | 57.14 | 44.9 | 52.28
b. Friction Share | 9.27 | 122.81 | 173.23 | 179.68 | 154.2 | 159.83
Transmission Costs: MISO_WUMS
Cost | 2015 | 2020 | 2025 | 2030 | 2035 | 2040
a. Wheel Share | 0 | 0 | 0 | 0 | 0 | 0
b. Friction Share | 7.05 | 3.42 | 10.29 | 11.49 | 8.74 | 11.91
Transmission Costs: Nebraska
Cost | 2015 | 2020 | 2025 | 2030 | 2035 | 2040
a. Wheel Share | 2.7 | 30.73 | 41.2 | 44.05 | 36.27 | 36.75
b. Friction Share | 2.53 | 46.18 | 61.84 | 66.13 | 54.28 | 54.82
Transmission Costs: NEISO
Cost | 2015 | 2020 | 2025 | 2030 | 2035 | 2040
a. Wheel Share | 0 | 0 | 0 | 0 | 0 | 0
b. Friction Share | 3.16 | 5.55 | 16.51 | 18.12 | 20.64 | 16.19
Transmission Costs: NonRTO_Midwest
Cost | 2015 | 2020 | 2025 | 2030 | 2035 | 2040
a. Wheel Share | 1.53 | 3.97 | 66.92 | 37.24 | 18.27 | 8.73
b. Friction Share | 0.99 | 2.42 | 40.2 | 22.49 | 13.74 | 7.05
Transmission Costs: NYISO_A-F
Cost | 2015 | 2020 | 2025 | 2030 | 2035 | 2040
a. Wheel Share | 16.57 | 16.92 | 30.1 | 28.15 | 24.93 | 23.28
b. Friction Share | 38.97 | 41.24 | 45.66 | 36.55 | 34.71 | 31.89
Transmission Costs: NYISO_G-I
Cost | 2015 | 2020 | 2025 | 2030 | 2035 | 2040
a. Wheel Share | 1.84 | 1.72 | 3.53 | 10.55 | 9.05 | 14.17
b. Friction Share | 2.44 | 2.21 | 6.92 | 13.66 | 12.75 | 14.07
Transmission Costs: NYISO_J-K
Cost | 2015 | 2020 | 2025 | 2030 | 2035 | 2040
a. Wheel Share | 0.08 | 0.15 | 0.47 | 0.31 | 0.78 | 2.19
b. Friction Share | 1.74 | 2.95 | 7.09 | 10.26 | 9.68 | 10.84
Transmission Costs: PJM_E
Cost | 2015 | 2020 | 2025 | 2030 | 2035 | 2040
a. Wheel Share | 1.92 | 1.87 | 4.01 | 10.85 | 9.83 | 16.36
b. Friction Share | 1.2 | 1.2 | 2.48 | 6.58 | 6.2 | 11.36
Transmission Costs: PJM_ROM
Cost | 2015 | 2020 | 2025 | 2030 | 2035 | 2040
a. Wheel Share | 1.76 | 1.89 | 18.74 | 18.74 | 17.32 | 16.42
b. Friction Share | 1.45 | 1.5 | 11.64 | 11.65 | 10.98 | 12.01
Transmission Costs: PJM_ROR
Cost | 2015 | 2020 | 2025 | 2030 | 2035 | 2040
a. Wheel Share | 12.5 | 16.55 | 41.42 | 20.49 | 18.65 | 15.88
b. Friction Share | 26.94 | 93.97 | 174.51 | 158.16 | 147.83 | 153.28
Transmission Costs: SOCO
Cost | 2015 | 2020 | 2025 | 2030 | 2035 | 2040
a. Wheel Share | 8.28 | 28.44 | 62.35 | 48.06 | 42.21 | 75.09
b. Friction Share | 13.78 | 45 | 96.23 | 79.96 | 70.61 | 109.66
Transmission Costs: SPP_N
Cost | 2015 | 2020 | 2025 | 2030 | 2035 | 2040
a. Wheel Share | 1.46 | 113.63 | 159.89 | 159.95 | 156.93 | 159.73
b. Friction Share | 1.46 | 170.63 | 239.94 | 240.03 | 235.5 | 239.62
Transmission Costs: SPP_S
Cost | 2015 | 2020 | 2025 | 2030 | 2035 | 2040
a. Wheel Share | 1 | 12.3 | 21.04 | 24.32 | 21.59 | 24.65
b. Friction Share | 1.66 | 18.55 | 31.64 | 36.57 | 32.49 | 37.13
Transmission Costs: TVA
Cost | 2015 | 2020 | 2025 | 2030 | 2035 | 2040
a. Wheel Share | 1 | 1.58 | 1.45 | 0.61 | 1.72 | 1.32
b. Friction Share | 1.27 | 2 | 1.91 | 0.9 | 2.29 | 1.76
Transmission Costs: TVA_Transmission
Cost | 2015 | 2020 | 2025 | 2030 | 2035 | 2040
a. Wheel Share | 3.81 | 5.54 | 63.27 | 58.74 | 47.91 | 58.99
b. Friction Share | 3.74 | 8.6 | 66.5 | 60.65 | 51.01 | 67.88
Transmission Costs: VACAR
Cost | 2015 | 2020 | 2025 | 2030 | 2035 | 2040
a. Wheel Share | 11.09 | 16.51 | 41.28 | 24.08 | 20.4 | 11.28
b. Friction Share | 13.94 | 17.32 | 42.1 | 28.15 | 31.27 | 27.09
Transmission Costs: IESO
Cost | 2015 | 2020 | 2025 | 2030 | 2035 | 2040
a. Wheel Share | 38.11 | 41.83 | 38.11 | 37.77 | 31.58 | 26.09
b. Friction Share | 95.3 | 104.59 | 93.59 | 85.83 | 78.44 | 60.75
Transmission Costs: MAPP_CA
Cost | 2015 | 2020 | 2025 | 2030 | 2035 | 2040
a. Wheel Share | 2.34 | 2.99 | 3.43 | 8.04 | 5.06 | 5.58
b. Friction Share | 5.73 | 6.31 | 5.82 | 5.94 | 3.84 | 3.92
Transmission Costs: AZ_NM_SNV_Coal
Cost | 2015 | 2020 | 2025 | 2030 | 2035 | 2040
a. Wheel Share | 20.96 | 39.46 | 6.18 | 6.05 | 11.54 | 6.8
b. Friction Share | 35.47 | 66.47 | 11.15 | 10.98 | 20.18 | 12.27
Transmission Costs: AZ_NM_SNV_Gas
Cost | 2015 | 2020 | 2025 | 2030 | 2035 | 2040
a. Wheel Share | 10.15 | 9.52 | 3.08 | 7.94 | 2.46 | 3.54
b. Friction Share | 17.28 | 16.22 | 5.52 | 13.52 | 4.18 | 5.94
Transmission Costs: AZ_NM_SNV_NucRenew
Cost | 2015 | 2020 | 2025 | 2030 | 2035 | 2040
a. Wheel Share | 20.28 | 21.34 | 15.6 | 21.62 | 41.83 | 47.98
b. Friction Share | 33.98 | 35.92 | 26.46 | 36.65 | 70.59 | 80.85
Transmission Costs: ERCOT
Cost | 2015 | 2020 | 2025 | 2030 | 2035 | 2040
a. Wheel Share | 0.24 | 5.42 | 6.1 | 5.75 | 5.92 | 5.96
b. Friction Share | 0.36 | 8.13 | 9.15 | 8.62 | 8.9 | 8.97
Transmission Costs: NP15
Cost | 2015 | 2020 | 2025 | 2030 | 2035 | 2040
a. Wheel Share | 4.51 | 1.14 | 1 | 0.37 | 1.29 | 9.45
b. Friction Share | 7.57 | 1.98 | 1.78 | 0.74 | 2.31 | 15.87
Transmission Costs: NWPP_Coal
Cost | 2015 | 2020 | 2025 | 2030 | 2035 | 2040
a. Wheel Share | 40.96 | 46.79 | 11.79 | 13.04 | 54.22 | 55.03
b. Friction Share | 69.51 | 79.23 | 21.18 | 23.27 | 91.97 | 93.43
Transmission Costs: NWPP_Gas
Cost | 2015 | 2020 | 2025 | 2030 | 2035 | 2040
a. Wheel Share | 0 | 0 | 0 | 0 | 0 | 0
b. Friction Share | 0.28 | 0.28 | 0.23 | 0.21 | 0.01 | 0
Transmission Costs: NWPP_NucRenew
Cost | 2015 | 2020 | 2025 | 2030 | 2035 | 2040
a. Wheel Share | 0 | 0 | 0 | 0 | 0 | 0
b. Friction Share | 0.96 | 0.97 | 1.3 | 1.32 | 1.59 | 1.72
Transmission Costs: RMPA
Cost | 2015 | 2020 | 2025 | 2030 | 2035 | 2040
a. Wheel Share | 1.04 | 10.77 | 8.39 | 11.11 | 11.48 | 11.45
b. Friction Share | 1.72 | 13.48 | 9.15 | 13.53 | 16.64 | 15.14
Transmission Costs: SP15
Cost | 2015 | 2020 | 2025 | 2030 | 2035 | 2040
a. Wheel Share | 85.32 | 73.7 | 25.56 | 33.22 | 71.31 | 72.84
b. Friction Share | 142.25 | 122.91 | 42.72 | 55.48 | 119.03 | 121.52
Transmission Costs: ALB
Cost | 2015 | 2020 | 2025 | 2030 | 2035 | 2040
a. Wheel Share | 3.37 | 2.08 | 1.47 | 3.28 | 6.58 | 10.25
b. Friction Share | 5.62 | 3.47 | 2.46 | 5.47 | 10.97 | 17.08
Transmission Costs: BC
Cost | 2015 | 2020 | 2025 | 2030 | 2035 | 2040
a. Wheel Share | 3.88 | 2.24 | 3.45 | 4 | 18.7 | 26.37
b. Friction Share | 6.47 | 3.73 | 5.75 | 6.67 | 31.16 | 43.95
Transmission Costs: HQ_IESO
Cost | 2015 | 2020 | 2025 | 2030 | 2035 | 2040
a. Wheel Share | 0 | 0 | 0 | 0 | 0 | 0
b. Friction Share | 0.01 | 0.01 | 0.01 | 0.01 | 0.01 | 0.01
Transmission Costs: HQ_NEISO
Cost | 2015 | 2020 | 2025 | 2030 | 2035 | 2040
a. Wheel Share | 0 | 0 | 0 | 0 | 0 | 0
b. Friction Share | 0.11 | 0.12 | 0.12 | 0.12 | 0.12 | 0.12
Transmission Costs: HQ_NY
Cost | 2015 | 2020 | 2025 | 2030 | 2035 | 2040
a. Wheel Share | 0 | 0 | 0 | 0 | 0 | 0
b. Friction Share | 0.03 | 0.12 | 0.12 | 0.12 | 0.12 | 0.12
Transmission Costs: MARITIMES
Cost | 2015 | 2020 | 2025 | 2030 | 2035 | 2040
a. Wheel Share | 0 | 0 | 0 | 0 | 0 | 0
b. Friction Share | 0.05 | 0.07 | 0.07 | 0.07 | 0.07 | 0.07
Transmission Costs: All
Cost | 2015 | 2020 | 2025 | 2030 | 2035 | 2040
a. Wheel Share | 331 | 727.55 | 1115.01 | 1076.69 | 1070.86 | 1167.88
b. Friction Share | 619.13 | 1343.21 | 1796.54 | 1800.15 | 1870.78 | 1991.85
Transmission Costs: EI_US
Cost | 2015 | 2020 | 2025 | 2030 | 2035 | 2040
a. Wheel Share | 99.84 | 470.27 | 990.85 | 924.5 | 808.9 | 886.56
b. Friction Share | 196.62 | 879.49 | 1560.26 | 1531.89 | 1410.97 | 1510.42
Transmission Costs: EI_Canada
Cost | 2015 | 2020 | 2025 | 2030 | 2035 | 2040
a. Wheel Share | 40.45 | 44.82 | 41.53 | 45.81 | 36.64 | 31.67
b. Friction Share | 101.04 | 110.91 | 99.42 | 91.78 | 82.29 | 64.68
Transmission Costs: EI
Cost | 2015 | 2020 | 2025 | 2030 | 2035 | 2040
a. Wheel Share | 140.29 | 515.09 | 1032.38 | 970.31 | 845.54 | 918.24
b. Friction Share | 297.66 | 990.4 | 1659.68 | 1623.67 | 1493.26 | 1575.11
Transmission Costs: Outside_EI
Cost | 2015 | 2020 | 2025 | 2030 | 2035 | 2040
a. Wheel Share | 190.71 | 212.46 | 82.62 | 106.38 | 225.32 | 249.65
b. Friction Share | 321.47 | 352.81 | 136.86 | 176.48 | 377.52 | 416.74

## Capacity
#1 | New Build Capacity (MW)
New Build Capacity by Reporting Type: Entergy
ReportingType | 2015 | 2020 | 2025 | 2030 | 2035 | 2040
BM | 0 | 0 | 0 | 0 | 0 | 2743.37
CC | 0.1 | 1739.91 | 0 | 0 | 0 | 0
CSP | 0 | 0 | 0 | 0 | 0 | 0
CT | 0 | 0 | 0 | 0 | 0 | 0
Coal | 720 | 0 | 0 | 0 | 0 | 0
Geo | 0 | 0 | 0 | 0 | 0 | 0
H | 0 | 436 | 673 | 0 | 0 | 0
LFG | 0 | 0 | 107.4 | 0 | 0 | 0
Nuc | 170 | 0 | 0 | 0 | 0 | 0
PS | 0 | 0 | 0 | 0 | 0 | 0
PV | 0.29 | 61.53 | 29.38 | 0 | 0 | 1.39
PeakG | 0 | 0 | 0 | 0 | 0 | 0
PeakO | 0 | 0 | 0 | 0 | 0 | 0
ST | 0 | 0 | 0 | 0 | 0 | 0
STOG | 0 | 0 | 0 | 0 | 0 | 0
STWD | 0 | 0 | 0 | 0 | 0 | 0
WT | 0 | 0 | 0 | 0 | 0 | 0
IGCC | 0 | 0 | 0 | 0 | 0 | 0
DemandResponse | 0 | 0 | 0 | 0 | 0 | 0
IGCC-CCS | 0 | 0 | 0 | 0 | 0 | 0
WT_off | 0 | 0 | 0 | 0 | 0 | 0
PseudoUnit | 0 | 0 | 0 | 0 | 0 | 0
FixedInterchange | 0 | 0 | 0 | 0 | 0 | 0
New Build Capacity by Reporting Type: FRCC
ReportingType | 2015 | 2020 | 2025 | 2030 | 2035 | 2040
BM | 0 | 0 | 0 | 0 | 2001.91 | 0
CC | 12554.61 | 0.93 | 0 | 0 | 0 | 0
CSP | 0 | 0 | 0 | 0 | 0 | 0
CT | 2480 | 0 | 0 | 0 | 0 | 0
Coal | 0 | 0 | 0 | 0 | 0 | 0
Geo | 0 | 0 | 0 | 0 | 0 | 0
H | 0 | 0 | 0 | 0 | 28 | 0
LFG | 0 | 0 | 198 | 0 | 0 | 0
Nuc | 229.33 | 0 | 2232.54 | 11878.38 | 6723.18 | 6393.69
PS | 0 | 0 | 0 | 0 | 0 | 0
PV | 0 | 0 | 0 | 0 | 0 | 0
PeakG | 0 | 0 | 0 | 0 | 0 | 0
PeakO | 0 | 0 | 0 | 0 | 0 | 0
ST | 0 | 0 | 0 | 0 | 0 | 0
STOG | 0 | 0 | 0 | 0 | 0 | 0
STWD | 0 | 0 | 0 | 0 | 0 | 0
WT | 0 | 0 | 0 | 0 | 0 | 0
IGCC | 0 | 0 | 0 | 0 | 0 | 0
DemandResponse | 0 | 0 | 0 | 0 | 0 | 0
IGCC-CCS | 0 | 0 | 0 | 0 | 0 | 0
WT_off | 0 | 0 | 0 | 0 | 0 | 0
PseudoUnit | 0 | 0 | 0 | 0 | 0 | 0
FixedInterchange | 0 | 0 | 0 | 0 | 0 | 0
New Build Capacity by Reporting Type: MAPP_US
ReportingType | 2015 | 2020 | 2025 | 2030 | 2035 | 2040
BM | 0 | 0 | 0 | 0 | 34.97 | 107.19
CC | 0 | 0 | 0 | 0 | 0 | 0
CSP | 0 | 0 | 0 | 0 | 0 | 0
CT | 308.3 | 116.41 | 0 | 154.96 | 0 | 0
Coal | 0 | 0 | 0 | 0 | 0 | 0
Geo | 0 | 0 | 0 | 0 | 0 | 0
H | 0 | 0 | 0 | 0 | 0 | 0
LFG | 0 | 0 | 0 | 71.67 | 0 | 0
Nuc | 0 | 0 | 0 | 0 | 0 | 0
PS | 0 | 0 | 0 | 0 | 0 | 0
PV | 0 | 0 | 0 | 0 | 0 | 0
PeakG | 0 | 0 | 0 | 0 | 0 | 0
PeakO | 0 | 0 | 0 | 0 | 0 | 0
ST | 0 | 0 | 0 | 0 | 0 | 0
STOG | 0 | 0 | 0 | 0 | 0 | 0
STWD | 0 | 0 | 0 | 0 | 0 | 0
WT | 421.3 | 3620.88 | 0 | 0 | 0 | 1754.32
IGCC | 0 | 0 | 0 | 0 | 0 | 0
DemandResponse | 0 | 0 | 0 | 0 | 0 | 0
IGCC-CCS | 0 | 0 | 0 | 0 | 0 | 0
WT_off | 0 | 0 | 0 | 0 | 0 | 0
PseudoUnit | 0 | 0 | 0 | 0 | 0 | 0
FixedInterchange | 0 | 0 | 0 | 0 | 0 | 0
New Build Capacity by Reporting Type: MISO_IN
ReportingType | 2015 | 2020 | 2025 | 2030 | 2035 | 2040
BM | 0 | 0 | 0 | 0 | 1288.73 | 1164.75
CC | 973.08 | 11462.82 | 0 | 0 | 0 | 0
CSP | 0 | 0 | 0 | 0 | 0 | 0
CT | 0 | 0 | 0 | 0 | 0 | 0
Coal | 0 | 0 | 0 | 0 | 0 | 0
Geo | 0 | 0 | 0 | 0 | 0 | 0
H | 0 | 0 | 0 | 0 | 0 | 0
LFG | 0 | 0 | 80.12 | 0 | 0 | 0
Nuc | 0 | 0 | 0 | 0 | 0 | 0
PS | 0 | 0 | 0 | 0 | 0 | 0
PV | 0 | 225.83 | 111 | 4.12 | 0 | 0
PeakG | 0 | 0 | 0 | 0 | 0 | 0
PeakO | 0 | 0 | 0 | 0 | 0 | 0
ST | 0 | 0 | 0 | 0 | 0 | 0
STOG | 0 | 0 | 0 | 0 | 0 | 0
STWD | 0 | 0 | 0 | 0 | 0 | 0
WT | 0 | 0 | 42319.1 | 0 | 0 | 0
IGCC | 618 | 0 | 0 | 0 | 0 | 0
DemandResponse | 0 | 0 | 0 | 0 | 0 | 0
IGCC-CCS | 0 | 0 | 0 | 0 | 0 | 0
WT_off | 0 | 0 | 0 | 0 | 0 | 0
PseudoUnit | 0 | 0 | 0 | 0 | 0 | 0
FixedInterchange | 0 | 0 | 0 | 0 | 0 | 0
New Build Capacity by Reporting Type: MISO_MI
ReportingType | 2015 | 2020 | 2025 | 2030 | 2035 | 2040
BM | 0 | 0 | 0 | 0 | 1707.15 | 1905.52
CC | 1312.45 | 0.04 | 0 | 0 | 0 | 0
CSP | 0 | 0 | 0 | 0 | 0 | 0
CT | 0 | 0 | 0 | 0 | 0 | 0
Coal | 0 | 0 | 0 | 0 | 0 | 0
Geo | 0 | 0 | 0 | 0 | 0 | 0
H | 0 | 0 | 0 | 0 | 0 | 0
LFG | 0 | 0 | 160.25 | 0 | 0 | 0
Nuc | 0 | 0 | 0 | 0 | 0 | 0
PS | 0 | 0 | 0 | 0 | 0 | 0
PV | 0 | 0 | 0 | 0 | 0 | 0
PeakG | 0 | 0 | 0 | 0 | 0 | 0
PeakO | 0 | 0 | 0 | 0 | 0 | 0
ST | 0 | 0 | 0 | 0 | 0 | 0
STOG | 0 | 0 | 0 | 0 | 0 | 0
STWD | 0 | 0 | 0 | 0 | 0 | 0
WT | 2000 | 549.61 | 50.39 | 0 | 0 | 0
IGCC | 0 | 0 | 0 | 0 | 0 | 0
DemandResponse | 0 | 0 | 0 | 0 | 0 | 0
IGCC-CCS | 0 | 0 | 0 | 0 | 0 | 0
WT_off | 0 | 0 | 0 | 0 | 0 | 0
PseudoUnit | 0 | 0 | 0 | 0 | 0 | 0
FixedInterchange | 0 | 0 | 0 | 0 | 0 | 0
New Build Capacity by Reporting Type: MISO_MO-IL
ReportingType | 2015 | 2020 | 2025 | 2030 | 2035 | 2040
BM | 0 | 0 | 0 | 0 | 0 | 0
CC | 0 | 0 | 0 | 0 | 0 | 0
CSP | 0 | 0 | 0 | 0 | 0 | 0
CT | 0 | 0 | 0 | 0 | 0 | 0
Coal | 1790 | 0 | 0 | 0 | 0 | 0
Geo | 0 | 0 | 0 | 0 | 0 | 0
H | 0 | 280 | 0 | 0 | 0 | 0
LFG | 0 | 0 | 116.84 | 106.49 | 0 | 0
Nuc | 0 | 0 | 0 | 0 | 0 | 0
PS | 0 | 0 | 0 | 0 | 0 | 0
PV | 0 | 0 | 0 | 0 | 0 | 0
PeakG | 0 | 0 | 0 | 0 | 0 | 0
PeakO | 0 | 0 | 0 | 0 | 0 | 0
ST | 0 | 0 | 0 | 0 | 0 | 0
STOG | 0 | 0 | 0 | 0 | 0 | 0
STWD | 0 | 0 | 0 | 0 | 0 | 0
WT | 300 | 0 | 10099.93 | 0 | 0 | 0
IGCC | 0 | 0 | 0 | 0 | 0 | 0
DemandResponse | 0 | 0 | 0 | 0 | 0 | 0
IGCC-CCS | 0 | 0 | 0 | 0 | 0 | 0
WT_off | 0 | 0 | 0 | 0 | 0 | 0
PseudoUnit | 0 | 0 | 0 | 0 | 0 | 0
FixedInterchange | 0 | 0 | 0 | 0 | 0 | 0
New Build Capacity by Reporting Type: MISO_W
ReportingType | 2015 | 2020 | 2025 | 2030 | 2035 | 2040
BM | 0 | 0 | 0 | 0 | 0 | 0
CC | 0 | 0 | 0 | 0 | 0 | 0
CSP | 0 | 0 | 0 | 0 | 0 | 0
CT | 0 | 0 | 0 | 0 | 0 | 0
Coal | 0 | 0 | 0 | 0 | 0 | 0
Geo | 0 | 0 | 0 | 0 | 0 | 0
H | 0 | 0 | 0 | 0 | 0 | 0
LFG | 0 | 0 | 0 | 71.67 | 0 | 0
Nuc | 94.33 | 0 | 0 | 0 | 0 | 0
PS | 0 | 0 | 0 | 0 | 0 | 0
PV | 0 | 0 | 0 | 0 | 0 | 0
PeakG | 0 | 0 | 0 | 0 | 0 | 0
PeakO | 0 | 0 | 0 | 0 | 0 | 0
ST | 0 | 0 | 0 | 0 | 0 | 0
STOG | 0 | 0 | 0 | 0 | 0 | 0
STWD | 0 | 0 | 0 | 0 | 0 | 0
WT | 2800.5 | 34878.33 | 20029.99 | 0 | 0 | 1147.62
IGCC | 0 | 0 | 0 | 0 | 0 | 0
DemandResponse | 0 | 0 | 0 | 0 | 0 | 0
IGCC-CCS | 0 | 0 | 0 | 0 | 0 | 0
WT_off | 0 | 0 | 0 | 0 | 0 | 0
PseudoUnit | 0 | 0 | 0 | 0 | 0 | 0
FixedInterchange | 0 | 0 | 0 | 0 | 0 | 0
New Build Capacity by Reporting Type: MISO_WUMS
ReportingType | 2015 | 2020 | 2025 | 2030 | 2035 | 2040
BM | 0 | 0 | 0 | 0 | 2634.06 | 566.74
CC | 4626.27 | 782.83 | 0 | 0 | 0 | 0
CSP | 0 | 0 | 0 | 0 | 0 | 0
CT | 0 | 73.48 | 0 | 822.99 | 0 | 0
Coal | 615 | 0 | 0 | 0 | 0 | 0
Geo | 0 | 0 | 0 | 0 | 0 | 0
H | 0 | 1 | 0 | 0 | 0 | 0
LFG | 0 | 0 | 223.33 | 0 | 0 | 0
Nuc | 235 | 0 | 0 | 0 | 0 | 0
PS | 0 | 0 | 0 | 0 | 0 | 0
PV | 0 | 0 | 0 | 0 | 0 | 0
PeakG | 0 | 0 | 0 | 0 | 0 | 0
PeakO | 0 | 0 | 0 | 0 | 0 | 0
ST | 0 | 0 | 0 | 0 | 0 | 0
STOG | 0 | 0 | 0 | 0 | 0 | 0
STWD | 0 | 0 | 0 | 0 | 0 | 0
WT | 968.9 | 0 | 10015.18 | 1974.7 | 0 | 0
IGCC | 0 | 0 | 0 | 0 | 0 | 0
DemandResponse | 0 | 0 | 0 | 0 | 0 | 0
IGCC-CCS | 0 | 0 | 0 | 0 | 0 | 0
WT_off | 0 | 0 | 0 | 0 | 0 | 0
PseudoUnit | 0 | 0 | 0 | 0 | 0 | 0
FixedInterchange | 0 | 0 | 0 | 0 | 0 | 0
New Build Capacity by Reporting Type: Nebraska
ReportingType | 2015 | 2020 | 2025 | 2030 | 2035 | 2040
BM | 0 | 0 | 0 | 0 | 0 | 0
CC | 0 | 0 | 0 | 0 | 0 | 0
CSP | 0 | 0 | 0 | 0 | 0 | 0
CT | 0 | 0 | 0 | 0 | 0 | 0
Coal | 232.1 | 0 | 0 | 0 | 0 | 0
Geo | 0 | 0 | 0 | 0 | 0 | 0
H | 0 | 0 | 0 | 0 | 0 | 0
LFG | 0 | 0 | 0 | 71.67 | 0 | 0
Nuc | 0 | 0 | 0 | 0 | 0 | 0
PS | 0 | 0 | 0 | 0 | 0 | 0
PV | 0 | 0 | 0 | 0 | 0 | 0
PeakG | 0 | 0 | 0 | 0 | 0 | 0
PeakO | 0 | 0 | 0 | 0 | 0 | 0
ST | 0 | 0 | 0 | 0 | 0 | 0
STOG | 0 | 0 | 0 | 0 | 0 | 0
STWD | 0 | 0 | 0 | 0 | 0 | 0
WT | 202 | 18243.19 | 2202.52 | 507.65 | 0 | 0
IGCC | 0 | 0 | 0 | 0 | 0 | 0
DemandResponse | 0 | 0 | 0 | 0 | 0 | 0
IGCC-CCS | 0 | 0 | 0 | 0 | 0 | 0
WT_off | 0 | 0 | 0 | 0 | 0 | 0
PseudoUnit | 0 | 0 | 0 | 0 | 0 | 0
FixedInterchange | 0 | 0 | 0 | 0 | 0 | 0
New Build Capacity by Reporting Type: NEISO
ReportingType | 2015 | 2020 | 2025 | 2030 | 2035 | 2040
BM | 252.2 | 0 | 0 | 0 | 0 | 0
CC | 2049.5 | 0 | 0 | 0 | 0 | 0
CSP | 0 | 0 | 0 | 0 | 0 | 0
CT | 334 | 0 | 0 | 0 | 0 | 0
Coal | 0 | 0 | 0 | 0 | 0 | 0
Geo | 0 | 0 | 0 | 0 | 0 | 0
H | 0 | 3 | 0 | 0 | 0 | 0
LFG | 49.26 | 0 | 0 | 69.74 | 0 | 0
Nuc | 0 | 0 | 0 | 0 | 0 | 0
PS | 0 | 0 | 0 | 0 | 0 | 0
PV | 0 | 292.5 | 0 | 0 | 0 | 0
PeakG | 0 | 0 | 0 | 0 | 0 | 0
PeakO | 0 | 0 | 0 | 0 | 0 | 0
ST | 0 | 0 | 0 | 0 | 0 | 0
STOG | 0 | 0 | 0 | 0 | 0 | 0
STWD | 0 | 0 | 0 | 0 | 0 | 0
WT | 231.2 | 2137.26 | 7057.72 | 2631.96 | 5458.53 | 0
IGCC | 0 | 0 | 0 | 0 | 0 | 0
DemandResponse | 0 | 0 | 0 | 0 | 0 | 0
IGCC-CCS | 0 | 0 | 0 | 0 | 0 | 0
WT_off | 468 | 0 | 0 | 0 | 0 | 0
PseudoUnit | 0 | 0 | 0 | 0 | 0 | 0
FixedInterchange | 0 | 0 | 0 | 0 | 0 | 0
New Build Capacity by Reporting Type: NonRTO_Midwest
ReportingType | 2015 | 2020 | 2025 | 2030 | 2035 | 2040
BM | 0 | 0 | 0 | 0 | 3152.58 | 2666.59
CC | 2064.32 | 1631.29 | 0 | 0 | 0 | 0
CSP | 0 | 0 | 0 | 0 | 0 | 0
CT | 0 | 0 | 0 | 0 | 0 | 0
Coal | 0 | 0 | 0 | 0 | 0 | 0
Geo | 0 | 0 | 0 | 0 | 0 | 0
H | 0 | 746 | 0 | 0 | 0 | 0
LFG | 0 | 0 | 160.25 | 0 | 0 | 0
Nuc | 0 | 0 | 0 | 1388.63 | 0 | 0
PS | 0 | 0 | 0 | 0 | 0 | 0
PV | 0 | 0 | 0 | 0 | 0 | 0
PeakG | 0 | 0 | 0 | 0 | 0 | 0
PeakO | 0 | 0 | 0 | 0 | 0 | 0
ST | 0 | 0 | 0 | 0 | 0 | 0
STOG | 0 | 0 | 0 | 0 | 0 | 0
STWD | 0 | 0 | 0 | 0 | 0 | 0
WT | 0 | 0 | 0 | 0 | 0 | 0
IGCC | 0 | 0 | 0 | 0 | 0 | 0
DemandResponse | 0 | 0 | 0 | 0 | 0 | 0
IGCC-CCS | 0 | 0 | 0 | 0 | 0 | 0
WT_off | 0 | 0 | 0 | 0 | 0 | 0
PseudoUnit | 0 | 0 | 0 | 0 | 0 | 0
FixedInterchange | 0 | 0 | 0 | 0 | 0 | 0
New Build Capacity by Reporting Type: NYISO_A-F
ReportingType | 2015 | 2020 | 2025 | 2030 | 2035 | 2040
BM | 0 | 0 | 0 | 0 | 0 | 0
CC | 639 | 0 | 0 | 0 | 0 | 0
CSP | 0 | 0 | 0 | 0 | 0 | 0
CT | 0 | 0 | 0 | 0 | 0 | 0
Coal | 0 | 0 | 0 | 0 | 0 | 0
Geo | 0 | 0 | 0 | 0 | 0 | 0
H | 0 | 0 | 0 | 0 | 0 | 0
LFG | 6.4 | 0 | 0 | 67.93 | 0 | 0
Nuc | 168 | 0 | 0 | 0 | 0 | 0
PS | 0 | 0 | 0 | 0 | 0 | 0
PV | 0 | 0 | 0 | 0 | 0 | 0
PeakG | 0 | 0 | 0 | 0 | 0 | 0
PeakO | 0 | 0 | 0 | 0 | 0 | 0
ST | 0 | 0 | 0 | 0 | 0 | 0
STOG | 0 | 0 | 0 | 0 | 0 | 0
STWD | 0 | 0 | 0 | 0 | 0 | 0
WT | 2476.3 | 709.8 | 9358.21 | 945.69 | 0 | 0
IGCC | 0 | 0 | 0 | 0 | 0 | 0
DemandResponse | 0 | 0 | 0 | 0 | 0 | 0
IGCC-CCS | 0 | 0 | 0 | 0 | 0 | 0
WT_off | 0 | 0 | 0 | 0 | 0 | 0
PseudoUnit | 0 | 0 | 0 | 0 | 0 | 0
FixedInterchange | 0 | 0 | 0 | 0 | 0 | 0
New Build Capacity by Reporting Type: NYISO_G-I
ReportingType | 2015 | 2020 | 2025 | 2030 | 2035 | 2040
BM | 0 | 0 | 0 | 0 | 800 | 0
CC | 0 | 0 | 0 | 0 | 0 | 0
CSP | 0 | 0 | 0 | 0 | 0 | 0
CT | 0 | 0 | 0 | 0 | 0 | 0
Coal | 0 | 0 | 0 | 0 | 0 | 0
Geo | 0 | 0 | 0 | 0 | 0 | 0
H | 0 | 0 | 0 | 0 | 0 | 0
LFG | 0 | 0 | 74.33 | 0 | 0 | 0
Nuc | 0 | 0 | 0 | 0 | 0 | 2608.47
PS | 0 | 0 | 0 | 0 | 0 | 0
PV | 0 | 0 | 0 | 0 | 0 | 0
PeakG | 0 | 0 | 0 | 0 | 0 | 0
PeakO | 0 | 0 | 0 | 0 | 0 | 0
ST | 0 | 0 | 0 | 0 | 0 | 0
STOG | 0 | 0 | 0 | 0 | 0 | 0
STWD | 0 | 0 | 0 | 0 | 0 | 0
WT | 0 | 60 | 300 | 0 | 0 | 0
IGCC | 0 | 0 | 0 | 0 | 0 | 0
DemandResponse | 0 | 0 | 0 | 0 | 0 | 0
IGCC-CCS | 0 | 0 | 0 | 0 | 0 | 0
WT_off | 0 | 0 | 0 | 0 | 0 | 0
PseudoUnit | 0 | 0 | 0 | 0 | 0 | 0
FixedInterchange | 0 | 0 | 0 | 0 | 0 | 0
New Build Capacity by Reporting Type: NYISO_J-K
ReportingType | 2015 | 2020 | 2025 | 2030 | 2035 | 2040
BM | 0 | 0 | 0 | 0 | 0 | 0
CC | 1175.4 | 0 | 0 | 0 | 0 | 0
CSP | 0 | 0 | 0 | 0 | 0 | 0
CT | 0 | 0 | 0 | 0 | 0 | 0
Coal | 0 | 0 | 0 | 0 | 0 | 0
Geo | 0 | 0 | 0 | 0 | 0 | 0
H | 0 | 0 | 0 | 0 | 0 | 0
LFG | 0 | 0 | 0 | 74.33 | 0 | 0
Nuc | 0 | 0 | 0 | 0 | 0 | 0
PS | 0 | 0 | 0 | 0 | 0 | 0
PV | 32 | 0 | 0 | 0 | 0 | 0
PeakG | 0 | 0 | 0 | 0 | 0 | 0
PeakO | 0 | 0 | 0 | 0 | 0 | 0
ST | 0 | 0 | 0 | 0 | 0 | 0
STOG | 0 | 0 | 0 | 0 | 0 | 0
STWD | 0 | 0 | 0 | 0 | 0 | 0
WT | 0 | 0 | 170 | 160 | 0 | 0
IGCC | 0 | 0 | 0 | 0 | 0 | 0
DemandResponse | 0 | 0 | 0 | 0 | 0 | 0
IGCC-CCS | 0 | 0 | 0 | 0 | 0 | 0
WT_off | 0 | 0 | 0 | 0 | 1523.63 | 0
PseudoUnit | 0 | 0 | 0 | 0 | 0 | 0
FixedInterchange | 0 | 0 | 0 | 0 | 0 | 0
New Build Capacity by Reporting Type: PJM_E
ReportingType | 2015 | 2020 | 2025 | 2030 | 2035 | 2040
BM | 30 | 0 | 0 | 0 | 0 | 302.3
CC | 4634.3 | 0 | 0 | 0 | 0 | 0
CSP | 0 | 0 | 0 | 0 | 0 | 0
CT | 26.2 | 0 | 0 | 0 | 0 | 0
Coal | 27 | 0 | 0 | 0 | 0 | 0
Geo | 0 | 0 | 0 | 0 | 0 | 0
H | 0 | 0 | 0 | 0 | 0 | 0
LFG | 9.1 | 132.9 | 0 | 0 | 0 | 0
Nuc | 38 | 0 | 0 | 0 | 0 | 0.03
PS | 0 | 0 | 0 | 0 | 0 | 0
PV | 25.45 | 0 | 0 | 0 | 0 | 0
PeakG | 0 | 0 | 0 | 0 | 0 | 0
PeakO | 0 | 0 | 0 | 0 | 0 | 0
ST | 0 | 0 | 0 | 0 | 0 | 0
STOG | 0 | 0 | 0 | 0 | 0 | 0
STWD | 0 | 0 | 0 | 0 | 0 | 0
WT | 1150 | 0 | 0 | 0 | 0 | 0
IGCC | 0 | 0 | 0 | 0 | 0 | 0
DemandResponse | 0 | 0 | 0 | 0 | 0 | 0
IGCC-CCS | 0 | 0 | 0 | 0 | 0 | 0
WT_off | 0 | 1100 | 0 | 0 | 0 | 0
PseudoUnit | 0 | 0 | 0 | 0 | 0 | 0
FixedInterchange | 0 | 0 | 0 | 0 | 0 | 0
New Build Capacity by Reporting Type: PJM_ROM
ReportingType | 2015 | 2020 | 2025 | 2030 | 2035 | 2040
BM | 18 | 0 | 0 | 0 | 2339.79 | 0
CC | 1678.5 | 0 | 0 | 0 | 0 | 0
CSP | 0 | 0 | 0 | 0 | 0 | 0
CT | 16 | 0 | 0 | 0 | 0 | 0
Coal | 32.5 | 0 | 0 | 0 | 0 | 0
Geo | 0 | 0 | 0 | 0 | 0 | 0
H | 0 | 678 | 0 | 0 | 0 | 0
LFG | 18.9 | 265.1 | 0 | 0 | 0 | 0
Nuc | 0 | 0 | 0 | 447.11 | 3866.82 | 6848.05
PS | 0 | 0 | 0 | 0 | 0 | 0
PV | 0 | 1355.2 | 758.74 | 169.83 | 12.81 | 61.07
PeakG | 0 | 0 | 0 | 0 | 0 | 0
PeakO | 0 | 0 | 0 | 0 | 0 | 0
ST | 0 | 0 | 0 | 0 | 0 | 0
STOG | 0 | 0 | 0 | 0 | 0 | 0
STWD | 0 | 0 | 0 | 0 | 0 | 0
WT | 479.8 | 750.2 | 0 | 0 | 0 | 0
IGCC | 0 | 0 | 0 | 0 | 0 | 0
DemandResponse | 0 | 0 | 0 | 0 | 0 | 0
IGCC-CCS | 0 | 0 | 0 | 0 | 0 | 0
WT_off | 0 | 0 | 0 | 0 | 0 | 0
PseudoUnit | 0 | 0 | 0 | 0 | 0 | 0
FixedInterchange | 0 | 0 | 0 | 0 | 0 | 0
New Build Capacity by Reporting Type: PJM_ROR
ReportingType | 2015 | 2020 | 2025 | 2030 | 2035 | 2040
BM | 385 | 0 | 0 | 0 | 10171.34 | 0
CC | 15259.84 | 4874.17 | 0 | 0 | 0 | 0
CSP | 0 | 0 | 0 | 0 | 0 | 0
CT | 29 | 0 | 0 | 0 | 0 | 0
Coal | 2164 | 0 | 0 | 0 | 0 | 0
Geo | 0 | 0 | 0 | 0 | 0 | 0
H | 0 | 503 | 0 | 0 | 0 | 0
LFG | 57.4 | 513.71 | 0 | 0 | 0 | 0
Nuc | 38 | 0 | 0 | 2338.6 | 4885.33 | 8318.32
PS | 0 | 0 | 0 | 0 | 0 | 0
PV | 0 | 0 | 0 | 0 | 0 | 0
PeakG | 0 | 0 | 0 | 0 | 0 | 0
PeakO | 0 | 0 | 0 | 0 | 0 | 0
ST | 0 | 0 | 0 | 0 | 0 | 0
STOG | 0 | 0 | 0 | 0 | 0 | 0
STWD | 0 | 0 | 0 | 0 | 0 | 0
WT | 8325.7 | 191.7 | 17405.56 | 0 | 0 | 0
IGCC | 0 | 0 | 0 | 0 | 0 | 0
DemandResponse | 0 | 0 | 0 | 0 | 0 | 0
IGCC-CCS | 0 | 0 | 0 | 0 | 0 | 0
WT_off | 0 | 0 | 0 | 0 | 0 | 0
PseudoUnit | 0 | 0 | 0 | 0 | 0 | 0
FixedInterchange | 0 | 0 | 0 | 0 | 0 | 0
New Build Capacity by Reporting Type: SOCO
ReportingType | 2015 | 2020 | 2025 | 2030 | 2035 | 2040
BM | 55 | 0 | 0 | 0 | 6500.24 | 0
CC | 7746.23 | 4885.91 | 0 | 0 | 0 | 0
CSP | 0 | 0 | 0 | 0 | 0 | 0
CT | 0 | 0 | 0 | 0 | 0 | 0
Coal | 0 | 0 | 0 | 0 | 0 | 0
Geo | 0 | 0 | 0 | 0 | 0 | 0
H | 0 | 0 | 0 | 0 | 867 | 0
LFG | 0 | 0 | 107.4 | 0 | 0 | 0
Nuc | 70 | 2200 | 0 | 4165.61 | 6220.86 | 7907.82
PS | 0 | 0 | 0 | 0 | 0 | 0
PV | 0 | 0 | 0 | 0 | 0 | 0
PeakG | 0 | 0 | 0 | 0 | 0 | 0
PeakO | 0 | 0 | 0 | 0 | 0 | 0
ST | 0 | 0 | 0 | 0 | 0 | 0
STOG | 0 | 0 | 0 | 0 | 0 | 0
STWD | 0 | 0 | 0 | 0 | 0 | 0
WT | 0 | 0 | 0.01 | 0 | 0 | 0
IGCC | 0 | 0 | 0 | 0 | 0 | 0
DemandResponse | 0 | 0 | 0 | 0 | 0 | 0
IGCC-CCS | 0 | 0 | 0 | 0 | 0 | 0
WT_off | 0 | 0 | 0 | 0 | 0 | 0
PseudoUnit | 0 | 0 | 0 | 0 | 0 | 0
FixedInterchange | 0 | 0 | 0 | 0 | 0 | 0
New Build Capacity by Reporting Type: SPP_N
ReportingType | 2015 | 2020 | 2025 | 2030 | 2035 | 2040
BM | 0 | 0 | 0 | 0 | 0 | 0
CC | 0 | 0 | 0 | 0 | 0 | 0
CSP | 0 | 0 | 0 | 0 | 0 | 0
CT | 0 | 0 | 0 | 0 | 1287.83 | 0
Coal | 465.04 | 0 | 0 | 0 | 0 | 0
Geo | 0 | 0 | 0 | 0 | 0 | 0
H | 0 | 0 | 0 | 0 | 0 | 0
LFG | 0 | 0 | 0 | 95 | 0 | 0
Nuc | 0 | 0 | 0 | 0 | 0 | 0
PS | 0 | 0 | 0 | 0 | 0 | 0
PV | 0 | 0 | 0 | 0 | 0 | 0
PeakG | 0 | 0 | 0 | 0 | 0 | 0
PeakO | 0 | 0 | 0 | 0 | 0 | 0
ST | 0 | 0 | 0 | 0 | 0 | 0
STOG | 0 | 0 | 0 | 0 | 0 | 0
STWD | 0 | 0 | 0 | 0 | 0 | 0
WT | 0 | 50373.28 | 19765.51 | 3599.03 | 46.79 | 2036.32
IGCC | 0 | 0 | 0 | 0 | 0 | 0
DemandResponse | 0 | 0 | 0 | 0 | 0 | 0
IGCC-CCS | 0 | 0 | 0 | 0 | 0 | 0
WT_off | 0 | 0 | 0 | 0 | 0 | 0
PseudoUnit | 0 | 0 | 0 | 0 | 0 | 0
FixedInterchange | 0 | 0 | 0 | 0 | 0 | 0
New Build Capacity by Reporting Type: SPP_S
ReportingType | 2015 | 2020 | 2025 | 2030 | 2035 | 2040
BM | 0 | 0 | 0 | 0 | 7.39 | 0
CC | 0 | 0 | 0 | 0 | 0 | 0
CSP | 0 | 0 | 0 | 0 | 0 | 0
CT | 412.99 | 300 | 0 | 0 | 1600.48 | 0
Coal | 988 | 0 | 0 | 0 | 0 | 0
Geo | 0 | 0 | 0 | 0 | 0 | 0
H | 0 | 0 | 0 | 0 | 91 | 0
LFG | 0 | 0 | 0 | 95 | 0 | 0
Nuc | 0 | 0 | 0 | 0 | 0 | 0
PS | 0 | 0 | 0 | 0 | 0 | 0
PV | 0 | 0 | 0 | 0 | 0 | 0
PeakG | 0 | 0 | 0 | 0 | 0 | 0
PeakO | 0 | 0 | 0 | 0 | 0 | 0
ST | 0 | 0 | 0 | 0 | 0 | 0
STOG | 0 | 0 | 0 | 0 | 0 | 0
STWD | 0 | 0 | 0 | 0 | 0 | 0
WT | 430 | 40302.15 | 9451.43 | 2368.42 | 0 | 2459.15
IGCC | 0 | 0 | 0 | 0 | 0 | 0
DemandResponse | 0 | 0 | 0 | 0 | 0 | 0
IGCC-CCS | 0 | 0 | 0 | 0 | 0 | 0
WT_off | 0 | 0 | 0 | 0 | 0 | 0
PseudoUnit | 0 | 0 | 0 | 0 | 0 | 0
FixedInterchange | 0 | 0 | 0 | 0 | 0 | 0
New Build Capacity by Reporting Type: TVA
ReportingType | 2015 | 2020 | 2025 | 2030 | 2035 | 2040
BM | 0 | 0 | 0 | 0 | 7394.28 | 0
CC | 3374.5 | 4798.44 | 0 | 0 | 0 | 0
CSP | 0 | 0 | 0 | 0 | 0 | 0
CT | 0 | 0 | 0 | 0 | 0 | 0
Coal | 0 | 0 | 0 | 0 | 0 | 0
Geo | 0 | 0 | 0 | 0 | 0 | 0
H | 0 | 27 | 0 | 0 | 0 | 0
LFG | 0 | 0 | 107.4 | 0 | 0 | 0
Nuc | 1697.89 | 0 | 0 | 849.13 | 1286.78 | 3037.58
PS | 0 | 0 | 0 | 0 | 0 | 0
PV | 0 | 0 | 0 | 0 | 0 | 0
PeakG | 0 | 0 | 0 | 0 | 0 | 0
PeakO | 0 | 0 | 0 | 0 | 0 | 0
ST | 0 | 0 | 0 | 0 | 0 | 0
STOG | 0 | 0 | 0 | 0 | 0 | 0
STWD | 0 | 0 | 0 | 0 | 0 | 0
WT | 0 | 0 | 0 | 0 | 0 | 0
IGCC | 0 | 0 | 0 | 0 | 0 | 0
DemandResponse | 0 | 0 | 0 | 0 | 0 | 0
IGCC-CCS | 0 | 0 | 0 | 0 | 0 | 0
WT_off | 0 | 0 | 0 | 0 | 0 | 0
PseudoUnit | 0 | 0 | 0 | 0 | 0 | 0
FixedInterchange | 0 | 0 | 0 | 0 | 0 | 0
New Build Capacity by Reporting Type: TVA_Transmission
ReportingType | 2015 | 2020 | 2025 | 2030 | 2035 | 2040
BM | 0 | 0 | 0 | 0 | 0 | 0
CC | 0 | 0 | 0 | 0 | 0 | 0
CSP | 0 | 0 | 0 | 0 | 0 | 0
CT | 0 | 0 | 0 | 0 | 0 | 0
Coal | 0 | 0 | 0 | 0 | 0 | 0
Geo | 0 | 0 | 0 | 0 | 0 | 0
H | 0 | 0 | 0 | 0 | 0 | 0
LFG | 0 | 0 | 0 | 0 | 0 | 0
Nuc | 0 | 0 | 0 | 0 | 0 | 0
PS | 0 | 0 | 0 | 0 | 0 | 0
PV | 0 | 0 | 0 | 0 | 0 | 0
PeakG | 0 | 0 | 0 | 0 | 0 | 0
PeakO | 0 | 0 | 0 | 0 | 0 | 0
ST | 0 | 0 | 0 | 0 | 0 | 0
STOG | 0 | 0 | 0 | 0 | 0 | 0
STWD | 0 | 0 | 0 | 0 | 0 | 0
WT | 0 | 0 | 0 | 0 | 0 | 0
IGCC | 0 | 0 | 0 | 0 | 0 | 0
DemandResponse | 0 | 0 | 0 | 0 | 0 | 0
IGCC-CCS | 0 | 0 | 0 | 0 | 0 | 0
WT_off | 0 | 0 | 0 | 0 | 0 | 0
PseudoUnit | 0 | 0 | 0 | 0 | 0 | 0
FixedInterchange | 0 | 0 | 0 | 0 | 0 | 0
New Build Capacity by Reporting Type: VACAR
ReportingType | 2015 | 2020 | 2025 | 2030 | 2035 | 2040
BM | 0.92 | 0 | 186.05 | 0 | 6799.35 | 0
CC | 14680.29 | 0 | 0 | 0 | 0 | 0
CSP | 0 | 0 | 0 | 0 | 0 | 0
CT | 717.24 | 0 | 0 | 0 | 0 | 0
Coal | 825 | 0 | 0 | 0 | 0 | 0
Geo | 0 | 0 | 0 | 0 | 0 | 0
H | 0 | 0 | 52 | 0 | 0 | 0
LFG | 0.34 | 107.06 | 0 | 0 | 0 | 0
Nuc | 0 | 2330 | 1101.56 | 4468.05 | 6036.75 | 7555.21
PS | 0 | 0 | 0 | 0 | 0 | 0
PV | 0 | 133.61 | 2.34 | 0.8 | 0 | 3
PeakG | 0 | 0 | 0 | 0 | 0 | 0
PeakO | 0 | 0 | 0 | 0 | 0 | 0
ST | 0 | 0 | 0 | 0 | 0 | 0
STOG | 0 | 0 | 0 | 0 | 0 | 0
STWD | 0 | 0 | 0 | 0 | 0 | 0
WT | 0.9 | 3499.1 | 0 | 0 | 0 | 0
IGCC | 0 | 0 | 0 | 0 | 0 | 0
DemandResponse | 0 | 0 | 0 | 0 | 0 | 0
IGCC-CCS | 0 | 0 | 0 | 0 | 0 | 0
WT_off | 1 | 453.8 | 700.36 | 0 | 0 | 0
PseudoUnit | 0 | 0 | 0 | 0 | 0 | 0
FixedInterchange | 0 | 0 | 0 | 0 | 0 | 0
New Build Capacity by Reporting Type: IESO
ReportingType | 2015 | 2020 | 2025 | 2030 | 2035 | 2040
BM | 326.33 | 0 | 0 | 0 | 0 | 0
CC | 1263 | 0 | 0 | 0 | 0 | 0
CSP | 0 | 0 | 0 | 0 | 0 | 0
CT | 368 | 0 | 0 | 0 | 0 | 0
Coal | 0 | 0 | 0 | 0 | 0 | 0
Geo | 0 | 0 | 0 | 0 | 0 | 0
H | 0 | 0 | 0 | 0 | 250 | 0
LFG | 14.5 | 0 | 0 | 0.5 | 0 | 0
Nuc | 0 | 0 | 0 | 0 | 0 | 0
PS | 0 | 0 | 0 | 0 | 0 | 0
PV | 1067.26 | 0 | 0 | 0 | 0 | 0
PeakG | 0 | 0 | 0 | 0 | 0 | 0
PeakO | 0 | 0 | 0 | 0 | 0 | 0
ST | 0 | 0 | 0 | 0 | 0 | 0
STOG | 0 | 0 | 0 | 0 | 0 | 0
STWD | 0 | 0 | 0 | 0 | 0 | 0
WT | 2105.9 | 0 | 0 | 0 | 108.15 | 1509.72
IGCC | 0 | 0 | 0 | 0 | 0 | 0
DemandResponse | 0 | 0 | 0 | 0 | 0 | 0
IGCC-CCS | 0 | 0 | 0 | 0 | 0 | 0
WT_off | 0 | 0 | 0 | 0 | 0 | 0
PseudoUnit | 0 | 0 | 0 | 0 | 0 | 0
FixedInterchange | 0 | 0 | 0 | 0 | 0 | 0
New Build Capacity by Reporting Type: MAPP_CA
ReportingType | 2015 | 2020 | 2025 | 2030 | 2035 | 2040
BM | 0 | 0 | 0 | 0 | 0 | 0
CC | 281.76 | 0 | 0 | 0 | 0 | 0
CSP | 0 | 0 | 0 | 0 | 0 | 0
CT | 0 | 0 | 0 | 0 | 0 | 0
Coal | 0 | 0 | 0 | 0 | 0 | 0
Geo | 0 | 0 | 0 | 0 | 0 | 0
H | 0 | 695 | 1495 | 1700.18 | 759.82 | 0
LFG | 0 | 0 | 0 | 0 | 0 | 0
Nuc | 0 | 0 | 0 | 0 | 0 | 0
PS | 0 | 0 | 0 | 0 | 0 | 0
PV | 0 | 0 | 0 | 0 | 0 | 0
PeakG | 0 | 0 | 0 | 0 | 0 | 0
PeakO | 0 | 0 | 0 | 0 | 0 | 0
ST | 0 | 0 | 0 | 0 | 0 | 0
STOG | 0 | 0 | 0 | 0 | 0 | 0
STWD | 0 | 0 | 0 | 0 | 0 | 0
WT | 302.4 | 0 | 0 | 0 | 0 | 0
IGCC | 0 | 0 | 0 | 0 | 0 | 0
DemandResponse | 0 | 0 | 0 | 0 | 0 | 0
IGCC-CCS | 0 | 0 | 0 | 0 | 0 | 0
WT_off | 0 | 0 | 0 | 0 | 0 | 0
PseudoUnit | 0 | 0 | 0 | 0 | 0 | 0
FixedInterchange | 0 | 0 | 0 | 0 | 0 | 0
New Build Capacity by Reporting Type: AZ_NM_SNV_Coal
ReportingType | 2015 | 2020 | 2025 | 2030 | 2035 | 2040
BM | 0 | 0 | 0 | 0 | 0 | 0
CC | 0 | 0 | 0 | 0 | 0 | 0
CSP | 0 | 0 | 0 | 0 | 0 | 0
CT | 0 | 0 | 0 | 0 | 0 | 0
Coal | 0 | 0 | 0 | 0 | 0 | 0
Geo | 0 | 0 | 0 | 0 | 0 | 0
H | 0 | 0 | 0 | 0 | 0 | 0
LFG | 0 | 0 | 0 | 0 | 0 | 0
Nuc | 0 | 0 | 0 | 0 | 0 | 0
PS | 0 | 0 | 0 | 0 | 0 | 0
PV | 0 | 0 | 0 | 0 | 0 | 0
PeakG | 0 | 0 | 0 | 0 | 0 | 0
PeakO | 0 | 0 | 0 | 0 | 0 | 0
ST | 0 | 0 | 0 | 0 | 0 | 0
STOG | 0 | 0 | 0 | 0 | 0 | 0
STWD | 0 | 0 | 0 | 0 | 0 | 0
WT | 0 | 0 | 0 | 0 | 0 | 0
IGCC | 0 | 0 | 0 | 0 | 0 | 0
DemandResponse | 0 | 0 | 0 | 0 | 0 | 0
IGCC-CCS | 0 | 0 | 0 | 0 | 0 | 0
WT_off | 0 | 0 | 0 | 0 | 0 | 0
PseudoUnit | 0 | 0 | 0 | 0 | 0 | 0
FixedInterchange | 0 | 0 | 0 | 0 | 0 | 0
New Build Capacity by Reporting Type: AZ_NM_SNV_Gas
ReportingType | 2015 | 2020 | 2025 | 2030 | 2035 | 2040
BM | 0 | 0 | 0 | 0 | 0 | 0
CC | 668 | 1525.18 | 0 | 0 | 0 | 0
CSP | 0 | 0 | 0 | 0 | 0 | 0
CT | 736 | 0 | 0 | 0 | 0 | 0
Coal | 0 | 0 | 0 | 0 | 0 | 0
Geo | 0 | 0 | 0 | 0 | 0 | 0
H | 0 | 0 | 0 | 0 | 0 | 0
LFG | 0 | 0 | 0 | 0 | 0 | 0
Nuc | 0 | 0 | 0 | 0 | 0 | 0
PS | 0 | 0 | 0 | 0 | 0 | 0
PV | 0 | 0 | 0 | 0 | 0 | 0
PeakG | 0 | 0 | 0 | 0 | 0 | 0
PeakO | 0 | 0 | 0 | 0 | 0 | 0
ST | 0 | 0 | 0 | 0 | 0 | 0
STOG | 0 | 0 | 0 | 0 | 0 | 0
STWD | 0 | 0 | 0 | 0 | 0 | 0
WT | 0 | 0 | 0 | 0 | 0 | 0
IGCC | 0 | 0 | 0 | 0 | 0 | 0
DemandResponse | 0 | 0 | 0 | 0 | 0 | 0
IGCC-CCS | 0 | 0 | 0 | 0 | 0 | 0
WT_off | 0 | 0 | 0 | 0 | 0 | 0
PseudoUnit | 0 | 0 | 0 | 0 | 0 | 0
FixedInterchange | 0 | 0 | 0 | 0 | 0 | 0
New Build Capacity by Reporting Type: AZ_NM_SNV_NucRenew
ReportingType | 2015 | 2020 | 2025 | 2030 | 2035 | 2040
BM | 0 | 0 | 0 | 0 | 4084.26 | 2455.74
CC | 0 | 0 | 0 | 0 | 0 | 0
CSP | 0 | 0 | 0 | 0 | 0 | 0
CT | 0 | 0 | 0 | 0 | 0 | 0
Coal | 0 | 0 | 0 | 0 | 0 | 0
Geo | 0 | 25 | 1425 | 0 | 0 | 0
H | 0 | 0 | 0 | 0 | 0 | 0
LFG | 0 | 0 | 60.67 | 0 | 0 | 0
Nuc | 0 | 0 | 0 | 3735.45 | 3004.57 | 0
PS | 0 | 0 | 0 | 0 | 0 | 0
PV | 95.7 | 0 | 0 | 0 | 0 | 0
PeakG | 0 | 0 | 0 | 0 | 0 | 0
PeakO | 0 | 0 | 0 | 0 | 0 | 0
ST | 280 | 445.61 | 227.78 | 9.73 | 521.83 | 0
STOG | 0 | 0 | 0 | 0 | 0 | 0
STWD | 0 | 0 | 0 | 0 | 0 | 0
WT | 65.1 | 11349.95 | 464.94 | 134.45 | 0 | 0
IGCC | 0 | 0 | 0 | 0 | 0 | 0
DemandResponse | 0 | 0 | 0 | 0 | 0 | 0
IGCC-CCS | 0 | 0 | 0 | 0 | 0 | 0
WT_off | 0 | 0 | 0 | 0 | 0 | 0
PseudoUnit | 0 | 0 | 0 | 0 | 0 | 0
FixedInterchange | 0 | 0 | 0 | 0 | 0 | 0
New Build Capacity by Reporting Type: ERCOT
ReportingType | 2015 | 2020 | 2025 | 2030 | 2035 | 2040
BM | 145 | 0 | 0 | 0 | 3919.97 | 0
CC | 15690.75 | 0 | 0 | 0 | 0 | 0
CSP | 0 | 0 | 0 | 0 | 0 | 0
CT | 250 | 0 | 0 | 0 | 0 | 0
Coal | 2020 | 0 | 0 | 0 | 0 | 0
Geo | 0 | 0 | 0 | 0 | 0 | 0
H | 0 | 0 | 0 | 0 | 628 | 0
LFG | 0 | 0 | 354 | 0 | 0 | 0
Nuc | 0 | 0 | 0 | 2956.49 | 11594.86 | 3402.33
PS | 0 | 0 | 0 | 0 | 0 | 0
PV | 14 | 0 | 0 | 0 | 0 | 0
PeakG | 0 | 0 | 0 | 0 | 0 | 0
PeakO | 0 | 0 | 0 | 0 | 0 | 0
ST | 0 | 0 | 0 | 0 | 0 | 0
STOG | 0 | 0 | 0 | 0 | 0 | 0
STWD | 0 | 0 | 0 | 0 | 0 | 0
WT | 350.1 | 0 | 19716.73 | 0 | 0 | 2992.03
IGCC | 0 | 0 | 0 | 0 | 0 | 0
DemandResponse | 0 | 0 | 0 | 0 | 0 | 0
IGCC-CCS | 0 | 0 | 0 | 0 | 0 | 0
WT_off | 0 | 0 | 0 | 0 | 0 | 0
PseudoUnit | 0 | 0 | 0 | 0 | 0 | 0
FixedInterchange | 0 | 0 | 0 | 0 | 0 | 0
New Build Capacity by Reporting Type: NP15
ReportingType | 2015 | 2020 | 2025 | 2030 | 2035 | 2040
BM | 0 | 0 | 0 | 0 | 843.24 | 0
CC | 1613.83 | 451.18 | 0 | 0 | 0 | 0
CSP | 0 | 0 | 0 | 0 | 0 | 0
CT | 212.6 | 0 | 0 | 0 | 0 | 0
Coal | 0 | 0 | 0 | 0 | 0 | 0
Geo | 0 | 600 | 0 | 0 | 0 | 0
H | 0 | 0 | 0 | 0 | 0 | 0
LFG | 0 | 378.43 | 186.57 | 0 | 0 | 0
Nuc | 0 | 0 | 0 | 3066.53 | 3378.68 | 541.44
PS | 0 | 0 | 0 | 0 | 0 | 0
PV | 6.5 | 0 | 0 | 0 | 0 | 0
PeakG | 0 | 0 | 0 | 0 | 0 | 0
PeakO | 0 | 0 | 0 | 0 | 0 | 0
ST | 29 | 0 | 0 | 0 | 0 | 71
STOG | 0 | 0 | 0 | 0 | 0 | 0
STWD | 0 | 0 | 0 | 0 | 0 | 0
WT | 101.2 | 3298.8 | 7270.41 | 833.29 | 318.24 | 627.2
IGCC | 0 | 0 | 0 | 0 | 0 | 0
DemandResponse | 0 | 0 | 0 | 0 | 0 | 0
IGCC-CCS | 0 | 0 | 0 | 0 | 0 | 0
WT_off | 0 | 0 | 0 | 0 | 0 | 0
PseudoUnit | 0 | 0 | 0 | 0 | 0 | 0
FixedInterchange | 0 | 0 | 0 | 0 | 0 | 0
New Build Capacity by Reporting Type: NWPP_Coal
ReportingType | 2015 | 2020 | 2025 | 2030 | 2035 | 2040
BM | 0 | 0 | 0 | 0 | 0 | 0
CC | 0 | 0 | 0 | 0 | 0 | 0
CSP | 0 | 0 | 0 | 0 | 0 | 0
CT | 0 | 0 | 0 | 0 | 0 | 0
Coal | 0 | 0 | 0 | 0 | 0 | 0
Geo | 0 | 0 | 0 | 0 | 0 | 0
H | 0 | 0 | 0 | 0 | 0 | 0
LFG | 0 | 0 | 0 | 0 | 0 | 0
Nuc | 0 | 0 | 0 | 0 | 0 | 0
PS | 0 | 0 | 0 | 0 | 0 | 0
PV | 0 | 0 | 0 | 0 | 0 | 0
PeakG | 0 | 0 | 0 | 0 | 0 | 0
PeakO | 0 | 0 | 0 | 0 | 0 | 0
ST | 0 | 0 | 0 | 0 | 0 | 0
STOG | 0 | 0 | 0 | 0 | 0 | 0
STWD | 0 | 0 | 0 | 0 | 0 | 0
WT | 0 | 0 | 0 | 0 | 0 | 0
IGCC | 0 | 0 | 0 | 0 | 0 | 0
DemandResponse | 0 | 0 | 0 | 0 | 0 | 0
IGCC-CCS | 0 | 0 | 0 | 0 | 0 | 0
WT_off | 0 | 0 | 0 | 0 | 0 | 0
PseudoUnit | 0 | 0 | 0 | 0 | 0 | 0
FixedInterchange | 0 | 0 | 0 | 0 | 0 | 0
New Build Capacity by Reporting Type: NWPP_Gas
ReportingType | 2015 | 2020 | 2025 | 2030 | 2035 | 2040
BM | 0 | 0 | 0 | 0 | 0 | 0
CC | 300 | 0 | 0 | 0 | 0 | 0
CSP | 0 | 0 | 0 | 0 | 0 | 0
CT | 150 | 0 | 0 | 0 | 0 | 0
Coal | 0 | 0 | 0 | 0 | 0 | 0
Geo | 0 | 0 | 0 | 0 | 0 | 0
H | 0 | 0 | 0 | 0 | 0 | 0
LFG | 0 | 0 | 0 | 0 | 0 | 0
Nuc | 0 | 0 | 0 | 0 | 0 | 0
PS | 0 | 0 | 0 | 0 | 0 | 0
PV | 0 | 0 | 0 | 0 | 0 | 0
PeakG | 0 | 0 | 0 | 0 | 0 | 0
PeakO | 0 | 0 | 0 | 0 | 0 | 0
ST | 0 | 0 | 0 | 0 | 0 | 0
STOG | 0 | 0 | 0 | 0 | 0 | 0
STWD | 0 | 0 | 0 | 0 | 0 | 0
WT | 0 | 0 | 0 | 0 | 0 | 0
IGCC | 0 | 0 | 0 | 0 | 0 | 0
DemandResponse | 0 | 0 | 0 | 0 | 0 | 0
IGCC-CCS | 0 | 0 | 0 | 0 | 0 | 0
WT_off | 0 | 0 | 0 | 0 | 0 | 0
PseudoUnit | 0 | 0 | 0 | 0 | 0 | 0
FixedInterchange | 0 | 0 | 0 | 0 | 0 | 0
New Build Capacity by Reporting Type: NWPP_NucRenew
ReportingType | 2015 | 2020 | 2025 | 2030 | 2035 | 2040
BM | 32.55 | 0 | 0 | 0 | 3768.36 | 2383.91
CC | 0 | 0 | 0 | 0 | 0 | 0
CSP | 0 | 0 | 0 | 0 | 0 | 0
CT | 0 | 0 | 0 | 0 | 0 | 0
Coal | 0 | 0 | 0 | 0 | 0 | 0
Geo | 86 | 0 | 434 | 0 | 0 | 0
H | 0 | 0 | 335 | 0 | 0 | 0
LFG | 25.5 | 0 | 244.5 | 0 | 0 | 0
Nuc | 0 | 0 | 0 | 0 | 2281.97 | 0
PS | 0 | 0 | 0 | 0 | 0 | 0
PV | 0 | 0 | 0 | 0 | 0 | 0.01
PeakG | 0 | 0 | 0 | 0 | 0 | 0
PeakO | 0 | 0 | 0 | 0 | 0 | 0
ST | 0 | 0 | 0 | 0 | 0 | 3
STOG | 0 | 0 | 0 | 0 | 0 | 0
STWD | 0 | 0 | 0 | 0 | 0 | 0
WT | 977.3 | 0 | 20847.51 | 491.53 | 0.07 | 2314.71
IGCC | 0 | 0 | 0 | 0 | 0 | 0
DemandResponse | 0 | 0 | 0 | 0 | 0 | 0
IGCC-CCS | 0 | 0 | 0 | 0 | 0 | 0
WT_off | 0 | 0 | 0 | 0 | 0 | 0
PseudoUnit | 0 | 0 | 0 | 0 | 0 | 0
FixedInterchange | 0 | 0 | 0 | 0 | 0 | 0
New Build Capacity by Reporting Type: RMPA
ReportingType | 2015 | 2020 | 2025 | 2030 | 2035 | 2040
BM | 0 | 0 | 0 | 0 | 1443.27 | 790.12
CC | 0 | 1019.68 | 0 | 0 | 0 | 0
CSP | 0 | 0 | 0 | 0 | 0 | 0
CT | 152 | 0 | 0 | 0 | 0 | 0
Coal | 390 | 0 | 0 | 0 | 0 | 0
Geo | 0 | 0 | 2570 | 0 | 0 | 0
H | 0 | 0 | 0 | 0 | 0 | 0
LFG | 1.4 | 0 | 28.93 | 0 | 0 | 0
Nuc | 0 | 0 | 0 | 2011.9 | 0 | 0
PS | 0 | 0 | 0 | 0 | 0 | 0
PV | 1 | 0 | 0 | 0 | 0 | 0
PeakG | 0 | 0 | 0 | 0 | 0 | 0
PeakO | 0 | 0 | 0 | 0 | 0 | 0
ST | 3 | 367.43 | 0 | 5.47 | 0 | 0
STOG | 0 | 0 | 0 | 0 | 0 | 0
STWD | 0 | 0 | 0 | 0 | 0 | 0
WT | 765.4 | 3545.21 | 0 | 536.62 | 0 | 135.68
IGCC | 0 | 0 | 0 | 0 | 0 | 0
DemandResponse | 0 | 0 | 0 | 0 | 0 | 0
IGCC-CCS | 0 | 0 | 0 | 0 | 0 | 0
WT_off | 0 | 0 | 0 | 0 | 0 | 0
PseudoUnit | 0 | 0 | 0 | 0 | 0 | 0
FixedInterchange | 0 | 0 | 0 | 0 | 0 | 0
New Build Capacity by Reporting Type: SP15
ReportingType | 2015 | 2020 | 2025 | 2030 | 2035 | 2040
BM | 6 | 0 | 0 | 0 | 668.59 | 0
CC | 2530.26 | 0.01 | 0 | 0 | 0 | 0
CSP | 0 | 0 | 0 | 0 | 0 | 0
CT | 0 | 0 | 0 | 0 | 0 | 0
Coal | 0 | 0 | 0 | 0 | 0 | 0
Geo | 50 | 1450 | 0 | 0 | 0 | 0
H | 0 | 0 | 0 | 0 | 0 | 0
LFG | 9.2 | 555.8 | 0 | 0 | 0 | 0
Nuc | 0 | 0 | 0 | 0 | 564.44 | 3373.99
PS | 0 | 0 | 0 | 0 | 0 | 0
PV | 3.8 | 0 | 0 | 0 | 0 | 0
PeakG | 0 | 0 | 0 | 0 | 0 | 0
PeakO | 0 | 0 | 0 | 0 | 0 | 0
ST | 448 | 0 | 1701.6 | 338.47 | 369.37 | 836.19
STOG | 0 | 0 | 0 | 0 | 0 | 0
STWD | 0 | 0 | 0 | 0 | 0 | 0
WT | 735 | 1490.53 | 12674.47 | 0 | 0 | 0
IGCC | 0 | 0 | 0 | 0 | 0 | 0
DemandResponse | 0 | 0 | 0 | 0 | 0 | 0
IGCC-CCS | 0 | 0 | 0 | 0 | 0 | 0
WT_off | 0 | 0 | 0 | 0 | 0 | 0
PseudoUnit | 0 | 0 | 0 | 0 | 0 | 0
FixedInterchange | 0 | 0 | 0 | 0 | 0 | 0
New Build Capacity by Reporting Type: ALB
ReportingType | 2015 | 2020 | 2025 | 2030 | 2035 | 2040
BM | 0 | 0 | 0 | 0 | 0 | 0
CC | 0 | 0 | 0 | 0 | 0 | 0
CSP | 0 | 0 | 0 | 0 | 0 | 0
CT | 201.5 | 0 | 0 | 0 | 0 | 0
Coal | 495 | 0 | 0 | 0 | 0 | 0
Geo | 0 | 0 | 0 | 0 | 0 | 0
H | 0 | 0 | 0 | 0 | 0 | 0
LFG | 0 | 0 | 0 | 0 | 0 | 0
Nuc | 0 | 0 | 0 | 8814.24 | 155.76 | 13.07
PS | 0 | 0 | 0 | 0 | 0 | 0
PV | 0 | 0 | 0 | 0 | 0 | 0
PeakG | 0 | 0 | 0 | 0 | 0 | 0
PeakO | 0 | 0 | 0 | 0 | 0 | 0
ST | 0 | 0 | 0 | 0 | 0 | 0
STOG | 0 | 0 | 0 | 0 | 0 | 0
STWD | 0 | 0 | 0 | 0 | 0 | 0
WT | 9 | 0 | 91 | 0 | 0 | 0
IGCC | 0 | 0 | 0 | 0 | 0 | 0
DemandResponse | 0 | 0 | 0 | 0 | 0 | 0
IGCC-CCS | 0 | 0 | 0 | 0 | 0 | 0
WT_off | 0 | 0 | 0 | 0 | 0 | 0
PseudoUnit | 0 | 0 | 0 | 0 | 0 | 0
FixedInterchange | 0 | 0 | 0 | 0 | 0 | 0
New Build Capacity by Reporting Type: BC
ReportingType | 2015 | 2020 | 2025 | 2030 | 2035 | 2040
BM | 0 | 0 | 0 | 0 | 0 | 0
CC | 349.83 | 0 | 0 | 0 | 0 | 0
CSP | 0 | 0 | 0 | 0 | 0 | 0
CT | 0 | 0 | 0 | 0 | 0 | 0
Coal | 0 | 0 | 0 | 0 | 0 | 0
Geo | 0 | 0 | 0 | 0 | 0 | 0
H | 0 | 0 | 0 | 0 | 0 | 0
LFG | 0 | 0 | 0 | 0 | 0 | 0
Nuc | 0 | 0 | 0 | 545.88 | 0 | 0
PS | 0 | 0 | 0 | 0 | 0 | 0
PV | 0 | 0 | 0 | 0 | 0 | 0
PeakG | 0 | 0 | 0 | 0 | 0 | 0
PeakO | 0 | 0 | 0 | 0 | 0 | 0
ST | 0 | 0 | 0 | 0 | 0 | 0
STOG | 0 | 0 | 0 | 0 | 0 | 0
STWD | 0 | 0 | 0 | 0 | 0 | 0
WT | 144 | 0 | 156 | 0 | 0 | 0
IGCC | 0 | 0 | 0 | 0 | 0 | 0
DemandResponse | 0 | 0 | 0 | 0 | 0 | 0
IGCC-CCS | 0 | 0 | 0 | 0 | 0 | 0
WT_off | 0 | 0 | 0 | 0 | 0 | 0
PseudoUnit | 0 | 0 | 0 | 0 | 0 | 0
FixedInterchange | 0 | 0 | 0 | 0 | 0 | 0
New Build Capacity by Reporting Type: HQ_IESO
ReportingType | 2015 | 2020 | 2025 | 2030 | 2035 | 2040
BM | 0 | 0 | 0 | 0 | 0 | 0
CC | 0 | 0 | 0 | 0 | 0 | 0
CSP | 0 | 0 | 0 | 0 | 0 | 0
CT | 0 | 0 | 0 | 0 | 0 | 0
Coal | 0 | 0 | 0 | 0 | 0 | 0
Geo | 0 | 0 | 0 | 0 | 0 | 0
H | 0 | 0 | 0 | 0 | 0 | 0
LFG | 0 | 0 | 0 | 0 | 0 | 0
Nuc | 0 | 0 | 0 | 0 | 0 | 0
PS | 0 | 0 | 0 | 0 | 0 | 0
PV | 0 | 0 | 0 | 0 | 0 | 0
PeakG | 0 | 0 | 0 | 0 | 0 | 0
PeakO | 0 | 0 | 0 | 0 | 0 | 0
ST | 0 | 0 | 0 | 0 | 0 | 0
STOG | 0 | 0 | 0 | 0 | 0 | 0
STWD | 0 | 0 | 0 | 0 | 0 | 0
WT | 0 | 0 | 0 | 0 | 0 | 0
IGCC | 0 | 0 | 0 | 0 | 0 | 0
DemandResponse | 0 | 0 | 0 | 0 | 0 | 0
IGCC-CCS | 0 | 0 | 0 | 0 | 0 | 0
WT_off | 0 | 0 | 0 | 0 | 0 | 0
PseudoUnit | 0 | 0 | 0 | 0 | 0 | 0
FixedInterchange | 0 | 0 | 0 | 0 | 0 | 0
New Build Capacity by Reporting Type: HQ_NEISO
ReportingType | 2015 | 2020 | 2025 | 2030 | 2035 | 2040
BM | 0 | 0 | 0 | 0 | 0 | 0
CC | 0 | 0 | 0 | 0 | 0 | 0
CSP | 0 | 0 | 0 | 0 | 0 | 0
CT | 0 | 0 | 0 | 0 | 0 | 0
Coal | 0 | 0 | 0 | 0 | 0 | 0
Geo | 0 | 0 | 0 | 0 | 0 | 0
H | 0 | 0 | 0 | 0 | 0 | 0
LFG | 0 | 0 | 0 | 0 | 0 | 0
Nuc | 0 | 0 | 0 | 0 | 0 | 0
PS | 0 | 0 | 0 | 0 | 0 | 0
PV | 0 | 0 | 0 | 0 | 0 | 0
PeakG | 0 | 0 | 0 | 0 | 0 | 0
PeakO | 0 | 0 | 0 | 0 | 0 | 0
ST | 0 | 0 | 0 | 0 | 0 | 0
STOG | 0 | 0 | 0 | 0 | 0 | 0
STWD | 0 | 0 | 0 | 0 | 0 | 0
WT | 0 | 0 | 0 | 0 | 0 | 0
IGCC | 0 | 0 | 0 | 0 | 0 | 0
DemandResponse | 0 | 0 | 0 | 0 | 0 | 0
IGCC-CCS | 0 | 0 | 0 | 0 | 0 | 0
WT_off | 0 | 0 | 0 | 0 | 0 | 0
PseudoUnit | 0 | 300 | 0 | 0 | 0 | 0
FixedInterchange | 0 | 0 | 0 | 0 | 0 | 0
New Build Capacity by Reporting Type: HQ_NY
ReportingType | 2015 | 2020 | 2025 | 2030 | 2035 | 2040
BM | 0 | 0 | 0 | 0 | 0 | 0
CC | 0 | 0 | 0 | 0 | 0 | 0
CSP | 0 | 0 | 0 | 0 | 0 | 0
CT | 0 | 0 | 0 | 0 | 0 | 0
Coal | 0 | 0 | 0 | 0 | 0 | 0
Geo | 0 | 0 | 0 | 0 | 0 | 0
H | 0 | 0 | 0 | 0 | 0 | 0
LFG | 0 | 0 | 0 | 0 | 0 | 0
Nuc | 0 | 0 | 0 | 0 | 0 | 0
PS | 0 | 0 | 0 | 0 | 0 | 0
PV | 0 | 0 | 0 | 0 | 0 | 0
PeakG | 0 | 0 | 0 | 0 | 0 | 0
PeakO | 0 | 0 | 0 | 0 | 0 | 0
ST | 0 | 0 | 0 | 0 | 0 | 0
STOG | 0 | 0 | 0 | 0 | 0 | 0
STWD | 0 | 0 | 0 | 0 | 0 | 0
WT | 0 | 0 | 0 | 0 | 0 | 0
IGCC | 0 | 0 | 0 | 0 | 0 | 0
DemandResponse | 0 | 0 | 0 | 0 | 0 | 0
IGCC-CCS | 0 | 0 | 0 | 0 | 0 | 0
WT_off | 0 | 0 | 0 | 0 | 0 | 0
PseudoUnit | 0 | 2500 | 0 | 0 | 0 | 0
FixedInterchange | 0 | 0 | 0 | 0 | 0 | 0
New Build Capacity by Reporting Type: MARITIMES
ReportingType | 2015 | 2020 | 2025 | 2030 | 2035 | 2040
BM | 0 | 0 | 0 | 0 | 0 | 0
CC | 0 | 0 | 0 | 0 | 0 | 0
CSP | 0 | 0 | 0 | 0 | 0 | 0
CT | 0 | 0 | 0 | 0 | 0 | 0
Coal | 0 | 0 | 0 | 0 | 0 | 0
Geo | 0 | 0 | 0 | 0 | 0 | 0
H | 0 | 0 | 0 | 0 | 0 | 0
LFG | 0 | 0 | 0 | 0 | 0 | 0
Nuc | 0 | 0 | 0 | 0 | 0 | 0
PS | 0 | 0 | 0 | 0 | 0 | 0
PV | 0 | 0 | 0 | 0 | 0 | 0
PeakG | 0 | 0 | 0 | 0 | 0 | 0
PeakO | 0 | 0 | 0 | 0 | 0 | 0
ST | 0 | 0 | 0 | 0 | 0 | 0
STOG | 0 | 0 | 0 | 0 | 0 | 0
STWD | 0 | 0 | 0 | 0 | 0 | 0
WT | 0 | 0 | 0 | 0 | 0 | 0
IGCC | 0 | 0 | 0 | 0 | 0 | 0
DemandResponse | 0 | 0 | 0 | 0 | 0 | 0
IGCC-CCS | 0 | 0 | 0 | 0 | 0 | 0
WT_off | 0 | 0 | 0 | 0 | 0 | 0
PseudoUnit | 0 | 500 | 0 | 0 | 0 | 0
FixedInterchange | 0 | 0 | 0 | 0 | 0 | 0
New Build Capacity by Reporting Type: All
ReportingType | 2015 | 2020 | 2025 | 2030 | 2035 | 2040
BM | 1251 | 0 | 186.05 | 0 | 59559.5 | 15086.24
CC | 95465.83 | 33172.41 | 0.02 | 0.01 | 0.01 | 0
CSP | 0 | 0 | 0 | 0 | 0 | 0
CT | 6393.83 | 489.91 | 0 | 977.96 | 2888.31 | 0
Coal | 10763.64 | 0 | 0 | 0 | 0 | 0
Geo | 136 | 2075 | 4429 | 0 | 0 | 0
H | 0 | 3369 | 2555 | 1700.19 | 2623.81 | 0
LFG | 192 | 1953 | 2210 | 724 | 0 | 0
Nuc | 2740.56 | 4530 | 3334.1 | 46666.01 | 50000 | 50000
PS | 0 | 0 | 0 | 0 | 0 | 0
PV | 1246 | 2068.67 | 901.47 | 174.75 | 12.81 | 65.47
PeakG | 0 | 0 | 0 | 0 | 0 | 0
PeakO | 0 | 0 | 0 | 0 | 0 | 0
ST | 760 | 813.04 | 1929.38 | 353.67 | 891.2 | 910.19
STOG | 0 | 0 | 0 | 0 | 0 | 0
STWD | 0 | 0 | 0 | 0 | 0 | 0
WT | 25342 | 175000 | 209446.62 | 14183.32 | 5931.79 | 14976.76
IGCC | 618 | 0 | 0 | 0 | 0 | 0
DemandResponse | 0 | 0 | 0 | 0 | 0 | 0
IGCC-CCS | 0 | 0 | 0 | 0 | 0 | 0
WT_off | 469 | 1553.8 | 700.36 | 0 | 1523.63 | 0
PseudoUnit | 0 | 3300 | 0 | 0 | 0 | 0
FixedInterchange | 0 | 0 | 0 | 0 | 0 | 0
New Build Capacity by Reporting Type: EI_US
ReportingType | 2015 | 2020 | 2025 | 2030 | 2035 | 2040
BM | 741.12 | 0 | 186.05 | 0 | 44831.8 | 9456.47
CC | 72768.41 | 30176.36 | 0.01 | 0.01 | 0.01 | 0
CSP | 0 | 0 | 0 | 0 | 0 | 0
CT | 4323.73 | 489.91 | 0 | 977.96 | 2888.31 | 0
Coal | 7858.64 | 0 | 0 | 0 | 0 | 0
Geo | 0 | 0 | 0 | 0 | 0 | 0
H | 0 | 2674 | 725 | 0 | 986 | 0
LFG | 141.4 | 1018.77 | 1335.33 | 723.5 | 0 | 0
Nuc | 2740.56 | 4530 | 3334.09 | 25535.52 | 29019.71 | 42669.18
PS | 0 | 0 | 0 | 0 | 0 | 0
PV | 57.74 | 2068.67 | 901.47 | 174.75 | 12.81 | 65.46
PeakG | 0 | 0 | 0 | 0 | 0 | 0
PeakO | 0 | 0 | 0 | 0 | 0 | 0
ST | 0 | 0 | 0 | 0 | 0 | 0
STOG | 0 | 0 | 0 | 0 | 0 | 0
STWD | 0 | 0 | 0 | 0 | 0 | 0
WT | 19786.6 | 155315.51 | 148225.56 | 12187.44 | 5505.32 | 7397.41
IGCC | 618 | 0 | 0 | 0 | 0 | 0
DemandResponse | 0 | 0 | 0 | 0 | 0 | 0
IGCC-CCS | 0 | 0 | 0 | 0 | 0 | 0
WT_off | 469 | 1553.8 | 700.36 | 0 | 1523.63 | 0
PseudoUnit | 0 | 3300 | 0 | 0 | 0 | 0
FixedInterchange | 0 | 0 | 0 | 0 | 0 | 0
New Build Capacity by Reporting Type: EI_Canada
ReportingType | 2015 | 2020 | 2025 | 2030 | 2035 | 2040
BM | 326.33 | 0 | 0 | 0 | 0 | 0
CC | 1544.76 | 0 | 0 | 0 | 0 | 0
CSP | 0 | 0 | 0 | 0 | 0 | 0
CT | 368 | 0 | 0 | 0 | 0 | 0
Coal | 0 | 0 | 0 | 0 | 0 | 0
Geo | 0 | 0 | 0 | 0 | 0 | 0
H | 0 | 695 | 1495 | 1700.18 | 1009.82 | 0
LFG | 14.5 | 0 | 0 | 0.5 | 0 | 0
Nuc | 0 | 0 | 0 | 0 | 0 | 0
PS | 0 | 0 | 0 | 0 | 0 | 0
PV | 1067.26 | 0 | 0 | 0 | 0 | 0
PeakG | 0 | 0 | 0 | 0 | 0 | 0
PeakO | 0 | 0 | 0 | 0 | 0 | 0
ST | 0 | 0 | 0 | 0 | 0 | 0
STOG | 0 | 0 | 0 | 0 | 0 | 0
STWD | 0 | 0 | 0 | 0 | 0 | 0
WT | 2408.3 | 0 | 0 | 0 | 108.15 | 1509.72
IGCC | 0 | 0 | 0 | 0 | 0 | 0
DemandResponse | 0 | 0 | 0 | 0 | 0 | 0
IGCC-CCS | 0 | 0 | 0 | 0 | 0 | 0
WT_off | 0 | 0 | 0 | 0 | 0 | 0
PseudoUnit | 0 | 0 | 0 | 0 | 0 | 0
FixedInterchange | 0 | 0 | 0 | 0 | 0 | 0
New Build Capacity by Reporting Type: EI
ReportingType | 2015 | 2020 | 2025 | 2030 | 2035 | 2040
BM | 1067.45 | 0 | 186.05 | 0 | 44831.8 | 9456.47
CC | 74313.17 | 30176.36 | 0.01 | 0.01 | 0.01 | 0
CSP | 0 | 0 | 0 | 0 | 0 | 0
CT | 4691.73 | 489.91 | 0 | 977.96 | 2888.31 | 0
Coal | 7858.64 | 0 | 0 | 0 | 0 | 0
Geo | 0 | 0 | 0 | 0 | 0 | 0
H | 0 | 3369 | 2220 | 1700.18 | 1995.81 | 0
LFG | 155.9 | 1018.77 | 1335.33 | 724 | 0 | 0
Nuc | 2740.56 | 4530 | 3334.09 | 25535.52 | 29019.71 | 42669.18
PS | 0 | 0 | 0 | 0 | 0 | 0
PV | 1125 | 2068.67 | 901.47 | 174.75 | 12.81 | 65.46
PeakG | 0 | 0 | 0 | 0 | 0 | 0
PeakO | 0 | 0 | 0 | 0 | 0 | 0
ST | 0 | 0 | 0 | 0 | 0 | 0
STOG | 0 | 0 | 0 | 0 | 0 | 0
STWD | 0 | 0 | 0 | 0 | 0 | 0
WT | 22194.9 | 155315.51 | 148225.56 | 12187.44 | 5613.48 | 8907.14
IGCC | 618 | 0 | 0 | 0 | 0 | 0
DemandResponse | 0 | 0 | 0 | 0 | 0 | 0
IGCC-CCS | 0 | 0 | 0 | 0 | 0 | 0
WT_off | 469 | 1553.8 | 700.36 | 0 | 1523.63 | 0
PseudoUnit | 0 | 3300 | 0 | 0 | 0 | 0
FixedInterchange | 0 | 0 | 0 | 0 | 0 | 0
New Build Capacity by Reporting Type: Outside_EI
ReportingType | 2015 | 2020 | 2025 | 2030 | 2035 | 2040
BM | 183.55 | 0 | 0 | 0 | 14727.7 | 5629.77
CC | 21152.67 | 2996.05 | 0 | 0 | 0 | 0
CSP | 0 | 0 | 0 | 0 | 0 | 0
CT | 1702.1 | 0 | 0 | 0 | 0 | 0
Coal | 2905 | 0 | 0 | 0 | 0 | 0
Geo | 136 | 2075 | 4429 | 0 | 0 | 0
H | 0 | 0 | 335 | 0 | 628 | 0
LFG | 36.1 | 934.23 | 874.67 | 0 | 0 | 0
Nuc | 0 | 0 | 0 | 21130.5 | 20980.29 | 7330.82
PS | 0 | 0 | 0 | 0 | 0 | 0
PV | 121 | 0 | 0 | 0 | 0 | 0.01
PeakG | 0 | 0 | 0 | 0 | 0 | 0
PeakO | 0 | 0 | 0 | 0 | 0 | 0
ST | 760 | 813.04 | 1929.38 | 353.67 | 891.2 | 910.19
STOG | 0 | 0 | 0 | 0 | 0 | 0
STWD | 0 | 0 | 0 | 0 | 0 | 0
WT | 3147.1 | 19684.49 | 61221.06 | 1995.88 | 318.31 | 6069.63
IGCC | 0 | 0 | 0 | 0 | 0 | 0
DemandResponse | 0 | 0 | 0 | 0 | 0 | 0
IGCC-CCS | 0 | 0 | 0 | 0 | 0 | 0
WT_off | 0 | 0 | 0 | 0 | 0 | 0
PseudoUnit | 0 | 0 | 0 | 0 | 0 | 0
FixedInterchange | 0 | 0 | 0 | 0 | 0 | 0
#2 | Cumulative New Build Capacity (MW)
Cumulative New Build Capacity by Reporting Type: Entergy
ReportingType | 2015 | 2020 | 2025 | 2030 | 2035 | 2040
BM | 0 | 0 | 0 | 0 | 0 | 2743.37
CC | 0.1 | 1740.01 | 1740.01 | 1740.01 | 1740.01 | 1740.01
CSP | 0 | 0 | 0 | 0 | 0 | 0
CT | 0 | 0 | 0 | 0 | 0 | 0
Coal | 720 | 720 | 720 | 720 | 720 | 720
Geo | 0 | 0 | 0 | 0 | 0 | 0
H | 0 | 436 | 1109 | 1109 | 1109 | 1109
LFG | 0 | 0 | 107.4 | 107.4 | 107.4 | 107.4
Nuc | 170 | 170 | 170 | 170 | 170 | 170
PS | 0 | 0 | 0 | 0 | 0 | 0
PV | 0.29 | 61.82 | 91.21 | 91.21 | 91.21 | 92.59
PeakG | 0 | 0 | 0 | 0 | 0 | 0
PeakO | 0 | 0 | 0 | 0 | 0 | 0
ST | 0 | 0 | 0 | 0 | 0 | 0
STOG | 0 | 0 | 0 | 0 | 0 | 0
STWD | 0 | 0 | 0 | 0 | 0 | 0
WT | 0 | 0 | 0 | 0 | 0 | 0
IGCC | 0 | 0 | 0 | 0 | 0 | 0
DemandResponse | 0 | 0 | 0 | 0 | 0 | 0
IGCC-CCS | 0 | 0 | 0 | 0 | 0 | 0
WT_off | 0 | 0 | 0 | 0 | 0 | 0
PseudoUnit | 0 | 0 | 0 | 0 | 0 | 0
FixedInterchange | 0 | 0 | 0 | 0 | 0 | 0
Cumulative New Build Capacity by Reporting Type: FRCC
ReportingType | 2015 | 2020 | 2025 | 2030 | 2035 | 2040
BM | 0 | 0 | 0 | 0 | 2001.91 | 2001.91
CC | 12554.61 | 12555.54 | 12555.54 | 12555.54 | 12555.54 | 12555.54
CSP | 0 | 0 | 0 | 0 | 0 | 0
CT | 2480 | 2480 | 2480 | 2480 | 2480 | 2480
Coal | 0 | 0 | 0 | 0 | 0 | 0
Geo | 0 | 0 | 0 | 0 | 0 | 0
H | 0 | 0 | 0 | 0 | 28 | 28
LFG | 0 | 0 | 198 | 198 | 198 | 198
Nuc | 229.33 | 229.33 | 2461.87 | 14340.25 | 21063.43 | 27457.12
PS | 0 | 0 | 0 | 0 | 0 | 0
PV | 0 | 0 | 0 | 0 | 0 | 0
PeakG | 0 | 0 | 0 | 0 | 0 | 0
PeakO | 0 | 0 | 0 | 0 | 0 | 0
ST | 0 | 0 | 0 | 0 | 0 | 0
STOG | 0 | 0 | 0 | 0 | 0 | 0
STWD | 0 | 0 | 0 | 0 | 0 | 0
WT | 0 | 0 | 0 | 0 | 0 | 0
IGCC | 0 | 0 | 0 | 0 | 0 | 0
DemandResponse | 0 | 0 | 0 | 0 | 0 | 0
IGCC-CCS | 0 | 0 | 0 | 0 | 0 | 0
WT_off | 0 | 0 | 0 | 0 | 0 | 0
PseudoUnit | 0 | 0 | 0 | 0 | 0 | 0
FixedInterchange | 0 | 0 | 0 | 0 | 0 | 0
Cumulative New Build Capacity by Reporting Type: MAPP_US
ReportingType | 2015 | 2020 | 2025 | 2030 | 2035 | 2040
BM | 0 | 0 | 0 | 0 | 34.97 | 142.16
CC | 0 | 0 | 0.01 | 0.01 | 0.01 | 0.01
CSP | 0 | 0 | 0 | 0 | 0 | 0
CT | 308.3 | 424.71 | 424.71 | 579.67 | 579.67 | 579.67
Coal | 0 | 0 | 0 | 0 | 0 | 0
Geo | 0 | 0 | 0 | 0 | 0 | 0
H | 0 | 0 | 0 | 0 | 0 | 0
LFG | 0 | 0 | 0 | 71.67 | 71.67 | 71.67
Nuc | 0 | 0 | 0 | 0 | 0 | 0
PS | 0 | 0 | 0 | 0 | 0 | 0
PV | 0 | 0 | 0 | 0 | 0 | 0
PeakG | 0 | 0 | 0 | 0 | 0 | 0
PeakO | 0 | 0 | 0 | 0 | 0 | 0
ST | 0 | 0 | 0 | 0 | 0 | 0
STOG | 0 | 0 | 0 | 0 | 0 | 0
STWD | 0 | 0 | 0 | 0 | 0 | 0
WT | 421.3 | 4042.18 | 4042.18 | 4042.18 | 4042.18 | 5796.5
IGCC | 0 | 0 | 0 | 0 | 0 | 0
DemandResponse | 0 | 0 | 0 | 0 | 0 | 0
IGCC-CCS | 0 | 0 | 0 | 0 | 0 | 0
WT_off | 0 | 0 | 0 | 0 | 0 | 0
PseudoUnit | 0 | 0 | 0 | 0 | 0 | 0
FixedInterchange | 0 | 0 | 0 | 0 | 0 | 0
Cumulative New Build Capacity by Reporting Type: MISO_IN
ReportingType | 2015 | 2020 | 2025 | 2030 | 2035 | 2040
BM | 0 | 0 | 0 | 0 | 1288.73 | 2453.48
CC | 973.08 | 12435.9 | 12435.9 | 12435.9 | 12435.9 | 12435.9
CSP | 0 | 0 | 0 | 0 | 0 | 0
CT | 0 | 0 | 0 | 0 | 0 | 0
Coal | 0 | 0 | 0 | 0 | 0 | 0
Geo | 0 | 0 | 0 | 0 | 0 | 0
H | 0 | 0 | 0 | 0 | 0 | 0
LFG | 0 | 0 | 80.12 | 80.13 | 80.13 | 80.13
Nuc | 0 | 0 | 0 | 0 | 0 | 0
PS | 0 | 0 | 0 | 0 | 0 | 0
PV | 0 | 225.83 | 336.84 | 340.96 | 340.96 | 340.96
PeakG | 0 | 0 | 0 | 0 | 0 | 0
PeakO | 0 | 0 | 0 | 0 | 0 | 0
ST | 0 | 0 | 0 | 0 | 0 | 0
STOG | 0 | 0 | 0 | 0 | 0 | 0
STWD | 0 | 0 | 0 | 0 | 0 | 0
WT | 0 | 0 | 42319.1 | 42319.1 | 42319.1 | 42319.1
IGCC | 618 | 618 | 618 | 618 | 618 | 618
DemandResponse | 0 | 0 | 0 | 0 | 0 | 0
IGCC-CCS | 0 | 0 | 0 | 0 | 0 | 0
WT_off | 0 | 0 | 0 | 0 | 0 | 0
PseudoUnit | 0 | 0 | 0 | 0 | 0 | 0
FixedInterchange | 0 | 0 | 0 | 0 | 0 | 0
Cumulative New Build Capacity by Reporting Type: MISO_MI
ReportingType | 2015 | 2020 | 2025 | 2030 | 2035 | 2040
BM | 0 | 0 | 0 | 0 | 1707.15 | 3612.67
CC | 1312.45 | 1312.49 | 1312.49 | 1312.49 | 1312.49 | 1312.49
CSP | 0 | 0 | 0 | 0 | 0 | 0
CT | 0 | 0 | 0 | 0.01 | 0.01 | 0.01
Coal | 0 | 0 | 0 | 0 | 0 | 0
Geo | 0 | 0 | 0 | 0 | 0 | 0
H | 0 | 0 | 0 | 0 | 0 | 0
LFG | 0 | 0 | 160.25 | 160.25 | 160.25 | 160.25
Nuc | 0 | 0 | 0 | 0 | 0 | 0
PS | 0 | 0 | 0 | 0 | 0 | 0
PV | 0 | 0 | 0 | 0 | 0 | 0
PeakG | 0 | 0 | 0 | 0 | 0 | 0
PeakO | 0 | 0 | 0 | 0 | 0 | 0
ST | 0 | 0 | 0 | 0 | 0 | 0
STOG | 0 | 0 | 0 | 0 | 0 | 0
STWD | 0 | 0 | 0 | 0 | 0 | 0
WT | 2000 | 2549.61 | 2600 | 2600 | 2600 | 2600
IGCC | 0 | 0 | 0 | 0 | 0 | 0
DemandResponse | 0 | 0 | 0 | 0 | 0 | 0
IGCC-CCS | 0 | 0 | 0 | 0 | 0 | 0
WT_off | 0 | 0 | 0 | 0 | 0 | 0
PseudoUnit | 0 | 0 | 0 | 0 | 0 | 0
FixedInterchange | 0 | 0 | 0 | 0 | 0 | 0
Cumulative New Build Capacity by Reporting Type: MISO_MO-IL
ReportingType | 2015 | 2020 | 2025 | 2030 | 2035 | 2040
BM | 0 | 0 | 0 | 0 | 0 | 0
CC | 0 | 0 | 0 | 0 | 0 | 0
CSP | 0 | 0 | 0 | 0 | 0 | 0
CT | 0 | 0 | 0 | 0 | 0 | 0
Coal | 1790 | 1790 | 1790 | 1790 | 1790 | 1790
Geo | 0 | 0 | 0 | 0 | 0 | 0
H | 0 | 280 | 280 | 280 | 280 | 280
LFG | 0 | 0 | 116.84 | 223.33 | 223.33 | 223.33
Nuc | 0 | 0 | 0 | 0 | 0 | 0
PS | 0 | 0 | 0 | 0 | 0 | 0
PV | 0 | 0 | 0 | 0 | 0 | 0
PeakG | 0 | 0 | 0 | 0 | 0 | 0
PeakO | 0 | 0 | 0 | 0 | 0 | 0
ST | 0 | 0 | 0 | 0 | 0 | 0
STOG | 0 | 0 | 0 | 0 | 0 | 0
STWD | 0 | 0 | 0 | 0 | 0 | 0
WT | 300 | 300 | 10399.93 | 10399.93 | 10399.93 | 10399.93
IGCC | 0 | 0 | 0 | 0 | 0 | 0
DemandResponse | 0 | 0 | 0 | 0 | 0 | 0
IGCC-CCS | 0 | 0 | 0 | 0 | 0 | 0
WT_off | 0 | 0 | 0 | 0 | 0 | 0
PseudoUnit | 0 | 0 | 0 | 0 | 0 | 0
FixedInterchange | 0 | 0 | 0 | 0 | 0 | 0
Cumulative New Build Capacity by Reporting Type: MISO_W
ReportingType | 2015 | 2020 | 2025 | 2030 | 2035 | 2040
BM | 0 | 0 | 0 | 0 | 0 | 0
CC | 0 | 0.01 | 0.01 | 0.01 | 0.01 | 0.01
CSP | 0 | 0 | 0 | 0 | 0 | 0
CT | 0 | 0 | 0 | 0.01 | 0.01 | 0.01
Coal | 0 | 0 | 0 | 0 | 0 | 0
Geo | 0 | 0 | 0 | 0 | 0 | 0
H | 0 | 0 | 0 | 0 | 0 | 0
LFG | 0 | 0 | 0 | 71.67 | 71.67 | 71.67
Nuc | 94.33 | 94.33 | 94.33 | 94.33 | 94.33 | 94.33
PS | 0 | 0 | 0 | 0 | 0 | 0
PV | 0 | 0 | 0 | 0 | 0 | 0
PeakG | 0 | 0 | 0 | 0 | 0 | 0
PeakO | 0 | 0 | 0 | 0 | 0 | 0
ST | 0 | 0 | 0 | 0 | 0 | 0
STOG | 0 | 0 | 0 | 0 | 0 | 0
STWD | 0 | 0 | 0 | 0 | 0 | 0
WT | 2800.5 | 37678.83 | 57708.82 | 57708.82 | 57708.82 | 58856.43
IGCC | 0 | 0 | 0 | 0 | 0 | 0
DemandResponse | 0 | 0 | 0 | 0 | 0 | 0
IGCC-CCS | 0 | 0 | 0 | 0 | 0 | 0
WT_off | 0 | 0 | 0 | 0 | 0 | 0
PseudoUnit | 0 | 0 | 0 | 0 | 0 | 0
FixedInterchange | 0 | 0 | 0 | 0 | 0 | 0
Cumulative New Build Capacity by Reporting Type: MISO_WUMS
ReportingType | 2015 | 2020 | 2025 | 2030 | 2035 | 2040
BM | 0 | 0 | 0 | 0 | 2634.06 | 3200.79
CC | 4626.27 | 5409.1 | 5409.1 | 5409.1 | 5409.1 | 5409.1
CSP | 0 | 0 | 0 | 0 | 0 | 0
CT | 0 | 73.48 | 73.48 | 896.47 | 896.47 | 896.47
Coal | 615 | 615 | 615 | 615 | 615 | 615
Geo | 0 | 0 | 0 | 0 | 0 | 0
H | 0 | 1 | 1 | 1 | 1 | 1
LFG | 0 | 0 | 223.33 | 223.33 | 223.33 | 223.33
Nuc | 235 | 235 | 235 | 235 | 235 | 235
PS | 0 | 0 | 0 | 0 | 0 | 0
PV | 0 | 0 | 0 | 0 | 0 | 0
PeakG | 0 | 0 | 0 | 0 | 0 | 0
PeakO | 0 | 0 | 0 | 0 | 0 | 0
ST | 0 | 0 | 0 | 0 | 0 | 0
STOG | 0 | 0 | 0 | 0 | 0 | 0
STWD | 0 | 0 | 0 | 0 | 0 | 0
WT | 968.9 | 968.9 | 10984.08 | 12958.77 | 12958.77 | 12958.77
IGCC | 0 | 0 | 0 | 0 | 0 | 0
DemandResponse | 0 | 0 | 0 | 0 | 0 | 0
IGCC-CCS | 0 | 0 | 0 | 0 | 0 | 0
WT_off | 0 | 0 | 0 | 0 | 0 | 0
PseudoUnit | 0 | 0 | 0 | 0 | 0 | 0
FixedInterchange | 0 | 0 | 0 | 0 | 0 | 0
Cumulative New Build Capacity by Reporting Type: Nebraska
ReportingType | 2015 | 2020 | 2025 | 2030 | 2035 | 2040
BM | 0 | 0 | 0 | 0 | 0 | 0
CC | 0 | 0 | 0 | 0 | 0 | 0
CSP | 0 | 0 | 0 | 0 | 0 | 0
CT | 0 | 0 | 0 | 0 | 0 | 0
Coal | 232.1 | 232.1 | 232.1 | 232.1 | 232.1 | 232.1
Geo | 0 | 0 | 0 | 0 | 0 | 0
H | 0 | 0 | 0 | 0 | 0 | 0
LFG | 0 | 0 | 0 | 71.67 | 71.67 | 71.67
Nuc | 0 | 0 | 0 | 0 | 0 | 0
PS | 0 | 0 | 0 | 0 | 0 | 0
PV | 0 | 0 | 0 | 0 | 0 | 0
PeakG | 0 | 0 | 0 | 0 | 0 | 0
PeakO | 0 | 0 | 0 | 0 | 0 | 0
ST | 0 | 0 | 0 | 0 | 0 | 0
STOG | 0 | 0 | 0 | 0 | 0 | 0
STWD | 0 | 0 | 0 | 0 | 0 | 0
WT | 202 | 18445.19 | 20647.71 | 21155.37 | 21155.37 | 21155.37
IGCC | 0 | 0 | 0 | 0 | 0 | 0
DemandResponse | 0 | 0 | 0 | 0 | 0 | 0
IGCC-CCS | 0 | 0 | 0 | 0 | 0 | 0
WT_off | 0 | 0 | 0 | 0 | 0 | 0
PseudoUnit | 0 | 0 | 0 | 0 | 0 | 0
FixedInterchange | 0 | 0 | 0 | 0 | 0 | 0
Cumulative New Build Capacity by Reporting Type: NEISO
ReportingType | 2015 | 2020 | 2025 | 2030 | 2035 | 2040
BM | 252.2 | 252.2 | 252.2 | 252.2 | 252.2 | 252.2
CC | 2049.5 | 2049.5 | 2049.5 | 2049.5 | 2049.5 | 2049.5
CSP | 0 | 0 | 0 | 0 | 0 | 0
CT | 334 | 334 | 334 | 334 | 334 | 334
Coal | 0 | 0 | 0 | 0 | 0 | 0
Geo | 0 | 0 | 0 | 0 | 0 | 0
H | 0 | 3 | 3 | 3 | 3 | 3
LFG | 49.26 | 49.26 | 49.26 | 119 | 119 | 119
Nuc | 0 | 0 | 0 | 0 | 0 | 0
PS | 0 | 0 | 0 | 0 | 0 | 0
PV | 0 | 292.5 | 292.5 | 292.5 | 292.5 | 292.5
PeakG | 0 | 0 | 0 | 0 | 0 | 0
PeakO | 0 | 0 | 0 | 0 | 0 | 0
ST | 0 | 0 | 0 | 0 | 0 | 0
STOG | 0 | 0 | 0 | 0 | 0 | 0
STWD | 0 | 0 | 0 | 0 | 0 | 0
WT | 231.2 | 2368.46 | 9426.19 | 12058.15 | 17516.68 | 17516.68
IGCC | 0 | 0 | 0 | 0 | 0 | 0
DemandResponse | 0 | 0 | 0 | 0 | 0 | 0
IGCC-CCS | 0 | 0 | 0 | 0 | 0 | 0
WT_off | 468 | 468 | 468 | 468 | 468 | 468
PseudoUnit | 0 | 0 | 0 | 0 | 0 | 0
FixedInterchange | 0 | 0 | 0 | 0 | 0 | 0
Cumulative New Build Capacity by Reporting Type: NonRTO_Midwest
ReportingType | 2015 | 2020 | 2025 | 2030 | 2035 | 2040
BM | 0 | 0 | 0 | 0 | 3152.58 | 5819.18
CC | 2064.32 | 3695.61 | 3695.61 | 3695.61 | 3695.61 | 3695.61
CSP | 0 | 0 | 0 | 0 | 0 | 0
CT | 0 | 0 | 0 | 0 | 0 | 0
Coal | 0 | 0 | 0 | 0 | 0 | 0
Geo | 0 | 0 | 0 | 0 | 0 | 0
H | 0 | 746 | 746 | 746 | 746 | 746
LFG | 0 | 0 | 160.25 | 160.25 | 160.25 | 160.25
Nuc | 0 | 0 | 0 | 1388.63 | 1388.63 | 1388.63
PS | 0 | 0 | 0 | 0 | 0 | 0
PV | 0 | 0 | 0 | 0 | 0 | 0
PeakG | 0 | 0 | 0 | 0 | 0 | 0
PeakO | 0 | 0 | 0 | 0 | 0 | 0
ST | 0 | 0 | 0 | 0 | 0 | 0
STOG | 0 | 0 | 0 | 0 | 0 | 0
STWD | 0 | 0 | 0 | 0 | 0 | 0
WT | 0 | 0 | 0 | 0 | 0 | 0
IGCC | 0 | 0 | 0 | 0 | 0 | 0
DemandResponse | 0 | 0 | 0 | 0 | 0 | 0
IGCC-CCS | 0 | 0 | 0 | 0 | 0 | 0
WT_off | 0 | 0 | 0 | 0 | 0 | 0
PseudoUnit | 0 | 0 | 0 | 0 | 0 | 0
FixedInterchange | 0 | 0 | 0 | 0 | 0 | 0
Cumulative New Build Capacity by Reporting Type: NYISO_A-F
ReportingType | 2015 | 2020 | 2025 | 2030 | 2035 | 2040
BM | 0 | 0 | 0 | 0 | 0 | 0
CC | 639 | 639 | 639 | 639 | 639 | 639
CSP | 0 | 0 | 0 | 0 | 0 | 0
CT | 0 | 0 | 0 | 0 | 0 | 0
Coal | 0 | 0 | 0 | 0 | 0 | 0
Geo | 0 | 0 | 0 | 0 | 0 | 0
H | 0 | 0 | 0 | 0 | 0 | 0
LFG | 6.4 | 6.4 | 6.4 | 74.33 | 74.33 | 74.33
Nuc | 168 | 168 | 168 | 168 | 168 | 168
PS | 0 | 0 | 0 | 0 | 0 | 0
PV | 0 | 0 | 0 | 0 | 0 | 0
PeakG | 0 | 0 | 0 | 0 | 0 | 0
PeakO | 0 | 0 | 0 | 0 | 0 | 0
ST | 0 | 0 | 0 | 0 | 0 | 0
STOG | 0 | 0 | 0 | 0 | 0 | 0
STWD | 0 | 0 | 0 | 0 | 0 | 0
WT | 2476.3 | 3186.1 | 12544.31 | 13490 | 13490 | 13490
IGCC | 0 | 0 | 0 | 0 | 0 | 0
DemandResponse | 0 | 0 | 0 | 0 | 0 | 0
IGCC-CCS | 0 | 0 | 0 | 0 | 0 | 0
WT_off | 0 | 0 | 0 | 0 | 0 | 0
PseudoUnit | 0 | 0 | 0 | 0 | 0 | 0
FixedInterchange | 0 | 0 | 0 | 0 | 0 | 0
Cumulative New Build Capacity by Reporting Type: NYISO_G-I
ReportingType | 2015 | 2020 | 2025 | 2030 | 2035 | 2040
BM | 0 | 0 | 0 | 0 | 800 | 800
CC | 0 | 0 | 0 | 0 | 0 | 0
CSP | 0 | 0 | 0 | 0 | 0 | 0
CT | 0 | 0 | 0 | 0 | 0 | 0
Coal | 0 | 0 | 0 | 0 | 0 | 0
Geo | 0 | 0 | 0 | 0 | 0 | 0
H | 0 | 0 | 0 | 0 | 0 | 0
LFG | 0 | 0 | 74.33 | 74.33 | 74.33 | 74.33
Nuc | 0 | 0 | 0 | 0 | 0 | 2608.47
PS | 0 | 0 | 0 | 0 | 0 | 0
PV | 0 | 0 | 0 | 0 | 0 | 0
PeakG | 0 | 0 | 0 | 0 | 0 | 0
PeakO | 0 | 0 | 0 | 0 | 0 | 0
ST | 0 | 0 | 0 | 0 | 0 | 0
STOG | 0 | 0 | 0 | 0 | 0 | 0
STWD | 0 | 0 | 0 | 0 | 0 | 0
WT | 0 | 60 | 360 | 360 | 360 | 360
IGCC | 0 | 0 | 0 | 0 | 0 | 0
DemandResponse | 0 | 0 | 0 | 0 | 0 | 0
IGCC-CCS | 0 | 0 | 0 | 0 | 0 | 0
WT_off | 0 | 0 | 0 | 0 | 0 | 0
PseudoUnit | 0 | 0 | 0 | 0 | 0 | 0
FixedInterchange | 0 | 0 | 0 | 0 | 0 | 0
Cumulative New Build Capacity by Reporting Type: NYISO_J-K
ReportingType | 2015 | 2020 | 2025 | 2030 | 2035 | 2040
BM | 0 | 0 | 0 | 0 | 0 | 0
CC | 1175.4 | 1175.4 | 1175.4 | 1175.4 | 1175.4 | 1175.4
CSP | 0 | 0 | 0 | 0 | 0 | 0
CT | 0 | 0 | 0 | 0 | 0 | 0
Coal | 0 | 0 | 0 | 0 | 0 | 0
Geo | 0 | 0 | 0 | 0 | 0 | 0
H | 0 | 0 | 0 | 0 | 0 | 0
LFG | 0 | 0 | 0 | 74.33 | 74.33 | 74.33
Nuc | 0 | 0 | 0 | 0 | 0 | 0
PS | 0 | 0 | 0 | 0 | 0 | 0
PV | 32 | 32 | 32 | 32 | 32 | 32
PeakG | 0 | 0 | 0 | 0 | 0 | 0
PeakO | 0 | 0 | 0 | 0 | 0 | 0
ST | 0 | 0 | 0 | 0 | 0 | 0
STOG | 0 | 0 | 0 | 0 | 0 | 0
STWD | 0 | 0 | 0 | 0 | 0 | 0
WT | 0 | 0 | 170 | 330 | 330 | 330
IGCC | 0 | 0 | 0 | 0 | 0 | 0
DemandResponse | 0 | 0 | 0 | 0 | 0 | 0
IGCC-CCS | 0 | 0 | 0 | 0 | 0 | 0
WT_off | 0 | 0 | 0 | 0 | 1523.63 | 1523.63
PseudoUnit | 0 | 0 | 0 | 0 | 0 | 0
FixedInterchange | 0 | 0 | 0 | 0 | 0 | 0
Cumulative New Build Capacity by Reporting Type: PJM_E
ReportingType | 2015 | 2020 | 2025 | 2030 | 2035 | 2040
BM | 30 | 30 | 30 | 30 | 30 | 332.31
CC | 4634.3 | 4634.3 | 4634.3 | 4634.3 | 4634.3 | 4634.3
CSP | 0 | 0 | 0 | 0 | 0 | 0
CT | 26.2 | 26.2 | 26.2 | 26.2 | 26.2 | 26.2
Coal | 27 | 27 | 27 | 27 | 27 | 27
Geo | 0 | 0 | 0 | 0 | 0 | 0
H | 0 | 0 | 0 | 0 | 0 | 0
LFG | 9.1 | 142 | 142 | 142 | 142 | 142
Nuc | 38 | 38 | 38 | 38 | 38 | 38.03
PS | 0 | 0 | 0 | 0 | 0 | 0
PV | 25.45 | 25.45 | 25.45 | 25.45 | 25.45 | 25.45
PeakG | 0 | 0 | 0 | 0 | 0 | 0
PeakO | 0 | 0 | 0 | 0 | 0 | 0
ST | 0 | 0 | 0 | 0 | 0 | 0
STOG | 0 | 0 | 0 | 0 | 0 | 0
STWD | 0 | 0 | 0 | 0 | 0 | 0
WT | 1150 | 1150 | 1150 | 1150 | 1150 | 1150
IGCC | 0 | 0 | 0 | 0 | 0 | 0
DemandResponse | 0 | 0 | 0 | 0 | 0 | 0
IGCC-CCS | 0 | 0 | 0 | 0 | 0 | 0
WT_off | 0 | 1100 | 1100 | 1100 | 1100 | 1100
PseudoUnit | 0 | 0 | 0 | 0 | 0 | 0
FixedInterchange | 0 | 0 | 0 | 0 | 0 | 0
Cumulative New Build Capacity by Reporting Type: PJM_ROM
ReportingType | 2015 | 2020 | 2025 | 2030 | 2035 | 2040
BM | 18 | 18 | 18 | 18 | 2357.79 | 2357.79
CC | 1678.5 | 1678.5 | 1678.5 | 1678.5 | 1678.5 | 1678.5
CSP | 0 | 0 | 0 | 0 | 0 | 0
CT | 16 | 16 | 16 | 16 | 16 | 16
Coal | 32.5 | 32.5 | 32.5 | 32.5 | 32.5 | 32.5
Geo | 0 | 0 | 0 | 0 | 0 | 0
H | 0 | 678 | 678 | 678 | 678 | 678
LFG | 18.9 | 284 | 284 | 284 | 284 | 284
Nuc | 0 | 0 | 0 | 447.11 | 4313.93 | 11161.98
PS | 0 | 0 | 0 | 0 | 0 | 0
PV | 0 | 1355.2 | 2113.94 | 2283.77 | 2296.57 | 2357.65
PeakG | 0 | 0 | 0 | 0 | 0 | 0
PeakO | 0 | 0 | 0 | 0 | 0 | 0
ST | 0 | 0 | 0 | 0 | 0 | 0
STOG | 0 | 0 | 0 | 0 | 0 | 0
STWD | 0 | 0 | 0 | 0 | 0 | 0
WT | 479.8 | 1230 | 1230 | 1230 | 1230 | 1230
IGCC | 0 | 0 | 0 | 0 | 0 | 0
DemandResponse | 0 | 0 | 0 | 0 | 0 | 0
IGCC-CCS | 0 | 0 | 0 | 0 | 0 | 0
WT_off | 0 | 0 | 0 | 0 | 0 | 0
PseudoUnit | 0 | 0 | 0 | 0 | 0 | 0
FixedInterchange | 0 | 0 | 0 | 0 | 0 | 0
Cumulative New Build Capacity by Reporting Type: PJM_ROR
ReportingType | 2015 | 2020 | 2025 | 2030 | 2035 | 2040
BM | 385 | 385 | 385 | 385 | 10556.34 | 10556.34
CC | 15259.84 | 20134.01 | 20134.02 | 20134.02 | 20134.02 | 20134.02
CSP | 0 | 0 | 0 | 0 | 0 | 0
CT | 29 | 29 | 29 | 29 | 29 | 29
Coal | 2164 | 2164 | 2164 | 2164 | 2164 | 2164
Geo | 0 | 0 | 0 | 0 | 0 | 0
H | 0 | 503 | 503 | 503 | 503 | 503
LFG | 57.4 | 571.11 | 571.11 | 571.11 | 571.11 | 571.11
Nuc | 38 | 38 | 38 | 2376.6 | 7261.93 | 15580.25
PS | 0 | 0 | 0 | 0 | 0 | 0
PV | 0 | 0 | 0 | 0 | 0 | 0
PeakG | 0 | 0 | 0 | 0 | 0 | 0
PeakO | 0 | 0 | 0 | 0 | 0 | 0
ST | 0 | 0 | 0 | 0 | 0 | 0
STOG | 0 | 0 | 0 | 0 | 0 | 0
STWD | 0 | 0 | 0 | 0 | 0 | 0
WT | 8325.7 | 8517.4 | 25922.96 | 25922.96 | 25922.96 | 25922.96
IGCC | 0 | 0 | 0 | 0 | 0 | 0
DemandResponse | 0 | 0 | 0 | 0 | 0 | 0
IGCC-CCS | 0 | 0 | 0 | 0 | 0 | 0
WT_off | 0 | 0 | 0 | 0 | 0 | 0
PseudoUnit | 0 | 0 | 0 | 0 | 0 | 0
FixedInterchange | 0 | 0 | 0 | 0 | 0 | 0
Cumulative New Build Capacity by Reporting Type: SOCO
ReportingType | 2015 | 2020 | 2025 | 2030 | 2035 | 2040
BM | 55 | 55 | 55 | 55 | 6555.24 | 6555.24
CC | 7746.23 | 12632.14 | 12632.14 | 12632.14 | 12632.14 | 12632.14
CSP | 0 | 0 | 0 | 0 | 0 | 0
CT | 0 | 0 | 0 | 0 | 0 | 0
Coal | 0 | 0 | 0 | 0 | 0 | 0
Geo | 0 | 0 | 0 | 0 | 0 | 0
H | 0 | 0 | 0 | 0 | 867 | 867
LFG | 0 | 0 | 107.4 | 107.4 | 107.4 | 107.4
Nuc | 70 | 2270 | 2270 | 6435.61 | 12656.48 | 20564.29
PS | 0 | 0 | 0 | 0 | 0 | 0
PV | 0 | 0 | 0 | 0 | 0 | 0
PeakG | 0 | 0 | 0 | 0 | 0 | 0
PeakO | 0 | 0 | 0 | 0 | 0 | 0
ST | 0 | 0 | 0 | 0 | 0 | 0
STOG | 0 | 0 | 0 | 0 | 0 | 0
STWD | 0 | 0 | 0 | 0 | 0 | 0
WT | 0 | 0 | 0.01 | 0.01 | 0.01 | 0.01
IGCC | 0 | 0 | 0 | 0 | 0 | 0
DemandResponse | 0 | 0 | 0 | 0 | 0 | 0
IGCC-CCS | 0 | 0 | 0 | 0 | 0 | 0
WT_off | 0 | 0 | 0 | 0 | 0 | 0
PseudoUnit | 0 | 0 | 0 | 0 | 0 | 0
FixedInterchange | 0 | 0 | 0 | 0 | 0 | 0
Cumulative New Build Capacity by Reporting Type: SPP_N
ReportingType | 2015 | 2020 | 2025 | 2030 | 2035 | 2040
BM | 0 | 0 | 0 | 0 | 0 | 0
CC | 0 | 0 | 0 | 0 | 0 | 0
CSP | 0 | 0 | 0 | 0 | 0 | 0
CT | 0 | 0 | 0 | 0 | 1287.83 | 1287.83
Coal | 465.04 | 465.04 | 465.04 | 465.04 | 465.04 | 465.04
Geo | 0 | 0 | 0 | 0 | 0 | 0
H | 0 | 0 | 0 | 0 | 0 | 0
LFG | 0 | 0 | 0 | 95 | 95 | 95
Nuc | 0 | 0 | 0 | 0 | 0 | 0
PS | 0 | 0 | 0 | 0 | 0 | 0
PV | 0 | 0 | 0 | 0 | 0 | 0
PeakG | 0 | 0 | 0 | 0 | 0 | 0
PeakO | 0 | 0 | 0 | 0 | 0 | 0
ST | 0 | 0 | 0 | 0 | 0 | 0
STOG | 0 | 0 | 0 | 0 | 0 | 0
STWD | 0 | 0 | 0 | 0 | 0 | 0
WT | 0 | 50373.28 | 70138.8 | 73737.83 | 73784.62 | 75820.94
IGCC | 0 | 0 | 0 | 0 | 0 | 0
DemandResponse | 0 | 0 | 0 | 0 | 0 | 0
IGCC-CCS | 0 | 0 | 0 | 0 | 0 | 0
WT_off | 0 | 0 | 0 | 0 | 0 | 0
PseudoUnit | 0 | 0 | 0 | 0 | 0 | 0
FixedInterchange | 0 | 0 | 0 | 0 | 0 | 0
Cumulative New Build Capacity by Reporting Type: SPP_S
ReportingType | 2015 | 2020 | 2025 | 2030 | 2035 | 2040
BM | 0 | 0 | 0 | 0 | 7.39 | 7.39
CC | 0 | 0 | 0 | 0 | 0.01 | 0.01
CSP | 0 | 0 | 0 | 0 | 0 | 0
CT | 412.99 | 712.99 | 712.99 | 712.99 | 2313.47 | 2313.47
Coal | 988 | 988 | 988 | 988 | 988 | 988
Geo | 0 | 0 | 0 | 0 | 0 | 0
H | 0 | 0 | 0 | 0 | 91 | 91
LFG | 0 | 0 | 0 | 95 | 95 | 95
Nuc | 0 | 0 | 0 | 0 | 0 | 0
PS | 0 | 0 | 0 | 0 | 0 | 0
PV | 0 | 0 | 0 | 0 | 0 | 0
PeakG | 0 | 0 | 0 | 0 | 0 | 0
PeakO | 0 | 0 | 0 | 0 | 0 | 0
ST | 0 | 0 | 0 | 0 | 0 | 0
STOG | 0 | 0 | 0 | 0 | 0 | 0
STWD | 0 | 0 | 0 | 0 | 0 | 0
WT | 430 | 40732.15 | 50183.58 | 52552 | 52552 | 55011.15
IGCC | 0 | 0 | 0 | 0 | 0 | 0
DemandResponse | 0 | 0 | 0 | 0 | 0 | 0
IGCC-CCS | 0 | 0 | 0 | 0 | 0 | 0
WT_off | 0 | 0 | 0 | 0 | 0 | 0
PseudoUnit | 0 | 0 | 0 | 0 | 0 | 0
FixedInterchange | 0 | 0 | 0 | 0 | 0 | 0
Cumulative New Build Capacity by Reporting Type: TVA
ReportingType | 2015 | 2020 | 2025 | 2030 | 2035 | 2040
BM | 0 | 0 | 0 | 0 | 7394.28 | 7394.28
CC | 3374.5 | 8172.95 | 8172.95 | 8172.95 | 8172.95 | 8172.95
CSP | 0 | 0 | 0 | 0 | 0 | 0
CT | 0 | 0 | 0 | 0 | 0 | 0
Coal | 0 | 0 | 0 | 0 | 0 | 0
Geo | 0 | 0 | 0 | 0 | 0 | 0
H | 0 | 27 | 27 | 27 | 27 | 27
LFG | 0 | 0 | 107.4 | 107.4 | 107.4 | 107.4
Nuc | 1697.89 | 1697.89 | 1697.89 | 2547.02 | 3833.8 | 6871.38
PS | 0 | 0 | 0 | 0 | 0 | 0
PV | 0 | 0 | 0 | 0 | 0 | 0
PeakG | 0 | 0 | 0 | 0 | 0 | 0
PeakO | 0 | 0 | 0 | 0 | 0 | 0
ST | 0 | 0 | 0 | 0 | 0 | 0
STOG | 0 | 0 | 0 | 0 | 0 | 0
STWD | 0 | 0 | 0 | 0 | 0 | 0
WT | 0 | 0 | 0 | 0 | 0 | 0
IGCC | 0 | 0 | 0 | 0 | 0 | 0
DemandResponse | 0 | 0 | 0 | 0 | 0 | 0
IGCC-CCS | 0 | 0 | 0 | 0 | 0 | 0
WT_off | 0 | 0 | 0 | 0 | 0 | 0
PseudoUnit | 0 | 0 | 0 | 0 | 0 | 0
FixedInterchange | 0 | 0 | 0 | 0 | 0 | 0
Cumulative New Build Capacity by Reporting Type: TVA_Transmission
ReportingType | 2015 | 2020 | 2025 | 2030 | 2035 | 2040
BM | 0 | 0 | 0 | 0 | 0 | 0
CC | 0 | 0 | 0 | 0 | 0 | 0
CSP | 0 | 0 | 0 | 0 | 0 | 0
CT | 0 | 0 | 0 | 0 | 0 | 0
Coal | 0 | 0 | 0 | 0 | 0 | 0
Geo | 0 | 0 | 0 | 0 | 0 | 0
H | 0 | 0 | 0 | 0 | 0 | 0
LFG | 0 | 0 | 0 | 0 | 0 | 0
Nuc | 0 | 0 | 0 | 0 | 0 | 0
PS | 0 | 0 | 0 | 0 | 0 | 0
PV | 0 | 0 | 0 | 0 | 0 | 0
PeakG | 0 | 0 | 0 | 0 | 0 | 0
PeakO | 0 | 0 | 0 | 0 | 0 | 0
ST | 0 | 0 | 0 | 0 | 0 | 0
STOG | 0 | 0 | 0 | 0 | 0 | 0
STWD | 0 | 0 | 0 | 0 | 0 | 0
WT | 0 | 0 | 0 | 0 | 0 | 0
IGCC | 0 | 0 | 0 | 0 | 0 | 0
DemandResponse | 0 | 0 | 0 | 0 | 0 | 0
IGCC-CCS | 0 | 0 | 0 | 0 | 0 | 0
WT_off | 0 | 0 | 0 | 0 | 0 | 0
PseudoUnit | 0 | 0 | 0 | 0 | 0 | 0
FixedInterchange | 0 | 0 | 0 | 0 | 0 | 0
Cumulative New Build Capacity by Reporting Type: VACAR
ReportingType | 2015 | 2020 | 2025 | 2030 | 2035 | 2040
BM | 0.92 | 0.92 | 186.97 | 186.97 | 6986.31 | 6986.31
CC | 14680.29 | 14680.29 | 14680.29 | 14680.29 | 14680.29 | 14680.29
CSP | 0 | 0 | 0 | 0 | 0 | 0
CT | 717.24 | 717.24 | 717.24 | 717.24 | 717.24 | 717.24
Coal | 825 | 825 | 825 | 825 | 825 | 825
Geo | 0 | 0 | 0 | 0 | 0 | 0
H | 0 | 0 | 52 | 52 | 52 | 52
LFG | 0.34 | 107.4 | 107.4 | 107.4 | 107.4 | 107.4
Nuc | 0 | 2330 | 3431.56 | 7899.6 | 13936.35 | 21491.56
PS | 0 | 0 | 0 | 0 | 0 | 0
PV | 0 | 133.61 | 135.95 | 136.75 | 136.75 | 139.75
PeakG | 0 | 0 | 0 | 0 | 0 | 0
PeakO | 0 | 0 | 0 | 0 | 0 | 0
ST | 0 | 0 | 0 | 0 | 0 | 0
STOG | 0 | 0 | 0 | 0 | 0 | 0
STWD | 0 | 0 | 0 | 0 | 0 | 0
WT | 0.9 | 3500 | 3500 | 3500 | 3500 | 3500
IGCC | 0 | 0 | 0 | 0 | 0 | 0
DemandResponse | 0 | 0 | 0 | 0 | 0 | 0
IGCC-CCS | 0 | 0 | 0 | 0 | 0 | 0
WT_off | 1 | 454.8 | 1155.16 | 1155.16 | 1155.16 | 1155.16
PseudoUnit | 0 | 0 | 0 | 0 | 0 | 0
FixedInterchange | 0 | 0 | 0 | 0 | 0 | 0
Cumulative New Build Capacity by Reporting Type: IESO
ReportingType | 2015 | 2020 | 2025 | 2030 | 2035 | 2040
BM | 326.33 | 326.33 | 326.33 | 326.33 | 326.33 | 326.33
CC | 1263 | 1263 | 1263 | 1263 | 1263 | 1263
CSP | 0 | 0 | 0 | 0 | 0 | 0
CT | 368 | 368 | 368 | 368 | 368 | 368
Coal | 0 | 0 | 0 | 0 | 0 | 0
Geo | 0 | 0 | 0 | 0 | 0 | 0
H | 0 | 0 | 0 | 0 | 250 | 250
LFG | 14.5 | 14.5 | 14.5 | 15 | 15 | 15
Nuc | 0 | 0 | 0 | 0 | 0 | 0
PS | 0 | 0 | 0 | 0 | 0 | 0
PV | 1067.26 | 1067.26 | 1067.26 | 1067.26 | 1067.26 | 1067.26
PeakG | 0 | 0 | 0 | 0 | 0 | 0
PeakO | 0 | 0 | 0 | 0 | 0 | 0
ST | 0 | 0 | 0 | 0 | 0 | 0
STOG | 0 | 0 | 0 | 0 | 0 | 0
STWD | 0 | 0 | 0 | 0 | 0 | 0
WT | 2105.9 | 2105.9 | 2105.9 | 2105.9 | 2214.05 | 3723.78
IGCC | 0 | 0 | 0 | 0 | 0 | 0
DemandResponse | 0 | 0 | 0 | 0 | 0 | 0
IGCC-CCS | 0 | 0 | 0 | 0 | 0 | 0
WT_off | 0 | 0 | 0 | 0 | 0 | 0
PseudoUnit | 0 | 0 | 0 | 0 | 0 | 0
FixedInterchange | 0 | 0 | 0 | 0 | 0 | 0
Cumulative New Build Capacity by Reporting Type: MAPP_CA
ReportingType | 2015 | 2020 | 2025 | 2030 | 2035 | 2040
BM | 0 | 0 | 0 | 0 | 0 | 0
CC | 281.76 | 281.76 | 281.76 | 281.76 | 281.76 | 281.76
CSP | 0 | 0 | 0 | 0 | 0 | 0
CT | 0 | 0 | 0 | 0 | 0 | 0
Coal | 0 | 0 | 0 | 0 | 0 | 0
Geo | 0 | 0 | 0 | 0 | 0 | 0
H | 0 | 695 | 2190 | 3890.18 | 4650 | 4650
LFG | 0 | 0 | 0 | 0 | 0 | 0
Nuc | 0 | 0 | 0 | 0 | 0 | 0
PS | 0 | 0 | 0 | 0 | 0 | 0
PV | 0 | 0 | 0 | 0 | 0 | 0
PeakG | 0 | 0 | 0 | 0 | 0 | 0
PeakO | 0 | 0 | 0 | 0 | 0 | 0
ST | 0 | 0 | 0 | 0 | 0 | 0
STOG | 0 | 0 | 0 | 0 | 0 | 0
STWD | 0 | 0 | 0 | 0 | 0 | 0
WT | 302.4 | 302.4 | 302.4 | 302.4 | 302.4 | 302.4
IGCC | 0 | 0 | 0 | 0 | 0 | 0
DemandResponse | 0 | 0 | 0 | 0 | 0 | 0
IGCC-CCS | 0 | 0 | 0 | 0 | 0 | 0
WT_off | 0 | 0 | 0 | 0 | 0 | 0
PseudoUnit | 0 | 0 | 0 | 0 | 0 | 0
FixedInterchange | 0 | 0 | 0 | 0 | 0 | 0
Cumulative New Build Capacity by Reporting Type: AZ_NM_SNV_Coal
ReportingType | 2015 | 2020 | 2025 | 2030 | 2035 | 2040
BM | 0 | 0 | 0 | 0 | 0 | 0
CC | 0 | 0 | 0 | 0 | 0 | 0
CSP | 0 | 0 | 0 | 0 | 0 | 0
CT | 0 | 0 | 0 | 0 | 0 | 0
Coal | 0 | 0 | 0 | 0 | 0 | 0
Geo | 0 | 0 | 0 | 0 | 0 | 0
H | 0 | 0 | 0 | 0 | 0 | 0
LFG | 0 | 0 | 0 | 0 | 0 | 0
Nuc | 0 | 0 | 0 | 0 | 0 | 0
PS | 0 | 0 | 0 | 0 | 0 | 0
PV | 0 | 0 | 0 | 0 | 0 | 0
PeakG | 0 | 0 | 0 | 0 | 0 | 0
PeakO | 0 | 0 | 0 | 0 | 0 | 0
ST | 0 | 0 | 0 | 0 | 0 | 0
STOG | 0 | 0 | 0 | 0 | 0 | 0
STWD | 0 | 0 | 0 | 0 | 0 | 0
WT | 0 | 0 | 0 | 0 | 0 | 0
IGCC | 0 | 0 | 0 | 0 | 0 | 0
DemandResponse | 0 | 0 | 0 | 0 | 0 | 0
IGCC-CCS | 0 | 0 | 0 | 0 | 0 | 0
WT_off | 0 | 0 | 0 | 0 | 0 | 0
PseudoUnit | 0 | 0 | 0 | 0 | 0 | 0
FixedInterchange | 0 | 0 | 0 | 0 | 0 | 0
Cumulative New Build Capacity by Reporting Type: AZ_NM_SNV_Gas
ReportingType | 2015 | 2020 | 2025 | 2030 | 2035 | 2040
BM | 0 | 0 | 0 | 0 | 0 | 0
CC | 668 | 2193.18 | 2193.18 | 2193.18 | 2193.18 | 2193.18
CSP | 0 | 0 | 0 | 0 | 0 | 0
CT | 736 | 736 | 736 | 736 | 736 | 736
Coal | 0 | 0 | 0 | 0 | 0 | 0
Geo | 0 | 0 | 0 | 0 | 0 | 0
H | 0 | 0 | 0 | 0 | 0 | 0
LFG | 0 | 0 | 0 | 0 | 0 | 0
Nuc | 0 | 0 | 0 | 0 | 0 | 0
PS | 0 | 0 | 0 | 0 | 0 | 0
PV | 0 | 0 | 0 | 0 | 0 | 0
PeakG | 0 | 0 | 0 | 0 | 0 | 0
PeakO | 0 | 0 | 0 | 0 | 0 | 0
ST | 0 | 0 | 0 | 0 | 0 | 0
STOG | 0 | 0 | 0 | 0 | 0 | 0
STWD | 0 | 0 | 0 | 0 | 0 | 0
WT | 0 | 0 | 0 | 0 | 0 | 0
IGCC | 0 | 0 | 0 | 0 | 0 | 0
DemandResponse | 0 | 0 | 0 | 0 | 0 | 0
IGCC-CCS | 0 | 0 | 0 | 0 | 0 | 0
WT_off | 0 | 0 | 0 | 0 | 0 | 0
PseudoUnit | 0 | 0 | 0 | 0 | 0 | 0
FixedInterchange | 0 | 0 | 0 | 0 | 0 | 0
Cumulative New Build Capacity by Reporting Type: AZ_NM_SNV_NucRenew
ReportingType | 2015 | 2020 | 2025 | 2030 | 2035 | 2040
BM | 0 | 0 | 0 | 0 | 4084.26 | 6540
CC | 0 | 0 | 0 | 0 | 0 | 0
CSP | 0 | 0 | 0 | 0 | 0 | 0
CT | 0 | 0 | 0 | 0 | 0 | 0
Coal | 0 | 0 | 0 | 0 | 0 | 0
Geo | 0 | 25 | 1450 | 1450 | 1450 | 1450
H | 0 | 0 | 0 | 0 | 0 | 0
LFG | 0 | 0 | 60.67 | 60.67 | 60.67 | 60.67
Nuc | 0 | 0 | 0 | 3735.45 | 6740.01 | 6740.01
PS | 0 | 0 | 0 | 0 | 0 | 0
PV | 95.7 | 95.7 | 95.7 | 95.7 | 95.7 | 95.7
PeakG | 0 | 0 | 0 | 0 | 0 | 0
PeakO | 0 | 0 | 0 | 0 | 0 | 0
ST | 280 | 725.61 | 953.39 | 963.12 | 1484.94 | 1484.94
STOG | 0 | 0 | 0 | 0 | 0 | 0
STWD | 0 | 0 | 0 | 0 | 0 | 0
WT | 65.1 | 11415.05 | 11879.99 | 12014.44 | 12014.44 | 12014.44
IGCC | 0 | 0 | 0 | 0 | 0 | 0
DemandResponse | 0 | 0 | 0 | 0 | 0 | 0
IGCC-CCS | 0 | 0 | 0 | 0 | 0 | 0
WT_off | 0 | 0 | 0 | 0 | 0 | 0
PseudoUnit | 0 | 0 | 0 | 0 | 0 | 0
FixedInterchange | 0 | 0 | 0 | 0 | 0 | 0
Cumulative New Build Capacity by Reporting Type: ERCOT
ReportingType | 2015 | 2020 | 2025 | 2030 | 2035 | 2040
BM | 145 | 145 | 145 | 145 | 4064.97 | 4064.97
CC | 15690.75 | 15690.75 | 15690.75 | 15690.75 | 15690.75 | 15690.75
CSP | 0 | 0 | 0 | 0 | 0 | 0
CT | 250 | 250 | 250 | 250 | 250 | 250
Coal | 2020 | 2020 | 2020 | 2020 | 2020 | 2020
Geo | 0 | 0 | 0 | 0 | 0 | 0
H | 0 | 0 | 0 | 0 | 628 | 628
LFG | 0 | 0 | 354 | 354 | 354 | 354
Nuc | 0 | 0 | 0 | 2956.49 | 14551.36 | 17953.69
PS | 0 | 0 | 0 | 0 | 0 | 0
PV | 14 | 14 | 14 | 14 | 14 | 14
PeakG | 0 | 0 | 0 | 0 | 0 | 0
PeakO | 0 | 0 | 0 | 0 | 0 | 0
ST | 0 | 0 | 0 | 0 | 0 | 0
STOG | 0 | 0 | 0 | 0 | 0 | 0
STWD | 0 | 0 | 0 | 0 | 0 | 0
WT | 350.1 | 350.1 | 20066.83 | 20066.83 | 20066.83 | 23058.86
IGCC | 0 | 0 | 0 | 0 | 0 | 0
DemandResponse | 0 | 0 | 0 | 0 | 0 | 0
IGCC-CCS | 0 | 0 | 0 | 0 | 0 | 0
WT_off | 0 | 0 | 0 | 0 | 0 | 0
PseudoUnit | 0 | 0 | 0 | 0 | 0 | 0
FixedInterchange | 0 | 0 | 0 | 0 | 0 | 0
Cumulative New Build Capacity by Reporting Type: NP15
ReportingType | 2015 | 2020 | 2025 | 2030 | 2035 | 2040
BM | 0 | 0 | 0 | 0 | 843.24 | 843.24
CC | 1613.83 | 2065.01 | 2065.01 | 2065.01 | 2065.01 | 2065.01
CSP | 0 | 0 | 0 | 0 | 0 | 0
CT | 212.6 | 212.6 | 212.6 | 212.6 | 212.6 | 212.6
Coal | 0 | 0 | 0 | 0 | 0 | 0
Geo | 0 | 600 | 600 | 600 | 600 | 600
H | 0 | 0 | 0 | 0 | 0 | 0
LFG | 0 | 378.43 | 565 | 565 | 565 | 565
Nuc | 0 | 0 | 0 | 3066.53 | 6445.21 | 6986.65
PS | 0 | 0 | 0 | 0 | 0 | 0
PV | 6.5 | 6.5 | 6.5 | 6.5 | 6.5 | 6.5
PeakG | 0 | 0 | 0 | 0 | 0 | 0
PeakO | 0 | 0 | 0 | 0 | 0 | 0
ST | 29 | 29 | 29 | 29 | 29 | 100
STOG | 0 | 0 | 0 | 0 | 0 | 0
STWD | 0 | 0 | 0 | 0 | 0 | 0
WT | 101.2 | 3400 | 10670.41 | 11503.7 | 11821.94 | 12449.15
IGCC | 0 | 0 | 0 | 0 | 0 | 0
DemandResponse | 0 | 0 | 0 | 0 | 0 | 0
IGCC-CCS | 0 | 0 | 0 | 0 | 0 | 0
WT_off | 0 | 0 | 0 | 0 | 0 | 0
PseudoUnit | 0 | 0 | 0 | 0 | 0 | 0
FixedInterchange | 0 | 0 | 0 | 0 | 0 | 0
Cumulative New Build Capacity by Reporting Type: NWPP_Coal
ReportingType | 2015 | 2020 | 2025 | 2030 | 2035 | 2040
BM | 0 | 0 | 0 | 0 | 0 | 0
CC | 0 | 0 | 0 | 0 | 0 | 0
CSP | 0 | 0 | 0 | 0 | 0 | 0
CT | 0 | 0 | 0 | 0 | 0 | 0
Coal | 0 | 0 | 0 | 0 | 0 | 0
Geo | 0 | 0 | 0 | 0 | 0 | 0
H | 0 | 0 | 0 | 0 | 0 | 0
LFG | 0 | 0 | 0 | 0 | 0 | 0
Nuc | 0 | 0 | 0 | 0 | 0 | 0
PS | 0 | 0 | 0 | 0 | 0 | 0
PV | 0 | 0 | 0 | 0 | 0 | 0
PeakG | 0 | 0 | 0 | 0 | 0 | 0
PeakO | 0 | 0 | 0 | 0 | 0 | 0
ST | 0 | 0 | 0 | 0 | 0 | 0
STOG | 0 | 0 | 0 | 0 | 0 | 0
STWD | 0 | 0 | 0 | 0 | 0 | 0
WT | 0 | 0 | 0 | 0 | 0 | 0
IGCC | 0 | 0 | 0 | 0 | 0 | 0
DemandResponse | 0 | 0 | 0 | 0 | 0 | 0
IGCC-CCS | 0 | 0 | 0 | 0 | 0 | 0
WT_off | 0 | 0 | 0 | 0 | 0 | 0
PseudoUnit | 0 | 0 | 0 | 0 | 0 | 0
FixedInterchange | 0 | 0 | 0 | 0 | 0 | 0
Cumulative New Build Capacity by Reporting Type: NWPP_Gas
ReportingType | 2015 | 2020 | 2025 | 2030 | 2035 | 2040
BM | 0 | 0 | 0 | 0 | 0 | 0
CC | 300 | 300 | 300 | 300 | 300 | 300
CSP | 0 | 0 | 0 | 0 | 0 | 0
CT | 150 | 150 | 150 | 150 | 150 | 150
Coal | 0 | 0 | 0 | 0 | 0 | 0
Geo | 0 | 0 | 0 | 0 | 0 | 0
H | 0 | 0 | 0 | 0 | 0 | 0
LFG | 0 | 0 | 0 | 0 | 0 | 0
Nuc | 0 | 0 | 0 | 0 | 0 | 0
PS | 0 | 0 | 0 | 0 | 0 | 0
PV | 0 | 0 | 0 | 0 | 0 | 0
PeakG | 0 | 0 | 0 | 0 | 0 | 0
PeakO | 0 | 0 | 0 | 0 | 0 | 0
ST | 0 | 0 | 0 | 0 | 0 | 0
STOG | 0 | 0 | 0 | 0 | 0 | 0
STWD | 0 | 0 | 0 | 0 | 0 | 0
WT | 0 | 0 | 0 | 0 | 0 | 0
IGCC | 0 | 0 | 0 | 0 | 0 | 0
DemandResponse | 0 | 0 | 0 | 0 | 0 | 0
IGCC-CCS | 0 | 0 | 0 | 0 | 0 | 0
WT_off | 0 | 0 | 0 | 0 | 0 | 0
PseudoUnit | 0 | 0 | 0 | 0 | 0 | 0
FixedInterchange | 0 | 0 | 0 | 0 | 0 | 0
Cumulative New Build Capacity by Reporting Type: NWPP_NucRenew
ReportingType | 2015 | 2020 | 2025 | 2030 | 2035 | 2040
BM | 32.55 | 32.55 | 32.55 | 32.55 | 3800.91 | 6184.83
CC | 0 | 0 | 0 | 0 | 0 | 0
CSP | 0 | 0 | 0 | 0 | 0 | 0
CT | 0 | 0 | 0 | 0 | 0 | 0
Coal | 0 | 0 | 0 | 0 | 0 | 0
Geo | 86 | 86 | 520 | 520 | 520 | 520
H | 0 | 0 | 335 | 335 | 335 | 335
LFG | 25.5 | 25.5 | 270 | 270 | 270 | 270
Nuc | 0 | 0 | 0 | 0 | 2281.97 | 2281.97
PS | 0 | 0 | 0 | 0 | 0 | 0
PV | 0 | 0 | 0 | 0 | 0 | 0.01
PeakG | 0 | 0 | 0 | 0 | 0 | 0
PeakO | 0 | 0 | 0 | 0 | 0 | 0
ST | 0 | 0 | 0 | 0 | 0 | 3
STOG | 0 | 0 | 0 | 0 | 0 | 0
STWD | 0 | 0 | 0 | 0 | 0 | 0
WT | 977.3 | 977.3 | 21824.81 | 22316.33 | 22316.4 | 24631.11
IGCC | 0 | 0 | 0 | 0 | 0 | 0
DemandResponse | 0 | 0 | 0 | 0 | 0 | 0
IGCC-CCS | 0 | 0 | 0 | 0 | 0 | 0
WT_off | 0 | 0 | 0 | 0 | 0 | 0
PseudoUnit | 0 | 0 | 0 | 0 | 0 | 0
FixedInterchange | 0 | 0 | 0 | 0 | 0 | 0
Cumulative New Build Capacity by Reporting Type: RMPA
ReportingType | 2015 | 2020 | 2025 | 2030 | 2035 | 2040
BM | 0 | 0 | 0 | 0 | 1443.27 | 2233.39
CC | 0 | 1019.68 | 1019.68 | 1019.68 | 1019.68 | 1019.68
CSP | 0 | 0 | 0 | 0 | 0 | 0
CT | 152 | 152 | 152 | 152 | 152 | 152
Coal | 390 | 390 | 390 | 390 | 390 | 390
Geo | 0 | 0 | 2570 | 2570 | 2570 | 2570
H | 0 | 0 | 0 | 0 | 0 | 0
LFG | 1.4 | 1.4 | 30.33 | 30.33 | 30.33 | 30.33
Nuc | 0 | 0 | 0 | 2011.9 | 2011.9 | 2011.9
PS | 0 | 0 | 0 | 0 | 0 | 0
PV | 1 | 1 | 1 | 1 | 1 | 1
PeakG | 0 | 0 | 0 | 0 | 0 | 0
PeakO | 0 | 0 | 0 | 0 | 0 | 0
ST | 3 | 370.43 | 370.43 | 375.89 | 375.89 | 375.89
STOG | 0 | 0 | 0 | 0 | 0 | 0
STWD | 0 | 0 | 0 | 0 | 0 | 0
WT | 765.4 | 4310.61 | 4310.61 | 4847.22 | 4847.22 | 4982.91
IGCC | 0 | 0 | 0 | 0 | 0 | 0
DemandResponse | 0 | 0 | 0 | 0 | 0 | 0
IGCC-CCS | 0 | 0 | 0 | 0 | 0 | 0
WT_off | 0 | 0 | 0 | 0 | 0 | 0
PseudoUnit | 0 | 0 | 0 | 0 | 0 | 0
FixedInterchange | 0 | 0 | 0 | 0 | 0 | 0
Cumulative New Build Capacity by Reporting Type: SP15
ReportingType | 2015 | 2020 | 2025 | 2030 | 2035 | 2040
BM | 6 | 6 | 6 | 6 | 674.59 | 674.59
CC | 2530.26 | 2530.27 | 2530.27 | 2530.27 | 2530.27 | 2530.27
CSP | 0 | 0 | 0 | 0 | 0 | 0
CT | 0 | 0 | 0 | 0 | 0 | 0
Coal | 0 | 0 | 0 | 0 | 0 | 0
Geo | 50 | 1500 | 1500 | 1500 | 1500 | 1500
H | 0 | 0 | 0 | 0 | 0 | 0
LFG | 9.2 | 565 | 565 | 565 | 565 | 565
Nuc | 0 | 0 | 0 | 0 | 564.44 | 3938.43
PS | 0 | 0 | 0 | 0 | 0 | 0
PV | 3.8 | 3.8 | 3.8 | 3.8 | 3.8 | 3.8
PeakG | 0 | 0 | 0 | 0 | 0 | 0
PeakO | 0 | 0 | 0 | 0 | 0 | 0
ST | 448 | 448 | 2149.6 | 2488.07 | 2857.44 | 3693.63
STOG | 0 | 0 | 0 | 0 | 0 | 0
STWD | 0 | 0 | 0 | 0 | 0 | 0
WT | 735 | 2225.53 | 14900 | 14900 | 14900 | 14900
IGCC | 0 | 0 | 0 | 0 | 0 | 0
DemandResponse | 0 | 0 | 0 | 0 | 0 | 0
IGCC-CCS | 0 | 0 | 0 | 0 | 0 | 0
WT_off | 0 | 0 | 0 | 0 | 0 | 0
PseudoUnit | 0 | 0 | 0 | 0 | 0 | 0
FixedInterchange | 0 | 0 | 0 | 0 | 0 | 0
Cumulative New Build Capacity by Reporting Type: ALB
ReportingType | 2015 | 2020 | 2025 | 2030 | 2035 | 2040
BM | 0 | 0 | 0 | 0 | 0 | 0
CC | 0 | 0 | 0 | 0 | 0 | 0
CSP | 0 | 0 | 0 | 0 | 0 | 0
CT | 201.5 | 201.5 | 201.5 | 201.5 | 201.5 | 201.5
Coal | 495 | 495 | 495 | 495 | 495 | 495
Geo | 0 | 0 | 0 | 0 | 0 | 0
H | 0 | 0 | 0 | 0 | 0 | 0
LFG | 0 | 0 | 0 | 0 | 0 | 0
Nuc | 0 | 0 | 0 | 8814.24 | 8970.01 | 8983.07
PS | 0 | 0 | 0 | 0 | 0 | 0
PV | 0 | 0 | 0 | 0 | 0 | 0
PeakG | 0 | 0 | 0 | 0 | 0 | 0
PeakO | 0 | 0 | 0 | 0 | 0 | 0
ST | 0 | 0 | 0 | 0 | 0 | 0
STOG | 0 | 0 | 0 | 0 | 0 | 0
STWD | 0 | 0 | 0 | 0 | 0 | 0
WT | 9 | 9 | 100 | 100 | 100 | 100
IGCC | 0 | 0 | 0 | 0 | 0 | 0
DemandResponse | 0 | 0 | 0 | 0 | 0 | 0
IGCC-CCS | 0 | 0 | 0 | 0 | 0 | 0
WT_off | 0 | 0 | 0 | 0 | 0 | 0
PseudoUnit | 0 | 0 | 0 | 0 | 0 | 0
FixedInterchange | 0 | 0 | 0 | 0 | 0 | 0
Cumulative New Build Capacity by Reporting Type: BC
ReportingType | 2015 | 2020 | 2025 | 2030 | 2035 | 2040
BM | 0 | 0 | 0 | 0 | 0 | 0
CC | 349.83 | 349.83 | 349.83 | 349.83 | 349.83 | 349.83
CSP | 0 | 0 | 0 | 0 | 0 | 0
CT | 0 | 0 | 0 | 0 | 0 | 0
Coal | 0 | 0 | 0 | 0 | 0 | 0
Geo | 0 | 0 | 0 | 0 | 0 | 0
H | 0 | 0 | 0 | 0 | 0 | 0
LFG | 0 | 0 | 0 | 0 | 0 | 0
Nuc | 0 | 0 | 0 | 545.88 | 545.88 | 545.88
PS | 0 | 0 | 0 | 0 | 0 | 0
PV | 0 | 0 | 0 | 0 | 0 | 0
PeakG | 0 | 0 | 0 | 0 | 0 | 0
PeakO | 0 | 0 | 0 | 0 | 0 | 0
ST | 0 | 0 | 0 | 0 | 0 | 0
STOG | 0 | 0 | 0 | 0 | 0 | 0
STWD | 0 | 0 | 0 | 0 | 0 | 0
WT | 144 | 144 | 300 | 300 | 300 | 300
IGCC | 0 | 0 | 0 | 0 | 0 | 0
DemandResponse | 0 | 0 | 0 | 0 | 0 | 0
IGCC-CCS | 0 | 0 | 0 | 0 | 0 | 0
WT_off | 0 | 0 | 0 | 0 | 0 | 0
PseudoUnit | 0 | 0 | 0 | 0 | 0 | 0
FixedInterchange | 0 | 0 | 0 | 0 | 0 | 0
Cumulative New Build Capacity by Reporting Type: HQ_IESO
ReportingType | 2015 | 2020 | 2025 | 2030 | 2035 | 2040
BM | 0 | 0 | 0 | 0 | 0 | 0
CC | 0 | 0 | 0 | 0 | 0 | 0
CSP | 0 | 0 | 0 | 0 | 0 | 0
CT | 0 | 0 | 0 | 0 | 0 | 0
Coal | 0 | 0 | 0 | 0 | 0 | 0
Geo | 0 | 0 | 0 | 0 | 0 | 0
H | 0 | 0 | 0 | 0 | 0 | 0
LFG | 0 | 0 | 0 | 0 | 0 | 0
Nuc | 0 | 0 | 0 | 0 | 0 | 0
PS | 0 | 0 | 0 | 0 | 0 | 0
PV | 0 | 0 | 0 | 0 | 0 | 0
PeakG | 0 | 0 | 0 | 0 | 0 | 0
PeakO | 0 | 0 | 0 | 0 | 0 | 0
ST | 0 | 0 | 0 | 0 | 0 | 0
STOG | 0 | 0 | 0 | 0 | 0 | 0
STWD | 0 | 0 | 0 | 0 | 0 | 0
WT | 0 | 0 | 0 | 0 | 0 | 0
IGCC | 0 | 0 | 0 | 0 | 0 | 0
DemandResponse | 0 | 0 | 0 | 0 | 0 | 0
IGCC-CCS | 0 | 0 | 0 | 0 | 0 | 0
WT_off | 0 | 0 | 0 | 0 | 0 | 0
PseudoUnit | 0 | 0 | 0 | 0 | 0 | 0
FixedInterchange | 0 | 0 | 0 | 0 | 0 | 0
Cumulative New Build Capacity by Reporting Type: HQ_NEISO
ReportingType | 2015 | 2020 | 2025 | 2030 | 2035 | 2040
BM | 0 | 0 | 0 | 0 | 0 | 0
CC | 0 | 0 | 0 | 0 | 0 | 0
CSP | 0 | 0 | 0 | 0 | 0 | 0
CT | 0 | 0 | 0 | 0 | 0 | 0
Coal | 0 | 0 | 0 | 0 | 0 | 0
Geo | 0 | 0 | 0 | 0 | 0 | 0
H | 0 | 0 | 0 | 0 | 0 | 0
LFG | 0 | 0 | 0 | 0 | 0 | 0
Nuc | 0 | 0 | 0 | 0 | 0 | 0
PS | 0 | 0 | 0 | 0 | 0 | 0
PV | 0 | 0 | 0 | 0 | 0 | 0
PeakG | 0 | 0 | 0 | 0 | 0 | 0
PeakO | 0 | 0 | 0 | 0 | 0 | 0
ST | 0 | 0 | 0 | 0 | 0 | 0
STOG | 0 | 0 | 0 | 0 | 0 | 0
STWD | 0 | 0 | 0 | 0 | 0 | 0
WT | 0 | 0 | 0 | 0 | 0 | 0
IGCC | 0 | 0 | 0 | 0 | 0 | 0
DemandResponse | 0 | 0 | 0 | 0 | 0 | 0
IGCC-CCS | 0 | 0 | 0 | 0 | 0 | 0
WT_off | 0 | 0 | 0 | 0 | 0 | 0
PseudoUnit | 0 | 300 | 300 | 300 | 300 | 300
FixedInterchange | 0 | 0 | 0 | 0 | 0 | 0
Cumulative New Build Capacity by Reporting Type: HQ_NY
ReportingType | 2015 | 2020 | 2025 | 2030 | 2035 | 2040
BM | 0 | 0 | 0 | 0 | 0 | 0
CC | 0 | 0 | 0 | 0 | 0 | 0
CSP | 0 | 0 | 0 | 0 | 0 | 0
CT | 0 | 0 | 0 | 0 | 0 | 0
Coal | 0 | 0 | 0 | 0 | 0 | 0
Geo | 0 | 0 | 0 | 0 | 0 | 0
H | 0 | 0 | 0 | 0 | 0 | 0
LFG | 0 | 0 | 0 | 0 | 0 | 0
Nuc | 0 | 0 | 0 | 0 | 0 | 0
PS | 0 | 0 | 0 | 0 | 0 | 0
PV | 0 | 0 | 0 | 0 | 0 | 0
PeakG | 0 | 0 | 0 | 0 | 0 | 0
PeakO | 0 | 0 | 0 | 0 | 0 | 0
ST | 0 | 0 | 0 | 0 | 0 | 0
STOG | 0 | 0 | 0 | 0 | 0 | 0
STWD | 0 | 0 | 0 | 0 | 0 | 0
WT | 0 | 0 | 0 | 0 | 0 | 0
IGCC | 0 | 0 | 0 | 0 | 0 | 0
DemandResponse | 0 | 0 | 0 | 0 | 0 | 0
IGCC-CCS | 0 | 0 | 0 | 0 | 0 | 0
WT_off | 0 | 0 | 0 | 0 | 0 | 0
PseudoUnit | 0 | 2500 | 2500 | 2500 | 2500 | 2500
FixedInterchange | 0 | 0 | 0 | 0 | 0 | 0
Cumulative New Build Capacity by Reporting Type: MARITIMES
ReportingType | 2015 | 2020 | 2025 | 2030 | 2035 | 2040
BM | 0 | 0 | 0 | 0 | 0 | 0
CC | 0 | 0 | 0 | 0 | 0 | 0
CSP | 0 | 0 | 0 | 0 | 0 | 0
CT | 0 | 0 | 0 | 0 | 0 | 0
Coal | 0 | 0 | 0 | 0 | 0 | 0
Geo | 0 | 0 | 0 | 0 | 0 | 0
H | 0 | 0 | 0 | 0 | 0 | 0
LFG | 0 | 0 | 0 | 0 | 0 | 0
Nuc | 0 | 0 | 0 | 0 | 0 | 0
PS | 0 | 0 | 0 | 0 | 0 | 0
PV | 0 | 0 | 0 | 0 | 0 | 0
PeakG | 0 | 0 | 0 | 0 | 0 | 0
PeakO | 0 | 0 | 0 | 0 | 0 | 0
ST | 0 | 0 | 0 | 0 | 0 | 0
STOG | 0 | 0 | 0 | 0 | 0 | 0
STWD | 0 | 0 | 0 | 0 | 0 | 0
WT | 0 | 0 | 0 | 0 | 0 | 0
IGCC | 0 | 0 | 0 | 0 | 0 | 0
DemandResponse | 0 | 0 | 0 | 0 | 0 | 0
IGCC-CCS | 0 | 0 | 0 | 0 | 0 | 0
WT_off | 0 | 0 | 0 | 0 | 0 | 0
PseudoUnit | 0 | 500 | 500 | 500 | 500 | 500
FixedInterchange | 0 | 0 | 0 | 0 | 0 | 0
Cumulative New Build Capacity by Reporting Type: All
ReportingType | 2015 | 2020 | 2025 | 2030 | 2035 | 2040
BM | 1251 | 1251 | 1437.05 | 1437.05 | 60996.55 | 76082.79
CC | 95465.83 | 128638.24 | 128638.26 | 128638.27 | 128638.28 | 128638.28
CSP | 0 | 0 | 0 | 0 | 0 | 0
CT | 6393.83 | 6883.74 | 6883.74 | 7861.7 | 10750.01 | 10750.01
Coal | 10763.64 | 10763.64 | 10763.64 | 10763.64 | 10763.64 | 10763.64
Geo | 136 | 2211 | 6640 | 6640 | 6640 | 6640
H | 0 | 3369 | 5924 | 7624.19 | 10248 | 10248
LFG | 192 | 2145 | 4355 | 5079 | 5079 | 5079
Nuc | 2740.56 | 7270.56 | 10604.65 | 57270.67 | 107270.67 | 157270.67
PS | 0 | 0 | 0 | 0 | 0 | 0
PV | 1246 | 3314.67 | 4216.13 | 4390.88 | 4403.69 | 4469.16
PeakG | 0 | 0 | 0 | 0 | 0 | 0
PeakO | 0 | 0 | 0 | 0 | 0 | 0
ST | 760 | 1573.04 | 3502.41 | 3856.08 | 4747.28 | 5657.47
STOG | 0 | 0 | 0 | 0 | 0 | 0
STWD | 0 | 0 | 0 | 0 | 0 | 0
WT | 25342 | 200342 | 409788.62 | 423971.93 | 429903.73 | 444880.49
IGCC | 618 | 618 | 618 | 618 | 618 | 618
DemandResponse | 0 | 0 | 0 | 0 | 0 | 0
IGCC-CCS | 0 | 0 | 0 | 0 | 0 | 0
WT_off | 469 | 2022.8 | 2723.16 | 2723.16 | 4246.79 | 4246.79
PseudoUnit | 0 | 3300 | 3300 | 3300 | 3300 | 3300
FixedInterchange | 0 | 0 | 0 | 0 | 0 | 0
Cumulative New Build Capacity by Reporting Type: EI_US
ReportingType | 2015 | 2020 | 2025 | 2030 | 2035 | 2040
BM | 741.12 | 741.12 | 927.17 | 927.17 | 45758.97 | 55215.44
CC | 72768.41 | 102944.77 | 102944.78 | 102944.79 | 102944.8 | 102944.8
CSP | 0 | 0 | 0 | 0 | 0 | 0
CT | 4323.73 | 4813.64 | 4813.64 | 5791.6 | 8679.91 | 8679.91
Coal | 7858.64 | 7858.64 | 7858.64 | 7858.64 | 7858.64 | 7858.64
Geo | 0 | 0 | 0 | 0 | 0 | 0
H | 0 | 2674 | 3399 | 3399 | 4385 | 4385
LFG | 141.4 | 1160.17 | 2495.5 | 3219 | 3219 | 3219
Nuc | 2740.56 | 7270.56 | 10604.65 | 36140.17 | 65159.88 | 107829.06
PS | 0 | 0 | 0 | 0 | 0 | 0
PV | 57.74 | 2126.41 | 3027.88 | 3202.62 | 3215.43 | 3280.89
PeakG | 0 | 0 | 0 | 0 | 0 | 0
PeakO | 0 | 0 | 0 | 0 | 0 | 0
ST | 0 | 0 | 0 | 0 | 0 | 0
STOG | 0 | 0 | 0 | 0 | 0 | 0
STWD | 0 | 0 | 0 | 0 | 0 | 0
WT | 19786.6 | 175102.11 | 323327.67 | 335515.11 | 341020.43 | 348417.84
IGCC | 618 | 618 | 618 | 618 | 618 | 618
DemandResponse | 0 | 0 | 0 | 0 | 0 | 0
IGCC-CCS | 0 | 0 | 0 | 0 | 0 | 0
WT_off | 469 | 2022.8 | 2723.16 | 2723.16 | 4246.79 | 4246.79
PseudoUnit | 0 | 3300 | 3300 | 3300 | 3300 | 3300
FixedInterchange | 0 | 0 | 0 | 0 | 0 | 0
Cumulative New Build Capacity by Reporting Type: EI_Canada
ReportingType | 2015 | 2020 | 2025 | 2030 | 2035 | 2040
BM | 326.33 | 326.33 | 326.33 | 326.33 | 326.33 | 326.33
CC | 1544.76 | 1544.76 | 1544.76 | 1544.76 | 1544.76 | 1544.76
CSP | 0 | 0 | 0 | 0 | 0 | 0
CT | 368 | 368 | 368 | 368 | 368 | 368
Coal | 0 | 0 | 0 | 0 | 0 | 0
Geo | 0 | 0 | 0 | 0 | 0 | 0
H | 0 | 695 | 2190 | 3890.18 | 4900 | 4900
LFG | 14.5 | 14.5 | 14.5 | 15 | 15 | 15
Nuc | 0 | 0 | 0 | 0 | 0 | 0
PS | 0 | 0 | 0 | 0 | 0 | 0
PV | 1067.26 | 1067.26 | 1067.26 | 1067.26 | 1067.26 | 1067.26
PeakG | 0 | 0 | 0 | 0 | 0 | 0
PeakO | 0 | 0 | 0 | 0 | 0 | 0
ST | 0 | 0 | 0 | 0 | 0 | 0
STOG | 0 | 0 | 0 | 0 | 0 | 0
STWD | 0 | 0 | 0 | 0 | 0 | 0
WT | 2408.3 | 2408.3 | 2408.3 | 2408.3 | 2516.45 | 4026.18
IGCC | 0 | 0 | 0 | 0 | 0 | 0
DemandResponse | 0 | 0 | 0 | 0 | 0 | 0
IGCC-CCS | 0 | 0 | 0 | 0 | 0 | 0
WT_off | 0 | 0 | 0 | 0 | 0 | 0
PseudoUnit | 0 | 0 | 0 | 0 | 0 | 0
FixedInterchange | 0 | 0 | 0 | 0 | 0 | 0
Cumulative New Build Capacity by Reporting Type: EI
ReportingType | 2015 | 2020 | 2025 | 2030 | 2035 | 2040
BM | 1067.45 | 1067.45 | 1253.5 | 1253.5 | 46085.3 | 55541.77
CC | 74313.17 | 104489.52 | 104489.53 | 104489.55 | 104489.55 | 104489.55
CSP | 0 | 0 | 0 | 0 | 0 | 0
CT | 4691.73 | 5181.64 | 5181.64 | 6159.6 | 9047.91 | 9047.91
Coal | 7858.64 | 7858.64 | 7858.64 | 7858.64 | 7858.64 | 7858.64
Geo | 0 | 0 | 0 | 0 | 0 | 0
H | 0 | 3369 | 5589 | 7289.19 | 9285 | 9285
LFG | 155.9 | 1174.67 | 2510 | 3234 | 3234 | 3234
Nuc | 2740.56 | 7270.56 | 10604.65 | 36140.17 | 65159.88 | 107829.06
PS | 0 | 0 | 0 | 0 | 0 | 0
PV | 1125 | 3193.67 | 4095.13 | 4269.88 | 4282.69 | 4348.15
PeakG | 0 | 0 | 0 | 0 | 0 | 0
PeakO | 0 | 0 | 0 | 0 | 0 | 0
ST | 0 | 0 | 0 | 0 | 0 | 0
STOG | 0 | 0 | 0 | 0 | 0 | 0
STWD | 0 | 0 | 0 | 0 | 0 | 0
WT | 22194.9 | 177510.41 | 325735.97 | 337923.41 | 343536.89 | 352444.02
IGCC | 618 | 618 | 618 | 618 | 618 | 618
DemandResponse | 0 | 0 | 0 | 0 | 0 | 0
IGCC-CCS | 0 | 0 | 0 | 0 | 0 | 0
WT_off | 469 | 2022.8 | 2723.16 | 2723.16 | 4246.79 | 4246.79
PseudoUnit | 0 | 3300 | 3300 | 3300 | 3300 | 3300
FixedInterchange | 0 | 0 | 0 | 0 | 0 | 0
Cumulative New Build Capacity by Reporting Type: Outside_EI
ReportingType | 2015 | 2020 | 2025 | 2030 | 2035 | 2040
BM | 183.55 | 183.55 | 183.55 | 183.55 | 14911.25 | 20541.01
CC | 21152.67 | 24148.72 | 24148.72 | 24148.72 | 24148.72 | 24148.72
CSP | 0 | 0 | 0 | 0 | 0 | 0
CT | 1702.1 | 1702.1 | 1702.1 | 1702.1 | 1702.1 | 1702.1
Coal | 2905 | 2905 | 2905 | 2905 | 2905 | 2905
Geo | 136 | 2211 | 6640 | 6640 | 6640 | 6640
H | 0 | 0 | 335 | 335 | 963 | 963
LFG | 36.1 | 970.33 | 1845 | 1845 | 1845 | 1845
Nuc | 0 | 0 | 0 | 21130.5 | 42110.79 | 49441.61
PS | 0 | 0 | 0 | 0 | 0 | 0
PV | 121 | 121 | 121 | 121 | 121 | 121.01
PeakG | 0 | 0 | 0 | 0 | 0 | 0
PeakO | 0 | 0 | 0 | 0 | 0 | 0
ST | 760 | 1573.04 | 3502.41 | 3856.08 | 4747.28 | 5657.47
STOG | 0 | 0 | 0 | 0 | 0 | 0
STWD | 0 | 0 | 0 | 0 | 0 | 0
WT | 3147.1 | 22831.59 | 84052.65 | 86048.53 | 86366.84 | 92436.47
IGCC | 0 | 0 | 0 | 0 | 0 | 0
DemandResponse | 0 | 0 | 0 | 0 | 0 | 0
IGCC-CCS | 0 | 0 | 0 | 0 | 0 | 0
WT_off | 0 | 0 | 0 | 0 | 0 | 0
PseudoUnit | 0 | 0 | 0 | 0 | 0 | 0
FixedInterchange | 0 | 0 | 0 | 0 | 0 | 0
#3 | Retirements of Capacity (MW)
Retirements of Capacity by Reporting Type: Entergy
ReportingType | 2015 | 2020 | 2025 | 2030 | 2035 | 2040
BM | 0 | 0 | 0 | 0 | 0 | 0
CC | 0 | 0 | 0 | 0 | 0 | 0
CSP | 0 | 0 | 0 | 0 | 0 | 0
CT | 0 | 0 | 0 | 0 | 0 | 0
Coal | 952.9 | 4453 | 2525.8 | 377.2 | 0 | 0
Geo | 0 | 0 | 0 | 0 | 0 | 0
H | 0 | 0 | 0 | 0 | 0 | 0
LFG | 0 | 0 | 0 | 0 | 0 | 0
Nuc | 0 | 0 | 0 | 0 | 842 | 997
PS | 0 | 0 | 0 | 0 | 0 | 0
PV | 0 | 0 | 0 | 0 | 0 | 0
PeakG | 0 | 0 | 0 | 0 | 0 | 0
PeakO | 0 | 0 | 0 | 0 | 0 | 0
ST | 0 | 0 | 0 | 0 | 0 | 0
STOG | 10480.55 | 0 | 0 | 1817.75 | 860.29 | 523.46
STWD | 0 | 0 | 0 | 0 | 0 | 0
WT | 0 | 0 | 0 | 0 | 0 | 0
IGCC | 0 | 0 | 0 | 0 | 0 | 0
DemandResponse | 0 | 0 | 0 | 0 | 0 | 0
IGCC-CCS | 0 | 0 | 0 | 0 | 0 | 0
WT_off | 0 | 0 | 0 | 0 | 0 | 0
PseudoUnit | 0 | 0 | 0 | 0 | 0 | 0
FixedInterchange | 0 | 0 | 0 | 0 | 0 | 0
Retirements of Capacity by Reporting Type: FRCC
ReportingType | 2015 | 2020 | 2025 | 2030 | 2035 | 2040
BM | 0 | 0 | 0 | 0 | 0 | 0
CC | 0 | 0 | 0 | 8077.45 | 6990 | 790.79
CSP | 0 | 0 | 0 | 0 | 0 | 0
CT | 0 | 0 | 0 | 0 | 2480 | 0
Coal | 7107.33 | 1104 | 0.01 | 0 | 0 | 0
Geo | 0 | 0 | 0 | 0 | 0 | 0
H | 0 | 0 | 0 | 0 | 0 | 0
LFG | 0 | 0 | 0 | 0 | 0 | 0
Nuc | 0 | 0 | 0 | 0 | 1615.33 | 1677
PS | 0 | 0 | 0 | 0 | 0 | 0
PV | 0 | 0 | 0 | 0 | 0 | 0
PeakG | 0 | 0 | 0 | 1923.51 | 0 | 0
PeakO | 0 | 0 | 373.34 | 1909.66 | 0 | 0
ST | 0 | 0 | 0 | 0 | 0 | 0
STOG | 9657.32 | 0 | 175.68 | 0 | 0 | 0
STWD | 0 | 0 | 0 | 0 | 0 | 0
WT | 0 | 0 | 0 | 0 | 0 | 0
IGCC | 0 | 0 | 0 | 0 | 0 | 0
DemandResponse | 0 | 0 | 0 | 0 | 0 | 0
IGCC-CCS | 0 | 0 | 0 | 0 | 0 | 0
WT_off | 0 | 0 | 0 | 0 | 0 | 0
PseudoUnit | 0 | 0 | 0 | 0 | 0 | 0
FixedInterchange | 0 | 0 | 0 | 0 | 0 | 0
Retirements of Capacity by Reporting Type: MAPP_US
ReportingType | 2015 | 2020 | 2025 | 2030 | 2035 | 2040
BM | 0 | 0 | 0 | 0 | 0 | 0
CC | 0 | 0 | 0 | 0 | 0 | 0
CSP | 0 | 0 | 0 | 0 | 0 | 0
CT | 0 | 0 | 0 | 0 | 0 | 0
Coal | 1812.1 | 471 | 225.67 | 0 | 0 | 339.33
Geo | 0 | 0 | 0 | 0 | 0 | 0
H | 0 | 0 | 0 | 0 | 0 | 0
LFG | 0 | 0 | 0 | 0 | 0 | 0
Nuc | 0 | 0 | 0 | 0 | 0 | 0
PS | 0 | 0 | 0 | 0 | 0 | 0
PV | 0 | 0 | 0 | 0 | 0 | 0
PeakG | 0 | 0 | 0 | 0 | 0 | 0
PeakO | 0 | 0 | 0 | 0 | 0 | 0
ST | 0 | 0 | 0 | 0 | 0 | 0
STOG | 35.99 | 0 | 0 | 0 | 0 | 0
STWD | 0 | 0 | 0 | 0 | 0 | 0
WT | 0 | 0 | 0 | 0 | 0 | 0
IGCC | 0 | 0 | 0 | 0 | 0 | 0
DemandResponse | 0 | 0 | 0 | 0 | 0 | 0
IGCC-CCS | 0 | 0 | 0 | 0 | 0 | 0
WT_off | 0 | 0 | 0 | 0 | 0 | 0
PseudoUnit | 0 | 0 | 0 | 0 | 0 | 0
FixedInterchange | 0 | 0 | 0 | 0 | 0 | 0
Retirements of Capacity by Reporting Type: MISO_IN
ReportingType | 2015 | 2020 | 2025 | 2030 | 2035 | 2040
BM | 0 | 0 | 0 | 0 | 0 | 0
CC | 0 | 0 | 0 | 0 | 0 | 0
CSP | 0 | 0 | 0 | 0 | 0 | 0
CT | 0 | 0 | 0 | 0 | 0 | 0
Coal | 5014.44 | 1803.98 | 4259 | 0 | 472.06 | 0
Geo | 0 | 0 | 0 | 0 | 0 | 0
H | 0 | 0 | 0 | 0 | 0 | 0
LFG | 0 | 0 | 0 | 0 | 0 | 0
Nuc | 0 | 0 | 0 | 0 | 0 | 0
PS | 0 | 0 | 0 | 0 | 0 | 0
PV | 0 | 0 | 0 | 0 | 0 | 0
PeakG | 0 | 0 | 0 | 0 | 0 | 0
PeakO | 0 | 0 | 0 | 0 | 0 | 0
ST | 0 | 0 | 0 | 0 | 0 | 0
STOG | 0 | 0 | 0 | 0 | 0 | 0
STWD | 0 | 0 | 0 | 0 | 0 | 0
WT | 0 | 0 | 0 | 0 | 0 | 0
IGCC | 0 | 0 | 0 | 0 | 0 | 0
DemandResponse | 0 | 0 | 0 | 0 | 0 | 0
IGCC-CCS | 0 | 0 | 0 | 0 | 0 | 0
WT_off | 0 | 0 | 0 | 0 | 0 | 0
PseudoUnit | 0 | 0 | 0 | 0 | 0 | 0
FixedInterchange | 0 | 0 | 0 | 0 | 0 | 0
Retirements of Capacity by Reporting Type: MISO_MI
ReportingType | 2015 | 2020 | 2025 | 2030 | 2035 | 2040
BM | 0 | 0 | 0 | 0 | 0 | 0
CC | 0 | 0 | 0 | 0 | 0 | 0
CSP | 0 | 0 | 0 | 0 | 0 | 0
CT | 0 | 0 | 0 | 0 | 0 | 0
Coal | 6339.98 | 4452 | 0 | 0 | 0 | 0
Geo | 0 | 0 | 0 | 0 | 0 | 0
H | 0 | 0 | 0 | 0 | 0 | 0
LFG | 0 | 0 | 0 | 0 | 0 | 0
Nuc | 0 | 0 | 0 | 0 | 778 | 0
PS | 0 | 0 | 0 | 0 | 0 | 0
PV | 0 | 0 | 0 | 0 | 0 | 0
PeakG | 0 | 0 | 0 | 0 | 0 | 0
PeakO | 0 | 0 | 0 | 0 | 0 | 0
ST | 0 | 0 | 0 | 0 | 0 | 0
STOG | 0 | 0 | 0 | 0 | 0 | 0
STWD | 0 | 0 | 0 | 0 | 0 | 0
WT | 0 | 0 | 0 | 0 | 0 | 0
IGCC | 0 | 0 | 0 | 0 | 0 | 0
DemandResponse | 0 | 0 | 0 | 0 | 0 | 0
IGCC-CCS | 0 | 0 | 0 | 0 | 0 | 0
WT_off | 0 | 0 | 0 | 0 | 0 | 0
PseudoUnit | 0 | 0 | 0 | 0 | 0 | 0
FixedInterchange | 0 | 0 | 0 | 0 | 0 | 0
Retirements of Capacity by Reporting Type: MISO_MO-IL
ReportingType | 2015 | 2020 | 2025 | 2030 | 2035 | 2040
BM | 0 | 0 | 0 | 0 | 0 | 0
CC | 0 | 0 | 0 | 0 | 0 | 0
CSP | 0 | 0 | 0 | 0 | 0 | 0
CT | 0 | 0 | 0 | 0 | 0 | 0
Coal | 4247.4 | 6537.26 | 1351 | 0 | 1190.03 | 0
Geo | 0 | 0 | 0 | 0 | 0 | 0
H | 0 | 0 | 0 | 0 | 0 | 0
LFG | 0 | 0 | 0 | 0 | 0 | 0
Nuc | 0 | 0 | 0 | 0 | 0 | 0
PS | 0 | 0 | 0 | 0 | 0 | 0
PV | 0 | 0 | 0 | 0 | 0 | 0
PeakG | 0 | 0 | 0 | 0 | 0 | 0
PeakO | 0 | 0 | 0 | 0 | 0 | 0
ST | 0 | 0 | 0 | 0 | 0 | 0
STOG | 0 | 0 | 0 | 0 | 0 | 0
STWD | 0 | 0 | 0 | 0 | 0 | 0
WT | 0 | 0 | 0 | 0 | 0 | 0
IGCC | 0 | 0 | 0 | 0 | 0 | 0
DemandResponse | 0 | 0 | 0 | 0 | 0 | 0
IGCC-CCS | 0 | 0 | 0 | 0 | 0 | 0
WT_off | 0 | 0 | 0 | 0 | 0 | 0
PseudoUnit | 0 | 0 | 0 | 0 | 0 | 0
FixedInterchange | 0 | 0 | 0 | 0 | 0 | 0
Retirements of Capacity by Reporting Type: MISO_W
ReportingType | 2015 | 2020 | 2025 | 2030 | 2035 | 2040
BM | 0 | 0 | 0 | 0 | 0 | 0
CC | 0 | 0 | 0 | 0 | 0 | 0
CSP | 0 | 0 | 0 | 0 | 0 | 0
CT | 0 | 0 | 0 | 0 | 0 | 0
Coal | 3725.65 | 4425.89 | 1816.13 | 0 | 3166.91 | 0
Geo | 0 | 0 | 0 | 0 | 0 | 0
H | 0 | 0 | 0 | 0 | 0 | 0
LFG | 0 | 0 | 0 | 0 | 0 | 0
Nuc | 0 | 0 | 0 | 0 | 2361.23 | 0
PS | 0 | 0 | 0 | 0 | 0 | 0
PV | 0 | 0 | 0 | 0 | 0 | 0
PeakG | 0 | 0 | 0 | 0 | 0 | 0
PeakO | 0 | 0 | 0 | 0 | 0 | 0
ST | 0 | 0 | 0 | 0 | 0 | 0
STOG | 0 | 0 | 0 | 0 | 0 | 0
STWD | 0 | 0 | 0 | 0 | 0 | 0
WT | 0 | 0 | 0 | 0 | 0 | 0
IGCC | 0 | 0 | 0 | 0 | 0 | 0
DemandResponse | 0 | 0 | 0 | 0 | 0 | 0
IGCC-CCS | 0 | 0 | 0 | 0 | 0 | 0
WT_off | 0 | 0 | 0 | 0 | 0 | 0
PseudoUnit | 0 | 0 | 0 | 0 | 0 | 0
FixedInterchange | 0 | 0 | 0 | 0 | 0 | 0
Retirements of Capacity by Reporting Type: MISO_WUMS
ReportingType | 2015 | 2020 | 2025 | 2030 | 2035 | 2040
BM | 0 | 0 | 0 | 0 | 0 | 0
CC | 0 | 0 | 0 | 0 | 0 | 0
CSP | 0 | 0 | 0 | 0 | 0 | 0
CT | 0 | 0 | 0 | 0 | 0 | 0
Coal | 3757.99 | 1868.98 | 0.01 | 0 | 766.21 | 0
Geo | 0 | 0 | 0 | 0 | 0 | 0
H | 0 | 0 | 0 | 0 | 0 | 0
LFG | 0 | 0 | 0 | 0 | 0 | 0
Nuc | 0 | 0 | 0 | 0 | 1816.9 | 0
PS | 0 | 0 | 0 | 0 | 0 | 0
PV | 0 | 0 | 0 | 0 | 0 | 0
PeakG | 0 | 0 | 0 | 0 | 0 | 0
PeakO | 0 | 0 | 0 | 0 | 0 | 0
ST | 0 | 0 | 0 | 0 | 0 | 0
STOG | 59.5 | 0 | 0 | 0 | 0 | 0
STWD | 0 | 0 | 0 | 0 | 0 | 0
WT | 0 | 0 | 0 | 0 | 0 | 0
IGCC | 0 | 0 | 0 | 0 | 0 | 0
DemandResponse | 0 | 0 | 0 | 0 | 0 | 0
IGCC-CCS | 0 | 0 | 0 | 0 | 0 | 0
WT_off | 0 | 0 | 0 | 0 | 0 | 0
PseudoUnit | 0 | 0 | 0 | 0 | 0 | 0
FixedInterchange | 0 | 0 | 0 | 0 | 0 | 0
Retirements of Capacity by Reporting Type: Nebraska
ReportingType | 2015 | 2020 | 2025 | 2030 | 2035 | 2040
BM | 0 | 0 | 0 | 0 | 0 | 0
CC | 0 | 0 | 0 | 0 | 0 | 0
CSP | 0 | 0 | 0 | 0 | 0 | 0
CT | 0 | 0 | 0 | 0 | 0 | 0
Coal | 0 | 3195.8 | 0 | 0 | 0 | 0
Geo | 0 | 0 | 0 | 0 | 0 | 0
H | 0 | 0 | 0 | 0 | 0 | 0
LFG | 0 | 0 | 0 | 0 | 0 | 0
Nuc | 0 | 0 | 0 | 0 | 1251.8 | 0
PS | 0 | 0 | 0 | 0 | 0 | 0
PV | 0 | 0 | 0 | 0 | 0 | 0
PeakG | 0 | 0 | 0 | 0 | 0 | 0
PeakO | 0 | 0 | 0 | 0 | 0 | 0
ST | 0 | 0 | 0 | 0 | 0 | 0
STOG | 269.98 | 0 | 0 | 0 | 0 | 0
STWD | 0 | 0 | 0 | 0 | 0 | 0
WT | 0 | 0 | 0 | 0 | 0 | 0
IGCC | 0 | 0 | 0 | 0 | 0 | 0
DemandResponse | 0 | 0 | 0 | 0 | 0 | 0
IGCC-CCS | 0 | 0 | 0 | 0 | 0 | 0
WT_off | 0 | 0 | 0 | 0 | 0 | 0
PseudoUnit | 0 | 0 | 0 | 0 | 0 | 0
FixedInterchange | 0 | 0 | 0 | 0 | 0 | 0
Retirements of Capacity by Reporting Type: NEISO
ReportingType | 2015 | 2020 | 2025 | 2030 | 2035 | 2040
BM | 0 | 0 | 0 | 0 | 0 | 0
CC | 1075.04 | 3767.61 | 1613.07 | 0 | 0 | 73.02
CSP | 0 | 0 | 0 | 0 | 0 | 0
CT | 0 | 0 | 0 | 9.5 | 0 | 0
Coal | 2250.13 | 320 | 0 | 0 | 0 | 0
Geo | 0 | 0 | 0 | 0 | 0 | 0
H | 0 | 0 | 0 | 0 | 0 | 0
LFG | 0 | 0 | 0 | 0 | 0 | 0
Nuc | 0 | 0 | 0 | 0 | 1289 | 876.92
PS | 0 | 0 | 0 | 0 | 0 | 0
PV | 0 | 0 | 0 | 0 | 0 | 0
PeakG | 0 | 0 | 0 | 0 | 0 | 0
PeakO | 1143.87 | 0 | 0 | 0 | 0 | 0
ST | 0 | 0 | 0 | 0 | 0 | 0
STOG | 6237 | 0 | 0 | 0 | 0 | 0
STWD | 0 | 0 | 0 | 0 | 0 | 0
WT | 0 | 0 | 0 | 0 | 0 | 0
IGCC | 0 | 0 | 0 | 0 | 0 | 0
DemandResponse | 0 | 0 | 0 | 0 | 0 | 0
IGCC-CCS | 0 | 0 | 0 | 0 | 0 | 0
WT_off | 0 | 0 | 0 | 0 | 0 | 0
PseudoUnit | 0 | 0 | 0 | 0 | 0 | 0
FixedInterchange | 0 | 0 | 0 | 0 | 0 | 0
Retirements of Capacity by Reporting Type: NonRTO_Midwest
ReportingType | 2015 | 2020 | 2025 | 2030 | 2035 | 2040
BM | 0 | 0 | 0 | 0 | 0 | 0
CC | 0 | 0 | 0 | 0 | 0 | 2064.32
CSP | 0 | 0 | 0 | 0 | 0 | 0
CT | 0 | 0 | 0 | 0 | 0 | 0
Coal | 3380.97 | 2487.01 | 75.18 | 2395.78 | 852.53 | 0
Geo | 0 | 0 | 0 | 0 | 0 | 0
H | 0 | 0 | 0 | 0 | 0 | 0
LFG | 0 | 0 | 0 | 0 | 0 | 0
Nuc | 0 | 0 | 0 | 0 | 0 | 0
PS | 0 | 0 | 0 | 0 | 0 | 0
PV | 0 | 0 | 0 | 0 | 0 | 0
PeakG | 0 | 0 | 0 | 0 | 1906.9 | 0
PeakO | 0 | 0 | 0 | 0 | 12 | 0
ST | 0 | 0 | 0 | 0 | 0 | 0
STOG | 0 | 0 | 0 | 0 | 0 | 0
STWD | 0 | 0 | 0 | 0 | 0 | 0
WT | 0 | 0 | 0 | 0 | 0 | 0
IGCC | 0 | 0 | 0 | 0 | 0 | 0
DemandResponse | 0 | 0 | 0 | 0 | 0 | 0
IGCC-CCS | 0 | 0 | 0 | 0 | 0 | 0
WT_off | 0 | 0 | 0 | 0 | 0 | 0
PseudoUnit | 0 | 0 | 0 | 0 | 0 | 0
FixedInterchange | 0 | 0 | 0 | 0 | 0 | 0
Retirements of Capacity by Reporting Type: NYISO_A-F
ReportingType | 2015 | 2020 | 2025 | 2030 | 2035 | 2040
BM | 0 | 0 | 0 | 0 | 0 | 0
CC | 1667.6 | 332.39 | 599.46 | 0 | 149.08 | 639
CSP | 0 | 0 | 0 | 0 | 0 | 0
CT | 0 | 0 | 0 | 0 | 0 | 0
Coal | 2251.9 | 0 | 0 | 0 | 0 | 0
Geo | 0 | 0 | 0 | 0 | 0 | 0
H | 0 | 0 | 0 | 0 | 0 | 0
LFG | 0 | 0 | 0 | 0 | 0 | 0
Nuc | 0 | 0 | 0 | 621.2 | 580.5 | 852.2
PS | 0 | 0 | 0 | 0 | 0 | 0
PV | 0 | 0 | 0 | 0 | 0 | 0
PeakG | 0 | 0 | 0 | 0 | 0 | 0
PeakO | 0 | 0 | 0 | 0 | 0 | 0
ST | 0 | 0 | 0 | 0 | 0 | 0
STOG | 1701 | 0 | 0 | 0 | 0 | 0
STWD | 0 | 0 | 0 | 0 | 0 | 0
WT | 0 | 0 | 0 | 0 | 0 | 0
IGCC | 0 | 0 | 0 | 0 | 0 | 0
DemandResponse | 0 | 0 | 0 | 0 | 0 | 0
IGCC-CCS | 0 | 0 | 0 | 0 | 0 | 0
WT_off | 0 | 0 | 0 | 0 | 0 | 0
PseudoUnit | 0 | 0 | 0 | 0 | 0 | 0
FixedInterchange | 0 | 0 | 0 | 0 | 0 | 0
Retirements of Capacity by Reporting Type: NYISO_G-I
ReportingType | 2015 | 2020 | 2025 | 2030 | 2035 | 2040
BM | 0 | 0 | 0 | 0 | 0 | 0
CC | 0 | 0 | 0 | 0 | 0 | 0
CSP | 0 | 0 | 0 | 0 | 0 | 0
CT | 0 | 0 | 0 | 0 | 0 | 0
Coal | 368.2 | 0 | 0 | 0 | 0 | 0
Geo | 0 | 0 | 0 | 0 | 0 | 0
H | 0 | 0 | 0 | 0 | 0 | 0
LFG | 0 | 0 | 0 | 0 | 0 | 0
Nuc | 0 | 0 | 0 | 0 | 1019.6 | 1025
PS | 0 | 0 | 0 | 0 | 0 | 0
PV | 0 | 0 | 0 | 0 | 0 | 0
PeakG | 0 | 0 | 0 | 0 | 0 | 0
PeakO | 0 | 0 | 0 | 0 | 0 | 0
ST | 0 | 0 | 0 | 0 | 0 | 0
STOG | 2430.98 | 0 | 0 | 0 | 0 | 0
STWD | 0 | 0 | 0 | 0 | 0 | 0
WT | 0 | 0 | 0 | 0 | 0 | 0
IGCC | 0 | 0 | 0 | 0 | 0 | 0
DemandResponse | 0 | 0 | 0 | 0 | 0 | 0
IGCC-CCS | 0 | 0 | 0 | 0 | 0 | 0
WT_off | 0 | 0 | 0 | 0 | 0 | 0
PseudoUnit | 0 | 0 | 0 | 0 | 0 | 0
FixedInterchange | 0 | 0 | 0 | 0 | 0 | 0
Retirements of Capacity by Reporting Type: NYISO_J-K
ReportingType | 2015 | 2020 | 2025 | 2030 | 2035 | 2040
BM | 0 | 0 | 0 | 0 | 0 | 0
CC | 0 | 0 | 0 | 0 | 0 | 0
CSP | 0 | 0 | 0 | 0 | 0 | 0
CT | 0 | 0 | 0 | 0 | 0 | 0
Coal | 0 | 0 | 0 | 0 | 0 | 0
Geo | 0 | 0 | 0 | 0 | 0 | 0
H | 0 | 0 | 0 | 0 | 0 | 0
LFG | 0 | 0 | 0 | 0 | 0 | 0
Nuc | 0 | 0 | 0 | 0 | 0 | 0
PS | 0 | 0 | 0 | 0 | 0 | 0
PV | 0 | 0 | 0 | 0 | 0 | 0
PeakG | 0 | 0 | 0 | 0 | 0 | 0
PeakO | 0 | 0 | 0 | 0 | 0 | 0
ST | 0 | 0 | 0 | 0 | 0 | 0
STOG | 3499.58 | 0 | 22.79 | 0 | 567.16 | 132.85
STWD | 0 | 0 | 0 | 0 | 0 | 0
WT | 0 | 0 | 0 | 0 | 0 | 0
IGCC | 0 | 0 | 0 | 0 | 0 | 0
DemandResponse | 0 | 0 | 0 | 0 | 0 | 0
IGCC-CCS | 0 | 0 | 0 | 0 | 0 | 0
WT_off | 0 | 0 | 0 | 0 | 0 | 0
PseudoUnit | 0 | 0 | 0 | 0 | 0 | 0
FixedInterchange | 0 | 0 | 0 | 0 | 0 | 0
Retirements of Capacity by Reporting Type: PJM_E
ReportingType | 2015 | 2020 | 2025 | 2030 | 2035 | 2040
BM | 0 | 0 | 0 | 0 | 0 | 0
CC | 0 | 0 | 0 | 0 | 1141.3 | 211.29
CSP | 0 | 0 | 0 | 0 | 0 | 0
CT | 0 | 0 | 0 | 0 | 0 | 26.2
Coal | 2804 | 0 | 568 | 0 | 0 | 0
Geo | 0 | 0 | 0 | 0 | 0 | 0
H | 0 | 0 | 0 | 0 | 0 | 0
LFG | 0 | 0 | 0 | 0 | 0 | 0
Nuc | 0 | 614.5 | 0 | 0 | 2224 | 1174
PS | 0 | 0 | 0 | 0 | 0 | 0
PV | 0 | 0 | 0 | 0 | 0 | 0
PeakG | 268.5 | 0 | 0 | 0 | 0 | 0
PeakO | 2.7 | 0 | 0 | 0 | 0 | 0
ST | 0 | 0 | 0 | 0 | 0 | 0
STOG | 629.5 | 0 | 0 | 0 | 2622.5 | 0
STWD | 0 | 0 | 0 | 0 | 0 | 0
WT | 0 | 0 | 0 | 0 | 700 | 0
IGCC | 0 | 0 | 0 | 0 | 0 | 0
DemandResponse | 0 | 0 | 0 | 0 | 0 | 0
IGCC-CCS | 0 | 0 | 0 | 0 | 0 | 0
WT_off | 0 | 0 | 0 | 0 | 0 | 0
PseudoUnit | 0 | 0 | 0 | 0 | 0 | 0
FixedInterchange | 0 | 0 | 0 | 0 | 0 | 0
Retirements of Capacity by Reporting Type: PJM_ROM
ReportingType | 2015 | 2020 | 2025 | 2030 | 2035 | 2040
BM | 0 | 0 | 0 | 0 | 0 | 0
CC | 0 | 0 | 0 | 0 | 0 | 1396.89
CSP | 0 | 0 | 0 | 0 | 0 | 0
CT | 0 | 0 | 0 | 0 | 16 | 0
Coal | 12929.47 | 1234 | 1170.89 | 0 | 521 | 0
Geo | 0 | 0 | 0 | 0 | 0 | 0
H | 0 | 0 | 0 | 0 | 0 | 0
LFG | 0 | 0 | 0 | 0 | 0 | 0
Nuc | 0 | 0 | 0 | 0 | 1732 | 899
PS | 0 | 0 | 0 | 0 | 0 | 0
PV | 0 | 0 | 0 | 0 | 0 | 0
PeakG | 0 | 0 | 0 | 0 | 0 | 0
PeakO | 270 | 0 | 0 | 0 | 1565.98 | 0.01
ST | 0 | 0 | 0 | 0 | 0 | 0
STOG | 580 | 0 | 0 | 0 | 3529 | 0
STWD | 0 | 0 | 0 | 0 | 0 | 0
WT | 0 | 0 | 0 | 0 | 0 | 0
IGCC | 0 | 0 | 0 | 0 | 0 | 0
DemandResponse | 0 | 0 | 0 | 0 | 0 | 0
IGCC-CCS | 0 | 0 | 0 | 0 | 0 | 0
WT_off | 0 | 0 | 0 | 0 | 0 | 0
PseudoUnit | 0 | 0 | 0 | 0 | 0 | 0
FixedInterchange | 0 | 0 | 0 | 0 | 0 | 0
Retirements of Capacity by Reporting Type: PJM_ROR
ReportingType | 2015 | 2020 | 2025 | 2030 | 2035 | 2040
BM | 0 | 0 | 0 | 0 | 0 | 0
CC | 0 | 0 | 0 | 0 | 576.9 | 4999.77
CSP | 0 | 0 | 0 | 0 | 0 | 0
CT | 0 | 0 | 0 | 0 | 29 | 0
Coal | 32770.9 | 11518 | 11722.34 | 0 | 0.01 | 0
Geo | 0 | 0 | 0 | 0 | 0 | 0
H | 0 | 0 | 0 | 0 | 0 | 0
LFG | 0 | 0 | 0 | 0 | 0 | 0
Nuc | 0 | 0 | 0 | 867 | 4275 | 4883.16
PS | 0 | 0 | 0 | 0 | 0 | 0
PV | 0 | 0 | 0 | 0 | 0 | 0
PeakG | 0 | 0 | 0 | 0 | 0 | 0
PeakO | 19 | 0 | 0 | 0 | 1741.98 | 0.01
ST | 0 | 0 | 0 | 0 | 0 | 0
STOG | 0 | 0 | 0 | 0 | 2122 | 0
STWD | 0 | 0 | 0 | 0 | 0 | 0
WT | 0 | 0 | 0 | 0 | 0 | 0
IGCC | 0 | 0 | 0 | 0 | 0 | 0
DemandResponse | 0 | 0 | 0 | 0 | 0 | 0
IGCC-CCS | 0 | 0 | 0 | 0 | 0 | 0
WT_off | 0 | 0 | 0 | 0 | 0 | 0
PseudoUnit | 0 | 0 | 0 | 0 | 0 | 0
FixedInterchange | 0 | 0 | 0 | 0 | 0 | 0
Retirements of Capacity by Reporting Type: SOCO
ReportingType | 2015 | 2020 | 2025 | 2030 | 2035 | 2040
BM | 0 | 0 | 0 | 0 | 0 | 0
CC | 0 | 0 | 0 | 186 | 14053.4 | 6542.88
CSP | 0 | 0 | 0 | 0 | 0 | 0
CT | 0 | 0 | 0 | 0 | 0 | 0
Coal | 17794.66 | 4065.39 | 2093.31 | 0 | 0 | 0
Geo | 0 | 0 | 0 | 0 | 0 | 0
H | 0 | 0 | 0 | 0 | 0 | 0
LFG | 0 | 0 | 0 | 0 | 0 | 0
Nuc | 0 | 0 | 0 | 0 | 0 | 2645.05
PS | 0 | 0 | 0 | 0 | 0 | 0
PV | 0 | 0 | 0 | 0 | 0 | 0
PeakG | 209.99 | 0 | 0 | 3835.78 | 465 | 0
PeakO | 1139 | 0 | 0 | 0 | 0 | 0
ST | 0 | 0 | 0 | 0 | 0 | 0
STOG | 854 | 0 | 0 | 0 | 0 | 0
STWD | 0 | 0 | 0 | 0 | 0 | 0
WT | 0 | 0 | 0 | 0 | 0 | 0
IGCC | 0 | 0 | 0 | 0 | 0 | 0
DemandResponse | 0 | 0 | 0 | 0 | 0 | 0
IGCC-CCS | 0 | 0 | 0 | 0 | 0 | 0
WT_off | 0 | 0 | 0 | 0 | 0 | 0
PseudoUnit | 0 | 0 | 0 | 0 | 0 | 0
FixedInterchange | 0 | 0 | 0 | 0 | 0 | 0
Retirements of Capacity by Reporting Type: SPP_N
ReportingType | 2015 | 2020 | 2025 | 2030 | 2035 | 2040
BM | 0 | 0 | 0 | 0 | 0 | 0
CC | 0 | 0 | 0 | 0 | 0 | 0
CSP | 0 | 0 | 0 | 0 | 0 | 0
CT | 0 | 0 | 0 | 0 | 0 | 0
Coal | 334 | 3120.5 | 4428 | 0 | 0 | 0
Geo | 0 | 0 | 0 | 0 | 0 | 0
H | 0 | 0 | 0 | 0 | 0 | 0
LFG | 0 | 0 | 0 | 0 | 0 | 0
Nuc | 0 | 0 | 0 | 0 | 0 | 0
PS | 0 | 0 | 0 | 0 | 0 | 0
PV | 0 | 0 | 0 | 0 | 0 | 0
PeakG | 0 | 0 | 0 | 0 | 0 | 0
PeakO | 0 | 0 | 0 | 0 | 0 | 0
ST | 0 | 0 | 0 | 0 | 0 | 0
STOG | 998.3 | 0 | 109.34 | 0 | 0 | 67.16
STWD | 0 | 0 | 0 | 0 | 0 | 0
WT | 0 | 0 | 0 | 0 | 0 | 0
IGCC | 0 | 0 | 0 | 0 | 0 | 0
DemandResponse | 0 | 0 | 0 | 0 | 0 | 0
IGCC-CCS | 0 | 0 | 0 | 0 | 0 | 0
WT_off | 0 | 0 | 0 | 0 | 0 | 0
PseudoUnit | 0 | 0 | 0 | 0 | 0 | 0
FixedInterchange | 0 | 0 | 0 | 0 | 0 | 0
Retirements of Capacity by Reporting Type: SPP_S
ReportingType | 2015 | 2020 | 2025 | 2030 | 2035 | 2040
BM | 0 | 0 | 0 | 0 | 0 | 0
CC | 0 | 0 | 0 | 0 | 0 | 0
CSP | 0 | 0 | 0 | 0 | 0 | 0
CT | 0 | 0 | 0 | 0 | 0 | 0
Coal | 1528 | 7424.26 | 4187.66 | 0 | 0 | 0
Geo | 0 | 0 | 0 | 0 | 0 | 0
H | 0 | 0 | 0 | 0 | 0 | 0
LFG | 0 | 0 | 0 | 0 | 0 | 0
Nuc | 0 | 0 | 0 | 0 | 0 | 0
PS | 0 | 0 | 0 | 0 | 0 | 0
PV | 0 | 0 | 0 | 0 | 0 | 0
PeakG | 0 | 0 | 0 | 0 | 0 | 0
PeakO | 0 | 0 | 0 | 0 | 0 | 0
ST | 0 | 0 | 0 | 0 | 0 | 0
STOG | 3964.24 | 0 | 0 | 0 | 0 | 0
STWD | 0 | 0 | 0 | 0 | 0 | 0
WT | 0 | 0 | 0 | 0 | 0 | 0
IGCC | 0 | 0 | 0 | 0 | 0 | 0
DemandResponse | 0 | 0 | 0 | 0 | 0 | 0
IGCC-CCS | 0 | 0 | 0 | 0 | 0 | 0
WT_off | 0 | 0 | 0 | 0 | 0 | 0
PseudoUnit | 0 | 0 | 0 | 0 | 0 | 0
FixedInterchange | 0 | 0 | 0 | 0 | 0 | 0
Retirements of Capacity by Reporting Type: TVA
ReportingType | 2015 | 2020 | 2025 | 2030 | 2035 | 2040
BM | 0 | 0 | 0 | 0 | 0 | 0
CC | 0 | 0 | 0 | 0 | 3335.05 | 2659.81
CSP | 0 | 0 | 0 | 0 | 0 | 0
CT | 0 | 0 | 0 | 0 | 0 | 0
Coal | 9165.99 | 2104 | 1834.27 | 1614.74 | 440 | 0
Geo | 0 | 0 | 0 | 0 | 0 | 0
H | 0 | 0 | 0 | 0 | 0 | 0
LFG | 0 | 0 | 0 | 0 | 0 | 0
Nuc | 0 | 0 | 0 | 0 | 2512.33 | 1278.67
PS | 0 | 0 | 0 | 0 | 0 | 0
PV | 0 | 0 | 0 | 0 | 0 | 0
PeakG | 0 | 0 | 0 | 0 | 0 | 0
PeakO | 0 | 0 | 0 | 0 | 83 | 0
ST | 0 | 0 | 0 | 0 | 0 | 0
STOG | 0 | 0 | 0 | 0 | 0 | 0
STWD | 0 | 0 | 0 | 0 | 0 | 0
WT | 0 | 0 | 0 | 0 | 0 | 0
IGCC | 0 | 0 | 0 | 0 | 0 | 0
DemandResponse | 0 | 0 | 0 | 0 | 0 | 0
IGCC-CCS | 0 | 0 | 0 | 0 | 0 | 0
WT_off | 0 | 0 | 0 | 0 | 0 | 0
PseudoUnit | 0 | 0 | 0 | 0 | 0 | 0
FixedInterchange | 0 | 0 | 0 | 0 | 0 | 0
Retirements of Capacity by Reporting Type: TVA_Transmission
ReportingType | 2015 | 2020 | 2025 | 2030 | 2035 | 2040
BM | 0 | 0 | 0 | 0 | 0 | 0
CC | 0 | 0 | 0 | 0 | 0 | 0
CSP | 0 | 0 | 0 | 0 | 0 | 0
CT | 0 | 0 | 0 | 0 | 0 | 0
Coal | 0 | 0 | 0 | 0 | 0 | 0
Geo | 0 | 0 | 0 | 0 | 0 | 0
H | 0 | 0 | 0 | 0 | 0 | 0
LFG | 0 | 0 | 0 | 0 | 0 | 0
Nuc | 0 | 0 | 0 | 0 | 0 | 0
PS | 0 | 0 | 0 | 0 | 0 | 0
PV | 0 | 0 | 0 | 0 | 0 | 0
PeakG | 0 | 0 | 0 | 0 | 0 | 0
PeakO | 0 | 0 | 0 | 0 | 0 | 0
ST | 0 | 0 | 0 | 0 | 0 | 0
STOG | 0 | 0 | 0 | 0 | 0 | 0
STWD | 0 | 0 | 0 | 0 | 0 | 0
WT | 0 | 0 | 0 | 0 | 0 | 0
IGCC | 0 | 0 | 0 | 0 | 0 | 0
DemandResponse | 0 | 0 | 0 | 0 | 0 | 0
IGCC-CCS | 0 | 0 | 0 | 0 | 0 | 0
WT_off | 0 | 0 | 0 | 0 | 0 | 0
PseudoUnit | 0 | 0 | 0 | 0 | 0 | 0
FixedInterchange | 0 | 0 | 0 | 0 | 0 | 0
Retirements of Capacity by Reporting Type: VACAR
ReportingType | 2015 | 2020 | 2025 | 2030 | 2035 | 2040
BM | 0 | 0 | 0 | 0 | 0 | 0
CC | 0 | 0 | 0 | 0 | 3524.99 | 4692.8
CSP | 0 | 0 | 0 | 0 | 0 | 0
CT | 0 | 0 | 0 | 717.24 | 0 | 0
Coal | 11528.53 | 1808.41 | 1969.13 | 3669.91 | 0 | 0
Geo | 0 | 0 | 0 | 0 | 0 | 0
H | 0 | 0 | 0 | 0 | 0 | 0
LFG | 0 | 0 | 0 | 0 | 0 | 0
Nuc | 0 | 0 | 0 | 0 | 3248 | 1858
PS | 0 | 0 | 0 | 0 | 0 | 0
PV | 0 | 0 | 0 | 0 | 0 | 0
PeakG | 0 | 0 | 0 | 0 | 5224.4 | 0
PeakO | 0 | 0 | 0 | 0 | 1268 | 0
ST | 0 | 0 | 0 | 0 | 0 | 0
STOG | 0 | 0 | 0 | 92 | 0 | 0
STWD | 0 | 0 | 0 | 0 | 0 | 0
WT | 0 | 0 | 0 | 0 | 0 | 0
IGCC | 0 | 0 | 0 | 0 | 0 | 0
DemandResponse | 0 | 0 | 0 | 0 | 0 | 0
IGCC-CCS | 0 | 0 | 0 | 0 | 0 | 0
WT_off | 0 | 0 | 0 | 0 | 0 | 0
PseudoUnit | 0 | 0 | 0 | 0 | 0 | 0
FixedInterchange | 0 | 0 | 0 | 0 | 0 | 0
Retirements of Capacity by Reporting Type: IESO
ReportingType | 2015 | 2020 | 2025 | 2030 | 2035 | 2040
BM | 0 | 0 | 0 | 0 | 0 | 0
CC | 5943 | 0 | 0 | 0 | 0 | 0
CSP | 0 | 0 | 0 | 0 | 0 | 0
CT | 0 | 0 | 0 | 0 | 367.99 | 0
Coal | 6416 | 0 | 0 | 0 | 0 | 0
Geo | 0 | 0 | 0 | 0 | 0 | 0
H | 0 | 0 | 0 | 0 | 0 | 0
LFG | 0 | 0 | 0 | 0 | 0 | 0
Nuc | 0 | 0 | 0 | 0 | 1030 | 1540
PS | 0 | 0 | 0 | 0 | 0 | 0
PV | 0 | 0 | 0 | 0 | 1067.26 | 0
PeakG | 583.98 | 0 | 0 | 0 | 0 | 0
PeakO | 175 | 0 | 0 | 0 | 0 | 0
ST | 0 | 0 | 0 | 0 | 0 | 0
STOG | 2126 | 0 | 0 | 0 | 0 | 0
STWD | 0 | 0 | 0 | 0 | 0 | 0
WT | 0 | 0 | 0 | 0 | 0 | 0
IGCC | 0 | 0 | 0 | 0 | 0 | 0
DemandResponse | 0 | 0 | 0 | 0 | 0 | 0
IGCC-CCS | 0 | 0 | 0 | 0 | 0 | 0
WT_off | 0 | 0 | 0 | 0 | 0 | 0
PseudoUnit | 0 | 0 | 0 | 0 | 0 | 0
FixedInterchange | 0 | 0 | 0 | 0 | 0 | 0
Retirements of Capacity by Reporting Type: MAPP_CA
ReportingType | 2015 | 2020 | 2025 | 2030 | 2035 | 2040
BM | 0 | 0 | 0 | 0 | 0 | 0
CC | 0 | 0 | 731 | 0 | 0 | 281.75
CSP | 0 | 0 | 0 | 0 | 0 | 0
CT | 0 | 0 | 0 | 0 | 0 | 0
Coal | 1076.84 | 560.33 | 108.73 | 0 | 0 | 0
Geo | 0 | 0 | 0 | 0 | 0 | 0
H | 0 | 0 | 0 | 0 | 0 | 0
LFG | 0 | 0 | 0 | 0 | 0 | 0
Nuc | 0 | 0 | 0 | 0 | 0 | 0
PS | 0 | 0 | 0 | 0 | 0 | 0
PV | 0 | 0 | 0 | 0 | 0 | 0
PeakG | 0 | 0 | 559 | 0 | 0 | 0
PeakO | 0 | 0 | 4 | 0 | 0 | 0
ST | 0 | 0 | 0 | 0 | 0 | 0
STOG | 0 | 0 | 126 | 0 | 0 | 0
STWD | 0 | 0 | 0 | 0 | 0 | 0
WT | 0 | 0 | 0 | 0 | 577.4 | 0
IGCC | 0 | 0 | 0 | 0 | 0 | 0
DemandResponse | 0 | 0 | 0 | 0 | 0 | 0
IGCC-CCS | 0 | 0 | 0 | 0 | 0 | 0
WT_off | 0 | 0 | 0 | 0 | 0 | 0
PseudoUnit | 0 | 0 | 0 | 0 | 0 | 0
FixedInterchange | 0 | 0 | 0 | 0 | 0 | 0
Retirements of Capacity by Reporting Type: AZ_NM_SNV_Coal
ReportingType | 2015 | 2020 | 2025 | 2030 | 2035 | 2040
BM | 0 | 0 | 0 | 0 | 0 | 0
CC | 0 | 0 | 0 | 0 | 0 | 0
CSP | 0 | 0 | 0 | 0 | 0 | 0
CT | 0 | 0 | 0 | 0 | 0 | 0
Coal | 2984.9 | 540 | 2984.81 | 3944.59 | 0 | 0
Geo | 0 | 0 | 0 | 0 | 0 | 0
H | 0 | 0 | 0 | 0 | 0 | 0
LFG | 0 | 0 | 0 | 0 | 0 | 0
Nuc | 0 | 0 | 0 | 0 | 0 | 0
PS | 0 | 0 | 0 | 0 | 0 | 0
PV | 0 | 0 | 0 | 0 | 0 | 0
PeakG | 0 | 0 | 0 | 0 | 0 | 0
PeakO | 0 | 0 | 0 | 0 | 0 | 0
ST | 0 | 0 | 0 | 0 | 0 | 0
STOG | 0 | 0 | 0 | 0 | 0 | 0
STWD | 0 | 0 | 0 | 0 | 0 | 0
WT | 0 | 0 | 0 | 0 | 0 | 0
IGCC | 0 | 0 | 0 | 0 | 0 | 0
DemandResponse | 0 | 0 | 0 | 0 | 0 | 0
IGCC-CCS | 0 | 0 | 0 | 0 | 0 | 0
WT_off | 0 | 0 | 0 | 0 | 0 | 0
PseudoUnit | 0 | 0 | 0 | 0 | 0 | 0
FixedInterchange | 0 | 0 | 0 | 0 | 0 | 0
Retirements of Capacity by Reporting Type: AZ_NM_SNV_Gas
ReportingType | 2015 | 2020 | 2025 | 2030 | 2035 | 2040
BM | 0 | 0 | 0 | 0 | 0 | 0
CC | 1095 | 0 | 0 | 0 | 4903.3 | 2603.63
CSP | 0 | 0 | 0 | 0 | 0 | 0
CT | 0 | 0 | 0 | 0 | 736 | 0
Coal | 0 | 0 | 0 | 0 | 0 | 0
Geo | 0 | 0 | 0 | 0 | 0 | 0
H | 0 | 0 | 0 | 0 | 0 | 0
LFG | 0 | 0 | 0 | 0 | 0 | 0
Nuc | 0 | 0 | 0 | 0 | 0 | 0
PS | 0 | 0 | 0 | 0 | 0 | 0
PV | 0 | 0 | 0 | 0 | 0 | 0
PeakG | 0 | 0 | 0 | 0 | 0 | 0
PeakO | 0 | 0 | 0 | 0 | 0 | 0
ST | 0 | 0 | 0 | 0 | 0 | 0
STOG | 2064 | 0 | 0 | 0 | 0 | 0
STWD | 0 | 0 | 0 | 0 | 0 | 0
WT | 0 | 0 | 0 | 0 | 0 | 0
IGCC | 0 | 0 | 0 | 0 | 0 | 0
DemandResponse | 0 | 0 | 0 | 0 | 0 | 0
IGCC-CCS | 0 | 0 | 0 | 0 | 0 | 0
WT_off | 0 | 0 | 0 | 0 | 0 | 0
PseudoUnit | 0 | 0 | 0 | 0 | 0 | 0
FixedInterchange | 0 | 0 | 0 | 0 | 0 | 0
Retirements of Capacity by Reporting Type: AZ_NM_SNV_NucRenew
ReportingType | 2015 | 2020 | 2025 | 2030 | 2035 | 2040
BM | 0 | 0 | 0 | 0 | 0 | 0
CC | 0 | 0 | 0 | 0 | 0 | 0
CSP | 65 | 0 | 0 | 0 | 0 | 0
CT | 0 | 0 | 0 | 0 | 0 | 0
Coal | 0 | 0 | 0 | 0 | 0 | 0
Geo | 0 | 0 | 0 | 0 | 0 | 0
H | 0 | 0 | 0 | 0 | 0 | 0
LFG | 0 | 0 | 0 | 0 | 0 | 0
Nuc | 0 | 0 | 0 | 0 | 0 | 0
PS | 0 | 0 | 0 | 0 | 0 | 0
PV | 0 | 0 | 0 | 0 | 0 | 0
PeakG | 0 | 0 | 0 | 0 | 0 | 0
PeakO | 0 | 0 | 0 | 0 | 0 | 0
ST | 0 | 0 | 0 | 0 | 0 | 0
STOG | 0 | 0 | 0 | 0 | 0 | 0
STWD | 0 | 0 | 0 | 0 | 0 | 0
WT | 0 | 0 | 0 | 0 | 0 | 0
IGCC | 0 | 0 | 0 | 0 | 0 | 0
DemandResponse | 0 | 0 | 0 | 0 | 0 | 0
IGCC-CCS | 0 | 0 | 0 | 0 | 0 | 0
WT_off | 0 | 0 | 0 | 0 | 0 | 0
PseudoUnit | 0 | 0 | 0 | 0 | 0 | 0
FixedInterchange | 0 | 0 | 0 | 0 | 0 | 0
Retirements of Capacity by Reporting Type: ERCOT
ReportingType | 2015 | 2020 | 2025 | 2030 | 2035 | 2040
BM | 0 | 0 | 0 | 0 | 0 | 0
CC | 0 | 0 | 0 | 0 | 10147.31 | 3223.17
CSP | 0 | 0 | 0 | 0 | 0 | 0
CT | 0 | 0 | 0 | 0 | 250 | 0
Coal | 14599.47 | 1502.38 | 560 | 0 | 0 | 0
Geo | 0 | 0 | 0 | 0 | 0 | 0
H | 0 | 0 | 0 | 0 | 0 | 0
LFG | 0 | 0 | 0 | 0 | 0 | 0
Nuc | 0 | 0 | 0 | 0 | 0 | 0
PS | 0 | 0 | 0 | 0 | 0 | 0
PV | 0 | 0 | 0 | 0 | 0 | 0
PeakG | 0 | 0 | 0 | 0 | 0 | 0
PeakO | 0 | 0 | 0 | 0 | 0 | 0
ST | 0 | 0 | 0 | 0 | 0 | 0
STOG | 4678.71 | 0 | 4426.95 | 3826.45 | 6000.88 | 0
STWD | 0 | 0 | 0 | 0 | 0 | 0
WT | 0 | 0 | 0 | 0 | 0 | 0
IGCC | 0 | 0 | 0 | 0 | 0 | 0
DemandResponse | 0 | 0 | 0 | 0 | 0 | 0
IGCC-CCS | 0 | 0 | 0 | 0 | 0 | 0
WT_off | 0 | 0 | 0 | 0 | 0 | 0
PseudoUnit | 0 | 0 | 0 | 0 | 0 | 0
FixedInterchange | 0 | 0 | 0 | 0 | 0 | 0
Retirements of Capacity by Reporting Type: NP15
ReportingType | 2015 | 2020 | 2025 | 2030 | 2035 | 2040
BM | 0 | 0 | 0 | 0 | 0 | 0
CC | 0 | 0 | 0 | 0 | 0 | 0
CSP | 0 | 0 | 0 | 0 | 0 | 0
CT | 0 | 0 | 0 | 0 | 212.58 | 0
Coal | 0 | 163.7 | 28.2 | 0 | 0 | 0
Geo | 0 | 0 | 0 | 0 | 0 | 0
H | 0 | 0 | 0 | 0 | 0 | 0
LFG | 0 | 0 | 0 | 0 | 0 | 0
Nuc | 0 | 0 | 0 | 0 | 0 | 0
PS | 0 | 0 | 0 | 0 | 0 | 0
PV | 0 | 0 | 0 | 0 | 0 | 0
PeakG | 0 | 0 | 0 | 0 | 0 | 0
PeakO | 156 | 0 | 0 | 0 | 0 | 0
ST | 0 | 0 | 0 | 0 | 0 | 0
STOG | 1810.46 | 0 | 124.03 | 0 | 2113.22 | 0
STWD | 0 | 0 | 0 | 0 | 0 | 0
WT | 0 | 0 | 0 | 0 | 0 | 0
IGCC | 0 | 0 | 0 | 0 | 0 | 0
DemandResponse | 0 | 0 | 0 | 0 | 0 | 0
IGCC-CCS | 0 | 0 | 0 | 0 | 0 | 0
WT_off | 0 | 0 | 0 | 0 | 0 | 0
PseudoUnit | 0 | 0 | 0 | 0 | 0 | 0
FixedInterchange | 0 | 0 | 0 | 0 | 0 | 0
Retirements of Capacity by Reporting Type: NWPP_Coal
ReportingType | 2015 | 2020 | 2025 | 2030 | 2035 | 2040
BM | 0 | 0 | 0 | 0 | 0 | 0
CC | 0 | 0 | 0 | 0 | 0 | 0
CSP | 0 | 0 | 0 | 0 | 0 | 0
CT | 0 | 0 | 0 | 0 | 0 | 0
Coal | 6940.66 | 1353.03 | 5263 | 0 | 0 | 0
Geo | 0 | 0 | 0 | 0 | 0 | 0
H | 0 | 0 | 0 | 0 | 0 | 0
LFG | 0 | 0 | 0 | 0 | 0 | 0
Nuc | 0 | 0 | 0 | 0 | 0 | 0
PS | 0 | 0 | 0 | 0 | 0 | 0
PV | 0 | 0 | 0 | 0 | 0 | 0
PeakG | 0 | 0 | 0 | 0 | 0 | 0
PeakO | 183 | 0 | 0 | 0 | 0 | 0
ST | 0 | 0 | 0 | 0 | 0 | 0
STOG | 0 | 0 | 0 | 0 | 0 | 0
STWD | 0 | 0 | 0 | 0 | 0 | 0
WT | 0 | 0 | 0 | 0 | 0 | 0
IGCC | 0 | 0 | 0 | 0 | 0 | 0
DemandResponse | 0 | 0 | 0 | 0 | 0 | 0
IGCC-CCS | 0 | 0 | 0 | 0 | 0 | 0
WT_off | 0 | 0 | 0 | 0 | 0 | 0
PseudoUnit | 0 | 0 | 0 | 0 | 0 | 0
FixedInterchange | 0 | 0 | 0 | 0 | 0 | 0
Retirements of Capacity by Reporting Type: NWPP_Gas
ReportingType | 2015 | 2020 | 2025 | 2030 | 2035 | 2040
BM | 0 | 0 | 0 | 0 | 0 | 0
CC | 2155.95 | 0 | 0 | 0 | 5849.05 | 300
CSP | 0 | 0 | 0 | 0 | 0 | 0
CT | 0 | 0 | 0 | 0 | 150 | 0
Coal | 0 | 0 | 0 | 0 | 0 | 0
Geo | 0 | 0 | 0 | 0 | 0 | 0
H | 0 | 0 | 0 | 0 | 0 | 0
LFG | 0 | 0 | 0 | 0 | 0 | 0
Nuc | 0 | 0 | 0 | 0 | 0 | 0
PS | 0 | 0 | 0 | 0 | 0 | 0
PV | 0 | 0 | 0 | 0 | 0 | 0
PeakG | 2623 | 0 | 0 | 0 | 0 | 0
PeakO | 0 | 0 | 0 | 0 | 0 | 0
ST | 0 | 0 | 0 | 0 | 0 | 0
STOG | 786 | 0 | 0 | 0 | 0 | 0
STWD | 0 | 0 | 0 | 0 | 0 | 0
WT | 0 | 0 | 0 | 0 | 0 | 0
IGCC | 0 | 0 | 0 | 0 | 0 | 0
DemandResponse | 0 | 0 | 0 | 0 | 0 | 0
IGCC-CCS | 0 | 0 | 0 | 0 | 0 | 0
WT_off | 0 | 0 | 0 | 0 | 0 | 0
PseudoUnit | 0 | 0 | 0 | 0 | 0 | 0
FixedInterchange | 0 | 0 | 0 | 0 | 0 | 0
Retirements of Capacity by Reporting Type: NWPP_NucRenew
ReportingType | 2015 | 2020 | 2025 | 2030 | 2035 | 2040
BM | 0 | 0 | 0 | 0 | 0 | 0
CC | 0 | 0 | 0 | 0 | 0 | 0
CSP | 0 | 0 | 0 | 0 | 0 | 0
CT | 0 | 0 | 0 | 0 | 0 | 0
Coal | 0 | 0 | 0 | 0 | 0 | 0
Geo | 4.8 | 0 | 0 | 0 | 0 | 0
H | 0 | 0 | 0 | 0 | 0 | 0
LFG | 0 | 0 | 0 | 0 | 0 | 0
Nuc | 0 | 0 | 0 | 0 | 0 | 0
PS | 0 | 0 | 0 | 0 | 0 | 0
PV | 0 | 0 | 0 | 0 | 0 | 0
PeakG | 0 | 0 | 0 | 0 | 0 | 0
PeakO | 0 | 0 | 0 | 0 | 0 | 0
ST | 0 | 0 | 0 | 0 | 0 | 0
STOG | 0 | 0 | 0 | 0 | 0 | 0
STWD | 0 | 0 | 0 | 0 | 0 | 0
WT | 0 | 0 | 0 | 0 | 0 | 0
IGCC | 0 | 0 | 0 | 0 | 0 | 0
DemandResponse | 0 | 0 | 0 | 0 | 0 | 0
IGCC-CCS | 0 | 0 | 0 | 0 | 0 | 0
WT_off | 0 | 0 | 0 | 0 | 0 | 0
PseudoUnit | 0 | 0 | 0 | 0 | 0 | 0
FixedInterchange | 0 | 0 | 0 | 0 | 0 | 0
Retirements of Capacity by Reporting Type: RMPA
ReportingType | 2015 | 2020 | 2025 | 2030 | 2035 | 2040
BM | 0 | 0 | 0 | 0 | 0 | 0
CC | 0 | 0 | 0 | 0 | 1347.15 | 541.87
CSP | 1 | 0 | 0 | 0 | 0 | 0
CT | 0 | 0 | 0 | 0 | 152 | 0
Coal | 1186 | 1003.76 | 3762.34 | 835.89 | 0 | 0
Geo | 0 | 0 | 0 | 0 | 0 | 0
H | 0 | 0 | 0 | 0 | 0 | 0
LFG | 0 | 0 | 0 | 0 | 0 | 0
Nuc | 0 | 0 | 0 | 0 | 0 | 0
PS | 0 | 0 | 0 | 0 | 0 | 0
PV | 0 | 0 | 0 | 0 | 0 | 0
PeakG | 0 | 0 | 0 | 0 | 0 | 0
PeakO | 76.06 | 0 | 0 | 0 | 0 | 0
ST | 0 | 0 | 0 | 0 | 0 | 0
STOG | 217 | 0 | 0 | 0 | 0 | 0
STWD | 0 | 0 | 0 | 0 | 0 | 0
WT | 0 | 0 | 0 | 0 | 0 | 0
IGCC | 0 | 0 | 0 | 0 | 0 | 0
DemandResponse | 0 | 0 | 0 | 0 | 0 | 0
IGCC-CCS | 0 | 0 | 0 | 0 | 0 | 0
WT_off | 0 | 0 | 0 | 0 | 0 | 0
PseudoUnit | 0 | 0 | 0 | 0 | 0 | 0
FixedInterchange | 0 | 0 | 0 | 0 | 0 | 0
Retirements of Capacity by Reporting Type: SP15
ReportingType | 2015 | 2020 | 2025 | 2030 | 2035 | 2040
BM | 0 | 0 | 0 | 0 | 0 | 0
CC | 0 | 0 | 0 | 0 | 0 | 0
CSP | 409 | 0 | 0 | 0 | 0 | 0
CT | 0 | 0 | 0 | 0 | 0 | 0
Coal | 57 | 84.5 | 101.2 | 0 | 0 | 0
Geo | 0 | 0 | 0 | 0 | 0 | 0
H | 0 | 0 | 0 | 0 | 0 | 0
LFG | 0 | 0 | 0 | 0 | 0 | 0
Nuc | 0 | 0 | 0 | 0 | 0 | 0
PS | 0 | 0 | 0 | 0 | 0 | 0
PV | 0 | 0 | 0 | 0 | 0 | 0
PeakG | 44 | 0 | 0 | 0 | 0 | 0
PeakO | 15 | 0 | 0 | 0 | 0 | 0
ST | 0 | 0 | 0 | 0 | 0 | 0
STOG | 3322.67 | 0 | 1669.78 | 0 | 1549.87 | 0
STWD | 0 | 0 | 0 | 0 | 0 | 0
WT | 126.2 | 0 | 0 | 0 | 0 | 0
IGCC | 0 | 0 | 0 | 0 | 0 | 0
DemandResponse | 0 | 0 | 0 | 0 | 0 | 0
IGCC-CCS | 0 | 0 | 0 | 0 | 0 | 0
WT_off | 0 | 0 | 0 | 0 | 0 | 0
PseudoUnit | 0 | 0 | 0 | 0 | 0 | 0
FixedInterchange | 0 | 0 | 0 | 0 | 0 | 0
Retirements of Capacity by Reporting Type: ALB
ReportingType | 2015 | 2020 | 2025 | 2030 | 2035 | 2040
BM | 0 | 0 | 0 | 0 | 0 | 0
CC | 0 | 0 | 0 | 1951.99 | 0 | 0
CSP | 0 | 0 | 0 | 0 | 0 | 0
CT | 0 | 0 | 0 | 0 | 129.94 | 0
Coal | 0 | 0 | 52.19 | 5693.63 | 0 | 0
Geo | 0 | 0 | 0 | 0 | 0 | 0
H | 0 | 0 | 0 | 0 | 0 | 0
LFG | 0 | 0 | 0 | 0 | 0 | 0
Nuc | 0 | 0 | 0 | 0 | 0 | 0
PS | 0 | 0 | 0 | 0 | 0 | 0
PV | 0 | 0 | 0 | 0 | 0 | 0
PeakG | 1375.26 | 0 | 0 | 0 | 0 | 0
PeakO | 6 | 0 | 0 | 0 | 0 | 0
ST | 0 | 0 | 0 | 0 | 0 | 0
STOG | 186 | 0 | 0 | 0 | 0 | 0
STWD | 0 | 0 | 0 | 0 | 0 | 0
WT | 0 | 0 | 0 | 0 | 0 | 0
IGCC | 0 | 0 | 0 | 0 | 0 | 0
DemandResponse | 0 | 0 | 0 | 0 | 0 | 0
IGCC-CCS | 0 | 0 | 0 | 0 | 0 | 0
WT_off | 0 | 0 | 0 | 0 | 0 | 0
PseudoUnit | 0 | 0 | 0 | 0 | 0 | 0
FixedInterchange | 0 | 0 | 0 | 0 | 0 | 0
Retirements of Capacity by Reporting Type: BC
ReportingType | 2015 | 2020 | 2025 | 2030 | 2035 | 2040
BM | 0 | 0 | 0 | 0 | 0 | 0
CC | 0 | 0 | 0 | 37.62 | 0 | 349.83
CSP | 0 | 0 | 0 | 0 | 0 | 0
CT | 0 | 0 | 0 | 0 | 0 | 0
Coal | 0 | 0 | 0 | 0 | 0 | 0
Geo | 0 | 0 | 0 | 0 | 0 | 0
H | 0 | 0 | 0 | 0 | 0 | 0
LFG | 0 | 0 | 0 | 0 | 0 | 0
Nuc | 0 | 0 | 0 | 0 | 0 | 0
PS | 0 | 0 | 0 | 0 | 0 | 0
PV | 0 | 0 | 0 | 0 | 0 | 0
PeakG | 141 | 0 | 0 | 0 | 0 | 0
PeakO | 44 | 0 | 0 | 0 | 0 | 0
ST | 0 | 0 | 0 | 0 | 0 | 0
STOG | 938 | 0 | 0 | 0 | 0 | 0
STWD | 0 | 0 | 0 | 0 | 0 | 0
WT | 0 | 0 | 0 | 0 | 0 | 0
IGCC | 0 | 0 | 0 | 0 | 0 | 0
DemandResponse | 0 | 0 | 0 | 0 | 0 | 0
IGCC-CCS | 0 | 0 | 0 | 0 | 0 | 0
WT_off | 0 | 0 | 0 | 0 | 0 | 0
PseudoUnit | 0 | 0 | 0 | 0 | 0 | 0
FixedInterchange | 0 | 0 | 0 | 0 | 0 | 0
Retirements of Capacity by Reporting Type: HQ_IESO
ReportingType | 2015 | 2020 | 2025 | 2030 | 2035 | 2040
BM | 0 | 0 | 0 | 0 | 0 | 0
CC | 0 | 0 | 0 | 0 | 0 | 0
CSP | 0 | 0 | 0 | 0 | 0 | 0
CT | 0 | 0 | 0 | 0 | 0 | 0
Coal | 0 | 0 | 0 | 0 | 0 | 0
Geo | 0 | 0 | 0 | 0 | 0 | 0
H | 0 | 0 | 0 | 0 | 0 | 0
LFG | 0 | 0 | 0 | 0 | 0 | 0
Nuc | 0 | 0 | 0 | 0 | 0 | 0
PS | 0 | 0 | 0 | 0 | 0 | 0
PV | 0 | 0 | 0 | 0 | 0 | 0
PeakG | 0 | 0 | 0 | 0 | 0 | 0
PeakO | 0 | 0 | 0 | 0 | 0 | 0
ST | 0 | 0 | 0 | 0 | 0 | 0
STOG | 0 | 0 | 0 | 0 | 0 | 0
STWD | 0 | 0 | 0 | 0 | 0 | 0
WT | 0 | 0 | 0 | 0 | 0 | 0
IGCC | 0 | 0 | 0 | 0 | 0 | 0
DemandResponse | 0 | 0 | 0 | 0 | 0 | 0
IGCC-CCS | 0 | 0 | 0 | 0 | 0 | 0
WT_off | 0 | 0 | 0 | 0 | 0 | 0
PseudoUnit | 0 | 0 | 0 | 0 | 0 | 0
FixedInterchange | 0 | 0 | 0 | 0 | 0 | 0
Retirements of Capacity by Reporting Type: HQ_NEISO
ReportingType | 2015 | 2020 | 2025 | 2030 | 2035 | 2040
BM | 0 | 0 | 0 | 0 | 0 | 0
CC | 0 | 0 | 0 | 0 | 0 | 0
CSP | 0 | 0 | 0 | 0 | 0 | 0
CT | 0 | 0 | 0 | 0 | 0 | 0
Coal | 0 | 0 | 0 | 0 | 0 | 0
Geo | 0 | 0 | 0 | 0 | 0 | 0
H | 0 | 0 | 0 | 0 | 0 | 0
LFG | 0 | 0 | 0 | 0 | 0 | 0
Nuc | 0 | 0 | 0 | 0 | 0 | 0
PS | 0 | 0 | 0 | 0 | 0 | 0
PV | 0 | 0 | 0 | 0 | 0 | 0
PeakG | 0 | 0 | 0 | 0 | 0 | 0
PeakO | 0 | 0 | 0 | 0 | 0 | 0
ST | 0 | 0 | 0 | 0 | 0 | 0
STOG | 0 | 0 | 0 | 0 | 0 | 0
STWD | 0 | 0 | 0 | 0 | 0 | 0
WT | 0 | 0 | 0 | 0 | 0 | 0
IGCC | 0 | 0 | 0 | 0 | 0 | 0
DemandResponse | 0 | 0 | 0 | 0 | 0 | 0
IGCC-CCS | 0 | 0 | 0 | 0 | 0 | 0
WT_off | 0 | 0 | 0 | 0 | 0 | 0
PseudoUnit | 0 | 0 | 0 | 0 | 0 | 0
FixedInterchange | 0 | 0 | 0 | 0 | 0 | 0
Retirements of Capacity by Reporting Type: HQ_NY
ReportingType | 2015 | 2020 | 2025 | 2030 | 2035 | 2040
BM | 0 | 0 | 0 | 0 | 0 | 0
CC | 0 | 0 | 0 | 0 | 0 | 0
CSP | 0 | 0 | 0 | 0 | 0 | 0
CT | 0 | 0 | 0 | 0 | 0 | 0
Coal | 0 | 0 | 0 | 0 | 0 | 0
Geo | 0 | 0 | 0 | 0 | 0 | 0
H | 0 | 0 | 0 | 0 | 0 | 0
LFG | 0 | 0 | 0 | 0 | 0 | 0
Nuc | 0 | 0 | 0 | 0 | 0 | 0
PS | 0 | 0 | 0 | 0 | 0 | 0
PV | 0 | 0 | 0 | 0 | 0 | 0
PeakG | 0 | 0 | 0 | 0 | 0 | 0
PeakO | 0 | 0 | 0 | 0 | 0 | 0
ST | 0 | 0 | 0 | 0 | 0 | 0
STOG | 0 | 0 | 0 | 0 | 0 | 0
STWD | 0 | 0 | 0 | 0 | 0 | 0
WT | 0 | 0 | 0 | 0 | 0 | 0
IGCC | 0 | 0 | 0 | 0 | 0 | 0
DemandResponse | 0 | 0 | 0 | 0 | 0 | 0
IGCC-CCS | 0 | 0 | 0 | 0 | 0 | 0
WT_off | 0 | 0 | 0 | 0 | 0 | 0
PseudoUnit | 0 | 0 | 0 | 0 | 0 | 0
FixedInterchange | 0 | 0 | 0 | 0 | 0 | 0
Retirements of Capacity by Reporting Type: MARITIMES
ReportingType | 2015 | 2020 | 2025 | 2030 | 2035 | 2040
BM | 0 | 0 | 0 | 0 | 0 | 0
CC | 0 | 0 | 0 | 0 | 0 | 0
CSP | 0 | 0 | 0 | 0 | 0 | 0
CT | 0 | 0 | 0 | 0 | 0 | 0
Coal | 0 | 0 | 0 | 0 | 0 | 0
Geo | 0 | 0 | 0 | 0 | 0 | 0
H | 0 | 0 | 0 | 0 | 0 | 0
LFG | 0 | 0 | 0 | 0 | 0 | 0
Nuc | 0 | 0 | 0 | 0 | 0 | 0
PS | 0 | 0 | 0 | 0 | 0 | 0
PV | 0 | 0 | 0 | 0 | 0 | 0
PeakG | 0 | 0 | 0 | 0 | 0 | 0
PeakO | 0 | 0 | 0 | 0 | 0 | 0
ST | 0 | 0 | 0 | 0 | 0 | 0
STOG | 0 | 0 | 0 | 0 | 0 | 0
STWD | 0 | 0 | 0 | 0 | 0 | 0
WT | 0 | 0 | 0 | 0 | 0 | 0
IGCC | 0 | 0 | 0 | 0 | 0 | 0
DemandResponse | 0 | 0 | 0 | 0 | 0 | 0
IGCC-CCS | 0 | 0 | 0 | 0 | 0 | 0
WT_off | 0 | 0 | 0 | 0 | 0 | 0
PseudoUnit | 0 | 0 | 0 | 0 | 0 | 0
FixedInterchange | 0 | 0 | 0 | 0 | 0 | 0
Retirements of Capacity by Reporting Type: All
ReportingType | 2015 | 2020 | 2025 | 2030 | 2035 | 2040
BM | 0 | 0 | 0 | 0 | 0 | 0
CC | 11936.59 | 4099.99 | 2943.53 | 10253.06 | 52017.53 | 31370.82
CSP | 475 | 0 | 0 | 0 | 0 | 0
CT | 0 | 0 | 0 | 726.74 | 4523.52 | 26.2
Coal | 163325.39 | 67601.19 | 51086.87 | 18531.74 | 7408.75 | 339.35
Geo | 4.8 | 0 | 0 | 0 | 0 | 0
H | 0 | 0 | 0 | 0 | 0 | 0
LFG | 0 | 0 | 0 | 0 | 0 | 0
Nuc | 0 | 614.5 | 0 | 1488.2 | 26575.7 | 19706
PS | 0 | 0 | 0 | 0 | 0 | 0
PV | 0 | 0 | 0 | 0 | 1067.26 | 0
PeakG | 5245.73 | 0 | 559 | 5759.29 | 7596.31 | 0
PeakO | 3229.62 | 0 | 377.34 | 1909.66 | 4670.96 | 0.02
ST | 0 | 0 | 0 | 0 | 0 | 0
STOG | 57526.77 | 0 | 6654.57 | 5736.21 | 19364.92 | 723.48
STWD | 0 | 0 | 0 | 0 | 0 | 0
WT | 126.2 | 0 | 0 | 0 | 1277.4 | 0
IGCC | 0 | 0 | 0 | 0 | 0 | 0
DemandResponse | 0 | 0 | 0 | 0 | 0 | 0
IGCC-CCS | 0 | 0 | 0 | 0 | 0 | 0
WT_off | 0 | 0 | 0 | 0 | 0 | 0
PseudoUnit | 0 | 0 | 0 | 0 | 0 | 0
FixedInterchange | 0 | 0 | 0 | 0 | 0 | 0
Retirements of Capacity by Reporting Type: EI_US
ReportingType | 2015 | 2020 | 2025 | 2030 | 2035 | 2040
BM | 0 | 0 | 0 | 0 | 0 | 0
CC | 2742.65 | 4099.99 | 2212.53 | 8263.45 | 29770.71 | 24070.56
CSP | 0 | 0 | 0 | 0 | 0 | 0
CT | 0 | 0 | 0 | 726.74 | 2525 | 26.2
Coal | 130064.52 | 62393.48 | 38226.4 | 8057.62 | 7408.74 | 339.34
Geo | 0 | 0 | 0 | 0 | 0 | 0
H | 0 | 0 | 0 | 0 | 0 | 0
LFG | 0 | 0 | 0 | 0 | 0 | 0
Nuc | 0 | 614.5 | 0 | 1488.2 | 25545.7 | 18166
PS | 0 | 0 | 0 | 0 | 0 | 0
PV | 0 | 0 | 0 | 0 | 0 | 0
PeakG | 478.49 | 0 | 0 | 5759.29 | 7596.31 | 0
PeakO | 2574.56 | 0 | 373.34 | 1909.66 | 4670.96 | 0.02
ST | 0 | 0 | 0 | 0 | 0 | 0
STOG | 41397.93 | 0 | 307.81 | 1909.75 | 9700.95 | 723.48
STWD | 0 | 0 | 0 | 0 | 0 | 0
WT | 0 | 0 | 0 | 0 | 700 | 0
IGCC | 0 | 0 | 0 | 0 | 0 | 0
DemandResponse | 0 | 0 | 0 | 0 | 0 | 0
IGCC-CCS | 0 | 0 | 0 | 0 | 0 | 0
WT_off | 0 | 0 | 0 | 0 | 0 | 0
PseudoUnit | 0 | 0 | 0 | 0 | 0 | 0
FixedInterchange | 0 | 0 | 0 | 0 | 0 | 0
Retirements of Capacity by Reporting Type: EI_Canada
ReportingType | 2015 | 2020 | 2025 | 2030 | 2035 | 2040
BM | 0 | 0 | 0 | 0 | 0 | 0
CC | 5943 | 0 | 731 | 0 | 0 | 281.75
CSP | 0 | 0 | 0 | 0 | 0 | 0
CT | 0 | 0 | 0 | 0 | 367.99 | 0
Coal | 7492.84 | 560.33 | 108.73 | 0 | 0 | 0
Geo | 0 | 0 | 0 | 0 | 0 | 0
H | 0 | 0 | 0 | 0 | 0 | 0
LFG | 0 | 0 | 0 | 0 | 0 | 0
Nuc | 0 | 0 | 0 | 0 | 1030 | 1540
PS | 0 | 0 | 0 | 0 | 0 | 0
PV | 0 | 0 | 0 | 0 | 1067.26 | 0
PeakG | 583.98 | 0 | 559 | 0 | 0 | 0
PeakO | 175 | 0 | 4 | 0 | 0 | 0
ST | 0 | 0 | 0 | 0 | 0 | 0
STOG | 2126 | 0 | 126 | 0 | 0 | 0
STWD | 0 | 0 | 0 | 0 | 0 | 0
WT | 0 | 0 | 0 | 0 | 577.4 | 0
IGCC | 0 | 0 | 0 | 0 | 0 | 0
DemandResponse | 0 | 0 | 0 | 0 | 0 | 0
IGCC-CCS | 0 | 0 | 0 | 0 | 0 | 0
WT_off | 0 | 0 | 0 | 0 | 0 | 0
PseudoUnit | 0 | 0 | 0 | 0 | 0 | 0
FixedInterchange | 0 | 0 | 0 | 0 | 0 | 0
Retirements of Capacity by Reporting Type: EI
ReportingType | 2015 | 2020 | 2025 | 2030 | 2035 | 2040
BM | 0 | 0 | 0 | 0 | 0 | 0
CC | 8685.64 | 4099.99 | 2943.53 | 8263.45 | 29770.71 | 24352.32
CSP | 0 | 0 | 0 | 0 | 0 | 0
CT | 0 | 0 | 0 | 726.74 | 2892.99 | 26.2
Coal | 137557.36 | 62953.81 | 38335.13 | 8057.62 | 7408.74 | 339.34
Geo | 0 | 0 | 0 | 0 | 0 | 0
H | 0 | 0 | 0 | 0 | 0 | 0
LFG | 0 | 0 | 0 | 0 | 0 | 0
Nuc | 0 | 614.5 | 0 | 1488.2 | 26575.7 | 19706
PS | 0 | 0 | 0 | 0 | 0 | 0
PV | 0 | 0 | 0 | 0 | 1067.26 | 0
PeakG | 1062.48 | 0 | 559 | 5759.29 | 7596.31 | 0
PeakO | 2749.56 | 0 | 377.34 | 1909.66 | 4670.96 | 0.02
ST | 0 | 0 | 0 | 0 | 0 | 0
STOG | 43523.93 | 0 | 433.81 | 1909.75 | 9700.95 | 723.48
STWD | 0 | 0 | 0 | 0 | 0 | 0
WT | 0 | 0 | 0 | 0 | 1277.4 | 0
IGCC | 0 | 0 | 0 | 0 | 0 | 0
DemandResponse | 0 | 0 | 0 | 0 | 0 | 0
IGCC-CCS | 0 | 0 | 0 | 0 | 0 | 0
WT_off | 0 | 0 | 0 | 0 | 0 | 0
PseudoUnit | 0 | 0 | 0 | 0 | 0 | 0
FixedInterchange | 0 | 0 | 0 | 0 | 0 | 0
Retirements of Capacity by Reporting Type: Outside_EI
ReportingType | 2015 | 2020 | 2025 | 2030 | 2035 | 2040
BM | 0 | 0 | 0 | 0 | 0 | 0
CC | 3250.95 | 0 | 0 | 1989.61 | 22246.82 | 7018.5
CSP | 475 | 0 | 0 | 0 | 0 | 0
CT | 0 | 0 | 0 | 0 | 1630.52 | 0
Coal | 25768.03 | 4647.38 | 12751.74 | 10474.11 | 0.01 | 0
Geo | 4.8 | 0 | 0 | 0 | 0 | 0
H | 0 | 0 | 0 | 0 | 0 | 0
LFG | 0 | 0 | 0 | 0 | 0 | 0
Nuc | 0 | 0 | 0 | 0 | 0 | 0
PS | 0 | 0 | 0 | 0 | 0 | 0
PV | 0 | 0 | 0 | 0 | 0 | 0
PeakG | 4183.25 | 0 | 0 | 0 | 0 | 0
PeakO | 480.05 | 0 | 0 | 0 | 0 | 0
ST | 0 | 0 | 0 | 0 | 0 | 0
STOG | 14002.84 | 0 | 6220.76 | 3826.45 | 9663.97 | 0
STWD | 0 | 0 | 0 | 0 | 0 | 0
WT | 126.2 | 0 | 0 | 0 | 0 | 0
IGCC | 0 | 0 | 0 | 0 | 0 | 0
DemandResponse | 0 | 0 | 0 | 0 | 0 | 0
IGCC-CCS | 0 | 0 | 0 | 0 | 0 | 0
WT_off | 0 | 0 | 0 | 0 | 0 | 0
PseudoUnit | 0 | 0 | 0 | 0 | 0 | 0
FixedInterchange | 0 | 0 | 0 | 0 | 0 | 0
#4 | Cumulative Retirements of Capacity (MW)
Cumulative Retirements of Capacity by Reporting Type: Entergy
ReportingType | 2015 | 2020 | 2025 | 2030 | 2035 | 2040
BM | 0 | 0 | 0 | 0 | 0 | 0
CC | 0 | 0 | 0 | 0 | 0 | 0
CSP | 0 | 0 | 0 | 0 | 0 | 0
CT | 0 | 0 | 0 | 0 | 0 | 0
Coal | 952.9 | 5405.89 | 7931.7 | 8308.89 | 8308.9 | 8308.9
Geo | 0 | 0 | 0 | 0 | 0 | 0
H | 0 | 0 | 0 | 0 | 0 | 0
LFG | 0 | 0 | 0 | 0 | 0 | 0
Nuc | 0 | 0 | 0 | 0 | 842 | 1839
PS | 0 | 0 | 0 | 0 | 0 | 0
PV | 0 | 0 | 0 | 0 | 0 | 0
PeakG | 0 | 0 | 0 | 0 | 0 | 0
PeakO | 0 | 0 | 0 | 0 | 0 | 0
ST | 0 | 0 | 0 | 0 | 0 | 0
STOG | 10480.55 | 10480.55 | 10480.55 | 12298.3 | 13158.59 | 13682.05
STWD | 0 | 0 | 0 | 0 | 0 | 0
WT | 0 | 0 | 0 | 0 | 0 | 0
IGCC | 0 | 0 | 0 | 0 | 0 | 0
DemandResponse | 0 | 0 | 0 | 0 | 0 | 0
IGCC-CCS | 0 | 0 | 0 | 0 | 0 | 0
WT_off | 0 | 0 | 0 | 0 | 0 | 0
PseudoUnit | 0 | 0 | 0 | 0 | 0 | 0
FixedInterchange | 0 | 0 | 0 | 0 | 0 | 0
Cumulative Retirements of Capacity by Reporting Type: FRCC
ReportingType | 2015 | 2020 | 2025 | 2030 | 2035 | 2040
BM | 0 | 0 | 0 | 0 | 0 | 0
CC | 0 | 0 | 0 | 8077.45 | 15067.44 | 15858.23
CSP | 0 | 0 | 0 | 0 | 0 | 0
CT | 0 | 0 | 0 | 0 | 2480 | 2480
Coal | 7107.33 | 8211.33 | 8211.34 | 8211.34 | 8211.34 | 8211.34
Geo | 0 | 0 | 0 | 0 | 0 | 0
H | 0 | 0 | 0 | 0 | 0 | 0
LFG | 0 | 0 | 0 | 0 | 0 | 0
Nuc | 0 | 0 | 0 | 0 | 1615.33 | 3292.33
PS | 0 | 0 | 0 | 0 | 0 | 0
PV | 0 | 0 | 0 | 0 | 0 | 0
PeakG | 0 | 0 | 0 | 1923.51 | 1923.51 | 1923.51
PeakO | 0 | 0 | 373.34 | 2283 | 2283 | 2283
ST | 0 | 0 | 0 | 0 | 0 | 0
STOG | 9657.32 | 9657.32 | 9833 | 9833 | 9833 | 9833
STWD | 0 | 0 | 0 | 0 | 0 | 0
WT | 0 | 0 | 0 | 0 | 0 | 0
IGCC | 0 | 0 | 0 | 0 | 0 | 0
DemandResponse | 0 | 0 | 0 | 0 | 0 | 0
IGCC-CCS | 0 | 0 | 0 | 0 | 0 | 0
WT_off | 0 | 0 | 0 | 0 | 0 | 0
PseudoUnit | 0 | 0 | 0 | 0 | 0 | 0
FixedInterchange | 0 | 0 | 0 | 0 | 0 | 0
Cumulative Retirements of Capacity by Reporting Type: MAPP_US
ReportingType | 2015 | 2020 | 2025 | 2030 | 2035 | 2040
BM | 0 | 0 | 0 | 0 | 0 | 0
CC | 0 | 0 | 0 | 0 | 0 | 0
CSP | 0 | 0 | 0 | 0 | 0 | 0
CT | 0 | 0 | 0 | 0 | 0 | 0
Coal | 1812.1 | 2283.09 | 2508.76 | 2508.76 | 2508.76 | 2848.09
Geo | 0 | 0 | 0 | 0 | 0 | 0
H | 0 | 0 | 0 | 0 | 0 | 0
LFG | 0 | 0 | 0 | 0 | 0 | 0
Nuc | 0 | 0 | 0 | 0 | 0 | 0
PS | 0 | 0 | 0 | 0 | 0 | 0
PV | 0 | 0 | 0 | 0 | 0 | 0
PeakG | 0 | 0 | 0 | 0 | 0 | 0
PeakO | 0 | 0 | 0 | 0 | 0 | 0
ST | 0 | 0 | 0 | 0 | 0 | 0
STOG | 35.99 | 35.99 | 35.99 | 35.99 | 35.99 | 35.99
STWD | 0 | 0 | 0 | 0 | 0 | 0
WT | 0 | 0 | 0 | 0 | 0 | 0
IGCC | 0 | 0 | 0 | 0 | 0 | 0
DemandResponse | 0 | 0 | 0 | 0 | 0 | 0
IGCC-CCS | 0 | 0 | 0 | 0 | 0 | 0
WT_off | 0 | 0 | 0 | 0 | 0 | 0
PseudoUnit | 0 | 0 | 0 | 0 | 0 | 0
FixedInterchange | 0 | 0 | 0 | 0 | 0 | 0
Cumulative Retirements of Capacity by Reporting Type: MISO_IN
ReportingType | 2015 | 2020 | 2025 | 2030 | 2035 | 2040
BM | 0 | 0 | 0 | 0 | 0 | 0
CC | 0 | 0 | 0 | 0 | 0 | 0
CSP | 0 | 0 | 0 | 0 | 0 | 0
CT | 0 | 0 | 0 | 0 | 0 | 0
Coal | 5014.44 | 6818.43 | 11077.43 | 11077.43 | 11549.48 | 11549.49
Geo | 0 | 0 | 0 | 0 | 0 | 0
H | 0 | 0 | 0 | 0 | 0 | 0
LFG | 0 | 0 | 0 | 0 | 0 | 0
Nuc | 0 | 0 | 0 | 0 | 0 | 0
PS | 0 | 0 | 0 | 0 | 0 | 0
PV | 0 | 0 | 0 | 0 | 0 | 0
PeakG | 0 | 0 | 0 | 0 | 0 | 0
PeakO | 0 | 0 | 0 | 0 | 0 | 0
ST | 0 | 0 | 0 | 0 | 0 | 0
STOG | 0 | 0 | 0 | 0 | 0 | 0
STWD | 0 | 0 | 0 | 0 | 0 | 0
WT | 0 | 0 | 0 | 0 | 0 | 0
IGCC | 0 | 0 | 0 | 0 | 0 | 0
DemandResponse | 0 | 0 | 0 | 0 | 0 | 0
IGCC-CCS | 0 | 0 | 0 | 0 | 0 | 0
WT_off | 0 | 0 | 0 | 0 | 0 | 0
PseudoUnit | 0 | 0 | 0 | 0 | 0 | 0
FixedInterchange | 0 | 0 | 0 | 0 | 0 | 0
Cumulative Retirements of Capacity by Reporting Type: MISO_MI
ReportingType | 2015 | 2020 | 2025 | 2030 | 2035 | 2040
BM | 0 | 0 | 0 | 0 | 0 | 0
CC | 0 | 0 | 0 | 0 | 0 | 0
CSP | 0 | 0 | 0 | 0 | 0 | 0
CT | 0 | 0 | 0 | 0 | 0 | 0
Coal | 6339.98 | 10791.98 | 10791.99 | 10791.99 | 10791.99 | 10791.99
Geo | 0 | 0 | 0 | 0 | 0 | 0
H | 0 | 0 | 0 | 0 | 0 | 0
LFG | 0 | 0 | 0 | 0 | 0 | 0
Nuc | 0 | 0 | 0 | 0 | 778 | 778
PS | 0 | 0 | 0 | 0 | 0 | 0
PV | 0 | 0 | 0 | 0 | 0 | 0
PeakG | 0 | 0 | 0 | 0 | 0 | 0
PeakO | 0 | 0 | 0 | 0 | 0 | 0
ST | 0 | 0 | 0 | 0 | 0 | 0
STOG | 0 | 0 | 0 | 0 | 0 | 0
STWD | 0 | 0 | 0 | 0 | 0 | 0
WT | 0 | 0 | 0 | 0 | 0 | 0
IGCC | 0 | 0 | 0 | 0 | 0 | 0
DemandResponse | 0 | 0 | 0 | 0 | 0 | 0
IGCC-CCS | 0 | 0 | 0 | 0 | 0 | 0
WT_off | 0 | 0 | 0 | 0 | 0 | 0
PseudoUnit | 0 | 0 | 0 | 0 | 0 | 0
FixedInterchange | 0 | 0 | 0 | 0 | 0 | 0
Cumulative Retirements of Capacity by Reporting Type: MISO_MO-IL
ReportingType | 2015 | 2020 | 2025 | 2030 | 2035 | 2040
BM | 0 | 0 | 0 | 0 | 0 | 0
CC | 0 | 0 | 0 | 0 | 0 | 0
CSP | 0 | 0 | 0 | 0 | 0 | 0
CT | 0 | 0 | 0 | 0 | 0 | 0
Coal | 4247.4 | 10784.66 | 12135.66 | 12135.66 | 13325.68 | 13325.68
Geo | 0 | 0 | 0 | 0 | 0 | 0
H | 0 | 0 | 0 | 0 | 0 | 0
LFG | 0 | 0 | 0 | 0 | 0 | 0
Nuc | 0 | 0 | 0 | 0 | 0 | 0
PS | 0 | 0 | 0 | 0 | 0 | 0
PV | 0 | 0 | 0 | 0 | 0 | 0
PeakG | 0 | 0 | 0 | 0 | 0 | 0
PeakO | 0 | 0 | 0 | 0 | 0 | 0
ST | 0 | 0 | 0 | 0 | 0 | 0
STOG | 0 | 0 | 0 | 0 | 0 | 0
STWD | 0 | 0 | 0 | 0 | 0 | 0
WT | 0 | 0 | 0 | 0 | 0 | 0
IGCC | 0 | 0 | 0 | 0 | 0 | 0
DemandResponse | 0 | 0 | 0 | 0 | 0 | 0
IGCC-CCS | 0 | 0 | 0 | 0 | 0 | 0
WT_off | 0 | 0 | 0 | 0 | 0 | 0
PseudoUnit | 0 | 0 | 0 | 0 | 0 | 0
FixedInterchange | 0 | 0 | 0 | 0 | 0 | 0
Cumulative Retirements of Capacity by Reporting Type: MISO_W
ReportingType | 2015 | 2020 | 2025 | 2030 | 2035 | 2040
BM | 0 | 0 | 0 | 0 | 0 | 0
CC | 0 | 0 | 0 | 0 | 0 | 0
CSP | 0 | 0 | 0 | 0 | 0 | 0
CT | 0 | 0 | 0 | 0 | 0 | 0
Coal | 3725.65 | 8151.54 | 9967.67 | 9967.67 | 13134.58 | 13134.58
Geo | 0 | 0 | 0 | 0 | 0 | 0
H | 0 | 0 | 0 | 0 | 0 | 0
LFG | 0 | 0 | 0 | 0 | 0 | 0
Nuc | 0 | 0 | 0 | 0 | 2361.23 | 2361.23
PS | 0 | 0 | 0 | 0 | 0 | 0
PV | 0 | 0 | 0 | 0 | 0 | 0
PeakG | 0 | 0 | 0 | 0 | 0 | 0
PeakO | 0 | 0 | 0 | 0 | 0 | 0
ST | 0 | 0 | 0 | 0 | 0 | 0
STOG | 0 | 0 | 0 | 0 | 0 | 0
STWD | 0 | 0 | 0 | 0 | 0 | 0
WT | 0 | 0 | 0 | 0 | 0 | 0
IGCC | 0 | 0 | 0 | 0 | 0 | 0
DemandResponse | 0 | 0 | 0 | 0 | 0 | 0
IGCC-CCS | 0 | 0 | 0 | 0 | 0 | 0
WT_off | 0 | 0 | 0 | 0 | 0 | 0
PseudoUnit | 0 | 0 | 0 | 0 | 0 | 0
FixedInterchange | 0 | 0 | 0 | 0 | 0 | 0
Cumulative Retirements of Capacity by Reporting Type: MISO_WUMS
ReportingType | 2015 | 2020 | 2025 | 2030 | 2035 | 2040
BM | 0 | 0 | 0 | 0 | 0 | 0
CC | 0 | 0 | 0 | 0 | 0 | 0
CSP | 0 | 0 | 0 | 0 | 0 | 0
CT | 0 | 0 | 0 | 0 | 0 | 0
Coal | 3757.99 | 5626.98 | 5626.98 | 5626.98 | 6393.19 | 6393.19
Geo | 0 | 0 | 0 | 0 | 0 | 0
H | 0 | 0 | 0 | 0 | 0 | 0
LFG | 0 | 0 | 0 | 0 | 0 | 0
Nuc | 0 | 0 | 0 | 0 | 1816.9 | 1816.9
PS | 0 | 0 | 0 | 0 | 0 | 0
PV | 0 | 0 | 0 | 0 | 0 | 0
PeakG | 0 | 0 | 0 | 0 | 0 | 0
PeakO | 0 | 0 | 0 | 0 | 0 | 0
ST | 0 | 0 | 0 | 0 | 0 | 0
STOG | 59.5 | 59.5 | 59.5 | 59.5 | 59.5 | 59.5
STWD | 0 | 0 | 0 | 0 | 0 | 0
WT | 0 | 0 | 0 | 0 | 0 | 0
IGCC | 0 | 0 | 0 | 0 | 0 | 0
DemandResponse | 0 | 0 | 0 | 0 | 0 | 0
IGCC-CCS | 0 | 0 | 0 | 0 | 0 | 0
WT_off | 0 | 0 | 0 | 0 | 0 | 0
PseudoUnit | 0 | 0 | 0 | 0 | 0 | 0
FixedInterchange | 0 | 0 | 0 | 0 | 0 | 0
Cumulative Retirements of Capacity by Reporting Type: Nebraska
ReportingType | 2015 | 2020 | 2025 | 2030 | 2035 | 2040
BM | 0 | 0 | 0 | 0 | 0 | 0
CC | 0 | 0 | 0 | 0 | 0 | 0
CSP | 0 | 0 | 0 | 0 | 0 | 0
CT | 0 | 0 | 0 | 0 | 0 | 0
Coal | 0 | 3195.8 | 3195.8 | 3195.8 | 3195.8 | 3195.8
Geo | 0 | 0 | 0 | 0 | 0 | 0
H | 0 | 0 | 0 | 0 | 0 | 0
LFG | 0 | 0 | 0 | 0 | 0 | 0
Nuc | 0 | 0 | 0 | 0 | 1251.8 | 1251.8
PS | 0 | 0 | 0 | 0 | 0 | 0
PV | 0 | 0 | 0 | 0 | 0 | 0
PeakG | 0 | 0 | 0 | 0 | 0 | 0
PeakO | 0 | 0 | 0 | 0 | 0 | 0
ST | 0 | 0 | 0 | 0 | 0 | 0
STOG | 269.98 | 269.98 | 269.98 | 269.98 | 269.98 | 269.98
STWD | 0 | 0 | 0 | 0 | 0 | 0
WT | 0 | 0 | 0 | 0 | 0 | 0
IGCC | 0 | 0 | 0 | 0 | 0 | 0
DemandResponse | 0 | 0 | 0 | 0 | 0 | 0
IGCC-CCS | 0 | 0 | 0 | 0 | 0 | 0
WT_off | 0 | 0 | 0 | 0 | 0 | 0
PseudoUnit | 0 | 0 | 0 | 0 | 0 | 0
FixedInterchange | 0 | 0 | 0 | 0 | 0 | 0
Cumulative Retirements of Capacity by Reporting Type: NEISO
ReportingType | 2015 | 2020 | 2025 | 2030 | 2035 | 2040
BM | 0 | 0 | 0 | 0 | 0 | 0
CC | 1075.04 | 4842.65 | 6455.72 | 6455.72 | 6455.72 | 6528.73
CSP | 0 | 0 | 0 | 0 | 0 | 0
CT | 0 | 0 | 0 | 9.5 | 9.5 | 9.5
Coal | 2250.13 | 2570.13 | 2570.13 | 2570.13 | 2570.13 | 2570.13
Geo | 0 | 0 | 0 | 0 | 0 | 0
H | 0 | 0 | 0 | 0 | 0 | 0
LFG | 0 | 0 | 0 | 0 | 0 | 0
Nuc | 0 | 0 | 0 | 0 | 1289 | 2165.92
PS | 0 | 0 | 0 | 0 | 0 | 0
PV | 0 | 0 | 0 | 0 | 0 | 0
PeakG | 0 | 0 | 0 | 0 | 0 | 0
PeakO | 1143.87 | 1143.87 | 1143.87 | 1143.87 | 1143.87 | 1143.87
ST | 0 | 0 | 0 | 0 | 0 | 0
STOG | 6237 | 6237 | 6237 | 6237 | 6237 | 6237
STWD | 0 | 0 | 0 | 0 | 0 | 0
WT | 0 | 0 | 0 | 0 | 0 | 0
IGCC | 0 | 0 | 0 | 0 | 0 | 0
DemandResponse | 0 | 0 | 0 | 0 | 0 | 0
IGCC-CCS | 0 | 0 | 0 | 0 | 0 | 0
WT_off | 0 | 0 | 0 | 0 | 0 | 0
PseudoUnit | 0 | 0 | 0 | 0 | 0 | 0
FixedInterchange | 0 | 0 | 0 | 0 | 0 | 0
Cumulative Retirements of Capacity by Reporting Type: NonRTO_Midwest
ReportingType | 2015 | 2020 | 2025 | 2030 | 2035 | 2040
BM | 0 | 0 | 0 | 0 | 0 | 0
CC | 0 | 0 | 0 | 0 | 0 | 2064.32
CSP | 0 | 0 | 0 | 0 | 0 | 0
CT | 0 | 0 | 0 | 0 | 0 | 0
Coal | 3380.97 | 5867.98 | 5943.16 | 8338.93 | 9191.46 | 9191.46
Geo | 0 | 0 | 0 | 0 | 0 | 0
H | 0 | 0 | 0 | 0 | 0 | 0
LFG | 0 | 0 | 0 | 0 | 0 | 0
Nuc | 0 | 0 | 0 | 0 | 0 | 0
PS | 0 | 0 | 0 | 0 | 0 | 0
PV | 0 | 0 | 0 | 0 | 0 | 0
PeakG | 0 | 0 | 0 | 0 | 1906.9 | 1906.9
PeakO | 0 | 0 | 0 | 0 | 12 | 12
ST | 0 | 0 | 0 | 0 | 0 | 0
STOG | 0 | 0 | 0 | 0 | 0 | 0
STWD | 0 | 0 | 0 | 0 | 0 | 0
WT | 0 | 0 | 0 | 0 | 0 | 0
IGCC | 0 | 0 | 0 | 0 | 0 | 0
DemandResponse | 0 | 0 | 0 | 0 | 0 | 0
IGCC-CCS | 0 | 0 | 0 | 0 | 0 | 0
WT_off | 0 | 0 | 0 | 0 | 0 | 0
PseudoUnit | 0 | 0 | 0 | 0 | 0 | 0
FixedInterchange | 0 | 0 | 0 | 0 | 0 | 0
Cumulative Retirements of Capacity by Reporting Type: NYISO_A-F
ReportingType | 2015 | 2020 | 2025 | 2030 | 2035 | 2040
BM | 0 | 0 | 0 | 0 | 0 | 0
CC | 1667.6 | 1999.99 | 2599.45 | 2599.45 | 2748.52 | 3387.52
CSP | 0 | 0 | 0 | 0 | 0 | 0
CT | 0 | 0 | 0 | 0 | 0 | 0
Coal | 2251.9 | 2251.9 | 2251.9 | 2251.9 | 2251.9 | 2251.9
Geo | 0 | 0 | 0 | 0 | 0 | 0
H | 0 | 0 | 0 | 0 | 0 | 0
LFG | 0 | 0 | 0 | 0 | 0 | 0
Nuc | 0 | 0 | 0 | 621.2 | 1201.7 | 2053.9
PS | 0 | 0 | 0 | 0 | 0 | 0
PV | 0 | 0 | 0 | 0 | 0 | 0
PeakG | 0 | 0 | 0 | 0 | 0 | 0
PeakO | 0 | 0 | 0 | 0 | 0 | 0
ST | 0 | 0 | 0 | 0 | 0 | 0
STOG | 1701 | 1701 | 1701 | 1701 | 1701 | 1701
STWD | 0 | 0 | 0 | 0 | 0 | 0
WT | 0 | 0 | 0 | 0 | 0 | 0
IGCC | 0 | 0 | 0 | 0 | 0 | 0
DemandResponse | 0 | 0 | 0 | 0 | 0 | 0
IGCC-CCS | 0 | 0 | 0 | 0 | 0 | 0
WT_off | 0 | 0 | 0 | 0 | 0 | 0
PseudoUnit | 0 | 0 | 0 | 0 | 0 | 0
FixedInterchange | 0 | 0 | 0 | 0 | 0 | 0
Cumulative Retirements of Capacity by Reporting Type: NYISO_G-I
ReportingType | 2015 | 2020 | 2025 | 2030 | 2035 | 2040
BM | 0 | 0 | 0 | 0 | 0 | 0
CC | 0 | 0 | 0 | 0 | 0 | 0
CSP | 0 | 0 | 0 | 0 | 0 | 0
CT | 0 | 0 | 0 | 0 | 0 | 0
Coal | 368.2 | 368.2 | 368.2 | 368.2 | 368.2 | 368.2
Geo | 0 | 0 | 0 | 0 | 0 | 0
H | 0 | 0 | 0 | 0 | 0 | 0
LFG | 0 | 0 | 0 | 0 | 0 | 0
Nuc | 0 | 0 | 0 | 0 | 1019.6 | 2044.6
PS | 0 | 0 | 0 | 0 | 0 | 0
PV | 0 | 0 | 0 | 0 | 0 | 0
PeakG | 0 | 0 | 0 | 0 | 0 | 0
PeakO | 0 | 0 | 0 | 0 | 0 | 0
ST | 0 | 0 | 0 | 0 | 0 | 0
STOG | 2430.98 | 2430.98 | 2430.98 | 2430.98 | 2430.98 | 2430.98
STWD | 0 | 0 | 0 | 0 | 0 | 0
WT | 0 | 0 | 0 | 0 | 0 | 0
IGCC | 0 | 0 | 0 | 0 | 0 | 0
DemandResponse | 0 | 0 | 0 | 0 | 0 | 0
IGCC-CCS | 0 | 0 | 0 | 0 | 0 | 0
WT_off | 0 | 0 | 0 | 0 | 0 | 0
PseudoUnit | 0 | 0 | 0 | 0 | 0 | 0
FixedInterchange | 0 | 0 | 0 | 0 | 0 | 0
Cumulative Retirements of Capacity by Reporting Type: NYISO_J-K
ReportingType | 2015 | 2020 | 2025 | 2030 | 2035 | 2040
BM | 0 | 0 | 0 | 0 | 0 | 0
CC | 0 | 0 | 0 | 0 | 0 | 0
CSP | 0 | 0 | 0 | 0 | 0 | 0
CT | 0 | 0 | 0 | 0 | 0 | 0
Coal | 0 | 0 | 0 | 0 | 0 | 0
Geo | 0 | 0 | 0 | 0 | 0 | 0
H | 0 | 0 | 0 | 0 | 0 | 0
LFG | 0 | 0 | 0 | 0 | 0 | 0
Nuc | 0 | 0 | 0 | 0 | 0 | 0
PS | 0 | 0 | 0 | 0 | 0 | 0
PV | 0 | 0 | 0 | 0 | 0 | 0
PeakG | 0 | 0 | 0 | 0 | 0 | 0
PeakO | 0 | 0 | 0 | 0 | 0 | 0
ST | 0 | 0 | 0 | 0 | 0 | 0
STOG | 3499.58 | 3499.58 | 3522.37 | 3522.37 | 4089.53 | 4222.38
STWD | 0 | 0 | 0 | 0 | 0 | 0
WT | 0 | 0 | 0 | 0 | 0 | 0
IGCC | 0 | 0 | 0 | 0 | 0 | 0
DemandResponse | 0 | 0 | 0 | 0 | 0 | 0
IGCC-CCS | 0 | 0 | 0 | 0 | 0 | 0
WT_off | 0 | 0 | 0 | 0 | 0 | 0
PseudoUnit | 0 | 0 | 0 | 0 | 0 | 0
FixedInterchange | 0 | 0 | 0 | 0 | 0 | 0
Cumulative Retirements of Capacity by Reporting Type: PJM_E
ReportingType | 2015 | 2020 | 2025 | 2030 | 2035 | 2040
BM | 0 | 0 | 0 | 0 | 0 | 0
CC | 0 | 0 | 0 | 0 | 1141.3 | 1352.58
CSP | 0 | 0 | 0 | 0 | 0 | 0
CT | 0 | 0 | 0 | 0 | 0 | 26.2
Coal | 2804 | 2804 | 3372 | 3372 | 3372 | 3372
Geo | 0 | 0 | 0 | 0 | 0 | 0
H | 0 | 0 | 0 | 0 | 0 | 0
LFG | 0 | 0 | 0 | 0 | 0 | 0
Nuc | 0 | 614.5 | 614.5 | 614.5 | 2838.5 | 4012.5
PS | 0 | 0 | 0 | 0 | 0 | 0
PV | 0 | 0 | 0 | 0 | 0 | 0
PeakG | 268.5 | 268.5 | 268.5 | 268.5 | 268.5 | 268.5
PeakO | 2.7 | 2.7 | 2.7 | 2.7 | 2.7 | 2.7
ST | 0 | 0 | 0 | 0 | 0 | 0
STOG | 629.5 | 629.5 | 629.5 | 629.5 | 3252 | 3252
STWD | 0 | 0 | 0 | 0 | 0 | 0
WT | 0 | 0 | 0 | 0 | 700 | 700
IGCC | 0 | 0 | 0 | 0 | 0 | 0
DemandResponse | 0 | 0 | 0 | 0 | 0 | 0
IGCC-CCS | 0 | 0 | 0 | 0 | 0 | 0
WT_off | 0 | 0 | 0 | 0 | 0 | 0
PseudoUnit | 0 | 0 | 0 | 0 | 0 | 0
FixedInterchange | 0 | 0 | 0 | 0 | 0 | 0
Cumulative Retirements of Capacity by Reporting Type: PJM_ROM
ReportingType | 2015 | 2020 | 2025 | 2030 | 2035 | 2040
BM | 0 | 0 | 0 | 0 | 0 | 0
CC | 0 | 0 | 0 | 0 | 0 | 1396.89
CSP | 0 | 0 | 0 | 0 | 0 | 0
CT | 0 | 0 | 0 | 0 | 16 | 16
Coal | 12929.47 | 14163.47 | 15334.37 | 15334.37 | 15855.37 | 15855.37
Geo | 0 | 0 | 0 | 0 | 0 | 0
H | 0 | 0 | 0 | 0 | 0 | 0
LFG | 0 | 0 | 0 | 0 | 0 | 0
Nuc | 0 | 0 | 0 | 0 | 1732 | 2631
PS | 0 | 0 | 0 | 0 | 0 | 0
PV | 0 | 0 | 0 | 0 | 0 | 0
PeakG | 0 | 0 | 0 | 0 | 0 | 0
PeakO | 270 | 270 | 270 | 270 | 1835.98 | 1835.99
ST | 0 | 0 | 0 | 0 | 0 | 0
STOG | 580 | 580 | 580 | 580 | 4109 | 4109
STWD | 0 | 0 | 0 | 0 | 0 | 0
WT | 0 | 0 | 0 | 0 | 0 | 0
IGCC | 0 | 0 | 0 | 0 | 0 | 0
DemandResponse | 0 | 0 | 0 | 0 | 0 | 0
IGCC-CCS | 0 | 0 | 0 | 0 | 0 | 0
WT_off | 0 | 0 | 0 | 0 | 0 | 0
PseudoUnit | 0 | 0 | 0 | 0 | 0 | 0
FixedInterchange | 0 | 0 | 0 | 0 | 0 | 0
Cumulative Retirements of Capacity by Reporting Type: PJM_ROR
ReportingType | 2015 | 2020 | 2025 | 2030 | 2035 | 2040
BM | 0 | 0 | 0 | 0 | 0 | 0
CC | 0 | 0 | 0 | 0 | 576.9 | 5576.68
CSP | 0 | 0 | 0 | 0 | 0 | 0
CT | 0 | 0 | 0 | 0 | 29 | 29
Coal | 32770.9 | 44288.9 | 56011.24 | 56011.24 | 56011.25 | 56011.25
Geo | 0 | 0 | 0 | 0 | 0 | 0
H | 0 | 0 | 0 | 0 | 0 | 0
LFG | 0 | 0 | 0 | 0 | 0 | 0
Nuc | 0 | 0 | 0 | 867 | 5142 | 10025.16
PS | 0 | 0 | 0 | 0 | 0 | 0
PV | 0 | 0 | 0 | 0 | 0 | 0
PeakG | 0 | 0 | 0 | 0 | 0 | 0
PeakO | 19 | 19 | 19 | 19 | 1760.98 | 1760.99
ST | 0 | 0 | 0 | 0 | 0 | 0
STOG | 0 | 0 | 0 | 0 | 2122 | 2122
STWD | 0 | 0 | 0 | 0 | 0 | 0
WT | 0 | 0 | 0 | 0 | 0 | 0
IGCC | 0 | 0 | 0 | 0 | 0 | 0
DemandResponse | 0 | 0 | 0 | 0 | 0 | 0
IGCC-CCS | 0 | 0 | 0 | 0 | 0 | 0
WT_off | 0 | 0 | 0 | 0 | 0 | 0
PseudoUnit | 0 | 0 | 0 | 0 | 0 | 0
FixedInterchange | 0 | 0 | 0 | 0 | 0 | 0
Cumulative Retirements of Capacity by Reporting Type: SOCO
ReportingType | 2015 | 2020 | 2025 | 2030 | 2035 | 2040
BM | 0 | 0 | 0 | 0 | 0 | 0
CC | 0 | 0 | 0 | 186 | 14239.39 | 20782.28
CSP | 0 | 0 | 0 | 0 | 0 | 0
CT | 0 | 0 | 0 | 0 | 0 | 0
Coal | 17794.66 | 21860.05 | 23953.35 | 23953.36 | 23953.36 | 23953.36
Geo | 0 | 0 | 0 | 0 | 0 | 0
H | 0 | 0 | 0 | 0 | 0 | 0
LFG | 0 | 0 | 0 | 0 | 0 | 0
Nuc | 0 | 0 | 0 | 0 | 0 | 2645.05
PS | 0 | 0 | 0 | 0 | 0 | 0
PV | 0 | 0 | 0 | 0 | 0 | 0
PeakG | 209.99 | 209.99 | 209.99 | 4045.78 | 4510.78 | 4510.78
PeakO | 1139 | 1139 | 1139 | 1139 | 1139 | 1139
ST | 0 | 0 | 0 | 0 | 0 | 0
STOG | 854 | 854 | 854 | 854 | 854 | 854
STWD | 0 | 0 | 0 | 0 | 0 | 0
WT | 0 | 0 | 0 | 0 | 0 | 0
IGCC | 0 | 0 | 0 | 0 | 0 | 0
DemandResponse | 0 | 0 | 0 | 0 | 0 | 0
IGCC-CCS | 0 | 0 | 0 | 0 | 0 | 0
WT_off | 0 | 0 | 0 | 0 | 0 | 0
PseudoUnit | 0 | 0 | 0 | 0 | 0 | 0
FixedInterchange | 0 | 0 | 0 | 0 | 0 | 0
Cumulative Retirements of Capacity by Reporting Type: SPP_N
ReportingType | 2015 | 2020 | 2025 | 2030 | 2035 | 2040
BM | 0 | 0 | 0 | 0 | 0 | 0
CC | 0 | 0 | 0 | 0 | 0 | 0
CSP | 0 | 0 | 0 | 0 | 0 | 0
CT | 0 | 0 | 0 | 0 | 0 | 0
Coal | 334 | 3454.5 | 7882.5 | 7882.5 | 7882.5 | 7882.5
Geo | 0 | 0 | 0 | 0 | 0 | 0
H | 0 | 0 | 0 | 0 | 0 | 0
LFG | 0 | 0 | 0 | 0 | 0 | 0
Nuc | 0 | 0 | 0 | 0 | 0 | 0
PS | 0 | 0 | 0 | 0 | 0 | 0
PV | 0 | 0 | 0 | 0 | 0 | 0
PeakG | 0 | 0 | 0 | 0 | 0 | 0
PeakO | 0 | 0 | 0 | 0 | 0 | 0
ST | 0 | 0 | 0 | 0 | 0 | 0
STOG | 998.3 | 998.3 | 1107.64 | 1107.64 | 1107.64 | 1174.8
STWD | 0 | 0 | 0 | 0 | 0 | 0
WT | 0 | 0 | 0 | 0 | 0 | 0
IGCC | 0 | 0 | 0 | 0 | 0 | 0
DemandResponse | 0 | 0 | 0 | 0 | 0 | 0
IGCC-CCS | 0 | 0 | 0 | 0 | 0 | 0
WT_off | 0 | 0 | 0 | 0 | 0 | 0
PseudoUnit | 0 | 0 | 0 | 0 | 0 | 0
FixedInterchange | 0 | 0 | 0 | 0 | 0 | 0
Cumulative Retirements of Capacity by Reporting Type: SPP_S
ReportingType | 2015 | 2020 | 2025 | 2030 | 2035 | 2040
BM | 0 | 0 | 0 | 0 | 0 | 0
CC | 0 | 0 | 0 | 0 | 0 | 0
CSP | 0 | 0 | 0 | 0 | 0 | 0
CT | 0 | 0 | 0 | 0 | 0 | 0
Coal | 1528 | 8952.26 | 13139.92 | 13139.92 | 13139.92 | 13139.92
Geo | 0 | 0 | 0 | 0 | 0 | 0
H | 0 | 0 | 0 | 0 | 0 | 0
LFG | 0 | 0 | 0 | 0 | 0 | 0
Nuc | 0 | 0 | 0 | 0 | 0 | 0
PS | 0 | 0 | 0 | 0 | 0 | 0
PV | 0 | 0 | 0 | 0 | 0 | 0
PeakG | 0 | 0 | 0 | 0 | 0 | 0
PeakO | 0 | 0 | 0 | 0 | 0 | 0
ST | 0 | 0 | 0 | 0 | 0 | 0
STOG | 3964.24 | 3964.24 | 3964.24 | 3964.24 | 3964.24 | 3964.25
STWD | 0 | 0 | 0 | 0 | 0 | 0
WT | 0 | 0 | 0 | 0 | 0 | 0
IGCC | 0 | 0 | 0 | 0 | 0 | 0
DemandResponse | 0 | 0 | 0 | 0 | 0 | 0
IGCC-CCS | 0 | 0 | 0 | 0 | 0 | 0
WT_off | 0 | 0 | 0 | 0 | 0 | 0
PseudoUnit | 0 | 0 | 0 | 0 | 0 | 0
FixedInterchange | 0 | 0 | 0 | 0 | 0 | 0
Cumulative Retirements of Capacity by Reporting Type: TVA
ReportingType | 2015 | 2020 | 2025 | 2030 | 2035 | 2040
BM | 0 | 0 | 0 | 0 | 0 | 0
CC | 0 | 0 | 0 | 0 | 3335.05 | 5994.86
CSP | 0 | 0 | 0 | 0 | 0 | 0
CT | 0 | 0 | 0 | 0 | 0 | 0
Coal | 9165.99 | 11269.99 | 13104.25 | 14718.99 | 15158.99 | 15158.99
Geo | 0 | 0 | 0 | 0 | 0 | 0
H | 0 | 0 | 0 | 0 | 0 | 0
LFG | 0 | 0 | 0 | 0 | 0 | 0
Nuc | 0 | 0 | 0 | 0 | 2512.33 | 3791
PS | 0 | 0 | 0 | 0 | 0 | 0
PV | 0 | 0 | 0 | 0 | 0 | 0
PeakG | 0 | 0 | 0 | 0 | 0 | 0
PeakO | 0 | 0 | 0 | 0 | 83 | 83
ST | 0 | 0 | 0 | 0 | 0 | 0
STOG | 0 | 0 | 0 | 0 | 0 | 0
STWD | 0 | 0 | 0 | 0 | 0 | 0
WT | 0 | 0 | 0 | 0 | 0 | 0
IGCC | 0 | 0 | 0 | 0 | 0 | 0
DemandResponse | 0 | 0 | 0 | 0 | 0 | 0
IGCC-CCS | 0 | 0 | 0 | 0 | 0 | 0
WT_off | 0 | 0 | 0 | 0 | 0 | 0
PseudoUnit | 0 | 0 | 0 | 0 | 0 | 0
FixedInterchange | 0 | 0 | 0 | 0 | 0 | 0
Cumulative Retirements of Capacity by Reporting Type: TVA_Transmission
ReportingType | 2015 | 2020 | 2025 | 2030 | 2035 | 2040
BM | 0 | 0 | 0 | 0 | 0 | 0
CC | 0 | 0 | 0 | 0 | 0 | 0
CSP | 0 | 0 | 0 | 0 | 0 | 0
CT | 0 | 0 | 0 | 0 | 0 | 0
Coal | 0 | 0 | 0 | 0 | 0 | 0
Geo | 0 | 0 | 0 | 0 | 0 | 0
H | 0 | 0 | 0 | 0 | 0 | 0
LFG | 0 | 0 | 0 | 0 | 0 | 0
Nuc | 0 | 0 | 0 | 0 | 0 | 0
PS | 0 | 0 | 0 | 0 | 0 | 0
PV | 0 | 0 | 0 | 0 | 0 | 0
PeakG | 0 | 0 | 0 | 0 | 0 | 0
PeakO | 0 | 0 | 0 | 0 | 0 | 0
ST | 0 | 0 | 0 | 0 | 0 | 0
STOG | 0 | 0 | 0 | 0 | 0 | 0
STWD | 0 | 0 | 0 | 0 | 0 | 0
WT | 0 | 0 | 0 | 0 | 0 | 0
IGCC | 0 | 0 | 0 | 0 | 0 | 0
DemandResponse | 0 | 0 | 0 | 0 | 0 | 0
IGCC-CCS | 0 | 0 | 0 | 0 | 0 | 0
WT_off | 0 | 0 | 0 | 0 | 0 | 0
PseudoUnit | 0 | 0 | 0 | 0 | 0 | 0
FixedInterchange | 0 | 0 | 0 | 0 | 0 | 0
Cumulative Retirements of Capacity by Reporting Type: VACAR
ReportingType | 2015 | 2020 | 2025 | 2030 | 2035 | 2040
BM | 0 | 0 | 0 | 0 | 0 | 0
CC | 0 | 0 | 0 | 0 | 3524.99 | 8217.79
CSP | 0 | 0 | 0 | 0 | 0 | 0
CT | 0 | 0 | 0 | 717.24 | 717.24 | 717.24
Coal | 11528.53 | 13336.93 | 15306.06 | 18975.98 | 18975.98 | 18975.98
Geo | 0 | 0 | 0 | 0 | 0 | 0
H | 0 | 0 | 0 | 0 | 0 | 0
LFG | 0 | 0 | 0 | 0 | 0 | 0
Nuc | 0 | 0 | 0 | 0 | 3248 | 5106
PS | 0 | 0 | 0 | 0 | 0 | 0
PV | 0 | 0 | 0 | 0 | 0 | 0
PeakG | 0 | 0 | 0 | 0 | 5224.4 | 5224.4
PeakO | 0 | 0 | 0 | 0 | 1268 | 1268
ST | 0 | 0 | 0 | 0 | 0 | 0
STOG | 0 | 0 | 0 | 92 | 92 | 92
STWD | 0 | 0 | 0 | 0 | 0 | 0
WT | 0 | 0 | 0 | 0 | 0 | 0
IGCC | 0 | 0 | 0 | 0 | 0 | 0
DemandResponse | 0 | 0 | 0 | 0 | 0 | 0
IGCC-CCS | 0 | 0 | 0 | 0 | 0 | 0
WT_off | 0 | 0 | 0 | 0 | 0 | 0
PseudoUnit | 0 | 0 | 0 | 0 | 0 | 0
FixedInterchange | 0 | 0 | 0 | 0 | 0 | 0
Cumulative Retirements of Capacity by Reporting Type: IESO
ReportingType | 2015 | 2020 | 2025 | 2030 | 2035 | 2040
BM | 0 | 0 | 0 | 0 | 0 | 0
CC | 5943 | 5943 | 5943 | 5943 | 5943 | 5943
CSP | 0 | 0 | 0 | 0 | 0 | 0
CT | 0 | 0 | 0 | 0 | 367.99 | 367.99
Coal | 6416 | 6416 | 6416 | 6416 | 6416 | 6416
Geo | 0 | 0 | 0 | 0 | 0 | 0
H | 0 | 0 | 0 | 0 | 0 | 0
LFG | 0 | 0 | 0 | 0 | 0 | 0
Nuc | 0 | 0 | 0 | 0 | 1030 | 2570
PS | 0 | 0 | 0 | 0 | 0 | 0
PV | 0 | 0 | 0 | 0 | 1067.26 | 1067.26
PeakG | 583.98 | 583.98 | 583.98 | 583.98 | 583.98 | 583.98
PeakO | 175 | 175 | 175 | 175 | 175 | 175
ST | 0 | 0 | 0 | 0 | 0 | 0
STOG | 2126 | 2126 | 2126 | 2126 | 2126 | 2126
STWD | 0 | 0 | 0 | 0 | 0 | 0
WT | 0 | 0 | 0 | 0 | 0 | 0
IGCC | 0 | 0 | 0 | 0 | 0 | 0
DemandResponse | 0 | 0 | 0 | 0 | 0 | 0
IGCC-CCS | 0 | 0 | 0 | 0 | 0 | 0
WT_off | 0 | 0 | 0 | 0 | 0 | 0
PseudoUnit | 0 | 0 | 0 | 0 | 0 | 0
FixedInterchange | 0 | 0 | 0 | 0 | 0 | 0
Cumulative Retirements of Capacity by Reporting Type: MAPP_CA
ReportingType | 2015 | 2020 | 2025 | 2030 | 2035 | 2040
BM | 0 | 0 | 0 | 0 | 0 | 0
CC | 0 | 0 | 731 | 731 | 731 | 1012.75
CSP | 0 | 0 | 0 | 0 | 0 | 0
CT | 0 | 0 | 0 | 0 | 0 | 0
Coal | 1076.84 | 1637.17 | 1745.9 | 1745.9 | 1745.9 | 1745.9
Geo | 0 | 0 | 0 | 0 | 0 | 0
H | 0 | 0 | 0 | 0 | 0 | 0
LFG | 0 | 0 | 0 | 0 | 0 | 0
Nuc | 0 | 0 | 0 | 0 | 0 | 0
PS | 0 | 0 | 0 | 0 | 0 | 0
PV | 0 | 0 | 0 | 0 | 0 | 0
PeakG | 0 | 0 | 559 | 559 | 559 | 559
PeakO | 0 | 0 | 4 | 4 | 4 | 4
ST | 0 | 0 | 0 | 0 | 0 | 0
STOG | 0 | 0 | 126 | 126 | 126 | 126
STWD | 0 | 0 | 0 | 0 | 0 | 0
WT | 0 | 0 | 0 | 0 | 577.4 | 577.4
IGCC | 0 | 0 | 0 | 0 | 0 | 0
DemandResponse | 0 | 0 | 0 | 0 | 0 | 0
IGCC-CCS | 0 | 0 | 0 | 0 | 0 | 0
WT_off | 0 | 0 | 0 | 0 | 0 | 0
PseudoUnit | 0 | 0 | 0 | 0 | 0 | 0
FixedInterchange | 0 | 0 | 0 | 0 | 0 | 0
Cumulative Retirements of Capacity by Reporting Type: AZ_NM_SNV_Coal
ReportingType | 2015 | 2020 | 2025 | 2030 | 2035 | 2040
BM | 0 | 0 | 0 | 0 | 0 | 0
CC | 0 | 0 | 0 | 0 | 0 | 0
CSP | 0 | 0 | 0 | 0 | 0 | 0
CT | 0 | 0 | 0 | 0 | 0 | 0
Coal | 2984.9 | 3524.89 | 6509.7 | 10454.29 | 10454.29 | 10454.29
Geo | 0 | 0 | 0 | 0 | 0 | 0
H | 0 | 0 | 0 | 0 | 0 | 0
LFG | 0 | 0 | 0 | 0 | 0 | 0
Nuc | 0 | 0 | 0 | 0 | 0 | 0
PS | 0 | 0 | 0 | 0 | 0 | 0
PV | 0 | 0 | 0 | 0 | 0 | 0
PeakG | 0 | 0 | 0 | 0 | 0 | 0
PeakO | 0 | 0 | 0 | 0 | 0 | 0
ST | 0 | 0 | 0 | 0 | 0 | 0
STOG | 0 | 0 | 0 | 0 | 0 | 0
STWD | 0 | 0 | 0 | 0 | 0 | 0
WT | 0 | 0 | 0 | 0 | 0 | 0
IGCC | 0 | 0 | 0 | 0 | 0 | 0
DemandResponse | 0 | 0 | 0 | 0 | 0 | 0
IGCC-CCS | 0 | 0 | 0 | 0 | 0 | 0
WT_off | 0 | 0 | 0 | 0 | 0 | 0
PseudoUnit | 0 | 0 | 0 | 0 | 0 | 0
FixedInterchange | 0 | 0 | 0 | 0 | 0 | 0
Cumulative Retirements of Capacity by Reporting Type: AZ_NM_SNV_Gas
ReportingType | 2015 | 2020 | 2025 | 2030 | 2035 | 2040
BM | 0 | 0 | 0 | 0 | 0 | 0
CC | 1095 | 1095 | 1095 | 1095 | 5998.3 | 8601.93
CSP | 0 | 0 | 0 | 0 | 0 | 0
CT | 0 | 0 | 0 | 0 | 736 | 736
Coal | 0 | 0 | 0 | 0 | 0 | 0
Geo | 0 | 0 | 0 | 0 | 0 | 0
H | 0 | 0 | 0 | 0 | 0 | 0
LFG | 0 | 0 | 0 | 0 | 0 | 0
Nuc | 0 | 0 | 0 | 0 | 0 | 0
PS | 0 | 0 | 0 | 0 | 0 | 0
PV | 0 | 0 | 0 | 0 | 0 | 0
PeakG | 0 | 0 | 0 | 0 | 0 | 0
PeakO | 0 | 0 | 0 | 0 | 0 | 0
ST | 0 | 0 | 0 | 0 | 0 | 0
STOG | 2064 | 2064 | 2064 | 2064 | 2064 | 2064
STWD | 0 | 0 | 0 | 0 | 0 | 0
WT | 0 | 0 | 0 | 0 | 0 | 0
IGCC | 0 | 0 | 0 | 0 | 0 | 0
DemandResponse | 0 | 0 | 0 | 0 | 0 | 0
IGCC-CCS | 0 | 0 | 0 | 0 | 0 | 0
WT_off | 0 | 0 | 0 | 0 | 0 | 0
PseudoUnit | 0 | 0 | 0 | 0 | 0 | 0
FixedInterchange | 0 | 0 | 0 | 0 | 0 | 0
Cumulative Retirements of Capacity by Reporting Type: AZ_NM_SNV_NucRenew
ReportingType | 2015 | 2020 | 2025 | 2030 | 2035 | 2040
BM | 0 | 0 | 0 | 0 | 0 | 0
CC | 0 | 0 | 0 | 0 | 0 | 0
CSP | 65 | 65 | 65 | 65 | 65 | 65
CT | 0 | 0 | 0 | 0 | 0 | 0
Coal | 0 | 0 | 0 | 0 | 0 | 0
Geo | 0 | 0 | 0 | 0 | 0 | 0
H | 0 | 0 | 0 | 0 | 0 | 0
LFG | 0 | 0 | 0 | 0 | 0 | 0
Nuc | 0 | 0 | 0 | 0 | 0 | 0
PS | 0 | 0 | 0 | 0 | 0 | 0
PV | 0 | 0 | 0 | 0 | 0 | 0
PeakG | 0 | 0 | 0 | 0 | 0 | 0
PeakO | 0 | 0 | 0 | 0 | 0 | 0
ST | 0 | 0 | 0 | 0 | 0 | 0
STOG | 0 | 0 | 0 | 0 | 0 | 0
STWD | 0 | 0 | 0 | 0 | 0 | 0
WT | 0 | 0 | 0 | 0 | 0 | 0
IGCC | 0 | 0 | 0 | 0 | 0 | 0
DemandResponse | 0 | 0 | 0 | 0 | 0 | 0
IGCC-CCS | 0 | 0 | 0 | 0 | 0 | 0
WT_off | 0 | 0 | 0 | 0 | 0 | 0
PseudoUnit | 0 | 0 | 0 | 0 | 0 | 0
FixedInterchange | 0 | 0 | 0 | 0 | 0 | 0
Cumulative Retirements of Capacity by Reporting Type: ERCOT
ReportingType | 2015 | 2020 | 2025 | 2030 | 2035 | 2040
BM | 0 | 0 | 0 | 0 | 0 | 0
CC | 0 | 0 | 0 | 0 | 10147.31 | 13370.49
CSP | 0 | 0 | 0 | 0 | 0 | 0
CT | 0 | 0 | 0 | 0 | 250 | 250
Coal | 14599.47 | 16101.85 | 16661.85 | 16661.85 | 16661.85 | 16661.85
Geo | 0 | 0 | 0 | 0 | 0 | 0
H | 0 | 0 | 0 | 0 | 0 | 0
LFG | 0 | 0 | 0 | 0 | 0 | 0
Nuc | 0 | 0 | 0 | 0 | 0 | 0
PS | 0 | 0 | 0 | 0 | 0 | 0
PV | 0 | 0 | 0 | 0 | 0 | 0
PeakG | 0 | 0 | 0 | 0 | 0 | 0
PeakO | 0 | 0 | 0 | 0 | 0 | 0
ST | 0 | 0 | 0 | 0 | 0 | 0
STOG | 4678.71 | 4678.71 | 9105.66 | 12932.12 | 18933 | 18933
STWD | 0 | 0 | 0 | 0 | 0 | 0
WT | 0 | 0 | 0 | 0 | 0 | 0
IGCC | 0 | 0 | 0 | 0 | 0 | 0
DemandResponse | 0 | 0 | 0 | 0 | 0 | 0
IGCC-CCS | 0 | 0 | 0 | 0 | 0 | 0
WT_off | 0 | 0 | 0 | 0 | 0 | 0
PseudoUnit | 0 | 0 | 0 | 0 | 0 | 0
FixedInterchange | 0 | 0 | 0 | 0 | 0 | 0
Cumulative Retirements of Capacity by Reporting Type: NP15
ReportingType | 2015 | 2020 | 2025 | 2030 | 2035 | 2040
BM | 0 | 0 | 0 | 0 | 0 | 0
CC | 0 | 0 | 0 | 0 | 0 | 0
CSP | 0 | 0 | 0 | 0 | 0 | 0
CT | 0 | 0 | 0 | 0 | 212.58 | 212.58
Coal | 0 | 163.7 | 191.9 | 191.9 | 191.9 | 191.9
Geo | 0 | 0 | 0 | 0 | 0 | 0
H | 0 | 0 | 0 | 0 | 0 | 0
LFG | 0 | 0 | 0 | 0 | 0 | 0
Nuc | 0 | 0 | 0 | 0 | 0 | 0
PS | 0 | 0 | 0 | 0 | 0 | 0
PV | 0 | 0 | 0 | 0 | 0 | 0
PeakG | 0 | 0 | 0 | 0 | 0 | 0
PeakO | 156 | 156 | 156 | 156 | 156 | 156
ST | 0 | 0 | 0 | 0 | 0 | 0
STOG | 1810.46 | 1810.46 | 1934.49 | 1934.49 | 4047.71 | 4047.71
STWD | 0 | 0 | 0 | 0 | 0 | 0
WT | 0 | 0 | 0 | 0 | 0 | 0
IGCC | 0 | 0 | 0 | 0 | 0 | 0
DemandResponse | 0 | 0 | 0 | 0 | 0 | 0
IGCC-CCS | 0 | 0 | 0 | 0 | 0 | 0
WT_off | 0 | 0 | 0 | 0 | 0 | 0
PseudoUnit | 0 | 0 | 0 | 0 | 0 | 0
FixedInterchange | 0 | 0 | 0 | 0 | 0 | 0
Cumulative Retirements of Capacity by Reporting Type: NWPP_Coal
ReportingType | 2015 | 2020 | 2025 | 2030 | 2035 | 2040
BM | 0 | 0 | 0 | 0 | 0 | 0
CC | 0 | 0 | 0 | 0 | 0 | 0
CSP | 0 | 0 | 0 | 0 | 0 | 0
CT | 0 | 0 | 0 | 0 | 0 | 0
Coal | 6940.66 | 8293.7 | 13556.69 | 13556.7 | 13556.7 | 13556.7
Geo | 0 | 0 | 0 | 0 | 0 | 0
H | 0 | 0 | 0 | 0 | 0 | 0
LFG | 0 | 0 | 0 | 0 | 0 | 0
Nuc | 0 | 0 | 0 | 0 | 0 | 0
PS | 0 | 0 | 0 | 0 | 0 | 0
PV | 0 | 0 | 0 | 0 | 0 | 0
PeakG | 0 | 0 | 0 | 0 | 0 | 0
PeakO | 183 | 183 | 183 | 183 | 183 | 183
ST | 0 | 0 | 0 | 0 | 0 | 0
STOG | 0 | 0 | 0 | 0 | 0 | 0
STWD | 0 | 0 | 0 | 0 | 0 | 0
WT | 0 | 0 | 0 | 0 | 0 | 0
IGCC | 0 | 0 | 0 | 0 | 0 | 0
DemandResponse | 0 | 0 | 0 | 0 | 0 | 0
IGCC-CCS | 0 | 0 | 0 | 0 | 0 | 0
WT_off | 0 | 0 | 0 | 0 | 0 | 0
PseudoUnit | 0 | 0 | 0 | 0 | 0 | 0
FixedInterchange | 0 | 0 | 0 | 0 | 0 | 0
Cumulative Retirements of Capacity by Reporting Type: NWPP_Gas
ReportingType | 2015 | 2020 | 2025 | 2030 | 2035 | 2040
BM | 0 | 0 | 0 | 0 | 0 | 0
CC | 2155.95 | 2155.95 | 2155.95 | 2155.95 | 8005 | 8304.99
CSP | 0 | 0 | 0 | 0 | 0 | 0
CT | 0 | 0 | 0 | 0 | 150 | 150
Coal | 0 | 0 | 0 | 0 | 0 | 0
Geo | 0 | 0 | 0 | 0 | 0 | 0
H | 0 | 0 | 0 | 0 | 0 | 0
LFG | 0 | 0 | 0 | 0 | 0 | 0
Nuc | 0 | 0 | 0 | 0 | 0 | 0
PS | 0 | 0 | 0 | 0 | 0 | 0
PV | 0 | 0 | 0 | 0 | 0 | 0
PeakG | 2623 | 2623 | 2623 | 2623 | 2623 | 2623
PeakO | 0 | 0 | 0 | 0 | 0 | 0
ST | 0 | 0 | 0 | 0 | 0 | 0
STOG | 786 | 786 | 786 | 786 | 786 | 786
STWD | 0 | 0 | 0 | 0 | 0 | 0
WT | 0 | 0 | 0 | 0 | 0 | 0
IGCC | 0 | 0 | 0 | 0 | 0 | 0
DemandResponse | 0 | 0 | 0 | 0 | 0 | 0
IGCC-CCS | 0 | 0 | 0 | 0 | 0 | 0
WT_off | 0 | 0 | 0 | 0 | 0 | 0
PseudoUnit | 0 | 0 | 0 | 0 | 0 | 0
FixedInterchange | 0 | 0 | 0 | 0 | 0 | 0
Cumulative Retirements of Capacity by Reporting Type: NWPP_NucRenew
ReportingType | 2015 | 2020 | 2025 | 2030 | 2035 | 2040
BM | 0 | 0 | 0 | 0 | 0 | 0
CC | 0 | 0 | 0 | 0 | 0 | 0
CSP | 0 | 0 | 0 | 0 | 0 | 0
CT | 0 | 0 | 0 | 0 | 0 | 0
Coal | 0 | 0 | 0 | 0 | 0 | 0
Geo | 4.8 | 4.8 | 4.8 | 4.8 | 4.8 | 4.8
H | 0 | 0 | 0 | 0 | 0 | 0
LFG | 0 | 0 | 0 | 0 | 0 | 0
Nuc | 0 | 0 | 0 | 0 | 0 | 0
PS | 0 | 0 | 0 | 0 | 0 | 0
PV | 0 | 0 | 0 | 0 | 0 | 0
PeakG | 0 | 0 | 0 | 0 | 0 | 0
PeakO | 0 | 0 | 0 | 0 | 0 | 0
ST | 0 | 0 | 0 | 0 | 0 | 0
STOG | 0 | 0 | 0 | 0 | 0 | 0
STWD | 0 | 0 | 0 | 0 | 0 | 0
WT | 0 | 0 | 0 | 0 | 0 | 0
IGCC | 0 | 0 | 0 | 0 | 0 | 0
DemandResponse | 0 | 0 | 0 | 0 | 0 | 0
IGCC-CCS | 0 | 0 | 0 | 0 | 0 | 0
WT_off | 0 | 0 | 0 | 0 | 0 | 0
PseudoUnit | 0 | 0 | 0 | 0 | 0 | 0
FixedInterchange | 0 | 0 | 0 | 0 | 0 | 0
Cumulative Retirements of Capacity by Reporting Type: RMPA
ReportingType | 2015 | 2020 | 2025 | 2030 | 2035 | 2040
BM | 0 | 0 | 0 | 0 | 0 | 0
CC | 0 | 0 | 0 | 0 | 1347.15 | 1889.03
CSP | 1 | 1 | 1 | 1 | 1 | 1
CT | 0 | 0 | 0 | 0 | 152 | 152
Coal | 1186 | 2189.76 | 5952.11 | 6787.99 | 6788 | 6788
Geo | 0 | 0 | 0 | 0 | 0 | 0
H | 0 | 0 | 0 | 0 | 0 | 0
LFG | 0 | 0 | 0 | 0 | 0 | 0
Nuc | 0 | 0 | 0 | 0 | 0 | 0
PS | 0 | 0 | 0 | 0 | 0 | 0
PV | 0 | 0 | 0 | 0 | 0 | 0
PeakG | 0 | 0 | 0 | 0 | 0 | 0
PeakO | 76.06 | 76.06 | 76.06 | 76.06 | 76.06 | 76.06
ST | 0 | 0 | 0 | 0 | 0 | 0
STOG | 217 | 217 | 217 | 217 | 217 | 217
STWD | 0 | 0 | 0 | 0 | 0 | 0
WT | 0 | 0 | 0 | 0 | 0 | 0
IGCC | 0 | 0 | 0 | 0 | 0 | 0
DemandResponse | 0 | 0 | 0 | 0 | 0 | 0
IGCC-CCS | 0 | 0 | 0 | 0 | 0 | 0
WT_off | 0 | 0 | 0 | 0 | 0 | 0
PseudoUnit | 0 | 0 | 0 | 0 | 0 | 0
FixedInterchange | 0 | 0 | 0 | 0 | 0 | 0
Cumulative Retirements of Capacity by Reporting Type: SP15
ReportingType | 2015 | 2020 | 2025 | 2030 | 2035 | 2040
BM | 0 | 0 | 0 | 0 | 0 | 0
CC | 0 | 0 | 0 | 0 | 0 | 0
CSP | 409 | 409 | 409 | 409 | 409 | 409
CT | 0 | 0 | 0 | 0 | 0 | 0
Coal | 57 | 141.5 | 242.7 | 242.7 | 242.7 | 242.7
Geo | 0 | 0 | 0 | 0 | 0 | 0
H | 0 | 0 | 0 | 0 | 0 | 0
LFG | 0 | 0 | 0 | 0 | 0 | 0
Nuc | 0 | 0 | 0 | 0 | 0 | 0
PS | 0 | 0 | 0 | 0 | 0 | 0
PV | 0 | 0 | 0 | 0 | 0 | 0
PeakG | 44 | 44 | 44 | 44 | 44 | 44
PeakO | 15 | 15 | 15 | 15 | 15 | 15
ST | 0 | 0 | 0 | 0 | 0 | 0
STOG | 3322.67 | 3322.67 | 4992.45 | 4992.45 | 6542.32 | 6542.32
STWD | 0 | 0 | 0 | 0 | 0 | 0
WT | 126.2 | 126.2 | 126.2 | 126.2 | 126.2 | 126.2
IGCC | 0 | 0 | 0 | 0 | 0 | 0
DemandResponse | 0 | 0 | 0 | 0 | 0 | 0
IGCC-CCS | 0 | 0 | 0 | 0 | 0 | 0
WT_off | 0 | 0 | 0 | 0 | 0 | 0
PseudoUnit | 0 | 0 | 0 | 0 | 0 | 0
FixedInterchange | 0 | 0 | 0 | 0 | 0 | 0
Cumulative Retirements of Capacity by Reporting Type: ALB
ReportingType | 2015 | 2020 | 2025 | 2030 | 2035 | 2040
BM | 0 | 0 | 0 | 0 | 0 | 0
CC | 0 | 0 | 0 | 1951.99 | 1951.99 | 1951.99
CSP | 0 | 0 | 0 | 0 | 0 | 0
CT | 0 | 0 | 0 | 0 | 129.94 | 129.94
Coal | 0 | 0 | 52.19 | 5745.83 | 5745.83 | 5745.83
Geo | 0 | 0 | 0 | 0 | 0 | 0
H | 0 | 0 | 0 | 0 | 0 | 0
LFG | 0 | 0 | 0 | 0 | 0 | 0
Nuc | 0 | 0 | 0 | 0 | 0 | 0
PS | 0 | 0 | 0 | 0 | 0 | 0
PV | 0 | 0 | 0 | 0 | 0 | 0
PeakG | 1375.26 | 1375.26 | 1375.26 | 1375.26 | 1375.26 | 1375.26
PeakO | 6 | 6 | 6 | 6 | 6 | 6
ST | 0 | 0 | 0 | 0 | 0 | 0
STOG | 186 | 186 | 186 | 186 | 186 | 186
STWD | 0 | 0 | 0 | 0 | 0 | 0
WT | 0 | 0 | 0 | 0 | 0 | 0
IGCC | 0 | 0 | 0 | 0 | 0 | 0
DemandResponse | 0 | 0 | 0 | 0 | 0 | 0
IGCC-CCS | 0 | 0 | 0 | 0 | 0 | 0
WT_off | 0 | 0 | 0 | 0 | 0 | 0
PseudoUnit | 0 | 0 | 0 | 0 | 0 | 0
FixedInterchange | 0 | 0 | 0 | 0 | 0 | 0
Cumulative Retirements of Capacity by Reporting Type: BC
ReportingType | 2015 | 2020 | 2025 | 2030 | 2035 | 2040
BM | 0 | 0 | 0 | 0 | 0 | 0
CC | 0 | 0 | 0 | 37.62 | 37.62 | 387.45
CSP | 0 | 0 | 0 | 0 | 0 | 0
CT | 0 | 0 | 0 | 0 | 0 | 0
Coal | 0 | 0 | 0 | 0 | 0 | 0
Geo | 0 | 0 | 0 | 0 | 0 | 0
H | 0 | 0 | 0 | 0 | 0 | 0
LFG | 0 | 0 | 0 | 0 | 0 | 0
Nuc | 0 | 0 | 0 | 0 | 0 | 0
PS | 0 | 0 | 0 | 0 | 0 | 0
PV | 0 | 0 | 0 | 0 | 0 | 0
PeakG | 141 | 141 | 141 | 141 | 141 | 141
PeakO | 44 | 44 | 44 | 44 | 44 | 44
ST | 0 | 0 | 0 | 0 | 0 | 0
STOG | 938 | 938 | 938 | 938 | 938 | 938
STWD | 0 | 0 | 0 | 0 | 0 | 0
WT | 0 | 0 | 0 | 0 | 0 | 0
IGCC | 0 | 0 | 0 | 0 | 0 | 0
DemandResponse | 0 | 0 | 0 | 0 | 0 | 0
IGCC-CCS | 0 | 0 | 0 | 0 | 0 | 0
WT_off | 0 | 0 | 0 | 0 | 0 | 0
PseudoUnit | 0 | 0 | 0 | 0 | 0 | 0
FixedInterchange | 0 | 0 | 0 | 0 | 0 | 0
Cumulative Retirements of Capacity by Reporting Type: HQ_IESO
ReportingType | 2015 | 2020 | 2025 | 2030 | 2035 | 2040
BM | 0 | 0 | 0 | 0 | 0 | 0
CC | 0 | 0 | 0 | 0 | 0 | 0
CSP | 0 | 0 | 0 | 0 | 0 | 0
CT | 0 | 0 | 0 | 0 | 0 | 0
Coal | 0 | 0 | 0 | 0 | 0 | 0
Geo | 0 | 0 | 0 | 0 | 0 | 0
H | 0 | 0 | 0 | 0 | 0 | 0
LFG | 0 | 0 | 0 | 0 | 0 | 0
Nuc | 0 | 0 | 0 | 0 | 0 | 0
PS | 0 | 0 | 0 | 0 | 0 | 0
PV | 0 | 0 | 0 | 0 | 0 | 0
PeakG | 0 | 0 | 0 | 0 | 0 | 0
PeakO | 0 | 0 | 0 | 0 | 0 | 0
ST | 0 | 0 | 0 | 0 | 0 | 0
STOG | 0 | 0 | 0 | 0 | 0 | 0
STWD | 0 | 0 | 0 | 0 | 0 | 0
WT | 0 | 0 | 0 | 0 | 0 | 0
IGCC | 0 | 0 | 0 | 0 | 0 | 0
DemandResponse | 0 | 0 | 0 | 0 | 0 | 0
IGCC-CCS | 0 | 0 | 0 | 0 | 0 | 0
WT_off | 0 | 0 | 0 | 0 | 0 | 0
PseudoUnit | 0 | 0 | 0 | 0 | 0 | 0
FixedInterchange | 0 | 0 | 0 | 0 | 0 | 0
Cumulative Retirements of Capacity by Reporting Type: HQ_NEISO
ReportingType | 2015 | 2020 | 2025 | 2030 | 2035 | 2040
BM | 0 | 0 | 0 | 0 | 0 | 0
CC | 0 | 0 | 0 | 0 | 0 | 0
CSP | 0 | 0 | 0 | 0 | 0 | 0
CT | 0 | 0 | 0 | 0 | 0 | 0
Coal | 0 | 0 | 0 | 0 | 0 | 0
Geo | 0 | 0 | 0 | 0 | 0 | 0
H | 0 | 0 | 0 | 0 | 0 | 0
LFG | 0 | 0 | 0 | 0 | 0 | 0
Nuc | 0 | 0 | 0 | 0 | 0 | 0
PS | 0 | 0 | 0 | 0 | 0 | 0
PV | 0 | 0 | 0 | 0 | 0 | 0
PeakG | 0 | 0 | 0 | 0 | 0 | 0
PeakO | 0 | 0 | 0 | 0 | 0 | 0
ST | 0 | 0 | 0 | 0 | 0 | 0
STOG | 0 | 0 | 0 | 0 | 0 | 0
STWD | 0 | 0 | 0 | 0 | 0 | 0
WT | 0 | 0 | 0 | 0 | 0 | 0
IGCC | 0 | 0 | 0 | 0 | 0 | 0
DemandResponse | 0 | 0 | 0 | 0 | 0 | 0
IGCC-CCS | 0 | 0 | 0 | 0 | 0 | 0
WT_off | 0 | 0 | 0 | 0 | 0 | 0
PseudoUnit | 0 | 0 | 0 | 0 | 0 | 0
FixedInterchange | 0 | 0 | 0 | 0 | 0 | 0
Cumulative Retirements of Capacity by Reporting Type: HQ_NY
ReportingType | 2015 | 2020 | 2025 | 2030 | 2035 | 2040
BM | 0 | 0 | 0 | 0 | 0 | 0
CC | 0 | 0 | 0 | 0 | 0 | 0
CSP | 0 | 0 | 0 | 0 | 0 | 0
CT | 0 | 0 | 0 | 0 | 0 | 0
Coal | 0 | 0 | 0 | 0 | 0 | 0
Geo | 0 | 0 | 0 | 0 | 0 | 0
H | 0 | 0 | 0 | 0 | 0 | 0
LFG | 0 | 0 | 0 | 0 | 0 | 0
Nuc | 0 | 0 | 0 | 0 | 0 | 0
PS | 0 | 0 | 0 | 0 | 0 | 0
PV | 0 | 0 | 0 | 0 | 0 | 0
PeakG | 0 | 0 | 0 | 0 | 0 | 0
PeakO | 0 | 0 | 0 | 0 | 0 | 0
ST | 0 | 0 | 0 | 0 | 0 | 0
STOG | 0 | 0 | 0 | 0 | 0 | 0
STWD | 0 | 0 | 0 | 0 | 0 | 0
WT | 0 | 0 | 0 | 0 | 0 | 0
IGCC | 0 | 0 | 0 | 0 | 0 | 0
DemandResponse | 0 | 0 | 0 | 0 | 0 | 0
IGCC-CCS | 0 | 0 | 0 | 0 | 0 | 0
WT_off | 0 | 0 | 0 | 0 | 0 | 0
PseudoUnit | 0 | 0 | 0 | 0 | 0 | 0
FixedInterchange | 0 | 0 | 0 | 0 | 0 | 0
Cumulative Retirements of Capacity by Reporting Type: MARITIMES
ReportingType | 2015 | 2020 | 2025 | 2030 | 2035 | 2040
BM | 0 | 0 | 0 | 0 | 0 | 0
CC | 0 | 0 | 0 | 0 | 0 | 0
CSP | 0 | 0 | 0 | 0 | 0 | 0
CT | 0 | 0 | 0 | 0 | 0 | 0
Coal | 0 | 0 | 0 | 0 | 0 | 0
Geo | 0 | 0 | 0 | 0 | 0 | 0
H | 0 | 0 | 0 | 0 | 0 | 0
LFG | 0 | 0 | 0 | 0 | 0 | 0
Nuc | 0 | 0 | 0 | 0 | 0 | 0
PS | 0 | 0 | 0 | 0 | 0 | 0
PV | 0 | 0 | 0 | 0 | 0 | 0
PeakG | 0 | 0 | 0 | 0 | 0 | 0
PeakO | 0 | 0 | 0 | 0 | 0 | 0
ST | 0 | 0 | 0 | 0 | 0 | 0
STOG | 0 | 0 | 0 | 0 | 0 | 0
STWD | 0 | 0 | 0 | 0 | 0 | 0
WT | 0 | 0 | 0 | 0 | 0 | 0
IGCC | 0 | 0 | 0 | 0 | 0 | 0
DemandResponse | 0 | 0 | 0 | 0 | 0 | 0
IGCC-CCS | 0 | 0 | 0 | 0 | 0 | 0
WT_off | 0 | 0 | 0 | 0 | 0 | 0
PseudoUnit | 0 | 0 | 0 | 0 | 0 | 0
FixedInterchange | 0 | 0 | 0 | 0 | 0 | 0
Cumulative Retirements of Capacity by Reporting Type: All
ReportingType | 2015 | 2020 | 2025 | 2030 | 2035 | 2040
BM | 0 | 0 | 0 | 0 | 0 | 0
CC | 11936.59 | 16036.58 | 18980.11 | 29233.17 | 81250.7 | 112621.52
CSP | 475 | 475 | 475 | 475 | 475 | 475
CT | 0 | 0 | 0 | 726.74 | 5250.25 | 5276.45
Coal | 163325.39 | 230926.58 | 282013.44 | 300545.18 | 307953.93 | 308293.27
Geo | 4.8 | 4.8 | 4.8 | 4.8 | 4.8 | 4.8
H | 0 | 0 | 0 | 0 | 0 | 0
LFG | 0 | 0 | 0 | 0 | 0 | 0
Nuc | 0 | 614.5 | 614.5 | 2102.7 | 28678.4 | 48384.39
PS | 0 | 0 | 0 | 0 | 0 | 0
PV | 0 | 0 | 0 | 0 | 1067.26 | 1067.26
PeakG | 5245.73 | 5245.73 | 5804.73 | 11564.02 | 19160.33 | 19160.33
PeakO | 3229.62 | 3229.62 | 3606.95 | 5516.61 | 10187.57 | 10187.59
ST | 0 | 0 | 0 | 0 | 0 | 0
STOG | 57526.77 | 57526.77 | 64181.34 | 69917.55 | 89282.47 | 90005.95
STWD | 0 | 0 | 0 | 0 | 0 | 0
WT | 126.2 | 126.2 | 126.2 | 126.2 | 1403.6 | 1403.6
IGCC | 0 | 0 | 0 | 0 | 0 | 0
DemandResponse | 0 | 0 | 0 | 0 | 0 | 0
IGCC-CCS | 0 | 0 | 0 | 0 | 0 | 0
WT_off | 0 | 0 | 0 | 0 | 0 | 0
PseudoUnit | 0 | 0 | 0 | 0 | 0 | 0
FixedInterchange | 0 | 0 | 0 | 0 | 0 | 0
Cumulative Retirements of Capacity by Reporting Type: EI_US
ReportingType | 2015 | 2020 | 2025 | 2030 | 2035 | 2040
BM | 0 | 0 | 0 | 0 | 0 | 0
CC | 2742.65 | 6842.64 | 9055.17 | 17318.61 | 47089.32 | 71159.88
CSP | 0 | 0 | 0 | 0 | 0 | 0
CT | 0 | 0 | 0 | 726.74 | 3251.73 | 3277.94
Coal | 130064.52 | 192458 | 230684.4 | 238742.03 | 246150.77 | 246490.11
Geo | 0 | 0 | 0 | 0 | 0 | 0
H | 0 | 0 | 0 | 0 | 0 | 0
LFG | 0 | 0 | 0 | 0 | 0 | 0
Nuc | 0 | 614.5 | 614.5 | 2102.7 | 27648.4 | 45814.39
PS | 0 | 0 | 0 | 0 | 0 | 0
PV | 0 | 0 | 0 | 0 | 0 | 0
PeakG | 478.49 | 478.49 | 478.49 | 6237.79 | 13834.1 | 13834.1
PeakO | 2574.56 | 2574.56 | 2947.9 | 4857.56 | 9528.52 | 9528.53
ST | 0 | 0 | 0 | 0 | 0 | 0
STOG | 41397.93 | 41397.93 | 41705.74 | 43615.49 | 53316.44 | 54039.92
STWD | 0 | 0 | 0 | 0 | 0 | 0
WT | 0 | 0 | 0 | 0 | 700 | 700
IGCC | 0 | 0 | 0 | 0 | 0 | 0
DemandResponse | 0 | 0 | 0 | 0 | 0 | 0
IGCC-CCS | 0 | 0 | 0 | 0 | 0 | 0
WT_off | 0 | 0 | 0 | 0 | 0 | 0
PseudoUnit | 0 | 0 | 0 | 0 | 0 | 0
FixedInterchange | 0 | 0 | 0 | 0 | 0 | 0
Cumulative Retirements of Capacity by Reporting Type: EI_Canada
ReportingType | 2015 | 2020 | 2025 | 2030 | 2035 | 2040
BM | 0 | 0 | 0 | 0 | 0 | 0
CC | 5943 | 5943 | 6674 | 6674 | 6674 | 6955.75
CSP | 0 | 0 | 0 | 0 | 0 | 0
CT | 0 | 0 | 0 | 0 | 367.99 | 367.99
Coal | 7492.84 | 8053.17 | 8161.9 | 8161.9 | 8161.9 | 8161.9
Geo | 0 | 0 | 0 | 0 | 0 | 0
H | 0 | 0 | 0 | 0 | 0 | 0
LFG | 0 | 0 | 0 | 0 | 0 | 0
Nuc | 0 | 0 | 0 | 0 | 1030 | 2570
PS | 0 | 0 | 0 | 0 | 0 | 0
PV | 0 | 0 | 0 | 0 | 1067.26 | 1067.26
PeakG | 583.98 | 583.98 | 1142.98 | 1142.98 | 1142.98 | 1142.98
PeakO | 175 | 175 | 179 | 179 | 179 | 179
ST | 0 | 0 | 0 | 0 | 0 | 0
STOG | 2126 | 2126 | 2252 | 2252 | 2252 | 2252
STWD | 0 | 0 | 0 | 0 | 0 | 0
WT | 0 | 0 | 0 | 0 | 577.4 | 577.4
IGCC | 0 | 0 | 0 | 0 | 0 | 0
DemandResponse | 0 | 0 | 0 | 0 | 0 | 0
IGCC-CCS | 0 | 0 | 0 | 0 | 0 | 0
WT_off | 0 | 0 | 0 | 0 | 0 | 0
PseudoUnit | 0 | 0 | 0 | 0 | 0 | 0
FixedInterchange | 0 | 0 | 0 | 0 | 0 | 0
Cumulative Retirements of Capacity by Reporting Type: EI
ReportingType | 2015 | 2020 | 2025 | 2030 | 2035 | 2040
BM | 0 | 0 | 0 | 0 | 0 | 0
CC | 8685.64 | 12785.64 | 15729.16 | 23992.61 | 53763.32 | 78115.64
CSP | 0 | 0 | 0 | 0 | 0 | 0
CT | 0 | 0 | 0 | 726.74 | 3619.73 | 3645.93
Coal | 137557.36 | 200511.17 | 238846.3 | 246903.92 | 254312.67 | 254652.01
Geo | 0 | 0 | 0 | 0 | 0 | 0
H | 0 | 0 | 0 | 0 | 0 | 0
LFG | 0 | 0 | 0 | 0 | 0 | 0
Nuc | 0 | 614.5 | 614.5 | 2102.7 | 28678.4 | 48384.39
PS | 0 | 0 | 0 | 0 | 0 | 0
PV | 0 | 0 | 0 | 0 | 1067.26 | 1067.26
PeakG | 1062.48 | 1062.48 | 1621.48 | 7380.77 | 14977.08 | 14977.08
PeakO | 2749.56 | 2749.56 | 3126.9 | 5036.56 | 9707.52 | 9707.53
ST | 0 | 0 | 0 | 0 | 0 | 0
STOG | 43523.93 | 43523.93 | 43957.74 | 45867.49 | 55568.44 | 56291.92
STWD | 0 | 0 | 0 | 0 | 0 | 0
WT | 0 | 0 | 0 | 0 | 1277.4 | 1277.4
IGCC | 0 | 0 | 0 | 0 | 0 | 0
DemandResponse | 0 | 0 | 0 | 0 | 0 | 0
IGCC-CCS | 0 | 0 | 0 | 0 | 0 | 0
WT_off | 0 | 0 | 0 | 0 | 0 | 0
PseudoUnit | 0 | 0 | 0 | 0 | 0 | 0
FixedInterchange | 0 | 0 | 0 | 0 | 0 | 0
Cumulative Retirements of Capacity by Reporting Type: Outside_EI
ReportingType | 2015 | 2020 | 2025 | 2030 | 2035 | 2040
BM | 0 | 0 | 0 | 0 | 0 | 0
CC | 3250.95 | 3250.95 | 3250.95 | 5240.56 | 27487.38 | 34505.88
CSP | 475 | 475 | 475 | 475 | 475 | 475
CT | 0 | 0 | 0 | 0 | 1630.52 | 1630.52
Coal | 25768.03 | 30415.4 | 43167.14 | 53641.26 | 53641.26 | 53641.26
Geo | 4.8 | 4.8 | 4.8 | 4.8 | 4.8 | 4.8
H | 0 | 0 | 0 | 0 | 0 | 0
LFG | 0 | 0 | 0 | 0 | 0 | 0
Nuc | 0 | 0 | 0 | 0 | 0 | 0
PS | 0 | 0 | 0 | 0 | 0 | 0
PV | 0 | 0 | 0 | 0 | 0 | 0
PeakG | 4183.25 | 4183.25 | 4183.25 | 4183.25 | 4183.25 | 4183.25
PeakO | 480.05 | 480.05 | 480.05 | 480.06 | 480.06 | 480.06
ST | 0 | 0 | 0 | 0 | 0 | 0
STOG | 14002.84 | 14002.84 | 20223.6 | 24050.06 | 33714.03 | 33714.03
STWD | 0 | 0 | 0 | 0 | 0 | 0
WT | 126.2 | 126.2 | 126.2 | 126.2 | 126.2 | 126.2
IGCC | 0 | 0 | 0 | 0 | 0 | 0
DemandResponse | 0 | 0 | 0 | 0 | 0 | 0
IGCC-CCS | 0 | 0 | 0 | 0 | 0 | 0
WT_off | 0 | 0 | 0 | 0 | 0 | 0
PseudoUnit | 0 | 0 | 0 | 0 | 0 | 0
FixedInterchange | 0 | 0 | 0 | 0 | 0 | 0
#5 | Total Installed ACTIVE Capacity (MW)
Total Installed Capacity by Reporting Type: Entergy
ReportingType | 2015 | 2020 | 2025 | 2030 | 2035 | 2040
BM | 0 | 0 | 0 | 0 | 0 | 2743.37
CC | 13885.1 | 15625.01 | 15625.01 | 15625.01 | 15625.01 | 15625.01
CSP | 0 | 0 | 0 | 0 | 0 | 0
CT | 0 | 0 | 0 | 0 | 0 | 0
Coal | 8076 | 3623.01 | 1097.2 | 720.01 | 720.01 | 720
Geo | 0 | 0 | 0 | 0 | 0 | 0
H | 744 | 1180 | 1853 | 1853 | 1853 | 1853
LFG | 8 | 8 | 115.4 | 115.4 | 115.4 | 115.4
Nuc | 5422 | 5422 | 5422 | 5422 | 4580 | 3583
PS | 59 | 59 | 59 | 59 | 59 | 59
PV | 0.29 | 61.82 | 91.21 | 91.21 | 91.21 | 92.59
PeakG | 2787 | 2787 | 2787 | 2787 | 2787 | 2787
PeakO | 174 | 174 | 174 | 174 | 174 | 174
ST | 0 | 0 | 0 | 0 | 0 | 0
STOG | 4384.45 | 4384.45 | 4384.45 | 2566.7 | 1706.41 | 1182.95
STWD | 206 | 206 | 206 | 206 | 206 | 206
WT | 107 | 107 | 107 | 107 | 107 | 107
IGCC | 0 | 0 | 0 | 0 | 0 | 0
DemandResponse | 301.55 | 1538.95 | 2854.33 | 2930.78 | 3009.27 | 3089.87
IGCC-CCS | 0 | 0 | 0 | 0 | 0 | 0
WT_off | 0 | 0 | 0 | 0 | 0 | 0
PseudoUnit | 0 | 0 | 0 | 0 | 0 | 0
FixedInterchange | 0 | 0 | 0 | 0 | 0 | 0
Total Installed Capacity by Reporting Type: FRCC
ReportingType | 2015 | 2020 | 2025 | 2030 | 2035 | 2040
BM | 0 | 0 | 0 | 0 | 2001.91 | 2001.91
CC | 34338.61 | 34339.54 | 34339.54 | 26262.09 | 19272.1 | 18481.31
CSP | 0 | 0 | 0 | 0 | 0 | 0
CT | 2480 | 2480 | 2480 | 2480 | 0 | 0
Coal | 2356.07 | 1252.07 | 1252.06 | 1252.06 | 1252.06 | 1252.06
Geo | 0 | 0 | 0 | 0 | 0 | 0
H | 55 | 55 | 55 | 55 | 83 | 83
LFG | 486 | 486 | 684 | 684 | 684 | 684
Nuc | 4131.33 | 4131.33 | 6363.87 | 18242.25 | 23350.1 | 28066.79
PS | 0 | 0 | 0 | 0 | 0 | 0
PV | 51 | 51 | 51 | 51 | 51 | 51
PeakG | 8431 | 8431 | 8431 | 6507.49 | 6507.49 | 6507.49
PeakO | 2283 | 2283 | 1909.66 | 0 | 0 | 0
ST | 0 | 0 | 0 | 0 | 0 | 0
STOG | 175.68 | 175.68 | 0 | 0 | 0 | 0
STWD | 195 | 195 | 195 | 195 | 195 | 195
WT | 0 | 0 | 0 | 0 | 0 | 0
IGCC | 0 | 0 | 0 | 0 | 0 | 0
DemandResponse | 2734.45 | 3962.85 | 5527.63 | 5878.95 | 6252.59 | 6649.99
IGCC-CCS | 0 | 0 | 0 | 0 | 0 | 0
WT_off | 0 | 0 | 0 | 0 | 0 | 0
PseudoUnit | 0 | 0 | 0 | 0 | 0 | 0
FixedInterchange | 0 | 0 | 0 | 0 | 0 | 0
Total Installed Capacity by Reporting Type: MAPP_US
ReportingType | 2015 | 2020 | 2025 | 2030 | 2035 | 2040
BM | 0 | 0 | 0 | 0 | 34.97 | 142.16
CC | 289 | 289 | 289.01 | 289.01 | 289.01 | 289.01
CSP | 0 | 0 | 0 | 0 | 0 | 0
CT | 308.3 | 424.71 | 424.71 | 579.67 | 579.67 | 579.67
Coal | 1734.41 | 1263.41 | 1037.74 | 1037.74 | 1037.74 | 698.41
Geo | 44 | 44 | 44 | 44 | 44 | 44
H | 2186 | 2186 | 2186 | 2186 | 2186 | 2186
LFG | 2 | 2 | 2 | 73.67 | 73.67 | 73.67
Nuc | 0.1 | 0.1 | 0.1 | 0.1 | 0.1 | 0.1
PS | 0 | 0 | 0 | 0 | 0 | 0
PV | 0 | 0 | 0 | 0 | 0 | 0
PeakG | 709 | 709 | 709 | 709 | 709 | 709
PeakO | 346 | 346 | 346 | 346 | 346 | 346
ST | 0 | 0 | 0 | 0 | 0 | 0
STOG | 0.01 | 0.01 | 0.01 | 0.01 | 0.01 | 0.01
STWD | 0 | 0 | 0 | 0 | 0 | 0
WT | 1689.3 | 5310.18 | 5310.18 | 5310.18 | 5310.18 | 7064.5
IGCC | 0 | 0 | 0 | 0 | 0 | 0
DemandResponse | 59 | 199.4 | 353.8 | 367.81 | 382.38 | 397.53
IGCC-CCS | 0 | 0 | 0 | 0 | 0 | 0
WT_off | 0 | 0 | 0 | 0 | 0 | 0
PseudoUnit | 0 | 0 | 0 | 0 | 0 | 0
FixedInterchange | 0 | 0 | 0 | 0 | 0 | 0
Total Installed Capacity by Reporting Type: MISO_IN
ReportingType | 2015 | 2020 | 2025 | 2030 | 2035 | 2040
BM | 0 | 0 | 0 | 0 | 1288.73 | 2453.48
CC | 2369.08 | 13831.9 | 13831.9 | 13831.9 | 13831.9 | 13831.9
CSP | 0 | 0 | 0 | 0 | 0 | 0
CT | 0 | 0 | 0 | 0 | 0 | 0
Coal | 9732.26 | 7928.27 | 3669.27 | 3669.27 | 3197.22 | 3197.22
Geo | 0 | 0 | 0 | 0 | 0 | 0
H | 75 | 75 | 75 | 75 | 75 | 75
LFG | 37 | 37 | 117.12 | 117.13 | 117.13 | 117.13
Nuc | 0.1 | 0.1 | 0.1 | 0.1 | 0.1 | 0.1
PS | 0 | 0 | 0 | 0 | 0 | 0
PV | 0 | 225.83 | 336.84 | 340.96 | 340.96 | 340.96
PeakG | 3053 | 3053 | 3053 | 3053 | 3053 | 3053
PeakO | 361 | 361 | 361 | 361 | 361 | 361
ST | 0 | 0 | 0 | 0 | 0 | 0
STOG | 279 | 279 | 279 | 279 | 279 | 279
STWD | 0 | 0 | 0 | 0 | 0 | 0
WT | 535 | 535 | 42854.1 | 42854.1 | 42854.1 | 42854.1
IGCC | 618 | 618 | 618 | 618 | 618 | 618
DemandResponse | 1068.55 | 1287.74 | 1545.09 | 1592.8 | 1641.97 | 1692.67
IGCC-CCS | 0 | 0 | 0 | 0 | 0 | 0
WT_off | 0 | 0 | 0 | 0 | 0 | 0
PseudoUnit | 0 | 0 | 0 | 0 | 0 | 0
FixedInterchange | 0 | 0 | 0 | 0 | 0 | 0
Total Installed Capacity by Reporting Type: MISO_MI
ReportingType | 2015 | 2020 | 2025 | 2030 | 2035 | 2040
BM | 0 | 0 | 0 | 0 | 1707.15 | 3612.67
CC | 5650.45 | 5650.49 | 5650.49 | 5650.49 | 5650.49 | 5650.49
CSP | 0 | 0 | 0 | 0 | 0 | 0
CT | 0 | 0 | 0 | 0.01 | 0.01 | 0.01
Coal | 4452.02 | 0.02 | 0.02 | 0.02 | 0.02 | 0.02
Geo | 0 | 0 | 0 | 0 | 0 | 0
H | 141 | 141 | 141 | 141 | 141 | 141
LFG | 163 | 163 | 323.25 | 323.25 | 323.25 | 323.25
Nuc | 1889 | 1889 | 1889 | 1889 | 1111 | 1111
PS | 1872 | 1872 | 1872 | 1872 | 1872 | 1872
PV | 0 | 0 | 0 | 0 | 0 | 0
PeakG | 3562 | 3562 | 3562 | 3562 | 3562 | 3562
PeakO | 534 | 534 | 534 | 534 | 534 | 534
ST | 0 | 0 | 0 | 0 | 0 | 0
STOG | 2852 | 2852 | 2852 | 2852 | 2852 | 2852
STWD | 163 | 163 | 163 | 163 | 163 | 163
WT | 2161 | 2710.61 | 2761 | 2761 | 2761 | 2761
IGCC | 0 | 0 | 0 | 0 | 0 | 0
DemandResponse | 1838.88 | 2351.35 | 3000.3 | 3120.7 | 3245.93 | 3376.18
IGCC-CCS | 0 | 0 | 0 | 0 | 0 | 0
WT_off | 0 | 0 | 0 | 0 | 0 | 0
PseudoUnit | 0 | 0 | 0 | 0 | 0 | 0
FixedInterchange | 0 | 0 | 0 | 0 | 0 | 0
Total Installed Capacity by Reporting Type: MISO_MO-IL
ReportingType | 2015 | 2020 | 2025 | 2030 | 2035 | 2040
BM | 0 | 0 | 0 | 0 | 0 | 0
CC | 1058 | 1058 | 1058 | 1058 | 1058 | 1058
CSP | 0 | 0 | 0 | 0 | 0 | 0
CT | 0 | 0 | 0 | 0 | 0 | 0
Coal | 11506.3 | 4969.04 | 3618.04 | 3618.04 | 2428.02 | 2428.02
Geo | 0 | 0 | 0 | 0 | 0 | 0
H | 352 | 632 | 632 | 632 | 632 | 632
LFG | 18 | 18 | 134.84 | 241.33 | 241.33 | 241.33
Nuc | 2233 | 2233 | 2233 | 2233 | 2233 | 2233
PS | 440 | 440 | 440 | 440 | 440 | 440
PV | 0 | 0 | 0 | 0 | 0 | 0
PeakG | 4595 | 4595 | 4595 | 4595 | 4595 | 4595
PeakO | 766 | 766 | 766 | 766 | 766 | 766
ST | 0 | 0 | 0 | 0 | 0 | 0
STOG | 592 | 592 | 592 | 592 | 592 | 592
STWD | 0 | 0 | 0 | 0 | 0 | 0
WT | 678 | 678 | 10777.93 | 10777.93 | 10777.93 | 10777.93
IGCC | 0 | 0 | 0 | 0 | 0 | 0
DemandResponse | 301.14 | 1139.8 | 2067.65 | 2153.82 | 2243.59 | 2337.1
IGCC-CCS | 0 | 0 | 0 | 0 | 0 | 0
WT_off | 0 | 0 | 0 | 0 | 0 | 0
PseudoUnit | 0 | 0 | 0 | 0 | 0 | 0
FixedInterchange | 0 | 0 | 0 | 0 | 0 | 0
Total Installed Capacity by Reporting Type: MISO_W
ReportingType | 2015 | 2020 | 2025 | 2030 | 2035 | 2040
BM | 0 | 0 | 0 | 0 | 0 | 0
CC | 3025 | 3025.01 | 3025.01 | 3025.01 | 3025.01 | 3025.01
CSP | 0 | 0 | 0 | 0 | 0 | 0
CT | 0 | 0 | 0 | 0.01 | 0.01 | 0.01
Coal | 10208.94 | 5783.05 | 3966.92 | 3966.92 | 800.01 | 800.01
Geo | 0 | 0 | 0 | 0 | 0 | 0
H | 497 | 497 | 497 | 497 | 497 | 497
LFG | 205 | 205 | 205 | 276.67 | 276.67 | 276.67
Nuc | 2361.33 | 2361.33 | 2361.33 | 2361.33 | 0.1 | 0.1
PS | 0 | 0 | 0 | 0 | 0 | 0
PV | 0 | 0 | 0 | 0 | 0 | 0
PeakG | 4522 | 4522 | 4522 | 4522 | 4522 | 4522
PeakO | 2154 | 2154 | 2154 | 2154 | 2154 | 2154
ST | 0 | 0 | 0 | 0 | 0 | 0
STOG | 172 | 172 | 172 | 172 | 172 | 172
STWD | 313 | 313 | 313 | 313 | 313 | 313
WT | 8358.5 | 43236.83 | 63266.82 | 63266.82 | 63266.82 | 64414.43
IGCC | 0 | 0 | 0 | 0 | 0 | 0
DemandResponse | 2622.87 | 2885.77 | 3318.4 | 3449.86 | 3586.51 | 3728.59
IGCC-CCS | 0 | 0 | 0 | 0 | 0 | 0
WT_off | 0 | 0 | 0 | 0 | 0 | 0
PseudoUnit | 0 | 0 | 0 | 0 | 0 | 0
FixedInterchange | 0 | 0 | 0 | 0 | 0 | 0
Total Installed Capacity by Reporting Type: MISO_WUMS
ReportingType | 2015 | 2020 | 2025 | 2030 | 2035 | 2040
BM | 0 | 0 | 0 | 0 | 2634.06 | 3200.79
CC | 7350.27 | 8133.1 | 8133.1 | 8133.1 | 8133.1 | 8133.1
CSP | 0 | 0 | 0 | 0 | 0 | 0
CT | 0 | 73.48 | 73.48 | 896.47 | 896.47 | 896.47
Coal | 4402.21 | 2533.22 | 2533.22 | 2533.22 | 1767.01 | 1767.01
Geo | 0 | 0 | 0 | 0 | 0 | 0
H | 336 | 337 | 337 | 337 | 337 | 337
LFG | 71 | 71 | 294.33 | 294.33 | 294.33 | 294.33
Nuc | 1817 | 1817 | 1817 | 1817 | 0.1 | 0.1
PS | 0 | 0 | 0 | 0 | 0 | 0
PV | 0 | 0 | 0 | 0 | 0 | 0
PeakG | 3230 | 3230 | 3230 | 3230 | 3230 | 3230
PeakO | 490 | 490 | 490 | 490 | 490 | 490
ST | 0 | 0 | 0 | 0 | 0 | 0
STOG | 300.5 | 300.5 | 300.5 | 300.5 | 300.5 | 300.5
STWD | 105 | 105 | 105 | 105 | 105 | 105
WT | 1528.9 | 1528.9 | 11544.08 | 13518.77 | 13518.77 | 13518.77
IGCC | 0 | 0 | 0 | 0 | 0 | 0
DemandResponse | 193.34 | 453.12 | 737.75 | 762.42 | 787.92 | 814.26
IGCC-CCS | 0 | 0 | 0 | 0 | 0 | 0
WT_off | 0 | 0 | 0 | 0 | 0 | 0
PseudoUnit | 0 | 0 | 0 | 0 | 0 | 0
FixedInterchange | 0 | 0 | 0 | 0 | 0 | 0
Total Installed Capacity by Reporting Type: Nebraska
ReportingType | 2015 | 2020 | 2025 | 2030 | 2035 | 2040
BM | 0 | 0 | 0 | 0 | 0 | 0
CC | 358 | 358 | 358 | 358 | 358 | 358
CSP | 0 | 0 | 0 | 0 | 0 | 0
CT | 0 | 0 | 0 | 0 | 0 | 0
Coal | 4110.1 | 914.3 | 914.3 | 914.3 | 914.3 | 914.3
Geo | 0 | 0 | 0 | 0 | 0 | 0
H | 167 | 167 | 167 | 167 | 167 | 167
LFG | 6 | 6 | 6 | 77.67 | 77.67 | 77.67
Nuc | 1252 | 1252 | 1252 | 1252 | 0.2 | 0.2
PS | 0 | 0 | 0 | 0 | 0 | 0
PV | 0 | 0 | 0 | 0 | 0 | 0
PeakG | 1305 | 1305 | 1305 | 1305 | 1305 | 1305
PeakO | 326 | 326 | 326 | 326 | 326 | 326
ST | 0 | 0 | 0 | 0 | 0 | 0
STOG | 0.02 | 0.02 | 0.02 | 0.02 | 0.02 | 0.02
STWD | 0 | 0 | 0 | 0 | 0 | 0
WT | 344 | 18587.19 | 20789.71 | 21297.37 | 21297.37 | 21297.37
IGCC | 0 | 0 | 0 | 0 | 0 | 0
DemandResponse | 624.42 | 756.13 | 918.4 | 954.78 | 992.6 | 1031.92
IGCC-CCS | 0 | 0 | 0 | 0 | 0 | 0
WT_off | 0 | 0 | 0 | 0 | 0 | 0
PseudoUnit | 0 | 0 | 0 | 0 | 0 | 0
FixedInterchange | 0 | 0 | 0 | 0 | 0 | 0
Total Installed Capacity by Reporting Type: NEISO
ReportingType | 2015 | 2020 | 2025 | 2030 | 2035 | 2040
BM | 252.2 | 252.2 | 252.2 | 252.2 | 252.2 | 252.2
CC | 12437.46 | 8669.85 | 7056.78 | 7056.78 | 7056.78 | 6983.77
CSP | 0 | 0 | 0 | 0 | 0 | 0
CT | 334 | 334 | 334 | 324.5 | 324.5 | 324.5
Coal | 320 | 0 | 0 | 0 | 0 | 0
Geo | 0 | 0 | 0 | 0 | 0 | 0
H | 3257.7 | 3260.7 | 3260.7 | 3260.7 | 3260.7 | 3260.7
LFG | 581.26 | 581.26 | 581.26 | 651 | 651 | 651
Nuc | 4645 | 4645 | 4645 | 4645 | 3356 | 2479.08
PS | 1674 | 1674 | 1674 | 1674 | 1674 | 1674
PV | 2 | 294.5 | 294.5 | 294.5 | 294.5 | 294.5
PeakG | 1200 | 1200 | 1200 | 1200 | 1200 | 1200
PeakO | 39.13 | 39.13 | 39.13 | 39.13 | 39.13 | 39.13
ST | 0 | 0 | 0 | 0 | 0 | 0
STOG | 0 | 0 | 0 | 0 | 0 | 0
STWD | 610 | 610 | 610 | 610 | 610 | 610
WT | 434.2 | 2571.46 | 9629.19 | 12261.15 | 17719.68 | 17719.68
IGCC | 0 | 0 | 0 | 0 | 0 | 0
DemandResponse | 3092.4 | 3627.72 | 4230.66 | 4257.78 | 4282.5 | 4307.35
IGCC-CCS | 0 | 0 | 0 | 0 | 0 | 0
WT_off | 468 | 468 | 468 | 468 | 468 | 468
PseudoUnit | 0 | 0 | 0 | 0 | 0 | 0
FixedInterchange | 0 | 0 | 0 | 0 | 0 | 0
Total Installed Capacity by Reporting Type: NonRTO_Midwest
ReportingType | 2015 | 2020 | 2025 | 2030 | 2035 | 2040
BM | 0 | 0 | 0 | 0 | 3152.58 | 5819.18
CC | 2064.32 | 3695.61 | 3695.61 | 3695.61 | 3695.61 | 1631.29
CSP | 0 | 0 | 0 | 0 | 0 | 0
CT | 0 | 0 | 0 | 0 | 0 | 0
Coal | 7249.24 | 4762.23 | 4687.04 | 2291.27 | 1438.74 | 1438.74
Geo | 0 | 0 | 0 | 0 | 0 | 0
H | 143 | 889 | 889 | 889 | 889 | 889
LFG | 14 | 14 | 174.25 | 174.25 | 174.25 | 174.25
Nuc | 0.1 | 0.1 | 0.1 | 1388.73 | 1388.73 | 1388.73
PS | 0 | 0 | 0 | 0 | 0 | 0
PV | 0 | 0 | 0 | 0 | 0 | 0
PeakG | 3353 | 3353 | 3353 | 3353 | 1446.1 | 1446.1
PeakO | 12 | 12 | 12 | 12 | 0 | 0
ST | 0 | 0 | 0 | 0 | 0 | 0
STOG | 0 | 0 | 0 | 0 | 0 | 0
STWD | 0 | 0 | 0 | 0 | 0 | 0
WT | 66 | 66 | 66 | 66 | 66 | 66
IGCC | 0 | 0 | 0 | 0 | 0 | 0
DemandResponse | 193.98 | 453.37 | 727.88 | 745.89 | 764.35 | 783.26
IGCC-CCS | 0 | 0 | 0 | 0 | 0 | 0
WT_off | 0 | 0 | 0 | 0 | 0 | 0
PseudoUnit | 0 | 0 | 0 | 0 | 0 | 0
FixedInterchange | 0 | 0 | 0 | 0 | 0 | 0
Total Installed Capacity by Reporting Type: NYISO_A-F
ReportingType | 2015 | 2020 | 2025 | 2030 | 2035 | 2040
BM | 0 | 0 | 0 | 0 | 0 | 0
CC | 2565.4 | 2233.01 | 1633.55 | 1633.55 | 1484.48 | 845.48
CSP | 0 | 0 | 0 | 0 | 0 | 0
CT | 0 | 0 | 0 | 0 | 0 | 0
Coal | 0 | 0 | 0 | 0 | 0 | 0
Geo | 0 | 0 | 0 | 0 | 0 | 0
H | 4395 | 4395 | 4395 | 4395 | 4395 | 4395
LFG | 172.4 | 172.4 | 172.4 | 240.33 | 240.33 | 240.33
Nuc | 3365 | 3365 | 3365 | 2743.8 | 2163.3 | 1311.1
PS | 1412 | 1412 | 1412 | 1412 | 1412 | 1412
PV | 0 | 0 | 0 | 0 | 0 | 0
PeakG | 221 | 221 | 221 | 221 | 221 | 221
PeakO | 39 | 39 | 39 | 39 | 39 | 39
ST | 0 | 0 | 0 | 0 | 0 | 0
STOG | 0 | 0 | 0 | 0 | 0 | 0
STWD | 86 | 86 | 86 | 86 | 86 | 86
WT | 3759.3 | 4469.1 | 13827.31 | 14773 | 14773 | 14773
IGCC | 0 | 0 | 0 | 0 | 0 | 0
DemandResponse | 907.2 | 1018.15 | 1143.28 | 1172.73 | 1202.95 | 1233.94
IGCC-CCS | 0 | 0 | 0 | 0 | 0 | 0
WT_off | 0 | 0 | 0 | 0 | 0 | 0
PseudoUnit | 0 | 0 | 0 | 0 | 0 | 0
FixedInterchange | 0 | 0 | 0 | 0 | 0 | 0
Total Installed Capacity by Reporting Type: NYISO_G-I
ReportingType | 2015 | 2020 | 2025 | 2030 | 2035 | 2040
BM | 0 | 0 | 0 | 0 | 800 | 800
CC | 1157 | 1157 | 1157 | 1157 | 1157 | 1157
CSP | 0 | 0 | 0 | 0 | 0 | 0
CT | 0 | 0 | 0 | 0 | 0 | 0
Coal | 0 | 0 | 0 | 0 | 0 | 0
Geo | 0 | 0 | 0 | 0 | 0 | 0
H | 32 | 32 | 32 | 32 | 32 | 32
LFG | 64 | 64 | 138.33 | 138.33 | 138.33 | 138.33
Nuc | 2045 | 2045 | 2045 | 2045 | 1025.4 | 2608.87
PS | 0 | 0 | 0 | 0 | 0 | 0
PV | 0 | 0 | 0 | 0 | 0 | 0
PeakG | 65 | 65 | 65 | 65 | 65 | 65
PeakO | 87 | 87 | 87 | 87 | 87 | 87
ST | 0 | 0 | 0 | 0 | 0 | 0
STOG | 0.02 | 0.02 | 0.02 | 0.02 | 0.02 | 0.02
STWD | 0 | 0 | 0 | 0 | 0 | 0
WT | 0 | 60 | 360 | 360 | 360 | 360
IGCC | 0 | 0 | 0 | 0 | 0 | 0
DemandResponse | 339.56 | 380.32 | 434.34 | 453.11 | 472.7 | 493.13
IGCC-CCS | 0 | 0 | 0 | 0 | 0 | 0
WT_off | 0 | 0 | 0 | 0 | 0 | 0
PseudoUnit | 0 | 0 | 0 | 0 | 0 | 0
FixedInterchange | 0 | 0 | 0 | 0 | 0 | 0
Total Installed Capacity by Reporting Type: NYISO_J-K
ReportingType | 2015 | 2020 | 2025 | 2030 | 2035 | 2040
BM | 0 | 0 | 0 | 0 | 0 | 0
CC | 4833.4 | 4833.4 | 4833.4 | 4833.4 | 4833.4 | 4833.4
CSP | 0 | 0 | 0 | 0 | 0 | 0
CT | 0 | 0 | 0 | 0 | 0 | 0
Coal | 0 | 0 | 0 | 0 | 0 | 0
Geo | 0 | 0 | 0 | 0 | 0 | 0
H | 0 | 0 | 0 | 0 | 0 | 0
LFG | 124 | 124 | 124 | 198.33 | 198.33 | 198.33
Nuc | 0.1 | 0.1 | 0.1 | 0.1 | 0.1 | 0.1
PS | 0 | 0 | 0 | 0 | 0 | 0
PV | 32 | 32 | 32 | 32 | 32 | 32
PeakG | 2778 | 2778 | 2778 | 2778 | 2778 | 2778
PeakO | 2169 | 2169 | 2169 | 2169 | 2169 | 2169
ST | 0 | 0 | 0 | 0 | 0 | 0
STOG | 3299.42 | 3299.42 | 3276.63 | 3276.63 | 2709.47 | 2576.62
STWD | 0 | 0 | 0 | 0 | 0 | 0
WT | 0 | 0 | 170 | 330 | 330 | 330
IGCC | 0 | 0 | 0 | 0 | 0 | 0
DemandResponse | 1319.07 | 1502.66 | 1718.62 | 1795.58 | 1875.99 | 1960
IGCC-CCS | 0 | 0 | 0 | 0 | 0 | 0
WT_off | 0 | 0 | 0 | 0 | 1523.63 | 1523.63
PseudoUnit | 0 | 0 | 0 | 0 | 0 | 0
FixedInterchange | 0 | 0 | 0 | 0 | 0 | 0
Total Installed Capacity by Reporting Type: PJM_E
ReportingType | 2015 | 2020 | 2025 | 2030 | 2035 | 2040
BM | 30 | 30 | 30 | 30 | 30 | 332.31
CC | 12283.3 | 12283.3 | 12283.3 | 12283.3 | 11142 | 10930.72
CSP | 0 | 0 | 0 | 0 | 0 | 0
CT | 26.2 | 26.2 | 26.2 | 26.2 | 26.2 | 0
Coal | 1076 | 1076 | 508 | 508 | 508 | 508
Geo | 0 | 0 | 0 | 0 | 0 | 0
H | 269.99 | 269.99 | 269.99 | 269.99 | 269.99 | 269.99
LFG | 471.1 | 604 | 604 | 604 | 604 | 604
Nuc | 8510 | 7895.5 | 7895.5 | 7895.5 | 5671.5 | 4497.53
PS | 400 | 400 | 400 | 400 | 400 | 400
PV | 47.45 | 47.45 | 47.45 | 47.45 | 47.45 | 47.45
PeakG | 3877.5 | 3877.5 | 3877.5 | 3877.5 | 3877.5 | 3877.5
PeakO | 2749.3 | 2749.3 | 2749.3 | 2749.3 | 2749.3 | 2749.3
ST | 0 | 0 | 0 | 0 | 0 | 0
STOG | 2622.5 | 2622.5 | 2622.5 | 2622.5 | 0 | 0
STWD | 0 | 0 | 0 | 0 | 0 | 0
WT | 1160 | 1160 | 1160 | 1160 | 460 | 460
IGCC | 0 | 0 | 0 | 0 | 0 | 0
DemandResponse | 1256.73 | 1718.17 | 2388.62 | 2469.72 | 2553.57 | 2640.27
IGCC-CCS | 0 | 0 | 0 | 0 | 0 | 0
WT_off | 0 | 1100 | 1100 | 1100 | 1100 | 1100
PseudoUnit | 0 | 0 | 0 | 0 | 0 | 0
FixedInterchange | 0 | 0 | 0 | 0 | 0 | 0
Total Installed Capacity by Reporting Type: PJM_ROM
ReportingType | 2015 | 2020 | 2025 | 2030 | 2035 | 2040
BM | 18 | 18 | 18 | 18 | 2357.79 | 2357.79
CC | 5664.5 | 5664.5 | 5664.5 | 5664.5 | 5664.5 | 4267.61
CSP | 0 | 0 | 0 | 0 | 0 | 0
CT | 16 | 16 | 16 | 16 | 0 | 0
Coal | 3483.53 | 2249.53 | 1078.63 | 1078.63 | 557.63 | 557.63
Geo | 0 | 0 | 0 | 0 | 0 | 0
H | 1392 | 2070 | 2070 | 2070 | 2070 | 2070
LFG | 356.9 | 622 | 622 | 622 | 622 | 622
Nuc | 5036 | 5036 | 5036 | 5483.11 | 7617.93 | 13566.98
PS | 1513 | 1513 | 1513 | 1513 | 1513 | 1513
PV | 4 | 1359.2 | 2117.94 | 2287.77 | 2300.57 | 2361.65
PeakG | 1719 | 1719 | 1719 | 1719 | 1719 | 1719
PeakO | 1566 | 1566 | 1566 | 1566 | 0.02 | 0.01
ST | 0 | 0 | 0 | 0 | 0 | 0
STOG | 3529 | 3529 | 3529 | 3529 | 0 | 0
STWD | 70 | 70 | 70 | 70 | 70 | 70
WT | 1210.8 | 1961 | 1961 | 1961 | 1961 | 1961
IGCC | 0 | 0 | 0 | 0 | 0 | 0
DemandResponse | 2307.31 | 2787.75 | 3373.93 | 3488.48 | 3606.92 | 3729.38
IGCC-CCS | 0 | 0 | 0 | 0 | 0 | 0
WT_off | 0 | 0 | 0 | 0 | 0 | 0
PseudoUnit | 0 | 0 | 0 | 0 | 0 | 0
FixedInterchange | 0 | 0 | 0 | 0 | 0 | 0
Total Installed Capacity by Reporting Type: PJM_ROR
ReportingType | 2015 | 2020 | 2025 | 2030 | 2035 | 2040
BM | 385 | 385 | 385 | 385 | 10556.34 | 10556.34
CC | 25800.84 | 30675.01 | 30675.02 | 30675.02 | 30098.11 | 25098.34
CSP | 0 | 0 | 0 | 0 | 0 | 0
CT | 29 | 29 | 29 | 29 | 0 | 0
Coal | 29261.3 | 17743.3 | 6020.96 | 6020.96 | 6020.95 | 6020.95
Geo | 0 | 0 | 0 | 0 | 0 | 0
H | 1837.4 | 2340.4 | 2340.4 | 2340.4 | 2340.4 | 2340.4
LFG | 539.4 | 1053.11 | 1053.11 | 1053.11 | 1053.11 | 1053.11
Nuc | 20038 | 20038 | 20038 | 21509.6 | 22119.93 | 25555.09
PS | 3081 | 3081 | 3081 | 3081 | 3081 | 3081
PV | 24 | 24 | 24 | 24 | 24 | 24
PeakG | 19311 | 19311 | 19311 | 19311 | 19311 | 19311
PeakO | 1742 | 1742 | 1742 | 1742 | 0.02 | 0.01
ST | 0 | 0 | 0 | 0 | 0 | 0
STOG | 2122 | 2122 | 2122 | 2122 | 0 | 0
STWD | 194 | 194 | 194 | 194 | 194 | 194
WT | 10922.7 | 11114.4 | 28519.96 | 28519.96 | 28519.96 | 28519.96
IGCC | 0 | 0 | 0 | 0 | 0 | 0
DemandResponse | 3324.65 | 6282.21 | 9765.55 | 10067.05 | 10377.87 | 10698.28
IGCC-CCS | 0 | 0 | 0 | 0 | 0 | 0
WT_off | 0 | 0 | 0 | 0 | 0 | 0
PseudoUnit | 0 | 0 | 0 | 0 | 0 | 0
FixedInterchange | 0 | 0 | 0 | 0 | 0 | 0
Total Installed Capacity by Reporting Type: SOCO
ReportingType | 2015 | 2020 | 2025 | 2030 | 2035 | 2040
BM | 55 | 55 | 55 | 55 | 6555.24 | 6555.24
CC | 22558.23 | 27444.14 | 27444.14 | 27258.15 | 13204.75 | 6661.87
CSP | 0 | 0 | 0 | 0 | 0 | 0
CT | 0 | 0 | 0 | 0 | 0 | 0
Coal | 7540.34 | 3474.95 | 1381.65 | 1381.65 | 1381.65 | 1381.65
Geo | 0 | 0 | 0 | 0 | 0 | 0
H | 4194 | 4194 | 4194 | 4194 | 5061 | 5061
LFG | 37 | 37 | 144.4 | 144.4 | 144.4 | 144.4
Nuc | 5841 | 8041 | 8041 | 12206.61 | 18427.48 | 23690.24
PS | 1675 | 1675 | 1675 | 1675 | 1675 | 1675
PV | 0 | 0 | 0 | 0 | 0 | 0
PeakG | 10713.01 | 10713.01 | 10713.01 | 6877.22 | 6412.22 | 6412.22
PeakO | 0 | 0 | 0 | 0 | 0 | 0
ST | 0 | 0 | 0 | 0 | 0 | 0
STOG | 0 | 0 | 0 | 0 | 0 | 0
STWD | 668 | 668 | 668 | 668 | 668 | 668
WT | 0 | 0 | 0.01 | 0.01 | 0.01 | 0.01
IGCC | 0 | 0 | 0 | 0 | 0 | 0
DemandResponse | 2570.49 | 4773.97 | 7215.46 | 7512.46 | 7821.68 | 8143.63
IGCC-CCS | 0 | 0 | 0 | 0 | 0 | 0
WT_off | 0 | 0 | 0 | 0 | 0 | 0
PseudoUnit | 0 | 0 | 0 | 0 | 0 | 0
FixedInterchange | 0 | 0 | 0 | 0 | 0 | 0
Total Installed Capacity by Reporting Type: SPP_N
ReportingType | 2015 | 2020 | 2025 | 2030 | 2035 | 2040
BM | 0 | 0 | 0 | 0 | 0 | 0
CC | 1386 | 1386 | 1386 | 1386 | 1386 | 1386
CSP | 0 | 0 | 0 | 0 | 0 | 0
CT | 0 | 0 | 0 | 0 | 1287.83 | 1287.83
Coal | 8013.54 | 4893.04 | 465.04 | 465.04 | 465.04 | 465.04
Geo | 0 | 0 | 0 | 0 | 0 | 0
H | 21 | 21 | 21 | 21 | 21 | 21
LFG | 7 | 7 | 7 | 102 | 102 | 102
Nuc | 1160 | 1160 | 1160 | 1160 | 1160 | 1160
PS | 0 | 0 | 0 | 0 | 0 | 0
PV | 0 | 0 | 0 | 0 | 0 | 0
PeakG | 4397 | 4397 | 4397 | 4397 | 4397 | 4397
PeakO | 1199 | 1199 | 1199 | 1199 | 1199 | 1199
ST | 0 | 0 | 0 | 0 | 0 | 0
STOG | 750.7 | 750.7 | 641.36 | 641.36 | 641.36 | 574.2
STWD | 0 | 0 | 0 | 0 | 0 | 0
WT | 1227 | 51600.28 | 71365.8 | 74964.83 | 75011.62 | 77047.94
IGCC | 0 | 0 | 0 | 0 | 0 | 0
DemandResponse | 446.68 | 920.58 | 1432.75 | 1499.14 | 1568.6 | 1641.28
IGCC-CCS | 0 | 0 | 0 | 0 | 0 | 0
WT_off | 0 | 0 | 0 | 0 | 0 | 0
PseudoUnit | 0 | 0 | 0 | 0 | 0 | 0
FixedInterchange | 0 | 0 | 0 | 0 | 0 | 0
Total Installed Capacity by Reporting Type: SPP_S
ReportingType | 2015 | 2020 | 2025 | 2030 | 2035 | 2040
BM | 0 | 0 | 0 | 0 | 7.39 | 7.39
CC | 10917 | 10917 | 10917 | 10917 | 10917.01 | 10917.01
CSP | 0 | 0 | 0 | 0 | 0 | 0
CT | 412.99 | 712.99 | 712.99 | 712.99 | 2313.47 | 2313.47
Coal | 12599.93 | 5175.67 | 988.01 | 988.01 | 988.01 | 988.01
Geo | 0 | 0 | 0 | 0 | 0 | 0
H | 2108 | 2108 | 2108 | 2108 | 2199 | 2199
LFG | 19 | 19 | 19 | 114 | 114 | 114
Nuc | 0.1 | 0.1 | 0.1 | 0.1 | 0.1 | 0.1
PS | 446 | 446 | 446 | 446 | 446 | 446
PV | 0 | 0 | 0 | 0 | 0 | 0
PeakG | 3443 | 3443 | 3443 | 3443 | 3443 | 3443
PeakO | 122 | 122 | 122 | 122 | 122 | 122
ST | 0 | 0 | 0 | 0 | 0 | 0
STOG | 6606.76 | 6606.76 | 6606.76 | 6606.76 | 6606.76 | 6606.75
STWD | 84 | 84 | 84 | 84 | 84 | 84
WT | 2727 | 43029.15 | 52480.58 | 54849 | 54849 | 57308.15
IGCC | 0 | 0 | 0 | 0 | 0 | 0
DemandResponse | 61.11 | 1754.28 | 3560.21 | 3675.61 | 3794.74 | 3917.74
IGCC-CCS | 0 | 0 | 0 | 0 | 0 | 0
WT_off | 0 | 0 | 0 | 0 | 0 | 0
PseudoUnit | 0 | 0 | 0 | 0 | 0 | 0
FixedInterchange | 0 | 0 | 0 | 0 | 0 | 0
Total Installed Capacity by Reporting Type: TVA
ReportingType | 2015 | 2020 | 2025 | 2030 | 2035 | 2040
BM | 0 | 0 | 0 | 0 | 7394.28 | 7394.28
CC | 7837.5 | 12635.95 | 12635.95 | 12635.95 | 9300.9 | 6641.09
CSP | 0 | 0 | 0 | 0 | 0 | 0
CT | 0 | 0 | 0 | 0 | 0 | 0
Coal | 5993.01 | 3889.01 | 2054.75 | 440.01 | 0.01 | 0.01
Geo | 0 | 0 | 0 | 0 | 0 | 0
H | 5111 | 5138 | 5138 | 5138 | 5138 | 5138
LFG | 13 | 13 | 120.4 | 120.4 | 120.4 | 120.4
Nuc | 8394.89 | 8394.89 | 8394.89 | 9244.02 | 8018.46 | 9777.38
PS | 1743 | 1743 | 1743 | 1743 | 1743 | 1743
PV | 0 | 0 | 0 | 0 | 0 | 0
PeakG | 5865 | 5865 | 5865 | 5865 | 5865 | 5865
PeakO | 83 | 83 | 83 | 83 | 0 | 0
ST | 0 | 0 | 0 | 0 | 0 | 0
STOG | 0 | 0 | 0 | 0 | 0 | 0
STWD | 5 | 5 | 5 | 5 | 5 | 5
WT | 29 | 29 | 29 | 29 | 29 | 29
IGCC | 0 | 0 | 0 | 0 | 0 | 0
DemandResponse | 1805 | 2555.95 | 3357.9 | 3440.97 | 3526.11 | 3613.35
IGCC-CCS | 0 | 0 | 0 | 0 | 0 | 0
WT_off | 0 | 0 | 0 | 0 | 0 | 0
PseudoUnit | 0 | 0 | 0 | 0 | 0 | 0
FixedInterchange | 0 | 0 | 0 | 0 | 0 | 0
Total Installed Capacity by Reporting Type: TVA_Transmission
ReportingType | 2015 | 2020 | 2025 | 2030 | 2035 | 2040
BM | 0 | 0 | 0 | 0 | 0 | 0
CC | 0 | 0 | 0 | 0 | 0 | 0
CSP | 0 | 0 | 0 | 0 | 0 | 0
CT | 0 | 0 | 0 | 0 | 0 | 0
Coal | 0 | 0 | 0 | 0 | 0 | 0
Geo | 0 | 0 | 0 | 0 | 0 | 0
H | 0 | 0 | 0 | 0 | 0 | 0
LFG | 0 | 0 | 0 | 0 | 0 | 0
Nuc | 0 | 0 | 0 | 0 | 0 | 0
PS | 0 | 0 | 0 | 0 | 0 | 0
PV | 0 | 0 | 0 | 0 | 0 | 0
PeakG | 0 | 0 | 0 | 0 | 0 | 0
PeakO | 0 | 0 | 0 | 0 | 0 | 0
ST | 0 | 0 | 0 | 0 | 0 | 0
STOG | 0 | 0 | 0 | 0 | 0 | 0
STWD | 0 | 0 | 0 | 0 | 0 | 0
WT | 0 | 0 | 0 | 0 | 0 | 0
IGCC | 0 | 0 | 0 | 0 | 0 | 0
DemandResponse | 0 | 0 | 0 | 0 | 0 | 0
IGCC-CCS | 0 | 0 | 0 | 0 | 0 | 0
WT_off | 0 | 0 | 0 | 0 | 0 | 0
PseudoUnit | 0 | 0 | 0 | 0 | 0 | 0
FixedInterchange | 0 | 0 | 0 | 0 | 0 | 0
Total Installed Capacity by Reporting Type: VACAR
ReportingType | 2015 | 2020 | 2025 | 2030 | 2035 | 2040
BM | 0.92 | 0.92 | 186.97 | 186.97 | 6986.31 | 6986.31
CC | 18205.29 | 18205.29 | 18205.29 | 18205.29 | 14680.3 | 9987.5
CSP | 0 | 0 | 0 | 0 | 0 | 0
CT | 717.24 | 717.24 | 717.24 | 0 | 0 | 0
Coal | 9432.47 | 7624.07 | 5654.94 | 1985.02 | 1985.02 | 1985.02
Geo | 0 | 0 | 0 | 0 | 0 | 0
H | 2122 | 2122 | 2174 | 2174 | 2174 | 2174
LFG | 63.34 | 170.4 | 170.4 | 170.4 | 170.4 | 170.4
Nuc | 11430 | 13760 | 14861.56 | 19329.6 | 22118.35 | 27815.56
PS | 2616 | 2616 | 2616 | 2616 | 2616 | 2616
PV | 16 | 149.61 | 151.95 | 152.75 | 152.75 | 155.75
PeakG | 8308 | 8308 | 8308 | 8308 | 3083.6 | 3083.6
PeakO | 1268 | 1268 | 1268 | 1268 | 0 | 0
ST | 0 | 0 | 0 | 0 | 0 | 0
STOG | 92 | 92 | 92 | 0 | 0 | 0
STWD | 281 | 281 | 281 | 281 | 281 | 281
WT | 0.9 | 3500 | 3500 | 3500 | 3500 | 3500
IGCC | 0 | 0 | 0 | 0 | 0 | 0
DemandResponse | 2339.28 | 3868.22 | 5651.52 | 5928.05 | 6218.12 | 6522.37
IGCC-CCS | 0 | 0 | 0 | 0 | 0 | 0
WT_off | 1 | 454.8 | 1155.16 | 1155.16 | 1155.16 | 1155.16
PseudoUnit | 0 | 0 | 0 | 0 | 0 | 0
FixedInterchange | 0 | 0 | 0 | 0 | 0 | 0
Total Installed Capacity by Reporting Type: IESO
ReportingType | 2015 | 2020 | 2025 | 2030 | 2035 | 2040
BM | 326.33 | 326.33 | 326.33 | 326.33 | 326.33 | 326.33
CC | 1263 | 1263 | 1263 | 1263 | 1263 | 1263
CSP | 0 | 0 | 0 | 0 | 0 | 0
CT | 368 | 368 | 368 | 368 | 0.01 | 0.01
Coal | 0 | 0 | 0 | 0 | 0 | 0
Geo | 0 | 0 | 0 | 0 | 0 | 0
H | 8693.3 | 8693.3 | 8693.3 | 8693.3 | 8943.3 | 8943.3
LFG | 117.5 | 117.5 | 117.5 | 118 | 118 | 118
Nuc | 13018 | 13018 | 13018 | 13018 | 11988 | 10448
PS | 123 | 123 | 123 | 123 | 123 | 123
PV | 1097.26 | 1097.26 | 1097.26 | 1097.26 | 30 | 30
PeakG | 0.02 | 0.02 | 0.02 | 0.02 | 0.02 | 0.02
PeakO | 0 | 0 | 0 | 0 | 0 | 0
ST | 0 | 0 | 0 | 0 | 0 | 0
STOG | 0 | 0 | 0 | 0 | 0 | 0
STWD | 139 | 139 | 139 | 139 | 139 | 139
WT | 3385.9 | 3385.9 | 3385.9 | 3385.9 | 3494.05 | 5003.78
IGCC | 0 | 0 | 0 | 0 | 0 | 0
DemandResponse | 1958.79 | 2066.83 | 2340.54 | 2421.21 | 2504.65 | 2590.98
IGCC-CCS | 0 | 0 | 0 | 0 | 0 | 0
WT_off | 0 | 0 | 0 | 0 | 0 | 0
PseudoUnit | 0 | 0 | 0 | 0 | 0 | 0
FixedInterchange | 0 | 0 | 0 | 0 | 0 | 0
Total Installed Capacity by Reporting Type: MAPP_CA
ReportingType | 2015 | 2020 | 2025 | 2030 | 2035 | 2040
BM | 0 | 0 | 0 | 0 | 0 | 0
CC | 1012.76 | 1012.76 | 281.76 | 281.76 | 281.76 | 0
CSP | 0 | 0 | 0 | 0 | 0 | 0
CT | 0 | 0 | 0 | 0 | 0 | 0
Coal | 669.06 | 108.73 | 0 | 0 | 0 | 0
Geo | 0 | 0 | 0 | 0 | 0 | 0
H | 6475.4 | 7170.4 | 8665.4 | 10365.58 | 11125.4 | 11125.4
LFG | 0 | 0 | 0 | 0 | 0 | 0
Nuc | 0.1 | 0.1 | 0.1 | 0.1 | 0.1 | 0.1
PS | 0 | 0 | 0 | 0 | 0 | 0
PV | 0 | 0 | 0 | 0 | 0 | 0
PeakG | 559 | 559 | 0 | 0 | 0 | 0
PeakO | 4 | 4 | 0 | 0 | 0 | 0
ST | 0 | 0 | 0 | 0 | 0 | 0
STOG | 126 | 126 | 0 | 0 | 0 | 0
STWD | 0 | 0 | 0 | 0 | 0 | 0
WT | 577.4 | 577.4 | 577.4 | 577.4 | 0 | 0
IGCC | 0 | 0 | 0 | 0 | 0 | 0
DemandResponse | 89.5 | 308.14 | 546.73 | 568.39 | 590.9 | 614.31
IGCC-CCS | 0 | 0 | 0 | 0 | 0 | 0
WT_off | 0 | 0 | 0 | 0 | 0 | 0
PseudoUnit | 0 | 0 | 0 | 0 | 0 | 0
FixedInterchange | 0 | 0 | 0 | 0 | 0 | 0
Total Installed Capacity by Reporting Type: AZ_NM_SNV_Coal
ReportingType | 2015 | 2020 | 2025 | 2030 | 2035 | 2040
BM | 0 | 0 | 0 | 0 | 0 | 0
CC | 0 | 0 | 0 | 0 | 0 | 0
CSP | 0 | 0 | 0 | 0 | 0 | 0
CT | 0 | 0 | 0 | 0 | 0 | 0
Coal | 7481.1 | 6941.1 | 3956.3 | 11.71 | 11.71 | 11.71
Geo | 0 | 0 | 0 | 0 | 0 | 0
H | 0 | 0 | 0 | 0 | 0 | 0
LFG | 0 | 0 | 0 | 0 | 0 | 0
Nuc | 0 | 0 | 0 | 0 | 0 | 0
PS | 0 | 0 | 0 | 0 | 0 | 0
PV | 0 | 0 | 0 | 0 | 0 | 0
PeakG | 0 | 0 | 0 | 0 | 0 | 0
PeakO | 200 | 200 | 200 | 200 | 200 | 200
ST | 0 | 0 | 0 | 0 | 0 | 0
STOG | 0 | 0 | 0 | 0 | 0 | 0
STWD | 0 | 0 | 0 | 0 | 0 | 0
WT | 0 | 0 | 0 | 0 | 0 | 0
IGCC | 0 | 0 | 0 | 0 | 0 | 0
DemandResponse | 0 | 0 | 0 | 0 | 0 | 0
IGCC-CCS | 0 | 0 | 0 | 0 | 0 | 0
WT_off | 0 | 0 | 0 | 0 | 0 | 0
PseudoUnit | 0 | 0 | 0 | 0 | 0 | 0
FixedInterchange | 0 | 0 | 0 | 0 | 0 | 0
Total Installed Capacity by Reporting Type: AZ_NM_SNV_Gas
ReportingType | 2015 | 2020 | 2025 | 2030 | 2035 | 2040
BM | 0 | 0 | 0 | 0 | 0 | 0
CC | 15245 | 16770.18 | 16770.18 | 16770.18 | 11866.88 | 9263.25
CSP | 0 | 0 | 0 | 0 | 0 | 0
CT | 736 | 736 | 736 | 736 | 0 | 0
Coal | 0 | 0 | 0 | 0 | 0 | 0
Geo | 0 | 0 | 0 | 0 | 0 | 0
H | 0 | 0 | 0 | 0 | 0 | 0
LFG | 0 | 0 | 0 | 0 | 0 | 0
Nuc | 0 | 0 | 0 | 0 | 0 | 0
PS | 0 | 0 | 0 | 0 | 0 | 0
PV | 0 | 0 | 0 | 0 | 0 | 0
PeakG | 3660 | 3660 | 3660 | 3660 | 3660 | 3660
PeakO | 0 | 0 | 0 | 0 | 0 | 0
ST | 0 | 0 | 0 | 0 | 0 | 0
STOG | 0 | 0 | 0 | 0 | 0 | 0
STWD | 0 | 0 | 0 | 0 | 0 | 0
WT | 0 | 0 | 0 | 0 | 0 | 0
IGCC | 0 | 0 | 0 | 0 | 0 | 0
DemandResponse | 334.55 | 1076.71 | 1928.33 | 2059.84 | 2196.64 | 2344.36
IGCC-CCS | 0 | 0 | 0 | 0 | 0 | 0
WT_off | 0 | 0 | 0 | 0 | 0 | 0
PseudoUnit | 0 | 0 | 0 | 0 | 0 | 0
FixedInterchange | 0 | 0 | 0 | 0 | 0 | 0
Total Installed Capacity by Reporting Type: AZ_NM_SNV_NucRenew
ReportingType | 2015 | 2020 | 2025 | 2030 | 2035 | 2040
BM | 0 | 0 | 0 | 0 | 4084.26 | 6540
CC | 0 | 0 | 0 | 0 | 0 | 0
CSP | 0 | 0 | 0 | 0 | 0 | 0
CT | 0 | 0 | 0 | 0 | 0 | 0
Coal | 0 | 0 | 0 | 0 | 0 | 0
Geo | 0 | 25 | 1450 | 1450 | 1450 | 1450
H | 3131 | 3131 | 3131 | 3131 | 3131 | 3131
LFG | 7 | 7 | 67.67 | 67.67 | 67.67 | 67.67
Nuc | 3875 | 3875 | 3875 | 7610.45 | 10615.01 | 10615.01
PS | 216 | 216 | 216 | 216 | 216 | 216
PV | 148.7 | 148.7 | 148.7 | 148.7 | 148.7 | 148.7
PeakG | 0 | 0 | 0 | 0 | 0 | 0
PeakO | 0 | 0 | 0 | 0 | 0 | 0
ST | 280 | 725.61 | 953.39 | 963.12 | 1484.94 | 1484.94
STOG | 0 | 0 | 0 | 0 | 0 | 0
STWD | 26 | 26 | 26 | 26 | 26 | 26
WT | 525.1 | 11875.05 | 12339.99 | 12474.44 | 12474.44 | 12474.44
IGCC | 0 | 0 | 0 | 0 | 0 | 0
DemandResponse | 0 | 0 | 0 | 0 | 0 | 0
IGCC-CCS | 0 | 0 | 0 | 0 | 0 | 0
WT_off | 0 | 0 | 0 | 0 | 0 | 0
PseudoUnit | 0 | 0 | 0 | 0 | 0 | 0
FixedInterchange | 0 | 0 | 0 | 0 | 0 | 0
Total Installed Capacity by Reporting Type: ERCOT
ReportingType | 2015 | 2020 | 2025 | 2030 | 2035 | 2040
BM | 145 | 145 | 145 | 145 | 4064.97 | 4064.97
CC | 44565.75 | 44565.75 | 44565.75 | 44565.75 | 34418.44 | 31195.26
CSP | 0 | 0 | 0 | 0 | 0 | 0
CT | 250 | 250 | 250 | 250 | 0 | 0
Coal | 5412.4 | 3910.02 | 3350.02 | 3350.02 | 3350.02 | 3350.02
Geo | 0 | 0 | 0 | 0 | 0 | 0
H | 565 | 565 | 565 | 565 | 1193 | 1193
LFG | 75 | 75 | 429 | 429 | 429 | 429
Nuc | 5091 | 5091 | 5091 | 8047.49 | 19642.36 | 23044.69
PS | 0 | 0 | 0 | 0 | 0 | 0
PV | 15 | 15 | 15 | 15 | 15 | 15
PeakG | 4768 | 4768 | 4768 | 4768 | 4768 | 4768
PeakO | 51 | 51 | 51 | 51 | 51 | 51
ST | 0 | 0 | 0 | 0 | 0 | 0
STOG | 14254.29 | 14254.29 | 9827.34 | 6000.88 | 0 | 0
STWD | 0 | 0 | 0 | 0 | 0 | 0
WT | 9280.1 | 9280.1 | 28996.83 | 28996.83 | 28996.83 | 31988.86
IGCC | 0 | 0 | 0 | 0 | 0 | 0
DemandResponse | 740.81 | 3617.73 | 6720.3 | 6926.25 | 7155.61 | 7391.29
IGCC-CCS | 0 | 0 | 0 | 0 | 0 | 0
WT_off | 0 | 0 | 0 | 0 | 0 | 0
PseudoUnit | 0 | 0 | 0 | 0 | 0 | 0
FixedInterchange | 0 | 0 | 0 | 0 | 0 | 0
Total Installed Capacity by Reporting Type: NP15
ReportingType | 2015 | 2020 | 2025 | 2030 | 2035 | 2040
BM | 0 | 0 | 0 | 0 | 843.24 | 843.24
CC | 8077.83 | 8529.01 | 8529.01 | 8529.01 | 8529.01 | 8529.01
CSP | 0 | 0 | 0 | 0 | 0 | 0
CT | 212.6 | 212.6 | 212.6 | 212.6 | 0.01 | 0.01
Coal | 191.9 | 28.2 | 0 | 0 | 0 | 0
Geo | 1123 | 1723 | 1723 | 1723 | 1723 | 1723
H | 8825 | 8825 | 8825 | 8825 | 8825 | 8825
LFG | 85 | 463.43 | 650 | 650 | 650 | 650
Nuc | 2300 | 2300 | 2300 | 5366.53 | 8745.21 | 9286.65
PS | 2257 | 2257 | 2257 | 2257 | 2257 | 2257
PV | 59.5 | 59.5 | 59.5 | 59.5 | 59.5 | 59.5
PeakG | 3265 | 3265 | 3265 | 3265 | 3265 | 3265
PeakO | 350 | 350 | 350 | 350 | 350 | 350
ST | 29 | 29 | 29 | 29 | 29 | 100
STOG | 3048.54 | 3048.54 | 2924.51 | 2924.51 | 811.29 | 811.29
STWD | 442 | 442 | 442 | 442 | 442 | 442
WT | 1193.2 | 4492 | 11762.41 | 12595.7 | 12913.94 | 13541.15
IGCC | 0 | 0 | 0 | 0 | 0 | 0
DemandResponse | 1828.06 | 1875.2 | 2034.02 | 2149.8 | 2261.58 | 2376.93
IGCC-CCS | 0 | 0 | 0 | 0 | 0 | 0
WT_off | 0 | 0 | 0 | 0 | 0 | 0
PseudoUnit | 0 | 0 | 0 | 0 | 0 | 0
FixedInterchange | 0 | 0 | 0 | 0 | 0 | 0
Total Installed Capacity by Reporting Type: NWPP_Coal
ReportingType | 2015 | 2020 | 2025 | 2030 | 2035 | 2040
BM | 0 | 0 | 0 | 0 | 0 | 0
CC | 0 | 0 | 0 | 0 | 0 | 0
CSP | 0 | 0 | 0 | 0 | 0 | 0
CT | 0 | 0 | 0 | 0 | 0 | 0
Coal | 6842.84 | 5489.8 | 226.81 | 226.8 | 226.8 | 226.8
Geo | 0 | 0 | 0 | 0 | 0 | 0
H | 0 | 0 | 0 | 0 | 0 | 0
LFG | 0 | 0 | 0 | 0 | 0 | 0
Nuc | 0 | 0 | 0 | 0 | 0 | 0
PS | 0 | 0 | 0 | 0 | 0 | 0
PV | 0 | 0 | 0 | 0 | 0 | 0
PeakG | 0 | 0 | 0 | 0 | 0 | 0
PeakO | 0 | 0 | 0 | 0 | 0 | 0
ST | 0 | 0 | 0 | 0 | 0 | 0
STOG | 0 | 0 | 0 | 0 | 0 | 0
STWD | 0 | 0 | 0 | 0 | 0 | 0
WT | 0 | 0 | 0 | 0 | 0 | 0
IGCC | 0 | 0 | 0 | 0 | 0 | 0
DemandResponse | 0 | 0 | 0 | 0 | 0 | 0
IGCC-CCS | 0 | 0 | 0 | 0 | 0 | 0
WT_off | 0 | 0 | 0 | 0 | 0 | 0
PseudoUnit | 0 | 0 | 0 | 0 | 0 | 0
FixedInterchange | 0 | 0 | 0 | 0 | 0 | 0
Total Installed Capacity by Reporting Type: NWPP_Gas
ReportingType | 2015 | 2020 | 2025 | 2030 | 2035 | 2040
BM | 0 | 0 | 0 | 0 | 0 | 0
CC | 6149.05 | 6149.05 | 6149.05 | 6149.05 | 300 | 0.01
CSP | 0 | 0 | 0 | 0 | 0 | 0
CT | 150 | 150 | 150 | 150 | 0 | 0
Coal | 0 | 0 | 0 | 0 | 0 | 0
Geo | 0 | 0 | 0 | 0 | 0 | 0
H | 0 | 0 | 0 | 0 | 0 | 0
LFG | 0 | 0 | 0 | 0 | 0 | 0
Nuc | 0 | 0 | 0 | 0 | 0 | 0
PS | 0 | 0 | 0 | 0 | 0 | 0
PV | 0 | 0 | 0 | 0 | 0 | 0
PeakG | 0 | 0 | 0 | 0 | 0 | 0
PeakO | 0 | 0 | 0 | 0 | 0 | 0
ST | 0 | 0 | 0 | 0 | 0 | 0
STOG | 0 | 0 | 0 | 0 | 0 | 0
STWD | 0 | 0 | 0 | 0 | 0 | 0
WT | 0 | 0 | 0 | 0 | 0 | 0
IGCC | 0 | 0 | 0 | 0 | 0 | 0
DemandResponse | 0.01 | 953.34 | 1988.72 | 2091.14 | 2193.74 | 2298.72
IGCC-CCS | 0 | 0 | 0 | 0 | 0 | 0
WT_off | 0 | 0 | 0 | 0 | 0 | 0
PseudoUnit | 0 | 0 | 0 | 0 | 0 | 0
FixedInterchange | 0 | 0 | 0 | 0 | 0 | 0
Total Installed Capacity by Reporting Type: NWPP_NucRenew
ReportingType | 2015 | 2020 | 2025 | 2030 | 2035 | 2040
BM | 32.55 | 32.55 | 32.55 | 32.55 | 3800.91 | 6184.83
CC | 0 | 0 | 0 | 0 | 0 | 0
CSP | 0 | 0 | 0 | 0 | 0 | 0
CT | 0 | 0 | 0 | 0 | 0 | 0
Coal | 0 | 0 | 0 | 0 | 0 | 0
Geo | 404.2 | 404.2 | 838.2 | 838.2 | 838.2 | 838.2
H | 33736 | 33736 | 34071 | 34071 | 34071 | 34071
LFG | 128.5 | 128.5 | 373 | 373 | 373 | 373
Nuc | 1131 | 1131 | 1131 | 1131 | 3412.97 | 3412.97
PS | 258 | 258 | 258 | 258 | 258 | 258
PV | 3 | 3 | 3 | 3 | 3 | 3.01
PeakG | 0 | 0 | 0 | 0 | 0 | 0
PeakO | 0 | 0 | 0 | 0 | 0 | 0
ST | 0 | 0 | 0 | 0 | 0 | 3
STOG | 0 | 0 | 0 | 0 | 0 | 0
STWD | 561 | 561 | 561 | 561 | 561 | 561
WT | 6865.3 | 6865.3 | 27712.81 | 28204.33 | 28204.4 | 30519.11
IGCC | 0 | 0 | 0 | 0 | 0 | 0
DemandResponse | 0 | 0 | 0 | 0 | 0 | 0
IGCC-CCS | 0 | 0 | 0 | 0 | 0 | 0
WT_off | 0 | 0 | 0 | 0 | 0 | 0
PseudoUnit | 0 | 0 | 0 | 0 | 0 | 0
FixedInterchange | 0 | 0 | 0 | 0 | 0 | 0
Total Installed Capacity by Reporting Type: RMPA
ReportingType | 2015 | 2020 | 2025 | 2030 | 2035 | 2040
BM | 0 | 0 | 0 | 0 | 1443.27 | 2233.39
CC | 2686 | 3705.68 | 3705.68 | 3705.68 | 2358.52 | 1816.65
CSP | 0 | 0 | 0 | 0 | 0 | 0
CT | 152 | 152 | 152 | 152 | 0 | 0
Coal | 6769.3 | 5765.54 | 2003.19 | 1167.31 | 1167.3 | 1167.3
Geo | 0 | 0 | 2570 | 2570 | 2570 | 2570
H | 982 | 982 | 982 | 982 | 982 | 982
LFG | 7.4 | 7.4 | 36.33 | 36.33 | 36.33 | 36.33
Nuc | 0.1 | 0.1 | 0.1 | 2012 | 2012 | 2012
PS | 563 | 563 | 563 | 563 | 563 | 563
PV | 21 | 21 | 21 | 21 | 21 | 21
PeakG | 2904 | 2904 | 2904 | 2904 | 2904 | 2904
PeakO | 110.94 | 110.94 | 110.94 | 110.94 | 110.94 | 110.94
ST | 3 | 370.43 | 370.43 | 375.89 | 375.89 | 375.89
STOG | 0 | 0 | 0 | 0 | 0 | 0
STWD | 0 | 0 | 0 | 0 | 0 | 0
WT | 2113.4 | 5658.61 | 5658.61 | 6195.22 | 6195.22 | 6330.91
IGCC | 0 | 0 | 0 | 0 | 0 | 0
DemandResponse | 486.05 | 622.89 | 804.5 | 856.88 | 912.57 | 971.91
IGCC-CCS | 0 | 0 | 0 | 0 | 0 | 0
WT_off | 0 | 0 | 0 | 0 | 0 | 0
PseudoUnit | 0 | 0 | 0 | 0 | 0 | 0
FixedInterchange | 0 | 0 | 0 | 0 | 0 | 0
Total Installed Capacity by Reporting Type: SP15
ReportingType | 2015 | 2020 | 2025 | 2030 | 2035 | 2040
BM | 6 | 6 | 6 | 6 | 674.59 | 674.59
CC | 12201.26 | 12201.27 | 12201.27 | 12201.27 | 12201.27 | 12201.27
CSP | 0 | 0 | 0 | 0 | 0 | 0
CT | 0 | 0 | 0 | 0 | 0 | 0
Coal | 185.7 | 101.2 | 0 | 0 | 0 | 0
Geo | 963 | 2413 | 2413 | 2413 | 2413 | 2413
H | 1163 | 1163 | 1163 | 1163 | 1163 | 1163
LFG | 223.2 | 779 | 779 | 779 | 779 | 779
Nuc | 2250 | 2250 | 2250 | 2250 | 2814.44 | 6188.43
PS | 1440 | 1440 | 1440 | 1440 | 1440 | 1440
PV | 126.8 | 126.8 | 126.8 | 126.8 | 126.8 | 126.8
PeakG | 4309 | 4309 | 4309 | 4309 | 4309 | 4309
PeakO | 51 | 51 | 51 | 51 | 51 | 51
ST | 448 | 448 | 2149.6 | 2488.07 | 2857.44 | 3693.63
STOG | 7877.33 | 7877.33 | 6207.55 | 6207.55 | 4657.68 | 4657.68
STWD | 119 | 119 | 119 | 119 | 119 | 119
WT | 2207.8 | 3698.33 | 16372.8 | 16372.8 | 16372.8 | 16372.8
IGCC | 0 | 0 | 0 | 0 | 0 | 0
DemandResponse | 2613.15 | 2728.17 | 2959.23 | 3127.67 | 3290.3 | 3458.12
IGCC-CCS | 0 | 0 | 0 | 0 | 0 | 0
WT_off | 0 | 0 | 0 | 0 | 0 | 0
PseudoUnit | 0 | 0 | 0 | 0 | 0 | 0
FixedInterchange | 0 | 0 | 0 | 0 | 0 | 0
Total Installed Capacity by Reporting Type: ALB
ReportingType | 2015 | 2020 | 2025 | 2030 | 2035 | 2040
BM | 0 | 0 | 0 | 0 | 0 | 0
CC | 2202 | 2202 | 2202 | 250.01 | 250.01 | 250.01
CSP | 0 | 0 | 0 | 0 | 0 | 0
CT | 201.5 | 201.5 | 201.5 | 201.5 | 71.56 | 71.56
Coal | 6240.83 | 6240.83 | 6188.64 | 495 | 495 | 495
Geo | 0 | 0 | 0 | 0 | 0 | 0
H | 912 | 912 | 912 | 912 | 912 | 912
LFG | 10 | 10 | 10 | 10 | 10 | 10
Nuc | 0.1 | 0.1 | 0.1 | 8814.34 | 8970.11 | 8983.17
PS | 0 | 0 | 0 | 0 | 0 | 0
PV | 0 | 0 | 0 | 0 | 0 | 0
PeakG | 992.74 | 992.74 | 992.74 | 992.74 | 992.74 | 992.74
PeakO | 0 | 0 | 0 | 0 | 0 | 0
ST | 0 | 0 | 0 | 0 | 0 | 0
STOG | 0 | 0 | 0 | 0 | 0 | 0
STWD | 174 | 174 | 174 | 174 | 174 | 174
WT | 672 | 672 | 763 | 763 | 763 | 763
IGCC | 0 | 0 | 0 | 0 | 0 | 0
DemandResponse | 105.16 | 361.08 | 660.83 | 708.64 | 759.9 | 814.88
IGCC-CCS | 0 | 0 | 0 | 0 | 0 | 0
WT_off | 0 | 0 | 0 | 0 | 0 | 0
PseudoUnit | 0 | 0 | 0 | 0 | 0 | 0
FixedInterchange | 0 | 0 | 0 | 0 | 0 | 0
Total Installed Capacity by Reporting Type: BC
ReportingType | 2015 | 2020 | 2025 | 2030 | 2035 | 2040
BM | 0 | 0 | 0 | 0 | 0 | 0
CC | 554.83 | 554.83 | 554.83 | 517.21 | 517.21 | 167.38
CSP | 0 | 0 | 0 | 0 | 0 | 0
CT | 0 | 0 | 0 | 0 | 0 | 0
Coal | 0 | 0 | 0 | 0 | 0 | 0
Geo | 0 | 0 | 0 | 0 | 0 | 0
H | 12161 | 12161 | 12161 | 12161 | 12161 | 12161
LFG | 24 | 24 | 24 | 24 | 24 | 24
Nuc | 0.1 | 0.1 | 0.1 | 545.98 | 545.98 | 545.98
PS | 0 | 0 | 0 | 0 | 0 | 0
PV | 0 | 0 | 0 | 0 | 0 | 0
PeakG | 0 | 0 | 0 | 0 | 0 | 0
PeakO | 0 | 0 | 0 | 0 | 0 | 0
ST | 0 | 0 | 0 | 0 | 0 | 0
STOG | 0 | 0 | 0 | 0 | 0 | 0
STWD | 510 | 510 | 510 | 510 | 510 | 510
WT | 246 | 246 | 402 | 402 | 402 | 402
IGCC | 0 | 0 | 0 | 0 | 0 | 0
DemandResponse | 0.01 | 264.69 | 555.31 | 582.51 | 611.05 | 640.98
IGCC-CCS | 0 | 0 | 0 | 0 | 0 | 0
WT_off | 0 | 0 | 0 | 0 | 0 | 0
PseudoUnit | 0 | 0 | 0 | 0 | 0 | 0
FixedInterchange | 0 | 0 | 0 | 0 | 0 | 0
Total Installed Capacity by Reporting Type: HQ_IESO
ReportingType | 2015 | 2020 | 2025 | 2030 | 2035 | 2040
BM | 0 | 0 | 0 | 0 | 0 | 0
CC | 0 | 0 | 0 | 0 | 0 | 0
CSP | 0 | 0 | 0 | 0 | 0 | 0
CT | 0 | 0 | 0 | 0 | 0 | 0
Coal | 0 | 0 | 0 | 0 | 0 | 0
Geo | 0 | 0 | 0 | 0 | 0 | 0
H | 0 | 0 | 0 | 0 | 0 | 0
LFG | 0 | 0 | 0 | 0 | 0 | 0
Nuc | 0.1 | 0.1 | 0.1 | 0.1 | 0.1 | 0.1
PS | 0 | 0 | 0 | 0 | 0 | 0
PV | 0 | 0 | 0 | 0 | 0 | 0
PeakG | 0 | 0 | 0 | 0 | 0 | 0
PeakO | 0 | 0 | 0 | 0 | 0 | 0
ST | 0 | 0 | 0 | 0 | 0 | 0
STOG | 0 | 0 | 0 | 0 | 0 | 0
STWD | 0 | 0 | 0 | 0 | 0 | 0
WT | 0 | 0 | 0 | 0 | 0 | 0
IGCC | 0 | 0 | 0 | 0 | 0 | 0
DemandResponse | 0 | 0 | 0 | 0 | 0 | 0
IGCC-CCS | 0 | 0 | 0 | 0 | 0 | 0
WT_off | 0 | 0 | 0 | 0 | 0 | 0
PseudoUnit | 0 | 0 | 0 | 0 | 0 | 0
FixedInterchange | 3000 | 3000 | 3000 | 3000 | 3000 | 3000
Total Installed Capacity by Reporting Type: HQ_NEISO
ReportingType | 2015 | 2020 | 2025 | 2030 | 2035 | 2040
BM | 0 | 0 | 0 | 0 | 0 | 0
CC | 0 | 0 | 0 | 0 | 0 | 0
CSP | 0 | 0 | 0 | 0 | 0 | 0
CT | 0 | 0 | 0 | 0 | 0 | 0
Coal | 0 | 0 | 0 | 0 | 0 | 0
Geo | 0 | 0 | 0 | 0 | 0 | 0
H | 0 | 0 | 0 | 0 | 0 | 0
LFG | 0 | 0 | 0 | 0 | 0 | 0
Nuc | 0.1 | 0.1 | 0.1 | 0.1 | 0.1 | 0.1
PS | 0 | 0 | 0 | 0 | 0 | 0
PV | 0 | 0 | 0 | 0 | 0 | 0
PeakG | 0 | 0 | 0 | 0 | 0 | 0
PeakO | 0 | 0 | 0 | 0 | 0 | 0
ST | 0 | 0 | 0 | 0 | 0 | 0
STOG | 0 | 0 | 0 | 0 | 0 | 0
STWD | 0 | 0 | 0 | 0 | 0 | 0
WT | 0 | 0 | 0 | 0 | 0 | 0
IGCC | 0 | 0 | 0 | 0 | 0 | 0
DemandResponse | 0 | 0 | 0 | 0 | 0 | 0
IGCC-CCS | 0 | 0 | 0 | 0 | 0 | 0
WT_off | 0 | 0 | 0 | 0 | 0 | 0
PseudoUnit | 0 | 300 | 300 | 300 | 300 | 300
FixedInterchange | 2920 | 2920 | 2920 | 2920 | 2920 | 2920
Total Installed Capacity by Reporting Type: HQ_NY
ReportingType | 2015 | 2020 | 2025 | 2030 | 2035 | 2040
BM | 0 | 0 | 0 | 0 | 0 | 0
CC | 0 | 0 | 0 | 0 | 0 | 0
CSP | 0 | 0 | 0 | 0 | 0 | 0
CT | 0 | 0 | 0 | 0 | 0 | 0
Coal | 0 | 0 | 0 | 0 | 0 | 0
Geo | 0 | 0 | 0 | 0 | 0 | 0
H | 0 | 0 | 0 | 0 | 0 | 0
LFG | 0 | 0 | 0 | 0 | 0 | 0
Nuc | 0.1 | 0.1 | 0.1 | 0.1 | 0.1 | 0.1
PS | 0 | 0 | 0 | 0 | 0 | 0
PV | 0 | 0 | 0 | 0 | 0 | 0
PeakG | 0 | 0 | 0 | 0 | 0 | 0
PeakO | 0 | 0 | 0 | 0 | 0 | 0
ST | 0 | 0 | 0 | 0 | 0 | 0
STOG | 0 | 0 | 0 | 0 | 0 | 0
STWD | 0 | 0 | 0 | 0 | 0 | 0
WT | 0 | 0 | 0 | 0 | 0 | 0
IGCC | 0 | 0 | 0 | 0 | 0 | 0
DemandResponse | 0 | 0 | 0 | 0 | 0 | 0
IGCC-CCS | 0 | 0 | 0 | 0 | 0 | 0
WT_off | 0 | 0 | 0 | 0 | 0 | 0
PseudoUnit | 0 | 2500 | 2500 | 2500 | 2500 | 2500
FixedInterchange | 1500 | 1500 | 1500 | 1500 | 1500 | 1500
Total Installed Capacity by Reporting Type: MARITIMES
ReportingType | 2015 | 2020 | 2025 | 2030 | 2035 | 2040
BM | 0 | 0 | 0 | 0 | 0 | 0
CC | 0 | 0 | 0 | 0 | 0 | 0
CSP | 0 | 0 | 0 | 0 | 0 | 0
CT | 0 | 0 | 0 | 0 | 0 | 0
Coal | 0 | 0 | 0 | 0 | 0 | 0
Geo | 0 | 0 | 0 | 0 | 0 | 0
H | 0 | 0 | 0 | 0 | 0 | 0
LFG | 0 | 0 | 0 | 0 | 0 | 0
Nuc | 0.1 | 0.1 | 0.1 | 0.1 | 0.1 | 0.1
PS | 0 | 0 | 0 | 0 | 0 | 0
PV | 0 | 0 | 0 | 0 | 0 | 0
PeakG | 0 | 0 | 0 | 0 | 0 | 0
PeakO | 0 | 0 | 0 | 0 | 0 | 0
ST | 0 | 0 | 0 | 0 | 0 | 0
STOG | 0 | 0 | 0 | 0 | 0 | 0
STWD | 0 | 0 | 0 | 0 | 0 | 0
WT | 0 | 0 | 0 | 0 | 0 | 0
IGCC | 0 | 0 | 0 | 0 | 0 | 0
DemandResponse | 0 | 0 | 0 | 0 | 0 | 0
IGCC-CCS | 0 | 0 | 0 | 0 | 0 | 0
WT_off | 0 | 0 | 0 | 0 | 0 | 0
PseudoUnit | 0 | 500 | 500 | 500 | 500 | 500
FixedInterchange | 1400 | 1400 | 1400 | 1400 | 1400 | 1400
Total Installed Capacity by Reporting Type: All
ReportingType | 2015 | 2020 | 2025 | 2030 | 2035 | 2040
BM | 1251 | 1251 | 1437.05 | 1437.05 | 60996.55 | 76082.79
CC | 289991.25 | 319063.66 | 316120.15 | 305867.1 | 253849.58 | 222478.76
CSP | 0 | 0 | 0 | 0 | 0 | 0
CT | 6393.83 | 6883.74 | 6883.74 | 7134.96 | 5499.75 | 5473.55
Coal | 175340.81 | 107739.62 | 56652.75 | 38121.03 | 30712.29 | 30372.94
Geo | 2534.2 | 4609.2 | 9038.2 | 9038.2 | 9038.2 | 9038.2
H | 106079.79 | 109448.79 | 112003.79 | 113703.98 | 116327.79 | 116327.79
LFG | 4136 | 6089 | 8299 | 9023 | 9023 | 9023
Nuc | 117236.86 | 121152.36 | 124486.45 | 169664.27 | 193088.57 | 223382.57
PS | 21788 | 21788 | 21788 | 21788 | 21788 | 21788
PV | 1648 | 3716.67 | 4618.13 | 4792.88 | 3738.43 | 3803.9
PeakG | 117902.27 | 117902.27 | 117343.27 | 111583.98 | 103987.67 | 103987.67
PeakO | 19276.38 | 19276.38 | 18899.05 | 16989.39 | 12318.43 | 12318.41
ST | 760 | 1573.04 | 3502.41 | 3856.08 | 4747.28 | 5657.47
STOG | 53084.23 | 53084.23 | 46429.66 | 40693.45 | 21328.53 | 20605.05
STWD | 4951 | 4951 | 4951 | 4951 | 4951 | 4951
WT | 64004.8 | 239004.8 | 448451.42 | 462634.73 | 467289.13 | 482265.89
IGCC | 618 | 618 | 618 | 618 | 618 | 618
DemandResponse | 37863.74 | 60093.26 | 85862.57 | 89210.8 | 92685.8 | 96304.58
IGCC-CCS | 0 | 0 | 0 | 0 | 0 | 0
WT_off | 469 | 2022.8 | 2723.16 | 2723.16 | 4246.79 | 4246.79
PseudoUnit | 0 | 3300 | 3300 | 3300 | 3300 | 3300
FixedInterchange | 8820 | 8820 | 8820 | 8820 | 8820 | 8820
Total Installed Capacity by Reporting Type: EI_US
ReportingType | 2015 | 2020 | 2025 | 2030 | 2035 | 2040
BM | 741.12 | 741.12 | 927.17 | 927.17 | 45758.97 | 55215.44
CC | 196033.77 | 222110.13 | 219897.61 | 211634.18 | 181863.48 | 157792.91
CSP | 0 | 0 | 0 | 0 | 0 | 0
CT | 4323.73 | 4813.64 | 4813.64 | 5064.86 | 5428.17 | 5401.97
Coal | 141547.68 | 79154.19 | 40927.79 | 32870.19 | 25461.45 | 25122.11
Geo | 44 | 44 | 44 | 44 | 44 | 44
H | 29436.09 | 32110.09 | 32835.09 | 32835.09 | 33821.09 | 33821.09
LFG | 3458.4 | 4477.17 | 5812.5 | 6536 | 6536 | 6536
Nuc | 89571.36 | 93486.86 | 96820.95 | 120868.27 | 124342.29 | 148845.46
PS | 16931 | 16931 | 16931 | 16931 | 16931 | 16931
PV | 176.74 | 2245.41 | 3146.88 | 3321.62 | 3334.43 | 3399.89
PeakG | 97444.51 | 97444.51 | 97444.51 | 91685.21 | 84088.9 | 84088.9
PeakO | 18509.44 | 18509.44 | 18136.1 | 16226.44 | 11555.48 | 11555.47
ST | 0 | 0 | 0 | 0 | 0 | 0
STOG | 27778.07 | 27778.07 | 27470.26 | 25560.51 | 15859.56 | 15136.08
STWD | 2980 | 2980 | 2980 | 2980 | 2980 | 2980
WT | 36938.6 | 192254.11 | 340479.67 | 352667.11 | 357472.43 | 364869.85
IGCC | 618 | 618 | 618 | 618 | 618 | 618
DemandResponse | 29707.66 | 46218.47 | 65324.07 | 67718.5 | 70208.86 | 72802.09
IGCC-CCS | 0 | 0 | 0 | 0 | 0 | 0
WT_off | 469 | 2022.8 | 2723.16 | 2723.16 | 4246.79 | 4246.79
PseudoUnit | 0 | 3300 | 3300 | 3300 | 3300 | 3300
FixedInterchange | 5820 | 5820 | 5820 | 5820 | 5820 | 5820
Total Installed Capacity by Reporting Type: EI_Canada
ReportingType | 2015 | 2020 | 2025 | 2030 | 2035 | 2040
BM | 326.33 | 326.33 | 326.33 | 326.33 | 326.33 | 326.33
CC | 2275.76 | 2275.76 | 1544.76 | 1544.76 | 1544.76 | 1263
CSP | 0 | 0 | 0 | 0 | 0 | 0
CT | 368 | 368 | 368 | 368 | 0.01 | 0.01
Coal | 669.06 | 108.73 | 0 | 0 | 0 | 0
Geo | 0 | 0 | 0 | 0 | 0 | 0
H | 15168.7 | 15863.7 | 17358.7 | 19058.88 | 20068.7 | 20068.7
LFG | 117.5 | 117.5 | 117.5 | 118 | 118 | 118
Nuc | 13018.2 | 13018.2 | 13018.2 | 13018.2 | 11988.2 | 10448.2
PS | 123 | 123 | 123 | 123 | 123 | 123
PV | 1097.26 | 1097.26 | 1097.26 | 1097.26 | 30 | 30
PeakG | 559.02 | 559.02 | 0.02 | 0.02 | 0.02 | 0.02
PeakO | 4 | 4 | 0 | 0 | 0 | 0
ST | 0 | 0 | 0 | 0 | 0 | 0
STOG | 126 | 126 | 0 | 0 | 0 | 0
STWD | 139 | 139 | 139 | 139 | 139 | 139
WT | 3963.3 | 3963.3 | 3963.3 | 3963.3 | 3494.06 | 5003.78
IGCC | 0 | 0 | 0 | 0 | 0 | 0
DemandResponse | 2048.29 | 2374.97 | 2887.27 | 2989.59 | 3095.56 | 3205.29
IGCC-CCS | 0 | 0 | 0 | 0 | 0 | 0
WT_off | 0 | 0 | 0 | 0 | 0 | 0
PseudoUnit | 0 | 0 | 0 | 0 | 0 | 0
FixedInterchange | 3000 | 3000 | 3000 | 3000 | 3000 | 3000
Total Installed Capacity by Reporting Type: EI
ReportingType | 2015 | 2020 | 2025 | 2030 | 2035 | 2040
BM | 1067.45 | 1067.45 | 1253.5 | 1253.5 | 46085.3 | 55541.77
CC | 198309.52 | 224385.89 | 221442.37 | 213178.94 | 183408.24 | 159055.92
CSP | 0 | 0 | 0 | 0 | 0 | 0
CT | 4691.73 | 5181.64 | 5181.64 | 5432.86 | 5428.18 | 5401.98
Coal | 142216.74 | 79262.92 | 40927.79 | 32870.19 | 25461.45 | 25122.11
Geo | 44 | 44 | 44 | 44 | 44 | 44
H | 44604.79 | 47973.79 | 50193.79 | 51893.98 | 53889.79 | 53889.79
LFG | 3575.9 | 4594.67 | 5930 | 6654 | 6654 | 6654
Nuc | 102589.56 | 106505.06 | 109839.15 | 133886.47 | 136330.49 | 159293.66
PS | 17054 | 17054 | 17054 | 17054 | 17054 | 17054
PV | 1274 | 3342.67 | 4244.13 | 4418.88 | 3364.43 | 3429.89
PeakG | 98003.52 | 98003.52 | 97444.52 | 91685.23 | 84088.92 | 84088.92
PeakO | 18513.44 | 18513.44 | 18136.1 | 16226.44 | 11555.48 | 11555.47
ST | 0 | 0 | 0 | 0 | 0 | 0
STOG | 27904.07 | 27904.07 | 27470.26 | 25560.51 | 15859.56 | 15136.08
STWD | 3119 | 3119 | 3119 | 3119 | 3119 | 3119
WT | 40901.9 | 196217.41 | 344442.97 | 356630.41 | 360966.49 | 369873.62
IGCC | 618 | 618 | 618 | 618 | 618 | 618
DemandResponse | 31755.95 | 48593.44 | 68211.33 | 70708.09 | 73304.41 | 76007.38
IGCC-CCS | 0 | 0 | 0 | 0 | 0 | 0
WT_off | 469 | 2022.8 | 2723.16 | 2723.16 | 4246.79 | 4246.79
PseudoUnit | 0 | 3300 | 3300 | 3300 | 3300 | 3300
FixedInterchange | 8820 | 8820 | 8820 | 8820 | 8820 | 8820
Total Installed Capacity by Reporting Type: Outside_EI
ReportingType | 2015 | 2020 | 2025 | 2030 | 2035 | 2040
BM | 183.55 | 183.55 | 183.55 | 183.55 | 14911.25 | 20541.01
CC | 91681.72 | 94677.77 | 94677.78 | 92688.17 | 70441.35 | 63422.84
CSP | 0 | 0 | 0 | 0 | 0 | 0
CT | 1702.1 | 1702.1 | 1702.1 | 1702.1 | 71.57 | 71.57
Coal | 33124.07 | 28476.7 | 15724.96 | 5250.84 | 5250.84 | 5250.84
Geo | 2490.2 | 4565.2 | 8994.2 | 8994.2 | 8994.2 | 8994.2
H | 61475 | 61475 | 61810 | 61810 | 62438 | 62438
LFG | 560.1 | 1494.33 | 2369 | 2369 | 2369 | 2369
Nuc | 14647.3 | 14647.3 | 14647.3 | 35777.8 | 56758.09 | 64088.91
PS | 4734 | 4734 | 4734 | 4734 | 4734 | 4734
PV | 374 | 374 | 374 | 374 | 374 | 374.01
PeakG | 19898.75 | 19898.75 | 19898.75 | 19898.75 | 19898.75 | 19898.75
PeakO | 762.95 | 762.95 | 762.95 | 762.94 | 762.94 | 762.94
ST | 760 | 1573.04 | 3502.41 | 3856.08 | 4747.28 | 5657.47
STOG | 25180.16 | 25180.16 | 18959.4 | 15132.94 | 5468.97 | 5468.97
STWD | 1832 | 1832 | 1832 | 1832 | 1832 | 1832
WT | 23102.9 | 42787.39 | 104008.45 | 106004.33 | 106322.64 | 112392.27
IGCC | 0 | 0 | 0 | 0 | 0 | 0
DemandResponse | 6107.8 | 11499.81 | 17651.23 | 18502.71 | 19381.39 | 20297.2
IGCC-CCS | 0 | 0 | 0 | 0 | 0 | 0
WT_off | 0 | 0 | 0 | 0 | 0 | 0
PseudoUnit | 0 | 0 | 0 | 0 | 0 | 0
FixedInterchange | 0 | 0 | 0 | 0 | 0 | 0
#6 | Retrofit Capacity (MW)
Retrofit Capacity by Reporting Type: Entergy
ReportingType | 2015 | 2020 | 2025 | 2030 | 2035 | 2040
FGD | 0 | 2903 | 377.2 | 0 | 0 | 0
SNCR | 0.01 | 0.01 | 0.01 | 0 | 0 | 0
SCR | 0 | 0 | 0 | 0 | 0 | 0
ACI90 | 0 | 0 | 0 | 0 | 0 | 0
RPJ90 | 0.01 | 2903.01 | 377.2 | 0.01 | 0 | 0
PCSEQ | 0 | 0 | 0 | 0 | 0 | 0
Retrofit Capacity by Reporting Type: FRCC
ReportingType | 2015 | 2020 | 2025 | 2030 | 2035 | 2040
FGD | 0 | 0 | 0 | 0 | 0 | 0
SNCR | 0 | 0 | 0 | 0 | 0 | 0
SCR | 1898 | 0 | 0 | 0 | 0 | 0
ACI90 | 0 | 0 | 0 | 0 | 0 | 0
RPJ90 | 0.01 | 1252.07 | 1252.06 | 1252.06 | 1252.06 | 1252.06
PCSEQ | 0 | 0 | 0 | 175.85 | 540.91 | 603.27
Retrofit Capacity by Reporting Type: MAPP_US
ReportingType | 2015 | 2020 | 2025 | 2030 | 2035 | 2040
FGD | 221 | 0 | 0 | 0 | 0 | 0
SNCR | 0 | 0 | 0.01 | 0.01 | 0.01 | 0.01
SCR | 0 | 0 | 0 | 0 | 0 | 0
ACI90 | 0 | 0 | 0 | 0 | 0 | 0
RPJ90 | 0 | 1263.41 | 1037.74 | 1037.74 | 1037.74 | 698.41
PCSEQ | 0 | 0 | 0 | 0 | 0 | 0
Retrofit Capacity by Reporting Type: MISO_IN
ReportingType | 2015 | 2020 | 2025 | 2030 | 2035 | 2040
FGD | 0 | 472.02 | 472.01 | 472.01 | 0 | 0
SNCR | 0.01 | 0.01 | 0.01 | 0.01 | 0 | 0
SCR | 0 | 0 | 0 | 0 | 0 | 0
ACI90 | 0 | 0 | 0 | 0 | 0 | 0
RPJ90 | 0.67 | 7659.11 | 3669.27 | 3669.27 | 3197.22 | 3197.21
PCSEQ | 0 | 0 | 0.01 | 401.16 | 1134.68 | 1151.95
Retrofit Capacity by Reporting Type: MISO_MI
ReportingType | 2015 | 2020 | 2025 | 2030 | 2035 | 2040
FGD | 0 | 0.01 | 0.01 | 0.01 | 0.01 | 0.01
SNCR | 0.01 | 0 | 0 | 0 | 0 | 0
SCR | 355 | 0 | 0 | 0 | 0 | 0
ACI90 | 0 | 0 | 0 | 0 | 0 | 0
RPJ90 | 0.01 | 0.02 | 0.02 | 0.02 | 0.01 | 0.01
PCSEQ | 0 | 0 | 0 | 0 | 0 | 0
Retrofit Capacity by Reporting Type: MISO_MO-IL
ReportingType | 2015 | 2020 | 2025 | 2030 | 2035 | 2040
FGD | 0.01 | 598.04 | 598.03 | 598.03 | 0.01 | 0
SNCR | 0.02 | 0.01 | 0.01 | 0.01 | 0 | 0
SCR | 400 | 200 | 200 | 200 | 200 | 200
ACI90 | 0 | 0 | 0 | 0 | 0 | 0
RPJ90 | 2275.92 | 2981.68 | 1631.26 | 1632.14 | 443.02 | 443.57
PCSEQ | 0 | 0 | 2.21 | 89.61 | 229.87 | 229.87
Retrofit Capacity by Reporting Type: MISO_W
ReportingType | 2015 | 2020 | 2025 | 2030 | 2035 | 2040
FGD | 0 | 867.51 | 867.51 | 867.51 | 0 | 0
SNCR | 0.02 | 0.01 | 0.01 | 0.02 | 0 | 0
SCR | 963.16 | 350.54 | 0.01 | 0.01 | 0 | 0
ACI90 | 0 | 0 | 0 | 0 | 0 | 0
RPJ90 | 2652.37 | 5783.05 | 3966.92 | 3966.92 | 800.01 | 800.01
PCSEQ | 0 | 0 | 369.37 | 369.37 | 369.38 | 369.38
Retrofit Capacity by Reporting Type: MISO_WUMS
ReportingType | 2015 | 2020 | 2025 | 2030 | 2035 | 2040
FGD | 1135 | 766.22 | 766.21 | 766.21 | 0.01 | 0
SNCR | 0 | 0.01 | 0.01 | 0.01 | 0 | 0
SCR | 2778.6 | 615.02 | 615.01 | 615.02 | 615 | 615
ACI90 | 0 | 0 | 0 | 0 | 0 | 0
RPJ90 | 1741.45 | 1305.18 | 1305.79 | 1306.62 | 541.71 | 542.98
PCSEQ | 0 | 0 | 73.74 | 125.88 | 229.13 | 343.12
Retrofit Capacity by Reporting Type: Nebraska
ReportingType | 2015 | 2020 | 2025 | 2030 | 2035 | 2040
FGD | 0 | 0 | 0 | 0 | 0 | 0
SNCR | 0 | 0 | 0 | 0 | 0 | 0
SCR | 0 | 0 | 0 | 0 | 0 | 0
ACI90 | 0 | 0 | 0 | 0 | 0 | 0
RPJ90 | 1364.4 | 682.2 | 682.2 | 682.2 | 682.2 | 682.2
PCSEQ | 0 | 66.61 | 162.08 | 206.69 | 245.8 | 245.8
Retrofit Capacity by Reporting Type: NEISO
ReportingType | 2015 | 2020 | 2025 | 2030 | 2035 | 2040
FGD | 320 | 0 | 0 | 0 | 0 | 0
SNCR | 0 | 0 | 0 | 0 | 0 | 0
SCR | 0 | 0 | 0 | 0 | 0 | 0
ACI90 | 0 | 0 | 0 | 0 | 0 | 0
RPJ90 | 870.93 | 0 | 0 | 0 | 0 | 0
PCSEQ | 0 | 0 | 0 | 0 | 0 | 0
Retrofit Capacity by Reporting Type: NonRTO_Midwest
ReportingType | 2015 | 2020 | 2025 | 2030 | 2035 | 2040
FGD | 1403 | 0.01 | 0.01 | 0.01 | 0.01 | 0.01
SNCR | 0.01 | 0 | 0 | 0 | 0 | 0
SCR | 1463.8 | 731.9 | 731.9 | 731.9 | 731.9 | 731.9
ACI90 | 0 | 0 | 0 | 0 | 0 | 0
RPJ90 | 1.88 | 4033.19 | 3958.54 | 1563.97 | 712.66 | 713.18
PCSEQ | 0 | 0 | 0.01 | 294.76 | 518.38 | 518.38
Retrofit Capacity by Reporting Type: NYISO_A-F
ReportingType | 2015 | 2020 | 2025 | 2030 | 2035 | 2040
FGD | 0 | 0 | 0 | 0 | 0 | 0
SNCR | 0 | 0 | 0 | 0 | 0 | 0
SCR | 0 | 0 | 0 | 0 | 0 | 0
ACI90 | 0 | 0 | 0 | 0 | 0 | 0
RPJ90 | 486.3 | 0 | 0 | 0 | 0 | 0
PCSEQ | 0 | 0 | 0 | 0 | 0 | 0
Retrofit Capacity by Reporting Type: NYISO_G-I
ReportingType | 2015 | 2020 | 2025 | 2030 | 2035 | 2040
FGD | 0 | 0 | 0 | 0 | 0 | 0
SNCR | 0 | 0 | 0 | 0 | 0 | 0
SCR | 0 | 0 | 0 | 0 | 0 | 0
ACI90 | 0 | 0 | 0 | 0 | 0 | 0
RPJ90 | 0 | 0 | 0 | 0 | 0 | 0
PCSEQ | 0 | 0 | 0 | 0 | 0 | 0
Retrofit Capacity by Reporting Type: NYISO_J-K
ReportingType | 2015 | 2020 | 2025 | 2030 | 2035 | 2040
FGD | 0 | 0 | 0 | 0 | 0 | 0
SNCR | 0 | 0 | 0 | 0 | 0 | 0
SCR | 0 | 0 | 0 | 0 | 0 | 0
ACI90 | 0 | 0 | 0 | 0 | 0 | 0
RPJ90 | 0 | 0 | 0 | 0 | 0 | 0
PCSEQ | 0 | 0 | 0 | 0 | 0 | 0
Retrofit Capacity by Reporting Type: PJM_E
ReportingType | 2015 | 2020 | 2025 | 2030 | 2035 | 2040
FGD | 0 | 0 | 0 | 0 | 0 | 0
SNCR | 0 | 0 | 0 | 0 | 0 | 0
SCR | 568 | 568 | 0 | 0 | 0 | 0
ACI90 | 0 | 0 | 0 | 0 | 0 | 0
RPJ90 | 1786.25 | 571.55 | 4.3 | 5.06 | 39.21 | 91.07
PCSEQ | 0 | 0 | 0 | 0 | 67.56 | 173.29
Retrofit Capacity by Reporting Type: PJM_ROM
ReportingType | 2015 | 2020 | 2025 | 2030 | 2035 | 2040
FGD | 0 | 0 | 0 | 0 | 0 | 0
SNCR | 0 | 0 | 0 | 0 | 0 | 0
SCR | 341 | 0 | 0 | 0 | 0 | 0
ACI90 | 0 | 0 | 0 | 0 | 0 | 0
RPJ90 | 1929.01 | 2217.03 | 1046.13 | 1046.13 | 525.13 | 525.13
PCSEQ | 0 | 0 | 0 | 38.36 | 173.39 | 189.21
Retrofit Capacity by Reporting Type: PJM_ROR
ReportingType | 2015 | 2020 | 2025 | 2030 | 2035 | 2040
FGD | 0.01 | 0.02 | 0.02 | 0.02 | 0.01 | 0.01
SNCR | 0.04 | 0.01 | 0.01 | 0.01 | 0 | 0
SCR | 1200.02 | 0.02 | 0.01 | 0.01 | 0.01 | 0.01
ACI90 | 0 | 0 | 0 | 0 | 0 | 0
RPJ90 | 1.04 | 15343.04 | 3621.12 | 3621.56 | 3630.42 | 3638.73
PCSEQ | 0 | 0 | 26.7 | 859.85 | 1321.36 | 1337.37
Retrofit Capacity by Reporting Type: SOCO
ReportingType | 2015 | 2020 | 2025 | 2030 | 2035 | 2040
FGD | 4088.7 | 2093.33 | 0.02 | 0.02 | 0.02 | 0.02
SNCR | 0.01 | 0 | 0 | 0 | 0 | 0
SCR | 3404.7 | 2093.32 | 0.01 | 0.01 | 0.01 | 0.01
ACI90 | 0 | 0 | 0 | 0 | 0 | 0
RPJ90 | 6809.41 | 3474.95 | 1381.65 | 1381.64 | 1381.64 | 1381.64
PCSEQ | 0 | 0 | 695.97 | 695.97 | 695.97 | 695.97
Retrofit Capacity by Reporting Type: SPP_N
ReportingType | 2015 | 2020 | 2025 | 2030 | 2035 | 2040
FGD | 0 | 0 | 0 | 0 | 0 | 0
SNCR | 0 | 0 | 0 | 0 | 0 | 0
SCR | 0 | 0 | 0 | 0 | 0 | 0
ACI90 | 0 | 0 | 0 | 0 | 0 | 0
RPJ90 | 1302.63 | 3865.78 | 0 | 0 | 0 | 0
PCSEQ | 0 | 0 | 0 | 0 | 0 | 0
Retrofit Capacity by Reporting Type: SPP_S
ReportingType | 2015 | 2020 | 2025 | 2030 | 2035 | 2040
FGD | 0.01 | 2307.54 | 0.01 | 0.01 | 0.01 | 0.01
SNCR | 0.02 | 0.02 | 0 | 0 | 0 | 0
SCR | 0 | 0 | 0 | 0 | 0 | 0
ACI90 | 0 | 0 | 0 | 0 | 0 | 0
RPJ90 | 0.02 | 4187.67 | 0.01 | 0.01 | 0.01 | 0.01
PCSEQ | 0 | 0 | 0 | 0 | 0 | 0
Retrofit Capacity by Reporting Type: TVA
ReportingType | 2015 | 2020 | 2025 | 2030 | 2035 | 2040
FGD | 0 | 0 | 0 | 0 | 0 | 0
SNCR | 0 | 0 | 0 | 0 | 0 | 0
SCR | 0 | 0 | 0 | 0 | 0 | 0
ACI90 | 0 | 0 | 0 | 0 | 0 | 0
RPJ90 | 0.01 | 3889.01 | 2054.75 | 440.01 | 0.01 | 0.01
PCSEQ | 0 | 0 | 0 | 0 | 0 | 0
Retrofit Capacity by Reporting Type: TVA_Transmission
ReportingType | 2015 | 2020 | 2025 | 2030 | 2035 | 2040
FGD | 0 | 0 | 0 | 0 | 0 | 0
SNCR | 0 | 0 | 0 | 0 | 0 | 0
SCR | 0 | 0 | 0 | 0 | 0 | 0
ACI90 | 0 | 0 | 0 | 0 | 0 | 0
RPJ90 | 0 | 0 | 0 | 0 | 0 | 0
PCSEQ | 0 | 0 | 0 | 0 | 0 | 0
Retrofit Capacity by Reporting Type: VACAR
ReportingType | 2015 | 2020 | 2025 | 2030 | 2035 | 2040
FGD | 0 | 0 | 0 | 0 | 0 | 0
SNCR | 0 | 0 | 0 | 0 | 0 | 0
SCR | 0 | 0 | 0 | 0 | 0 | 0
ACI90 | 0 | 0 | 0 | 0 | 0 | 0
RPJ90 | 2.55 | 5682.62 | 4062.95 | 1160.02 | 1160.02 | 1160.02
PCSEQ | 0 | 0 | 290.43 | 366.23 | 417.95 | 417.95
Retrofit Capacity by Reporting Type: IESO
ReportingType | 2015 | 2020 | 2025 | 2030 | 2035 | 2040
FGD | 0 | 0 | 0 | 0 | 0 | 0
SNCR | 0 | 0 | 0 | 0 | 0 | 0
SCR | 0 | 0 | 0 | 0 | 0 | 0
ACI90 | 0 | 0 | 0 | 0 | 0 | 0
RPJ90 | 0 | 0 | 0 | 0 | 0 | 0
PCSEQ | 0 | 0 | 0 | 0 | 0 | 0
Retrofit Capacity by Reporting Type: MAPP_CA
ReportingType | 2015 | 2020 | 2025 | 2030 | 2035 | 2040
FGD | 0 | 0 | 0 | 0 | 0 | 0
SNCR | 0 | 0 | 0 | 0 | 0 | 0
SCR | 0 | 0 | 0 | 0 | 0 | 0
ACI90 | 0 | 0 | 0 | 0 | 0 | 0
RPJ90 | 0 | 0 | 0 | 0 | 0 | 0
PCSEQ | 0 | 0 | 0 | 0 | 0 | 0
Retrofit Capacity by Reporting Type: AZ_NM_SNV_Coal
ReportingType | 2015 | 2020 | 2025 | 2030 | 2035 | 2040
FGD | 384 | 0 | 0 | 0 | 0 | 0
SNCR | 0 | 0 | 0.01 | 0 | 0 | 0
SCR | 800 | 400 | 400 | 0.11 | 0.11 | 0.11
ACI90 | 0 | 0 | 0 | 0 | 0 | 0
RPJ90 | 3286.7 | 6542.07 | 3557.43 | 11.63 | 11.64 | 11.65
PCSEQ | 0 | 0 | 0 | 0.86 | 2.78 | 2.78
Retrofit Capacity by Reporting Type: AZ_NM_SNV_Gas
ReportingType | 2015 | 2020 | 2025 | 2030 | 2035 | 2040
FGD | 0 | 0 | 0 | 0 | 0 | 0
SNCR | 0 | 0 | 0 | 0 | 0 | 0
SCR | 0 | 0 | 0 | 0 | 0 | 0
ACI90 | 0 | 0 | 0 | 0 | 0 | 0
RPJ90 | 0 | 0 | 0 | 0 | 0 | 0
PCSEQ | 0 | 0 | 0 | 0 | 0 | 0
Retrofit Capacity by Reporting Type: AZ_NM_SNV_NucRenew
ReportingType | 2015 | 2020 | 2025 | 2030 | 2035 | 2040
FGD | 0 | 0 | 0 | 0 | 0 | 0
SNCR | 0 | 0 | 0 | 0 | 0 | 0
SCR | 0 | 0 | 0 | 0 | 0 | 0
ACI90 | 0 | 0 | 0 | 0 | 0 | 0
RPJ90 | 0 | 0 | 0 | 0 | 0 | 0
PCSEQ | 0 | 0 | 0 | 0 | 0 | 0
Retrofit Capacity by Reporting Type: ERCOT
ReportingType | 2015 | 2020 | 2025 | 2030 | 2035 | 2040
FGD | 0 | 0 | 0 | 0 | 0 | 0
SNCR | 0.01 | 0 | 0 | 0 | 0 | 0
SCR | 3515 | 1330 | 1330 | 1330 | 1330 | 1330
ACI90 | 0 | 0 | 0 | 0 | 0 | 0
RPJ90 | 7133.38 | 1890.01 | 1330.01 | 1330.01 | 1330.01 | 1330.01
PCSEQ | 0 | 0 | 479.2 | 669.96 | 669.97 | 669.97
Retrofit Capacity by Reporting Type: NP15
ReportingType | 2015 | 2020 | 2025 | 2030 | 2035 | 2040
FGD | 0 | 0 | 0 | 0 | 0 | 0
SNCR | 0 | 0 | 0 | 0 | 0 | 0
SCR | 0 | 0 | 0 | 0 | 0 | 0
ACI90 | 0 | 0 | 0 | 0 | 0 | 0
RPJ90 | 0 | 28.2 | 0 | 0 | 0 | 0
PCSEQ | 0 | 0 | 0 | 0 | 0 | 0
Retrofit Capacity by Reporting Type: NWPP_Coal
ReportingType | 2015 | 2020 | 2025 | 2030 | 2035 | 2040
FGD | 0 | 254 | 0 | 0 | 0 | 0
SNCR | 0 | 0 | 0 | 0 | 0 | 0
SCR | 0 | 0 | 0 | 0 | 0 | 0
ACI90 | 0 | 0 | 0 | 0 | 0 | 0
RPJ90 | 453.61 | 5489.8 | 226.81 | 226.8 | 226.8 | 226.8
PCSEQ | 0 | 0 | 226.8 | 226.8 | 226.8 | 226.8
Retrofit Capacity by Reporting Type: NWPP_Gas
ReportingType | 2015 | 2020 | 2025 | 2030 | 2035 | 2040
FGD | 0 | 0 | 0 | 0 | 0 | 0
SNCR | 0 | 0 | 0 | 0 | 0 | 0
SCR | 0 | 0 | 0 | 0 | 0 | 0
ACI90 | 0 | 0 | 0 | 0 | 0 | 0
RPJ90 | 0 | 0 | 0 | 0 | 0 | 0
PCSEQ | 0 | 0 | 0 | 0 | 0 | 0
Retrofit Capacity by Reporting Type: NWPP_NucRenew
ReportingType | 2015 | 2020 | 2025 | 2030 | 2035 | 2040
FGD | 0 | 0 | 0 | 0 | 0 | 0
SNCR | 0 | 0 | 0 | 0 | 0 | 0
SCR | 0 | 0 | 0 | 0 | 0 | 0
ACI90 | 0 | 0 | 0 | 0 | 0 | 0
RPJ90 | 0 | 0 | 0 | 0 | 0 | 0
PCSEQ | 0 | 0 | 0 | 0 | 0 | 0
Retrofit Capacity by Reporting Type: RMPA
ReportingType | 2015 | 2020 | 2025 | 2030 | 2035 | 2040
FGD | 0 | 713 | 0.01 | 0 | 0 | 0
SNCR | 0 | 0 | 0.01 | 0 | 0 | 0
SCR | 1554.6 | 777.3 | 777.3 | 777.3 | 777.3 | 777.3
ACI90 | 0 | 0 | 0 | 0 | 0 | 0
RPJ90 | 2874.61 | 5375.54 | 1613.19 | 777.31 | 777.3 | 777.3
PCSEQ | 0 | 0 | 481.45 | 481.45 | 481.45 | 481.45
Retrofit Capacity by Reporting Type: SP15
ReportingType | 2015 | 2020 | 2025 | 2030 | 2035 | 2040
FGD | 0 | 0 | 0 | 0 | 0 | 0
SNCR | 0 | 0 | 0 | 0 | 0 | 0
SCR | 0 | 0 | 0 | 0 | 0 | 0
ACI90 | 0 | 0 | 0 | 0 | 0 | 0
RPJ90 | 0 | 101.2 | 0 | 0 | 0 | 0
PCSEQ | 0 | 0 | 0 | 0 | 0 | 0
Retrofit Capacity by Reporting Type: ALB
ReportingType | 2015 | 2020 | 2025 | 2030 | 2035 | 2040
FGD | 0 | 0 | 0 | 0 | 0 | 0
SNCR | 0 | 0 | 0 | 0 | 0 | 0
SCR | 0 | 0 | 0 | 0 | 0 | 0
ACI90 | 0 | 0 | 0 | 0 | 0 | 0
RPJ90 | 0 | 0 | 0 | 0 | 0 | 0
PCSEQ | 0 | 0 | 0 | 0 | 0 | 0
Retrofit Capacity by Reporting Type: BC
ReportingType | 2015 | 2020 | 2025 | 2030 | 2035 | 2040
FGD | 0 | 0 | 0 | 0 | 0 | 0
SNCR | 0 | 0 | 0 | 0 | 0 | 0
SCR | 0 | 0 | 0 | 0 | 0 | 0
ACI90 | 0 | 0 | 0 | 0 | 0 | 0
RPJ90 | 0 | 0 | 0 | 0 | 0 | 0
PCSEQ | 0 | 0 | 0 | 0 | 0 | 0
Retrofit Capacity by Reporting Type: HQ_IESO
ReportingType | 2015 | 2020 | 2025 | 2030 | 2035 | 2040
FGD | 0 | 0 | 0 | 0 | 0 | 0
SNCR | 0 | 0 | 0 | 0 | 0 | 0
SCR | 0 | 0 | 0 | 0 | 0 | 0
ACI90 | 0 | 0 | 0 | 0 | 0 | 0
RPJ90 | 0 | 0 | 0 | 0 | 0 | 0
PCSEQ | 0 | 0 | 0 | 0 | 0 | 0
Retrofit Capacity by Reporting Type: HQ_NEISO
ReportingType | 2015 | 2020 | 2025 | 2030 | 2035 | 2040
FGD | 0 | 0 | 0 | 0 | 0 | 0
SNCR | 0 | 0 | 0 | 0 | 0 | 0
SCR | 0 | 0 | 0 | 0 | 0 | 0
ACI90 | 0 | 0 | 0 | 0 | 0 | 0
RPJ90 | 0 | 0 | 0 | 0 | 0 | 0
PCSEQ | 0 | 0 | 0 | 0 | 0 | 0
Retrofit Capacity by Reporting Type: HQ_NY
ReportingType | 2015 | 2020 | 2025 | 2030 | 2035 | 2040
FGD | 0 | 0 | 0 | 0 | 0 | 0
SNCR | 0 | 0 | 0 | 0 | 0 | 0
SCR | 0 | 0 | 0 | 0 | 0 | 0
ACI90 | 0 | 0 | 0 | 0 | 0 | 0
RPJ90 | 0 | 0 | 0 | 0 | 0 | 0
PCSEQ | 0 | 0 | 0 | 0 | 0 | 0
Retrofit Capacity by Reporting Type: MARITIMES
ReportingType | 2015 | 2020 | 2025 | 2030 | 2035 | 2040
FGD | 0 | 0 | 0 | 0 | 0 | 0
SNCR | 0 | 0 | 0 | 0 | 0 | 0
SCR | 0 | 0 | 0 | 0 | 0 | 0
ACI90 | 0 | 0 | 0 | 0 | 0 | 0
RPJ90 | 0 | 0 | 0 | 0 | 0 | 0
PCSEQ | 0 | 0 | 0 | 0 | 0 | 0
Retrofit Capacity by Reporting Type: All
ReportingType | 2015 | 2020 | 2025 | 2030 | 2035 | 2040
FGD | 7551.76 | 10974.73 | 3081.05 | 2703.85 | 0.08 | 0.08
SNCR | 0.18 | 0.12 | 0.08 | 0.08 | 0.04 | 0.03
SCR | 19241.92 | 7066.12 | 4054.27 | 3654.39 | 3654.37 | 3654.37
ACI90 | 0 | 0 | 0 | 0 | 0 | 0
RPJ90 | 34973.19 | 86521.4 | 36779.36 | 25111.15 | 17748.85 | 17472.02
PCSEQ | 0 | 66.62 | 2807.98 | 5002.82 | 7325.37 | 7656.57
Retrofit Capacity by Reporting Type: EI_US
ReportingType | 2015 | 2020 | 2025 | 2030 | 2035 | 2040
FGD | 7167.76 | 10007.72 | 3081.04 | 2703.84 | 0.08 | 0.07
SNCR | 0.17 | 0.11 | 0.07 | 0.07 | 0.03 | 0.03
SCR | 13372.31 | 4558.82 | 1546.96 | 1546.97 | 1546.95 | 1546.95
ACI90 | 0 | 0 | 0 | 0 | 0 | 0
RPJ90 | 21224.88 | 67094.57 | 30051.91 | 22765.39 | 15403.09 | 15126.25
PCSEQ | 0 | 66.62 | 1620.53 | 3623.75 | 5944.37 | 6275.57
Retrofit Capacity by Reporting Type: EI_Canada
ReportingType | 2015 | 2020 | 2025 | 2030 | 2035 | 2040
FGD | 0 | 0 | 0 | 0 | 0 | 0
SNCR | 0 | 0 | 0 | 0 | 0 | 0
SCR | 0 | 0 | 0 | 0 | 0 | 0
ACI90 | 0 | 0 | 0 | 0 | 0 | 0
RPJ90 | 0 | 0 | 0 | 0 | 0 | 0
PCSEQ | 0 | 0 | 0 | 0 | 0 | 0
Retrofit Capacity by Reporting Type: EI
ReportingType | 2015 | 2020 | 2025 | 2030 | 2035 | 2040
FGD | 7167.76 | 10007.72 | 3081.04 | 2703.84 | 0.08 | 0.07
SNCR | 0.17 | 0.11 | 0.07 | 0.07 | 0.03 | 0.03
SCR | 13372.31 | 4558.82 | 1546.96 | 1546.97 | 1546.95 | 1546.95
ACI90 | 0 | 0 | 0 | 0 | 0 | 0
RPJ90 | 21224.88 | 67094.57 | 30051.91 | 22765.39 | 15403.09 | 15126.25
PCSEQ | 0 | 66.62 | 1620.53 | 3623.75 | 5944.37 | 6275.57
Retrofit Capacity by Reporting Type: Outside_EI
ReportingType | 2015 | 2020 | 2025 | 2030 | 2035 | 2040
FGD | 384 | 967.01 | 0.01 | 0.01 | 0 | 0
SNCR | 0.01 | 0.01 | 0.01 | 0.01 | 0.01 | 0
SCR | 5869.6 | 2507.31 | 2507.31 | 2107.42 | 2107.42 | 2107.42
ACI90 | 0 | 0 | 0 | 0 | 0 | 0
RPJ90 | 13748.31 | 19426.83 | 6727.45 | 2345.76 | 2345.76 | 2345.77
PCSEQ | 0 | 0 | 1187.45 | 1379.07 | 1381 | 1381
#7 | Reserve Margin (MW)
Reserve Margin Data: ALB
| 2015 | 2020 | 2025 | 2030 | 2035 | 2040
a. Peak Demand | 9181.37 | 9515.81 | 9741.03 | 10539.59 | 10511.17 | 10894.89
b. Peak Demand + Reserve Margin | 10834.02 | 11228.65 | 11494.41 | 12436.71 | 12403.18 | 12855.97
c. DR MW | 105.16 | 361.08 | 660.83 | 708.64 | 759.9 | 814.88
d. Capacity Credit | 10972.73 | 11228.65 | 11494.41 | 12710.84 | 12787.92 | 12855.97
Reserve Margin Data: BC
| 2015 | 2020 | 2025 | 2030 | 2035 | 2040
a. Peak Demand | 11225.55 | 11381.05 | 11396.67 | 12062.39 | 11767.86 | 11931.79
b. Peak Demand + Reserve Margin | 13246.15 | 13429.64 | 13448.08 | 14233.62 | 13886.07 | 14079.51
c. DR MW | 0.01 | 264.69 | 555.31 | 582.51 | 611.05 | 640.98
d. Capacity Credit | 13299.14 | 13563.82 | 13885.64 | 14421.11 | 14449.65 | 14129.75
Reserve Margin Data: ENT
| 2015 | 2020 | 2025 | 2030 | 2035 | 2040
a. Peak Demand | 31634.41 | 30708.05 | 30365.16 | 28510.79 | 27086.39 | 28230.18
b. Peak Demand + Reserve Margin | 36063.22 | 35007.18 | 34616.28 | 32502.31 | 30878.48 | 32182.41
c. DR MW | 301.55 | 1538.95 | 2854.33 | 2930.78 | 3009.27 | 3089.87
d. Capacity Credit | 36063.24 | 35007.18 | 34616.28 | 32502.3 | 30878.51 | 32182.43
Reserve Margin Data: ERCOT
| 2015 | 2020 | 2025 | 2030 | 2035 | 2040
a. Peak Demand | 68229.3 | 69451.1 | 69569.82 | 68940.45 | 68917.28 | 69525.49
b. Peak Demand + Reserve Margin | 76757.96 | 78132.49 | 78266.05 | 77558 | 77531.94 | 78216.17
c. DR MW | 740.81 | 3617.73 | 6720.3 | 6926.25 | 7155.61 | 7391.29
d. Capacity Credit | 76757.96 | 78132.5 | 78266.04 | 77558 | 77532 | 78216.12
Reserve Margin Data: FRCC
| 2015 | 2020 | 2025 | 2030 | 2035 | 2040
a. Peak Demand | 49725.75 | 49833.01 | 52804.36 | 53044.46 | 51283.38 | 54997.97
b. Peak Demand + Reserve Margin | 57681.87 | 57806.29 | 61253.06 | 61531.57 | 59488.72 | 63797.65
c. DR MW | 2734.45 | 3962.85 | 5527.63 | 5878.95 | 6252.59 | 6649.99
d. Capacity Credit | 57681.45 | 57806.79 | 61253.06 | 61531.57 | 59488.74 | 63797.64
Reserve Margin Data: IESO
| 2015 | 2020 | 2025 | 2030 | 2035 | 2040
a. Peak Demand | 21596.16 | 20650.12 | 20392.13 | 21284.45 | 20477.21 | 20474.97
b. Peak Demand + Reserve Margin | 25267.51 | 24160.64 | 23858.79 | 24902.8 | 23958.33 | 23955.71
c. DR MW | 1958.79 | 2066.83 | 2340.54 | 2421.21 | 2504.65 | 2590.98
d. Capacity Credit | 26708.68 | 26816.72 | 27090.42 | 27171.59 | 25798.76 | 24511.16
Reserve Margin Data: MAPP_CA
| 2015 | 2020 | 2025 | 2030 | 2035 | 2040
a. Peak Demand | 8035.11 | 8350.57 | 8287.28 | 8692.95 | 8404.88 | 8445.78
b. Peak Demand + Reserve Margin | 8999.32 | 9352.64 | 9281.75 | 9736.11 | 9413.46 | 9459.27
c. DR MW | 89.5 | 308.14 | 546.73 | 568.39 | 590.9 | 614.31
d. Capacity Credit | 8999.32 | 9352.64 | 9557.5 | 11279.34 | 11998.16 | 11739.82
Reserve Margin Data: MAPP_US
| 2015 | 2020 | 2025 | 2030 | 2035 | 2040
a. Peak Demand | 5129.44 | 5491.37 | 5428.86 | 5639.95 | 5683.4 | 5723.89
b. Peak Demand + Reserve Margin | 5847.56 | 6260.17 | 6188.9 | 6429.54 | 6479.08 | 6525.23
c. DR MW | 59 | 199.4 | 353.8 | 367.81 | 382.38 | 397.53
d. Capacity Credit | 5926.57 | 6260.17 | 6188.9 | 6429.54 | 6479.08 | 6525.23
Reserve Margin Data: NEISO
| 2015 | 2020 | 2025 | 2030 | 2035 | 2040
a. Peak Demand | 28416.17 | 26403.91 | 26008.78 | 25551.91 | 26477.35 | 25679.87
b. Peak Demand + Reserve Margin | 32962.76 | 30628.53 | 30170.18 | 29640.22 | 30713.72 | 29788.64
c. DR MW | 3092.4 | 3627.72 | 4230.66 | 4257.78 | 4282.5 | 4307.35
d. Capacity Credit | 32962.76 | 30628.54 | 30677.06 | 31159.23 | 30713.72 | 29788.64
Reserve Margin Data: NonRTO_Midwest
| 2015 | 2020 | 2025 | 2030 | 2035 | 2040
a. Peak Demand | 11412.35 | 11569.49 | 11884.9 | 10957.56 | 11262.84 | 11807.74
b. Peak Demand + Reserve Margin | 13010.07 | 13189.22 | 13548.79 | 12491.62 | 12839.64 | 13460.82
c. DR MW | 193.98 | 453.37 | 727.88 | 745.89 | 764.35 | 783.26
d. Capacity Credit | 13010.08 | 13189.21 | 13548.78 | 12491.63 | 12839.64 | 13460.82
Reserve Margin Data: NYISO_J-K
| 2015 | 2020 | 2025 | 2030 | 2035 | 2040
a. Peak Demand | 14770.7 | 15573.29 | 15898.98 | 16038 | 15901.54 | 16023.59
b. Peak Demand + Reserve Margin | 13589.04 | 14327.43 | 14627.07 | 14754.96 | 14629.41 | 14741.7
c. DR MW | 1319.07 | 1502.66 | 1718.62 | 1795.58 | 1875.99 | 1960
d. Capacity Credit | 14532.59 | 14716.18 | 14934.85 | 15110.15 | 15080.48 | 15031.64
Reserve Margin Data: PJM_E
| 2015 | 2020 | 2025 | 2030 | 2035 | 2040
a. Peak Demand | 29437.08 | 26957.84 | 26749.84 | 27161.45 | 27329.4 | 27784.97
b. Peak Demand + Reserve Margin | 28789.47 | 26364.77 | 26161.35 | 26563.9 | 26728.15 | 27173.7
c. DR MW | 1256.73 | 1718.17 | 2388.62 | 2469.72 | 2553.57 | 2640.27
d. Capacity Credit | 33737.66 | 34047.5 | 34149.95 | 34231.05 | 28220.52 | 27173.67
Reserve Margin Data: RMPA
| 2015 | 2020 | 2025 | 2030 | 2035 | 2040
a. Peak Demand | 12677.75 | 13837.46 | 12883.21 | 14032.71 | 14032.7 | 14320.28
b. Peak Demand + Reserve Margin | 14452.64 | 15774.71 | 14686.86 | 15997.29 | 15997.28 | 16325.12
c. DR MW | 486.05 | 622.89 | 804.5 | 856.88 | 912.57 | 971.91
d. Capacity Credit | 14985.01 | 15774.71 | 14686.86 | 15997.39 | 15997.19 | 16325.12
Reserve Margin Data: SOCO
| 2015 | 2020 | 2025 | 2030 | 2035 | 2040
a. Peak Demand | 48917.72 | 53536.94 | 53834.26 | 54220.95 | 53676.14 | 52835.67
b. Peak Demand + Reserve Margin | 55766.2 | 61032.11 | 61371.05 | 61811.89 | 61190.8 | 60232.67
c. DR MW | 2570.49 | 4773.97 | 7215.46 | 7512.46 | 7821.68 | 8143.63
d. Capacity Credit | 55766.21 | 61032.11 | 61371.05 | 61811.88 | 61190.81 | 60232.65
Reserve Margin Data: TVA
| 2015 | 2020 | 2025 | 2030 | 2035 | 2040
a. Peak Demand | 32046.86 | 35066.33 | 34262.05 | 33668.55 | 35751.86 | 35044.36
b. Peak Demand + Reserve Margin | 36853.89 | 40326.28 | 39401.36 | 38718.83 | 41114.64 | 40301.02
c. DR MW | 1805 | 2555.95 | 3357.9 | 3440.97 | 3526.11 | 3613.35
d. Capacity Credit | 36853.89 | 40326.28 | 39401.36 | 38718.83 | 41114.65 | 40301
Reserve Margin Data: VACAR
| 2015 | 2020 | 2025 | 2030 | 2035 | 2040
a. Peak Demand | 49895.42 | 52403.03 | 53541.25 | 53758.95 | 53001.52 | 54775.11
b. Peak Demand + Reserve Margin | 56880.77 | 59739.45 | 61037.02 | 61285.2 | 60421.73 | 62443.63
c. DR MW | 2339.28 | 3868.22 | 5651.52 | 5928.05 | 6218.12 | 6522.37
d. Capacity Credit | 56880.77 | 59739.45 | 61037.02 | 61285.2 | 61134.03 | 62443.6
Reserve Margin Data: AZ_NM_SNV
| 2015 | 2020 | 2025 | 2030 | 2035 | 2040
a. Peak Demand | 26478.97 | 29587.47 | 30300.18 | 30625.14 | 32130.99 | 32130.99
b. Peak Demand + Reserve Margin | 30636.17 | 34232.7 | 35057.31 | 35433.29 | 37175.56 | 37175.55
c. DR MW | 334.55 | 1076.71 | 1928.33 | 2059.84 | 2196.64 | 2344.36
d. Capacity Credit | 30636.15 | 34232.73 | 35057.31 | 35433.28 | 37175.72 | 37175.55
Reserve Margin Data: CA
| 2015 | 2020 | 2025 | 2030 | 2035 | 2040
a. Peak Demand | 62369.58 | 66254.09 | 67147.73 | 69917.77 | 71670.91 | 75639.37
b. Peak Demand + Reserve Margin | 72722.93 | 77252.26 | 78294.26 | 81524.12 | 83568.28 | 88195.5
c. DR MW | 4441.2 | 4603.38 | 4993.26 | 5277.46 | 5551.88 | 5835.06
d. Capacity Credit | 72722.99 | 77252.28 | 78294.25 | 81524.14 | 83568.21 | 88195.77
Reserve Margin Data: MISO
| 2015 | 2020 | 2025 | 2030 | 2035 | 2040
a. Peak Demand | 92771.39 | 93609.81 | 100435.65 | 101785.09 | 97786.79 | 101382.85
b. Peak Demand + Reserve Margin | 108913.62 | 109897.91 | 117911.45 | 119495.7 | 114801.69 | 119023.46
c. DR MW | 6024.78 | 8117.79 | 10669.2 | 11079.6 | 11505.92 | 11948.8
d. Capacity Credit | 108913.62 | 109897.91 | 117911.45 | 119495.69 | 114801.71 | 119023.44
Reserve Margin Data: NWPP
| 2015 | 2020 | 2025 | 2030 | 2035 | 2040
a. Peak Demand | 36159.13 | 38275.33 | 39293.31 | 39990.2 | 39990.2 | 43276.5
b. Peak Demand + Reserve Margin | 42667.78 | 45164.89 | 46366.11 | 47188.43 | 47188.44 | 51066.27
c. DR MW | 0.01 | 953.34 | 1988.72 | 2091.14 | 2193.74 | 2298.72
d. Capacity Credit | 48632.47 | 48248.4 | 49884.81 | 50060.96 | 50214.86 | 52751.87
Reserve Margin Data: NYISO
| 2015 | 2020 | 2025 | 2030 | 2035 | 2040
a. Peak Demand | 28540.06 | 30358.42 | 30861.79 | 31331.41 | 30533.94 | 30615.37
b. Peak Demand + Reserve Margin | 33249.17 | 35367.56 | 35953.98 | 36501.09 | 35572.04 | 35666.91
c. DR MW | 2565.83 | 2901.13 | 3296.24 | 3421.43 | 3551.63 | 3687.07
d. Capacity Credit | 33249.17 | 35367.56 | 36688.98 | 36501.09 | 35572.05 | 35666.9
Reserve Margin Data: NYISO_G-I_J-K
| 2015 | 2020 | 2025 | 2030 | 2035 | 2040
a. Peak Demand | 18572.33 | 19532.14 | 19944.79 | 20006.48 | 19907.3 | 20055.11
b. Peak Demand + Reserve Margin | 17643.71 | 18555.53 | 18947.55 | 19006.16 | 18911.93 | 19052.36
c. DR MW | 1658.63 | 1882.98 | 2152.95 | 2248.69 | 2348.69 | 2453.13
d. Capacity Credit | 18322.18 | 18555.53 | 18947.55 | 19141.62 | 18911.94 | 20467
Reserve Margin Data: PJM
| 2015 | 2020 | 2025 | 2030 | 2035 | 2040
a. Peak Demand | 147146.78 | 145723.4 | 140313.94 | 142279.02 | 141792.59 | 143869.67
b. Peak Demand + Reserve Margin | 169660.23 | 168019.08 | 161781.97 | 164047.71 | 163486.86 | 165881.73
c. DR MW | 6888.69 | 10788.12 | 15528.1 | 16025.26 | 16538.36 | 17067.93
d. Capacity Credit | 169660.25 | 168019.06 | 161781.99 | 164047.7 | 163487.01 | 165881.53
Reserve Margin Data: SPP
| 2015 | 2020 | 2025 | 2030 | 2035 | 2040
a. Peak Demand | 55452.51 | 59996.2 | 58421.53 | 59913.5 | 61638.24 | 62379.68
b. Peak Demand + Reserve Margin | 62994.05 | 68155.69 | 66366.86 | 68061.74 | 70021.04 | 70863.31
c. DR MW | 1132.21 | 3430.99 | 5911.36 | 6129.52 | 6355.94 | 6590.94
d. Capacity Credit | 62994.05 | 68155.69 | 66620.96 | 68061.76 | 70021.08 | 70863.23

## Transmission
$/MW
[8 empty] | Transfer |  | $/MWh | $/MWh | Wheel+ | $/MWh
Year | Line | From | To | EI Internal/External | Season | Block | Duration | Limit | MW flow | From price | To price | Friction | Shadow Price
2015 | ENT_2_MISO_MO-IL | ENT | MISO_MO-IL | Internal | Shoulder | B11 | 25 | 2260 | 0 | 84.82 | 77.68 | 8 | 0
2015 | ENT_2_MISO_MO-IL | ENT | MISO_MO-IL | Internal | Shoulder | B12 | 200 | 2260 | 0 | 59.9 | 62.63 | 8 | 0
2015 | ENT_2_MISO_MO-IL | ENT | MISO_MO-IL | Internal | Shoulder | B13 | 600 | 2260 | 0 | 59.9 | 58.7 | 8 | 0
2015 | ENT_2_MISO_MO-IL | ENT | MISO_MO-IL | Internal | Shoulder | B14 | 900 | 2260 | 0 | 59.47 | 56.31 | 8 | 0
2015 | ENT_2_MISO_MO-IL | ENT | MISO_MO-IL | Internal | Shoulder | B15 | 1203 | 2260 | 0 | 59.47 | 54.78 | 8 | 0
2015 | ENT_2_MISO_MO-IL | ENT | MISO_MO-IL | Internal | Summer | B1 | 10 | 2260 | 0 | 91.38 | 91.39 | 8 | 0
2015 | ENT_2_MISO_MO-IL | ENT | MISO_MO-IL | Internal | Summer | B2 | 25 | 2260 | 0 | 89.87 | 88.74 | 8 | 0
2015 | ENT_2_MISO_MO-IL | ENT | MISO_MO-IL | Internal | Summer | B3 | 75 | 2260 | 0 | 89.87 | 88.74 | 8 | 0
2015 | ENT_2_MISO_MO-IL | ENT | MISO_MO-IL | Internal | Summer | B4 | 100 | 2260 | 0 | 89.77 | 86.75 | 8 | 0
2015 | ENT_2_MISO_MO-IL | ENT | MISO_MO-IL | Internal | Summer | B5 | 200 | 2260 | 0 | 83.07 | 75.07 | 8 | 0
2015 | ENT_2_MISO_MO-IL | ENT | MISO_MO-IL | Internal | Summer | B6 | 300 | 2260 | 0 | 73.59 | 65.59 | 8 | 0
2015 | ENT_2_MISO_MO-IL | ENT | MISO_MO-IL | Internal | Summer | B7 | 400 | 2260 | 0 | 64.18 | 56.84 | 8 | 0
2015 | ENT_2_MISO_MO-IL | ENT | MISO_MO-IL | Internal | Summer | B8 | 500 | 2260 | 0 | 58.69 | 54.39 | 8 | 0
2015 | ENT_2_MISO_MO-IL | ENT | MISO_MO-IL | Internal | Summer | B9 | 800 | 2260 | 0 | 58.26 | 52.93 | 8 | 0
2015 | ENT_2_MISO_MO-IL | ENT | MISO_MO-IL | Internal | Summer | B10 | 1262 | 2260 | 0 | 56.32 | 51.84 | 8 | 0
2015 | ENT_2_MISO_MO-IL | ENT | MISO_MO-IL | Internal | Winter | B16 | 25 | 2260 | 0 | 77.89 | 76.55 | 8 | 0
2015 | ENT_2_MISO_MO-IL | ENT | MISO_MO-IL | Internal | Winter | B17 | 100 | 2260 | 0 | 62.34 | 66.53 | 8 | 0
2015 | ENT_2_MISO_MO-IL | ENT | MISO_MO-IL | Internal | Winter | B18 | 400 | 2260 | 0 | 62.34 | 59.63 | 8 | 0
2015 | ENT_2_MISO_MO-IL | ENT | MISO_MO-IL | Internal | Winter | B19 | 700 | 2260 | 0 | 61.89 | 57.84 | 8 | 0
2015 | ENT_2_MISO_MO-IL | ENT | MISO_MO-IL | Internal | Winter | B20 | 935 | 2260 | 0 | 59.83 | 53.63 | 8 | 0
2015 | ENT_2_SOCO | ENT | SOCO | Internal | Shoulder | B11 | 25 | 3900 | 0 | 84.82 | 90.66 | 8 | 0
2015 | ENT_2_SOCO | ENT | SOCO | Internal | Shoulder | B12 | 200 | 3900 | 0 | 59.9 | 66.42 | 8 | 0
2015 | ENT_2_SOCO | ENT | SOCO | Internal | Shoulder | B13 | 600 | 3900 | 0 | 59.9 | 61.88 | 8 | 0
2015 | ENT_2_SOCO | ENT | SOCO | Internal | Shoulder | B14 | 900 | 3900 | 0 | 59.47 | 61.88 | 8 | 0
2015 | ENT_2_SOCO | ENT | SOCO | Internal | Shoulder | B15 | 1203 | 3900 | 0 | 59.47 | 59.72 | 8 | 0
2015 | ENT_2_SOCO | ENT | SOCO | Internal | Summer | B1 | 10 | 3900 | 93.32 | 91.38 | 99.38 | 8 | 0
2015 | ENT_2_SOCO | ENT | SOCO | Internal | Summer | B2 | 25 | 3900 | 1260.14 | 89.87 | 97.87 | 8 | 0
2015 | ENT_2_SOCO | ENT | SOCO | Internal | Summer | B3 | 75 | 3900 | 3183.87 | 89.87 | 97.87 | 8 | 0
2015 | ENT_2_SOCO | ENT | SOCO | Internal | Summer | B4 | 100 | 3900 | 3543.32 | 89.77 | 97.77 | 8 | 0
2015 | ENT_2_SOCO | ENT | SOCO | Internal | Summer | B5 | 200 | 3900 | 2280.31 | 83.07 | 91.07 | 8 | 0
2015 | ENT_2_SOCO | ENT | SOCO | Internal | Summer | B6 | 300 | 3900 | 0 | 73.59 | 80.44 | 8 | 0
2015 | ENT_2_SOCO | ENT | SOCO | Internal | Summer | B7 | 400 | 3900 | 820 | 64.18 | 72.18 | 8 | 0
2015 | ENT_2_SOCO | ENT | SOCO | Internal | Summer | B8 | 500 | 3900 | 1954.24 | 58.69 | 66.69 | 8 | 0
2015 | ENT_2_SOCO | ENT | SOCO | Internal | Summer | B9 | 800 | 3900 | 0 | 58.26 | 60.67 | 8 | 0
2015 | ENT_2_SOCO | ENT | SOCO | Internal | Summer | B10 | 1262 | 3900 | 0 | 56.32 | 58.55 | 8 | 0
2015 | ENT_2_SOCO | ENT | SOCO | Internal | Winter | B16 | 25 | 3900 | 1891.34 | 77.89 | 85.89 | 8 | 0
2015 | ENT_2_SOCO | ENT | SOCO | Internal | Winter | B17 | 100 | 3900 | 0 | 62.34 | 67.55 | 8 | 0
2015 | ENT_2_SOCO | ENT | SOCO | Internal | Winter | B18 | 400 | 3900 | 0 | 62.34 | 64.36 | 8 | 0
2015 | ENT_2_SOCO | ENT | SOCO | Internal | Winter | B19 | 700 | 3900 | 0 | 61.89 | 64.36 | 8 | 0
2015 | ENT_2_SOCO | ENT | SOCO | Internal | Winter | B20 | 935 | 3900 | 0 | 59.83 | 62.11 | 8 | 0
2015 | ENT_2_SPP_N | ENT | SPP_N | Internal | Shoulder | B11 | 25 | 15143 | 0 | 84.82 | 84.66 | 8 | 0
2015 | ENT_2_SPP_N | ENT | SPP_N | Internal | Shoulder | B12 | 200 | 15143 | 0 | 59.9 | 60.09 | 8 | 0
2015 | ENT_2_SPP_N | ENT | SPP_N | Internal | Shoulder | B13 | 600 | 15143 | 0 | 59.9 | 59.45 | 8 | 0
2015 | ENT_2_SPP_N | ENT | SPP_N | Internal | Shoulder | B14 | 900 | 15143 | 0 | 59.47 | 57.4 | 8 | 0
2015 | ENT_2_SPP_N | ENT | SPP_N | Internal | Shoulder | B15 | 1203 | 15143 | 0 | 59.47 | 57.38 | 8 | 0
2015 | ENT_2_SPP_N | ENT | SPP_N | Internal | Summer | B1 | 10 | 15143 | 0 | 91.38 | 92.6 | 8 | 0
2015 | ENT_2_SPP_N | ENT | SPP_N | Internal | Summer | B2 | 25 | 15143 | 0 | 89.87 | 92.6 | 8 | 0
2015 | ENT_2_SPP_N | ENT | SPP_N | Internal | Summer | B3 | 75 | 15143 | 0 | 89.87 | 92.6 | 8 | 0
2015 | ENT_2_SPP_N | ENT | SPP_N | Internal | Summer | B4 | 100 | 15143 | 0 | 89.77 | 92.6 | 8 | 0
2015 | ENT_2_SPP_N | ENT | SPP_N | Internal | Summer | B5 | 200 | 15143 | 0 | 83.07 | 82.06 | 8 | 0
2015 | ENT_2_SPP_N | ENT | SPP_N | Internal | Summer | B6 | 300 | 15143 | 0 | 73.59 | 72.6 | 8 | 0
2015 | ENT_2_SPP_N | ENT | SPP_N | Internal | Summer | B7 | 400 | 15143 | 0 | 64.18 | 60.65 | 8 | 0
2015 | ENT_2_SPP_N | ENT | SPP_N | Internal | Summer | B8 | 500 | 15143 | 0 | 58.69 | 58.68 | 8 | 0
2015 | ENT_2_SPP_N | ENT | SPP_N | Internal | Summer | B9 | 800 | 15143 | 0 | 58.26 | 56.11 | 8 | 0
2015 | ENT_2_SPP_N | ENT | SPP_N | Internal | Summer | B10 | 1262 | 15143 | 0 | 56.32 | 55.99 | 8 | 0
2015 | ENT_2_SPP_N | ENT | SPP_N | Internal | Winter | B16 | 25 | 15143 | 0 | 77.89 | 72.89 | 8 | 0
2015 | ENT_2_SPP_N | ENT | SPP_N | Internal | Winter | B17 | 100 | 15143 | 0 | 62.34 | 61.54 | 8 | 0
2015 | ENT_2_SPP_N | ENT | SPP_N | Internal | Winter | B18 | 400 | 15143 | 0 | 62.34 | 59.84 | 8 | 0
2015 | ENT_2_SPP_N | ENT | SPP_N | Internal | Winter | B19 | 700 | 15143 | 0 | 61.89 | 59.72 | 8 | 0
2015 | ENT_2_SPP_N | ENT | SPP_N | Internal | Winter | B20 | 935 | 15143 | 0 | 59.83 | 57.5 | 8 | 0
2015 | ENT_2_SPP_S | ENT | SPP_S | Internal | Shoulder | B11 | 25 | 3292 | 0 | 84.82 | 83.05 | 8 | 0
2015 | ENT_2_SPP_S | ENT | SPP_S | Internal | Shoulder | B12 | 200 | 3292 | 0 | 59.9 | 60.04 | 8 | 0
2015 | ENT_2_SPP_S | ENT | SPP_S | Internal | Shoulder | B13 | 600 | 3292 | 0 | 59.9 | 59.44 | 8 | 0
2015 | ENT_2_SPP_S | ENT | SPP_S | Internal | Shoulder | B14 | 900 | 3292 | 0 | 59.47 | 57.39 | 8 | 0
2015 | ENT_2_SPP_S | ENT | SPP_S | Internal | Shoulder | B15 | 1203 | 3292 | 0 | 59.47 | 57.39 | 8 | 0
2015 | ENT_2_SPP_S | ENT | SPP_S | Internal | Summer | B1 | 10 | 3292 | 0 | 91.38 | 86.38 | 8 | 0
2015 | ENT_2_SPP_S | ENT | SPP_S | Internal | Summer | B2 | 25 | 3292 | 0 | 89.87 | 84.87 | 8 | 0
2015 | ENT_2_SPP_S | ENT | SPP_S | Internal | Summer | B3 | 75 | 3292 | 0 | 89.87 | 84.87 | 8 | 0
2015 | ENT_2_SPP_S | ENT | SPP_S | Internal | Summer | B4 | 100 | 3292 | 0 | 89.77 | 84.77 | 8 | 0
2015 | ENT_2_SPP_S | ENT | SPP_S | Internal | Summer | B5 | 200 | 3292 | 0 | 83.07 | 81.19 | 8 | 0
2015 | ENT_2_SPP_S | ENT | SPP_S | Internal | Summer | B6 | 300 | 3292 | 0 | 73.59 | 72.61 | 8 | 0
2015 | ENT_2_SPP_S | ENT | SPP_S | Internal | Summer | B7 | 400 | 3292 | 0 | 64.18 | 60.66 | 8 | 0
2015 | ENT_2_SPP_S | ENT | SPP_S | Internal | Summer | B8 | 500 | 3292 | 0 | 58.69 | 58.69 | 8 | 0
2015 | ENT_2_SPP_S | ENT | SPP_S | Internal | Summer | B9 | 800 | 3292 | 0 | 58.26 | 56.13 | 8 | 0
2015 | ENT_2_SPP_S | ENT | SPP_S | Internal | Summer | B10 | 1262 | 3292 | 0 | 56.32 | 56 | 8 | 0
2015 | ENT_2_SPP_S | ENT | SPP_S | Internal | Winter | B16 | 25 | 3292 | 0 | 77.89 | 72.89 | 8 | 0
2015 | ENT_2_SPP_S | ENT | SPP_S | Internal | Winter | B17 | 100 | 3292 | 0 | 62.34 | 61.55 | 8 | 0
2015 | ENT_2_SPP_S | ENT | SPP_S | Internal | Winter | B18 | 400 | 3292 | 0 | 62.34 | 59.85 | 8 | 0
2015 | ENT_2_SPP_S | ENT | SPP_S | Internal | Winter | B19 | 700 | 3292 | 0 | 61.89 | 59.74 | 8 | 0
2015 | ENT_2_SPP_S | ENT | SPP_S | Internal | Winter | B20 | 935 | 3292 | 0 | 59.83 | 57.51 | 8 | 0
2015 | ENT_2_TVA_Transmission | ENT | TVA_Transmission | Internal | Shoulder | B11 | 25 | 2100 | 0 | 84.82 | 81.66 | 8 | 0
2015 | ENT_2_TVA_Transmission | ENT | TVA_Transmission | Internal | Shoulder | B12 | 200 | 2100 | 0 | 59.9 | 66.61 | 8 | 0
2015 | ENT_2_TVA_Transmission | ENT | TVA_Transmission | Internal | Shoulder | B13 | 600 | 2100 | 0 | 59.9 | 63.42 | 8 | 0
2015 | ENT_2_TVA_Transmission | ENT | TVA_Transmission | Internal | Shoulder | B14 | 900 | 2100 | 0 | 59.47 | 62.43 | 8 | 0
2015 | ENT_2_TVA_Transmission | ENT | TVA_Transmission | Internal | Shoulder | B15 | 1203 | 2100 | 0 | 59.47 | 60.97 | 8 | 0
2015 | ENT_2_TVA_Transmission | ENT | TVA_Transmission | Internal | Summer | B1 | 10 | 2100 | 1275.9 | 91.38 | 99.38 | 8 | 0
2015 | ENT_2_TVA_Transmission | ENT | TVA_Transmission | Internal | Summer | B2 | 25 | 2100 | 0 | 89.87 | 96.74 | 8 | 0
2015 | ENT_2_TVA_Transmission | ENT | TVA_Transmission | Internal | Summer | B3 | 75 | 2100 | 0 | 89.87 | 95.51 | 8 | 0
2015 | ENT_2_TVA_Transmission | ENT | TVA_Transmission | Internal | Summer | B4 | 100 | 2100 | 0 | 89.77 | 90.77 | 8 | 0
2015 | ENT_2_TVA_Transmission | ENT | TVA_Transmission | Internal | Summer | B5 | 200 | 2100 | 0 | 83.07 | 82.56 | 8 | 0
2015 | ENT_2_TVA_Transmission | ENT | TVA_Transmission | Internal | Summer | B6 | 300 | 2100 | 0 | 73.59 | 71.44 | 8 | 0
2015 | ENT_2_TVA_Transmission | ENT | TVA_Transmission | Internal | Summer | B7 | 400 | 2100 | 0 | 64.18 | 63.64 | 8 | 0
2015 | ENT_2_TVA_Transmission | ENT | TVA_Transmission | Internal | Summer | B8 | 500 | 2100 | 0 | 58.69 | 61.1 | 8 | 0
2015 | ENT_2_TVA_Transmission | ENT | TVA_Transmission | Internal | Summer | B9 | 800 | 2100 | 0 | 58.26 | 59.74 | 8 | 0
2015 | ENT_2_TVA_Transmission | ENT | TVA_Transmission | Internal | Summer | B10 | 1262 | 2100 | 0 | 56.32 | 58.07 | 8 | 0
2015 | ENT_2_TVA_Transmission | ENT | TVA_Transmission | Internal | Winter | B16 | 25 | 2100 | 0 | 77.89 | 84.55 | 8 | 0
2015 | ENT_2_TVA_Transmission | ENT | TVA_Transmission | Internal | Winter | B17 | 100 | 2100 | 0 | 62.34 | 69.16 | 8 | 0
2015 | ENT_2_TVA_Transmission | ENT | TVA_Transmission | Internal | Winter | B18 | 400 | 2100 | 0 | 62.34 | 64.27 | 8 | 0
2015 | ENT_2_TVA_Transmission | ENT | TVA_Transmission | Internal | Winter | B19 | 700 | 2100 | 0 | 61.89 | 62.73 | 8 | 0
2015 | ENT_2_TVA_Transmission | ENT | TVA_Transmission | Internal | Winter | B20 | 935 | 2100 | 0 | 59.83 | 61.63 | 8 | 0
2015 | FRCC_2_SOCO | FRCC | SOCO | Internal | Shoulder | B11 | 25 | 900 | 0 | 100.66 | 90.66 | 8 | 0
2015 | FRCC_2_SOCO | FRCC | SOCO | Internal | Shoulder | B12 | 200 | 900 | 0 | 66.91 | 66.42 | 8 | 0
2015 | FRCC_2_SOCO | FRCC | SOCO | Internal | Shoulder | B13 | 600 | 900 | 0 | 65.37 | 61.88 | 8 | 0
2015 | FRCC_2_SOCO | FRCC | SOCO | Internal | Shoulder | B14 | 900 | 900 | 0 | 64.13 | 61.88 | 8 | 0
2015 | FRCC_2_SOCO | FRCC | SOCO | Internal | Shoulder | B15 | 1203 | 900 | 0 | 64.13 | 59.72 | 8 | 0
2015 | FRCC_2_SOCO | FRCC | SOCO | Internal | Summer | B1 | 10 | 900 | 0 | 103.87 | 99.38 | 8 | 0
2015 | FRCC_2_SOCO | FRCC | SOCO | Internal | Summer | B2 | 25 | 900 | 0 | 103.87 | 97.87 | 8 | 0
2015 | FRCC_2_SOCO | FRCC | SOCO | Internal | Summer | B3 | 75 | 900 | 0 | 103.87 | 97.87 | 8 | 0
2015 | FRCC_2_SOCO | FRCC | SOCO | Internal | Summer | B4 | 100 | 900 | 0 | 103.87 | 97.77 | 8 | 0
2015 | FRCC_2_SOCO | FRCC | SOCO | Internal | Summer | B5 | 200 | 900 | 0 | 101.07 | 91.07 | 8 | 0
2015 | FRCC_2_SOCO | FRCC | SOCO | Internal | Summer | B6 | 300 | 900 | 0 | 90.44 | 80.44 | 8 | 0
2015 | FRCC_2_SOCO | FRCC | SOCO | Internal | Summer | B7 | 400 | 900 | 0 | 66.21 | 72.18 | 8 | 0
2015 | FRCC_2_SOCO | FRCC | SOCO | Internal | Summer | B8 | 500 | 900 | 0 | 66.21 | 66.69 | 8 | 0
2015 | FRCC_2_SOCO | FRCC | SOCO | Internal | Summer | B9 | 800 | 900 | 0 | 63.46 | 60.67 | 8 | 0
2015 | FRCC_2_SOCO | FRCC | SOCO | Internal | Summer | B10 | 1262 | 900 | 0 | 63.46 | 58.55 | 8 | 0
2015 | FRCC_2_SOCO | FRCC | SOCO | Internal | Winter | B16 | 25 | 900 | 0 | 93.93 | 85.89 | 8 | 0
2015 | FRCC_2_SOCO | FRCC | SOCO | Internal | Winter | B17 | 100 | 900 | 0 | 69.02 | 67.55 | 8 | 0
2015 | FRCC_2_SOCO | FRCC | SOCO | Internal | Winter | B18 | 400 | 900 | 0 | 66.15 | 64.36 | 8 | 0
2015 | FRCC_2_SOCO | FRCC | SOCO | Internal | Winter | B19 | 700 | 900 | 0 | 66.15 | 64.36 | 8 | 0
2015 | FRCC_2_SOCO | FRCC | SOCO | Internal | Winter | B20 | 935 | 900 | 0 | 66.15 | 62.11 | 8 | 0
2015 | HQ_NEISO_2_NEISO | HQ_NEISO | NEISO | Internal | Shoulder | B11 | 25 | 99999 | 2920 | 55.81 | 55.82 | 0.01 | 0
2015 | HQ_NEISO_2_NEISO | HQ_NEISO | NEISO | Internal | Shoulder | B12 | 200 | 99999 | 2920 | 55.81 | 55.82 | 0.01 | 0
2015 | HQ_NEISO_2_NEISO | HQ_NEISO | NEISO | Internal | Shoulder | B13 | 600 | 99999 | 2920 | 55.81 | 55.82 | 0.01 | 0
2015 | HQ_NEISO_2_NEISO | HQ_NEISO | NEISO | Internal | Shoulder | B14 | 900 | 99999 | 2920 | 55.81 | 55.82 | 0.01 | 0
2015 | HQ_NEISO_2_NEISO | HQ_NEISO | NEISO | Internal | Shoulder | B15 | 1203 | 99999 | 1143.24 | 55.81 | 55.82 | 0.01 | 0
2015 | HQ_NEISO_2_NEISO | HQ_NEISO | NEISO | Internal | Summer | B1 | 10 | 99999 | 2920.09 | 88.79 | 88.8 | 0.01 | 0
2015 | HQ_NEISO_2_NEISO | HQ_NEISO | NEISO | Internal | Summer | B2 | 25 | 99999 | 2920 | 80.9 | 80.91 | 0.01 | 0
2015 | HQ_NEISO_2_NEISO | HQ_NEISO | NEISO | Internal | Summer | B3 | 75 | 99999 | 2920 | 73.2 | 73.21 | 0.01 | 0
2015 | HQ_NEISO_2_NEISO | HQ_NEISO | NEISO | Internal | Summer | B4 | 100 | 99999 | 2920 | 59 | 59.01 | 0.01 | 0
2015 | HQ_NEISO_2_NEISO | HQ_NEISO | NEISO | Internal | Summer | B5 | 200 | 99999 | 2920 | 53.12 | 53.13 | 0.01 | 0
2015 | HQ_NEISO_2_NEISO | HQ_NEISO | NEISO | Internal | Summer | B6 | 300 | 99999 | 2920 | 53.12 | 53.13 | 0.01 | 0
2015 | HQ_NEISO_2_NEISO | HQ_NEISO | NEISO | Internal | Summer | B7 | 400 | 99999 | 2920 | 53.12 | 53.13 | 0.01 | 0
2015 | HQ_NEISO_2_NEISO | HQ_NEISO | NEISO | Internal | Summer | B8 | 500 | 99999 | 2920 | 53.12 | 53.13 | 0.01 | 0
2015 | HQ_NEISO_2_NEISO | HQ_NEISO | NEISO | Internal | Summer | B9 | 800 | 99999 | 2920 | 53.12 | 53.13 | 0.01 | 0
2015 | HQ_NEISO_2_NEISO | HQ_NEISO | NEISO | Internal | Summer | B10 | 1262 | 99999 | 795.94 | 53.12 | 53.13 | 0.01 | 0
2015 | HQ_NEISO_2_NEISO | HQ_NEISO | NEISO | Internal | Winter | B16 | 25 | 99999 | 2920 | 64.21 | 64.22 | 0.01 | 0
2015 | HQ_NEISO_2_NEISO | HQ_NEISO | NEISO | Internal | Winter | B17 | 100 | 99999 | 2920 | 64.21 | 64.22 | 0.01 | 0
2015 | HQ_NEISO_2_NEISO | HQ_NEISO | NEISO | Internal | Winter | B18 | 400 | 99999 | 2920 | 64.21 | 64.22 | 0.01 | 0
2015 | HQ_NEISO_2_NEISO | HQ_NEISO | NEISO | Internal | Winter | B19 | 700 | 99999 | 2920 | 64.21 | 64.22 | 0.01 | 0
2015 | HQ_NEISO_2_NEISO | HQ_NEISO | NEISO | Internal | Winter | B20 | 935 | 99999 | 1233.58 | 64.21 | 64.22 | 0.01 | 0
2015 | HQ_NY_2_NYISO_A-F | HQ_NY | NYISO_A-F | Internal | Shoulder | B11 | 25 | 99999 | 1000 | 60.52 | 60.53 | 0.01 | 0
2015 | HQ_NY_2_NYISO_A-F | HQ_NY | NYISO_A-F | Internal | Shoulder | B12 | 200 | 99999 | 1000 | 58.79 | 58.8 | 0.01 | 0
2015 | HQ_NY_2_NYISO_A-F | HQ_NY | NYISO_A-F | Internal | Shoulder | B13 | 600 | 99999 | 1000 | 57.81 | 57.82 | 0.01 | 0
2015 | HQ_NY_2_NYISO_A-F | HQ_NY | NYISO_A-F | Internal | Shoulder | B14 | 900 | 99999 | 1000 | 56.87 | 56.88 | 0.01 | 0
2015 | HQ_NY_2_NYISO_A-F | HQ_NY | NYISO_A-F | Internal | Shoulder | B15 | 1203 | 99999 | 188.69 | 56.87 | 56.88 | 0.01 | 0
2015 | HQ_NY_2_NYISO_A-F | HQ_NY | NYISO_A-F | Internal | Summer | B1 | 10 | 99999 | 1000.1 | 91.76 | 91.77 | 0.01 | 0
2015 | HQ_NY_2_NYISO_A-F | HQ_NY | NYISO_A-F | Internal | Summer | B2 | 25 | 99999 | 1000.09 | 83.88 | 83.9 | 0.01 | 0
2015 | HQ_NY_2_NYISO_A-F | HQ_NY | NYISO_A-F | Internal | Summer | B3 | 75 | 99999 | 1000 | 79.54 | 79.55 | 0.01 | 0
2015 | HQ_NY_2_NYISO_A-F | HQ_NY | NYISO_A-F | Internal | Summer | B4 | 100 | 99999 | 1000 | 76.73 | 76.74 | 0.01 | 0
2015 | HQ_NY_2_NYISO_A-F | HQ_NY | NYISO_A-F | Internal | Summer | B5 | 200 | 99999 | 1000 | 69.01 | 69.03 | 0.01 | 0
2015 | HQ_NY_2_NYISO_A-F | HQ_NY | NYISO_A-F | Internal | Summer | B6 | 300 | 99999 | 1000 | 59.42 | 59.43 | 0.01 | 0
2015 | HQ_NY_2_NYISO_A-F | HQ_NY | NYISO_A-F | Internal | Summer | B7 | 400 | 99999 | 1000 | 56.1 | 56.12 | 0.01 | 0
2015 | HQ_NY_2_NYISO_A-F | HQ_NY | NYISO_A-F | Internal | Summer | B8 | 500 | 99999 | 1000 | 55.23 | 55.24 | 0.01 | 0
2015 | HQ_NY_2_NYISO_A-F | HQ_NY | NYISO_A-F | Internal | Summer | B9 | 800 | 99999 | 1000 | 55.23 | 55.24 | 0.01 | 0
2015 | HQ_NY_2_NYISO_A-F | HQ_NY | NYISO_A-F | Internal | Summer | B10 | 1262 | 99999 | 30.11 | 55.23 | 55.24 | 0.01 | 0
2015 | HQ_NY_2_NYISO_A-F | HQ_NY | NYISO_A-F | Internal | Winter | B16 | 25 | 99999 | 1000 | 70.53 | 70.54 | 0.01 | 0
2015 | HQ_NY_2_NYISO_A-F | HQ_NY | NYISO_A-F | Internal | Winter | B17 | 100 | 99999 | 1000 | 61.58 | 61.59 | 0.01 | 0
2015 | HQ_NY_2_NYISO_A-F | HQ_NY | NYISO_A-F | Internal | Winter | B18 | 400 | 99999 | 1000 | 61.58 | 61.59 | 0.01 | 0
2015 | HQ_NY_2_NYISO_A-F | HQ_NY | NYISO_A-F | Internal | Winter | B19 | 700 | 99999 | 1000 | 61.58 | 61.59 | 0.01 | 0
2015 | HQ_NY_2_NYISO_A-F | HQ_NY | NYISO_A-F | Internal | Winter | B20 | 935 | 99999 | 229.95 | 61.58 | 61.59 | 0.01 | 0
2015 | HQ_IESO_2_IESO | HQ_IESO | IESO | Internal | Shoulder | B11 | 25 | 99999 | 400 | 47.76 | 47.78 | 0.01 | 0
2015 | HQ_IESO_2_IESO | HQ_IESO | IESO | Internal | Shoulder | B12 | 200 | 99999 | 400 | 47.76 | 47.78 | 0.01 | 0
2015 | HQ_IESO_2_IESO | HQ_IESO | IESO | Internal | Shoulder | B13 | 600 | 99999 | 400 | 47.76 | 47.78 | 0.01 | 0
2015 | HQ_IESO_2_IESO | HQ_IESO | IESO | Internal | Shoulder | B14 | 900 | 99999 | 400 | 47.76 | 47.78 | 0.01 | 0
2015 | HQ_IESO_2_IESO | HQ_IESO | IESO | Internal | Shoulder | B15 | 1203 | 99999 | 75.48 | 47.76 | 47.78 | 0.01 | 0
2015 | HQ_IESO_2_IESO | HQ_IESO | IESO | Internal | Summer | B1 | 10 | 99999 | 400.09 | 84.76 | 84.77 | 0.01 | 0
2015 | HQ_IESO_2_IESO | HQ_IESO | IESO | Internal | Summer | B2 | 25 | 99999 | 400 | 81.72 | 81.73 | 0.01 | 0
2015 | HQ_IESO_2_IESO | HQ_IESO | IESO | Internal | Summer | B3 | 75 | 99999 | 400 | 72.54 | 72.55 | 0.01 | 0
2015 | HQ_IESO_2_IESO | HQ_IESO | IESO | Internal | Summer | B4 | 100 | 99999 | 400 | 69.73 | 69.74 | 0.01 | 0
2015 | HQ_IESO_2_IESO | HQ_IESO | IESO | Internal | Summer | B5 | 200 | 99999 | 400 | 62.01 | 62.03 | 0.01 | 0
2015 | HQ_IESO_2_IESO | HQ_IESO | IESO | Internal | Summer | B6 | 300 | 99999 | 400 | 45.27 | 45.29 | 0.01 | 0
2015 | HQ_IESO_2_IESO | HQ_IESO | IESO | Internal | Summer | B7 | 400 | 99999 | 400 | 45.27 | 45.29 | 0.01 | 0
2015 | HQ_IESO_2_IESO | HQ_IESO | IESO | Internal | Summer | B8 | 500 | 99999 | 400 | 45.27 | 45.29 | 0.01 | 0
2015 | HQ_IESO_2_IESO | HQ_IESO | IESO | Internal | Summer | B9 | 800 | 99999 | 400 | 45.27 | 45.29 | 0.01 | 0
2015 | HQ_IESO_2_IESO | HQ_IESO | IESO | Internal | Summer | B10 | 1262 | 99999 | 12.04 | 45.27 | 45.29 | 0.01 | 0
2015 | HQ_IESO_2_IESO | HQ_IESO | IESO | Internal | Winter | B16 | 25 | 99999 | 400 | 63.53 | 63.54 | 0.01 | 0
2015 | HQ_IESO_2_IESO | HQ_IESO | IESO | Internal | Winter | B17 | 100 | 99999 | 400 | 54.58 | 54.59 | 0.01 | 0
2015 | HQ_IESO_2_IESO | HQ_IESO | IESO | Internal | Winter | B18 | 400 | 99999 | 400 | 47.24 | 47.25 | 0.01 | 0
2015 | HQ_IESO_2_IESO | HQ_IESO | IESO | Internal | Winter | B19 | 700 | 99999 | 400 | 47.24 | 47.25 | 0.01 | 0
2015 | HQ_IESO_2_IESO | HQ_IESO | IESO | Internal | Winter | B20 | 935 | 99999 | 91.98 | 47.24 | 47.25 | 0.01 | 0
2015 | IESO_2_MAPP_CA | IESO | MAPP_CA | Internal | Shoulder | B11 | 25 | 262 | 262 | 47.78 | 70.97 | 7 | 16.2
2015 | IESO_2_MAPP_CA | IESO | MAPP_CA | Internal | Shoulder | B12 | 200 | 262 | 262 | 47.78 | 62.6 | 7 | 7.83
2015 | IESO_2_MAPP_CA | IESO | MAPP_CA | Internal | Shoulder | B13 | 600 | 262 | 262 | 47.78 | 58.68 | 7 | 3.9
2015 | IESO_2_MAPP_CA | IESO | MAPP_CA | Internal | Shoulder | B14 | 900 | 262 | 262 | 47.78 | 56.29 | 7 | 1.51
2015 | IESO_2_MAPP_CA | IESO | MAPP_CA | Internal | Shoulder | B15 | 1203 | 262 | 262 | 47.78 | 56.29 | 7 | 1.51
2015 | IESO_2_MAPP_CA | IESO | MAPP_CA | Internal | Summer | B1 | 10 | 262 | 0 | 84.77 | 76.77 | 7 | 0
2015 | IESO_2_MAPP_CA | IESO | MAPP_CA | Internal | Summer | B2 | 25 | 262 | 0 | 81.73 | 77.38 | 7 | 0
2015 | IESO_2_MAPP_CA | IESO | MAPP_CA | Internal | Summer | B3 | 75 | 262 | 0 | 72.55 | 77.38 | 7 | 0
2015 | IESO_2_MAPP_CA | IESO | MAPP_CA | Internal | Summer | B4 | 100 | 262 | 0 | 69.74 | 75.73 | 7 | 0
2015 | IESO_2_MAPP_CA | IESO | MAPP_CA | Internal | Summer | B5 | 200 | 262 | 262 | 62.03 | 70.97 | 7 | 1.95
2015 | IESO_2_MAPP_CA | IESO | MAPP_CA | Internal | Summer | B6 | 300 | 262 | 262 | 45.29 | 65.59 | 7 | 13.3
2015 | IESO_2_MAPP_CA | IESO | MAPP_CA | Internal | Summer | B7 | 400 | 262 | 262 | 45.29 | 56.82 | 7 | 4.53
2015 | IESO_2_MAPP_CA | IESO | MAPP_CA | Internal | Summer | B8 | 500 | 262 | 262 | 45.29 | 54.36 | 7 | 2.08
2015 | IESO_2_MAPP_CA | IESO | MAPP_CA | Internal | Summer | B9 | 800 | 262 | 262 | 45.29 | 52.91 | 7 | 0.62
2015 | IESO_2_MAPP_CA | IESO | MAPP_CA | Internal | Summer | B10 | 1262 | 262 | 262 | 45.29 | 52.91 | 7 | 0.62
2015 | IESO_2_MAPP_CA | IESO | MAPP_CA | Internal | Winter | B16 | 25 | 262 | 262 | 63.54 | 76.54 | 7 | 6
2015 | IESO_2_MAPP_CA | IESO | MAPP_CA | Internal | Winter | B17 | 100 | 262 | 262 | 54.59 | 66.52 | 7 | 4.93
2015 | IESO_2_MAPP_CA | IESO | MAPP_CA | Internal | Winter | B18 | 400 | 262 | 262 | 47.25 | 59.62 | 7 | 5.37
2015 | IESO_2_MAPP_CA | IESO | MAPP_CA | Internal | Winter | B19 | 700 | 262 | 262 | 47.25 | 57.86 | 7 | 3.61
2015 | IESO_2_MAPP_CA | IESO | MAPP_CA | Internal | Winter | B20 | 935 | 262 | 262 | 47.25 | 57.86 | 7 | 3.61
2015 | IESO_2_MISO_MI | IESO | MISO_MI | Internal | Shoulder | B11 | 25 | 2591 | 2591 | 47.78 | 75.41 | 7 | 20.63
2015 | IESO_2_MISO_MI | IESO | MISO_MI | Internal | Shoulder | B12 | 200 | 2591 | 2591 | 47.78 | 66.56 | 7 | 11.78
2015 | IESO_2_MISO_MI | IESO | MISO_MI | Internal | Shoulder | B13 | 600 | 2591 | 2591 | 47.78 | 58.7 | 7 | 3.92
2015 | IESO_2_MISO_MI | IESO | MISO_MI | Internal | Shoulder | B14 | 900 | 2591 | 2591 | 47.78 | 56.31 | 7 | 1.54
2015 | IESO_2_MISO_MI | IESO | MISO_MI | Internal | Shoulder | B15 | 1203 | 2591 | 2338.72 | 47.78 | 54.78 | 7 | 0
2015 | IESO_2_MISO_MI | IESO | MISO_MI | Internal | Summer | B1 | 10 | 2591 | 1932.96 | 84.77 | 91.77 | 7 | 0
2015 | IESO_2_MISO_MI | IESO | MISO_MI | Internal | Summer | B2 | 25 | 2591 | 2591 | 81.73 | 91.77 | 7 | 3.05
2015 | IESO_2_MISO_MI | IESO | MISO_MI | Internal | Summer | B3 | 75 | 2591 | 2591 | 72.55 | 87.53 | 7 | 7.98
2015 | IESO_2_MISO_MI | IESO | MISO_MI | Internal | Summer | B4 | 100 | 2591 | 2591 | 69.74 | 86.7 | 7 | 9.95
2015 | IESO_2_MISO_MI | IESO | MISO_MI | Internal | Summer | B5 | 200 | 2591 | 2591 | 62.03 | 75.01 | 7 | 5.99
2015 | IESO_2_MISO_MI | IESO | MISO_MI | Internal | Summer | B6 | 300 | 2591 | 2591 | 45.29 | 65.59 | 7 | 13.3
2015 | IESO_2_MISO_MI | IESO | MISO_MI | Internal | Summer | B7 | 400 | 2591 | 2591 | 45.29 | 56.84 | 7 | 4.56
2015 | IESO_2_MISO_MI | IESO | MISO_MI | Internal | Summer | B8 | 500 | 2591 | 2591 | 45.29 | 54.39 | 7 | 2.1
2015 | IESO_2_MISO_MI | IESO | MISO_MI | Internal | Summer | B9 | 800 | 2591 | 2591 | 45.29 | 53.25 | 7 | 0.97
2015 | IESO_2_MISO_MI | IESO | MISO_MI | Internal | Summer | B10 | 1262 | 2591 | 2591 | 45.29 | 52.68 | 7 | 0.39
2015 | IESO_2_MISO_MI | IESO | MISO_MI | Internal | Winter | B16 | 25 | 2591 | 2591 | 63.54 | 76.55 | 7 | 6.01
2015 | IESO_2_MISO_MI | IESO | MISO_MI | Internal | Winter | B17 | 100 | 2591 | 2591 | 54.59 | 68.84 | 7 | 7.25
2015 | IESO_2_MISO_MI | IESO | MISO_MI | Internal | Winter | B18 | 400 | 2591 | 2591 | 47.25 | 59.64 | 7 | 5.39
2015 | IESO_2_MISO_MI | IESO | MISO_MI | Internal | Winter | B19 | 700 | 2591 | 2591 | 47.25 | 57.85 | 7 | 3.6
2015 | IESO_2_MISO_MI | IESO | MISO_MI | Internal | Winter | B20 | 935 | 2591 | 0 | 47.25 | 53.82 | 7 | 0
2015 | IESO_2_MISO_W | IESO | MISO_W | Internal | Shoulder | B11 | 25 | 207 | 207 | 47.78 | 77.66 | 7 | 22.89
2015 | IESO_2_MISO_W | IESO | MISO_W | Internal | Shoulder | B12 | 200 | 207 | 207 | 47.78 | 62.62 | 7 | 7.84
2015 | IESO_2_MISO_W | IESO | MISO_W | Internal | Shoulder | B13 | 600 | 207 | 207 | 47.78 | 58.69 | 7 | 3.91
2015 | IESO_2_MISO_W | IESO | MISO_W | Internal | Shoulder | B14 | 900 | 207 | 207 | 47.78 | 56.3 | 7 | 1.53
2015 | IESO_2_MISO_W | IESO | MISO_W | Internal | Shoulder | B15 | 1203 | 207 | 0 | 47.78 | 54.76 | 7 | 0
2015 | IESO_2_MISO_W | IESO | MISO_W | Internal | Summer | B1 | 10 | 207 | 0.03 | 84.77 | 91.38 | 7 | 0
2015 | IESO_2_MISO_W | IESO | MISO_W | Internal | Summer | B2 | 25 | 207 | 85.29 | 81.73 | 88.73 | 7 | 0
2015 | IESO_2_MISO_W | IESO | MISO_W | Internal | Summer | B3 | 75 | 207 | 207 | 72.55 | 88.73 | 7 | 9.18
2015 | IESO_2_MISO_W | IESO | MISO_W | Internal | Summer | B4 | 100 | 207 | 207 | 69.74 | 86.74 | 7 | 10
2015 | IESO_2_MISO_W | IESO | MISO_W | Internal | Summer | B5 | 200 | 207 | 207 | 62.03 | 75.06 | 7 | 6.04
2015 | IESO_2_MISO_W | IESO | MISO_W | Internal | Summer | B6 | 300 | 207 | 207 | 45.29 | 65.6 | 7 | 13.32
2015 | IESO_2_MISO_W | IESO | MISO_W | Internal | Summer | B7 | 400 | 207 | 207 | 45.29 | 56.83 | 7 | 4.55
2015 | IESO_2_MISO_W | IESO | MISO_W | Internal | Summer | B8 | 500 | 207 | 207 | 45.29 | 54.37 | 7 | 2.09
2015 | IESO_2_MISO_W | IESO | MISO_W | Internal | Summer | B9 | 800 | 207 | 207 | 45.29 | 52.92 | 7 | 0.63
2015 | IESO_2_MISO_W | IESO | MISO_W | Internal | Summer | B10 | 1262 | 207 | 0 | 45.29 | 51.82 | 7 | 0
2015 | IESO_2_MISO_W | IESO | MISO_W | Internal | Winter | B16 | 25 | 207 | 207 | 63.54 | 76.55 | 7 | 6.01
2015 | IESO_2_MISO_W | IESO | MISO_W | Internal | Winter | B17 | 100 | 207 | 207 | 54.59 | 66.53 | 7 | 4.94
2015 | IESO_2_MISO_W | IESO | MISO_W | Internal | Winter | B18 | 400 | 207 | 207 | 47.25 | 59.63 | 7 | 5.38
2015 | IESO_2_MISO_W | IESO | MISO_W | Internal | Winter | B19 | 700 | 207 | 207 | 47.25 | 57.85 | 7 | 3.6
2015 | IESO_2_MISO_W | IESO | MISO_W | Internal | Winter | B20 | 935 | 207 | 0 | 47.25 | 53.63 | 7 | 0
2015 | IESO_2_NYISO_A-F | IESO | NYISO_A-F | Internal | Shoulder | B11 | 25 | 1725 | 1725 | 47.78 | 60.53 | 7 | 5.76
2015 | IESO_2_NYISO_A-F | IESO | NYISO_A-F | Internal | Shoulder | B12 | 200 | 1725 | 1725 | 47.78 | 58.8 | 7 | 4.02
2015 | IESO_2_NYISO_A-F | IESO | NYISO_A-F | Internal | Shoulder | B13 | 600 | 1725 | 1725 | 47.78 | 57.82 | 7 | 3.04
2015 | IESO_2_NYISO_A-F | IESO | NYISO_A-F | Internal | Shoulder | B14 | 900 | 1725 | 1725 | 47.78 | 56.88 | 7 | 2.11
2015 | IESO_2_NYISO_A-F | IESO | NYISO_A-F | Internal | Shoulder | B15 | 1203 | 1725 | 1725 | 47.78 | 56.88 | 7 | 2.11
2015 | IESO_2_NYISO_A-F | IESO | NYISO_A-F | Internal | Summer | B1 | 10 | 1725 | 344.37 | 84.77 | 91.77 | 7 | 0
2015 | IESO_2_NYISO_A-F | IESO | NYISO_A-F | Internal | Summer | B2 | 25 | 1725 | 0 | 81.73 | 83.9 | 7 | 0
2015 | IESO_2_NYISO_A-F | IESO | NYISO_A-F | Internal | Summer | B3 | 75 | 1725 | 444.65 | 72.55 | 79.55 | 7 | 0
2015 | IESO_2_NYISO_A-F | IESO | NYISO_A-F | Internal | Summer | B4 | 100 | 1725 | 1104.97 | 69.74 | 76.74 | 7 | 0
2015 | IESO_2_NYISO_A-F | IESO | NYISO_A-F | Internal | Summer | B5 | 200 | 1725 | 1334.22 | 62.03 | 69.03 | 7 | 0
2015 | IESO_2_NYISO_A-F | IESO | NYISO_A-F | Internal | Summer | B6 | 300 | 1725 | 1725 | 45.29 | 59.43 | 7 | 7.15
2015 | IESO_2_NYISO_A-F | IESO | NYISO_A-F | Internal | Summer | B7 | 400 | 1725 | 1725 | 45.29 | 56.12 | 7 | 3.83
2015 | IESO_2_NYISO_A-F | IESO | NYISO_A-F | Internal | Summer | B8 | 500 | 1725 | 1725 | 45.29 | 55.24 | 7 | 2.95
2015 | IESO_2_NYISO_A-F | IESO | NYISO_A-F | Internal | Summer | B9 | 800 | 1725 | 1725 | 45.29 | 55.24 | 7 | 2.95
2015 | IESO_2_NYISO_A-F | IESO | NYISO_A-F | Internal | Summer | B10 | 1262 | 1725 | 1725 | 45.29 | 55.24 | 7 | 2.95
2015 | IESO_2_NYISO_A-F | IESO | NYISO_A-F | Internal | Winter | B16 | 25 | 1725 | 1276.4 | 63.54 | 70.54 | 7 | 0
2015 | IESO_2_NYISO_A-F | IESO | NYISO_A-F | Internal | Winter | B17 | 100 | 1725 | 1700.23 | 54.59 | 61.59 | 7 | 0
2015 | IESO_2_NYISO_A-F | IESO | NYISO_A-F | Internal | Winter | B18 | 400 | 1725 | 1725 | 47.25 | 61.59 | 7 | 7.34
2015 | IESO_2_NYISO_A-F | IESO | NYISO_A-F | Internal | Winter | B19 | 700 | 1725 | 1725 | 47.25 | 61.59 | 7 | 7.34
2015 | IESO_2_NYISO_A-F | IESO | NYISO_A-F | Internal | Winter | B20 | 935 | 1725 | 1725 | 47.25 | 61.59 | 7 | 7.34
2015 | MAPP_CA_2_IESO | MAPP_CA | IESO | Internal | Shoulder | B11 | 25 | 330 | 0 | 70.97 | 47.78 | 8 | 0
2015 | MAPP_CA_2_IESO | MAPP_CA | IESO | Internal | Shoulder | B12 | 200 | 330 | 0 | 62.6 | 47.78 | 8 | 0
2015 | MAPP_CA_2_IESO | MAPP_CA | IESO | Internal | Shoulder | B13 | 600 | 330 | 0 | 58.68 | 47.78 | 8 | 0
2015 | MAPP_CA_2_IESO | MAPP_CA | IESO | Internal | Shoulder | B14 | 900 | 330 | 0 | 56.29 | 47.78 | 8 | 0
2015 | MAPP_CA_2_IESO | MAPP_CA | IESO | Internal | Shoulder | B15 | 1203 | 330 | 0 | 56.29 | 47.78 | 8 | 0
2015 | MAPP_CA_2_IESO | MAPP_CA | IESO | Internal | Summer | B1 | 10 | 330 | 53.56 | 76.77 | 84.77 | 8 | 0
2015 | MAPP_CA_2_IESO | MAPP_CA | IESO | Internal | Summer | B2 | 25 | 330 | 0 | 77.38 | 81.73 | 8 | 0
2015 | MAPP_CA_2_IESO | MAPP_CA | IESO | Internal | Summer | B3 | 75 | 330 | 0 | 77.38 | 72.55 | 8 | 0
2015 | MAPP_CA_2_IESO | MAPP_CA | IESO | Internal | Summer | B4 | 100 | 330 | 0 | 75.73 | 69.74 | 8 | 0
2015 | MAPP_CA_2_IESO | MAPP_CA | IESO | Internal | Summer | B5 | 200 | 330 | 0 | 70.97 | 62.03 | 8 | 0
2015 | MAPP_CA_2_IESO | MAPP_CA | IESO | Internal | Summer | B6 | 300 | 330 | 0 | 65.59 | 45.29 | 8 | 0
2015 | MAPP_CA_2_IESO | MAPP_CA | IESO | Internal | Summer | B7 | 400 | 330 | 0 | 56.82 | 45.29 | 8 | 0
2015 | MAPP_CA_2_IESO | MAPP_CA | IESO | Internal | Summer | B8 | 500 | 330 | 0 | 54.36 | 45.29 | 8 | 0
2015 | MAPP_CA_2_IESO | MAPP_CA | IESO | Internal | Summer | B9 | 800 | 330 | 0 | 52.91 | 45.29 | 8 | 0
2015 | MAPP_CA_2_IESO | MAPP_CA | IESO | Internal | Summer | B10 | 1262 | 330 | 0 | 52.91 | 45.29 | 8 | 0
2015 | MAPP_CA_2_IESO | MAPP_CA | IESO | Internal | Winter | B16 | 25 | 330 | 0 | 76.54 | 63.54 | 8 | 0
2015 | MAPP_CA_2_IESO | MAPP_CA | IESO | Internal | Winter | B17 | 100 | 330 | 0 | 66.52 | 54.59 | 8 | 0
2015 | MAPP_CA_2_IESO | MAPP_CA | IESO | Internal | Winter | B18 | 400 | 330 | 0 | 59.62 | 47.25 | 8 | 0
2015 | MAPP_CA_2_IESO | MAPP_CA | IESO | Internal | Winter | B19 | 700 | 330 | 0 | 57.86 | 47.25 | 8 | 0
2015 | MAPP_CA_2_IESO | MAPP_CA | IESO | Internal | Winter | B20 | 935 | 330 | 0 | 57.86 | 47.25 | 8 | 0
2015 | MAPP_CA_2_MAPP_US | MAPP_CA | MAPP_US | Internal | Shoulder | B11 | 25 | 372 | 0.02 | 70.97 | 77.65 | 7 | 0
2015 | MAPP_CA_2_MAPP_US | MAPP_CA | MAPP_US | Internal | Shoulder | B12 | 200 | 372 | 0 | 62.6 | 55.62 | 7 | 0
2015 | MAPP_CA_2_MAPP_US | MAPP_CA | MAPP_US | Internal | Shoulder | B13 | 600 | 372 | 0 | 58.68 | 55.45 | 7 | 0
2015 | MAPP_CA_2_MAPP_US | MAPP_CA | MAPP_US | Internal | Shoulder | B14 | 900 | 372 | 0 | 56.29 | 55.45 | 7 | 0
2015 | MAPP_CA_2_MAPP_US | MAPP_CA | MAPP_US | Internal | Shoulder | B15 | 1203 | 372 | 0 | 56.29 | 55.45 | 7 | 0
2015 | MAPP_CA_2_MAPP_US | MAPP_CA | MAPP_US | Internal | Summer | B1 | 10 | 372 | 371.98 | 76.77 | 84.38 | 7 | 0.61
2015 | MAPP_CA_2_MAPP_US | MAPP_CA | MAPP_US | Internal | Summer | B2 | 25 | 372 | 314.94 | 77.38 | 84.38 | 7 | 0
2015 | MAPP_CA_2_MAPP_US | MAPP_CA | MAPP_US | Internal | Summer | B3 | 75 | 372 | 254.69 | 77.38 | 84.38 | 7 | 0
2015 | MAPP_CA_2_MAPP_US | MAPP_CA | MAPP_US | Internal | Summer | B4 | 100 | 372 | 169.19 | 75.73 | 82.73 | 7 | 0
2015 | MAPP_CA_2_MAPP_US | MAPP_CA | MAPP_US | Internal | Summer | B5 | 200 | 372 | 0 | 70.97 | 75.05 | 7 | 0
2015 | MAPP_CA_2_MAPP_US | MAPP_CA | MAPP_US | Internal | Summer | B6 | 300 | 372 | 0 | 65.59 | 63.99 | 7 | 0
2015 | MAPP_CA_2_MAPP_US | MAPP_CA | MAPP_US | Internal | Summer | B7 | 400 | 372 | 0 | 56.82 | 53.64 | 7 | 0
2015 | MAPP_CA_2_MAPP_US | MAPP_CA | MAPP_US | Internal | Summer | B8 | 500 | 372 | 0 | 54.36 | 52.68 | 7 | 0
2015 | MAPP_CA_2_MAPP_US | MAPP_CA | MAPP_US | Internal | Summer | B9 | 800 | 372 | 0 | 52.91 | 52.68 | 7 | 0
2015 | MAPP_CA_2_MAPP_US | MAPP_CA | MAPP_US | Internal | Summer | B10 | 1262 | 372 | 0 | 52.91 | 52.68 | 7 | 0
2015 | MAPP_CA_2_MAPP_US | MAPP_CA | MAPP_US | Internal | Winter | B16 | 25 | 372 | 0 | 76.54 | 69.55 | 7 | 0
2015 | MAPP_CA_2_MAPP_US | MAPP_CA | MAPP_US | Internal | Winter | B17 | 100 | 372 | 0 | 66.52 | 59.53 | 7 | 0
2015 | MAPP_CA_2_MAPP_US | MAPP_CA | MAPP_US | Internal | Winter | B18 | 400 | 372 | 0 | 59.62 | 58.09 | 7 | 0
2015 | MAPP_CA_2_MAPP_US | MAPP_CA | MAPP_US | Internal | Winter | B19 | 700 | 372 | 0 | 57.86 | 58.09 | 7 | 0
2015 | MAPP_CA_2_MAPP_US | MAPP_CA | MAPP_US | Internal | Winter | B20 | 935 | 372 | 0 | 57.86 | 58.09 | 7 | 0
2015 | MAPP_CA_2_MISO_W | MAPP_CA | MISO_W | Internal | Shoulder | B11 | 25 | 1970 | 1970 | 70.97 | 77.66 | 0.01 | 6.68
2015 | MAPP_CA_2_MISO_W | MAPP_CA | MISO_W | Internal | Shoulder | B12 | 200 | 1970 | 1558.67 | 62.6 | 62.62 | 0.01 | 0
2015 | MAPP_CA_2_MISO_W | MAPP_CA | MISO_W | Internal | Shoulder | B13 | 600 | 1970 | 1644.83 | 58.68 | 58.69 | 0.01 | 0
2015 | MAPP_CA_2_MISO_W | MAPP_CA | MISO_W | Internal | Shoulder | B14 | 900 | 1970 | 972.34 | 56.29 | 56.3 | 0.01 | 0
2015 | MAPP_CA_2_MISO_W | MAPP_CA | MISO_W | Internal | Shoulder | B15 | 1203 | 1970 | 0 | 56.29 | 54.76 | 0.01 | 0
2015 | MAPP_CA_2_MISO_W | MAPP_CA | MISO_W | Internal | Summer | B1 | 10 | 1970 | 1970 | 76.77 | 91.38 | 0.01 | 14.59
2015 | MAPP_CA_2_MISO_W | MAPP_CA | MISO_W | Internal | Summer | B2 | 25 | 1970 | 1970 | 77.38 | 88.73 | 0.01 | 11.34
2015 | MAPP_CA_2_MISO_W | MAPP_CA | MISO_W | Internal | Summer | B3 | 75 | 1970 | 1970 | 77.38 | 88.73 | 0.01 | 11.34
2015 | MAPP_CA_2_MISO_W | MAPP_CA | MISO_W | Internal | Summer | B4 | 100 | 1970 | 1970 | 75.73 | 86.74 | 0.01 | 11
2015 | MAPP_CA_2_MISO_W | MAPP_CA | MISO_W | Internal | Summer | B5 | 200 | 1970 | 1970 | 70.97 | 75.06 | 0.01 | 4.08
2015 | MAPP_CA_2_MISO_W | MAPP_CA | MISO_W | Internal | Summer | B6 | 300 | 1970 | 1581.76 | 65.59 | 65.6 | 0.01 | 0
2015 | MAPP_CA_2_MISO_W | MAPP_CA | MISO_W | Internal | Summer | B7 | 400 | 1970 | 1705.8 | 56.82 | 56.83 | 0.01 | 0
2015 | MAPP_CA_2_MISO_W | MAPP_CA | MISO_W | Internal | Summer | B8 | 500 | 1970 | 1885.24 | 54.36 | 54.37 | 0.01 | 0
2015 | MAPP_CA_2_MISO_W | MAPP_CA | MISO_W | Internal | Summer | B9 | 800 | 1970 | 984.56 | 52.91 | 52.92 | 0.01 | 0
2015 | MAPP_CA_2_MISO_W | MAPP_CA | MISO_W | Internal | Summer | B10 | 1262 | 1970 | 0 | 52.91 | 51.82 | 0.01 | 0
2015 | MAPP_CA_2_MISO_W | MAPP_CA | MISO_W | Internal | Winter | B16 | 25 | 1970 | 1305.07 | 76.54 | 76.55 | 0.01 | 0
2015 | MAPP_CA_2_MISO_W | MAPP_CA | MISO_W | Internal | Winter | B17 | 100 | 1970 | 573.13 | 66.52 | 66.53 | 0.01 | 0
2015 | MAPP_CA_2_MISO_W | MAPP_CA | MISO_W | Internal | Winter | B18 | 400 | 1970 | 670.94 | 59.62 | 59.63 | 0.01 | 0
2015 | MAPP_CA_2_MISO_W | MAPP_CA | MISO_W | Internal | Winter | B19 | 700 | 1970 | 0 | 57.86 | 57.85 | 0.01 | 0
2015 | MAPP_CA_2_MISO_W | MAPP_CA | MISO_W | Internal | Winter | B20 | 935 | 1970 | 0 | 57.86 | 53.63 | 0.01 | 0
2015 | MAPP_US_2_MAPP_CA | MAPP_US | MAPP_CA | Internal | Shoulder | B11 | 25 | 165 | 0 | 77.65 | 70.97 | 7 | 0
2015 | MAPP_US_2_MAPP_CA | MAPP_US | MAPP_CA | Internal | Shoulder | B12 | 200 | 165 | 0.05 | 55.62 | 62.6 | 7 | 0
2015 | MAPP_US_2_MAPP_CA | MAPP_US | MAPP_CA | Internal | Shoulder | B13 | 600 | 165 | 0 | 55.45 | 58.68 | 7 | 0
2015 | MAPP_US_2_MAPP_CA | MAPP_US | MAPP_CA | Internal | Shoulder | B14 | 900 | 165 | 0 | 55.45 | 56.29 | 7 | 0
2015 | MAPP_US_2_MAPP_CA | MAPP_US | MAPP_CA | Internal | Shoulder | B15 | 1203 | 165 | 0 | 55.45 | 56.29 | 7 | 0
2015 | MAPP_US_2_MAPP_CA | MAPP_US | MAPP_CA | Internal | Summer | B1 | 10 | 165 | 0 | 84.38 | 76.77 | 7 | 0
2015 | MAPP_US_2_MAPP_CA | MAPP_US | MAPP_CA | Internal | Summer | B2 | 25 | 165 | 0 | 84.38 | 77.38 | 7 | 0
2015 | MAPP_US_2_MAPP_CA | MAPP_US | MAPP_CA | Internal | Summer | B3 | 75 | 165 | 0 | 84.38 | 77.38 | 7 | 0
2015 | MAPP_US_2_MAPP_CA | MAPP_US | MAPP_CA | Internal | Summer | B4 | 100 | 165 | 0 | 82.73 | 75.73 | 7 | 0
2015 | MAPP_US_2_MAPP_CA | MAPP_US | MAPP_CA | Internal | Summer | B5 | 200 | 165 | 0 | 75.05 | 70.97 | 7 | 0
2015 | MAPP_US_2_MAPP_CA | MAPP_US | MAPP_CA | Internal | Summer | B6 | 300 | 165 | 0 | 63.99 | 65.59 | 7 | 0
2015 | MAPP_US_2_MAPP_CA | MAPP_US | MAPP_CA | Internal | Summer | B7 | 400 | 165 | 0 | 53.64 | 56.82 | 7 | 0
2015 | MAPP_US_2_MAPP_CA | MAPP_US | MAPP_CA | Internal | Summer | B8 | 500 | 165 | 0 | 52.68 | 54.36 | 7 | 0
2015 | MAPP_US_2_MAPP_CA | MAPP_US | MAPP_CA | Internal | Summer | B9 | 800 | 165 | 0 | 52.68 | 52.91 | 7 | 0
2015 | MAPP_US_2_MAPP_CA | MAPP_US | MAPP_CA | Internal | Summer | B10 | 1262 | 165 | 0 | 52.68 | 52.91 | 7 | 0
2015 | MAPP_US_2_MAPP_CA | MAPP_US | MAPP_CA | Internal | Winter | B16 | 25 | 165 | 0.38 | 69.55 | 76.54 | 7 | 0
2015 | MAPP_US_2_MAPP_CA | MAPP_US | MAPP_CA | Internal | Winter | B17 | 100 | 165 | 0.1 | 59.53 | 66.52 | 7 | 0
2015 | MAPP_US_2_MAPP_CA | MAPP_US | MAPP_CA | Internal | Winter | B18 | 400 | 165 | 0 | 58.09 | 59.62 | 7 | 0
2015 | MAPP_US_2_MAPP_CA | MAPP_US | MAPP_CA | Internal | Winter | B19 | 700 | 165 | 0 | 58.09 | 57.86 | 7 | 0
2015 | MAPP_US_2_MAPP_CA | MAPP_US | MAPP_CA | Internal | Winter | B20 | 935 | 165 | 0 | 58.09 | 57.86 | 7 | 0
2015 | MAPP_US_2_MISO_W | MAPP_US | MISO_W | Internal | Shoulder | B11 | 25 | 2635 | 0 | 77.65 | 77.66 | 7 | 0
2015 | MAPP_US_2_MISO_W | MAPP_US | MISO_W | Internal | Shoulder | B12 | 200 | 2635 | 838.53 | 55.62 | 62.62 | 7 | 0
2015 | MAPP_US_2_MISO_W | MAPP_US | MISO_W | Internal | Shoulder | B13 | 600 | 2635 | 0 | 55.45 | 58.69 | 7 | 0
2015 | MAPP_US_2_MISO_W | MAPP_US | MISO_W | Internal | Shoulder | B14 | 900 | 2635 | 0 | 55.45 | 56.3 | 7 | 0
2015 | MAPP_US_2_MISO_W | MAPP_US | MISO_W | Internal | Shoulder | B15 | 1203 | 2635 | 0 | 55.45 | 54.76 | 7 | 0
2015 | MAPP_US_2_MISO_W | MAPP_US | MISO_W | Internal | Summer | B1 | 10 | 2635 | 558.63 | 84.38 | 91.38 | 7 | 0
2015 | MAPP_US_2_MISO_W | MAPP_US | MISO_W | Internal | Summer | B2 | 25 | 2635 | 0 | 84.38 | 88.73 | 7 | 0
2015 | MAPP_US_2_MISO_W | MAPP_US | MISO_W | Internal | Summer | B3 | 75 | 2635 | 0 | 84.38 | 88.73 | 7 | 0
2015 | MAPP_US_2_MISO_W | MAPP_US | MISO_W | Internal | Summer | B4 | 100 | 2635 | 0 | 82.73 | 86.74 | 7 | 0
2015 | MAPP_US_2_MISO_W | MAPP_US | MISO_W | Internal | Summer | B5 | 200 | 2635 | 0 | 75.05 | 75.06 | 7 | 0
2015 | MAPP_US_2_MISO_W | MAPP_US | MISO_W | Internal | Summer | B6 | 300 | 2635 | 0 | 63.99 | 65.6 | 7 | 0
2015 | MAPP_US_2_MISO_W | MAPP_US | MISO_W | Internal | Summer | B7 | 400 | 2635 | 0 | 53.64 | 56.83 | 7 | 0
2015 | MAPP_US_2_MISO_W | MAPP_US | MISO_W | Internal | Summer | B8 | 500 | 2635 | 0 | 52.68 | 54.37 | 7 | 0
2015 | MAPP_US_2_MISO_W | MAPP_US | MISO_W | Internal | Summer | B9 | 800 | 2635 | 0 | 52.68 | 52.92 | 7 | 0
2015 | MAPP_US_2_MISO_W | MAPP_US | MISO_W | Internal | Summer | B10 | 1262 | 2635 | 0 | 52.68 | 51.82 | 7 | 0
2015 | MAPP_US_2_MISO_W | MAPP_US | MISO_W | Internal | Winter | B16 | 25 | 2635 | 1212.81 | 69.55 | 76.55 | 7 | 0
2015 | MAPP_US_2_MISO_W | MAPP_US | MISO_W | Internal | Winter | B17 | 100 | 2635 | 828.75 | 59.53 | 66.53 | 7 | 0
2015 | MAPP_US_2_MISO_W | MAPP_US | MISO_W | Internal | Winter | B18 | 400 | 2635 | 0 | 58.09 | 59.63 | 7 | 0
2015 | MAPP_US_2_MISO_W | MAPP_US | MISO_W | Internal | Winter | B19 | 700 | 2635 | 0 | 58.09 | 57.85 | 7 | 0
2015 | MAPP_US_2_MISO_W | MAPP_US | MISO_W | Internal | Winter | B20 | 935 | 2635 | 0 | 58.09 | 53.63 | 7 | 0
2015 | MAPP_US_2_NE | MAPP_US | NE | Internal | Shoulder | B11 | 25 | 2000 | 1303.57 | 77.65 | 84.65 | 7 | 0
2015 | MAPP_US_2_NE | MAPP_US | NE | Internal | Shoulder | B12 | 200 | 2000 | 0 | 55.62 | 60.08 | 7 | 0
2015 | MAPP_US_2_NE | MAPP_US | NE | Internal | Shoulder | B13 | 600 | 2000 | 0 | 55.45 | 59.44 | 7 | 0
2015 | MAPP_US_2_NE | MAPP_US | NE | Internal | Shoulder | B14 | 900 | 2000 | 0 | 55.45 | 57.39 | 7 | 0
2015 | MAPP_US_2_NE | MAPP_US | NE | Internal | Shoulder | B15 | 1203 | 2000 | 0 | 55.45 | 57.37 | 7 | 0
2015 | MAPP_US_2_NE | MAPP_US | NE | Internal | Summer | B1 | 10 | 2000 | 670.4 | 84.38 | 91.38 | 7 | 0
2015 | MAPP_US_2_NE | MAPP_US | NE | Internal | Summer | B2 | 25 | 2000 | 1214.54 | 84.38 | 91.38 | 7 | 0
2015 | MAPP_US_2_NE | MAPP_US | NE | Internal | Summer | B3 | 75 | 2000 | 1125.75 | 84.38 | 91.38 | 7 | 0
2015 | MAPP_US_2_NE | MAPP_US | NE | Internal | Summer | B4 | 100 | 2000 | 1270.04 | 82.73 | 89.73 | 7 | 0
2015 | MAPP_US_2_NE | MAPP_US | NE | Internal | Summer | B5 | 200 | 2000 | 992.23 | 75.05 | 82.05 | 7 | 0
2015 | MAPP_US_2_NE | MAPP_US | NE | Internal | Summer | B6 | 300 | 2000 | 864.3 | 63.99 | 70.99 | 7 | 0
2015 | MAPP_US_2_NE | MAPP_US | NE | Internal | Summer | B7 | 400 | 2000 | 896.53 | 53.64 | 60.64 | 7 | 0
2015 | MAPP_US_2_NE | MAPP_US | NE | Internal | Summer | B8 | 500 | 2000 | 0 | 52.68 | 58.66 | 7 | 0
2015 | MAPP_US_2_NE | MAPP_US | NE | Internal | Summer | B9 | 800 | 2000 | 0 | 52.68 | 56.1 | 7 | 0
2015 | MAPP_US_2_NE | MAPP_US | NE | Internal | Summer | B10 | 1262 | 2000 | 0 | 52.68 | 55.98 | 7 | 0
2015 | MAPP_US_2_NE | MAPP_US | NE | Internal | Winter | B16 | 25 | 2000 | 0 | 69.55 | 72.88 | 7 | 0
2015 | MAPP_US_2_NE | MAPP_US | NE | Internal | Winter | B17 | 100 | 2000 | 0 | 59.53 | 61.53 | 7 | 0
2015 | MAPP_US_2_NE | MAPP_US | NE | Internal | Winter | B18 | 400 | 2000 | 0 | 58.09 | 59.83 | 7 | 0
2015 | MAPP_US_2_NE | MAPP_US | NE | Internal | Winter | B19 | 700 | 2000 | 0 | 58.09 | 59.71 | 7 | 0
2015 | MAPP_US_2_NE | MAPP_US | NE | Internal | Winter | B20 | 935 | 2000 | 0 | 58.09 | 57.49 | 7 | 0
2015 | MARITIMES_2_NEISO | MARITIMES | NEISO | Internal | Shoulder | B11 | 25 | 99999 | 1400 | 55.81 | 55.82 | 0.01 | 0
2015 | MARITIMES_2_NEISO | MARITIMES | NEISO | Internal | Shoulder | B12 | 200 | 99999 | 1400 | 55.81 | 55.82 | 0.01 | 0
2015 | MARITIMES_2_NEISO | MARITIMES | NEISO | Internal | Shoulder | B13 | 600 | 99999 | 1400 | 55.81 | 55.82 | 0.01 | 0
2015 | MARITIMES_2_NEISO | MARITIMES | NEISO | Internal | Shoulder | B14 | 900 | 99999 | 1400 | 55.81 | 55.82 | 0.01 | 0
2015 | MARITIMES_2_NEISO | MARITIMES | NEISO | Internal | Shoulder | B15 | 1203 | 99999 | 426.43 | 55.81 | 55.82 | 0.01 | 0
2015 | MARITIMES_2_NEISO | MARITIMES | NEISO | Internal | Summer | B1 | 10 | 99999 | 1400.09 | 88.79 | 88.8 | 0.01 | 0
2015 | MARITIMES_2_NEISO | MARITIMES | NEISO | Internal | Summer | B2 | 25 | 99999 | 1400 | 80.9 | 80.91 | 0.01 | 0
2015 | MARITIMES_2_NEISO | MARITIMES | NEISO | Internal | Summer | B3 | 75 | 99999 | 1400 | 73.2 | 73.21 | 0.01 | 0
2015 | MARITIMES_2_NEISO | MARITIMES | NEISO | Internal | Summer | B4 | 100 | 99999 | 1400 | 59 | 59.01 | 0.01 | 0
2015 | MARITIMES_2_NEISO | MARITIMES | NEISO | Internal | Summer | B5 | 200 | 99999 | 1400 | 53.12 | 53.13 | 0.01 | 0
2015 | MARITIMES_2_NEISO | MARITIMES | NEISO | Internal | Summer | B6 | 300 | 99999 | 1400 | 53.12 | 53.13 | 0.01 | 0
2015 | MARITIMES_2_NEISO | MARITIMES | NEISO | Internal | Summer | B7 | 400 | 99999 | 1400 | 53.12 | 53.13 | 0.01 | 0
2015 | MARITIMES_2_NEISO | MARITIMES | NEISO | Internal | Summer | B8 | 500 | 99999 | 1400 | 53.12 | 53.13 | 0.01 | 0
2015 | MARITIMES_2_NEISO | MARITIMES | NEISO | Internal | Summer | B9 | 800 | 99999 | 1400 | 53.12 | 53.13 | 0.01 | 0
2015 | MARITIMES_2_NEISO | MARITIMES | NEISO | Internal | Summer | B10 | 1262 | 99999 | 236.13 | 53.12 | 53.13 | 0.01 | 0
2015 | MARITIMES_2_NEISO | MARITIMES | NEISO | Internal | Winter | B16 | 25 | 99999 | 1400 | 64.21 | 64.22 | 0.01 | 0
2015 | MARITIMES_2_NEISO | MARITIMES | NEISO | Internal | Winter | B17 | 100 | 99999 | 1400 | 64.21 | 64.22 | 0.01 | 0
2015 | MARITIMES_2_NEISO | MARITIMES | NEISO | Internal | Winter | B18 | 400 | 99999 | 1400 | 64.21 | 64.22 | 0.01 | 0
2015 | MARITIMES_2_NEISO | MARITIMES | NEISO | Internal | Winter | B19 | 700 | 99999 | 1400 | 64.21 | 64.22 | 0.01 | 0
2015 | MARITIMES_2_NEISO | MARITIMES | NEISO | Internal | Winter | B20 | 935 | 99999 | 475.94 | 64.21 | 64.22 | 0.01 | 0
2015 | MISO_IN_2_MISO_MI | MISO_IN | MISO_MI | Internal | Shoulder | B11 | 25 | 5768 | 0 | 77.69 | 75.41 | 0.01 | 0
2015 | MISO_IN_2_MISO_MI | MISO_IN | MISO_MI | Internal | Shoulder | B12 | 200 | 5768 | 0.03 | 66.57 | 66.56 | 0.01 | 0
2015 | MISO_IN_2_MISO_MI | MISO_IN | MISO_MI | Internal | Shoulder | B13 | 600 | 5768 | 0 | 58.71 | 58.7 | 0.01 | 0
2015 | MISO_IN_2_MISO_MI | MISO_IN | MISO_MI | Internal | Shoulder | B14 | 900 | 5768 | 0 | 56.33 | 56.31 | 0.01 | 0
2015 | MISO_IN_2_MISO_MI | MISO_IN | MISO_MI | Internal | Shoulder | B15 | 1203 | 5768 | 0 | 54.79 | 54.78 | 0.01 | 0
2015 | MISO_IN_2_MISO_MI | MISO_IN | MISO_MI | Internal | Summer | B1 | 10 | 5768 | 0.47 | 91.79 | 91.77 | 0.01 | 0
2015 | MISO_IN_2_MISO_MI | MISO_IN | MISO_MI | Internal | Summer | B2 | 25 | 5768 | 0.2 | 91.79 | 91.77 | 0.01 | 0
2015 | MISO_IN_2_MISO_MI | MISO_IN | MISO_MI | Internal | Summer | B3 | 75 | 5768 | 0 | 88.75 | 87.53 | 0.01 | 0
2015 | MISO_IN_2_MISO_MI | MISO_IN | MISO_MI | Internal | Summer | B4 | 100 | 5768 | 0.02 | 86.77 | 86.7 | 0.01 | 0
2015 | MISO_IN_2_MISO_MI | MISO_IN | MISO_MI | Internal | Summer | B5 | 200 | 5768 | 0 | 75.09 | 75.01 | 0.01 | 0
2015 | MISO_IN_2_MISO_MI | MISO_IN | MISO_MI | Internal | Summer | B6 | 300 | 5768 | 0.02 | 65.6 | 65.59 | 0.01 | 0
2015 | MISO_IN_2_MISO_MI | MISO_IN | MISO_MI | Internal | Summer | B7 | 400 | 5768 | 0.01 | 56.86 | 56.84 | 0.01 | 0
2015 | MISO_IN_2_MISO_MI | MISO_IN | MISO_MI | Internal | Summer | B8 | 500 | 5768 | 0.01 | 54.4 | 54.39 | 0.01 | 0
2015 | MISO_IN_2_MISO_MI | MISO_IN | MISO_MI | Internal | Summer | B9 | 800 | 5768 | 290.43 | 53.24 | 53.25 | 0.01 | 0
2015 | MISO_IN_2_MISO_MI | MISO_IN | MISO_MI | Internal | Summer | B10 | 1262 | 5768 | 1002.06 | 52.67 | 52.68 | 0.01 | 0
2015 | MISO_IN_2_MISO_MI | MISO_IN | MISO_MI | Internal | Winter | B16 | 25 | 5768 | 0.2 | 76.56 | 76.55 | 0.01 | 0
2015 | MISO_IN_2_MISO_MI | MISO_IN | MISO_MI | Internal | Winter | B17 | 100 | 5768 | 0.06 | 68.85 | 68.84 | 0.01 | 0
2015 | MISO_IN_2_MISO_MI | MISO_IN | MISO_MI | Internal | Winter | B18 | 400 | 5768 | 0.03 | 59.64 | 59.64 | 0.01 | 0
2015 | MISO_IN_2_MISO_MI | MISO_IN | MISO_MI | Internal | Winter | B19 | 700 | 5768 | 0.02 | 57.85 | 57.85 | 0.01 | 0
2015 | MISO_IN_2_MISO_MI | MISO_IN | MISO_MI | Internal | Winter | B20 | 935 | 5768 | 1318.36 | 53.81 | 53.82 | 0.01 | 0
2015 | MISO_IN_2_MISO_MO-IL | MISO_IN | MISO_MO-IL | Internal | Shoulder | B11 | 25 | 5000 | 0.24 | 77.69 | 77.68 | 0.01 | 0
2015 | MISO_IN_2_MISO_MO-IL | MISO_IN | MISO_MO-IL | Internal | Shoulder | B12 | 200 | 5000 | 0 | 66.57 | 62.63 | 0.01 | 0
2015 | MISO_IN_2_MISO_MO-IL | MISO_IN | MISO_MO-IL | Internal | Shoulder | B13 | 600 | 5000 | 0 | 58.71 | 58.7 | 0.01 | 0
2015 | MISO_IN_2_MISO_MO-IL | MISO_IN | MISO_MO-IL | Internal | Shoulder | B14 | 900 | 5000 | 0 | 56.33 | 56.31 | 0.01 | 0
2015 | MISO_IN_2_MISO_MO-IL | MISO_IN | MISO_MO-IL | Internal | Shoulder | B15 | 1203 | 5000 | 0 | 54.79 | 54.78 | 0.01 | 0
2015 | MISO_IN_2_MISO_MO-IL | MISO_IN | MISO_MO-IL | Internal | Summer | B1 | 10 | 5000 | 0.03 | 91.79 | 91.39 | 0.01 | 0
2015 | MISO_IN_2_MISO_MO-IL | MISO_IN | MISO_MO-IL | Internal | Summer | B2 | 25 | 5000 | 0 | 91.79 | 88.74 | 0.01 | 0
2015 | MISO_IN_2_MISO_MO-IL | MISO_IN | MISO_MO-IL | Internal | Summer | B3 | 75 | 5000 | 0.07 | 88.75 | 88.74 | 0.01 | 0
2015 | MISO_IN_2_MISO_MO-IL | MISO_IN | MISO_MO-IL | Internal | Summer | B4 | 100 | 5000 | 0.06 | 86.77 | 86.75 | 0.01 | 0
2015 | MISO_IN_2_MISO_MO-IL | MISO_IN | MISO_MO-IL | Internal | Summer | B5 | 200 | 5000 | 0.03 | 75.09 | 75.07 | 0.01 | 0
2015 | MISO_IN_2_MISO_MO-IL | MISO_IN | MISO_MO-IL | Internal | Summer | B6 | 300 | 5000 | 0.02 | 65.6 | 65.59 | 0.01 | 0
2015 | MISO_IN_2_MISO_MO-IL | MISO_IN | MISO_MO-IL | Internal | Summer | B7 | 400 | 5000 | 0.01 | 56.86 | 56.84 | 0.01 | 0
2015 | MISO_IN_2_MISO_MO-IL | MISO_IN | MISO_MO-IL | Internal | Summer | B8 | 500 | 5000 | 0.01 | 54.4 | 54.39 | 0.01 | 0
2015 | MISO_IN_2_MISO_MO-IL | MISO_IN | MISO_MO-IL | Internal | Summer | B9 | 800 | 5000 | 0 | 53.24 | 52.93 | 0.01 | 0
2015 | MISO_IN_2_MISO_MO-IL | MISO_IN | MISO_MO-IL | Internal | Summer | B10 | 1262 | 5000 | 0 | 52.67 | 51.84 | 0.01 | 0
2015 | MISO_IN_2_MISO_MO-IL | MISO_IN | MISO_MO-IL | Internal | Winter | B16 | 25 | 5000 | 0.2 | 76.56 | 76.55 | 0.01 | 0
2015 | MISO_IN_2_MISO_MO-IL | MISO_IN | MISO_MO-IL | Internal | Winter | B17 | 100 | 5000 | 0 | 68.85 | 66.53 | 0.01 | 0
2015 | MISO_IN_2_MISO_MO-IL | MISO_IN | MISO_MO-IL | Internal | Winter | B18 | 400 | 5000 | 0.01 | 59.64 | 59.63 | 0.01 | 0
2015 | MISO_IN_2_MISO_MO-IL | MISO_IN | MISO_MO-IL | Internal | Winter | B19 | 700 | 5000 | 0 | 57.85 | 57.84 | 0.01 | 0
2015 | MISO_IN_2_MISO_MO-IL | MISO_IN | MISO_MO-IL | Internal | Winter | B20 | 935 | 5000 | 0 | 53.81 | 53.63 | 0.01 | 0
2015 | MISO_IN_2_NonRTO_Midwest | MISO_IN | NonRTO_Midwest | Internal | Shoulder | B11 | 25 | 4800 | 962.58 | 77.69 | 85.69 | 8 | 0
2015 | MISO_IN_2_NonRTO_Midwest | MISO_IN | NonRTO_Midwest | Internal | Shoulder | B12 | 200 | 4800 | 443.33 | 66.57 | 74.57 | 8 | 0
2015 | MISO_IN_2_NonRTO_Midwest | MISO_IN | NonRTO_Midwest | Internal | Shoulder | B13 | 600 | 4800 | 0 | 58.71 | 65.53 | 8 | 0
2015 | MISO_IN_2_NonRTO_Midwest | MISO_IN | NonRTO_Midwest | Internal | Shoulder | B14 | 900 | 4800 | 0 | 56.33 | 56.67 | 8 | 0
2015 | MISO_IN_2_NonRTO_Midwest | MISO_IN | NonRTO_Midwest | Internal | Shoulder | B15 | 1203 | 4800 | 0 | 54.79 | 55.46 | 8 | 0
2015 | MISO_IN_2_NonRTO_Midwest | MISO_IN | NonRTO_Midwest | Internal | Summer | B1 | 10 | 4800 | 0 | 91.79 | 96.27 | 8 | 0
2015 | MISO_IN_2_NonRTO_Midwest | MISO_IN | NonRTO_Midwest | Internal | Summer | B2 | 25 | 4800 | 0 | 91.79 | 96.27 | 8 | 0
2015 | MISO_IN_2_NonRTO_Midwest | MISO_IN | NonRTO_Midwest | Internal | Summer | B3 | 75 | 4800 | 0 | 88.75 | 96.27 | 8 | 0
2015 | MISO_IN_2_NonRTO_Midwest | MISO_IN | NonRTO_Midwest | Internal | Summer | B4 | 100 | 4800 | 729.76 | 86.77 | 94.77 | 8 | 0
2015 | MISO_IN_2_NonRTO_Midwest | MISO_IN | NonRTO_Midwest | Internal | Summer | B5 | 200 | 4800 | 419.18 | 75.09 | 83.09 | 8 | 0
2015 | MISO_IN_2_NonRTO_Midwest | MISO_IN | NonRTO_Midwest | Internal | Summer | B6 | 300 | 4800 | 0 | 65.6 | 63.44 | 8 | 0
2015 | MISO_IN_2_NonRTO_Midwest | MISO_IN | NonRTO_Midwest | Internal | Summer | B7 | 400 | 4800 | 0 | 56.86 | 56.67 | 8 | 0
2015 | MISO_IN_2_NonRTO_Midwest | MISO_IN | NonRTO_Midwest | Internal | Summer | B8 | 500 | 4800 | 0 | 54.4 | 56.57 | 8 | 0
2015 | MISO_IN_2_NonRTO_Midwest | MISO_IN | NonRTO_Midwest | Internal | Summer | B9 | 800 | 4800 | 0 | 53.24 | 55.46 | 8 | 0
2015 | MISO_IN_2_NonRTO_Midwest | MISO_IN | NonRTO_Midwest | Internal | Summer | B10 | 1262 | 4800 | 0 | 52.67 | 53.96 | 8 | 0
2015 | MISO_IN_2_NonRTO_Midwest | MISO_IN | NonRTO_Midwest | Internal | Winter | B16 | 25 | 4800 | 2198.97 | 76.56 | 84.56 | 8 | 0
2015 | MISO_IN_2_NonRTO_Midwest | MISO_IN | NonRTO_Midwest | Internal | Winter | B17 | 100 | 4800 | 1100.15 | 68.85 | 76.85 | 8 | 0
2015 | MISO_IN_2_NonRTO_Midwest | MISO_IN | NonRTO_Midwest | Internal | Winter | B18 | 400 | 4800 | 353.95 | 59.64 | 67.64 | 8 | 0
2015 | MISO_IN_2_NonRTO_Midwest | MISO_IN | NonRTO_Midwest | Internal | Winter | B19 | 700 | 4800 | 0 | 57.85 | 56.67 | 8 | 0
2015 | MISO_IN_2_NonRTO_Midwest | MISO_IN | NonRTO_Midwest | Internal | Winter | B20 | 935 | 4800 | 0 | 53.81 | 55.52 | 8 | 0
2015 | MISO_IN_2_PJM_ROR | MISO_IN | PJM_ROR | Internal | Shoulder | B11 | 25 | 1253 | 0 | 77.69 | 75.66 | 2 | 0
2015 | MISO_IN_2_PJM_ROR | MISO_IN | PJM_ROR | Internal | Shoulder | B12 | 200 | 1253 | 0 | 66.57 | 64.62 | 2 | 0
2015 | MISO_IN_2_PJM_ROR | MISO_IN | PJM_ROR | Internal | Shoulder | B13 | 600 | 1253 | 0 | 58.71 | 60.69 | 2 | 0
2015 | MISO_IN_2_PJM_ROR | MISO_IN | PJM_ROR | Internal | Shoulder | B14 | 900 | 1253 | 0 | 56.33 | 58.3 | 2 | 0
2015 | MISO_IN_2_PJM_ROR | MISO_IN | PJM_ROR | Internal | Shoulder | B15 | 1203 | 1253 | 0 | 54.79 | 54.97 | 2 | 0
2015 | MISO_IN_2_PJM_ROR | MISO_IN | PJM_ROR | Internal | Summer | B1 | 10 | 1253 | 0.03 | 91.79 | 93.38 | 2 | 0
2015 | MISO_IN_2_PJM_ROR | MISO_IN | PJM_ROR | Internal | Summer | B2 | 25 | 1253 | 0 | 91.79 | 90.26 | 2 | 0
2015 | MISO_IN_2_PJM_ROR | MISO_IN | PJM_ROR | Internal | Summer | B3 | 75 | 1253 | 0 | 88.75 | 89.51 | 2 | 0
2015 | MISO_IN_2_PJM_ROR | MISO_IN | PJM_ROR | Internal | Summer | B4 | 100 | 1253 | 0 | 86.77 | 84.77 | 2 | 0
2015 | MISO_IN_2_PJM_ROR | MISO_IN | PJM_ROR | Internal | Summer | B5 | 200 | 1253 | 0 | 75.09 | 77.01 | 2 | 0
2015 | MISO_IN_2_PJM_ROR | MISO_IN | PJM_ROR | Internal | Summer | B6 | 300 | 1253 | 0 | 65.6 | 67.44 | 2 | 0
2015 | MISO_IN_2_PJM_ROR | MISO_IN | PJM_ROR | Internal | Summer | B7 | 400 | 1253 | 0.01 | 56.86 | 58.83 | 2 | 0
2015 | MISO_IN_2_PJM_ROR | MISO_IN | PJM_ROR | Internal | Summer | B8 | 500 | 1253 | 0.01 | 54.4 | 56.37 | 2 | 0
2015 | MISO_IN_2_PJM_ROR | MISO_IN | PJM_ROR | Internal | Summer | B9 | 800 | 1253 | 0 | 53.24 | 53.74 | 2 | 0
2015 | MISO_IN_2_PJM_ROR | MISO_IN | PJM_ROR | Internal | Summer | B10 | 1262 | 1253 | 0 | 52.67 | 52.23 | 2 | 0
2015 | MISO_IN_2_PJM_ROR | MISO_IN | PJM_ROR | Internal | Winter | B16 | 25 | 1253 | 0.36 | 76.56 | 78.55 | 2 | 0
2015 | MISO_IN_2_PJM_ROR | MISO_IN | PJM_ROR | Internal | Winter | B17 | 100 | 1253 | 0 | 68.85 | 68.53 | 2 | 0
2015 | MISO_IN_2_PJM_ROR | MISO_IN | PJM_ROR | Internal | Winter | B18 | 400 | 1253 | 0.03 | 59.64 | 61.63 | 2 | 0
2015 | MISO_IN_2_PJM_ROR | MISO_IN | PJM_ROR | Internal | Winter | B19 | 700 | 1253 | 525.35 | 57.85 | 59.85 | 2 | 0
2015 | MISO_IN_2_PJM_ROR | MISO_IN | PJM_ROR | Internal | Winter | B20 | 935 | 1253 | 0 | 53.81 | 55.63 | 2 | 0
2015 | MISO_MI_2_IESO | MISO_MI | IESO | Internal | Shoulder | B11 | 25 | 2331 | 0 | 75.41 | 47.78 | 8 | 0
2015 | MISO_MI_2_IESO | MISO_MI | IESO | Internal | Shoulder | B12 | 200 | 2331 | 0 | 66.56 | 47.78 | 8 | 0
2015 | MISO_MI_2_IESO | MISO_MI | IESO | Internal | Shoulder | B13 | 600 | 2331 | 0 | 58.7 | 47.78 | 8 | 0
2015 | MISO_MI_2_IESO | MISO_MI | IESO | Internal | Shoulder | B14 | 900 | 2331 | 0 | 56.31 | 47.78 | 8 | 0
2015 | MISO_MI_2_IESO | MISO_MI | IESO | Internal | Shoulder | B15 | 1203 | 2331 | 0 | 54.78 | 47.78 | 8 | 0
2015 | MISO_MI_2_IESO | MISO_MI | IESO | Internal | Summer | B1 | 10 | 2331 | 0 | 91.77 | 84.77 | 8 | 0
2015 | MISO_MI_2_IESO | MISO_MI | IESO | Internal | Summer | B2 | 25 | 2331 | 0 | 91.77 | 81.73 | 8 | 0
2015 | MISO_MI_2_IESO | MISO_MI | IESO | Internal | Summer | B3 | 75 | 2331 | 0 | 87.53 | 72.55 | 8 | 0
2015 | MISO_MI_2_IESO | MISO_MI | IESO | Internal | Summer | B4 | 100 | 2331 | 0 | 86.7 | 69.74 | 8 | 0
2015 | MISO_MI_2_IESO | MISO_MI | IESO | Internal | Summer | B5 | 200 | 2331 | 0 | 75.01 | 62.03 | 8 | 0
2015 | MISO_MI_2_IESO | MISO_MI | IESO | Internal | Summer | B6 | 300 | 2331 | 0 | 65.59 | 45.29 | 8 | 0
2015 | MISO_MI_2_IESO | MISO_MI | IESO | Internal | Summer | B7 | 400 | 2331 | 0 | 56.84 | 45.29 | 8 | 0
2015 | MISO_MI_2_IESO | MISO_MI | IESO | Internal | Summer | B8 | 500 | 2331 | 0 | 54.39 | 45.29 | 8 | 0
2015 | MISO_MI_2_IESO | MISO_MI | IESO | Internal | Summer | B9 | 800 | 2331 | 0 | 53.25 | 45.29 | 8 | 0
2015 | MISO_MI_2_IESO | MISO_MI | IESO | Internal | Summer | B10 | 1262 | 2331 | 0 | 52.68 | 45.29 | 8 | 0
2015 | MISO_MI_2_IESO | MISO_MI | IESO | Internal | Winter | B16 | 25 | 2331 | 0 | 76.55 | 63.54 | 8 | 0
2015 | MISO_MI_2_IESO | MISO_MI | IESO | Internal | Winter | B17 | 100 | 2331 | 0 | 68.84 | 54.59 | 8 | 0
2015 | MISO_MI_2_IESO | MISO_MI | IESO | Internal | Winter | B18 | 400 | 2331 | 0 | 59.64 | 47.25 | 8 | 0
2015 | MISO_MI_2_IESO | MISO_MI | IESO | Internal | Winter | B19 | 700 | 2331 | 0 | 57.85 | 47.25 | 8 | 0
2015 | MISO_MI_2_IESO | MISO_MI | IESO | Internal | Winter | B20 | 935 | 2331 | 0 | 53.82 | 47.25 | 8 | 0
2015 | MISO_MI_2_MISO_IN | MISO_MI | MISO_IN | Internal | Shoulder | B11 | 25 | 2813 | 2813 | 75.41 | 77.69 | 0.01 | 2.27
2015 | MISO_MI_2_MISO_IN | MISO_MI | MISO_IN | Internal | Shoulder | B12 | 200 | 2813 | 727.01 | 66.56 | 66.57 | 0.01 | 0
2015 | MISO_MI_2_MISO_IN | MISO_MI | MISO_IN | Internal | Shoulder | B13 | 600 | 2813 | 855.37 | 58.7 | 58.71 | 0.01 | 0
2015 | MISO_MI_2_MISO_IN | MISO_MI | MISO_IN | Internal | Shoulder | B14 | 900 | 2813 | 632.12 | 56.31 | 56.33 | 0.01 | 0
2015 | MISO_MI_2_MISO_IN | MISO_MI | MISO_IN | Internal | Shoulder | B15 | 1203 | 2813 | 1665.63 | 54.78 | 54.79 | 0.01 | 0
2015 | MISO_MI_2_MISO_IN | MISO_MI | MISO_IN | Internal | Summer | B1 | 10 | 2813 | 2587.84 | 91.77 | 91.79 | 0.01 | 0
2015 | MISO_MI_2_MISO_IN | MISO_MI | MISO_IN | Internal | Summer | B2 | 25 | 2813 | 2337.04 | 91.77 | 91.79 | 0.01 | 0
2015 | MISO_MI_2_MISO_IN | MISO_MI | MISO_IN | Internal | Summer | B3 | 75 | 2813 | 2813 | 87.53 | 88.75 | 0.01 | 1.21
2015 | MISO_MI_2_MISO_IN | MISO_MI | MISO_IN | Internal | Summer | B4 | 100 | 2813 | 2812.98 | 86.7 | 86.77 | 0.01 | 0.06
2015 | MISO_MI_2_MISO_IN | MISO_MI | MISO_IN | Internal | Summer | B5 | 200 | 2813 | 2812.99 | 75.01 | 75.09 | 0.01 | 0.06
2015 | MISO_MI_2_MISO_IN | MISO_MI | MISO_IN | Internal | Summer | B6 | 300 | 2813 | 1130.65 | 65.59 | 65.6 | 0.01 | 0
2015 | MISO_MI_2_MISO_IN | MISO_MI | MISO_IN | Internal | Summer | B7 | 400 | 2813 | 403.51 | 56.84 | 56.86 | 0.01 | 0
2015 | MISO_MI_2_MISO_IN | MISO_MI | MISO_IN | Internal | Summer | B8 | 500 | 2813 | 86.93 | 54.39 | 54.4 | 0.01 | 0
2015 | MISO_MI_2_MISO_IN | MISO_MI | MISO_IN | Internal | Summer | B9 | 800 | 2813 | 0 | 53.25 | 53.24 | 0.01 | 0
2015 | MISO_MI_2_MISO_IN | MISO_MI | MISO_IN | Internal | Summer | B10 | 1262 | 2813 | 0 | 52.68 | 52.67 | 0.01 | 0
2015 | MISO_MI_2_MISO_IN | MISO_MI | MISO_IN | Internal | Winter | B16 | 25 | 2813 | 2723.51 | 76.55 | 76.56 | 0.01 | 0
2015 | MISO_MI_2_MISO_IN | MISO_MI | MISO_IN | Internal | Winter | B17 | 100 | 2813 | 434.29 | 68.84 | 68.85 | 0.01 | 0
2015 | MISO_MI_2_MISO_IN | MISO_MI | MISO_IN | Internal | Winter | B18 | 400 | 2813 | 0.03 | 59.64 | 59.64 | 0.01 | 0
2015 | MISO_MI_2_MISO_IN | MISO_MI | MISO_IN | Internal | Winter | B19 | 700 | 2813 | 0.02 | 57.85 | 57.85 | 0.01 | 0
2015 | MISO_MI_2_MISO_IN | MISO_MI | MISO_IN | Internal | Winter | B20 | 935 | 2813 | 0 | 53.82 | 53.81 | 0.01 | 0
2015 | MISO_MI_2_MISO_WUMS | MISO_MI | MISO_WUMS | Internal | Shoulder | B11 | 25 | 805 | 0 | 75.41 | 62.05 | 0.01 | 0
2015 | MISO_MI_2_MISO_WUMS | MISO_MI | MISO_WUMS | Internal | Shoulder | B12 | 200 | 805 | 0 | 66.56 | 62.05 | 0.01 | 0
2015 | MISO_MI_2_MISO_WUMS | MISO_MI | MISO_WUMS | Internal | Shoulder | B13 | 600 | 805 | 0 | 58.7 | 58.68 | 0.01 | 0
2015 | MISO_MI_2_MISO_WUMS | MISO_MI | MISO_WUMS | Internal | Shoulder | B14 | 900 | 805 | 0 | 56.31 | 56.27 | 0.01 | 0
2015 | MISO_MI_2_MISO_WUMS | MISO_MI | MISO_WUMS | Internal | Shoulder | B15 | 1203 | 805 | 0 | 54.78 | 54.07 | 0.01 | 0
2015 | MISO_MI_2_MISO_WUMS | MISO_MI | MISO_WUMS | Internal | Summer | B1 | 10 | 805 | 0.03 | 91.77 | 91.38 | 0.01 | 0
2015 | MISO_MI_2_MISO_WUMS | MISO_MI | MISO_WUMS | Internal | Summer | B2 | 25 | 805 | 0 | 91.77 | 88.26 | 0.01 | 0
2015 | MISO_MI_2_MISO_WUMS | MISO_MI | MISO_WUMS | Internal | Summer | B3 | 75 | 805 | 0.07 | 87.53 | 87.51 | 0.01 | 0
2015 | MISO_MI_2_MISO_WUMS | MISO_MI | MISO_WUMS | Internal | Summer | B4 | 100 | 805 | 0 | 86.7 | 82.77 | 0.01 | 0
2015 | MISO_MI_2_MISO_WUMS | MISO_MI | MISO_WUMS | Internal | Summer | B5 | 200 | 805 | 0 | 75.01 | 62.55 | 0.01 | 0
2015 | MISO_MI_2_MISO_WUMS | MISO_MI | MISO_WUMS | Internal | Summer | B6 | 300 | 805 | 0 | 65.59 | 62.05 | 0.01 | 0
2015 | MISO_MI_2_MISO_WUMS | MISO_MI | MISO_WUMS | Internal | Summer | B7 | 400 | 805 | 0 | 56.84 | 56.82 | 0.01 | 0
2015 | MISO_MI_2_MISO_WUMS | MISO_MI | MISO_WUMS | Internal | Summer | B8 | 500 | 805 | 0.01 | 54.39 | 54.37 | 0.01 | 0
2015 | MISO_MI_2_MISO_WUMS | MISO_MI | MISO_WUMS | Internal | Summer | B9 | 800 | 805 | 0 | 53.25 | 52.91 | 0.01 | 0
2015 | MISO_MI_2_MISO_WUMS | MISO_MI | MISO_WUMS | Internal | Summer | B10 | 1262 | 805 | 0 | 52.68 | 51.84 | 0.01 | 0
2015 | MISO_MI_2_MISO_WUMS | MISO_MI | MISO_WUMS | Internal | Winter | B16 | 25 | 805 | 0.19 | 76.55 | 76.54 | 0.01 | 0
2015 | MISO_MI_2_MISO_WUMS | MISO_MI | MISO_WUMS | Internal | Winter | B17 | 100 | 805 | 0 | 68.84 | 66.52 | 0.01 | 0
2015 | MISO_MI_2_MISO_WUMS | MISO_MI | MISO_WUMS | Internal | Winter | B18 | 400 | 805 | 0.01 | 59.64 | 59.63 | 0.01 | 0
2015 | MISO_MI_2_MISO_WUMS | MISO_MI | MISO_WUMS | Internal | Winter | B19 | 700 | 805 | 0 | 57.85 | 57.84 | 0.01 | 0
2015 | MISO_MI_2_MISO_WUMS | MISO_MI | MISO_WUMS | Internal | Winter | B20 | 935 | 805 | 0 | 53.82 | 53.64 | 0.01 | 0
2015 | MISO_MI_2_PJM_ROR | MISO_MI | PJM_ROR | Internal | Shoulder | B11 | 25 | 1424 | 0 | 75.41 | 75.66 | 2 | 0
2015 | MISO_MI_2_PJM_ROR | MISO_MI | PJM_ROR | Internal | Shoulder | B12 | 200 | 1424 | 0 | 66.56 | 64.62 | 2 | 0
2015 | MISO_MI_2_PJM_ROR | MISO_MI | PJM_ROR | Internal | Shoulder | B13 | 600 | 1424 | 0.02 | 58.7 | 60.69 | 2 | 0
2015 | MISO_MI_2_PJM_ROR | MISO_MI | PJM_ROR | Internal | Shoulder | B14 | 900 | 1424 | 0.01 | 56.31 | 58.3 | 2 | 0
2015 | MISO_MI_2_PJM_ROR | MISO_MI | PJM_ROR | Internal | Shoulder | B15 | 1203 | 1424 | 0 | 54.78 | 54.97 | 2 | 0
2015 | MISO_MI_2_PJM_ROR | MISO_MI | PJM_ROR | Internal | Summer | B1 | 10 | 1424 | 0.03 | 91.77 | 93.38 | 2 | 0
2015 | MISO_MI_2_PJM_ROR | MISO_MI | PJM_ROR | Internal | Summer | B2 | 25 | 1424 | 0 | 91.77 | 90.26 | 2 | 0
2015 | MISO_MI_2_PJM_ROR | MISO_MI | PJM_ROR | Internal | Summer | B3 | 75 | 1424 | 0.17 | 87.53 | 89.51 | 2 | 0
2015 | MISO_MI_2_PJM_ROR | MISO_MI | PJM_ROR | Internal | Summer | B4 | 100 | 1424 | 0 | 86.7 | 84.77 | 2 | 0
2015 | MISO_MI_2_PJM_ROR | MISO_MI | PJM_ROR | Internal | Summer | B5 | 200 | 1424 | 86.98 | 75.01 | 77.01 | 2 | 0
2015 | MISO_MI_2_PJM_ROR | MISO_MI | PJM_ROR | Internal | Summer | B6 | 300 | 1424 | 0 | 65.59 | 67.44 | 2 | 0
2015 | MISO_MI_2_PJM_ROR | MISO_MI | PJM_ROR | Internal | Summer | B7 | 400 | 1424 | 0.03 | 56.84 | 58.83 | 2 | 0
2015 | MISO_MI_2_PJM_ROR | MISO_MI | PJM_ROR | Internal | Summer | B8 | 500 | 1424 | 0.02 | 54.39 | 56.37 | 2 | 0
2015 | MISO_MI_2_PJM_ROR | MISO_MI | PJM_ROR | Internal | Summer | B9 | 800 | 1424 | 0 | 53.25 | 53.74 | 2 | 0
2015 | MISO_MI_2_PJM_ROR | MISO_MI | PJM_ROR | Internal | Summer | B10 | 1262 | 1424 | 0 | 52.68 | 52.23 | 2 | 0
2015 | MISO_MI_2_PJM_ROR | MISO_MI | PJM_ROR | Internal | Winter | B16 | 25 | 1424 | 109.47 | 76.55 | 78.55 | 2 | 0
2015 | MISO_MI_2_PJM_ROR | MISO_MI | PJM_ROR | Internal | Winter | B17 | 100 | 1424 | 0 | 68.84 | 68.53 | 2 | 0
2015 | MISO_MI_2_PJM_ROR | MISO_MI | PJM_ROR | Internal | Winter | B18 | 400 | 1424 | 0.03 | 59.64 | 61.63 | 2 | 0
2015 | MISO_MI_2_PJM_ROR | MISO_MI | PJM_ROR | Internal | Winter | B19 | 700 | 1424 | 470.74 | 57.85 | 59.85 | 2 | 0
2015 | MISO_MI_2_PJM_ROR | MISO_MI | PJM_ROR | Internal | Winter | B20 | 935 | 1424 | 0 | 53.82 | 55.63 | 2 | 0
2015 | MISO_MO-IL_2_ENT | MISO_MO-IL | ENT | Internal | Shoulder | B11 | 25 | 2540 | 0 | 77.68 | 84.82 | 8 | 0
2015 | MISO_MO-IL_2_ENT | MISO_MO-IL | ENT | Internal | Shoulder | B12 | 200 | 2540 | 0 | 62.63 | 59.9 | 8 | 0
2015 | MISO_MO-IL_2_ENT | MISO_MO-IL | ENT | Internal | Shoulder | B13 | 600 | 2540 | 0 | 58.7 | 59.9 | 8 | 0
2015 | MISO_MO-IL_2_ENT | MISO_MO-IL | ENT | Internal | Shoulder | B14 | 900 | 2540 | 0 | 56.31 | 59.47 | 8 | 0
2015 | MISO_MO-IL_2_ENT | MISO_MO-IL | ENT | Internal | Shoulder | B15 | 1203 | 2540 | 0 | 54.78 | 59.47 | 8 | 0
2015 | MISO_MO-IL_2_ENT | MISO_MO-IL | ENT | Internal | Summer | B1 | 10 | 2540 | 0 | 91.39 | 91.38 | 8 | 0
2015 | MISO_MO-IL_2_ENT | MISO_MO-IL | ENT | Internal | Summer | B2 | 25 | 2540 | 0 | 88.74 | 89.87 | 8 | 0
2015 | MISO_MO-IL_2_ENT | MISO_MO-IL | ENT | Internal | Summer | B3 | 75 | 2540 | 0 | 88.74 | 89.87 | 8 | 0
2015 | MISO_MO-IL_2_ENT | MISO_MO-IL | ENT | Internal | Summer | B4 | 100 | 2540 | 0 | 86.75 | 89.77 | 8 | 0
2015 | MISO_MO-IL_2_ENT | MISO_MO-IL | ENT | Internal | Summer | B5 | 200 | 2540 | 634.38 | 75.07 | 83.07 | 8 | 0
2015 | MISO_MO-IL_2_ENT | MISO_MO-IL | ENT | Internal | Summer | B6 | 300 | 2540 | 0.2 | 65.59 | 73.59 | 8 | 0
2015 | MISO_MO-IL_2_ENT | MISO_MO-IL | ENT | Internal | Summer | B7 | 400 | 2540 | 0 | 56.84 | 64.18 | 8 | 0
2015 | MISO_MO-IL_2_ENT | MISO_MO-IL | ENT | Internal | Summer | B8 | 500 | 2540 | 0 | 54.39 | 58.69 | 8 | 0
2015 | MISO_MO-IL_2_ENT | MISO_MO-IL | ENT | Internal | Summer | B9 | 800 | 2540 | 0 | 52.93 | 58.26 | 8 | 0
2015 | MISO_MO-IL_2_ENT | MISO_MO-IL | ENT | Internal | Summer | B10 | 1262 | 2540 | 0 | 51.84 | 56.32 | 8 | 0
2015 | MISO_MO-IL_2_ENT | MISO_MO-IL | ENT | Internal | Winter | B16 | 25 | 2540 | 0 | 76.55 | 77.89 | 8 | 0
2015 | MISO_MO-IL_2_ENT | MISO_MO-IL | ENT | Internal | Winter | B17 | 100 | 2540 | 0 | 66.53 | 62.34 | 8 | 0
2015 | MISO_MO-IL_2_ENT | MISO_MO-IL | ENT | Internal | Winter | B18 | 400 | 2540 | 0 | 59.63 | 62.34 | 8 | 0
2015 | MISO_MO-IL_2_ENT | MISO_MO-IL | ENT | Internal | Winter | B19 | 700 | 2540 | 0 | 57.84 | 61.89 | 8 | 0
2015 | MISO_MO-IL_2_ENT | MISO_MO-IL | ENT | Internal | Winter | B20 | 935 | 2540 | 0 | 53.63 | 59.83 | 8 | 0
2015 | MISO_MO-IL_2_MISO_IN | MISO_MO-IL | MISO_IN | Internal | Shoulder | B11 | 25 | 2100 | 12.79 | 77.68 | 77.69 | 0.01 | 0
2015 | MISO_MO-IL_2_MISO_IN | MISO_MO-IL | MISO_IN | Internal | Shoulder | B12 | 200 | 2100 | 2100 | 62.63 | 66.57 | 0.01 | 3.93
2015 | MISO_MO-IL_2_MISO_IN | MISO_MO-IL | MISO_IN | Internal | Shoulder | B13 | 600 | 2100 | 1447.64 | 58.7 | 58.71 | 0.01 | 0
2015 | MISO_MO-IL_2_MISO_IN | MISO_MO-IL | MISO_IN | Internal | Shoulder | B14 | 900 | 2100 | 1296.78 | 56.31 | 56.33 | 0.01 | 0
2015 | MISO_MO-IL_2_MISO_IN | MISO_MO-IL | MISO_IN | Internal | Shoulder | B15 | 1203 | 2100 | 259.04 | 54.78 | 54.79 | 0.01 | 0
2015 | MISO_MO-IL_2_MISO_IN | MISO_MO-IL | MISO_IN | Internal | Summer | B1 | 10 | 2100 | 2099.97 | 91.39 | 91.79 | 0.01 | 0.38
2015 | MISO_MO-IL_2_MISO_IN | MISO_MO-IL | MISO_IN | Internal | Summer | B2 | 25 | 2100 | 2100 | 88.74 | 91.79 | 0.01 | 3.04
2015 | MISO_MO-IL_2_MISO_IN | MISO_MO-IL | MISO_IN | Internal | Summer | B3 | 75 | 2100 | 803.67 | 88.74 | 88.75 | 0.01 | 0
2015 | MISO_MO-IL_2_MISO_IN | MISO_MO-IL | MISO_IN | Internal | Summer | B4 | 100 | 2100 | 279.11 | 86.75 | 86.77 | 0.01 | 0
2015 | MISO_MO-IL_2_MISO_IN | MISO_MO-IL | MISO_IN | Internal | Summer | B5 | 200 | 2100 | 215.14 | 75.07 | 75.09 | 0.01 | 0
2015 | MISO_MO-IL_2_MISO_IN | MISO_MO-IL | MISO_IN | Internal | Summer | B6 | 300 | 2100 | 604.31 | 65.59 | 65.6 | 0.01 | 0
2015 | MISO_MO-IL_2_MISO_IN | MISO_MO-IL | MISO_IN | Internal | Summer | B7 | 400 | 2100 | 1052.64 | 56.84 | 56.86 | 0.01 | 0
2015 | MISO_MO-IL_2_MISO_IN | MISO_MO-IL | MISO_IN | Internal | Summer | B8 | 500 | 2100 | 1224.33 | 54.39 | 54.4 | 0.01 | 0
2015 | MISO_MO-IL_2_MISO_IN | MISO_MO-IL | MISO_IN | Internal | Summer | B9 | 800 | 2100 | 2100 | 52.93 | 53.24 | 0.01 | 0.3
2015 | MISO_MO-IL_2_MISO_IN | MISO_MO-IL | MISO_IN | Internal | Summer | B10 | 1262 | 2100 | 2100 | 51.84 | 52.67 | 0.01 | 0.82
2015 | MISO_MO-IL_2_MISO_IN | MISO_MO-IL | MISO_IN | Internal | Winter | B16 | 25 | 2100 | 1663.63 | 76.55 | 76.56 | 0.01 | 0
2015 | MISO_MO-IL_2_MISO_IN | MISO_MO-IL | MISO_IN | Internal | Winter | B17 | 100 | 2100 | 2100 | 66.53 | 68.85 | 0.01 | 2.31
2015 | MISO_MO-IL_2_MISO_IN | MISO_MO-IL | MISO_IN | Internal | Winter | B18 | 400 | 2100 | 1501.53 | 59.63 | 59.64 | 0.01 | 0
2015 | MISO_MO-IL_2_MISO_IN | MISO_MO-IL | MISO_IN | Internal | Winter | B19 | 700 | 2100 | 1123.45 | 57.84 | 57.85 | 0.01 | 0
2015 | MISO_MO-IL_2_MISO_IN | MISO_MO-IL | MISO_IN | Internal | Winter | B20 | 935 | 2100 | 2100 | 53.63 | 53.81 | 0.01 | 0.16
2015 | MISO_MO-IL_2_MISO_W | MISO_MO-IL | MISO_W | Internal | Shoulder | B11 | 25 | 1082 | 0.21 | 77.68 | 77.66 | 0.01 | 0
2015 | MISO_MO-IL_2_MISO_W | MISO_MO-IL | MISO_W | Internal | Shoulder | B12 | 200 | 1082 | 0.03 | 62.63 | 62.62 | 0.01 | 0
2015 | MISO_MO-IL_2_MISO_W | MISO_MO-IL | MISO_W | Internal | Shoulder | B13 | 600 | 1082 | 0 | 58.7 | 58.69 | 0.01 | 0
2015 | MISO_MO-IL_2_MISO_W | MISO_MO-IL | MISO_W | Internal | Shoulder | B14 | 900 | 1082 | 0 | 56.31 | 56.3 | 0.01 | 0
2015 | MISO_MO-IL_2_MISO_W | MISO_MO-IL | MISO_W | Internal | Shoulder | B15 | 1203 | 1082 | 0 | 54.78 | 54.76 | 0.01 | 0
2015 | MISO_MO-IL_2_MISO_W | MISO_MO-IL | MISO_W | Internal | Summer | B1 | 10 | 1082 | 0.52 | 91.39 | 91.38 | 0.01 | 0
2015 | MISO_MO-IL_2_MISO_W | MISO_MO-IL | MISO_W | Internal | Summer | B2 | 25 | 1082 | 0.21 | 88.74 | 88.73 | 0.01 | 0
2015 | MISO_MO-IL_2_MISO_W | MISO_MO-IL | MISO_W | Internal | Summer | B3 | 75 | 1082 | 0.07 | 88.74 | 88.73 | 0.01 | 0
2015 | MISO_MO-IL_2_MISO_W | MISO_MO-IL | MISO_W | Internal | Summer | B4 | 100 | 1082 | 0.06 | 86.75 | 86.74 | 0.01 | 0
2015 | MISO_MO-IL_2_MISO_W | MISO_MO-IL | MISO_W | Internal | Summer | B5 | 200 | 1082 | 0.03 | 75.07 | 75.06 | 0.01 | 0
2015 | MISO_MO-IL_2_MISO_W | MISO_MO-IL | MISO_W | Internal | Summer | B6 | 300 | 1082 | 286.84 | 65.59 | 65.6 | 0.01 | 0
2015 | MISO_MO-IL_2_MISO_W | MISO_MO-IL | MISO_W | Internal | Summer | B7 | 400 | 1082 | 0.01 | 56.84 | 56.83 | 0.01 | 0
2015 | MISO_MO-IL_2_MISO_W | MISO_MO-IL | MISO_W | Internal | Summer | B8 | 500 | 1082 | 0.01 | 54.39 | 54.37 | 0.01 | 0
2015 | MISO_MO-IL_2_MISO_W | MISO_MO-IL | MISO_W | Internal | Summer | B9 | 800 | 1082 | 0 | 52.93 | 52.92 | 0.01 | 0
2015 | MISO_MO-IL_2_MISO_W | MISO_MO-IL | MISO_W | Internal | Summer | B10 | 1262 | 1082 | 0 | 51.84 | 51.82 | 0.01 | 0
2015 | MISO_MO-IL_2_MISO_W | MISO_MO-IL | MISO_W | Internal | Winter | B16 | 25 | 1082 | 0.37 | 76.55 | 76.55 | 0.01 | 0
2015 | MISO_MO-IL_2_MISO_W | MISO_MO-IL | MISO_W | Internal | Winter | B17 | 100 | 1082 | 0.1 | 66.53 | 66.53 | 0.01 | 0
2015 | MISO_MO-IL_2_MISO_W | MISO_MO-IL | MISO_W | Internal | Winter | B18 | 400 | 1082 | 0.03 | 59.63 | 59.63 | 0.01 | 0
2015 | MISO_MO-IL_2_MISO_W | MISO_MO-IL | MISO_W | Internal | Winter | B19 | 700 | 1082 | 855.04 | 57.84 | 57.85 | 0.01 | 0
2015 | MISO_MO-IL_2_MISO_W | MISO_MO-IL | MISO_W | Internal | Winter | B20 | 935 | 1082 | 0.01 | 53.63 | 53.63 | 0.01 | 0
2015 | MISO_MO-IL_2_PJM_ROR | MISO_MO-IL | PJM_ROR | Internal | Shoulder | B11 | 25 | 1212 | 0 | 77.68 | 75.66 | 2 | 0
2015 | MISO_MO-IL_2_PJM_ROR | MISO_MO-IL | PJM_ROR | Internal | Shoulder | B12 | 200 | 1212 | 0.05 | 62.63 | 64.62 | 2 | 0
2015 | MISO_MO-IL_2_PJM_ROR | MISO_MO-IL | PJM_ROR | Internal | Shoulder | B13 | 600 | 1212 | 0.02 | 58.7 | 60.69 | 2 | 0
2015 | MISO_MO-IL_2_PJM_ROR | MISO_MO-IL | PJM_ROR | Internal | Shoulder | B14 | 900 | 1212 | 0.01 | 56.31 | 58.3 | 2 | 0
2015 | MISO_MO-IL_2_PJM_ROR | MISO_MO-IL | PJM_ROR | Internal | Shoulder | B15 | 1203 | 1212 | 0 | 54.78 | 54.97 | 2 | 0
2015 | MISO_MO-IL_2_PJM_ROR | MISO_MO-IL | PJM_ROR | Internal | Summer | B1 | 10 | 1212 | 1.03 | 91.39 | 93.38 | 2 | 0
2015 | MISO_MO-IL_2_PJM_ROR | MISO_MO-IL | PJM_ROR | Internal | Summer | B2 | 25 | 1212 | 0.01 | 88.74 | 90.26 | 2 | 0
2015 | MISO_MO-IL_2_PJM_ROR | MISO_MO-IL | PJM_ROR | Internal | Summer | B3 | 75 | 1212 | 0 | 88.74 | 89.51 | 2 | 0
2015 | MISO_MO-IL_2_PJM_ROR | MISO_MO-IL | PJM_ROR | Internal | Summer | B4 | 100 | 1212 | 0 | 86.75 | 84.77 | 2 | 0
2015 | MISO_MO-IL_2_PJM_ROR | MISO_MO-IL | PJM_ROR | Internal | Summer | B5 | 200 | 1212 | 0.01 | 75.07 | 77.01 | 2 | 0
2015 | MISO_MO-IL_2_PJM_ROR | MISO_MO-IL | PJM_ROR | Internal | Summer | B6 | 300 | 1212 | 0 | 65.59 | 67.44 | 2 | 0
2015 | MISO_MO-IL_2_PJM_ROR | MISO_MO-IL | PJM_ROR | Internal | Summer | B7 | 400 | 1212 | 0.03 | 56.84 | 58.83 | 2 | 0
2015 | MISO_MO-IL_2_PJM_ROR | MISO_MO-IL | PJM_ROR | Internal | Summer | B8 | 500 | 1212 | 0.02 | 54.39 | 56.37 | 2 | 0
2015 | MISO_MO-IL_2_PJM_ROR | MISO_MO-IL | PJM_ROR | Internal | Summer | B9 | 800 | 1212 | 0 | 52.93 | 53.74 | 2 | 0
2015 | MISO_MO-IL_2_PJM_ROR | MISO_MO-IL | PJM_ROR | Internal | Summer | B10 | 1262 | 1212 | 0 | 51.84 | 52.23 | 2 | 0
2015 | MISO_MO-IL_2_PJM_ROR | MISO_MO-IL | PJM_ROR | Internal | Winter | B16 | 25 | 1212 | 53.69 | 76.55 | 78.55 | 2 | 0
2015 | MISO_MO-IL_2_PJM_ROR | MISO_MO-IL | PJM_ROR | Internal | Winter | B17 | 100 | 1212 | 169.86 | 66.53 | 68.53 | 2 | 0
2015 | MISO_MO-IL_2_PJM_ROR | MISO_MO-IL | PJM_ROR | Internal | Winter | B18 | 400 | 1212 | 1066.06 | 59.63 | 61.63 | 2 | 0
2015 | MISO_MO-IL_2_PJM_ROR | MISO_MO-IL | PJM_ROR | Internal | Winter | B19 | 700 | 1212 | 1211.98 | 57.84 | 59.85 | 2 | 0.01
2015 | MISO_MO-IL_2_PJM_ROR | MISO_MO-IL | PJM_ROR | Internal | Winter | B20 | 935 | 1212 | 144.69 | 53.63 | 55.63 | 2 | 0
2015 | MISO_MO-IL_2_SPP_N | MISO_MO-IL | SPP_N | Internal | Shoulder | B11 | 25 | 4019 | 0 | 77.68 | 84.66 | 8 | 0
2015 | MISO_MO-IL_2_SPP_N | MISO_MO-IL | SPP_N | Internal | Shoulder | B12 | 200 | 4019 | 0 | 62.63 | 60.09 | 8 | 0
2015 | MISO_MO-IL_2_SPP_N | MISO_MO-IL | SPP_N | Internal | Shoulder | B13 | 600 | 4019 | 0 | 58.7 | 59.45 | 8 | 0
2015 | MISO_MO-IL_2_SPP_N | MISO_MO-IL | SPP_N | Internal | Shoulder | B14 | 900 | 4019 | 0 | 56.31 | 57.4 | 8 | 0
2015 | MISO_MO-IL_2_SPP_N | MISO_MO-IL | SPP_N | Internal | Shoulder | B15 | 1203 | 4019 | 0 | 54.78 | 57.38 | 8 | 0
2015 | MISO_MO-IL_2_SPP_N | MISO_MO-IL | SPP_N | Internal | Summer | B1 | 10 | 4019 | 0 | 91.39 | 92.6 | 8 | 0
2015 | MISO_MO-IL_2_SPP_N | MISO_MO-IL | SPP_N | Internal | Summer | B2 | 25 | 4019 | 0 | 88.74 | 92.6 | 8 | 0
2015 | MISO_MO-IL_2_SPP_N | MISO_MO-IL | SPP_N | Internal | Summer | B3 | 75 | 4019 | 0 | 88.74 | 92.6 | 8 | 0
2015 | MISO_MO-IL_2_SPP_N | MISO_MO-IL | SPP_N | Internal | Summer | B4 | 100 | 4019 | 0 | 86.75 | 92.6 | 8 | 0
2015 | MISO_MO-IL_2_SPP_N | MISO_MO-IL | SPP_N | Internal | Summer | B5 | 200 | 4019 | 0 | 75.07 | 82.06 | 8 | 0
2015 | MISO_MO-IL_2_SPP_N | MISO_MO-IL | SPP_N | Internal | Summer | B6 | 300 | 4019 | 0 | 65.59 | 72.6 | 8 | 0
2015 | MISO_MO-IL_2_SPP_N | MISO_MO-IL | SPP_N | Internal | Summer | B7 | 400 | 4019 | 0 | 56.84 | 60.65 | 8 | 0
2015 | MISO_MO-IL_2_SPP_N | MISO_MO-IL | SPP_N | Internal | Summer | B8 | 500 | 4019 | 0 | 54.39 | 58.68 | 8 | 0
2015 | MISO_MO-IL_2_SPP_N | MISO_MO-IL | SPP_N | Internal | Summer | B9 | 800 | 4019 | 0 | 52.93 | 56.11 | 8 | 0
2015 | MISO_MO-IL_2_SPP_N | MISO_MO-IL | SPP_N | Internal | Summer | B10 | 1262 | 4019 | 0 | 51.84 | 55.99 | 8 | 0
2015 | MISO_MO-IL_2_SPP_N | MISO_MO-IL | SPP_N | Internal | Winter | B16 | 25 | 4019 | 0 | 76.55 | 72.89 | 8 | 0
2015 | MISO_MO-IL_2_SPP_N | MISO_MO-IL | SPP_N | Internal | Winter | B17 | 100 | 4019 | 0 | 66.53 | 61.54 | 8 | 0
2015 | MISO_MO-IL_2_SPP_N | MISO_MO-IL | SPP_N | Internal | Winter | B18 | 400 | 4019 | 0 | 59.63 | 59.84 | 8 | 0
2015 | MISO_MO-IL_2_SPP_N | MISO_MO-IL | SPP_N | Internal | Winter | B19 | 700 | 4019 | 0 | 57.84 | 59.72 | 8 | 0
2015 | MISO_MO-IL_2_SPP_N | MISO_MO-IL | SPP_N | Internal | Winter | B20 | 935 | 4019 | 0 | 53.63 | 57.5 | 8 | 0
2015 | MISO_MO-IL_2_TVA_Transmission | MISO_MO-IL | TVA_Transmission | Internal | Shoulder | B11 | 25 | 4000 | 0 | 77.68 | 81.66 | 8 | 0
2015 | MISO_MO-IL_2_TVA_Transmission | MISO_MO-IL | TVA_Transmission | Internal | Shoulder | B12 | 200 | 4000 | 0 | 62.63 | 66.61 | 8 | 0
2015 | MISO_MO-IL_2_TVA_Transmission | MISO_MO-IL | TVA_Transmission | Internal | Shoulder | B13 | 600 | 4000 | 0 | 58.7 | 63.42 | 8 | 0
2015 | MISO_MO-IL_2_TVA_Transmission | MISO_MO-IL | TVA_Transmission | Internal | Shoulder | B14 | 900 | 4000 | 0 | 56.31 | 62.43 | 8 | 0
2015 | MISO_MO-IL_2_TVA_Transmission | MISO_MO-IL | TVA_Transmission | Internal | Shoulder | B15 | 1203 | 4000 | 0 | 54.78 | 60.97 | 8 | 0
2015 | MISO_MO-IL_2_TVA_Transmission | MISO_MO-IL | TVA_Transmission | Internal | Summer | B1 | 10 | 4000 | 1.12 | 91.39 | 99.38 | 8 | 0
2015 | MISO_MO-IL_2_TVA_Transmission | MISO_MO-IL | TVA_Transmission | Internal | Summer | B2 | 25 | 4000 | 103.97 | 88.74 | 96.74 | 8 | 0
2015 | MISO_MO-IL_2_TVA_Transmission | MISO_MO-IL | TVA_Transmission | Internal | Summer | B3 | 75 | 4000 | 0 | 88.74 | 95.51 | 8 | 0
2015 | MISO_MO-IL_2_TVA_Transmission | MISO_MO-IL | TVA_Transmission | Internal | Summer | B4 | 100 | 4000 | 0 | 86.75 | 90.77 | 8 | 0
2015 | MISO_MO-IL_2_TVA_Transmission | MISO_MO-IL | TVA_Transmission | Internal | Summer | B5 | 200 | 4000 | 0 | 75.07 | 82.56 | 8 | 0
2015 | MISO_MO-IL_2_TVA_Transmission | MISO_MO-IL | TVA_Transmission | Internal | Summer | B6 | 300 | 4000 | 0 | 65.59 | 71.44 | 8 | 0
2015 | MISO_MO-IL_2_TVA_Transmission | MISO_MO-IL | TVA_Transmission | Internal | Summer | B7 | 400 | 4000 | 0 | 56.84 | 63.64 | 8 | 0
2015 | MISO_MO-IL_2_TVA_Transmission | MISO_MO-IL | TVA_Transmission | Internal | Summer | B8 | 500 | 4000 | 0 | 54.39 | 61.1 | 8 | 0
2015 | MISO_MO-IL_2_TVA_Transmission | MISO_MO-IL | TVA_Transmission | Internal | Summer | B9 | 800 | 4000 | 0 | 52.93 | 59.74 | 8 | 0
2015 | MISO_MO-IL_2_TVA_Transmission | MISO_MO-IL | TVA_Transmission | Internal | Summer | B10 | 1262 | 4000 | 0 | 51.84 | 58.07 | 8 | 0
2015 | MISO_MO-IL_2_TVA_Transmission | MISO_MO-IL | TVA_Transmission | Internal | Winter | B16 | 25 | 4000 | 63.63 | 76.55 | 84.55 | 8 | 0
2015 | MISO_MO-IL_2_TVA_Transmission | MISO_MO-IL | TVA_Transmission | Internal | Winter | B17 | 100 | 4000 | 0 | 66.53 | 69.16 | 8 | 0
2015 | MISO_MO-IL_2_TVA_Transmission | MISO_MO-IL | TVA_Transmission | Internal | Winter | B18 | 400 | 4000 | 0 | 59.63 | 64.27 | 8 | 0
2015 | MISO_MO-IL_2_TVA_Transmission | MISO_MO-IL | TVA_Transmission | Internal | Winter | B19 | 700 | 4000 | 0 | 57.84 | 62.73 | 8 | 0
2015 | MISO_MO-IL_2_TVA_Transmission | MISO_MO-IL | TVA_Transmission | Internal | Winter | B20 | 935 | 4000 | 143.86 | 53.63 | 61.63 | 8 | 0
2015 | MISO_W_2_IESO | MISO_W | IESO | Internal | Shoulder | B11 | 25 | 157 | 0 | 77.66 | 47.78 | 8 | 0
2015 | MISO_W_2_IESO | MISO_W | IESO | Internal | Shoulder | B12 | 200 | 157 | 0 | 62.62 | 47.78 | 8 | 0
2015 | MISO_W_2_IESO | MISO_W | IESO | Internal | Shoulder | B13 | 600 | 157 | 0 | 58.69 | 47.78 | 8 | 0
2015 | MISO_W_2_IESO | MISO_W | IESO | Internal | Shoulder | B14 | 900 | 157 | 0 | 56.3 | 47.78 | 8 | 0
2015 | MISO_W_2_IESO | MISO_W | IESO | Internal | Shoulder | B15 | 1203 | 157 | 0 | 54.76 | 47.78 | 8 | 0
2015 | MISO_W_2_IESO | MISO_W | IESO | Internal | Summer | B1 | 10 | 157 | 0 | 91.38 | 84.77 | 8 | 0
2015 | MISO_W_2_IESO | MISO_W | IESO | Internal | Summer | B2 | 25 | 157 | 0 | 88.73 | 81.73 | 8 | 0
2015 | MISO_W_2_IESO | MISO_W | IESO | Internal | Summer | B3 | 75 | 157 | 0 | 88.73 | 72.55 | 8 | 0
2015 | MISO_W_2_IESO | MISO_W | IESO | Internal | Summer | B4 | 100 | 157 | 0 | 86.74 | 69.74 | 8 | 0
2015 | MISO_W_2_IESO | MISO_W | IESO | Internal | Summer | B5 | 200 | 157 | 0 | 75.06 | 62.03 | 8 | 0
2015 | MISO_W_2_IESO | MISO_W | IESO | Internal | Summer | B6 | 300 | 157 | 0 | 65.6 | 45.29 | 8 | 0
2015 | MISO_W_2_IESO | MISO_W | IESO | Internal | Summer | B7 | 400 | 157 | 0 | 56.83 | 45.29 | 8 | 0
2015 | MISO_W_2_IESO | MISO_W | IESO | Internal | Summer | B8 | 500 | 157 | 0 | 54.37 | 45.29 | 8 | 0
2015 | MISO_W_2_IESO | MISO_W | IESO | Internal | Summer | B9 | 800 | 157 | 0 | 52.92 | 45.29 | 8 | 0
2015 | MISO_W_2_IESO | MISO_W | IESO | Internal | Summer | B10 | 1262 | 157 | 0 | 51.82 | 45.29 | 8 | 0
2015 | MISO_W_2_IESO | MISO_W | IESO | Internal | Winter | B16 | 25 | 157 | 0 | 76.55 | 63.54 | 8 | 0
2015 | MISO_W_2_IESO | MISO_W | IESO | Internal | Winter | B17 | 100 | 157 | 0 | 66.53 | 54.59 | 8 | 0
2015 | MISO_W_2_IESO | MISO_W | IESO | Internal | Winter | B18 | 400 | 157 | 0 | 59.63 | 47.25 | 8 | 0
2015 | MISO_W_2_IESO | MISO_W | IESO | Internal | Winter | B19 | 700 | 157 | 0 | 57.85 | 47.25 | 8 | 0
2015 | MISO_W_2_IESO | MISO_W | IESO | Internal | Winter | B20 | 935 | 157 | 0 | 53.63 | 47.25 | 8 | 0
2015 | MISO_W_2_MAPP_CA | MISO_W | MAPP_CA | Internal | Shoulder | B11 | 25 | 700 | 0 | 77.66 | 70.97 | 0.01 | 0
2015 | MISO_W_2_MAPP_CA | MISO_W | MAPP_CA | Internal | Shoulder | B12 | 200 | 700 | 0.03 | 62.62 | 62.6 | 0.01 | 0
2015 | MISO_W_2_MAPP_CA | MISO_W | MAPP_CA | Internal | Shoulder | B13 | 600 | 700 | 0 | 58.69 | 58.68 | 0.01 | 0
2015 | MISO_W_2_MAPP_CA | MISO_W | MAPP_CA | Internal | Shoulder | B14 | 900 | 700 | 0 | 56.3 | 56.29 | 0.01 | 0
2015 | MISO_W_2_MAPP_CA | MISO_W | MAPP_CA | Internal | Shoulder | B15 | 1203 | 700 | 700 | 54.76 | 56.29 | 0.01 | 1.51
2015 | MISO_W_2_MAPP_CA | MISO_W | MAPP_CA | Internal | Summer | B1 | 10 | 700 | 0 | 91.38 | 76.77 | 0.01 | 0
2015 | MISO_W_2_MAPP_CA | MISO_W | MAPP_CA | Internal | Summer | B2 | 25 | 700 | 0 | 88.73 | 77.38 | 0.01 | 0
2015 | MISO_W_2_MAPP_CA | MISO_W | MAPP_CA | Internal | Summer | B3 | 75 | 700 | 0 | 88.73 | 77.38 | 0.01 | 0
2015 | MISO_W_2_MAPP_CA | MISO_W | MAPP_CA | Internal | Summer | B4 | 100 | 700 | 0 | 86.74 | 75.73 | 0.01 | 0
2015 | MISO_W_2_MAPP_CA | MISO_W | MAPP_CA | Internal | Summer | B5 | 200 | 700 | 0 | 75.06 | 70.97 | 0.01 | 0
2015 | MISO_W_2_MAPP_CA | MISO_W | MAPP_CA | Internal | Summer | B6 | 300 | 700 | 0.02 | 65.6 | 65.59 | 0.01 | 0
2015 | MISO_W_2_MAPP_CA | MISO_W | MAPP_CA | Internal | Summer | B7 | 400 | 700 | 0.01 | 56.83 | 56.82 | 0.01 | 0
2015 | MISO_W_2_MAPP_CA | MISO_W | MAPP_CA | Internal | Summer | B8 | 500 | 700 | 0.01 | 54.37 | 54.36 | 0.01 | 0
2015 | MISO_W_2_MAPP_CA | MISO_W | MAPP_CA | Internal | Summer | B9 | 800 | 700 | 0 | 52.92 | 52.91 | 0.01 | 0
2015 | MISO_W_2_MAPP_CA | MISO_W | MAPP_CA | Internal | Summer | B10 | 1262 | 700 | 700 | 51.82 | 52.91 | 0.01 | 1.07
2015 | MISO_W_2_MAPP_CA | MISO_W | MAPP_CA | Internal | Winter | B16 | 25 | 700 | 0.2 | 76.55 | 76.54 | 0.01 | 0
2015 | MISO_W_2_MAPP_CA | MISO_W | MAPP_CA | Internal | Winter | B17 | 100 | 700 | 0.05 | 66.53 | 66.52 | 0.01 | 0
2015 | MISO_W_2_MAPP_CA | MISO_W | MAPP_CA | Internal | Winter | B18 | 400 | 700 | 0.01 | 59.63 | 59.62 | 0.01 | 0
2015 | MISO_W_2_MAPP_CA | MISO_W | MAPP_CA | Internal | Winter | B19 | 700 | 700 | 465.37 | 57.85 | 57.86 | 0.01 | 0
2015 | MISO_W_2_MAPP_CA | MISO_W | MAPP_CA | Internal | Winter | B20 | 935 | 700 | 700 | 53.63 | 57.86 | 0.01 | 4.22
2015 | MISO_W_2_MAPP_US | MISO_W | MAPP_US | Internal | Shoulder | B11 | 25 | 2300 | 0 | 77.66 | 77.65 | 7 | 0
2015 | MISO_W_2_MAPP_US | MISO_W | MAPP_US | Internal | Shoulder | B12 | 200 | 2300 | 0 | 62.62 | 55.62 | 7 | 0
2015 | MISO_W_2_MAPP_US | MISO_W | MAPP_US | Internal | Shoulder | B13 | 600 | 2300 | 0 | 58.69 | 55.45 | 7 | 0
2015 | MISO_W_2_MAPP_US | MISO_W | MAPP_US | Internal | Shoulder | B14 | 900 | 2300 | 0 | 56.3 | 55.45 | 7 | 0
2015 | MISO_W_2_MAPP_US | MISO_W | MAPP_US | Internal | Shoulder | B15 | 1203 | 2300 | 0 | 54.76 | 55.45 | 7 | 0
2015 | MISO_W_2_MAPP_US | MISO_W | MAPP_US | Internal | Summer | B1 | 10 | 2300 | 0 | 91.38 | 84.38 | 7 | 0
2015 | MISO_W_2_MAPP_US | MISO_W | MAPP_US | Internal | Summer | B2 | 25 | 2300 | 0 | 88.73 | 84.38 | 7 | 0
2015 | MISO_W_2_MAPP_US | MISO_W | MAPP_US | Internal | Summer | B3 | 75 | 2300 | 0 | 88.73 | 84.38 | 7 | 0
2015 | MISO_W_2_MAPP_US | MISO_W | MAPP_US | Internal | Summer | B4 | 100 | 2300 | 0 | 86.74 | 82.73 | 7 | 0
2015 | MISO_W_2_MAPP_US | MISO_W | MAPP_US | Internal | Summer | B5 | 200 | 2300 | 0 | 75.06 | 75.05 | 7 | 0
2015 | MISO_W_2_MAPP_US | MISO_W | MAPP_US | Internal | Summer | B6 | 300 | 2300 | 0 | 65.6 | 63.99 | 7 | 0
2015 | MISO_W_2_MAPP_US | MISO_W | MAPP_US | Internal | Summer | B7 | 400 | 2300 | 0 | 56.83 | 53.64 | 7 | 0
2015 | MISO_W_2_MAPP_US | MISO_W | MAPP_US | Internal | Summer | B8 | 500 | 2300 | 0 | 54.37 | 52.68 | 7 | 0
2015 | MISO_W_2_MAPP_US | MISO_W | MAPP_US | Internal | Summer | B9 | 800 | 2300 | 0 | 52.92 | 52.68 | 7 | 0
2015 | MISO_W_2_MAPP_US | MISO_W | MAPP_US | Internal | Summer | B10 | 1262 | 2300 | 0 | 51.82 | 52.68 | 7 | 0
2015 | MISO_W_2_MAPP_US | MISO_W | MAPP_US | Internal | Winter | B16 | 25 | 2300 | 0 | 76.55 | 69.55 | 7 | 0
2015 | MISO_W_2_MAPP_US | MISO_W | MAPP_US | Internal | Winter | B17 | 100 | 2300 | 0 | 66.53 | 59.53 | 7 | 0
2015 | MISO_W_2_MAPP_US | MISO_W | MAPP_US | Internal | Winter | B18 | 400 | 2300 | 0 | 59.63 | 58.09 | 7 | 0
2015 | MISO_W_2_MAPP_US | MISO_W | MAPP_US | Internal | Winter | B19 | 700 | 2300 | 0 | 57.85 | 58.09 | 7 | 0
2015 | MISO_W_2_MAPP_US | MISO_W | MAPP_US | Internal | Winter | B20 | 935 | 2300 | 0 | 53.63 | 58.09 | 7 | 0
2015 | MISO_W_2_MISO_MO-IL | MISO_W | MISO_MO-IL | Internal | Shoulder | B11 | 25 | 3922 | 953.37 | 77.66 | 77.68 | 0.01 | 0
2015 | MISO_W_2_MISO_MO-IL | MISO_W | MISO_MO-IL | Internal | Shoulder | B12 | 200 | 3922 | 2412.7 | 62.62 | 62.63 | 0.01 | 0
2015 | MISO_W_2_MISO_MO-IL | MISO_W | MISO_MO-IL | Internal | Shoulder | B13 | 600 | 3922 | 1417.8 | 58.69 | 58.7 | 0.01 | 0
2015 | MISO_W_2_MISO_MO-IL | MISO_W | MISO_MO-IL | Internal | Shoulder | B14 | 900 | 3922 | 1391.59 | 56.3 | 56.31 | 0.01 | 0
2015 | MISO_W_2_MISO_MO-IL | MISO_W | MISO_MO-IL | Internal | Shoulder | B15 | 1203 | 3922 | 181 | 54.76 | 54.78 | 0.01 | 0
2015 | MISO_W_2_MISO_MO-IL | MISO_W | MISO_MO-IL | Internal | Summer | B1 | 10 | 3922 | 118.62 | 91.38 | 91.39 | 0.01 | 0
2015 | MISO_W_2_MISO_MO-IL | MISO_W | MISO_MO-IL | Internal | Summer | B2 | 25 | 3922 | 1408.9 | 88.73 | 88.74 | 0.01 | 0
2015 | MISO_W_2_MISO_MO-IL | MISO_W | MISO_MO-IL | Internal | Summer | B3 | 75 | 3922 | 1403.95 | 88.73 | 88.74 | 0.01 | 0
2015 | MISO_W_2_MISO_MO-IL | MISO_W | MISO_MO-IL | Internal | Summer | B4 | 100 | 3922 | 290.12 | 86.74 | 86.75 | 0.01 | 0
2015 | MISO_W_2_MISO_MO-IL | MISO_W | MISO_MO-IL | Internal | Summer | B5 | 200 | 3922 | 458.68 | 75.06 | 75.07 | 0.01 | 0
2015 | MISO_W_2_MISO_MO-IL | MISO_W | MISO_MO-IL | Internal | Summer | B6 | 300 | 3922 | 0.02 | 65.6 | 65.59 | 0.01 | 0
2015 | MISO_W_2_MISO_MO-IL | MISO_W | MISO_MO-IL | Internal | Summer | B7 | 400 | 3922 | 689.87 | 56.83 | 56.84 | 0.01 | 0
2015 | MISO_W_2_MISO_MO-IL | MISO_W | MISO_MO-IL | Internal | Summer | B8 | 500 | 3922 | 442.56 | 54.37 | 54.39 | 0.01 | 0
2015 | MISO_W_2_MISO_MO-IL | MISO_W | MISO_MO-IL | Internal | Summer | B9 | 800 | 3922 | 1536.59 | 52.92 | 52.93 | 0.01 | 0
2015 | MISO_W_2_MISO_MO-IL | MISO_W | MISO_MO-IL | Internal | Summer | B10 | 1262 | 3922 | 579.47 | 51.82 | 51.84 | 0.01 | 0
2015 | MISO_W_2_MISO_MO-IL | MISO_W | MISO_MO-IL | Internal | Winter | B16 | 25 | 3922 | 0.6 | 76.55 | 76.55 | 0.01 | 0
2015 | MISO_W_2_MISO_MO-IL | MISO_W | MISO_MO-IL | Internal | Winter | B17 | 100 | 3922 | 0.11 | 66.53 | 66.53 | 0.01 | 0
2015 | MISO_W_2_MISO_MO-IL | MISO_W | MISO_MO-IL | Internal | Winter | B18 | 400 | 3922 | 0.03 | 59.63 | 59.63 | 0.01 | 0
2015 | MISO_W_2_MISO_MO-IL | MISO_W | MISO_MO-IL | Internal | Winter | B19 | 700 | 3922 | 0 | 57.85 | 57.84 | 0.01 | 0
2015 | MISO_W_2_MISO_MO-IL | MISO_W | MISO_MO-IL | Internal | Winter | B20 | 935 | 3922 | 0.01 | 53.63 | 53.63 | 0.01 | 0
2015 | MISO_W_2_MISO_WUMS | MISO_W | MISO_WUMS | Internal | Shoulder | B11 | 25 | 1667 | 0 | 77.66 | 62.05 | 0.01 | 0
2015 | MISO_W_2_MISO_WUMS | MISO_W | MISO_WUMS | Internal | Shoulder | B12 | 200 | 1667 | 0 | 62.62 | 62.05 | 0.01 | 0
2015 | MISO_W_2_MISO_WUMS | MISO_W | MISO_WUMS | Internal | Shoulder | B13 | 600 | 1667 | 0 | 58.69 | 58.68 | 0.01 | 0
2015 | MISO_W_2_MISO_WUMS | MISO_W | MISO_WUMS | Internal | Shoulder | B14 | 900 | 1667 | 0 | 56.3 | 56.27 | 0.01 | 0
2015 | MISO_W_2_MISO_WUMS | MISO_W | MISO_WUMS | Internal | Shoulder | B15 | 1203 | 1667 | 0 | 54.76 | 54.07 | 0.01 | 0
2015 | MISO_W_2_MISO_WUMS | MISO_W | MISO_WUMS | Internal | Summer | B1 | 10 | 1667 | 0.95 | 91.38 | 91.38 | 0.01 | 0
2015 | MISO_W_2_MISO_WUMS | MISO_W | MISO_WUMS | Internal | Summer | B2 | 25 | 1667 | 0.01 | 88.73 | 88.26 | 0.01 | 0
2015 | MISO_W_2_MISO_WUMS | MISO_W | MISO_WUMS | Internal | Summer | B3 | 75 | 1667 | 0 | 88.73 | 87.51 | 0.01 | 0
2015 | MISO_W_2_MISO_WUMS | MISO_W | MISO_WUMS | Internal | Summer | B4 | 100 | 1667 | 0 | 86.74 | 82.77 | 0.01 | 0
2015 | MISO_W_2_MISO_WUMS | MISO_W | MISO_WUMS | Internal | Summer | B5 | 200 | 1667 | 0 | 75.06 | 62.55 | 0.01 | 0
2015 | MISO_W_2_MISO_WUMS | MISO_W | MISO_WUMS | Internal | Summer | B6 | 300 | 1667 | 0 | 65.6 | 62.05 | 0.01 | 0
2015 | MISO_W_2_MISO_WUMS | MISO_W | MISO_WUMS | Internal | Summer | B7 | 400 | 1667 | 0.01 | 56.83 | 56.82 | 0.01 | 0
2015 | MISO_W_2_MISO_WUMS | MISO_W | MISO_WUMS | Internal | Summer | B8 | 500 | 1667 | 0.02 | 54.37 | 54.37 | 0.01 | 0
2015 | MISO_W_2_MISO_WUMS | MISO_W | MISO_WUMS | Internal | Summer | B9 | 800 | 1667 | 0 | 52.92 | 52.91 | 0.01 | 0
2015 | MISO_W_2_MISO_WUMS | MISO_W | MISO_WUMS | Internal | Summer | B10 | 1262 | 1667 | 313.02 | 51.82 | 51.84 | 0.01 | 0
2015 | MISO_W_2_MISO_WUMS | MISO_W | MISO_WUMS | Internal | Winter | B16 | 25 | 1667 | 0.2 | 76.55 | 76.54 | 0.01 | 0
2015 | MISO_W_2_MISO_WUMS | MISO_W | MISO_WUMS | Internal | Winter | B17 | 100 | 1667 | 0.05 | 66.53 | 66.52 | 0.01 | 0
2015 | MISO_W_2_MISO_WUMS | MISO_W | MISO_WUMS | Internal | Winter | B18 | 400 | 1667 | 0.03 | 59.63 | 59.63 | 0.01 | 0
2015 | MISO_W_2_MISO_WUMS | MISO_W | MISO_WUMS | Internal | Winter | B19 | 700 | 1667 | 0 | 57.85 | 57.84 | 0.01 | 0
2015 | MISO_W_2_MISO_WUMS | MISO_W | MISO_WUMS | Internal | Winter | B20 | 935 | 1667 | 599.44 | 53.63 | 53.64 | 0.01 | 0
2015 | MISO_W_2_NE | MISO_W | NE | Internal | Shoulder | B11 | 25 | 5289 | 0.38 | 77.66 | 84.65 | 7 | 0
2015 | MISO_W_2_NE | MISO_W | NE | Internal | Shoulder | B12 | 200 | 5289 | 0 | 62.62 | 60.08 | 7 | 0
2015 | MISO_W_2_NE | MISO_W | NE | Internal | Shoulder | B13 | 600 | 5289 | 0 | 58.69 | 59.44 | 7 | 0
2015 | MISO_W_2_NE | MISO_W | NE | Internal | Shoulder | B14 | 900 | 5289 | 0 | 56.3 | 57.39 | 7 | 0
2015 | MISO_W_2_NE | MISO_W | NE | Internal | Shoulder | B15 | 1203 | 5289 | 0 | 54.76 | 57.37 | 7 | 0
2015 | MISO_W_2_NE | MISO_W | NE | Internal | Summer | B1 | 10 | 5289 | 0 | 91.38 | 91.38 | 7 | 0
2015 | MISO_W_2_NE | MISO_W | NE | Internal | Summer | B2 | 25 | 5289 | 0 | 88.73 | 91.38 | 7 | 0
2015 | MISO_W_2_NE | MISO_W | NE | Internal | Summer | B3 | 75 | 5289 | 0 | 88.73 | 91.38 | 7 | 0
2015 | MISO_W_2_NE | MISO_W | NE | Internal | Summer | B4 | 100 | 5289 | 0 | 86.74 | 89.73 | 7 | 0
2015 | MISO_W_2_NE | MISO_W | NE | Internal | Summer | B5 | 200 | 5289 | 0.05 | 75.06 | 82.05 | 7 | 0
2015 | MISO_W_2_NE | MISO_W | NE | Internal | Summer | B6 | 300 | 5289 | 0 | 65.6 | 70.99 | 7 | 0
2015 | MISO_W_2_NE | MISO_W | NE | Internal | Summer | B7 | 400 | 5289 | 0 | 56.83 | 60.64 | 7 | 0
2015 | MISO_W_2_NE | MISO_W | NE | Internal | Summer | B8 | 500 | 5289 | 0 | 54.37 | 58.66 | 7 | 0
2015 | MISO_W_2_NE | MISO_W | NE | Internal | Summer | B9 | 800 | 5289 | 0 | 52.92 | 56.1 | 7 | 0
2015 | MISO_W_2_NE | MISO_W | NE | Internal | Summer | B10 | 1262 | 5289 | 0 | 51.82 | 55.98 | 7 | 0
2015 | MISO_W_2_NE | MISO_W | NE | Internal | Winter | B16 | 25 | 5289 | 0 | 76.55 | 72.88 | 7 | 0
2015 | MISO_W_2_NE | MISO_W | NE | Internal | Winter | B17 | 100 | 5289 | 0 | 66.53 | 61.53 | 7 | 0
2015 | MISO_W_2_NE | MISO_W | NE | Internal | Winter | B18 | 400 | 5289 | 0 | 59.63 | 59.83 | 7 | 0
2015 | MISO_W_2_NE | MISO_W | NE | Internal | Winter | B19 | 700 | 5289 | 0 | 57.85 | 59.71 | 7 | 0
2015 | MISO_W_2_NE | MISO_W | NE | Internal | Winter | B20 | 935 | 5289 | 0 | 53.63 | 57.49 | 7 | 0
2015 | MISO_W_2_PJM_ROR | MISO_W | PJM_ROR | Internal | Shoulder | B11 | 25 | 13193 | 0 | 77.66 | 75.66 | 2 | 0
2015 | MISO_W_2_PJM_ROR | MISO_W | PJM_ROR | Internal | Shoulder | B12 | 200 | 13193 | 100.26 | 62.62 | 64.62 | 2 | 0
2015 | MISO_W_2_PJM_ROR | MISO_W | PJM_ROR | Internal | Shoulder | B13 | 600 | 13193 | 397.15 | 58.69 | 60.69 | 2 | 0
2015 | MISO_W_2_PJM_ROR | MISO_W | PJM_ROR | Internal | Shoulder | B14 | 900 | 13193 | 1247.27 | 56.3 | 58.3 | 2 | 0
2015 | MISO_W_2_PJM_ROR | MISO_W | PJM_ROR | Internal | Shoulder | B15 | 1203 | 13193 | 0 | 54.76 | 54.97 | 2 | 0
2015 | MISO_W_2_PJM_ROR | MISO_W | PJM_ROR | Internal | Summer | B1 | 10 | 13193 | 1921.66 | 91.38 | 93.38 | 2 | 0
2015 | MISO_W_2_PJM_ROR | MISO_W | PJM_ROR | Internal | Summer | B2 | 25 | 13193 | 0.01 | 88.73 | 90.26 | 2 | 0
2015 | MISO_W_2_PJM_ROR | MISO_W | PJM_ROR | Internal | Summer | B3 | 75 | 13193 | 0 | 88.73 | 89.51 | 2 | 0
2015 | MISO_W_2_PJM_ROR | MISO_W | PJM_ROR | Internal | Summer | B4 | 100 | 13193 | 0 | 86.74 | 84.77 | 2 | 0
2015 | MISO_W_2_PJM_ROR | MISO_W | PJM_ROR | Internal | Summer | B5 | 200 | 13193 | 0.01 | 75.06 | 77.01 | 2 | 0
2015 | MISO_W_2_PJM_ROR | MISO_W | PJM_ROR | Internal | Summer | B6 | 300 | 13193 | 0 | 65.6 | 67.44 | 2 | 0
2015 | MISO_W_2_PJM_ROR | MISO_W | PJM_ROR | Internal | Summer | B7 | 400 | 13193 | 1718.93 | 56.83 | 58.83 | 2 | 0
2015 | MISO_W_2_PJM_ROR | MISO_W | PJM_ROR | Internal | Summer | B8 | 500 | 13193 | 1988.27 | 54.37 | 56.37 | 2 | 0
2015 | MISO_W_2_PJM_ROR | MISO_W | PJM_ROR | Internal | Summer | B9 | 800 | 13193 | 0 | 52.92 | 53.74 | 2 | 0
2015 | MISO_W_2_PJM_ROR | MISO_W | PJM_ROR | Internal | Summer | B10 | 1262 | 13193 | 0 | 51.82 | 52.23 | 2 | 0
2015 | MISO_W_2_PJM_ROR | MISO_W | PJM_ROR | Internal | Winter | B16 | 25 | 13193 | 4176.27 | 76.55 | 78.55 | 2 | 0
2015 | MISO_W_2_PJM_ROR | MISO_W | PJM_ROR | Internal | Winter | B17 | 100 | 13193 | 5234 | 66.53 | 68.53 | 2 | 0
2015 | MISO_W_2_PJM_ROR | MISO_W | PJM_ROR | Internal | Winter | B18 | 400 | 13193 | 1790.23 | 59.63 | 61.63 | 2 | 0
2015 | MISO_W_2_PJM_ROR | MISO_W | PJM_ROR | Internal | Winter | B19 | 700 | 13193 | 287.09 | 57.85 | 59.85 | 2 | 0
2015 | MISO_W_2_PJM_ROR | MISO_W | PJM_ROR | Internal | Winter | B20 | 935 | 13193 | 205.27 | 53.63 | 55.63 | 2 | 0
2015 | MISO_W_2_SPP_N | MISO_W | SPP_N | Internal | Shoulder | B11 | 25 | 3537 | 711.12 | 77.66 | 84.66 | 7 | 0
2015 | MISO_W_2_SPP_N | MISO_W | SPP_N | Internal | Shoulder | B12 | 200 | 3537 | 0 | 62.62 | 60.09 | 7 | 0
2015 | MISO_W_2_SPP_N | MISO_W | SPP_N | Internal | Shoulder | B13 | 600 | 3537 | 0 | 58.69 | 59.45 | 7 | 0
2015 | MISO_W_2_SPP_N | MISO_W | SPP_N | Internal | Shoulder | B14 | 900 | 3537 | 0 | 56.3 | 57.4 | 7 | 0
2015 | MISO_W_2_SPP_N | MISO_W | SPP_N | Internal | Shoulder | B15 | 1203 | 3537 | 0 | 54.76 | 57.38 | 7 | 0
2015 | MISO_W_2_SPP_N | MISO_W | SPP_N | Internal | Summer | B1 | 10 | 3537 | 0 | 91.38 | 92.6 | 7 | 0
2015 | MISO_W_2_SPP_N | MISO_W | SPP_N | Internal | Summer | B2 | 25 | 3537 | 0 | 88.73 | 92.6 | 7 | 0
2015 | MISO_W_2_SPP_N | MISO_W | SPP_N | Internal | Summer | B3 | 75 | 3537 | 0 | 88.73 | 92.6 | 7 | 0
2015 | MISO_W_2_SPP_N | MISO_W | SPP_N | Internal | Summer | B4 | 100 | 3537 | 0 | 86.74 | 92.6 | 7 | 0
2015 | MISO_W_2_SPP_N | MISO_W | SPP_N | Internal | Summer | B5 | 200 | 3537 | 295.98 | 75.06 | 82.06 | 7 | 0
2015 | MISO_W_2_SPP_N | MISO_W | SPP_N | Internal | Summer | B6 | 300 | 3537 | 1770.54 | 65.6 | 72.6 | 7 | 0
2015 | MISO_W_2_SPP_N | MISO_W | SPP_N | Internal | Summer | B7 | 400 | 3537 | 0 | 56.83 | 60.65 | 7 | 0
2015 | MISO_W_2_SPP_N | MISO_W | SPP_N | Internal | Summer | B8 | 500 | 3537 | 0 | 54.37 | 58.68 | 7 | 0
2015 | MISO_W_2_SPP_N | MISO_W | SPP_N | Internal | Summer | B9 | 800 | 3537 | 0 | 52.92 | 56.11 | 7 | 0
2015 | MISO_W_2_SPP_N | MISO_W | SPP_N | Internal | Summer | B10 | 1262 | 3537 | 0 | 51.82 | 55.99 | 7 | 0
2015 | MISO_W_2_SPP_N | MISO_W | SPP_N | Internal | Winter | B16 | 25 | 3537 | 0 | 76.55 | 72.89 | 7 | 0
2015 | MISO_W_2_SPP_N | MISO_W | SPP_N | Internal | Winter | B17 | 100 | 3537 | 0 | 66.53 | 61.54 | 7 | 0
2015 | MISO_W_2_SPP_N | MISO_W | SPP_N | Internal | Winter | B18 | 400 | 3537 | 0 | 59.63 | 59.84 | 7 | 0
2015 | MISO_W_2_SPP_N | MISO_W | SPP_N | Internal | Winter | B19 | 700 | 3537 | 0 | 57.85 | 59.72 | 7 | 0
2015 | MISO_W_2_SPP_N | MISO_W | SPP_N | Internal | Winter | B20 | 935 | 3537 | 0 | 53.63 | 57.5 | 7 | 0
2015 | MISO_WUMS_2_MISO_MI | MISO_WUMS | MISO_MI | Internal | Shoulder | B11 | 25 | 787 | 787 | 62.05 | 75.41 | 0.01 | 13.35
2015 | MISO_WUMS_2_MISO_MI | MISO_WUMS | MISO_MI | Internal | Shoulder | B12 | 200 | 787 | 787 | 62.05 | 66.56 | 0.01 | 4.49
2015 | MISO_WUMS_2_MISO_MI | MISO_WUMS | MISO_MI | Internal | Shoulder | B13 | 600 | 787 | 786.98 | 58.68 | 58.7 | 0.01 | 0.01
2015 | MISO_WUMS_2_MISO_MI | MISO_WUMS | MISO_MI | Internal | Shoulder | B14 | 900 | 787 | 786.99 | 56.27 | 56.31 | 0.01 | 0.03
2015 | MISO_WUMS_2_MISO_MI | MISO_WUMS | MISO_MI | Internal | Shoulder | B15 | 1203 | 787 | 787 | 54.07 | 54.78 | 0.01 | 0.7
2015 | MISO_WUMS_2_MISO_MI | MISO_WUMS | MISO_MI | Internal | Summer | B1 | 10 | 787 | 786.97 | 91.38 | 91.77 | 0.01 | 0.38
2015 | MISO_WUMS_2_MISO_MI | MISO_WUMS | MISO_MI | Internal | Summer | B2 | 25 | 787 | 787 | 88.26 | 91.77 | 0.01 | 3.5
2015 | MISO_WUMS_2_MISO_MI | MISO_WUMS | MISO_MI | Internal | Summer | B3 | 75 | 787 | 50.15 | 87.51 | 87.53 | 0.01 | 0
2015 | MISO_WUMS_2_MISO_MI | MISO_WUMS | MISO_MI | Internal | Summer | B4 | 100 | 787 | 787 | 82.77 | 86.7 | 0.01 | 3.92
2015 | MISO_WUMS_2_MISO_MI | MISO_WUMS | MISO_MI | Internal | Summer | B5 | 200 | 787 | 787 | 62.55 | 75.01 | 0.01 | 12.46
2015 | MISO_WUMS_2_MISO_MI | MISO_WUMS | MISO_MI | Internal | Summer | B6 | 300 | 787 | 787 | 62.05 | 65.59 | 0.01 | 3.53
2015 | MISO_WUMS_2_MISO_MI | MISO_WUMS | MISO_MI | Internal | Summer | B7 | 400 | 787 | 786.97 | 56.82 | 56.84 | 0.01 | 0.01
2015 | MISO_WUMS_2_MISO_MI | MISO_WUMS | MISO_MI | Internal | Summer | B8 | 500 | 787 | 713.44 | 54.37 | 54.39 | 0.01 | 0
2015 | MISO_WUMS_2_MISO_MI | MISO_WUMS | MISO_MI | Internal | Summer | B9 | 800 | 787 | 787 | 52.91 | 53.25 | 0.01 | 0.33
2015 | MISO_WUMS_2_MISO_MI | MISO_WUMS | MISO_MI | Internal | Summer | B10 | 1262 | 787 | 787 | 51.84 | 52.68 | 0.01 | 0.83
2015 | MISO_WUMS_2_MISO_MI | MISO_WUMS | MISO_MI | Internal | Winter | B16 | 25 | 787 | 702.31 | 76.54 | 76.55 | 0.01 | 0
2015 | MISO_WUMS_2_MISO_MI | MISO_WUMS | MISO_MI | Internal | Winter | B17 | 100 | 787 | 787 | 66.52 | 68.84 | 0.01 | 2.31
2015 | MISO_WUMS_2_MISO_MI | MISO_WUMS | MISO_MI | Internal | Winter | B18 | 400 | 787 | 306.89 | 59.63 | 59.64 | 0.01 | 0
2015 | MISO_WUMS_2_MISO_MI | MISO_WUMS | MISO_MI | Internal | Winter | B19 | 700 | 787 | 151.95 | 57.84 | 57.85 | 0.01 | 0
2015 | MISO_WUMS_2_MISO_MI | MISO_WUMS | MISO_MI | Internal | Winter | B20 | 935 | 787 | 787 | 53.64 | 53.82 | 0.01 | 0.16
2015 | MISO_WUMS_2_MISO_W | MISO_WUMS | MISO_W | Internal | Shoulder | B11 | 25 | 1175 | 1175 | 62.05 | 77.66 | 0.01 | 15.6
2015 | MISO_WUMS_2_MISO_W | MISO_WUMS | MISO_W | Internal | Shoulder | B12 | 200 | 1175 | 1175 | 62.05 | 62.62 | 0.01 | 0.55
2015 | MISO_WUMS_2_MISO_W | MISO_WUMS | MISO_W | Internal | Shoulder | B13 | 600 | 1175 | 759.16 | 58.68 | 58.69 | 0.01 | 0
2015 | MISO_WUMS_2_MISO_W | MISO_WUMS | MISO_W | Internal | Shoulder | B14 | 900 | 1175 | 1174.99 | 56.27 | 56.3 | 0.01 | 0.02
2015 | MISO_WUMS_2_MISO_W | MISO_WUMS | MISO_W | Internal | Shoulder | B15 | 1203 | 1175 | 1175 | 54.07 | 54.76 | 0.01 | 0.69
2015 | MISO_WUMS_2_MISO_W | MISO_WUMS | MISO_W | Internal | Summer | B1 | 10 | 1175 | 1.15 | 91.38 | 91.38 | 0.01 | 0
2015 | MISO_WUMS_2_MISO_W | MISO_WUMS | MISO_W | Internal | Summer | B2 | 25 | 1175 | 1174.99 | 88.26 | 88.73 | 0.01 | 0.46
2015 | MISO_WUMS_2_MISO_W | MISO_WUMS | MISO_W | Internal | Summer | B3 | 75 | 1175 | 1175 | 87.51 | 88.73 | 0.01 | 1.2
2015 | MISO_WUMS_2_MISO_W | MISO_WUMS | MISO_W | Internal | Summer | B4 | 100 | 1175 | 1175 | 82.77 | 86.74 | 0.01 | 3.96
2015 | MISO_WUMS_2_MISO_W | MISO_WUMS | MISO_W | Internal | Summer | B5 | 200 | 1175 | 1175 | 62.55 | 75.06 | 0.01 | 12.5
2015 | MISO_WUMS_2_MISO_W | MISO_WUMS | MISO_W | Internal | Summer | B6 | 300 | 1175 | 1175 | 62.05 | 65.6 | 0.01 | 3.54
2015 | MISO_WUMS_2_MISO_W | MISO_WUMS | MISO_W | Internal | Summer | B7 | 400 | 1175 | 664.55 | 56.82 | 56.83 | 0.01 | 0
2015 | MISO_WUMS_2_MISO_W | MISO_WUMS | MISO_W | Internal | Summer | B8 | 500 | 1175 | 0.02 | 54.37 | 54.37 | 0.01 | 0
2015 | MISO_WUMS_2_MISO_W | MISO_WUMS | MISO_W | Internal | Summer | B9 | 800 | 1175 | 1035.26 | 52.91 | 52.92 | 0.01 | 0
2015 | MISO_WUMS_2_MISO_W | MISO_WUMS | MISO_W | Internal | Summer | B10 | 1262 | 1175 | 0 | 51.84 | 51.82 | 0.01 | 0
2015 | MISO_WUMS_2_MISO_W | MISO_WUMS | MISO_W | Internal | Winter | B16 | 25 | 1175 | 855.39 | 76.54 | 76.55 | 0.01 | 0
2015 | MISO_WUMS_2_MISO_W | MISO_WUMS | MISO_W | Internal | Winter | B17 | 100 | 1175 | 923.37 | 66.52 | 66.53 | 0.01 | 0
2015 | MISO_WUMS_2_MISO_W | MISO_WUMS | MISO_W | Internal | Winter | B18 | 400 | 1175 | 0.03 | 59.63 | 59.63 | 0.01 | 0
2015 | MISO_WUMS_2_MISO_W | MISO_WUMS | MISO_W | Internal | Winter | B19 | 700 | 1175 | 277.64 | 57.84 | 57.85 | 0.01 | 0
2015 | MISO_WUMS_2_MISO_W | MISO_WUMS | MISO_W | Internal | Winter | B20 | 935 | 1175 | 0 | 53.64 | 53.63 | 0.01 | 0
2015 | MISO_WUMS_2_PJM_ROR | MISO_WUMS | PJM_ROR | Internal | Shoulder | B11 | 25 | 1600 | 1600 | 62.05 | 75.66 | 2 | 11.61
2015 | MISO_WUMS_2_PJM_ROR | MISO_WUMS | PJM_ROR | Internal | Shoulder | B12 | 200 | 1600 | 1600 | 62.05 | 64.62 | 2 | 0.57
2015 | MISO_WUMS_2_PJM_ROR | MISO_WUMS | PJM_ROR | Internal | Shoulder | B13 | 600 | 1600 | 1599.98 | 58.68 | 60.69 | 2 | 0.01
2015 | MISO_WUMS_2_PJM_ROR | MISO_WUMS | PJM_ROR | Internal | Shoulder | B14 | 900 | 1600 | 1599.99 | 56.27 | 58.3 | 2 | 0.03
2015 | MISO_WUMS_2_PJM_ROR | MISO_WUMS | PJM_ROR | Internal | Shoulder | B15 | 1203 | 1600 | 0 | 54.07 | 54.97 | 2 | 0
2015 | MISO_WUMS_2_PJM_ROR | MISO_WUMS | PJM_ROR | Internal | Summer | B1 | 10 | 1600 | 1445.34 | 91.38 | 93.38 | 2 | 0
2015 | MISO_WUMS_2_PJM_ROR | MISO_WUMS | PJM_ROR | Internal | Summer | B2 | 25 | 1600 | 309.32 | 88.26 | 90.26 | 2 | 0
2015 | MISO_WUMS_2_PJM_ROR | MISO_WUMS | PJM_ROR | Internal | Summer | B3 | 75 | 1600 | 1564.84 | 87.51 | 89.51 | 2 | 0
2015 | MISO_WUMS_2_PJM_ROR | MISO_WUMS | PJM_ROR | Internal | Summer | B4 | 100 | 1600 | 1507.51 | 82.77 | 84.77 | 2 | 0
2015 | MISO_WUMS_2_PJM_ROR | MISO_WUMS | PJM_ROR | Internal | Summer | B5 | 200 | 1600 | 1600 | 62.55 | 77.01 | 2 | 12.47
2015 | MISO_WUMS_2_PJM_ROR | MISO_WUMS | PJM_ROR | Internal | Summer | B6 | 300 | 1600 | 1600 | 62.05 | 67.44 | 2 | 3.39
2015 | MISO_WUMS_2_PJM_ROR | MISO_WUMS | PJM_ROR | Internal | Summer | B7 | 400 | 1600 | 1599.97 | 56.82 | 58.83 | 2 | 0.01
2015 | MISO_WUMS_2_PJM_ROR | MISO_WUMS | PJM_ROR | Internal | Summer | B8 | 500 | 1600 | 1174.59 | 54.37 | 56.37 | 2 | 0
2015 | MISO_WUMS_2_PJM_ROR | MISO_WUMS | PJM_ROR | Internal | Summer | B9 | 800 | 1600 | 0 | 52.91 | 53.74 | 2 | 0
2015 | MISO_WUMS_2_PJM_ROR | MISO_WUMS | PJM_ROR | Internal | Summer | B10 | 1262 | 1600 | 0 | 51.84 | 52.23 | 2 | 0
2015 | MISO_WUMS_2_PJM_ROR | MISO_WUMS | PJM_ROR | Internal | Winter | B16 | 25 | 1600 | 1599.62 | 76.54 | 78.55 | 2 | 0.01
2015 | MISO_WUMS_2_PJM_ROR | MISO_WUMS | PJM_ROR | Internal | Winter | B17 | 100 | 1600 | 1599.9 | 66.52 | 68.53 | 2 | 0.01
2015 | MISO_WUMS_2_PJM_ROR | MISO_WUMS | PJM_ROR | Internal | Winter | B18 | 400 | 1600 | 1449.97 | 59.63 | 61.63 | 2 | 0
2015 | MISO_WUMS_2_PJM_ROR | MISO_WUMS | PJM_ROR | Internal | Winter | B19 | 700 | 1600 | 1599.98 | 57.84 | 59.85 | 2 | 0.01
2015 | MISO_WUMS_2_PJM_ROR | MISO_WUMS | PJM_ROR | Internal | Winter | B20 | 935 | 1600 | 0.01 | 53.64 | 55.63 | 2 | 0
2015 | NE_2_MAPP_US | NE | MAPP_US | Internal | Shoulder | B11 | 25 | 1600 | 0 | 84.65 | 77.65 | 5 | 0
2015 | NE_2_MAPP_US | NE | MAPP_US | Internal | Shoulder | B12 | 200 | 1600 | 0 | 60.08 | 55.62 | 5 | 0
2015 | NE_2_MAPP_US | NE | MAPP_US | Internal | Shoulder | B13 | 600 | 1600 | 0 | 59.44 | 55.45 | 5 | 0
2015 | NE_2_MAPP_US | NE | MAPP_US | Internal | Shoulder | B14 | 900 | 1600 | 0 | 57.39 | 55.45 | 5 | 0
2015 | NE_2_MAPP_US | NE | MAPP_US | Internal | Shoulder | B15 | 1203 | 1600 | 0 | 57.37 | 55.45 | 5 | 0
2015 | NE_2_MAPP_US | NE | MAPP_US | Internal | Summer | B1 | 10 | 1600 | 0 | 91.38 | 84.38 | 5 | 0
2015 | NE_2_MAPP_US | NE | MAPP_US | Internal | Summer | B2 | 25 | 1600 | 0 | 91.38 | 84.38 | 5 | 0
2015 | NE_2_MAPP_US | NE | MAPP_US | Internal | Summer | B3 | 75 | 1600 | 0 | 91.38 | 84.38 | 5 | 0
2015 | NE_2_MAPP_US | NE | MAPP_US | Internal | Summer | B4 | 100 | 1600 | 0 | 89.73 | 82.73 | 5 | 0
2015 | NE_2_MAPP_US | NE | MAPP_US | Internal | Summer | B5 | 200 | 1600 | 0 | 82.05 | 75.05 | 5 | 0
2015 | NE_2_MAPP_US | NE | MAPP_US | Internal | Summer | B6 | 300 | 1600 | 0 | 70.99 | 63.99 | 5 | 0
2015 | NE_2_MAPP_US | NE | MAPP_US | Internal | Summer | B7 | 400 | 1600 | 0 | 60.64 | 53.64 | 5 | 0
2015 | NE_2_MAPP_US | NE | MAPP_US | Internal | Summer | B8 | 500 | 1600 | 0 | 58.66 | 52.68 | 5 | 0
2015 | NE_2_MAPP_US | NE | MAPP_US | Internal | Summer | B9 | 800 | 1600 | 0 | 56.1 | 52.68 | 5 | 0
2015 | NE_2_MAPP_US | NE | MAPP_US | Internal | Summer | B10 | 1262 | 1600 | 0 | 55.98 | 52.68 | 5 | 0
2015 | NE_2_MAPP_US | NE | MAPP_US | Internal | Winter | B16 | 25 | 1600 | 0 | 72.88 | 69.55 | 5 | 0
2015 | NE_2_MAPP_US | NE | MAPP_US | Internal | Winter | B17 | 100 | 1600 | 0 | 61.53 | 59.53 | 5 | 0
2015 | NE_2_MAPP_US | NE | MAPP_US | Internal | Winter | B18 | 400 | 1600 | 0 | 59.83 | 58.09 | 5 | 0
2015 | NE_2_MAPP_US | NE | MAPP_US | Internal | Winter | B19 | 700 | 1600 | 0 | 59.71 | 58.09 | 5 | 0
2015 | NE_2_MAPP_US | NE | MAPP_US | Internal | Winter | B20 | 935 | 1600 | 0 | 57.49 | 58.09 | 5 | 0
2015 | NE_2_MISO_W | NE | MISO_W | Internal | Shoulder | B11 | 25 | 4089 | 0 | 84.65 | 77.66 | 5 | 0
2015 | NE_2_MISO_W | NE | MISO_W | Internal | Shoulder | B12 | 200 | 4089 | 0 | 60.08 | 62.62 | 5 | 0
2015 | NE_2_MISO_W | NE | MISO_W | Internal | Shoulder | B13 | 600 | 4089 | 0 | 59.44 | 58.69 | 5 | 0
2015 | NE_2_MISO_W | NE | MISO_W | Internal | Shoulder | B14 | 900 | 4089 | 0 | 57.39 | 56.3 | 5 | 0
2015 | NE_2_MISO_W | NE | MISO_W | Internal | Shoulder | B15 | 1203 | 4089 | 0 | 57.37 | 54.76 | 5 | 0
2015 | NE_2_MISO_W | NE | MISO_W | Internal | Summer | B1 | 10 | 4089 | 0 | 91.38 | 91.38 | 5 | 0
2015 | NE_2_MISO_W | NE | MISO_W | Internal | Summer | B2 | 25 | 4089 | 0 | 91.38 | 88.73 | 5 | 0
2015 | NE_2_MISO_W | NE | MISO_W | Internal | Summer | B3 | 75 | 4089 | 0 | 91.38 | 88.73 | 5 | 0
2015 | NE_2_MISO_W | NE | MISO_W | Internal | Summer | B4 | 100 | 4089 | 0 | 89.73 | 86.74 | 5 | 0
2015 | NE_2_MISO_W | NE | MISO_W | Internal | Summer | B5 | 200 | 4089 | 0 | 82.05 | 75.06 | 5 | 0
2015 | NE_2_MISO_W | NE | MISO_W | Internal | Summer | B6 | 300 | 4089 | 0 | 70.99 | 65.6 | 5 | 0
2015 | NE_2_MISO_W | NE | MISO_W | Internal | Summer | B7 | 400 | 4089 | 0 | 60.64 | 56.83 | 5 | 0
2015 | NE_2_MISO_W | NE | MISO_W | Internal | Summer | B8 | 500 | 4089 | 0 | 58.66 | 54.37 | 5 | 0
2015 | NE_2_MISO_W | NE | MISO_W | Internal | Summer | B9 | 800 | 4089 | 0 | 56.1 | 52.92 | 5 | 0
2015 | NE_2_MISO_W | NE | MISO_W | Internal | Summer | B10 | 1262 | 4089 | 0 | 55.98 | 51.82 | 5 | 0
2015 | NE_2_MISO_W | NE | MISO_W | Internal | Winter | B16 | 25 | 4089 | 0 | 72.88 | 76.55 | 5 | 0
2015 | NE_2_MISO_W | NE | MISO_W | Internal | Winter | B17 | 100 | 4089 | 1393.73 | 61.53 | 66.53 | 5 | 0
2015 | NE_2_MISO_W | NE | MISO_W | Internal | Winter | B18 | 400 | 4089 | 0 | 59.83 | 59.63 | 5 | 0
2015 | NE_2_MISO_W | NE | MISO_W | Internal | Winter | B19 | 700 | 4089 | 0 | 59.71 | 57.85 | 5 | 0
2015 | NE_2_MISO_W | NE | MISO_W | Internal | Winter | B20 | 935 | 4089 | 0 | 57.49 | 53.63 | 5 | 0
2015 | NE_2_SPP_N | NE | SPP_N | Internal | Shoulder | B11 | 25 | 1960 | 1792.4 | 84.65 | 84.66 | 0.01 | 0
2015 | NE_2_SPP_N | NE | SPP_N | Internal | Shoulder | B12 | 200 | 1960 | 422.85 | 60.08 | 60.09 | 0.01 | 0
2015 | NE_2_SPP_N | NE | SPP_N | Internal | Shoulder | B13 | 600 | 1960 | 386.27 | 59.44 | 59.45 | 0.01 | 0
2015 | NE_2_SPP_N | NE | SPP_N | Internal | Shoulder | B14 | 900 | 1960 | 597.07 | 57.39 | 57.4 | 0.01 | 0
2015 | NE_2_SPP_N | NE | SPP_N | Internal | Shoulder | B15 | 1203 | 1960 | 984.87 | 57.37 | 57.38 | 0.01 | 0
2015 | NE_2_SPP_N | NE | SPP_N | Internal | Summer | B1 | 10 | 1960 | 1959.99 | 91.38 | 92.6 | 0.01 | 1.2
2015 | NE_2_SPP_N | NE | SPP_N | Internal | Summer | B2 | 25 | 1960 | 1960 | 91.38 | 92.6 | 0.01 | 1.2
2015 | NE_2_SPP_N | NE | SPP_N | Internal | Summer | B3 | 75 | 1960 | 1960 | 91.38 | 92.6 | 0.01 | 1.2
2015 | NE_2_SPP_N | NE | SPP_N | Internal | Summer | B4 | 100 | 1960 | 1960 | 89.73 | 92.6 | 0.01 | 2.85
2015 | NE_2_SPP_N | NE | SPP_N | Internal | Summer | B5 | 200 | 1960 | 1863.75 | 82.05 | 82.06 | 0.01 | 0
2015 | NE_2_SPP_N | NE | SPP_N | Internal | Summer | B6 | 300 | 1960 | 1960 | 70.99 | 72.6 | 0.01 | 1.6
2015 | NE_2_SPP_N | NE | SPP_N | Internal | Summer | B7 | 400 | 1960 | 1907.47 | 60.64 | 60.65 | 0.01 | 0
2015 | NE_2_SPP_N | NE | SPP_N | Internal | Summer | B8 | 500 | 1960 | 1221.14 | 58.66 | 58.68 | 0.01 | 0
2015 | NE_2_SPP_N | NE | SPP_N | Internal | Summer | B9 | 800 | 1960 | 1304.63 | 56.1 | 56.11 | 0.01 | 0
2015 | NE_2_SPP_N | NE | SPP_N | Internal | Summer | B10 | 1262 | 1960 | 1893.55 | 55.98 | 55.99 | 0.01 | 0
2015 | NE_2_SPP_N | NE | SPP_N | Internal | Winter | B16 | 25 | 1960 | 1440.68 | 72.88 | 72.89 | 0.01 | 0
2015 | NE_2_SPP_N | NE | SPP_N | Internal | Winter | B17 | 100 | 1960 | 56.71 | 61.53 | 61.54 | 0.01 | 0
2015 | NE_2_SPP_N | NE | SPP_N | Internal | Winter | B18 | 400 | 1960 | 1539.68 | 59.83 | 59.84 | 0.01 | 0
2015 | NE_2_SPP_N | NE | SPP_N | Internal | Winter | B19 | 700 | 1960 | 1563.49 | 59.71 | 59.72 | 0.01 | 0
2015 | NE_2_SPP_N | NE | SPP_N | Internal | Winter | B20 | 935 | 1960 | 1926.2 | 57.49 | 57.5 | 0.01 | 0
2015 | NEISO_2_NYISO_A-F | NEISO | NYISO_A-F | Internal | Shoulder | B11 | 25 | 600 | 600 | 55.82 | 60.53 | 3 | 1.71
2015 | NEISO_2_NYISO_A-F | NEISO | NYISO_A-F | Internal | Shoulder | B12 | 200 | 600 | 0.03 | 55.82 | 58.8 | 3 | 0
2015 | NEISO_2_NYISO_A-F | NEISO | NYISO_A-F | Internal | Shoulder | B13 | 600 | 600 | 0 | 55.82 | 57.82 | 3 | 0
2015 | NEISO_2_NYISO_A-F | NEISO | NYISO_A-F | Internal | Shoulder | B14 | 900 | 600 | 0 | 55.82 | 56.88 | 3 | 0
2015 | NEISO_2_NYISO_A-F | NEISO | NYISO_A-F | Internal | Shoulder | B15 | 1203 | 600 | 0 | 55.82 | 56.88 | 3 | 0
2015 | NEISO_2_NYISO_A-F | NEISO | NYISO_A-F | Internal | Summer | B1 | 10 | 600 | 0.52 | 88.8 | 91.77 | 3 | 0
2015 | NEISO_2_NYISO_A-F | NEISO | NYISO_A-F | Internal | Summer | B2 | 25 | 600 | 0.39 | 80.91 | 83.9 | 3 | 0
2015 | NEISO_2_NYISO_A-F | NEISO | NYISO_A-F | Internal | Summer | B3 | 75 | 600 | 600 | 73.21 | 79.55 | 3 | 3.34
2015 | NEISO_2_NYISO_A-F | NEISO | NYISO_A-F | Internal | Summer | B4 | 100 | 600 | 600 | 59.01 | 76.74 | 3 | 14.73
2015 | NEISO_2_NYISO_A-F | NEISO | NYISO_A-F | Internal | Summer | B5 | 200 | 600 | 600 | 53.13 | 69.03 | 3 | 12.9
2015 | NEISO_2_NYISO_A-F | NEISO | NYISO_A-F | Internal | Summer | B6 | 300 | 600 | 600 | 53.13 | 59.43 | 3 | 3.3
2015 | NEISO_2_NYISO_A-F | NEISO | NYISO_A-F | Internal | Summer | B7 | 400 | 600 | 0.03 | 53.13 | 56.12 | 3 | 0
2015 | NEISO_2_NYISO_A-F | NEISO | NYISO_A-F | Internal | Summer | B8 | 500 | 600 | 0 | 53.13 | 55.24 | 3 | 0
2015 | NEISO_2_NYISO_A-F | NEISO | NYISO_A-F | Internal | Summer | B9 | 800 | 600 | 0 | 53.13 | 55.24 | 3 | 0
2015 | NEISO_2_NYISO_A-F | NEISO | NYISO_A-F | Internal | Summer | B10 | 1262 | 600 | 0 | 53.13 | 55.24 | 3 | 0
2015 | NEISO_2_NYISO_A-F | NEISO | NYISO_A-F | Internal | Winter | B16 | 25 | 600 | 600 | 64.22 | 70.54 | 3 | 3.32
2015 | NEISO_2_NYISO_A-F | NEISO | NYISO_A-F | Internal | Winter | B17 | 100 | 600 | 0 | 64.22 | 61.59 | 3 | 0
2015 | NEISO_2_NYISO_A-F | NEISO | NYISO_A-F | Internal | Winter | B18 | 400 | 600 | 0 | 64.22 | 61.59 | 3 | 0
2015 | NEISO_2_NYISO_A-F | NEISO | NYISO_A-F | Internal | Winter | B19 | 700 | 600 | 0 | 64.22 | 61.59 | 3 | 0
2015 | NEISO_2_NYISO_A-F | NEISO | NYISO_A-F | Internal | Winter | B20 | 935 | 600 | 0 | 64.22 | 61.59 | 3 | 0
2015 | NEISO_2_NYISO_G-I | NEISO | NYISO_G-I | Internal | Shoulder | B11 | 25 | 600 | 600 | 55.82 | 60.55 | 3 | 1.72
2015 | NEISO_2_NYISO_G-I | NEISO | NYISO_G-I | Internal | Shoulder | B12 | 200 | 600 | 0.05 | 55.82 | 58.81 | 3 | 0
2015 | NEISO_2_NYISO_G-I | NEISO | NYISO_G-I | Internal | Shoulder | B13 | 600 | 600 | 0 | 55.82 | 57.83 | 3 | 0
2015 | NEISO_2_NYISO_G-I | NEISO | NYISO_G-I | Internal | Shoulder | B14 | 900 | 600 | 0 | 55.82 | 56.89 | 3 | 0
2015 | NEISO_2_NYISO_G-I | NEISO | NYISO_G-I | Internal | Shoulder | B15 | 1203 | 600 | 0 | 55.82 | 56.89 | 3 | 0
2015 | NEISO_2_NYISO_G-I | NEISO | NYISO_G-I | Internal | Summer | B1 | 10 | 600 | 0.98 | 88.8 | 91.79 | 3 | 0
2015 | NEISO_2_NYISO_G-I | NEISO | NYISO_G-I | Internal | Summer | B2 | 25 | 600 | 118.51 | 80.91 | 83.91 | 3 | 0
2015 | NEISO_2_NYISO_G-I | NEISO | NYISO_G-I | Internal | Summer | B3 | 75 | 600 | 600 | 73.21 | 79.56 | 3 | 3.35
2015 | NEISO_2_NYISO_G-I | NEISO | NYISO_G-I | Internal | Summer | B4 | 100 | 600 | 600 | 59.01 | 76.75 | 3 | 14.74
2015 | NEISO_2_NYISO_G-I | NEISO | NYISO_G-I | Internal | Summer | B5 | 200 | 600 | 600 | 53.13 | 69.04 | 3 | 12.91
2015 | NEISO_2_NYISO_G-I | NEISO | NYISO_G-I | Internal | Summer | B6 | 300 | 600 | 600 | 53.13 | 59.44 | 3 | 3.32
2015 | NEISO_2_NYISO_G-I | NEISO | NYISO_G-I | Internal | Summer | B7 | 400 | 600 | 379.19 | 53.13 | 56.13 | 3 | 0
2015 | NEISO_2_NYISO_G-I | NEISO | NYISO_G-I | Internal | Summer | B8 | 500 | 600 | 0 | 53.13 | 55.25 | 3 | 0
2015 | NEISO_2_NYISO_G-I | NEISO | NYISO_G-I | Internal | Summer | B9 | 800 | 600 | 0 | 53.13 | 55.25 | 3 | 0
2015 | NEISO_2_NYISO_G-I | NEISO | NYISO_G-I | Internal | Summer | B10 | 1262 | 600 | 0 | 53.13 | 55.25 | 3 | 0
2015 | NEISO_2_NYISO_G-I | NEISO | NYISO_G-I | Internal | Winter | B16 | 25 | 600 | 600 | 64.22 | 70.55 | 3 | 3.33
2015 | NEISO_2_NYISO_G-I | NEISO | NYISO_G-I | Internal | Winter | B17 | 100 | 600 | 0 | 64.22 | 64.83 | 3 | 0
2015 | NEISO_2_NYISO_G-I | NEISO | NYISO_G-I | Internal | Winter | B18 | 400 | 600 | 0 | 64.22 | 64.83 | 3 | 0
2015 | NEISO_2_NYISO_G-I | NEISO | NYISO_G-I | Internal | Winter | B19 | 700 | 600 | 0 | 64.22 | 64.83 | 3 | 0
2015 | NEISO_2_NYISO_G-I | NEISO | NYISO_G-I | Internal | Winter | B20 | 935 | 600 | 0 | 64.22 | 61.6 | 3 | 0
2015 | NEISO_2_NYISO_J-K | NEISO | NYISO_J-K | Internal | Shoulder | B11 | 25 | 745 | 745 | 55.82 | 60.56 | 3 | 1.73
2015 | NEISO_2_NYISO_J-K | NEISO | NYISO_J-K | Internal | Shoulder | B12 | 200 | 745 | 562.07 | 55.82 | 58.82 | 3 | 0
2015 | NEISO_2_NYISO_J-K | NEISO | NYISO_J-K | Internal | Shoulder | B13 | 600 | 745 | 0 | 55.82 | 57.84 | 3 | 0
2015 | NEISO_2_NYISO_J-K | NEISO | NYISO_J-K | Internal | Shoulder | B14 | 900 | 745 | 0 | 55.82 | 56.91 | 3 | 0
2015 | NEISO_2_NYISO_J-K | NEISO | NYISO_J-K | Internal | Shoulder | B15 | 1203 | 745 | 0 | 55.82 | 56.91 | 3 | 0
2015 | NEISO_2_NYISO_J-K | NEISO | NYISO_J-K | Internal | Summer | B1 | 10 | 745 | 459.76 | 88.8 | 91.8 | 3 | 0
2015 | NEISO_2_NYISO_J-K | NEISO | NYISO_J-K | Internal | Summer | B2 | 25 | 745 | 744.57 | 80.91 | 83.92 | 3 | 0.01
2015 | NEISO_2_NYISO_J-K | NEISO | NYISO_J-K | Internal | Summer | B3 | 75 | 745 | 745 | 73.21 | 79.57 | 3 | 3.36
2015 | NEISO_2_NYISO_J-K | NEISO | NYISO_J-K | Internal | Summer | B4 | 100 | 745 | 745 | 59.01 | 76.77 | 3 | 14.76
2015 | NEISO_2_NYISO_J-K | NEISO | NYISO_J-K | Internal | Summer | B5 | 200 | 745 | 745 | 53.13 | 69.05 | 3 | 12.92
2015 | NEISO_2_NYISO_J-K | NEISO | NYISO_J-K | Internal | Summer | B6 | 300 | 745 | 745 | 53.13 | 59.46 | 3 | 3.33
2015 | NEISO_2_NYISO_J-K | NEISO | NYISO_J-K | Internal | Summer | B7 | 400 | 745 | 744.97 | 53.13 | 56.14 | 3 | 0.01
2015 | NEISO_2_NYISO_J-K | NEISO | NYISO_J-K | Internal | Summer | B8 | 500 | 745 | 0 | 53.13 | 55.26 | 3 | 0
2015 | NEISO_2_NYISO_J-K | NEISO | NYISO_J-K | Internal | Summer | B9 | 800 | 745 | 0 | 53.13 | 55.26 | 3 | 0
2015 | NEISO_2_NYISO_J-K | NEISO | NYISO_J-K | Internal | Summer | B10 | 1262 | 745 | 0 | 53.13 | 55.26 | 3 | 0
2015 | NEISO_2_NYISO_J-K | NEISO | NYISO_J-K | Internal | Winter | B16 | 25 | 745 | 745 | 64.22 | 70.56 | 3 | 3.35
2015 | NEISO_2_NYISO_J-K | NEISO | NYISO_J-K | Internal | Winter | B17 | 100 | 745 | 0 | 64.22 | 67.07 | 3 | 0
2015 | NEISO_2_NYISO_J-K | NEISO | NYISO_J-K | Internal | Winter | B18 | 400 | 745 | 0 | 64.22 | 67.07 | 3 | 0
2015 | NEISO_2_NYISO_J-K | NEISO | NYISO_J-K | Internal | Winter | B19 | 700 | 745 | 0 | 64.22 | 67.07 | 3 | 0
2015 | NEISO_2_NYISO_J-K | NEISO | NYISO_J-K | Internal | Winter | B20 | 935 | 745 | 0 | 64.22 | 61.61 | 3 | 0
2015 | NonRTO_Midwest_2_MISO_IN | NonRTO_Midwest | MISO_IN | Internal | Shoulder | B11 | 25 | 4450 | 0 | 85.69 | 77.69 | 8 | 0
2015 | NonRTO_Midwest_2_MISO_IN | NonRTO_Midwest | MISO_IN | Internal | Shoulder | B12 | 200 | 4450 | 0 | 74.57 | 66.57 | 8 | 0
2015 | NonRTO_Midwest_2_MISO_IN | NonRTO_Midwest | MISO_IN | Internal | Shoulder | B13 | 600 | 4450 | 0 | 65.53 | 58.71 | 8 | 0
2015 | NonRTO_Midwest_2_MISO_IN | NonRTO_Midwest | MISO_IN | Internal | Shoulder | B14 | 900 | 4450 | 0 | 56.67 | 56.33 | 8 | 0
2015 | NonRTO_Midwest_2_MISO_IN | NonRTO_Midwest | MISO_IN | Internal | Shoulder | B15 | 1203 | 4450 | 0 | 55.46 | 54.79 | 8 | 0
2015 | NonRTO_Midwest_2_MISO_IN | NonRTO_Midwest | MISO_IN | Internal | Summer | B1 | 10 | 4450 | 0 | 96.27 | 91.79 | 8 | 0
2015 | NonRTO_Midwest_2_MISO_IN | NonRTO_Midwest | MISO_IN | Internal | Summer | B2 | 25 | 4450 | 0 | 96.27 | 91.79 | 8 | 0
2015 | NonRTO_Midwest_2_MISO_IN | NonRTO_Midwest | MISO_IN | Internal | Summer | B3 | 75 | 4450 | 0 | 96.27 | 88.75 | 8 | 0
2015 | NonRTO_Midwest_2_MISO_IN | NonRTO_Midwest | MISO_IN | Internal | Summer | B4 | 100 | 4450 | 0 | 94.77 | 86.77 | 8 | 0
2015 | NonRTO_Midwest_2_MISO_IN | NonRTO_Midwest | MISO_IN | Internal | Summer | B5 | 200 | 4450 | 0 | 83.09 | 75.09 | 8 | 0
2015 | NonRTO_Midwest_2_MISO_IN | NonRTO_Midwest | MISO_IN | Internal | Summer | B6 | 300 | 4450 | 0 | 63.44 | 65.6 | 8 | 0
2015 | NonRTO_Midwest_2_MISO_IN | NonRTO_Midwest | MISO_IN | Internal | Summer | B7 | 400 | 4450 | 0 | 56.67 | 56.86 | 8 | 0
2015 | NonRTO_Midwest_2_MISO_IN | NonRTO_Midwest | MISO_IN | Internal | Summer | B8 | 500 | 4450 | 0 | 56.57 | 54.4 | 8 | 0
2015 | NonRTO_Midwest_2_MISO_IN | NonRTO_Midwest | MISO_IN | Internal | Summer | B9 | 800 | 4450 | 0 | 55.46 | 53.24 | 8 | 0
2015 | NonRTO_Midwest_2_MISO_IN | NonRTO_Midwest | MISO_IN | Internal | Summer | B10 | 1262 | 4450 | 0 | 53.96 | 52.67 | 8 | 0
2015 | NonRTO_Midwest_2_MISO_IN | NonRTO_Midwest | MISO_IN | Internal | Winter | B16 | 25 | 4450 | 0 | 84.56 | 76.56 | 8 | 0
2015 | NonRTO_Midwest_2_MISO_IN | NonRTO_Midwest | MISO_IN | Internal | Winter | B17 | 100 | 4450 | 0 | 76.85 | 68.85 | 8 | 0
2015 | NonRTO_Midwest_2_MISO_IN | NonRTO_Midwest | MISO_IN | Internal | Winter | B18 | 400 | 4450 | 0 | 67.64 | 59.64 | 8 | 0
2015 | NonRTO_Midwest_2_MISO_IN | NonRTO_Midwest | MISO_IN | Internal | Winter | B19 | 700 | 4450 | 0 | 56.67 | 57.85 | 8 | 0
2015 | NonRTO_Midwest_2_MISO_IN | NonRTO_Midwest | MISO_IN | Internal | Winter | B20 | 935 | 4450 | 0 | 55.52 | 53.81 | 8 | 0
2015 | NonRTO_Midwest_2_TVA_Transmission | NonRTO_Midwest | TVA_Transmission | Internal | Shoulder | B11 | 25 | 2400 | 0 | 85.69 | 81.66 | 8 | 0
2015 | NonRTO_Midwest_2_TVA_Transmission | NonRTO_Midwest | TVA_Transmission | Internal | Shoulder | B12 | 200 | 2400 | 0 | 74.57 | 66.61 | 8 | 0
2015 | NonRTO_Midwest_2_TVA_Transmission | NonRTO_Midwest | TVA_Transmission | Internal | Shoulder | B13 | 600 | 2400 | 0 | 65.53 | 63.42 | 8 | 0
2015 | NonRTO_Midwest_2_TVA_Transmission | NonRTO_Midwest | TVA_Transmission | Internal | Shoulder | B14 | 900 | 2400 | 0 | 56.67 | 62.43 | 8 | 0
2015 | NonRTO_Midwest_2_TVA_Transmission | NonRTO_Midwest | TVA_Transmission | Internal | Shoulder | B15 | 1203 | 2400 | 0 | 55.46 | 60.97 | 8 | 0
2015 | NonRTO_Midwest_2_TVA_Transmission | NonRTO_Midwest | TVA_Transmission | Internal | Summer | B1 | 10 | 2400 | 0 | 96.27 | 99.38 | 8 | 0
2015 | NonRTO_Midwest_2_TVA_Transmission | NonRTO_Midwest | TVA_Transmission | Internal | Summer | B2 | 25 | 2400 | 0 | 96.27 | 96.74 | 8 | 0
2015 | NonRTO_Midwest_2_TVA_Transmission | NonRTO_Midwest | TVA_Transmission | Internal | Summer | B3 | 75 | 2400 | 0 | 96.27 | 95.51 | 8 | 0
2015 | NonRTO_Midwest_2_TVA_Transmission | NonRTO_Midwest | TVA_Transmission | Internal | Summer | B4 | 100 | 2400 | 0 | 94.77 | 90.77 | 8 | 0
2015 | NonRTO_Midwest_2_TVA_Transmission | NonRTO_Midwest | TVA_Transmission | Internal | Summer | B5 | 200 | 2400 | 0 | 83.09 | 82.56 | 8 | 0
2015 | NonRTO_Midwest_2_TVA_Transmission | NonRTO_Midwest | TVA_Transmission | Internal | Summer | B6 | 300 | 2400 | 61.75 | 63.44 | 71.44 | 8 | 0
2015 | NonRTO_Midwest_2_TVA_Transmission | NonRTO_Midwest | TVA_Transmission | Internal | Summer | B7 | 400 | 2400 | 0 | 56.67 | 63.64 | 8 | 0
2015 | NonRTO_Midwest_2_TVA_Transmission | NonRTO_Midwest | TVA_Transmission | Internal | Summer | B8 | 500 | 2400 | 0 | 56.57 | 61.1 | 8 | 0
2015 | NonRTO_Midwest_2_TVA_Transmission | NonRTO_Midwest | TVA_Transmission | Internal | Summer | B9 | 800 | 2400 | 0 | 55.46 | 59.74 | 8 | 0
2015 | NonRTO_Midwest_2_TVA_Transmission | NonRTO_Midwest | TVA_Transmission | Internal | Summer | B10 | 1262 | 2400 | 0 | 53.96 | 58.07 | 8 | 0
2015 | NonRTO_Midwest_2_TVA_Transmission | NonRTO_Midwest | TVA_Transmission | Internal | Winter | B16 | 25 | 2400 | 0 | 84.56 | 84.55 | 8 | 0
2015 | NonRTO_Midwest_2_TVA_Transmission | NonRTO_Midwest | TVA_Transmission | Internal | Winter | B17 | 100 | 2400 | 0 | 76.85 | 69.16 | 8 | 0
2015 | NonRTO_Midwest_2_TVA_Transmission | NonRTO_Midwest | TVA_Transmission | Internal | Winter | B18 | 400 | 2400 | 0 | 67.64 | 64.27 | 8 | 0
2015 | NonRTO_Midwest_2_TVA_Transmission | NonRTO_Midwest | TVA_Transmission | Internal | Winter | B19 | 700 | 2400 | 0 | 56.67 | 62.73 | 8 | 0
2015 | NonRTO_Midwest_2_TVA_Transmission | NonRTO_Midwest | TVA_Transmission | Internal | Winter | B20 | 935 | 2400 | 0 | 55.52 | 61.63 | 8 | 0
2015 | NYISO_A-F_2_IESO | NYISO_A-F | IESO | Internal | Shoulder | B11 | 25 | 1600 | 0 | 60.53 | 47.78 | 7 | 0
2015 | NYISO_A-F_2_IESO | NYISO_A-F | IESO | Internal | Shoulder | B12 | 200 | 1600 | 0 | 58.8 | 47.78 | 7 | 0
2015 | NYISO_A-F_2_IESO | NYISO_A-F | IESO | Internal | Shoulder | B13 | 600 | 1600 | 0 | 57.82 | 47.78 | 7 | 0
2015 | NYISO_A-F_2_IESO | NYISO_A-F | IESO | Internal | Shoulder | B14 | 900 | 1600 | 0 | 56.88 | 47.78 | 7 | 0
2015 | NYISO_A-F_2_IESO | NYISO_A-F | IESO | Internal | Shoulder | B15 | 1203 | 1600 | 0 | 56.88 | 47.78 | 7 | 0
2015 | NYISO_A-F_2_IESO | NYISO_A-F | IESO | Internal | Summer | B1 | 10 | 1600 | 0 | 91.77 | 84.77 | 7 | 0
2015 | NYISO_A-F_2_IESO | NYISO_A-F | IESO | Internal | Summer | B2 | 25 | 1600 | 0 | 83.9 | 81.73 | 7 | 0
2015 | NYISO_A-F_2_IESO | NYISO_A-F | IESO | Internal | Summer | B3 | 75 | 1600 | 0 | 79.55 | 72.55 | 7 | 0
2015 | NYISO_A-F_2_IESO | NYISO_A-F | IESO | Internal | Summer | B4 | 100 | 1600 | 0 | 76.74 | 69.74 | 7 | 0
2015 | NYISO_A-F_2_IESO | NYISO_A-F | IESO | Internal | Summer | B5 | 200 | 1600 | 0 | 69.03 | 62.03 | 7 | 0
2015 | NYISO_A-F_2_IESO | NYISO_A-F | IESO | Internal | Summer | B6 | 300 | 1600 | 0 | 59.43 | 45.29 | 7 | 0
2015 | NYISO_A-F_2_IESO | NYISO_A-F | IESO | Internal | Summer | B7 | 400 | 1600 | 0 | 56.12 | 45.29 | 7 | 0
2015 | NYISO_A-F_2_IESO | NYISO_A-F | IESO | Internal | Summer | B8 | 500 | 1600 | 0 | 55.24 | 45.29 | 7 | 0
2015 | NYISO_A-F_2_IESO | NYISO_A-F | IESO | Internal | Summer | B9 | 800 | 1600 | 0 | 55.24 | 45.29 | 7 | 0
2015 | NYISO_A-F_2_IESO | NYISO_A-F | IESO | Internal | Summer | B10 | 1262 | 1600 | 0 | 55.24 | 45.29 | 7 | 0
2015 | NYISO_A-F_2_IESO | NYISO_A-F | IESO | Internal | Winter | B16 | 25 | 1600 | 0 | 70.54 | 63.54 | 7 | 0
2015 | NYISO_A-F_2_IESO | NYISO_A-F | IESO | Internal | Winter | B17 | 100 | 1600 | 0 | 61.59 | 54.59 | 7 | 0
2015 | NYISO_A-F_2_IESO | NYISO_A-F | IESO | Internal | Winter | B18 | 400 | 1600 | 0 | 61.59 | 47.25 | 7 | 0
2015 | NYISO_A-F_2_IESO | NYISO_A-F | IESO | Internal | Winter | B19 | 700 | 1600 | 0 | 61.59 | 47.25 | 7 | 0
2015 | NYISO_A-F_2_IESO | NYISO_A-F | IESO | Internal | Winter | B20 | 935 | 1600 | 0 | 61.59 | 47.25 | 7 | 0
2015 | NYISO_A-F_2_NEISO | NYISO_A-F | NEISO | Internal | Shoulder | B11 | 25 | 600 | 0 | 60.53 | 55.82 | 3 | 0
2015 | NYISO_A-F_2_NEISO | NYISO_A-F | NEISO | Internal | Shoulder | B12 | 200 | 600 | 0 | 58.8 | 55.82 | 3 | 0
2015 | NYISO_A-F_2_NEISO | NYISO_A-F | NEISO | Internal | Shoulder | B13 | 600 | 600 | 0 | 57.82 | 55.82 | 3 | 0
2015 | NYISO_A-F_2_NEISO | NYISO_A-F | NEISO | Internal | Shoulder | B14 | 900 | 600 | 0 | 56.88 | 55.82 | 3 | 0
2015 | NYISO_A-F_2_NEISO | NYISO_A-F | NEISO | Internal | Shoulder | B15 | 1203 | 600 | 0 | 56.88 | 55.82 | 3 | 0
2015 | NYISO_A-F_2_NEISO | NYISO_A-F | NEISO | Internal | Summer | B1 | 10 | 600 | 0 | 91.77 | 88.8 | 3 | 0
2015 | NYISO_A-F_2_NEISO | NYISO_A-F | NEISO | Internal | Summer | B2 | 25 | 600 | 0 | 83.9 | 80.91 | 3 | 0
2015 | NYISO_A-F_2_NEISO | NYISO_A-F | NEISO | Internal | Summer | B3 | 75 | 600 | 0 | 79.55 | 73.21 | 3 | 0
2015 | NYISO_A-F_2_NEISO | NYISO_A-F | NEISO | Internal | Summer | B4 | 100 | 600 | 0 | 76.74 | 59.01 | 3 | 0
2015 | NYISO_A-F_2_NEISO | NYISO_A-F | NEISO | Internal | Summer | B5 | 200 | 600 | 0 | 69.03 | 53.13 | 3 | 0
2015 | NYISO_A-F_2_NEISO | NYISO_A-F | NEISO | Internal | Summer | B6 | 300 | 600 | 0 | 59.43 | 53.13 | 3 | 0
2015 | NYISO_A-F_2_NEISO | NYISO_A-F | NEISO | Internal | Summer | B7 | 400 | 600 | 0 | 56.12 | 53.13 | 3 | 0
2015 | NYISO_A-F_2_NEISO | NYISO_A-F | NEISO | Internal | Summer | B8 | 500 | 600 | 0 | 55.24 | 53.13 | 3 | 0
2015 | NYISO_A-F_2_NEISO | NYISO_A-F | NEISO | Internal | Summer | B9 | 800 | 600 | 0 | 55.24 | 53.13 | 3 | 0
2015 | NYISO_A-F_2_NEISO | NYISO_A-F | NEISO | Internal | Summer | B10 | 1262 | 600 | 0 | 55.24 | 53.13 | 3 | 0
2015 | NYISO_A-F_2_NEISO | NYISO_A-F | NEISO | Internal | Winter | B16 | 25 | 600 | 0 | 70.54 | 64.22 | 3 | 0
2015 | NYISO_A-F_2_NEISO | NYISO_A-F | NEISO | Internal | Winter | B17 | 100 | 600 | 0 | 61.59 | 64.22 | 3 | 0
2015 | NYISO_A-F_2_NEISO | NYISO_A-F | NEISO | Internal | Winter | B18 | 400 | 600 | 0 | 61.59 | 64.22 | 3 | 0
2015 | NYISO_A-F_2_NEISO | NYISO_A-F | NEISO | Internal | Winter | B19 | 700 | 600 | 0 | 61.59 | 64.22 | 3 | 0
2015 | NYISO_A-F_2_NEISO | NYISO_A-F | NEISO | Internal | Winter | B20 | 935 | 600 | 0 | 61.59 | 64.22 | 3 | 0
2015 | NYISO_A-F_2_NYISO_G-I | NYISO_A-F | NYISO_G-I | Internal | Shoulder | B11 | 25 | 5685 | 5016.93 | 60.53 | 60.55 | 0.01 | 0
2015 | NYISO_A-F_2_NYISO_G-I | NYISO_A-F | NYISO_G-I | Internal | Shoulder | B12 | 200 | 5685 | 3854.45 | 58.8 | 58.81 | 0.01 | 0
2015 | NYISO_A-F_2_NYISO_G-I | NYISO_A-F | NYISO_G-I | Internal | Shoulder | B13 | 600 | 5685 | 4260.64 | 57.82 | 57.83 | 0.01 | 0
2015 | NYISO_A-F_2_NYISO_G-I | NYISO_A-F | NYISO_G-I | Internal | Shoulder | B14 | 900 | 5685 | 4440.31 | 56.88 | 56.89 | 0.01 | 0
2015 | NYISO_A-F_2_NYISO_G-I | NYISO_A-F | NYISO_G-I | Internal | Shoulder | B15 | 1203 | 5685 | 2726.81 | 56.88 | 56.89 | 0.01 | 0
2015 | NYISO_A-F_2_NYISO_G-I | NYISO_A-F | NYISO_G-I | Internal | Summer | B1 | 10 | 5685 | 5326.06 | 91.77 | 91.79 | 0.01 | 0
2015 | NYISO_A-F_2_NYISO_G-I | NYISO_A-F | NYISO_G-I | Internal | Summer | B2 | 25 | 5685 | 4339.75 | 83.9 | 83.91 | 0.01 | 0
2015 | NYISO_A-F_2_NYISO_G-I | NYISO_A-F | NYISO_G-I | Internal | Summer | B3 | 75 | 5685 | 4545.01 | 79.55 | 79.56 | 0.01 | 0
2015 | NYISO_A-F_2_NYISO_G-I | NYISO_A-F | NYISO_G-I | Internal | Summer | B4 | 100 | 5685 | 5575.04 | 76.74 | 76.75 | 0.01 | 0
2015 | NYISO_A-F_2_NYISO_G-I | NYISO_A-F | NYISO_G-I | Internal | Summer | B5 | 200 | 5685 | 4842.74 | 69.03 | 69.04 | 0.01 | 0
2015 | NYISO_A-F_2_NYISO_G-I | NYISO_A-F | NYISO_G-I | Internal | Summer | B6 | 300 | 5685 | 5246.35 | 59.43 | 59.44 | 0.01 | 0
2015 | NYISO_A-F_2_NYISO_G-I | NYISO_A-F | NYISO_G-I | Internal | Summer | B7 | 400 | 5685 | 4353.91 | 56.12 | 56.13 | 0.01 | 0
2015 | NYISO_A-F_2_NYISO_G-I | NYISO_A-F | NYISO_G-I | Internal | Summer | B8 | 500 | 5685 | 4707.84 | 55.24 | 55.25 | 0.01 | 0
2015 | NYISO_A-F_2_NYISO_G-I | NYISO_A-F | NYISO_G-I | Internal | Summer | B9 | 800 | 5685 | 4176.68 | 55.24 | 55.25 | 0.01 | 0
2015 | NYISO_A-F_2_NYISO_G-I | NYISO_A-F | NYISO_G-I | Internal | Summer | B10 | 1262 | 5685 | 2399.04 | 55.24 | 55.25 | 0.01 | 0
2015 | NYISO_A-F_2_NYISO_G-I | NYISO_A-F | NYISO_G-I | Internal | Winter | B16 | 25 | 5685 | 5605.24 | 70.54 | 70.55 | 0.01 | 0
2015 | NYISO_A-F_2_NYISO_G-I | NYISO_A-F | NYISO_G-I | Internal | Winter | B17 | 100 | 5685 | 5685 | 61.59 | 64.83 | 0.01 | 3.23
2015 | NYISO_A-F_2_NYISO_G-I | NYISO_A-F | NYISO_G-I | Internal | Winter | B18 | 400 | 5685 | 5685 | 61.59 | 64.83 | 0.01 | 3.23
2015 | NYISO_A-F_2_NYISO_G-I | NYISO_A-F | NYISO_G-I | Internal | Winter | B19 | 700 | 5685 | 5685 | 61.59 | 64.83 | 0.01 | 3.23
2015 | NYISO_A-F_2_NYISO_G-I | NYISO_A-F | NYISO_G-I | Internal | Winter | B20 | 935 | 5685 | 4858.38 | 61.59 | 61.6 | 0.01 | 0
2015 | NYISO_A-F_2_PJM_ROM | NYISO_A-F | PJM_ROM | Internal | Shoulder | B11 | 25 | 1000 | 1000 | 60.53 | 75.65 | 8 | 7.12
2015 | NYISO_A-F_2_PJM_ROM | NYISO_A-F | PJM_ROM | Internal | Shoulder | B12 | 200 | 1000 | 0 | 58.8 | 64.63 | 8 | 0
2015 | NYISO_A-F_2_PJM_ROM | NYISO_A-F | PJM_ROM | Internal | Shoulder | B13 | 600 | 1000 | 0 | 57.82 | 60.7 | 8 | 0
2015 | NYISO_A-F_2_PJM_ROM | NYISO_A-F | PJM_ROM | Internal | Shoulder | B14 | 900 | 1000 | 0 | 56.88 | 58.9 | 8 | 0
2015 | NYISO_A-F_2_PJM_ROM | NYISO_A-F | PJM_ROM | Internal | Shoulder | B15 | 1203 | 1000 | 0 | 56.88 | 54.98 | 8 | 0
2015 | NYISO_A-F_2_PJM_ROM | NYISO_A-F | PJM_ROM | Internal | Summer | B1 | 10 | 1000 | 0 | 91.77 | 93.39 | 8 | 0
2015 | NYISO_A-F_2_PJM_ROM | NYISO_A-F | PJM_ROM | Internal | Summer | B2 | 25 | 1000 | 0 | 83.9 | 90.27 | 8 | 0
2015 | NYISO_A-F_2_PJM_ROM | NYISO_A-F | PJM_ROM | Internal | Summer | B3 | 75 | 1000 | 1000 | 79.55 | 89.53 | 8 | 1.98
2015 | NYISO_A-F_2_PJM_ROM | NYISO_A-F | PJM_ROM | Internal | Summer | B4 | 100 | 1000 | 999.95 | 76.74 | 84.77 | 8 | 0.02
2015 | NYISO_A-F_2_PJM_ROM | NYISO_A-F | PJM_ROM | Internal | Summer | B5 | 200 | 1000 | 898 | 69.03 | 77.03 | 8 | 0
2015 | NYISO_A-F_2_PJM_ROM | NYISO_A-F | PJM_ROM | Internal | Summer | B6 | 300 | 1000 | 999.98 | 59.43 | 67.46 | 8 | 0.02
2015 | NYISO_A-F_2_PJM_ROM | NYISO_A-F | PJM_ROM | Internal | Summer | B7 | 400 | 1000 | 0 | 56.12 | 58.84 | 8 | 0
2015 | NYISO_A-F_2_PJM_ROM | NYISO_A-F | PJM_ROM | Internal | Summer | B8 | 500 | 1000 | 0 | 55.24 | 56.92 | 8 | 0
2015 | NYISO_A-F_2_PJM_ROM | NYISO_A-F | PJM_ROM | Internal | Summer | B9 | 800 | 1000 | 0 | 55.24 | 56.64 | 8 | 0
2015 | NYISO_A-F_2_PJM_ROM | NYISO_A-F | PJM_ROM | Internal | Summer | B10 | 1262 | 1000 | 0 | 55.24 | 52.24 | 8 | 0
2015 | NYISO_A-F_2_PJM_ROM | NYISO_A-F | PJM_ROM | Internal | Winter | B16 | 25 | 1000 | 999.81 | 70.54 | 78.56 | 8 | 0.02
2015 | NYISO_A-F_2_PJM_ROM | NYISO_A-F | PJM_ROM | Internal | Winter | B17 | 100 | 1000 | 0 | 61.59 | 68.54 | 8 | 0
2015 | NYISO_A-F_2_PJM_ROM | NYISO_A-F | PJM_ROM | Internal | Winter | B18 | 400 | 1000 | 0 | 61.59 | 64.13 | 8 | 0
2015 | NYISO_A-F_2_PJM_ROM | NYISO_A-F | PJM_ROM | Internal | Winter | B19 | 700 | 1000 | 0 | 61.59 | 64.13 | 8 | 0
2015 | NYISO_A-F_2_PJM_ROM | NYISO_A-F | PJM_ROM | Internal | Winter | B20 | 935 | 1000 | 0 | 61.59 | 55.95 | 8 | 0
2015 | NYISO_G-I_2_NEISO | NYISO_G-I | NEISO | Internal | Shoulder | B11 | 25 | 600 | 0 | 60.55 | 55.82 | 3 | 0
2015 | NYISO_G-I_2_NEISO | NYISO_G-I | NEISO | Internal | Shoulder | B12 | 200 | 600 | 0 | 58.81 | 55.82 | 3 | 0
2015 | NYISO_G-I_2_NEISO | NYISO_G-I | NEISO | Internal | Shoulder | B13 | 600 | 600 | 0 | 57.83 | 55.82 | 3 | 0
2015 | NYISO_G-I_2_NEISO | NYISO_G-I | NEISO | Internal | Shoulder | B14 | 900 | 600 | 0 | 56.89 | 55.82 | 3 | 0
2015 | NYISO_G-I_2_NEISO | NYISO_G-I | NEISO | Internal | Shoulder | B15 | 1203 | 600 | 0 | 56.89 | 55.82 | 3 | 0
2015 | NYISO_G-I_2_NEISO | NYISO_G-I | NEISO | Internal | Summer | B1 | 10 | 600 | 0 | 91.79 | 88.8 | 3 | 0
2015 | NYISO_G-I_2_NEISO | NYISO_G-I | NEISO | Internal | Summer | B2 | 25 | 600 | 0 | 83.91 | 80.91 | 3 | 0
2015 | NYISO_G-I_2_NEISO | NYISO_G-I | NEISO | Internal | Summer | B3 | 75 | 600 | 0 | 79.56 | 73.21 | 3 | 0
2015 | NYISO_G-I_2_NEISO | NYISO_G-I | NEISO | Internal | Summer | B4 | 100 | 600 | 0 | 76.75 | 59.01 | 3 | 0
2015 | NYISO_G-I_2_NEISO | NYISO_G-I | NEISO | Internal | Summer | B5 | 200 | 600 | 0 | 69.04 | 53.13 | 3 | 0
2015 | NYISO_G-I_2_NEISO | NYISO_G-I | NEISO | Internal | Summer | B6 | 300 | 600 | 0 | 59.44 | 53.13 | 3 | 0
2015 | NYISO_G-I_2_NEISO | NYISO_G-I | NEISO | Internal | Summer | B7 | 400 | 600 | 0 | 56.13 | 53.13 | 3 | 0
2015 | NYISO_G-I_2_NEISO | NYISO_G-I | NEISO | Internal | Summer | B8 | 500 | 600 | 0 | 55.25 | 53.13 | 3 | 0
2015 | NYISO_G-I_2_NEISO | NYISO_G-I | NEISO | Internal | Summer | B9 | 800 | 600 | 0 | 55.25 | 53.13 | 3 | 0
2015 | NYISO_G-I_2_NEISO | NYISO_G-I | NEISO | Internal | Summer | B10 | 1262 | 600 | 0 | 55.25 | 53.13 | 3 | 0
2015 | NYISO_G-I_2_NEISO | NYISO_G-I | NEISO | Internal | Winter | B16 | 25 | 600 | 0 | 70.55 | 64.22 | 3 | 0
2015 | NYISO_G-I_2_NEISO | NYISO_G-I | NEISO | Internal | Winter | B17 | 100 | 600 | 0 | 64.83 | 64.22 | 3 | 0
2015 | NYISO_G-I_2_NEISO | NYISO_G-I | NEISO | Internal | Winter | B18 | 400 | 600 | 0 | 64.83 | 64.22 | 3 | 0
2015 | NYISO_G-I_2_NEISO | NYISO_G-I | NEISO | Internal | Winter | B19 | 700 | 600 | 0 | 64.83 | 64.22 | 3 | 0
2015 | NYISO_G-I_2_NEISO | NYISO_G-I | NEISO | Internal | Winter | B20 | 935 | 600 | 0 | 61.6 | 64.22 | 3 | 0
2015 | NYISO_G-I_2_NYISO_A-F | NYISO_G-I | NYISO_A-F | Internal | Shoulder | B11 | 25 | 3434 | 0.21 | 60.55 | 60.53 | 0.01 | 0
2015 | NYISO_G-I_2_NYISO_A-F | NYISO_G-I | NYISO_A-F | Internal | Shoulder | B12 | 200 | 3434 | 0.03 | 58.81 | 58.8 | 0.01 | 0
2015 | NYISO_G-I_2_NYISO_A-F | NYISO_G-I | NYISO_A-F | Internal | Shoulder | B13 | 600 | 3434 | 0 | 57.83 | 57.82 | 0.01 | 0
2015 | NYISO_G-I_2_NYISO_A-F | NYISO_G-I | NYISO_A-F | Internal | Shoulder | B14 | 900 | 3434 | 0 | 56.89 | 56.88 | 0.01 | 0
2015 | NYISO_G-I_2_NYISO_A-F | NYISO_G-I | NYISO_A-F | Internal | Shoulder | B15 | 1203 | 3434 | 0 | 56.89 | 56.88 | 0.01 | 0
2015 | NYISO_G-I_2_NYISO_A-F | NYISO_G-I | NYISO_A-F | Internal | Summer | B1 | 10 | 3434 | 0.53 | 91.79 | 91.77 | 0.01 | 0
2015 | NYISO_G-I_2_NYISO_A-F | NYISO_G-I | NYISO_A-F | Internal | Summer | B2 | 25 | 3434 | 0.21 | 83.91 | 83.9 | 0.01 | 0
2015 | NYISO_G-I_2_NYISO_A-F | NYISO_G-I | NYISO_A-F | Internal | Summer | B3 | 75 | 3434 | 0.07 | 79.56 | 79.55 | 0.01 | 0
2015 | NYISO_G-I_2_NYISO_A-F | NYISO_G-I | NYISO_A-F | Internal | Summer | B4 | 100 | 3434 | 0.05 | 76.75 | 76.74 | 0.01 | 0
2015 | NYISO_G-I_2_NYISO_A-F | NYISO_G-I | NYISO_A-F | Internal | Summer | B5 | 200 | 3434 | 0.03 | 69.04 | 69.03 | 0.01 | 0
2015 | NYISO_G-I_2_NYISO_A-F | NYISO_G-I | NYISO_A-F | Internal | Summer | B6 | 300 | 3434 | 0.02 | 59.44 | 59.43 | 0.01 | 0
2015 | NYISO_G-I_2_NYISO_A-F | NYISO_G-I | NYISO_A-F | Internal | Summer | B7 | 400 | 3434 | 0.01 | 56.13 | 56.12 | 0.01 | 0
2015 | NYISO_G-I_2_NYISO_A-F | NYISO_G-I | NYISO_A-F | Internal | Summer | B8 | 500 | 3434 | 0.01 | 55.25 | 55.24 | 0.01 | 0
2015 | NYISO_G-I_2_NYISO_A-F | NYISO_G-I | NYISO_A-F | Internal | Summer | B9 | 800 | 3434 | 0 | 55.25 | 55.24 | 0.01 | 0
2015 | NYISO_G-I_2_NYISO_A-F | NYISO_G-I | NYISO_A-F | Internal | Summer | B10 | 1262 | 3434 | 0 | 55.25 | 55.24 | 0.01 | 0
2015 | NYISO_G-I_2_NYISO_A-F | NYISO_G-I | NYISO_A-F | Internal | Winter | B16 | 25 | 3434 | 0.19 | 70.55 | 70.54 | 0.01 | 0
2015 | NYISO_G-I_2_NYISO_A-F | NYISO_G-I | NYISO_A-F | Internal | Winter | B17 | 100 | 3434 | 0 | 64.83 | 61.59 | 0.01 | 0
2015 | NYISO_G-I_2_NYISO_A-F | NYISO_G-I | NYISO_A-F | Internal | Winter | B18 | 400 | 3434 | 0 | 64.83 | 61.59 | 0.01 | 0
2015 | NYISO_G-I_2_NYISO_A-F | NYISO_G-I | NYISO_A-F | Internal | Winter | B19 | 700 | 3434 | 0 | 64.83 | 61.59 | 0.01 | 0
2015 | NYISO_G-I_2_NYISO_A-F | NYISO_G-I | NYISO_A-F | Internal | Winter | B20 | 935 | 3434 | 0 | 61.6 | 61.59 | 0.01 | 0
2015 | NYISO_G-I_2_NYISO_J-K | NYISO_G-I | NYISO_J-K | Internal | Shoulder | B11 | 25 | 6130 | 4510.06 | 60.55 | 60.56 | 0.01 | 0
2015 | NYISO_G-I_2_NYISO_J-K | NYISO_G-I | NYISO_J-K | Internal | Shoulder | B12 | 200 | 6130 | 4312.4 | 58.81 | 58.82 | 0.01 | 0
2015 | NYISO_G-I_2_NYISO_J-K | NYISO_G-I | NYISO_J-K | Internal | Shoulder | B13 | 600 | 6130 | 4614.46 | 57.83 | 57.84 | 0.01 | 0
2015 | NYISO_G-I_2_NYISO_J-K | NYISO_G-I | NYISO_J-K | Internal | Shoulder | B14 | 900 | 6130 | 4087.23 | 56.89 | 56.91 | 0.01 | 0
2015 | NYISO_G-I_2_NYISO_J-K | NYISO_G-I | NYISO_J-K | Internal | Shoulder | B15 | 1203 | 6130 | 2771.81 | 56.89 | 56.91 | 0.01 | 0
2015 | NYISO_G-I_2_NYISO_J-K | NYISO_G-I | NYISO_J-K | Internal | Summer | B1 | 10 | 6130 | 4771.15 | 91.79 | 91.8 | 0.01 | 0
2015 | NYISO_G-I_2_NYISO_J-K | NYISO_G-I | NYISO_J-K | Internal | Summer | B2 | 25 | 6130 | 4057.05 | 83.91 | 83.92 | 0.01 | 0
2015 | NYISO_G-I_2_NYISO_J-K | NYISO_G-I | NYISO_J-K | Internal | Summer | B3 | 75 | 6130 | 3625.96 | 79.56 | 79.57 | 0.01 | 0
2015 | NYISO_G-I_2_NYISO_J-K | NYISO_G-I | NYISO_J-K | Internal | Summer | B4 | 100 | 6130 | 4972.32 | 76.75 | 76.77 | 0.01 | 0
2015 | NYISO_G-I_2_NYISO_J-K | NYISO_G-I | NYISO_J-K | Internal | Summer | B5 | 200 | 6130 | 5806.12 | 69.04 | 69.05 | 0.01 | 0
2015 | NYISO_G-I_2_NYISO_J-K | NYISO_G-I | NYISO_J-K | Internal | Summer | B6 | 300 | 6130 | 4999.31 | 59.44 | 59.46 | 0.01 | 0
2015 | NYISO_G-I_2_NYISO_J-K | NYISO_G-I | NYISO_J-K | Internal | Summer | B7 | 400 | 6130 | 5447.54 | 56.13 | 56.14 | 0.01 | 0
2015 | NYISO_G-I_2_NYISO_J-K | NYISO_G-I | NYISO_J-K | Internal | Summer | B8 | 500 | 6130 | 5557.52 | 55.25 | 55.26 | 0.01 | 0
2015 | NYISO_G-I_2_NYISO_J-K | NYISO_G-I | NYISO_J-K | Internal | Summer | B9 | 800 | 6130 | 4745.8 | 55.25 | 55.26 | 0.01 | 0
2015 | NYISO_G-I_2_NYISO_J-K | NYISO_G-I | NYISO_J-K | Internal | Summer | B10 | 1262 | 6130 | 3103.1 | 55.25 | 55.26 | 0.01 | 0
2015 | NYISO_G-I_2_NYISO_J-K | NYISO_G-I | NYISO_J-K | Internal | Winter | B16 | 25 | 6130 | 5388.29 | 70.55 | 70.56 | 0.01 | 0
2015 | NYISO_G-I_2_NYISO_J-K | NYISO_G-I | NYISO_J-K | Internal | Winter | B17 | 100 | 6130 | 6130 | 64.83 | 67.07 | 0.01 | 2.22
2015 | NYISO_G-I_2_NYISO_J-K | NYISO_G-I | NYISO_J-K | Internal | Winter | B18 | 400 | 6130 | 6130 | 64.83 | 67.07 | 0.01 | 2.22
2015 | NYISO_G-I_2_NYISO_J-K | NYISO_G-I | NYISO_J-K | Internal | Winter | B19 | 700 | 6130 | 6130 | 64.83 | 67.07 | 0.01 | 2.22
2015 | NYISO_G-I_2_NYISO_J-K | NYISO_G-I | NYISO_J-K | Internal | Winter | B20 | 935 | 6130 | 5203.22 | 61.6 | 61.61 | 0.01 | 0
2015 | NYISO_G-I_2_PJM_E | NYISO_G-I | PJM_E | Internal | Shoulder | B11 | 25 | 1500 | 1500 | 60.55 | 75.64 | 8 | 7.1
2015 | NYISO_G-I_2_PJM_E | NYISO_G-I | PJM_E | Internal | Shoulder | B12 | 200 | 1500 | 0 | 58.81 | 64.62 | 8 | 0
2015 | NYISO_G-I_2_PJM_E | NYISO_G-I | PJM_E | Internal | Shoulder | B13 | 600 | 1500 | 0 | 57.83 | 60.69 | 8 | 0
2015 | NYISO_G-I_2_PJM_E | NYISO_G-I | PJM_E | Internal | Shoulder | B14 | 900 | 1500 | 0 | 56.89 | 58.91 | 8 | 0
2015 | NYISO_G-I_2_PJM_E | NYISO_G-I | PJM_E | Internal | Shoulder | B15 | 1203 | 1500 | 0 | 56.89 | 54.99 | 8 | 0
2015 | NYISO_G-I_2_PJM_E | NYISO_G-I | PJM_E | Internal | Summer | B1 | 10 | 1500 | 0 | 91.79 | 93.4 | 8 | 0
2015 | NYISO_G-I_2_PJM_E | NYISO_G-I | PJM_E | Internal | Summer | B2 | 25 | 1500 | 0 | 83.91 | 90.28 | 8 | 0
2015 | NYISO_G-I_2_PJM_E | NYISO_G-I | PJM_E | Internal | Summer | B3 | 75 | 1500 | 1500 | 79.56 | 89.51 | 8 | 1.95
2015 | NYISO_G-I_2_PJM_E | NYISO_G-I | PJM_E | Internal | Summer | B4 | 100 | 1500 | 1437.9 | 76.75 | 84.75 | 8 | 0
2015 | NYISO_G-I_2_PJM_E | NYISO_G-I | PJM_E | Internal | Summer | B5 | 200 | 1500 | 0.1 | 69.04 | 77.03 | 8 | 0
2015 | NYISO_G-I_2_PJM_E | NYISO_G-I | PJM_E | Internal | Summer | B6 | 300 | 1500 | 1376.99 | 59.44 | 67.44 | 8 | 0
2015 | NYISO_G-I_2_PJM_E | NYISO_G-I | PJM_E | Internal | Summer | B7 | 400 | 1500 | 0 | 56.13 | 58.86 | 8 | 0
2015 | NYISO_G-I_2_PJM_E | NYISO_G-I | PJM_E | Internal | Summer | B8 | 500 | 1500 | 0 | 55.25 | 56.93 | 8 | 0
2015 | NYISO_G-I_2_PJM_E | NYISO_G-I | PJM_E | Internal | Summer | B9 | 800 | 1500 | 0 | 55.25 | 56.65 | 8 | 0
2015 | NYISO_G-I_2_PJM_E | NYISO_G-I | PJM_E | Internal | Summer | B10 | 1262 | 1500 | 0 | 55.25 | 52.23 | 8 | 0
2015 | NYISO_G-I_2_PJM_E | NYISO_G-I | PJM_E | Internal | Winter | B16 | 25 | 1500 | 1179.58 | 70.55 | 78.55 | 8 | 0
2015 | NYISO_G-I_2_PJM_E | NYISO_G-I | PJM_E | Internal | Winter | B17 | 100 | 1500 | 0 | 64.83 | 68.53 | 8 | 0
2015 | NYISO_G-I_2_PJM_E | NYISO_G-I | PJM_E | Internal | Winter | B18 | 400 | 1500 | 0 | 64.83 | 64.14 | 8 | 0
2015 | NYISO_G-I_2_PJM_E | NYISO_G-I | PJM_E | Internal | Winter | B19 | 700 | 1500 | 0 | 64.83 | 64.14 | 8 | 0
2015 | NYISO_G-I_2_PJM_E | NYISO_G-I | PJM_E | Internal | Winter | B20 | 935 | 1500 | 0 | 61.6 | 55.96 | 8 | 0
2015 | NYISO_J-K_2_NEISO | NYISO_J-K | NEISO | Internal | Shoulder | B11 | 25 | 315 | 0 | 60.56 | 55.82 | 3 | 0
2015 | NYISO_J-K_2_NEISO | NYISO_J-K | NEISO | Internal | Shoulder | B12 | 200 | 315 | 0 | 58.82 | 55.82 | 3 | 0
2015 | NYISO_J-K_2_NEISO | NYISO_J-K | NEISO | Internal | Shoulder | B13 | 600 | 315 | 0 | 57.84 | 55.82 | 3 | 0
2015 | NYISO_J-K_2_NEISO | NYISO_J-K | NEISO | Internal | Shoulder | B14 | 900 | 315 | 0 | 56.91 | 55.82 | 3 | 0
2015 | NYISO_J-K_2_NEISO | NYISO_J-K | NEISO | Internal | Shoulder | B15 | 1203 | 315 | 0 | 56.91 | 55.82 | 3 | 0
2015 | NYISO_J-K_2_NEISO | NYISO_J-K | NEISO | Internal | Summer | B1 | 10 | 315 | 0 | 91.8 | 88.8 | 3 | 0
2015 | NYISO_J-K_2_NEISO | NYISO_J-K | NEISO | Internal | Summer | B2 | 25 | 315 | 0 | 83.92 | 80.91 | 3 | 0
2015 | NYISO_J-K_2_NEISO | NYISO_J-K | NEISO | Internal | Summer | B3 | 75 | 315 | 0 | 79.57 | 73.21 | 3 | 0
2015 | NYISO_J-K_2_NEISO | NYISO_J-K | NEISO | Internal | Summer | B4 | 100 | 315 | 0 | 76.77 | 59.01 | 3 | 0
2015 | NYISO_J-K_2_NEISO | NYISO_J-K | NEISO | Internal | Summer | B5 | 200 | 315 | 0 | 69.05 | 53.13 | 3 | 0
2015 | NYISO_J-K_2_NEISO | NYISO_J-K | NEISO | Internal | Summer | B6 | 300 | 315 | 0 | 59.46 | 53.13 | 3 | 0
2015 | NYISO_J-K_2_NEISO | NYISO_J-K | NEISO | Internal | Summer | B7 | 400 | 315 | 0 | 56.14 | 53.13 | 3 | 0
2015 | NYISO_J-K_2_NEISO | NYISO_J-K | NEISO | Internal | Summer | B8 | 500 | 315 | 0 | 55.26 | 53.13 | 3 | 0
2015 | NYISO_J-K_2_NEISO | NYISO_J-K | NEISO | Internal | Summer | B9 | 800 | 315 | 0 | 55.26 | 53.13 | 3 | 0
2015 | NYISO_J-K_2_NEISO | NYISO_J-K | NEISO | Internal | Summer | B10 | 1262 | 315 | 0 | 55.26 | 53.13 | 3 | 0
2015 | NYISO_J-K_2_NEISO | NYISO_J-K | NEISO | Internal | Winter | B16 | 25 | 315 | 0 | 70.56 | 64.22 | 3 | 0
2015 | NYISO_J-K_2_NEISO | NYISO_J-K | NEISO | Internal | Winter | B17 | 100 | 315 | 0 | 67.07 | 64.22 | 3 | 0
2015 | NYISO_J-K_2_NEISO | NYISO_J-K | NEISO | Internal | Winter | B18 | 400 | 315 | 0 | 67.07 | 64.22 | 3 | 0
2015 | NYISO_J-K_2_NEISO | NYISO_J-K | NEISO | Internal | Winter | B19 | 700 | 315 | 0 | 67.07 | 64.22 | 3 | 0
2015 | NYISO_J-K_2_NEISO | NYISO_J-K | NEISO | Internal | Winter | B20 | 935 | 315 | 0 | 61.61 | 64.22 | 3 | 0
2015 | NYISO_J-K_2_NYISO_G-I | NYISO_J-K | NYISO_G-I | Internal | Shoulder | B11 | 25 | 1999 | 0.21 | 60.56 | 60.55 | 0.01 | 0
2015 | NYISO_J-K_2_NYISO_G-I | NYISO_J-K | NYISO_G-I | Internal | Shoulder | B12 | 200 | 1999 | 0.03 | 58.82 | 58.81 | 0.01 | 0
2015 | NYISO_J-K_2_NYISO_G-I | NYISO_J-K | NYISO_G-I | Internal | Shoulder | B13 | 600 | 1999 | 0 | 57.84 | 57.83 | 0.01 | 0
2015 | NYISO_J-K_2_NYISO_G-I | NYISO_J-K | NYISO_G-I | Internal | Shoulder | B14 | 900 | 1999 | 0 | 56.91 | 56.89 | 0.01 | 0
2015 | NYISO_J-K_2_NYISO_G-I | NYISO_J-K | NYISO_G-I | Internal | Shoulder | B15 | 1203 | 1999 | 0 | 56.91 | 56.89 | 0.01 | 0
2015 | NYISO_J-K_2_NYISO_G-I | NYISO_J-K | NYISO_G-I | Internal | Summer | B1 | 10 | 1999 | 0.5 | 91.8 | 91.79 | 0.01 | 0
2015 | NYISO_J-K_2_NYISO_G-I | NYISO_J-K | NYISO_G-I | Internal | Summer | B2 | 25 | 1999 | 0.21 | 83.92 | 83.91 | 0.01 | 0
2015 | NYISO_J-K_2_NYISO_G-I | NYISO_J-K | NYISO_G-I | Internal | Summer | B3 | 75 | 1999 | 0.07 | 79.57 | 79.56 | 0.01 | 0
2015 | NYISO_J-K_2_NYISO_G-I | NYISO_J-K | NYISO_G-I | Internal | Summer | B4 | 100 | 1999 | 0.05 | 76.77 | 76.75 | 0.01 | 0
2015 | NYISO_J-K_2_NYISO_G-I | NYISO_J-K | NYISO_G-I | Internal | Summer | B5 | 200 | 1999 | 0.03 | 69.05 | 69.04 | 0.01 | 0
2015 | NYISO_J-K_2_NYISO_G-I | NYISO_J-K | NYISO_G-I | Internal | Summer | B6 | 300 | 1999 | 0.02 | 59.46 | 59.44 | 0.01 | 0
2015 | NYISO_J-K_2_NYISO_G-I | NYISO_J-K | NYISO_G-I | Internal | Summer | B7 | 400 | 1999 | 0.01 | 56.14 | 56.13 | 0.01 | 0
2015 | NYISO_J-K_2_NYISO_G-I | NYISO_J-K | NYISO_G-I | Internal | Summer | B8 | 500 | 1999 | 0.01 | 55.26 | 55.25 | 0.01 | 0
2015 | NYISO_J-K_2_NYISO_G-I | NYISO_J-K | NYISO_G-I | Internal | Summer | B9 | 800 | 1999 | 0 | 55.26 | 55.25 | 0.01 | 0
2015 | NYISO_J-K_2_NYISO_G-I | NYISO_J-K | NYISO_G-I | Internal | Summer | B10 | 1262 | 1999 | 0 | 55.26 | 55.25 | 0.01 | 0
2015 | NYISO_J-K_2_NYISO_G-I | NYISO_J-K | NYISO_G-I | Internal | Winter | B16 | 25 | 1999 | 0.2 | 70.56 | 70.55 | 0.01 | 0
2015 | NYISO_J-K_2_NYISO_G-I | NYISO_J-K | NYISO_G-I | Internal | Winter | B17 | 100 | 1999 | 0 | 67.07 | 64.83 | 0.01 | 0
2015 | NYISO_J-K_2_NYISO_G-I | NYISO_J-K | NYISO_G-I | Internal | Winter | B18 | 400 | 1999 | 0 | 67.07 | 64.83 | 0.01 | 0
2015 | NYISO_J-K_2_NYISO_G-I | NYISO_J-K | NYISO_G-I | Internal | Winter | B19 | 700 | 1999 | 0 | 67.07 | 64.83 | 0.01 | 0
2015 | NYISO_J-K_2_NYISO_G-I | NYISO_J-K | NYISO_G-I | Internal | Winter | B20 | 935 | 1999 | 0 | 61.61 | 61.6 | 0.01 | 0
2015 | NYISO_J-K_2_PJM_E | NYISO_J-K | PJM_E | Internal | Shoulder | B11 | 25 | 330 | 330 | 60.56 | 75.64 | 8 | 7.08
2015 | NYISO_J-K_2_PJM_E | NYISO_J-K | PJM_E | Internal | Shoulder | B12 | 200 | 330 | 0 | 58.82 | 64.62 | 8 | 0
2015 | NYISO_J-K_2_PJM_E | NYISO_J-K | PJM_E | Internal | Shoulder | B13 | 600 | 330 | 0 | 57.84 | 60.69 | 8 | 0
2015 | NYISO_J-K_2_PJM_E | NYISO_J-K | PJM_E | Internal | Shoulder | B14 | 900 | 330 | 0 | 56.91 | 58.91 | 8 | 0
2015 | NYISO_J-K_2_PJM_E | NYISO_J-K | PJM_E | Internal | Shoulder | B15 | 1203 | 330 | 0 | 56.91 | 54.99 | 8 | 0
2015 | NYISO_J-K_2_PJM_E | NYISO_J-K | PJM_E | Internal | Summer | B1 | 10 | 330 | 0 | 91.8 | 93.4 | 8 | 0
2015 | NYISO_J-K_2_PJM_E | NYISO_J-K | PJM_E | Internal | Summer | B2 | 25 | 330 | 0 | 83.92 | 90.28 | 8 | 0
2015 | NYISO_J-K_2_PJM_E | NYISO_J-K | PJM_E | Internal | Summer | B3 | 75 | 330 | 330 | 79.57 | 89.51 | 8 | 1.94
2015 | NYISO_J-K_2_PJM_E | NYISO_J-K | PJM_E | Internal | Summer | B4 | 100 | 330 | 0.11 | 76.77 | 84.75 | 8 | 0
2015 | NYISO_J-K_2_PJM_E | NYISO_J-K | PJM_E | Internal | Summer | B5 | 200 | 330 | 0.03 | 69.05 | 77.03 | 8 | 0
2015 | NYISO_J-K_2_PJM_E | NYISO_J-K | PJM_E | Internal | Summer | B6 | 300 | 330 | 0.04 | 59.46 | 67.44 | 8 | 0
2015 | NYISO_J-K_2_PJM_E | NYISO_J-K | PJM_E | Internal | Summer | B7 | 400 | 330 | 0 | 56.14 | 58.86 | 8 | 0
2015 | NYISO_J-K_2_PJM_E | NYISO_J-K | PJM_E | Internal | Summer | B8 | 500 | 330 | 0 | 55.26 | 56.93 | 8 | 0
2015 | NYISO_J-K_2_PJM_E | NYISO_J-K | PJM_E | Internal | Summer | B9 | 800 | 330 | 0 | 55.26 | 56.65 | 8 | 0
2015 | NYISO_J-K_2_PJM_E | NYISO_J-K | PJM_E | Internal | Summer | B10 | 1262 | 330 | 0 | 55.26 | 52.23 | 8 | 0
2015 | NYISO_J-K_2_PJM_E | NYISO_J-K | PJM_E | Internal | Winter | B16 | 25 | 330 | 0.39 | 70.56 | 78.55 | 8 | 0
2015 | NYISO_J-K_2_PJM_E | NYISO_J-K | PJM_E | Internal | Winter | B17 | 100 | 330 | 0 | 67.07 | 68.53 | 8 | 0
2015 | NYISO_J-K_2_PJM_E | NYISO_J-K | PJM_E | Internal | Winter | B18 | 400 | 330 | 0 | 67.07 | 64.14 | 8 | 0
2015 | NYISO_J-K_2_PJM_E | NYISO_J-K | PJM_E | Internal | Winter | B19 | 700 | 330 | 0 | 67.07 | 64.14 | 8 | 0
2015 | NYISO_J-K_2_PJM_E | NYISO_J-K | PJM_E | Internal | Winter | B20 | 935 | 330 | 0 | 61.61 | 55.96 | 8 | 0
2015 | PJM_E_2_NYISO_G-I | PJM_E | NYISO_G-I | Internal | Shoulder | B11 | 25 | 500 | 0 | 75.64 | 60.55 | 6 | 0
2015 | PJM_E_2_NYISO_G-I | PJM_E | NYISO_G-I | Internal | Shoulder | B12 | 200 | 500 | 0 | 64.62 | 58.81 | 6 | 0
2015 | PJM_E_2_NYISO_G-I | PJM_E | NYISO_G-I | Internal | Shoulder | B13 | 600 | 500 | 0 | 60.69 | 57.83 | 6 | 0
2015 | PJM_E_2_NYISO_G-I | PJM_E | NYISO_G-I | Internal | Shoulder | B14 | 900 | 500 | 0 | 58.91 | 56.89 | 6 | 0
2015 | PJM_E_2_NYISO_G-I | PJM_E | NYISO_G-I | Internal | Shoulder | B15 | 1203 | 500 | 0 | 54.99 | 56.89 | 6 | 0
2015 | PJM_E_2_NYISO_G-I | PJM_E | NYISO_G-I | Internal | Summer | B1 | 10 | 500 | 0 | 93.4 | 91.79 | 6 | 0
2015 | PJM_E_2_NYISO_G-I | PJM_E | NYISO_G-I | Internal | Summer | B2 | 25 | 500 | 0 | 90.28 | 83.91 | 6 | 0
2015 | PJM_E_2_NYISO_G-I | PJM_E | NYISO_G-I | Internal | Summer | B3 | 75 | 500 | 0 | 89.51 | 79.56 | 6 | 0
2015 | PJM_E_2_NYISO_G-I | PJM_E | NYISO_G-I | Internal | Summer | B4 | 100 | 500 | 0 | 84.75 | 76.75 | 6 | 0
2015 | PJM_E_2_NYISO_G-I | PJM_E | NYISO_G-I | Internal | Summer | B5 | 200 | 500 | 0 | 77.03 | 69.04 | 6 | 0
2015 | PJM_E_2_NYISO_G-I | PJM_E | NYISO_G-I | Internal | Summer | B6 | 300 | 500 | 0 | 67.44 | 59.44 | 6 | 0
2015 | PJM_E_2_NYISO_G-I | PJM_E | NYISO_G-I | Internal | Summer | B7 | 400 | 500 | 0 | 58.86 | 56.13 | 6 | 0
2015 | PJM_E_2_NYISO_G-I | PJM_E | NYISO_G-I | Internal | Summer | B8 | 500 | 500 | 0 | 56.93 | 55.25 | 6 | 0
2015 | PJM_E_2_NYISO_G-I | PJM_E | NYISO_G-I | Internal | Summer | B9 | 800 | 500 | 0 | 56.65 | 55.25 | 6 | 0
2015 | PJM_E_2_NYISO_G-I | PJM_E | NYISO_G-I | Internal | Summer | B10 | 1262 | 500 | 0 | 52.23 | 55.25 | 6 | 0
2015 | PJM_E_2_NYISO_G-I | PJM_E | NYISO_G-I | Internal | Winter | B16 | 25 | 500 | 0 | 78.55 | 70.55 | 6 | 0
2015 | PJM_E_2_NYISO_G-I | PJM_E | NYISO_G-I | Internal | Winter | B17 | 100 | 500 | 0 | 68.53 | 64.83 | 6 | 0
2015 | PJM_E_2_NYISO_G-I | PJM_E | NYISO_G-I | Internal | Winter | B18 | 400 | 500 | 0 | 64.14 | 64.83 | 6 | 0
2015 | PJM_E_2_NYISO_G-I | PJM_E | NYISO_G-I | Internal | Winter | B19 | 700 | 500 | 0 | 64.14 | 64.83 | 6 | 0
2015 | PJM_E_2_NYISO_G-I | PJM_E | NYISO_G-I | Internal | Winter | B20 | 935 | 500 | 0 | 55.96 | 61.6 | 6 | 0
2015 | PJM_E_2_NYISO_J-K | PJM_E | NYISO_J-K | Internal | Shoulder | B11 | 25 | 330 | 0 | 75.64 | 60.56 | 6 | 0
2015 | PJM_E_2_NYISO_J-K | PJM_E | NYISO_J-K | Internal | Shoulder | B12 | 200 | 330 | 0 | 64.62 | 58.82 | 6 | 0
2015 | PJM_E_2_NYISO_J-K | PJM_E | NYISO_J-K | Internal | Shoulder | B13 | 600 | 330 | 0 | 60.69 | 57.84 | 6 | 0
2015 | PJM_E_2_NYISO_J-K | PJM_E | NYISO_J-K | Internal | Shoulder | B14 | 900 | 330 | 0 | 58.91 | 56.91 | 6 | 0
2015 | PJM_E_2_NYISO_J-K | PJM_E | NYISO_J-K | Internal | Shoulder | B15 | 1203 | 330 | 0 | 54.99 | 56.91 | 6 | 0
2015 | PJM_E_2_NYISO_J-K | PJM_E | NYISO_J-K | Internal | Summer | B1 | 10 | 330 | 0 | 93.4 | 91.8 | 6 | 0
2015 | PJM_E_2_NYISO_J-K | PJM_E | NYISO_J-K | Internal | Summer | B2 | 25 | 330 | 0 | 90.28 | 83.92 | 6 | 0
2015 | PJM_E_2_NYISO_J-K | PJM_E | NYISO_J-K | Internal | Summer | B3 | 75 | 330 | 0 | 89.51 | 79.57 | 6 | 0
2015 | PJM_E_2_NYISO_J-K | PJM_E | NYISO_J-K | Internal | Summer | B4 | 100 | 330 | 0 | 84.75 | 76.77 | 6 | 0
2015 | PJM_E_2_NYISO_J-K | PJM_E | NYISO_J-K | Internal | Summer | B5 | 200 | 330 | 0 | 77.03 | 69.05 | 6 | 0
2015 | PJM_E_2_NYISO_J-K | PJM_E | NYISO_J-K | Internal | Summer | B6 | 300 | 330 | 0 | 67.44 | 59.46 | 6 | 0
2015 | PJM_E_2_NYISO_J-K | PJM_E | NYISO_J-K | Internal | Summer | B7 | 400 | 330 | 0 | 58.86 | 56.14 | 6 | 0
2015 | PJM_E_2_NYISO_J-K | PJM_E | NYISO_J-K | Internal | Summer | B8 | 500 | 330 | 0 | 56.93 | 55.26 | 6 | 0
2015 | PJM_E_2_NYISO_J-K | PJM_E | NYISO_J-K | Internal | Summer | B9 | 800 | 330 | 0 | 56.65 | 55.26 | 6 | 0
2015 | PJM_E_2_NYISO_J-K | PJM_E | NYISO_J-K | Internal | Summer | B10 | 1262 | 330 | 0 | 52.23 | 55.26 | 6 | 0
2015 | PJM_E_2_NYISO_J-K | PJM_E | NYISO_J-K | Internal | Winter | B16 | 25 | 330 | 0 | 78.55 | 70.56 | 6 | 0
2015 | PJM_E_2_NYISO_J-K | PJM_E | NYISO_J-K | Internal | Winter | B17 | 100 | 330 | 0 | 68.53 | 67.07 | 6 | 0
2015 | PJM_E_2_NYISO_J-K | PJM_E | NYISO_J-K | Internal | Winter | B18 | 400 | 330 | 0 | 64.14 | 67.07 | 6 | 0
2015 | PJM_E_2_NYISO_J-K | PJM_E | NYISO_J-K | Internal | Winter | B19 | 700 | 330 | 0 | 64.14 | 67.07 | 6 | 0
2015 | PJM_E_2_NYISO_J-K | PJM_E | NYISO_J-K | Internal | Winter | B20 | 935 | 330 | 0 | 55.96 | 61.61 | 6 | 0
2015 | PJM_E_2_PJM_ROM | PJM_E | PJM_ROM | Internal | Shoulder | B11 | 25 | 8000 | 4539.08 | 75.64 | 75.65 | 0.01 | 0
2015 | PJM_E_2_PJM_ROM | PJM_E | PJM_ROM | Internal | Shoulder | B12 | 200 | 8000 | 2339.01 | 64.62 | 64.63 | 0.01 | 0
2015 | PJM_E_2_PJM_ROM | PJM_E | PJM_ROM | Internal | Shoulder | B13 | 600 | 8000 | 244.2 | 60.69 | 60.7 | 0.01 | 0
2015 | PJM_E_2_PJM_ROM | PJM_E | PJM_ROM | Internal | Shoulder | B14 | 900 | 8000 | 0 | 58.91 | 58.9 | 0.01 | 0
2015 | PJM_E_2_PJM_ROM | PJM_E | PJM_ROM | Internal | Shoulder | B15 | 1203 | 8000 | 0 | 54.99 | 54.98 | 0.01 | 0
2015 | PJM_E_2_PJM_ROM | PJM_E | PJM_ROM | Internal | Summer | B1 | 10 | 8000 | 0.55 | 93.4 | 93.39 | 0.01 | 0
2015 | PJM_E_2_PJM_ROM | PJM_E | PJM_ROM | Internal | Summer | B2 | 25 | 8000 | 0.22 | 90.28 | 90.27 | 0.01 | 0
2015 | PJM_E_2_PJM_ROM | PJM_E | PJM_ROM | Internal | Summer | B3 | 75 | 8000 | 1536.82 | 89.51 | 89.53 | 0.01 | 0
2015 | PJM_E_2_PJM_ROM | PJM_E | PJM_ROM | Internal | Summer | B4 | 100 | 8000 | 653.21 | 84.75 | 84.77 | 0.01 | 0
2015 | PJM_E_2_PJM_ROM | PJM_E | PJM_ROM | Internal | Summer | B5 | 200 | 8000 | 0.04 | 77.03 | 77.03 | 0.01 | 0
2015 | PJM_E_2_PJM_ROM | PJM_E | PJM_ROM | Internal | Summer | B6 | 300 | 8000 | 1086.81 | 67.44 | 67.46 | 0.01 | 0
2015 | PJM_E_2_PJM_ROM | PJM_E | PJM_ROM | Internal | Summer | B7 | 400 | 8000 | 0.01 | 58.86 | 58.84 | 0.01 | 0
2015 | PJM_E_2_PJM_ROM | PJM_E | PJM_ROM | Internal | Summer | B8 | 500 | 8000 | 0.01 | 56.93 | 56.92 | 0.01 | 0
2015 | PJM_E_2_PJM_ROM | PJM_E | PJM_ROM | Internal | Summer | B9 | 800 | 8000 | 0 | 56.65 | 56.64 | 0.01 | 0
2015 | PJM_E_2_PJM_ROM | PJM_E | PJM_ROM | Internal | Summer | B10 | 1262 | 8000 | 343.93 | 52.23 | 52.24 | 0.01 | 0
2015 | PJM_E_2_PJM_ROM | PJM_E | PJM_ROM | Internal | Winter | B16 | 25 | 8000 | 1732.44 | 78.55 | 78.56 | 0.01 | 0
2015 | PJM_E_2_PJM_ROM | PJM_E | PJM_ROM | Internal | Winter | B17 | 100 | 8000 | 316.44 | 68.53 | 68.54 | 0.01 | 0
2015 | PJM_E_2_PJM_ROM | PJM_E | PJM_ROM | Internal | Winter | B18 | 400 | 8000 | 0.01 | 64.14 | 64.13 | 0.01 | 0
2015 | PJM_E_2_PJM_ROM | PJM_E | PJM_ROM | Internal | Winter | B19 | 700 | 8000 | 0 | 64.14 | 64.13 | 0.01 | 0
2015 | PJM_E_2_PJM_ROM | PJM_E | PJM_ROM | Internal | Winter | B20 | 935 | 8000 | 0 | 55.96 | 55.95 | 0.01 | 0
2015 | PJM_ROR_2_MISO_IN | PJM_ROR | MISO_IN | Internal | Shoulder | B11 | 25 | 1170 | 1169.76 | 75.66 | 77.69 | 2 | 0.02
2015 | PJM_ROR_2_MISO_IN | PJM_ROR | MISO_IN | Internal | Shoulder | B12 | 200 | 1170 | 0.01 | 64.62 | 66.57 | 2 | 0
2015 | PJM_ROR_2_MISO_IN | PJM_ROR | MISO_IN | Internal | Shoulder | B13 | 600 | 1170 | 0 | 60.69 | 58.71 | 2 | 0
2015 | PJM_ROR_2_MISO_IN | PJM_ROR | MISO_IN | Internal | Shoulder | B14 | 900 | 1170 | 0 | 58.3 | 56.33 | 2 | 0
2015 | PJM_ROR_2_MISO_IN | PJM_ROR | MISO_IN | Internal | Shoulder | B15 | 1203 | 1170 | 0 | 54.97 | 54.79 | 2 | 0
2015 | PJM_ROR_2_MISO_IN | PJM_ROR | MISO_IN | Internal | Summer | B1 | 10 | 1170 | 0 | 93.38 | 91.79 | 2 | 0
2015 | PJM_ROR_2_MISO_IN | PJM_ROR | MISO_IN | Internal | Summer | B2 | 25 | 1170 | 0.01 | 90.26 | 91.79 | 2 | 0
2015 | PJM_ROR_2_MISO_IN | PJM_ROR | MISO_IN | Internal | Summer | B3 | 75 | 1170 | 0 | 89.51 | 88.75 | 2 | 0
2015 | PJM_ROR_2_MISO_IN | PJM_ROR | MISO_IN | Internal | Summer | B4 | 100 | 1170 | 753.91 | 84.77 | 86.77 | 2 | 0
2015 | PJM_ROR_2_MISO_IN | PJM_ROR | MISO_IN | Internal | Summer | B5 | 200 | 1170 | 0 | 77.01 | 75.09 | 2 | 0
2015 | PJM_ROR_2_MISO_IN | PJM_ROR | MISO_IN | Internal | Summer | B6 | 300 | 1170 | 0 | 67.44 | 65.6 | 2 | 0
2015 | PJM_ROR_2_MISO_IN | PJM_ROR | MISO_IN | Internal | Summer | B7 | 400 | 1170 | 0 | 58.83 | 56.86 | 2 | 0
2015 | PJM_ROR_2_MISO_IN | PJM_ROR | MISO_IN | Internal | Summer | B8 | 500 | 1170 | 0 | 56.37 | 54.4 | 2 | 0
2015 | PJM_ROR_2_MISO_IN | PJM_ROR | MISO_IN | Internal | Summer | B9 | 800 | 1170 | 0 | 53.74 | 53.24 | 2 | 0
2015 | PJM_ROR_2_MISO_IN | PJM_ROR | MISO_IN | Internal | Summer | B10 | 1262 | 1170 | 0 | 52.23 | 52.67 | 2 | 0
2015 | PJM_ROR_2_MISO_IN | PJM_ROR | MISO_IN | Internal | Winter | B16 | 25 | 1170 | 0 | 78.55 | 76.56 | 2 | 0
2015 | PJM_ROR_2_MISO_IN | PJM_ROR | MISO_IN | Internal | Winter | B17 | 100 | 1170 | 0 | 68.53 | 68.85 | 2 | 0
2015 | PJM_ROR_2_MISO_IN | PJM_ROR | MISO_IN | Internal | Winter | B18 | 400 | 1170 | 0 | 61.63 | 59.64 | 2 | 0
2015 | PJM_ROR_2_MISO_IN | PJM_ROR | MISO_IN | Internal | Winter | B19 | 700 | 1170 | 0 | 59.85 | 57.85 | 2 | 0
2015 | PJM_ROR_2_MISO_IN | PJM_ROR | MISO_IN | Internal | Winter | B20 | 935 | 1170 | 0 | 55.63 | 53.81 | 2 | 0
2015 | PJM_ROR_2_MISO_MI | PJM_ROR | MISO_MI | Internal | Shoulder | B11 | 25 | 1305 | 0 | 75.66 | 75.41 | 2 | 0
2015 | PJM_ROR_2_MISO_MI | PJM_ROR | MISO_MI | Internal | Shoulder | B12 | 200 | 1305 | 0.01 | 64.62 | 66.56 | 2 | 0
2015 | PJM_ROR_2_MISO_MI | PJM_ROR | MISO_MI | Internal | Shoulder | B13 | 600 | 1305 | 0 | 60.69 | 58.7 | 2 | 0
2015 | PJM_ROR_2_MISO_MI | PJM_ROR | MISO_MI | Internal | Shoulder | B14 | 900 | 1305 | 0 | 58.3 | 56.31 | 2 | 0
2015 | PJM_ROR_2_MISO_MI | PJM_ROR | MISO_MI | Internal | Shoulder | B15 | 1203 | 1305 | 0 | 54.97 | 54.78 | 2 | 0
2015 | PJM_ROR_2_MISO_MI | PJM_ROR | MISO_MI | Internal | Summer | B1 | 10 | 1305 | 0 | 93.38 | 91.77 | 2 | 0
2015 | PJM_ROR_2_MISO_MI | PJM_ROR | MISO_MI | Internal | Summer | B2 | 25 | 1305 | 0.01 | 90.26 | 91.77 | 2 | 0
2015 | PJM_ROR_2_MISO_MI | PJM_ROR | MISO_MI | Internal | Summer | B3 | 75 | 1305 | 0 | 89.51 | 87.53 | 2 | 0
2015 | PJM_ROR_2_MISO_MI | PJM_ROR | MISO_MI | Internal | Summer | B4 | 100 | 1305 | 0.02 | 84.77 | 86.7 | 2 | 0
2015 | PJM_ROR_2_MISO_MI | PJM_ROR | MISO_MI | Internal | Summer | B5 | 200 | 1305 | 0 | 77.01 | 75.01 | 2 | 0
2015 | PJM_ROR_2_MISO_MI | PJM_ROR | MISO_MI | Internal | Summer | B6 | 300 | 1305 | 0 | 67.44 | 65.59 | 2 | 0
2015 | PJM_ROR_2_MISO_MI | PJM_ROR | MISO_MI | Internal | Summer | B7 | 400 | 1305 | 0 | 58.83 | 56.84 | 2 | 0
2015 | PJM_ROR_2_MISO_MI | PJM_ROR | MISO_MI | Internal | Summer | B8 | 500 | 1305 | 0 | 56.37 | 54.39 | 2 | 0
2015 | PJM_ROR_2_MISO_MI | PJM_ROR | MISO_MI | Internal | Summer | B9 | 800 | 1305 | 0 | 53.74 | 53.25 | 2 | 0
2015 | PJM_ROR_2_MISO_MI | PJM_ROR | MISO_MI | Internal | Summer | B10 | 1262 | 1305 | 0 | 52.23 | 52.68 | 2 | 0
2015 | PJM_ROR_2_MISO_MI | PJM_ROR | MISO_MI | Internal | Winter | B16 | 25 | 1305 | 0 | 78.55 | 76.55 | 2 | 0
2015 | PJM_ROR_2_MISO_MI | PJM_ROR | MISO_MI | Internal | Winter | B17 | 100 | 1305 | 0 | 68.53 | 68.84 | 2 | 0
2015 | PJM_ROR_2_MISO_MI | PJM_ROR | MISO_MI | Internal | Winter | B18 | 400 | 1305 | 0 | 61.63 | 59.64 | 2 | 0
2015 | PJM_ROR_2_MISO_MI | PJM_ROR | MISO_MI | Internal | Winter | B19 | 700 | 1305 | 0 | 59.85 | 57.85 | 2 | 0
2015 | PJM_ROR_2_MISO_MI | PJM_ROR | MISO_MI | Internal | Winter | B20 | 935 | 1305 | 0 | 55.63 | 53.82 | 2 | 0
2015 | PJM_ROR_2_MISO_MO-IL | PJM_ROR | MISO_MO-IL | Internal | Shoulder | B11 | 25 | 1111 | 1110.57 | 75.66 | 77.68 | 2 | 0.01
2015 | PJM_ROR_2_MISO_MO-IL | PJM_ROR | MISO_MO-IL | Internal | Shoulder | B12 | 200 | 1111 | 0 | 64.62 | 62.63 | 2 | 0
2015 | PJM_ROR_2_MISO_MO-IL | PJM_ROR | MISO_MO-IL | Internal | Shoulder | B13 | 600 | 1111 | 0 | 60.69 | 58.7 | 2 | 0
2015 | PJM_ROR_2_MISO_MO-IL | PJM_ROR | MISO_MO-IL | Internal | Shoulder | B14 | 900 | 1111 | 0 | 58.3 | 56.31 | 2 | 0
2015 | PJM_ROR_2_MISO_MO-IL | PJM_ROR | MISO_MO-IL | Internal | Shoulder | B15 | 1203 | 1111 | 0 | 54.97 | 54.78 | 2 | 0
2015 | PJM_ROR_2_MISO_MO-IL | PJM_ROR | MISO_MO-IL | Internal | Summer | B1 | 10 | 1111 | 0 | 93.38 | 91.39 | 2 | 0
2015 | PJM_ROR_2_MISO_MO-IL | PJM_ROR | MISO_MO-IL | Internal | Summer | B2 | 25 | 1111 | 0 | 90.26 | 88.74 | 2 | 0
2015 | PJM_ROR_2_MISO_MO-IL | PJM_ROR | MISO_MO-IL | Internal | Summer | B3 | 75 | 1111 | 0 | 89.51 | 88.74 | 2 | 0
2015 | PJM_ROR_2_MISO_MO-IL | PJM_ROR | MISO_MO-IL | Internal | Summer | B4 | 100 | 1111 | 0.11 | 84.77 | 86.75 | 2 | 0
2015 | PJM_ROR_2_MISO_MO-IL | PJM_ROR | MISO_MO-IL | Internal | Summer | B5 | 200 | 1111 | 0 | 77.01 | 75.07 | 2 | 0
2015 | PJM_ROR_2_MISO_MO-IL | PJM_ROR | MISO_MO-IL | Internal | Summer | B6 | 300 | 1111 | 0 | 67.44 | 65.59 | 2 | 0
2015 | PJM_ROR_2_MISO_MO-IL | PJM_ROR | MISO_MO-IL | Internal | Summer | B7 | 400 | 1111 | 0 | 58.83 | 56.84 | 2 | 0
2015 | PJM_ROR_2_MISO_MO-IL | PJM_ROR | MISO_MO-IL | Internal | Summer | B8 | 500 | 1111 | 0 | 56.37 | 54.39 | 2 | 0
2015 | PJM_ROR_2_MISO_MO-IL | PJM_ROR | MISO_MO-IL | Internal | Summer | B9 | 800 | 1111 | 0 | 53.74 | 52.93 | 2 | 0
2015 | PJM_ROR_2_MISO_MO-IL | PJM_ROR | MISO_MO-IL | Internal | Summer | B10 | 1262 | 1111 | 0 | 52.23 | 51.84 | 2 | 0
2015 | PJM_ROR_2_MISO_MO-IL | PJM_ROR | MISO_MO-IL | Internal | Winter | B16 | 25 | 1111 | 0 | 78.55 | 76.55 | 2 | 0
2015 | PJM_ROR_2_MISO_MO-IL | PJM_ROR | MISO_MO-IL | Internal | Winter | B17 | 100 | 1111 | 0 | 68.53 | 66.53 | 2 | 0
2015 | PJM_ROR_2_MISO_MO-IL | PJM_ROR | MISO_MO-IL | Internal | Winter | B18 | 400 | 1111 | 0 | 61.63 | 59.63 | 2 | 0
2015 | PJM_ROR_2_MISO_MO-IL | PJM_ROR | MISO_MO-IL | Internal | Winter | B19 | 700 | 1111 | 0 | 59.85 | 57.84 | 2 | 0
2015 | PJM_ROR_2_MISO_MO-IL | PJM_ROR | MISO_MO-IL | Internal | Winter | B20 | 935 | 1111 | 0 | 55.63 | 53.63 | 2 | 0
2015 | PJM_ROR_2_MISO_W | PJM_ROR | MISO_W | Internal | Shoulder | B11 | 25 | 13129 | 603.2 | 75.66 | 77.66 | 2 | 0
2015 | PJM_ROR_2_MISO_W | PJM_ROR | MISO_W | Internal | Shoulder | B12 | 200 | 13129 | 0 | 64.62 | 62.62 | 2 | 0
2015 | PJM_ROR_2_MISO_W | PJM_ROR | MISO_W | Internal | Shoulder | B13 | 600 | 13129 | 0 | 60.69 | 58.69 | 2 | 0
2015 | PJM_ROR_2_MISO_W | PJM_ROR | MISO_W | Internal | Shoulder | B14 | 900 | 13129 | 0 | 58.3 | 56.3 | 2 | 0
2015 | PJM_ROR_2_MISO_W | PJM_ROR | MISO_W | Internal | Shoulder | B15 | 1203 | 13129 | 0 | 54.97 | 54.76 | 2 | 0
2015 | PJM_ROR_2_MISO_W | PJM_ROR | MISO_W | Internal | Summer | B1 | 10 | 13129 | 0 | 93.38 | 91.38 | 2 | 0
2015 | PJM_ROR_2_MISO_W | PJM_ROR | MISO_W | Internal | Summer | B2 | 25 | 13129 | 0 | 90.26 | 88.73 | 2 | 0
2015 | PJM_ROR_2_MISO_W | PJM_ROR | MISO_W | Internal | Summer | B3 | 75 | 13129 | 0 | 89.51 | 88.73 | 2 | 0
2015 | PJM_ROR_2_MISO_W | PJM_ROR | MISO_W | Internal | Summer | B4 | 100 | 13129 | 0.06 | 84.77 | 86.74 | 2 | 0
2015 | PJM_ROR_2_MISO_W | PJM_ROR | MISO_W | Internal | Summer | B5 | 200 | 13129 | 0 | 77.01 | 75.06 | 2 | 0
2015 | PJM_ROR_2_MISO_W | PJM_ROR | MISO_W | Internal | Summer | B6 | 300 | 13129 | 0 | 67.44 | 65.6 | 2 | 0
2015 | PJM_ROR_2_MISO_W | PJM_ROR | MISO_W | Internal | Summer | B7 | 400 | 13129 | 0 | 58.83 | 56.83 | 2 | 0
2015 | PJM_ROR_2_MISO_W | PJM_ROR | MISO_W | Internal | Summer | B8 | 500 | 13129 | 0 | 56.37 | 54.37 | 2 | 0
2015 | PJM_ROR_2_MISO_W | PJM_ROR | MISO_W | Internal | Summer | B9 | 800 | 13129 | 0 | 53.74 | 52.92 | 2 | 0
2015 | PJM_ROR_2_MISO_W | PJM_ROR | MISO_W | Internal | Summer | B10 | 1262 | 13129 | 0 | 52.23 | 51.82 | 2 | 0
2015 | PJM_ROR_2_MISO_W | PJM_ROR | MISO_W | Internal | Winter | B16 | 25 | 13129 | 0 | 78.55 | 76.55 | 2 | 0
2015 | PJM_ROR_2_MISO_W | PJM_ROR | MISO_W | Internal | Winter | B17 | 100 | 13129 | 0 | 68.53 | 66.53 | 2 | 0
2015 | PJM_ROR_2_MISO_W | PJM_ROR | MISO_W | Internal | Winter | B18 | 400 | 13129 | 0 | 61.63 | 59.63 | 2 | 0
2015 | PJM_ROR_2_MISO_W | PJM_ROR | MISO_W | Internal | Winter | B19 | 700 | 13129 | 0 | 59.85 | 57.85 | 2 | 0
2015 | PJM_ROR_2_MISO_W | PJM_ROR | MISO_W | Internal | Winter | B20 | 935 | 13129 | 0 | 55.63 | 53.63 | 2 | 0
2015 | PJM_ROR_2_MISO_WUMS | PJM_ROR | MISO_WUMS | Internal | Shoulder | B11 | 25 | 1467 | 0 | 75.66 | 62.05 | 2 | 0
2015 | PJM_ROR_2_MISO_WUMS | PJM_ROR | MISO_WUMS | Internal | Shoulder | B12 | 200 | 1467 | 0 | 64.62 | 62.05 | 2 | 0
2015 | PJM_ROR_2_MISO_WUMS | PJM_ROR | MISO_WUMS | Internal | Shoulder | B13 | 600 | 1467 | 0 | 60.69 | 58.68 | 2 | 0
2015 | PJM_ROR_2_MISO_WUMS | PJM_ROR | MISO_WUMS | Internal | Shoulder | B14 | 900 | 1467 | 0 | 58.3 | 56.27 | 2 | 0
2015 | PJM_ROR_2_MISO_WUMS | PJM_ROR | MISO_WUMS | Internal | Shoulder | B15 | 1203 | 1467 | 0 | 54.97 | 54.07 | 2 | 0
2015 | PJM_ROR_2_MISO_WUMS | PJM_ROR | MISO_WUMS | Internal | Summer | B1 | 10 | 1467 | 0 | 93.38 | 91.38 | 2 | 0
2015 | PJM_ROR_2_MISO_WUMS | PJM_ROR | MISO_WUMS | Internal | Summer | B2 | 25 | 1467 | 0 | 90.26 | 88.26 | 2 | 0
2015 | PJM_ROR_2_MISO_WUMS | PJM_ROR | MISO_WUMS | Internal | Summer | B3 | 75 | 1467 | 0 | 89.51 | 87.51 | 2 | 0
2015 | PJM_ROR_2_MISO_WUMS | PJM_ROR | MISO_WUMS | Internal | Summer | B4 | 100 | 1467 | 0 | 84.77 | 82.77 | 2 | 0
2015 | PJM_ROR_2_MISO_WUMS | PJM_ROR | MISO_WUMS | Internal | Summer | B5 | 200 | 1467 | 0 | 77.01 | 62.55 | 2 | 0
2015 | PJM_ROR_2_MISO_WUMS | PJM_ROR | MISO_WUMS | Internal | Summer | B6 | 300 | 1467 | 0 | 67.44 | 62.05 | 2 | 0
2015 | PJM_ROR_2_MISO_WUMS | PJM_ROR | MISO_WUMS | Internal | Summer | B7 | 400 | 1467 | 0 | 58.83 | 56.82 | 2 | 0
2015 | PJM_ROR_2_MISO_WUMS | PJM_ROR | MISO_WUMS | Internal | Summer | B8 | 500 | 1467 | 0 | 56.37 | 54.37 | 2 | 0
2015 | PJM_ROR_2_MISO_WUMS | PJM_ROR | MISO_WUMS | Internal | Summer | B9 | 800 | 1467 | 0 | 53.74 | 52.91 | 2 | 0
2015 | PJM_ROR_2_MISO_WUMS | PJM_ROR | MISO_WUMS | Internal | Summer | B10 | 1262 | 1467 | 0 | 52.23 | 51.84 | 2 | 0
2015 | PJM_ROR_2_MISO_WUMS | PJM_ROR | MISO_WUMS | Internal | Winter | B16 | 25 | 1467 | 0 | 78.55 | 76.54 | 2 | 0
2015 | PJM_ROR_2_MISO_WUMS | PJM_ROR | MISO_WUMS | Internal | Winter | B17 | 100 | 1467 | 0 | 68.53 | 66.52 | 2 | 0
2015 | PJM_ROR_2_MISO_WUMS | PJM_ROR | MISO_WUMS | Internal | Winter | B18 | 400 | 1467 | 0 | 61.63 | 59.63 | 2 | 0
2015 | PJM_ROR_2_MISO_WUMS | PJM_ROR | MISO_WUMS | Internal | Winter | B19 | 700 | 1467 | 0 | 59.85 | 57.84 | 2 | 0
2015 | PJM_ROR_2_MISO_WUMS | PJM_ROR | MISO_WUMS | Internal | Winter | B20 | 935 | 1467 | 0 | 55.63 | 53.64 | 2 | 0
2015 | PJM_ROR_2_PJM_ROM | PJM_ROR | PJM_ROM | Internal | Shoulder | B11 | 25 | 8000 | 0.22 | 75.66 | 75.65 | 0.01 | 0
2015 | PJM_ROR_2_PJM_ROM | PJM_ROR | PJM_ROM | Internal | Shoulder | B12 | 200 | 8000 | 2248.93 | 64.62 | 64.63 | 0.01 | 0
2015 | PJM_ROR_2_PJM_ROM | PJM_ROR | PJM_ROM | Internal | Shoulder | B13 | 600 | 8000 | 4589.97 | 60.69 | 60.7 | 0.01 | 0
2015 | PJM_ROR_2_PJM_ROM | PJM_ROR | PJM_ROM | Internal | Shoulder | B14 | 900 | 8000 | 8000 | 58.3 | 58.9 | 0.01 | 0.58
2015 | PJM_ROR_2_PJM_ROM | PJM_ROR | PJM_ROM | Internal | Shoulder | B15 | 1203 | 8000 | 5793.55 | 54.97 | 54.98 | 0.01 | 0
2015 | PJM_ROR_2_PJM_ROM | PJM_ROR | PJM_ROM | Internal | Summer | B1 | 10 | 8000 | 6571.24 | 93.38 | 93.39 | 0.01 | 0
2015 | PJM_ROR_2_PJM_ROM | PJM_ROR | PJM_ROM | Internal | Summer | B2 | 25 | 8000 | 5664.24 | 90.26 | 90.27 | 0.01 | 0
2015 | PJM_ROR_2_PJM_ROM | PJM_ROR | PJM_ROM | Internal | Summer | B3 | 75 | 8000 | 261.35 | 89.51 | 89.53 | 0.01 | 0
2015 | PJM_ROR_2_PJM_ROM | PJM_ROR | PJM_ROM | Internal | Summer | B4 | 100 | 8000 | 0.25 | 84.77 | 84.77 | 0.01 | 0
2015 | PJM_ROR_2_PJM_ROM | PJM_ROR | PJM_ROM | Internal | Summer | B5 | 200 | 8000 | 3432.23 | 77.01 | 77.03 | 0.01 | 0
2015 | PJM_ROR_2_PJM_ROM | PJM_ROR | PJM_ROM | Internal | Summer | B6 | 300 | 8000 | 2812.68 | 67.44 | 67.46 | 0.01 | 0
2015 | PJM_ROR_2_PJM_ROM | PJM_ROR | PJM_ROM | Internal | Summer | B7 | 400 | 8000 | 7087.46 | 58.83 | 58.84 | 0.01 | 0
2015 | PJM_ROR_2_PJM_ROM | PJM_ROR | PJM_ROM | Internal | Summer | B8 | 500 | 8000 | 8000 | 56.37 | 56.92 | 0.01 | 0.53
2015 | PJM_ROR_2_PJM_ROM | PJM_ROR | PJM_ROM | Internal | Summer | B9 | 800 | 8000 | 8000 | 53.74 | 56.64 | 0.01 | 2.89
2015 | PJM_ROR_2_PJM_ROM | PJM_ROR | PJM_ROM | Internal | Summer | B10 | 1262 | 8000 | 6911.71 | 52.23 | 52.24 | 0.01 | 0
2015 | PJM_ROR_2_PJM_ROM | PJM_ROR | PJM_ROM | Internal | Winter | B16 | 25 | 8000 | 2556.24 | 78.55 | 78.56 | 0.01 | 0
2015 | PJM_ROR_2_PJM_ROM | PJM_ROR | PJM_ROM | Internal | Winter | B17 | 100 | 8000 | 6539.1 | 68.53 | 68.54 | 0.01 | 0
2015 | PJM_ROR_2_PJM_ROM | PJM_ROR | PJM_ROM | Internal | Winter | B18 | 400 | 8000 | 8000 | 61.63 | 64.13 | 0.01 | 2.49
2015 | PJM_ROR_2_PJM_ROM | PJM_ROR | PJM_ROM | Internal | Winter | B19 | 700 | 8000 | 8000 | 59.85 | 64.13 | 0.01 | 4.27
2015 | PJM_ROR_2_PJM_ROM | PJM_ROR | PJM_ROM | Internal | Winter | B20 | 935 | 8000 | 8000 | 55.63 | 55.95 | 0.01 | 0.31
2015 | PJM_ROR_2_TVA_Transmission | PJM_ROR | TVA_Transmission | Internal | Shoulder | B11 | 25 | 2500 | 1407.81 | 75.66 | 81.66 | 6 | 0
2015 | PJM_ROR_2_TVA_Transmission | PJM_ROR | TVA_Transmission | Internal | Shoulder | B12 | 200 | 2500 | 0 | 64.62 | 66.61 | 6 | 0
2015 | PJM_ROR_2_TVA_Transmission | PJM_ROR | TVA_Transmission | Internal | Shoulder | B13 | 600 | 2500 | 0 | 60.69 | 63.42 | 6 | 0
2015 | PJM_ROR_2_TVA_Transmission | PJM_ROR | TVA_Transmission | Internal | Shoulder | B14 | 900 | 2500 | 0 | 58.3 | 62.43 | 6 | 0
2015 | PJM_ROR_2_TVA_Transmission | PJM_ROR | TVA_Transmission | Internal | Shoulder | B15 | 1203 | 2500 | 633.05 | 54.97 | 60.97 | 6 | 0
2015 | PJM_ROR_2_TVA_Transmission | PJM_ROR | TVA_Transmission | Internal | Summer | B1 | 10 | 2500 | 1961.55 | 93.38 | 99.38 | 6 | 0
2015 | PJM_ROR_2_TVA_Transmission | PJM_ROR | TVA_Transmission | Internal | Summer | B2 | 25 | 2500 | 2499.99 | 90.26 | 96.74 | 6 | 0.48
2015 | PJM_ROR_2_TVA_Transmission | PJM_ROR | TVA_Transmission | Internal | Summer | B3 | 75 | 2500 | 1393.37 | 89.51 | 95.51 | 6 | 0
2015 | PJM_ROR_2_TVA_Transmission | PJM_ROR | TVA_Transmission | Internal | Summer | B4 | 100 | 2500 | 844.78 | 84.77 | 90.77 | 6 | 0
2015 | PJM_ROR_2_TVA_Transmission | PJM_ROR | TVA_Transmission | Internal | Summer | B5 | 200 | 2500 | 0 | 77.01 | 82.56 | 6 | 0
2015 | PJM_ROR_2_TVA_Transmission | PJM_ROR | TVA_Transmission | Internal | Summer | B6 | 300 | 2500 | 0 | 67.44 | 71.44 | 6 | 0
2015 | PJM_ROR_2_TVA_Transmission | PJM_ROR | TVA_Transmission | Internal | Summer | B7 | 400 | 2500 | 0 | 58.83 | 63.64 | 6 | 0
2015 | PJM_ROR_2_TVA_Transmission | PJM_ROR | TVA_Transmission | Internal | Summer | B8 | 500 | 2500 | 0 | 56.37 | 61.1 | 6 | 0
2015 | PJM_ROR_2_TVA_Transmission | PJM_ROR | TVA_Transmission | Internal | Summer | B9 | 800 | 2500 | 184.71 | 53.74 | 59.74 | 6 | 0
2015 | PJM_ROR_2_TVA_Transmission | PJM_ROR | TVA_Transmission | Internal | Summer | B10 | 1262 | 2500 | 0 | 52.23 | 58.07 | 6 | 0
2015 | PJM_ROR_2_TVA_Transmission | PJM_ROR | TVA_Transmission | Internal | Winter | B16 | 25 | 2500 | 1955.53 | 78.55 | 84.55 | 6 | 0
2015 | PJM_ROR_2_TVA_Transmission | PJM_ROR | TVA_Transmission | Internal | Winter | B17 | 100 | 2500 | 0 | 68.53 | 69.16 | 6 | 0
2015 | PJM_ROR_2_TVA_Transmission | PJM_ROR | TVA_Transmission | Internal | Winter | B18 | 400 | 2500 | 0 | 61.63 | 64.27 | 6 | 0
2015 | PJM_ROR_2_TVA_Transmission | PJM_ROR | TVA_Transmission | Internal | Winter | B19 | 700 | 2500 | 0 | 59.85 | 62.73 | 6 | 0
2015 | PJM_ROR_2_TVA_Transmission | PJM_ROR | TVA_Transmission | Internal | Winter | B20 | 935 | 2500 | 1034.3 | 55.63 | 61.63 | 6 | 0
2015 | PJM_ROR_2_VACAR | PJM_ROR | VACAR | Internal | Shoulder | B11 | 25 | 3000 | 222.24 | 75.66 | 81.66 | 6 | 0
2015 | PJM_ROR_2_VACAR | PJM_ROR | VACAR | Internal | Shoulder | B12 | 200 | 3000 | 0 | 64.62 | 66.2 | 6 | 0
2015 | PJM_ROR_2_VACAR | PJM_ROR | VACAR | Internal | Shoulder | B13 | 600 | 3000 | 0 | 60.69 | 64.13 | 6 | 0
2015 | PJM_ROR_2_VACAR | PJM_ROR | VACAR | Internal | Shoulder | B14 | 900 | 3000 | 0 | 58.3 | 62.92 | 6 | 0
2015 | PJM_ROR_2_VACAR | PJM_ROR | VACAR | Internal | Shoulder | B15 | 1203 | 3000 | 0 | 54.97 | 58.7 | 6 | 0
2015 | PJM_ROR_2_VACAR | PJM_ROR | VACAR | Internal | Summer | B1 | 10 | 3000 | 2999.99 | 93.38 | 100.71 | 6 | 1.33
2015 | PJM_ROR_2_VACAR | PJM_ROR | VACAR | Internal | Summer | B2 | 25 | 3000 | 3000 | 90.26 | 100.71 | 6 | 4.45
2015 | PJM_ROR_2_VACAR | PJM_ROR | VACAR | Internal | Summer | B3 | 75 | 3000 | 3000 | 89.51 | 100.71 | 6 | 5.2
2015 | PJM_ROR_2_VACAR | PJM_ROR | VACAR | Internal | Summer | B4 | 100 | 3000 | 2824.29 | 84.77 | 90.77 | 6 | 0
2015 | PJM_ROR_2_VACAR | PJM_ROR | VACAR | Internal | Summer | B5 | 200 | 3000 | 3000 | 77.01 | 84.07 | 6 | 1.06
2015 | PJM_ROR_2_VACAR | PJM_ROR | VACAR | Internal | Summer | B6 | 300 | 3000 | 2877.41 | 67.44 | 73.44 | 6 | 0
2015 | PJM_ROR_2_VACAR | PJM_ROR | VACAR | Internal | Summer | B7 | 400 | 3000 | 3000 | 58.83 | 65.18 | 6 | 0.35
2015 | PJM_ROR_2_VACAR | PJM_ROR | VACAR | Internal | Summer | B8 | 500 | 3000 | 1352.58 | 56.37 | 62.37 | 6 | 0
2015 | PJM_ROR_2_VACAR | PJM_ROR | VACAR | Internal | Summer | B9 | 800 | 3000 | 1683.03 | 53.74 | 59.74 | 6 | 0
2015 | PJM_ROR_2_VACAR | PJM_ROR | VACAR | Internal | Summer | B10 | 1262 | 3000 | 0 | 52.23 | 56.59 | 6 | 0
2015 | PJM_ROR_2_VACAR | PJM_ROR | VACAR | Internal | Winter | B16 | 25 | 3000 | 3000 | 78.55 | 93.55 | 6 | 9
2015 | PJM_ROR_2_VACAR | PJM_ROR | VACAR | Internal | Winter | B17 | 100 | 3000 | 1281.15 | 68.53 | 74.53 | 6 | 0
2015 | PJM_ROR_2_VACAR | PJM_ROR | VACAR | Internal | Winter | B18 | 400 | 3000 | 0 | 61.63 | 66.87 | 6 | 0
2015 | PJM_ROR_2_VACAR | PJM_ROR | VACAR | Internal | Winter | B19 | 700 | 3000 | 788.94 | 59.85 | 65.85 | 6 | 0
2015 | PJM_ROR_2_VACAR | PJM_ROR | VACAR | Internal | Winter | B20 | 935 | 3000 | 46.84 | 55.63 | 61.63 | 6 | 0
2015 | PJM_ROM_2_NYISO_A-F | PJM_ROM | NYISO_A-F | Internal | Shoulder | B11 | 25 | 2000 | 0 | 75.65 | 60.53 | 6 | 0
2015 | PJM_ROM_2_NYISO_A-F | PJM_ROM | NYISO_A-F | Internal | Shoulder | B12 | 200 | 2000 | 0 | 64.63 | 58.8 | 6 | 0
2015 | PJM_ROM_2_NYISO_A-F | PJM_ROM | NYISO_A-F | Internal | Shoulder | B13 | 600 | 2000 | 0 | 60.7 | 57.82 | 6 | 0
2015 | PJM_ROM_2_NYISO_A-F | PJM_ROM | NYISO_A-F | Internal | Shoulder | B14 | 900 | 2000 | 0 | 58.9 | 56.88 | 6 | 0
2015 | PJM_ROM_2_NYISO_A-F | PJM_ROM | NYISO_A-F | Internal | Shoulder | B15 | 1203 | 2000 | 0 | 54.98 | 56.88 | 6 | 0
2015 | PJM_ROM_2_NYISO_A-F | PJM_ROM | NYISO_A-F | Internal | Summer | B1 | 10 | 2000 | 0 | 93.39 | 91.77 | 6 | 0
2015 | PJM_ROM_2_NYISO_A-F | PJM_ROM | NYISO_A-F | Internal | Summer | B2 | 25 | 2000 | 0 | 90.27 | 83.9 | 6 | 0
2015 | PJM_ROM_2_NYISO_A-F | PJM_ROM | NYISO_A-F | Internal | Summer | B3 | 75 | 2000 | 0 | 89.53 | 79.55 | 6 | 0
2015 | PJM_ROM_2_NYISO_A-F | PJM_ROM | NYISO_A-F | Internal | Summer | B4 | 100 | 2000 | 0 | 84.77 | 76.74 | 6 | 0
2015 | PJM_ROM_2_NYISO_A-F | PJM_ROM | NYISO_A-F | Internal | Summer | B5 | 200 | 2000 | 0 | 77.03 | 69.03 | 6 | 0
2015 | PJM_ROM_2_NYISO_A-F | PJM_ROM | NYISO_A-F | Internal | Summer | B6 | 300 | 2000 | 0 | 67.46 | 59.43 | 6 | 0
2015 | PJM_ROM_2_NYISO_A-F | PJM_ROM | NYISO_A-F | Internal | Summer | B7 | 400 | 2000 | 0 | 58.84 | 56.12 | 6 | 0
2015 | PJM_ROM_2_NYISO_A-F | PJM_ROM | NYISO_A-F | Internal | Summer | B8 | 500 | 2000 | 0 | 56.92 | 55.24 | 6 | 0
2015 | PJM_ROM_2_NYISO_A-F | PJM_ROM | NYISO_A-F | Internal | Summer | B9 | 800 | 2000 | 0 | 56.64 | 55.24 | 6 | 0
2015 | PJM_ROM_2_NYISO_A-F | PJM_ROM | NYISO_A-F | Internal | Summer | B10 | 1262 | 2000 | 0 | 52.24 | 55.24 | 6 | 0
2015 | PJM_ROM_2_NYISO_A-F | PJM_ROM | NYISO_A-F | Internal | Winter | B16 | 25 | 2000 | 0 | 78.56 | 70.54 | 6 | 0
2015 | PJM_ROM_2_NYISO_A-F | PJM_ROM | NYISO_A-F | Internal | Winter | B17 | 100 | 2000 | 0 | 68.54 | 61.59 | 6 | 0
2015 | PJM_ROM_2_NYISO_A-F | PJM_ROM | NYISO_A-F | Internal | Winter | B18 | 400 | 2000 | 0 | 64.13 | 61.59 | 6 | 0
2015 | PJM_ROM_2_NYISO_A-F | PJM_ROM | NYISO_A-F | Internal | Winter | B19 | 700 | 2000 | 0 | 64.13 | 61.59 | 6 | 0
2015 | PJM_ROM_2_NYISO_A-F | PJM_ROM | NYISO_A-F | Internal | Winter | B20 | 935 | 2000 | 0 | 55.95 | 61.59 | 6 | 0
2015 | PJM_ROM_2_PJM_E | PJM_ROM | PJM_E | Internal | Shoulder | B11 | 25 | 8000 | 0.21 | 75.65 | 75.64 | 0.01 | 0
2015 | PJM_ROM_2_PJM_E | PJM_ROM | PJM_E | Internal | Shoulder | B12 | 200 | 8000 | 0.03 | 64.63 | 64.62 | 0.01 | 0
2015 | PJM_ROM_2_PJM_E | PJM_ROM | PJM_E | Internal | Shoulder | B13 | 600 | 8000 | 0 | 60.7 | 60.69 | 0.01 | 0
2015 | PJM_ROM_2_PJM_E | PJM_ROM | PJM_E | Internal | Shoulder | B14 | 900 | 8000 | 475.12 | 58.9 | 58.91 | 0.01 | 0
2015 | PJM_ROM_2_PJM_E | PJM_ROM | PJM_E | Internal | Shoulder | B15 | 1203 | 8000 | 249.83 | 54.98 | 54.99 | 0.01 | 0
2015 | PJM_ROM_2_PJM_E | PJM_ROM | PJM_E | Internal | Summer | B1 | 10 | 8000 | 1768.99 | 93.39 | 93.4 | 0.01 | 0
2015 | PJM_ROM_2_PJM_E | PJM_ROM | PJM_E | Internal | Summer | B2 | 25 | 8000 | 1332.18 | 90.27 | 90.28 | 0.01 | 0
2015 | PJM_ROM_2_PJM_E | PJM_ROM | PJM_E | Internal | Summer | B3 | 75 | 8000 | 0.07 | 89.53 | 89.51 | 0.01 | 0
2015 | PJM_ROM_2_PJM_E | PJM_ROM | PJM_E | Internal | Summer | B4 | 100 | 8000 | 0.06 | 84.77 | 84.75 | 0.01 | 0
2015 | PJM_ROM_2_PJM_E | PJM_ROM | PJM_E | Internal | Summer | B5 | 200 | 8000 | 0.1 | 77.03 | 77.03 | 0.01 | 0
2015 | PJM_ROM_2_PJM_E | PJM_ROM | PJM_E | Internal | Summer | B6 | 300 | 8000 | 0.02 | 67.46 | 67.44 | 0.01 | 0
2015 | PJM_ROM_2_PJM_E | PJM_ROM | PJM_E | Internal | Summer | B7 | 400 | 8000 | 1101.73 | 58.84 | 58.86 | 0.01 | 0
2015 | PJM_ROM_2_PJM_E | PJM_ROM | PJM_E | Internal | Summer | B8 | 500 | 8000 | 145.15 | 56.92 | 56.93 | 0.01 | 0
2015 | PJM_ROM_2_PJM_E | PJM_ROM | PJM_E | Internal | Summer | B9 | 800 | 8000 | 808.34 | 56.64 | 56.65 | 0.01 | 0
2015 | PJM_ROM_2_PJM_E | PJM_ROM | PJM_E | Internal | Summer | B10 | 1262 | 8000 | 0 | 52.24 | 52.23 | 0.01 | 0
2015 | PJM_ROM_2_PJM_E | PJM_ROM | PJM_E | Internal | Winter | B16 | 25 | 8000 | 0.22 | 78.56 | 78.55 | 0.01 | 0
2015 | PJM_ROM_2_PJM_E | PJM_ROM | PJM_E | Internal | Winter | B17 | 100 | 8000 | 0.06 | 68.54 | 68.53 | 0.01 | 0
2015 | PJM_ROM_2_PJM_E | PJM_ROM | PJM_E | Internal | Winter | B18 | 400 | 8000 | 2276.16 | 64.13 | 64.14 | 0.01 | 0
2015 | PJM_ROM_2_PJM_E | PJM_ROM | PJM_E | Internal | Winter | B19 | 700 | 8000 | 2858.79 | 64.13 | 64.14 | 0.01 | 0
2015 | PJM_ROM_2_PJM_E | PJM_ROM | PJM_E | Internal | Winter | B20 | 935 | 8000 | 2099.27 | 55.95 | 55.96 | 0.01 | 0
2015 | PJM_ROM_2_PJM_ROR | PJM_ROM | PJM_ROR | Internal | Shoulder | B11 | 25 | 8000 | 956.87 | 75.65 | 75.66 | 0.01 | 0
2015 | PJM_ROM_2_PJM_ROR | PJM_ROM | PJM_ROR | Internal | Shoulder | B12 | 200 | 8000 | 0.03 | 64.63 | 64.62 | 0.01 | 0
2015 | PJM_ROM_2_PJM_ROR | PJM_ROM | PJM_ROR | Internal | Shoulder | B13 | 600 | 8000 | 0 | 60.7 | 60.69 | 0.01 | 0
2015 | PJM_ROM_2_PJM_ROR | PJM_ROM | PJM_ROR | Internal | Shoulder | B14 | 900 | 8000 | 0 | 58.9 | 58.3 | 0.01 | 0
2015 | PJM_ROM_2_PJM_ROR | PJM_ROM | PJM_ROR | Internal | Shoulder | B15 | 1203 | 8000 | 0 | 54.98 | 54.97 | 0.01 | 0
2015 | PJM_ROM_2_PJM_ROR | PJM_ROM | PJM_ROR | Internal | Summer | B1 | 10 | 8000 | 0.51 | 93.39 | 93.38 | 0.01 | 0
2015 | PJM_ROM_2_PJM_ROR | PJM_ROM | PJM_ROR | Internal | Summer | B2 | 25 | 8000 | 0.21 | 90.27 | 90.26 | 0.01 | 0
2015 | PJM_ROM_2_PJM_ROR | PJM_ROM | PJM_ROR | Internal | Summer | B3 | 75 | 8000 | 0.08 | 89.53 | 89.51 | 0.01 | 0
2015 | PJM_ROM_2_PJM_ROR | PJM_ROM | PJM_ROR | Internal | Summer | B4 | 100 | 8000 | 0.11 | 84.77 | 84.77 | 0.01 | 0
2015 | PJM_ROM_2_PJM_ROR | PJM_ROM | PJM_ROR | Internal | Summer | B5 | 200 | 8000 | 0.03 | 77.03 | 77.01 | 0.01 | 0
2015 | PJM_ROM_2_PJM_ROR | PJM_ROM | PJM_ROR | Internal | Summer | B6 | 300 | 8000 | 0.02 | 67.46 | 67.44 | 0.01 | 0
2015 | PJM_ROM_2_PJM_ROR | PJM_ROM | PJM_ROR | Internal | Summer | B7 | 400 | 8000 | 0.01 | 58.84 | 58.83 | 0.01 | 0
2015 | PJM_ROM_2_PJM_ROR | PJM_ROM | PJM_ROR | Internal | Summer | B8 | 500 | 8000 | 0 | 56.92 | 56.37 | 0.01 | 0
2015 | PJM_ROM_2_PJM_ROR | PJM_ROM | PJM_ROR | Internal | Summer | B9 | 800 | 8000 | 0 | 56.64 | 53.74 | 0.01 | 0
2015 | PJM_ROM_2_PJM_ROR | PJM_ROM | PJM_ROR | Internal | Summer | B10 | 1262 | 8000 | 0 | 52.24 | 52.23 | 0.01 | 0
2015 | PJM_ROM_2_PJM_ROR | PJM_ROM | PJM_ROR | Internal | Winter | B16 | 25 | 8000 | 0.22 | 78.56 | 78.55 | 0.01 | 0
2015 | PJM_ROM_2_PJM_ROR | PJM_ROM | PJM_ROR | Internal | Winter | B17 | 100 | 8000 | 0.05 | 68.54 | 68.53 | 0.01 | 0
2015 | PJM_ROM_2_PJM_ROR | PJM_ROM | PJM_ROR | Internal | Winter | B18 | 400 | 8000 | 0 | 64.13 | 61.63 | 0.01 | 0
2015 | PJM_ROM_2_PJM_ROR | PJM_ROM | PJM_ROR | Internal | Winter | B19 | 700 | 8000 | 0 | 64.13 | 59.85 | 0.01 | 0
2015 | PJM_ROM_2_PJM_ROR | PJM_ROM | PJM_ROR | Internal | Winter | B20 | 935 | 8000 | 0 | 55.95 | 55.63 | 0.01 | 0
2015 | SOCO_2_ENT | SOCO | ENT | Internal | Shoulder | B11 | 25 | 4300 | 0 | 90.66 | 84.82 | 10 | 0
2015 | SOCO_2_ENT | SOCO | ENT | Internal | Shoulder | B12 | 200 | 4300 | 0 | 66.42 | 59.9 | 10 | 0
2015 | SOCO_2_ENT | SOCO | ENT | Internal | Shoulder | B13 | 600 | 4300 | 0 | 61.88 | 59.9 | 10 | 0
2015 | SOCO_2_ENT | SOCO | ENT | Internal | Shoulder | B14 | 900 | 4300 | 0 | 61.88 | 59.47 | 10 | 0
2015 | SOCO_2_ENT | SOCO | ENT | Internal | Shoulder | B15 | 1203 | 4300 | 0 | 59.72 | 59.47 | 10 | 0
2015 | SOCO_2_ENT | SOCO | ENT | Internal | Summer | B1 | 10 | 4300 | 0 | 99.38 | 91.38 | 10 | 0
2015 | SOCO_2_ENT | SOCO | ENT | Internal | Summer | B2 | 25 | 4300 | 0 | 97.87 | 89.87 | 10 | 0
2015 | SOCO_2_ENT | SOCO | ENT | Internal | Summer | B3 | 75 | 4300 | 0 | 97.87 | 89.87 | 10 | 0
2015 | SOCO_2_ENT | SOCO | ENT | Internal | Summer | B4 | 100 | 4300 | 0 | 97.77 | 89.77 | 10 | 0
2015 | SOCO_2_ENT | SOCO | ENT | Internal | Summer | B5 | 200 | 4300 | 0 | 91.07 | 83.07 | 10 | 0
2015 | SOCO_2_ENT | SOCO | ENT | Internal | Summer | B6 | 300 | 4300 | 0 | 80.44 | 73.59 | 10 | 0
2015 | SOCO_2_ENT | SOCO | ENT | Internal | Summer | B7 | 400 | 4300 | 0 | 72.18 | 64.18 | 10 | 0
2015 | SOCO_2_ENT | SOCO | ENT | Internal | Summer | B8 | 500 | 4300 | 0 | 66.69 | 58.69 | 10 | 0
2015 | SOCO_2_ENT | SOCO | ENT | Internal | Summer | B9 | 800 | 4300 | 0 | 60.67 | 58.26 | 10 | 0
2015 | SOCO_2_ENT | SOCO | ENT | Internal | Summer | B10 | 1262 | 4300 | 0 | 58.55 | 56.32 | 10 | 0
2015 | SOCO_2_ENT | SOCO | ENT | Internal | Winter | B16 | 25 | 4300 | 0 | 85.89 | 77.89 | 10 | 0
2015 | SOCO_2_ENT | SOCO | ENT | Internal | Winter | B17 | 100 | 4300 | 0 | 67.55 | 62.34 | 10 | 0
2015 | SOCO_2_ENT | SOCO | ENT | Internal | Winter | B18 | 400 | 4300 | 0 | 64.36 | 62.34 | 10 | 0
2015 | SOCO_2_ENT | SOCO | ENT | Internal | Winter | B19 | 700 | 4300 | 0 | 64.36 | 61.89 | 10 | 0
2015 | SOCO_2_ENT | SOCO | ENT | Internal | Winter | B20 | 935 | 4300 | 0 | 62.11 | 59.83 | 10 | 0
2015 | SOCO_2_FRCC | SOCO | FRCC | Internal | Shoulder | B11 | 25 | 3700 | 3518 | 90.66 | 100.66 | 10 | 0
2015 | SOCO_2_FRCC | SOCO | FRCC | Internal | Shoulder | B12 | 200 | 3700 | 0 | 66.42 | 66.91 | 10 | 0
2015 | SOCO_2_FRCC | SOCO | FRCC | Internal | Shoulder | B13 | 600 | 3700 | 0 | 61.88 | 65.37 | 10 | 0
2015 | SOCO_2_FRCC | SOCO | FRCC | Internal | Shoulder | B14 | 900 | 3700 | 0 | 61.88 | 64.13 | 10 | 0
2015 | SOCO_2_FRCC | SOCO | FRCC | Internal | Shoulder | B15 | 1203 | 3700 | 0 | 59.72 | 64.13 | 10 | 0
2015 | SOCO_2_FRCC | SOCO | FRCC | Internal | Summer | B1 | 10 | 3700 | 0 | 99.38 | 103.87 | 10 | 0
2015 | SOCO_2_FRCC | SOCO | FRCC | Internal | Summer | B2 | 25 | 3700 | 0 | 97.87 | 103.87 | 10 | 0
2015 | SOCO_2_FRCC | SOCO | FRCC | Internal | Summer | B3 | 75 | 3700 | 0 | 97.87 | 103.87 | 10 | 0
2015 | SOCO_2_FRCC | SOCO | FRCC | Internal | Summer | B4 | 100 | 3700 | 0 | 97.77 | 103.87 | 10 | 0
2015 | SOCO_2_FRCC | SOCO | FRCC | Internal | Summer | B5 | 200 | 3700 | 2436.01 | 91.07 | 101.07 | 10 | 0
2015 | SOCO_2_FRCC | SOCO | FRCC | Internal | Summer | B6 | 300 | 3700 | 494.27 | 80.44 | 90.44 | 10 | 0
2015 | SOCO_2_FRCC | SOCO | FRCC | Internal | Summer | B7 | 400 | 3700 | 0 | 72.18 | 66.21 | 10 | 0
2015 | SOCO_2_FRCC | SOCO | FRCC | Internal | Summer | B8 | 500 | 3700 | 0 | 66.69 | 66.21 | 10 | 0
2015 | SOCO_2_FRCC | SOCO | FRCC | Internal | Summer | B9 | 800 | 3700 | 0 | 60.67 | 63.46 | 10 | 0
2015 | SOCO_2_FRCC | SOCO | FRCC | Internal | Summer | B10 | 1262 | 3700 | 0 | 58.55 | 63.46 | 10 | 0
2015 | SOCO_2_FRCC | SOCO | FRCC | Internal | Winter | B16 | 25 | 3700 | 0 | 85.89 | 93.93 | 10 | 0
2015 | SOCO_2_FRCC | SOCO | FRCC | Internal | Winter | B17 | 100 | 3700 | 0 | 67.55 | 69.02 | 10 | 0
2015 | SOCO_2_FRCC | SOCO | FRCC | Internal | Winter | B18 | 400 | 3700 | 0 | 64.36 | 66.15 | 10 | 0
2015 | SOCO_2_FRCC | SOCO | FRCC | Internal | Winter | B19 | 700 | 3700 | 0 | 64.36 | 66.15 | 10 | 0
2015 | SOCO_2_FRCC | SOCO | FRCC | Internal | Winter | B20 | 935 | 3700 | 0 | 62.11 | 66.15 | 10 | 0
2015 | SOCO_2_TVA_Transmission | SOCO | TVA_Transmission | Internal | Shoulder | B11 | 25 | 2600 | 0 | 90.66 | 81.66 | 10 | 0
2015 | SOCO_2_TVA_Transmission | SOCO | TVA_Transmission | Internal | Shoulder | B12 | 200 | 2600 | 0 | 66.42 | 66.61 | 10 | 0
2015 | SOCO_2_TVA_Transmission | SOCO | TVA_Transmission | Internal | Shoulder | B13 | 600 | 2600 | 0 | 61.88 | 63.42 | 10 | 0
2015 | SOCO_2_TVA_Transmission | SOCO | TVA_Transmission | Internal | Shoulder | B14 | 900 | 2600 | 0 | 61.88 | 62.43 | 10 | 0
2015 | SOCO_2_TVA_Transmission | SOCO | TVA_Transmission | Internal | Shoulder | B15 | 1203 | 2600 | 0 | 59.72 | 60.97 | 10 | 0
2015 | SOCO_2_TVA_Transmission | SOCO | TVA_Transmission | Internal | Summer | B1 | 10 | 2600 | 0 | 99.38 | 99.38 | 10 | 0
2015 | SOCO_2_TVA_Transmission | SOCO | TVA_Transmission | Internal | Summer | B2 | 25 | 2600 | 0 | 97.87 | 96.74 | 10 | 0
2015 | SOCO_2_TVA_Transmission | SOCO | TVA_Transmission | Internal | Summer | B3 | 75 | 2600 | 0 | 97.87 | 95.51 | 10 | 0
2015 | SOCO_2_TVA_Transmission | SOCO | TVA_Transmission | Internal | Summer | B4 | 100 | 2600 | 0 | 97.77 | 90.77 | 10 | 0
2015 | SOCO_2_TVA_Transmission | SOCO | TVA_Transmission | Internal | Summer | B5 | 200 | 2600 | 0 | 91.07 | 82.56 | 10 | 0
2015 | SOCO_2_TVA_Transmission | SOCO | TVA_Transmission | Internal | Summer | B6 | 300 | 2600 | 0 | 80.44 | 71.44 | 10 | 0
2015 | SOCO_2_TVA_Transmission | SOCO | TVA_Transmission | Internal | Summer | B7 | 400 | 2600 | 0 | 72.18 | 63.64 | 10 | 0
2015 | SOCO_2_TVA_Transmission | SOCO | TVA_Transmission | Internal | Summer | B8 | 500 | 2600 | 0 | 66.69 | 61.1 | 10 | 0
2015 | SOCO_2_TVA_Transmission | SOCO | TVA_Transmission | Internal | Summer | B9 | 800 | 2600 | 0 | 60.67 | 59.74 | 10 | 0
2015 | SOCO_2_TVA_Transmission | SOCO | TVA_Transmission | Internal | Summer | B10 | 1262 | 2600 | 0 | 58.55 | 58.07 | 10 | 0
2015 | SOCO_2_TVA_Transmission | SOCO | TVA_Transmission | Internal | Winter | B16 | 25 | 2600 | 0 | 85.89 | 84.55 | 10 | 0
2015 | SOCO_2_TVA_Transmission | SOCO | TVA_Transmission | Internal | Winter | B17 | 100 | 2600 | 0 | 67.55 | 69.16 | 10 | 0
2015 | SOCO_2_TVA_Transmission | SOCO | TVA_Transmission | Internal | Winter | B18 | 400 | 2600 | 0 | 64.36 | 64.27 | 10 | 0
2015 | SOCO_2_TVA_Transmission | SOCO | TVA_Transmission | Internal | Winter | B19 | 700 | 2600 | 0 | 64.36 | 62.73 | 10 | 0
2015 | SOCO_2_TVA_Transmission | SOCO | TVA_Transmission | Internal | Winter | B20 | 935 | 2600 | 0 | 62.11 | 61.63 | 10 | 0
2015 | SOCO_2_VACAR | SOCO | VACAR | Internal | Shoulder | B11 | 25 | 2000 | 0 | 90.66 | 81.66 | 10 | 0
2015 | SOCO_2_VACAR | SOCO | VACAR | Internal | Shoulder | B12 | 200 | 2000 | 0 | 66.42 | 66.2 | 10 | 0
2015 | SOCO_2_VACAR | SOCO | VACAR | Internal | Shoulder | B13 | 600 | 2000 | 0 | 61.88 | 64.13 | 10 | 0
2015 | SOCO_2_VACAR | SOCO | VACAR | Internal | Shoulder | B14 | 900 | 2000 | 0 | 61.88 | 62.92 | 10 | 0
2015 | SOCO_2_VACAR | SOCO | VACAR | Internal | Shoulder | B15 | 1203 | 2000 | 0 | 59.72 | 58.7 | 10 | 0
2015 | SOCO_2_VACAR | SOCO | VACAR | Internal | Summer | B1 | 10 | 2000 | 0 | 99.38 | 100.71 | 10 | 0
2015 | SOCO_2_VACAR | SOCO | VACAR | Internal | Summer | B2 | 25 | 2000 | 0 | 97.87 | 100.71 | 10 | 0
2015 | SOCO_2_VACAR | SOCO | VACAR | Internal | Summer | B3 | 75 | 2000 | 0 | 97.87 | 100.71 | 10 | 0
2015 | SOCO_2_VACAR | SOCO | VACAR | Internal | Summer | B4 | 100 | 2000 | 0 | 97.77 | 90.77 | 10 | 0
2015 | SOCO_2_VACAR | SOCO | VACAR | Internal | Summer | B5 | 200 | 2000 | 0 | 91.07 | 84.07 | 10 | 0
2015 | SOCO_2_VACAR | SOCO | VACAR | Internal | Summer | B6 | 300 | 2000 | 0 | 80.44 | 73.44 | 10 | 0
2015 | SOCO_2_VACAR | SOCO | VACAR | Internal | Summer | B7 | 400 | 2000 | 0 | 72.18 | 65.18 | 10 | 0
2015 | SOCO_2_VACAR | SOCO | VACAR | Internal | Summer | B8 | 500 | 2000 | 0 | 66.69 | 62.37 | 10 | 0
2015 | SOCO_2_VACAR | SOCO | VACAR | Internal | Summer | B9 | 800 | 2000 | 0 | 60.67 | 59.74 | 10 | 0
2015 | SOCO_2_VACAR | SOCO | VACAR | Internal | Summer | B10 | 1262 | 2000 | 0 | 58.55 | 56.59 | 10 | 0
2015 | SOCO_2_VACAR | SOCO | VACAR | Internal | Winter | B16 | 25 | 2000 | 0 | 85.89 | 93.55 | 10 | 0
2015 | SOCO_2_VACAR | SOCO | VACAR | Internal | Winter | B17 | 100 | 2000 | 0 | 67.55 | 74.53 | 10 | 0
2015 | SOCO_2_VACAR | SOCO | VACAR | Internal | Winter | B18 | 400 | 2000 | 0 | 64.36 | 66.87 | 10 | 0
2015 | SOCO_2_VACAR | SOCO | VACAR | Internal | Winter | B19 | 700 | 2000 | 0 | 64.36 | 65.85 | 10 | 0
2015 | SOCO_2_VACAR | SOCO | VACAR | Internal | Winter | B20 | 935 | 2000 | 0 | 62.11 | 61.63 | 10 | 0
2015 | SPP_N_2_ENT | SPP_N | ENT | Internal | Shoulder | B11 | 25 | 15643 | 0 | 84.66 | 84.82 | 5 | 0
2015 | SPP_N_2_ENT | SPP_N | ENT | Internal | Shoulder | B12 | 200 | 15643 | 0 | 60.09 | 59.9 | 5 | 0
2015 | SPP_N_2_ENT | SPP_N | ENT | Internal | Shoulder | B13 | 600 | 15643 | 0 | 59.45 | 59.9 | 5 | 0
2015 | SPP_N_2_ENT | SPP_N | ENT | Internal | Shoulder | B14 | 900 | 15643 | 0 | 57.4 | 59.47 | 5 | 0
2015 | SPP_N_2_ENT | SPP_N | ENT | Internal | Shoulder | B15 | 1203 | 15643 | 0 | 57.38 | 59.47 | 5 | 0
2015 | SPP_N_2_ENT | SPP_N | ENT | Internal | Summer | B1 | 10 | 15643 | 0 | 92.6 | 91.38 | 5 | 0
2015 | SPP_N_2_ENT | SPP_N | ENT | Internal | Summer | B2 | 25 | 15643 | 0 | 92.6 | 89.87 | 5 | 0
2015 | SPP_N_2_ENT | SPP_N | ENT | Internal | Summer | B3 | 75 | 15643 | 0 | 92.6 | 89.87 | 5 | 0
2015 | SPP_N_2_ENT | SPP_N | ENT | Internal | Summer | B4 | 100 | 15643 | 0 | 92.6 | 89.77 | 5 | 0
2015 | SPP_N_2_ENT | SPP_N | ENT | Internal | Summer | B5 | 200 | 15643 | 0 | 82.06 | 83.07 | 5 | 0
2015 | SPP_N_2_ENT | SPP_N | ENT | Internal | Summer | B6 | 300 | 15643 | 0 | 72.6 | 73.59 | 5 | 0
2015 | SPP_N_2_ENT | SPP_N | ENT | Internal | Summer | B7 | 400 | 15643 | 0 | 60.65 | 64.18 | 5 | 0
2015 | SPP_N_2_ENT | SPP_N | ENT | Internal | Summer | B8 | 500 | 15643 | 0 | 58.68 | 58.69 | 5 | 0
2015 | SPP_N_2_ENT | SPP_N | ENT | Internal | Summer | B9 | 800 | 15643 | 0 | 56.11 | 58.26 | 5 | 0
2015 | SPP_N_2_ENT | SPP_N | ENT | Internal | Summer | B10 | 1262 | 15643 | 0 | 55.99 | 56.32 | 5 | 0
2015 | SPP_N_2_ENT | SPP_N | ENT | Internal | Winter | B16 | 25 | 15643 | 614.84 | 72.89 | 77.89 | 5 | 0
2015 | SPP_N_2_ENT | SPP_N | ENT | Internal | Winter | B17 | 100 | 15643 | 0 | 61.54 | 62.34 | 5 | 0
2015 | SPP_N_2_ENT | SPP_N | ENT | Internal | Winter | B18 | 400 | 15643 | 0 | 59.84 | 62.34 | 5 | 0
2015 | SPP_N_2_ENT | SPP_N | ENT | Internal | Winter | B19 | 700 | 15643 | 0 | 59.72 | 61.89 | 5 | 0
2015 | SPP_N_2_ENT | SPP_N | ENT | Internal | Winter | B20 | 935 | 15643 | 0 | 57.5 | 59.83 | 5 | 0
2015 | SPP_N_2_MISO_MO-IL | SPP_N | MISO_MO-IL | Internal | Shoulder | B11 | 25 | 4019 | 0 | 84.66 | 77.68 | 5 | 0
2015 | SPP_N_2_MISO_MO-IL | SPP_N | MISO_MO-IL | Internal | Shoulder | B12 | 200 | 4019 | 0 | 60.09 | 62.63 | 5 | 0
2015 | SPP_N_2_MISO_MO-IL | SPP_N | MISO_MO-IL | Internal | Shoulder | B13 | 600 | 4019 | 0 | 59.45 | 58.7 | 5 | 0
2015 | SPP_N_2_MISO_MO-IL | SPP_N | MISO_MO-IL | Internal | Shoulder | B14 | 900 | 4019 | 0 | 57.4 | 56.31 | 5 | 0
2015 | SPP_N_2_MISO_MO-IL | SPP_N | MISO_MO-IL | Internal | Shoulder | B15 | 1203 | 4019 | 0 | 57.38 | 54.78 | 5 | 0
2015 | SPP_N_2_MISO_MO-IL | SPP_N | MISO_MO-IL | Internal | Summer | B1 | 10 | 4019 | 0 | 92.6 | 91.39 | 5 | 0
2015 | SPP_N_2_MISO_MO-IL | SPP_N | MISO_MO-IL | Internal | Summer | B2 | 25 | 4019 | 0 | 92.6 | 88.74 | 5 | 0
2015 | SPP_N_2_MISO_MO-IL | SPP_N | MISO_MO-IL | Internal | Summer | B3 | 75 | 4019 | 0 | 92.6 | 88.74 | 5 | 0
2015 | SPP_N_2_MISO_MO-IL | SPP_N | MISO_MO-IL | Internal | Summer | B4 | 100 | 4019 | 0 | 92.6 | 86.75 | 5 | 0
2015 | SPP_N_2_MISO_MO-IL | SPP_N | MISO_MO-IL | Internal | Summer | B5 | 200 | 4019 | 0 | 82.06 | 75.07 | 5 | 0
2015 | SPP_N_2_MISO_MO-IL | SPP_N | MISO_MO-IL | Internal | Summer | B6 | 300 | 4019 | 0 | 72.6 | 65.59 | 5 | 0
2015 | SPP_N_2_MISO_MO-IL | SPP_N | MISO_MO-IL | Internal | Summer | B7 | 400 | 4019 | 0 | 60.65 | 56.84 | 5 | 0
2015 | SPP_N_2_MISO_MO-IL | SPP_N | MISO_MO-IL | Internal | Summer | B8 | 500 | 4019 | 0 | 58.68 | 54.39 | 5 | 0
2015 | SPP_N_2_MISO_MO-IL | SPP_N | MISO_MO-IL | Internal | Summer | B9 | 800 | 4019 | 0 | 56.11 | 52.93 | 5 | 0
2015 | SPP_N_2_MISO_MO-IL | SPP_N | MISO_MO-IL | Internal | Summer | B10 | 1262 | 4019 | 0 | 55.99 | 51.84 | 5 | 0
2015 | SPP_N_2_MISO_MO-IL | SPP_N | MISO_MO-IL | Internal | Winter | B16 | 25 | 4019 | 0 | 72.89 | 76.55 | 5 | 0
2015 | SPP_N_2_MISO_MO-IL | SPP_N | MISO_MO-IL | Internal | Winter | B17 | 100 | 4019 | 0.12 | 61.54 | 66.53 | 5 | 0
2015 | SPP_N_2_MISO_MO-IL | SPP_N | MISO_MO-IL | Internal | Winter | B18 | 400 | 4019 | 0 | 59.84 | 59.63 | 5 | 0
2015 | SPP_N_2_MISO_MO-IL | SPP_N | MISO_MO-IL | Internal | Winter | B19 | 700 | 4019 | 0 | 59.72 | 57.84 | 5 | 0
2015 | SPP_N_2_MISO_MO-IL | SPP_N | MISO_MO-IL | Internal | Winter | B20 | 935 | 4019 | 0 | 57.5 | 53.63 | 5 | 0
2015 | SPP_N_2_MISO_W | SPP_N | MISO_W | Internal | Shoulder | B11 | 25 | 1087 | 0 | 84.66 | 77.66 | 5 | 0
2015 | SPP_N_2_MISO_W | SPP_N | MISO_W | Internal | Shoulder | B12 | 200 | 1087 | 0 | 60.09 | 62.62 | 5 | 0
2015 | SPP_N_2_MISO_W | SPP_N | MISO_W | Internal | Shoulder | B13 | 600 | 1087 | 0 | 59.45 | 58.69 | 5 | 0
2015 | SPP_N_2_MISO_W | SPP_N | MISO_W | Internal | Shoulder | B14 | 900 | 1087 | 0 | 57.4 | 56.3 | 5 | 0
2015 | SPP_N_2_MISO_W | SPP_N | MISO_W | Internal | Shoulder | B15 | 1203 | 1087 | 0 | 57.38 | 54.76 | 5 | 0
2015 | SPP_N_2_MISO_W | SPP_N | MISO_W | Internal | Summer | B1 | 10 | 1087 | 0 | 92.6 | 91.38 | 5 | 0
2015 | SPP_N_2_MISO_W | SPP_N | MISO_W | Internal | Summer | B2 | 25 | 1087 | 0 | 92.6 | 88.73 | 5 | 0
2015 | SPP_N_2_MISO_W | SPP_N | MISO_W | Internal | Summer | B3 | 75 | 1087 | 0 | 92.6 | 88.73 | 5 | 0
2015 | SPP_N_2_MISO_W | SPP_N | MISO_W | Internal | Summer | B4 | 100 | 1087 | 0 | 92.6 | 86.74 | 5 | 0
2015 | SPP_N_2_MISO_W | SPP_N | MISO_W | Internal | Summer | B5 | 200 | 1087 | 0 | 82.06 | 75.06 | 5 | 0
2015 | SPP_N_2_MISO_W | SPP_N | MISO_W | Internal | Summer | B6 | 300 | 1087 | 0 | 72.6 | 65.6 | 5 | 0
2015 | SPP_N_2_MISO_W | SPP_N | MISO_W | Internal | Summer | B7 | 400 | 1087 | 0 | 60.65 | 56.83 | 5 | 0
2015 | SPP_N_2_MISO_W | SPP_N | MISO_W | Internal | Summer | B8 | 500 | 1087 | 0 | 58.68 | 54.37 | 5 | 0
2015 | SPP_N_2_MISO_W | SPP_N | MISO_W | Internal | Summer | B9 | 800 | 1087 | 0 | 56.11 | 52.92 | 5 | 0
2015 | SPP_N_2_MISO_W | SPP_N | MISO_W | Internal | Summer | B10 | 1262 | 1087 | 0 | 55.99 | 51.82 | 5 | 0
2015 | SPP_N_2_MISO_W | SPP_N | MISO_W | Internal | Winter | B16 | 25 | 1087 | 0 | 72.89 | 76.55 | 5 | 0
2015 | SPP_N_2_MISO_W | SPP_N | MISO_W | Internal | Winter | B17 | 100 | 1087 | 0.11 | 61.54 | 66.53 | 5 | 0
2015 | SPP_N_2_MISO_W | SPP_N | MISO_W | Internal | Winter | B18 | 400 | 1087 | 0 | 59.84 | 59.63 | 5 | 0
2015 | SPP_N_2_MISO_W | SPP_N | MISO_W | Internal | Winter | B19 | 700 | 1087 | 0 | 59.72 | 57.85 | 5 | 0
2015 | SPP_N_2_MISO_W | SPP_N | MISO_W | Internal | Winter | B20 | 935 | 1087 | 0 | 57.5 | 53.63 | 5 | 0
2015 | SPP_N_2_NE | SPP_N | NE | Internal | Shoulder | B11 | 25 | 490 | 0.19 | 84.66 | 84.65 | 0.01 | 0
2015 | SPP_N_2_NE | SPP_N | NE | Internal | Shoulder | B12 | 200 | 490 | 0.03 | 60.09 | 60.08 | 0.01 | 0
2015 | SPP_N_2_NE | SPP_N | NE | Internal | Shoulder | B13 | 600 | 490 | 0 | 59.45 | 59.44 | 0.01 | 0
2015 | SPP_N_2_NE | SPP_N | NE | Internal | Shoulder | B14 | 900 | 490 | 0 | 57.4 | 57.39 | 0.01 | 0
2015 | SPP_N_2_NE | SPP_N | NE | Internal | Shoulder | B15 | 1203 | 490 | 0 | 57.38 | 57.37 | 0.01 | 0
2015 | SPP_N_2_NE | SPP_N | NE | Internal | Summer | B1 | 10 | 490 | 0.01 | 92.6 | 91.38 | 0.01 | 0
2015 | SPP_N_2_NE | SPP_N | NE | Internal | Summer | B2 | 25 | 490 | 0 | 92.6 | 91.38 | 0.01 | 0
2015 | SPP_N_2_NE | SPP_N | NE | Internal | Summer | B3 | 75 | 490 | 0 | 92.6 | 91.38 | 0.01 | 0
2015 | SPP_N_2_NE | SPP_N | NE | Internal | Summer | B4 | 100 | 490 | 0 | 92.6 | 89.73 | 0.01 | 0
2015 | SPP_N_2_NE | SPP_N | NE | Internal | Summer | B5 | 200 | 490 | 0.03 | 82.06 | 82.05 | 0.01 | 0
2015 | SPP_N_2_NE | SPP_N | NE | Internal | Summer | B6 | 300 | 490 | 0 | 72.6 | 70.99 | 0.01 | 0
2015 | SPP_N_2_NE | SPP_N | NE | Internal | Summer | B7 | 400 | 490 | 0.01 | 60.65 | 60.64 | 0.01 | 0
2015 | SPP_N_2_NE | SPP_N | NE | Internal | Summer | B8 | 500 | 490 | 0.01 | 58.68 | 58.66 | 0.01 | 0
2015 | SPP_N_2_NE | SPP_N | NE | Internal | Summer | B9 | 800 | 490 | 0 | 56.11 | 56.1 | 0.01 | 0
2015 | SPP_N_2_NE | SPP_N | NE | Internal | Summer | B10 | 1262 | 490 | 0 | 55.99 | 55.98 | 0.01 | 0
2015 | SPP_N_2_NE | SPP_N | NE | Internal | Winter | B16 | 25 | 490 | 0.2 | 72.89 | 72.88 | 0.01 | 0
2015 | SPP_N_2_NE | SPP_N | NE | Internal | Winter | B17 | 100 | 490 | 0.05 | 61.54 | 61.53 | 0.01 | 0
2015 | SPP_N_2_NE | SPP_N | NE | Internal | Winter | B18 | 400 | 490 | 0.01 | 59.84 | 59.83 | 0.01 | 0
2015 | SPP_N_2_NE | SPP_N | NE | Internal | Winter | B19 | 700 | 490 | 0 | 59.72 | 59.71 | 0.01 | 0
2015 | SPP_N_2_NE | SPP_N | NE | Internal | Winter | B20 | 935 | 490 | 0 | 57.5 | 57.49 | 0.01 | 0
2015 | SPP_N_2_SPP_S | SPP_N | SPP_S | Internal | Shoulder | B11 | 25 | 4236 | 0 | 84.66 | 83.05 | 0.01 | 0
2015 | SPP_N_2_SPP_S | SPP_N | SPP_S | Internal | Shoulder | B12 | 200 | 4236 | 0 | 60.09 | 60.04 | 0.01 | 0
2015 | SPP_N_2_SPP_S | SPP_N | SPP_S | Internal | Shoulder | B13 | 600 | 4236 | 0 | 59.45 | 59.44 | 0.01 | 0
2015 | SPP_N_2_SPP_S | SPP_N | SPP_S | Internal | Shoulder | B14 | 900 | 4236 | 0 | 57.4 | 57.39 | 0.01 | 0
2015 | SPP_N_2_SPP_S | SPP_N | SPP_S | Internal | Shoulder | B15 | 1203 | 4236 | 901.57 | 57.38 | 57.39 | 0.01 | 0
2015 | SPP_N_2_SPP_S | SPP_N | SPP_S | Internal | Summer | B1 | 10 | 4236 | 0 | 92.6 | 86.38 | 0.01 | 0
2015 | SPP_N_2_SPP_S | SPP_N | SPP_S | Internal | Summer | B2 | 25 | 4236 | 0 | 92.6 | 84.87 | 0.01 | 0
2015 | SPP_N_2_SPP_S | SPP_N | SPP_S | Internal | Summer | B3 | 75 | 4236 | 0 | 92.6 | 84.87 | 0.01 | 0
2015 | SPP_N_2_SPP_S | SPP_N | SPP_S | Internal | Summer | B4 | 100 | 4236 | 0 | 92.6 | 84.77 | 0.01 | 0
2015 | SPP_N_2_SPP_S | SPP_N | SPP_S | Internal | Summer | B5 | 200 | 4236 | 0 | 82.06 | 81.19 | 0.01 | 0
2015 | SPP_N_2_SPP_S | SPP_N | SPP_S | Internal | Summer | B6 | 300 | 4236 | 1685.13 | 72.6 | 72.61 | 0.01 | 0
2015 | SPP_N_2_SPP_S | SPP_N | SPP_S | Internal | Summer | B7 | 400 | 4236 | 469.3 | 60.65 | 60.66 | 0.01 | 0
2015 | SPP_N_2_SPP_S | SPP_N | SPP_S | Internal | Summer | B8 | 500 | 4236 | 861.6 | 58.68 | 58.69 | 0.01 | 0
2015 | SPP_N_2_SPP_S | SPP_N | SPP_S | Internal | Summer | B9 | 800 | 4236 | 921.74 | 56.11 | 56.13 | 0.01 | 0
2015 | SPP_N_2_SPP_S | SPP_N | SPP_S | Internal | Summer | B10 | 1262 | 4236 | 3236.37 | 55.99 | 56 | 0.01 | 0
2015 | SPP_N_2_SPP_S | SPP_N | SPP_S | Internal | Winter | B16 | 25 | 4236 | 0.41 | 72.89 | 72.89 | 0.01 | 0
2015 | SPP_N_2_SPP_S | SPP_N | SPP_S | Internal | Winter | B17 | 100 | 4236 | 365.42 | 61.54 | 61.55 | 0.01 | 0
2015 | SPP_N_2_SPP_S | SPP_N | SPP_S | Internal | Winter | B18 | 400 | 4236 | 1766.67 | 59.84 | 59.85 | 0.01 | 0
2015 | SPP_N_2_SPP_S | SPP_N | SPP_S | Internal | Winter | B19 | 700 | 4236 | 1824.49 | 59.72 | 59.74 | 0.01 | 0
2015 | SPP_N_2_SPP_S | SPP_N | SPP_S | Internal | Winter | B20 | 935 | 4236 | 3463.08 | 57.5 | 57.51 | 0.01 | 0
2015 | SPP_S_2_ENT | SPP_S | ENT | Internal | Shoulder | B11 | 25 | 2842 | 0 | 83.05 | 84.82 | 5 | 0
2015 | SPP_S_2_ENT | SPP_S | ENT | Internal | Shoulder | B12 | 200 | 2842 | 0 | 60.04 | 59.9 | 5 | 0
2015 | SPP_S_2_ENT | SPP_S | ENT | Internal | Shoulder | B13 | 600 | 2842 | 0 | 59.44 | 59.9 | 5 | 0
2015 | SPP_S_2_ENT | SPP_S | ENT | Internal | Shoulder | B14 | 900 | 2842 | 0 | 57.39 | 59.47 | 5 | 0
2015 | SPP_S_2_ENT | SPP_S | ENT | Internal | Shoulder | B15 | 1203 | 2842 | 0 | 57.39 | 59.47 | 5 | 0
2015 | SPP_S_2_ENT | SPP_S | ENT | Internal | Summer | B1 | 10 | 2842 | 647.66 | 86.38 | 91.38 | 5 | 0
2015 | SPP_S_2_ENT | SPP_S | ENT | Internal | Summer | B2 | 25 | 2842 | 480.01 | 84.87 | 89.87 | 5 | 0
2015 | SPP_S_2_ENT | SPP_S | ENT | Internal | Summer | B3 | 75 | 2842 | 1120.59 | 84.87 | 89.87 | 5 | 0
2015 | SPP_S_2_ENT | SPP_S | ENT | Internal | Summer | B4 | 100 | 2842 | 1728.02 | 84.77 | 89.77 | 5 | 0
2015 | SPP_S_2_ENT | SPP_S | ENT | Internal | Summer | B5 | 200 | 2842 | 0 | 81.19 | 83.07 | 5 | 0
2015 | SPP_S_2_ENT | SPP_S | ENT | Internal | Summer | B6 | 300 | 2842 | 0 | 72.61 | 73.59 | 5 | 0
2015 | SPP_S_2_ENT | SPP_S | ENT | Internal | Summer | B7 | 400 | 2842 | 0 | 60.66 | 64.18 | 5 | 0
2015 | SPP_S_2_ENT | SPP_S | ENT | Internal | Summer | B8 | 500 | 2842 | 0 | 58.69 | 58.69 | 5 | 0
2015 | SPP_S_2_ENT | SPP_S | ENT | Internal | Summer | B9 | 800 | 2842 | 0 | 56.13 | 58.26 | 5 | 0
2015 | SPP_S_2_ENT | SPP_S | ENT | Internal | Summer | B10 | 1262 | 2842 | 0 | 56 | 56.32 | 5 | 0
2015 | SPP_S_2_ENT | SPP_S | ENT | Internal | Winter | B16 | 25 | 2842 | 904.14 | 72.89 | 77.89 | 5 | 0
2015 | SPP_S_2_ENT | SPP_S | ENT | Internal | Winter | B17 | 100 | 2842 | 0 | 61.55 | 62.34 | 5 | 0
2015 | SPP_S_2_ENT | SPP_S | ENT | Internal | Winter | B18 | 400 | 2842 | 0 | 59.85 | 62.34 | 5 | 0
2015 | SPP_S_2_ENT | SPP_S | ENT | Internal | Winter | B19 | 700 | 2842 | 0 | 59.74 | 61.89 | 5 | 0
2015 | SPP_S_2_ENT | SPP_S | ENT | Internal | Winter | B20 | 935 | 2842 | 0 | 57.51 | 59.83 | 5 | 0
2015 | SPP_S_2_SPP_N | SPP_S | SPP_N | Internal | Shoulder | B11 | 25 | 876 | 876 | 83.05 | 84.66 | 0.01 | 1.6
2015 | SPP_S_2_SPP_N | SPP_S | SPP_N | Internal | Shoulder | B12 | 200 | 876 | 875.99 | 60.04 | 60.09 | 0.01 | 0.04
2015 | SPP_S_2_SPP_N | SPP_S | SPP_N | Internal | Shoulder | B13 | 600 | 876 | 374.6 | 59.44 | 59.45 | 0.01 | 0
2015 | SPP_S_2_SPP_N | SPP_S | SPP_N | Internal | Shoulder | B14 | 900 | 876 | 111.23 | 57.39 | 57.4 | 0.01 | 0
2015 | SPP_S_2_SPP_N | SPP_S | SPP_N | Internal | Shoulder | B15 | 1203 | 876 | 0 | 57.39 | 57.38 | 0.01 | 0
2015 | SPP_S_2_SPP_N | SPP_S | SPP_N | Internal | Summer | B1 | 10 | 876 | 876 | 86.38 | 92.6 | 0.01 | 6.2
2015 | SPP_S_2_SPP_N | SPP_S | SPP_N | Internal | Summer | B2 | 25 | 876 | 876 | 84.87 | 92.6 | 0.01 | 7.71
2015 | SPP_S_2_SPP_N | SPP_S | SPP_N | Internal | Summer | B3 | 75 | 876 | 876 | 84.87 | 92.6 | 0.01 | 7.71
2015 | SPP_S_2_SPP_N | SPP_S | SPP_N | Internal | Summer | B4 | 100 | 876 | 876 | 84.77 | 92.6 | 0.01 | 7.82
2015 | SPP_S_2_SPP_N | SPP_S | SPP_N | Internal | Summer | B5 | 200 | 876 | 876 | 81.19 | 82.06 | 0.01 | 0.86
2015 | SPP_S_2_SPP_N | SPP_S | SPP_N | Internal | Summer | B6 | 300 | 876 | 0.02 | 72.61 | 72.6 | 0.01 | 0
2015 | SPP_S_2_SPP_N | SPP_S | SPP_N | Internal | Summer | B7 | 400 | 876 | 0.01 | 60.66 | 60.65 | 0.01 | 0
2015 | SPP_S_2_SPP_N | SPP_S | SPP_N | Internal | Summer | B8 | 500 | 876 | 0.01 | 58.69 | 58.68 | 0.01 | 0
2015 | SPP_S_2_SPP_N | SPP_S | SPP_N | Internal | Summer | B9 | 800 | 876 | 0 | 56.13 | 56.11 | 0.01 | 0
2015 | SPP_S_2_SPP_N | SPP_S | SPP_N | Internal | Summer | B10 | 1262 | 876 | 0 | 56 | 55.99 | 0.01 | 0
2015 | SPP_S_2_SPP_N | SPP_S | SPP_N | Internal | Winter | B16 | 25 | 876 | 0.42 | 72.89 | 72.89 | 0.01 | 0
2015 | SPP_S_2_SPP_N | SPP_S | SPP_N | Internal | Winter | B17 | 100 | 876 | 0.06 | 61.55 | 61.54 | 0.01 | 0
2015 | SPP_S_2_SPP_N | SPP_S | SPP_N | Internal | Winter | B18 | 400 | 876 | 0.01 | 59.85 | 59.84 | 0.01 | 0
2015 | SPP_S_2_SPP_N | SPP_S | SPP_N | Internal | Winter | B19 | 700 | 876 | 0 | 59.74 | 59.72 | 0.01 | 0
2015 | SPP_S_2_SPP_N | SPP_S | SPP_N | Internal | Winter | B20 | 935 | 876 | 0 | 57.51 | 57.5 | 0.01 | 0
2015 | TVA_2_ENT | TVA | ENT | Internal | Shoulder | B11 | 25 | 500 | 0 | 81.68 | 84.82 | 9 | 0
2015 | TVA_2_ENT | TVA | ENT | Internal | Shoulder | B12 | 200 | 500 | 0 | 61.77 | 59.9 | 9 | 0
2015 | TVA_2_ENT | TVA | ENT | Internal | Shoulder | B13 | 600 | 500 | 0 | 61.77 | 59.9 | 9 | 0
2015 | TVA_2_ENT | TVA | ENT | Internal | Shoulder | B14 | 900 | 500 | 0 | 61.77 | 59.47 | 9 | 0
2015 | TVA_2_ENT | TVA | ENT | Internal | Shoulder | B15 | 1203 | 500 | 0 | 60.98 | 59.47 | 9 | 0
2015 | TVA_2_ENT | TVA | ENT | Internal | Summer | B1 | 10 | 500 | 0 | 99.39 | 91.38 | 9 | 0
2015 | TVA_2_ENT | TVA | ENT | Internal | Summer | B2 | 25 | 500 | 0 | 96.75 | 89.87 | 9 | 0
2015 | TVA_2_ENT | TVA | ENT | Internal | Summer | B3 | 75 | 500 | 0 | 95.53 | 89.87 | 9 | 0
2015 | TVA_2_ENT | TVA | ENT | Internal | Summer | B4 | 100 | 500 | 0 | 90.78 | 89.77 | 9 | 0
2015 | TVA_2_ENT | TVA | ENT | Internal | Summer | B5 | 200 | 500 | 0 | 82.07 | 83.07 | 9 | 0
2015 | TVA_2_ENT | TVA | ENT | Internal | Summer | B6 | 300 | 500 | 65.51 | 64.59 | 73.59 | 9 | 0
2015 | TVA_2_ENT | TVA | ENT | Internal | Summer | B7 | 400 | 500 | 0 | 60.44 | 64.18 | 9 | 0
2015 | TVA_2_ENT | TVA | ENT | Internal | Summer | B8 | 500 | 500 | 0 | 60.44 | 58.69 | 9 | 0
2015 | TVA_2_ENT | TVA | ENT | Internal | Summer | B9 | 800 | 500 | 0 | 59.75 | 58.26 | 9 | 0
2015 | TVA_2_ENT | TVA | ENT | Internal | Summer | B10 | 1262 | 500 | 0 | 57.94 | 56.32 | 9 | 0
2015 | TVA_2_ENT | TVA | ENT | Internal | Winter | B16 | 25 | 500 | 0 | 84.56 | 77.89 | 9 | 0
2015 | TVA_2_ENT | TVA | ENT | Internal | Winter | B17 | 100 | 500 | 0 | 64.31 | 62.34 | 9 | 0
2015 | TVA_2_ENT | TVA | ENT | Internal | Winter | B18 | 400 | 500 | 0 | 61.64 | 62.34 | 9 | 0
2015 | TVA_2_ENT | TVA | ENT | Internal | Winter | B19 | 700 | 500 | 0 | 61.64 | 61.89 | 9 | 0
2015 | TVA_2_ENT | TVA | ENT | Internal | Winter | B20 | 935 | 500 | 0 | 61.64 | 59.83 | 9 | 0
2015 | TVA_2_MISO_MO-IL | TVA | MISO_MO-IL | Internal | Shoulder | B11 | 25 | 50 | 0 | 81.68 | 77.68 | 9 | 0
2015 | TVA_2_MISO_MO-IL | TVA | MISO_MO-IL | Internal | Shoulder | B12 | 200 | 50 | 0 | 61.77 | 62.63 | 9 | 0
2015 | TVA_2_MISO_MO-IL | TVA | MISO_MO-IL | Internal | Shoulder | B13 | 600 | 50 | 0 | 61.77 | 58.7 | 9 | 0
2015 | TVA_2_MISO_MO-IL | TVA | MISO_MO-IL | Internal | Shoulder | B14 | 900 | 50 | 0 | 61.77 | 56.31 | 9 | 0
2015 | TVA_2_MISO_MO-IL | TVA | MISO_MO-IL | Internal | Shoulder | B15 | 1203 | 50 | 0 | 60.98 | 54.78 | 9 | 0
2015 | TVA_2_MISO_MO-IL | TVA | MISO_MO-IL | Internal | Summer | B1 | 10 | 50 | 0 | 99.39 | 91.39 | 9 | 0
2015 | TVA_2_MISO_MO-IL | TVA | MISO_MO-IL | Internal | Summer | B2 | 25 | 50 | 0 | 96.75 | 88.74 | 9 | 0
2015 | TVA_2_MISO_MO-IL | TVA | MISO_MO-IL | Internal | Summer | B3 | 75 | 50 | 0 | 95.53 | 88.74 | 9 | 0
2015 | TVA_2_MISO_MO-IL | TVA | MISO_MO-IL | Internal | Summer | B4 | 100 | 50 | 0 | 90.78 | 86.75 | 9 | 0
2015 | TVA_2_MISO_MO-IL | TVA | MISO_MO-IL | Internal | Summer | B5 | 200 | 50 | 0 | 82.07 | 75.07 | 9 | 0
2015 | TVA_2_MISO_MO-IL | TVA | MISO_MO-IL | Internal | Summer | B6 | 300 | 50 | 0 | 64.59 | 65.59 | 9 | 0
2015 | TVA_2_MISO_MO-IL | TVA | MISO_MO-IL | Internal | Summer | B7 | 400 | 50 | 0 | 60.44 | 56.84 | 9 | 0
2015 | TVA_2_MISO_MO-IL | TVA | MISO_MO-IL | Internal | Summer | B8 | 500 | 50 | 0 | 60.44 | 54.39 | 9 | 0
2015 | TVA_2_MISO_MO-IL | TVA | MISO_MO-IL | Internal | Summer | B9 | 800 | 50 | 0 | 59.75 | 52.93 | 9 | 0
2015 | TVA_2_MISO_MO-IL | TVA | MISO_MO-IL | Internal | Summer | B10 | 1262 | 50 | 0 | 57.94 | 51.84 | 9 | 0
2015 | TVA_2_MISO_MO-IL | TVA | MISO_MO-IL | Internal | Winter | B16 | 25 | 50 | 0 | 84.56 | 76.55 | 9 | 0
2015 | TVA_2_MISO_MO-IL | TVA | MISO_MO-IL | Internal | Winter | B17 | 100 | 50 | 0 | 64.31 | 66.53 | 9 | 0
2015 | TVA_2_MISO_MO-IL | TVA | MISO_MO-IL | Internal | Winter | B18 | 400 | 50 | 0 | 61.64 | 59.63 | 9 | 0
2015 | TVA_2_MISO_MO-IL | TVA | MISO_MO-IL | Internal | Winter | B19 | 700 | 50 | 0 | 61.64 | 57.84 | 9 | 0
2015 | TVA_2_MISO_MO-IL | TVA | MISO_MO-IL | Internal | Winter | B20 | 935 | 50 | 0 | 61.64 | 53.63 | 9 | 0
2015 | TVA_2_NonRTO_Midwest | TVA | NonRTO_Midwest | Internal | Shoulder | B11 | 25 | 100 | 0 | 81.68 | 85.69 | 9 | 0
2015 | TVA_2_NonRTO_Midwest | TVA | NonRTO_Midwest | Internal | Shoulder | B12 | 200 | 100 | 100 | 61.77 | 74.57 | 9 | 3.8
2015 | TVA_2_NonRTO_Midwest | TVA | NonRTO_Midwest | Internal | Shoulder | B13 | 600 | 100 | 0 | 61.77 | 65.53 | 9 | 0
2015 | TVA_2_NonRTO_Midwest | TVA | NonRTO_Midwest | Internal | Shoulder | B14 | 900 | 100 | 0 | 61.77 | 56.67 | 9 | 0
2015 | TVA_2_NonRTO_Midwest | TVA | NonRTO_Midwest | Internal | Shoulder | B15 | 1203 | 100 | 0 | 60.98 | 55.46 | 9 | 0
2015 | TVA_2_NonRTO_Midwest | TVA | NonRTO_Midwest | Internal | Summer | B1 | 10 | 100 | 0 | 99.39 | 96.27 | 9 | 0
2015 | TVA_2_NonRTO_Midwest | TVA | NonRTO_Midwest | Internal | Summer | B2 | 25 | 100 | 0 | 96.75 | 96.27 | 9 | 0
2015 | TVA_2_NonRTO_Midwest | TVA | NonRTO_Midwest | Internal | Summer | B3 | 75 | 100 | 0 | 95.53 | 96.27 | 9 | 0
2015 | TVA_2_NonRTO_Midwest | TVA | NonRTO_Midwest | Internal | Summer | B4 | 100 | 100 | 0 | 90.78 | 94.77 | 9 | 0
2015 | TVA_2_NonRTO_Midwest | TVA | NonRTO_Midwest | Internal | Summer | B5 | 200 | 100 | 0 | 82.07 | 83.09 | 9 | 0
2015 | TVA_2_NonRTO_Midwest | TVA | NonRTO_Midwest | Internal | Summer | B6 | 300 | 100 | 0 | 64.59 | 63.44 | 9 | 0
2015 | TVA_2_NonRTO_Midwest | TVA | NonRTO_Midwest | Internal | Summer | B7 | 400 | 100 | 0 | 60.44 | 56.67 | 9 | 0
2015 | TVA_2_NonRTO_Midwest | TVA | NonRTO_Midwest | Internal | Summer | B8 | 500 | 100 | 0 | 60.44 | 56.57 | 9 | 0
2015 | TVA_2_NonRTO_Midwest | TVA | NonRTO_Midwest | Internal | Summer | B9 | 800 | 100 | 0 | 59.75 | 55.46 | 9 | 0
2015 | TVA_2_NonRTO_Midwest | TVA | NonRTO_Midwest | Internal | Summer | B10 | 1262 | 100 | 0 | 57.94 | 53.96 | 9 | 0
2015 | TVA_2_NonRTO_Midwest | TVA | NonRTO_Midwest | Internal | Winter | B16 | 25 | 100 | 0 | 84.56 | 84.56 | 9 | 0
2015 | TVA_2_NonRTO_Midwest | TVA | NonRTO_Midwest | Internal | Winter | B17 | 100 | 100 | 100 | 64.31 | 76.85 | 9 | 3.54
2015 | TVA_2_NonRTO_Midwest | TVA | NonRTO_Midwest | Internal | Winter | B18 | 400 | 100 | 0 | 61.64 | 67.64 | 9 | 0
2015 | TVA_2_NonRTO_Midwest | TVA | NonRTO_Midwest | Internal | Winter | B19 | 700 | 100 | 0 | 61.64 | 56.67 | 9 | 0
2015 | TVA_2_NonRTO_Midwest | TVA | NonRTO_Midwest | Internal | Winter | B20 | 935 | 100 | 0 | 61.64 | 55.52 | 9 | 0
2015 | TVA_2_PJM_ROR | TVA | PJM_ROR | Internal | Shoulder | B11 | 25 | 500 | 0 | 81.68 | 75.66 | 9 | 0
2015 | TVA_2_PJM_ROR | TVA | PJM_ROR | Internal | Shoulder | B12 | 200 | 500 | 0 | 61.77 | 64.62 | 9 | 0
2015 | TVA_2_PJM_ROR | TVA | PJM_ROR | Internal | Shoulder | B13 | 600 | 500 | 0 | 61.77 | 60.69 | 9 | 0
2015 | TVA_2_PJM_ROR | TVA | PJM_ROR | Internal | Shoulder | B14 | 900 | 500 | 0 | 61.77 | 58.3 | 9 | 0
2015 | TVA_2_PJM_ROR | TVA | PJM_ROR | Internal | Shoulder | B15 | 1203 | 500 | 0 | 60.98 | 54.97 | 9 | 0
2015 | TVA_2_PJM_ROR | TVA | PJM_ROR | Internal | Summer | B1 | 10 | 500 | 0 | 99.39 | 93.38 | 9 | 0
2015 | TVA_2_PJM_ROR | TVA | PJM_ROR | Internal | Summer | B2 | 25 | 500 | 0 | 96.75 | 90.26 | 9 | 0
2015 | TVA_2_PJM_ROR | TVA | PJM_ROR | Internal | Summer | B3 | 75 | 500 | 0 | 95.53 | 89.51 | 9 | 0
2015 | TVA_2_PJM_ROR | TVA | PJM_ROR | Internal | Summer | B4 | 100 | 500 | 0 | 90.78 | 84.77 | 9 | 0
2015 | TVA_2_PJM_ROR | TVA | PJM_ROR | Internal | Summer | B5 | 200 | 500 | 0 | 82.07 | 77.01 | 9 | 0
2015 | TVA_2_PJM_ROR | TVA | PJM_ROR | Internal | Summer | B6 | 300 | 500 | 0 | 64.59 | 67.44 | 9 | 0
2015 | TVA_2_PJM_ROR | TVA | PJM_ROR | Internal | Summer | B7 | 400 | 500 | 0 | 60.44 | 58.83 | 9 | 0
2015 | TVA_2_PJM_ROR | TVA | PJM_ROR | Internal | Summer | B8 | 500 | 500 | 0 | 60.44 | 56.37 | 9 | 0
2015 | TVA_2_PJM_ROR | TVA | PJM_ROR | Internal | Summer | B9 | 800 | 500 | 0 | 59.75 | 53.74 | 9 | 0
2015 | TVA_2_PJM_ROR | TVA | PJM_ROR | Internal | Summer | B10 | 1262 | 500 | 0 | 57.94 | 52.23 | 9 | 0
2015 | TVA_2_PJM_ROR | TVA | PJM_ROR | Internal | Winter | B16 | 25 | 500 | 0 | 84.56 | 78.55 | 9 | 0
2015 | TVA_2_PJM_ROR | TVA | PJM_ROR | Internal | Winter | B17 | 100 | 500 | 0 | 64.31 | 68.53 | 9 | 0
2015 | TVA_2_PJM_ROR | TVA | PJM_ROR | Internal | Winter | B18 | 400 | 500 | 0 | 61.64 | 61.63 | 9 | 0
2015 | TVA_2_PJM_ROR | TVA | PJM_ROR | Internal | Winter | B19 | 700 | 500 | 0 | 61.64 | 59.85 | 9 | 0
2015 | TVA_2_PJM_ROR | TVA | PJM_ROR | Internal | Winter | B20 | 935 | 500 | 0 | 61.64 | 55.63 | 9 | 0
2015 | TVA_2_SOCO | TVA | SOCO | Internal | Shoulder | B11 | 25 | 500 | 0.39 | 81.68 | 90.66 | 9 | 0
2015 | TVA_2_SOCO | TVA | SOCO | Internal | Shoulder | B12 | 200 | 500 | 0 | 61.77 | 66.42 | 9 | 0
2015 | TVA_2_SOCO | TVA | SOCO | Internal | Shoulder | B13 | 600 | 500 | 0 | 61.77 | 61.88 | 9 | 0
2015 | TVA_2_SOCO | TVA | SOCO | Internal | Shoulder | B14 | 900 | 500 | 0 | 61.77 | 61.88 | 9 | 0
2015 | TVA_2_SOCO | TVA | SOCO | Internal | Shoulder | B15 | 1203 | 500 | 0 | 60.98 | 59.72 | 9 | 0
2015 | TVA_2_SOCO | TVA | SOCO | Internal | Summer | B1 | 10 | 500 | 0 | 99.39 | 99.38 | 9 | 0
2015 | TVA_2_SOCO | TVA | SOCO | Internal | Summer | B2 | 25 | 500 | 0 | 96.75 | 97.87 | 9 | 0
2015 | TVA_2_SOCO | TVA | SOCO | Internal | Summer | B3 | 75 | 500 | 0 | 95.53 | 97.87 | 9 | 0
2015 | TVA_2_SOCO | TVA | SOCO | Internal | Summer | B4 | 100 | 500 | 0 | 90.78 | 97.77 | 9 | 0
2015 | TVA_2_SOCO | TVA | SOCO | Internal | Summer | B5 | 200 | 500 | 434.21 | 82.07 | 91.07 | 9 | 0
2015 | TVA_2_SOCO | TVA | SOCO | Internal | Summer | B6 | 300 | 500 | 500 | 64.59 | 80.44 | 9 | 6.86
2015 | TVA_2_SOCO | TVA | SOCO | Internal | Summer | B7 | 400 | 500 | 500 | 60.44 | 72.18 | 9 | 2.74
2015 | TVA_2_SOCO | TVA | SOCO | Internal | Summer | B8 | 500 | 500 | 0 | 60.44 | 66.69 | 9 | 0
2015 | TVA_2_SOCO | TVA | SOCO | Internal | Summer | B9 | 800 | 500 | 0 | 59.75 | 60.67 | 9 | 0
2015 | TVA_2_SOCO | TVA | SOCO | Internal | Summer | B10 | 1262 | 500 | 0 | 57.94 | 58.55 | 9 | 0
2015 | TVA_2_SOCO | TVA | SOCO | Internal | Winter | B16 | 25 | 500 | 0 | 84.56 | 85.89 | 9 | 0
2015 | TVA_2_SOCO | TVA | SOCO | Internal | Winter | B17 | 100 | 500 | 0 | 64.31 | 67.55 | 9 | 0
2015 | TVA_2_SOCO | TVA | SOCO | Internal | Winter | B18 | 400 | 500 | 0 | 61.64 | 64.36 | 9 | 0
2015 | TVA_2_SOCO | TVA | SOCO | Internal | Winter | B19 | 700 | 500 | 0 | 61.64 | 64.36 | 9 | 0
2015 | TVA_2_SOCO | TVA | SOCO | Internal | Winter | B20 | 935 | 500 | 0 | 61.64 | 62.11 | 9 | 0
2015 | TVA_2_VACAR | TVA | VACAR | Internal | Shoulder | B11 | 25 | 150 | 0 | 81.68 | 81.66 | 9 | 0
2015 | TVA_2_VACAR | TVA | VACAR | Internal | Shoulder | B12 | 200 | 150 | 0 | 61.77 | 66.2 | 9 | 0
2015 | TVA_2_VACAR | TVA | VACAR | Internal | Shoulder | B13 | 600 | 150 | 0 | 61.77 | 64.13 | 9 | 0
2015 | TVA_2_VACAR | TVA | VACAR | Internal | Shoulder | B14 | 900 | 150 | 0 | 61.77 | 62.92 | 9 | 0
2015 | TVA_2_VACAR | TVA | VACAR | Internal | Shoulder | B15 | 1203 | 150 | 0 | 60.98 | 58.7 | 9 | 0
2015 | TVA_2_VACAR | TVA | VACAR | Internal | Summer | B1 | 10 | 150 | 0 | 99.39 | 100.71 | 9 | 0
2015 | TVA_2_VACAR | TVA | VACAR | Internal | Summer | B2 | 25 | 150 | 0 | 96.75 | 100.71 | 9 | 0
2015 | TVA_2_VACAR | TVA | VACAR | Internal | Summer | B3 | 75 | 150 | 0 | 95.53 | 100.71 | 9 | 0
2015 | TVA_2_VACAR | TVA | VACAR | Internal | Summer | B4 | 100 | 150 | 0 | 90.78 | 90.77 | 9 | 0
2015 | TVA_2_VACAR | TVA | VACAR | Internal | Summer | B5 | 200 | 150 | 0 | 82.07 | 84.07 | 9 | 0
2015 | TVA_2_VACAR | TVA | VACAR | Internal | Summer | B6 | 300 | 150 | 0 | 64.59 | 73.44 | 9 | 0
2015 | TVA_2_VACAR | TVA | VACAR | Internal | Summer | B7 | 400 | 150 | 0 | 60.44 | 65.18 | 9 | 0
2015 | TVA_2_VACAR | TVA | VACAR | Internal | Summer | B8 | 500 | 150 | 0 | 60.44 | 62.37 | 9 | 0
2015 | TVA_2_VACAR | TVA | VACAR | Internal | Summer | B9 | 800 | 150 | 0 | 59.75 | 59.74 | 9 | 0
2015 | TVA_2_VACAR | TVA | VACAR | Internal | Summer | B10 | 1262 | 150 | 0 | 57.94 | 56.59 | 9 | 0
2015 | TVA_2_VACAR | TVA | VACAR | Internal | Winter | B16 | 25 | 150 | 0.38 | 84.56 | 93.55 | 9 | 0
2015 | TVA_2_VACAR | TVA | VACAR | Internal | Winter | B17 | 100 | 150 | 150 | 64.31 | 74.53 | 9 | 1.22
2015 | TVA_2_VACAR | TVA | VACAR | Internal | Winter | B18 | 400 | 150 | 0 | 61.64 | 66.87 | 9 | 0
2015 | TVA_2_VACAR | TVA | VACAR | Internal | Winter | B19 | 700 | 150 | 0 | 61.64 | 65.85 | 9 | 0
2015 | TVA_2_VACAR | TVA | VACAR | Internal | Winter | B20 | 935 | 150 | 0 | 61.64 | 61.63 | 9 | 0
2015 | TVA_Transmission_2_ENT | TVA_Transmission | ENT | Internal | Shoulder | B11 | 25 | 3000 | 0 | 81.66 | 84.82 | 9 | 0
2015 | TVA_Transmission_2_ENT | TVA_Transmission | ENT | Internal | Shoulder | B12 | 200 | 3000 | 0 | 66.61 | 59.9 | 9 | 0
2015 | TVA_Transmission_2_ENT | TVA_Transmission | ENT | Internal | Shoulder | B13 | 600 | 3000 | 0 | 63.42 | 59.9 | 9 | 0
2015 | TVA_Transmission_2_ENT | TVA_Transmission | ENT | Internal | Shoulder | B14 | 900 | 3000 | 0 | 62.43 | 59.47 | 9 | 0
2015 | TVA_Transmission_2_ENT | TVA_Transmission | ENT | Internal | Shoulder | B15 | 1203 | 3000 | 0 | 60.97 | 59.47 | 9 | 0
2015 | TVA_Transmission_2_ENT | TVA_Transmission | ENT | Internal | Summer | B1 | 10 | 3000 | 0 | 99.38 | 91.38 | 9 | 0
2015 | TVA_Transmission_2_ENT | TVA_Transmission | ENT | Internal | Summer | B2 | 25 | 3000 | 0 | 96.74 | 89.87 | 9 | 0
2015 | TVA_Transmission_2_ENT | TVA_Transmission | ENT | Internal | Summer | B3 | 75 | 3000 | 0 | 95.51 | 89.87 | 9 | 0
2015 | TVA_Transmission_2_ENT | TVA_Transmission | ENT | Internal | Summer | B4 | 100 | 3000 | 0 | 90.77 | 89.77 | 9 | 0
2015 | TVA_Transmission_2_ENT | TVA_Transmission | ENT | Internal | Summer | B5 | 200 | 3000 | 0 | 82.56 | 83.07 | 9 | 0
2015 | TVA_Transmission_2_ENT | TVA_Transmission | ENT | Internal | Summer | B6 | 300 | 3000 | 0 | 71.44 | 73.59 | 9 | 0
2015 | TVA_Transmission_2_ENT | TVA_Transmission | ENT | Internal | Summer | B7 | 400 | 3000 | 0 | 63.64 | 64.18 | 9 | 0
2015 | TVA_Transmission_2_ENT | TVA_Transmission | ENT | Internal | Summer | B8 | 500 | 3000 | 0 | 61.1 | 58.69 | 9 | 0
2015 | TVA_Transmission_2_ENT | TVA_Transmission | ENT | Internal | Summer | B9 | 800 | 3000 | 0 | 59.74 | 58.26 | 9 | 0
2015 | TVA_Transmission_2_ENT | TVA_Transmission | ENT | Internal | Summer | B10 | 1262 | 3000 | 0 | 58.07 | 56.32 | 9 | 0
2015 | TVA_Transmission_2_ENT | TVA_Transmission | ENT | Internal | Winter | B16 | 25 | 3000 | 0 | 84.55 | 77.89 | 9 | 0
2015 | TVA_Transmission_2_ENT | TVA_Transmission | ENT | Internal | Winter | B17 | 100 | 3000 | 0 | 69.16 | 62.34 | 9 | 0
2015 | TVA_Transmission_2_ENT | TVA_Transmission | ENT | Internal | Winter | B18 | 400 | 3000 | 0 | 64.27 | 62.34 | 9 | 0
2015 | TVA_Transmission_2_ENT | TVA_Transmission | ENT | Internal | Winter | B19 | 700 | 3000 | 0 | 62.73 | 61.89 | 9 | 0
2015 | TVA_Transmission_2_ENT | TVA_Transmission | ENT | Internal | Winter | B20 | 935 | 3000 | 0 | 61.63 | 59.83 | 9 | 0
2015 | TVA_Transmission_2_MISO_MO-IL | TVA_Transmission | MISO_MO-IL | Internal | Shoulder | B11 | 25 | 4000 | 0 | 81.66 | 77.68 | 9 | 0
2015 | TVA_Transmission_2_MISO_MO-IL | TVA_Transmission | MISO_MO-IL | Internal | Shoulder | B12 | 200 | 4000 | 0 | 66.61 | 62.63 | 9 | 0
2015 | TVA_Transmission_2_MISO_MO-IL | TVA_Transmission | MISO_MO-IL | Internal | Shoulder | B13 | 600 | 4000 | 0 | 63.42 | 58.7 | 9 | 0
2015 | TVA_Transmission_2_MISO_MO-IL | TVA_Transmission | MISO_MO-IL | Internal | Shoulder | B14 | 900 | 4000 | 0 | 62.43 | 56.31 | 9 | 0
2015 | TVA_Transmission_2_MISO_MO-IL | TVA_Transmission | MISO_MO-IL | Internal | Shoulder | B15 | 1203 | 4000 | 0 | 60.97 | 54.78 | 9 | 0
2015 | TVA_Transmission_2_MISO_MO-IL | TVA_Transmission | MISO_MO-IL | Internal | Summer | B1 | 10 | 4000 | 0 | 99.38 | 91.39 | 9 | 0
2015 | TVA_Transmission_2_MISO_MO-IL | TVA_Transmission | MISO_MO-IL | Internal | Summer | B2 | 25 | 4000 | 0 | 96.74 | 88.74 | 9 | 0
2015 | TVA_Transmission_2_MISO_MO-IL | TVA_Transmission | MISO_MO-IL | Internal | Summer | B3 | 75 | 4000 | 0 | 95.51 | 88.74 | 9 | 0
2015 | TVA_Transmission_2_MISO_MO-IL | TVA_Transmission | MISO_MO-IL | Internal | Summer | B4 | 100 | 4000 | 0 | 90.77 | 86.75 | 9 | 0
2015 | TVA_Transmission_2_MISO_MO-IL | TVA_Transmission | MISO_MO-IL | Internal | Summer | B5 | 200 | 4000 | 0 | 82.56 | 75.07 | 9 | 0
2015 | TVA_Transmission_2_MISO_MO-IL | TVA_Transmission | MISO_MO-IL | Internal | Summer | B6 | 300 | 4000 | 0 | 71.44 | 65.59 | 9 | 0
2015 | TVA_Transmission_2_MISO_MO-IL | TVA_Transmission | MISO_MO-IL | Internal | Summer | B7 | 400 | 4000 | 0 | 63.64 | 56.84 | 9 | 0
2015 | TVA_Transmission_2_MISO_MO-IL | TVA_Transmission | MISO_MO-IL | Internal | Summer | B8 | 500 | 4000 | 0 | 61.1 | 54.39 | 9 | 0
2015 | TVA_Transmission_2_MISO_MO-IL | TVA_Transmission | MISO_MO-IL | Internal | Summer | B9 | 800 | 4000 | 0 | 59.74 | 52.93 | 9 | 0
2015 | TVA_Transmission_2_MISO_MO-IL | TVA_Transmission | MISO_MO-IL | Internal | Summer | B10 | 1262 | 4000 | 0 | 58.07 | 51.84 | 9 | 0
2015 | TVA_Transmission_2_MISO_MO-IL | TVA_Transmission | MISO_MO-IL | Internal | Winter | B16 | 25 | 4000 | 0 | 84.55 | 76.55 | 9 | 0
2015 | TVA_Transmission_2_MISO_MO-IL | TVA_Transmission | MISO_MO-IL | Internal | Winter | B17 | 100 | 4000 | 0 | 69.16 | 66.53 | 9 | 0
2015 | TVA_Transmission_2_MISO_MO-IL | TVA_Transmission | MISO_MO-IL | Internal | Winter | B18 | 400 | 4000 | 0 | 64.27 | 59.63 | 9 | 0
2015 | TVA_Transmission_2_MISO_MO-IL | TVA_Transmission | MISO_MO-IL | Internal | Winter | B19 | 700 | 4000 | 0 | 62.73 | 57.84 | 9 | 0
2015 | TVA_Transmission_2_MISO_MO-IL | TVA_Transmission | MISO_MO-IL | Internal | Winter | B20 | 935 | 4000 | 0 | 61.63 | 53.63 | 9 | 0
2015 | TVA_Transmission_2_NonRTO_Midwest | TVA_Transmission | NonRTO_Midwest | Internal | Shoulder | B11 | 25 | 700 | 0 | 81.66 | 85.69 | 9 | 0
2015 | TVA_Transmission_2_NonRTO_Midwest | TVA_Transmission | NonRTO_Midwest | Internal | Shoulder | B12 | 200 | 700 | 0 | 66.61 | 74.57 | 9 | 0
2015 | TVA_Transmission_2_NonRTO_Midwest | TVA_Transmission | NonRTO_Midwest | Internal | Shoulder | B13 | 600 | 700 | 0 | 63.42 | 65.53 | 9 | 0
2015 | TVA_Transmission_2_NonRTO_Midwest | TVA_Transmission | NonRTO_Midwest | Internal | Shoulder | B14 | 900 | 700 | 0 | 62.43 | 56.67 | 9 | 0
2015 | TVA_Transmission_2_NonRTO_Midwest | TVA_Transmission | NonRTO_Midwest | Internal | Shoulder | B15 | 1203 | 700 | 0 | 60.97 | 55.46 | 9 | 0
2015 | TVA_Transmission_2_NonRTO_Midwest | TVA_Transmission | NonRTO_Midwest | Internal | Summer | B1 | 10 | 700 | 0 | 99.38 | 96.27 | 9 | 0
2015 | TVA_Transmission_2_NonRTO_Midwest | TVA_Transmission | NonRTO_Midwest | Internal | Summer | B2 | 25 | 700 | 0 | 96.74 | 96.27 | 9 | 0
2015 | TVA_Transmission_2_NonRTO_Midwest | TVA_Transmission | NonRTO_Midwest | Internal | Summer | B3 | 75 | 700 | 0 | 95.51 | 96.27 | 9 | 0
2015 | TVA_Transmission_2_NonRTO_Midwest | TVA_Transmission | NonRTO_Midwest | Internal | Summer | B4 | 100 | 700 | 0 | 90.77 | 94.77 | 9 | 0
2015 | TVA_Transmission_2_NonRTO_Midwest | TVA_Transmission | NonRTO_Midwest | Internal | Summer | B5 | 200 | 700 | 0 | 82.56 | 83.09 | 9 | 0
2015 | TVA_Transmission_2_NonRTO_Midwest | TVA_Transmission | NonRTO_Midwest | Internal | Summer | B6 | 300 | 700 | 0 | 71.44 | 63.44 | 9 | 0
2015 | TVA_Transmission_2_NonRTO_Midwest | TVA_Transmission | NonRTO_Midwest | Internal | Summer | B7 | 400 | 700 | 0 | 63.64 | 56.67 | 9 | 0
2015 | TVA_Transmission_2_NonRTO_Midwest | TVA_Transmission | NonRTO_Midwest | Internal | Summer | B8 | 500 | 700 | 0 | 61.1 | 56.57 | 9 | 0
2015 | TVA_Transmission_2_NonRTO_Midwest | TVA_Transmission | NonRTO_Midwest | Internal | Summer | B9 | 800 | 700 | 0 | 59.74 | 55.46 | 9 | 0
2015 | TVA_Transmission_2_NonRTO_Midwest | TVA_Transmission | NonRTO_Midwest | Internal | Summer | B10 | 1262 | 700 | 0 | 58.07 | 53.96 | 9 | 0
2015 | TVA_Transmission_2_NonRTO_Midwest | TVA_Transmission | NonRTO_Midwest | Internal | Winter | B16 | 25 | 700 | 0 | 84.55 | 84.56 | 9 | 0
2015 | TVA_Transmission_2_NonRTO_Midwest | TVA_Transmission | NonRTO_Midwest | Internal | Winter | B17 | 100 | 700 | 0 | 69.16 | 76.85 | 9 | 0
2015 | TVA_Transmission_2_NonRTO_Midwest | TVA_Transmission | NonRTO_Midwest | Internal | Winter | B18 | 400 | 700 | 0 | 64.27 | 67.64 | 9 | 0
2015 | TVA_Transmission_2_NonRTO_Midwest | TVA_Transmission | NonRTO_Midwest | Internal | Winter | B19 | 700 | 700 | 0 | 62.73 | 56.67 | 9 | 0
2015 | TVA_Transmission_2_NonRTO_Midwest | TVA_Transmission | NonRTO_Midwest | Internal | Winter | B20 | 935 | 700 | 0 | 61.63 | 55.52 | 9 | 0
2015 | TVA_Transmission_2_PJM_ROR | TVA_Transmission | PJM_ROR | Internal | Shoulder | B11 | 25 | 2000 | 0 | 81.66 | 75.66 | 9 | 0
2015 | TVA_Transmission_2_PJM_ROR | TVA_Transmission | PJM_ROR | Internal | Shoulder | B12 | 200 | 2000 | 0 | 66.61 | 64.62 | 9 | 0
2015 | TVA_Transmission_2_PJM_ROR | TVA_Transmission | PJM_ROR | Internal | Shoulder | B13 | 600 | 2000 | 0 | 63.42 | 60.69 | 9 | 0
2015 | TVA_Transmission_2_PJM_ROR | TVA_Transmission | PJM_ROR | Internal | Shoulder | B14 | 900 | 2000 | 0 | 62.43 | 58.3 | 9 | 0
2015 | TVA_Transmission_2_PJM_ROR | TVA_Transmission | PJM_ROR | Internal | Shoulder | B15 | 1203 | 2000 | 0 | 60.97 | 54.97 | 9 | 0
2015 | TVA_Transmission_2_PJM_ROR | TVA_Transmission | PJM_ROR | Internal | Summer | B1 | 10 | 2000 | 0 | 99.38 | 93.38 | 9 | 0
2015 | TVA_Transmission_2_PJM_ROR | TVA_Transmission | PJM_ROR | Internal | Summer | B2 | 25 | 2000 | 0 | 96.74 | 90.26 | 9 | 0
2015 | TVA_Transmission_2_PJM_ROR | TVA_Transmission | PJM_ROR | Internal | Summer | B3 | 75 | 2000 | 0 | 95.51 | 89.51 | 9 | 0
2015 | TVA_Transmission_2_PJM_ROR | TVA_Transmission | PJM_ROR | Internal | Summer | B4 | 100 | 2000 | 0 | 90.77 | 84.77 | 9 | 0
2015 | TVA_Transmission_2_PJM_ROR | TVA_Transmission | PJM_ROR | Internal | Summer | B5 | 200 | 2000 | 0 | 82.56 | 77.01 | 9 | 0
2015 | TVA_Transmission_2_PJM_ROR | TVA_Transmission | PJM_ROR | Internal | Summer | B6 | 300 | 2000 | 0 | 71.44 | 67.44 | 9 | 0
2015 | TVA_Transmission_2_PJM_ROR | TVA_Transmission | PJM_ROR | Internal | Summer | B7 | 400 | 2000 | 0 | 63.64 | 58.83 | 9 | 0
2015 | TVA_Transmission_2_PJM_ROR | TVA_Transmission | PJM_ROR | Internal | Summer | B8 | 500 | 2000 | 0 | 61.1 | 56.37 | 9 | 0
2015 | TVA_Transmission_2_PJM_ROR | TVA_Transmission | PJM_ROR | Internal | Summer | B9 | 800 | 2000 | 0 | 59.74 | 53.74 | 9 | 0
2015 | TVA_Transmission_2_PJM_ROR | TVA_Transmission | PJM_ROR | Internal | Summer | B10 | 1262 | 2000 | 0 | 58.07 | 52.23 | 9 | 0
2015 | TVA_Transmission_2_PJM_ROR | TVA_Transmission | PJM_ROR | Internal | Winter | B16 | 25 | 2000 | 0 | 84.55 | 78.55 | 9 | 0
2015 | TVA_Transmission_2_PJM_ROR | TVA_Transmission | PJM_ROR | Internal | Winter | B17 | 100 | 2000 | 0 | 69.16 | 68.53 | 9 | 0
2015 | TVA_Transmission_2_PJM_ROR | TVA_Transmission | PJM_ROR | Internal | Winter | B18 | 400 | 2000 | 0 | 64.27 | 61.63 | 9 | 0
2015 | TVA_Transmission_2_PJM_ROR | TVA_Transmission | PJM_ROR | Internal | Winter | B19 | 700 | 2000 | 0 | 62.73 | 59.85 | 9 | 0
2015 | TVA_Transmission_2_PJM_ROR | TVA_Transmission | PJM_ROR | Internal | Winter | B20 | 935 | 2000 | 0 | 61.63 | 55.63 | 9 | 0
2015 | TVA_Transmission_2_SOCO | TVA_Transmission | SOCO | Internal | Shoulder | B11 | 25 | 3200 | 401.44 | 81.66 | 90.66 | 9 | 0
2015 | TVA_Transmission_2_SOCO | TVA_Transmission | SOCO | Internal | Shoulder | B12 | 200 | 3200 | 0 | 66.61 | 66.42 | 9 | 0
2015 | TVA_Transmission_2_SOCO | TVA_Transmission | SOCO | Internal | Shoulder | B13 | 600 | 3200 | 0 | 63.42 | 61.88 | 9 | 0
2015 | TVA_Transmission_2_SOCO | TVA_Transmission | SOCO | Internal | Shoulder | B14 | 900 | 3200 | 0 | 62.43 | 61.88 | 9 | 0
2015 | TVA_Transmission_2_SOCO | TVA_Transmission | SOCO | Internal | Shoulder | B15 | 1203 | 3200 | 0 | 60.97 | 59.72 | 9 | 0
2015 | TVA_Transmission_2_SOCO | TVA_Transmission | SOCO | Internal | Summer | B1 | 10 | 3200 | 0 | 99.38 | 99.38 | 9 | 0
2015 | TVA_Transmission_2_SOCO | TVA_Transmission | SOCO | Internal | Summer | B2 | 25 | 3200 | 0 | 96.74 | 97.87 | 9 | 0
2015 | TVA_Transmission_2_SOCO | TVA_Transmission | SOCO | Internal | Summer | B3 | 75 | 3200 | 0 | 95.51 | 97.87 | 9 | 0
2015 | TVA_Transmission_2_SOCO | TVA_Transmission | SOCO | Internal | Summer | B4 | 100 | 3200 | 0 | 90.77 | 97.77 | 9 | 0
2015 | TVA_Transmission_2_SOCO | TVA_Transmission | SOCO | Internal | Summer | B5 | 200 | 3200 | 0 | 82.56 | 91.07 | 9 | 0
2015 | TVA_Transmission_2_SOCO | TVA_Transmission | SOCO | Internal | Summer | B6 | 300 | 3200 | 61.75 | 71.44 | 80.44 | 9 | 0
2015 | TVA_Transmission_2_SOCO | TVA_Transmission | SOCO | Internal | Summer | B7 | 400 | 3200 | 0 | 63.64 | 72.18 | 9 | 0
2015 | TVA_Transmission_2_SOCO | TVA_Transmission | SOCO | Internal | Summer | B8 | 500 | 3200 | 0 | 61.1 | 66.69 | 9 | 0
2015 | TVA_Transmission_2_SOCO | TVA_Transmission | SOCO | Internal | Summer | B9 | 800 | 3200 | 0 | 59.74 | 60.67 | 9 | 0
2015 | TVA_Transmission_2_SOCO | TVA_Transmission | SOCO | Internal | Summer | B10 | 1262 | 3200 | 0 | 58.07 | 58.55 | 9 | 0
2015 | TVA_Transmission_2_SOCO | TVA_Transmission | SOCO | Internal | Winter | B16 | 25 | 3200 | 0 | 84.55 | 85.89 | 9 | 0
2015 | TVA_Transmission_2_SOCO | TVA_Transmission | SOCO | Internal | Winter | B17 | 100 | 3200 | 0 | 69.16 | 67.55 | 9 | 0
2015 | TVA_Transmission_2_SOCO | TVA_Transmission | SOCO | Internal | Winter | B18 | 400 | 3200 | 0 | 64.27 | 64.36 | 9 | 0
2015 | TVA_Transmission_2_SOCO | TVA_Transmission | SOCO | Internal | Winter | B19 | 700 | 3200 | 0 | 62.73 | 64.36 | 9 | 0
2015 | TVA_Transmission_2_SOCO | TVA_Transmission | SOCO | Internal | Winter | B20 | 935 | 3200 | 0 | 61.63 | 62.11 | 9 | 0
2015 | TVA_Transmission_2_TVA | TVA_Transmission | TVA | Internal | Shoulder | B11 | 25 | 99999 | 1006.36 | 81.66 | 81.68 | 0.01 | 0
2015 | TVA_Transmission_2_TVA | TVA_Transmission | TVA | Internal | Shoulder | B12 | 200 | 99999 | 0 | 66.61 | 61.77 | 0.01 | 0
2015 | TVA_Transmission_2_TVA | TVA_Transmission | TVA | Internal | Shoulder | B13 | 600 | 99999 | 0 | 63.42 | 61.77 | 0.01 | 0
2015 | TVA_Transmission_2_TVA | TVA_Transmission | TVA | Internal | Shoulder | B14 | 900 | 99999 | 0 | 62.43 | 61.77 | 0.01 | 0
2015 | TVA_Transmission_2_TVA | TVA_Transmission | TVA | Internal | Shoulder | B15 | 1203 | 99999 | 633.05 | 60.97 | 60.98 | 0.01 | 0
2015 | TVA_Transmission_2_TVA | TVA_Transmission | TVA | Internal | Summer | B1 | 10 | 99999 | 3238.57 | 99.38 | 99.39 | 0.01 | 0
2015 | TVA_Transmission_2_TVA | TVA_Transmission | TVA | Internal | Summer | B2 | 25 | 99999 | 2603.96 | 96.74 | 96.75 | 0.01 | 0
2015 | TVA_Transmission_2_TVA | TVA_Transmission | TVA | Internal | Summer | B3 | 75 | 99999 | 1393.37 | 95.51 | 95.53 | 0.01 | 0
2015 | TVA_Transmission_2_TVA | TVA_Transmission | TVA | Internal | Summer | B4 | 100 | 99999 | 844.78 | 90.77 | 90.78 | 0.01 | 0
2015 | TVA_Transmission_2_TVA | TVA_Transmission | TVA | Internal | Summer | B5 | 200 | 99999 | 0 | 82.56 | 82.07 | 0.01 | 0
2015 | TVA_Transmission_2_TVA | TVA_Transmission | TVA | Internal | Summer | B6 | 300 | 99999 | 0 | 71.44 | 64.59 | 0.01 | 0
2015 | TVA_Transmission_2_TVA | TVA_Transmission | TVA | Internal | Summer | B7 | 400 | 99999 | 0 | 63.64 | 60.44 | 0.01 | 0
2015 | TVA_Transmission_2_TVA | TVA_Transmission | TVA | Internal | Summer | B8 | 500 | 99999 | 0 | 61.1 | 60.44 | 0.01 | 0
2015 | TVA_Transmission_2_TVA | TVA_Transmission | TVA | Internal | Summer | B9 | 800 | 99999 | 184.71 | 59.74 | 59.75 | 0.01 | 0
2015 | TVA_Transmission_2_TVA | TVA_Transmission | TVA | Internal | Summer | B10 | 1262 | 99999 | 0 | 58.07 | 57.94 | 0.01 | 0
2015 | TVA_Transmission_2_TVA | TVA_Transmission | TVA | Internal | Winter | B16 | 25 | 99999 | 1730.77 | 84.55 | 84.56 | 0.01 | 0
2015 | TVA_Transmission_2_TVA | TVA_Transmission | TVA | Internal | Winter | B17 | 100 | 99999 | 0 | 69.16 | 64.31 | 0.01 | 0
2015 | TVA_Transmission_2_TVA | TVA_Transmission | TVA | Internal | Winter | B18 | 400 | 99999 | 0 | 64.27 | 61.64 | 0.01 | 0
2015 | TVA_Transmission_2_TVA | TVA_Transmission | TVA | Internal | Winter | B19 | 700 | 99999 | 0 | 62.73 | 61.64 | 0.01 | 0
2015 | TVA_Transmission_2_TVA | TVA_Transmission | TVA | Internal | Winter | B20 | 935 | 99999 | 1178.16 | 61.63 | 61.64 | 0.01 | 0
2015 | TVA_Transmission_2_VACAR | TVA_Transmission | VACAR | Internal | Shoulder | B11 | 25 | 900 | 0 | 81.66 | 81.66 | 9 | 0
2015 | TVA_Transmission_2_VACAR | TVA_Transmission | VACAR | Internal | Shoulder | B12 | 200 | 900 | 0 | 66.61 | 66.2 | 9 | 0
2015 | TVA_Transmission_2_VACAR | TVA_Transmission | VACAR | Internal | Shoulder | B13 | 600 | 900 | 0 | 63.42 | 64.13 | 9 | 0
2015 | TVA_Transmission_2_VACAR | TVA_Transmission | VACAR | Internal | Shoulder | B14 | 900 | 900 | 0 | 62.43 | 62.92 | 9 | 0
2015 | TVA_Transmission_2_VACAR | TVA_Transmission | VACAR | Internal | Shoulder | B15 | 1203 | 900 | 0 | 60.97 | 58.7 | 9 | 0
2015 | TVA_Transmission_2_VACAR | TVA_Transmission | VACAR | Internal | Summer | B1 | 10 | 900 | 0 | 99.38 | 100.71 | 9 | 0
2015 | TVA_Transmission_2_VACAR | TVA_Transmission | VACAR | Internal | Summer | B2 | 25 | 900 | 0 | 96.74 | 100.71 | 9 | 0
2015 | TVA_Transmission_2_VACAR | TVA_Transmission | VACAR | Internal | Summer | B3 | 75 | 900 | 0 | 95.51 | 100.71 | 9 | 0
2015 | TVA_Transmission_2_VACAR | TVA_Transmission | VACAR | Internal | Summer | B4 | 100 | 900 | 0 | 90.77 | 90.77 | 9 | 0
2015 | TVA_Transmission_2_VACAR | TVA_Transmission | VACAR | Internal | Summer | B5 | 200 | 900 | 0 | 82.56 | 84.07 | 9 | 0
2015 | TVA_Transmission_2_VACAR | TVA_Transmission | VACAR | Internal | Summer | B6 | 300 | 900 | 0 | 71.44 | 73.44 | 9 | 0
2015 | TVA_Transmission_2_VACAR | TVA_Transmission | VACAR | Internal | Summer | B7 | 400 | 900 | 0 | 63.64 | 65.18 | 9 | 0
2015 | TVA_Transmission_2_VACAR | TVA_Transmission | VACAR | Internal | Summer | B8 | 500 | 900 | 0 | 61.1 | 62.37 | 9 | 0
2015 | TVA_Transmission_2_VACAR | TVA_Transmission | VACAR | Internal | Summer | B9 | 800 | 900 | 0 | 59.74 | 59.74 | 9 | 0
2015 | TVA_Transmission_2_VACAR | TVA_Transmission | VACAR | Internal | Summer | B10 | 1262 | 900 | 0 | 58.07 | 56.59 | 9 | 0
2015 | TVA_Transmission_2_VACAR | TVA_Transmission | VACAR | Internal | Winter | B16 | 25 | 900 | 288.39 | 84.55 | 93.55 | 9 | 0
2015 | TVA_Transmission_2_VACAR | TVA_Transmission | VACAR | Internal | Winter | B17 | 100 | 900 | 0 | 69.16 | 74.53 | 9 | 0
2015 | TVA_Transmission_2_VACAR | TVA_Transmission | VACAR | Internal | Winter | B18 | 400 | 900 | 0 | 64.27 | 66.87 | 9 | 0
2015 | TVA_Transmission_2_VACAR | TVA_Transmission | VACAR | Internal | Winter | B19 | 700 | 900 | 0 | 62.73 | 65.85 | 9 | 0
2015 | TVA_Transmission_2_VACAR | TVA_Transmission | VACAR | Internal | Winter | B20 | 935 | 900 | 0 | 61.63 | 61.63 | 9 | 0
2015 | VACAR_2_PJM_ROR | VACAR | PJM_ROR | Internal | Shoulder | B11 | 25 | 2000 | 0 | 81.66 | 75.66 | 7 | 0
2015 | VACAR_2_PJM_ROR | VACAR | PJM_ROR | Internal | Shoulder | B12 | 200 | 2000 | 0 | 66.2 | 64.62 | 7 | 0
2015 | VACAR_2_PJM_ROR | VACAR | PJM_ROR | Internal | Shoulder | B13 | 600 | 2000 | 0 | 64.13 | 60.69 | 7 | 0
2015 | VACAR_2_PJM_ROR | VACAR | PJM_ROR | Internal | Shoulder | B14 | 900 | 2000 | 0 | 62.92 | 58.3 | 7 | 0
2015 | VACAR_2_PJM_ROR | VACAR | PJM_ROR | Internal | Shoulder | B15 | 1203 | 2000 | 0 | 58.7 | 54.97 | 7 | 0
2015 | VACAR_2_PJM_ROR | VACAR | PJM_ROR | Internal | Summer | B1 | 10 | 2000 | 0 | 100.71 | 93.38 | 7 | 0
2015 | VACAR_2_PJM_ROR | VACAR | PJM_ROR | Internal | Summer | B2 | 25 | 2000 | 0 | 100.71 | 90.26 | 7 | 0
2015 | VACAR_2_PJM_ROR | VACAR | PJM_ROR | Internal | Summer | B3 | 75 | 2000 | 0 | 100.71 | 89.51 | 7 | 0
2015 | VACAR_2_PJM_ROR | VACAR | PJM_ROR | Internal | Summer | B4 | 100 | 2000 | 0 | 90.77 | 84.77 | 7 | 0
2015 | VACAR_2_PJM_ROR | VACAR | PJM_ROR | Internal | Summer | B5 | 200 | 2000 | 0 | 84.07 | 77.01 | 7 | 0
2015 | VACAR_2_PJM_ROR | VACAR | PJM_ROR | Internal | Summer | B6 | 300 | 2000 | 0 | 73.44 | 67.44 | 7 | 0
2015 | VACAR_2_PJM_ROR | VACAR | PJM_ROR | Internal | Summer | B7 | 400 | 2000 | 0 | 65.18 | 58.83 | 7 | 0
2015 | VACAR_2_PJM_ROR | VACAR | PJM_ROR | Internal | Summer | B8 | 500 | 2000 | 0 | 62.37 | 56.37 | 7 | 0
2015 | VACAR_2_PJM_ROR | VACAR | PJM_ROR | Internal | Summer | B9 | 800 | 2000 | 0 | 59.74 | 53.74 | 7 | 0
2015 | VACAR_2_PJM_ROR | VACAR | PJM_ROR | Internal | Summer | B10 | 1262 | 2000 | 0 | 56.59 | 52.23 | 7 | 0
2015 | VACAR_2_PJM_ROR | VACAR | PJM_ROR | Internal | Winter | B16 | 25 | 2000 | 0 | 93.55 | 78.55 | 7 | 0
2015 | VACAR_2_PJM_ROR | VACAR | PJM_ROR | Internal | Winter | B17 | 100 | 2000 | 0 | 74.53 | 68.53 | 7 | 0
2015 | VACAR_2_PJM_ROR | VACAR | PJM_ROR | Internal | Winter | B18 | 400 | 2000 | 0 | 66.87 | 61.63 | 7 | 0
2015 | VACAR_2_PJM_ROR | VACAR | PJM_ROR | Internal | Winter | B19 | 700 | 2000 | 0 | 65.85 | 59.85 | 7 | 0
2015 | VACAR_2_PJM_ROR | VACAR | PJM_ROR | Internal | Winter | B20 | 935 | 2000 | 0 | 61.63 | 55.63 | 7 | 0
2015 | VACAR_2_SOCO | VACAR | SOCO | Internal | Shoulder | B11 | 25 | 3000 | 3000 | 81.66 | 90.66 | 7 | 2
2015 | VACAR_2_SOCO | VACAR | SOCO | Internal | Shoulder | B12 | 200 | 3000 | 0 | 66.2 | 66.42 | 7 | 0
2015 | VACAR_2_SOCO | VACAR | SOCO | Internal | Shoulder | B13 | 600 | 3000 | 0 | 64.13 | 61.88 | 7 | 0
2015 | VACAR_2_SOCO | VACAR | SOCO | Internal | Shoulder | B14 | 900 | 3000 | 0 | 62.92 | 61.88 | 7 | 0
2015 | VACAR_2_SOCO | VACAR | SOCO | Internal | Shoulder | B15 | 1203 | 3000 | 0 | 58.7 | 59.72 | 7 | 0
2015 | VACAR_2_SOCO | VACAR | SOCO | Internal | Summer | B1 | 10 | 3000 | 0 | 100.71 | 99.38 | 7 | 0
2015 | VACAR_2_SOCO | VACAR | SOCO | Internal | Summer | B2 | 25 | 3000 | 0 | 100.71 | 97.87 | 7 | 0
2015 | VACAR_2_SOCO | VACAR | SOCO | Internal | Summer | B3 | 75 | 3000 | 0 | 100.71 | 97.87 | 7 | 0
2015 | VACAR_2_SOCO | VACAR | SOCO | Internal | Summer | B4 | 100 | 3000 | 901.17 | 90.77 | 97.77 | 7 | 0
2015 | VACAR_2_SOCO | VACAR | SOCO | Internal | Summer | B5 | 200 | 3000 | 2612.72 | 84.07 | 91.07 | 7 | 0
2015 | VACAR_2_SOCO | VACAR | SOCO | Internal | Summer | B6 | 300 | 3000 | 2055.39 | 73.44 | 80.44 | 7 | 0
2015 | VACAR_2_SOCO | VACAR | SOCO | Internal | Summer | B7 | 400 | 3000 | 1464.13 | 65.18 | 72.18 | 7 | 0
2015 | VACAR_2_SOCO | VACAR | SOCO | Internal | Summer | B8 | 500 | 3000 | 0 | 62.37 | 66.69 | 7 | 0
2015 | VACAR_2_SOCO | VACAR | SOCO | Internal | Summer | B9 | 800 | 3000 | 0 | 59.74 | 60.67 | 7 | 0
2015 | VACAR_2_SOCO | VACAR | SOCO | Internal | Summer | B10 | 1262 | 3000 | 0 | 56.59 | 58.55 | 7 | 0
2015 | VACAR_2_SOCO | VACAR | SOCO | Internal | Winter | B16 | 25 | 3000 | 0 | 93.55 | 85.89 | 7 | 0
2015 | VACAR_2_SOCO | VACAR | SOCO | Internal | Winter | B17 | 100 | 3000 | 0 | 74.53 | 67.55 | 7 | 0
2015 | VACAR_2_SOCO | VACAR | SOCO | Internal | Winter | B18 | 400 | 3000 | 0 | 66.87 | 64.36 | 7 | 0
2015 | VACAR_2_SOCO | VACAR | SOCO | Internal | Winter | B19 | 700 | 3000 | 0 | 65.85 | 64.36 | 7 | 0
2015 | VACAR_2_SOCO | VACAR | SOCO | Internal | Winter | B20 | 935 | 3000 | 0 | 61.63 | 62.11 | 7 | 0
2015 | VACAR_2_TVA_Transmission | VACAR | TVA_Transmission | Internal | Shoulder | B11 | 25 | 900 | 0 | 81.66 | 81.66 | 7 | 0
2015 | VACAR_2_TVA_Transmission | VACAR | TVA_Transmission | Internal | Shoulder | B12 | 200 | 900 | 0 | 66.2 | 66.61 | 7 | 0
2015 | VACAR_2_TVA_Transmission | VACAR | TVA_Transmission | Internal | Shoulder | B13 | 600 | 900 | 0 | 64.13 | 63.42 | 7 | 0
2015 | VACAR_2_TVA_Transmission | VACAR | TVA_Transmission | Internal | Shoulder | B14 | 900 | 900 | 0 | 62.92 | 62.43 | 7 | 0
2015 | VACAR_2_TVA_Transmission | VACAR | TVA_Transmission | Internal | Shoulder | B15 | 1203 | 900 | 0 | 58.7 | 60.97 | 7 | 0
2015 | VACAR_2_TVA_Transmission | VACAR | TVA_Transmission | Internal | Summer | B1 | 10 | 900 | 0 | 100.71 | 99.38 | 7 | 0
2015 | VACAR_2_TVA_Transmission | VACAR | TVA_Transmission | Internal | Summer | B2 | 25 | 900 | 0 | 100.71 | 96.74 | 7 | 0
2015 | VACAR_2_TVA_Transmission | VACAR | TVA_Transmission | Internal | Summer | B3 | 75 | 900 | 0 | 100.71 | 95.51 | 7 | 0
2015 | VACAR_2_TVA_Transmission | VACAR | TVA_Transmission | Internal | Summer | B4 | 100 | 900 | 0 | 90.77 | 90.77 | 7 | 0
2015 | VACAR_2_TVA_Transmission | VACAR | TVA_Transmission | Internal | Summer | B5 | 200 | 900 | 0 | 84.07 | 82.56 | 7 | 0
2015 | VACAR_2_TVA_Transmission | VACAR | TVA_Transmission | Internal | Summer | B6 | 300 | 900 | 0 | 73.44 | 71.44 | 7 | 0
2015 | VACAR_2_TVA_Transmission | VACAR | TVA_Transmission | Internal | Summer | B7 | 400 | 900 | 0 | 65.18 | 63.64 | 7 | 0
2015 | VACAR_2_TVA_Transmission | VACAR | TVA_Transmission | Internal | Summer | B8 | 500 | 900 | 0 | 62.37 | 61.1 | 7 | 0
2015 | VACAR_2_TVA_Transmission | VACAR | TVA_Transmission | Internal | Summer | B9 | 800 | 900 | 0 | 59.74 | 59.74 | 7 | 0
2015 | VACAR_2_TVA_Transmission | VACAR | TVA_Transmission | Internal | Summer | B10 | 1262 | 900 | 0 | 56.59 | 58.07 | 7 | 0
2015 | VACAR_2_TVA_Transmission | VACAR | TVA_Transmission | Internal | Winter | B16 | 25 | 900 | 0 | 93.55 | 84.55 | 7 | 0
2015 | VACAR_2_TVA_Transmission | VACAR | TVA_Transmission | Internal | Winter | B17 | 100 | 900 | 0 | 74.53 | 69.16 | 7 | 0
2015 | VACAR_2_TVA_Transmission | VACAR | TVA_Transmission | Internal | Winter | B18 | 400 | 900 | 0 | 66.87 | 64.27 | 7 | 0
2015 | VACAR_2_TVA_Transmission | VACAR | TVA_Transmission | Internal | Winter | B19 | 700 | 900 | 0 | 65.85 | 62.73 | 7 | 0
2015 | VACAR_2_TVA_Transmission | VACAR | TVA_Transmission | Internal | Winter | B20 | 935 | 900 | 0 | 61.63 | 61.63 | 7 | 0
2020 | ENT_2_MISO_MO-IL | ENT | MISO_MO-IL | Internal | Shoulder | B11 | 25 | 2260 | 0 | 70.52 | 70.53 | 8 | 0
2020 | ENT_2_MISO_MO-IL | ENT | MISO_MO-IL | Internal | Shoulder | B12 | 200 | 2260 | 0 | 65.89 | 65.89 | 8 | 0
2020 | ENT_2_MISO_MO-IL | ENT | MISO_MO-IL | Internal | Shoulder | B13 | 600 | 2260 | 0 | 65.27 | 63.67 | 8 | 0
2020 | ENT_2_MISO_MO-IL | ENT | MISO_MO-IL | Internal | Shoulder | B14 | 900 | 2260 | 0 | 59.38 | 61.99 | 8 | 0
2020 | ENT_2_MISO_MO-IL | ENT | MISO_MO-IL | Internal | Shoulder | B15 | 1203 | 2260 | 0 | 51.46 | 58.46 | 8 | 0
2020 | ENT_2_MISO_MO-IL | ENT | MISO_MO-IL | Internal | Summer | B1 | 10 | 2260 | 2260 | 69.82 | 100.48 | 8 | 22.66
2020 | ENT_2_MISO_MO-IL | ENT | MISO_MO-IL | Internal | Summer | B2 | 25 | 2260 | 0 | 97.88 | 99.87 | 8 | 0
2020 | ENT_2_MISO_MO-IL | ENT | MISO_MO-IL | Internal | Summer | B3 | 75 | 2260 | 0 | 99.15 | 99.16 | 8 | 0
2020 | ENT_2_MISO_MO-IL | ENT | MISO_MO-IL | Internal | Summer | B4 | 100 | 2260 | 0 | 93.29 | 93.29 | 8 | 0
2020 | ENT_2_MISO_MO-IL | ENT | MISO_MO-IL | Internal | Summer | B5 | 200 | 2260 | 0 | 81.63 | 81.63 | 8 | 0
2020 | ENT_2_MISO_MO-IL | ENT | MISO_MO-IL | Internal | Summer | B6 | 300 | 2260 | 0 | 73.21 | 73 | 8 | 0
2020 | ENT_2_MISO_MO-IL | ENT | MISO_MO-IL | Internal | Summer | B7 | 400 | 2260 | 0 | 69.39 | 64.98 | 8 | 0
2020 | ENT_2_MISO_MO-IL | ENT | MISO_MO-IL | Internal | Summer | B8 | 500 | 2260 | 0 | 66.9 | 62.16 | 8 | 0
2020 | ENT_2_MISO_MO-IL | ENT | MISO_MO-IL | Internal | Summer | B9 | 800 | 2260 | 0 | 64.19 | 61.2 | 8 | 0
2020 | ENT_2_MISO_MO-IL | ENT | MISO_MO-IL | Internal | Summer | B10 | 1262 | 2260 | 0 | 58.95 | 58.95 | 8 | 0
2020 | ENT_2_MISO_MO-IL | ENT | MISO_MO-IL | Internal | Winter | B16 | 25 | 2260 | 0 | 70.23 | 74.92 | 8 | 0
2020 | ENT_2_MISO_MO-IL | ENT | MISO_MO-IL | Internal | Winter | B17 | 100 | 2260 | 0 | 67.71 | 68.48 | 8 | 0
2020 | ENT_2_MISO_MO-IL | ENT | MISO_MO-IL | Internal | Winter | B18 | 400 | 2260 | 0 | 67.14 | 67.14 | 8 | 0
2020 | ENT_2_MISO_MO-IL | ENT | MISO_MO-IL | Internal | Winter | B19 | 700 | 2260 | 0 | 64.59 | 64.59 | 8 | 0
2020 | ENT_2_MISO_MO-IL | ENT | MISO_MO-IL | Internal | Winter | B20 | 935 | 2260 | 0 | 59.15 | 59.16 | 8 | 0
2020 | ENT_2_SOCO | ENT | SOCO | Internal | Shoulder | B11 | 25 | 3900 | 3900 | 70.52 | 87.51 | 8 | 8.99
2020 | ENT_2_SOCO | ENT | SOCO | Internal | Shoulder | B12 | 200 | 3900 | 0 | 65.89 | 71.66 | 8 | 0
2020 | ENT_2_SOCO | ENT | SOCO | Internal | Shoulder | B13 | 600 | 3900 | 0 | 65.27 | 67.38 | 8 | 0
2020 | ENT_2_SOCO | ENT | SOCO | Internal | Shoulder | B14 | 900 | 3900 | 2099.5 | 59.38 | 67.38 | 8 | 0
2020 | ENT_2_SOCO | ENT | SOCO | Internal | Shoulder | B15 | 1203 | 3900 | 3900 | 51.46 | 67.38 | 8 | 7.92
2020 | ENT_2_SOCO | ENT | SOCO | Internal | Summer | B1 | 10 | 3900 | 3900 | 69.82 | 109.92 | 8 | 32.1
2020 | ENT_2_SOCO | ENT | SOCO | Internal | Summer | B2 | 25 | 3900 | 3900 | 97.88 | 109.92 | 8 | 4.04
2020 | ENT_2_SOCO | ENT | SOCO | Internal | Summer | B3 | 75 | 3900 | 3900 | 99.15 | 109.92 | 8 | 2.77
2020 | ENT_2_SOCO | ENT | SOCO | Internal | Summer | B4 | 100 | 3900 | 3900 | 93.29 | 109.92 | 8 | 8.63
2020 | ENT_2_SOCO | ENT | SOCO | Internal | Summer | B5 | 200 | 3900 | 3900 | 81.63 | 98.62 | 8 | 8.99
2020 | ENT_2_SOCO | ENT | SOCO | Internal | Summer | B6 | 300 | 3900 | 3900 | 73.21 | 87.98 | 8 | 6.77
2020 | ENT_2_SOCO | ENT | SOCO | Internal | Summer | B7 | 400 | 3900 | 2726.9 | 69.39 | 77.39 | 8 | 0
2020 | ENT_2_SOCO | ENT | SOCO | Internal | Summer | B8 | 500 | 3900 | 1918.67 | 66.9 | 74.9 | 8 | 0
2020 | ENT_2_SOCO | ENT | SOCO | Internal | Summer | B9 | 800 | 3900 | 0 | 64.19 | 68.51 | 8 | 0
2020 | ENT_2_SOCO | ENT | SOCO | Internal | Summer | B10 | 1262 | 3900 | 0 | 58.95 | 66.11 | 8 | 0
2020 | ENT_2_SOCO | ENT | SOCO | Internal | Winter | B16 | 25 | 3900 | 3900 | 70.23 | 87.23 | 8 | 9
2020 | ENT_2_SOCO | ENT | SOCO | Internal | Winter | B17 | 100 | 3900 | 813.1 | 67.71 | 75.71 | 8 | 0
2020 | ENT_2_SOCO | ENT | SOCO | Internal | Winter | B18 | 400 | 3900 | 0 | 67.14 | 69.99 | 8 | 0
2020 | ENT_2_SOCO | ENT | SOCO | Internal | Winter | B19 | 700 | 3900 | 0 | 64.59 | 69.99 | 8 | 0
2020 | ENT_2_SOCO | ENT | SOCO | Internal | Winter | B20 | 935 | 3900 | 3900 | 59.15 | 69.99 | 8 | 2.84
2020 | ENT_2_SPP_N | ENT | SPP_N | Internal | Shoulder | B11 | 25 | 15143 | 0 | 70.52 | 65.52 | 8 | 0
2020 | ENT_2_SPP_N | ENT | SPP_N | Internal | Shoulder | B12 | 200 | 15143 | 0 | 65.89 | 60.89 | 8 | 0
2020 | ENT_2_SPP_N | ENT | SPP_N | Internal | Shoulder | B13 | 600 | 15143 | 0 | 65.27 | 60.27 | 8 | 0
2020 | ENT_2_SPP_N | ENT | SPP_N | Internal | Shoulder | B14 | 900 | 15143 | 0 | 59.38 | 54.38 | 8 | 0
2020 | ENT_2_SPP_N | ENT | SPP_N | Internal | Shoulder | B15 | 1203 | 15143 | 0 | 51.46 | 46.46 | 8 | 0
2020 | ENT_2_SPP_N | ENT | SPP_N | Internal | Summer | B1 | 10 | 15143 | 0 | 69.82 | 64.82 | 8 | 0
2020 | ENT_2_SPP_N | ENT | SPP_N | Internal | Summer | B2 | 25 | 15143 | 0 | 97.88 | 92.88 | 8 | 0
2020 | ENT_2_SPP_N | ENT | SPP_N | Internal | Summer | B3 | 75 | 15143 | 0 | 99.15 | 94.15 | 8 | 0
2020 | ENT_2_SPP_N | ENT | SPP_N | Internal | Summer | B4 | 100 | 15143 | 0 | 93.29 | 88.29 | 8 | 0
2020 | ENT_2_SPP_N | ENT | SPP_N | Internal | Summer | B5 | 200 | 15143 | 0 | 81.63 | 76.63 | 8 | 0
2020 | ENT_2_SPP_N | ENT | SPP_N | Internal | Summer | B6 | 300 | 15143 | 0 | 73.21 | 68.21 | 8 | 0
2020 | ENT_2_SPP_N | ENT | SPP_N | Internal | Summer | B7 | 400 | 15143 | 0 | 69.39 | 64.39 | 8 | 0
2020 | ENT_2_SPP_N | ENT | SPP_N | Internal | Summer | B8 | 500 | 15143 | 0 | 66.9 | 61.9 | 8 | 0
2020 | ENT_2_SPP_N | ENT | SPP_N | Internal | Summer | B9 | 800 | 15143 | 0 | 64.19 | 59.19 | 8 | 0
2020 | ENT_2_SPP_N | ENT | SPP_N | Internal | Summer | B10 | 1262 | 15143 | 0 | 58.95 | 53.95 | 8 | 0
2020 | ENT_2_SPP_N | ENT | SPP_N | Internal | Winter | B16 | 25 | 15143 | 0 | 70.23 | 65.23 | 8 | 0
2020 | ENT_2_SPP_N | ENT | SPP_N | Internal | Winter | B17 | 100 | 15143 | 0 | 67.71 | 62.71 | 8 | 0
2020 | ENT_2_SPP_N | ENT | SPP_N | Internal | Winter | B18 | 400 | 15143 | 0 | 67.14 | 62.14 | 8 | 0
2020 | ENT_2_SPP_N | ENT | SPP_N | Internal | Winter | B19 | 700 | 15143 | 0 | 64.59 | 59.59 | 8 | 0
2020 | ENT_2_SPP_N | ENT | SPP_N | Internal | Winter | B20 | 935 | 15143 | 0 | 59.15 | 54.15 | 8 | 0
2020 | ENT_2_SPP_S | ENT | SPP_S | Internal | Shoulder | B11 | 25 | 3292 | 0 | 70.52 | 65.52 | 8 | 0
2020 | ENT_2_SPP_S | ENT | SPP_S | Internal | Shoulder | B12 | 200 | 3292 | 0 | 65.89 | 60.9 | 8 | 0
2020 | ENT_2_SPP_S | ENT | SPP_S | Internal | Shoulder | B13 | 600 | 3292 | 0 | 65.27 | 60.28 | 8 | 0
2020 | ENT_2_SPP_S | ENT | SPP_S | Internal | Shoulder | B14 | 900 | 3292 | 0 | 59.38 | 54.38 | 8 | 0
2020 | ENT_2_SPP_S | ENT | SPP_S | Internal | Shoulder | B15 | 1203 | 3292 | 0 | 51.46 | 42.35 | 8 | 0
2020 | ENT_2_SPP_S | ENT | SPP_S | Internal | Summer | B1 | 10 | 3292 | 0 | 69.82 | 64.4 | 8 | 0
2020 | ENT_2_SPP_S | ENT | SPP_S | Internal | Summer | B2 | 25 | 3292 | 0 | 97.88 | 92.88 | 8 | 0
2020 | ENT_2_SPP_S | ENT | SPP_S | Internal | Summer | B3 | 75 | 3292 | 0 | 99.15 | 94.14 | 8 | 0
2020 | ENT_2_SPP_S | ENT | SPP_S | Internal | Summer | B4 | 100 | 3292 | 0 | 93.29 | 88.3 | 8 | 0
2020 | ENT_2_SPP_S | ENT | SPP_S | Internal | Summer | B5 | 200 | 3292 | 0 | 81.63 | 76.63 | 8 | 0
2020 | ENT_2_SPP_S | ENT | SPP_S | Internal | Summer | B6 | 300 | 3292 | 0 | 73.21 | 68.23 | 8 | 0
2020 | ENT_2_SPP_S | ENT | SPP_S | Internal | Summer | B7 | 400 | 3292 | 0 | 69.39 | 64.4 | 8 | 0
2020 | ENT_2_SPP_S | ENT | SPP_S | Internal | Summer | B8 | 500 | 3292 | 0 | 66.9 | 63.95 | 8 | 0
2020 | ENT_2_SPP_S | ENT | SPP_S | Internal | Summer | B9 | 800 | 3292 | 0 | 64.19 | 63.95 | 8 | 0
2020 | ENT_2_SPP_S | ENT | SPP_S | Internal | Summer | B10 | 1262 | 3292 | 0 | 58.95 | 53.96 | 8 | 0
2020 | ENT_2_SPP_S | ENT | SPP_S | Internal | Winter | B16 | 25 | 3292 | 0 | 70.23 | 65.24 | 8 | 0
2020 | ENT_2_SPP_S | ENT | SPP_S | Internal | Winter | B17 | 100 | 3292 | 0 | 67.71 | 62.72 | 8 | 0
2020 | ENT_2_SPP_S | ENT | SPP_S | Internal | Winter | B18 | 400 | 3292 | 0 | 67.14 | 62.16 | 8 | 0
2020 | ENT_2_SPP_S | ENT | SPP_S | Internal | Winter | B19 | 700 | 3292 | 0 | 64.59 | 59.6 | 8 | 0
2020 | ENT_2_SPP_S | ENT | SPP_S | Internal | Winter | B20 | 935 | 3292 | 0 | 59.15 | 54.15 | 8 | 0
2020 | ENT_2_TVA_Transmission | ENT | TVA_Transmission | Internal | Shoulder | B11 | 25 | 2100 | 0.54 | 70.52 | 78.51 | 8 | 0
2020 | ENT_2_TVA_Transmission | ENT | TVA_Transmission | Internal | Shoulder | B12 | 200 | 2100 | 0 | 65.89 | 70.12 | 8 | 0
2020 | ENT_2_TVA_Transmission | ENT | TVA_Transmission | Internal | Shoulder | B13 | 600 | 2100 | 0 | 65.27 | 68.76 | 8 | 0
2020 | ENT_2_TVA_Transmission | ENT | TVA_Transmission | Internal | Shoulder | B14 | 900 | 2100 | 0 | 59.38 | 67.18 | 8 | 0
2020 | ENT_2_TVA_Transmission | ENT | TVA_Transmission | Internal | Shoulder | B15 | 1203 | 2100 | 2100 | 51.46 | 63.45 | 8 | 4
2020 | ENT_2_TVA_Transmission | ENT | TVA_Transmission | Internal | Summer | B1 | 10 | 2100 | 2100 | 69.82 | 108.46 | 8 | 30.65
2020 | ENT_2_TVA_Transmission | ENT | TVA_Transmission | Internal | Summer | B2 | 25 | 2100 | 2099.99 | 97.88 | 107.15 | 8 | 1.27
2020 | ENT_2_TVA_Transmission | ENT | TVA_Transmission | Internal | Summer | B3 | 75 | 2100 | 610.42 | 99.15 | 107.15 | 8 | 0
2020 | ENT_2_TVA_Transmission | ENT | TVA_Transmission | Internal | Summer | B4 | 100 | 2100 | 0.12 | 93.29 | 101.28 | 8 | 0
2020 | ENT_2_TVA_Transmission | ENT | TVA_Transmission | Internal | Summer | B5 | 200 | 2100 | 0.07 | 81.63 | 89.62 | 8 | 0
2020 | ENT_2_TVA_Transmission | ENT | TVA_Transmission | Internal | Summer | B6 | 300 | 2100 | 0 | 73.21 | 79.57 | 8 | 0
2020 | ENT_2_TVA_Transmission | ENT | TVA_Transmission | Internal | Summer | B7 | 400 | 2100 | 0 | 69.39 | 70.5 | 8 | 0
2020 | ENT_2_TVA_Transmission | ENT | TVA_Transmission | Internal | Summer | B8 | 500 | 2100 | 0 | 66.9 | 67.95 | 8 | 0
2020 | ENT_2_TVA_Transmission | ENT | TVA_Transmission | Internal | Summer | B9 | 800 | 2100 | 0 | 64.19 | 66.68 | 8 | 0
2020 | ENT_2_TVA_Transmission | ENT | TVA_Transmission | Internal | Summer | B10 | 1262 | 2100 | 0 | 58.95 | 64.28 | 8 | 0
2020 | ENT_2_TVA_Transmission | ENT | TVA_Transmission | Internal | Winter | B16 | 25 | 2100 | 1431.24 | 70.23 | 78.23 | 8 | 0
2020 | ENT_2_TVA_Transmission | ENT | TVA_Transmission | Internal | Winter | B17 | 100 | 2100 | 0 | 67.71 | 72.64 | 8 | 0
2020 | ENT_2_TVA_Transmission | ENT | TVA_Transmission | Internal | Winter | B18 | 400 | 2100 | 0 | 67.14 | 71.16 | 8 | 0
2020 | ENT_2_TVA_Transmission | ENT | TVA_Transmission | Internal | Winter | B19 | 700 | 2100 | 0 | 64.59 | 69.56 | 8 | 0
2020 | ENT_2_TVA_Transmission | ENT | TVA_Transmission | Internal | Winter | B20 | 935 | 2100 | 252.72 | 59.15 | 67.15 | 8 | 0
2020 | FRCC_2_SOCO | FRCC | SOCO | Internal | Shoulder | B11 | 25 | 900 | 0 | 101.8 | 87.51 | 8 | 0
2020 | FRCC_2_SOCO | FRCC | SOCO | Internal | Shoulder | B12 | 200 | 900 | 0 | 75.45 | 71.66 | 8 | 0
2020 | FRCC_2_SOCO | FRCC | SOCO | Internal | Shoulder | B13 | 600 | 900 | 0 | 74.69 | 67.38 | 8 | 0
2020 | FRCC_2_SOCO | FRCC | SOCO | Internal | Shoulder | B14 | 900 | 900 | 0 | 72.31 | 67.38 | 8 | 0
2020 | FRCC_2_SOCO | FRCC | SOCO | Internal | Shoulder | B15 | 1203 | 900 | 0 | 72.31 | 67.38 | 8 | 0
2020 | FRCC_2_SOCO | FRCC | SOCO | Internal | Summer | B1 | 10 | 900 | 0 | 119.92 | 109.92 | 8 | 0
2020 | FRCC_2_SOCO | FRCC | SOCO | Internal | Summer | B2 | 25 | 900 | 0 | 116.56 | 109.92 | 8 | 0
2020 | FRCC_2_SOCO | FRCC | SOCO | Internal | Summer | B3 | 75 | 900 | 0 | 116.56 | 109.92 | 8 | 0
2020 | FRCC_2_SOCO | FRCC | SOCO | Internal | Summer | B4 | 100 | 900 | 0 | 116.56 | 109.92 | 8 | 0
2020 | FRCC_2_SOCO | FRCC | SOCO | Internal | Summer | B5 | 200 | 900 | 0 | 108.62 | 98.62 | 8 | 0
2020 | FRCC_2_SOCO | FRCC | SOCO | Internal | Summer | B6 | 300 | 900 | 0 | 97.98 | 87.98 | 8 | 0
2020 | FRCC_2_SOCO | FRCC | SOCO | Internal | Summer | B7 | 400 | 900 | 0 | 85.21 | 77.39 | 8 | 0
2020 | FRCC_2_SOCO | FRCC | SOCO | Internal | Summer | B8 | 500 | 900 | 0 | 74.69 | 74.9 | 8 | 0
2020 | FRCC_2_SOCO | FRCC | SOCO | Internal | Summer | B9 | 800 | 900 | 0 | 71.58 | 68.51 | 8 | 0
2020 | FRCC_2_SOCO | FRCC | SOCO | Internal | Summer | B10 | 1262 | 900 | 0 | 71.58 | 66.11 | 8 | 0
2020 | FRCC_2_SOCO | FRCC | SOCO | Internal | Winter | B16 | 25 | 900 | 0 | 97.23 | 87.23 | 8 | 0
2020 | FRCC_2_SOCO | FRCC | SOCO | Internal | Winter | B17 | 100 | 900 | 0 | 77.79 | 75.71 | 8 | 0
2020 | FRCC_2_SOCO | FRCC | SOCO | Internal | Winter | B18 | 400 | 900 | 0 | 75.66 | 69.99 | 8 | 0
2020 | FRCC_2_SOCO | FRCC | SOCO | Internal | Winter | B19 | 700 | 900 | 0 | 74.54 | 69.99 | 8 | 0
2020 | FRCC_2_SOCO | FRCC | SOCO | Internal | Winter | B20 | 935 | 900 | 0 | 74.54 | 69.99 | 8 | 0
2020 | HQ_NEISO_2_NEISO | HQ_NEISO | NEISO | Internal | Shoulder | B11 | 25 | 99999 | 3112.4 | 61.5 | 61.51 | 0.01 | 0
2020 | HQ_NEISO_2_NEISO | HQ_NEISO | NEISO | Internal | Shoulder | B12 | 200 | 99999 | 3110.47 | 59.98 | 59.99 | 0.01 | 0
2020 | HQ_NEISO_2_NEISO | HQ_NEISO | NEISO | Internal | Shoulder | B13 | 600 | 99999 | 3102.87 | 59.98 | 59.99 | 0.01 | 0
2020 | HQ_NEISO_2_NEISO | HQ_NEISO | NEISO | Internal | Shoulder | B14 | 900 | 99999 | 3089.58 | 59.98 | 59.99 | 0.01 | 0
2020 | HQ_NEISO_2_NEISO | HQ_NEISO | NEISO | Internal | Shoulder | B15 | 1203 | 99999 | 1276.23 | 59.98 | 59.99 | 0.01 | 0
2020 | HQ_NEISO_2_NEISO | HQ_NEISO | NEISO | Internal | Summer | B1 | 10 | 99999 | 3220.1 | 105.46 | 105.48 | 0.01 | 0
2020 | HQ_NEISO_2_NEISO | HQ_NEISO | NEISO | Internal | Summer | B2 | 25 | 99999 | 3207.34 | 94.95 | 94.96 | 0.01 | 0
2020 | HQ_NEISO_2_NEISO | HQ_NEISO | NEISO | Internal | Summer | B3 | 75 | 99999 | 3181.83 | 80.54 | 80.55 | 0.01 | 0
2020 | HQ_NEISO_2_NEISO | HQ_NEISO | NEISO | Internal | Summer | B4 | 100 | 99999 | 3159.98 | 78.91 | 78.92 | 0.01 | 0
2020 | HQ_NEISO_2_NEISO | HQ_NEISO | NEISO | Internal | Summer | B5 | 200 | 99999 | 3148.1 | 58.62 | 58.63 | 0.01 | 0
2020 | HQ_NEISO_2_NEISO | HQ_NEISO | NEISO | Internal | Summer | B6 | 300 | 99999 | 3134.69 | 58.62 | 58.63 | 0.01 | 0
2020 | HQ_NEISO_2_NEISO | HQ_NEISO | NEISO | Internal | Summer | B7 | 400 | 99999 | 3119.34 | 58.62 | 58.63 | 0.01 | 0
2020 | HQ_NEISO_2_NEISO | HQ_NEISO | NEISO | Internal | Summer | B8 | 500 | 99999 | 3107.26 | 58.62 | 58.63 | 0.01 | 0
2020 | HQ_NEISO_2_NEISO | HQ_NEISO | NEISO | Internal | Summer | B9 | 800 | 99999 | 3092.47 | 58.62 | 58.63 | 0.01 | 0
2020 | HQ_NEISO_2_NEISO | HQ_NEISO | NEISO | Internal | Summer | B10 | 1262 | 99999 | 933.3 | 58.62 | 58.63 | 0.01 | 0
2020 | HQ_NEISO_2_NEISO | HQ_NEISO | NEISO | Internal | Winter | B16 | 25 | 99999 | 3139.14 | 70.43 | 70.44 | 0.01 | 0
2020 | HQ_NEISO_2_NEISO | HQ_NEISO | NEISO | Internal | Winter | B17 | 100 | 99999 | 3128.41 | 69.11 | 69.12 | 0.01 | 0
2020 | HQ_NEISO_2_NEISO | HQ_NEISO | NEISO | Internal | Winter | B18 | 400 | 99999 | 3120.19 | 67.48 | 67.49 | 0.01 | 0
2020 | HQ_NEISO_2_NEISO | HQ_NEISO | NEISO | Internal | Winter | B19 | 700 | 99999 | 3104.89 | 67.48 | 67.49 | 0.01 | 0
2020 | HQ_NEISO_2_NEISO | HQ_NEISO | NEISO | Internal | Winter | B20 | 935 | 99999 | 1382.08 | 67.48 | 67.49 | 0.01 | 0
2020 | HQ_NY_2_NYISO_A-F | HQ_NY | NYISO_A-F | Internal | Shoulder | B11 | 25 | 99999 | 2812.27 | 64.01 | 64.03 | 0.01 | 0
2020 | HQ_NY_2_NYISO_A-F | HQ_NY | NYISO_A-F | Internal | Shoulder | B12 | 200 | 99999 | 2847.69 | 61.65 | 61.66 | 0.01 | 0
2020 | HQ_NY_2_NYISO_A-F | HQ_NY | NYISO_A-F | Internal | Shoulder | B13 | 600 | 99999 | 2781.85 | 61.65 | 61.66 | 0.01 | 0
2020 | HQ_NY_2_NYISO_A-F | HQ_NY | NYISO_A-F | Internal | Shoulder | B14 | 900 | 99999 | 2673.14 | 61.65 | 61.66 | 0.01 | 0
2020 | HQ_NY_2_NYISO_A-F | HQ_NY | NYISO_A-F | Internal | Shoulder | B15 | 1203 | 99999 | 1582.7 | 61.65 | 61.66 | 0.01 | 0
2020 | HQ_NY_2_NYISO_A-F | HQ_NY | NYISO_A-F | Internal | Summer | B1 | 10 | 99999 | 3500.1 | 94.46 | 94.48 | 0.01 | 0
2020 | HQ_NY_2_NYISO_A-F | HQ_NY | NYISO_A-F | Internal | Summer | B2 | 25 | 99999 | 3406.71 | 93.15 | 93.16 | 0.01 | 0
2020 | HQ_NY_2_NYISO_A-F | HQ_NY | NYISO_A-F | Internal | Summer | B3 | 75 | 99999 | 3266.6 | 81.91 | 81.92 | 0.01 | 0
2020 | HQ_NY_2_NYISO_A-F | HQ_NY | NYISO_A-F | Internal | Summer | B4 | 100 | 99999 | 3116.28 | 81.91 | 81.92 | 0.01 | 0
2020 | HQ_NY_2_NYISO_A-F | HQ_NY | NYISO_A-F | Internal | Summer | B5 | 200 | 99999 | 3025.49 | 62.76 | 62.77 | 0.01 | 0
2020 | HQ_NY_2_NYISO_A-F | HQ_NY | NYISO_A-F | Internal | Summer | B6 | 300 | 99999 | 2934.86 | 62.76 | 62.77 | 0.01 | 0
2020 | HQ_NY_2_NYISO_A-F | HQ_NY | NYISO_A-F | Internal | Summer | B7 | 400 | 99999 | 2830.75 | 61.61 | 61.62 | 0.01 | 0
2020 | HQ_NY_2_NYISO_A-F | HQ_NY | NYISO_A-F | Internal | Summer | B8 | 500 | 99999 | 2760.25 | 59.65 | 59.66 | 0.01 | 0
2020 | HQ_NY_2_NYISO_A-F | HQ_NY | NYISO_A-F | Internal | Summer | B9 | 800 | 99999 | 2664.71 | 59.65 | 59.66 | 0.01 | 0
2020 | HQ_NY_2_NYISO_A-F | HQ_NY | NYISO_A-F | Internal | Summer | B10 | 1262 | 99999 | 1436.31 | 59.65 | 59.66 | 0.01 | 0
2020 | HQ_NY_2_NYISO_A-F | HQ_NY | NYISO_A-F | Internal | Winter | B16 | 25 | 99999 | 3058.87 | 66.41 | 66.42 | 0.01 | 0
2020 | HQ_NY_2_NYISO_A-F | HQ_NY | NYISO_A-F | Internal | Winter | B17 | 100 | 99999 | 3001.1 | 64.48 | 64.49 | 0.01 | 0
2020 | HQ_NY_2_NYISO_A-F | HQ_NY | NYISO_A-F | Internal | Winter | B18 | 400 | 99999 | 2934.69 | 64.48 | 64.49 | 0.01 | 0
2020 | HQ_NY_2_NYISO_A-F | HQ_NY | NYISO_A-F | Internal | Winter | B19 | 700 | 99999 | 2819.07 | 64.48 | 64.49 | 0.01 | 0
2020 | HQ_NY_2_NYISO_A-F | HQ_NY | NYISO_A-F | Internal | Winter | B20 | 935 | 99999 | 1762.97 | 64.48 | 64.49 | 0.01 | 0
2020 | HQ_IESO_2_IESO | HQ_IESO | IESO | Internal | Shoulder | B11 | 25 | 99999 | 400 | 47.97 | 47.99 | 0.01 | 0
2020 | HQ_IESO_2_IESO | HQ_IESO | IESO | Internal | Shoulder | B12 | 200 | 99999 | 400 | 47.97 | 47.99 | 0.01 | 0
2020 | HQ_IESO_2_IESO | HQ_IESO | IESO | Internal | Shoulder | B13 | 600 | 99999 | 400 | 47.97 | 47.99 | 0.01 | 0
2020 | HQ_IESO_2_IESO | HQ_IESO | IESO | Internal | Shoulder | B14 | 900 | 99999 | 400 | 47.97 | 47.99 | 0.01 | 0
2020 | HQ_IESO_2_IESO | HQ_IESO | IESO | Internal | Shoulder | B15 | 1203 | 99999 | 75.48 | 47.97 | 47.99 | 0.01 | 0
2020 | HQ_IESO_2_IESO | HQ_IESO | IESO | Internal | Summer | B1 | 10 | 99999 | 400.09 | 87.46 | 87.48 | 0.01 | 0
2020 | HQ_IESO_2_IESO | HQ_IESO | IESO | Internal | Summer | B2 | 25 | 99999 | 400.09 | 86.15 | 86.16 | 0.01 | 0
2020 | HQ_IESO_2_IESO | HQ_IESO | IESO | Internal | Summer | B3 | 75 | 99999 | 400 | 74.91 | 74.92 | 0.01 | 0
2020 | HQ_IESO_2_IESO | HQ_IESO | IESO | Internal | Summer | B4 | 100 | 99999 | 400 | 47.03 | 47.04 | 0.01 | 0
2020 | HQ_IESO_2_IESO | HQ_IESO | IESO | Internal | Summer | B5 | 200 | 99999 | 400 | 47.03 | 47.04 | 0.01 | 0
2020 | HQ_IESO_2_IESO | HQ_IESO | IESO | Internal | Summer | B6 | 300 | 99999 | 400 | 47.03 | 47.04 | 0.01 | 0
2020 | HQ_IESO_2_IESO | HQ_IESO | IESO | Internal | Summer | B7 | 400 | 99999 | 400 | 47.03 | 47.04 | 0.01 | 0
2020 | HQ_IESO_2_IESO | HQ_IESO | IESO | Internal | Summer | B8 | 500 | 99999 | 400 | 47.03 | 47.04 | 0.01 | 0
2020 | HQ_IESO_2_IESO | HQ_IESO | IESO | Internal | Summer | B9 | 800 | 99999 | 400 | 47.03 | 47.04 | 0.01 | 0
2020 | HQ_IESO_2_IESO | HQ_IESO | IESO | Internal | Summer | B10 | 1262 | 99999 | 12.04 | 47.03 | 47.04 | 0.01 | 0
2020 | HQ_IESO_2_IESO | HQ_IESO | IESO | Internal | Winter | B16 | 25 | 99999 | 400 | 49.9 | 49.92 | 0.01 | 0
2020 | HQ_IESO_2_IESO | HQ_IESO | IESO | Internal | Winter | B17 | 100 | 99999 | 400 | 49.9 | 49.92 | 0.01 | 0
2020 | HQ_IESO_2_IESO | HQ_IESO | IESO | Internal | Winter | B18 | 400 | 99999 | 400 | 49.9 | 49.92 | 0.01 | 0
2020 | HQ_IESO_2_IESO | HQ_IESO | IESO | Internal | Winter | B19 | 700 | 99999 | 400 | 49.9 | 49.92 | 0.01 | 0
2020 | HQ_IESO_2_IESO | HQ_IESO | IESO | Internal | Winter | B20 | 935 | 99999 | 91.98 | 49.9 | 49.92 | 0.01 | 0
2020 | IESO_2_MAPP_CA | IESO | MAPP_CA | Internal | Shoulder | B11 | 25 | 262 | 262 | 47.99 | 61.96 | 7 | 6.98
2020 | IESO_2_MAPP_CA | IESO | MAPP_CA | Internal | Shoulder | B12 | 200 | 262 | 262 | 47.99 | 65.86 | 7 | 10.88
2020 | IESO_2_MAPP_CA | IESO | MAPP_CA | Internal | Shoulder | B13 | 600 | 262 | 262 | 47.99 | 63.65 | 7 | 8.66
2020 | IESO_2_MAPP_CA | IESO | MAPP_CA | Internal | Shoulder | B14 | 900 | 262 | 262 | 47.99 | 61.96 | 7 | 6.98
2020 | IESO_2_MAPP_CA | IESO | MAPP_CA | Internal | Shoulder | B15 | 1203 | 262 | 262 | 47.99 | 61.96 | 7 | 6.98
2020 | IESO_2_MAPP_CA | IESO | MAPP_CA | Internal | Summer | B1 | 10 | 262 | 0 | 87.48 | 89.86 | 7 | 0
2020 | IESO_2_MAPP_CA | IESO | MAPP_CA | Internal | Summer | B2 | 25 | 262 | 0 | 86.16 | 89.86 | 7 | 0
2020 | IESO_2_MAPP_CA | IESO | MAPP_CA | Internal | Summer | B3 | 75 | 262 | 262 | 74.92 | 89.86 | 7 | 7.94
2020 | IESO_2_MAPP_CA | IESO | MAPP_CA | Internal | Summer | B4 | 100 | 262 | 262 | 47.04 | 89.86 | 7 | 35.82
2020 | IESO_2_MAPP_CA | IESO | MAPP_CA | Internal | Summer | B5 | 200 | 262 | 262 | 47.04 | 79.93 | 7 | 25.89
2020 | IESO_2_MAPP_CA | IESO | MAPP_CA | Internal | Summer | B6 | 300 | 262 | 262 | 47.04 | 72.97 | 7 | 18.93
2020 | IESO_2_MAPP_CA | IESO | MAPP_CA | Internal | Summer | B7 | 400 | 262 | 262 | 47.04 | 60.13 | 7 | 6.1
2020 | IESO_2_MAPP_CA | IESO | MAPP_CA | Internal | Summer | B8 | 500 | 262 | 262 | 47.04 | 60.13 | 7 | 6.1
2020 | IESO_2_MAPP_CA | IESO | MAPP_CA | Internal | Summer | B9 | 800 | 262 | 262 | 47.04 | 60.13 | 7 | 6.1
2020 | IESO_2_MAPP_CA | IESO | MAPP_CA | Internal | Summer | B10 | 1262 | 262 | 262 | 47.04 | 60.13 | 7 | 6.1
2020 | IESO_2_MAPP_CA | IESO | MAPP_CA | Internal | Winter | B16 | 25 | 262 | 262 | 49.92 | 64.56 | 7 | 7.65
2020 | IESO_2_MAPP_CA | IESO | MAPP_CA | Internal | Winter | B17 | 100 | 262 | 262 | 49.92 | 67.12 | 7 | 10.2
2020 | IESO_2_MAPP_CA | IESO | MAPP_CA | Internal | Winter | B18 | 400 | 262 | 262 | 49.92 | 67.12 | 7 | 10.2
2020 | IESO_2_MAPP_CA | IESO | MAPP_CA | Internal | Winter | B19 | 700 | 262 | 262 | 49.92 | 64.56 | 7 | 7.65
2020 | IESO_2_MAPP_CA | IESO | MAPP_CA | Internal | Winter | B20 | 935 | 262 | 262 | 49.92 | 64.56 | 7 | 7.65
2020 | IESO_2_MISO_MI | IESO | MISO_MI | Internal | Shoulder | B11 | 25 | 2591 | 2591 | 47.99 | 70.53 | 7 | 15.54
2020 | IESO_2_MISO_MI | IESO | MISO_MI | Internal | Shoulder | B12 | 200 | 2591 | 2591 | 47.99 | 65.89 | 7 | 10.9
2020 | IESO_2_MISO_MI | IESO | MISO_MI | Internal | Shoulder | B13 | 600 | 2591 | 2591 | 47.99 | 63.67 | 7 | 8.69
2020 | IESO_2_MISO_MI | IESO | MISO_MI | Internal | Shoulder | B14 | 900 | 2591 | 2591 | 47.99 | 61.99 | 7 | 7
2020 | IESO_2_MISO_MI | IESO | MISO_MI | Internal | Shoulder | B15 | 1203 | 2591 | 2591 | 47.99 | 58.46 | 7 | 3.47
2020 | IESO_2_MISO_MI | IESO | MISO_MI | Internal | Summer | B1 | 10 | 2591 | 2591 | 87.48 | 100.48 | 7 | 6
2020 | IESO_2_MISO_MI | IESO | MISO_MI | Internal | Summer | B2 | 25 | 2591 | 2591 | 86.16 | 99.87 | 7 | 6.72
2020 | IESO_2_MISO_MI | IESO | MISO_MI | Internal | Summer | B3 | 75 | 2591 | 2591 | 74.92 | 99.16 | 7 | 17.24
2020 | IESO_2_MISO_MI | IESO | MISO_MI | Internal | Summer | B4 | 100 | 2591 | 2591 | 47.04 | 93.29 | 7 | 39.25
2020 | IESO_2_MISO_MI | IESO | MISO_MI | Internal | Summer | B5 | 200 | 2591 | 2591 | 47.04 | 81.63 | 7 | 27.59
2020 | IESO_2_MISO_MI | IESO | MISO_MI | Internal | Summer | B6 | 300 | 2591 | 2591 | 47.04 | 73 | 7 | 18.96
2020 | IESO_2_MISO_MI | IESO | MISO_MI | Internal | Summer | B7 | 400 | 2591 | 2591 | 47.04 | 64.98 | 7 | 10.94
2020 | IESO_2_MISO_MI | IESO | MISO_MI | Internal | Summer | B8 | 500 | 2591 | 2591 | 47.04 | 62.16 | 7 | 8.12
2020 | IESO_2_MISO_MI | IESO | MISO_MI | Internal | Summer | B9 | 800 | 2591 | 2591 | 47.04 | 61.2 | 7 | 7.17
2020 | IESO_2_MISO_MI | IESO | MISO_MI | Internal | Summer | B10 | 1262 | 2591 | 2591 | 47.04 | 58.95 | 7 | 4.91
2020 | IESO_2_MISO_MI | IESO | MISO_MI | Internal | Winter | B16 | 25 | 2591 | 2591 | 49.92 | 74.95 | 7 | 18.03
2020 | IESO_2_MISO_MI | IESO | MISO_MI | Internal | Winter | B17 | 100 | 2591 | 2591 | 49.92 | 68.5 | 7 | 11.58
2020 | IESO_2_MISO_MI | IESO | MISO_MI | Internal | Winter | B18 | 400 | 2591 | 2591 | 49.92 | 67.14 | 7 | 10.23
2020 | IESO_2_MISO_MI | IESO | MISO_MI | Internal | Winter | B19 | 700 | 2591 | 2591 | 49.92 | 64.59 | 7 | 7.67
2020 | IESO_2_MISO_MI | IESO | MISO_MI | Internal | Winter | B20 | 935 | 2591 | 2591 | 49.92 | 59.19 | 7 | 2.27
2020 | IESO_2_MISO_W | IESO | MISO_W | Internal | Shoulder | B11 | 25 | 207 | 207 | 47.99 | 70.51 | 7 | 15.53
2020 | IESO_2_MISO_W | IESO | MISO_W | Internal | Shoulder | B12 | 200 | 207 | 207 | 47.99 | 65.87 | 7 | 10.89
2020 | IESO_2_MISO_W | IESO | MISO_W | Internal | Shoulder | B13 | 600 | 207 | 207 | 47.99 | 63.66 | 7 | 8.67
2020 | IESO_2_MISO_W | IESO | MISO_W | Internal | Shoulder | B14 | 900 | 207 | 207 | 47.99 | 61.97 | 7 | 6.99
2020 | IESO_2_MISO_W | IESO | MISO_W | Internal | Shoulder | B15 | 1203 | 207 | 207 | 47.99 | 58.44 | 7 | 3.46
2020 | IESO_2_MISO_W | IESO | MISO_W | Internal | Summer | B1 | 10 | 207 | 207 | 87.48 | 100.46 | 7 | 5.99
2020 | IESO_2_MISO_W | IESO | MISO_W | Internal | Summer | B2 | 25 | 207 | 207 | 86.16 | 99.15 | 7 | 5.99
2020 | IESO_2_MISO_W | IESO | MISO_W | Internal | Summer | B3 | 75 | 207 | 207 | 74.92 | 99.15 | 7 | 17.22
2020 | IESO_2_MISO_W | IESO | MISO_W | Internal | Summer | B4 | 100 | 207 | 207 | 47.04 | 93.28 | 7 | 39.24
2020 | IESO_2_MISO_W | IESO | MISO_W | Internal | Summer | B5 | 200 | 207 | 207 | 47.04 | 81.62 | 7 | 27.58
2020 | IESO_2_MISO_W | IESO | MISO_W | Internal | Summer | B6 | 300 | 207 | 207 | 47.04 | 72.98 | 7 | 18.94
2020 | IESO_2_MISO_W | IESO | MISO_W | Internal | Summer | B7 | 400 | 207 | 207 | 47.04 | 64.97 | 7 | 10.93
2020 | IESO_2_MISO_W | IESO | MISO_W | Internal | Summer | B8 | 500 | 207 | 207 | 47.04 | 62.14 | 7 | 8.1
2020 | IESO_2_MISO_W | IESO | MISO_W | Internal | Summer | B9 | 800 | 207 | 207 | 47.04 | 60.15 | 7 | 6.11
2020 | IESO_2_MISO_W | IESO | MISO_W | Internal | Summer | B10 | 1262 | 207 | 207 | 47.04 | 58.93 | 7 | 4.89
2020 | IESO_2_MISO_W | IESO | MISO_W | Internal | Winter | B16 | 25 | 207 | 207 | 49.92 | 64.58 | 7 | 7.66
2020 | IESO_2_MISO_W | IESO | MISO_W | Internal | Winter | B17 | 100 | 207 | 207 | 49.92 | 67.13 | 7 | 10.22
2020 | IESO_2_MISO_W | IESO | MISO_W | Internal | Winter | B18 | 400 | 207 | 207 | 49.92 | 67.13 | 7 | 10.22
2020 | IESO_2_MISO_W | IESO | MISO_W | Internal | Winter | B19 | 700 | 207 | 207 | 49.92 | 64.58 | 7 | 7.66
2020 | IESO_2_MISO_W | IESO | MISO_W | Internal | Winter | B20 | 935 | 207 | 207 | 49.92 | 59.15 | 7 | 2.23
2020 | IESO_2_NYISO_A-F | IESO | NYISO_A-F | Internal | Shoulder | B11 | 25 | 1725 | 1725 | 47.99 | 64.03 | 7 | 9.04
2020 | IESO_2_NYISO_A-F | IESO | NYISO_A-F | Internal | Shoulder | B12 | 200 | 1725 | 1725 | 47.99 | 61.66 | 7 | 6.68
2020 | IESO_2_NYISO_A-F | IESO | NYISO_A-F | Internal | Shoulder | B13 | 600 | 1725 | 1725 | 47.99 | 61.66 | 7 | 6.68
2020 | IESO_2_NYISO_A-F | IESO | NYISO_A-F | Internal | Shoulder | B14 | 900 | 1725 | 1725 | 47.99 | 61.66 | 7 | 6.68
2020 | IESO_2_NYISO_A-F | IESO | NYISO_A-F | Internal | Shoulder | B15 | 1203 | 1725 | 1725 | 47.99 | 61.66 | 7 | 6.68
2020 | IESO_2_NYISO_A-F | IESO | NYISO_A-F | Internal | Summer | B1 | 10 | 1725 | 532.96 | 87.48 | 94.48 | 7 | 0
2020 | IESO_2_NYISO_A-F | IESO | NYISO_A-F | Internal | Summer | B2 | 25 | 1725 | 617.75 | 86.16 | 93.16 | 7 | 0
2020 | IESO_2_NYISO_A-F | IESO | NYISO_A-F | Internal | Summer | B3 | 75 | 1725 | 1225.16 | 74.92 | 81.92 | 7 | 0
2020 | IESO_2_NYISO_A-F | IESO | NYISO_A-F | Internal | Summer | B4 | 100 | 1725 | 1725 | 47.04 | 81.92 | 7 | 27.88
2020 | IESO_2_NYISO_A-F | IESO | NYISO_A-F | Internal | Summer | B5 | 200 | 1725 | 1725 | 47.04 | 62.77 | 7 | 8.73
2020 | IESO_2_NYISO_A-F | IESO | NYISO_A-F | Internal | Summer | B6 | 300 | 1725 | 1725 | 47.04 | 62.77 | 7 | 8.73
2020 | IESO_2_NYISO_A-F | IESO | NYISO_A-F | Internal | Summer | B7 | 400 | 1725 | 1725 | 47.04 | 61.62 | 7 | 7.58
2020 | IESO_2_NYISO_A-F | IESO | NYISO_A-F | Internal | Summer | B8 | 500 | 1725 | 1725 | 47.04 | 59.66 | 7 | 5.62
2020 | IESO_2_NYISO_A-F | IESO | NYISO_A-F | Internal | Summer | B9 | 800 | 1725 | 1725 | 47.04 | 59.66 | 7 | 5.62
2020 | IESO_2_NYISO_A-F | IESO | NYISO_A-F | Internal | Summer | B10 | 1262 | 1725 | 1725 | 47.04 | 59.66 | 7 | 5.62
2020 | IESO_2_NYISO_A-F | IESO | NYISO_A-F | Internal | Winter | B16 | 25 | 1725 | 1725 | 49.92 | 66.42 | 7 | 9.5
2020 | IESO_2_NYISO_A-F | IESO | NYISO_A-F | Internal | Winter | B17 | 100 | 1725 | 1725 | 49.92 | 64.49 | 7 | 7.57
2020 | IESO_2_NYISO_A-F | IESO | NYISO_A-F | Internal | Winter | B18 | 400 | 1725 | 1725 | 49.92 | 64.49 | 7 | 7.57
2020 | IESO_2_NYISO_A-F | IESO | NYISO_A-F | Internal | Winter | B19 | 700 | 1725 | 1725 | 49.92 | 64.49 | 7 | 7.57
2020 | IESO_2_NYISO_A-F | IESO | NYISO_A-F | Internal | Winter | B20 | 935 | 1725 | 1725 | 49.92 | 64.49 | 7 | 7.57
2020 | MAPP_CA_2_IESO | MAPP_CA | IESO | Internal | Shoulder | B11 | 25 | 330 | 0 | 61.96 | 47.99 | 8 | 0
2020 | MAPP_CA_2_IESO | MAPP_CA | IESO | Internal | Shoulder | B12 | 200 | 330 | 0 | 65.86 | 47.99 | 8 | 0
2020 | MAPP_CA_2_IESO | MAPP_CA | IESO | Internal | Shoulder | B13 | 600 | 330 | 0 | 63.65 | 47.99 | 8 | 0
2020 | MAPP_CA_2_IESO | MAPP_CA | IESO | Internal | Shoulder | B14 | 900 | 330 | 0 | 61.96 | 47.99 | 8 | 0
2020 | MAPP_CA_2_IESO | MAPP_CA | IESO | Internal | Shoulder | B15 | 1203 | 330 | 0 | 61.96 | 47.99 | 8 | 0
2020 | MAPP_CA_2_IESO | MAPP_CA | IESO | Internal | Summer | B1 | 10 | 330 | 0 | 89.86 | 87.48 | 8 | 0
2020 | MAPP_CA_2_IESO | MAPP_CA | IESO | Internal | Summer | B2 | 25 | 330 | 0 | 89.86 | 86.16 | 8 | 0
2020 | MAPP_CA_2_IESO | MAPP_CA | IESO | Internal | Summer | B3 | 75 | 330 | 0 | 89.86 | 74.92 | 8 | 0
2020 | MAPP_CA_2_IESO | MAPP_CA | IESO | Internal | Summer | B4 | 100 | 330 | 0 | 89.86 | 47.04 | 8 | 0
2020 | MAPP_CA_2_IESO | MAPP_CA | IESO | Internal | Summer | B5 | 200 | 330 | 0 | 79.93 | 47.04 | 8 | 0
2020 | MAPP_CA_2_IESO | MAPP_CA | IESO | Internal | Summer | B6 | 300 | 330 | 0 | 72.97 | 47.04 | 8 | 0
2020 | MAPP_CA_2_IESO | MAPP_CA | IESO | Internal | Summer | B7 | 400 | 330 | 0 | 60.13 | 47.04 | 8 | 0
2020 | MAPP_CA_2_IESO | MAPP_CA | IESO | Internal | Summer | B8 | 500 | 330 | 0 | 60.13 | 47.04 | 8 | 0
2020 | MAPP_CA_2_IESO | MAPP_CA | IESO | Internal | Summer | B9 | 800 | 330 | 0 | 60.13 | 47.04 | 8 | 0
2020 | MAPP_CA_2_IESO | MAPP_CA | IESO | Internal | Summer | B10 | 1262 | 330 | 0 | 60.13 | 47.04 | 8 | 0
2020 | MAPP_CA_2_IESO | MAPP_CA | IESO | Internal | Winter | B16 | 25 | 330 | 0 | 64.56 | 49.92 | 8 | 0
2020 | MAPP_CA_2_IESO | MAPP_CA | IESO | Internal | Winter | B17 | 100 | 330 | 0 | 67.12 | 49.92 | 8 | 0
2020 | MAPP_CA_2_IESO | MAPP_CA | IESO | Internal | Winter | B18 | 400 | 330 | 0 | 67.12 | 49.92 | 8 | 0
2020 | MAPP_CA_2_IESO | MAPP_CA | IESO | Internal | Winter | B19 | 700 | 330 | 0 | 64.56 | 49.92 | 8 | 0
2020 | MAPP_CA_2_IESO | MAPP_CA | IESO | Internal | Winter | B20 | 935 | 330 | 0 | 64.56 | 49.92 | 8 | 0
2020 | MAPP_CA_2_MAPP_US | MAPP_CA | MAPP_US | Internal | Shoulder | B11 | 25 | 372 | 0 | 61.96 | 63.51 | 7 | 0
2020 | MAPP_CA_2_MAPP_US | MAPP_CA | MAPP_US | Internal | Shoulder | B12 | 200 | 372 | 0 | 65.86 | 58.87 | 7 | 0
2020 | MAPP_CA_2_MAPP_US | MAPP_CA | MAPP_US | Internal | Shoulder | B13 | 600 | 372 | 0 | 63.65 | 56.66 | 7 | 0
2020 | MAPP_CA_2_MAPP_US | MAPP_CA | MAPP_US | Internal | Shoulder | B14 | 900 | 372 | 0 | 61.96 | 56.66 | 7 | 0
2020 | MAPP_CA_2_MAPP_US | MAPP_CA | MAPP_US | Internal | Shoulder | B15 | 1203 | 372 | 0 | 61.96 | 51.44 | 7 | 0
2020 | MAPP_CA_2_MAPP_US | MAPP_CA | MAPP_US | Internal | Summer | B1 | 10 | 372 | 0 | 89.86 | 93.46 | 7 | 0
2020 | MAPP_CA_2_MAPP_US | MAPP_CA | MAPP_US | Internal | Summer | B2 | 25 | 372 | 0 | 89.86 | 92.15 | 7 | 0
2020 | MAPP_CA_2_MAPP_US | MAPP_CA | MAPP_US | Internal | Summer | B3 | 75 | 372 | 0 | 89.86 | 92.15 | 7 | 0
2020 | MAPP_CA_2_MAPP_US | MAPP_CA | MAPP_US | Internal | Summer | B4 | 100 | 372 | 0 | 89.86 | 86.28 | 7 | 0
2020 | MAPP_CA_2_MAPP_US | MAPP_CA | MAPP_US | Internal | Summer | B5 | 200 | 372 | 0 | 79.93 | 74.62 | 7 | 0
2020 | MAPP_CA_2_MAPP_US | MAPP_CA | MAPP_US | Internal | Summer | B6 | 300 | 372 | 0 | 72.97 | 65.98 | 7 | 0
2020 | MAPP_CA_2_MAPP_US | MAPP_CA | MAPP_US | Internal | Summer | B7 | 400 | 372 | 0 | 60.13 | 57.97 | 7 | 0
2020 | MAPP_CA_2_MAPP_US | MAPP_CA | MAPP_US | Internal | Summer | B8 | 500 | 372 | 0 | 60.13 | 55.45 | 7 | 0
2020 | MAPP_CA_2_MAPP_US | MAPP_CA | MAPP_US | Internal | Summer | B9 | 800 | 372 | 0 | 60.13 | 55.45 | 7 | 0
2020 | MAPP_CA_2_MAPP_US | MAPP_CA | MAPP_US | Internal | Summer | B10 | 1262 | 372 | 0 | 60.13 | 55.45 | 7 | 0
2020 | MAPP_CA_2_MAPP_US | MAPP_CA | MAPP_US | Internal | Winter | B16 | 25 | 372 | 0 | 64.56 | 57.58 | 7 | 0
2020 | MAPP_CA_2_MAPP_US | MAPP_CA | MAPP_US | Internal | Winter | B17 | 100 | 372 | 0 | 67.12 | 60.13 | 7 | 0
2020 | MAPP_CA_2_MAPP_US | MAPP_CA | MAPP_US | Internal | Winter | B18 | 400 | 372 | 0 | 67.12 | 60.13 | 7 | 0
2020 | MAPP_CA_2_MAPP_US | MAPP_CA | MAPP_US | Internal | Winter | B19 | 700 | 372 | 0 | 64.56 | 60.13 | 7 | 0
2020 | MAPP_CA_2_MAPP_US | MAPP_CA | MAPP_US | Internal | Winter | B20 | 935 | 372 | 0 | 64.56 | 55.39 | 7 | 0
2020 | MAPP_CA_2_MISO_W | MAPP_CA | MISO_W | Internal | Shoulder | B11 | 25 | 1970 | 1970 | 61.96 | 70.51 | 0.01 | 8.54
2020 | MAPP_CA_2_MISO_W | MAPP_CA | MISO_W | Internal | Shoulder | B12 | 200 | 1970 | 1815.14 | 65.86 | 65.87 | 0.01 | 0
2020 | MAPP_CA_2_MISO_W | MAPP_CA | MISO_W | Internal | Shoulder | B13 | 600 | 1970 | 1890.79 | 63.65 | 63.66 | 0.01 | 0
2020 | MAPP_CA_2_MISO_W | MAPP_CA | MISO_W | Internal | Shoulder | B14 | 900 | 1970 | 1653.14 | 61.96 | 61.97 | 0.01 | 0
2020 | MAPP_CA_2_MISO_W | MAPP_CA | MISO_W | Internal | Shoulder | B15 | 1203 | 1970 | 0 | 61.96 | 58.44 | 0.01 | 0
2020 | MAPP_CA_2_MISO_W | MAPP_CA | MISO_W | Internal | Summer | B1 | 10 | 1970 | 1970 | 89.86 | 100.46 | 0.01 | 10.59
2020 | MAPP_CA_2_MISO_W | MAPP_CA | MISO_W | Internal | Summer | B2 | 25 | 1970 | 1970 | 89.86 | 99.15 | 0.01 | 9.27
2020 | MAPP_CA_2_MISO_W | MAPP_CA | MISO_W | Internal | Summer | B3 | 75 | 1970 | 1970 | 89.86 | 99.15 | 0.01 | 9.27
2020 | MAPP_CA_2_MISO_W | MAPP_CA | MISO_W | Internal | Summer | B4 | 100 | 1970 | 1970 | 89.86 | 93.28 | 0.01 | 3.4
2020 | MAPP_CA_2_MISO_W | MAPP_CA | MISO_W | Internal | Summer | B5 | 200 | 1970 | 1970 | 79.93 | 81.62 | 0.01 | 1.68
2020 | MAPP_CA_2_MISO_W | MAPP_CA | MISO_W | Internal | Summer | B6 | 300 | 1970 | 1952.94 | 72.97 | 72.98 | 0.01 | 0
2020 | MAPP_CA_2_MISO_W | MAPP_CA | MISO_W | Internal | Summer | B7 | 400 | 1970 | 1970 | 60.13 | 64.97 | 0.01 | 4.82
2020 | MAPP_CA_2_MISO_W | MAPP_CA | MISO_W | Internal | Summer | B8 | 500 | 1970 | 1970 | 60.13 | 62.14 | 0.01 | 2
2020 | MAPP_CA_2_MISO_W | MAPP_CA | MISO_W | Internal | Summer | B9 | 800 | 1970 | 1747.84 | 60.13 | 60.15 | 0.01 | 0
2020 | MAPP_CA_2_MISO_W | MAPP_CA | MISO_W | Internal | Summer | B10 | 1262 | 1970 | 0 | 60.13 | 58.93 | 0.01 | 0
2020 | MAPP_CA_2_MISO_W | MAPP_CA | MISO_W | Internal | Winter | B16 | 25 | 1970 | 766.3 | 64.56 | 64.58 | 0.01 | 0
2020 | MAPP_CA_2_MISO_W | MAPP_CA | MISO_W | Internal | Winter | B17 | 100 | 1970 | 889.95 | 67.12 | 67.13 | 0.01 | 0
2020 | MAPP_CA_2_MISO_W | MAPP_CA | MISO_W | Internal | Winter | B18 | 400 | 1970 | 978.95 | 67.12 | 67.13 | 0.01 | 0
2020 | MAPP_CA_2_MISO_W | MAPP_CA | MISO_W | Internal | Winter | B19 | 700 | 1970 | 368.93 | 64.56 | 64.58 | 0.01 | 0
2020 | MAPP_CA_2_MISO_W | MAPP_CA | MISO_W | Internal | Winter | B20 | 935 | 1970 | 0 | 64.56 | 59.15 | 0.01 | 0
2020 | MAPP_US_2_MAPP_CA | MAPP_US | MAPP_CA | Internal | Shoulder | B11 | 25 | 165 | 0 | 63.51 | 61.96 | 7 | 0
2020 | MAPP_US_2_MAPP_CA | MAPP_US | MAPP_CA | Internal | Shoulder | B12 | 200 | 165 | 0.06 | 58.87 | 65.86 | 7 | 0
2020 | MAPP_US_2_MAPP_CA | MAPP_US | MAPP_CA | Internal | Shoulder | B13 | 600 | 165 | 0.02 | 56.66 | 63.65 | 7 | 0
2020 | MAPP_US_2_MAPP_CA | MAPP_US | MAPP_CA | Internal | Shoulder | B14 | 900 | 165 | 0 | 56.66 | 61.96 | 7 | 0
2020 | MAPP_US_2_MAPP_CA | MAPP_US | MAPP_CA | Internal | Shoulder | B15 | 1203 | 165 | 165 | 51.44 | 61.96 | 7 | 3.52
2020 | MAPP_US_2_MAPP_CA | MAPP_US | MAPP_CA | Internal | Summer | B1 | 10 | 165 | 0 | 93.46 | 89.86 | 7 | 0
2020 | MAPP_US_2_MAPP_CA | MAPP_US | MAPP_CA | Internal | Summer | B2 | 25 | 165 | 0 | 92.15 | 89.86 | 7 | 0
2020 | MAPP_US_2_MAPP_CA | MAPP_US | MAPP_CA | Internal | Summer | B3 | 75 | 165 | 0 | 92.15 | 89.86 | 7 | 0
2020 | MAPP_US_2_MAPP_CA | MAPP_US | MAPP_CA | Internal | Summer | B4 | 100 | 165 | 0 | 86.28 | 89.86 | 7 | 0
2020 | MAPP_US_2_MAPP_CA | MAPP_US | MAPP_CA | Internal | Summer | B5 | 200 | 165 | 0 | 74.62 | 79.93 | 7 | 0
2020 | MAPP_US_2_MAPP_CA | MAPP_US | MAPP_CA | Internal | Summer | B6 | 300 | 165 | 0.04 | 65.98 | 72.97 | 7 | 0
2020 | MAPP_US_2_MAPP_CA | MAPP_US | MAPP_CA | Internal | Summer | B7 | 400 | 165 | 0 | 57.97 | 60.13 | 7 | 0
2020 | MAPP_US_2_MAPP_CA | MAPP_US | MAPP_CA | Internal | Summer | B8 | 500 | 165 | 0 | 55.45 | 60.13 | 7 | 0
2020 | MAPP_US_2_MAPP_CA | MAPP_US | MAPP_CA | Internal | Summer | B9 | 800 | 165 | 0 | 55.45 | 60.13 | 7 | 0
2020 | MAPP_US_2_MAPP_CA | MAPP_US | MAPP_CA | Internal | Summer | B10 | 1262 | 165 | 0 | 55.45 | 60.13 | 7 | 0
2020 | MAPP_US_2_MAPP_CA | MAPP_US | MAPP_CA | Internal | Winter | B16 | 25 | 165 | 0.48 | 57.58 | 64.56 | 7 | 0
2020 | MAPP_US_2_MAPP_CA | MAPP_US | MAPP_CA | Internal | Winter | B17 | 100 | 165 | 0.13 | 60.13 | 67.12 | 7 | 0
2020 | MAPP_US_2_MAPP_CA | MAPP_US | MAPP_CA | Internal | Winter | B18 | 400 | 165 | 0.03 | 60.13 | 67.12 | 7 | 0
2020 | MAPP_US_2_MAPP_CA | MAPP_US | MAPP_CA | Internal | Winter | B19 | 700 | 165 | 0 | 60.13 | 64.56 | 7 | 0
2020 | MAPP_US_2_MAPP_CA | MAPP_US | MAPP_CA | Internal | Winter | B20 | 935 | 165 | 165 | 55.39 | 64.56 | 7 | 2.17
2020 | MAPP_US_2_MISO_W | MAPP_US | MISO_W | Internal | Shoulder | B11 | 25 | 2635 | 779.48 | 63.51 | 70.51 | 7 | 0
2020 | MAPP_US_2_MISO_W | MAPP_US | MISO_W | Internal | Shoulder | B12 | 200 | 2635 | 704.85 | 58.87 | 65.87 | 7 | 0
2020 | MAPP_US_2_MISO_W | MAPP_US | MISO_W | Internal | Shoulder | B13 | 600 | 2635 | 599.17 | 56.66 | 63.66 | 7 | 0
2020 | MAPP_US_2_MISO_W | MAPP_US | MISO_W | Internal | Shoulder | B14 | 900 | 2635 | 0 | 56.66 | 61.97 | 7 | 0
2020 | MAPP_US_2_MISO_W | MAPP_US | MISO_W | Internal | Shoulder | B15 | 1203 | 2635 | 261.91 | 51.44 | 58.44 | 7 | 0
2020 | MAPP_US_2_MISO_W | MAPP_US | MISO_W | Internal | Summer | B1 | 10 | 2635 | 841.49 | 93.46 | 100.46 | 7 | 0
2020 | MAPP_US_2_MISO_W | MAPP_US | MISO_W | Internal | Summer | B2 | 25 | 2635 | 1015.75 | 92.15 | 99.15 | 7 | 0
2020 | MAPP_US_2_MISO_W | MAPP_US | MISO_W | Internal | Summer | B3 | 75 | 2635 | 948.62 | 92.15 | 99.15 | 7 | 0
2020 | MAPP_US_2_MISO_W | MAPP_US | MISO_W | Internal | Summer | B4 | 100 | 2635 | 1018.76 | 86.28 | 93.28 | 7 | 0
2020 | MAPP_US_2_MISO_W | MAPP_US | MISO_W | Internal | Summer | B5 | 200 | 2635 | 891.22 | 74.62 | 81.62 | 7 | 0
2020 | MAPP_US_2_MISO_W | MAPP_US | MISO_W | Internal | Summer | B6 | 300 | 2635 | 885.63 | 65.98 | 72.98 | 7 | 0
2020 | MAPP_US_2_MISO_W | MAPP_US | MISO_W | Internal | Summer | B7 | 400 | 2635 | 538.11 | 57.97 | 64.97 | 7 | 0
2020 | MAPP_US_2_MISO_W | MAPP_US | MISO_W | Internal | Summer | B8 | 500 | 2635 | 0 | 55.45 | 62.14 | 7 | 0
2020 | MAPP_US_2_MISO_W | MAPP_US | MISO_W | Internal | Summer | B9 | 800 | 2635 | 0 | 55.45 | 60.15 | 7 | 0
2020 | MAPP_US_2_MISO_W | MAPP_US | MISO_W | Internal | Summer | B10 | 1262 | 2635 | 0 | 55.45 | 58.93 | 7 | 0
2020 | MAPP_US_2_MISO_W | MAPP_US | MISO_W | Internal | Winter | B16 | 25 | 2635 | 1600.87 | 57.58 | 64.58 | 7 | 0
2020 | MAPP_US_2_MISO_W | MAPP_US | MISO_W | Internal | Winter | B17 | 100 | 2635 | 1655.24 | 60.13 | 67.13 | 7 | 0
2020 | MAPP_US_2_MISO_W | MAPP_US | MISO_W | Internal | Winter | B18 | 400 | 2635 | 314.2 | 60.13 | 67.13 | 7 | 0
2020 | MAPP_US_2_MISO_W | MAPP_US | MISO_W | Internal | Winter | B19 | 700 | 2635 | 0 | 60.13 | 64.58 | 7 | 0
2020 | MAPP_US_2_MISO_W | MAPP_US | MISO_W | Internal | Winter | B20 | 935 | 2635 | 0 | 55.39 | 59.15 | 7 | 0
2020 | MAPP_US_2_NE | MAPP_US | NE | Internal | Shoulder | B11 | 25 | 2000 | 0 | 63.51 | 65.51 | 7 | 0
2020 | MAPP_US_2_NE | MAPP_US | NE | Internal | Shoulder | B12 | 200 | 2000 | 0 | 58.87 | 60.87 | 7 | 0
2020 | MAPP_US_2_NE | MAPP_US | NE | Internal | Shoulder | B13 | 600 | 2000 | 0 | 56.66 | 58.66 | 7 | 0
2020 | MAPP_US_2_NE | MAPP_US | NE | Internal | Shoulder | B14 | 900 | 2000 | 0 | 56.66 | 54.37 | 7 | 0
2020 | MAPP_US_2_NE | MAPP_US | NE | Internal | Shoulder | B15 | 1203 | 2000 | 0 | 51.44 | 46.44 | 7 | 0
2020 | MAPP_US_2_NE | MAPP_US | NE | Internal | Summer | B1 | 10 | 2000 | 0 | 93.46 | 95.46 | 7 | 0
2020 | MAPP_US_2_NE | MAPP_US | NE | Internal | Summer | B2 | 25 | 2000 | 0 | 92.15 | 94.15 | 7 | 0
2020 | MAPP_US_2_NE | MAPP_US | NE | Internal | Summer | B3 | 75 | 2000 | 0 | 92.15 | 94.15 | 7 | 0
2020 | MAPP_US_2_NE | MAPP_US | NE | Internal | Summer | B4 | 100 | 2000 | 0 | 86.28 | 88.28 | 7 | 0
2020 | MAPP_US_2_NE | MAPP_US | NE | Internal | Summer | B5 | 200 | 2000 | 0 | 74.62 | 76.62 | 7 | 0
2020 | MAPP_US_2_NE | MAPP_US | NE | Internal | Summer | B6 | 300 | 2000 | 0 | 65.98 | 67.98 | 7 | 0
2020 | MAPP_US_2_NE | MAPP_US | NE | Internal | Summer | B7 | 400 | 2000 | 0 | 57.97 | 59.97 | 7 | 0
2020 | MAPP_US_2_NE | MAPP_US | NE | Internal | Summer | B8 | 500 | 2000 | 0 | 55.45 | 57.14 | 7 | 0
2020 | MAPP_US_2_NE | MAPP_US | NE | Internal | Summer | B9 | 800 | 2000 | 0 | 55.45 | 55.15 | 7 | 0
2020 | MAPP_US_2_NE | MAPP_US | NE | Internal | Summer | B10 | 1262 | 2000 | 0 | 55.45 | 53.93 | 7 | 0
2020 | MAPP_US_2_NE | MAPP_US | NE | Internal | Winter | B16 | 25 | 2000 | 0 | 57.58 | 40.66 | 7 | 0
2020 | MAPP_US_2_NE | MAPP_US | NE | Internal | Winter | B17 | 100 | 2000 | 0 | 60.13 | 55.13 | 7 | 0
2020 | MAPP_US_2_NE | MAPP_US | NE | Internal | Winter | B18 | 400 | 2000 | 0 | 60.13 | 59.58 | 7 | 0
2020 | MAPP_US_2_NE | MAPP_US | NE | Internal | Winter | B19 | 700 | 2000 | 0 | 60.13 | 59.58 | 7 | 0
2020 | MAPP_US_2_NE | MAPP_US | NE | Internal | Winter | B20 | 935 | 2000 | 0 | 55.39 | 50.39 | 7 | 0
2020 | MARITIMES_2_NEISO | MARITIMES | NEISO | Internal | Shoulder | B11 | 25 | 99999 | 1720.66 | 61.5 | 61.51 | 0.01 | 0
2020 | MARITIMES_2_NEISO | MARITIMES | NEISO | Internal | Shoulder | B12 | 200 | 99999 | 1717.44 | 59.98 | 59.99 | 0.01 | 0
2020 | MARITIMES_2_NEISO | MARITIMES | NEISO | Internal | Shoulder | B13 | 600 | 99999 | 1704.79 | 59.98 | 59.99 | 0.01 | 0
2020 | MARITIMES_2_NEISO | MARITIMES | NEISO | Internal | Shoulder | B14 | 900 | 99999 | 1682.64 | 59.98 | 59.99 | 0.01 | 0
2020 | MARITIMES_2_NEISO | MARITIMES | NEISO | Internal | Shoulder | B15 | 1203 | 99999 | 648.08 | 59.98 | 59.99 | 0.01 | 0
2020 | MARITIMES_2_NEISO | MARITIMES | NEISO | Internal | Summer | B1 | 10 | 99999 | 1900.1 | 105.46 | 105.48 | 0.01 | 0
2020 | MARITIMES_2_NEISO | MARITIMES | NEISO | Internal | Summer | B2 | 25 | 99999 | 1878.84 | 94.95 | 94.96 | 0.01 | 0
2020 | MARITIMES_2_NEISO | MARITIMES | NEISO | Internal | Summer | B3 | 75 | 99999 | 1836.38 | 80.54 | 80.55 | 0.01 | 0
2020 | MARITIMES_2_NEISO | MARITIMES | NEISO | Internal | Summer | B4 | 100 | 99999 | 1799.97 | 78.91 | 78.92 | 0.01 | 0
2020 | MARITIMES_2_NEISO | MARITIMES | NEISO | Internal | Summer | B5 | 200 | 99999 | 1780.16 | 58.62 | 58.63 | 0.01 | 0
2020 | MARITIMES_2_NEISO | MARITIMES | NEISO | Internal | Summer | B6 | 300 | 99999 | 1757.82 | 58.62 | 58.63 | 0.01 | 0
2020 | MARITIMES_2_NEISO | MARITIMES | NEISO | Internal | Summer | B7 | 400 | 99999 | 1732.23 | 58.62 | 58.63 | 0.01 | 0
2020 | MARITIMES_2_NEISO | MARITIMES | NEISO | Internal | Summer | B8 | 500 | 99999 | 1712.1 | 58.62 | 58.63 | 0.01 | 0
2020 | MARITIMES_2_NEISO | MARITIMES | NEISO | Internal | Summer | B9 | 800 | 99999 | 1687.45 | 58.62 | 58.63 | 0.01 | 0
2020 | MARITIMES_2_NEISO | MARITIMES | NEISO | Internal | Summer | B10 | 1262 | 99999 | 465.06 | 58.62 | 58.63 | 0.01 | 0
2020 | MARITIMES_2_NEISO | MARITIMES | NEISO | Internal | Winter | B16 | 25 | 99999 | 1765.23 | 70.43 | 70.44 | 0.01 | 0
2020 | MARITIMES_2_NEISO | MARITIMES | NEISO | Internal | Winter | B17 | 100 | 99999 | 1747.34 | 69.11 | 69.12 | 0.01 | 0
2020 | MARITIMES_2_NEISO | MARITIMES | NEISO | Internal | Winter | B18 | 400 | 99999 | 1733.65 | 67.48 | 67.49 | 0.01 | 0
2020 | MARITIMES_2_NEISO | MARITIMES | NEISO | Internal | Winter | B19 | 700 | 99999 | 1708.15 | 67.48 | 67.49 | 0.01 | 0
2020 | MARITIMES_2_NEISO | MARITIMES | NEISO | Internal | Winter | B20 | 935 | 99999 | 723.43 | 67.48 | 67.49 | 0.01 | 0
2020 | MISO_IN_2_MISO_MI | MISO_IN | MISO_MI | Internal | Shoulder | B11 | 25 | 5768 | 2957.96 | 70.51 | 70.53 | 0.01 | 0
2020 | MISO_IN_2_MISO_MI | MISO_IN | MISO_MI | Internal | Shoulder | B12 | 200 | 5768 | 3977.07 | 65.87 | 65.89 | 0.01 | 0
2020 | MISO_IN_2_MISO_MI | MISO_IN | MISO_MI | Internal | Shoulder | B13 | 600 | 5768 | 3379.89 | 63.66 | 63.67 | 0.01 | 0
2020 | MISO_IN_2_MISO_MI | MISO_IN | MISO_MI | Internal | Shoulder | B14 | 900 | 5768 | 4403.58 | 61.97 | 61.99 | 0.01 | 0
2020 | MISO_IN_2_MISO_MI | MISO_IN | MISO_MI | Internal | Shoulder | B15 | 1203 | 5768 | 2492.66 | 58.44 | 58.46 | 0.01 | 0
2020 | MISO_IN_2_MISO_MI | MISO_IN | MISO_MI | Internal | Summer | B1 | 10 | 5768 | 2520.07 | 100.46 | 100.48 | 0.01 | 0
2020 | MISO_IN_2_MISO_MI | MISO_IN | MISO_MI | Internal | Summer | B2 | 25 | 5768 | 1857.1 | 99.86 | 99.87 | 0.01 | 0
2020 | MISO_IN_2_MISO_MI | MISO_IN | MISO_MI | Internal | Summer | B3 | 75 | 5768 | 2678.73 | 99.15 | 99.16 | 0.01 | 0
2020 | MISO_IN_2_MISO_MI | MISO_IN | MISO_MI | Internal | Summer | B4 | 100 | 5768 | 1498.52 | 93.28 | 93.29 | 0.01 | 0
2020 | MISO_IN_2_MISO_MI | MISO_IN | MISO_MI | Internal | Summer | B5 | 200 | 5768 | 579.61 | 81.62 | 81.63 | 0.01 | 0
2020 | MISO_IN_2_MISO_MI | MISO_IN | MISO_MI | Internal | Summer | B6 | 300 | 5768 | 3217.78 | 72.98 | 73 | 0.01 | 0
2020 | MISO_IN_2_MISO_MI | MISO_IN | MISO_MI | Internal | Summer | B7 | 400 | 5768 | 3773.21 | 64.97 | 64.98 | 0.01 | 0
2020 | MISO_IN_2_MISO_MI | MISO_IN | MISO_MI | Internal | Summer | B8 | 500 | 5768 | 3347.05 | 62.14 | 62.16 | 0.01 | 0
2020 | MISO_IN_2_MISO_MI | MISO_IN | MISO_MI | Internal | Summer | B9 | 800 | 5768 | 2778.65 | 61.19 | 61.2 | 0.01 | 0
2020 | MISO_IN_2_MISO_MI | MISO_IN | MISO_MI | Internal | Summer | B10 | 1262 | 5768 | 3335.98 | 58.93 | 58.95 | 0.01 | 0
2020 | MISO_IN_2_MISO_MI | MISO_IN | MISO_MI | Internal | Winter | B16 | 25 | 5768 | 2591.38 | 74.94 | 74.95 | 0.01 | 0
2020 | MISO_IN_2_MISO_MI | MISO_IN | MISO_MI | Internal | Winter | B17 | 100 | 5768 | 3026.61 | 68.49 | 68.5 | 0.01 | 0
2020 | MISO_IN_2_MISO_MI | MISO_IN | MISO_MI | Internal | Winter | B18 | 400 | 5768 | 2761.72 | 67.13 | 67.14 | 0.01 | 0
2020 | MISO_IN_2_MISO_MI | MISO_IN | MISO_MI | Internal | Winter | B19 | 700 | 5768 | 2359.54 | 64.58 | 64.59 | 0.01 | 0
2020 | MISO_IN_2_MISO_MI | MISO_IN | MISO_MI | Internal | Winter | B20 | 935 | 5768 | 1369.55 | 59.17 | 59.19 | 0.01 | 0
2020 | MISO_IN_2_MISO_MO-IL | MISO_IN | MISO_MO-IL | Internal | Shoulder | B11 | 25 | 5000 | 1167.41 | 70.51 | 70.53 | 0.01 | 0
2020 | MISO_IN_2_MISO_MO-IL | MISO_IN | MISO_MO-IL | Internal | Shoulder | B12 | 200 | 5000 | 1001.1 | 65.87 | 65.89 | 0.01 | 0
2020 | MISO_IN_2_MISO_MO-IL | MISO_IN | MISO_MO-IL | Internal | Shoulder | B13 | 600 | 5000 | 1976.32 | 63.66 | 63.67 | 0.01 | 0
2020 | MISO_IN_2_MISO_MO-IL | MISO_IN | MISO_MO-IL | Internal | Shoulder | B14 | 900 | 5000 | 575.54 | 61.97 | 61.99 | 0.01 | 0
2020 | MISO_IN_2_MISO_MO-IL | MISO_IN | MISO_MO-IL | Internal | Shoulder | B15 | 1203 | 5000 | 809 | 58.44 | 58.46 | 0.01 | 0
2020 | MISO_IN_2_MISO_MO-IL | MISO_IN | MISO_MO-IL | Internal | Summer | B1 | 10 | 5000 | 1282.45 | 100.46 | 100.48 | 0.01 | 0
2020 | MISO_IN_2_MISO_MO-IL | MISO_IN | MISO_MO-IL | Internal | Summer | B2 | 25 | 5000 | 823.64 | 99.86 | 99.87 | 0.01 | 0
2020 | MISO_IN_2_MISO_MO-IL | MISO_IN | MISO_MO-IL | Internal | Summer | B3 | 75 | 5000 | 915.71 | 99.15 | 99.16 | 0.01 | 0
2020 | MISO_IN_2_MISO_MO-IL | MISO_IN | MISO_MO-IL | Internal | Summer | B4 | 100 | 5000 | 3062.19 | 93.28 | 93.29 | 0.01 | 0
2020 | MISO_IN_2_MISO_MO-IL | MISO_IN | MISO_MO-IL | Internal | Summer | B5 | 200 | 5000 | 4097.99 | 81.62 | 81.63 | 0.01 | 0
2020 | MISO_IN_2_MISO_MO-IL | MISO_IN | MISO_MO-IL | Internal | Summer | B6 | 300 | 5000 | 2915.87 | 72.98 | 73 | 0.01 | 0
2020 | MISO_IN_2_MISO_MO-IL | MISO_IN | MISO_MO-IL | Internal | Summer | B7 | 400 | 5000 | 3228.02 | 64.97 | 64.98 | 0.01 | 0
2020 | MISO_IN_2_MISO_MO-IL | MISO_IN | MISO_MO-IL | Internal | Summer | B8 | 500 | 5000 | 3071.56 | 62.14 | 62.16 | 0.01 | 0
2020 | MISO_IN_2_MISO_MO-IL | MISO_IN | MISO_MO-IL | Internal | Summer | B9 | 800 | 5000 | 2618.24 | 61.19 | 61.2 | 0.01 | 0
2020 | MISO_IN_2_MISO_MO-IL | MISO_IN | MISO_MO-IL | Internal | Summer | B10 | 1262 | 5000 | 1256.85 | 58.93 | 58.95 | 0.01 | 0
2020 | MISO_IN_2_MISO_MO-IL | MISO_IN | MISO_MO-IL | Internal | Winter | B16 | 25 | 5000 | 0.26 | 74.94 | 74.92 | 0.01 | 0
2020 | MISO_IN_2_MISO_MO-IL | MISO_IN | MISO_MO-IL | Internal | Winter | B17 | 100 | 5000 | 0.07 | 68.49 | 68.48 | 0.01 | 0
2020 | MISO_IN_2_MISO_MO-IL | MISO_IN | MISO_MO-IL | Internal | Winter | B18 | 400 | 5000 | 1047.19 | 67.13 | 67.14 | 0.01 | 0
2020 | MISO_IN_2_MISO_MO-IL | MISO_IN | MISO_MO-IL | Internal | Winter | B19 | 700 | 5000 | 770.19 | 64.58 | 64.59 | 0.01 | 0
2020 | MISO_IN_2_MISO_MO-IL | MISO_IN | MISO_MO-IL | Internal | Winter | B20 | 935 | 5000 | 0 | 59.17 | 59.16 | 0.01 | 0
2020 | MISO_IN_2_NonRTO_Midwest | MISO_IN | NonRTO_Midwest | Internal | Shoulder | B11 | 25 | 4800 | 1414.61 | 70.51 | 78.51 | 8 | 0
2020 | MISO_IN_2_NonRTO_Midwest | MISO_IN | NonRTO_Midwest | Internal | Shoulder | B12 | 200 | 4800 | 821.57 | 65.87 | 73.87 | 8 | 0
2020 | MISO_IN_2_NonRTO_Midwest | MISO_IN | NonRTO_Midwest | Internal | Shoulder | B13 | 600 | 4800 | 266.46 | 63.66 | 71.66 | 8 | 0
2020 | MISO_IN_2_NonRTO_Midwest | MISO_IN | NonRTO_Midwest | Internal | Shoulder | B14 | 900 | 4800 | 0 | 61.97 | 66.19 | 8 | 0
2020 | MISO_IN_2_NonRTO_Midwest | MISO_IN | NonRTO_Midwest | Internal | Shoulder | B15 | 1203 | 4800 | 0 | 58.44 | 64.9 | 8 | 0
2020 | MISO_IN_2_NonRTO_Midwest | MISO_IN | NonRTO_Midwest | Internal | Summer | B1 | 10 | 4800 | 447.1 | 100.46 | 108.46 | 8 | 0
2020 | MISO_IN_2_NonRTO_Midwest | MISO_IN | NonRTO_Midwest | Internal | Summer | B2 | 25 | 4800 | 2343.01 | 99.86 | 107.86 | 8 | 0
2020 | MISO_IN_2_NonRTO_Midwest | MISO_IN | NonRTO_Midwest | Internal | Summer | B3 | 75 | 4800 | 1838.06 | 99.15 | 107.15 | 8 | 0
2020 | MISO_IN_2_NonRTO_Midwest | MISO_IN | NonRTO_Midwest | Internal | Summer | B4 | 100 | 4800 | 1417.51 | 93.28 | 101.28 | 8 | 0
2020 | MISO_IN_2_NonRTO_Midwest | MISO_IN | NonRTO_Midwest | Internal | Summer | B5 | 200 | 4800 | 1098.54 | 81.62 | 89.62 | 8 | 0
2020 | MISO_IN_2_NonRTO_Midwest | MISO_IN | NonRTO_Midwest | Internal | Summer | B6 | 300 | 4800 | 513.27 | 72.98 | 80.98 | 8 | 0
2020 | MISO_IN_2_NonRTO_Midwest | MISO_IN | NonRTO_Midwest | Internal | Summer | B7 | 400 | 4800 | 17.47 | 64.97 | 72.97 | 8 | 0
2020 | MISO_IN_2_NonRTO_Midwest | MISO_IN | NonRTO_Midwest | Internal | Summer | B8 | 500 | 4800 | 0 | 62.14 | 66.19 | 8 | 0
2020 | MISO_IN_2_NonRTO_Midwest | MISO_IN | NonRTO_Midwest | Internal | Summer | B9 | 800 | 4800 | 0 | 61.19 | 65.67 | 8 | 0
2020 | MISO_IN_2_NonRTO_Midwest | MISO_IN | NonRTO_Midwest | Internal | Summer | B10 | 1262 | 4800 | 0 | 58.93 | 63.42 | 8 | 0
2020 | MISO_IN_2_NonRTO_Midwest | MISO_IN | NonRTO_Midwest | Internal | Winter | B16 | 25 | 4800 | 2579.14 | 74.94 | 82.94 | 8 | 0
2020 | MISO_IN_2_NonRTO_Midwest | MISO_IN | NonRTO_Midwest | Internal | Winter | B17 | 100 | 4800 | 1517.77 | 68.49 | 76.49 | 8 | 0
2020 | MISO_IN_2_NonRTO_Midwest | MISO_IN | NonRTO_Midwest | Internal | Winter | B18 | 400 | 4800 | 661.27 | 67.13 | 75.13 | 8 | 0
2020 | MISO_IN_2_NonRTO_Midwest | MISO_IN | NonRTO_Midwest | Internal | Winter | B19 | 700 | 4800 | 0 | 64.58 | 70.27 | 8 | 0
2020 | MISO_IN_2_NonRTO_Midwest | MISO_IN | NonRTO_Midwest | Internal | Winter | B20 | 935 | 4800 | 0 | 59.17 | 65.99 | 8 | 0
2020 | MISO_IN_2_PJM_ROR | MISO_IN | PJM_ROR | Internal | Shoulder | B11 | 25 | 1253 | 448.52 | 70.51 | 72.51 | 2 | 0
2020 | MISO_IN_2_PJM_ROR | MISO_IN | PJM_ROR | Internal | Shoulder | B12 | 200 | 1253 | 408.74 | 65.87 | 67.87 | 2 | 0
2020 | MISO_IN_2_PJM_ROR | MISO_IN | PJM_ROR | Internal | Shoulder | B13 | 600 | 1253 | 63.67 | 63.66 | 65.66 | 2 | 0
2020 | MISO_IN_2_PJM_ROR | MISO_IN | PJM_ROR | Internal | Shoulder | B14 | 900 | 1253 | 398.45 | 61.97 | 63.97 | 2 | 0
2020 | MISO_IN_2_PJM_ROR | MISO_IN | PJM_ROR | Internal | Shoulder | B15 | 1203 | 1253 | 702.54 | 58.44 | 60.44 | 2 | 0
2020 | MISO_IN_2_PJM_ROR | MISO_IN | PJM_ROR | Internal | Summer | B1 | 10 | 1253 | 529.09 | 100.46 | 102.46 | 2 | 0
2020 | MISO_IN_2_PJM_ROR | MISO_IN | PJM_ROR | Internal | Summer | B2 | 25 | 1253 | 0 | 99.86 | 101.15 | 2 | 0
2020 | MISO_IN_2_PJM_ROR | MISO_IN | PJM_ROR | Internal | Summer | B3 | 75 | 1253 | 403.18 | 99.15 | 101.15 | 2 | 0
2020 | MISO_IN_2_PJM_ROR | MISO_IN | PJM_ROR | Internal | Summer | B4 | 100 | 1253 | 349.55 | 93.28 | 95.28 | 2 | 0
2020 | MISO_IN_2_PJM_ROR | MISO_IN | PJM_ROR | Internal | Summer | B5 | 200 | 1253 | 1053.88 | 81.62 | 83.62 | 2 | 0
2020 | MISO_IN_2_PJM_ROR | MISO_IN | PJM_ROR | Internal | Summer | B6 | 300 | 1253 | 386.14 | 72.98 | 74.98 | 2 | 0
2020 | MISO_IN_2_PJM_ROR | MISO_IN | PJM_ROR | Internal | Summer | B7 | 400 | 1253 | 318.43 | 64.97 | 66.97 | 2 | 0
2020 | MISO_IN_2_PJM_ROR | MISO_IN | PJM_ROR | Internal | Summer | B8 | 500 | 1253 | 489.08 | 62.14 | 64.14 | 2 | 0
2020 | MISO_IN_2_PJM_ROR | MISO_IN | PJM_ROR | Internal | Summer | B9 | 800 | 1253 | 0 | 61.19 | 62.15 | 2 | 0
2020 | MISO_IN_2_PJM_ROR | MISO_IN | PJM_ROR | Internal | Summer | B10 | 1262 | 1253 | 303.34 | 58.93 | 60.93 | 2 | 0
2020 | MISO_IN_2_PJM_ROR | MISO_IN | PJM_ROR | Internal | Winter | B16 | 25 | 1253 | 340.8 | 74.94 | 76.94 | 2 | 0
2020 | MISO_IN_2_PJM_ROR | MISO_IN | PJM_ROR | Internal | Winter | B17 | 100 | 1253 | 1190.99 | 68.49 | 70.49 | 2 | 0
2020 | MISO_IN_2_PJM_ROR | MISO_IN | PJM_ROR | Internal | Winter | B18 | 400 | 1253 | 234.54 | 67.13 | 69.13 | 2 | 0
2020 | MISO_IN_2_PJM_ROR | MISO_IN | PJM_ROR | Internal | Winter | B19 | 700 | 1253 | 486.66 | 64.58 | 66.58 | 2 | 0
2020 | MISO_IN_2_PJM_ROR | MISO_IN | PJM_ROR | Internal | Winter | B20 | 935 | 1253 | 0 | 59.17 | 61.15 | 2 | 0
2020 | MISO_MI_2_IESO | MISO_MI | IESO | Internal | Shoulder | B11 | 25 | 2331 | 0 | 70.53 | 47.99 | 8 | 0
2020 | MISO_MI_2_IESO | MISO_MI | IESO | Internal | Shoulder | B12 | 200 | 2331 | 0 | 65.89 | 47.99 | 8 | 0
2020 | MISO_MI_2_IESO | MISO_MI | IESO | Internal | Shoulder | B13 | 600 | 2331 | 0 | 63.67 | 47.99 | 8 | 0
2020 | MISO_MI_2_IESO | MISO_MI | IESO | Internal | Shoulder | B14 | 900 | 2331 | 0 | 61.99 | 47.99 | 8 | 0
2020 | MISO_MI_2_IESO | MISO_MI | IESO | Internal | Shoulder | B15 | 1203 | 2331 | 0 | 58.46 | 47.99 | 8 | 0
2020 | MISO_MI_2_IESO | MISO_MI | IESO | Internal | Summer | B1 | 10 | 2331 | 0 | 100.48 | 87.48 | 8 | 0
2020 | MISO_MI_2_IESO | MISO_MI | IESO | Internal | Summer | B2 | 25 | 2331 | 0 | 99.87 | 86.16 | 8 | 0
2020 | MISO_MI_2_IESO | MISO_MI | IESO | Internal | Summer | B3 | 75 | 2331 | 0 | 99.16 | 74.92 | 8 | 0
2020 | MISO_MI_2_IESO | MISO_MI | IESO | Internal | Summer | B4 | 100 | 2331 | 0 | 93.29 | 47.04 | 8 | 0
2020 | MISO_MI_2_IESO | MISO_MI | IESO | Internal | Summer | B5 | 200 | 2331 | 0 | 81.63 | 47.04 | 8 | 0
2020 | MISO_MI_2_IESO | MISO_MI | IESO | Internal | Summer | B6 | 300 | 2331 | 0 | 73 | 47.04 | 8 | 0
2020 | MISO_MI_2_IESO | MISO_MI | IESO | Internal | Summer | B7 | 400 | 2331 | 0 | 64.98 | 47.04 | 8 | 0
2020 | MISO_MI_2_IESO | MISO_MI | IESO | Internal | Summer | B8 | 500 | 2331 | 0 | 62.16 | 47.04 | 8 | 0
2020 | MISO_MI_2_IESO | MISO_MI | IESO | Internal | Summer | B9 | 800 | 2331 | 0 | 61.2 | 47.04 | 8 | 0
2020 | MISO_MI_2_IESO | MISO_MI | IESO | Internal | Summer | B10 | 1262 | 2331 | 0 | 58.95 | 47.04 | 8 | 0
2020 | MISO_MI_2_IESO | MISO_MI | IESO | Internal | Winter | B16 | 25 | 2331 | 0 | 74.95 | 49.92 | 8 | 0
2020 | MISO_MI_2_IESO | MISO_MI | IESO | Internal | Winter | B17 | 100 | 2331 | 0 | 68.5 | 49.92 | 8 | 0
2020 | MISO_MI_2_IESO | MISO_MI | IESO | Internal | Winter | B18 | 400 | 2331 | 0 | 67.14 | 49.92 | 8 | 0
2020 | MISO_MI_2_IESO | MISO_MI | IESO | Internal | Winter | B19 | 700 | 2331 | 0 | 64.59 | 49.92 | 8 | 0
2020 | MISO_MI_2_IESO | MISO_MI | IESO | Internal | Winter | B20 | 935 | 2331 | 0 | 59.19 | 49.92 | 8 | 0
2020 | MISO_MI_2_MISO_IN | MISO_MI | MISO_IN | Internal | Shoulder | B11 | 25 | 2813 | 0.27 | 70.53 | 70.51 | 0.01 | 0
2020 | MISO_MI_2_MISO_IN | MISO_MI | MISO_IN | Internal | Shoulder | B12 | 200 | 2813 | 0.03 | 65.89 | 65.87 | 0.01 | 0
2020 | MISO_MI_2_MISO_IN | MISO_MI | MISO_IN | Internal | Shoulder | B13 | 600 | 2813 | 0.01 | 63.67 | 63.66 | 0.01 | 0
2020 | MISO_MI_2_MISO_IN | MISO_MI | MISO_IN | Internal | Shoulder | B14 | 900 | 2813 | 0 | 61.99 | 61.97 | 0.01 | 0
2020 | MISO_MI_2_MISO_IN | MISO_MI | MISO_IN | Internal | Shoulder | B15 | 1203 | 2813 | 0 | 58.46 | 58.44 | 0.01 | 0
2020 | MISO_MI_2_MISO_IN | MISO_MI | MISO_IN | Internal | Summer | B1 | 10 | 2813 | 0.66 | 100.48 | 100.46 | 0.01 | 0
2020 | MISO_MI_2_MISO_IN | MISO_MI | MISO_IN | Internal | Summer | B2 | 25 | 2813 | 0.27 | 99.87 | 99.86 | 0.01 | 0
2020 | MISO_MI_2_MISO_IN | MISO_MI | MISO_IN | Internal | Summer | B3 | 75 | 2813 | 0.09 | 99.16 | 99.15 | 0.01 | 0
2020 | MISO_MI_2_MISO_IN | MISO_MI | MISO_IN | Internal | Summer | B4 | 100 | 2813 | 0.07 | 93.29 | 93.28 | 0.01 | 0
2020 | MISO_MI_2_MISO_IN | MISO_MI | MISO_IN | Internal | Summer | B5 | 200 | 2813 | 0.04 | 81.63 | 81.62 | 0.01 | 0
2020 | MISO_MI_2_MISO_IN | MISO_MI | MISO_IN | Internal | Summer | B6 | 300 | 2813 | 0.02 | 73 | 72.98 | 0.01 | 0
2020 | MISO_MI_2_MISO_IN | MISO_MI | MISO_IN | Internal | Summer | B7 | 400 | 2813 | 0.02 | 64.98 | 64.97 | 0.01 | 0
2020 | MISO_MI_2_MISO_IN | MISO_MI | MISO_IN | Internal | Summer | B8 | 500 | 2813 | 0.01 | 62.16 | 62.14 | 0.01 | 0
2020 | MISO_MI_2_MISO_IN | MISO_MI | MISO_IN | Internal | Summer | B9 | 800 | 2813 | 0 | 61.2 | 61.19 | 0.01 | 0
2020 | MISO_MI_2_MISO_IN | MISO_MI | MISO_IN | Internal | Summer | B10 | 1262 | 2813 | 0 | 58.95 | 58.93 | 0.01 | 0
2020 | MISO_MI_2_MISO_IN | MISO_MI | MISO_IN | Internal | Winter | B16 | 25 | 2813 | 0.27 | 74.95 | 74.94 | 0.01 | 0
2020 | MISO_MI_2_MISO_IN | MISO_MI | MISO_IN | Internal | Winter | B17 | 100 | 2813 | 0.07 | 68.5 | 68.49 | 0.01 | 0
2020 | MISO_MI_2_MISO_IN | MISO_MI | MISO_IN | Internal | Winter | B18 | 400 | 2813 | 0.02 | 67.14 | 67.13 | 0.01 | 0
2020 | MISO_MI_2_MISO_IN | MISO_MI | MISO_IN | Internal | Winter | B19 | 700 | 2813 | 0.01 | 64.59 | 64.58 | 0.01 | 0
2020 | MISO_MI_2_MISO_IN | MISO_MI | MISO_IN | Internal | Winter | B20 | 935 | 2813 | 0 | 59.19 | 59.17 | 0.01 | 0
2020 | MISO_MI_2_MISO_WUMS | MISO_MI | MISO_WUMS | Internal | Shoulder | B11 | 25 | 805 | 0.25 | 70.53 | 70.51 | 0.01 | 0
2020 | MISO_MI_2_MISO_WUMS | MISO_MI | MISO_WUMS | Internal | Shoulder | B12 | 200 | 805 | 0.03 | 65.89 | 65.87 | 0.01 | 0
2020 | MISO_MI_2_MISO_WUMS | MISO_MI | MISO_WUMS | Internal | Shoulder | B13 | 600 | 805 | 0.01 | 63.67 | 63.66 | 0.01 | 0
2020 | MISO_MI_2_MISO_WUMS | MISO_MI | MISO_WUMS | Internal | Shoulder | B14 | 900 | 805 | 0.02 | 61.99 | 61.99 | 0.01 | 0
2020 | MISO_MI_2_MISO_WUMS | MISO_MI | MISO_WUMS | Internal | Shoulder | B15 | 1203 | 805 | 0 | 58.46 | 58.44 | 0.01 | 0
2020 | MISO_MI_2_MISO_WUMS | MISO_MI | MISO_WUMS | Internal | Summer | B1 | 10 | 805 | 0.63 | 100.48 | 100.46 | 0.01 | 0
2020 | MISO_MI_2_MISO_WUMS | MISO_MI | MISO_WUMS | Internal | Summer | B2 | 25 | 805 | 0 | 99.87 | 99.15 | 0.01 | 0
2020 | MISO_MI_2_MISO_WUMS | MISO_MI | MISO_WUMS | Internal | Summer | B3 | 75 | 805 | 0.09 | 99.16 | 99.15 | 0.01 | 0
2020 | MISO_MI_2_MISO_WUMS | MISO_MI | MISO_WUMS | Internal | Summer | B4 | 100 | 805 | 0.07 | 93.29 | 93.28 | 0.01 | 0
2020 | MISO_MI_2_MISO_WUMS | MISO_MI | MISO_WUMS | Internal | Summer | B5 | 200 | 805 | 0.02 | 81.63 | 81.61 | 0.01 | 0
2020 | MISO_MI_2_MISO_WUMS | MISO_MI | MISO_WUMS | Internal | Summer | B6 | 300 | 805 | 0.02 | 73 | 72.97 | 0.01 | 0
2020 | MISO_MI_2_MISO_WUMS | MISO_MI | MISO_WUMS | Internal | Summer | B7 | 400 | 805 | 0.02 | 64.98 | 64.97 | 0.01 | 0
2020 | MISO_MI_2_MISO_WUMS | MISO_MI | MISO_WUMS | Internal | Summer | B8 | 500 | 805 | 0.01 | 62.16 | 62.14 | 0.01 | 0
2020 | MISO_MI_2_MISO_WUMS | MISO_MI | MISO_WUMS | Internal | Summer | B9 | 800 | 805 | 0 | 61.2 | 60.16 | 0.01 | 0
2020 | MISO_MI_2_MISO_WUMS | MISO_MI | MISO_WUMS | Internal | Summer | B10 | 1262 | 805 | 0 | 58.95 | 58.93 | 0.01 | 0
2020 | MISO_MI_2_MISO_WUMS | MISO_MI | MISO_WUMS | Internal | Winter | B16 | 25 | 805 | 0 | 74.95 | 70.5 | 0.01 | 0
2020 | MISO_MI_2_MISO_WUMS | MISO_MI | MISO_WUMS | Internal | Winter | B17 | 100 | 805 | 0.07 | 68.5 | 68.49 | 0.01 | 0
2020 | MISO_MI_2_MISO_WUMS | MISO_MI | MISO_WUMS | Internal | Winter | B18 | 400 | 805 | 0.02 | 67.14 | 67.13 | 0.01 | 0
2020 | MISO_MI_2_MISO_WUMS | MISO_MI | MISO_WUMS | Internal | Winter | B19 | 700 | 805 | 0.02 | 64.59 | 64.59 | 0.01 | 0
2020 | MISO_MI_2_MISO_WUMS | MISO_MI | MISO_WUMS | Internal | Winter | B20 | 935 | 805 | 0 | 59.19 | 59.16 | 0.01 | 0
2020 | MISO_MI_2_PJM_ROR | MISO_MI | PJM_ROR | Internal | Shoulder | B11 | 25 | 1424 | 0.5 | 70.53 | 72.51 | 2 | 0
2020 | MISO_MI_2_PJM_ROR | MISO_MI | PJM_ROR | Internal | Shoulder | B12 | 200 | 1424 | 0.07 | 65.89 | 67.87 | 2 | 0
2020 | MISO_MI_2_PJM_ROR | MISO_MI | PJM_ROR | Internal | Shoulder | B13 | 600 | 1424 | 0.02 | 63.67 | 65.66 | 2 | 0
2020 | MISO_MI_2_PJM_ROR | MISO_MI | PJM_ROR | Internal | Shoulder | B14 | 900 | 1424 | 0.02 | 61.99 | 63.97 | 2 | 0
2020 | MISO_MI_2_PJM_ROR | MISO_MI | PJM_ROR | Internal | Shoulder | B15 | 1203 | 1424 | 0.01 | 58.46 | 60.44 | 2 | 0
2020 | MISO_MI_2_PJM_ROR | MISO_MI | PJM_ROR | Internal | Summer | B1 | 10 | 1424 | 1.23 | 100.48 | 102.46 | 2 | 0
2020 | MISO_MI_2_PJM_ROR | MISO_MI | PJM_ROR | Internal | Summer | B2 | 25 | 1424 | 0 | 99.87 | 101.15 | 2 | 0
2020 | MISO_MI_2_PJM_ROR | MISO_MI | PJM_ROR | Internal | Summer | B3 | 75 | 1424 | 0.17 | 99.16 | 101.15 | 2 | 0
2020 | MISO_MI_2_PJM_ROR | MISO_MI | PJM_ROR | Internal | Summer | B4 | 100 | 1424 | 0.13 | 93.29 | 95.28 | 2 | 0
2020 | MISO_MI_2_PJM_ROR | MISO_MI | PJM_ROR | Internal | Summer | B5 | 200 | 1424 | 0.07 | 81.63 | 83.62 | 2 | 0
2020 | MISO_MI_2_PJM_ROR | MISO_MI | PJM_ROR | Internal | Summer | B6 | 300 | 1424 | 0.05 | 73 | 74.98 | 2 | 0
2020 | MISO_MI_2_PJM_ROR | MISO_MI | PJM_ROR | Internal | Summer | B7 | 400 | 1424 | 0.03 | 64.98 | 66.97 | 2 | 0
2020 | MISO_MI_2_PJM_ROR | MISO_MI | PJM_ROR | Internal | Summer | B8 | 500 | 1424 | 0.03 | 62.16 | 64.14 | 2 | 0
2020 | MISO_MI_2_PJM_ROR | MISO_MI | PJM_ROR | Internal | Summer | B9 | 800 | 1424 | 0 | 61.2 | 62.15 | 2 | 0
2020 | MISO_MI_2_PJM_ROR | MISO_MI | PJM_ROR | Internal | Summer | B10 | 1262 | 1424 | 0.01 | 58.95 | 60.93 | 2 | 0
2020 | MISO_MI_2_PJM_ROR | MISO_MI | PJM_ROR | Internal | Winter | B16 | 25 | 1424 | 0.53 | 74.95 | 76.94 | 2 | 0
2020 | MISO_MI_2_PJM_ROR | MISO_MI | PJM_ROR | Internal | Winter | B17 | 100 | 1424 | 0.15 | 68.5 | 70.49 | 2 | 0
2020 | MISO_MI_2_PJM_ROR | MISO_MI | PJM_ROR | Internal | Winter | B18 | 400 | 1424 | 0.03 | 67.14 | 69.13 | 2 | 0
2020 | MISO_MI_2_PJM_ROR | MISO_MI | PJM_ROR | Internal | Winter | B19 | 700 | 1424 | 0.02 | 64.59 | 66.58 | 2 | 0
2020 | MISO_MI_2_PJM_ROR | MISO_MI | PJM_ROR | Internal | Winter | B20 | 935 | 1424 | 0 | 59.19 | 61.15 | 2 | 0
2020 | MISO_MO-IL_2_ENT | MISO_MO-IL | ENT | Internal | Shoulder | B11 | 25 | 2540 | 0 | 70.53 | 70.52 | 8 | 0
2020 | MISO_MO-IL_2_ENT | MISO_MO-IL | ENT | Internal | Shoulder | B12 | 200 | 2540 | 0 | 65.89 | 65.89 | 8 | 0
2020 | MISO_MO-IL_2_ENT | MISO_MO-IL | ENT | Internal | Shoulder | B13 | 600 | 2540 | 0 | 63.67 | 65.27 | 8 | 0
2020 | MISO_MO-IL_2_ENT | MISO_MO-IL | ENT | Internal | Shoulder | B14 | 900 | 2540 | 0 | 61.99 | 59.38 | 8 | 0
2020 | MISO_MO-IL_2_ENT | MISO_MO-IL | ENT | Internal | Shoulder | B15 | 1203 | 2540 | 0 | 58.46 | 51.46 | 8 | 0
2020 | MISO_MO-IL_2_ENT | MISO_MO-IL | ENT | Internal | Summer | B1 | 10 | 2540 | 0 | 100.48 | 69.82 | 8 | 0
2020 | MISO_MO-IL_2_ENT | MISO_MO-IL | ENT | Internal | Summer | B2 | 25 | 2540 | 0 | 99.87 | 97.88 | 8 | 0
2020 | MISO_MO-IL_2_ENT | MISO_MO-IL | ENT | Internal | Summer | B3 | 75 | 2540 | 0 | 99.16 | 99.15 | 8 | 0
2020 | MISO_MO-IL_2_ENT | MISO_MO-IL | ENT | Internal | Summer | B4 | 100 | 2540 | 0 | 93.29 | 93.29 | 8 | 0
2020 | MISO_MO-IL_2_ENT | MISO_MO-IL | ENT | Internal | Summer | B5 | 200 | 2540 | 0 | 81.63 | 81.63 | 8 | 0
2020 | MISO_MO-IL_2_ENT | MISO_MO-IL | ENT | Internal | Summer | B6 | 300 | 2540 | 0 | 73 | 73.21 | 8 | 0
2020 | MISO_MO-IL_2_ENT | MISO_MO-IL | ENT | Internal | Summer | B7 | 400 | 2540 | 0 | 64.98 | 69.39 | 8 | 0
2020 | MISO_MO-IL_2_ENT | MISO_MO-IL | ENT | Internal | Summer | B8 | 500 | 2540 | 0 | 62.16 | 66.9 | 8 | 0
2020 | MISO_MO-IL_2_ENT | MISO_MO-IL | ENT | Internal | Summer | B9 | 800 | 2540 | 0 | 61.2 | 64.19 | 8 | 0
2020 | MISO_MO-IL_2_ENT | MISO_MO-IL | ENT | Internal | Summer | B10 | 1262 | 2540 | 0 | 58.95 | 58.95 | 8 | 0
2020 | MISO_MO-IL_2_ENT | MISO_MO-IL | ENT | Internal | Winter | B16 | 25 | 2540 | 0 | 74.92 | 70.23 | 8 | 0
2020 | MISO_MO-IL_2_ENT | MISO_MO-IL | ENT | Internal | Winter | B17 | 100 | 2540 | 0 | 68.48 | 67.71 | 8 | 0
2020 | MISO_MO-IL_2_ENT | MISO_MO-IL | ENT | Internal | Winter | B18 | 400 | 2540 | 0 | 67.14 | 67.14 | 8 | 0
2020 | MISO_MO-IL_2_ENT | MISO_MO-IL | ENT | Internal | Winter | B19 | 700 | 2540 | 0 | 64.59 | 64.59 | 8 | 0
2020 | MISO_MO-IL_2_ENT | MISO_MO-IL | ENT | Internal | Winter | B20 | 935 | 2540 | 0 | 59.16 | 59.15 | 8 | 0
2020 | MISO_MO-IL_2_MISO_IN | MISO_MO-IL | MISO_IN | Internal | Shoulder | B11 | 25 | 2100 | 0.27 | 70.53 | 70.51 | 0.01 | 0
2020 | MISO_MO-IL_2_MISO_IN | MISO_MO-IL | MISO_IN | Internal | Shoulder | B12 | 200 | 2100 | 0.04 | 65.89 | 65.87 | 0.01 | 0
2020 | MISO_MO-IL_2_MISO_IN | MISO_MO-IL | MISO_IN | Internal | Shoulder | B13 | 600 | 2100 | 0.01 | 63.67 | 63.66 | 0.01 | 0
2020 | MISO_MO-IL_2_MISO_IN | MISO_MO-IL | MISO_IN | Internal | Shoulder | B14 | 900 | 2100 | 0 | 61.99 | 61.97 | 0.01 | 0
2020 | MISO_MO-IL_2_MISO_IN | MISO_MO-IL | MISO_IN | Internal | Shoulder | B15 | 1203 | 2100 | 0 | 58.46 | 58.44 | 0.01 | 0
2020 | MISO_MO-IL_2_MISO_IN | MISO_MO-IL | MISO_IN | Internal | Summer | B1 | 10 | 2100 | 0.67 | 100.48 | 100.46 | 0.01 | 0
2020 | MISO_MO-IL_2_MISO_IN | MISO_MO-IL | MISO_IN | Internal | Summer | B2 | 25 | 2100 | 0.28 | 99.87 | 99.86 | 0.01 | 0
2020 | MISO_MO-IL_2_MISO_IN | MISO_MO-IL | MISO_IN | Internal | Summer | B3 | 75 | 2100 | 0.09 | 99.16 | 99.15 | 0.01 | 0
2020 | MISO_MO-IL_2_MISO_IN | MISO_MO-IL | MISO_IN | Internal | Summer | B4 | 100 | 2100 | 0.07 | 93.29 | 93.28 | 0.01 | 0
2020 | MISO_MO-IL_2_MISO_IN | MISO_MO-IL | MISO_IN | Internal | Summer | B5 | 200 | 2100 | 0.03 | 81.63 | 81.62 | 0.01 | 0
2020 | MISO_MO-IL_2_MISO_IN | MISO_MO-IL | MISO_IN | Internal | Summer | B6 | 300 | 2100 | 0.02 | 73 | 72.98 | 0.01 | 0
2020 | MISO_MO-IL_2_MISO_IN | MISO_MO-IL | MISO_IN | Internal | Summer | B7 | 400 | 2100 | 0.02 | 64.98 | 64.97 | 0.01 | 0
2020 | MISO_MO-IL_2_MISO_IN | MISO_MO-IL | MISO_IN | Internal | Summer | B8 | 500 | 2100 | 0.01 | 62.16 | 62.14 | 0.01 | 0
2020 | MISO_MO-IL_2_MISO_IN | MISO_MO-IL | MISO_IN | Internal | Summer | B9 | 800 | 2100 | 0 | 61.2 | 61.19 | 0.01 | 0
2020 | MISO_MO-IL_2_MISO_IN | MISO_MO-IL | MISO_IN | Internal | Summer | B10 | 1262 | 2100 | 0 | 58.95 | 58.93 | 0.01 | 0
2020 | MISO_MO-IL_2_MISO_IN | MISO_MO-IL | MISO_IN | Internal | Winter | B16 | 25 | 2100 | 1096.53 | 74.92 | 74.94 | 0.01 | 0
2020 | MISO_MO-IL_2_MISO_IN | MISO_MO-IL | MISO_IN | Internal | Winter | B17 | 100 | 2100 | 1764.74 | 68.48 | 68.49 | 0.01 | 0
2020 | MISO_MO-IL_2_MISO_IN | MISO_MO-IL | MISO_IN | Internal | Winter | B18 | 400 | 2100 | 0.02 | 67.14 | 67.13 | 0.01 | 0
2020 | MISO_MO-IL_2_MISO_IN | MISO_MO-IL | MISO_IN | Internal | Winter | B19 | 700 | 2100 | 0.01 | 64.59 | 64.58 | 0.01 | 0
2020 | MISO_MO-IL_2_MISO_IN | MISO_MO-IL | MISO_IN | Internal | Winter | B20 | 935 | 2100 | 458.3 | 59.16 | 59.17 | 0.01 | 0
2020 | MISO_MO-IL_2_MISO_W | MISO_MO-IL | MISO_W | Internal | Shoulder | B11 | 25 | 1082 | 0.26 | 70.53 | 70.51 | 0.01 | 0
2020 | MISO_MO-IL_2_MISO_W | MISO_MO-IL | MISO_W | Internal | Shoulder | B12 | 200 | 1082 | 0.03 | 65.89 | 65.87 | 0.01 | 0
2020 | MISO_MO-IL_2_MISO_W | MISO_MO-IL | MISO_W | Internal | Shoulder | B13 | 600 | 1082 | 0.01 | 63.67 | 63.66 | 0.01 | 0
2020 | MISO_MO-IL_2_MISO_W | MISO_MO-IL | MISO_W | Internal | Shoulder | B14 | 900 | 1082 | 0 | 61.99 | 61.97 | 0.01 | 0
2020 | MISO_MO-IL_2_MISO_W | MISO_MO-IL | MISO_W | Internal | Shoulder | B15 | 1203 | 1082 | 0 | 58.46 | 58.44 | 0.01 | 0
2020 | MISO_MO-IL_2_MISO_W | MISO_MO-IL | MISO_W | Internal | Summer | B1 | 10 | 1082 | 0.63 | 100.48 | 100.46 | 0.01 | 0
2020 | MISO_MO-IL_2_MISO_W | MISO_MO-IL | MISO_W | Internal | Summer | B2 | 25 | 1082 | 0 | 99.87 | 99.15 | 0.01 | 0
2020 | MISO_MO-IL_2_MISO_W | MISO_MO-IL | MISO_W | Internal | Summer | B3 | 75 | 1082 | 0.09 | 99.16 | 99.15 | 0.01 | 0
2020 | MISO_MO-IL_2_MISO_W | MISO_MO-IL | MISO_W | Internal | Summer | B4 | 100 | 1082 | 0.07 | 93.29 | 93.28 | 0.01 | 0
2020 | MISO_MO-IL_2_MISO_W | MISO_MO-IL | MISO_W | Internal | Summer | B5 | 200 | 1082 | 0.03 | 81.63 | 81.62 | 0.01 | 0
2020 | MISO_MO-IL_2_MISO_W | MISO_MO-IL | MISO_W | Internal | Summer | B6 | 300 | 1082 | 0.02 | 73 | 72.98 | 0.01 | 0
2020 | MISO_MO-IL_2_MISO_W | MISO_MO-IL | MISO_W | Internal | Summer | B7 | 400 | 1082 | 0.02 | 64.98 | 64.97 | 0.01 | 0
2020 | MISO_MO-IL_2_MISO_W | MISO_MO-IL | MISO_W | Internal | Summer | B8 | 500 | 1082 | 0.01 | 62.16 | 62.14 | 0.01 | 0
2020 | MISO_MO-IL_2_MISO_W | MISO_MO-IL | MISO_W | Internal | Summer | B9 | 800 | 1082 | 0 | 61.2 | 60.15 | 0.01 | 0
2020 | MISO_MO-IL_2_MISO_W | MISO_MO-IL | MISO_W | Internal | Summer | B10 | 1262 | 1082 | 0 | 58.95 | 58.93 | 0.01 | 0
2020 | MISO_MO-IL_2_MISO_W | MISO_MO-IL | MISO_W | Internal | Winter | B16 | 25 | 1082 | 0 | 74.92 | 64.58 | 0.01 | 0
2020 | MISO_MO-IL_2_MISO_W | MISO_MO-IL | MISO_W | Internal | Winter | B17 | 100 | 1082 | 0 | 68.48 | 67.13 | 0.01 | 0
2020 | MISO_MO-IL_2_MISO_W | MISO_MO-IL | MISO_W | Internal | Winter | B18 | 400 | 1082 | 0.02 | 67.14 | 67.13 | 0.01 | 0
2020 | MISO_MO-IL_2_MISO_W | MISO_MO-IL | MISO_W | Internal | Winter | B19 | 700 | 1082 | 0.01 | 64.59 | 64.58 | 0.01 | 0
2020 | MISO_MO-IL_2_MISO_W | MISO_MO-IL | MISO_W | Internal | Winter | B20 | 935 | 1082 | 0 | 59.16 | 59.15 | 0.01 | 0
2020 | MISO_MO-IL_2_PJM_ROR | MISO_MO-IL | PJM_ROR | Internal | Shoulder | B11 | 25 | 1212 | 0.51 | 70.53 | 72.51 | 2 | 0
2020 | MISO_MO-IL_2_PJM_ROR | MISO_MO-IL | PJM_ROR | Internal | Shoulder | B12 | 200 | 1212 | 0.07 | 65.89 | 67.87 | 2 | 0
2020 | MISO_MO-IL_2_PJM_ROR | MISO_MO-IL | PJM_ROR | Internal | Shoulder | B13 | 600 | 1212 | 0.02 | 63.67 | 65.66 | 2 | 0
2020 | MISO_MO-IL_2_PJM_ROR | MISO_MO-IL | PJM_ROR | Internal | Shoulder | B14 | 900 | 1212 | 0.02 | 61.99 | 63.97 | 2 | 0
2020 | MISO_MO-IL_2_PJM_ROR | MISO_MO-IL | PJM_ROR | Internal | Shoulder | B15 | 1203 | 1212 | 0.01 | 58.46 | 60.44 | 2 | 0
2020 | MISO_MO-IL_2_PJM_ROR | MISO_MO-IL | PJM_ROR | Internal | Summer | B1 | 10 | 1212 | 1.24 | 100.48 | 102.46 | 2 | 0
2020 | MISO_MO-IL_2_PJM_ROR | MISO_MO-IL | PJM_ROR | Internal | Summer | B2 | 25 | 1212 | 0 | 99.87 | 101.15 | 2 | 0
2020 | MISO_MO-IL_2_PJM_ROR | MISO_MO-IL | PJM_ROR | Internal | Summer | B3 | 75 | 1212 | 0.18 | 99.16 | 101.15 | 2 | 0
2020 | MISO_MO-IL_2_PJM_ROR | MISO_MO-IL | PJM_ROR | Internal | Summer | B4 | 100 | 1212 | 0.13 | 93.29 | 95.28 | 2 | 0
2020 | MISO_MO-IL_2_PJM_ROR | MISO_MO-IL | PJM_ROR | Internal | Summer | B5 | 200 | 1212 | 0.07 | 81.63 | 83.62 | 2 | 0
2020 | MISO_MO-IL_2_PJM_ROR | MISO_MO-IL | PJM_ROR | Internal | Summer | B6 | 300 | 1212 | 0.04 | 73 | 74.98 | 2 | 0
2020 | MISO_MO-IL_2_PJM_ROR | MISO_MO-IL | PJM_ROR | Internal | Summer | B7 | 400 | 1212 | 0.03 | 64.98 | 66.97 | 2 | 0
2020 | MISO_MO-IL_2_PJM_ROR | MISO_MO-IL | PJM_ROR | Internal | Summer | B8 | 500 | 1212 | 0.03 | 62.16 | 64.14 | 2 | 0
2020 | MISO_MO-IL_2_PJM_ROR | MISO_MO-IL | PJM_ROR | Internal | Summer | B9 | 800 | 1212 | 0 | 61.2 | 62.15 | 2 | 0
2020 | MISO_MO-IL_2_PJM_ROR | MISO_MO-IL | PJM_ROR | Internal | Summer | B10 | 1262 | 1212 | 0.01 | 58.95 | 60.93 | 2 | 0
2020 | MISO_MO-IL_2_PJM_ROR | MISO_MO-IL | PJM_ROR | Internal | Winter | B16 | 25 | 1212 | 1211.48 | 74.92 | 76.94 | 2 | 0.01
2020 | MISO_MO-IL_2_PJM_ROR | MISO_MO-IL | PJM_ROR | Internal | Winter | B17 | 100 | 1212 | 1211.88 | 68.48 | 70.49 | 2 | 0.01
2020 | MISO_MO-IL_2_PJM_ROR | MISO_MO-IL | PJM_ROR | Internal | Winter | B18 | 400 | 1212 | 0.03 | 67.14 | 69.13 | 2 | 0
2020 | MISO_MO-IL_2_PJM_ROR | MISO_MO-IL | PJM_ROR | Internal | Winter | B19 | 700 | 1212 | 0.02 | 64.59 | 66.58 | 2 | 0
2020 | MISO_MO-IL_2_PJM_ROR | MISO_MO-IL | PJM_ROR | Internal | Winter | B20 | 935 | 1212 | 0.01 | 59.16 | 61.15 | 2 | 0
2020 | MISO_MO-IL_2_SPP_N | MISO_MO-IL | SPP_N | Internal | Shoulder | B11 | 25 | 4019 | 0 | 70.53 | 65.52 | 8 | 0
2020 | MISO_MO-IL_2_SPP_N | MISO_MO-IL | SPP_N | Internal | Shoulder | B12 | 200 | 4019 | 0 | 65.89 | 60.89 | 8 | 0
2020 | MISO_MO-IL_2_SPP_N | MISO_MO-IL | SPP_N | Internal | Shoulder | B13 | 600 | 4019 | 0 | 63.67 | 60.27 | 8 | 0
2020 | MISO_MO-IL_2_SPP_N | MISO_MO-IL | SPP_N | Internal | Shoulder | B14 | 900 | 4019 | 0 | 61.99 | 54.38 | 8 | 0
2020 | MISO_MO-IL_2_SPP_N | MISO_MO-IL | SPP_N | Internal | Shoulder | B15 | 1203 | 4019 | 0 | 58.46 | 46.46 | 8 | 0
2020 | MISO_MO-IL_2_SPP_N | MISO_MO-IL | SPP_N | Internal | Summer | B1 | 10 | 4019 | 0 | 100.48 | 64.82 | 8 | 0
2020 | MISO_MO-IL_2_SPP_N | MISO_MO-IL | SPP_N | Internal | Summer | B2 | 25 | 4019 | 0 | 99.87 | 92.88 | 8 | 0
2020 | MISO_MO-IL_2_SPP_N | MISO_MO-IL | SPP_N | Internal | Summer | B3 | 75 | 4019 | 0 | 99.16 | 94.15 | 8 | 0
2020 | MISO_MO-IL_2_SPP_N | MISO_MO-IL | SPP_N | Internal | Summer | B4 | 100 | 4019 | 0 | 93.29 | 88.29 | 8 | 0
2020 | MISO_MO-IL_2_SPP_N | MISO_MO-IL | SPP_N | Internal | Summer | B5 | 200 | 4019 | 0 | 81.63 | 76.63 | 8 | 0
2020 | MISO_MO-IL_2_SPP_N | MISO_MO-IL | SPP_N | Internal | Summer | B6 | 300 | 4019 | 0 | 73 | 68.21 | 8 | 0
2020 | MISO_MO-IL_2_SPP_N | MISO_MO-IL | SPP_N | Internal | Summer | B7 | 400 | 4019 | 0 | 64.98 | 64.39 | 8 | 0
2020 | MISO_MO-IL_2_SPP_N | MISO_MO-IL | SPP_N | Internal | Summer | B8 | 500 | 4019 | 0 | 62.16 | 61.9 | 8 | 0
2020 | MISO_MO-IL_2_SPP_N | MISO_MO-IL | SPP_N | Internal | Summer | B9 | 800 | 4019 | 0 | 61.2 | 59.19 | 8 | 0
2020 | MISO_MO-IL_2_SPP_N | MISO_MO-IL | SPP_N | Internal | Summer | B10 | 1262 | 4019 | 0 | 58.95 | 53.95 | 8 | 0
2020 | MISO_MO-IL_2_SPP_N | MISO_MO-IL | SPP_N | Internal | Winter | B16 | 25 | 4019 | 0 | 74.92 | 65.23 | 8 | 0
2020 | MISO_MO-IL_2_SPP_N | MISO_MO-IL | SPP_N | Internal | Winter | B17 | 100 | 4019 | 0 | 68.48 | 62.71 | 8 | 0
2020 | MISO_MO-IL_2_SPP_N | MISO_MO-IL | SPP_N | Internal | Winter | B18 | 400 | 4019 | 0 | 67.14 | 62.14 | 8 | 0
2020 | MISO_MO-IL_2_SPP_N | MISO_MO-IL | SPP_N | Internal | Winter | B19 | 700 | 4019 | 0 | 64.59 | 59.59 | 8 | 0
2020 | MISO_MO-IL_2_SPP_N | MISO_MO-IL | SPP_N | Internal | Winter | B20 | 935 | 4019 | 0 | 59.16 | 54.15 | 8 | 0
2020 | MISO_MO-IL_2_TVA_Transmission | MISO_MO-IL | TVA_Transmission | Internal | Shoulder | B11 | 25 | 4000 | 0.5 | 70.53 | 78.51 | 8 | 0
2020 | MISO_MO-IL_2_TVA_Transmission | MISO_MO-IL | TVA_Transmission | Internal | Shoulder | B12 | 200 | 4000 | 0 | 65.89 | 70.12 | 8 | 0
2020 | MISO_MO-IL_2_TVA_Transmission | MISO_MO-IL | TVA_Transmission | Internal | Shoulder | B13 | 600 | 4000 | 0 | 63.67 | 68.76 | 8 | 0
2020 | MISO_MO-IL_2_TVA_Transmission | MISO_MO-IL | TVA_Transmission | Internal | Shoulder | B14 | 900 | 4000 | 0 | 61.99 | 67.18 | 8 | 0
2020 | MISO_MO-IL_2_TVA_Transmission | MISO_MO-IL | TVA_Transmission | Internal | Shoulder | B15 | 1203 | 4000 | 0 | 58.46 | 63.45 | 8 | 0
2020 | MISO_MO-IL_2_TVA_Transmission | MISO_MO-IL | TVA_Transmission | Internal | Summer | B1 | 10 | 4000 | 1.24 | 100.48 | 108.46 | 8 | 0
2020 | MISO_MO-IL_2_TVA_Transmission | MISO_MO-IL | TVA_Transmission | Internal | Summer | B2 | 25 | 4000 | 0 | 99.87 | 107.15 | 8 | 0
2020 | MISO_MO-IL_2_TVA_Transmission | MISO_MO-IL | TVA_Transmission | Internal | Summer | B3 | 75 | 4000 | 0.17 | 99.16 | 107.15 | 8 | 0
2020 | MISO_MO-IL_2_TVA_Transmission | MISO_MO-IL | TVA_Transmission | Internal | Summer | B4 | 100 | 4000 | 0.12 | 93.29 | 101.28 | 8 | 0
2020 | MISO_MO-IL_2_TVA_Transmission | MISO_MO-IL | TVA_Transmission | Internal | Summer | B5 | 200 | 4000 | 0.07 | 81.63 | 89.62 | 8 | 0
2020 | MISO_MO-IL_2_TVA_Transmission | MISO_MO-IL | TVA_Transmission | Internal | Summer | B6 | 300 | 4000 | 0 | 73 | 79.57 | 8 | 0
2020 | MISO_MO-IL_2_TVA_Transmission | MISO_MO-IL | TVA_Transmission | Internal | Summer | B7 | 400 | 4000 | 0 | 64.98 | 70.5 | 8 | 0
2020 | MISO_MO-IL_2_TVA_Transmission | MISO_MO-IL | TVA_Transmission | Internal | Summer | B8 | 500 | 4000 | 0 | 62.16 | 67.95 | 8 | 0
2020 | MISO_MO-IL_2_TVA_Transmission | MISO_MO-IL | TVA_Transmission | Internal | Summer | B9 | 800 | 4000 | 0 | 61.2 | 66.68 | 8 | 0
2020 | MISO_MO-IL_2_TVA_Transmission | MISO_MO-IL | TVA_Transmission | Internal | Summer | B10 | 1262 | 4000 | 0 | 58.95 | 64.28 | 8 | 0
2020 | MISO_MO-IL_2_TVA_Transmission | MISO_MO-IL | TVA_Transmission | Internal | Winter | B16 | 25 | 4000 | 0 | 74.92 | 78.23 | 8 | 0
2020 | MISO_MO-IL_2_TVA_Transmission | MISO_MO-IL | TVA_Transmission | Internal | Winter | B17 | 100 | 4000 | 0 | 68.48 | 72.64 | 8 | 0
2020 | MISO_MO-IL_2_TVA_Transmission | MISO_MO-IL | TVA_Transmission | Internal | Winter | B18 | 400 | 4000 | 0 | 67.14 | 71.16 | 8 | 0
2020 | MISO_MO-IL_2_TVA_Transmission | MISO_MO-IL | TVA_Transmission | Internal | Winter | B19 | 700 | 4000 | 0 | 64.59 | 69.56 | 8 | 0
2020 | MISO_MO-IL_2_TVA_Transmission | MISO_MO-IL | TVA_Transmission | Internal | Winter | B20 | 935 | 4000 | 0.02 | 59.16 | 67.15 | 8 | 0
2020 | MISO_W_2_IESO | MISO_W | IESO | Internal | Shoulder | B11 | 25 | 157 | 0 | 70.51 | 47.99 | 8 | 0
2020 | MISO_W_2_IESO | MISO_W | IESO | Internal | Shoulder | B12 | 200 | 157 | 0 | 65.87 | 47.99 | 8 | 0
2020 | MISO_W_2_IESO | MISO_W | IESO | Internal | Shoulder | B13 | 600 | 157 | 0 | 63.66 | 47.99 | 8 | 0
2020 | MISO_W_2_IESO | MISO_W | IESO | Internal | Shoulder | B14 | 900 | 157 | 0 | 61.97 | 47.99 | 8 | 0
2020 | MISO_W_2_IESO | MISO_W | IESO | Internal | Shoulder | B15 | 1203 | 157 | 0 | 58.44 | 47.99 | 8 | 0
2020 | MISO_W_2_IESO | MISO_W | IESO | Internal | Summer | B1 | 10 | 157 | 0 | 100.46 | 87.48 | 8 | 0
2020 | MISO_W_2_IESO | MISO_W | IESO | Internal | Summer | B2 | 25 | 157 | 0 | 99.15 | 86.16 | 8 | 0
2020 | MISO_W_2_IESO | MISO_W | IESO | Internal | Summer | B3 | 75 | 157 | 0 | 99.15 | 74.92 | 8 | 0
2020 | MISO_W_2_IESO | MISO_W | IESO | Internal | Summer | B4 | 100 | 157 | 0 | 93.28 | 47.04 | 8 | 0
2020 | MISO_W_2_IESO | MISO_W | IESO | Internal | Summer | B5 | 200 | 157 | 0 | 81.62 | 47.04 | 8 | 0
2020 | MISO_W_2_IESO | MISO_W | IESO | Internal | Summer | B6 | 300 | 157 | 0 | 72.98 | 47.04 | 8 | 0
2020 | MISO_W_2_IESO | MISO_W | IESO | Internal | Summer | B7 | 400 | 157 | 0 | 64.97 | 47.04 | 8 | 0
2020 | MISO_W_2_IESO | MISO_W | IESO | Internal | Summer | B8 | 500 | 157 | 0 | 62.14 | 47.04 | 8 | 0
2020 | MISO_W_2_IESO | MISO_W | IESO | Internal | Summer | B9 | 800 | 157 | 0 | 60.15 | 47.04 | 8 | 0
2020 | MISO_W_2_IESO | MISO_W | IESO | Internal | Summer | B10 | 1262 | 157 | 0 | 58.93 | 47.04 | 8 | 0
2020 | MISO_W_2_IESO | MISO_W | IESO | Internal | Winter | B16 | 25 | 157 | 0 | 64.58 | 49.92 | 8 | 0
2020 | MISO_W_2_IESO | MISO_W | IESO | Internal | Winter | B17 | 100 | 157 | 0 | 67.13 | 49.92 | 8 | 0
2020 | MISO_W_2_IESO | MISO_W | IESO | Internal | Winter | B18 | 400 | 157 | 0 | 67.13 | 49.92 | 8 | 0
2020 | MISO_W_2_IESO | MISO_W | IESO | Internal | Winter | B19 | 700 | 157 | 0 | 64.58 | 49.92 | 8 | 0
2020 | MISO_W_2_IESO | MISO_W | IESO | Internal | Winter | B20 | 935 | 157 | 0 | 59.15 | 49.92 | 8 | 0
2020 | MISO_W_2_MAPP_CA | MISO_W | MAPP_CA | Internal | Shoulder | B11 | 25 | 700 | 0 | 70.51 | 61.96 | 0.01 | 0
2020 | MISO_W_2_MAPP_CA | MISO_W | MAPP_CA | Internal | Shoulder | B12 | 200 | 700 | 0.03 | 65.87 | 65.86 | 0.01 | 0
2020 | MISO_W_2_MAPP_CA | MISO_W | MAPP_CA | Internal | Shoulder | B13 | 600 | 700 | 0.01 | 63.66 | 63.65 | 0.01 | 0
2020 | MISO_W_2_MAPP_CA | MISO_W | MAPP_CA | Internal | Shoulder | B14 | 900 | 700 | 0 | 61.97 | 61.96 | 0.01 | 0
2020 | MISO_W_2_MAPP_CA | MISO_W | MAPP_CA | Internal | Shoulder | B15 | 1203 | 700 | 700 | 58.44 | 61.96 | 0.01 | 3.51
2020 | MISO_W_2_MAPP_CA | MISO_W | MAPP_CA | Internal | Summer | B1 | 10 | 700 | 0 | 100.46 | 89.86 | 0.01 | 0
2020 | MISO_W_2_MAPP_CA | MISO_W | MAPP_CA | Internal | Summer | B2 | 25 | 700 | 0 | 99.15 | 89.86 | 0.01 | 0
2020 | MISO_W_2_MAPP_CA | MISO_W | MAPP_CA | Internal | Summer | B3 | 75 | 700 | 0 | 99.15 | 89.86 | 0.01 | 0
2020 | MISO_W_2_MAPP_CA | MISO_W | MAPP_CA | Internal | Summer | B4 | 100 | 700 | 0 | 93.28 | 89.86 | 0.01 | 0
2020 | MISO_W_2_MAPP_CA | MISO_W | MAPP_CA | Internal | Summer | B5 | 200 | 700 | 0 | 81.62 | 79.93 | 0.01 | 0
2020 | MISO_W_2_MAPP_CA | MISO_W | MAPP_CA | Internal | Summer | B6 | 300 | 700 | 0.02 | 72.98 | 72.97 | 0.01 | 0
2020 | MISO_W_2_MAPP_CA | MISO_W | MAPP_CA | Internal | Summer | B7 | 400 | 700 | 0 | 64.97 | 60.13 | 0.01 | 0
2020 | MISO_W_2_MAPP_CA | MISO_W | MAPP_CA | Internal | Summer | B8 | 500 | 700 | 0 | 62.14 | 60.13 | 0.01 | 0
2020 | MISO_W_2_MAPP_CA | MISO_W | MAPP_CA | Internal | Summer | B9 | 800 | 700 | 0 | 60.15 | 60.13 | 0.01 | 0
2020 | MISO_W_2_MAPP_CA | MISO_W | MAPP_CA | Internal | Summer | B10 | 1262 | 700 | 700 | 58.93 | 60.13 | 0.01 | 1.19
2020 | MISO_W_2_MAPP_CA | MISO_W | MAPP_CA | Internal | Winter | B16 | 25 | 700 | 0.26 | 64.58 | 64.56 | 0.01 | 0
2020 | MISO_W_2_MAPP_CA | MISO_W | MAPP_CA | Internal | Winter | B17 | 100 | 700 | 0.07 | 67.13 | 67.12 | 0.01 | 0
2020 | MISO_W_2_MAPP_CA | MISO_W | MAPP_CA | Internal | Winter | B18 | 400 | 700 | 0.02 | 67.13 | 67.12 | 0.01 | 0
2020 | MISO_W_2_MAPP_CA | MISO_W | MAPP_CA | Internal | Winter | B19 | 700 | 700 | 0.01 | 64.58 | 64.56 | 0.01 | 0
2020 | MISO_W_2_MAPP_CA | MISO_W | MAPP_CA | Internal | Winter | B20 | 935 | 700 | 700 | 59.15 | 64.56 | 0.01 | 5.4
2020 | MISO_W_2_MAPP_US | MISO_W | MAPP_US | Internal | Shoulder | B11 | 25 | 2300 | 0 | 70.51 | 63.51 | 7 | 0
2020 | MISO_W_2_MAPP_US | MISO_W | MAPP_US | Internal | Shoulder | B12 | 200 | 2300 | 0 | 65.87 | 58.87 | 7 | 0
2020 | MISO_W_2_MAPP_US | MISO_W | MAPP_US | Internal | Shoulder | B13 | 600 | 2300 | 0 | 63.66 | 56.66 | 7 | 0
2020 | MISO_W_2_MAPP_US | MISO_W | MAPP_US | Internal | Shoulder | B14 | 900 | 2300 | 0 | 61.97 | 56.66 | 7 | 0
2020 | MISO_W_2_MAPP_US | MISO_W | MAPP_US | Internal | Shoulder | B15 | 1203 | 2300 | 0 | 58.44 | 51.44 | 7 | 0
2020 | MISO_W_2_MAPP_US | MISO_W | MAPP_US | Internal | Summer | B1 | 10 | 2300 | 0 | 100.46 | 93.46 | 7 | 0
2020 | MISO_W_2_MAPP_US | MISO_W | MAPP_US | Internal | Summer | B2 | 25 | 2300 | 0 | 99.15 | 92.15 | 7 | 0
2020 | MISO_W_2_MAPP_US | MISO_W | MAPP_US | Internal | Summer | B3 | 75 | 2300 | 0 | 99.15 | 92.15 | 7 | 0
2020 | MISO_W_2_MAPP_US | MISO_W | MAPP_US | Internal | Summer | B4 | 100 | 2300 | 0 | 93.28 | 86.28 | 7 | 0
2020 | MISO_W_2_MAPP_US | MISO_W | MAPP_US | Internal | Summer | B5 | 200 | 2300 | 0 | 81.62 | 74.62 | 7 | 0
2020 | MISO_W_2_MAPP_US | MISO_W | MAPP_US | Internal | Summer | B6 | 300 | 2300 | 0 | 72.98 | 65.98 | 7 | 0
2020 | MISO_W_2_MAPP_US | MISO_W | MAPP_US | Internal | Summer | B7 | 400 | 2300 | 0 | 64.97 | 57.97 | 7 | 0
2020 | MISO_W_2_MAPP_US | MISO_W | MAPP_US | Internal | Summer | B8 | 500 | 2300 | 0 | 62.14 | 55.45 | 7 | 0
2020 | MISO_W_2_MAPP_US | MISO_W | MAPP_US | Internal | Summer | B9 | 800 | 2300 | 0 | 60.15 | 55.45 | 7 | 0
2020 | MISO_W_2_MAPP_US | MISO_W | MAPP_US | Internal | Summer | B10 | 1262 | 2300 | 0 | 58.93 | 55.45 | 7 | 0
2020 | MISO_W_2_MAPP_US | MISO_W | MAPP_US | Internal | Winter | B16 | 25 | 2300 | 0 | 64.58 | 57.58 | 7 | 0
2020 | MISO_W_2_MAPP_US | MISO_W | MAPP_US | Internal | Winter | B17 | 100 | 2300 | 0 | 67.13 | 60.13 | 7 | 0
2020 | MISO_W_2_MAPP_US | MISO_W | MAPP_US | Internal | Winter | B18 | 400 | 2300 | 0 | 67.13 | 60.13 | 7 | 0
2020 | MISO_W_2_MAPP_US | MISO_W | MAPP_US | Internal | Winter | B19 | 700 | 2300 | 0 | 64.58 | 60.13 | 7 | 0
2020 | MISO_W_2_MAPP_US | MISO_W | MAPP_US | Internal | Winter | B20 | 935 | 2300 | 0 | 59.15 | 55.39 | 7 | 0
2020 | MISO_W_2_MISO_MO-IL | MISO_W | MISO_MO-IL | Internal | Shoulder | B11 | 25 | 3922 | 2708.58 | 70.51 | 70.53 | 0.01 | 0
2020 | MISO_W_2_MISO_MO-IL | MISO_W | MISO_MO-IL | Internal | Shoulder | B12 | 200 | 3922 | 2797.57 | 65.87 | 65.89 | 0.01 | 0
2020 | MISO_W_2_MISO_MO-IL | MISO_W | MISO_MO-IL | Internal | Shoulder | B13 | 600 | 3922 | 3831.69 | 63.66 | 63.67 | 0.01 | 0
2020 | MISO_W_2_MISO_MO-IL | MISO_W | MISO_MO-IL | Internal | Shoulder | B14 | 900 | 3922 | 1393.77 | 61.97 | 61.99 | 0.01 | 0
2020 | MISO_W_2_MISO_MO-IL | MISO_W | MISO_MO-IL | Internal | Shoulder | B15 | 1203 | 3922 | 670.68 | 58.44 | 58.46 | 0.01 | 0
2020 | MISO_W_2_MISO_MO-IL | MISO_W | MISO_MO-IL | Internal | Summer | B1 | 10 | 3922 | 1810.37 | 100.46 | 100.48 | 0.01 | 0
2020 | MISO_W_2_MISO_MO-IL | MISO_W | MISO_MO-IL | Internal | Summer | B2 | 25 | 3922 | 3921.99 | 99.15 | 99.87 | 0.01 | 0.72
2020 | MISO_W_2_MISO_MO-IL | MISO_W | MISO_MO-IL | Internal | Summer | B3 | 75 | 3922 | 2629.37 | 99.15 | 99.16 | 0.01 | 0
2020 | MISO_W_2_MISO_MO-IL | MISO_W | MISO_MO-IL | Internal | Summer | B4 | 100 | 3922 | 3361.85 | 93.28 | 93.29 | 0.01 | 0
2020 | MISO_W_2_MISO_MO-IL | MISO_W | MISO_MO-IL | Internal | Summer | B5 | 200 | 3922 | 290.42 | 81.62 | 81.63 | 0.01 | 0
2020 | MISO_W_2_MISO_MO-IL | MISO_W | MISO_MO-IL | Internal | Summer | B6 | 300 | 3922 | 3283.34 | 72.98 | 73 | 0.01 | 0
2020 | MISO_W_2_MISO_MO-IL | MISO_W | MISO_MO-IL | Internal | Summer | B7 | 400 | 3922 | 3448.64 | 64.97 | 64.98 | 0.01 | 0
2020 | MISO_W_2_MISO_MO-IL | MISO_W | MISO_MO-IL | Internal | Summer | B8 | 500 | 3922 | 2965.27 | 62.14 | 62.16 | 0.01 | 0
2020 | MISO_W_2_MISO_MO-IL | MISO_W | MISO_MO-IL | Internal | Summer | B9 | 800 | 3922 | 3922 | 60.15 | 61.2 | 0.01 | 1.05
2020 | MISO_W_2_MISO_MO-IL | MISO_W | MISO_MO-IL | Internal | Summer | B10 | 1262 | 3922 | 3125.48 | 58.93 | 58.95 | 0.01 | 0
2020 | MISO_W_2_MISO_MO-IL | MISO_W | MISO_MO-IL | Internal | Winter | B16 | 25 | 3922 | 3922 | 64.58 | 74.92 | 0.01 | 10.34
2020 | MISO_W_2_MISO_MO-IL | MISO_W | MISO_MO-IL | Internal | Winter | B17 | 100 | 3922 | 3922 | 67.13 | 68.48 | 0.01 | 1.33
2020 | MISO_W_2_MISO_MO-IL | MISO_W | MISO_MO-IL | Internal | Winter | B18 | 400 | 3922 | 3524.01 | 67.13 | 67.14 | 0.01 | 0
2020 | MISO_W_2_MISO_MO-IL | MISO_W | MISO_MO-IL | Internal | Winter | B19 | 700 | 3922 | 1379.98 | 64.58 | 64.59 | 0.01 | 0
2020 | MISO_W_2_MISO_MO-IL | MISO_W | MISO_MO-IL | Internal | Winter | B20 | 935 | 3922 | 1914.05 | 59.15 | 59.16 | 0.01 | 0
2020 | MISO_W_2_MISO_WUMS | MISO_W | MISO_WUMS | Internal | Shoulder | B11 | 25 | 1667 | 0.51 | 70.51 | 70.51 | 0.01 | 0
2020 | MISO_W_2_MISO_WUMS | MISO_W | MISO_WUMS | Internal | Shoulder | B12 | 200 | 1667 | 0.07 | 65.87 | 65.87 | 0.01 | 0
2020 | MISO_W_2_MISO_WUMS | MISO_W | MISO_WUMS | Internal | Shoulder | B13 | 600 | 1667 | 0.03 | 63.66 | 63.66 | 0.01 | 0
2020 | MISO_W_2_MISO_WUMS | MISO_W | MISO_WUMS | Internal | Shoulder | B14 | 900 | 1667 | 576.94 | 61.97 | 61.99 | 0.01 | 0
2020 | MISO_W_2_MISO_WUMS | MISO_W | MISO_WUMS | Internal | Shoulder | B15 | 1203 | 1667 | 0.01 | 58.44 | 58.44 | 0.01 | 0
2020 | MISO_W_2_MISO_WUMS | MISO_W | MISO_WUMS | Internal | Summer | B1 | 10 | 1667 | 1.31 | 100.46 | 100.46 | 0.01 | 0
2020 | MISO_W_2_MISO_WUMS | MISO_W | MISO_WUMS | Internal | Summer | B2 | 25 | 1667 | 0.6 | 99.15 | 99.15 | 0.01 | 0
2020 | MISO_W_2_MISO_WUMS | MISO_W | MISO_WUMS | Internal | Summer | B3 | 75 | 1667 | 0.18 | 99.15 | 99.15 | 0.01 | 0
2020 | MISO_W_2_MISO_WUMS | MISO_W | MISO_WUMS | Internal | Summer | B4 | 100 | 1667 | 0.13 | 93.28 | 93.28 | 0.01 | 0
2020 | MISO_W_2_MISO_WUMS | MISO_W | MISO_WUMS | Internal | Summer | B5 | 200 | 1667 | 0.03 | 81.62 | 81.61 | 0.01 | 0
2020 | MISO_W_2_MISO_WUMS | MISO_W | MISO_WUMS | Internal | Summer | B6 | 300 | 1667 | 0.02 | 72.98 | 72.97 | 0.01 | 0
2020 | MISO_W_2_MISO_WUMS | MISO_W | MISO_WUMS | Internal | Summer | B7 | 400 | 1667 | 0.04 | 64.97 | 64.97 | 0.01 | 0
2020 | MISO_W_2_MISO_WUMS | MISO_W | MISO_WUMS | Internal | Summer | B8 | 500 | 1667 | 0.03 | 62.14 | 62.14 | 0.01 | 0
2020 | MISO_W_2_MISO_WUMS | MISO_W | MISO_WUMS | Internal | Summer | B9 | 800 | 1667 | 1358.86 | 60.15 | 60.16 | 0.01 | 0
2020 | MISO_W_2_MISO_WUMS | MISO_W | MISO_WUMS | Internal | Summer | B10 | 1262 | 1667 | 0.01 | 58.93 | 58.93 | 0.01 | 0
2020 | MISO_W_2_MISO_WUMS | MISO_W | MISO_WUMS | Internal | Winter | B16 | 25 | 1667 | 1667 | 64.58 | 70.5 | 0.01 | 5.91
2020 | MISO_W_2_MISO_WUMS | MISO_W | MISO_WUMS | Internal | Winter | B17 | 100 | 1667 | 1667 | 67.13 | 68.49 | 0.01 | 1.35
2020 | MISO_W_2_MISO_WUMS | MISO_W | MISO_WUMS | Internal | Winter | B18 | 400 | 1667 | 0.04 | 67.13 | 67.13 | 0.01 | 0
2020 | MISO_W_2_MISO_WUMS | MISO_W | MISO_WUMS | Internal | Winter | B19 | 700 | 1667 | 799.9 | 64.58 | 64.59 | 0.01 | 0
2020 | MISO_W_2_MISO_WUMS | MISO_W | MISO_WUMS | Internal | Winter | B20 | 935 | 1667 | 1432.82 | 59.15 | 59.16 | 0.01 | 0
2020 | MISO_W_2_NE | MISO_W | NE | Internal | Shoulder | B11 | 25 | 5289 | 0 | 70.51 | 65.51 | 7 | 0
2020 | MISO_W_2_NE | MISO_W | NE | Internal | Shoulder | B12 | 200 | 5289 | 0 | 65.87 | 60.87 | 7 | 0
2020 | MISO_W_2_NE | MISO_W | NE | Internal | Shoulder | B13 | 600 | 5289 | 0 | 63.66 | 58.66 | 7 | 0
2020 | MISO_W_2_NE | MISO_W | NE | Internal | Shoulder | B14 | 900 | 5289 | 0 | 61.97 | 54.37 | 7 | 0
2020 | MISO_W_2_NE | MISO_W | NE | Internal | Shoulder | B15 | 1203 | 5289 | 0 | 58.44 | 46.44 | 7 | 0
2020 | MISO_W_2_NE | MISO_W | NE | Internal | Summer | B1 | 10 | 5289 | 0 | 100.46 | 95.46 | 7 | 0
2020 | MISO_W_2_NE | MISO_W | NE | Internal | Summer | B2 | 25 | 5289 | 0 | 99.15 | 94.15 | 7 | 0
2020 | MISO_W_2_NE | MISO_W | NE | Internal | Summer | B3 | 75 | 5289 | 0 | 99.15 | 94.15 | 7 | 0
2020 | MISO_W_2_NE | MISO_W | NE | Internal | Summer | B4 | 100 | 5289 | 0 | 93.28 | 88.28 | 7 | 0
2020 | MISO_W_2_NE | MISO_W | NE | Internal | Summer | B5 | 200 | 5289 | 0 | 81.62 | 76.62 | 7 | 0
2020 | MISO_W_2_NE | MISO_W | NE | Internal | Summer | B6 | 300 | 5289 | 0 | 72.98 | 67.98 | 7 | 0
2020 | MISO_W_2_NE | MISO_W | NE | Internal | Summer | B7 | 400 | 5289 | 0 | 64.97 | 59.97 | 7 | 0
2020 | MISO_W_2_NE | MISO_W | NE | Internal | Summer | B8 | 500 | 5289 | 0 | 62.14 | 57.14 | 7 | 0
2020 | MISO_W_2_NE | MISO_W | NE | Internal | Summer | B9 | 800 | 5289 | 0 | 60.15 | 55.15 | 7 | 0
2020 | MISO_W_2_NE | MISO_W | NE | Internal | Summer | B10 | 1262 | 5289 | 0 | 58.93 | 53.93 | 7 | 0
2020 | MISO_W_2_NE | MISO_W | NE | Internal | Winter | B16 | 25 | 5289 | 0 | 64.58 | 40.66 | 7 | 0
2020 | MISO_W_2_NE | MISO_W | NE | Internal | Winter | B17 | 100 | 5289 | 0 | 67.13 | 55.13 | 7 | 0
2020 | MISO_W_2_NE | MISO_W | NE | Internal | Winter | B18 | 400 | 5289 | 0 | 67.13 | 59.58 | 7 | 0
2020 | MISO_W_2_NE | MISO_W | NE | Internal | Winter | B19 | 700 | 5289 | 0 | 64.58 | 59.58 | 7 | 0
2020 | MISO_W_2_NE | MISO_W | NE | Internal | Winter | B20 | 935 | 5289 | 0 | 59.15 | 50.39 | 7 | 0
2020 | MISO_W_2_PJM_ROR | MISO_W | PJM_ROR | Internal | Shoulder | B11 | 25 | 13193 | 6685.72 | 70.51 | 72.51 | 2 | 0
2020 | MISO_W_2_PJM_ROR | MISO_W | PJM_ROR | Internal | Shoulder | B12 | 200 | 13193 | 10564.54 | 65.87 | 67.87 | 2 | 0
2020 | MISO_W_2_PJM_ROR | MISO_W | PJM_ROR | Internal | Shoulder | B13 | 600 | 13193 | 6819.04 | 63.66 | 65.66 | 2 | 0
2020 | MISO_W_2_PJM_ROR | MISO_W | PJM_ROR | Internal | Shoulder | B14 | 900 | 13193 | 11107.22 | 61.97 | 63.97 | 2 | 0
2020 | MISO_W_2_PJM_ROR | MISO_W | PJM_ROR | Internal | Shoulder | B15 | 1203 | 13193 | 12200.59 | 58.44 | 60.44 | 2 | 0
2020 | MISO_W_2_PJM_ROR | MISO_W | PJM_ROR | Internal | Summer | B1 | 10 | 13193 | 5462.12 | 100.46 | 102.46 | 2 | 0
2020 | MISO_W_2_PJM_ROR | MISO_W | PJM_ROR | Internal | Summer | B2 | 25 | 13193 | 8147.59 | 99.15 | 101.15 | 2 | 0
2020 | MISO_W_2_PJM_ROR | MISO_W | PJM_ROR | Internal | Summer | B3 | 75 | 13193 | 4380.52 | 99.15 | 101.15 | 2 | 0
2020 | MISO_W_2_PJM_ROR | MISO_W | PJM_ROR | Internal | Summer | B4 | 100 | 13193 | 1953.17 | 93.28 | 95.28 | 2 | 0
2020 | MISO_W_2_PJM_ROR | MISO_W | PJM_ROR | Internal | Summer | B5 | 200 | 13193 | 6696.3 | 81.62 | 83.62 | 2 | 0
2020 | MISO_W_2_PJM_ROR | MISO_W | PJM_ROR | Internal | Summer | B6 | 300 | 13193 | 2910.42 | 72.98 | 74.98 | 2 | 0
2020 | MISO_W_2_PJM_ROR | MISO_W | PJM_ROR | Internal | Summer | B7 | 400 | 13193 | 3776.36 | 64.97 | 66.97 | 2 | 0
2020 | MISO_W_2_PJM_ROR | MISO_W | PJM_ROR | Internal | Summer | B8 | 500 | 13193 | 4458.39 | 62.14 | 64.14 | 2 | 0
2020 | MISO_W_2_PJM_ROR | MISO_W | PJM_ROR | Internal | Summer | B9 | 800 | 13193 | 2114.86 | 60.15 | 62.15 | 2 | 0
2020 | MISO_W_2_PJM_ROR | MISO_W | PJM_ROR | Internal | Summer | B10 | 1262 | 13193 | 7568.37 | 58.93 | 60.93 | 2 | 0
2020 | MISO_W_2_PJM_ROR | MISO_W | PJM_ROR | Internal | Winter | B16 | 25 | 13193 | 13193 | 64.58 | 76.94 | 2 | 10.36
2020 | MISO_W_2_PJM_ROR | MISO_W | PJM_ROR | Internal | Winter | B17 | 100 | 13193 | 13193 | 67.13 | 70.49 | 2 | 1.36
2020 | MISO_W_2_PJM_ROR | MISO_W | PJM_ROR | Internal | Winter | B18 | 400 | 13193 | 10565.2 | 67.13 | 69.13 | 2 | 0
2020 | MISO_W_2_PJM_ROR | MISO_W | PJM_ROR | Internal | Winter | B19 | 700 | 13193 | 9628.85 | 64.58 | 66.58 | 2 | 0
2020 | MISO_W_2_PJM_ROR | MISO_W | PJM_ROR | Internal | Winter | B20 | 935 | 13193 | 9519.25 | 59.15 | 61.15 | 2 | 0
2020 | MISO_W_2_SPP_N | MISO_W | SPP_N | Internal | Shoulder | B11 | 25 | 3537 | 0 | 70.51 | 65.52 | 7 | 0
2020 | MISO_W_2_SPP_N | MISO_W | SPP_N | Internal | Shoulder | B12 | 200 | 3537 | 0 | 65.87 | 60.89 | 7 | 0
2020 | MISO_W_2_SPP_N | MISO_W | SPP_N | Internal | Shoulder | B13 | 600 | 3537 | 0 | 63.66 | 60.27 | 7 | 0
2020 | MISO_W_2_SPP_N | MISO_W | SPP_N | Internal | Shoulder | B14 | 900 | 3537 | 0 | 61.97 | 54.38 | 7 | 0
2020 | MISO_W_2_SPP_N | MISO_W | SPP_N | Internal | Shoulder | B15 | 1203 | 3537 | 0 | 58.44 | 46.46 | 7 | 0
2020 | MISO_W_2_SPP_N | MISO_W | SPP_N | Internal | Summer | B1 | 10 | 3537 | 0 | 100.46 | 64.82 | 7 | 0
2020 | MISO_W_2_SPP_N | MISO_W | SPP_N | Internal | Summer | B2 | 25 | 3537 | 0 | 99.15 | 92.88 | 7 | 0
2020 | MISO_W_2_SPP_N | MISO_W | SPP_N | Internal | Summer | B3 | 75 | 3537 | 0 | 99.15 | 94.15 | 7 | 0
2020 | MISO_W_2_SPP_N | MISO_W | SPP_N | Internal | Summer | B4 | 100 | 3537 | 0 | 93.28 | 88.29 | 7 | 0
2020 | MISO_W_2_SPP_N | MISO_W | SPP_N | Internal | Summer | B5 | 200 | 3537 | 0 | 81.62 | 76.63 | 7 | 0
2020 | MISO_W_2_SPP_N | MISO_W | SPP_N | Internal | Summer | B6 | 300 | 3537 | 0 | 72.98 | 68.21 | 7 | 0
2020 | MISO_W_2_SPP_N | MISO_W | SPP_N | Internal | Summer | B7 | 400 | 3537 | 0 | 64.97 | 64.39 | 7 | 0
2020 | MISO_W_2_SPP_N | MISO_W | SPP_N | Internal | Summer | B8 | 500 | 3537 | 0 | 62.14 | 61.9 | 7 | 0
2020 | MISO_W_2_SPP_N | MISO_W | SPP_N | Internal | Summer | B9 | 800 | 3537 | 0 | 60.15 | 59.19 | 7 | 0
2020 | MISO_W_2_SPP_N | MISO_W | SPP_N | Internal | Summer | B10 | 1262 | 3537 | 0 | 58.93 | 53.95 | 7 | 0
2020 | MISO_W_2_SPP_N | MISO_W | SPP_N | Internal | Winter | B16 | 25 | 3537 | 0 | 64.58 | 65.23 | 7 | 0
2020 | MISO_W_2_SPP_N | MISO_W | SPP_N | Internal | Winter | B17 | 100 | 3537 | 0 | 67.13 | 62.71 | 7 | 0
2020 | MISO_W_2_SPP_N | MISO_W | SPP_N | Internal | Winter | B18 | 400 | 3537 | 0 | 67.13 | 62.14 | 7 | 0
2020 | MISO_W_2_SPP_N | MISO_W | SPP_N | Internal | Winter | B19 | 700 | 3537 | 0 | 64.58 | 59.59 | 7 | 0
2020 | MISO_W_2_SPP_N | MISO_W | SPP_N | Internal | Winter | B20 | 935 | 3537 | 0 | 59.15 | 54.15 | 7 | 0
2020 | MISO_WUMS_2_MISO_MI | MISO_WUMS | MISO_MI | Internal | Shoulder | B11 | 25 | 787 | 507.46 | 70.51 | 70.53 | 0.01 | 0
2020 | MISO_WUMS_2_MISO_MI | MISO_WUMS | MISO_MI | Internal | Shoulder | B12 | 200 | 787 | 313.46 | 65.87 | 65.89 | 0.01 | 0
2020 | MISO_WUMS_2_MISO_MI | MISO_WUMS | MISO_MI | Internal | Shoulder | B13 | 600 | 787 | 674.1 | 63.66 | 63.67 | 0.01 | 0
2020 | MISO_WUMS_2_MISO_MI | MISO_WUMS | MISO_MI | Internal | Shoulder | B14 | 900 | 787 | 0.02 | 61.99 | 61.99 | 0.01 | 0
2020 | MISO_WUMS_2_MISO_MI | MISO_WUMS | MISO_MI | Internal | Shoulder | B15 | 1203 | 787 | 237.92 | 58.44 | 58.46 | 0.01 | 0
2020 | MISO_WUMS_2_MISO_MI | MISO_WUMS | MISO_MI | Internal | Summer | B1 | 10 | 787 | 347.42 | 100.46 | 100.48 | 0.01 | 0
2020 | MISO_WUMS_2_MISO_MI | MISO_WUMS | MISO_MI | Internal | Summer | B2 | 25 | 787 | 786.99 | 99.15 | 99.87 | 0.01 | 0.72
2020 | MISO_WUMS_2_MISO_MI | MISO_WUMS | MISO_MI | Internal | Summer | B3 | 75 | 787 | 514.6 | 99.15 | 99.16 | 0.01 | 0
2020 | MISO_WUMS_2_MISO_MI | MISO_WUMS | MISO_MI | Internal | Summer | B4 | 100 | 787 | 672.69 | 93.28 | 93.29 | 0.01 | 0
2020 | MISO_WUMS_2_MISO_MI | MISO_WUMS | MISO_MI | Internal | Summer | B5 | 200 | 787 | 786.93 | 81.61 | 81.63 | 0.01 | 0.01
2020 | MISO_WUMS_2_MISO_MI | MISO_WUMS | MISO_MI | Internal | Summer | B6 | 300 | 787 | 786.95 | 72.97 | 73 | 0.01 | 0.01
2020 | MISO_WUMS_2_MISO_MI | MISO_WUMS | MISO_MI | Internal | Summer | B7 | 400 | 787 | 487.62 | 64.97 | 64.98 | 0.01 | 0
2020 | MISO_WUMS_2_MISO_MI | MISO_WUMS | MISO_MI | Internal | Summer | B8 | 500 | 787 | 415.08 | 62.14 | 62.16 | 0.01 | 0
2020 | MISO_WUMS_2_MISO_MI | MISO_WUMS | MISO_MI | Internal | Summer | B9 | 800 | 787 | 787 | 60.16 | 61.2 | 0.01 | 1.03
2020 | MISO_WUMS_2_MISO_MI | MISO_WUMS | MISO_MI | Internal | Summer | B10 | 1262 | 787 | 345.74 | 58.93 | 58.95 | 0.01 | 0
2020 | MISO_WUMS_2_MISO_MI | MISO_WUMS | MISO_MI | Internal | Winter | B16 | 25 | 787 | 787 | 70.5 | 74.95 | 0.01 | 4.44
2020 | MISO_WUMS_2_MISO_MI | MISO_WUMS | MISO_MI | Internal | Winter | B17 | 100 | 787 | 492.27 | 68.49 | 68.5 | 0.01 | 0
2020 | MISO_WUMS_2_MISO_MI | MISO_WUMS | MISO_MI | Internal | Winter | B18 | 400 | 787 | 363.38 | 67.13 | 67.14 | 0.01 | 0
2020 | MISO_WUMS_2_MISO_MI | MISO_WUMS | MISO_MI | Internal | Winter | B19 | 700 | 787 | 0.02 | 64.59 | 64.59 | 0.01 | 0
2020 | MISO_WUMS_2_MISO_MI | MISO_WUMS | MISO_MI | Internal | Winter | B20 | 935 | 787 | 786.98 | 59.16 | 59.19 | 0.01 | 0.01
2020 | MISO_WUMS_2_MISO_W | MISO_WUMS | MISO_W | Internal | Shoulder | B11 | 25 | 1175 | 0.54 | 70.51 | 70.51 | 0.01 | 0
2020 | MISO_WUMS_2_MISO_W | MISO_WUMS | MISO_W | Internal | Shoulder | B12 | 200 | 1175 | 0.07 | 65.87 | 65.87 | 0.01 | 0
2020 | MISO_WUMS_2_MISO_W | MISO_WUMS | MISO_W | Internal | Shoulder | B13 | 600 | 1175 | 0.02 | 63.66 | 63.66 | 0.01 | 0
2020 | MISO_WUMS_2_MISO_W | MISO_WUMS | MISO_W | Internal | Shoulder | B14 | 900 | 1175 | 0 | 61.99 | 61.97 | 0.01 | 0
2020 | MISO_WUMS_2_MISO_W | MISO_WUMS | MISO_W | Internal | Shoulder | B15 | 1203 | 1175 | 0.01 | 58.44 | 58.44 | 0.01 | 0
2020 | MISO_WUMS_2_MISO_W | MISO_WUMS | MISO_W | Internal | Summer | B1 | 10 | 1175 | 1.24 | 100.46 | 100.46 | 0.01 | 0
2020 | MISO_WUMS_2_MISO_W | MISO_WUMS | MISO_W | Internal | Summer | B2 | 25 | 1175 | 0.49 | 99.15 | 99.15 | 0.01 | 0
2020 | MISO_WUMS_2_MISO_W | MISO_WUMS | MISO_W | Internal | Summer | B3 | 75 | 1175 | 0.18 | 99.15 | 99.15 | 0.01 | 0
2020 | MISO_WUMS_2_MISO_W | MISO_WUMS | MISO_W | Internal | Summer | B4 | 100 | 1175 | 0.15 | 93.28 | 93.28 | 0.01 | 0
2020 | MISO_WUMS_2_MISO_W | MISO_WUMS | MISO_W | Internal | Summer | B5 | 200 | 1175 | 286.31 | 81.61 | 81.62 | 0.01 | 0
2020 | MISO_WUMS_2_MISO_W | MISO_WUMS | MISO_W | Internal | Summer | B6 | 300 | 1175 | 296 | 72.97 | 72.98 | 0.01 | 0
2020 | MISO_WUMS_2_MISO_W | MISO_WUMS | MISO_W | Internal | Summer | B7 | 400 | 1175 | 0.03 | 64.97 | 64.97 | 0.01 | 0
2020 | MISO_WUMS_2_MISO_W | MISO_WUMS | MISO_W | Internal | Summer | B8 | 500 | 1175 | 0.03 | 62.14 | 62.14 | 0.01 | 0
2020 | MISO_WUMS_2_MISO_W | MISO_WUMS | MISO_W | Internal | Summer | B9 | 800 | 1175 | 0 | 60.16 | 60.15 | 0.01 | 0
2020 | MISO_WUMS_2_MISO_W | MISO_WUMS | MISO_W | Internal | Summer | B10 | 1262 | 1175 | 0.01 | 58.93 | 58.93 | 0.01 | 0
2020 | MISO_WUMS_2_MISO_W | MISO_WUMS | MISO_W | Internal | Winter | B16 | 25 | 1175 | 0 | 70.5 | 64.58 | 0.01 | 0
2020 | MISO_WUMS_2_MISO_W | MISO_WUMS | MISO_W | Internal | Winter | B17 | 100 | 1175 | 0 | 68.49 | 67.13 | 0.01 | 0
2020 | MISO_WUMS_2_MISO_W | MISO_WUMS | MISO_W | Internal | Winter | B18 | 400 | 1175 | 0.03 | 67.13 | 67.13 | 0.01 | 0
2020 | MISO_WUMS_2_MISO_W | MISO_WUMS | MISO_W | Internal | Winter | B19 | 700 | 1175 | 0.01 | 64.59 | 64.58 | 0.01 | 0
2020 | MISO_WUMS_2_MISO_W | MISO_WUMS | MISO_W | Internal | Winter | B20 | 935 | 1175 | 0 | 59.16 | 59.15 | 0.01 | 0
2020 | MISO_WUMS_2_PJM_ROR | MISO_WUMS | PJM_ROR | Internal | Shoulder | B11 | 25 | 1600 | 997.52 | 70.51 | 72.51 | 2 | 0
2020 | MISO_WUMS_2_PJM_ROR | MISO_WUMS | PJM_ROR | Internal | Shoulder | B12 | 200 | 1600 | 292.93 | 65.87 | 67.87 | 2 | 0
2020 | MISO_WUMS_2_PJM_ROR | MISO_WUMS | PJM_ROR | Internal | Shoulder | B13 | 600 | 1600 | 151.26 | 63.66 | 65.66 | 2 | 0
2020 | MISO_WUMS_2_PJM_ROR | MISO_WUMS | PJM_ROR | Internal | Shoulder | B14 | 900 | 1600 | 0.02 | 61.99 | 63.97 | 2 | 0
2020 | MISO_WUMS_2_PJM_ROR | MISO_WUMS | PJM_ROR | Internal | Shoulder | B15 | 1203 | 1600 | 528.64 | 58.44 | 60.44 | 2 | 0
2020 | MISO_WUMS_2_PJM_ROR | MISO_WUMS | PJM_ROR | Internal | Summer | B1 | 10 | 1600 | 516.4 | 100.46 | 102.46 | 2 | 0
2020 | MISO_WUMS_2_PJM_ROR | MISO_WUMS | PJM_ROR | Internal | Summer | B2 | 25 | 1600 | 132.65 | 99.15 | 101.15 | 2 | 0
2020 | MISO_WUMS_2_PJM_ROR | MISO_WUMS | PJM_ROR | Internal | Summer | B3 | 75 | 1600 | 967.13 | 99.15 | 101.15 | 2 | 0
2020 | MISO_WUMS_2_PJM_ROR | MISO_WUMS | PJM_ROR | Internal | Summer | B4 | 100 | 1600 | 1461.28 | 93.28 | 95.28 | 2 | 0
2020 | MISO_WUMS_2_PJM_ROR | MISO_WUMS | PJM_ROR | Internal | Summer | B5 | 200 | 1600 | 1599.93 | 81.61 | 83.62 | 2 | 0.01
2020 | MISO_WUMS_2_PJM_ROR | MISO_WUMS | PJM_ROR | Internal | Summer | B6 | 300 | 1600 | 1599.95 | 72.97 | 74.98 | 2 | 0.01
2020 | MISO_WUMS_2_PJM_ROR | MISO_WUMS | PJM_ROR | Internal | Summer | B7 | 400 | 1600 | 542.1 | 64.97 | 66.97 | 2 | 0
2020 | MISO_WUMS_2_PJM_ROR | MISO_WUMS | PJM_ROR | Internal | Summer | B8 | 500 | 1600 | 982.69 | 62.14 | 64.14 | 2 | 0
2020 | MISO_WUMS_2_PJM_ROR | MISO_WUMS | PJM_ROR | Internal | Summer | B9 | 800 | 1600 | 0.02 | 60.16 | 62.15 | 2 | 0
2020 | MISO_WUMS_2_PJM_ROR | MISO_WUMS | PJM_ROR | Internal | Summer | B10 | 1262 | 1600 | 431.63 | 58.93 | 60.93 | 2 | 0
2020 | MISO_WUMS_2_PJM_ROR | MISO_WUMS | PJM_ROR | Internal | Winter | B16 | 25 | 1600 | 1600 | 70.5 | 76.94 | 2 | 4.44
2020 | MISO_WUMS_2_PJM_ROR | MISO_WUMS | PJM_ROR | Internal | Winter | B17 | 100 | 1600 | 1536.3 | 68.49 | 70.49 | 2 | 0
2020 | MISO_WUMS_2_PJM_ROR | MISO_WUMS | PJM_ROR | Internal | Winter | B18 | 400 | 1600 | 236.35 | 67.13 | 69.13 | 2 | 0
2020 | MISO_WUMS_2_PJM_ROR | MISO_WUMS | PJM_ROR | Internal | Winter | B19 | 700 | 1600 | 0.02 | 64.59 | 66.58 | 2 | 0
2020 | MISO_WUMS_2_PJM_ROR | MISO_WUMS | PJM_ROR | Internal | Winter | B20 | 935 | 1600 | 0.02 | 59.16 | 61.15 | 2 | 0
2020 | NE_2_MAPP_US | NE | MAPP_US | Internal | Shoulder | B11 | 25 | 1600 | 0 | 65.51 | 63.51 | 5 | 0
2020 | NE_2_MAPP_US | NE | MAPP_US | Internal | Shoulder | B12 | 200 | 1600 | 0 | 60.87 | 58.87 | 5 | 0
2020 | NE_2_MAPP_US | NE | MAPP_US | Internal | Shoulder | B13 | 600 | 1600 | 0 | 58.66 | 56.66 | 5 | 0
2020 | NE_2_MAPP_US | NE | MAPP_US | Internal | Shoulder | B14 | 900 | 1600 | 0 | 54.37 | 56.66 | 5 | 0
2020 | NE_2_MAPP_US | NE | MAPP_US | Internal | Shoulder | B15 | 1203 | 1600 | 824.9 | 46.44 | 51.44 | 5 | 0
2020 | NE_2_MAPP_US | NE | MAPP_US | Internal | Summer | B1 | 10 | 1600 | 0 | 95.46 | 93.46 | 5 | 0
2020 | NE_2_MAPP_US | NE | MAPP_US | Internal | Summer | B2 | 25 | 1600 | 0 | 94.15 | 92.15 | 5 | 0
2020 | NE_2_MAPP_US | NE | MAPP_US | Internal | Summer | B3 | 75 | 1600 | 0 | 94.15 | 92.15 | 5 | 0
2020 | NE_2_MAPP_US | NE | MAPP_US | Internal | Summer | B4 | 100 | 1600 | 0 | 88.28 | 86.28 | 5 | 0
2020 | NE_2_MAPP_US | NE | MAPP_US | Internal | Summer | B5 | 200 | 1600 | 0 | 76.62 | 74.62 | 5 | 0
2020 | NE_2_MAPP_US | NE | MAPP_US | Internal | Summer | B6 | 300 | 1600 | 0 | 67.98 | 65.98 | 5 | 0
2020 | NE_2_MAPP_US | NE | MAPP_US | Internal | Summer | B7 | 400 | 1600 | 0 | 59.97 | 57.97 | 5 | 0
2020 | NE_2_MAPP_US | NE | MAPP_US | Internal | Summer | B8 | 500 | 1600 | 0 | 57.14 | 55.45 | 5 | 0
2020 | NE_2_MAPP_US | NE | MAPP_US | Internal | Summer | B9 | 800 | 1600 | 0 | 55.15 | 55.45 | 5 | 0
2020 | NE_2_MAPP_US | NE | MAPP_US | Internal | Summer | B10 | 1262 | 1600 | 0 | 53.93 | 55.45 | 5 | 0
2020 | NE_2_MAPP_US | NE | MAPP_US | Internal | Winter | B16 | 25 | 1600 | 1600 | 40.66 | 57.58 | 5 | 11.92
2020 | NE_2_MAPP_US | NE | MAPP_US | Internal | Winter | B17 | 100 | 1600 | 795.65 | 55.13 | 60.13 | 5 | 0
2020 | NE_2_MAPP_US | NE | MAPP_US | Internal | Winter | B18 | 400 | 1600 | 0 | 59.58 | 60.13 | 5 | 0
2020 | NE_2_MAPP_US | NE | MAPP_US | Internal | Winter | B19 | 700 | 1600 | 0 | 59.58 | 60.13 | 5 | 0
2020 | NE_2_MAPP_US | NE | MAPP_US | Internal | Winter | B20 | 935 | 1600 | 590.52 | 50.39 | 55.39 | 5 | 0
2020 | NE_2_MISO_W | NE | MISO_W | Internal | Shoulder | B11 | 25 | 4089 | 2639.95 | 65.51 | 70.51 | 5 | 0
2020 | NE_2_MISO_W | NE | MISO_W | Internal | Shoulder | B12 | 200 | 4089 | 3122.02 | 60.87 | 65.87 | 5 | 0
2020 | NE_2_MISO_W | NE | MISO_W | Internal | Shoulder | B13 | 600 | 4089 | 2738.59 | 58.66 | 63.66 | 5 | 0
2020 | NE_2_MISO_W | NE | MISO_W | Internal | Shoulder | B14 | 900 | 4089 | 4089 | 54.37 | 61.97 | 5 | 2.61
2020 | NE_2_MISO_W | NE | MISO_W | Internal | Shoulder | B15 | 1203 | 4089 | 4089 | 46.44 | 58.44 | 5 | 7
2020 | NE_2_MISO_W | NE | MISO_W | Internal | Summer | B1 | 10 | 4089 | 2026.31 | 95.46 | 100.46 | 5 | 0
2020 | NE_2_MISO_W | NE | MISO_W | Internal | Summer | B2 | 25 | 4089 | 4025.27 | 94.15 | 99.15 | 5 | 0
2020 | NE_2_MISO_W | NE | MISO_W | Internal | Summer | B3 | 75 | 4089 | 2285.69 | 94.15 | 99.15 | 5 | 0
2020 | NE_2_MISO_W | NE | MISO_W | Internal | Summer | B4 | 100 | 4089 | 182.68 | 88.28 | 93.28 | 5 | 0
2020 | NE_2_MISO_W | NE | MISO_W | Internal | Summer | B5 | 200 | 4089 | 1616.44 | 76.62 | 81.62 | 5 | 0
2020 | NE_2_MISO_W | NE | MISO_W | Internal | Summer | B6 | 300 | 4089 | 321.34 | 67.98 | 72.98 | 5 | 0
2020 | NE_2_MISO_W | NE | MISO_W | Internal | Summer | B7 | 400 | 4089 | 10.43 | 59.97 | 64.97 | 5 | 0
2020 | NE_2_MISO_W | NE | MISO_W | Internal | Summer | B8 | 500 | 4089 | 1504.89 | 57.14 | 62.14 | 5 | 0
2020 | NE_2_MISO_W | NE | MISO_W | Internal | Summer | B9 | 800 | 4089 | 1588.56 | 55.15 | 60.15 | 5 | 0
2020 | NE_2_MISO_W | NE | MISO_W | Internal | Summer | B10 | 1262 | 4089 | 3263.6 | 53.93 | 58.93 | 5 | 0
2020 | NE_2_MISO_W | NE | MISO_W | Internal | Winter | B16 | 25 | 4089 | 4089 | 40.66 | 64.58 | 5 | 18.92
2020 | NE_2_MISO_W | NE | MISO_W | Internal | Winter | B17 | 100 | 4089 | 4089 | 55.13 | 67.13 | 5 | 7
2020 | NE_2_MISO_W | NE | MISO_W | Internal | Winter | B18 | 400 | 4089 | 4089 | 59.58 | 67.13 | 5 | 2.56
2020 | NE_2_MISO_W | NE | MISO_W | Internal | Winter | B19 | 700 | 4089 | 3992.05 | 59.58 | 64.58 | 5 | 0
2020 | NE_2_MISO_W | NE | MISO_W | Internal | Winter | B20 | 935 | 4089 | 4089 | 50.39 | 59.15 | 5 | 3.76
2020 | NE_2_SPP_N | NE | SPP_N | Internal | Shoulder | B11 | 25 | 1960 | 55.14 | 65.51 | 65.52 | 0.01 | 0
2020 | NE_2_SPP_N | NE | SPP_N | Internal | Shoulder | B12 | 200 | 1960 | 1331.5 | 60.87 | 60.89 | 0.01 | 0
2020 | NE_2_SPP_N | NE | SPP_N | Internal | Shoulder | B13 | 600 | 1960 | 1960 | 58.66 | 60.27 | 0.01 | 1.6
2020 | NE_2_SPP_N | NE | SPP_N | Internal | Shoulder | B14 | 900 | 1960 | 1198.03 | 54.37 | 54.38 | 0.01 | 0
2020 | NE_2_SPP_N | NE | SPP_N | Internal | Shoulder | B15 | 1203 | 1960 | 1170.84 | 46.44 | 46.46 | 0.01 | 0
2020 | NE_2_SPP_N | NE | SPP_N | Internal | Summer | B1 | 10 | 1960 | 0 | 95.46 | 64.82 | 0.01 | 0
2020 | NE_2_SPP_N | NE | SPP_N | Internal | Summer | B2 | 25 | 1960 | 0 | 94.15 | 92.88 | 0.01 | 0
2020 | NE_2_SPP_N | NE | SPP_N | Internal | Summer | B3 | 75 | 1960 | 0.18 | 94.15 | 94.15 | 0.01 | 0
2020 | NE_2_SPP_N | NE | SPP_N | Internal | Summer | B4 | 100 | 1960 | 1313.12 | 88.28 | 88.29 | 0.01 | 0
2020 | NE_2_SPP_N | NE | SPP_N | Internal | Summer | B5 | 200 | 1960 | 258.47 | 76.62 | 76.63 | 0.01 | 0
2020 | NE_2_SPP_N | NE | SPP_N | Internal | Summer | B6 | 300 | 1960 | 1960 | 67.98 | 68.21 | 0.01 | 0.22
2020 | NE_2_SPP_N | NE | SPP_N | Internal | Summer | B7 | 400 | 1960 | 1960 | 59.97 | 64.39 | 0.01 | 4.41
2020 | NE_2_SPP_N | NE | SPP_N | Internal | Summer | B8 | 500 | 1960 | 1960 | 57.14 | 61.9 | 0.01 | 4.74
2020 | NE_2_SPP_N | NE | SPP_N | Internal | Summer | B9 | 800 | 1960 | 1960 | 55.15 | 59.19 | 0.01 | 4.03
2020 | NE_2_SPP_N | NE | SPP_N | Internal | Summer | B10 | 1262 | 1960 | 1633.1 | 53.93 | 53.95 | 0.01 | 0
2020 | NE_2_SPP_N | NE | SPP_N | Internal | Winter | B16 | 25 | 1960 | 1960 | 40.66 | 65.23 | 0.01 | 24.56
2020 | NE_2_SPP_N | NE | SPP_N | Internal | Winter | B17 | 100 | 1960 | 1960 | 55.13 | 62.71 | 0.01 | 7.57
2020 | NE_2_SPP_N | NE | SPP_N | Internal | Winter | B18 | 400 | 1960 | 1960 | 59.58 | 62.14 | 0.01 | 2.56
2020 | NE_2_SPP_N | NE | SPP_N | Internal | Winter | B19 | 700 | 1960 | 1857.94 | 59.58 | 59.59 | 0.01 | 0
2020 | NE_2_SPP_N | NE | SPP_N | Internal | Winter | B20 | 935 | 1960 | 1960 | 50.39 | 54.15 | 0.01 | 3.75
2020 | NEISO_2_NYISO_A-F | NEISO | NYISO_A-F | Internal | Shoulder | B11 | 25 | 600 | 0.01 | 61.51 | 64.03 | 3 | 0
2020 | NEISO_2_NYISO_A-F | NEISO | NYISO_A-F | Internal | Shoulder | B12 | 200 | 600 | 0 | 59.99 | 61.66 | 3 | 0
2020 | NEISO_2_NYISO_A-F | NEISO | NYISO_A-F | Internal | Shoulder | B13 | 600 | 600 | 0 | 59.99 | 61.66 | 3 | 0
2020 | NEISO_2_NYISO_A-F | NEISO | NYISO_A-F | Internal | Shoulder | B14 | 900 | 600 | 0 | 59.99 | 61.66 | 3 | 0
2020 | NEISO_2_NYISO_A-F | NEISO | NYISO_A-F | Internal | Shoulder | B15 | 1203 | 600 | 0 | 59.99 | 61.66 | 3 | 0
2020 | NEISO_2_NYISO_A-F | NEISO | NYISO_A-F | Internal | Summer | B1 | 10 | 600 | 0 | 105.48 | 94.48 | 3 | 0
2020 | NEISO_2_NYISO_A-F | NEISO | NYISO_A-F | Internal | Summer | B2 | 25 | 600 | 0 | 94.96 | 93.16 | 3 | 0
2020 | NEISO_2_NYISO_A-F | NEISO | NYISO_A-F | Internal | Summer | B3 | 75 | 600 | 0 | 80.55 | 81.92 | 3 | 0
2020 | NEISO_2_NYISO_A-F | NEISO | NYISO_A-F | Internal | Summer | B4 | 100 | 600 | 278.41 | 78.92 | 81.92 | 3 | 0
2020 | NEISO_2_NYISO_A-F | NEISO | NYISO_A-F | Internal | Summer | B5 | 200 | 600 | 599.99 | 58.63 | 62.77 | 3 | 1.14
2020 | NEISO_2_NYISO_A-F | NEISO | NYISO_A-F | Internal | Summer | B6 | 300 | 600 | 600 | 58.63 | 62.77 | 3 | 1.14
2020 | NEISO_2_NYISO_A-F | NEISO | NYISO_A-F | Internal | Summer | B7 | 400 | 600 | 0.03 | 58.63 | 61.62 | 3 | 0
2020 | NEISO_2_NYISO_A-F | NEISO | NYISO_A-F | Internal | Summer | B8 | 500 | 600 | 0 | 58.63 | 59.66 | 3 | 0
2020 | NEISO_2_NYISO_A-F | NEISO | NYISO_A-F | Internal | Summer | B9 | 800 | 600 | 0 | 58.63 | 59.66 | 3 | 0
2020 | NEISO_2_NYISO_A-F | NEISO | NYISO_A-F | Internal | Summer | B10 | 1262 | 600 | 0 | 58.63 | 59.66 | 3 | 0
2020 | NEISO_2_NYISO_A-F | NEISO | NYISO_A-F | Internal | Winter | B16 | 25 | 600 | 0 | 70.44 | 66.42 | 3 | 0
2020 | NEISO_2_NYISO_A-F | NEISO | NYISO_A-F | Internal | Winter | B17 | 100 | 600 | 0 | 69.12 | 64.49 | 3 | 0
2020 | NEISO_2_NYISO_A-F | NEISO | NYISO_A-F | Internal | Winter | B18 | 400 | 600 | 0 | 67.49 | 64.49 | 3 | 0
2020 | NEISO_2_NYISO_A-F | NEISO | NYISO_A-F | Internal | Winter | B19 | 700 | 600 | 0 | 67.49 | 64.49 | 3 | 0
2020 | NEISO_2_NYISO_A-F | NEISO | NYISO_A-F | Internal | Winter | B20 | 935 | 600 | 0 | 67.49 | 64.49 | 3 | 0
2020 | NEISO_2_NYISO_G-I | NEISO | NYISO_G-I | Internal | Shoulder | B11 | 25 | 600 | 286.13 | 61.51 | 64.51 | 3 | 0
2020 | NEISO_2_NYISO_G-I | NEISO | NYISO_G-I | Internal | Shoulder | B12 | 200 | 600 | 0 | 59.99 | 62.64 | 3 | 0
2020 | NEISO_2_NYISO_G-I | NEISO | NYISO_G-I | Internal | Shoulder | B13 | 600 | 600 | 0 | 59.99 | 62.64 | 3 | 0
2020 | NEISO_2_NYISO_G-I | NEISO | NYISO_G-I | Internal | Shoulder | B14 | 900 | 600 | 0 | 59.99 | 61.67 | 3 | 0
2020 | NEISO_2_NYISO_G-I | NEISO | NYISO_G-I | Internal | Shoulder | B15 | 1203 | 600 | 0 | 59.99 | 61.67 | 3 | 0
2020 | NEISO_2_NYISO_G-I | NEISO | NYISO_G-I | Internal | Summer | B1 | 10 | 600 | 1.3 | 105.48 | 108.46 | 3 | 0
2020 | NEISO_2_NYISO_G-I | NEISO | NYISO_G-I | Internal | Summer | B2 | 25 | 600 | 0.5 | 94.96 | 97.95 | 3 | 0
2020 | NEISO_2_NYISO_G-I | NEISO | NYISO_G-I | Internal | Summer | B3 | 75 | 600 | 600 | 80.55 | 86.06 | 3 | 2.51
2020 | NEISO_2_NYISO_G-I | NEISO | NYISO_G-I | Internal | Summer | B4 | 100 | 600 | 600 | 78.92 | 83.54 | 3 | 1.61
2020 | NEISO_2_NYISO_G-I | NEISO | NYISO_G-I | Internal | Summer | B5 | 200 | 600 | 600 | 58.63 | 75.62 | 3 | 13.99
2020 | NEISO_2_NYISO_G-I | NEISO | NYISO_G-I | Internal | Summer | B6 | 300 | 600 | 600 | 58.63 | 66.98 | 3 | 5.35
2020 | NEISO_2_NYISO_G-I | NEISO | NYISO_G-I | Internal | Summer | B7 | 400 | 600 | 29.11 | 58.63 | 61.63 | 3 | 0
2020 | NEISO_2_NYISO_G-I | NEISO | NYISO_G-I | Internal | Summer | B8 | 500 | 600 | 0 | 58.63 | 60.04 | 3 | 0
2020 | NEISO_2_NYISO_G-I | NEISO | NYISO_G-I | Internal | Summer | B9 | 800 | 600 | 0 | 58.63 | 59.67 | 3 | 0
2020 | NEISO_2_NYISO_G-I | NEISO | NYISO_G-I | Internal | Summer | B10 | 1262 | 600 | 0 | 58.63 | 59.67 | 3 | 0
2020 | NEISO_2_NYISO_G-I | NEISO | NYISO_G-I | Internal | Winter | B16 | 25 | 600 | 0 | 70.44 | 71.18 | 3 | 0
2020 | NEISO_2_NYISO_G-I | NEISO | NYISO_G-I | Internal | Winter | B17 | 100 | 600 | 0 | 69.12 | 69.79 | 3 | 0
2020 | NEISO_2_NYISO_G-I | NEISO | NYISO_G-I | Internal | Winter | B18 | 400 | 600 | 0 | 67.49 | 69.79 | 3 | 0
2020 | NEISO_2_NYISO_G-I | NEISO | NYISO_G-I | Internal | Winter | B19 | 700 | 600 | 0 | 67.49 | 69.79 | 3 | 0
2020 | NEISO_2_NYISO_G-I | NEISO | NYISO_G-I | Internal | Winter | B20 | 935 | 600 | 0 | 67.49 | 64.5 | 3 | 0
2020 | NEISO_2_NYISO_J-K | NEISO | NYISO_J-K | Internal | Shoulder | B11 | 25 | 745 | 744.51 | 61.51 | 64.53 | 3 | 0.01
2020 | NEISO_2_NYISO_J-K | NEISO | NYISO_J-K | Internal | Shoulder | B12 | 200 | 745 | 0 | 59.99 | 62.65 | 3 | 0
2020 | NEISO_2_NYISO_J-K | NEISO | NYISO_J-K | Internal | Shoulder | B13 | 600 | 745 | 0 | 59.99 | 62.65 | 3 | 0
2020 | NEISO_2_NYISO_J-K | NEISO | NYISO_J-K | Internal | Shoulder | B14 | 900 | 745 | 0 | 59.99 | 61.69 | 3 | 0
2020 | NEISO_2_NYISO_J-K | NEISO | NYISO_J-K | Internal | Shoulder | B15 | 1203 | 745 | 0 | 59.99 | 61.69 | 3 | 0
2020 | NEISO_2_NYISO_J-K | NEISO | NYISO_J-K | Internal | Summer | B1 | 10 | 745 | 542.54 | 105.48 | 108.48 | 3 | 0
2020 | NEISO_2_NYISO_J-K | NEISO | NYISO_J-K | Internal | Summer | B2 | 25 | 745 | 395.98 | 94.96 | 97.96 | 3 | 0
2020 | NEISO_2_NYISO_J-K | NEISO | NYISO_J-K | Internal | Summer | B3 | 75 | 745 | 745 | 80.55 | 86.07 | 3 | 2.52
2020 | NEISO_2_NYISO_J-K | NEISO | NYISO_J-K | Internal | Summer | B4 | 100 | 745 | 745 | 78.92 | 83.55 | 3 | 1.63
2020 | NEISO_2_NYISO_J-K | NEISO | NYISO_J-K | Internal | Summer | B5 | 200 | 745 | 745 | 58.63 | 83.55 | 3 | 21.92
2020 | NEISO_2_NYISO_J-K | NEISO | NYISO_J-K | Internal | Summer | B6 | 300 | 745 | 745 | 58.63 | 67 | 3 | 5.36
2020 | NEISO_2_NYISO_J-K | NEISO | NYISO_J-K | Internal | Summer | B7 | 400 | 745 | 744.97 | 58.63 | 61.64 | 3 | 0.01
2020 | NEISO_2_NYISO_J-K | NEISO | NYISO_J-K | Internal | Summer | B8 | 500 | 745 | 30.99 | 58.63 | 61.63 | 3 | 0
2020 | NEISO_2_NYISO_J-K | NEISO | NYISO_J-K | Internal | Summer | B9 | 800 | 745 | 0 | 58.63 | 59.69 | 3 | 0
2020 | NEISO_2_NYISO_J-K | NEISO | NYISO_J-K | Internal | Summer | B10 | 1262 | 745 | 0 | 58.63 | 59.69 | 3 | 0
2020 | NEISO_2_NYISO_J-K | NEISO | NYISO_J-K | Internal | Winter | B16 | 25 | 745 | 527.17 | 70.44 | 73.44 | 3 | 0
2020 | NEISO_2_NYISO_J-K | NEISO | NYISO_J-K | Internal | Winter | B17 | 100 | 745 | 398.29 | 69.12 | 72.12 | 3 | 0
2020 | NEISO_2_NYISO_J-K | NEISO | NYISO_J-K | Internal | Winter | B18 | 400 | 745 | 745 | 67.49 | 72.12 | 3 | 1.63
2020 | NEISO_2_NYISO_J-K | NEISO | NYISO_J-K | Internal | Winter | B19 | 700 | 745 | 745 | 67.49 | 72.12 | 3 | 1.63
2020 | NEISO_2_NYISO_J-K | NEISO | NYISO_J-K | Internal | Winter | B20 | 935 | 745 | 0 | 67.49 | 64.51 | 3 | 0
2020 | NonRTO_Midwest_2_MISO_IN | NonRTO_Midwest | MISO_IN | Internal | Shoulder | B11 | 25 | 4450 | 0 | 78.51 | 70.51 | 8 | 0
2020 | NonRTO_Midwest_2_MISO_IN | NonRTO_Midwest | MISO_IN | Internal | Shoulder | B12 | 200 | 4450 | 0 | 73.87 | 65.87 | 8 | 0
2020 | NonRTO_Midwest_2_MISO_IN | NonRTO_Midwest | MISO_IN | Internal | Shoulder | B13 | 600 | 4450 | 0 | 71.66 | 63.66 | 8 | 0
2020 | NonRTO_Midwest_2_MISO_IN | NonRTO_Midwest | MISO_IN | Internal | Shoulder | B14 | 900 | 4450 | 0 | 66.19 | 61.97 | 8 | 0
2020 | NonRTO_Midwest_2_MISO_IN | NonRTO_Midwest | MISO_IN | Internal | Shoulder | B15 | 1203 | 4450 | 0 | 64.9 | 58.44 | 8 | 0
2020 | NonRTO_Midwest_2_MISO_IN | NonRTO_Midwest | MISO_IN | Internal | Summer | B1 | 10 | 4450 | 0 | 108.46 | 100.46 | 8 | 0
2020 | NonRTO_Midwest_2_MISO_IN | NonRTO_Midwest | MISO_IN | Internal | Summer | B2 | 25 | 4450 | 0 | 107.86 | 99.86 | 8 | 0
2020 | NonRTO_Midwest_2_MISO_IN | NonRTO_Midwest | MISO_IN | Internal | Summer | B3 | 75 | 4450 | 0 | 107.15 | 99.15 | 8 | 0
2020 | NonRTO_Midwest_2_MISO_IN | NonRTO_Midwest | MISO_IN | Internal | Summer | B4 | 100 | 4450 | 0 | 101.28 | 93.28 | 8 | 0
2020 | NonRTO_Midwest_2_MISO_IN | NonRTO_Midwest | MISO_IN | Internal | Summer | B5 | 200 | 4450 | 0 | 89.62 | 81.62 | 8 | 0
2020 | NonRTO_Midwest_2_MISO_IN | NonRTO_Midwest | MISO_IN | Internal | Summer | B6 | 300 | 4450 | 0 | 80.98 | 72.98 | 8 | 0
2020 | NonRTO_Midwest_2_MISO_IN | NonRTO_Midwest | MISO_IN | Internal | Summer | B7 | 400 | 4450 | 0 | 72.97 | 64.97 | 8 | 0
2020 | NonRTO_Midwest_2_MISO_IN | NonRTO_Midwest | MISO_IN | Internal | Summer | B8 | 500 | 4450 | 0 | 66.19 | 62.14 | 8 | 0
2020 | NonRTO_Midwest_2_MISO_IN | NonRTO_Midwest | MISO_IN | Internal | Summer | B9 | 800 | 4450 | 0 | 65.67 | 61.19 | 8 | 0
2020 | NonRTO_Midwest_2_MISO_IN | NonRTO_Midwest | MISO_IN | Internal | Summer | B10 | 1262 | 4450 | 0 | 63.42 | 58.93 | 8 | 0
2020 | NonRTO_Midwest_2_MISO_IN | NonRTO_Midwest | MISO_IN | Internal | Winter | B16 | 25 | 4450 | 0 | 82.94 | 74.94 | 8 | 0
2020 | NonRTO_Midwest_2_MISO_IN | NonRTO_Midwest | MISO_IN | Internal | Winter | B17 | 100 | 4450 | 0 | 76.49 | 68.49 | 8 | 0
2020 | NonRTO_Midwest_2_MISO_IN | NonRTO_Midwest | MISO_IN | Internal | Winter | B18 | 400 | 4450 | 0 | 75.13 | 67.13 | 8 | 0
2020 | NonRTO_Midwest_2_MISO_IN | NonRTO_Midwest | MISO_IN | Internal | Winter | B19 | 700 | 4450 | 0 | 70.27 | 64.58 | 8 | 0
2020 | NonRTO_Midwest_2_MISO_IN | NonRTO_Midwest | MISO_IN | Internal | Winter | B20 | 935 | 4450 | 0 | 65.99 | 59.17 | 8 | 0
2020 | NonRTO_Midwest_2_TVA_Transmission | NonRTO_Midwest | TVA_Transmission | Internal | Shoulder | B11 | 25 | 2400 | 0 | 78.51 | 78.51 | 8 | 0
2020 | NonRTO_Midwest_2_TVA_Transmission | NonRTO_Midwest | TVA_Transmission | Internal | Shoulder | B12 | 200 | 2400 | 0 | 73.87 | 70.12 | 8 | 0
2020 | NonRTO_Midwest_2_TVA_Transmission | NonRTO_Midwest | TVA_Transmission | Internal | Shoulder | B13 | 600 | 2400 | 0 | 71.66 | 68.76 | 8 | 0
2020 | NonRTO_Midwest_2_TVA_Transmission | NonRTO_Midwest | TVA_Transmission | Internal | Shoulder | B14 | 900 | 2400 | 0 | 66.19 | 67.18 | 8 | 0
2020 | NonRTO_Midwest_2_TVA_Transmission | NonRTO_Midwest | TVA_Transmission | Internal | Shoulder | B15 | 1203 | 2400 | 0 | 64.9 | 63.45 | 8 | 0
2020 | NonRTO_Midwest_2_TVA_Transmission | NonRTO_Midwest | TVA_Transmission | Internal | Summer | B1 | 10 | 2400 | 0 | 108.46 | 108.46 | 8 | 0
2020 | NonRTO_Midwest_2_TVA_Transmission | NonRTO_Midwest | TVA_Transmission | Internal | Summer | B2 | 25 | 2400 | 0 | 107.86 | 107.15 | 8 | 0
2020 | NonRTO_Midwest_2_TVA_Transmission | NonRTO_Midwest | TVA_Transmission | Internal | Summer | B3 | 75 | 2400 | 0 | 107.15 | 107.15 | 8 | 0
2020 | NonRTO_Midwest_2_TVA_Transmission | NonRTO_Midwest | TVA_Transmission | Internal | Summer | B4 | 100 | 2400 | 0 | 101.28 | 101.28 | 8 | 0
2020 | NonRTO_Midwest_2_TVA_Transmission | NonRTO_Midwest | TVA_Transmission | Internal | Summer | B5 | 200 | 2400 | 0 | 89.62 | 89.62 | 8 | 0
2020 | NonRTO_Midwest_2_TVA_Transmission | NonRTO_Midwest | TVA_Transmission | Internal | Summer | B6 | 300 | 2400 | 0 | 80.98 | 79.57 | 8 | 0
2020 | NonRTO_Midwest_2_TVA_Transmission | NonRTO_Midwest | TVA_Transmission | Internal | Summer | B7 | 400 | 2400 | 0 | 72.97 | 70.5 | 8 | 0
2020 | NonRTO_Midwest_2_TVA_Transmission | NonRTO_Midwest | TVA_Transmission | Internal | Summer | B8 | 500 | 2400 | 0 | 66.19 | 67.95 | 8 | 0
2020 | NonRTO_Midwest_2_TVA_Transmission | NonRTO_Midwest | TVA_Transmission | Internal | Summer | B9 | 800 | 2400 | 0 | 65.67 | 66.68 | 8 | 0
2020 | NonRTO_Midwest_2_TVA_Transmission | NonRTO_Midwest | TVA_Transmission | Internal | Summer | B10 | 1262 | 2400 | 0 | 63.42 | 64.28 | 8 | 0
2020 | NonRTO_Midwest_2_TVA_Transmission | NonRTO_Midwest | TVA_Transmission | Internal | Winter | B16 | 25 | 2400 | 0 | 82.94 | 78.23 | 8 | 0
2020 | NonRTO_Midwest_2_TVA_Transmission | NonRTO_Midwest | TVA_Transmission | Internal | Winter | B17 | 100 | 2400 | 0 | 76.49 | 72.64 | 8 | 0
2020 | NonRTO_Midwest_2_TVA_Transmission | NonRTO_Midwest | TVA_Transmission | Internal | Winter | B18 | 400 | 2400 | 0 | 75.13 | 71.16 | 8 | 0
2020 | NonRTO_Midwest_2_TVA_Transmission | NonRTO_Midwest | TVA_Transmission | Internal | Winter | B19 | 700 | 2400 | 0 | 70.27 | 69.56 | 8 | 0
2020 | NonRTO_Midwest_2_TVA_Transmission | NonRTO_Midwest | TVA_Transmission | Internal | Winter | B20 | 935 | 2400 | 0 | 65.99 | 67.15 | 8 | 0
2020 | NYISO_A-F_2_IESO | NYISO_A-F | IESO | Internal | Shoulder | B11 | 25 | 1600 | 0 | 64.03 | 47.99 | 7 | 0
2020 | NYISO_A-F_2_IESO | NYISO_A-F | IESO | Internal | Shoulder | B12 | 200 | 1600 | 0 | 61.66 | 47.99 | 7 | 0
2020 | NYISO_A-F_2_IESO | NYISO_A-F | IESO | Internal | Shoulder | B13 | 600 | 1600 | 0 | 61.66 | 47.99 | 7 | 0
2020 | NYISO_A-F_2_IESO | NYISO_A-F | IESO | Internal | Shoulder | B14 | 900 | 1600 | 0 | 61.66 | 47.99 | 7 | 0
2020 | NYISO_A-F_2_IESO | NYISO_A-F | IESO | Internal | Shoulder | B15 | 1203 | 1600 | 0 | 61.66 | 47.99 | 7 | 0
2020 | NYISO_A-F_2_IESO | NYISO_A-F | IESO | Internal | Summer | B1 | 10 | 1600 | 0 | 94.48 | 87.48 | 7 | 0
2020 | NYISO_A-F_2_IESO | NYISO_A-F | IESO | Internal | Summer | B2 | 25 | 1600 | 0 | 93.16 | 86.16 | 7 | 0
2020 | NYISO_A-F_2_IESO | NYISO_A-F | IESO | Internal | Summer | B3 | 75 | 1600 | 0 | 81.92 | 74.92 | 7 | 0
2020 | NYISO_A-F_2_IESO | NYISO_A-F | IESO | Internal | Summer | B4 | 100 | 1600 | 0 | 81.92 | 47.04 | 7 | 0
2020 | NYISO_A-F_2_IESO | NYISO_A-F | IESO | Internal | Summer | B5 | 200 | 1600 | 0 | 62.77 | 47.04 | 7 | 0
2020 | NYISO_A-F_2_IESO | NYISO_A-F | IESO | Internal | Summer | B6 | 300 | 1600 | 0 | 62.77 | 47.04 | 7 | 0
2020 | NYISO_A-F_2_IESO | NYISO_A-F | IESO | Internal | Summer | B7 | 400 | 1600 | 0 | 61.62 | 47.04 | 7 | 0
2020 | NYISO_A-F_2_IESO | NYISO_A-F | IESO | Internal | Summer | B8 | 500 | 1600 | 0 | 59.66 | 47.04 | 7 | 0
2020 | NYISO_A-F_2_IESO | NYISO_A-F | IESO | Internal | Summer | B9 | 800 | 1600 | 0 | 59.66 | 47.04 | 7 | 0
2020 | NYISO_A-F_2_IESO | NYISO_A-F | IESO | Internal | Summer | B10 | 1262 | 1600 | 0 | 59.66 | 47.04 | 7 | 0
2020 | NYISO_A-F_2_IESO | NYISO_A-F | IESO | Internal | Winter | B16 | 25 | 1600 | 0 | 66.42 | 49.92 | 7 | 0
2020 | NYISO_A-F_2_IESO | NYISO_A-F | IESO | Internal | Winter | B17 | 100 | 1600 | 0 | 64.49 | 49.92 | 7 | 0
2020 | NYISO_A-F_2_IESO | NYISO_A-F | IESO | Internal | Winter | B18 | 400 | 1600 | 0 | 64.49 | 49.92 | 7 | 0
2020 | NYISO_A-F_2_IESO | NYISO_A-F | IESO | Internal | Winter | B19 | 700 | 1600 | 0 | 64.49 | 49.92 | 7 | 0
2020 | NYISO_A-F_2_IESO | NYISO_A-F | IESO | Internal | Winter | B20 | 935 | 1600 | 0 | 64.49 | 49.92 | 7 | 0
2020 | NYISO_A-F_2_NEISO | NYISO_A-F | NEISO | Internal | Shoulder | B11 | 25 | 600 | 0 | 64.03 | 61.51 | 3 | 0
2020 | NYISO_A-F_2_NEISO | NYISO_A-F | NEISO | Internal | Shoulder | B12 | 200 | 600 | 0 | 61.66 | 59.99 | 3 | 0
2020 | NYISO_A-F_2_NEISO | NYISO_A-F | NEISO | Internal | Shoulder | B13 | 600 | 600 | 0 | 61.66 | 59.99 | 3 | 0
2020 | NYISO_A-F_2_NEISO | NYISO_A-F | NEISO | Internal | Shoulder | B14 | 900 | 600 | 0 | 61.66 | 59.99 | 3 | 0
2020 | NYISO_A-F_2_NEISO | NYISO_A-F | NEISO | Internal | Shoulder | B15 | 1203 | 600 | 0 | 61.66 | 59.99 | 3 | 0
2020 | NYISO_A-F_2_NEISO | NYISO_A-F | NEISO | Internal | Summer | B1 | 10 | 600 | 600 | 94.48 | 105.48 | 3 | 8
2020 | NYISO_A-F_2_NEISO | NYISO_A-F | NEISO | Internal | Summer | B2 | 25 | 600 | 0 | 93.16 | 94.96 | 3 | 0
2020 | NYISO_A-F_2_NEISO | NYISO_A-F | NEISO | Internal | Summer | B3 | 75 | 600 | 0 | 81.92 | 80.55 | 3 | 0
2020 | NYISO_A-F_2_NEISO | NYISO_A-F | NEISO | Internal | Summer | B4 | 100 | 600 | 0 | 81.92 | 78.92 | 3 | 0
2020 | NYISO_A-F_2_NEISO | NYISO_A-F | NEISO | Internal | Summer | B5 | 200 | 600 | 0 | 62.77 | 58.63 | 3 | 0
2020 | NYISO_A-F_2_NEISO | NYISO_A-F | NEISO | Internal | Summer | B6 | 300 | 600 | 0 | 62.77 | 58.63 | 3 | 0
2020 | NYISO_A-F_2_NEISO | NYISO_A-F | NEISO | Internal | Summer | B7 | 400 | 600 | 0 | 61.62 | 58.63 | 3 | 0
2020 | NYISO_A-F_2_NEISO | NYISO_A-F | NEISO | Internal | Summer | B8 | 500 | 600 | 0 | 59.66 | 58.63 | 3 | 0
2020 | NYISO_A-F_2_NEISO | NYISO_A-F | NEISO | Internal | Summer | B9 | 800 | 600 | 0 | 59.66 | 58.63 | 3 | 0
2020 | NYISO_A-F_2_NEISO | NYISO_A-F | NEISO | Internal | Summer | B10 | 1262 | 600 | 0 | 59.66 | 58.63 | 3 | 0
2020 | NYISO_A-F_2_NEISO | NYISO_A-F | NEISO | Internal | Winter | B16 | 25 | 600 | 599.99 | 66.42 | 70.44 | 3 | 1.02
2020 | NYISO_A-F_2_NEISO | NYISO_A-F | NEISO | Internal | Winter | B17 | 100 | 600 | 600 | 64.49 | 69.12 | 3 | 1.63
2020 | NYISO_A-F_2_NEISO | NYISO_A-F | NEISO | Internal | Winter | B18 | 400 | 600 | 499.13 | 64.49 | 67.49 | 3 | 0
2020 | NYISO_A-F_2_NEISO | NYISO_A-F | NEISO | Internal | Winter | B19 | 700 | 600 | 499.72 | 64.49 | 67.49 | 3 | 0
2020 | NYISO_A-F_2_NEISO | NYISO_A-F | NEISO | Internal | Winter | B20 | 935 | 600 | 498.89 | 64.49 | 67.49 | 3 | 0
2020 | NYISO_A-F_2_NYISO_G-I | NYISO_A-F | NYISO_G-I | Internal | Shoulder | B11 | 25 | 5685 | 5684.99 | 64.03 | 64.51 | 0.01 | 0.48
2020 | NYISO_A-F_2_NYISO_G-I | NYISO_A-F | NYISO_G-I | Internal | Shoulder | B12 | 200 | 5685 | 5685 | 61.66 | 62.64 | 0.01 | 0.96
2020 | NYISO_A-F_2_NYISO_G-I | NYISO_A-F | NYISO_G-I | Internal | Shoulder | B13 | 600 | 5685 | 5685 | 61.66 | 62.64 | 0.01 | 0.96
2020 | NYISO_A-F_2_NYISO_G-I | NYISO_A-F | NYISO_G-I | Internal | Shoulder | B14 | 900 | 5685 | 5663.79 | 61.66 | 61.67 | 0.01 | 0
2020 | NYISO_A-F_2_NYISO_G-I | NYISO_A-F | NYISO_G-I | Internal | Shoulder | B15 | 1203 | 5685 | 4871.19 | 61.66 | 61.67 | 0.01 | 0
2020 | NYISO_A-F_2_NYISO_G-I | NYISO_A-F | NYISO_G-I | Internal | Summer | B1 | 10 | 5685 | 5685 | 94.48 | 108.46 | 0.01 | 13.98
2020 | NYISO_A-F_2_NYISO_G-I | NYISO_A-F | NYISO_G-I | Internal | Summer | B2 | 25 | 5685 | 5685 | 93.16 | 97.95 | 0.01 | 4.78
2020 | NYISO_A-F_2_NYISO_G-I | NYISO_A-F | NYISO_G-I | Internal | Summer | B3 | 75 | 5685 | 5685 | 81.92 | 86.06 | 0.01 | 4.12
2020 | NYISO_A-F_2_NYISO_G-I | NYISO_A-F | NYISO_G-I | Internal | Summer | B4 | 100 | 5685 | 5685 | 81.92 | 83.54 | 0.01 | 1.6
2020 | NYISO_A-F_2_NYISO_G-I | NYISO_A-F | NYISO_G-I | Internal | Summer | B5 | 200 | 5685 | 5685 | 62.77 | 75.62 | 0.01 | 12.84
2020 | NYISO_A-F_2_NYISO_G-I | NYISO_A-F | NYISO_G-I | Internal | Summer | B6 | 300 | 5685 | 5685 | 62.77 | 66.98 | 0.01 | 4.2
2020 | NYISO_A-F_2_NYISO_G-I | NYISO_A-F | NYISO_G-I | Internal | Summer | B7 | 400 | 5685 | 5434.72 | 61.62 | 61.63 | 0.01 | 0
2020 | NYISO_A-F_2_NYISO_G-I | NYISO_A-F | NYISO_G-I | Internal | Summer | B8 | 500 | 5685 | 5685 | 59.66 | 60.04 | 0.01 | 0.37
2020 | NYISO_A-F_2_NYISO_G-I | NYISO_A-F | NYISO_G-I | Internal | Summer | B9 | 800 | 5685 | 5429.67 | 59.66 | 59.67 | 0.01 | 0
2020 | NYISO_A-F_2_NYISO_G-I | NYISO_A-F | NYISO_G-I | Internal | Summer | B10 | 1262 | 5685 | 3240.61 | 59.66 | 59.67 | 0.01 | 0
2020 | NYISO_A-F_2_NYISO_G-I | NYISO_A-F | NYISO_G-I | Internal | Winter | B16 | 25 | 5685 | 5685 | 66.42 | 71.18 | 0.01 | 4.75
2020 | NYISO_A-F_2_NYISO_G-I | NYISO_A-F | NYISO_G-I | Internal | Winter | B17 | 100 | 5685 | 5685 | 64.49 | 69.79 | 0.01 | 5.29
2020 | NYISO_A-F_2_NYISO_G-I | NYISO_A-F | NYISO_G-I | Internal | Winter | B18 | 400 | 5685 | 5685 | 64.49 | 69.79 | 0.01 | 5.29
2020 | NYISO_A-F_2_NYISO_G-I | NYISO_A-F | NYISO_G-I | Internal | Winter | B19 | 700 | 5685 | 5685 | 64.49 | 69.79 | 0.01 | 5.29
2020 | NYISO_A-F_2_NYISO_G-I | NYISO_A-F | NYISO_G-I | Internal | Winter | B20 | 935 | 5685 | 5341.29 | 64.49 | 64.5 | 0.01 | 0
2020 | NYISO_A-F_2_PJM_ROM | NYISO_A-F | PJM_ROM | Internal | Shoulder | B11 | 25 | 1000 | 999.99 | 64.03 | 72.53 | 8 | 0.5
2020 | NYISO_A-F_2_PJM_ROM | NYISO_A-F | PJM_ROM | Internal | Shoulder | B12 | 200 | 1000 | 0 | 61.66 | 67.89 | 8 | 0
2020 | NYISO_A-F_2_PJM_ROM | NYISO_A-F | PJM_ROM | Internal | Shoulder | B13 | 600 | 1000 | 0 | 61.66 | 65.67 | 8 | 0
2020 | NYISO_A-F_2_PJM_ROM | NYISO_A-F | PJM_ROM | Internal | Shoulder | B14 | 900 | 1000 | 0 | 61.66 | 64.2 | 8 | 0
2020 | NYISO_A-F_2_PJM_ROM | NYISO_A-F | PJM_ROM | Internal | Shoulder | B15 | 1203 | 1000 | 0 | 61.66 | 60.46 | 8 | 0
2020 | NYISO_A-F_2_PJM_ROM | NYISO_A-F | PJM_ROM | Internal | Summer | B1 | 10 | 1000 | 767.99 | 94.48 | 102.48 | 8 | 0
2020 | NYISO_A-F_2_PJM_ROM | NYISO_A-F | PJM_ROM | Internal | Summer | B2 | 25 | 1000 | 872.27 | 93.16 | 101.16 | 8 | 0
2020 | NYISO_A-F_2_PJM_ROM | NYISO_A-F | PJM_ROM | Internal | Summer | B3 | 75 | 1000 | 1000 | 81.92 | 101.14 | 8 | 11.21
2020 | NYISO_A-F_2_PJM_ROM | NYISO_A-F | PJM_ROM | Internal | Summer | B4 | 100 | 1000 | 1000 | 81.92 | 95.27 | 8 | 5.34
2020 | NYISO_A-F_2_PJM_ROM | NYISO_A-F | PJM_ROM | Internal | Summer | B5 | 200 | 1000 | 1000 | 62.77 | 83.63 | 8 | 12.86
2020 | NYISO_A-F_2_PJM_ROM | NYISO_A-F | PJM_ROM | Internal | Summer | B6 | 300 | 1000 | 1000 | 62.77 | 75 | 8 | 4.23
2020 | NYISO_A-F_2_PJM_ROM | NYISO_A-F | PJM_ROM | Internal | Summer | B7 | 400 | 1000 | 0 | 61.62 | 66.98 | 8 | 0
2020 | NYISO_A-F_2_PJM_ROM | NYISO_A-F | PJM_ROM | Internal | Summer | B8 | 500 | 1000 | 0 | 59.66 | 64.16 | 8 | 0
2020 | NYISO_A-F_2_PJM_ROM | NYISO_A-F | PJM_ROM | Internal | Summer | B9 | 800 | 1000 | 0 | 59.66 | 62.16 | 8 | 0
2020 | NYISO_A-F_2_PJM_ROM | NYISO_A-F | PJM_ROM | Internal | Summer | B10 | 1262 | 1000 | 0 | 59.66 | 60.95 | 8 | 0
2020 | NYISO_A-F_2_PJM_ROM | NYISO_A-F | PJM_ROM | Internal | Winter | B16 | 25 | 1000 | 1000 | 66.42 | 76.95 | 8 | 2.53
2020 | NYISO_A-F_2_PJM_ROM | NYISO_A-F | PJM_ROM | Internal | Winter | B17 | 100 | 1000 | 0 | 64.49 | 70.62 | 8 | 0
2020 | NYISO_A-F_2_PJM_ROM | NYISO_A-F | PJM_ROM | Internal | Winter | B18 | 400 | 1000 | 0 | 64.49 | 69.56 | 8 | 0
2020 | NYISO_A-F_2_PJM_ROM | NYISO_A-F | PJM_ROM | Internal | Winter | B19 | 700 | 1000 | 0 | 64.49 | 69.15 | 8 | 0
2020 | NYISO_A-F_2_PJM_ROM | NYISO_A-F | PJM_ROM | Internal | Winter | B20 | 935 | 1000 | 0 | 64.49 | 61.16 | 8 | 0
2020 | NYISO_G-I_2_NEISO | NYISO_G-I | NEISO | Internal | Shoulder | B11 | 25 | 600 | 0 | 64.51 | 61.51 | 3 | 0
2020 | NYISO_G-I_2_NEISO | NYISO_G-I | NEISO | Internal | Shoulder | B12 | 200 | 600 | 0 | 62.64 | 59.99 | 3 | 0
2020 | NYISO_G-I_2_NEISO | NYISO_G-I | NEISO | Internal | Shoulder | B13 | 600 | 600 | 0 | 62.64 | 59.99 | 3 | 0
2020 | NYISO_G-I_2_NEISO | NYISO_G-I | NEISO | Internal | Shoulder | B14 | 900 | 600 | 0 | 61.67 | 59.99 | 3 | 0
2020 | NYISO_G-I_2_NEISO | NYISO_G-I | NEISO | Internal | Shoulder | B15 | 1203 | 600 | 0 | 61.67 | 59.99 | 3 | 0
2020 | NYISO_G-I_2_NEISO | NYISO_G-I | NEISO | Internal | Summer | B1 | 10 | 600 | 0 | 108.46 | 105.48 | 3 | 0
2020 | NYISO_G-I_2_NEISO | NYISO_G-I | NEISO | Internal | Summer | B2 | 25 | 600 | 0 | 97.95 | 94.96 | 3 | 0
2020 | NYISO_G-I_2_NEISO | NYISO_G-I | NEISO | Internal | Summer | B3 | 75 | 600 | 0 | 86.06 | 80.55 | 3 | 0
2020 | NYISO_G-I_2_NEISO | NYISO_G-I | NEISO | Internal | Summer | B4 | 100 | 600 | 0 | 83.54 | 78.92 | 3 | 0
2020 | NYISO_G-I_2_NEISO | NYISO_G-I | NEISO | Internal | Summer | B5 | 200 | 600 | 0 | 75.62 | 58.63 | 3 | 0
2020 | NYISO_G-I_2_NEISO | NYISO_G-I | NEISO | Internal | Summer | B6 | 300 | 600 | 0 | 66.98 | 58.63 | 3 | 0
2020 | NYISO_G-I_2_NEISO | NYISO_G-I | NEISO | Internal | Summer | B7 | 400 | 600 | 0 | 61.63 | 58.63 | 3 | 0
2020 | NYISO_G-I_2_NEISO | NYISO_G-I | NEISO | Internal | Summer | B8 | 500 | 600 | 0 | 60.04 | 58.63 | 3 | 0
2020 | NYISO_G-I_2_NEISO | NYISO_G-I | NEISO | Internal | Summer | B9 | 800 | 600 | 0 | 59.67 | 58.63 | 3 | 0
2020 | NYISO_G-I_2_NEISO | NYISO_G-I | NEISO | Internal | Summer | B10 | 1262 | 600 | 0 | 59.67 | 58.63 | 3 | 0
2020 | NYISO_G-I_2_NEISO | NYISO_G-I | NEISO | Internal | Winter | B16 | 25 | 600 | 0 | 71.18 | 70.44 | 3 | 0
2020 | NYISO_G-I_2_NEISO | NYISO_G-I | NEISO | Internal | Winter | B17 | 100 | 600 | 0 | 69.79 | 69.12 | 3 | 0
2020 | NYISO_G-I_2_NEISO | NYISO_G-I | NEISO | Internal | Winter | B18 | 400 | 600 | 0 | 69.79 | 67.49 | 3 | 0
2020 | NYISO_G-I_2_NEISO | NYISO_G-I | NEISO | Internal | Winter | B19 | 700 | 600 | 0 | 69.79 | 67.49 | 3 | 0
2020 | NYISO_G-I_2_NEISO | NYISO_G-I | NEISO | Internal | Winter | B20 | 935 | 600 | 0.01 | 64.5 | 67.49 | 3 | 0
2020 | NYISO_G-I_2_NYISO_A-F | NYISO_G-I | NYISO_A-F | Internal | Shoulder | B11 | 25 | 3434 | 0.01 | 64.51 | 64.03 | 0.01 | 0
2020 | NYISO_G-I_2_NYISO_A-F | NYISO_G-I | NYISO_A-F | Internal | Shoulder | B12 | 200 | 3434 | 0 | 62.64 | 61.66 | 0.01 | 0
2020 | NYISO_G-I_2_NYISO_A-F | NYISO_G-I | NYISO_A-F | Internal | Shoulder | B13 | 600 | 3434 | 0 | 62.64 | 61.66 | 0.01 | 0
2020 | NYISO_G-I_2_NYISO_A-F | NYISO_G-I | NYISO_A-F | Internal | Shoulder | B14 | 900 | 3434 | 0 | 61.67 | 61.66 | 0.01 | 0
2020 | NYISO_G-I_2_NYISO_A-F | NYISO_G-I | NYISO_A-F | Internal | Shoulder | B15 | 1203 | 3434 | 0 | 61.67 | 61.66 | 0.01 | 0
2020 | NYISO_G-I_2_NYISO_A-F | NYISO_G-I | NYISO_A-F | Internal | Summer | B1 | 10 | 3434 | 0 | 108.46 | 94.48 | 0.01 | 0
2020 | NYISO_G-I_2_NYISO_A-F | NYISO_G-I | NYISO_A-F | Internal | Summer | B2 | 25 | 3434 | 0 | 97.95 | 93.16 | 0.01 | 0
2020 | NYISO_G-I_2_NYISO_A-F | NYISO_G-I | NYISO_A-F | Internal | Summer | B3 | 75 | 3434 | 0 | 86.06 | 81.92 | 0.01 | 0
2020 | NYISO_G-I_2_NYISO_A-F | NYISO_G-I | NYISO_A-F | Internal | Summer | B4 | 100 | 3434 | 0 | 83.54 | 81.92 | 0.01 | 0
2020 | NYISO_G-I_2_NYISO_A-F | NYISO_G-I | NYISO_A-F | Internal | Summer | B5 | 200 | 3434 | 0 | 75.62 | 62.77 | 0.01 | 0
2020 | NYISO_G-I_2_NYISO_A-F | NYISO_G-I | NYISO_A-F | Internal | Summer | B6 | 300 | 3434 | 0 | 66.98 | 62.77 | 0.01 | 0
2020 | NYISO_G-I_2_NYISO_A-F | NYISO_G-I | NYISO_A-F | Internal | Summer | B7 | 400 | 3434 | 0.02 | 61.63 | 61.62 | 0.01 | 0
2020 | NYISO_G-I_2_NYISO_A-F | NYISO_G-I | NYISO_A-F | Internal | Summer | B8 | 500 | 3434 | 0 | 60.04 | 59.66 | 0.01 | 0
2020 | NYISO_G-I_2_NYISO_A-F | NYISO_G-I | NYISO_A-F | Internal | Summer | B9 | 800 | 3434 | 0 | 59.67 | 59.66 | 0.01 | 0
2020 | NYISO_G-I_2_NYISO_A-F | NYISO_G-I | NYISO_A-F | Internal | Summer | B10 | 1262 | 3434 | 0 | 59.67 | 59.66 | 0.01 | 0
2020 | NYISO_G-I_2_NYISO_A-F | NYISO_G-I | NYISO_A-F | Internal | Winter | B16 | 25 | 3434 | 0 | 71.18 | 66.42 | 0.01 | 0
2020 | NYISO_G-I_2_NYISO_A-F | NYISO_G-I | NYISO_A-F | Internal | Winter | B17 | 100 | 3434 | 0 | 69.79 | 64.49 | 0.01 | 0
2020 | NYISO_G-I_2_NYISO_A-F | NYISO_G-I | NYISO_A-F | Internal | Winter | B18 | 400 | 3434 | 0 | 69.79 | 64.49 | 0.01 | 0
2020 | NYISO_G-I_2_NYISO_A-F | NYISO_G-I | NYISO_A-F | Internal | Winter | B19 | 700 | 3434 | 0 | 69.79 | 64.49 | 0.01 | 0
2020 | NYISO_G-I_2_NYISO_A-F | NYISO_G-I | NYISO_A-F | Internal | Winter | B20 | 935 | 3434 | 0 | 64.5 | 64.49 | 0.01 | 0
2020 | NYISO_G-I_2_NYISO_J-K | NYISO_G-I | NYISO_J-K | Internal | Shoulder | B11 | 25 | 6130 | 5391.75 | 64.51 | 64.53 | 0.01 | 0
2020 | NYISO_G-I_2_NYISO_J-K | NYISO_G-I | NYISO_J-K | Internal | Shoulder | B12 | 200 | 6130 | 5419.69 | 62.64 | 62.65 | 0.01 | 0
2020 | NYISO_G-I_2_NYISO_J-K | NYISO_G-I | NYISO_J-K | Internal | Shoulder | B13 | 600 | 6130 | 5142.3 | 62.64 | 62.65 | 0.01 | 0
2020 | NYISO_G-I_2_NYISO_J-K | NYISO_G-I | NYISO_J-K | Internal | Shoulder | B14 | 900 | 6130 | 5227.12 | 61.67 | 61.69 | 0.01 | 0
2020 | NYISO_G-I_2_NYISO_J-K | NYISO_G-I | NYISO_J-K | Internal | Shoulder | B15 | 1203 | 6130 | 4852.93 | 61.67 | 61.69 | 0.01 | 0
2020 | NYISO_G-I_2_NYISO_J-K | NYISO_G-I | NYISO_J-K | Internal | Summer | B1 | 10 | 6130 | 5121.93 | 108.46 | 108.48 | 0.01 | 0
2020 | NYISO_G-I_2_NYISO_J-K | NYISO_G-I | NYISO_J-K | Internal | Summer | B2 | 25 | 6130 | 5155.57 | 97.95 | 97.96 | 0.01 | 0
2020 | NYISO_G-I_2_NYISO_J-K | NYISO_G-I | NYISO_J-K | Internal | Summer | B3 | 75 | 6130 | 4646.5 | 86.06 | 86.07 | 0.01 | 0
2020 | NYISO_G-I_2_NYISO_J-K | NYISO_G-I | NYISO_J-K | Internal | Summer | B4 | 100 | 6130 | 4902.88 | 83.54 | 83.55 | 0.01 | 0
2020 | NYISO_G-I_2_NYISO_J-K | NYISO_G-I | NYISO_J-K | Internal | Summer | B5 | 200 | 6130 | 6130 | 75.62 | 83.55 | 0.01 | 7.91
2020 | NYISO_G-I_2_NYISO_J-K | NYISO_G-I | NYISO_J-K | Internal | Summer | B6 | 300 | 6130 | 5638.1 | 66.98 | 67 | 0.01 | 0
2020 | NYISO_G-I_2_NYISO_J-K | NYISO_G-I | NYISO_J-K | Internal | Summer | B7 | 400 | 6130 | 6066.65 | 61.63 | 61.64 | 0.01 | 0
2020 | NYISO_G-I_2_NYISO_J-K | NYISO_G-I | NYISO_J-K | Internal | Summer | B8 | 500 | 6130 | 6130 | 60.04 | 61.63 | 0.01 | 1.58
2020 | NYISO_G-I_2_NYISO_J-K | NYISO_G-I | NYISO_J-K | Internal | Summer | B9 | 800 | 6130 | 5314.62 | 59.67 | 59.69 | 0.01 | 0
2020 | NYISO_G-I_2_NYISO_J-K | NYISO_G-I | NYISO_J-K | Internal | Summer | B10 | 1262 | 6130 | 3564.54 | 59.67 | 59.69 | 0.01 | 0
2020 | NYISO_G-I_2_NYISO_J-K | NYISO_G-I | NYISO_J-K | Internal | Winter | B16 | 25 | 6130 | 6130 | 71.18 | 73.44 | 0.01 | 2.25
2020 | NYISO_G-I_2_NYISO_J-K | NYISO_G-I | NYISO_J-K | Internal | Winter | B17 | 100 | 6130 | 6130 | 69.79 | 72.12 | 0.01 | 2.32
2020 | NYISO_G-I_2_NYISO_J-K | NYISO_G-I | NYISO_J-K | Internal | Winter | B18 | 400 | 6130 | 6130 | 69.79 | 72.12 | 0.01 | 2.32
2020 | NYISO_G-I_2_NYISO_J-K | NYISO_G-I | NYISO_J-K | Internal | Winter | B19 | 700 | 6130 | 6130 | 69.79 | 72.12 | 0.01 | 2.32
2020 | NYISO_G-I_2_NYISO_J-K | NYISO_G-I | NYISO_J-K | Internal | Winter | B20 | 935 | 6130 | 5617.37 | 64.5 | 64.51 | 0.01 | 0
2020 | NYISO_G-I_2_PJM_E | NYISO_G-I | PJM_E | Internal | Shoulder | B11 | 25 | 1500 | 753.01 | 64.51 | 72.51 | 8 | 0
2020 | NYISO_G-I_2_PJM_E | NYISO_G-I | PJM_E | Internal | Shoulder | B12 | 200 | 1500 | 0 | 62.64 | 67.87 | 8 | 0
2020 | NYISO_G-I_2_PJM_E | NYISO_G-I | PJM_E | Internal | Shoulder | B13 | 600 | 1500 | 0 | 62.64 | 65.66 | 8 | 0
2020 | NYISO_G-I_2_PJM_E | NYISO_G-I | PJM_E | Internal | Shoulder | B14 | 900 | 1500 | 0 | 61.67 | 64.19 | 8 | 0
2020 | NYISO_G-I_2_PJM_E | NYISO_G-I | PJM_E | Internal | Shoulder | B15 | 1203 | 1500 | 0 | 61.67 | 60.44 | 8 | 0
2020 | NYISO_G-I_2_PJM_E | NYISO_G-I | PJM_E | Internal | Summer | B1 | 10 | 1500 | 0 | 108.46 | 102.46 | 8 | 0
2020 | NYISO_G-I_2_PJM_E | NYISO_G-I | PJM_E | Internal | Summer | B2 | 25 | 1500 | 0 | 97.95 | 101.15 | 8 | 0
2020 | NYISO_G-I_2_PJM_E | NYISO_G-I | PJM_E | Internal | Summer | B3 | 75 | 1500 | 1500 | 86.06 | 101.12 | 8 | 7.07
2020 | NYISO_G-I_2_PJM_E | NYISO_G-I | PJM_E | Internal | Summer | B4 | 100 | 1500 | 1500 | 83.54 | 95.25 | 8 | 3.72
2020 | NYISO_G-I_2_PJM_E | NYISO_G-I | PJM_E | Internal | Summer | B5 | 200 | 1500 | 405.02 | 75.62 | 83.62 | 8 | 0
2020 | NYISO_G-I_2_PJM_E | NYISO_G-I | PJM_E | Internal | Summer | B6 | 300 | 1500 | 1085.3 | 66.98 | 74.98 | 8 | 0
2020 | NYISO_G-I_2_PJM_E | NYISO_G-I | PJM_E | Internal | Summer | B7 | 400 | 1500 | 0 | 61.63 | 66.97 | 8 | 0
2020 | NYISO_G-I_2_PJM_E | NYISO_G-I | PJM_E | Internal | Summer | B8 | 500 | 1500 | 0 | 60.04 | 64.14 | 8 | 0
2020 | NYISO_G-I_2_PJM_E | NYISO_G-I | PJM_E | Internal | Summer | B9 | 800 | 1500 | 0 | 59.67 | 62.15 | 8 | 0
2020 | NYISO_G-I_2_PJM_E | NYISO_G-I | PJM_E | Internal | Summer | B10 | 1262 | 1500 | 0 | 59.67 | 60.93 | 8 | 0
2020 | NYISO_G-I_2_PJM_E | NYISO_G-I | PJM_E | Internal | Winter | B16 | 25 | 1500 | 0 | 71.18 | 76.94 | 8 | 0
2020 | NYISO_G-I_2_PJM_E | NYISO_G-I | PJM_E | Internal | Winter | B17 | 100 | 1500 | 0 | 69.79 | 70.63 | 8 | 0
2020 | NYISO_G-I_2_PJM_E | NYISO_G-I | PJM_E | Internal | Winter | B18 | 400 | 1500 | 0 | 69.79 | 69.57 | 8 | 0
2020 | NYISO_G-I_2_PJM_E | NYISO_G-I | PJM_E | Internal | Winter | B19 | 700 | 1500 | 0 | 69.79 | 69.17 | 8 | 0
2020 | NYISO_G-I_2_PJM_E | NYISO_G-I | PJM_E | Internal | Winter | B20 | 935 | 1500 | 0 | 64.5 | 61.15 | 8 | 0
2020 | NYISO_J-K_2_NEISO | NYISO_J-K | NEISO | Internal | Shoulder | B11 | 25 | 315 | 0 | 64.53 | 61.51 | 3 | 0
2020 | NYISO_J-K_2_NEISO | NYISO_J-K | NEISO | Internal | Shoulder | B12 | 200 | 315 | 0 | 62.65 | 59.99 | 3 | 0
2020 | NYISO_J-K_2_NEISO | NYISO_J-K | NEISO | Internal | Shoulder | B13 | 600 | 315 | 0 | 62.65 | 59.99 | 3 | 0
2020 | NYISO_J-K_2_NEISO | NYISO_J-K | NEISO | Internal | Shoulder | B14 | 900 | 315 | 0 | 61.69 | 59.99 | 3 | 0
2020 | NYISO_J-K_2_NEISO | NYISO_J-K | NEISO | Internal | Shoulder | B15 | 1203 | 315 | 0 | 61.69 | 59.99 | 3 | 0
2020 | NYISO_J-K_2_NEISO | NYISO_J-K | NEISO | Internal | Summer | B1 | 10 | 315 | 0 | 108.48 | 105.48 | 3 | 0
2020 | NYISO_J-K_2_NEISO | NYISO_J-K | NEISO | Internal | Summer | B2 | 25 | 315 | 0 | 97.96 | 94.96 | 3 | 0
2020 | NYISO_J-K_2_NEISO | NYISO_J-K | NEISO | Internal | Summer | B3 | 75 | 315 | 0 | 86.07 | 80.55 | 3 | 0
2020 | NYISO_J-K_2_NEISO | NYISO_J-K | NEISO | Internal | Summer | B4 | 100 | 315 | 0 | 83.55 | 78.92 | 3 | 0
2020 | NYISO_J-K_2_NEISO | NYISO_J-K | NEISO | Internal | Summer | B5 | 200 | 315 | 0 | 83.55 | 58.63 | 3 | 0
2020 | NYISO_J-K_2_NEISO | NYISO_J-K | NEISO | Internal | Summer | B6 | 300 | 315 | 0 | 67 | 58.63 | 3 | 0
2020 | NYISO_J-K_2_NEISO | NYISO_J-K | NEISO | Internal | Summer | B7 | 400 | 315 | 0 | 61.64 | 58.63 | 3 | 0
2020 | NYISO_J-K_2_NEISO | NYISO_J-K | NEISO | Internal | Summer | B8 | 500 | 315 | 0 | 61.63 | 58.63 | 3 | 0
2020 | NYISO_J-K_2_NEISO | NYISO_J-K | NEISO | Internal | Summer | B9 | 800 | 315 | 0 | 59.69 | 58.63 | 3 | 0
2020 | NYISO_J-K_2_NEISO | NYISO_J-K | NEISO | Internal | Summer | B10 | 1262 | 315 | 0 | 59.69 | 58.63 | 3 | 0
2020 | NYISO_J-K_2_NEISO | NYISO_J-K | NEISO | Internal | Winter | B16 | 25 | 315 | 0 | 73.44 | 70.44 | 3 | 0
2020 | NYISO_J-K_2_NEISO | NYISO_J-K | NEISO | Internal | Winter | B17 | 100 | 315 | 0 | 72.12 | 69.12 | 3 | 0
2020 | NYISO_J-K_2_NEISO | NYISO_J-K | NEISO | Internal | Winter | B18 | 400 | 315 | 0 | 72.12 | 67.49 | 3 | 0
2020 | NYISO_J-K_2_NEISO | NYISO_J-K | NEISO | Internal | Winter | B19 | 700 | 315 | 0 | 72.12 | 67.49 | 3 | 0
2020 | NYISO_J-K_2_NEISO | NYISO_J-K | NEISO | Internal | Winter | B20 | 935 | 315 | 0 | 64.51 | 67.49 | 3 | 0
2020 | NYISO_J-K_2_NYISO_G-I | NYISO_J-K | NYISO_G-I | Internal | Shoulder | B11 | 25 | 1999 | 0.26 | 64.53 | 64.51 | 0.01 | 0
2020 | NYISO_J-K_2_NYISO_G-I | NYISO_J-K | NYISO_G-I | Internal | Shoulder | B12 | 200 | 1999 | 0.03 | 62.65 | 62.64 | 0.01 | 0
2020 | NYISO_J-K_2_NYISO_G-I | NYISO_J-K | NYISO_G-I | Internal | Shoulder | B13 | 600 | 1999 | 0.01 | 62.65 | 62.64 | 0.01 | 0
2020 | NYISO_J-K_2_NYISO_G-I | NYISO_J-K | NYISO_G-I | Internal | Shoulder | B14 | 900 | 1999 | 0 | 61.69 | 61.67 | 0.01 | 0
2020 | NYISO_J-K_2_NYISO_G-I | NYISO_J-K | NYISO_G-I | Internal | Shoulder | B15 | 1203 | 1999 | 0 | 61.69 | 61.67 | 0.01 | 0
2020 | NYISO_J-K_2_NYISO_G-I | NYISO_J-K | NYISO_G-I | Internal | Summer | B1 | 10 | 1999 | 0.63 | 108.48 | 108.46 | 0.01 | 0
2020 | NYISO_J-K_2_NYISO_G-I | NYISO_J-K | NYISO_G-I | Internal | Summer | B2 | 25 | 1999 | 0.26 | 97.96 | 97.95 | 0.01 | 0
2020 | NYISO_J-K_2_NYISO_G-I | NYISO_J-K | NYISO_G-I | Internal | Summer | B3 | 75 | 1999 | 0.09 | 86.07 | 86.06 | 0.01 | 0
2020 | NYISO_J-K_2_NYISO_G-I | NYISO_J-K | NYISO_G-I | Internal | Summer | B4 | 100 | 1999 | 0.07 | 83.55 | 83.54 | 0.01 | 0
2020 | NYISO_J-K_2_NYISO_G-I | NYISO_J-K | NYISO_G-I | Internal | Summer | B5 | 200 | 1999 | 0 | 83.55 | 75.62 | 0.01 | 0
2020 | NYISO_J-K_2_NYISO_G-I | NYISO_J-K | NYISO_G-I | Internal | Summer | B6 | 300 | 1999 | 0.02 | 67 | 66.98 | 0.01 | 0
2020 | NYISO_J-K_2_NYISO_G-I | NYISO_J-K | NYISO_G-I | Internal | Summer | B7 | 400 | 1999 | 0.02 | 61.64 | 61.63 | 0.01 | 0
2020 | NYISO_J-K_2_NYISO_G-I | NYISO_J-K | NYISO_G-I | Internal | Summer | B8 | 500 | 1999 | 0 | 61.63 | 60.04 | 0.01 | 0
2020 | NYISO_J-K_2_NYISO_G-I | NYISO_J-K | NYISO_G-I | Internal | Summer | B9 | 800 | 1999 | 0 | 59.69 | 59.67 | 0.01 | 0
2020 | NYISO_J-K_2_NYISO_G-I | NYISO_J-K | NYISO_G-I | Internal | Summer | B10 | 1262 | 1999 | 0 | 59.69 | 59.67 | 0.01 | 0
2020 | NYISO_J-K_2_NYISO_G-I | NYISO_J-K | NYISO_G-I | Internal | Winter | B16 | 25 | 1999 | 0 | 73.44 | 71.18 | 0.01 | 0
2020 | NYISO_J-K_2_NYISO_G-I | NYISO_J-K | NYISO_G-I | Internal | Winter | B17 | 100 | 1999 | 0 | 72.12 | 69.79 | 0.01 | 0
2020 | NYISO_J-K_2_NYISO_G-I | NYISO_J-K | NYISO_G-I | Internal | Winter | B18 | 400 | 1999 | 0 | 72.12 | 69.79 | 0.01 | 0
2020 | NYISO_J-K_2_NYISO_G-I | NYISO_J-K | NYISO_G-I | Internal | Winter | B19 | 700 | 1999 | 0 | 72.12 | 69.79 | 0.01 | 0
2020 | NYISO_J-K_2_NYISO_G-I | NYISO_J-K | NYISO_G-I | Internal | Winter | B20 | 935 | 1999 | 0 | 64.51 | 64.5 | 0.01 | 0
2020 | NYISO_J-K_2_PJM_E | NYISO_J-K | PJM_E | Internal | Shoulder | B11 | 25 | 330 | 0.49 | 64.53 | 72.51 | 8 | 0
2020 | NYISO_J-K_2_PJM_E | NYISO_J-K | PJM_E | Internal | Shoulder | B12 | 200 | 330 | 0 | 62.65 | 67.87 | 8 | 0
2020 | NYISO_J-K_2_PJM_E | NYISO_J-K | PJM_E | Internal | Shoulder | B13 | 600 | 330 | 0 | 62.65 | 65.66 | 8 | 0
2020 | NYISO_J-K_2_PJM_E | NYISO_J-K | PJM_E | Internal | Shoulder | B14 | 900 | 330 | 0 | 61.69 | 64.19 | 8 | 0
2020 | NYISO_J-K_2_PJM_E | NYISO_J-K | PJM_E | Internal | Shoulder | B15 | 1203 | 330 | 0 | 61.69 | 60.44 | 8 | 0
2020 | NYISO_J-K_2_PJM_E | NYISO_J-K | PJM_E | Internal | Summer | B1 | 10 | 330 | 0 | 108.48 | 102.46 | 8 | 0
2020 | NYISO_J-K_2_PJM_E | NYISO_J-K | PJM_E | Internal | Summer | B2 | 25 | 330 | 0 | 97.96 | 101.15 | 8 | 0
2020 | NYISO_J-K_2_PJM_E | NYISO_J-K | PJM_E | Internal | Summer | B3 | 75 | 330 | 330 | 86.07 | 101.12 | 8 | 7.05
2020 | NYISO_J-K_2_PJM_E | NYISO_J-K | PJM_E | Internal | Summer | B4 | 100 | 330 | 330 | 83.55 | 95.25 | 8 | 3.7
2020 | NYISO_J-K_2_PJM_E | NYISO_J-K | PJM_E | Internal | Summer | B5 | 200 | 330 | 0 | 83.55 | 83.62 | 8 | 0
2020 | NYISO_J-K_2_PJM_E | NYISO_J-K | PJM_E | Internal | Summer | B6 | 300 | 330 | 0.04 | 67 | 74.98 | 8 | 0
2020 | NYISO_J-K_2_PJM_E | NYISO_J-K | PJM_E | Internal | Summer | B7 | 400 | 330 | 0 | 61.64 | 66.97 | 8 | 0
2020 | NYISO_J-K_2_PJM_E | NYISO_J-K | PJM_E | Internal | Summer | B8 | 500 | 330 | 0 | 61.63 | 64.14 | 8 | 0
2020 | NYISO_J-K_2_PJM_E | NYISO_J-K | PJM_E | Internal | Summer | B9 | 800 | 330 | 0 | 59.69 | 62.15 | 8 | 0
2020 | NYISO_J-K_2_PJM_E | NYISO_J-K | PJM_E | Internal | Summer | B10 | 1262 | 330 | 0 | 59.69 | 60.93 | 8 | 0
2020 | NYISO_J-K_2_PJM_E | NYISO_J-K | PJM_E | Internal | Winter | B16 | 25 | 330 | 0 | 73.44 | 76.94 | 8 | 0
2020 | NYISO_J-K_2_PJM_E | NYISO_J-K | PJM_E | Internal | Winter | B17 | 100 | 330 | 0 | 72.12 | 70.63 | 8 | 0
2020 | NYISO_J-K_2_PJM_E | NYISO_J-K | PJM_E | Internal | Winter | B18 | 400 | 330 | 0 | 72.12 | 69.57 | 8 | 0
2020 | NYISO_J-K_2_PJM_E | NYISO_J-K | PJM_E | Internal | Winter | B19 | 700 | 330 | 0 | 72.12 | 69.17 | 8 | 0
2020 | NYISO_J-K_2_PJM_E | NYISO_J-K | PJM_E | Internal | Winter | B20 | 935 | 330 | 0 | 64.51 | 61.15 | 8 | 0
2020 | PJM_E_2_NYISO_G-I | PJM_E | NYISO_G-I | Internal | Shoulder | B11 | 25 | 500 | 0 | 72.51 | 64.51 | 6 | 0
2020 | PJM_E_2_NYISO_G-I | PJM_E | NYISO_G-I | Internal | Shoulder | B12 | 200 | 500 | 0 | 67.87 | 62.64 | 6 | 0
2020 | PJM_E_2_NYISO_G-I | PJM_E | NYISO_G-I | Internal | Shoulder | B13 | 600 | 500 | 0 | 65.66 | 62.64 | 6 | 0
2020 | PJM_E_2_NYISO_G-I | PJM_E | NYISO_G-I | Internal | Shoulder | B14 | 900 | 500 | 0 | 64.19 | 61.67 | 6 | 0
2020 | PJM_E_2_NYISO_G-I | PJM_E | NYISO_G-I | Internal | Shoulder | B15 | 1203 | 500 | 0 | 60.44 | 61.67 | 6 | 0
2020 | PJM_E_2_NYISO_G-I | PJM_E | NYISO_G-I | Internal | Summer | B1 | 10 | 500 | 117.94 | 102.46 | 108.46 | 6 | 0
2020 | PJM_E_2_NYISO_G-I | PJM_E | NYISO_G-I | Internal | Summer | B2 | 25 | 500 | 0 | 101.15 | 97.95 | 6 | 0
2020 | PJM_E_2_NYISO_G-I | PJM_E | NYISO_G-I | Internal | Summer | B3 | 75 | 500 | 0 | 101.12 | 86.06 | 6 | 0
2020 | PJM_E_2_NYISO_G-I | PJM_E | NYISO_G-I | Internal | Summer | B4 | 100 | 500 | 0 | 95.25 | 83.54 | 6 | 0
2020 | PJM_E_2_NYISO_G-I | PJM_E | NYISO_G-I | Internal | Summer | B5 | 200 | 500 | 0 | 83.62 | 75.62 | 6 | 0
2020 | PJM_E_2_NYISO_G-I | PJM_E | NYISO_G-I | Internal | Summer | B6 | 300 | 500 | 0 | 74.98 | 66.98 | 6 | 0
2020 | PJM_E_2_NYISO_G-I | PJM_E | NYISO_G-I | Internal | Summer | B7 | 400 | 500 | 0 | 66.97 | 61.63 | 6 | 0
2020 | PJM_E_2_NYISO_G-I | PJM_E | NYISO_G-I | Internal | Summer | B8 | 500 | 500 | 0 | 64.14 | 60.04 | 6 | 0
2020 | PJM_E_2_NYISO_G-I | PJM_E | NYISO_G-I | Internal | Summer | B9 | 800 | 500 | 0 | 62.15 | 59.67 | 6 | 0
2020 | PJM_E_2_NYISO_G-I | PJM_E | NYISO_G-I | Internal | Summer | B10 | 1262 | 500 | 0 | 60.93 | 59.67 | 6 | 0
2020 | PJM_E_2_NYISO_G-I | PJM_E | NYISO_G-I | Internal | Winter | B16 | 25 | 500 | 0 | 76.94 | 71.18 | 6 | 0
2020 | PJM_E_2_NYISO_G-I | PJM_E | NYISO_G-I | Internal | Winter | B17 | 100 | 500 | 0 | 70.63 | 69.79 | 6 | 0
2020 | PJM_E_2_NYISO_G-I | PJM_E | NYISO_G-I | Internal | Winter | B18 | 400 | 500 | 0 | 69.57 | 69.79 | 6 | 0
2020 | PJM_E_2_NYISO_G-I | PJM_E | NYISO_G-I | Internal | Winter | B19 | 700 | 500 | 0 | 69.17 | 69.79 | 6 | 0
2020 | PJM_E_2_NYISO_G-I | PJM_E | NYISO_G-I | Internal | Winter | B20 | 935 | 500 | 0 | 61.15 | 64.5 | 6 | 0
2020 | PJM_E_2_NYISO_J-K | PJM_E | NYISO_J-K | Internal | Shoulder | B11 | 25 | 330 | 0 | 72.51 | 64.53 | 6 | 0
2020 | PJM_E_2_NYISO_J-K | PJM_E | NYISO_J-K | Internal | Shoulder | B12 | 200 | 330 | 0 | 67.87 | 62.65 | 6 | 0
2020 | PJM_E_2_NYISO_J-K | PJM_E | NYISO_J-K | Internal | Shoulder | B13 | 600 | 330 | 0 | 65.66 | 62.65 | 6 | 0
2020 | PJM_E_2_NYISO_J-K | PJM_E | NYISO_J-K | Internal | Shoulder | B14 | 900 | 330 | 0 | 64.19 | 61.69 | 6 | 0
2020 | PJM_E_2_NYISO_J-K | PJM_E | NYISO_J-K | Internal | Shoulder | B15 | 1203 | 330 | 0 | 60.44 | 61.69 | 6 | 0
2020 | PJM_E_2_NYISO_J-K | PJM_E | NYISO_J-K | Internal | Summer | B1 | 10 | 330 | 328.28 | 102.46 | 108.48 | 6 | 0.01
2020 | PJM_E_2_NYISO_J-K | PJM_E | NYISO_J-K | Internal | Summer | B2 | 25 | 330 | 0 | 101.15 | 97.96 | 6 | 0
2020 | PJM_E_2_NYISO_J-K | PJM_E | NYISO_J-K | Internal | Summer | B3 | 75 | 330 | 0 | 101.12 | 86.07 | 6 | 0
2020 | PJM_E_2_NYISO_J-K | PJM_E | NYISO_J-K | Internal | Summer | B4 | 100 | 330 | 0 | 95.25 | 83.55 | 6 | 0
2020 | PJM_E_2_NYISO_J-K | PJM_E | NYISO_J-K | Internal | Summer | B5 | 200 | 330 | 0 | 83.62 | 83.55 | 6 | 0
2020 | PJM_E_2_NYISO_J-K | PJM_E | NYISO_J-K | Internal | Summer | B6 | 300 | 330 | 0 | 74.98 | 67 | 6 | 0
2020 | PJM_E_2_NYISO_J-K | PJM_E | NYISO_J-K | Internal | Summer | B7 | 400 | 330 | 0 | 66.97 | 61.64 | 6 | 0
2020 | PJM_E_2_NYISO_J-K | PJM_E | NYISO_J-K | Internal | Summer | B8 | 500 | 330 | 0 | 64.14 | 61.63 | 6 | 0
2020 | PJM_E_2_NYISO_J-K | PJM_E | NYISO_J-K | Internal | Summer | B9 | 800 | 330 | 0 | 62.15 | 59.69 | 6 | 0
2020 | PJM_E_2_NYISO_J-K | PJM_E | NYISO_J-K | Internal | Summer | B10 | 1262 | 330 | 0 | 60.93 | 59.69 | 6 | 0
2020 | PJM_E_2_NYISO_J-K | PJM_E | NYISO_J-K | Internal | Winter | B16 | 25 | 330 | 0 | 76.94 | 73.44 | 6 | 0
2020 | PJM_E_2_NYISO_J-K | PJM_E | NYISO_J-K | Internal | Winter | B17 | 100 | 330 | 0 | 70.63 | 72.12 | 6 | 0
2020 | PJM_E_2_NYISO_J-K | PJM_E | NYISO_J-K | Internal | Winter | B18 | 400 | 330 | 0 | 69.57 | 72.12 | 6 | 0
2020 | PJM_E_2_NYISO_J-K | PJM_E | NYISO_J-K | Internal | Winter | B19 | 700 | 330 | 0 | 69.17 | 72.12 | 6 | 0
2020 | PJM_E_2_NYISO_J-K | PJM_E | NYISO_J-K | Internal | Winter | B20 | 935 | 330 | 0 | 61.15 | 64.51 | 6 | 0
2020 | PJM_E_2_PJM_ROM | PJM_E | PJM_ROM | Internal | Shoulder | B11 | 25 | 8000 | 3980.01 | 72.51 | 72.53 | 0.01 | 0
2020 | PJM_E_2_PJM_ROM | PJM_E | PJM_ROM | Internal | Shoulder | B12 | 200 | 8000 | 848.03 | 67.87 | 67.89 | 0.01 | 0
2020 | PJM_E_2_PJM_ROM | PJM_E | PJM_ROM | Internal | Shoulder | B13 | 600 | 8000 | 1565.9 | 65.66 | 65.67 | 0.01 | 0
2020 | PJM_E_2_PJM_ROM | PJM_E | PJM_ROM | Internal | Shoulder | B14 | 900 | 8000 | 256.04 | 64.19 | 64.2 | 0.01 | 0
2020 | PJM_E_2_PJM_ROM | PJM_E | PJM_ROM | Internal | Shoulder | B15 | 1203 | 8000 | 759.07 | 60.44 | 60.46 | 0.01 | 0
2020 | PJM_E_2_PJM_ROM | PJM_E | PJM_ROM | Internal | Summer | B1 | 10 | 8000 | 128.32 | 102.46 | 102.48 | 0.01 | 0
2020 | PJM_E_2_PJM_ROM | PJM_E | PJM_ROM | Internal | Summer | B2 | 25 | 8000 | 1321.5 | 101.15 | 101.16 | 0.01 | 0
2020 | PJM_E_2_PJM_ROM | PJM_E | PJM_ROM | Internal | Summer | B3 | 75 | 8000 | 5754.23 | 101.12 | 101.14 | 0.01 | 0
2020 | PJM_E_2_PJM_ROM | PJM_E | PJM_ROM | Internal | Summer | B4 | 100 | 8000 | 3713.6 | 95.25 | 95.27 | 0.01 | 0
2020 | PJM_E_2_PJM_ROM | PJM_E | PJM_ROM | Internal | Summer | B5 | 200 | 8000 | 1347.69 | 83.62 | 83.63 | 0.01 | 0
2020 | PJM_E_2_PJM_ROM | PJM_E | PJM_ROM | Internal | Summer | B6 | 300 | 8000 | 2825.77 | 74.98 | 75 | 0.01 | 0
2020 | PJM_E_2_PJM_ROM | PJM_E | PJM_ROM | Internal | Summer | B7 | 400 | 8000 | 3163.74 | 66.97 | 66.98 | 0.01 | 0
2020 | PJM_E_2_PJM_ROM | PJM_E | PJM_ROM | Internal | Summer | B8 | 500 | 8000 | 1688.67 | 64.14 | 64.16 | 0.01 | 0
2020 | PJM_E_2_PJM_ROM | PJM_E | PJM_ROM | Internal | Summer | B9 | 800 | 8000 | 2487.84 | 62.15 | 62.16 | 0.01 | 0
2020 | PJM_E_2_PJM_ROM | PJM_E | PJM_ROM | Internal | Summer | B10 | 1262 | 8000 | 1215.32 | 60.93 | 60.95 | 0.01 | 0
2020 | PJM_E_2_PJM_ROM | PJM_E | PJM_ROM | Internal | Winter | B16 | 25 | 8000 | 939.47 | 76.94 | 76.95 | 0.01 | 0
2020 | PJM_E_2_PJM_ROM | PJM_E | PJM_ROM | Internal | Winter | B17 | 100 | 8000 | 0.07 | 70.63 | 70.62 | 0.01 | 0
2020 | PJM_E_2_PJM_ROM | PJM_E | PJM_ROM | Internal | Winter | B18 | 400 | 8000 | 0.02 | 69.57 | 69.56 | 0.01 | 0
2020 | PJM_E_2_PJM_ROM | PJM_E | PJM_ROM | Internal | Winter | B19 | 700 | 8000 | 0.01 | 69.17 | 69.15 | 0.01 | 0
2020 | PJM_E_2_PJM_ROM | PJM_E | PJM_ROM | Internal | Winter | B20 | 935 | 8000 | 534.93 | 61.15 | 61.16 | 0.01 | 0
2020 | PJM_ROR_2_MISO_IN | PJM_ROR | MISO_IN | Internal | Shoulder | B11 | 25 | 1170 | 0 | 72.51 | 70.51 | 2 | 0
2020 | PJM_ROR_2_MISO_IN | PJM_ROR | MISO_IN | Internal | Shoulder | B12 | 200 | 1170 | 0 | 67.87 | 65.87 | 2 | 0
2020 | PJM_ROR_2_MISO_IN | PJM_ROR | MISO_IN | Internal | Shoulder | B13 | 600 | 1170 | 0 | 65.66 | 63.66 | 2 | 0
2020 | PJM_ROR_2_MISO_IN | PJM_ROR | MISO_IN | Internal | Shoulder | B14 | 900 | 1170 | 0 | 63.97 | 61.97 | 2 | 0
2020 | PJM_ROR_2_MISO_IN | PJM_ROR | MISO_IN | Internal | Shoulder | B15 | 1203 | 1170 | 0 | 60.44 | 58.44 | 2 | 0
2020 | PJM_ROR_2_MISO_IN | PJM_ROR | MISO_IN | Internal | Summer | B1 | 10 | 1170 | 0 | 102.46 | 100.46 | 2 | 0
2020 | PJM_ROR_2_MISO_IN | PJM_ROR | MISO_IN | Internal | Summer | B2 | 25 | 1170 | 0 | 101.15 | 99.86 | 2 | 0
2020 | PJM_ROR_2_MISO_IN | PJM_ROR | MISO_IN | Internal | Summer | B3 | 75 | 1170 | 0 | 101.15 | 99.15 | 2 | 0
2020 | PJM_ROR_2_MISO_IN | PJM_ROR | MISO_IN | Internal | Summer | B4 | 100 | 1170 | 0 | 95.28 | 93.28 | 2 | 0
2020 | PJM_ROR_2_MISO_IN | PJM_ROR | MISO_IN | Internal | Summer | B5 | 200 | 1170 | 0 | 83.62 | 81.62 | 2 | 0
2020 | PJM_ROR_2_MISO_IN | PJM_ROR | MISO_IN | Internal | Summer | B6 | 300 | 1170 | 0 | 74.98 | 72.98 | 2 | 0
2020 | PJM_ROR_2_MISO_IN | PJM_ROR | MISO_IN | Internal | Summer | B7 | 400 | 1170 | 0 | 66.97 | 64.97 | 2 | 0
2020 | PJM_ROR_2_MISO_IN | PJM_ROR | MISO_IN | Internal | Summer | B8 | 500 | 1170 | 0 | 64.14 | 62.14 | 2 | 0
2020 | PJM_ROR_2_MISO_IN | PJM_ROR | MISO_IN | Internal | Summer | B9 | 800 | 1170 | 0 | 62.15 | 61.19 | 2 | 0
2020 | PJM_ROR_2_MISO_IN | PJM_ROR | MISO_IN | Internal | Summer | B10 | 1262 | 1170 | 0 | 60.93 | 58.93 | 2 | 0
2020 | PJM_ROR_2_MISO_IN | PJM_ROR | MISO_IN | Internal | Winter | B16 | 25 | 1170 | 0 | 76.94 | 74.94 | 2 | 0
2020 | PJM_ROR_2_MISO_IN | PJM_ROR | MISO_IN | Internal | Winter | B17 | 100 | 1170 | 0 | 70.49 | 68.49 | 2 | 0
2020 | PJM_ROR_2_MISO_IN | PJM_ROR | MISO_IN | Internal | Winter | B18 | 400 | 1170 | 0 | 69.13 | 67.13 | 2 | 0
2020 | PJM_ROR_2_MISO_IN | PJM_ROR | MISO_IN | Internal | Winter | B19 | 700 | 1170 | 0 | 66.58 | 64.58 | 2 | 0
2020 | PJM_ROR_2_MISO_IN | PJM_ROR | MISO_IN | Internal | Winter | B20 | 935 | 1170 | 0 | 61.15 | 59.17 | 2 | 0
2020 | PJM_ROR_2_MISO_MI | PJM_ROR | MISO_MI | Internal | Shoulder | B11 | 25 | 1305 | 0 | 72.51 | 70.53 | 2 | 0
2020 | PJM_ROR_2_MISO_MI | PJM_ROR | MISO_MI | Internal | Shoulder | B12 | 200 | 1305 | 0 | 67.87 | 65.89 | 2 | 0
2020 | PJM_ROR_2_MISO_MI | PJM_ROR | MISO_MI | Internal | Shoulder | B13 | 600 | 1305 | 0 | 65.66 | 63.67 | 2 | 0
2020 | PJM_ROR_2_MISO_MI | PJM_ROR | MISO_MI | Internal | Shoulder | B14 | 900 | 1305 | 0 | 63.97 | 61.99 | 2 | 0
2020 | PJM_ROR_2_MISO_MI | PJM_ROR | MISO_MI | Internal | Shoulder | B15 | 1203 | 1305 | 0 | 60.44 | 58.46 | 2 | 0
2020 | PJM_ROR_2_MISO_MI | PJM_ROR | MISO_MI | Internal | Summer | B1 | 10 | 1305 | 0 | 102.46 | 100.48 | 2 | 0
2020 | PJM_ROR_2_MISO_MI | PJM_ROR | MISO_MI | Internal | Summer | B2 | 25 | 1305 | 0 | 101.15 | 99.87 | 2 | 0
2020 | PJM_ROR_2_MISO_MI | PJM_ROR | MISO_MI | Internal | Summer | B3 | 75 | 1305 | 0 | 101.15 | 99.16 | 2 | 0
2020 | PJM_ROR_2_MISO_MI | PJM_ROR | MISO_MI | Internal | Summer | B4 | 100 | 1305 | 0 | 95.28 | 93.29 | 2 | 0
2020 | PJM_ROR_2_MISO_MI | PJM_ROR | MISO_MI | Internal | Summer | B5 | 200 | 1305 | 0 | 83.62 | 81.63 | 2 | 0
2020 | PJM_ROR_2_MISO_MI | PJM_ROR | MISO_MI | Internal | Summer | B6 | 300 | 1305 | 0 | 74.98 | 73 | 2 | 0
2020 | PJM_ROR_2_MISO_MI | PJM_ROR | MISO_MI | Internal | Summer | B7 | 400 | 1305 | 0 | 66.97 | 64.98 | 2 | 0
2020 | PJM_ROR_2_MISO_MI | PJM_ROR | MISO_MI | Internal | Summer | B8 | 500 | 1305 | 0 | 64.14 | 62.16 | 2 | 0
2020 | PJM_ROR_2_MISO_MI | PJM_ROR | MISO_MI | Internal | Summer | B9 | 800 | 1305 | 0 | 62.15 | 61.2 | 2 | 0
2020 | PJM_ROR_2_MISO_MI | PJM_ROR | MISO_MI | Internal | Summer | B10 | 1262 | 1305 | 0 | 60.93 | 58.95 | 2 | 0
2020 | PJM_ROR_2_MISO_MI | PJM_ROR | MISO_MI | Internal | Winter | B16 | 25 | 1305 | 0 | 76.94 | 74.95 | 2 | 0
2020 | PJM_ROR_2_MISO_MI | PJM_ROR | MISO_MI | Internal | Winter | B17 | 100 | 1305 | 0 | 70.49 | 68.5 | 2 | 0
2020 | PJM_ROR_2_MISO_MI | PJM_ROR | MISO_MI | Internal | Winter | B18 | 400 | 1305 | 0 | 69.13 | 67.14 | 2 | 0
2020 | PJM_ROR_2_MISO_MI | PJM_ROR | MISO_MI | Internal | Winter | B19 | 700 | 1305 | 0 | 66.58 | 64.59 | 2 | 0
2020 | PJM_ROR_2_MISO_MI | PJM_ROR | MISO_MI | Internal | Winter | B20 | 935 | 1305 | 0 | 61.15 | 59.19 | 2 | 0
2020 | PJM_ROR_2_MISO_MO-IL | PJM_ROR | MISO_MO-IL | Internal | Shoulder | B11 | 25 | 1111 | 0 | 72.51 | 70.53 | 2 | 0
2020 | PJM_ROR_2_MISO_MO-IL | PJM_ROR | MISO_MO-IL | Internal | Shoulder | B12 | 200 | 1111 | 0 | 67.87 | 65.89 | 2 | 0
2020 | PJM_ROR_2_MISO_MO-IL | PJM_ROR | MISO_MO-IL | Internal | Shoulder | B13 | 600 | 1111 | 0 | 65.66 | 63.67 | 2 | 0
2020 | PJM_ROR_2_MISO_MO-IL | PJM_ROR | MISO_MO-IL | Internal | Shoulder | B14 | 900 | 1111 | 0 | 63.97 | 61.99 | 2 | 0
2020 | PJM_ROR_2_MISO_MO-IL | PJM_ROR | MISO_MO-IL | Internal | Shoulder | B15 | 1203 | 1111 | 0 | 60.44 | 58.46 | 2 | 0
2020 | PJM_ROR_2_MISO_MO-IL | PJM_ROR | MISO_MO-IL | Internal | Summer | B1 | 10 | 1111 | 0 | 102.46 | 100.48 | 2 | 0
2020 | PJM_ROR_2_MISO_MO-IL | PJM_ROR | MISO_MO-IL | Internal | Summer | B2 | 25 | 1111 | 0 | 101.15 | 99.87 | 2 | 0
2020 | PJM_ROR_2_MISO_MO-IL | PJM_ROR | MISO_MO-IL | Internal | Summer | B3 | 75 | 1111 | 0 | 101.15 | 99.16 | 2 | 0
2020 | PJM_ROR_2_MISO_MO-IL | PJM_ROR | MISO_MO-IL | Internal | Summer | B4 | 100 | 1111 | 0 | 95.28 | 93.29 | 2 | 0
2020 | PJM_ROR_2_MISO_MO-IL | PJM_ROR | MISO_MO-IL | Internal | Summer | B5 | 200 | 1111 | 0 | 83.62 | 81.63 | 2 | 0
2020 | PJM_ROR_2_MISO_MO-IL | PJM_ROR | MISO_MO-IL | Internal | Summer | B6 | 300 | 1111 | 0 | 74.98 | 73 | 2 | 0
2020 | PJM_ROR_2_MISO_MO-IL | PJM_ROR | MISO_MO-IL | Internal | Summer | B7 | 400 | 1111 | 0 | 66.97 | 64.98 | 2 | 0
2020 | PJM_ROR_2_MISO_MO-IL | PJM_ROR | MISO_MO-IL | Internal | Summer | B8 | 500 | 1111 | 0 | 64.14 | 62.16 | 2 | 0
2020 | PJM_ROR_2_MISO_MO-IL | PJM_ROR | MISO_MO-IL | Internal | Summer | B9 | 800 | 1111 | 0 | 62.15 | 61.2 | 2 | 0
2020 | PJM_ROR_2_MISO_MO-IL | PJM_ROR | MISO_MO-IL | Internal | Summer | B10 | 1262 | 1111 | 0 | 60.93 | 58.95 | 2 | 0
2020 | PJM_ROR_2_MISO_MO-IL | PJM_ROR | MISO_MO-IL | Internal | Winter | B16 | 25 | 1111 | 0 | 76.94 | 74.92 | 2 | 0
2020 | PJM_ROR_2_MISO_MO-IL | PJM_ROR | MISO_MO-IL | Internal | Winter | B17 | 100 | 1111 | 0 | 70.49 | 68.48 | 2 | 0
2020 | PJM_ROR_2_MISO_MO-IL | PJM_ROR | MISO_MO-IL | Internal | Winter | B18 | 400 | 1111 | 0 | 69.13 | 67.14 | 2 | 0
2020 | PJM_ROR_2_MISO_MO-IL | PJM_ROR | MISO_MO-IL | Internal | Winter | B19 | 700 | 1111 | 0 | 66.58 | 64.59 | 2 | 0
2020 | PJM_ROR_2_MISO_MO-IL | PJM_ROR | MISO_MO-IL | Internal | Winter | B20 | 935 | 1111 | 0 | 61.15 | 59.16 | 2 | 0
2020 | PJM_ROR_2_MISO_W | PJM_ROR | MISO_W | Internal | Shoulder | B11 | 25 | 13129 | 0 | 72.51 | 70.51 | 2 | 0
2020 | PJM_ROR_2_MISO_W | PJM_ROR | MISO_W | Internal | Shoulder | B12 | 200 | 13129 | 0 | 67.87 | 65.87 | 2 | 0
2020 | PJM_ROR_2_MISO_W | PJM_ROR | MISO_W | Internal | Shoulder | B13 | 600 | 13129 | 0 | 65.66 | 63.66 | 2 | 0
2020 | PJM_ROR_2_MISO_W | PJM_ROR | MISO_W | Internal | Shoulder | B14 | 900 | 13129 | 0 | 63.97 | 61.97 | 2 | 0
2020 | PJM_ROR_2_MISO_W | PJM_ROR | MISO_W | Internal | Shoulder | B15 | 1203 | 13129 | 0 | 60.44 | 58.44 | 2 | 0
2020 | PJM_ROR_2_MISO_W | PJM_ROR | MISO_W | Internal | Summer | B1 | 10 | 13129 | 0 | 102.46 | 100.46 | 2 | 0
2020 | PJM_ROR_2_MISO_W | PJM_ROR | MISO_W | Internal | Summer | B2 | 25 | 13129 | 0 | 101.15 | 99.15 | 2 | 0
2020 | PJM_ROR_2_MISO_W | PJM_ROR | MISO_W | Internal | Summer | B3 | 75 | 13129 | 0 | 101.15 | 99.15 | 2 | 0
2020 | PJM_ROR_2_MISO_W | PJM_ROR | MISO_W | Internal | Summer | B4 | 100 | 13129 | 0 | 95.28 | 93.28 | 2 | 0
2020 | PJM_ROR_2_MISO_W | PJM_ROR | MISO_W | Internal | Summer | B5 | 200 | 13129 | 0 | 83.62 | 81.62 | 2 | 0
2020 | PJM_ROR_2_MISO_W | PJM_ROR | MISO_W | Internal | Summer | B6 | 300 | 13129 | 0 | 74.98 | 72.98 | 2 | 0
2020 | PJM_ROR_2_MISO_W | PJM_ROR | MISO_W | Internal | Summer | B7 | 400 | 13129 | 0 | 66.97 | 64.97 | 2 | 0
2020 | PJM_ROR_2_MISO_W | PJM_ROR | MISO_W | Internal | Summer | B8 | 500 | 13129 | 0 | 64.14 | 62.14 | 2 | 0
2020 | PJM_ROR_2_MISO_W | PJM_ROR | MISO_W | Internal | Summer | B9 | 800 | 13129 | 0 | 62.15 | 60.15 | 2 | 0
2020 | PJM_ROR_2_MISO_W | PJM_ROR | MISO_W | Internal | Summer | B10 | 1262 | 13129 | 0 | 60.93 | 58.93 | 2 | 0
2020 | PJM_ROR_2_MISO_W | PJM_ROR | MISO_W | Internal | Winter | B16 | 25 | 13129 | 0 | 76.94 | 64.58 | 2 | 0
2020 | PJM_ROR_2_MISO_W | PJM_ROR | MISO_W | Internal | Winter | B17 | 100 | 13129 | 0 | 70.49 | 67.13 | 2 | 0
2020 | PJM_ROR_2_MISO_W | PJM_ROR | MISO_W | Internal | Winter | B18 | 400 | 13129 | 0 | 69.13 | 67.13 | 2 | 0
2020 | PJM_ROR_2_MISO_W | PJM_ROR | MISO_W | Internal | Winter | B19 | 700 | 13129 | 0 | 66.58 | 64.58 | 2 | 0
2020 | PJM_ROR_2_MISO_W | PJM_ROR | MISO_W | Internal | Winter | B20 | 935 | 13129 | 0 | 61.15 | 59.15 | 2 | 0
2020 | PJM_ROR_2_MISO_WUMS | PJM_ROR | MISO_WUMS | Internal | Shoulder | B11 | 25 | 1467 | 0 | 72.51 | 70.51 | 2 | 0
2020 | PJM_ROR_2_MISO_WUMS | PJM_ROR | MISO_WUMS | Internal | Shoulder | B12 | 200 | 1467 | 0 | 67.87 | 65.87 | 2 | 0
2020 | PJM_ROR_2_MISO_WUMS | PJM_ROR | MISO_WUMS | Internal | Shoulder | B13 | 600 | 1467 | 0 | 65.66 | 63.66 | 2 | 0
2020 | PJM_ROR_2_MISO_WUMS | PJM_ROR | MISO_WUMS | Internal | Shoulder | B14 | 900 | 1467 | 0 | 63.97 | 61.99 | 2 | 0
2020 | PJM_ROR_2_MISO_WUMS | PJM_ROR | MISO_WUMS | Internal | Shoulder | B15 | 1203 | 1467 | 0 | 60.44 | 58.44 | 2 | 0
2020 | PJM_ROR_2_MISO_WUMS | PJM_ROR | MISO_WUMS | Internal | Summer | B1 | 10 | 1467 | 0 | 102.46 | 100.46 | 2 | 0
2020 | PJM_ROR_2_MISO_WUMS | PJM_ROR | MISO_WUMS | Internal | Summer | B2 | 25 | 1467 | 0 | 101.15 | 99.15 | 2 | 0
2020 | PJM_ROR_2_MISO_WUMS | PJM_ROR | MISO_WUMS | Internal | Summer | B3 | 75 | 1467 | 0 | 101.15 | 99.15 | 2 | 0
2020 | PJM_ROR_2_MISO_WUMS | PJM_ROR | MISO_WUMS | Internal | Summer | B4 | 100 | 1467 | 0 | 95.28 | 93.28 | 2 | 0
2020 | PJM_ROR_2_MISO_WUMS | PJM_ROR | MISO_WUMS | Internal | Summer | B5 | 200 | 1467 | 0 | 83.62 | 81.61 | 2 | 0
2020 | PJM_ROR_2_MISO_WUMS | PJM_ROR | MISO_WUMS | Internal | Summer | B6 | 300 | 1467 | 0 | 74.98 | 72.97 | 2 | 0
2020 | PJM_ROR_2_MISO_WUMS | PJM_ROR | MISO_WUMS | Internal | Summer | B7 | 400 | 1467 | 0 | 66.97 | 64.97 | 2 | 0
2020 | PJM_ROR_2_MISO_WUMS | PJM_ROR | MISO_WUMS | Internal | Summer | B8 | 500 | 1467 | 0 | 64.14 | 62.14 | 2 | 0
2020 | PJM_ROR_2_MISO_WUMS | PJM_ROR | MISO_WUMS | Internal | Summer | B9 | 800 | 1467 | 0 | 62.15 | 60.16 | 2 | 0
2020 | PJM_ROR_2_MISO_WUMS | PJM_ROR | MISO_WUMS | Internal | Summer | B10 | 1262 | 1467 | 0 | 60.93 | 58.93 | 2 | 0
2020 | PJM_ROR_2_MISO_WUMS | PJM_ROR | MISO_WUMS | Internal | Winter | B16 | 25 | 1467 | 0 | 76.94 | 70.5 | 2 | 0
2020 | PJM_ROR_2_MISO_WUMS | PJM_ROR | MISO_WUMS | Internal | Winter | B17 | 100 | 1467 | 0 | 70.49 | 68.49 | 2 | 0
2020 | PJM_ROR_2_MISO_WUMS | PJM_ROR | MISO_WUMS | Internal | Winter | B18 | 400 | 1467 | 0 | 69.13 | 67.13 | 2 | 0
2020 | PJM_ROR_2_MISO_WUMS | PJM_ROR | MISO_WUMS | Internal | Winter | B19 | 700 | 1467 | 0 | 66.58 | 64.59 | 2 | 0
2020 | PJM_ROR_2_MISO_WUMS | PJM_ROR | MISO_WUMS | Internal | Winter | B20 | 935 | 1467 | 0 | 61.15 | 59.16 | 2 | 0
2020 | PJM_ROR_2_PJM_ROM | PJM_ROR | PJM_ROM | Internal | Shoulder | B11 | 25 | 8000 | 513.11 | 72.51 | 72.53 | 0.01 | 0
2020 | PJM_ROR_2_PJM_ROM | PJM_ROR | PJM_ROM | Internal | Shoulder | B12 | 200 | 8000 | 6115.63 | 67.87 | 67.89 | 0.01 | 0
2020 | PJM_ROR_2_PJM_ROM | PJM_ROR | PJM_ROM | Internal | Shoulder | B13 | 600 | 8000 | 4487.78 | 65.66 | 65.67 | 0.01 | 0
2020 | PJM_ROR_2_PJM_ROM | PJM_ROR | PJM_ROM | Internal | Shoulder | B14 | 900 | 8000 | 8000 | 63.97 | 64.2 | 0.01 | 0.21
2020 | PJM_ROR_2_PJM_ROM | PJM_ROR | PJM_ROM | Internal | Shoulder | B15 | 1203 | 8000 | 5853.2 | 60.44 | 60.46 | 0.01 | 0
2020 | PJM_ROR_2_PJM_ROM | PJM_ROR | PJM_ROM | Internal | Summer | B1 | 10 | 8000 | 4626.9 | 102.46 | 102.48 | 0.01 | 0
2020 | PJM_ROR_2_PJM_ROM | PJM_ROR | PJM_ROM | Internal | Summer | B2 | 25 | 8000 | 2840.17 | 101.15 | 101.16 | 0.01 | 0
2020 | PJM_ROR_2_PJM_ROM | PJM_ROR | PJM_ROM | Internal | Summer | B3 | 75 | 8000 | 0.09 | 101.15 | 101.14 | 0.01 | 0
2020 | PJM_ROR_2_PJM_ROM | PJM_ROR | PJM_ROM | Internal | Summer | B4 | 100 | 8000 | 0.07 | 95.28 | 95.27 | 0.01 | 0
2020 | PJM_ROR_2_PJM_ROM | PJM_ROR | PJM_ROM | Internal | Summer | B5 | 200 | 8000 | 3422.52 | 83.62 | 83.63 | 0.01 | 0
2020 | PJM_ROR_2_PJM_ROM | PJM_ROR | PJM_ROM | Internal | Summer | B6 | 300 | 8000 | 1674.08 | 74.98 | 75 | 0.01 | 0
2020 | PJM_ROR_2_PJM_ROM | PJM_ROR | PJM_ROM | Internal | Summer | B7 | 400 | 8000 | 3892.47 | 66.97 | 66.98 | 0.01 | 0
2020 | PJM_ROR_2_PJM_ROM | PJM_ROR | PJM_ROM | Internal | Summer | B8 | 500 | 8000 | 4918.01 | 64.14 | 64.16 | 0.01 | 0
2020 | PJM_ROR_2_PJM_ROM | PJM_ROR | PJM_ROM | Internal | Summer | B9 | 800 | 8000 | 4118.08 | 62.15 | 62.16 | 0.01 | 0
2020 | PJM_ROR_2_PJM_ROM | PJM_ROR | PJM_ROM | Internal | Summer | B10 | 1262 | 8000 | 5117.41 | 60.93 | 60.95 | 0.01 | 0
2020 | PJM_ROR_2_PJM_ROM | PJM_ROR | PJM_ROM | Internal | Winter | B16 | 25 | 8000 | 5326.11 | 76.94 | 76.95 | 0.01 | 0
2020 | PJM_ROR_2_PJM_ROM | PJM_ROR | PJM_ROM | Internal | Winter | B17 | 100 | 8000 | 7999.99 | 70.49 | 70.62 | 0.01 | 0.12
2020 | PJM_ROR_2_PJM_ROM | PJM_ROR | PJM_ROM | Internal | Winter | B18 | 400 | 8000 | 8000 | 69.13 | 69.56 | 0.01 | 0.42
2020 | PJM_ROR_2_PJM_ROM | PJM_ROR | PJM_ROM | Internal | Winter | B19 | 700 | 8000 | 8000 | 66.58 | 69.15 | 0.01 | 2.57
2020 | PJM_ROR_2_PJM_ROM | PJM_ROR | PJM_ROM | Internal | Winter | B20 | 935 | 8000 | 6591.74 | 61.15 | 61.16 | 0.01 | 0
2020 | PJM_ROR_2_TVA_Transmission | PJM_ROR | TVA_Transmission | Internal | Shoulder | B11 | 25 | 2500 | 636.27 | 72.51 | 78.51 | 6 | 0
2020 | PJM_ROR_2_TVA_Transmission | PJM_ROR | TVA_Transmission | Internal | Shoulder | B12 | 200 | 2500 | 0 | 67.87 | 70.12 | 6 | 0
2020 | PJM_ROR_2_TVA_Transmission | PJM_ROR | TVA_Transmission | Internal | Shoulder | B13 | 600 | 2500 | 0 | 65.66 | 68.76 | 6 | 0
2020 | PJM_ROR_2_TVA_Transmission | PJM_ROR | TVA_Transmission | Internal | Shoulder | B14 | 900 | 2500 | 0 | 63.97 | 67.18 | 6 | 0
2020 | PJM_ROR_2_TVA_Transmission | PJM_ROR | TVA_Transmission | Internal | Shoulder | B15 | 1203 | 2500 | 0 | 60.44 | 63.45 | 6 | 0
2020 | PJM_ROR_2_TVA_Transmission | PJM_ROR | TVA_Transmission | Internal | Summer | B1 | 10 | 2500 | 1082.51 | 102.46 | 108.46 | 6 | 0
2020 | PJM_ROR_2_TVA_Transmission | PJM_ROR | TVA_Transmission | Internal | Summer | B2 | 25 | 2500 | 307.1 | 101.15 | 107.15 | 6 | 0
2020 | PJM_ROR_2_TVA_Transmission | PJM_ROR | TVA_Transmission | Internal | Summer | B3 | 75 | 2500 | 272.54 | 101.15 | 107.15 | 6 | 0
2020 | PJM_ROR_2_TVA_Transmission | PJM_ROR | TVA_Transmission | Internal | Summer | B4 | 100 | 2500 | 178.73 | 95.28 | 101.28 | 6 | 0
2020 | PJM_ROR_2_TVA_Transmission | PJM_ROR | TVA_Transmission | Internal | Summer | B5 | 200 | 2500 | 953.75 | 83.62 | 89.62 | 6 | 0
2020 | PJM_ROR_2_TVA_Transmission | PJM_ROR | TVA_Transmission | Internal | Summer | B6 | 300 | 2500 | 0 | 74.98 | 79.57 | 6 | 0
2020 | PJM_ROR_2_TVA_Transmission | PJM_ROR | TVA_Transmission | Internal | Summer | B7 | 400 | 2500 | 0 | 66.97 | 70.5 | 6 | 0
2020 | PJM_ROR_2_TVA_Transmission | PJM_ROR | TVA_Transmission | Internal | Summer | B8 | 500 | 2500 | 0 | 64.14 | 67.95 | 6 | 0
2020 | PJM_ROR_2_TVA_Transmission | PJM_ROR | TVA_Transmission | Internal | Summer | B9 | 800 | 2500 | 0 | 62.15 | 66.68 | 6 | 0
2020 | PJM_ROR_2_TVA_Transmission | PJM_ROR | TVA_Transmission | Internal | Summer | B10 | 1262 | 2500 | 0 | 60.93 | 64.28 | 6 | 0
2020 | PJM_ROR_2_TVA_Transmission | PJM_ROR | TVA_Transmission | Internal | Winter | B16 | 25 | 2500 | 0 | 76.94 | 78.23 | 6 | 0
2020 | PJM_ROR_2_TVA_Transmission | PJM_ROR | TVA_Transmission | Internal | Winter | B17 | 100 | 2500 | 0 | 70.49 | 72.64 | 6 | 0
2020 | PJM_ROR_2_TVA_Transmission | PJM_ROR | TVA_Transmission | Internal | Winter | B18 | 400 | 2500 | 0 | 69.13 | 71.16 | 6 | 0
2020 | PJM_ROR_2_TVA_Transmission | PJM_ROR | TVA_Transmission | Internal | Winter | B19 | 700 | 2500 | 0 | 66.58 | 69.56 | 6 | 0
2020 | PJM_ROR_2_TVA_Transmission | PJM_ROR | TVA_Transmission | Internal | Winter | B20 | 935 | 2500 | 215.99 | 61.15 | 67.15 | 6 | 0
2020 | PJM_ROR_2_VACAR | PJM_ROR | VACAR | Internal | Shoulder | B11 | 25 | 3000 | 3000 | 72.51 | 80.51 | 6 | 2
2020 | PJM_ROR_2_VACAR | PJM_ROR | VACAR | Internal | Shoulder | B12 | 200 | 3000 | 1929.67 | 67.87 | 73.87 | 6 | 0
2020 | PJM_ROR_2_VACAR | PJM_ROR | VACAR | Internal | Shoulder | B13 | 600 | 3000 | 336.17 | 65.66 | 71.66 | 6 | 0
2020 | PJM_ROR_2_VACAR | PJM_ROR | VACAR | Internal | Shoulder | B14 | 900 | 3000 | 3000 | 63.97 | 70.25 | 6 | 0.28
2020 | PJM_ROR_2_VACAR | PJM_ROR | VACAR | Internal | Shoulder | B15 | 1203 | 3000 | 0 | 60.44 | 61.82 | 6 | 0
2020 | PJM_ROR_2_VACAR | PJM_ROR | VACAR | Internal | Summer | B1 | 10 | 3000 | 3000 | 102.46 | 112.79 | 6 | 4.33
2020 | PJM_ROR_2_VACAR | PJM_ROR | VACAR | Internal | Summer | B2 | 25 | 3000 | 3000 | 101.15 | 112.79 | 6 | 5.65
2020 | PJM_ROR_2_VACAR | PJM_ROR | VACAR | Internal | Summer | B3 | 75 | 3000 | 3000 | 101.15 | 112.79 | 6 | 5.65
2020 | PJM_ROR_2_VACAR | PJM_ROR | VACAR | Internal | Summer | B4 | 100 | 3000 | 3000 | 95.28 | 102.92 | 6 | 1.64
2020 | PJM_ROR_2_VACAR | PJM_ROR | VACAR | Internal | Summer | B5 | 200 | 3000 | 3000 | 83.62 | 91.62 | 6 | 2
2020 | PJM_ROR_2_VACAR | PJM_ROR | VACAR | Internal | Summer | B6 | 300 | 3000 | 1839.65 | 74.98 | 80.98 | 6 | 0
2020 | PJM_ROR_2_VACAR | PJM_ROR | VACAR | Internal | Summer | B7 | 400 | 3000 | 2316.74 | 66.97 | 72.97 | 6 | 0
2020 | PJM_ROR_2_VACAR | PJM_ROR | VACAR | Internal | Summer | B8 | 500 | 3000 | 3000 | 64.14 | 70.25 | 6 | 0.11
2020 | PJM_ROR_2_VACAR | PJM_ROR | VACAR | Internal | Summer | B9 | 800 | 3000 | 2251.5 | 62.15 | 68.15 | 6 | 0
2020 | PJM_ROR_2_VACAR | PJM_ROR | VACAR | Internal | Summer | B10 | 1262 | 3000 | 0 | 60.93 | 59.98 | 6 | 0
2020 | PJM_ROR_2_VACAR | PJM_ROR | VACAR | Internal | Winter | B16 | 25 | 3000 | 3000 | 76.94 | 91.91 | 6 | 8.97
2020 | PJM_ROR_2_VACAR | PJM_ROR | VACAR | Internal | Winter | B17 | 100 | 3000 | 2956.79 | 70.49 | 76.49 | 6 | 0
2020 | PJM_ROR_2_VACAR | PJM_ROR | VACAR | Internal | Winter | B18 | 400 | 3000 | 1234.25 | 69.13 | 75.13 | 6 | 0
2020 | PJM_ROR_2_VACAR | PJM_ROR | VACAR | Internal | Winter | B19 | 700 | 3000 | 329.15 | 66.58 | 72.58 | 6 | 0
2020 | PJM_ROR_2_VACAR | PJM_ROR | VACAR | Internal | Winter | B20 | 935 | 3000 | 110.61 | 61.15 | 67.15 | 6 | 0
2020 | PJM_ROM_2_NYISO_A-F | PJM_ROM | NYISO_A-F | Internal | Shoulder | B11 | 25 | 2000 | 0 | 72.53 | 64.03 | 6 | 0
2020 | PJM_ROM_2_NYISO_A-F | PJM_ROM | NYISO_A-F | Internal | Shoulder | B12 | 200 | 2000 | 0 | 67.89 | 61.66 | 6 | 0
2020 | PJM_ROM_2_NYISO_A-F | PJM_ROM | NYISO_A-F | Internal | Shoulder | B13 | 600 | 2000 | 0 | 65.67 | 61.66 | 6 | 0
2020 | PJM_ROM_2_NYISO_A-F | PJM_ROM | NYISO_A-F | Internal | Shoulder | B14 | 900 | 2000 | 0 | 64.2 | 61.66 | 6 | 0
2020 | PJM_ROM_2_NYISO_A-F | PJM_ROM | NYISO_A-F | Internal | Shoulder | B15 | 1203 | 2000 | 0 | 60.46 | 61.66 | 6 | 0
2020 | PJM_ROM_2_NYISO_A-F | PJM_ROM | NYISO_A-F | Internal | Summer | B1 | 10 | 2000 | 0 | 102.48 | 94.48 | 6 | 0
2020 | PJM_ROM_2_NYISO_A-F | PJM_ROM | NYISO_A-F | Internal | Summer | B2 | 25 | 2000 | 0 | 101.16 | 93.16 | 6 | 0
2020 | PJM_ROM_2_NYISO_A-F | PJM_ROM | NYISO_A-F | Internal | Summer | B3 | 75 | 2000 | 0 | 101.14 | 81.92 | 6 | 0
2020 | PJM_ROM_2_NYISO_A-F | PJM_ROM | NYISO_A-F | Internal | Summer | B4 | 100 | 2000 | 0 | 95.27 | 81.92 | 6 | 0
2020 | PJM_ROM_2_NYISO_A-F | PJM_ROM | NYISO_A-F | Internal | Summer | B5 | 200 | 2000 | 0 | 83.63 | 62.77 | 6 | 0
2020 | PJM_ROM_2_NYISO_A-F | PJM_ROM | NYISO_A-F | Internal | Summer | B6 | 300 | 2000 | 0 | 75 | 62.77 | 6 | 0
2020 | PJM_ROM_2_NYISO_A-F | PJM_ROM | NYISO_A-F | Internal | Summer | B7 | 400 | 2000 | 0 | 66.98 | 61.62 | 6 | 0
2020 | PJM_ROM_2_NYISO_A-F | PJM_ROM | NYISO_A-F | Internal | Summer | B8 | 500 | 2000 | 0 | 64.16 | 59.66 | 6 | 0
2020 | PJM_ROM_2_NYISO_A-F | PJM_ROM | NYISO_A-F | Internal | Summer | B9 | 800 | 2000 | 0 | 62.16 | 59.66 | 6 | 0
2020 | PJM_ROM_2_NYISO_A-F | PJM_ROM | NYISO_A-F | Internal | Summer | B10 | 1262 | 2000 | 0 | 60.95 | 59.66 | 6 | 0
2020 | PJM_ROM_2_NYISO_A-F | PJM_ROM | NYISO_A-F | Internal | Winter | B16 | 25 | 2000 | 0 | 76.95 | 66.42 | 6 | 0
2020 | PJM_ROM_2_NYISO_A-F | PJM_ROM | NYISO_A-F | Internal | Winter | B17 | 100 | 2000 | 0 | 70.62 | 64.49 | 6 | 0
2020 | PJM_ROM_2_NYISO_A-F | PJM_ROM | NYISO_A-F | Internal | Winter | B18 | 400 | 2000 | 0 | 69.56 | 64.49 | 6 | 0
2020 | PJM_ROM_2_NYISO_A-F | PJM_ROM | NYISO_A-F | Internal | Winter | B19 | 700 | 2000 | 0 | 69.15 | 64.49 | 6 | 0
2020 | PJM_ROM_2_NYISO_A-F | PJM_ROM | NYISO_A-F | Internal | Winter | B20 | 935 | 2000 | 0 | 61.16 | 64.49 | 6 | 0
2020 | PJM_ROM_2_PJM_E | PJM_ROM | PJM_E | Internal | Shoulder | B11 | 25 | 8000 | 0.28 | 72.53 | 72.51 | 0.01 | 0
2020 | PJM_ROM_2_PJM_E | PJM_ROM | PJM_E | Internal | Shoulder | B12 | 200 | 8000 | 0.04 | 67.89 | 67.87 | 0.01 | 0
2020 | PJM_ROM_2_PJM_E | PJM_ROM | PJM_E | Internal | Shoulder | B13 | 600 | 8000 | 0.01 | 65.67 | 65.66 | 0.01 | 0
2020 | PJM_ROM_2_PJM_E | PJM_ROM | PJM_E | Internal | Shoulder | B14 | 900 | 8000 | 0 | 64.2 | 64.19 | 0.01 | 0
2020 | PJM_ROM_2_PJM_E | PJM_ROM | PJM_E | Internal | Shoulder | B15 | 1203 | 8000 | 0 | 60.46 | 60.44 | 0.01 | 0
2020 | PJM_ROM_2_PJM_E | PJM_ROM | PJM_E | Internal | Summer | B1 | 10 | 8000 | 0.78 | 102.48 | 102.46 | 0.01 | 0
2020 | PJM_ROM_2_PJM_E | PJM_ROM | PJM_E | Internal | Summer | B2 | 25 | 8000 | 0.28 | 101.16 | 101.15 | 0.01 | 0
2020 | PJM_ROM_2_PJM_E | PJM_ROM | PJM_E | Internal | Summer | B3 | 75 | 8000 | 0.09 | 101.14 | 101.12 | 0.01 | 0
2020 | PJM_ROM_2_PJM_E | PJM_ROM | PJM_E | Internal | Summer | B4 | 100 | 8000 | 0.07 | 95.27 | 95.25 | 0.01 | 0
2020 | PJM_ROM_2_PJM_E | PJM_ROM | PJM_E | Internal | Summer | B5 | 200 | 8000 | 0.04 | 83.63 | 83.62 | 0.01 | 0
2020 | PJM_ROM_2_PJM_E | PJM_ROM | PJM_E | Internal | Summer | B6 | 300 | 8000 | 0.02 | 75 | 74.98 | 0.01 | 0
2020 | PJM_ROM_2_PJM_E | PJM_ROM | PJM_E | Internal | Summer | B7 | 400 | 8000 | 0.02 | 66.98 | 66.97 | 0.01 | 0
2020 | PJM_ROM_2_PJM_E | PJM_ROM | PJM_E | Internal | Summer | B8 | 500 | 8000 | 0.01 | 64.16 | 64.14 | 0.01 | 0
2020 | PJM_ROM_2_PJM_E | PJM_ROM | PJM_E | Internal | Summer | B9 | 800 | 8000 | 0 | 62.16 | 62.15 | 0.01 | 0
2020 | PJM_ROM_2_PJM_E | PJM_ROM | PJM_E | Internal | Summer | B10 | 1262 | 8000 | 0 | 60.95 | 60.93 | 0.01 | 0
2020 | PJM_ROM_2_PJM_E | PJM_ROM | PJM_E | Internal | Winter | B16 | 25 | 8000 | 0.29 | 76.95 | 76.94 | 0.01 | 0
2020 | PJM_ROM_2_PJM_E | PJM_ROM | PJM_E | Internal | Winter | B17 | 100 | 8000 | 844.77 | 70.62 | 70.63 | 0.01 | 0
2020 | PJM_ROM_2_PJM_E | PJM_ROM | PJM_E | Internal | Winter | B18 | 400 | 8000 | 1376.14 | 69.56 | 69.57 | 0.01 | 0
2020 | PJM_ROM_2_PJM_E | PJM_ROM | PJM_E | Internal | Winter | B19 | 700 | 8000 | 1596.55 | 69.15 | 69.17 | 0.01 | 0
2020 | PJM_ROM_2_PJM_E | PJM_ROM | PJM_E | Internal | Winter | B20 | 935 | 8000 | 0 | 61.16 | 61.15 | 0.01 | 0
2020 | PJM_ROM_2_PJM_ROR | PJM_ROM | PJM_ROR | Internal | Shoulder | B11 | 25 | 8000 | 0.29 | 72.53 | 72.51 | 0.01 | 0
2020 | PJM_ROM_2_PJM_ROR | PJM_ROM | PJM_ROR | Internal | Shoulder | B12 | 200 | 8000 | 0.04 | 67.89 | 67.87 | 0.01 | 0
2020 | PJM_ROM_2_PJM_ROR | PJM_ROM | PJM_ROR | Internal | Shoulder | B13 | 600 | 8000 | 0.01 | 65.67 | 65.66 | 0.01 | 0
2020 | PJM_ROM_2_PJM_ROR | PJM_ROM | PJM_ROR | Internal | Shoulder | B14 | 900 | 8000 | 0 | 64.2 | 63.97 | 0.01 | 0
2020 | PJM_ROM_2_PJM_ROR | PJM_ROM | PJM_ROR | Internal | Shoulder | B15 | 1203 | 8000 | 0 | 60.46 | 60.44 | 0.01 | 0
2020 | PJM_ROM_2_PJM_ROR | PJM_ROM | PJM_ROR | Internal | Summer | B1 | 10 | 8000 | 0.67 | 102.48 | 102.46 | 0.01 | 0
2020 | PJM_ROM_2_PJM_ROR | PJM_ROM | PJM_ROR | Internal | Summer | B2 | 25 | 8000 | 0.28 | 101.16 | 101.15 | 0.01 | 0
2020 | PJM_ROM_2_PJM_ROR | PJM_ROM | PJM_ROR | Internal | Summer | B3 | 75 | 8000 | 3273.79 | 101.14 | 101.15 | 0.01 | 0
2020 | PJM_ROM_2_PJM_ROR | PJM_ROM | PJM_ROR | Internal | Summer | B4 | 100 | 8000 | 2343.61 | 95.27 | 95.28 | 0.01 | 0
2020 | PJM_ROM_2_PJM_ROR | PJM_ROM | PJM_ROR | Internal | Summer | B5 | 200 | 8000 | 0.04 | 83.63 | 83.62 | 0.01 | 0
2020 | PJM_ROM_2_PJM_ROR | PJM_ROM | PJM_ROR | Internal | Summer | B6 | 300 | 8000 | 0.02 | 75 | 74.98 | 0.01 | 0
2020 | PJM_ROM_2_PJM_ROR | PJM_ROM | PJM_ROR | Internal | Summer | B7 | 400 | 8000 | 0.02 | 66.98 | 66.97 | 0.01 | 0
2020 | PJM_ROM_2_PJM_ROR | PJM_ROM | PJM_ROR | Internal | Summer | B8 | 500 | 8000 | 0.01 | 64.16 | 64.14 | 0.01 | 0
2020 | PJM_ROM_2_PJM_ROR | PJM_ROM | PJM_ROR | Internal | Summer | B9 | 800 | 8000 | 0 | 62.16 | 62.15 | 0.01 | 0
2020 | PJM_ROM_2_PJM_ROR | PJM_ROM | PJM_ROR | Internal | Summer | B10 | 1262 | 8000 | 0 | 60.95 | 60.93 | 0.01 | 0
2020 | PJM_ROM_2_PJM_ROR | PJM_ROM | PJM_ROR | Internal | Winter | B16 | 25 | 8000 | 0.27 | 76.95 | 76.94 | 0.01 | 0
2020 | PJM_ROM_2_PJM_ROR | PJM_ROM | PJM_ROR | Internal | Winter | B17 | 100 | 8000 | 0.01 | 70.62 | 70.49 | 0.01 | 0
2020 | PJM_ROM_2_PJM_ROR | PJM_ROM | PJM_ROR | Internal | Winter | B18 | 400 | 8000 | 0 | 69.56 | 69.13 | 0.01 | 0
2020 | PJM_ROM_2_PJM_ROR | PJM_ROM | PJM_ROR | Internal | Winter | B19 | 700 | 8000 | 0 | 69.15 | 66.58 | 0.01 | 0
2020 | PJM_ROM_2_PJM_ROR | PJM_ROM | PJM_ROR | Internal | Winter | B20 | 935 | 8000 | 0 | 61.16 | 61.15 | 0.01 | 0
2020 | SOCO_2_ENT | SOCO | ENT | Internal | Shoulder | B11 | 25 | 4300 | 0 | 87.51 | 70.52 | 10 | 0
2020 | SOCO_2_ENT | SOCO | ENT | Internal | Shoulder | B12 | 200 | 4300 | 0 | 71.66 | 65.89 | 10 | 0
2020 | SOCO_2_ENT | SOCO | ENT | Internal | Shoulder | B13 | 600 | 4300 | 0 | 67.38 | 65.27 | 10 | 0
2020 | SOCO_2_ENT | SOCO | ENT | Internal | Shoulder | B14 | 900 | 4300 | 0 | 67.38 | 59.38 | 10 | 0
2020 | SOCO_2_ENT | SOCO | ENT | Internal | Shoulder | B15 | 1203 | 4300 | 0 | 67.38 | 51.46 | 10 | 0
2020 | SOCO_2_ENT | SOCO | ENT | Internal | Summer | B1 | 10 | 4300 | 0 | 109.92 | 69.82 | 10 | 0
2020 | SOCO_2_ENT | SOCO | ENT | Internal | Summer | B2 | 25 | 4300 | 0 | 109.92 | 97.88 | 10 | 0
2020 | SOCO_2_ENT | SOCO | ENT | Internal | Summer | B3 | 75 | 4300 | 0 | 109.92 | 99.15 | 10 | 0
2020 | SOCO_2_ENT | SOCO | ENT | Internal | Summer | B4 | 100 | 4300 | 0 | 109.92 | 93.29 | 10 | 0
2020 | SOCO_2_ENT | SOCO | ENT | Internal | Summer | B5 | 200 | 4300 | 0 | 98.62 | 81.63 | 10 | 0
2020 | SOCO_2_ENT | SOCO | ENT | Internal | Summer | B6 | 300 | 4300 | 0 | 87.98 | 73.21 | 10 | 0
2020 | SOCO_2_ENT | SOCO | ENT | Internal | Summer | B7 | 400 | 4300 | 0 | 77.39 | 69.39 | 10 | 0
2020 | SOCO_2_ENT | SOCO | ENT | Internal | Summer | B8 | 500 | 4300 | 0 | 74.9 | 66.9 | 10 | 0
2020 | SOCO_2_ENT | SOCO | ENT | Internal | Summer | B9 | 800 | 4300 | 0 | 68.51 | 64.19 | 10 | 0
2020 | SOCO_2_ENT | SOCO | ENT | Internal | Summer | B10 | 1262 | 4300 | 0 | 66.11 | 58.95 | 10 | 0
2020 | SOCO_2_ENT | SOCO | ENT | Internal | Winter | B16 | 25 | 4300 | 0 | 87.23 | 70.23 | 10 | 0
2020 | SOCO_2_ENT | SOCO | ENT | Internal | Winter | B17 | 100 | 4300 | 0 | 75.71 | 67.71 | 10 | 0
2020 | SOCO_2_ENT | SOCO | ENT | Internal | Winter | B18 | 400 | 4300 | 0 | 69.99 | 67.14 | 10 | 0
2020 | SOCO_2_ENT | SOCO | ENT | Internal | Winter | B19 | 700 | 4300 | 0 | 69.99 | 64.59 | 10 | 0
2020 | SOCO_2_ENT | SOCO | ENT | Internal | Winter | B20 | 935 | 4300 | 0 | 69.99 | 59.15 | 10 | 0
2020 | SOCO_2_FRCC | SOCO | FRCC | Internal | Shoulder | B11 | 25 | 3700 | 3700 | 87.51 | 101.8 | 10 | 4.29
2020 | SOCO_2_FRCC | SOCO | FRCC | Internal | Shoulder | B12 | 200 | 3700 | 0 | 71.66 | 75.45 | 10 | 0
2020 | SOCO_2_FRCC | SOCO | FRCC | Internal | Shoulder | B13 | 600 | 3700 | 0 | 67.38 | 74.69 | 10 | 0
2020 | SOCO_2_FRCC | SOCO | FRCC | Internal | Shoulder | B14 | 900 | 3700 | 0 | 67.38 | 72.31 | 10 | 0
2020 | SOCO_2_FRCC | SOCO | FRCC | Internal | Shoulder | B15 | 1203 | 3700 | 0 | 67.38 | 72.31 | 10 | 0
2020 | SOCO_2_FRCC | SOCO | FRCC | Internal | Summer | B1 | 10 | 3700 | 560.45 | 109.92 | 119.92 | 10 | 0
2020 | SOCO_2_FRCC | SOCO | FRCC | Internal | Summer | B2 | 25 | 3700 | 0 | 109.92 | 116.56 | 10 | 0
2020 | SOCO_2_FRCC | SOCO | FRCC | Internal | Summer | B3 | 75 | 3700 | 0 | 109.92 | 116.56 | 10 | 0
2020 | SOCO_2_FRCC | SOCO | FRCC | Internal | Summer | B4 | 100 | 3700 | 0 | 109.92 | 116.56 | 10 | 0
2020 | SOCO_2_FRCC | SOCO | FRCC | Internal | Summer | B5 | 200 | 3700 | 3373.9 | 98.62 | 108.62 | 10 | 0
2020 | SOCO_2_FRCC | SOCO | FRCC | Internal | Summer | B6 | 300 | 3700 | 1440.89 | 87.98 | 97.98 | 10 | 0
2020 | SOCO_2_FRCC | SOCO | FRCC | Internal | Summer | B7 | 400 | 3700 | 0 | 77.39 | 85.21 | 10 | 0
2020 | SOCO_2_FRCC | SOCO | FRCC | Internal | Summer | B8 | 500 | 3700 | 0 | 74.9 | 74.69 | 10 | 0
2020 | SOCO_2_FRCC | SOCO | FRCC | Internal | Summer | B9 | 800 | 3700 | 0 | 68.51 | 71.58 | 10 | 0
2020 | SOCO_2_FRCC | SOCO | FRCC | Internal | Summer | B10 | 1262 | 3700 | 0 | 66.11 | 71.58 | 10 | 0
2020 | SOCO_2_FRCC | SOCO | FRCC | Internal | Winter | B16 | 25 | 3700 | 1291.04 | 87.23 | 97.23 | 10 | 0
2020 | SOCO_2_FRCC | SOCO | FRCC | Internal | Winter | B17 | 100 | 3700 | 0 | 75.71 | 77.79 | 10 | 0
2020 | SOCO_2_FRCC | SOCO | FRCC | Internal | Winter | B18 | 400 | 3700 | 0 | 69.99 | 75.66 | 10 | 0
2020 | SOCO_2_FRCC | SOCO | FRCC | Internal | Winter | B19 | 700 | 3700 | 0 | 69.99 | 74.54 | 10 | 0
2020 | SOCO_2_FRCC | SOCO | FRCC | Internal | Winter | B20 | 935 | 3700 | 0 | 69.99 | 74.54 | 10 | 0
2020 | SOCO_2_TVA_Transmission | SOCO | TVA_Transmission | Internal | Shoulder | B11 | 25 | 2600 | 0 | 87.51 | 78.51 | 10 | 0
2020 | SOCO_2_TVA_Transmission | SOCO | TVA_Transmission | Internal | Shoulder | B12 | 200 | 2600 | 0 | 71.66 | 70.12 | 10 | 0
2020 | SOCO_2_TVA_Transmission | SOCO | TVA_Transmission | Internal | Shoulder | B13 | 600 | 2600 | 0 | 67.38 | 68.76 | 10 | 0
2020 | SOCO_2_TVA_Transmission | SOCO | TVA_Transmission | Internal | Shoulder | B14 | 900 | 2600 | 0 | 67.38 | 67.18 | 10 | 0
2020 | SOCO_2_TVA_Transmission | SOCO | TVA_Transmission | Internal | Shoulder | B15 | 1203 | 2600 | 0 | 67.38 | 63.45 | 10 | 0
2020 | SOCO_2_TVA_Transmission | SOCO | TVA_Transmission | Internal | Summer | B1 | 10 | 2600 | 0 | 109.92 | 108.46 | 10 | 0
2020 | SOCO_2_TVA_Transmission | SOCO | TVA_Transmission | Internal | Summer | B2 | 25 | 2600 | 0 | 109.92 | 107.15 | 10 | 0
2020 | SOCO_2_TVA_Transmission | SOCO | TVA_Transmission | Internal | Summer | B3 | 75 | 2600 | 0 | 109.92 | 107.15 | 10 | 0
2020 | SOCO_2_TVA_Transmission | SOCO | TVA_Transmission | Internal | Summer | B4 | 100 | 2600 | 0 | 109.92 | 101.28 | 10 | 0
2020 | SOCO_2_TVA_Transmission | SOCO | TVA_Transmission | Internal | Summer | B5 | 200 | 2600 | 0 | 98.62 | 89.62 | 10 | 0
2020 | SOCO_2_TVA_Transmission | SOCO | TVA_Transmission | Internal | Summer | B6 | 300 | 2600 | 0 | 87.98 | 79.57 | 10 | 0
2020 | SOCO_2_TVA_Transmission | SOCO | TVA_Transmission | Internal | Summer | B7 | 400 | 2600 | 0 | 77.39 | 70.5 | 10 | 0
2020 | SOCO_2_TVA_Transmission | SOCO | TVA_Transmission | Internal | Summer | B8 | 500 | 2600 | 0 | 74.9 | 67.95 | 10 | 0
2020 | SOCO_2_TVA_Transmission | SOCO | TVA_Transmission | Internal | Summer | B9 | 800 | 2600 | 0 | 68.51 | 66.68 | 10 | 0
2020 | SOCO_2_TVA_Transmission | SOCO | TVA_Transmission | Internal | Summer | B10 | 1262 | 2600 | 0 | 66.11 | 64.28 | 10 | 0
2020 | SOCO_2_TVA_Transmission | SOCO | TVA_Transmission | Internal | Winter | B16 | 25 | 2600 | 0 | 87.23 | 78.23 | 10 | 0
2020 | SOCO_2_TVA_Transmission | SOCO | TVA_Transmission | Internal | Winter | B17 | 100 | 2600 | 0 | 75.71 | 72.64 | 10 | 0
2020 | SOCO_2_TVA_Transmission | SOCO | TVA_Transmission | Internal | Winter | B18 | 400 | 2600 | 0 | 69.99 | 71.16 | 10 | 0
2020 | SOCO_2_TVA_Transmission | SOCO | TVA_Transmission | Internal | Winter | B19 | 700 | 2600 | 0 | 69.99 | 69.56 | 10 | 0
2020 | SOCO_2_TVA_Transmission | SOCO | TVA_Transmission | Internal | Winter | B20 | 935 | 2600 | 0 | 69.99 | 67.15 | 10 | 0
2020 | SOCO_2_VACAR | SOCO | VACAR | Internal | Shoulder | B11 | 25 | 2000 | 0 | 87.51 | 80.51 | 10 | 0
2020 | SOCO_2_VACAR | SOCO | VACAR | Internal | Shoulder | B12 | 200 | 2000 | 0 | 71.66 | 73.87 | 10 | 0
2020 | SOCO_2_VACAR | SOCO | VACAR | Internal | Shoulder | B13 | 600 | 2000 | 0 | 67.38 | 71.66 | 10 | 0
2020 | SOCO_2_VACAR | SOCO | VACAR | Internal | Shoulder | B14 | 900 | 2000 | 0 | 67.38 | 70.25 | 10 | 0
2020 | SOCO_2_VACAR | SOCO | VACAR | Internal | Shoulder | B15 | 1203 | 2000 | 0 | 67.38 | 61.82 | 10 | 0
2020 | SOCO_2_VACAR | SOCO | VACAR | Internal | Summer | B1 | 10 | 2000 | 0 | 109.92 | 112.79 | 10 | 0
2020 | SOCO_2_VACAR | SOCO | VACAR | Internal | Summer | B2 | 25 | 2000 | 0 | 109.92 | 112.79 | 10 | 0
2020 | SOCO_2_VACAR | SOCO | VACAR | Internal | Summer | B3 | 75 | 2000 | 0 | 109.92 | 112.79 | 10 | 0
2020 | SOCO_2_VACAR | SOCO | VACAR | Internal | Summer | B4 | 100 | 2000 | 0 | 109.92 | 102.92 | 10 | 0
2020 | SOCO_2_VACAR | SOCO | VACAR | Internal | Summer | B5 | 200 | 2000 | 0 | 98.62 | 91.62 | 10 | 0
2020 | SOCO_2_VACAR | SOCO | VACAR | Internal | Summer | B6 | 300 | 2000 | 0 | 87.98 | 80.98 | 10 | 0
2020 | SOCO_2_VACAR | SOCO | VACAR | Internal | Summer | B7 | 400 | 2000 | 0 | 77.39 | 72.97 | 10 | 0
2020 | SOCO_2_VACAR | SOCO | VACAR | Internal | Summer | B8 | 500 | 2000 | 0 | 74.9 | 70.25 | 10 | 0
2020 | SOCO_2_VACAR | SOCO | VACAR | Internal | Summer | B9 | 800 | 2000 | 0 | 68.51 | 68.15 | 10 | 0
2020 | SOCO_2_VACAR | SOCO | VACAR | Internal | Summer | B10 | 1262 | 2000 | 0 | 66.11 | 59.98 | 10 | 0
2020 | SOCO_2_VACAR | SOCO | VACAR | Internal | Winter | B16 | 25 | 2000 | 0 | 87.23 | 91.91 | 10 | 0
2020 | SOCO_2_VACAR | SOCO | VACAR | Internal | Winter | B17 | 100 | 2000 | 0 | 75.71 | 76.49 | 10 | 0
2020 | SOCO_2_VACAR | SOCO | VACAR | Internal | Winter | B18 | 400 | 2000 | 0 | 69.99 | 75.13 | 10 | 0
2020 | SOCO_2_VACAR | SOCO | VACAR | Internal | Winter | B19 | 700 | 2000 | 0 | 69.99 | 72.58 | 10 | 0
2020 | SOCO_2_VACAR | SOCO | VACAR | Internal | Winter | B20 | 935 | 2000 | 0 | 69.99 | 67.15 | 10 | 0
2020 | SPP_N_2_ENT | SPP_N | ENT | Internal | Shoulder | B11 | 25 | 15643 | 7936.51 | 65.52 | 70.52 | 5 | 0
2020 | SPP_N_2_ENT | SPP_N | ENT | Internal | Shoulder | B12 | 200 | 15643 | 7368.16 | 60.89 | 65.89 | 5 | 0
2020 | SPP_N_2_ENT | SPP_N | ENT | Internal | Shoulder | B13 | 600 | 15643 | 12489.78 | 60.27 | 65.27 | 5 | 0
2020 | SPP_N_2_ENT | SPP_N | ENT | Internal | Shoulder | B14 | 900 | 15643 | 11263.97 | 54.38 | 59.38 | 5 | 0
2020 | SPP_N_2_ENT | SPP_N | ENT | Internal | Shoulder | B15 | 1203 | 15643 | 14541.65 | 46.46 | 51.46 | 5 | 0
2020 | SPP_N_2_ENT | SPP_N | ENT | Internal | Summer | B1 | 10 | 15643 | 14252.54 | 64.82 | 69.82 | 5 | 0
2020 | SPP_N_2_ENT | SPP_N | ENT | Internal | Summer | B2 | 25 | 15643 | 5359.92 | 92.88 | 97.88 | 5 | 0
2020 | SPP_N_2_ENT | SPP_N | ENT | Internal | Summer | B3 | 75 | 15643 | 1080.65 | 94.15 | 99.15 | 5 | 0
2020 | SPP_N_2_ENT | SPP_N | ENT | Internal | Summer | B4 | 100 | 15643 | 7857.12 | 88.29 | 93.29 | 5 | 0
2020 | SPP_N_2_ENT | SPP_N | ENT | Internal | Summer | B5 | 200 | 15643 | 6591.66 | 76.63 | 81.63 | 5 | 0
2020 | SPP_N_2_ENT | SPP_N | ENT | Internal | Summer | B6 | 300 | 15643 | 8430.71 | 68.21 | 73.21 | 5 | 0
2020 | SPP_N_2_ENT | SPP_N | ENT | Internal | Summer | B7 | 400 | 15643 | 6319.45 | 64.39 | 69.39 | 5 | 0
2020 | SPP_N_2_ENT | SPP_N | ENT | Internal | Summer | B8 | 500 | 15643 | 6649.98 | 61.9 | 66.9 | 5 | 0
2020 | SPP_N_2_ENT | SPP_N | ENT | Internal | Summer | B9 | 800 | 15643 | 6877.49 | 59.19 | 64.19 | 5 | 0
2020 | SPP_N_2_ENT | SPP_N | ENT | Internal | Summer | B10 | 1262 | 15643 | 9915.58 | 53.95 | 58.95 | 5 | 0
2020 | SPP_N_2_ENT | SPP_N | ENT | Internal | Winter | B16 | 25 | 15643 | 13926.83 | 65.23 | 70.23 | 5 | 0
2020 | SPP_N_2_ENT | SPP_N | ENT | Internal | Winter | B17 | 100 | 15643 | 12660.94 | 62.71 | 67.71 | 5 | 0
2020 | SPP_N_2_ENT | SPP_N | ENT | Internal | Winter | B18 | 400 | 15643 | 11129 | 62.14 | 67.14 | 5 | 0
2020 | SPP_N_2_ENT | SPP_N | ENT | Internal | Winter | B19 | 700 | 15643 | 10102.92 | 59.59 | 64.59 | 5 | 0
2020 | SPP_N_2_ENT | SPP_N | ENT | Internal | Winter | B20 | 935 | 15643 | 13299.73 | 54.15 | 59.15 | 5 | 0
2020 | SPP_N_2_MISO_MO-IL | SPP_N | MISO_MO-IL | Internal | Shoulder | B11 | 25 | 4019 | 3964.36 | 65.52 | 70.53 | 5 | 0
2020 | SPP_N_2_MISO_MO-IL | SPP_N | MISO_MO-IL | Internal | Shoulder | B12 | 200 | 4019 | 2651.07 | 60.89 | 65.89 | 5 | 0
2020 | SPP_N_2_MISO_MO-IL | SPP_N | MISO_MO-IL | Internal | Shoulder | B13 | 600 | 4019 | 0 | 60.27 | 63.67 | 5 | 0
2020 | SPP_N_2_MISO_MO-IL | SPP_N | MISO_MO-IL | Internal | Shoulder | B14 | 900 | 4019 | 4019 | 54.38 | 61.99 | 5 | 2.61
2020 | SPP_N_2_MISO_MO-IL | SPP_N | MISO_MO-IL | Internal | Shoulder | B15 | 1203 | 4019 | 4019 | 46.46 | 58.46 | 5 | 7
2020 | SPP_N_2_MISO_MO-IL | SPP_N | MISO_MO-IL | Internal | Summer | B1 | 10 | 4019 | 4019 | 64.82 | 100.48 | 5 | 30.66
2020 | SPP_N_2_MISO_MO-IL | SPP_N | MISO_MO-IL | Internal | Summer | B2 | 25 | 4019 | 4019 | 92.88 | 99.87 | 5 | 2
2020 | SPP_N_2_MISO_MO-IL | SPP_N | MISO_MO-IL | Internal | Summer | B3 | 75 | 4019 | 4018.83 | 94.15 | 99.16 | 5 | 0.01
2020 | SPP_N_2_MISO_MO-IL | SPP_N | MISO_MO-IL | Internal | Summer | B4 | 100 | 4019 | 210.43 | 88.29 | 93.29 | 5 | 0
2020 | SPP_N_2_MISO_MO-IL | SPP_N | MISO_MO-IL | Internal | Summer | B5 | 200 | 4019 | 1820.71 | 76.63 | 81.63 | 5 | 0
2020 | SPP_N_2_MISO_MO-IL | SPP_N | MISO_MO-IL | Internal | Summer | B6 | 300 | 4019 | 0 | 68.21 | 73 | 5 | 0
2020 | SPP_N_2_MISO_MO-IL | SPP_N | MISO_MO-IL | Internal | Summer | B7 | 400 | 4019 | 0 | 64.39 | 64.98 | 5 | 0
2020 | SPP_N_2_MISO_MO-IL | SPP_N | MISO_MO-IL | Internal | Summer | B8 | 500 | 4019 | 0 | 61.9 | 62.16 | 5 | 0
2020 | SPP_N_2_MISO_MO-IL | SPP_N | MISO_MO-IL | Internal | Summer | B9 | 800 | 4019 | 0 | 59.19 | 61.2 | 5 | 0
2020 | SPP_N_2_MISO_MO-IL | SPP_N | MISO_MO-IL | Internal | Summer | B10 | 1262 | 4019 | 835.06 | 53.95 | 58.95 | 5 | 0
2020 | SPP_N_2_MISO_MO-IL | SPP_N | MISO_MO-IL | Internal | Winter | B16 | 25 | 4019 | 4019 | 65.23 | 74.92 | 5 | 4.7
2020 | SPP_N_2_MISO_MO-IL | SPP_N | MISO_MO-IL | Internal | Winter | B17 | 100 | 4019 | 4019 | 62.71 | 68.48 | 5 | 0.77
2020 | SPP_N_2_MISO_MO-IL | SPP_N | MISO_MO-IL | Internal | Winter | B18 | 400 | 4019 | 673.43 | 62.14 | 67.14 | 5 | 0
2020 | SPP_N_2_MISO_MO-IL | SPP_N | MISO_MO-IL | Internal | Winter | B19 | 700 | 4019 | 3091.08 | 59.59 | 64.59 | 5 | 0
2020 | SPP_N_2_MISO_MO-IL | SPP_N | MISO_MO-IL | Internal | Winter | B20 | 935 | 4019 | 4018.98 | 54.15 | 59.16 | 5 | 0.01
2020 | SPP_N_2_MISO_W | SPP_N | MISO_W | Internal | Shoulder | B11 | 25 | 1087 | 0.56 | 65.52 | 70.51 | 5 | 0
2020 | SPP_N_2_MISO_W | SPP_N | MISO_W | Internal | Shoulder | B12 | 200 | 1087 | 0.07 | 60.89 | 65.87 | 5 | 0
2020 | SPP_N_2_MISO_W | SPP_N | MISO_W | Internal | Shoulder | B13 | 600 | 1087 | 0 | 60.27 | 63.66 | 5 | 0
2020 | SPP_N_2_MISO_W | SPP_N | MISO_W | Internal | Shoulder | B14 | 900 | 1087 | 1087 | 54.38 | 61.97 | 5 | 2.6
2020 | SPP_N_2_MISO_W | SPP_N | MISO_W | Internal | Shoulder | B15 | 1203 | 1087 | 1087 | 46.46 | 58.44 | 5 | 6.99
2020 | SPP_N_2_MISO_W | SPP_N | MISO_W | Internal | Summer | B1 | 10 | 1087 | 1087 | 64.82 | 100.46 | 5 | 30.65
2020 | SPP_N_2_MISO_W | SPP_N | MISO_W | Internal | Summer | B2 | 25 | 1087 | 1086.99 | 92.88 | 99.15 | 5 | 1.27
2020 | SPP_N_2_MISO_W | SPP_N | MISO_W | Internal | Summer | B3 | 75 | 1087 | 737.51 | 94.15 | 99.15 | 5 | 0
2020 | SPP_N_2_MISO_W | SPP_N | MISO_W | Internal | Summer | B4 | 100 | 1087 | 0.13 | 88.29 | 93.28 | 5 | 0
2020 | SPP_N_2_MISO_W | SPP_N | MISO_W | Internal | Summer | B5 | 200 | 1087 | 0.07 | 76.63 | 81.62 | 5 | 0
2020 | SPP_N_2_MISO_W | SPP_N | MISO_W | Internal | Summer | B6 | 300 | 1087 | 0 | 68.21 | 72.98 | 5 | 0
2020 | SPP_N_2_MISO_W | SPP_N | MISO_W | Internal | Summer | B7 | 400 | 1087 | 0 | 64.39 | 64.97 | 5 | 0
2020 | SPP_N_2_MISO_W | SPP_N | MISO_W | Internal | Summer | B8 | 500 | 1087 | 0 | 61.9 | 62.14 | 5 | 0
2020 | SPP_N_2_MISO_W | SPP_N | MISO_W | Internal | Summer | B9 | 800 | 1087 | 0 | 59.19 | 60.15 | 5 | 0
2020 | SPP_N_2_MISO_W | SPP_N | MISO_W | Internal | Summer | B10 | 1262 | 1087 | 0.01 | 53.95 | 58.93 | 5 | 0
2020 | SPP_N_2_MISO_W | SPP_N | MISO_W | Internal | Winter | B16 | 25 | 1087 | 0 | 65.23 | 64.58 | 5 | 0
2020 | SPP_N_2_MISO_W | SPP_N | MISO_W | Internal | Winter | B17 | 100 | 1087 | 0 | 62.71 | 67.13 | 5 | 0
2020 | SPP_N_2_MISO_W | SPP_N | MISO_W | Internal | Winter | B18 | 400 | 1087 | 0.03 | 62.14 | 67.13 | 5 | 0
2020 | SPP_N_2_MISO_W | SPP_N | MISO_W | Internal | Winter | B19 | 700 | 1087 | 0.02 | 59.59 | 64.58 | 5 | 0
2020 | SPP_N_2_MISO_W | SPP_N | MISO_W | Internal | Winter | B20 | 935 | 1087 | 746.04 | 54.15 | 59.15 | 5 | 0
2020 | SPP_N_2_NE | SPP_N | NE | Internal | Shoulder | B11 | 25 | 490 | 0.27 | 65.52 | 65.51 | 0.01 | 0
2020 | SPP_N_2_NE | SPP_N | NE | Internal | Shoulder | B12 | 200 | 490 | 0.03 | 60.89 | 60.87 | 0.01 | 0
2020 | SPP_N_2_NE | SPP_N | NE | Internal | Shoulder | B13 | 600 | 490 | 0 | 60.27 | 58.66 | 0.01 | 0
2020 | SPP_N_2_NE | SPP_N | NE | Internal | Shoulder | B14 | 900 | 490 | 0 | 54.38 | 54.37 | 0.01 | 0
2020 | SPP_N_2_NE | SPP_N | NE | Internal | Shoulder | B15 | 1203 | 490 | 0 | 46.46 | 46.44 | 0.01 | 0
2020 | SPP_N_2_NE | SPP_N | NE | Internal | Summer | B1 | 10 | 490 | 490 | 64.82 | 95.46 | 0.01 | 30.64
2020 | SPP_N_2_NE | SPP_N | NE | Internal | Summer | B2 | 25 | 490 | 489.99 | 92.88 | 94.15 | 0.01 | 1.26
2020 | SPP_N_2_NE | SPP_N | NE | Internal | Summer | B3 | 75 | 490 | 0.18 | 94.15 | 94.15 | 0.01 | 0
2020 | SPP_N_2_NE | SPP_N | NE | Internal | Summer | B4 | 100 | 490 | 0.07 | 88.29 | 88.28 | 0.01 | 0
2020 | SPP_N_2_NE | SPP_N | NE | Internal | Summer | B5 | 200 | 490 | 0.03 | 76.63 | 76.62 | 0.01 | 0
2020 | SPP_N_2_NE | SPP_N | NE | Internal | Summer | B6 | 300 | 490 | 0 | 68.21 | 67.98 | 0.01 | 0
2020 | SPP_N_2_NE | SPP_N | NE | Internal | Summer | B7 | 400 | 490 | 0 | 64.39 | 59.97 | 0.01 | 0
2020 | SPP_N_2_NE | SPP_N | NE | Internal | Summer | B8 | 500 | 490 | 0 | 61.9 | 57.14 | 0.01 | 0
2020 | SPP_N_2_NE | SPP_N | NE | Internal | Summer | B9 | 800 | 490 | 0 | 59.19 | 55.15 | 0.01 | 0
2020 | SPP_N_2_NE | SPP_N | NE | Internal | Summer | B10 | 1262 | 490 | 0 | 53.95 | 53.93 | 0.01 | 0
2020 | SPP_N_2_NE | SPP_N | NE | Internal | Winter | B16 | 25 | 490 | 0 | 65.23 | 40.66 | 0.01 | 0
2020 | SPP_N_2_NE | SPP_N | NE | Internal | Winter | B17 | 100 | 490 | 0 | 62.71 | 55.13 | 0.01 | 0
2020 | SPP_N_2_NE | SPP_N | NE | Internal | Winter | B18 | 400 | 490 | 0 | 62.14 | 59.58 | 0.01 | 0
2020 | SPP_N_2_NE | SPP_N | NE | Internal | Winter | B19 | 700 | 490 | 0 | 59.59 | 59.58 | 0.01 | 0
2020 | SPP_N_2_NE | SPP_N | NE | Internal | Winter | B20 | 935 | 490 | 0 | 54.15 | 50.39 | 0.01 | 0
2020 | SPP_N_2_SPP_S | SPP_N | SPP_S | Internal | Shoulder | B11 | 25 | 4236 | 0.57 | 65.52 | 65.52 | 0.01 | 0
2020 | SPP_N_2_SPP_S | SPP_N | SPP_S | Internal | Shoulder | B12 | 200 | 4236 | 2479.39 | 60.89 | 60.9 | 0.01 | 0
2020 | SPP_N_2_SPP_S | SPP_N | SPP_S | Internal | Shoulder | B13 | 600 | 4236 | 1206.61 | 60.27 | 60.28 | 0.01 | 0
2020 | SPP_N_2_SPP_S | SPP_N | SPP_S | Internal | Shoulder | B14 | 900 | 4236 | 0.02 | 54.38 | 54.38 | 0.01 | 0
2020 | SPP_N_2_SPP_S | SPP_N | SPP_S | Internal | Shoulder | B15 | 1203 | 4236 | 0 | 46.46 | 42.35 | 0.01 | 0
2020 | SPP_N_2_SPP_S | SPP_N | SPP_S | Internal | Summer | B1 | 10 | 4236 | 0.04 | 64.82 | 64.4 | 0.01 | 0
2020 | SPP_N_2_SPP_S | SPP_N | SPP_S | Internal | Summer | B2 | 25 | 4236 | 0.52 | 92.88 | 92.88 | 0.01 | 0
2020 | SPP_N_2_SPP_S | SPP_N | SPP_S | Internal | Summer | B3 | 75 | 4236 | 0.09 | 94.15 | 94.14 | 0.01 | 0
2020 | SPP_N_2_SPP_S | SPP_N | SPP_S | Internal | Summer | B4 | 100 | 4236 | 990.55 | 88.29 | 88.3 | 0.01 | 0
2020 | SPP_N_2_SPP_S | SPP_N | SPP_S | Internal | Summer | B5 | 200 | 4236 | 0.07 | 76.63 | 76.63 | 0.01 | 0
2020 | SPP_N_2_SPP_S | SPP_N | SPP_S | Internal | Summer | B6 | 300 | 4236 | 2125.68 | 68.21 | 68.23 | 0.01 | 0
2020 | SPP_N_2_SPP_S | SPP_N | SPP_S | Internal | Summer | B7 | 400 | 4236 | 4013.11 | 64.39 | 64.4 | 0.01 | 0
2020 | SPP_N_2_SPP_S | SPP_N | SPP_S | Internal | Summer | B8 | 500 | 4236 | 4236 | 61.9 | 63.95 | 0.01 | 2.04
2020 | SPP_N_2_SPP_S | SPP_N | SPP_S | Internal | Summer | B9 | 800 | 4236 | 4236 | 59.19 | 63.95 | 0.01 | 4.74
2020 | SPP_N_2_SPP_S | SPP_N | SPP_S | Internal | Summer | B10 | 1262 | 4236 | 3331.95 | 53.95 | 53.96 | 0.01 | 0
2020 | SPP_N_2_SPP_S | SPP_N | SPP_S | Internal | Winter | B16 | 25 | 4236 | 209.34 | 65.23 | 65.24 | 0.01 | 0
2020 | SPP_N_2_SPP_S | SPP_N | SPP_S | Internal | Winter | B17 | 100 | 4236 | 886.33 | 62.71 | 62.72 | 0.01 | 0
2020 | SPP_N_2_SPP_S | SPP_N | SPP_S | Internal | Winter | B18 | 400 | 4236 | 2005.02 | 62.14 | 62.16 | 0.01 | 0
2020 | SPP_N_2_SPP_S | SPP_N | SPP_S | Internal | Winter | B19 | 700 | 4236 | 1448.88 | 59.59 | 59.6 | 0.01 | 0
2020 | SPP_N_2_SPP_S | SPP_N | SPP_S | Internal | Winter | B20 | 935 | 4236 | 0.02 | 54.15 | 54.15 | 0.01 | 0
2020 | SPP_S_2_ENT | SPP_S | ENT | Internal | Shoulder | B11 | 25 | 2842 | 658.57 | 65.52 | 70.52 | 5 | 0
2020 | SPP_S_2_ENT | SPP_S | ENT | Internal | Shoulder | B12 | 200 | 2842 | 0.07 | 60.9 | 65.89 | 5 | 0
2020 | SPP_S_2_ENT | SPP_S | ENT | Internal | Shoulder | B13 | 600 | 2842 | 0.02 | 60.28 | 65.27 | 5 | 0
2020 | SPP_S_2_ENT | SPP_S | ENT | Internal | Shoulder | B14 | 900 | 2842 | 2276.87 | 54.38 | 59.38 | 5 | 0
2020 | SPP_S_2_ENT | SPP_S | ENT | Internal | Shoulder | B15 | 1203 | 2842 | 2842 | 42.35 | 51.46 | 5 | 4.11
2020 | SPP_S_2_ENT | SPP_S | ENT | Internal | Summer | B1 | 10 | 2842 | 2841.96 | 64.4 | 69.82 | 5 | 0.42
2020 | SPP_S_2_ENT | SPP_S | ENT | Internal | Summer | B2 | 25 | 2842 | 1859.67 | 92.88 | 97.88 | 5 | 0
2020 | SPP_S_2_ENT | SPP_S | ENT | Internal | Summer | B3 | 75 | 2842 | 2841.82 | 94.14 | 99.15 | 5 | 0.01
2020 | SPP_S_2_ENT | SPP_S | ENT | Internal | Summer | B4 | 100 | 2842 | 0.14 | 88.3 | 93.29 | 5 | 0
2020 | SPP_S_2_ENT | SPP_S | ENT | Internal | Summer | B5 | 200 | 2842 | 481.22 | 76.63 | 81.63 | 5 | 0
2020 | SPP_S_2_ENT | SPP_S | ENT | Internal | Summer | B6 | 300 | 2842 | 0.05 | 68.23 | 73.21 | 5 | 0
2020 | SPP_S_2_ENT | SPP_S | ENT | Internal | Summer | B7 | 400 | 2842 | 0.03 | 64.4 | 69.39 | 5 | 0
2020 | SPP_S_2_ENT | SPP_S | ENT | Internal | Summer | B8 | 500 | 2842 | 0 | 63.95 | 66.9 | 5 | 0
2020 | SPP_S_2_ENT | SPP_S | ENT | Internal | Summer | B9 | 800 | 2842 | 0 | 63.95 | 64.19 | 5 | 0
2020 | SPP_S_2_ENT | SPP_S | ENT | Internal | Summer | B10 | 1262 | 2842 | 0.01 | 53.96 | 58.95 | 5 | 0
2020 | SPP_S_2_ENT | SPP_S | ENT | Internal | Winter | B16 | 25 | 2842 | 0.58 | 65.24 | 70.23 | 5 | 0
2020 | SPP_S_2_ENT | SPP_S | ENT | Internal | Winter | B17 | 100 | 2842 | 0.14 | 62.72 | 67.71 | 5 | 0
2020 | SPP_S_2_ENT | SPP_S | ENT | Internal | Winter | B18 | 400 | 2842 | 0.04 | 62.16 | 67.14 | 5 | 0
2020 | SPP_S_2_ENT | SPP_S | ENT | Internal | Winter | B19 | 700 | 2842 | 0.02 | 59.6 | 64.59 | 5 | 0
2020 | SPP_S_2_ENT | SPP_S | ENT | Internal | Winter | B20 | 935 | 2842 | 1087.14 | 54.15 | 59.15 | 5 | 0
2020 | SPP_S_2_SPP_N | SPP_S | SPP_N | Internal | Shoulder | B11 | 25 | 876 | 0.5 | 65.52 | 65.52 | 0.01 | 0
2020 | SPP_S_2_SPP_N | SPP_S | SPP_N | Internal | Shoulder | B12 | 200 | 876 | 0.03 | 60.9 | 60.89 | 0.01 | 0
2020 | SPP_S_2_SPP_N | SPP_S | SPP_N | Internal | Shoulder | B13 | 600 | 876 | 0.01 | 60.28 | 60.27 | 0.01 | 0
2020 | SPP_S_2_SPP_N | SPP_S | SPP_N | Internal | Shoulder | B14 | 900 | 876 | 0.02 | 54.38 | 54.38 | 0.01 | 0
2020 | SPP_S_2_SPP_N | SPP_S | SPP_N | Internal | Shoulder | B15 | 1203 | 876 | 876 | 42.35 | 46.46 | 0.01 | 4.1
2020 | SPP_S_2_SPP_N | SPP_S | SPP_N | Internal | Summer | B1 | 10 | 876 | 875.96 | 64.4 | 64.82 | 0.01 | 0.41
2020 | SPP_S_2_SPP_N | SPP_S | SPP_N | Internal | Summer | B2 | 25 | 876 | 0.52 | 92.88 | 92.88 | 0.01 | 0
2020 | SPP_S_2_SPP_N | SPP_S | SPP_N | Internal | Summer | B3 | 75 | 876 | 295.35 | 94.14 | 94.15 | 0.01 | 0
2020 | SPP_S_2_SPP_N | SPP_S | SPP_N | Internal | Summer | B4 | 100 | 876 | 0.07 | 88.3 | 88.29 | 0.01 | 0
2020 | SPP_S_2_SPP_N | SPP_S | SPP_N | Internal | Summer | B5 | 200 | 876 | 0.07 | 76.63 | 76.63 | 0.01 | 0
2020 | SPP_S_2_SPP_N | SPP_S | SPP_N | Internal | Summer | B6 | 300 | 876 | 0.02 | 68.23 | 68.21 | 0.01 | 0
2020 | SPP_S_2_SPP_N | SPP_S | SPP_N | Internal | Summer | B7 | 400 | 876 | 0.02 | 64.4 | 64.39 | 0.01 | 0
2020 | SPP_S_2_SPP_N | SPP_S | SPP_N | Internal | Summer | B8 | 500 | 876 | 0 | 63.95 | 61.9 | 0.01 | 0
2020 | SPP_S_2_SPP_N | SPP_S | SPP_N | Internal | Summer | B9 | 800 | 876 | 0 | 63.95 | 59.19 | 0.01 | 0
2020 | SPP_S_2_SPP_N | SPP_S | SPP_N | Internal | Summer | B10 | 1262 | 876 | 0 | 53.96 | 53.95 | 0.01 | 0
2020 | SPP_S_2_SPP_N | SPP_S | SPP_N | Internal | Winter | B16 | 25 | 876 | 0.27 | 65.24 | 65.23 | 0.01 | 0
2020 | SPP_S_2_SPP_N | SPP_S | SPP_N | Internal | Winter | B17 | 100 | 876 | 0.07 | 62.72 | 62.71 | 0.01 | 0
2020 | SPP_S_2_SPP_N | SPP_S | SPP_N | Internal | Winter | B18 | 400 | 876 | 0.02 | 62.16 | 62.14 | 0.01 | 0
2020 | SPP_S_2_SPP_N | SPP_S | SPP_N | Internal | Winter | B19 | 700 | 876 | 0.01 | 59.6 | 59.59 | 0.01 | 0
2020 | SPP_S_2_SPP_N | SPP_S | SPP_N | Internal | Winter | B20 | 935 | 876 | 0.01 | 54.15 | 54.15 | 0.01 | 0
2020 | TVA_2_ENT | TVA | ENT | Internal | Shoulder | B11 | 25 | 500 | 0 | 77.47 | 70.52 | 9 | 0
2020 | TVA_2_ENT | TVA | ENT | Internal | Shoulder | B12 | 200 | 500 | 0 | 67.02 | 65.89 | 9 | 0
2020 | TVA_2_ENT | TVA | ENT | Internal | Shoulder | B13 | 600 | 500 | 0 | 67.02 | 65.27 | 9 | 0
2020 | TVA_2_ENT | TVA | ENT | Internal | Shoulder | B14 | 900 | 500 | 0 | 67.02 | 59.38 | 9 | 0
2020 | TVA_2_ENT | TVA | ENT | Internal | Shoulder | B15 | 1203 | 500 | 0 | 63.46 | 51.46 | 9 | 0
2020 | TVA_2_ENT | TVA | ENT | Internal | Summer | B1 | 10 | 500 | 0 | 108.48 | 69.82 | 9 | 0
2020 | TVA_2_ENT | TVA | ENT | Internal | Summer | B2 | 25 | 500 | 0 | 107.16 | 97.88 | 9 | 0
2020 | TVA_2_ENT | TVA | ENT | Internal | Summer | B3 | 75 | 500 | 0 | 107.16 | 99.15 | 9 | 0
2020 | TVA_2_ENT | TVA | ENT | Internal | Summer | B4 | 100 | 500 | 0 | 101.29 | 93.29 | 9 | 0
2020 | TVA_2_ENT | TVA | ENT | Internal | Summer | B5 | 200 | 500 | 0 | 86.99 | 81.63 | 9 | 0
2020 | TVA_2_ENT | TVA | ENT | Internal | Summer | B6 | 300 | 500 | 0 | 68.54 | 73.21 | 9 | 0
2020 | TVA_2_ENT | TVA | ENT | Internal | Summer | B7 | 400 | 500 | 0 | 65.69 | 69.39 | 9 | 0
2020 | TVA_2_ENT | TVA | ENT | Internal | Summer | B8 | 500 | 500 | 0 | 65.69 | 66.9 | 9 | 0
2020 | TVA_2_ENT | TVA | ENT | Internal | Summer | B9 | 800 | 500 | 0 | 65.69 | 64.19 | 9 | 0
2020 | TVA_2_ENT | TVA | ENT | Internal | Summer | B10 | 1262 | 500 | 0 | 63.46 | 58.95 | 9 | 0
2020 | TVA_2_ENT | TVA | ENT | Internal | Winter | B16 | 25 | 500 | 0 | 78.24 | 70.23 | 9 | 0
2020 | TVA_2_ENT | TVA | ENT | Internal | Winter | B17 | 100 | 500 | 0 | 69.65 | 67.71 | 9 | 0
2020 | TVA_2_ENT | TVA | ENT | Internal | Winter | B18 | 400 | 500 | 0 | 68.1 | 67.14 | 9 | 0
2020 | TVA_2_ENT | TVA | ENT | Internal | Winter | B19 | 700 | 500 | 0 | 68.1 | 64.59 | 9 | 0
2020 | TVA_2_ENT | TVA | ENT | Internal | Winter | B20 | 935 | 500 | 0 | 67.16 | 59.15 | 9 | 0
2020 | TVA_2_MISO_MO-IL | TVA | MISO_MO-IL | Internal | Shoulder | B11 | 25 | 50 | 0 | 77.47 | 70.53 | 9 | 0
2020 | TVA_2_MISO_MO-IL | TVA | MISO_MO-IL | Internal | Shoulder | B12 | 200 | 50 | 0 | 67.02 | 65.89 | 9 | 0
2020 | TVA_2_MISO_MO-IL | TVA | MISO_MO-IL | Internal | Shoulder | B13 | 600 | 50 | 0 | 67.02 | 63.67 | 9 | 0
2020 | TVA_2_MISO_MO-IL | TVA | MISO_MO-IL | Internal | Shoulder | B14 | 900 | 50 | 0 | 67.02 | 61.99 | 9 | 0
2020 | TVA_2_MISO_MO-IL | TVA | MISO_MO-IL | Internal | Shoulder | B15 | 1203 | 50 | 0 | 63.46 | 58.46 | 9 | 0
2020 | TVA_2_MISO_MO-IL | TVA | MISO_MO-IL | Internal | Summer | B1 | 10 | 50 | 0 | 108.48 | 100.48 | 9 | 0
2020 | TVA_2_MISO_MO-IL | TVA | MISO_MO-IL | Internal | Summer | B2 | 25 | 50 | 0 | 107.16 | 99.87 | 9 | 0
2020 | TVA_2_MISO_MO-IL | TVA | MISO_MO-IL | Internal | Summer | B3 | 75 | 50 | 0 | 107.16 | 99.16 | 9 | 0
2020 | TVA_2_MISO_MO-IL | TVA | MISO_MO-IL | Internal | Summer | B4 | 100 | 50 | 0 | 101.29 | 93.29 | 9 | 0
2020 | TVA_2_MISO_MO-IL | TVA | MISO_MO-IL | Internal | Summer | B5 | 200 | 50 | 0 | 86.99 | 81.63 | 9 | 0
2020 | TVA_2_MISO_MO-IL | TVA | MISO_MO-IL | Internal | Summer | B6 | 300 | 50 | 0 | 68.54 | 73 | 9 | 0
2020 | TVA_2_MISO_MO-IL | TVA | MISO_MO-IL | Internal | Summer | B7 | 400 | 50 | 0 | 65.69 | 64.98 | 9 | 0
2020 | TVA_2_MISO_MO-IL | TVA | MISO_MO-IL | Internal | Summer | B8 | 500 | 50 | 0 | 65.69 | 62.16 | 9 | 0
2020 | TVA_2_MISO_MO-IL | TVA | MISO_MO-IL | Internal | Summer | B9 | 800 | 50 | 0 | 65.69 | 61.2 | 9 | 0
2020 | TVA_2_MISO_MO-IL | TVA | MISO_MO-IL | Internal | Summer | B10 | 1262 | 50 | 0 | 63.46 | 58.95 | 9 | 0
2020 | TVA_2_MISO_MO-IL | TVA | MISO_MO-IL | Internal | Winter | B16 | 25 | 50 | 0 | 78.24 | 74.92 | 9 | 0
2020 | TVA_2_MISO_MO-IL | TVA | MISO_MO-IL | Internal | Winter | B17 | 100 | 50 | 0 | 69.65 | 68.48 | 9 | 0
2020 | TVA_2_MISO_MO-IL | TVA | MISO_MO-IL | Internal | Winter | B18 | 400 | 50 | 0 | 68.1 | 67.14 | 9 | 0
2020 | TVA_2_MISO_MO-IL | TVA | MISO_MO-IL | Internal | Winter | B19 | 700 | 50 | 0 | 68.1 | 64.59 | 9 | 0
2020 | TVA_2_MISO_MO-IL | TVA | MISO_MO-IL | Internal | Winter | B20 | 935 | 50 | 0 | 67.16 | 59.16 | 9 | 0
2020 | TVA_2_NonRTO_Midwest | TVA | NonRTO_Midwest | Internal | Shoulder | B11 | 25 | 100 | 0 | 77.47 | 78.51 | 9 | 0
2020 | TVA_2_NonRTO_Midwest | TVA | NonRTO_Midwest | Internal | Shoulder | B12 | 200 | 100 | 0 | 67.02 | 73.87 | 9 | 0
2020 | TVA_2_NonRTO_Midwest | TVA | NonRTO_Midwest | Internal | Shoulder | B13 | 600 | 100 | 0 | 67.02 | 71.66 | 9 | 0
2020 | TVA_2_NonRTO_Midwest | TVA | NonRTO_Midwest | Internal | Shoulder | B14 | 900 | 100 | 0 | 67.02 | 66.19 | 9 | 0
2020 | TVA_2_NonRTO_Midwest | TVA | NonRTO_Midwest | Internal | Shoulder | B15 | 1203 | 100 | 0 | 63.46 | 64.9 | 9 | 0
2020 | TVA_2_NonRTO_Midwest | TVA | NonRTO_Midwest | Internal | Summer | B1 | 10 | 100 | 0 | 108.48 | 108.46 | 9 | 0
2020 | TVA_2_NonRTO_Midwest | TVA | NonRTO_Midwest | Internal | Summer | B2 | 25 | 100 | 0 | 107.16 | 107.86 | 9 | 0
2020 | TVA_2_NonRTO_Midwest | TVA | NonRTO_Midwest | Internal | Summer | B3 | 75 | 100 | 0 | 107.16 | 107.15 | 9 | 0
2020 | TVA_2_NonRTO_Midwest | TVA | NonRTO_Midwest | Internal | Summer | B4 | 100 | 100 | 0 | 101.29 | 101.28 | 9 | 0
2020 | TVA_2_NonRTO_Midwest | TVA | NonRTO_Midwest | Internal | Summer | B5 | 200 | 100 | 0 | 86.99 | 89.62 | 9 | 0
2020 | TVA_2_NonRTO_Midwest | TVA | NonRTO_Midwest | Internal | Summer | B6 | 300 | 100 | 100 | 68.54 | 80.98 | 9 | 3.44
2020 | TVA_2_NonRTO_Midwest | TVA | NonRTO_Midwest | Internal | Summer | B7 | 400 | 100 | 0 | 65.69 | 72.97 | 9 | 0
2020 | TVA_2_NonRTO_Midwest | TVA | NonRTO_Midwest | Internal | Summer | B8 | 500 | 100 | 0 | 65.69 | 66.19 | 9 | 0
2020 | TVA_2_NonRTO_Midwest | TVA | NonRTO_Midwest | Internal | Summer | B9 | 800 | 100 | 0 | 65.69 | 65.67 | 9 | 0
2020 | TVA_2_NonRTO_Midwest | TVA | NonRTO_Midwest | Internal | Summer | B10 | 1262 | 100 | 0 | 63.46 | 63.42 | 9 | 0
2020 | TVA_2_NonRTO_Midwest | TVA | NonRTO_Midwest | Internal | Winter | B16 | 25 | 100 | 0 | 78.24 | 82.94 | 9 | 0
2020 | TVA_2_NonRTO_Midwest | TVA | NonRTO_Midwest | Internal | Winter | B17 | 100 | 100 | 0 | 69.65 | 76.49 | 9 | 0
2020 | TVA_2_NonRTO_Midwest | TVA | NonRTO_Midwest | Internal | Winter | B18 | 400 | 100 | 0 | 68.1 | 75.13 | 9 | 0
2020 | TVA_2_NonRTO_Midwest | TVA | NonRTO_Midwest | Internal | Winter | B19 | 700 | 100 | 0 | 68.1 | 70.27 | 9 | 0
2020 | TVA_2_NonRTO_Midwest | TVA | NonRTO_Midwest | Internal | Winter | B20 | 935 | 100 | 0 | 67.16 | 65.99 | 9 | 0
2020 | TVA_2_PJM_ROR | TVA | PJM_ROR | Internal | Shoulder | B11 | 25 | 500 | 0 | 77.47 | 72.51 | 9 | 0
2020 | TVA_2_PJM_ROR | TVA | PJM_ROR | Internal | Shoulder | B12 | 200 | 500 | 0 | 67.02 | 67.87 | 9 | 0
2020 | TVA_2_PJM_ROR | TVA | PJM_ROR | Internal | Shoulder | B13 | 600 | 500 | 0 | 67.02 | 65.66 | 9 | 0
2020 | TVA_2_PJM_ROR | TVA | PJM_ROR | Internal | Shoulder | B14 | 900 | 500 | 0 | 67.02 | 63.97 | 9 | 0
2020 | TVA_2_PJM_ROR | TVA | PJM_ROR | Internal | Shoulder | B15 | 1203 | 500 | 0 | 63.46 | 60.44 | 9 | 0
2020 | TVA_2_PJM_ROR | TVA | PJM_ROR | Internal | Summer | B1 | 10 | 500 | 0 | 108.48 | 102.46 | 9 | 0
2020 | TVA_2_PJM_ROR | TVA | PJM_ROR | Internal | Summer | B2 | 25 | 500 | 0 | 107.16 | 101.15 | 9 | 0
2020 | TVA_2_PJM_ROR | TVA | PJM_ROR | Internal | Summer | B3 | 75 | 500 | 0 | 107.16 | 101.15 | 9 | 0
2020 | TVA_2_PJM_ROR | TVA | PJM_ROR | Internal | Summer | B4 | 100 | 500 | 0 | 101.29 | 95.28 | 9 | 0
2020 | TVA_2_PJM_ROR | TVA | PJM_ROR | Internal | Summer | B5 | 200 | 500 | 0 | 86.99 | 83.62 | 9 | 0
2020 | TVA_2_PJM_ROR | TVA | PJM_ROR | Internal | Summer | B6 | 300 | 500 | 0 | 68.54 | 74.98 | 9 | 0
2020 | TVA_2_PJM_ROR | TVA | PJM_ROR | Internal | Summer | B7 | 400 | 500 | 0 | 65.69 | 66.97 | 9 | 0
2020 | TVA_2_PJM_ROR | TVA | PJM_ROR | Internal | Summer | B8 | 500 | 500 | 0 | 65.69 | 64.14 | 9 | 0
2020 | TVA_2_PJM_ROR | TVA | PJM_ROR | Internal | Summer | B9 | 800 | 500 | 0 | 65.69 | 62.15 | 9 | 0
2020 | TVA_2_PJM_ROR | TVA | PJM_ROR | Internal | Summer | B10 | 1262 | 500 | 0 | 63.46 | 60.93 | 9 | 0
2020 | TVA_2_PJM_ROR | TVA | PJM_ROR | Internal | Winter | B16 | 25 | 500 | 0 | 78.24 | 76.94 | 9 | 0
2020 | TVA_2_PJM_ROR | TVA | PJM_ROR | Internal | Winter | B17 | 100 | 500 | 0 | 69.65 | 70.49 | 9 | 0
2020 | TVA_2_PJM_ROR | TVA | PJM_ROR | Internal | Winter | B18 | 400 | 500 | 0 | 68.1 | 69.13 | 9 | 0
2020 | TVA_2_PJM_ROR | TVA | PJM_ROR | Internal | Winter | B19 | 700 | 500 | 0 | 68.1 | 66.58 | 9 | 0
2020 | TVA_2_PJM_ROR | TVA | PJM_ROR | Internal | Winter | B20 | 935 | 500 | 0 | 67.16 | 61.15 | 9 | 0
2020 | TVA_2_SOCO | TVA | SOCO | Internal | Shoulder | B11 | 25 | 500 | 499.99 | 77.47 | 87.51 | 9 | 1.05
2020 | TVA_2_SOCO | TVA | SOCO | Internal | Shoulder | B12 | 200 | 500 | 0 | 67.02 | 71.66 | 9 | 0
2020 | TVA_2_SOCO | TVA | SOCO | Internal | Shoulder | B13 | 600 | 500 | 0 | 67.02 | 67.38 | 9 | 0
2020 | TVA_2_SOCO | TVA | SOCO | Internal | Shoulder | B14 | 900 | 500 | 0 | 67.02 | 67.38 | 9 | 0
2020 | TVA_2_SOCO | TVA | SOCO | Internal | Shoulder | B15 | 1203 | 500 | 0 | 63.46 | 67.38 | 9 | 0
2020 | TVA_2_SOCO | TVA | SOCO | Internal | Summer | B1 | 10 | 500 | 0 | 108.48 | 109.92 | 9 | 0
2020 | TVA_2_SOCO | TVA | SOCO | Internal | Summer | B2 | 25 | 500 | 0 | 107.16 | 109.92 | 9 | 0
2020 | TVA_2_SOCO | TVA | SOCO | Internal | Summer | B3 | 75 | 500 | 0 | 107.16 | 109.92 | 9 | 0
2020 | TVA_2_SOCO | TVA | SOCO | Internal | Summer | B4 | 100 | 500 | 0 | 101.29 | 109.92 | 9 | 0
2020 | TVA_2_SOCO | TVA | SOCO | Internal | Summer | B5 | 200 | 500 | 500 | 86.99 | 98.62 | 9 | 2.63
2020 | TVA_2_SOCO | TVA | SOCO | Internal | Summer | B6 | 300 | 500 | 500 | 68.54 | 87.98 | 9 | 10.44
2020 | TVA_2_SOCO | TVA | SOCO | Internal | Summer | B7 | 400 | 500 | 500 | 65.69 | 77.39 | 9 | 2.69
2020 | TVA_2_SOCO | TVA | SOCO | Internal | Summer | B8 | 500 | 500 | 500 | 65.69 | 74.9 | 9 | 0.2
2020 | TVA_2_SOCO | TVA | SOCO | Internal | Summer | B9 | 800 | 500 | 0 | 65.69 | 68.51 | 9 | 0
2020 | TVA_2_SOCO | TVA | SOCO | Internal | Summer | B10 | 1262 | 500 | 0 | 63.46 | 66.11 | 9 | 0
2020 | TVA_2_SOCO | TVA | SOCO | Internal | Winter | B16 | 25 | 500 | 0.48 | 78.24 | 87.23 | 9 | 0
2020 | TVA_2_SOCO | TVA | SOCO | Internal | Winter | B17 | 100 | 500 | 0 | 69.65 | 75.71 | 9 | 0
2020 | TVA_2_SOCO | TVA | SOCO | Internal | Winter | B18 | 400 | 500 | 0 | 68.1 | 69.99 | 9 | 0
2020 | TVA_2_SOCO | TVA | SOCO | Internal | Winter | B19 | 700 | 500 | 0 | 68.1 | 69.99 | 9 | 0
2020 | TVA_2_SOCO | TVA | SOCO | Internal | Winter | B20 | 935 | 500 | 0 | 67.16 | 69.99 | 9 | 0
2020 | TVA_2_VACAR | TVA | VACAR | Internal | Shoulder | B11 | 25 | 150 | 0 | 77.47 | 80.51 | 9 | 0
2020 | TVA_2_VACAR | TVA | VACAR | Internal | Shoulder | B12 | 200 | 150 | 0 | 67.02 | 73.87 | 9 | 0
2020 | TVA_2_VACAR | TVA | VACAR | Internal | Shoulder | B13 | 600 | 150 | 0 | 67.02 | 71.66 | 9 | 0
2020 | TVA_2_VACAR | TVA | VACAR | Internal | Shoulder | B14 | 900 | 150 | 0 | 67.02 | 70.25 | 9 | 0
2020 | TVA_2_VACAR | TVA | VACAR | Internal | Shoulder | B15 | 1203 | 150 | 0 | 63.46 | 61.82 | 9 | 0
2020 | TVA_2_VACAR | TVA | VACAR | Internal | Summer | B1 | 10 | 150 | 0 | 108.48 | 112.79 | 9 | 0
2020 | TVA_2_VACAR | TVA | VACAR | Internal | Summer | B2 | 25 | 150 | 0 | 107.16 | 112.79 | 9 | 0
2020 | TVA_2_VACAR | TVA | VACAR | Internal | Summer | B3 | 75 | 150 | 0 | 107.16 | 112.79 | 9 | 0
2020 | TVA_2_VACAR | TVA | VACAR | Internal | Summer | B4 | 100 | 150 | 0 | 101.29 | 102.92 | 9 | 0
2020 | TVA_2_VACAR | TVA | VACAR | Internal | Summer | B5 | 200 | 150 | 0 | 86.99 | 91.62 | 9 | 0
2020 | TVA_2_VACAR | TVA | VACAR | Internal | Summer | B6 | 300 | 150 | 150 | 68.54 | 80.98 | 9 | 3.44
2020 | TVA_2_VACAR | TVA | VACAR | Internal | Summer | B7 | 400 | 150 | 0 | 65.69 | 72.97 | 9 | 0
2020 | TVA_2_VACAR | TVA | VACAR | Internal | Summer | B8 | 500 | 150 | 0 | 65.69 | 70.25 | 9 | 0
2020 | TVA_2_VACAR | TVA | VACAR | Internal | Summer | B9 | 800 | 150 | 0 | 65.69 | 68.15 | 9 | 0
2020 | TVA_2_VACAR | TVA | VACAR | Internal | Summer | B10 | 1262 | 150 | 0 | 63.46 | 59.98 | 9 | 0
2020 | TVA_2_VACAR | TVA | VACAR | Internal | Winter | B16 | 25 | 150 | 150 | 78.24 | 91.91 | 9 | 4.67
2020 | TVA_2_VACAR | TVA | VACAR | Internal | Winter | B17 | 100 | 150 | 0 | 69.65 | 76.49 | 9 | 0
2020 | TVA_2_VACAR | TVA | VACAR | Internal | Winter | B18 | 400 | 150 | 0 | 68.1 | 75.13 | 9 | 0
2020 | TVA_2_VACAR | TVA | VACAR | Internal | Winter | B19 | 700 | 150 | 0 | 68.1 | 72.58 | 9 | 0
2020 | TVA_2_VACAR | TVA | VACAR | Internal | Winter | B20 | 935 | 150 | 0 | 67.16 | 67.15 | 9 | 0
2020 | TVA_Transmission_2_ENT | TVA_Transmission | ENT | Internal | Shoulder | B11 | 25 | 3000 | 0 | 78.51 | 70.52 | 9 | 0
2020 | TVA_Transmission_2_ENT | TVA_Transmission | ENT | Internal | Shoulder | B12 | 200 | 3000 | 0 | 70.12 | 65.89 | 9 | 0
2020 | TVA_Transmission_2_ENT | TVA_Transmission | ENT | Internal | Shoulder | B13 | 600 | 3000 | 0 | 68.76 | 65.27 | 9 | 0
2020 | TVA_Transmission_2_ENT | TVA_Transmission | ENT | Internal | Shoulder | B14 | 900 | 3000 | 0 | 67.18 | 59.38 | 9 | 0
2020 | TVA_Transmission_2_ENT | TVA_Transmission | ENT | Internal | Shoulder | B15 | 1203 | 3000 | 0 | 63.45 | 51.46 | 9 | 0
2020 | TVA_Transmission_2_ENT | TVA_Transmission | ENT | Internal | Summer | B1 | 10 | 3000 | 0 | 108.46 | 69.82 | 9 | 0
2020 | TVA_Transmission_2_ENT | TVA_Transmission | ENT | Internal | Summer | B2 | 25 | 3000 | 0 | 107.15 | 97.88 | 9 | 0
2020 | TVA_Transmission_2_ENT | TVA_Transmission | ENT | Internal | Summer | B3 | 75 | 3000 | 0 | 107.15 | 99.15 | 9 | 0
2020 | TVA_Transmission_2_ENT | TVA_Transmission | ENT | Internal | Summer | B4 | 100 | 3000 | 0 | 101.28 | 93.29 | 9 | 0
2020 | TVA_Transmission_2_ENT | TVA_Transmission | ENT | Internal | Summer | B5 | 200 | 3000 | 0 | 89.62 | 81.63 | 9 | 0
2020 | TVA_Transmission_2_ENT | TVA_Transmission | ENT | Internal | Summer | B6 | 300 | 3000 | 0 | 79.57 | 73.21 | 9 | 0
2020 | TVA_Transmission_2_ENT | TVA_Transmission | ENT | Internal | Summer | B7 | 400 | 3000 | 0 | 70.5 | 69.39 | 9 | 0
2020 | TVA_Transmission_2_ENT | TVA_Transmission | ENT | Internal | Summer | B8 | 500 | 3000 | 0 | 67.95 | 66.9 | 9 | 0
2020 | TVA_Transmission_2_ENT | TVA_Transmission | ENT | Internal | Summer | B9 | 800 | 3000 | 0 | 66.68 | 64.19 | 9 | 0
2020 | TVA_Transmission_2_ENT | TVA_Transmission | ENT | Internal | Summer | B10 | 1262 | 3000 | 0 | 64.28 | 58.95 | 9 | 0
2020 | TVA_Transmission_2_ENT | TVA_Transmission | ENT | Internal | Winter | B16 | 25 | 3000 | 0 | 78.23 | 70.23 | 9 | 0
2020 | TVA_Transmission_2_ENT | TVA_Transmission | ENT | Internal | Winter | B17 | 100 | 3000 | 0 | 72.64 | 67.71 | 9 | 0
2020 | TVA_Transmission_2_ENT | TVA_Transmission | ENT | Internal | Winter | B18 | 400 | 3000 | 0 | 71.16 | 67.14 | 9 | 0
2020 | TVA_Transmission_2_ENT | TVA_Transmission | ENT | Internal | Winter | B19 | 700 | 3000 | 0 | 69.56 | 64.59 | 9 | 0
2020 | TVA_Transmission_2_ENT | TVA_Transmission | ENT | Internal | Winter | B20 | 935 | 3000 | 0 | 67.15 | 59.15 | 9 | 0
2020 | TVA_Transmission_2_MISO_MO-IL | TVA_Transmission | MISO_MO-IL | Internal | Shoulder | B11 | 25 | 4000 | 0 | 78.51 | 70.53 | 9 | 0
2020 | TVA_Transmission_2_MISO_MO-IL | TVA_Transmission | MISO_MO-IL | Internal | Shoulder | B12 | 200 | 4000 | 0 | 70.12 | 65.89 | 9 | 0
2020 | TVA_Transmission_2_MISO_MO-IL | TVA_Transmission | MISO_MO-IL | Internal | Shoulder | B13 | 600 | 4000 | 0 | 68.76 | 63.67 | 9 | 0
2020 | TVA_Transmission_2_MISO_MO-IL | TVA_Transmission | MISO_MO-IL | Internal | Shoulder | B14 | 900 | 4000 | 0 | 67.18 | 61.99 | 9 | 0
2020 | TVA_Transmission_2_MISO_MO-IL | TVA_Transmission | MISO_MO-IL | Internal | Shoulder | B15 | 1203 | 4000 | 0 | 63.45 | 58.46 | 9 | 0
2020 | TVA_Transmission_2_MISO_MO-IL | TVA_Transmission | MISO_MO-IL | Internal | Summer | B1 | 10 | 4000 | 0 | 108.46 | 100.48 | 9 | 0
2020 | TVA_Transmission_2_MISO_MO-IL | TVA_Transmission | MISO_MO-IL | Internal | Summer | B2 | 25 | 4000 | 0 | 107.15 | 99.87 | 9 | 0
2020 | TVA_Transmission_2_MISO_MO-IL | TVA_Transmission | MISO_MO-IL | Internal | Summer | B3 | 75 | 4000 | 0 | 107.15 | 99.16 | 9 | 0
2020 | TVA_Transmission_2_MISO_MO-IL | TVA_Transmission | MISO_MO-IL | Internal | Summer | B4 | 100 | 4000 | 0 | 101.28 | 93.29 | 9 | 0
2020 | TVA_Transmission_2_MISO_MO-IL | TVA_Transmission | MISO_MO-IL | Internal | Summer | B5 | 200 | 4000 | 0 | 89.62 | 81.63 | 9 | 0
2020 | TVA_Transmission_2_MISO_MO-IL | TVA_Transmission | MISO_MO-IL | Internal | Summer | B6 | 300 | 4000 | 0 | 79.57 | 73 | 9 | 0
2020 | TVA_Transmission_2_MISO_MO-IL | TVA_Transmission | MISO_MO-IL | Internal | Summer | B7 | 400 | 4000 | 0 | 70.5 | 64.98 | 9 | 0
2020 | TVA_Transmission_2_MISO_MO-IL | TVA_Transmission | MISO_MO-IL | Internal | Summer | B8 | 500 | 4000 | 0 | 67.95 | 62.16 | 9 | 0
2020 | TVA_Transmission_2_MISO_MO-IL | TVA_Transmission | MISO_MO-IL | Internal | Summer | B9 | 800 | 4000 | 0 | 66.68 | 61.2 | 9 | 0
2020 | TVA_Transmission_2_MISO_MO-IL | TVA_Transmission | MISO_MO-IL | Internal | Summer | B10 | 1262 | 4000 | 0 | 64.28 | 58.95 | 9 | 0
2020 | TVA_Transmission_2_MISO_MO-IL | TVA_Transmission | MISO_MO-IL | Internal | Winter | B16 | 25 | 4000 | 0 | 78.23 | 74.92 | 9 | 0
2020 | TVA_Transmission_2_MISO_MO-IL | TVA_Transmission | MISO_MO-IL | Internal | Winter | B17 | 100 | 4000 | 0 | 72.64 | 68.48 | 9 | 0
2020 | TVA_Transmission_2_MISO_MO-IL | TVA_Transmission | MISO_MO-IL | Internal | Winter | B18 | 400 | 4000 | 0 | 71.16 | 67.14 | 9 | 0
2020 | TVA_Transmission_2_MISO_MO-IL | TVA_Transmission | MISO_MO-IL | Internal | Winter | B19 | 700 | 4000 | 0 | 69.56 | 64.59 | 9 | 0
2020 | TVA_Transmission_2_MISO_MO-IL | TVA_Transmission | MISO_MO-IL | Internal | Winter | B20 | 935 | 4000 | 0 | 67.15 | 59.16 | 9 | 0
2020 | TVA_Transmission_2_NonRTO_Midwest | TVA_Transmission | NonRTO_Midwest | Internal | Shoulder | B11 | 25 | 700 | 0 | 78.51 | 78.51 | 9 | 0
2020 | TVA_Transmission_2_NonRTO_Midwest | TVA_Transmission | NonRTO_Midwest | Internal | Shoulder | B12 | 200 | 700 | 0 | 70.12 | 73.87 | 9 | 0
2020 | TVA_Transmission_2_NonRTO_Midwest | TVA_Transmission | NonRTO_Midwest | Internal | Shoulder | B13 | 600 | 700 | 0 | 68.76 | 71.66 | 9 | 0
2020 | TVA_Transmission_2_NonRTO_Midwest | TVA_Transmission | NonRTO_Midwest | Internal | Shoulder | B14 | 900 | 700 | 0 | 67.18 | 66.19 | 9 | 0
2020 | TVA_Transmission_2_NonRTO_Midwest | TVA_Transmission | NonRTO_Midwest | Internal | Shoulder | B15 | 1203 | 700 | 0 | 63.45 | 64.9 | 9 | 0
2020 | TVA_Transmission_2_NonRTO_Midwest | TVA_Transmission | NonRTO_Midwest | Internal | Summer | B1 | 10 | 700 | 0 | 108.46 | 108.46 | 9 | 0
2020 | TVA_Transmission_2_NonRTO_Midwest | TVA_Transmission | NonRTO_Midwest | Internal | Summer | B2 | 25 | 700 | 0 | 107.15 | 107.86 | 9 | 0
2020 | TVA_Transmission_2_NonRTO_Midwest | TVA_Transmission | NonRTO_Midwest | Internal | Summer | B3 | 75 | 700 | 0 | 107.15 | 107.15 | 9 | 0
2020 | TVA_Transmission_2_NonRTO_Midwest | TVA_Transmission | NonRTO_Midwest | Internal | Summer | B4 | 100 | 700 | 0 | 101.28 | 101.28 | 9 | 0
2020 | TVA_Transmission_2_NonRTO_Midwest | TVA_Transmission | NonRTO_Midwest | Internal | Summer | B5 | 200 | 700 | 0 | 89.62 | 89.62 | 9 | 0
2020 | TVA_Transmission_2_NonRTO_Midwest | TVA_Transmission | NonRTO_Midwest | Internal | Summer | B6 | 300 | 700 | 0 | 79.57 | 80.98 | 9 | 0
2020 | TVA_Transmission_2_NonRTO_Midwest | TVA_Transmission | NonRTO_Midwest | Internal | Summer | B7 | 400 | 700 | 0 | 70.5 | 72.97 | 9 | 0
2020 | TVA_Transmission_2_NonRTO_Midwest | TVA_Transmission | NonRTO_Midwest | Internal | Summer | B8 | 500 | 700 | 0 | 67.95 | 66.19 | 9 | 0
2020 | TVA_Transmission_2_NonRTO_Midwest | TVA_Transmission | NonRTO_Midwest | Internal | Summer | B9 | 800 | 700 | 0 | 66.68 | 65.67 | 9 | 0
2020 | TVA_Transmission_2_NonRTO_Midwest | TVA_Transmission | NonRTO_Midwest | Internal | Summer | B10 | 1262 | 700 | 0 | 64.28 | 63.42 | 9 | 0
2020 | TVA_Transmission_2_NonRTO_Midwest | TVA_Transmission | NonRTO_Midwest | Internal | Winter | B16 | 25 | 700 | 0 | 78.23 | 82.94 | 9 | 0
2020 | TVA_Transmission_2_NonRTO_Midwest | TVA_Transmission | NonRTO_Midwest | Internal | Winter | B17 | 100 | 700 | 0 | 72.64 | 76.49 | 9 | 0
2020 | TVA_Transmission_2_NonRTO_Midwest | TVA_Transmission | NonRTO_Midwest | Internal | Winter | B18 | 400 | 700 | 0 | 71.16 | 75.13 | 9 | 0
2020 | TVA_Transmission_2_NonRTO_Midwest | TVA_Transmission | NonRTO_Midwest | Internal | Winter | B19 | 700 | 700 | 0 | 69.56 | 70.27 | 9 | 0
2020 | TVA_Transmission_2_NonRTO_Midwest | TVA_Transmission | NonRTO_Midwest | Internal | Winter | B20 | 935 | 700 | 0 | 67.15 | 65.99 | 9 | 0
2020 | TVA_Transmission_2_PJM_ROR | TVA_Transmission | PJM_ROR | Internal | Shoulder | B11 | 25 | 2000 | 0 | 78.51 | 72.51 | 9 | 0
2020 | TVA_Transmission_2_PJM_ROR | TVA_Transmission | PJM_ROR | Internal | Shoulder | B12 | 200 | 2000 | 0 | 70.12 | 67.87 | 9 | 0
2020 | TVA_Transmission_2_PJM_ROR | TVA_Transmission | PJM_ROR | Internal | Shoulder | B13 | 600 | 2000 | 0 | 68.76 | 65.66 | 9 | 0
2020 | TVA_Transmission_2_PJM_ROR | TVA_Transmission | PJM_ROR | Internal | Shoulder | B14 | 900 | 2000 | 0 | 67.18 | 63.97 | 9 | 0
2020 | TVA_Transmission_2_PJM_ROR | TVA_Transmission | PJM_ROR | Internal | Shoulder | B15 | 1203 | 2000 | 0 | 63.45 | 60.44 | 9 | 0
2020 | TVA_Transmission_2_PJM_ROR | TVA_Transmission | PJM_ROR | Internal | Summer | B1 | 10 | 2000 | 0 | 108.46 | 102.46 | 9 | 0
2020 | TVA_Transmission_2_PJM_ROR | TVA_Transmission | PJM_ROR | Internal | Summer | B2 | 25 | 2000 | 0 | 107.15 | 101.15 | 9 | 0
2020 | TVA_Transmission_2_PJM_ROR | TVA_Transmission | PJM_ROR | Internal | Summer | B3 | 75 | 2000 | 0 | 107.15 | 101.15 | 9 | 0
2020 | TVA_Transmission_2_PJM_ROR | TVA_Transmission | PJM_ROR | Internal | Summer | B4 | 100 | 2000 | 0 | 101.28 | 95.28 | 9 | 0
2020 | TVA_Transmission_2_PJM_ROR | TVA_Transmission | PJM_ROR | Internal | Summer | B5 | 200 | 2000 | 0 | 89.62 | 83.62 | 9 | 0
2020 | TVA_Transmission_2_PJM_ROR | TVA_Transmission | PJM_ROR | Internal | Summer | B6 | 300 | 2000 | 0 | 79.57 | 74.98 | 9 | 0
2020 | TVA_Transmission_2_PJM_ROR | TVA_Transmission | PJM_ROR | Internal | Summer | B7 | 400 | 2000 | 0 | 70.5 | 66.97 | 9 | 0
2020 | TVA_Transmission_2_PJM_ROR | TVA_Transmission | PJM_ROR | Internal | Summer | B8 | 500 | 2000 | 0 | 67.95 | 64.14 | 9 | 0
2020 | TVA_Transmission_2_PJM_ROR | TVA_Transmission | PJM_ROR | Internal | Summer | B9 | 800 | 2000 | 0 | 66.68 | 62.15 | 9 | 0
2020 | TVA_Transmission_2_PJM_ROR | TVA_Transmission | PJM_ROR | Internal | Summer | B10 | 1262 | 2000 | 0 | 64.28 | 60.93 | 9 | 0
2020 | TVA_Transmission_2_PJM_ROR | TVA_Transmission | PJM_ROR | Internal | Winter | B16 | 25 | 2000 | 0 | 78.23 | 76.94 | 9 | 0
2020 | TVA_Transmission_2_PJM_ROR | TVA_Transmission | PJM_ROR | Internal | Winter | B17 | 100 | 2000 | 0 | 72.64 | 70.49 | 9 | 0
2020 | TVA_Transmission_2_PJM_ROR | TVA_Transmission | PJM_ROR | Internal | Winter | B18 | 400 | 2000 | 0 | 71.16 | 69.13 | 9 | 0
2020 | TVA_Transmission_2_PJM_ROR | TVA_Transmission | PJM_ROR | Internal | Winter | B19 | 700 | 2000 | 0 | 69.56 | 66.58 | 9 | 0
2020 | TVA_Transmission_2_PJM_ROR | TVA_Transmission | PJM_ROR | Internal | Winter | B20 | 935 | 2000 | 0 | 67.15 | 61.15 | 9 | 0
2020 | TVA_Transmission_2_SOCO | TVA_Transmission | SOCO | Internal | Shoulder | B11 | 25 | 3200 | 637.3 | 78.51 | 87.51 | 9 | 0
2020 | TVA_Transmission_2_SOCO | TVA_Transmission | SOCO | Internal | Shoulder | B12 | 200 | 3200 | 0 | 70.12 | 71.66 | 9 | 0
2020 | TVA_Transmission_2_SOCO | TVA_Transmission | SOCO | Internal | Shoulder | B13 | 600 | 3200 | 0 | 68.76 | 67.38 | 9 | 0
2020 | TVA_Transmission_2_SOCO | TVA_Transmission | SOCO | Internal | Shoulder | B14 | 900 | 3200 | 0 | 67.18 | 67.38 | 9 | 0
2020 | TVA_Transmission_2_SOCO | TVA_Transmission | SOCO | Internal | Shoulder | B15 | 1203 | 3200 | 0 | 63.45 | 67.38 | 9 | 0
2020 | TVA_Transmission_2_SOCO | TVA_Transmission | SOCO | Internal | Summer | B1 | 10 | 3200 | 0 | 108.46 | 109.92 | 9 | 0
2020 | TVA_Transmission_2_SOCO | TVA_Transmission | SOCO | Internal | Summer | B2 | 25 | 3200 | 0 | 107.15 | 109.92 | 9 | 0
2020 | TVA_Transmission_2_SOCO | TVA_Transmission | SOCO | Internal | Summer | B3 | 75 | 3200 | 0 | 107.15 | 109.92 | 9 | 0
2020 | TVA_Transmission_2_SOCO | TVA_Transmission | SOCO | Internal | Summer | B4 | 100 | 3200 | 0 | 101.28 | 109.92 | 9 | 0
2020 | TVA_Transmission_2_SOCO | TVA_Transmission | SOCO | Internal | Summer | B5 | 200 | 3200 | 953.88 | 89.62 | 98.62 | 9 | 0
2020 | TVA_Transmission_2_SOCO | TVA_Transmission | SOCO | Internal | Summer | B6 | 300 | 3200 | 0 | 79.57 | 87.98 | 9 | 0
2020 | TVA_Transmission_2_SOCO | TVA_Transmission | SOCO | Internal | Summer | B7 | 400 | 3200 | 0 | 70.5 | 77.39 | 9 | 0
2020 | TVA_Transmission_2_SOCO | TVA_Transmission | SOCO | Internal | Summer | B8 | 500 | 3200 | 0 | 67.95 | 74.9 | 9 | 0
2020 | TVA_Transmission_2_SOCO | TVA_Transmission | SOCO | Internal | Summer | B9 | 800 | 3200 | 0 | 66.68 | 68.51 | 9 | 0
2020 | TVA_Transmission_2_SOCO | TVA_Transmission | SOCO | Internal | Summer | B10 | 1262 | 3200 | 0 | 64.28 | 66.11 | 9 | 0
2020 | TVA_Transmission_2_SOCO | TVA_Transmission | SOCO | Internal | Winter | B16 | 25 | 3200 | 209.67 | 78.23 | 87.23 | 9 | 0
2020 | TVA_Transmission_2_SOCO | TVA_Transmission | SOCO | Internal | Winter | B17 | 100 | 3200 | 0 | 72.64 | 75.71 | 9 | 0
2020 | TVA_Transmission_2_SOCO | TVA_Transmission | SOCO | Internal | Winter | B18 | 400 | 3200 | 0 | 71.16 | 69.99 | 9 | 0
2020 | TVA_Transmission_2_SOCO | TVA_Transmission | SOCO | Internal | Winter | B19 | 700 | 3200 | 0 | 69.56 | 69.99 | 9 | 0
2020 | TVA_Transmission_2_SOCO | TVA_Transmission | SOCO | Internal | Winter | B20 | 935 | 3200 | 0 | 67.15 | 69.99 | 9 | 0
2020 | TVA_Transmission_2_TVA | TVA_Transmission | TVA | Internal | Shoulder | B11 | 25 | 99999 | 0 | 78.51 | 77.47 | 0.01 | 0
2020 | TVA_Transmission_2_TVA | TVA_Transmission | TVA | Internal | Shoulder | B12 | 200 | 99999 | 0 | 70.12 | 67.02 | 0.01 | 0
2020 | TVA_Transmission_2_TVA | TVA_Transmission | TVA | Internal | Shoulder | B13 | 600 | 99999 | 0 | 68.76 | 67.02 | 0.01 | 0
2020 | TVA_Transmission_2_TVA | TVA_Transmission | TVA | Internal | Shoulder | B14 | 900 | 99999 | 0 | 67.18 | 67.02 | 0.01 | 0
2020 | TVA_Transmission_2_TVA | TVA_Transmission | TVA | Internal | Shoulder | B15 | 1203 | 99999 | 2100 | 63.45 | 63.46 | 0.01 | 0
2020 | TVA_Transmission_2_TVA | TVA_Transmission | TVA | Internal | Summer | B1 | 10 | 99999 | 3183.75 | 108.46 | 108.48 | 0.01 | 0
2020 | TVA_Transmission_2_TVA | TVA_Transmission | TVA | Internal | Summer | B2 | 25 | 99999 | 2407.1 | 107.15 | 107.16 | 0.01 | 0
2020 | TVA_Transmission_2_TVA | TVA_Transmission | TVA | Internal | Summer | B3 | 75 | 99999 | 883.13 | 107.15 | 107.16 | 0.01 | 0
2020 | TVA_Transmission_2_TVA | TVA_Transmission | TVA | Internal | Summer | B4 | 100 | 99999 | 178.97 | 101.28 | 101.29 | 0.01 | 0
2020 | TVA_Transmission_2_TVA | TVA_Transmission | TVA | Internal | Summer | B5 | 200 | 99999 | 0 | 89.62 | 86.99 | 0.01 | 0
2020 | TVA_Transmission_2_TVA | TVA_Transmission | TVA | Internal | Summer | B6 | 300 | 99999 | 0 | 79.57 | 68.54 | 0.01 | 0
2020 | TVA_Transmission_2_TVA | TVA_Transmission | TVA | Internal | Summer | B7 | 400 | 99999 | 0 | 70.5 | 65.69 | 0.01 | 0
2020 | TVA_Transmission_2_TVA | TVA_Transmission | TVA | Internal | Summer | B8 | 500 | 99999 | 0 | 67.95 | 65.69 | 0.01 | 0
2020 | TVA_Transmission_2_TVA | TVA_Transmission | TVA | Internal | Summer | B9 | 800 | 99999 | 0 | 66.68 | 65.69 | 0.01 | 0
2020 | TVA_Transmission_2_TVA | TVA_Transmission | TVA | Internal | Summer | B10 | 1262 | 99999 | 0 | 64.28 | 63.46 | 0.01 | 0
2020 | TVA_Transmission_2_TVA | TVA_Transmission | TVA | Internal | Winter | B16 | 25 | 99999 | 321.57 | 78.23 | 78.24 | 0.01 | 0
2020 | TVA_Transmission_2_TVA | TVA_Transmission | TVA | Internal | Winter | B17 | 100 | 99999 | 0 | 72.64 | 69.65 | 0.01 | 0
2020 | TVA_Transmission_2_TVA | TVA_Transmission | TVA | Internal | Winter | B18 | 400 | 99999 | 0 | 71.16 | 68.1 | 0.01 | 0
2020 | TVA_Transmission_2_TVA | TVA_Transmission | TVA | Internal | Winter | B19 | 700 | 99999 | 0 | 69.56 | 68.1 | 0.01 | 0
2020 | TVA_Transmission_2_TVA | TVA_Transmission | TVA | Internal | Winter | B20 | 935 | 99999 | 468.73 | 67.15 | 67.16 | 0.01 | 0
2020 | TVA_Transmission_2_VACAR | TVA_Transmission | VACAR | Internal | Shoulder | B11 | 25 | 900 | 0 | 78.51 | 80.51 | 9 | 0
2020 | TVA_Transmission_2_VACAR | TVA_Transmission | VACAR | Internal | Shoulder | B12 | 200 | 900 | 0 | 70.12 | 73.87 | 9 | 0
2020 | TVA_Transmission_2_VACAR | TVA_Transmission | VACAR | Internal | Shoulder | B13 | 600 | 900 | 0 | 68.76 | 71.66 | 9 | 0
2020 | TVA_Transmission_2_VACAR | TVA_Transmission | VACAR | Internal | Shoulder | B14 | 900 | 900 | 0 | 67.18 | 70.25 | 9 | 0
2020 | TVA_Transmission_2_VACAR | TVA_Transmission | VACAR | Internal | Shoulder | B15 | 1203 | 900 | 0 | 63.45 | 61.82 | 9 | 0
2020 | TVA_Transmission_2_VACAR | TVA_Transmission | VACAR | Internal | Summer | B1 | 10 | 900 | 0 | 108.46 | 112.79 | 9 | 0
2020 | TVA_Transmission_2_VACAR | TVA_Transmission | VACAR | Internal | Summer | B2 | 25 | 900 | 0 | 107.15 | 112.79 | 9 | 0
2020 | TVA_Transmission_2_VACAR | TVA_Transmission | VACAR | Internal | Summer | B3 | 75 | 900 | 0 | 107.15 | 112.79 | 9 | 0
2020 | TVA_Transmission_2_VACAR | TVA_Transmission | VACAR | Internal | Summer | B4 | 100 | 900 | 0 | 101.28 | 102.92 | 9 | 0
2020 | TVA_Transmission_2_VACAR | TVA_Transmission | VACAR | Internal | Summer | B5 | 200 | 900 | 0 | 89.62 | 91.62 | 9 | 0
2020 | TVA_Transmission_2_VACAR | TVA_Transmission | VACAR | Internal | Summer | B6 | 300 | 900 | 0 | 79.57 | 80.98 | 9 | 0
2020 | TVA_Transmission_2_VACAR | TVA_Transmission | VACAR | Internal | Summer | B7 | 400 | 900 | 0 | 70.5 | 72.97 | 9 | 0
2020 | TVA_Transmission_2_VACAR | TVA_Transmission | VACAR | Internal | Summer | B8 | 500 | 900 | 0 | 67.95 | 70.25 | 9 | 0
2020 | TVA_Transmission_2_VACAR | TVA_Transmission | VACAR | Internal | Summer | B9 | 800 | 900 | 0 | 66.68 | 68.15 | 9 | 0
2020 | TVA_Transmission_2_VACAR | TVA_Transmission | VACAR | Internal | Summer | B10 | 1262 | 900 | 0 | 64.28 | 59.98 | 9 | 0
2020 | TVA_Transmission_2_VACAR | TVA_Transmission | VACAR | Internal | Winter | B16 | 25 | 900 | 900 | 78.23 | 91.91 | 9 | 4.68
2020 | TVA_Transmission_2_VACAR | TVA_Transmission | VACAR | Internal | Winter | B17 | 100 | 900 | 0 | 72.64 | 76.49 | 9 | 0
2020 | TVA_Transmission_2_VACAR | TVA_Transmission | VACAR | Internal | Winter | B18 | 400 | 900 | 0 | 71.16 | 75.13 | 9 | 0
2020 | TVA_Transmission_2_VACAR | TVA_Transmission | VACAR | Internal | Winter | B19 | 700 | 900 | 0 | 69.56 | 72.58 | 9 | 0
2020 | TVA_Transmission_2_VACAR | TVA_Transmission | VACAR | Internal | Winter | B20 | 935 | 900 | 0 | 67.15 | 67.15 | 9 | 0
2020 | VACAR_2_PJM_ROR | VACAR | PJM_ROR | Internal | Shoulder | B11 | 25 | 2000 | 0 | 80.51 | 72.51 | 7 | 0
2020 | VACAR_2_PJM_ROR | VACAR | PJM_ROR | Internal | Shoulder | B12 | 200 | 2000 | 0 | 73.87 | 67.87 | 7 | 0
2020 | VACAR_2_PJM_ROR | VACAR | PJM_ROR | Internal | Shoulder | B13 | 600 | 2000 | 0 | 71.66 | 65.66 | 7 | 0
2020 | VACAR_2_PJM_ROR | VACAR | PJM_ROR | Internal | Shoulder | B14 | 900 | 2000 | 0 | 70.25 | 63.97 | 7 | 0
2020 | VACAR_2_PJM_ROR | VACAR | PJM_ROR | Internal | Shoulder | B15 | 1203 | 2000 | 0 | 61.82 | 60.44 | 7 | 0
2020 | VACAR_2_PJM_ROR | VACAR | PJM_ROR | Internal | Summer | B1 | 10 | 2000 | 0 | 112.79 | 102.46 | 7 | 0
2020 | VACAR_2_PJM_ROR | VACAR | PJM_ROR | Internal | Summer | B2 | 25 | 2000 | 0 | 112.79 | 101.15 | 7 | 0
2020 | VACAR_2_PJM_ROR | VACAR | PJM_ROR | Internal | Summer | B3 | 75 | 2000 | 0 | 112.79 | 101.15 | 7 | 0
2020 | VACAR_2_PJM_ROR | VACAR | PJM_ROR | Internal | Summer | B4 | 100 | 2000 | 0 | 102.92 | 95.28 | 7 | 0
2020 | VACAR_2_PJM_ROR | VACAR | PJM_ROR | Internal | Summer | B5 | 200 | 2000 | 0 | 91.62 | 83.62 | 7 | 0
2020 | VACAR_2_PJM_ROR | VACAR | PJM_ROR | Internal | Summer | B6 | 300 | 2000 | 0 | 80.98 | 74.98 | 7 | 0
2020 | VACAR_2_PJM_ROR | VACAR | PJM_ROR | Internal | Summer | B7 | 400 | 2000 | 0 | 72.97 | 66.97 | 7 | 0
2020 | VACAR_2_PJM_ROR | VACAR | PJM_ROR | Internal | Summer | B8 | 500 | 2000 | 0 | 70.25 | 64.14 | 7 | 0
2020 | VACAR_2_PJM_ROR | VACAR | PJM_ROR | Internal | Summer | B9 | 800 | 2000 | 0 | 68.15 | 62.15 | 7 | 0
2020 | VACAR_2_PJM_ROR | VACAR | PJM_ROR | Internal | Summer | B10 | 1262 | 2000 | 0 | 59.98 | 60.93 | 7 | 0
2020 | VACAR_2_PJM_ROR | VACAR | PJM_ROR | Internal | Winter | B16 | 25 | 2000 | 0 | 91.91 | 76.94 | 7 | 0
2020 | VACAR_2_PJM_ROR | VACAR | PJM_ROR | Internal | Winter | B17 | 100 | 2000 | 0 | 76.49 | 70.49 | 7 | 0
2020 | VACAR_2_PJM_ROR | VACAR | PJM_ROR | Internal | Winter | B18 | 400 | 2000 | 0 | 75.13 | 69.13 | 7 | 0
2020 | VACAR_2_PJM_ROR | VACAR | PJM_ROR | Internal | Winter | B19 | 700 | 2000 | 0 | 72.58 | 66.58 | 7 | 0
2020 | VACAR_2_PJM_ROR | VACAR | PJM_ROR | Internal | Winter | B20 | 935 | 2000 | 0 | 67.15 | 61.15 | 7 | 0
2020 | VACAR_2_SOCO | VACAR | SOCO | Internal | Shoulder | B11 | 25 | 3000 | 1588.17 | 80.51 | 87.51 | 7 | 0
2020 | VACAR_2_SOCO | VACAR | SOCO | Internal | Shoulder | B12 | 200 | 3000 | 0 | 73.87 | 71.66 | 7 | 0
2020 | VACAR_2_SOCO | VACAR | SOCO | Internal | Shoulder | B13 | 600 | 3000 | 0 | 71.66 | 67.38 | 7 | 0
2020 | VACAR_2_SOCO | VACAR | SOCO | Internal | Shoulder | B14 | 900 | 3000 | 0 | 70.25 | 67.38 | 7 | 0
2020 | VACAR_2_SOCO | VACAR | SOCO | Internal | Shoulder | B15 | 1203 | 3000 | 0 | 61.82 | 67.38 | 7 | 0
2020 | VACAR_2_SOCO | VACAR | SOCO | Internal | Summer | B1 | 10 | 3000 | 0 | 112.79 | 109.92 | 7 | 0
2020 | VACAR_2_SOCO | VACAR | SOCO | Internal | Summer | B2 | 25 | 3000 | 0 | 112.79 | 109.92 | 7 | 0
2020 | VACAR_2_SOCO | VACAR | SOCO | Internal | Summer | B3 | 75 | 3000 | 0 | 112.79 | 109.92 | 7 | 0
2020 | VACAR_2_SOCO | VACAR | SOCO | Internal | Summer | B4 | 100 | 3000 | 566.59 | 102.92 | 109.92 | 7 | 0
2020 | VACAR_2_SOCO | VACAR | SOCO | Internal | Summer | B5 | 200 | 3000 | 1942.93 | 91.62 | 98.62 | 7 | 0
2020 | VACAR_2_SOCO | VACAR | SOCO | Internal | Summer | B6 | 300 | 3000 | 101.35 | 80.98 | 87.98 | 7 | 0
2020 | VACAR_2_SOCO | VACAR | SOCO | Internal | Summer | B7 | 400 | 3000 | 0 | 72.97 | 77.39 | 7 | 0
2020 | VACAR_2_SOCO | VACAR | SOCO | Internal | Summer | B8 | 500 | 3000 | 0 | 70.25 | 74.9 | 7 | 0
2020 | VACAR_2_SOCO | VACAR | SOCO | Internal | Summer | B9 | 800 | 3000 | 0 | 68.15 | 68.51 | 7 | 0
2020 | VACAR_2_SOCO | VACAR | SOCO | Internal | Summer | B10 | 1262 | 3000 | 0 | 59.98 | 66.11 | 7 | 0
2020 | VACAR_2_SOCO | VACAR | SOCO | Internal | Winter | B16 | 25 | 3000 | 0 | 91.91 | 87.23 | 7 | 0
2020 | VACAR_2_SOCO | VACAR | SOCO | Internal | Winter | B17 | 100 | 3000 | 0 | 76.49 | 75.71 | 7 | 0
2020 | VACAR_2_SOCO | VACAR | SOCO | Internal | Winter | B18 | 400 | 3000 | 0 | 75.13 | 69.99 | 7 | 0
2020 | VACAR_2_SOCO | VACAR | SOCO | Internal | Winter | B19 | 700 | 3000 | 0 | 72.58 | 69.99 | 7 | 0
2020 | VACAR_2_SOCO | VACAR | SOCO | Internal | Winter | B20 | 935 | 3000 | 0 | 67.15 | 69.99 | 7 | 0
2020 | VACAR_2_TVA_Transmission | VACAR | TVA_Transmission | Internal | Shoulder | B11 | 25 | 900 | 0 | 80.51 | 78.51 | 7 | 0
2020 | VACAR_2_TVA_Transmission | VACAR | TVA_Transmission | Internal | Shoulder | B12 | 200 | 900 | 0 | 73.87 | 70.12 | 7 | 0
2020 | VACAR_2_TVA_Transmission | VACAR | TVA_Transmission | Internal | Shoulder | B13 | 600 | 900 | 0 | 71.66 | 68.76 | 7 | 0
2020 | VACAR_2_TVA_Transmission | VACAR | TVA_Transmission | Internal | Shoulder | B14 | 900 | 900 | 0 | 70.25 | 67.18 | 7 | 0
2020 | VACAR_2_TVA_Transmission | VACAR | TVA_Transmission | Internal | Shoulder | B15 | 1203 | 900 | 0 | 61.82 | 63.45 | 7 | 0
2020 | VACAR_2_TVA_Transmission | VACAR | TVA_Transmission | Internal | Summer | B1 | 10 | 900 | 0 | 112.79 | 108.46 | 7 | 0
2020 | VACAR_2_TVA_Transmission | VACAR | TVA_Transmission | Internal | Summer | B2 | 25 | 900 | 0 | 112.79 | 107.15 | 7 | 0
2020 | VACAR_2_TVA_Transmission | VACAR | TVA_Transmission | Internal | Summer | B3 | 75 | 900 | 0 | 112.79 | 107.15 | 7 | 0
2020 | VACAR_2_TVA_Transmission | VACAR | TVA_Transmission | Internal | Summer | B4 | 100 | 900 | 0 | 102.92 | 101.28 | 7 | 0
2020 | VACAR_2_TVA_Transmission | VACAR | TVA_Transmission | Internal | Summer | B5 | 200 | 900 | 0 | 91.62 | 89.62 | 7 | 0
2020 | VACAR_2_TVA_Transmission | VACAR | TVA_Transmission | Internal | Summer | B6 | 300 | 900 | 0 | 80.98 | 79.57 | 7 | 0
2020 | VACAR_2_TVA_Transmission | VACAR | TVA_Transmission | Internal | Summer | B7 | 400 | 900 | 0 | 72.97 | 70.5 | 7 | 0
2020 | VACAR_2_TVA_Transmission | VACAR | TVA_Transmission | Internal | Summer | B8 | 500 | 900 | 0 | 70.25 | 67.95 | 7 | 0
2020 | VACAR_2_TVA_Transmission | VACAR | TVA_Transmission | Internal | Summer | B9 | 800 | 900 | 0 | 68.15 | 66.68 | 7 | 0
2020 | VACAR_2_TVA_Transmission | VACAR | TVA_Transmission | Internal | Summer | B10 | 1262 | 900 | 0 | 59.98 | 64.28 | 7 | 0
2020 | VACAR_2_TVA_Transmission | VACAR | TVA_Transmission | Internal | Winter | B16 | 25 | 900 | 0 | 91.91 | 78.23 | 7 | 0
2020 | VACAR_2_TVA_Transmission | VACAR | TVA_Transmission | Internal | Winter | B17 | 100 | 900 | 0 | 76.49 | 72.64 | 7 | 0
2020 | VACAR_2_TVA_Transmission | VACAR | TVA_Transmission | Internal | Winter | B18 | 400 | 900 | 0 | 75.13 | 71.16 | 7 | 0
2020 | VACAR_2_TVA_Transmission | VACAR | TVA_Transmission | Internal | Winter | B19 | 700 | 900 | 0 | 72.58 | 69.56 | 7 | 0
2020 | VACAR_2_TVA_Transmission | VACAR | TVA_Transmission | Internal | Winter | B20 | 935 | 900 | 0 | 67.15 | 67.15 | 7 | 0
2025 | ENT_2_MISO_MO-IL | ENT | MISO_MO-IL | Internal | Shoulder | B11 | 25 | 2260 | 0 | 73.68 | 73.68 | 8 | 0
2025 | ENT_2_MISO_MO-IL | ENT | MISO_MO-IL | Internal | Shoulder | B12 | 200 | 2260 | 0 | 66.37 | 66.38 | 8 | 0
2025 | ENT_2_MISO_MO-IL | ENT | MISO_MO-IL | Internal | Shoulder | B13 | 600 | 2260 | 0 | 60.71 | 60.71 | 8 | 0
2025 | ENT_2_MISO_MO-IL | ENT | MISO_MO-IL | Internal | Shoulder | B14 | 900 | 2260 | 0 | 57.7 | 59.1 | 8 | 0
2025 | ENT_2_MISO_MO-IL | ENT | MISO_MO-IL | Internal | Shoulder | B15 | 1203 | 2260 | 1794.01 | 47.62 | 55.62 | 8 | 0
2025 | ENT_2_MISO_MO-IL | ENT | MISO_MO-IL | Internal | Summer | B1 | 10 | 2260 | 2260 | 72.16 | 107.26 | 8 | 27.09
2025 | ENT_2_MISO_MO-IL | ENT | MISO_MO-IL | Internal | Summer | B2 | 25 | 2260 | 0 | 102.39 | 107.27 | 8 | 0
2025 | ENT_2_MISO_MO-IL | ENT | MISO_MO-IL | Internal | Summer | B3 | 75 | 2260 | 0 | 106.08 | 106.08 | 8 | 0
2025 | ENT_2_MISO_MO-IL | ENT | MISO_MO-IL | Internal | Summer | B4 | 100 | 2260 | 0 | 101.07 | 101.07 | 8 | 0
2025 | ENT_2_MISO_MO-IL | ENT | MISO_MO-IL | Internal | Summer | B5 | 200 | 2260 | 0 | 95.04 | 95.04 | 8 | 0
2025 | ENT_2_MISO_MO-IL | ENT | MISO_MO-IL | Internal | Summer | B6 | 300 | 2260 | 0 | 80.34 | 80.34 | 8 | 0
2025 | ENT_2_MISO_MO-IL | ENT | MISO_MO-IL | Internal | Summer | B7 | 400 | 2260 | 0 | 75.07 | 75.07 | 8 | 0
2025 | ENT_2_MISO_MO-IL | ENT | MISO_MO-IL | Internal | Summer | B8 | 500 | 2260 | 0 | 70.92 | 70.92 | 8 | 0
2025 | ENT_2_MISO_MO-IL | ENT | MISO_MO-IL | Internal | Summer | B9 | 800 | 2260 | 0 | 68.7 | 65.33 | 8 | 0
2025 | ENT_2_MISO_MO-IL | ENT | MISO_MO-IL | Internal | Summer | B10 | 1262 | 2260 | 0 | 54.22 | 56.18 | 8 | 0
2025 | ENT_2_MISO_MO-IL | ENT | MISO_MO-IL | Internal | Winter | B16 | 25 | 2260 | 0 | 69.49 | 61.49 | 8 | 0
2025 | ENT_2_MISO_MO-IL | ENT | MISO_MO-IL | Internal | Winter | B17 | 100 | 2260 | 0 | 69.49 | 71.37 | 8 | 0
2025 | ENT_2_MISO_MO-IL | ENT | MISO_MO-IL | Internal | Winter | B18 | 400 | 2260 | 0 | 64.03 | 64.03 | 8 | 0
2025 | ENT_2_MISO_MO-IL | ENT | MISO_MO-IL | Internal | Winter | B19 | 700 | 2260 | 480.03 | 53.49 | 61.49 | 8 | 0
2025 | ENT_2_MISO_MO-IL | ENT | MISO_MO-IL | Internal | Winter | B20 | 935 | 2260 | 1949.43 | 50.1 | 58.1 | 8 | 0
2025 | ENT_2_SOCO | ENT | SOCO | Internal | Shoulder | B11 | 25 | 3900 | 3900 | 73.68 | 97.73 | 8 | 16.05
2025 | ENT_2_SOCO | ENT | SOCO | Internal | Shoulder | B12 | 200 | 3900 | 1767.05 | 66.37 | 74.37 | 8 | 0
2025 | ENT_2_SOCO | ENT | SOCO | Internal | Shoulder | B13 | 600 | 3900 | 3900 | 60.71 | 72.62 | 8 | 3.91
2025 | ENT_2_SOCO | ENT | SOCO | Internal | Shoulder | B14 | 900 | 3900 | 3900 | 57.7 | 72.62 | 8 | 6.92
2025 | ENT_2_SOCO | ENT | SOCO | Internal | Shoulder | B15 | 1203 | 3900 | 3900 | 47.62 | 72.62 | 8 | 17
2025 | ENT_2_SOCO | ENT | SOCO | Internal | Summer | B1 | 10 | 3900 | 3900 | 72.16 | 120.44 | 8 | 40.28
2025 | ENT_2_SOCO | ENT | SOCO | Internal | Summer | B2 | 25 | 3900 | 3900 | 102.39 | 118.06 | 8 | 7.67
2025 | ENT_2_SOCO | ENT | SOCO | Internal | Summer | B3 | 75 | 3900 | 3900 | 106.08 | 118.06 | 8 | 3.98
2025 | ENT_2_SOCO | ENT | SOCO | Internal | Summer | B4 | 100 | 3900 | 3900 | 101.07 | 118.06 | 8 | 8.99
2025 | ENT_2_SOCO | ENT | SOCO | Internal | Summer | B5 | 200 | 3900 | 3900 | 95.04 | 112.04 | 8 | 9
2025 | ENT_2_SOCO | ENT | SOCO | Internal | Summer | B6 | 300 | 3900 | 3900 | 80.34 | 97.33 | 8 | 8.99
2025 | ENT_2_SOCO | ENT | SOCO | Internal | Summer | B7 | 400 | 3900 | 3900 | 75.07 | 92.05 | 8 | 8.99
2025 | ENT_2_SOCO | ENT | SOCO | Internal | Summer | B8 | 500 | 3900 | 2675.04 | 70.92 | 78.92 | 8 | 0
2025 | ENT_2_SOCO | ENT | SOCO | Internal | Summer | B9 | 800 | 3900 | 0 | 68.7 | 73.81 | 8 | 0
2025 | ENT_2_SOCO | ENT | SOCO | Internal | Summer | B10 | 1262 | 3900 | 3900 | 54.22 | 71.22 | 8 | 9
2025 | ENT_2_SOCO | ENT | SOCO | Internal | Winter | B16 | 25 | 3900 | 3900 | 69.49 | 93.34 | 8 | 15.85
2025 | ENT_2_SOCO | ENT | SOCO | Internal | Winter | B17 | 100 | 3900 | 3900 | 69.49 | 78.26 | 8 | 0.77
2025 | ENT_2_SOCO | ENT | SOCO | Internal | Winter | B18 | 400 | 3900 | 3900 | 64.03 | 75.5 | 8 | 3.47
2025 | ENT_2_SOCO | ENT | SOCO | Internal | Winter | B19 | 700 | 3900 | 3900 | 53.49 | 75.5 | 8 | 14.01
2025 | ENT_2_SOCO | ENT | SOCO | Internal | Winter | B20 | 935 | 3900 | 3900 | 50.1 | 75.1 | 8 | 17
2025 | ENT_2_SPP_N | ENT | SPP_N | Internal | Shoulder | B11 | 25 | 15143 | 0 | 73.68 | 68.68 | 8 | 0
2025 | ENT_2_SPP_N | ENT | SPP_N | Internal | Shoulder | B12 | 200 | 15143 | 0 | 66.37 | 61.37 | 8 | 0
2025 | ENT_2_SPP_N | ENT | SPP_N | Internal | Shoulder | B13 | 600 | 15143 | 0 | 60.71 | 55.7 | 8 | 0
2025 | ENT_2_SPP_N | ENT | SPP_N | Internal | Shoulder | B14 | 900 | 15143 | 0 | 57.7 | 0.01 | 8 | 0
2025 | ENT_2_SPP_N | ENT | SPP_N | Internal | Shoulder | B15 | 1203 | 15143 | 0 | 47.62 | 0.01 | 8 | 0
2025 | ENT_2_SPP_N | ENT | SPP_N | Internal | Summer | B1 | 10 | 15143 | 0 | 72.16 | 0.01 | 8 | 0
2025 | ENT_2_SPP_N | ENT | SPP_N | Internal | Summer | B2 | 25 | 15143 | 0 | 102.39 | 97.39 | 8 | 0
2025 | ENT_2_SPP_N | ENT | SPP_N | Internal | Summer | B3 | 75 | 15143 | 0 | 106.08 | 101.08 | 8 | 0
2025 | ENT_2_SPP_N | ENT | SPP_N | Internal | Summer | B4 | 100 | 15143 | 0 | 101.07 | 96.07 | 8 | 0
2025 | ENT_2_SPP_N | ENT | SPP_N | Internal | Summer | B5 | 200 | 15143 | 0 | 95.04 | 90.04 | 8 | 0
2025 | ENT_2_SPP_N | ENT | SPP_N | Internal | Summer | B6 | 300 | 15143 | 0 | 80.34 | 75.34 | 8 | 0
2025 | ENT_2_SPP_N | ENT | SPP_N | Internal | Summer | B7 | 400 | 15143 | 0 | 75.07 | 70.07 | 8 | 0
2025 | ENT_2_SPP_N | ENT | SPP_N | Internal | Summer | B8 | 500 | 15143 | 0 | 70.92 | 65.92 | 8 | 0
2025 | ENT_2_SPP_N | ENT | SPP_N | Internal | Summer | B9 | 800 | 15143 | 0 | 68.7 | 63.7 | 8 | 0
2025 | ENT_2_SPP_N | ENT | SPP_N | Internal | Summer | B10 | 1262 | 15143 | 0 | 54.22 | 49.21 | 8 | 0
2025 | ENT_2_SPP_N | ENT | SPP_N | Internal | Winter | B16 | 25 | 15143 | 0 | 69.49 | 0.02 | 8 | 0
2025 | ENT_2_SPP_N | ENT | SPP_N | Internal | Winter | B17 | 100 | 15143 | 0 | 69.49 | 0.02 | 8 | 0
2025 | ENT_2_SPP_N | ENT | SPP_N | Internal | Winter | B18 | 400 | 15143 | 0 | 64.03 | 59.02 | 8 | 0
2025 | ENT_2_SPP_N | ENT | SPP_N | Internal | Winter | B19 | 700 | 15143 | 0 | 53.49 | 46.94 | 8 | 0
2025 | ENT_2_SPP_N | ENT | SPP_N | Internal | Winter | B20 | 935 | 15143 | 0 | 50.1 | 0.01 | 8 | 0
2025 | ENT_2_SPP_S | ENT | SPP_S | Internal | Shoulder | B11 | 25 | 3292 | 0 | 73.68 | 70.5 | 8 | 0
2025 | ENT_2_SPP_S | ENT | SPP_S | Internal | Shoulder | B12 | 200 | 3292 | 0 | 66.37 | 61.37 | 8 | 0
2025 | ENT_2_SPP_S | ENT | SPP_S | Internal | Shoulder | B13 | 600 | 3292 | 0 | 60.71 | 55.71 | 8 | 0
2025 | ENT_2_SPP_S | ENT | SPP_S | Internal | Shoulder | B14 | 900 | 3292 | 0 | 57.7 | 0.01 | 8 | 0
2025 | ENT_2_SPP_S | ENT | SPP_S | Internal | Shoulder | B15 | 1203 | 3292 | 0 | 47.62 | 0.01 | 8 | 0
2025 | ENT_2_SPP_S | ENT | SPP_S | Internal | Summer | B1 | 10 | 3292 | 0 | 72.16 | 0.03 | 8 | 0
2025 | ENT_2_SPP_S | ENT | SPP_S | Internal | Summer | B2 | 25 | 3292 | 0 | 102.39 | 97.39 | 8 | 0
2025 | ENT_2_SPP_S | ENT | SPP_S | Internal | Summer | B3 | 75 | 3292 | 0 | 106.08 | 101.08 | 8 | 0
2025 | ENT_2_SPP_S | ENT | SPP_S | Internal | Summer | B4 | 100 | 3292 | 0 | 101.07 | 96.09 | 8 | 0
2025 | ENT_2_SPP_S | ENT | SPP_S | Internal | Summer | B5 | 200 | 3292 | 0 | 95.04 | 90.04 | 8 | 0
2025 | ENT_2_SPP_S | ENT | SPP_S | Internal | Summer | B6 | 300 | 3292 | 0 | 80.34 | 75.36 | 8 | 0
2025 | ENT_2_SPP_S | ENT | SPP_S | Internal | Summer | B7 | 400 | 3292 | 0 | 75.07 | 70.08 | 8 | 0
2025 | ENT_2_SPP_S | ENT | SPP_S | Internal | Summer | B8 | 500 | 3292 | 0 | 70.92 | 68.95 | 8 | 0
2025 | ENT_2_SPP_S | ENT | SPP_S | Internal | Summer | B9 | 800 | 3292 | 0 | 68.7 | 64.16 | 8 | 0
2025 | ENT_2_SPP_S | ENT | SPP_S | Internal | Summer | B10 | 1262 | 3292 | 0 | 54.22 | 49.22 | 8 | 0
2025 | ENT_2_SPP_S | ENT | SPP_S | Internal | Winter | B16 | 25 | 3292 | 0 | 69.49 | 0.03 | 8 | 0
2025 | ENT_2_SPP_S | ENT | SPP_S | Internal | Winter | B17 | 100 | 3292 | 0 | 69.49 | 0.03 | 8 | 0
2025 | ENT_2_SPP_S | ENT | SPP_S | Internal | Winter | B18 | 400 | 3292 | 0 | 64.03 | 59.03 | 8 | 0
2025 | ENT_2_SPP_S | ENT | SPP_S | Internal | Winter | B19 | 700 | 3292 | 0 | 53.49 | 46.95 | 8 | 0
2025 | ENT_2_SPP_S | ENT | SPP_S | Internal | Winter | B20 | 935 | 3292 | 0 | 50.1 | 0.01 | 8 | 0
2025 | ENT_2_TVA_Transmission | ENT | TVA_Transmission | Internal | Shoulder | B11 | 25 | 2100 | 989.42 | 73.68 | 81.68 | 8 | 0
2025 | ENT_2_TVA_Transmission | ENT | TVA_Transmission | Internal | Shoulder | B12 | 200 | 2100 | 890.05 | 66.37 | 74.37 | 8 | 0
2025 | ENT_2_TVA_Transmission | ENT | TVA_Transmission | Internal | Shoulder | B13 | 600 | 2100 | 452.83 | 60.71 | 68.71 | 8 | 0
2025 | ENT_2_TVA_Transmission | ENT | TVA_Transmission | Internal | Shoulder | B14 | 900 | 2100 | 2100 | 57.7 | 67.1 | 8 | 1.4
2025 | ENT_2_TVA_Transmission | ENT | TVA_Transmission | Internal | Shoulder | B15 | 1203 | 2100 | 2100 | 47.62 | 63.62 | 8 | 8
2025 | ENT_2_TVA_Transmission | ENT | TVA_Transmission | Internal | Summer | B1 | 10 | 2100 | 2100 | 72.16 | 115.26 | 8 | 35.09
2025 | ENT_2_TVA_Transmission | ENT | TVA_Transmission | Internal | Summer | B2 | 25 | 2100 | 2100 | 102.39 | 115.27 | 8 | 4.88
2025 | ENT_2_TVA_Transmission | ENT | TVA_Transmission | Internal | Summer | B3 | 75 | 2100 | 0.26 | 106.08 | 114.07 | 8 | 0
2025 | ENT_2_TVA_Transmission | ENT | TVA_Transmission | Internal | Summer | B4 | 100 | 2100 | 0.17 | 101.07 | 109.06 | 8 | 0
2025 | ENT_2_TVA_Transmission | ENT | TVA_Transmission | Internal | Summer | B5 | 200 | 2100 | 169.84 | 95.04 | 103.04 | 8 | 0
2025 | ENT_2_TVA_Transmission | ENT | TVA_Transmission | Internal | Summer | B6 | 300 | 2100 | 0.06 | 80.34 | 88.33 | 8 | 0
2025 | ENT_2_TVA_Transmission | ENT | TVA_Transmission | Internal | Summer | B7 | 400 | 2100 | 0.04 | 75.07 | 83.05 | 8 | 0
2025 | ENT_2_TVA_Transmission | ENT | TVA_Transmission | Internal | Summer | B8 | 500 | 2100 | 0 | 70.92 | 75.42 | 8 | 0
2025 | ENT_2_TVA_Transmission | ENT | TVA_Transmission | Internal | Summer | B9 | 800 | 2100 | 0 | 68.7 | 73.32 | 8 | 0
2025 | ENT_2_TVA_Transmission | ENT | TVA_Transmission | Internal | Summer | B10 | 1262 | 2100 | 1205.27 | 54.22 | 62.22 | 8 | 0
2025 | ENT_2_TVA_Transmission | ENT | TVA_Transmission | Internal | Winter | B16 | 25 | 2100 | 2100 | 69.49 | 82.86 | 8 | 5.37
2025 | ENT_2_TVA_Transmission | ENT | TVA_Transmission | Internal | Winter | B17 | 100 | 2100 | 2100 | 69.49 | 78.32 | 8 | 0.83
2025 | ENT_2_TVA_Transmission | ENT | TVA_Transmission | Internal | Winter | B18 | 400 | 2100 | 1347.9 | 64.03 | 72.03 | 8 | 0
2025 | ENT_2_TVA_Transmission | ENT | TVA_Transmission | Internal | Winter | B19 | 700 | 2100 | 2100 | 53.49 | 69.49 | 8 | 8
2025 | ENT_2_TVA_Transmission | ENT | TVA_Transmission | Internal | Winter | B20 | 935 | 2100 | 2100 | 50.1 | 66.1 | 8 | 8
2025 | FRCC_2_SOCO | FRCC | SOCO | Internal | Shoulder | B11 | 25 | 900 | 0 | 107.73 | 97.73 | 8 | 0
2025 | FRCC_2_SOCO | FRCC | SOCO | Internal | Shoulder | B12 | 200 | 900 | 0 | 81.24 | 74.37 | 8 | 0
2025 | FRCC_2_SOCO | FRCC | SOCO | Internal | Shoulder | B13 | 600 | 900 | 0 | 81.24 | 72.62 | 8 | 0
2025 | FRCC_2_SOCO | FRCC | SOCO | Internal | Shoulder | B14 | 900 | 900 | 0 | 77.85 | 72.62 | 8 | 0
2025 | FRCC_2_SOCO | FRCC | SOCO | Internal | Shoulder | B15 | 1203 | 900 | 0 | 77.85 | 72.62 | 8 | 0
2025 | FRCC_2_SOCO | FRCC | SOCO | Internal | Summer | B1 | 10 | 900 | 0 | 130.44 | 120.44 | 8 | 0
2025 | FRCC_2_SOCO | FRCC | SOCO | Internal | Summer | B2 | 25 | 900 | 0 | 125.11 | 118.06 | 8 | 0
2025 | FRCC_2_SOCO | FRCC | SOCO | Internal | Summer | B3 | 75 | 900 | 0 | 125.11 | 118.06 | 8 | 0
2025 | FRCC_2_SOCO | FRCC | SOCO | Internal | Summer | B4 | 100 | 900 | 0 | 125.11 | 118.06 | 8 | 0
2025 | FRCC_2_SOCO | FRCC | SOCO | Internal | Summer | B5 | 200 | 900 | 0 | 122.04 | 112.04 | 8 | 0
2025 | FRCC_2_SOCO | FRCC | SOCO | Internal | Summer | B6 | 300 | 900 | 0 | 107.33 | 97.33 | 8 | 0
2025 | FRCC_2_SOCO | FRCC | SOCO | Internal | Summer | B7 | 400 | 900 | 0 | 96.02 | 92.05 | 8 | 0
2025 | FRCC_2_SOCO | FRCC | SOCO | Internal | Summer | B8 | 500 | 900 | 0 | 80.4 | 78.92 | 8 | 0
2025 | FRCC_2_SOCO | FRCC | SOCO | Internal | Summer | B9 | 800 | 900 | 0 | 77.04 | 73.81 | 8 | 0
2025 | FRCC_2_SOCO | FRCC | SOCO | Internal | Summer | B10 | 1262 | 900 | 0 | 77.04 | 71.22 | 8 | 0
2025 | FRCC_2_SOCO | FRCC | SOCO | Internal | Winter | B16 | 25 | 900 | 0 | 103.34 | 93.34 | 8 | 0
2025 | FRCC_2_SOCO | FRCC | SOCO | Internal | Winter | B17 | 100 | 900 | 0 | 83.81 | 78.26 | 8 | 0
2025 | FRCC_2_SOCO | FRCC | SOCO | Internal | Winter | B18 | 400 | 900 | 0 | 82.39 | 75.5 | 8 | 0
2025 | FRCC_2_SOCO | FRCC | SOCO | Internal | Winter | B19 | 700 | 900 | 0 | 80.3 | 75.5 | 8 | 0
2025 | FRCC_2_SOCO | FRCC | SOCO | Internal | Winter | B20 | 935 | 900 | 0 | 80.3 | 75.1 | 8 | 0
2025 | HQ_NEISO_2_NEISO | HQ_NEISO | NEISO | Internal | Shoulder | B11 | 25 | 99999 | 3112.4 | 55.89 | 55.9 | 0.01 | 0
2025 | HQ_NEISO_2_NEISO | HQ_NEISO | NEISO | Internal | Shoulder | B12 | 200 | 99999 | 3110.47 | 57.33 | 57.34 | 0.01 | 0
2025 | HQ_NEISO_2_NEISO | HQ_NEISO | NEISO | Internal | Shoulder | B13 | 600 | 99999 | 3102.87 | 55.89 | 55.9 | 0.01 | 0
2025 | HQ_NEISO_2_NEISO | HQ_NEISO | NEISO | Internal | Shoulder | B14 | 900 | 99999 | 3089.58 | 55.89 | 55.9 | 0.01 | 0
2025 | HQ_NEISO_2_NEISO | HQ_NEISO | NEISO | Internal | Shoulder | B15 | 1203 | 99999 | 1276.23 | 55.89 | 55.9 | 0.01 | 0
2025 | HQ_NEISO_2_NEISO | HQ_NEISO | NEISO | Internal | Summer | B1 | 10 | 99999 | 3220.01 | 87.27 | 87.28 | 0.01 | 0
2025 | HQ_NEISO_2_NEISO | HQ_NEISO | NEISO | Internal | Summer | B2 | 25 | 99999 | 3207.34 | 94.44 | 94.45 | 0.01 | 0
2025 | HQ_NEISO_2_NEISO | HQ_NEISO | NEISO | Internal | Summer | B3 | 75 | 99999 | 3181.83 | 75.23 | 75.24 | 0.01 | 0
2025 | HQ_NEISO_2_NEISO | HQ_NEISO | NEISO | Internal | Summer | B4 | 100 | 99999 | 3159.98 | 62.58 | 62.6 | 0.01 | 0
2025 | HQ_NEISO_2_NEISO | HQ_NEISO | NEISO | Internal | Summer | B5 | 200 | 99999 | 3148.1 | 62.58 | 62.6 | 0.01 | 0
2025 | HQ_NEISO_2_NEISO | HQ_NEISO | NEISO | Internal | Summer | B6 | 300 | 99999 | 3134.69 | 62.58 | 62.6 | 0.01 | 0
2025 | HQ_NEISO_2_NEISO | HQ_NEISO | NEISO | Internal | Summer | B7 | 400 | 99999 | 3119.34 | 62.58 | 62.6 | 0.01 | 0
2025 | HQ_NEISO_2_NEISO | HQ_NEISO | NEISO | Internal | Summer | B8 | 500 | 99999 | 3107.26 | 61.43 | 61.44 | 0.01 | 0
2025 | HQ_NEISO_2_NEISO | HQ_NEISO | NEISO | Internal | Summer | B9 | 800 | 99999 | 3092.47 | 59.92 | 59.94 | 0.01 | 0
2025 | HQ_NEISO_2_NEISO | HQ_NEISO | NEISO | Internal | Summer | B10 | 1262 | 99999 | 933.3 | 54.64 | 54.65 | 0.01 | 0
2025 | HQ_NEISO_2_NEISO | HQ_NEISO | NEISO | Internal | Winter | B16 | 25 | 99999 | 3139.14 | 65.66 | 65.67 | 0.01 | 0
2025 | HQ_NEISO_2_NEISO | HQ_NEISO | NEISO | Internal | Winter | B17 | 100 | 99999 | 3128.41 | 65.66 | 65.67 | 0.01 | 0
2025 | HQ_NEISO_2_NEISO | HQ_NEISO | NEISO | Internal | Winter | B18 | 400 | 99999 | 3120.19 | 55.39 | 55.4 | 0.01 | 0
2025 | HQ_NEISO_2_NEISO | HQ_NEISO | NEISO | Internal | Winter | B19 | 700 | 99999 | 3104.89 | 55.39 | 55.4 | 0.01 | 0
2025 | HQ_NEISO_2_NEISO | HQ_NEISO | NEISO | Internal | Winter | B20 | 935 | 99999 | 1382.08 | 55.39 | 55.4 | 0.01 | 0
2025 | HQ_NY_2_NYISO_A-F | HQ_NY | NYISO_A-F | Internal | Shoulder | B11 | 25 | 99999 | 2812.27 | 51.91 | 51.93 | 0.01 | 0
2025 | HQ_NY_2_NYISO_A-F | HQ_NY | NYISO_A-F | Internal | Shoulder | B12 | 200 | 99999 | 2847.69 | 51.91 | 51.93 | 0.01 | 0
2025 | HQ_NY_2_NYISO_A-F | HQ_NY | NYISO_A-F | Internal | Shoulder | B13 | 600 | 99999 | 2781.85 | 51.91 | 51.93 | 0.01 | 0
2025 | HQ_NY_2_NYISO_A-F | HQ_NY | NYISO_A-F | Internal | Shoulder | B14 | 900 | 99999 | 2673.14 | 51.91 | 51.93 | 0.01 | 0
2025 | HQ_NY_2_NYISO_A-F | HQ_NY | NYISO_A-F | Internal | Shoulder | B15 | 1203 | 99999 | 1582.7 | 51.91 | 51.93 | 0.01 | 0
2025 | HQ_NY_2_NYISO_A-F | HQ_NY | NYISO_A-F | Internal | Summer | B1 | 10 | 99999 | 3500 | 56.92 | 56.94 | 0.01 | 0
2025 | HQ_NY_2_NYISO_A-F | HQ_NY | NYISO_A-F | Internal | Summer | B2 | 25 | 99999 | 3406.62 | 67.43 | 67.45 | 0.01 | 0
2025 | HQ_NY_2_NYISO_A-F | HQ_NY | NYISO_A-F | Internal | Summer | B3 | 75 | 99999 | 3266.6 | 67.43 | 67.45 | 0.01 | 0
2025 | HQ_NY_2_NYISO_A-F | HQ_NY | NYISO_A-F | Internal | Summer | B4 | 100 | 99999 | 3116.28 | 65.58 | 65.6 | 0.01 | 0
2025 | HQ_NY_2_NYISO_A-F | HQ_NY | NYISO_A-F | Internal | Summer | B5 | 200 | 99999 | 3025.49 | 59.58 | 59.6 | 0.01 | 0
2025 | HQ_NY_2_NYISO_A-F | HQ_NY | NYISO_A-F | Internal | Summer | B6 | 300 | 99999 | 2934.86 | 59.58 | 59.6 | 0.01 | 0
2025 | HQ_NY_2_NYISO_A-F | HQ_NY | NYISO_A-F | Internal | Summer | B7 | 400 | 99999 | 2830.75 | 59.58 | 59.6 | 0.01 | 0
2025 | HQ_NY_2_NYISO_A-F | HQ_NY | NYISO_A-F | Internal | Summer | B8 | 500 | 99999 | 2760.25 | 58.43 | 58.44 | 0.01 | 0
2025 | HQ_NY_2_NYISO_A-F | HQ_NY | NYISO_A-F | Internal | Summer | B9 | 800 | 99999 | 2664.71 | 56.92 | 56.94 | 0.01 | 0
2025 | HQ_NY_2_NYISO_A-F | HQ_NY | NYISO_A-F | Internal | Summer | B10 | 1262 | 99999 | 1436.31 | 56.92 | 56.94 | 0.01 | 0
2025 | HQ_NY_2_NYISO_A-F | HQ_NY | NYISO_A-F | Internal | Winter | B16 | 25 | 99999 | 3058.87 | 51.91 | 51.93 | 0.01 | 0
2025 | HQ_NY_2_NYISO_A-F | HQ_NY | NYISO_A-F | Internal | Winter | B17 | 100 | 99999 | 3001.1 | 51.91 | 51.93 | 0.01 | 0
2025 | HQ_NY_2_NYISO_A-F | HQ_NY | NYISO_A-F | Internal | Winter | B18 | 400 | 99999 | 2934.69 | 51.91 | 51.93 | 0.01 | 0
2025 | HQ_NY_2_NYISO_A-F | HQ_NY | NYISO_A-F | Internal | Winter | B19 | 700 | 99999 | 2819.07 | 51.91 | 51.93 | 0.01 | 0
2025 | HQ_NY_2_NYISO_A-F | HQ_NY | NYISO_A-F | Internal | Winter | B20 | 935 | 99999 | 1762.97 | 51.91 | 51.93 | 0.01 | 0
2025 | HQ_IESO_2_IESO | HQ_IESO | IESO | Internal | Shoulder | B11 | 25 | 99999 | 400 | 44.91 | 44.93 | 0.01 | 0
2025 | HQ_IESO_2_IESO | HQ_IESO | IESO | Internal | Shoulder | B12 | 200 | 99999 | 400 | 44.91 | 44.93 | 0.01 | 0
2025 | HQ_IESO_2_IESO | HQ_IESO | IESO | Internal | Shoulder | B13 | 600 | 99999 | 400 | 44.91 | 44.93 | 0.01 | 0
2025 | HQ_IESO_2_IESO | HQ_IESO | IESO | Internal | Shoulder | B14 | 900 | 99999 | 400 | 44.91 | 44.93 | 0.01 | 0
2025 | HQ_IESO_2_IESO | HQ_IESO | IESO | Internal | Shoulder | B15 | 1203 | 99999 | 75.48 | 44.91 | 44.93 | 0.01 | 0
2025 | HQ_IESO_2_IESO | HQ_IESO | IESO | Internal | Summer | B1 | 10 | 99999 | 400 | 58.05 | 58.06 | 0.01 | 0
2025 | HQ_IESO_2_IESO | HQ_IESO | IESO | Internal | Summer | B2 | 25 | 99999 | 400 | 60.43 | 60.45 | 0.01 | 0
2025 | HQ_IESO_2_IESO | HQ_IESO | IESO | Internal | Summer | B3 | 75 | 99999 | 400 | 60.43 | 60.45 | 0.01 | 0
2025 | HQ_IESO_2_IESO | HQ_IESO | IESO | Internal | Summer | B4 | 100 | 99999 | 400 | 58.05 | 58.06 | 0.01 | 0
2025 | HQ_IESO_2_IESO | HQ_IESO | IESO | Internal | Summer | B5 | 200 | 99999 | 400 | 51.65 | 51.66 | 0.01 | 0
2025 | HQ_IESO_2_IESO | HQ_IESO | IESO | Internal | Summer | B6 | 300 | 99999 | 400 | 43.58 | 43.6 | 0.01 | 0
2025 | HQ_IESO_2_IESO | HQ_IESO | IESO | Internal | Summer | B7 | 400 | 99999 | 400 | 43.58 | 43.6 | 0.01 | 0
2025 | HQ_IESO_2_IESO | HQ_IESO | IESO | Internal | Summer | B8 | 500 | 99999 | 400 | 43.58 | 43.6 | 0.01 | 0
2025 | HQ_IESO_2_IESO | HQ_IESO | IESO | Internal | Summer | B9 | 800 | 99999 | 400 | 43.58 | 43.6 | 0.01 | 0
2025 | HQ_IESO_2_IESO | HQ_IESO | IESO | Internal | Summer | B10 | 1262 | 99999 | 12.04 | 43.58 | 43.6 | 0.01 | 0
2025 | HQ_IESO_2_IESO | HQ_IESO | IESO | Internal | Winter | B16 | 25 | 99999 | 400 | 44.91 | 44.93 | 0.01 | 0
2025 | HQ_IESO_2_IESO | HQ_IESO | IESO | Internal | Winter | B17 | 100 | 99999 | 400 | 44.91 | 44.93 | 0.01 | 0
2025 | HQ_IESO_2_IESO | HQ_IESO | IESO | Internal | Winter | B18 | 400 | 99999 | 400 | 44.91 | 44.93 | 0.01 | 0
2025 | HQ_IESO_2_IESO | HQ_IESO | IESO | Internal | Winter | B19 | 700 | 99999 | 400 | 44.91 | 44.93 | 0.01 | 0
2025 | HQ_IESO_2_IESO | HQ_IESO | IESO | Internal | Winter | B20 | 935 | 99999 | 91.98 | 44.91 | 44.93 | 0.01 | 0
2025 | IESO_2_MAPP_CA | IESO | MAPP_CA | Internal | Shoulder | B11 | 25 | 262 | 221.57 | 44.93 | 51.93 | 7 | 0
2025 | IESO_2_MAPP_CA | IESO | MAPP_CA | Internal | Shoulder | B12 | 200 | 262 | 262 | 44.93 | 52.37 | 7 | 0.44
2025 | IESO_2_MAPP_CA | IESO | MAPP_CA | Internal | Shoulder | B13 | 600 | 262 | 218.36 | 44.93 | 51.93 | 7 | 0
2025 | IESO_2_MAPP_CA | IESO | MAPP_CA | Internal | Shoulder | B14 | 900 | 262 | 101.09 | 44.93 | 51.93 | 7 | 0
2025 | IESO_2_MAPP_CA | IESO | MAPP_CA | Internal | Shoulder | B15 | 1203 | 262 | 85.13 | 44.93 | 51.93 | 7 | 0
2025 | IESO_2_MAPP_CA | IESO | MAPP_CA | Internal | Summer | B1 | 10 | 262 | 0 | 58.06 | 58.66 | 7 | 0
2025 | IESO_2_MAPP_CA | IESO | MAPP_CA | Internal | Summer | B2 | 25 | 262 | 0 | 60.45 | 58.66 | 7 | 0
2025 | IESO_2_MAPP_CA | IESO | MAPP_CA | Internal | Summer | B3 | 75 | 262 | 0 | 60.45 | 58.66 | 7 | 0
2025 | IESO_2_MAPP_CA | IESO | MAPP_CA | Internal | Summer | B4 | 100 | 262 | 11.33 | 58.06 | 65.06 | 7 | 0
2025 | IESO_2_MAPP_CA | IESO | MAPP_CA | Internal | Summer | B5 | 200 | 262 | 64.42 | 51.66 | 58.66 | 7 | 0
2025 | IESO_2_MAPP_CA | IESO | MAPP_CA | Internal | Summer | B6 | 300 | 262 | 262 | 43.6 | 58.66 | 7 | 8.07
2025 | IESO_2_MAPP_CA | IESO | MAPP_CA | Internal | Summer | B7 | 400 | 262 | 262 | 43.6 | 58.66 | 7 | 8.07
2025 | IESO_2_MAPP_CA | IESO | MAPP_CA | Internal | Summer | B8 | 500 | 262 | 262 | 43.6 | 58.66 | 7 | 8.07
2025 | IESO_2_MAPP_CA | IESO | MAPP_CA | Internal | Summer | B9 | 800 | 262 | 262 | 43.6 | 58.66 | 7 | 8.07
2025 | IESO_2_MAPP_CA | IESO | MAPP_CA | Internal | Summer | B10 | 1262 | 262 | 262 | 43.6 | 58.66 | 7 | 8.07
2025 | IESO_2_MAPP_CA | IESO | MAPP_CA | Internal | Winter | B16 | 25 | 262 | 262 | 44.93 | 61.47 | 7 | 9.54
2025 | IESO_2_MAPP_CA | IESO | MAPP_CA | Internal | Winter | B17 | 100 | 262 | 262 | 44.93 | 61.47 | 7 | 9.54
2025 | IESO_2_MAPP_CA | IESO | MAPP_CA | Internal | Winter | B18 | 400 | 262 | 262 | 44.93 | 61.47 | 7 | 9.54
2025 | IESO_2_MAPP_CA | IESO | MAPP_CA | Internal | Winter | B19 | 700 | 262 | 262 | 44.93 | 61.47 | 7 | 9.54
2025 | IESO_2_MAPP_CA | IESO | MAPP_CA | Internal | Winter | B20 | 935 | 262 | 262 | 44.93 | 61.47 | 7 | 9.54
2025 | IESO_2_MISO_MI | IESO | MISO_MI | Internal | Shoulder | B11 | 25 | 2591 | 2591 | 44.93 | 71.96 | 7 | 20.03
2025 | IESO_2_MISO_MI | IESO | MISO_MI | Internal | Shoulder | B12 | 200 | 2591 | 2591 | 44.93 | 67.37 | 7 | 15.44
2025 | IESO_2_MISO_MI | IESO | MISO_MI | Internal | Shoulder | B13 | 600 | 2591 | 2591 | 44.93 | 67.04 | 7 | 15.11
2025 | IESO_2_MISO_MI | IESO | MISO_MI | Internal | Shoulder | B14 | 900 | 2591 | 2591 | 44.93 | 59.13 | 7 | 7.2
2025 | IESO_2_MISO_MI | IESO | MISO_MI | Internal | Shoulder | B15 | 1203 | 2591 | 2591 | 44.93 | 57.03 | 7 | 5.1
2025 | IESO_2_MISO_MI | IESO | MISO_MI | Internal | Summer | B1 | 10 | 2591 | 2591 | 58.06 | 107.27 | 7 | 42.21
2025 | IESO_2_MISO_MI | IESO | MISO_MI | Internal | Summer | B2 | 25 | 2591 | 2591 | 60.45 | 107.27 | 7 | 39.82
2025 | IESO_2_MISO_MI | IESO | MISO_MI | Internal | Summer | B3 | 75 | 2591 | 2591 | 60.45 | 106.08 | 7 | 38.63
2025 | IESO_2_MISO_MI | IESO | MISO_MI | Internal | Summer | B4 | 100 | 2591 | 2591 | 58.06 | 101.07 | 7 | 36.02
2025 | IESO_2_MISO_MI | IESO | MISO_MI | Internal | Summer | B5 | 200 | 2591 | 2591 | 51.66 | 95.04 | 7 | 36.38
2025 | IESO_2_MISO_MI | IESO | MISO_MI | Internal | Summer | B6 | 300 | 2591 | 2591 | 43.6 | 80.34 | 7 | 29.75
2025 | IESO_2_MISO_MI | IESO | MISO_MI | Internal | Summer | B7 | 400 | 2591 | 2591 | 43.6 | 75.07 | 7 | 24.47
2025 | IESO_2_MISO_MI | IESO | MISO_MI | Internal | Summer | B8 | 500 | 2591 | 2591 | 43.6 | 70.92 | 7 | 20.32
2025 | IESO_2_MISO_MI | IESO | MISO_MI | Internal | Summer | B9 | 800 | 2591 | 2591 | 43.6 | 65.33 | 7 | 14.73
2025 | IESO_2_MISO_MI | IESO | MISO_MI | Internal | Summer | B10 | 1262 | 2591 | 2591 | 43.6 | 57.88 | 7 | 7.28
2025 | IESO_2_MISO_MI | IESO | MISO_MI | Internal | Winter | B16 | 25 | 2591 | 2591 | 44.93 | 74.42 | 7 | 22.49
2025 | IESO_2_MISO_MI | IESO | MISO_MI | Internal | Winter | B17 | 100 | 2591 | 2591 | 44.93 | 71.4 | 7 | 19.47
2025 | IESO_2_MISO_MI | IESO | MISO_MI | Internal | Winter | B18 | 400 | 2591 | 2591 | 44.93 | 69.67 | 7 | 17.74
2025 | IESO_2_MISO_MI | IESO | MISO_MI | Internal | Winter | B19 | 700 | 2591 | 2591 | 44.93 | 61.5 | 7 | 9.58
2025 | IESO_2_MISO_MI | IESO | MISO_MI | Internal | Winter | B20 | 935 | 2591 | 2591 | 44.93 | 59.46 | 7 | 7.53
2025 | IESO_2_MISO_W | IESO | MISO_W | Internal | Shoulder | B11 | 25 | 207 | 207 | 44.93 | 73.67 | 7 | 21.74
2025 | IESO_2_MISO_W | IESO | MISO_W | Internal | Shoulder | B12 | 200 | 207 | 207 | 44.93 | 66.37 | 7 | 14.44
2025 | IESO_2_MISO_W | IESO | MISO_W | Internal | Shoulder | B13 | 600 | 207 | 207 | 44.93 | 60.7 | 7 | 8.77
2025 | IESO_2_MISO_W | IESO | MISO_W | Internal | Shoulder | B14 | 900 | 207 | 206.98 | 44.93 | 51.94 | 7 | 0.01
2025 | IESO_2_MISO_W | IESO | MISO_W | Internal | Shoulder | B15 | 1203 | 207 | 0 | 44.93 | 18.33 | 7 | 0
2025 | IESO_2_MISO_W | IESO | MISO_W | Internal | Summer | B1 | 10 | 207 | 207 | 58.06 | 107.27 | 7 | 42.21
2025 | IESO_2_MISO_W | IESO | MISO_W | Internal | Summer | B2 | 25 | 207 | 207 | 60.45 | 107.26 | 7 | 39.81
2025 | IESO_2_MISO_W | IESO | MISO_W | Internal | Summer | B3 | 75 | 207 | 207 | 60.45 | 106.07 | 7 | 38.62
2025 | IESO_2_MISO_W | IESO | MISO_W | Internal | Summer | B4 | 100 | 207 | 207 | 58.06 | 101.06 | 7 | 36
2025 | IESO_2_MISO_W | IESO | MISO_W | Internal | Summer | B5 | 200 | 207 | 207 | 51.66 | 95.04 | 7 | 36.38
2025 | IESO_2_MISO_W | IESO | MISO_W | Internal | Summer | B6 | 300 | 207 | 207 | 43.6 | 80.33 | 7 | 29.74
2025 | IESO_2_MISO_W | IESO | MISO_W | Internal | Summer | B7 | 400 | 207 | 207 | 43.6 | 75.05 | 7 | 24.46
2025 | IESO_2_MISO_W | IESO | MISO_W | Internal | Summer | B8 | 500 | 207 | 207 | 43.6 | 68.99 | 7 | 18.39
2025 | IESO_2_MISO_W | IESO | MISO_W | Internal | Summer | B9 | 800 | 207 | 207 | 43.6 | 65.32 | 7 | 14.72
2025 | IESO_2_MISO_W | IESO | MISO_W | Internal | Summer | B10 | 1262 | 207 | 207 | 43.6 | 56.16 | 7 | 5.57
2025 | IESO_2_MISO_W | IESO | MISO_W | Internal | Winter | B16 | 25 | 207 | 0 | 44.93 | 11.33 | 7 | 0
2025 | IESO_2_MISO_W | IESO | MISO_W | Internal | Winter | B17 | 100 | 207 | 0 | 44.93 | 11.36 | 7 | 0
2025 | IESO_2_MISO_W | IESO | MISO_W | Internal | Winter | B18 | 400 | 207 | 207 | 44.93 | 61.48 | 7 | 9.55
2025 | IESO_2_MISO_W | IESO | MISO_W | Internal | Winter | B19 | 700 | 207 | 207 | 44.93 | 61.48 | 7 | 9.55
2025 | IESO_2_MISO_W | IESO | MISO_W | Internal | Winter | B20 | 935 | 207 | 0 | 44.93 | 21.09 | 7 | 0
2025 | IESO_2_NYISO_A-F | IESO | NYISO_A-F | Internal | Shoulder | B11 | 25 | 1725 | 1125.2 | 44.93 | 51.93 | 7 | 0
2025 | IESO_2_NYISO_A-F | IESO | NYISO_A-F | Internal | Shoulder | B12 | 200 | 1725 | 1484.79 | 44.93 | 51.93 | 7 | 0
2025 | IESO_2_NYISO_A-F | IESO | NYISO_A-F | Internal | Shoulder | B13 | 600 | 1725 | 1173.39 | 44.93 | 51.93 | 7 | 0
2025 | IESO_2_NYISO_A-F | IESO | NYISO_A-F | Internal | Shoulder | B14 | 900 | 1725 | 1152.54 | 44.93 | 51.93 | 7 | 0
2025 | IESO_2_NYISO_A-F | IESO | NYISO_A-F | Internal | Shoulder | B15 | 1203 | 1725 | 1208.87 | 44.93 | 51.93 | 7 | 0
2025 | IESO_2_NYISO_A-F | IESO | NYISO_A-F | Internal | Summer | B1 | 10 | 1725 | 0 | 58.06 | 56.94 | 7 | 0
2025 | IESO_2_NYISO_A-F | IESO | NYISO_A-F | Internal | Summer | B2 | 25 | 1725 | 774.28 | 60.45 | 67.45 | 7 | 0
2025 | IESO_2_NYISO_A-F | IESO | NYISO_A-F | Internal | Summer | B3 | 75 | 1725 | 1627.38 | 60.45 | 67.45 | 7 | 0
2025 | IESO_2_NYISO_A-F | IESO | NYISO_A-F | Internal | Summer | B4 | 100 | 1725 | 1725 | 58.06 | 65.6 | 7 | 0.54
2025 | IESO_2_NYISO_A-F | IESO | NYISO_A-F | Internal | Summer | B5 | 200 | 1725 | 1725 | 51.66 | 59.6 | 7 | 0.94
2025 | IESO_2_NYISO_A-F | IESO | NYISO_A-F | Internal | Summer | B6 | 300 | 1725 | 1725 | 43.6 | 59.6 | 7 | 9
2025 | IESO_2_NYISO_A-F | IESO | NYISO_A-F | Internal | Summer | B7 | 400 | 1725 | 1725 | 43.6 | 59.6 | 7 | 9
2025 | IESO_2_NYISO_A-F | IESO | NYISO_A-F | Internal | Summer | B8 | 500 | 1725 | 1725 | 43.6 | 58.44 | 7 | 7.84
2025 | IESO_2_NYISO_A-F | IESO | NYISO_A-F | Internal | Summer | B9 | 800 | 1725 | 1725 | 43.6 | 56.94 | 7 | 6.34
2025 | IESO_2_NYISO_A-F | IESO | NYISO_A-F | Internal | Summer | B10 | 1262 | 1725 | 1725 | 43.6 | 56.94 | 7 | 6.34
2025 | IESO_2_NYISO_A-F | IESO | NYISO_A-F | Internal | Winter | B16 | 25 | 1725 | 913.47 | 44.93 | 51.93 | 7 | 0
2025 | IESO_2_NYISO_A-F | IESO | NYISO_A-F | Internal | Winter | B17 | 100 | 1725 | 945.41 | 44.93 | 51.93 | 7 | 0
2025 | IESO_2_NYISO_A-F | IESO | NYISO_A-F | Internal | Winter | B18 | 400 | 1725 | 798.12 | 44.93 | 51.93 | 7 | 0
2025 | IESO_2_NYISO_A-F | IESO | NYISO_A-F | Internal | Winter | B19 | 700 | 1725 | 641.59 | 44.93 | 51.93 | 7 | 0
2025 | IESO_2_NYISO_A-F | IESO | NYISO_A-F | Internal | Winter | B20 | 935 | 1725 | 711.91 | 44.93 | 51.93 | 7 | 0
2025 | MAPP_CA_2_IESO | MAPP_CA | IESO | Internal | Shoulder | B11 | 25 | 330 | 0 | 51.93 | 44.93 | 8 | 0
2025 | MAPP_CA_2_IESO | MAPP_CA | IESO | Internal | Shoulder | B12 | 200 | 330 | 0 | 52.37 | 44.93 | 8 | 0
2025 | MAPP_CA_2_IESO | MAPP_CA | IESO | Internal | Shoulder | B13 | 600 | 330 | 0 | 51.93 | 44.93 | 8 | 0
2025 | MAPP_CA_2_IESO | MAPP_CA | IESO | Internal | Shoulder | B14 | 900 | 330 | 0 | 51.93 | 44.93 | 8 | 0
2025 | MAPP_CA_2_IESO | MAPP_CA | IESO | Internal | Shoulder | B15 | 1203 | 330 | 0 | 51.93 | 44.93 | 8 | 0
2025 | MAPP_CA_2_IESO | MAPP_CA | IESO | Internal | Summer | B1 | 10 | 330 | 0 | 58.66 | 58.06 | 8 | 0
2025 | MAPP_CA_2_IESO | MAPP_CA | IESO | Internal | Summer | B2 | 25 | 330 | 0 | 58.66 | 60.45 | 8 | 0
2025 | MAPP_CA_2_IESO | MAPP_CA | IESO | Internal | Summer | B3 | 75 | 330 | 0 | 58.66 | 60.45 | 8 | 0
2025 | MAPP_CA_2_IESO | MAPP_CA | IESO | Internal | Summer | B4 | 100 | 330 | 0 | 65.06 | 58.06 | 8 | 0
2025 | MAPP_CA_2_IESO | MAPP_CA | IESO | Internal | Summer | B5 | 200 | 330 | 0 | 58.66 | 51.66 | 8 | 0
2025 | MAPP_CA_2_IESO | MAPP_CA | IESO | Internal | Summer | B6 | 300 | 330 | 0 | 58.66 | 43.6 | 8 | 0
2025 | MAPP_CA_2_IESO | MAPP_CA | IESO | Internal | Summer | B7 | 400 | 330 | 0 | 58.66 | 43.6 | 8 | 0
2025 | MAPP_CA_2_IESO | MAPP_CA | IESO | Internal | Summer | B8 | 500 | 330 | 0 | 58.66 | 43.6 | 8 | 0
2025 | MAPP_CA_2_IESO | MAPP_CA | IESO | Internal | Summer | B9 | 800 | 330 | 0 | 58.66 | 43.6 | 8 | 0
2025 | MAPP_CA_2_IESO | MAPP_CA | IESO | Internal | Summer | B10 | 1262 | 330 | 0 | 58.66 | 43.6 | 8 | 0
2025 | MAPP_CA_2_IESO | MAPP_CA | IESO | Internal | Winter | B16 | 25 | 330 | 0 | 61.47 | 44.93 | 8 | 0
2025 | MAPP_CA_2_IESO | MAPP_CA | IESO | Internal | Winter | B17 | 100 | 330 | 0 | 61.47 | 44.93 | 8 | 0
2025 | MAPP_CA_2_IESO | MAPP_CA | IESO | Internal | Winter | B18 | 400 | 330 | 0 | 61.47 | 44.93 | 8 | 0
2025 | MAPP_CA_2_IESO | MAPP_CA | IESO | Internal | Winter | B19 | 700 | 330 | 0 | 61.47 | 44.93 | 8 | 0
2025 | MAPP_CA_2_IESO | MAPP_CA | IESO | Internal | Winter | B20 | 935 | 330 | 0 | 61.47 | 44.93 | 8 | 0
2025 | MAPP_CA_2_MAPP_US | MAPP_CA | MAPP_US | Internal | Shoulder | B11 | 25 | 372 | 372 | 51.93 | 66.67 | 7 | 7.74
2025 | MAPP_CA_2_MAPP_US | MAPP_CA | MAPP_US | Internal | Shoulder | B12 | 200 | 372 | 53.77 | 52.37 | 59.37 | 7 | 0
2025 | MAPP_CA_2_MAPP_US | MAPP_CA | MAPP_US | Internal | Shoulder | B13 | 600 | 372 | 0 | 51.93 | 53.7 | 7 | 0
2025 | MAPP_CA_2_MAPP_US | MAPP_CA | MAPP_US | Internal | Shoulder | B14 | 900 | 372 | 0 | 51.93 | 44.94 | 7 | 0
2025 | MAPP_CA_2_MAPP_US | MAPP_CA | MAPP_US | Internal | Shoulder | B15 | 1203 | 372 | 0 | 51.93 | 11.33 | 7 | 0
2025 | MAPP_CA_2_MAPP_US | MAPP_CA | MAPP_US | Internal | Summer | B1 | 10 | 372 | 372 | 58.66 | 100.27 | 7 | 34.61
2025 | MAPP_CA_2_MAPP_US | MAPP_CA | MAPP_US | Internal | Summer | B2 | 25 | 372 | 372 | 58.66 | 100.26 | 7 | 34.6
2025 | MAPP_CA_2_MAPP_US | MAPP_CA | MAPP_US | Internal | Summer | B3 | 75 | 372 | 372 | 58.66 | 99.07 | 7 | 33.41
2025 | MAPP_CA_2_MAPP_US | MAPP_CA | MAPP_US | Internal | Summer | B4 | 100 | 372 | 372 | 65.06 | 94.06 | 7 | 22
2025 | MAPP_CA_2_MAPP_US | MAPP_CA | MAPP_US | Internal | Summer | B5 | 200 | 372 | 372 | 58.66 | 88.04 | 7 | 22.38
2025 | MAPP_CA_2_MAPP_US | MAPP_CA | MAPP_US | Internal | Summer | B6 | 300 | 372 | 372 | 58.66 | 73.33 | 7 | 7.67
2025 | MAPP_CA_2_MAPP_US | MAPP_CA | MAPP_US | Internal | Summer | B7 | 400 | 372 | 372 | 58.66 | 68.05 | 7 | 2.39
2025 | MAPP_CA_2_MAPP_US | MAPP_CA | MAPP_US | Internal | Summer | B8 | 500 | 372 | 0 | 58.66 | 61.99 | 7 | 0
2025 | MAPP_CA_2_MAPP_US | MAPP_CA | MAPP_US | Internal | Summer | B9 | 800 | 372 | 0 | 58.66 | 61.99 | 7 | 0
2025 | MAPP_CA_2_MAPP_US | MAPP_CA | MAPP_US | Internal | Summer | B10 | 1262 | 372 | 0 | 58.66 | 54.19 | 7 | 0
2025 | MAPP_CA_2_MAPP_US | MAPP_CA | MAPP_US | Internal | Winter | B16 | 25 | 372 | 0 | 61.47 | 11.33 | 7 | 0
2025 | MAPP_CA_2_MAPP_US | MAPP_CA | MAPP_US | Internal | Winter | B17 | 100 | 372 | 0 | 61.47 | 11.33 | 7 | 0
2025 | MAPP_CA_2_MAPP_US | MAPP_CA | MAPP_US | Internal | Winter | B18 | 400 | 372 | 0 | 61.47 | 54.48 | 7 | 0
2025 | MAPP_CA_2_MAPP_US | MAPP_CA | MAPP_US | Internal | Winter | B19 | 700 | 372 | 0 | 61.47 | 54.48 | 7 | 0
2025 | MAPP_CA_2_MAPP_US | MAPP_CA | MAPP_US | Internal | Winter | B20 | 935 | 372 | 0 | 61.47 | 14.09 | 7 | 0
2025 | MAPP_CA_2_MISO_W | MAPP_CA | MISO_W | Internal | Shoulder | B11 | 25 | 1970 | 1970 | 51.93 | 73.67 | 0.01 | 21.73
2025 | MAPP_CA_2_MISO_W | MAPP_CA | MISO_W | Internal | Shoulder | B12 | 200 | 1970 | 1970 | 52.37 | 66.37 | 0.01 | 13.99
2025 | MAPP_CA_2_MISO_W | MAPP_CA | MISO_W | Internal | Shoulder | B13 | 600 | 1970 | 1970 | 51.93 | 60.7 | 0.01 | 8.76
2025 | MAPP_CA_2_MISO_W | MAPP_CA | MISO_W | Internal | Shoulder | B14 | 900 | 1970 | 1323.34 | 51.93 | 51.94 | 0.01 | 0
2025 | MAPP_CA_2_MISO_W | MAPP_CA | MISO_W | Internal | Shoulder | B15 | 1203 | 1970 | 0 | 51.93 | 18.33 | 0.01 | 0
2025 | MAPP_CA_2_MISO_W | MAPP_CA | MISO_W | Internal | Summer | B1 | 10 | 1970 | 1970 | 58.66 | 107.27 | 0.01 | 48.6
2025 | MAPP_CA_2_MISO_W | MAPP_CA | MISO_W | Internal | Summer | B2 | 25 | 1970 | 1970 | 58.66 | 107.26 | 0.01 | 48.58
2025 | MAPP_CA_2_MISO_W | MAPP_CA | MISO_W | Internal | Summer | B3 | 75 | 1970 | 1970 | 58.66 | 106.07 | 0.01 | 47.39
2025 | MAPP_CA_2_MISO_W | MAPP_CA | MISO_W | Internal | Summer | B4 | 100 | 1970 | 1970 | 65.06 | 101.06 | 0.01 | 35.99
2025 | MAPP_CA_2_MISO_W | MAPP_CA | MISO_W | Internal | Summer | B5 | 200 | 1970 | 1970 | 58.66 | 95.04 | 0.01 | 36.37
2025 | MAPP_CA_2_MISO_W | MAPP_CA | MISO_W | Internal | Summer | B6 | 300 | 1970 | 1970 | 58.66 | 80.33 | 0.01 | 21.66
2025 | MAPP_CA_2_MISO_W | MAPP_CA | MISO_W | Internal | Summer | B7 | 400 | 1970 | 1970 | 58.66 | 75.05 | 0.01 | 16.38
2025 | MAPP_CA_2_MISO_W | MAPP_CA | MISO_W | Internal | Summer | B8 | 500 | 1970 | 1970 | 58.66 | 68.99 | 0.01 | 10.31
2025 | MAPP_CA_2_MISO_W | MAPP_CA | MISO_W | Internal | Summer | B9 | 800 | 1970 | 1970 | 58.66 | 65.32 | 0.01 | 6.65
2025 | MAPP_CA_2_MISO_W | MAPP_CA | MISO_W | Internal | Summer | B10 | 1262 | 1970 | 0 | 58.66 | 56.16 | 0.01 | 0
2025 | MAPP_CA_2_MISO_W | MAPP_CA | MISO_W | Internal | Winter | B16 | 25 | 1970 | 0 | 61.47 | 11.33 | 0.01 | 0
2025 | MAPP_CA_2_MISO_W | MAPP_CA | MISO_W | Internal | Winter | B17 | 100 | 1970 | 0 | 61.47 | 11.36 | 0.01 | 0
2025 | MAPP_CA_2_MISO_W | MAPP_CA | MISO_W | Internal | Winter | B18 | 400 | 1970 | 1424.82 | 61.47 | 61.48 | 0.01 | 0
2025 | MAPP_CA_2_MISO_W | MAPP_CA | MISO_W | Internal | Winter | B19 | 700 | 1970 | 1502.56 | 61.47 | 61.48 | 0.01 | 0
2025 | MAPP_CA_2_MISO_W | MAPP_CA | MISO_W | Internal | Winter | B20 | 935 | 1970 | 0 | 61.47 | 21.09 | 0.01 | 0
2025 | MAPP_US_2_MAPP_CA | MAPP_US | MAPP_CA | Internal | Shoulder | B11 | 25 | 165 | 0 | 66.67 | 51.93 | 7 | 0
2025 | MAPP_US_2_MAPP_CA | MAPP_US | MAPP_CA | Internal | Shoulder | B12 | 200 | 165 | 0 | 59.37 | 52.37 | 7 | 0
2025 | MAPP_US_2_MAPP_CA | MAPP_US | MAPP_CA | Internal | Shoulder | B13 | 600 | 165 | 0 | 53.7 | 51.93 | 7 | 0
2025 | MAPP_US_2_MAPP_CA | MAPP_US | MAPP_CA | Internal | Shoulder | B14 | 900 | 165 | 0.02 | 44.94 | 51.93 | 7 | 0
2025 | MAPP_US_2_MAPP_CA | MAPP_US | MAPP_CA | Internal | Shoulder | B15 | 1203 | 165 | 165 | 11.33 | 51.93 | 7 | 33.6
2025 | MAPP_US_2_MAPP_CA | MAPP_US | MAPP_CA | Internal | Summer | B1 | 10 | 165 | 0 | 100.27 | 58.66 | 7 | 0
2025 | MAPP_US_2_MAPP_CA | MAPP_US | MAPP_CA | Internal | Summer | B2 | 25 | 165 | 0 | 100.26 | 58.66 | 7 | 0
2025 | MAPP_US_2_MAPP_CA | MAPP_US | MAPP_CA | Internal | Summer | B3 | 75 | 165 | 0 | 99.07 | 58.66 | 7 | 0
2025 | MAPP_US_2_MAPP_CA | MAPP_US | MAPP_CA | Internal | Summer | B4 | 100 | 165 | 0 | 94.06 | 65.06 | 7 | 0
2025 | MAPP_US_2_MAPP_CA | MAPP_US | MAPP_CA | Internal | Summer | B5 | 200 | 165 | 0 | 88.04 | 58.66 | 7 | 0
2025 | MAPP_US_2_MAPP_CA | MAPP_US | MAPP_CA | Internal | Summer | B6 | 300 | 165 | 0 | 73.33 | 58.66 | 7 | 0
2025 | MAPP_US_2_MAPP_CA | MAPP_US | MAPP_CA | Internal | Summer | B7 | 400 | 165 | 0 | 68.05 | 58.66 | 7 | 0
2025 | MAPP_US_2_MAPP_CA | MAPP_US | MAPP_CA | Internal | Summer | B8 | 500 | 165 | 0 | 61.99 | 58.66 | 7 | 0
2025 | MAPP_US_2_MAPP_CA | MAPP_US | MAPP_CA | Internal | Summer | B9 | 800 | 165 | 0 | 61.99 | 58.66 | 7 | 0
2025 | MAPP_US_2_MAPP_CA | MAPP_US | MAPP_CA | Internal | Summer | B10 | 1262 | 165 | 0 | 54.19 | 58.66 | 7 | 0
2025 | MAPP_US_2_MAPP_CA | MAPP_US | MAPP_CA | Internal | Winter | B16 | 25 | 165 | 165 | 11.33 | 61.47 | 7 | 43.14
2025 | MAPP_US_2_MAPP_CA | MAPP_US | MAPP_CA | Internal | Winter | B17 | 100 | 165 | 165 | 11.33 | 61.47 | 7 | 43.14
2025 | MAPP_US_2_MAPP_CA | MAPP_US | MAPP_CA | Internal | Winter | B18 | 400 | 165 | 0.04 | 54.48 | 61.47 | 7 | 0
2025 | MAPP_US_2_MAPP_CA | MAPP_US | MAPP_CA | Internal | Winter | B19 | 700 | 165 | 0.02 | 54.48 | 61.47 | 7 | 0
2025 | MAPP_US_2_MAPP_CA | MAPP_US | MAPP_CA | Internal | Winter | B20 | 935 | 165 | 165 | 14.09 | 61.47 | 7 | 40.38
2025 | MAPP_US_2_MISO_W | MAPP_US | MISO_W | Internal | Shoulder | B11 | 25 | 2635 | 626.79 | 66.67 | 73.67 | 7 | 0
2025 | MAPP_US_2_MISO_W | MAPP_US | MISO_W | Internal | Shoulder | B12 | 200 | 2635 | 436.61 | 59.37 | 66.37 | 7 | 0
2025 | MAPP_US_2_MISO_W | MAPP_US | MISO_W | Internal | Shoulder | B13 | 600 | 2635 | 542.97 | 53.7 | 60.7 | 7 | 0
2025 | MAPP_US_2_MISO_W | MAPP_US | MISO_W | Internal | Shoulder | B14 | 900 | 2635 | 1098.63 | 44.94 | 51.94 | 7 | 0
2025 | MAPP_US_2_MISO_W | MAPP_US | MISO_W | Internal | Shoulder | B15 | 1203 | 2635 | 566.4 | 11.33 | 18.33 | 7 | 0
2025 | MAPP_US_2_MISO_W | MAPP_US | MISO_W | Internal | Summer | B1 | 10 | 2635 | 844.41 | 100.27 | 107.27 | 7 | 0
2025 | MAPP_US_2_MISO_W | MAPP_US | MISO_W | Internal | Summer | B2 | 25 | 2635 | 1229.7 | 100.26 | 107.26 | 7 | 0
2025 | MAPP_US_2_MISO_W | MAPP_US | MISO_W | Internal | Summer | B3 | 75 | 2635 | 1162.62 | 99.07 | 106.07 | 7 | 0
2025 | MAPP_US_2_MISO_W | MAPP_US | MISO_W | Internal | Summer | B4 | 100 | 2635 | 1230.33 | 94.06 | 101.06 | 7 | 0
2025 | MAPP_US_2_MISO_W | MAPP_US | MISO_W | Internal | Summer | B5 | 200 | 2635 | 451.4 | 88.04 | 95.04 | 7 | 0
2025 | MAPP_US_2_MISO_W | MAPP_US | MISO_W | Internal | Summer | B6 | 300 | 2635 | 317.69 | 73.33 | 80.33 | 7 | 0
2025 | MAPP_US_2_MISO_W | MAPP_US | MISO_W | Internal | Summer | B7 | 400 | 2635 | 659.05 | 68.05 | 75.05 | 7 | 0
2025 | MAPP_US_2_MISO_W | MAPP_US | MISO_W | Internal | Summer | B8 | 500 | 2635 | 216.8 | 61.99 | 68.99 | 7 | 0
2025 | MAPP_US_2_MISO_W | MAPP_US | MISO_W | Internal | Summer | B9 | 800 | 2635 | 0 | 61.99 | 65.32 | 7 | 0
2025 | MAPP_US_2_MISO_W | MAPP_US | MISO_W | Internal | Summer | B10 | 1262 | 2635 | 0 | 54.19 | 56.16 | 7 | 0
2025 | MAPP_US_2_MISO_W | MAPP_US | MISO_W | Internal | Winter | B16 | 25 | 2635 | 0 | 11.33 | 11.33 | 7 | 0
2025 | MAPP_US_2_MISO_W | MAPP_US | MISO_W | Internal | Winter | B17 | 100 | 2635 | 0 | 11.33 | 11.36 | 7 | 0
2025 | MAPP_US_2_MISO_W | MAPP_US | MISO_W | Internal | Winter | B18 | 400 | 2635 | 1979.34 | 54.48 | 61.48 | 7 | 0
2025 | MAPP_US_2_MISO_W | MAPP_US | MISO_W | Internal | Winter | B19 | 700 | 2635 | 1026.07 | 54.48 | 61.48 | 7 | 0
2025 | MAPP_US_2_MISO_W | MAPP_US | MISO_W | Internal | Winter | B20 | 935 | 2635 | 857.49 | 14.09 | 21.09 | 7 | 0
2025 | MAPP_US_2_NE | MAPP_US | NE | Internal | Shoulder | B11 | 25 | 2000 | 0 | 66.67 | 68.67 | 7 | 0
2025 | MAPP_US_2_NE | MAPP_US | NE | Internal | Shoulder | B12 | 200 | 2000 | 0 | 59.37 | 61.36 | 7 | 0
2025 | MAPP_US_2_NE | MAPP_US | NE | Internal | Shoulder | B13 | 600 | 2000 | 0 | 53.7 | 50.67 | 7 | 0
2025 | MAPP_US_2_NE | MAPP_US | NE | Internal | Shoulder | B14 | 900 | 2000 | 0 | 44.94 | 0.02 | 7 | 0
2025 | MAPP_US_2_NE | MAPP_US | NE | Internal | Shoulder | B15 | 1203 | 2000 | 0 | 11.33 | 0.01 | 7 | 0
2025 | MAPP_US_2_NE | MAPP_US | NE | Internal | Summer | B1 | 10 | 2000 | 0 | 100.27 | 102.27 | 7 | 0
2025 | MAPP_US_2_NE | MAPP_US | NE | Internal | Summer | B2 | 25 | 2000 | 0 | 100.26 | 97.38 | 7 | 0
2025 | MAPP_US_2_NE | MAPP_US | NE | Internal | Summer | B3 | 75 | 2000 | 0 | 99.07 | 101.07 | 7 | 0
2025 | MAPP_US_2_NE | MAPP_US | NE | Internal | Summer | B4 | 100 | 2000 | 0 | 94.06 | 96.06 | 7 | 0
2025 | MAPP_US_2_NE | MAPP_US | NE | Internal | Summer | B5 | 200 | 2000 | 0 | 88.04 | 90.04 | 7 | 0
2025 | MAPP_US_2_NE | MAPP_US | NE | Internal | Summer | B6 | 300 | 2000 | 0 | 73.33 | 75.33 | 7 | 0
2025 | MAPP_US_2_NE | MAPP_US | NE | Internal | Summer | B7 | 400 | 2000 | 0 | 68.05 | 70.05 | 7 | 0
2025 | MAPP_US_2_NE | MAPP_US | NE | Internal | Summer | B8 | 500 | 2000 | 0 | 61.99 | 63.99 | 7 | 0
2025 | MAPP_US_2_NE | MAPP_US | NE | Internal | Summer | B9 | 800 | 2000 | 0 | 61.99 | 60.32 | 7 | 0
2025 | MAPP_US_2_NE | MAPP_US | NE | Internal | Summer | B10 | 1262 | 2000 | 0 | 54.19 | 49.19 | 7 | 0
2025 | MAPP_US_2_NE | MAPP_US | NE | Internal | Winter | B16 | 25 | 2000 | 0 | 11.33 | 0.01 | 7 | 0
2025 | MAPP_US_2_NE | MAPP_US | NE | Internal | Winter | B17 | 100 | 2000 | 0 | 11.33 | 0.01 | 7 | 0
2025 | MAPP_US_2_NE | MAPP_US | NE | Internal | Winter | B18 | 400 | 2000 | 0 | 54.48 | 46.93 | 7 | 0
2025 | MAPP_US_2_NE | MAPP_US | NE | Internal | Winter | B19 | 700 | 2000 | 0 | 54.48 | 46.93 | 7 | 0
2025 | MAPP_US_2_NE | MAPP_US | NE | Internal | Winter | B20 | 935 | 2000 | 0 | 14.09 | 0.01 | 7 | 0
2025 | MARITIMES_2_NEISO | MARITIMES | NEISO | Internal | Shoulder | B11 | 25 | 99999 | 1720.66 | 55.89 | 55.9 | 0.01 | 0
2025 | MARITIMES_2_NEISO | MARITIMES | NEISO | Internal | Shoulder | B12 | 200 | 99999 | 1717.44 | 57.33 | 57.34 | 0.01 | 0
2025 | MARITIMES_2_NEISO | MARITIMES | NEISO | Internal | Shoulder | B13 | 600 | 99999 | 1704.79 | 55.89 | 55.9 | 0.01 | 0
2025 | MARITIMES_2_NEISO | MARITIMES | NEISO | Internal | Shoulder | B14 | 900 | 99999 | 1682.64 | 55.89 | 55.9 | 0.01 | 0
2025 | MARITIMES_2_NEISO | MARITIMES | NEISO | Internal | Shoulder | B15 | 1203 | 99999 | 648.08 | 55.89 | 55.9 | 0.01 | 0
2025 | MARITIMES_2_NEISO | MARITIMES | NEISO | Internal | Summer | B1 | 10 | 99999 | 1900.01 | 87.27 | 87.28 | 0.01 | 0
2025 | MARITIMES_2_NEISO | MARITIMES | NEISO | Internal | Summer | B2 | 25 | 99999 | 1878.84 | 94.44 | 94.45 | 0.01 | 0
2025 | MARITIMES_2_NEISO | MARITIMES | NEISO | Internal | Summer | B3 | 75 | 99999 | 1836.38 | 75.23 | 75.24 | 0.01 | 0
2025 | MARITIMES_2_NEISO | MARITIMES | NEISO | Internal | Summer | B4 | 100 | 99999 | 1799.97 | 62.58 | 62.6 | 0.01 | 0
2025 | MARITIMES_2_NEISO | MARITIMES | NEISO | Internal | Summer | B5 | 200 | 99999 | 1780.16 | 62.58 | 62.6 | 0.01 | 0
2025 | MARITIMES_2_NEISO | MARITIMES | NEISO | Internal | Summer | B6 | 300 | 99999 | 1757.82 | 62.58 | 62.6 | 0.01 | 0
2025 | MARITIMES_2_NEISO | MARITIMES | NEISO | Internal | Summer | B7 | 400 | 99999 | 1732.23 | 62.58 | 62.6 | 0.01 | 0
2025 | MARITIMES_2_NEISO | MARITIMES | NEISO | Internal | Summer | B8 | 500 | 99999 | 1712.1 | 61.43 | 61.44 | 0.01 | 0
2025 | MARITIMES_2_NEISO | MARITIMES | NEISO | Internal | Summer | B9 | 800 | 99999 | 1687.45 | 59.92 | 59.94 | 0.01 | 0
2025 | MARITIMES_2_NEISO | MARITIMES | NEISO | Internal | Summer | B10 | 1262 | 99999 | 465.06 | 54.64 | 54.65 | 0.01 | 0
2025 | MARITIMES_2_NEISO | MARITIMES | NEISO | Internal | Winter | B16 | 25 | 99999 | 1765.23 | 65.66 | 65.67 | 0.01 | 0
2025 | MARITIMES_2_NEISO | MARITIMES | NEISO | Internal | Winter | B17 | 100 | 99999 | 1747.34 | 65.66 | 65.67 | 0.01 | 0
2025 | MARITIMES_2_NEISO | MARITIMES | NEISO | Internal | Winter | B18 | 400 | 99999 | 1733.65 | 55.39 | 55.4 | 0.01 | 0
2025 | MARITIMES_2_NEISO | MARITIMES | NEISO | Internal | Winter | B19 | 700 | 99999 | 1708.15 | 55.39 | 55.4 | 0.01 | 0
2025 | MARITIMES_2_NEISO | MARITIMES | NEISO | Internal | Winter | B20 | 935 | 99999 | 723.43 | 55.39 | 55.4 | 0.01 | 0
2025 | MISO_IN_2_MISO_MI | MISO_IN | MISO_MI | Internal | Shoulder | B11 | 25 | 5768 | 4876.04 | 71.95 | 71.96 | 0.01 | 0
2025 | MISO_IN_2_MISO_MI | MISO_IN | MISO_MI | Internal | Shoulder | B12 | 200 | 5768 | 5768 | 66.37 | 67.37 | 0.01 | 0.99
2025 | MISO_IN_2_MISO_MI | MISO_IN | MISO_MI | Internal | Shoulder | B13 | 600 | 5768 | 5768 | 60.7 | 67.04 | 0.01 | 6.33
2025 | MISO_IN_2_MISO_MI | MISO_IN | MISO_MI | Internal | Shoulder | B14 | 900 | 5768 | 5562.85 | 59.11 | 59.13 | 0.01 | 0
2025 | MISO_IN_2_MISO_MI | MISO_IN | MISO_MI | Internal | Shoulder | B15 | 1203 | 5768 | 3751.07 | 57.02 | 57.03 | 0.01 | 0
2025 | MISO_IN_2_MISO_MI | MISO_IN | MISO_MI | Internal | Summer | B1 | 10 | 5768 | 5766.66 | 107.25 | 107.27 | 0.01 | 0.01
2025 | MISO_IN_2_MISO_MI | MISO_IN | MISO_MI | Internal | Summer | B2 | 25 | 5768 | 4917.59 | 107.26 | 107.27 | 0.01 | 0
2025 | MISO_IN_2_MISO_MI | MISO_IN | MISO_MI | Internal | Summer | B3 | 75 | 5768 | 3266.14 | 106.07 | 106.08 | 0.01 | 0
2025 | MISO_IN_2_MISO_MI | MISO_IN | MISO_MI | Internal | Summer | B4 | 100 | 5768 | 2174.28 | 101.06 | 101.07 | 0.01 | 0
2025 | MISO_IN_2_MISO_MI | MISO_IN | MISO_MI | Internal | Summer | B5 | 200 | 5768 | 1910.51 | 95.03 | 95.04 | 0.01 | 0
2025 | MISO_IN_2_MISO_MI | MISO_IN | MISO_MI | Internal | Summer | B6 | 300 | 5768 | 2036.03 | 80.33 | 80.34 | 0.01 | 0
2025 | MISO_IN_2_MISO_MI | MISO_IN | MISO_MI | Internal | Summer | B7 | 400 | 5768 | 3184.6 | 75.05 | 75.07 | 0.01 | 0
2025 | MISO_IN_2_MISO_MI | MISO_IN | MISO_MI | Internal | Summer | B8 | 500 | 5768 | 3246.65 | 70.91 | 70.92 | 0.01 | 0
2025 | MISO_IN_2_MISO_MI | MISO_IN | MISO_MI | Internal | Summer | B9 | 800 | 5768 | 4192.56 | 65.32 | 65.33 | 0.01 | 0
2025 | MISO_IN_2_MISO_MI | MISO_IN | MISO_MI | Internal | Summer | B10 | 1262 | 5768 | 5156.18 | 57.86 | 57.88 | 0.01 | 0
2025 | MISO_IN_2_MISO_MI | MISO_IN | MISO_MI | Internal | Winter | B16 | 25 | 5768 | 5768 | 61.48 | 74.42 | 0.01 | 12.93
2025 | MISO_IN_2_MISO_MI | MISO_IN | MISO_MI | Internal | Winter | B17 | 100 | 5768 | 5206.6 | 71.38 | 71.4 | 0.01 | 0
2025 | MISO_IN_2_MISO_MI | MISO_IN | MISO_MI | Internal | Winter | B18 | 400 | 5768 | 5768 | 64.02 | 69.67 | 0.01 | 5.64
2025 | MISO_IN_2_MISO_MI | MISO_IN | MISO_MI | Internal | Winter | B19 | 700 | 5768 | 5767.97 | 61.48 | 61.5 | 0.01 | 0.01
2025 | MISO_IN_2_MISO_MI | MISO_IN | MISO_MI | Internal | Winter | B20 | 935 | 5768 | 5438.64 | 59.44 | 59.46 | 0.01 | 0
2025 | MISO_IN_2_MISO_MO-IL | MISO_IN | MISO_MO-IL | Internal | Shoulder | B11 | 25 | 5000 | 5000 | 71.95 | 73.68 | 0.01 | 1.72
2025 | MISO_IN_2_MISO_MO-IL | MISO_IN | MISO_MO-IL | Internal | Shoulder | B12 | 200 | 5000 | 1663.43 | 66.37 | 66.38 | 0.01 | 0
2025 | MISO_IN_2_MISO_MO-IL | MISO_IN | MISO_MO-IL | Internal | Shoulder | B13 | 600 | 5000 | 1420.88 | 60.7 | 60.71 | 0.01 | 0
2025 | MISO_IN_2_MISO_MO-IL | MISO_IN | MISO_MO-IL | Internal | Shoulder | B14 | 900 | 5000 | 0.01 | 59.11 | 59.1 | 0.01 | 0
2025 | MISO_IN_2_MISO_MO-IL | MISO_IN | MISO_MO-IL | Internal | Shoulder | B15 | 1203 | 5000 | 0 | 57.02 | 55.62 | 0.01 | 0
2025 | MISO_IN_2_MISO_MO-IL | MISO_IN | MISO_MO-IL | Internal | Summer | B1 | 10 | 5000 | 4674.18 | 107.25 | 107.26 | 0.01 | 0
2025 | MISO_IN_2_MISO_MO-IL | MISO_IN | MISO_MO-IL | Internal | Summer | B2 | 25 | 5000 | 1766.94 | 107.26 | 107.27 | 0.01 | 0
2025 | MISO_IN_2_MISO_MO-IL | MISO_IN | MISO_MO-IL | Internal | Summer | B3 | 75 | 5000 | 3580.3 | 106.07 | 106.08 | 0.01 | 0
2025 | MISO_IN_2_MISO_MO-IL | MISO_IN | MISO_MO-IL | Internal | Summer | B4 | 100 | 5000 | 3881.29 | 101.06 | 101.07 | 0.01 | 0
2025 | MISO_IN_2_MISO_MO-IL | MISO_IN | MISO_MO-IL | Internal | Summer | B5 | 200 | 5000 | 4917.51 | 95.03 | 95.04 | 0.01 | 0
2025 | MISO_IN_2_MISO_MO-IL | MISO_IN | MISO_MO-IL | Internal | Summer | B6 | 300 | 5000 | 4588.4 | 80.33 | 80.34 | 0.01 | 0
2025 | MISO_IN_2_MISO_MO-IL | MISO_IN | MISO_MO-IL | Internal | Summer | B7 | 400 | 5000 | 1578.06 | 75.05 | 75.07 | 0.01 | 0
2025 | MISO_IN_2_MISO_MO-IL | MISO_IN | MISO_MO-IL | Internal | Summer | B8 | 500 | 5000 | 2114.29 | 70.91 | 70.92 | 0.01 | 0
2025 | MISO_IN_2_MISO_MO-IL | MISO_IN | MISO_MO-IL | Internal | Summer | B9 | 800 | 5000 | 2423.22 | 65.32 | 65.33 | 0.01 | 0
2025 | MISO_IN_2_MISO_MO-IL | MISO_IN | MISO_MO-IL | Internal | Summer | B10 | 1262 | 5000 | 0 | 57.86 | 56.18 | 0.01 | 0
2025 | MISO_IN_2_MISO_MO-IL | MISO_IN | MISO_MO-IL | Internal | Winter | B16 | 25 | 5000 | 4417.49 | 61.48 | 61.49 | 0.01 | 0
2025 | MISO_IN_2_MISO_MO-IL | MISO_IN | MISO_MO-IL | Internal | Winter | B17 | 100 | 5000 | 0.09 | 71.38 | 71.37 | 0.01 | 0
2025 | MISO_IN_2_MISO_MO-IL | MISO_IN | MISO_MO-IL | Internal | Winter | B18 | 400 | 5000 | 588.81 | 64.02 | 64.03 | 0.01 | 0
2025 | MISO_IN_2_MISO_MO-IL | MISO_IN | MISO_MO-IL | Internal | Winter | B19 | 700 | 5000 | 141.71 | 61.48 | 61.49 | 0.01 | 0
2025 | MISO_IN_2_MISO_MO-IL | MISO_IN | MISO_MO-IL | Internal | Winter | B20 | 935 | 5000 | 0 | 59.44 | 58.1 | 0.01 | 0
2025 | MISO_IN_2_NonRTO_Midwest | MISO_IN | NonRTO_Midwest | Internal | Shoulder | B11 | 25 | 4800 | 4799.99 | 71.95 | 80.92 | 8 | 0.97
2025 | MISO_IN_2_NonRTO_Midwest | MISO_IN | NonRTO_Midwest | Internal | Shoulder | B12 | 200 | 4800 | 4539.1 | 66.37 | 74.37 | 8 | 0
2025 | MISO_IN_2_NonRTO_Midwest | MISO_IN | NonRTO_Midwest | Internal | Shoulder | B13 | 600 | 4800 | 3969.02 | 60.7 | 68.7 | 8 | 0
2025 | MISO_IN_2_NonRTO_Midwest | MISO_IN | NonRTO_Midwest | Internal | Shoulder | B14 | 900 | 4800 | 3521.96 | 59.11 | 67.11 | 8 | 0
2025 | MISO_IN_2_NonRTO_Midwest | MISO_IN | NonRTO_Midwest | Internal | Shoulder | B15 | 1203 | 4800 | 2620.46 | 57.02 | 65.02 | 8 | 0
2025 | MISO_IN_2_NonRTO_Midwest | MISO_IN | NonRTO_Midwest | Internal | Summer | B1 | 10 | 4800 | 2753.27 | 107.25 | 115.25 | 8 | 0
2025 | MISO_IN_2_NonRTO_Midwest | MISO_IN | NonRTO_Midwest | Internal | Summer | B2 | 25 | 4800 | 2549.5 | 107.26 | 115.26 | 8 | 0
2025 | MISO_IN_2_NonRTO_Midwest | MISO_IN | NonRTO_Midwest | Internal | Summer | B3 | 75 | 4800 | 2031.04 | 106.07 | 114.07 | 8 | 0
2025 | MISO_IN_2_NonRTO_Midwest | MISO_IN | NonRTO_Midwest | Internal | Summer | B4 | 100 | 4800 | 1599.31 | 101.06 | 109.06 | 8 | 0
2025 | MISO_IN_2_NonRTO_Midwest | MISO_IN | NonRTO_Midwest | Internal | Summer | B5 | 200 | 4800 | 1271.94 | 95.03 | 103.03 | 8 | 0
2025 | MISO_IN_2_NonRTO_Midwest | MISO_IN | NonRTO_Midwest | Internal | Summer | B6 | 300 | 4800 | 773.59 | 80.33 | 88.33 | 8 | 0
2025 | MISO_IN_2_NonRTO_Midwest | MISO_IN | NonRTO_Midwest | Internal | Summer | B7 | 400 | 4800 | 2159.51 | 75.05 | 83.05 | 8 | 0
2025 | MISO_IN_2_NonRTO_Midwest | MISO_IN | NonRTO_Midwest | Internal | Summer | B8 | 500 | 4800 | 3995.14 | 70.91 | 78.91 | 8 | 0
2025 | MISO_IN_2_NonRTO_Midwest | MISO_IN | NonRTO_Midwest | Internal | Summer | B9 | 800 | 4800 | 3313.77 | 65.32 | 73.32 | 8 | 0
2025 | MISO_IN_2_NonRTO_Midwest | MISO_IN | NonRTO_Midwest | Internal | Summer | B10 | 1262 | 4800 | 2181.06 | 57.86 | 65.86 | 8 | 0
2025 | MISO_IN_2_NonRTO_Midwest | MISO_IN | NonRTO_Midwest | Internal | Winter | B16 | 25 | 4800 | 4800 | 61.48 | 82.38 | 8 | 12.9
2025 | MISO_IN_2_NonRTO_Midwest | MISO_IN | NonRTO_Midwest | Internal | Winter | B17 | 100 | 4800 | 4800 | 71.38 | 81.12 | 8 | 1.74
2025 | MISO_IN_2_NonRTO_Midwest | MISO_IN | NonRTO_Midwest | Internal | Winter | B18 | 400 | 4800 | 4526.83 | 64.02 | 72.02 | 8 | 0
2025 | MISO_IN_2_NonRTO_Midwest | MISO_IN | NonRTO_Midwest | Internal | Winter | B19 | 700 | 4800 | 3844.69 | 61.48 | 69.48 | 8 | 0
2025 | MISO_IN_2_NonRTO_Midwest | MISO_IN | NonRTO_Midwest | Internal | Winter | B20 | 935 | 4800 | 2936.92 | 59.44 | 67.44 | 8 | 0
2025 | MISO_IN_2_PJM_ROR | MISO_IN | PJM_ROR | Internal | Shoulder | B11 | 25 | 1253 | 1253 | 71.95 | 75.67 | 2 | 1.72
2025 | MISO_IN_2_PJM_ROR | MISO_IN | PJM_ROR | Internal | Shoulder | B12 | 200 | 1253 | 1253 | 66.37 | 71.23 | 2 | 2.86
2025 | MISO_IN_2_PJM_ROR | MISO_IN | PJM_ROR | Internal | Shoulder | B13 | 600 | 1253 | 1253 | 60.7 | 69.04 | 2 | 6.35
2025 | MISO_IN_2_PJM_ROR | MISO_IN | PJM_ROR | Internal | Shoulder | B14 | 900 | 1253 | 1253 | 59.11 | 67.73 | 2 | 6.62
2025 | MISO_IN_2_PJM_ROR | MISO_IN | PJM_ROR | Internal | Shoulder | B15 | 1203 | 1253 | 474.76 | 57.02 | 59.02 | 2 | 0
2025 | MISO_IN_2_PJM_ROR | MISO_IN | PJM_ROR | Internal | Summer | B1 | 10 | 1253 | 1252.24 | 107.25 | 109.27 | 2 | 0.02
2025 | MISO_IN_2_PJM_ROR | MISO_IN | PJM_ROR | Internal | Summer | B2 | 25 | 1253 | 1252.34 | 107.26 | 109.27 | 2 | 0.01
2025 | MISO_IN_2_PJM_ROR | MISO_IN | PJM_ROR | Internal | Summer | B3 | 75 | 1253 | 1224.28 | 106.07 | 108.07 | 2 | 0
2025 | MISO_IN_2_PJM_ROR | MISO_IN | PJM_ROR | Internal | Summer | B4 | 100 | 1253 | 729.38 | 101.06 | 103.06 | 2 | 0
2025 | MISO_IN_2_PJM_ROR | MISO_IN | PJM_ROR | Internal | Summer | B5 | 200 | 1253 | 1252.91 | 95.03 | 97.04 | 2 | 0.01
2025 | MISO_IN_2_PJM_ROR | MISO_IN | PJM_ROR | Internal | Summer | B6 | 300 | 1253 | 1065.69 | 80.33 | 82.33 | 2 | 0
2025 | MISO_IN_2_PJM_ROR | MISO_IN | PJM_ROR | Internal | Summer | B7 | 400 | 1253 | 515.72 | 75.05 | 77.05 | 2 | 0
2025 | MISO_IN_2_PJM_ROR | MISO_IN | PJM_ROR | Internal | Summer | B8 | 500 | 1253 | 0 | 70.91 | 70.99 | 2 | 0
2025 | MISO_IN_2_PJM_ROR | MISO_IN | PJM_ROR | Internal | Summer | B9 | 800 | 1253 | 40.16 | 65.32 | 67.32 | 2 | 0
2025 | MISO_IN_2_PJM_ROR | MISO_IN | PJM_ROR | Internal | Summer | B10 | 1262 | 1253 | 0 | 57.86 | 58.16 | 2 | 0
2025 | MISO_IN_2_PJM_ROR | MISO_IN | PJM_ROR | Internal | Winter | B16 | 25 | 1253 | 1253 | 61.48 | 76.86 | 2 | 13.39
2025 | MISO_IN_2_PJM_ROR | MISO_IN | PJM_ROR | Internal | Winter | B17 | 100 | 1253 | 1253 | 71.38 | 75.13 | 2 | 1.74
2025 | MISO_IN_2_PJM_ROR | MISO_IN | PJM_ROR | Internal | Winter | B18 | 400 | 1253 | 1253 | 64.02 | 72.25 | 2 | 6.23
2025 | MISO_IN_2_PJM_ROR | MISO_IN | PJM_ROR | Internal | Winter | B19 | 700 | 1253 | 1253 | 61.48 | 71.01 | 2 | 7.53
2025 | MISO_IN_2_PJM_ROR | MISO_IN | PJM_ROR | Internal | Winter | B20 | 935 | 1253 | 1253 | 59.44 | 61.8 | 2 | 0.36
2025 | MISO_MI_2_IESO | MISO_MI | IESO | Internal | Shoulder | B11 | 25 | 2331 | 0 | 71.96 | 44.93 | 8 | 0
2025 | MISO_MI_2_IESO | MISO_MI | IESO | Internal | Shoulder | B12 | 200 | 2331 | 0 | 67.37 | 44.93 | 8 | 0
2025 | MISO_MI_2_IESO | MISO_MI | IESO | Internal | Shoulder | B13 | 600 | 2331 | 0 | 67.04 | 44.93 | 8 | 0
2025 | MISO_MI_2_IESO | MISO_MI | IESO | Internal | Shoulder | B14 | 900 | 2331 | 0 | 59.13 | 44.93 | 8 | 0
2025 | MISO_MI_2_IESO | MISO_MI | IESO | Internal | Shoulder | B15 | 1203 | 2331 | 0 | 57.03 | 44.93 | 8 | 0
2025 | MISO_MI_2_IESO | MISO_MI | IESO | Internal | Summer | B1 | 10 | 2331 | 0 | 107.27 | 58.06 | 8 | 0
2025 | MISO_MI_2_IESO | MISO_MI | IESO | Internal | Summer | B2 | 25 | 2331 | 0 | 107.27 | 60.45 | 8 | 0
2025 | MISO_MI_2_IESO | MISO_MI | IESO | Internal | Summer | B3 | 75 | 2331 | 0 | 106.08 | 60.45 | 8 | 0
2025 | MISO_MI_2_IESO | MISO_MI | IESO | Internal | Summer | B4 | 100 | 2331 | 0 | 101.07 | 58.06 | 8 | 0
2025 | MISO_MI_2_IESO | MISO_MI | IESO | Internal | Summer | B5 | 200 | 2331 | 0 | 95.04 | 51.66 | 8 | 0
2025 | MISO_MI_2_IESO | MISO_MI | IESO | Internal | Summer | B6 | 300 | 2331 | 0 | 80.34 | 43.6 | 8 | 0
2025 | MISO_MI_2_IESO | MISO_MI | IESO | Internal | Summer | B7 | 400 | 2331 | 0 | 75.07 | 43.6 | 8 | 0
2025 | MISO_MI_2_IESO | MISO_MI | IESO | Internal | Summer | B8 | 500 | 2331 | 0 | 70.92 | 43.6 | 8 | 0
2025 | MISO_MI_2_IESO | MISO_MI | IESO | Internal | Summer | B9 | 800 | 2331 | 0 | 65.33 | 43.6 | 8 | 0
2025 | MISO_MI_2_IESO | MISO_MI | IESO | Internal | Summer | B10 | 1262 | 2331 | 0 | 57.88 | 43.6 | 8 | 0
2025 | MISO_MI_2_IESO | MISO_MI | IESO | Internal | Winter | B16 | 25 | 2331 | 0 | 74.42 | 44.93 | 8 | 0
2025 | MISO_MI_2_IESO | MISO_MI | IESO | Internal | Winter | B17 | 100 | 2331 | 0 | 71.4 | 44.93 | 8 | 0
2025 | MISO_MI_2_IESO | MISO_MI | IESO | Internal | Winter | B18 | 400 | 2331 | 0 | 69.67 | 44.93 | 8 | 0
2025 | MISO_MI_2_IESO | MISO_MI | IESO | Internal | Winter | B19 | 700 | 2331 | 0 | 61.5 | 44.93 | 8 | 0
2025 | MISO_MI_2_IESO | MISO_MI | IESO | Internal | Winter | B20 | 935 | 2331 | 0 | 59.46 | 44.93 | 8 | 0
2025 | MISO_MI_2_MISO_IN | MISO_MI | MISO_IN | Internal | Shoulder | B11 | 25 | 2813 | 0.32 | 71.96 | 71.95 | 0.01 | 0
2025 | MISO_MI_2_MISO_IN | MISO_MI | MISO_IN | Internal | Shoulder | B12 | 200 | 2813 | 0 | 67.37 | 66.37 | 0.01 | 0
2025 | MISO_MI_2_MISO_IN | MISO_MI | MISO_IN | Internal | Shoulder | B13 | 600 | 2813 | 0 | 67.04 | 60.7 | 0.01 | 0
2025 | MISO_MI_2_MISO_IN | MISO_MI | MISO_IN | Internal | Shoulder | B14 | 900 | 2813 | 0 | 59.13 | 59.11 | 0.01 | 0
2025 | MISO_MI_2_MISO_IN | MISO_MI | MISO_IN | Internal | Shoulder | B15 | 1203 | 2813 | 0 | 57.03 | 57.02 | 0.01 | 0
2025 | MISO_MI_2_MISO_IN | MISO_MI | MISO_IN | Internal | Summer | B1 | 10 | 2813 | 0.46 | 107.27 | 107.25 | 0.01 | 0
2025 | MISO_MI_2_MISO_IN | MISO_MI | MISO_IN | Internal | Summer | B2 | 25 | 2813 | 0.33 | 107.27 | 107.26 | 0.01 | 0
2025 | MISO_MI_2_MISO_IN | MISO_MI | MISO_IN | Internal | Summer | B3 | 75 | 2813 | 0.12 | 106.08 | 106.07 | 0.01 | 0
2025 | MISO_MI_2_MISO_IN | MISO_MI | MISO_IN | Internal | Summer | B4 | 100 | 2813 | 0.09 | 101.07 | 101.06 | 0.01 | 0
2025 | MISO_MI_2_MISO_IN | MISO_MI | MISO_IN | Internal | Summer | B5 | 200 | 2813 | 0.04 | 95.04 | 95.03 | 0.01 | 0
2025 | MISO_MI_2_MISO_IN | MISO_MI | MISO_IN | Internal | Summer | B6 | 300 | 2813 | 0.03 | 80.34 | 80.33 | 0.01 | 0
2025 | MISO_MI_2_MISO_IN | MISO_MI | MISO_IN | Internal | Summer | B7 | 400 | 2813 | 0.02 | 75.07 | 75.05 | 0.01 | 0
2025 | MISO_MI_2_MISO_IN | MISO_MI | MISO_IN | Internal | Summer | B8 | 500 | 2813 | 0.02 | 70.92 | 70.91 | 0.01 | 0
2025 | MISO_MI_2_MISO_IN | MISO_MI | MISO_IN | Internal | Summer | B9 | 800 | 2813 | 0.01 | 65.33 | 65.32 | 0.01 | 0
2025 | MISO_MI_2_MISO_IN | MISO_MI | MISO_IN | Internal | Summer | B10 | 1262 | 2813 | 0 | 57.88 | 57.86 | 0.01 | 0
2025 | MISO_MI_2_MISO_IN | MISO_MI | MISO_IN | Internal | Winter | B16 | 25 | 2813 | 0 | 74.42 | 61.48 | 0.01 | 0
2025 | MISO_MI_2_MISO_IN | MISO_MI | MISO_IN | Internal | Winter | B17 | 100 | 2813 | 0.09 | 71.4 | 71.38 | 0.01 | 0
2025 | MISO_MI_2_MISO_IN | MISO_MI | MISO_IN | Internal | Winter | B18 | 400 | 2813 | 0 | 69.67 | 64.02 | 0.01 | 0
2025 | MISO_MI_2_MISO_IN | MISO_MI | MISO_IN | Internal | Winter | B19 | 700 | 2813 | 0 | 61.5 | 61.48 | 0.01 | 0
2025 | MISO_MI_2_MISO_IN | MISO_MI | MISO_IN | Internal | Winter | B20 | 935 | 2813 | 0 | 59.46 | 59.44 | 0.01 | 0
2025 | MISO_MI_2_MISO_WUMS | MISO_MI | MISO_WUMS | Internal | Shoulder | B11 | 25 | 805 | 0 | 71.96 | 67.4 | 0.01 | 0
2025 | MISO_MI_2_MISO_WUMS | MISO_MI | MISO_WUMS | Internal | Shoulder | B12 | 200 | 805 | 0 | 67.37 | 66.38 | 0.01 | 0
2025 | MISO_MI_2_MISO_WUMS | MISO_MI | MISO_WUMS | Internal | Shoulder | B13 | 600 | 805 | 0 | 67.04 | 60.71 | 0.01 | 0
2025 | MISO_MI_2_MISO_WUMS | MISO_MI | MISO_WUMS | Internal | Shoulder | B14 | 900 | 805 | 0 | 59.13 | 58.73 | 0.01 | 0
2025 | MISO_MI_2_MISO_WUMS | MISO_MI | MISO_WUMS | Internal | Shoulder | B15 | 1203 | 805 | 0 | 57.03 | 57.02 | 0.01 | 0
2025 | MISO_MI_2_MISO_WUMS | MISO_MI | MISO_WUMS | Internal | Summer | B1 | 10 | 805 | 0 | 107.27 | 88.03 | 0.01 | 0
2025 | MISO_MI_2_MISO_WUMS | MISO_MI | MISO_WUMS | Internal | Summer | B2 | 25 | 805 | 0 | 107.27 | 88.71 | 0.01 | 0
2025 | MISO_MI_2_MISO_WUMS | MISO_MI | MISO_WUMS | Internal | Summer | B3 | 75 | 805 | 0 | 106.08 | 105.4 | 0.01 | 0
2025 | MISO_MI_2_MISO_WUMS | MISO_MI | MISO_WUMS | Internal | Summer | B4 | 100 | 805 | 0.05 | 101.07 | 101.05 | 0.01 | 0
2025 | MISO_MI_2_MISO_WUMS | MISO_MI | MISO_WUMS | Internal | Summer | B5 | 200 | 805 | 0 | 95.04 | 88.71 | 0.01 | 0
2025 | MISO_MI_2_MISO_WUMS | MISO_MI | MISO_WUMS | Internal | Summer | B6 | 300 | 805 | 0.02 | 80.34 | 80.32 | 0.01 | 0
2025 | MISO_MI_2_MISO_WUMS | MISO_MI | MISO_WUMS | Internal | Summer | B7 | 400 | 805 | 0.01 | 75.07 | 75.04 | 0.01 | 0
2025 | MISO_MI_2_MISO_WUMS | MISO_MI | MISO_WUMS | Internal | Summer | B8 | 500 | 805 | 0 | 70.92 | 65.96 | 0.01 | 0
2025 | MISO_MI_2_MISO_WUMS | MISO_MI | MISO_WUMS | Internal | Summer | B9 | 800 | 805 | 0.01 | 65.33 | 65.32 | 0.01 | 0
2025 | MISO_MI_2_MISO_WUMS | MISO_MI | MISO_WUMS | Internal | Summer | B10 | 1262 | 805 | 0 | 57.88 | 57.51 | 0.01 | 0
2025 | MISO_MI_2_MISO_WUMS | MISO_MI | MISO_WUMS | Internal | Winter | B16 | 25 | 805 | 0 | 74.42 | 61.09 | 0.01 | 0
2025 | MISO_MI_2_MISO_WUMS | MISO_MI | MISO_WUMS | Internal | Winter | B17 | 100 | 805 | 0 | 71.4 | 61.09 | 0.01 | 0
2025 | MISO_MI_2_MISO_WUMS | MISO_MI | MISO_WUMS | Internal | Winter | B18 | 400 | 805 | 0 | 69.67 | 61.49 | 0.01 | 0
2025 | MISO_MI_2_MISO_WUMS | MISO_MI | MISO_WUMS | Internal | Winter | B19 | 700 | 805 | 0.01 | 61.5 | 61.49 | 0.01 | 0
2025 | MISO_MI_2_MISO_WUMS | MISO_MI | MISO_WUMS | Internal | Winter | B20 | 935 | 805 | 215 | 59.46 | 59.47 | 0.01 | 0
2025 | MISO_MI_2_PJM_ROR | MISO_MI | PJM_ROR | Internal | Shoulder | B11 | 25 | 1424 | 1424 | 71.96 | 75.67 | 2 | 1.71
2025 | MISO_MI_2_PJM_ROR | MISO_MI | PJM_ROR | Internal | Shoulder | B12 | 200 | 1424 | 1424 | 67.37 | 71.23 | 2 | 1.86
2025 | MISO_MI_2_PJM_ROR | MISO_MI | PJM_ROR | Internal | Shoulder | B13 | 600 | 1424 | 746.29 | 67.04 | 69.04 | 2 | 0
2025 | MISO_MI_2_PJM_ROR | MISO_MI | PJM_ROR | Internal | Shoulder | B14 | 900 | 1424 | 1424 | 59.13 | 67.73 | 2 | 6.61
2025 | MISO_MI_2_PJM_ROR | MISO_MI | PJM_ROR | Internal | Shoulder | B15 | 1203 | 1424 | 0.01 | 57.03 | 59.02 | 2 | 0
2025 | MISO_MI_2_PJM_ROR | MISO_MI | PJM_ROR | Internal | Summer | B1 | 10 | 1424 | 65.71 | 107.27 | 109.27 | 2 | 0
2025 | MISO_MI_2_PJM_ROR | MISO_MI | PJM_ROR | Internal | Summer | B2 | 25 | 1424 | 329.14 | 107.27 | 109.27 | 2 | 0
2025 | MISO_MI_2_PJM_ROR | MISO_MI | PJM_ROR | Internal | Summer | B3 | 75 | 1424 | 0.25 | 106.08 | 108.07 | 2 | 0
2025 | MISO_MI_2_PJM_ROR | MISO_MI | PJM_ROR | Internal | Summer | B4 | 100 | 1424 | 0.17 | 101.07 | 103.06 | 2 | 0
2025 | MISO_MI_2_PJM_ROR | MISO_MI | PJM_ROR | Internal | Summer | B5 | 200 | 1424 | 593.3 | 95.04 | 97.04 | 2 | 0
2025 | MISO_MI_2_PJM_ROR | MISO_MI | PJM_ROR | Internal | Summer | B6 | 300 | 1424 | 0.06 | 80.34 | 82.33 | 2 | 0
2025 | MISO_MI_2_PJM_ROR | MISO_MI | PJM_ROR | Internal | Summer | B7 | 400 | 1424 | 0.04 | 75.07 | 77.05 | 2 | 0
2025 | MISO_MI_2_PJM_ROR | MISO_MI | PJM_ROR | Internal | Summer | B8 | 500 | 1424 | 0 | 70.92 | 70.99 | 2 | 0
2025 | MISO_MI_2_PJM_ROR | MISO_MI | PJM_ROR | Internal | Summer | B9 | 800 | 1424 | 0.02 | 65.33 | 67.32 | 2 | 0
2025 | MISO_MI_2_PJM_ROR | MISO_MI | PJM_ROR | Internal | Summer | B10 | 1262 | 1424 | 0 | 57.88 | 58.16 | 2 | 0
2025 | MISO_MI_2_PJM_ROR | MISO_MI | PJM_ROR | Internal | Winter | B16 | 25 | 1424 | 1423.98 | 74.42 | 76.86 | 2 | 0.45
2025 | MISO_MI_2_PJM_ROR | MISO_MI | PJM_ROR | Internal | Winter | B17 | 100 | 1424 | 1424 | 71.4 | 75.13 | 2 | 1.73
2025 | MISO_MI_2_PJM_ROR | MISO_MI | PJM_ROR | Internal | Winter | B18 | 400 | 1424 | 1424 | 69.67 | 72.25 | 2 | 0.58
2025 | MISO_MI_2_PJM_ROR | MISO_MI | PJM_ROR | Internal | Winter | B19 | 700 | 1424 | 1424 | 61.5 | 71.01 | 2 | 7.5
2025 | MISO_MI_2_PJM_ROR | MISO_MI | PJM_ROR | Internal | Winter | B20 | 935 | 1424 | 1424 | 59.46 | 61.8 | 2 | 0.35
2025 | MISO_MO-IL_2_ENT | MISO_MO-IL | ENT | Internal | Shoulder | B11 | 25 | 2540 | 0 | 73.68 | 73.68 | 8 | 0
2025 | MISO_MO-IL_2_ENT | MISO_MO-IL | ENT | Internal | Shoulder | B12 | 200 | 2540 | 0 | 66.38 | 66.37 | 8 | 0
2025 | MISO_MO-IL_2_ENT | MISO_MO-IL | ENT | Internal | Shoulder | B13 | 600 | 2540 | 0 | 60.71 | 60.71 | 8 | 0
2025 | MISO_MO-IL_2_ENT | MISO_MO-IL | ENT | Internal | Shoulder | B14 | 900 | 2540 | 0 | 59.1 | 57.7 | 8 | 0
2025 | MISO_MO-IL_2_ENT | MISO_MO-IL | ENT | Internal | Shoulder | B15 | 1203 | 2540 | 0 | 55.62 | 47.62 | 8 | 0
2025 | MISO_MO-IL_2_ENT | MISO_MO-IL | ENT | Internal | Summer | B1 | 10 | 2540 | 0 | 107.26 | 72.16 | 8 | 0
2025 | MISO_MO-IL_2_ENT | MISO_MO-IL | ENT | Internal | Summer | B2 | 25 | 2540 | 0 | 107.27 | 102.39 | 8 | 0
2025 | MISO_MO-IL_2_ENT | MISO_MO-IL | ENT | Internal | Summer | B3 | 75 | 2540 | 0 | 106.08 | 106.08 | 8 | 0
2025 | MISO_MO-IL_2_ENT | MISO_MO-IL | ENT | Internal | Summer | B4 | 100 | 2540 | 0 | 101.07 | 101.07 | 8 | 0
2025 | MISO_MO-IL_2_ENT | MISO_MO-IL | ENT | Internal | Summer | B5 | 200 | 2540 | 0 | 95.04 | 95.04 | 8 | 0
2025 | MISO_MO-IL_2_ENT | MISO_MO-IL | ENT | Internal | Summer | B6 | 300 | 2540 | 0 | 80.34 | 80.34 | 8 | 0
2025 | MISO_MO-IL_2_ENT | MISO_MO-IL | ENT | Internal | Summer | B7 | 400 | 2540 | 0 | 75.07 | 75.07 | 8 | 0
2025 | MISO_MO-IL_2_ENT | MISO_MO-IL | ENT | Internal | Summer | B8 | 500 | 2540 | 0 | 70.92 | 70.92 | 8 | 0
2025 | MISO_MO-IL_2_ENT | MISO_MO-IL | ENT | Internal | Summer | B9 | 800 | 2540 | 0 | 65.33 | 68.7 | 8 | 0
2025 | MISO_MO-IL_2_ENT | MISO_MO-IL | ENT | Internal | Summer | B10 | 1262 | 2540 | 0 | 56.18 | 54.22 | 8 | 0
2025 | MISO_MO-IL_2_ENT | MISO_MO-IL | ENT | Internal | Winter | B16 | 25 | 2540 | 1405.57 | 61.49 | 69.49 | 8 | 0
2025 | MISO_MO-IL_2_ENT | MISO_MO-IL | ENT | Internal | Winter | B17 | 100 | 2540 | 0 | 71.37 | 69.49 | 8 | 0
2025 | MISO_MO-IL_2_ENT | MISO_MO-IL | ENT | Internal | Winter | B18 | 400 | 2540 | 0 | 64.03 | 64.03 | 8 | 0
2025 | MISO_MO-IL_2_ENT | MISO_MO-IL | ENT | Internal | Winter | B19 | 700 | 2540 | 0 | 61.49 | 53.49 | 8 | 0
2025 | MISO_MO-IL_2_ENT | MISO_MO-IL | ENT | Internal | Winter | B20 | 935 | 2540 | 0 | 58.1 | 50.1 | 8 | 0
2025 | MISO_MO-IL_2_MISO_IN | MISO_MO-IL | MISO_IN | Internal | Shoulder | B11 | 25 | 2100 | 0 | 73.68 | 71.95 | 0.01 | 0
2025 | MISO_MO-IL_2_MISO_IN | MISO_MO-IL | MISO_IN | Internal | Shoulder | B12 | 200 | 2100 | 0.04 | 66.38 | 66.37 | 0.01 | 0
2025 | MISO_MO-IL_2_MISO_IN | MISO_MO-IL | MISO_IN | Internal | Shoulder | B13 | 600 | 2100 | 0.02 | 60.71 | 60.7 | 0.01 | 0
2025 | MISO_MO-IL_2_MISO_IN | MISO_MO-IL | MISO_IN | Internal | Shoulder | B14 | 900 | 2100 | 708.77 | 59.1 | 59.11 | 0.01 | 0
2025 | MISO_MO-IL_2_MISO_IN | MISO_MO-IL | MISO_IN | Internal | Shoulder | B15 | 1203 | 2100 | 2100 | 55.62 | 57.02 | 0.01 | 1.39
2025 | MISO_MO-IL_2_MISO_IN | MISO_MO-IL | MISO_IN | Internal | Summer | B1 | 10 | 2100 | 0.75 | 107.26 | 107.25 | 0.01 | 0
2025 | MISO_MO-IL_2_MISO_IN | MISO_MO-IL | MISO_IN | Internal | Summer | B2 | 25 | 2100 | 0.34 | 107.27 | 107.26 | 0.01 | 0
2025 | MISO_MO-IL_2_MISO_IN | MISO_MO-IL | MISO_IN | Internal | Summer | B3 | 75 | 2100 | 0.12 | 106.08 | 106.07 | 0.01 | 0
2025 | MISO_MO-IL_2_MISO_IN | MISO_MO-IL | MISO_IN | Internal | Summer | B4 | 100 | 2100 | 0.09 | 101.07 | 101.06 | 0.01 | 0
2025 | MISO_MO-IL_2_MISO_IN | MISO_MO-IL | MISO_IN | Internal | Summer | B5 | 200 | 2100 | 0.04 | 95.04 | 95.03 | 0.01 | 0
2025 | MISO_MO-IL_2_MISO_IN | MISO_MO-IL | MISO_IN | Internal | Summer | B6 | 300 | 2100 | 0.03 | 80.34 | 80.33 | 0.01 | 0
2025 | MISO_MO-IL_2_MISO_IN | MISO_MO-IL | MISO_IN | Internal | Summer | B7 | 400 | 2100 | 0.02 | 75.07 | 75.05 | 0.01 | 0
2025 | MISO_MO-IL_2_MISO_IN | MISO_MO-IL | MISO_IN | Internal | Summer | B8 | 500 | 2100 | 0.02 | 70.92 | 70.91 | 0.01 | 0
2025 | MISO_MO-IL_2_MISO_IN | MISO_MO-IL | MISO_IN | Internal | Summer | B9 | 800 | 2100 | 0.01 | 65.33 | 65.32 | 0.01 | 0
2025 | MISO_MO-IL_2_MISO_IN | MISO_MO-IL | MISO_IN | Internal | Summer | B10 | 1262 | 2100 | 2100 | 56.18 | 57.86 | 0.01 | 1.68
2025 | MISO_MO-IL_2_MISO_IN | MISO_MO-IL | MISO_IN | Internal | Winter | B16 | 25 | 2100 | 0.33 | 61.49 | 61.48 | 0.01 | 0
2025 | MISO_MO-IL_2_MISO_IN | MISO_MO-IL | MISO_IN | Internal | Winter | B17 | 100 | 2100 | 709.05 | 71.37 | 71.38 | 0.01 | 0
2025 | MISO_MO-IL_2_MISO_IN | MISO_MO-IL | MISO_IN | Internal | Winter | B18 | 400 | 2100 | 0.02 | 64.03 | 64.02 | 0.01 | 0
2025 | MISO_MO-IL_2_MISO_IN | MISO_MO-IL | MISO_IN | Internal | Winter | B19 | 700 | 2100 | 0.01 | 61.49 | 61.48 | 0.01 | 0
2025 | MISO_MO-IL_2_MISO_IN | MISO_MO-IL | MISO_IN | Internal | Winter | B20 | 935 | 2100 | 2100 | 58.1 | 59.44 | 0.01 | 1.33
2025 | MISO_MO-IL_2_MISO_W | MISO_MO-IL | MISO_W | Internal | Shoulder | B11 | 25 | 1082 | 0.33 | 73.68 | 73.67 | 0.01 | 0
2025 | MISO_MO-IL_2_MISO_W | MISO_MO-IL | MISO_W | Internal | Shoulder | B12 | 200 | 1082 | 0.04 | 66.38 | 66.37 | 0.01 | 0
2025 | MISO_MO-IL_2_MISO_W | MISO_MO-IL | MISO_W | Internal | Shoulder | B13 | 600 | 1082 | 0.01 | 60.71 | 60.7 | 0.01 | 0
2025 | MISO_MO-IL_2_MISO_W | MISO_MO-IL | MISO_W | Internal | Shoulder | B14 | 900 | 1082 | 0 | 59.1 | 51.94 | 0.01 | 0
2025 | MISO_MO-IL_2_MISO_W | MISO_MO-IL | MISO_W | Internal | Shoulder | B15 | 1203 | 1082 | 0 | 55.62 | 18.33 | 0.01 | 0
2025 | MISO_MO-IL_2_MISO_W | MISO_MO-IL | MISO_W | Internal | Summer | B1 | 10 | 1082 | 366.13 | 107.26 | 107.27 | 0.01 | 0
2025 | MISO_MO-IL_2_MISO_W | MISO_MO-IL | MISO_W | Internal | Summer | B2 | 25 | 1082 | 0.33 | 107.27 | 107.26 | 0.01 | 0
2025 | MISO_MO-IL_2_MISO_W | MISO_MO-IL | MISO_W | Internal | Summer | B3 | 75 | 1082 | 0.12 | 106.08 | 106.07 | 0.01 | 0
2025 | MISO_MO-IL_2_MISO_W | MISO_MO-IL | MISO_W | Internal | Summer | B4 | 100 | 1082 | 0.09 | 101.07 | 101.06 | 0.01 | 0
2025 | MISO_MO-IL_2_MISO_W | MISO_MO-IL | MISO_W | Internal | Summer | B5 | 200 | 1082 | 0.08 | 95.04 | 95.04 | 0.01 | 0
2025 | MISO_MO-IL_2_MISO_W | MISO_MO-IL | MISO_W | Internal | Summer | B6 | 300 | 1082 | 0.03 | 80.34 | 80.33 | 0.01 | 0
2025 | MISO_MO-IL_2_MISO_W | MISO_MO-IL | MISO_W | Internal | Summer | B7 | 400 | 1082 | 0.02 | 75.07 | 75.05 | 0.01 | 0
2025 | MISO_MO-IL_2_MISO_W | MISO_MO-IL | MISO_W | Internal | Summer | B8 | 500 | 1082 | 0 | 70.92 | 68.99 | 0.01 | 0
2025 | MISO_MO-IL_2_MISO_W | MISO_MO-IL | MISO_W | Internal | Summer | B9 | 800 | 1082 | 0.01 | 65.33 | 65.32 | 0.01 | 0
2025 | MISO_MO-IL_2_MISO_W | MISO_MO-IL | MISO_W | Internal | Summer | B10 | 1262 | 1082 | 0 | 56.18 | 56.16 | 0.01 | 0
2025 | MISO_MO-IL_2_MISO_W | MISO_MO-IL | MISO_W | Internal | Winter | B16 | 25 | 1082 | 0 | 61.49 | 11.33 | 0.01 | 0
2025 | MISO_MO-IL_2_MISO_W | MISO_MO-IL | MISO_W | Internal | Winter | B17 | 100 | 1082 | 0 | 71.37 | 11.36 | 0.01 | 0
2025 | MISO_MO-IL_2_MISO_W | MISO_MO-IL | MISO_W | Internal | Winter | B18 | 400 | 1082 | 0 | 64.03 | 61.48 | 0.01 | 0
2025 | MISO_MO-IL_2_MISO_W | MISO_MO-IL | MISO_W | Internal | Winter | B19 | 700 | 1082 | 0.01 | 61.49 | 61.48 | 0.01 | 0
2025 | MISO_MO-IL_2_MISO_W | MISO_MO-IL | MISO_W | Internal | Winter | B20 | 935 | 1082 | 0 | 58.1 | 21.09 | 0.01 | 0
2025 | MISO_MO-IL_2_PJM_ROR | MISO_MO-IL | PJM_ROR | Internal | Shoulder | B11 | 25 | 1212 | 0.66 | 73.68 | 75.67 | 2 | 0
2025 | MISO_MO-IL_2_PJM_ROR | MISO_MO-IL | PJM_ROR | Internal | Shoulder | B12 | 200 | 1212 | 1212 | 66.38 | 71.23 | 2 | 2.85
2025 | MISO_MO-IL_2_PJM_ROR | MISO_MO-IL | PJM_ROR | Internal | Shoulder | B13 | 600 | 1212 | 1212 | 60.71 | 69.04 | 2 | 6.33
2025 | MISO_MO-IL_2_PJM_ROR | MISO_MO-IL | PJM_ROR | Internal | Shoulder | B14 | 900 | 1212 | 1212 | 59.1 | 67.73 | 2 | 6.63
2025 | MISO_MO-IL_2_PJM_ROR | MISO_MO-IL | PJM_ROR | Internal | Shoulder | B15 | 1203 | 1212 | 1212 | 55.62 | 59.02 | 2 | 1.4
2025 | MISO_MO-IL_2_PJM_ROR | MISO_MO-IL | PJM_ROR | Internal | Summer | B1 | 10 | 1212 | 1210.46 | 107.26 | 109.27 | 2 | 0.01
2025 | MISO_MO-IL_2_PJM_ROR | MISO_MO-IL | PJM_ROR | Internal | Summer | B2 | 25 | 1212 | 466.51 | 107.27 | 109.27 | 2 | 0
2025 | MISO_MO-IL_2_PJM_ROR | MISO_MO-IL | PJM_ROR | Internal | Summer | B3 | 75 | 1212 | 0.24 | 106.08 | 108.07 | 2 | 0
2025 | MISO_MO-IL_2_PJM_ROR | MISO_MO-IL | PJM_ROR | Internal | Summer | B4 | 100 | 1212 | 0.17 | 101.07 | 103.06 | 2 | 0
2025 | MISO_MO-IL_2_PJM_ROR | MISO_MO-IL | PJM_ROR | Internal | Summer | B5 | 200 | 1212 | 75.89 | 95.04 | 97.04 | 2 | 0
2025 | MISO_MO-IL_2_PJM_ROR | MISO_MO-IL | PJM_ROR | Internal | Summer | B6 | 300 | 1212 | 0.06 | 80.34 | 82.33 | 2 | 0
2025 | MISO_MO-IL_2_PJM_ROR | MISO_MO-IL | PJM_ROR | Internal | Summer | B7 | 400 | 1212 | 0.04 | 75.07 | 77.05 | 2 | 0
2025 | MISO_MO-IL_2_PJM_ROR | MISO_MO-IL | PJM_ROR | Internal | Summer | B8 | 500 | 1212 | 0 | 70.92 | 70.99 | 2 | 0
2025 | MISO_MO-IL_2_PJM_ROR | MISO_MO-IL | PJM_ROR | Internal | Summer | B9 | 800 | 1212 | 0.02 | 65.33 | 67.32 | 2 | 0
2025 | MISO_MO-IL_2_PJM_ROR | MISO_MO-IL | PJM_ROR | Internal | Summer | B10 | 1262 | 1212 | 0.02 | 56.18 | 58.16 | 2 | 0
2025 | MISO_MO-IL_2_PJM_ROR | MISO_MO-IL | PJM_ROR | Internal | Winter | B16 | 25 | 1212 | 1212 | 61.49 | 76.86 | 2 | 13.37
2025 | MISO_MO-IL_2_PJM_ROR | MISO_MO-IL | PJM_ROR | Internal | Winter | B17 | 100 | 1212 | 1212 | 71.37 | 75.13 | 2 | 1.75
2025 | MISO_MO-IL_2_PJM_ROR | MISO_MO-IL | PJM_ROR | Internal | Winter | B18 | 400 | 1212 | 1212 | 64.03 | 72.25 | 2 | 6.22
2025 | MISO_MO-IL_2_PJM_ROR | MISO_MO-IL | PJM_ROR | Internal | Winter | B19 | 700 | 1212 | 1212 | 61.49 | 71.01 | 2 | 7.52
2025 | MISO_MO-IL_2_PJM_ROR | MISO_MO-IL | PJM_ROR | Internal | Winter | B20 | 935 | 1212 | 1212 | 58.1 | 61.8 | 2 | 1.7
2025 | MISO_MO-IL_2_SPP_N | MISO_MO-IL | SPP_N | Internal | Shoulder | B11 | 25 | 4019 | 0 | 73.68 | 68.68 | 8 | 0
2025 | MISO_MO-IL_2_SPP_N | MISO_MO-IL | SPP_N | Internal | Shoulder | B12 | 200 | 4019 | 0 | 66.38 | 61.37 | 8 | 0
2025 | MISO_MO-IL_2_SPP_N | MISO_MO-IL | SPP_N | Internal | Shoulder | B13 | 600 | 4019 | 0 | 60.71 | 55.7 | 8 | 0
2025 | MISO_MO-IL_2_SPP_N | MISO_MO-IL | SPP_N | Internal | Shoulder | B14 | 900 | 4019 | 0 | 59.1 | 0.01 | 8 | 0
2025 | MISO_MO-IL_2_SPP_N | MISO_MO-IL | SPP_N | Internal | Shoulder | B15 | 1203 | 4019 | 0 | 55.62 | 0.01 | 8 | 0
2025 | MISO_MO-IL_2_SPP_N | MISO_MO-IL | SPP_N | Internal | Summer | B1 | 10 | 4019 | 0 | 107.26 | 0.01 | 8 | 0
2025 | MISO_MO-IL_2_SPP_N | MISO_MO-IL | SPP_N | Internal | Summer | B2 | 25 | 4019 | 0 | 107.27 | 97.39 | 8 | 0
2025 | MISO_MO-IL_2_SPP_N | MISO_MO-IL | SPP_N | Internal | Summer | B3 | 75 | 4019 | 0 | 106.08 | 101.08 | 8 | 0
2025 | MISO_MO-IL_2_SPP_N | MISO_MO-IL | SPP_N | Internal | Summer | B4 | 100 | 4019 | 0 | 101.07 | 96.07 | 8 | 0
2025 | MISO_MO-IL_2_SPP_N | MISO_MO-IL | SPP_N | Internal | Summer | B5 | 200 | 4019 | 0 | 95.04 | 90.04 | 8 | 0
2025 | MISO_MO-IL_2_SPP_N | MISO_MO-IL | SPP_N | Internal | Summer | B6 | 300 | 4019 | 0 | 80.34 | 75.34 | 8 | 0
2025 | MISO_MO-IL_2_SPP_N | MISO_MO-IL | SPP_N | Internal | Summer | B7 | 400 | 4019 | 0 | 75.07 | 70.07 | 8 | 0
2025 | MISO_MO-IL_2_SPP_N | MISO_MO-IL | SPP_N | Internal | Summer | B8 | 500 | 4019 | 0 | 70.92 | 65.92 | 8 | 0
2025 | MISO_MO-IL_2_SPP_N | MISO_MO-IL | SPP_N | Internal | Summer | B9 | 800 | 4019 | 0 | 65.33 | 63.7 | 8 | 0
2025 | MISO_MO-IL_2_SPP_N | MISO_MO-IL | SPP_N | Internal | Summer | B10 | 1262 | 4019 | 0 | 56.18 | 49.21 | 8 | 0
2025 | MISO_MO-IL_2_SPP_N | MISO_MO-IL | SPP_N | Internal | Winter | B16 | 25 | 4019 | 0 | 61.49 | 0.02 | 8 | 0
2025 | MISO_MO-IL_2_SPP_N | MISO_MO-IL | SPP_N | Internal | Winter | B17 | 100 | 4019 | 0 | 71.37 | 0.02 | 8 | 0
2025 | MISO_MO-IL_2_SPP_N | MISO_MO-IL | SPP_N | Internal | Winter | B18 | 400 | 4019 | 0 | 64.03 | 59.02 | 8 | 0
2025 | MISO_MO-IL_2_SPP_N | MISO_MO-IL | SPP_N | Internal | Winter | B19 | 700 | 4019 | 0 | 61.49 | 46.94 | 8 | 0
2025 | MISO_MO-IL_2_SPP_N | MISO_MO-IL | SPP_N | Internal | Winter | B20 | 935 | 4019 | 0 | 58.1 | 0.01 | 8 | 0
2025 | MISO_MO-IL_2_TVA_Transmission | MISO_MO-IL | TVA_Transmission | Internal | Shoulder | B11 | 25 | 4000 | 2158.84 | 73.68 | 81.68 | 8 | 0
2025 | MISO_MO-IL_2_TVA_Transmission | MISO_MO-IL | TVA_Transmission | Internal | Shoulder | B12 | 200 | 4000 | 0.09 | 66.38 | 74.37 | 8 | 0
2025 | MISO_MO-IL_2_TVA_Transmission | MISO_MO-IL | TVA_Transmission | Internal | Shoulder | B13 | 600 | 4000 | 799.03 | 60.71 | 68.71 | 8 | 0
2025 | MISO_MO-IL_2_TVA_Transmission | MISO_MO-IL | TVA_Transmission | Internal | Shoulder | B14 | 900 | 4000 | 1127.04 | 59.1 | 67.1 | 8 | 0
2025 | MISO_MO-IL_2_TVA_Transmission | MISO_MO-IL | TVA_Transmission | Internal | Shoulder | B15 | 1203 | 4000 | 3273.66 | 55.62 | 63.62 | 8 | 0
2025 | MISO_MO-IL_2_TVA_Transmission | MISO_MO-IL | TVA_Transmission | Internal | Summer | B1 | 10 | 4000 | 1907.99 | 107.26 | 115.26 | 8 | 0
2025 | MISO_MO-IL_2_TVA_Transmission | MISO_MO-IL | TVA_Transmission | Internal | Summer | B2 | 25 | 4000 | 471.35 | 107.27 | 115.27 | 8 | 0
2025 | MISO_MO-IL_2_TVA_Transmission | MISO_MO-IL | TVA_Transmission | Internal | Summer | B3 | 75 | 4000 | 0.25 | 106.08 | 114.07 | 8 | 0
2025 | MISO_MO-IL_2_TVA_Transmission | MISO_MO-IL | TVA_Transmission | Internal | Summer | B4 | 100 | 4000 | 0.17 | 101.07 | 109.06 | 8 | 0
2025 | MISO_MO-IL_2_TVA_Transmission | MISO_MO-IL | TVA_Transmission | Internal | Summer | B5 | 200 | 4000 | 174.62 | 95.04 | 103.04 | 8 | 0
2025 | MISO_MO-IL_2_TVA_Transmission | MISO_MO-IL | TVA_Transmission | Internal | Summer | B6 | 300 | 4000 | 0.06 | 80.34 | 88.33 | 8 | 0
2025 | MISO_MO-IL_2_TVA_Transmission | MISO_MO-IL | TVA_Transmission | Internal | Summer | B7 | 400 | 4000 | 0.04 | 75.07 | 83.05 | 8 | 0
2025 | MISO_MO-IL_2_TVA_Transmission | MISO_MO-IL | TVA_Transmission | Internal | Summer | B8 | 500 | 4000 | 0 | 70.92 | 75.42 | 8 | 0
2025 | MISO_MO-IL_2_TVA_Transmission | MISO_MO-IL | TVA_Transmission | Internal | Summer | B9 | 800 | 4000 | 0.02 | 65.33 | 73.32 | 8 | 0
2025 | MISO_MO-IL_2_TVA_Transmission | MISO_MO-IL | TVA_Transmission | Internal | Summer | B10 | 1262 | 4000 | 0 | 56.18 | 62.22 | 8 | 0
2025 | MISO_MO-IL_2_TVA_Transmission | MISO_MO-IL | TVA_Transmission | Internal | Winter | B16 | 25 | 4000 | 4000 | 61.49 | 82.86 | 8 | 13.37
2025 | MISO_MO-IL_2_TVA_Transmission | MISO_MO-IL | TVA_Transmission | Internal | Winter | B17 | 100 | 4000 | 0 | 71.37 | 78.32 | 8 | 0
2025 | MISO_MO-IL_2_TVA_Transmission | MISO_MO-IL | TVA_Transmission | Internal | Winter | B18 | 400 | 4000 | 1781.08 | 64.03 | 72.03 | 8 | 0
2025 | MISO_MO-IL_2_TVA_Transmission | MISO_MO-IL | TVA_Transmission | Internal | Winter | B19 | 700 | 4000 | 2415.54 | 61.49 | 69.49 | 8 | 0
2025 | MISO_MO-IL_2_TVA_Transmission | MISO_MO-IL | TVA_Transmission | Internal | Winter | B20 | 935 | 4000 | 3675.85 | 58.1 | 66.1 | 8 | 0
2025 | MISO_W_2_IESO | MISO_W | IESO | Internal | Shoulder | B11 | 25 | 157 | 0 | 73.67 | 44.93 | 8 | 0
2025 | MISO_W_2_IESO | MISO_W | IESO | Internal | Shoulder | B12 | 200 | 157 | 0 | 66.37 | 44.93 | 8 | 0
2025 | MISO_W_2_IESO | MISO_W | IESO | Internal | Shoulder | B13 | 600 | 157 | 0 | 60.7 | 44.93 | 8 | 0
2025 | MISO_W_2_IESO | MISO_W | IESO | Internal | Shoulder | B14 | 900 | 157 | 0 | 51.94 | 44.93 | 8 | 0
2025 | MISO_W_2_IESO | MISO_W | IESO | Internal | Shoulder | B15 | 1203 | 157 | 157 | 18.33 | 44.93 | 8 | 18.6
2025 | MISO_W_2_IESO | MISO_W | IESO | Internal | Summer | B1 | 10 | 157 | 0 | 107.27 | 58.06 | 8 | 0
2025 | MISO_W_2_IESO | MISO_W | IESO | Internal | Summer | B2 | 25 | 157 | 0 | 107.26 | 60.45 | 8 | 0
2025 | MISO_W_2_IESO | MISO_W | IESO | Internal | Summer | B3 | 75 | 157 | 0 | 106.07 | 60.45 | 8 | 0
2025 | MISO_W_2_IESO | MISO_W | IESO | Internal | Summer | B4 | 100 | 157 | 0 | 101.06 | 58.06 | 8 | 0
2025 | MISO_W_2_IESO | MISO_W | IESO | Internal | Summer | B5 | 200 | 157 | 0 | 95.04 | 51.66 | 8 | 0
2025 | MISO_W_2_IESO | MISO_W | IESO | Internal | Summer | B6 | 300 | 157 | 0 | 80.33 | 43.6 | 8 | 0
2025 | MISO_W_2_IESO | MISO_W | IESO | Internal | Summer | B7 | 400 | 157 | 0 | 75.05 | 43.6 | 8 | 0
2025 | MISO_W_2_IESO | MISO_W | IESO | Internal | Summer | B8 | 500 | 157 | 0 | 68.99 | 43.6 | 8 | 0
2025 | MISO_W_2_IESO | MISO_W | IESO | Internal | Summer | B9 | 800 | 157 | 0 | 65.32 | 43.6 | 8 | 0
2025 | MISO_W_2_IESO | MISO_W | IESO | Internal | Summer | B10 | 1262 | 157 | 0 | 56.16 | 43.6 | 8 | 0
2025 | MISO_W_2_IESO | MISO_W | IESO | Internal | Winter | B16 | 25 | 157 | 157 | 11.33 | 44.93 | 8 | 25.6
2025 | MISO_W_2_IESO | MISO_W | IESO | Internal | Winter | B17 | 100 | 157 | 157 | 11.36 | 44.93 | 8 | 25.56
2025 | MISO_W_2_IESO | MISO_W | IESO | Internal | Winter | B18 | 400 | 157 | 0 | 61.48 | 44.93 | 8 | 0
2025 | MISO_W_2_IESO | MISO_W | IESO | Internal | Winter | B19 | 700 | 157 | 0 | 61.48 | 44.93 | 8 | 0
2025 | MISO_W_2_IESO | MISO_W | IESO | Internal | Winter | B20 | 935 | 157 | 157 | 21.09 | 44.93 | 8 | 15.84
2025 | MISO_W_2_MAPP_CA | MISO_W | MAPP_CA | Internal | Shoulder | B11 | 25 | 700 | 0 | 73.67 | 51.93 | 0.01 | 0
2025 | MISO_W_2_MAPP_CA | MISO_W | MAPP_CA | Internal | Shoulder | B12 | 200 | 700 | 0 | 66.37 | 52.37 | 0.01 | 0
2025 | MISO_W_2_MAPP_CA | MISO_W | MAPP_CA | Internal | Shoulder | B13 | 600 | 700 | 0 | 60.7 | 51.93 | 0.01 | 0
2025 | MISO_W_2_MAPP_CA | MISO_W | MAPP_CA | Internal | Shoulder | B14 | 900 | 700 | 0 | 51.94 | 51.93 | 0.01 | 0
2025 | MISO_W_2_MAPP_CA | MISO_W | MAPP_CA | Internal | Shoulder | B15 | 1203 | 700 | 700 | 18.33 | 51.93 | 0.01 | 33.59
2025 | MISO_W_2_MAPP_CA | MISO_W | MAPP_CA | Internal | Summer | B1 | 10 | 700 | 0 | 107.27 | 58.66 | 0.01 | 0
2025 | MISO_W_2_MAPP_CA | MISO_W | MAPP_CA | Internal | Summer | B2 | 25 | 700 | 0 | 107.26 | 58.66 | 0.01 | 0
2025 | MISO_W_2_MAPP_CA | MISO_W | MAPP_CA | Internal | Summer | B3 | 75 | 700 | 0 | 106.07 | 58.66 | 0.01 | 0
2025 | MISO_W_2_MAPP_CA | MISO_W | MAPP_CA | Internal | Summer | B4 | 100 | 700 | 0 | 101.06 | 65.06 | 0.01 | 0
2025 | MISO_W_2_MAPP_CA | MISO_W | MAPP_CA | Internal | Summer | B5 | 200 | 700 | 0 | 95.04 | 58.66 | 0.01 | 0
2025 | MISO_W_2_MAPP_CA | MISO_W | MAPP_CA | Internal | Summer | B6 | 300 | 700 | 0 | 80.33 | 58.66 | 0.01 | 0
2025 | MISO_W_2_MAPP_CA | MISO_W | MAPP_CA | Internal | Summer | B7 | 400 | 700 | 0 | 75.05 | 58.66 | 0.01 | 0
2025 | MISO_W_2_MAPP_CA | MISO_W | MAPP_CA | Internal | Summer | B8 | 500 | 700 | 0 | 68.99 | 58.66 | 0.01 | 0
2025 | MISO_W_2_MAPP_CA | MISO_W | MAPP_CA | Internal | Summer | B9 | 800 | 700 | 0 | 65.32 | 58.66 | 0.01 | 0
2025 | MISO_W_2_MAPP_CA | MISO_W | MAPP_CA | Internal | Summer | B10 | 1262 | 700 | 700 | 56.16 | 58.66 | 0.01 | 2.48
2025 | MISO_W_2_MAPP_CA | MISO_W | MAPP_CA | Internal | Winter | B16 | 25 | 700 | 700 | 11.33 | 61.47 | 0.01 | 50.13
2025 | MISO_W_2_MAPP_CA | MISO_W | MAPP_CA | Internal | Winter | B17 | 100 | 700 | 700 | 11.36 | 61.47 | 0.01 | 50.09
2025 | MISO_W_2_MAPP_CA | MISO_W | MAPP_CA | Internal | Winter | B18 | 400 | 700 | 0.02 | 61.48 | 61.47 | 0.01 | 0
2025 | MISO_W_2_MAPP_CA | MISO_W | MAPP_CA | Internal | Winter | B19 | 700 | 700 | 0.01 | 61.48 | 61.47 | 0.01 | 0
2025 | MISO_W_2_MAPP_CA | MISO_W | MAPP_CA | Internal | Winter | B20 | 935 | 700 | 700 | 21.09 | 61.47 | 0.01 | 40.37
2025 | MISO_W_2_MAPP_US | MISO_W | MAPP_US | Internal | Shoulder | B11 | 25 | 2300 | 0 | 73.67 | 66.67 | 7 | 0
2025 | MISO_W_2_MAPP_US | MISO_W | MAPP_US | Internal | Shoulder | B12 | 200 | 2300 | 0 | 66.37 | 59.37 | 7 | 0
2025 | MISO_W_2_MAPP_US | MISO_W | MAPP_US | Internal | Shoulder | B13 | 600 | 2300 | 0 | 60.7 | 53.7 | 7 | 0
2025 | MISO_W_2_MAPP_US | MISO_W | MAPP_US | Internal | Shoulder | B14 | 900 | 2300 | 0 | 51.94 | 44.94 | 7 | 0
2025 | MISO_W_2_MAPP_US | MISO_W | MAPP_US | Internal | Shoulder | B15 | 1203 | 2300 | 0 | 18.33 | 11.33 | 7 | 0
2025 | MISO_W_2_MAPP_US | MISO_W | MAPP_US | Internal | Summer | B1 | 10 | 2300 | 0 | 107.27 | 100.27 | 7 | 0
2025 | MISO_W_2_MAPP_US | MISO_W | MAPP_US | Internal | Summer | B2 | 25 | 2300 | 0 | 107.26 | 100.26 | 7 | 0
2025 | MISO_W_2_MAPP_US | MISO_W | MAPP_US | Internal | Summer | B3 | 75 | 2300 | 0 | 106.07 | 99.07 | 7 | 0
2025 | MISO_W_2_MAPP_US | MISO_W | MAPP_US | Internal | Summer | B4 | 100 | 2300 | 0 | 101.06 | 94.06 | 7 | 0
2025 | MISO_W_2_MAPP_US | MISO_W | MAPP_US | Internal | Summer | B5 | 200 | 2300 | 0 | 95.04 | 88.04 | 7 | 0
2025 | MISO_W_2_MAPP_US | MISO_W | MAPP_US | Internal | Summer | B6 | 300 | 2300 | 0 | 80.33 | 73.33 | 7 | 0
2025 | MISO_W_2_MAPP_US | MISO_W | MAPP_US | Internal | Summer | B7 | 400 | 2300 | 0 | 75.05 | 68.05 | 7 | 0
2025 | MISO_W_2_MAPP_US | MISO_W | MAPP_US | Internal | Summer | B8 | 500 | 2300 | 0 | 68.99 | 61.99 | 7 | 0
2025 | MISO_W_2_MAPP_US | MISO_W | MAPP_US | Internal | Summer | B9 | 800 | 2300 | 0 | 65.32 | 61.99 | 7 | 0
2025 | MISO_W_2_MAPP_US | MISO_W | MAPP_US | Internal | Summer | B10 | 1262 | 2300 | 0 | 56.16 | 54.19 | 7 | 0
2025 | MISO_W_2_MAPP_US | MISO_W | MAPP_US | Internal | Winter | B16 | 25 | 2300 | 0 | 11.33 | 11.33 | 7 | 0
2025 | MISO_W_2_MAPP_US | MISO_W | MAPP_US | Internal | Winter | B17 | 100 | 2300 | 0 | 11.36 | 11.33 | 7 | 0
2025 | MISO_W_2_MAPP_US | MISO_W | MAPP_US | Internal | Winter | B18 | 400 | 2300 | 0 | 61.48 | 54.48 | 7 | 0
2025 | MISO_W_2_MAPP_US | MISO_W | MAPP_US | Internal | Winter | B19 | 700 | 2300 | 0 | 61.48 | 54.48 | 7 | 0
2025 | MISO_W_2_MAPP_US | MISO_W | MAPP_US | Internal | Winter | B20 | 935 | 2300 | 0 | 21.09 | 14.09 | 7 | 0
2025 | MISO_W_2_MISO_MO-IL | MISO_W | MISO_MO-IL | Internal | Shoulder | B11 | 25 | 3922 | 1475.9 | 73.67 | 73.68 | 0.01 | 0
2025 | MISO_W_2_MISO_MO-IL | MISO_W | MISO_MO-IL | Internal | Shoulder | B12 | 200 | 3922 | 1409.87 | 66.37 | 66.38 | 0.01 | 0
2025 | MISO_W_2_MISO_MO-IL | MISO_W | MISO_MO-IL | Internal | Shoulder | B13 | 600 | 3922 | 2180.37 | 60.7 | 60.71 | 0.01 | 0
2025 | MISO_W_2_MISO_MO-IL | MISO_W | MISO_MO-IL | Internal | Shoulder | B14 | 900 | 3922 | 3922 | 51.94 | 59.1 | 0.01 | 7.15
2025 | MISO_W_2_MISO_MO-IL | MISO_W | MISO_MO-IL | Internal | Shoulder | B15 | 1203 | 3922 | 3922 | 18.33 | 55.62 | 0.01 | 37.28
2025 | MISO_W_2_MISO_MO-IL | MISO_W | MISO_MO-IL | Internal | Summer | B1 | 10 | 3922 | 0.78 | 107.27 | 107.26 | 0.01 | 0
2025 | MISO_W_2_MISO_MO-IL | MISO_W | MISO_MO-IL | Internal | Summer | B2 | 25 | 3922 | 2894.54 | 107.26 | 107.27 | 0.01 | 0
2025 | MISO_W_2_MISO_MO-IL | MISO_W | MISO_MO-IL | Internal | Summer | B3 | 75 | 3922 | 32.03 | 106.07 | 106.08 | 0.01 | 0
2025 | MISO_W_2_MISO_MO-IL | MISO_W | MISO_MO-IL | Internal | Summer | B4 | 100 | 3922 | 2198.05 | 101.06 | 101.07 | 0.01 | 0
2025 | MISO_W_2_MISO_MO-IL | MISO_W | MISO_MO-IL | Internal | Summer | B5 | 200 | 3922 | 0.11 | 95.04 | 95.04 | 0.01 | 0
2025 | MISO_W_2_MISO_MO-IL | MISO_W | MISO_MO-IL | Internal | Summer | B6 | 300 | 3922 | 395.74 | 80.33 | 80.34 | 0.01 | 0
2025 | MISO_W_2_MISO_MO-IL | MISO_W | MISO_MO-IL | Internal | Summer | B7 | 400 | 3922 | 2490.67 | 75.05 | 75.07 | 0.01 | 0
2025 | MISO_W_2_MISO_MO-IL | MISO_W | MISO_MO-IL | Internal | Summer | B8 | 500 | 3922 | 3922 | 68.99 | 70.92 | 0.01 | 1.92
2025 | MISO_W_2_MISO_MO-IL | MISO_W | MISO_MO-IL | Internal | Summer | B9 | 800 | 3922 | 3880 | 65.32 | 65.33 | 0.01 | 0
2025 | MISO_W_2_MISO_MO-IL | MISO_W | MISO_MO-IL | Internal | Summer | B10 | 1262 | 3922 | 2726.11 | 56.16 | 56.18 | 0.01 | 0
2025 | MISO_W_2_MISO_MO-IL | MISO_W | MISO_MO-IL | Internal | Winter | B16 | 25 | 3922 | 3922 | 11.33 | 61.49 | 0.01 | 50.15
2025 | MISO_W_2_MISO_MO-IL | MISO_W | MISO_MO-IL | Internal | Winter | B17 | 100 | 3922 | 3922 | 11.36 | 71.37 | 0.01 | 60
2025 | MISO_W_2_MISO_MO-IL | MISO_W | MISO_MO-IL | Internal | Winter | B18 | 400 | 3922 | 3922 | 61.48 | 64.03 | 0.01 | 2.54
2025 | MISO_W_2_MISO_MO-IL | MISO_W | MISO_MO-IL | Internal | Winter | B19 | 700 | 3922 | 3879.01 | 61.48 | 61.49 | 0.01 | 0
2025 | MISO_W_2_MISO_MO-IL | MISO_W | MISO_MO-IL | Internal | Winter | B20 | 935 | 3922 | 3922 | 21.09 | 58.1 | 0.01 | 37
2025 | MISO_W_2_MISO_WUMS | MISO_W | MISO_WUMS | Internal | Shoulder | B11 | 25 | 1667 | 0 | 73.67 | 67.4 | 0.01 | 0
2025 | MISO_W_2_MISO_WUMS | MISO_W | MISO_WUMS | Internal | Shoulder | B12 | 200 | 1667 | 292.55 | 66.37 | 66.38 | 0.01 | 0
2025 | MISO_W_2_MISO_WUMS | MISO_W | MISO_WUMS | Internal | Shoulder | B13 | 600 | 1667 | 734.63 | 60.7 | 60.71 | 0.01 | 0
2025 | MISO_W_2_MISO_WUMS | MISO_W | MISO_WUMS | Internal | Shoulder | B14 | 900 | 1667 | 1667 | 51.94 | 58.73 | 0.01 | 6.78
2025 | MISO_W_2_MISO_WUMS | MISO_W | MISO_WUMS | Internal | Shoulder | B15 | 1203 | 1667 | 1667 | 18.33 | 57.02 | 0.01 | 38.68
2025 | MISO_W_2_MISO_WUMS | MISO_W | MISO_WUMS | Internal | Summer | B1 | 10 | 1667 | 0 | 107.27 | 88.03 | 0.01 | 0
2025 | MISO_W_2_MISO_WUMS | MISO_W | MISO_WUMS | Internal | Summer | B2 | 25 | 1667 | 0 | 107.26 | 88.71 | 0.01 | 0
2025 | MISO_W_2_MISO_WUMS | MISO_W | MISO_WUMS | Internal | Summer | B3 | 75 | 1667 | 0 | 106.07 | 105.4 | 0.01 | 0
2025 | MISO_W_2_MISO_WUMS | MISO_W | MISO_WUMS | Internal | Summer | B4 | 100 | 1667 | 0.08 | 101.06 | 101.05 | 0.01 | 0
2025 | MISO_W_2_MISO_WUMS | MISO_W | MISO_WUMS | Internal | Summer | B5 | 200 | 1667 | 0 | 95.04 | 88.71 | 0.01 | 0
2025 | MISO_W_2_MISO_WUMS | MISO_W | MISO_WUMS | Internal | Summer | B6 | 300 | 1667 | 0.03 | 80.33 | 80.32 | 0.01 | 0
2025 | MISO_W_2_MISO_WUMS | MISO_W | MISO_WUMS | Internal | Summer | B7 | 400 | 1667 | 0.02 | 75.05 | 75.04 | 0.01 | 0
2025 | MISO_W_2_MISO_WUMS | MISO_W | MISO_WUMS | Internal | Summer | B8 | 500 | 1667 | 0 | 68.99 | 65.96 | 0.01 | 0
2025 | MISO_W_2_MISO_WUMS | MISO_W | MISO_WUMS | Internal | Summer | B9 | 800 | 1667 | 0.02 | 65.32 | 65.32 | 0.01 | 0
2025 | MISO_W_2_MISO_WUMS | MISO_W | MISO_WUMS | Internal | Summer | B10 | 1262 | 1667 | 1667 | 56.16 | 57.51 | 0.01 | 1.34
2025 | MISO_W_2_MISO_WUMS | MISO_W | MISO_WUMS | Internal | Winter | B16 | 25 | 1667 | 1667 | 11.33 | 61.09 | 0.01 | 49.75
2025 | MISO_W_2_MISO_WUMS | MISO_W | MISO_WUMS | Internal | Winter | B17 | 100 | 1667 | 1667 | 11.36 | 61.09 | 0.01 | 49.71
2025 | MISO_W_2_MISO_WUMS | MISO_W | MISO_WUMS | Internal | Winter | B18 | 400 | 1667 | 980.57 | 61.48 | 61.49 | 0.01 | 0
2025 | MISO_W_2_MISO_WUMS | MISO_W | MISO_WUMS | Internal | Winter | B19 | 700 | 1667 | 314.35 | 61.48 | 61.49 | 0.01 | 0
2025 | MISO_W_2_MISO_WUMS | MISO_W | MISO_WUMS | Internal | Winter | B20 | 935 | 1667 | 1667 | 21.09 | 59.47 | 0.01 | 38.37
2025 | MISO_W_2_NE | MISO_W | NE | Internal | Shoulder | B11 | 25 | 5289 | 0 | 73.67 | 68.67 | 7 | 0
2025 | MISO_W_2_NE | MISO_W | NE | Internal | Shoulder | B12 | 200 | 5289 | 0 | 66.37 | 61.36 | 7 | 0
2025 | MISO_W_2_NE | MISO_W | NE | Internal | Shoulder | B13 | 600 | 5289 | 0 | 60.7 | 50.67 | 7 | 0
2025 | MISO_W_2_NE | MISO_W | NE | Internal | Shoulder | B14 | 900 | 5289 | 0 | 51.94 | 0.02 | 7 | 0
2025 | MISO_W_2_NE | MISO_W | NE | Internal | Shoulder | B15 | 1203 | 5289 | 0 | 18.33 | 0.01 | 7 | 0
2025 | MISO_W_2_NE | MISO_W | NE | Internal | Summer | B1 | 10 | 5289 | 0 | 107.27 | 102.27 | 7 | 0
2025 | MISO_W_2_NE | MISO_W | NE | Internal | Summer | B2 | 25 | 5289 | 0 | 107.26 | 97.38 | 7 | 0
2025 | MISO_W_2_NE | MISO_W | NE | Internal | Summer | B3 | 75 | 5289 | 0 | 106.07 | 101.07 | 7 | 0
2025 | MISO_W_2_NE | MISO_W | NE | Internal | Summer | B4 | 100 | 5289 | 0 | 101.06 | 96.06 | 7 | 0
2025 | MISO_W_2_NE | MISO_W | NE | Internal | Summer | B5 | 200 | 5289 | 0 | 95.04 | 90.04 | 7 | 0
2025 | MISO_W_2_NE | MISO_W | NE | Internal | Summer | B6 | 300 | 5289 | 0 | 80.33 | 75.33 | 7 | 0
2025 | MISO_W_2_NE | MISO_W | NE | Internal | Summer | B7 | 400 | 5289 | 0 | 75.05 | 70.05 | 7 | 0
2025 | MISO_W_2_NE | MISO_W | NE | Internal | Summer | B8 | 500 | 5289 | 0 | 68.99 | 63.99 | 7 | 0
2025 | MISO_W_2_NE | MISO_W | NE | Internal | Summer | B9 | 800 | 5289 | 0 | 65.32 | 60.32 | 7 | 0
2025 | MISO_W_2_NE | MISO_W | NE | Internal | Summer | B10 | 1262 | 5289 | 0 | 56.16 | 49.19 | 7 | 0
2025 | MISO_W_2_NE | MISO_W | NE | Internal | Winter | B16 | 25 | 5289 | 0 | 11.33 | 0.01 | 7 | 0
2025 | MISO_W_2_NE | MISO_W | NE | Internal | Winter | B17 | 100 | 5289 | 0 | 11.36 | 0.01 | 7 | 0
2025 | MISO_W_2_NE | MISO_W | NE | Internal | Winter | B18 | 400 | 5289 | 0 | 61.48 | 46.93 | 7 | 0
2025 | MISO_W_2_NE | MISO_W | NE | Internal | Winter | B19 | 700 | 5289 | 0 | 61.48 | 46.93 | 7 | 0
2025 | MISO_W_2_NE | MISO_W | NE | Internal | Winter | B20 | 935 | 5289 | 0 | 21.09 | 0.01 | 7 | 0
2025 | MISO_W_2_PJM_ROR | MISO_W | PJM_ROR | Internal | Shoulder | B11 | 25 | 13193 | 9098.3 | 73.67 | 75.67 | 2 | 0
2025 | MISO_W_2_PJM_ROR | MISO_W | PJM_ROR | Internal | Shoulder | B12 | 200 | 13193 | 13193 | 66.37 | 71.23 | 2 | 2.86
2025 | MISO_W_2_PJM_ROR | MISO_W | PJM_ROR | Internal | Shoulder | B13 | 600 | 13193 | 13193 | 60.7 | 69.04 | 2 | 6.35
2025 | MISO_W_2_PJM_ROR | MISO_W | PJM_ROR | Internal | Shoulder | B14 | 900 | 13193 | 13193 | 51.94 | 67.73 | 2 | 13.8
2025 | MISO_W_2_PJM_ROR | MISO_W | PJM_ROR | Internal | Shoulder | B15 | 1203 | 13193 | 13193 | 18.33 | 59.02 | 2 | 38.69
2025 | MISO_W_2_PJM_ROR | MISO_W | PJM_ROR | Internal | Summer | B1 | 10 | 13193 | 10634.54 | 107.27 | 109.27 | 2 | 0
2025 | MISO_W_2_PJM_ROR | MISO_W | PJM_ROR | Internal | Summer | B2 | 25 | 13193 | 13192.35 | 107.26 | 109.27 | 2 | 0.01
2025 | MISO_W_2_PJM_ROR | MISO_W | PJM_ROR | Internal | Summer | B3 | 75 | 13193 | 9636.19 | 106.07 | 108.07 | 2 | 0
2025 | MISO_W_2_PJM_ROR | MISO_W | PJM_ROR | Internal | Summer | B4 | 100 | 13193 | 6559.87 | 101.06 | 103.06 | 2 | 0
2025 | MISO_W_2_PJM_ROR | MISO_W | PJM_ROR | Internal | Summer | B5 | 200 | 13193 | 9084.32 | 95.04 | 97.04 | 2 | 0
2025 | MISO_W_2_PJM_ROR | MISO_W | PJM_ROR | Internal | Summer | B6 | 300 | 13193 | 5425.8 | 80.33 | 82.33 | 2 | 0
2025 | MISO_W_2_PJM_ROR | MISO_W | PJM_ROR | Internal | Summer | B7 | 400 | 13193 | 8104.85 | 75.05 | 77.05 | 2 | 0
2025 | MISO_W_2_PJM_ROR | MISO_W | PJM_ROR | Internal | Summer | B8 | 500 | 13193 | 11790.82 | 68.99 | 70.99 | 2 | 0
2025 | MISO_W_2_PJM_ROR | MISO_W | PJM_ROR | Internal | Summer | B9 | 800 | 13193 | 8397.93 | 65.32 | 67.32 | 2 | 0
2025 | MISO_W_2_PJM_ROR | MISO_W | PJM_ROR | Internal | Summer | B10 | 1262 | 13193 | 13117.46 | 56.16 | 58.16 | 2 | 0
2025 | MISO_W_2_PJM_ROR | MISO_W | PJM_ROR | Internal | Winter | B16 | 25 | 13193 | 13193 | 11.33 | 76.86 | 2 | 63.54
2025 | MISO_W_2_PJM_ROR | MISO_W | PJM_ROR | Internal | Winter | B17 | 100 | 13193 | 13193 | 11.36 | 75.13 | 2 | 61.76
2025 | MISO_W_2_PJM_ROR | MISO_W | PJM_ROR | Internal | Winter | B18 | 400 | 13193 | 13193 | 61.48 | 72.25 | 2 | 8.77
2025 | MISO_W_2_PJM_ROR | MISO_W | PJM_ROR | Internal | Winter | B19 | 700 | 13193 | 13193 | 61.48 | 71.01 | 2 | 7.53
2025 | MISO_W_2_PJM_ROR | MISO_W | PJM_ROR | Internal | Winter | B20 | 935 | 13193 | 13193 | 21.09 | 61.8 | 2 | 38.71
2025 | MISO_W_2_SPP_N | MISO_W | SPP_N | Internal | Shoulder | B11 | 25 | 3537 | 0 | 73.67 | 68.68 | 7 | 0
2025 | MISO_W_2_SPP_N | MISO_W | SPP_N | Internal | Shoulder | B12 | 200 | 3537 | 0 | 66.37 | 61.37 | 7 | 0
2025 | MISO_W_2_SPP_N | MISO_W | SPP_N | Internal | Shoulder | B13 | 600 | 3537 | 0 | 60.7 | 55.7 | 7 | 0
2025 | MISO_W_2_SPP_N | MISO_W | SPP_N | Internal | Shoulder | B14 | 900 | 3537 | 0 | 51.94 | 0.01 | 7 | 0
2025 | MISO_W_2_SPP_N | MISO_W | SPP_N | Internal | Shoulder | B15 | 1203 | 3537 | 0 | 18.33 | 0.01 | 7 | 0
2025 | MISO_W_2_SPP_N | MISO_W | SPP_N | Internal | Summer | B1 | 10 | 3537 | 0 | 107.27 | 0.01 | 7 | 0
2025 | MISO_W_2_SPP_N | MISO_W | SPP_N | Internal | Summer | B2 | 25 | 3537 | 0 | 107.26 | 97.39 | 7 | 0
2025 | MISO_W_2_SPP_N | MISO_W | SPP_N | Internal | Summer | B3 | 75 | 3537 | 0 | 106.07 | 101.08 | 7 | 0
2025 | MISO_W_2_SPP_N | MISO_W | SPP_N | Internal | Summer | B4 | 100 | 3537 | 0 | 101.06 | 96.07 | 7 | 0
2025 | MISO_W_2_SPP_N | MISO_W | SPP_N | Internal | Summer | B5 | 200 | 3537 | 0 | 95.04 | 90.04 | 7 | 0
2025 | MISO_W_2_SPP_N | MISO_W | SPP_N | Internal | Summer | B6 | 300 | 3537 | 0 | 80.33 | 75.34 | 7 | 0
2025 | MISO_W_2_SPP_N | MISO_W | SPP_N | Internal | Summer | B7 | 400 | 3537 | 0 | 75.05 | 70.07 | 7 | 0
2025 | MISO_W_2_SPP_N | MISO_W | SPP_N | Internal | Summer | B8 | 500 | 3537 | 0 | 68.99 | 65.92 | 7 | 0
2025 | MISO_W_2_SPP_N | MISO_W | SPP_N | Internal | Summer | B9 | 800 | 3537 | 0 | 65.32 | 63.7 | 7 | 0
2025 | MISO_W_2_SPP_N | MISO_W | SPP_N | Internal | Summer | B10 | 1262 | 3537 | 0 | 56.16 | 49.21 | 7 | 0
2025 | MISO_W_2_SPP_N | MISO_W | SPP_N | Internal | Winter | B16 | 25 | 3537 | 0 | 11.33 | 0.02 | 7 | 0
2025 | MISO_W_2_SPP_N | MISO_W | SPP_N | Internal | Winter | B17 | 100 | 3537 | 0 | 11.36 | 0.02 | 7 | 0
2025 | MISO_W_2_SPP_N | MISO_W | SPP_N | Internal | Winter | B18 | 400 | 3537 | 0 | 61.48 | 59.02 | 7 | 0
2025 | MISO_W_2_SPP_N | MISO_W | SPP_N | Internal | Winter | B19 | 700 | 3537 | 0 | 61.48 | 46.94 | 7 | 0
2025 | MISO_W_2_SPP_N | MISO_W | SPP_N | Internal | Winter | B20 | 935 | 3537 | 0 | 21.09 | 0.01 | 7 | 0
2025 | MISO_WUMS_2_MISO_MI | MISO_WUMS | MISO_MI | Internal | Shoulder | B11 | 25 | 787 | 787 | 67.4 | 71.96 | 0.01 | 4.54
2025 | MISO_WUMS_2_MISO_MI | MISO_WUMS | MISO_MI | Internal | Shoulder | B12 | 200 | 787 | 787 | 66.38 | 67.37 | 0.01 | 0.98
2025 | MISO_WUMS_2_MISO_MI | MISO_WUMS | MISO_MI | Internal | Shoulder | B13 | 600 | 787 | 787 | 60.71 | 67.04 | 0.01 | 6.32
2025 | MISO_WUMS_2_MISO_MI | MISO_WUMS | MISO_MI | Internal | Shoulder | B14 | 900 | 787 | 787 | 58.73 | 59.13 | 0.01 | 0.38
2025 | MISO_WUMS_2_MISO_MI | MISO_WUMS | MISO_MI | Internal | Shoulder | B15 | 1203 | 787 | 357.59 | 57.02 | 57.03 | 0.01 | 0
2025 | MISO_WUMS_2_MISO_MI | MISO_WUMS | MISO_MI | Internal | Summer | B1 | 10 | 787 | 787 | 88.03 | 107.27 | 0.01 | 19.23
2025 | MISO_WUMS_2_MISO_MI | MISO_WUMS | MISO_MI | Internal | Summer | B2 | 25 | 787 | 787 | 88.71 | 107.27 | 0.01 | 18.55
2025 | MISO_WUMS_2_MISO_MI | MISO_WUMS | MISO_MI | Internal | Summer | B3 | 75 | 787 | 786.99 | 105.4 | 106.08 | 0.01 | 0.66
2025 | MISO_WUMS_2_MISO_MI | MISO_WUMS | MISO_MI | Internal | Summer | B4 | 100 | 787 | 786.84 | 101.05 | 101.07 | 0.01 | 0.01
2025 | MISO_WUMS_2_MISO_MI | MISO_WUMS | MISO_MI | Internal | Summer | B5 | 200 | 787 | 787 | 88.71 | 95.04 | 0.01 | 6.32
2025 | MISO_WUMS_2_MISO_MI | MISO_WUMS | MISO_MI | Internal | Summer | B6 | 300 | 787 | 786.94 | 80.32 | 80.34 | 0.01 | 0.01
2025 | MISO_WUMS_2_MISO_MI | MISO_WUMS | MISO_MI | Internal | Summer | B7 | 400 | 787 | 786.96 | 75.04 | 75.07 | 0.01 | 0.01
2025 | MISO_WUMS_2_MISO_MI | MISO_WUMS | MISO_MI | Internal | Summer | B8 | 500 | 787 | 787 | 65.96 | 70.92 | 0.01 | 4.94
2025 | MISO_WUMS_2_MISO_MI | MISO_WUMS | MISO_MI | Internal | Summer | B9 | 800 | 787 | 750.47 | 65.32 | 65.33 | 0.01 | 0
2025 | MISO_WUMS_2_MISO_MI | MISO_WUMS | MISO_MI | Internal | Summer | B10 | 1262 | 787 | 787 | 57.51 | 57.88 | 0.01 | 0.35
2025 | MISO_WUMS_2_MISO_MI | MISO_WUMS | MISO_MI | Internal | Winter | B16 | 25 | 787 | 787 | 61.09 | 74.42 | 0.01 | 13.32
2025 | MISO_WUMS_2_MISO_MI | MISO_WUMS | MISO_MI | Internal | Winter | B17 | 100 | 787 | 787 | 61.09 | 71.4 | 0.01 | 10.3
2025 | MISO_WUMS_2_MISO_MI | MISO_WUMS | MISO_MI | Internal | Winter | B18 | 400 | 787 | 787 | 61.49 | 69.67 | 0.01 | 8.16
2025 | MISO_WUMS_2_MISO_MI | MISO_WUMS | MISO_MI | Internal | Winter | B19 | 700 | 787 | 195.1 | 61.49 | 61.5 | 0.01 | 0
2025 | MISO_WUMS_2_MISO_MI | MISO_WUMS | MISO_MI | Internal | Winter | B20 | 935 | 787 | 0 | 59.47 | 59.46 | 0.01 | 0
2025 | MISO_WUMS_2_MISO_W | MISO_WUMS | MISO_W | Internal | Shoulder | B11 | 25 | 1175 | 1175 | 67.4 | 73.67 | 0.01 | 6.26
2025 | MISO_WUMS_2_MISO_W | MISO_WUMS | MISO_W | Internal | Shoulder | B12 | 200 | 1175 | 0.05 | 66.38 | 66.37 | 0.01 | 0
2025 | MISO_WUMS_2_MISO_W | MISO_WUMS | MISO_W | Internal | Shoulder | B13 | 600 | 1175 | 0.02 | 60.71 | 60.7 | 0.01 | 0
2025 | MISO_WUMS_2_MISO_W | MISO_WUMS | MISO_W | Internal | Shoulder | B14 | 900 | 1175 | 0 | 58.73 | 51.94 | 0.01 | 0
2025 | MISO_WUMS_2_MISO_W | MISO_WUMS | MISO_W | Internal | Shoulder | B15 | 1203 | 1175 | 0 | 57.02 | 18.33 | 0.01 | 0
2025 | MISO_WUMS_2_MISO_W | MISO_WUMS | MISO_W | Internal | Summer | B1 | 10 | 1175 | 1175 | 88.03 | 107.27 | 0.01 | 19.23
2025 | MISO_WUMS_2_MISO_W | MISO_WUMS | MISO_W | Internal | Summer | B2 | 25 | 1175 | 1175 | 88.71 | 107.26 | 0.01 | 18.53
2025 | MISO_WUMS_2_MISO_W | MISO_WUMS | MISO_W | Internal | Summer | B3 | 75 | 1175 | 1174.99 | 105.4 | 106.07 | 0.01 | 0.65
2025 | MISO_WUMS_2_MISO_W | MISO_WUMS | MISO_W | Internal | Summer | B4 | 100 | 1175 | 1153.13 | 101.05 | 101.06 | 0.01 | 0
2025 | MISO_WUMS_2_MISO_W | MISO_WUMS | MISO_W | Internal | Summer | B5 | 200 | 1175 | 1175 | 88.71 | 95.04 | 0.01 | 6.32
2025 | MISO_WUMS_2_MISO_W | MISO_WUMS | MISO_W | Internal | Summer | B6 | 300 | 1175 | 247.55 | 80.32 | 80.33 | 0.01 | 0
2025 | MISO_WUMS_2_MISO_W | MISO_WUMS | MISO_W | Internal | Summer | B7 | 400 | 1175 | 836.22 | 75.04 | 75.05 | 0.01 | 0
2025 | MISO_WUMS_2_MISO_W | MISO_WUMS | MISO_W | Internal | Summer | B8 | 500 | 1175 | 1175 | 65.96 | 68.99 | 0.01 | 3.01
2025 | MISO_WUMS_2_MISO_W | MISO_WUMS | MISO_W | Internal | Summer | B9 | 800 | 1175 | 0.02 | 65.32 | 65.32 | 0.01 | 0
2025 | MISO_WUMS_2_MISO_W | MISO_WUMS | MISO_W | Internal | Summer | B10 | 1262 | 1175 | 0 | 57.51 | 56.16 | 0.01 | 0
2025 | MISO_WUMS_2_MISO_W | MISO_WUMS | MISO_W | Internal | Winter | B16 | 25 | 1175 | 0 | 61.09 | 11.33 | 0.01 | 0
2025 | MISO_WUMS_2_MISO_W | MISO_WUMS | MISO_W | Internal | Winter | B17 | 100 | 1175 | 0 | 61.09 | 11.36 | 0.01 | 0
2025 | MISO_WUMS_2_MISO_W | MISO_WUMS | MISO_W | Internal | Winter | B18 | 400 | 1175 | 0.02 | 61.49 | 61.48 | 0.01 | 0
2025 | MISO_WUMS_2_MISO_W | MISO_WUMS | MISO_W | Internal | Winter | B19 | 700 | 1175 | 0.01 | 61.49 | 61.48 | 0.01 | 0
2025 | MISO_WUMS_2_MISO_W | MISO_WUMS | MISO_W | Internal | Winter | B20 | 935 | 1175 | 0 | 59.47 | 21.09 | 0.01 | 0
2025 | MISO_WUMS_2_PJM_ROR | MISO_WUMS | PJM_ROR | Internal | Shoulder | B11 | 25 | 1600 | 1600 | 67.4 | 75.67 | 2 | 6.27
2025 | MISO_WUMS_2_PJM_ROR | MISO_WUMS | PJM_ROR | Internal | Shoulder | B12 | 200 | 1600 | 1600 | 66.38 | 71.23 | 2 | 2.85
2025 | MISO_WUMS_2_PJM_ROR | MISO_WUMS | PJM_ROR | Internal | Shoulder | B13 | 600 | 1600 | 1600 | 60.71 | 69.04 | 2 | 6.33
2025 | MISO_WUMS_2_PJM_ROR | MISO_WUMS | PJM_ROR | Internal | Shoulder | B14 | 900 | 1600 | 1600 | 58.73 | 67.73 | 2 | 7
2025 | MISO_WUMS_2_PJM_ROR | MISO_WUMS | PJM_ROR | Internal | Shoulder | B15 | 1203 | 1600 | 422.5 | 57.02 | 59.02 | 2 | 0
2025 | MISO_WUMS_2_PJM_ROR | MISO_WUMS | PJM_ROR | Internal | Summer | B1 | 10 | 1600 | 1600 | 88.03 | 109.27 | 2 | 19.24
2025 | MISO_WUMS_2_PJM_ROR | MISO_WUMS | PJM_ROR | Internal | Summer | B2 | 25 | 1600 | 1600 | 88.71 | 109.27 | 2 | 18.56
2025 | MISO_WUMS_2_PJM_ROR | MISO_WUMS | PJM_ROR | Internal | Summer | B3 | 75 | 1600 | 1599.99 | 105.4 | 108.07 | 2 | 0.66
2025 | MISO_WUMS_2_PJM_ROR | MISO_WUMS | PJM_ROR | Internal | Summer | B4 | 100 | 1600 | 1599.83 | 101.05 | 103.06 | 2 | 0.01
2025 | MISO_WUMS_2_PJM_ROR | MISO_WUMS | PJM_ROR | Internal | Summer | B5 | 200 | 1600 | 1600 | 88.71 | 97.04 | 2 | 6.33
2025 | MISO_WUMS_2_PJM_ROR | MISO_WUMS | PJM_ROR | Internal | Summer | B6 | 300 | 1600 | 1599.94 | 80.32 | 82.33 | 2 | 0.01
2025 | MISO_WUMS_2_PJM_ROR | MISO_WUMS | PJM_ROR | Internal | Summer | B7 | 400 | 1600 | 1599.96 | 75.04 | 77.05 | 2 | 0.01
2025 | MISO_WUMS_2_PJM_ROR | MISO_WUMS | PJM_ROR | Internal | Summer | B8 | 500 | 1600 | 1600 | 65.96 | 70.99 | 2 | 3.02
2025 | MISO_WUMS_2_PJM_ROR | MISO_WUMS | PJM_ROR | Internal | Summer | B9 | 800 | 1600 | 1119.55 | 65.32 | 67.32 | 2 | 0
2025 | MISO_WUMS_2_PJM_ROR | MISO_WUMS | PJM_ROR | Internal | Summer | B10 | 1262 | 1600 | 0 | 57.51 | 58.16 | 2 | 0
2025 | MISO_WUMS_2_PJM_ROR | MISO_WUMS | PJM_ROR | Internal | Winter | B16 | 25 | 1600 | 1600 | 61.09 | 76.86 | 2 | 13.78
2025 | MISO_WUMS_2_PJM_ROR | MISO_WUMS | PJM_ROR | Internal | Winter | B17 | 100 | 1600 | 1600 | 61.09 | 75.13 | 2 | 12.04
2025 | MISO_WUMS_2_PJM_ROR | MISO_WUMS | PJM_ROR | Internal | Winter | B18 | 400 | 1600 | 1600 | 61.49 | 72.25 | 2 | 8.76
2025 | MISO_WUMS_2_PJM_ROR | MISO_WUMS | PJM_ROR | Internal | Winter | B19 | 700 | 1600 | 1600 | 61.49 | 71.01 | 2 | 7.52
2025 | MISO_WUMS_2_PJM_ROR | MISO_WUMS | PJM_ROR | Internal | Winter | B20 | 935 | 1600 | 1600 | 59.47 | 61.8 | 2 | 0.33
2025 | NE_2_MAPP_US | NE | MAPP_US | Internal | Shoulder | B11 | 25 | 1600 | 0 | 68.67 | 66.67 | 5 | 0
2025 | NE_2_MAPP_US | NE | MAPP_US | Internal | Shoulder | B12 | 200 | 1600 | 0 | 61.36 | 59.37 | 5 | 0
2025 | NE_2_MAPP_US | NE | MAPP_US | Internal | Shoulder | B13 | 600 | 1600 | 0 | 50.67 | 53.7 | 5 | 0
2025 | NE_2_MAPP_US | NE | MAPP_US | Internal | Shoulder | B14 | 900 | 1600 | 1600 | 0.02 | 44.94 | 5 | 39.92
2025 | NE_2_MAPP_US | NE | MAPP_US | Internal | Shoulder | B15 | 1203 | 1600 | 1600 | 0.01 | 11.33 | 5 | 6.32
2025 | NE_2_MAPP_US | NE | MAPP_US | Internal | Summer | B1 | 10 | 1600 | 0 | 102.27 | 100.27 | 5 | 0
2025 | NE_2_MAPP_US | NE | MAPP_US | Internal | Summer | B2 | 25 | 1600 | 0 | 97.38 | 100.26 | 5 | 0
2025 | NE_2_MAPP_US | NE | MAPP_US | Internal | Summer | B3 | 75 | 1600 | 0 | 101.07 | 99.07 | 5 | 0
2025 | NE_2_MAPP_US | NE | MAPP_US | Internal | Summer | B4 | 100 | 1600 | 0 | 96.06 | 94.06 | 5 | 0
2025 | NE_2_MAPP_US | NE | MAPP_US | Internal | Summer | B5 | 200 | 1600 | 0 | 90.04 | 88.04 | 5 | 0
2025 | NE_2_MAPP_US | NE | MAPP_US | Internal | Summer | B6 | 300 | 1600 | 0 | 75.33 | 73.33 | 5 | 0
2025 | NE_2_MAPP_US | NE | MAPP_US | Internal | Summer | B7 | 400 | 1600 | 0 | 70.05 | 68.05 | 5 | 0
2025 | NE_2_MAPP_US | NE | MAPP_US | Internal | Summer | B8 | 500 | 1600 | 0 | 63.99 | 61.99 | 5 | 0
2025 | NE_2_MAPP_US | NE | MAPP_US | Internal | Summer | B9 | 800 | 1600 | 0 | 60.32 | 61.99 | 5 | 0
2025 | NE_2_MAPP_US | NE | MAPP_US | Internal | Summer | B10 | 1262 | 1600 | 208.23 | 49.19 | 54.19 | 5 | 0
2025 | NE_2_MAPP_US | NE | MAPP_US | Internal | Winter | B16 | 25 | 1600 | 1600 | 0.01 | 11.33 | 5 | 6.32
2025 | NE_2_MAPP_US | NE | MAPP_US | Internal | Winter | B17 | 100 | 1600 | 1600 | 0.01 | 11.33 | 5 | 6.32
2025 | NE_2_MAPP_US | NE | MAPP_US | Internal | Winter | B18 | 400 | 1600 | 1600 | 46.93 | 54.48 | 5 | 2.55
2025 | NE_2_MAPP_US | NE | MAPP_US | Internal | Winter | B19 | 700 | 1600 | 1600 | 46.93 | 54.48 | 5 | 2.55
2025 | NE_2_MAPP_US | NE | MAPP_US | Internal | Winter | B20 | 935 | 1600 | 1600 | 0.01 | 14.09 | 5 | 9.08
2025 | NE_2_MISO_W | NE | MISO_W | Internal | Shoulder | B11 | 25 | 4089 | 2204.36 | 68.67 | 73.67 | 5 | 0
2025 | NE_2_MISO_W | NE | MISO_W | Internal | Shoulder | B12 | 200 | 4089 | 4088.92 | 61.36 | 66.37 | 5 | 0.01
2025 | NE_2_MISO_W | NE | MISO_W | Internal | Shoulder | B13 | 600 | 4089 | 4089 | 50.67 | 60.7 | 5 | 5.03
2025 | NE_2_MISO_W | NE | MISO_W | Internal | Shoulder | B14 | 900 | 4089 | 4089 | 0.02 | 51.94 | 5 | 46.92
2025 | NE_2_MISO_W | NE | MISO_W | Internal | Shoulder | B15 | 1203 | 4089 | 4089 | 0.01 | 18.33 | 5 | 13.32
2025 | NE_2_MISO_W | NE | MISO_W | Internal | Summer | B1 | 10 | 4089 | 2636.92 | 102.27 | 107.27 | 5 | 0
2025 | NE_2_MISO_W | NE | MISO_W | Internal | Summer | B2 | 25 | 4089 | 4089 | 97.38 | 107.26 | 5 | 4.88
2025 | NE_2_MISO_W | NE | MISO_W | Internal | Summer | B3 | 75 | 4089 | 3266.05 | 101.07 | 106.07 | 5 | 0
2025 | NE_2_MISO_W | NE | MISO_W | Internal | Summer | B4 | 100 | 4089 | 1108.76 | 96.06 | 101.06 | 5 | 0
2025 | NE_2_MISO_W | NE | MISO_W | Internal | Summer | B5 | 200 | 4089 | 2764.39 | 90.04 | 95.04 | 5 | 0
2025 | NE_2_MISO_W | NE | MISO_W | Internal | Summer | B6 | 300 | 4089 | 2436.37 | 75.33 | 80.33 | 5 | 0
2025 | NE_2_MISO_W | NE | MISO_W | Internal | Summer | B7 | 400 | 4089 | 1828.11 | 70.05 | 75.05 | 5 | 0
2025 | NE_2_MISO_W | NE | MISO_W | Internal | Summer | B8 | 500 | 4089 | 2384.92 | 63.99 | 68.99 | 5 | 0
2025 | NE_2_MISO_W | NE | MISO_W | Internal | Summer | B9 | 800 | 4089 | 2417.1 | 60.32 | 65.32 | 5 | 0
2025 | NE_2_MISO_W | NE | MISO_W | Internal | Summer | B10 | 1262 | 4089 | 4089 | 49.19 | 56.16 | 5 | 1.97
2025 | NE_2_MISO_W | NE | MISO_W | Internal | Winter | B16 | 25 | 4089 | 4089 | 0.01 | 11.33 | 5 | 6.32
2025 | NE_2_MISO_W | NE | MISO_W | Internal | Winter | B17 | 100 | 4089 | 4089 | 0.01 | 11.36 | 5 | 6.35
2025 | NE_2_MISO_W | NE | MISO_W | Internal | Winter | B18 | 400 | 4089 | 4089 | 46.93 | 61.48 | 5 | 9.55
2025 | NE_2_MISO_W | NE | MISO_W | Internal | Winter | B19 | 700 | 4089 | 4089 | 46.93 | 61.48 | 5 | 9.55
2025 | NE_2_MISO_W | NE | MISO_W | Internal | Winter | B20 | 935 | 4089 | 4089 | 0.01 | 21.09 | 5 | 16.08
2025 | NE_2_SPP_N | NE | SPP_N | Internal | Shoulder | B11 | 25 | 1960 | 914.86 | 68.67 | 68.68 | 0.01 | 0
2025 | NE_2_SPP_N | NE | SPP_N | Internal | Shoulder | B12 | 200 | 1960 | 1269.62 | 61.36 | 61.37 | 0.01 | 0
2025 | NE_2_SPP_N | NE | SPP_N | Internal | Shoulder | B13 | 600 | 1960 | 1960 | 50.67 | 55.7 | 0.01 | 5.02
2025 | NE_2_SPP_N | NE | SPP_N | Internal | Shoulder | B14 | 900 | 1960 | 0 | 0.02 | 0.01 | 0.01 | 0
2025 | NE_2_SPP_N | NE | SPP_N | Internal | Shoulder | B15 | 1203 | 1960 | 0.01 | 0.01 | 0.01 | 0.01 | 0
2025 | NE_2_SPP_N | NE | SPP_N | Internal | Summer | B1 | 10 | 1960 | 0 | 102.27 | 0.01 | 0.01 | 0
2025 | NE_2_SPP_N | NE | SPP_N | Internal | Summer | B2 | 25 | 1960 | 450.59 | 97.38 | 97.39 | 0.01 | 0
2025 | NE_2_SPP_N | NE | SPP_N | Internal | Summer | B3 | 75 | 1960 | 28.05 | 101.07 | 101.08 | 0.01 | 0
2025 | NE_2_SPP_N | NE | SPP_N | Internal | Summer | B4 | 100 | 1960 | 1275.63 | 96.06 | 96.07 | 0.01 | 0
2025 | NE_2_SPP_N | NE | SPP_N | Internal | Summer | B5 | 200 | 1960 | 0.1 | 90.04 | 90.04 | 0.01 | 0
2025 | NE_2_SPP_N | NE | SPP_N | Internal | Summer | B6 | 300 | 1960 | 439.16 | 75.33 | 75.34 | 0.01 | 0
2025 | NE_2_SPP_N | NE | SPP_N | Internal | Summer | B7 | 400 | 1960 | 982.78 | 70.05 | 70.07 | 0.01 | 0
2025 | NE_2_SPP_N | NE | SPP_N | Internal | Summer | B8 | 500 | 1960 | 1960 | 63.99 | 65.92 | 0.01 | 1.92
2025 | NE_2_SPP_N | NE | SPP_N | Internal | Summer | B9 | 800 | 1960 | 1960 | 60.32 | 63.7 | 0.01 | 3.37
2025 | NE_2_SPP_N | NE | SPP_N | Internal | Summer | B10 | 1262 | 1960 | 1474.45 | 49.19 | 49.21 | 0.01 | 0
2025 | NE_2_SPP_N | NE | SPP_N | Internal | Winter | B16 | 25 | 1960 | 1047.9 | 0.01 | 0.02 | 0.01 | 0
2025 | NE_2_SPP_N | NE | SPP_N | Internal | Winter | B17 | 100 | 1960 | 955.66 | 0.01 | 0.02 | 0.01 | 0
2025 | NE_2_SPP_N | NE | SPP_N | Internal | Winter | B18 | 400 | 1960 | 1960 | 46.93 | 59.02 | 0.01 | 12.08
2025 | NE_2_SPP_N | NE | SPP_N | Internal | Winter | B19 | 700 | 1960 | 1045.49 | 46.93 | 46.94 | 0.01 | 0
2025 | NE_2_SPP_N | NE | SPP_N | Internal | Winter | B20 | 935 | 1960 | 0.02 | 0.01 | 0.01 | 0.01 | 0
2025 | NEISO_2_NYISO_A-F | NEISO | NYISO_A-F | Internal | Shoulder | B11 | 25 | 600 | 0 | 55.9 | 51.93 | 3 | 0
2025 | NEISO_2_NYISO_A-F | NEISO | NYISO_A-F | Internal | Shoulder | B12 | 200 | 600 | 0 | 57.34 | 51.93 | 3 | 0
2025 | NEISO_2_NYISO_A-F | NEISO | NYISO_A-F | Internal | Shoulder | B13 | 600 | 600 | 0 | 55.9 | 51.93 | 3 | 0
2025 | NEISO_2_NYISO_A-F | NEISO | NYISO_A-F | Internal | Shoulder | B14 | 900 | 600 | 0 | 55.9 | 51.93 | 3 | 0
2025 | NEISO_2_NYISO_A-F | NEISO | NYISO_A-F | Internal | Shoulder | B15 | 1203 | 600 | 0 | 55.9 | 51.93 | 3 | 0
2025 | NEISO_2_NYISO_A-F | NEISO | NYISO_A-F | Internal | Summer | B1 | 10 | 600 | 0 | 87.28 | 56.94 | 3 | 0
2025 | NEISO_2_NYISO_A-F | NEISO | NYISO_A-F | Internal | Summer | B2 | 25 | 600 | 0 | 94.45 | 67.45 | 3 | 0
2025 | NEISO_2_NYISO_A-F | NEISO | NYISO_A-F | Internal | Summer | B3 | 75 | 600 | 0 | 75.24 | 67.45 | 3 | 0
2025 | NEISO_2_NYISO_A-F | NEISO | NYISO_A-F | Internal | Summer | B4 | 100 | 600 | 72.69 | 62.6 | 65.6 | 3 | 0
2025 | NEISO_2_NYISO_A-F | NEISO | NYISO_A-F | Internal | Summer | B5 | 200 | 600 | 0 | 62.6 | 59.6 | 3 | 0
2025 | NEISO_2_NYISO_A-F | NEISO | NYISO_A-F | Internal | Summer | B6 | 300 | 600 | 0 | 62.6 | 59.6 | 3 | 0
2025 | NEISO_2_NYISO_A-F | NEISO | NYISO_A-F | Internal | Summer | B7 | 400 | 600 | 0 | 62.6 | 59.6 | 3 | 0
2025 | NEISO_2_NYISO_A-F | NEISO | NYISO_A-F | Internal | Summer | B8 | 500 | 600 | 0 | 61.44 | 58.44 | 3 | 0
2025 | NEISO_2_NYISO_A-F | NEISO | NYISO_A-F | Internal | Summer | B9 | 800 | 600 | 0 | 59.94 | 56.94 | 3 | 0
2025 | NEISO_2_NYISO_A-F | NEISO | NYISO_A-F | Internal | Summer | B10 | 1262 | 600 | 0 | 54.65 | 56.94 | 3 | 0
2025 | NEISO_2_NYISO_A-F | NEISO | NYISO_A-F | Internal | Winter | B16 | 25 | 600 | 0 | 65.67 | 51.93 | 3 | 0
2025 | NEISO_2_NYISO_A-F | NEISO | NYISO_A-F | Internal | Winter | B17 | 100 | 600 | 0 | 65.67 | 51.93 | 3 | 0
2025 | NEISO_2_NYISO_A-F | NEISO | NYISO_A-F | Internal | Winter | B18 | 400 | 600 | 0 | 55.4 | 51.93 | 3 | 0
2025 | NEISO_2_NYISO_A-F | NEISO | NYISO_A-F | Internal | Winter | B19 | 700 | 600 | 0 | 55.4 | 51.93 | 3 | 0
2025 | NEISO_2_NYISO_A-F | NEISO | NYISO_A-F | Internal | Winter | B20 | 935 | 600 | 0 | 55.4 | 51.93 | 3 | 0
2025 | NEISO_2_NYISO_G-I | NEISO | NYISO_G-I | Internal | Shoulder | B11 | 25 | 600 | 600 | 55.9 | 67.67 | 3 | 8.77
2025 | NEISO_2_NYISO_G-I | NEISO | NYISO_G-I | Internal | Shoulder | B12 | 200 | 600 | 600 | 57.34 | 66.18 | 3 | 5.84
2025 | NEISO_2_NYISO_G-I | NEISO | NYISO_G-I | Internal | Shoulder | B13 | 600 | 600 | 600 | 55.9 | 66.18 | 3 | 7.28
2025 | NEISO_2_NYISO_G-I | NEISO | NYISO_G-I | Internal | Shoulder | B14 | 900 | 600 | 600 | 55.9 | 66.18 | 3 | 7.28
2025 | NEISO_2_NYISO_G-I | NEISO | NYISO_G-I | Internal | Shoulder | B15 | 1203 | 600 | 0 | 55.9 | 57.69 | 3 | 0
2025 | NEISO_2_NYISO_G-I | NEISO | NYISO_G-I | Internal | Summer | B1 | 10 | 600 | 600 | 87.28 | 101.27 | 3 | 10.99
2025 | NEISO_2_NYISO_G-I | NEISO | NYISO_G-I | Internal | Summer | B2 | 25 | 600 | 600 | 94.45 | 101.27 | 3 | 3.82
2025 | NEISO_2_NYISO_G-I | NEISO | NYISO_G-I | Internal | Summer | B3 | 75 | 600 | 600 | 75.24 | 91.87 | 3 | 13.63
2025 | NEISO_2_NYISO_G-I | NEISO | NYISO_G-I | Internal | Summer | B4 | 100 | 600 | 600 | 62.6 | 89.6 | 3 | 24.01
2025 | NEISO_2_NYISO_G-I | NEISO | NYISO_G-I | Internal | Summer | B5 | 200 | 600 | 600 | 62.6 | 89.04 | 3 | 23.44
2025 | NEISO_2_NYISO_G-I | NEISO | NYISO_G-I | Internal | Summer | B6 | 300 | 600 | 600 | 62.6 | 74.33 | 3 | 8.74
2025 | NEISO_2_NYISO_G-I | NEISO | NYISO_G-I | Internal | Summer | B7 | 400 | 600 | 600 | 62.6 | 66.99 | 3 | 1.4
2025 | NEISO_2_NYISO_G-I | NEISO | NYISO_G-I | Internal | Summer | B8 | 500 | 600 | 0.04 | 61.44 | 64.43 | 3 | 0
2025 | NEISO_2_NYISO_G-I | NEISO | NYISO_G-I | Internal | Summer | B9 | 800 | 600 | 460.64 | 59.94 | 62.94 | 3 | 0
2025 | NEISO_2_NYISO_G-I | NEISO | NYISO_G-I | Internal | Summer | B10 | 1262 | 600 | 0 | 54.65 | 56.95 | 3 | 0
2025 | NEISO_2_NYISO_G-I | NEISO | NYISO_G-I | Internal | Winter | B16 | 25 | 600 | 600 | 65.67 | 75.05 | 3 | 6.38
2025 | NEISO_2_NYISO_G-I | NEISO | NYISO_G-I | Internal | Winter | B17 | 100 | 600 | 600 | 65.67 | 75.05 | 3 | 6.38
2025 | NEISO_2_NYISO_G-I | NEISO | NYISO_G-I | Internal | Winter | B18 | 400 | 600 | 600 | 55.4 | 75.05 | 3 | 16.65
2025 | NEISO_2_NYISO_G-I | NEISO | NYISO_G-I | Internal | Winter | B19 | 700 | 600 | 600 | 55.4 | 66.38 | 3 | 7.98
2025 | NEISO_2_NYISO_G-I | NEISO | NYISO_G-I | Internal | Winter | B20 | 935 | 600 | 0.02 | 55.4 | 58.39 | 3 | 0
2025 | NEISO_2_NYISO_J-K | NEISO | NYISO_J-K | Internal | Shoulder | B11 | 25 | 745 | 745 | 55.9 | 67.68 | 3 | 8.78
2025 | NEISO_2_NYISO_J-K | NEISO | NYISO_J-K | Internal | Shoulder | B12 | 200 | 745 | 745 | 57.34 | 66.19 | 3 | 5.85
2025 | NEISO_2_NYISO_J-K | NEISO | NYISO_J-K | Internal | Shoulder | B13 | 600 | 745 | 745 | 55.9 | 66.19 | 3 | 7.29
2025 | NEISO_2_NYISO_J-K | NEISO | NYISO_J-K | Internal | Shoulder | B14 | 900 | 745 | 745 | 55.9 | 66.19 | 3 | 7.29
2025 | NEISO_2_NYISO_J-K | NEISO | NYISO_J-K | Internal | Shoulder | B15 | 1203 | 745 | 0 | 55.9 | 57.71 | 3 | 0
2025 | NEISO_2_NYISO_J-K | NEISO | NYISO_J-K | Internal | Summer | B1 | 10 | 745 | 745 | 87.28 | 101.28 | 3 | 11
2025 | NEISO_2_NYISO_J-K | NEISO | NYISO_J-K | Internal | Summer | B2 | 25 | 745 | 745 | 94.45 | 101.28 | 3 | 3.83
2025 | NEISO_2_NYISO_J-K | NEISO | NYISO_J-K | Internal | Summer | B3 | 75 | 745 | 745 | 75.24 | 91.88 | 3 | 13.64
2025 | NEISO_2_NYISO_J-K | NEISO | NYISO_J-K | Internal | Summer | B4 | 100 | 745 | 745 | 62.6 | 89.61 | 3 | 24.02
2025 | NEISO_2_NYISO_J-K | NEISO | NYISO_J-K | Internal | Summer | B5 | 200 | 745 | 745 | 62.6 | 89.61 | 3 | 24.02
2025 | NEISO_2_NYISO_J-K | NEISO | NYISO_J-K | Internal | Summer | B6 | 300 | 745 | 745 | 62.6 | 74.34 | 3 | 8.75
2025 | NEISO_2_NYISO_J-K | NEISO | NYISO_J-K | Internal | Summer | B7 | 400 | 745 | 745 | 62.6 | 67 | 3 | 1.41
2025 | NEISO_2_NYISO_J-K | NEISO | NYISO_J-K | Internal | Summer | B8 | 500 | 745 | 737.75 | 61.44 | 64.44 | 3 | 0
2025 | NEISO_2_NYISO_J-K | NEISO | NYISO_J-K | Internal | Summer | B9 | 800 | 745 | 744.98 | 59.94 | 62.95 | 3 | 0.01
2025 | NEISO_2_NYISO_J-K | NEISO | NYISO_J-K | Internal | Summer | B10 | 1262 | 745 | 0 | 54.65 | 56.96 | 3 | 0
2025 | NEISO_2_NYISO_J-K | NEISO | NYISO_J-K | Internal | Winter | B16 | 25 | 745 | 745 | 65.67 | 77.66 | 3 | 8.99
2025 | NEISO_2_NYISO_J-K | NEISO | NYISO_J-K | Internal | Winter | B17 | 100 | 745 | 745 | 65.67 | 77.66 | 3 | 8.99
2025 | NEISO_2_NYISO_J-K | NEISO | NYISO_J-K | Internal | Winter | B18 | 400 | 745 | 745 | 55.4 | 77.66 | 3 | 19.26
2025 | NEISO_2_NYISO_J-K | NEISO | NYISO_J-K | Internal | Winter | B19 | 700 | 745 | 745 | 55.4 | 77.66 | 3 | 19.26
2025 | NEISO_2_NYISO_J-K | NEISO | NYISO_J-K | Internal | Winter | B20 | 935 | 745 | 368.19 | 55.4 | 58.4 | 3 | 0
2025 | NonRTO_Midwest_2_MISO_IN | NonRTO_Midwest | MISO_IN | Internal | Shoulder | B11 | 25 | 4450 | 0 | 80.92 | 71.95 | 8 | 0
2025 | NonRTO_Midwest_2_MISO_IN | NonRTO_Midwest | MISO_IN | Internal | Shoulder | B12 | 200 | 4450 | 0 | 74.37 | 66.37 | 8 | 0
2025 | NonRTO_Midwest_2_MISO_IN | NonRTO_Midwest | MISO_IN | Internal | Shoulder | B13 | 600 | 4450 | 0 | 68.7 | 60.7 | 8 | 0
2025 | NonRTO_Midwest_2_MISO_IN | NonRTO_Midwest | MISO_IN | Internal | Shoulder | B14 | 900 | 4450 | 0 | 67.11 | 59.11 | 8 | 0
2025 | NonRTO_Midwest_2_MISO_IN | NonRTO_Midwest | MISO_IN | Internal | Shoulder | B15 | 1203 | 4450 | 0 | 65.02 | 57.02 | 8 | 0
2025 | NonRTO_Midwest_2_MISO_IN | NonRTO_Midwest | MISO_IN | Internal | Summer | B1 | 10 | 4450 | 0 | 115.25 | 107.25 | 8 | 0
2025 | NonRTO_Midwest_2_MISO_IN | NonRTO_Midwest | MISO_IN | Internal | Summer | B2 | 25 | 4450 | 0 | 115.26 | 107.26 | 8 | 0
2025 | NonRTO_Midwest_2_MISO_IN | NonRTO_Midwest | MISO_IN | Internal | Summer | B3 | 75 | 4450 | 0 | 114.07 | 106.07 | 8 | 0
2025 | NonRTO_Midwest_2_MISO_IN | NonRTO_Midwest | MISO_IN | Internal | Summer | B4 | 100 | 4450 | 0 | 109.06 | 101.06 | 8 | 0
2025 | NonRTO_Midwest_2_MISO_IN | NonRTO_Midwest | MISO_IN | Internal | Summer | B5 | 200 | 4450 | 0 | 103.03 | 95.03 | 8 | 0
2025 | NonRTO_Midwest_2_MISO_IN | NonRTO_Midwest | MISO_IN | Internal | Summer | B6 | 300 | 4450 | 0 | 88.33 | 80.33 | 8 | 0
2025 | NonRTO_Midwest_2_MISO_IN | NonRTO_Midwest | MISO_IN | Internal | Summer | B7 | 400 | 4450 | 0 | 83.05 | 75.05 | 8 | 0
2025 | NonRTO_Midwest_2_MISO_IN | NonRTO_Midwest | MISO_IN | Internal | Summer | B8 | 500 | 4450 | 0 | 78.91 | 70.91 | 8 | 0
2025 | NonRTO_Midwest_2_MISO_IN | NonRTO_Midwest | MISO_IN | Internal | Summer | B9 | 800 | 4450 | 0 | 73.32 | 65.32 | 8 | 0
2025 | NonRTO_Midwest_2_MISO_IN | NonRTO_Midwest | MISO_IN | Internal | Summer | B10 | 1262 | 4450 | 0 | 65.86 | 57.86 | 8 | 0
2025 | NonRTO_Midwest_2_MISO_IN | NonRTO_Midwest | MISO_IN | Internal | Winter | B16 | 25 | 4450 | 0 | 82.38 | 61.48 | 8 | 0
2025 | NonRTO_Midwest_2_MISO_IN | NonRTO_Midwest | MISO_IN | Internal | Winter | B17 | 100 | 4450 | 0 | 81.12 | 71.38 | 8 | 0
2025 | NonRTO_Midwest_2_MISO_IN | NonRTO_Midwest | MISO_IN | Internal | Winter | B18 | 400 | 4450 | 0 | 72.02 | 64.02 | 8 | 0
2025 | NonRTO_Midwest_2_MISO_IN | NonRTO_Midwest | MISO_IN | Internal | Winter | B19 | 700 | 4450 | 0 | 69.48 | 61.48 | 8 | 0
2025 | NonRTO_Midwest_2_MISO_IN | NonRTO_Midwest | MISO_IN | Internal | Winter | B20 | 935 | 4450 | 0 | 67.44 | 59.44 | 8 | 0
2025 | NonRTO_Midwest_2_TVA_Transmission | NonRTO_Midwest | TVA_Transmission | Internal | Shoulder | B11 | 25 | 2400 | 0 | 80.92 | 81.68 | 8 | 0
2025 | NonRTO_Midwest_2_TVA_Transmission | NonRTO_Midwest | TVA_Transmission | Internal | Shoulder | B12 | 200 | 2400 | 0 | 74.37 | 74.37 | 8 | 0
2025 | NonRTO_Midwest_2_TVA_Transmission | NonRTO_Midwest | TVA_Transmission | Internal | Shoulder | B13 | 600 | 2400 | 0 | 68.7 | 68.71 | 8 | 0
2025 | NonRTO_Midwest_2_TVA_Transmission | NonRTO_Midwest | TVA_Transmission | Internal | Shoulder | B14 | 900 | 2400 | 0 | 67.11 | 67.1 | 8 | 0
2025 | NonRTO_Midwest_2_TVA_Transmission | NonRTO_Midwest | TVA_Transmission | Internal | Shoulder | B15 | 1203 | 2400 | 0 | 65.02 | 63.62 | 8 | 0
2025 | NonRTO_Midwest_2_TVA_Transmission | NonRTO_Midwest | TVA_Transmission | Internal | Summer | B1 | 10 | 2400 | 0 | 115.25 | 115.26 | 8 | 0
2025 | NonRTO_Midwest_2_TVA_Transmission | NonRTO_Midwest | TVA_Transmission | Internal | Summer | B2 | 25 | 2400 | 0 | 115.26 | 115.27 | 8 | 0
2025 | NonRTO_Midwest_2_TVA_Transmission | NonRTO_Midwest | TVA_Transmission | Internal | Summer | B3 | 75 | 2400 | 0 | 114.07 | 114.07 | 8 | 0
2025 | NonRTO_Midwest_2_TVA_Transmission | NonRTO_Midwest | TVA_Transmission | Internal | Summer | B4 | 100 | 2400 | 0 | 109.06 | 109.06 | 8 | 0
2025 | NonRTO_Midwest_2_TVA_Transmission | NonRTO_Midwest | TVA_Transmission | Internal | Summer | B5 | 200 | 2400 | 0 | 103.03 | 103.04 | 8 | 0
2025 | NonRTO_Midwest_2_TVA_Transmission | NonRTO_Midwest | TVA_Transmission | Internal | Summer | B6 | 300 | 2400 | 0 | 88.33 | 88.33 | 8 | 0
2025 | NonRTO_Midwest_2_TVA_Transmission | NonRTO_Midwest | TVA_Transmission | Internal | Summer | B7 | 400 | 2400 | 0 | 83.05 | 83.05 | 8 | 0
2025 | NonRTO_Midwest_2_TVA_Transmission | NonRTO_Midwest | TVA_Transmission | Internal | Summer | B8 | 500 | 2400 | 0 | 78.91 | 75.42 | 8 | 0
2025 | NonRTO_Midwest_2_TVA_Transmission | NonRTO_Midwest | TVA_Transmission | Internal | Summer | B9 | 800 | 2400 | 0 | 73.32 | 73.32 | 8 | 0
2025 | NonRTO_Midwest_2_TVA_Transmission | NonRTO_Midwest | TVA_Transmission | Internal | Summer | B10 | 1262 | 2400 | 0 | 65.86 | 62.22 | 8 | 0
2025 | NonRTO_Midwest_2_TVA_Transmission | NonRTO_Midwest | TVA_Transmission | Internal | Winter | B16 | 25 | 2400 | 0 | 82.38 | 82.86 | 8 | 0
2025 | NonRTO_Midwest_2_TVA_Transmission | NonRTO_Midwest | TVA_Transmission | Internal | Winter | B17 | 100 | 2400 | 0 | 81.12 | 78.32 | 8 | 0
2025 | NonRTO_Midwest_2_TVA_Transmission | NonRTO_Midwest | TVA_Transmission | Internal | Winter | B18 | 400 | 2400 | 0 | 72.02 | 72.03 | 8 | 0
2025 | NonRTO_Midwest_2_TVA_Transmission | NonRTO_Midwest | TVA_Transmission | Internal | Winter | B19 | 700 | 2400 | 0 | 69.48 | 69.49 | 8 | 0
2025 | NonRTO_Midwest_2_TVA_Transmission | NonRTO_Midwest | TVA_Transmission | Internal | Winter | B20 | 935 | 2400 | 0 | 67.44 | 66.1 | 8 | 0
2025 | NYISO_A-F_2_IESO | NYISO_A-F | IESO | Internal | Shoulder | B11 | 25 | 1600 | 0 | 51.93 | 44.93 | 7 | 0
2025 | NYISO_A-F_2_IESO | NYISO_A-F | IESO | Internal | Shoulder | B12 | 200 | 1600 | 0 | 51.93 | 44.93 | 7 | 0
2025 | NYISO_A-F_2_IESO | NYISO_A-F | IESO | Internal | Shoulder | B13 | 600 | 1600 | 0 | 51.93 | 44.93 | 7 | 0
2025 | NYISO_A-F_2_IESO | NYISO_A-F | IESO | Internal | Shoulder | B14 | 900 | 1600 | 0 | 51.93 | 44.93 | 7 | 0
2025 | NYISO_A-F_2_IESO | NYISO_A-F | IESO | Internal | Shoulder | B15 | 1203 | 1600 | 0 | 51.93 | 44.93 | 7 | 0
2025 | NYISO_A-F_2_IESO | NYISO_A-F | IESO | Internal | Summer | B1 | 10 | 1600 | 0 | 56.94 | 58.06 | 7 | 0
2025 | NYISO_A-F_2_IESO | NYISO_A-F | IESO | Internal | Summer | B2 | 25 | 1600 | 0 | 67.45 | 60.45 | 7 | 0
2025 | NYISO_A-F_2_IESO | NYISO_A-F | IESO | Internal | Summer | B3 | 75 | 1600 | 0 | 67.45 | 60.45 | 7 | 0
2025 | NYISO_A-F_2_IESO | NYISO_A-F | IESO | Internal | Summer | B4 | 100 | 1600 | 0 | 65.6 | 58.06 | 7 | 0
2025 | NYISO_A-F_2_IESO | NYISO_A-F | IESO | Internal | Summer | B5 | 200 | 1600 | 0 | 59.6 | 51.66 | 7 | 0
2025 | NYISO_A-F_2_IESO | NYISO_A-F | IESO | Internal | Summer | B6 | 300 | 1600 | 0 | 59.6 | 43.6 | 7 | 0
2025 | NYISO_A-F_2_IESO | NYISO_A-F | IESO | Internal | Summer | B7 | 400 | 1600 | 0 | 59.6 | 43.6 | 7 | 0
2025 | NYISO_A-F_2_IESO | NYISO_A-F | IESO | Internal | Summer | B8 | 500 | 1600 | 0 | 58.44 | 43.6 | 7 | 0
2025 | NYISO_A-F_2_IESO | NYISO_A-F | IESO | Internal | Summer | B9 | 800 | 1600 | 0 | 56.94 | 43.6 | 7 | 0
2025 | NYISO_A-F_2_IESO | NYISO_A-F | IESO | Internal | Summer | B10 | 1262 | 1600 | 0 | 56.94 | 43.6 | 7 | 0
2025 | NYISO_A-F_2_IESO | NYISO_A-F | IESO | Internal | Winter | B16 | 25 | 1600 | 0 | 51.93 | 44.93 | 7 | 0
2025 | NYISO_A-F_2_IESO | NYISO_A-F | IESO | Internal | Winter | B17 | 100 | 1600 | 0 | 51.93 | 44.93 | 7 | 0
2025 | NYISO_A-F_2_IESO | NYISO_A-F | IESO | Internal | Winter | B18 | 400 | 1600 | 0 | 51.93 | 44.93 | 7 | 0
2025 | NYISO_A-F_2_IESO | NYISO_A-F | IESO | Internal | Winter | B19 | 700 | 1600 | 0 | 51.93 | 44.93 | 7 | 0
2025 | NYISO_A-F_2_IESO | NYISO_A-F | IESO | Internal | Winter | B20 | 935 | 1600 | 0 | 51.93 | 44.93 | 7 | 0
2025 | NYISO_A-F_2_NEISO | NYISO_A-F | NEISO | Internal | Shoulder | B11 | 25 | 600 | 599.99 | 51.93 | 55.9 | 3 | 0.97
2025 | NYISO_A-F_2_NEISO | NYISO_A-F | NEISO | Internal | Shoulder | B12 | 200 | 600 | 600 | 51.93 | 57.34 | 3 | 2.42
2025 | NYISO_A-F_2_NEISO | NYISO_A-F | NEISO | Internal | Shoulder | B13 | 600 | 600 | 600 | 51.93 | 55.9 | 3 | 0.97
2025 | NYISO_A-F_2_NEISO | NYISO_A-F | NEISO | Internal | Shoulder | B14 | 900 | 600 | 600 | 51.93 | 55.9 | 3 | 0.97
2025 | NYISO_A-F_2_NEISO | NYISO_A-F | NEISO | Internal | Shoulder | B15 | 1203 | 600 | 600 | 51.93 | 55.9 | 3 | 0.97
2025 | NYISO_A-F_2_NEISO | NYISO_A-F | NEISO | Internal | Summer | B1 | 10 | 600 | 600 | 56.94 | 87.28 | 3 | 27.35
2025 | NYISO_A-F_2_NEISO | NYISO_A-F | NEISO | Internal | Summer | B2 | 25 | 600 | 600 | 67.45 | 94.45 | 3 | 24
2025 | NYISO_A-F_2_NEISO | NYISO_A-F | NEISO | Internal | Summer | B3 | 75 | 600 | 600 | 67.45 | 75.24 | 3 | 4.79
2025 | NYISO_A-F_2_NEISO | NYISO_A-F | NEISO | Internal | Summer | B4 | 100 | 600 | 0 | 65.6 | 62.6 | 3 | 0
2025 | NYISO_A-F_2_NEISO | NYISO_A-F | NEISO | Internal | Summer | B5 | 200 | 600 | 209.96 | 59.6 | 62.6 | 3 | 0
2025 | NYISO_A-F_2_NEISO | NYISO_A-F | NEISO | Internal | Summer | B6 | 300 | 600 | 487.92 | 59.6 | 62.6 | 3 | 0
2025 | NYISO_A-F_2_NEISO | NYISO_A-F | NEISO | Internal | Summer | B7 | 400 | 600 | 392.78 | 59.6 | 62.6 | 3 | 0
2025 | NYISO_A-F_2_NEISO | NYISO_A-F | NEISO | Internal | Summer | B8 | 500 | 600 | 424.79 | 58.44 | 61.44 | 3 | 0
2025 | NYISO_A-F_2_NEISO | NYISO_A-F | NEISO | Internal | Summer | B9 | 800 | 600 | 69.32 | 56.94 | 59.94 | 3 | 0
2025 | NYISO_A-F_2_NEISO | NYISO_A-F | NEISO | Internal | Summer | B10 | 1262 | 600 | 0 | 56.94 | 54.65 | 3 | 0
2025 | NYISO_A-F_2_NEISO | NYISO_A-F | NEISO | Internal | Winter | B16 | 25 | 600 | 600 | 51.93 | 65.67 | 3 | 10.75
2025 | NYISO_A-F_2_NEISO | NYISO_A-F | NEISO | Internal | Winter | B17 | 100 | 600 | 600 | 51.93 | 65.67 | 3 | 10.75
2025 | NYISO_A-F_2_NEISO | NYISO_A-F | NEISO | Internal | Winter | B18 | 400 | 600 | 600 | 51.93 | 55.4 | 3 | 0.48
2025 | NYISO_A-F_2_NEISO | NYISO_A-F | NEISO | Internal | Winter | B19 | 700 | 600 | 600 | 51.93 | 55.4 | 3 | 0.48
2025 | NYISO_A-F_2_NEISO | NYISO_A-F | NEISO | Internal | Winter | B20 | 935 | 600 | 600 | 51.93 | 55.4 | 3 | 0.48
2025 | NYISO_A-F_2_NYISO_G-I | NYISO_A-F | NYISO_G-I | Internal | Shoulder | B11 | 25 | 5685 | 5685 | 51.93 | 67.67 | 0.01 | 15.73
2025 | NYISO_A-F_2_NYISO_G-I | NYISO_A-F | NYISO_G-I | Internal | Shoulder | B12 | 200 | 5685 | 5685 | 51.93 | 66.18 | 0.01 | 14.24
2025 | NYISO_A-F_2_NYISO_G-I | NYISO_A-F | NYISO_G-I | Internal | Shoulder | B13 | 600 | 5685 | 5685 | 51.93 | 66.18 | 0.01 | 14.24
2025 | NYISO_A-F_2_NYISO_G-I | NYISO_A-F | NYISO_G-I | Internal | Shoulder | B14 | 900 | 5685 | 5685 | 51.93 | 66.18 | 0.01 | 14.24
2025 | NYISO_A-F_2_NYISO_G-I | NYISO_A-F | NYISO_G-I | Internal | Shoulder | B15 | 1203 | 5685 | 5685 | 51.93 | 57.69 | 0.01 | 5.76
2025 | NYISO_A-F_2_NYISO_G-I | NYISO_A-F | NYISO_G-I | Internal | Summer | B1 | 10 | 5685 | 5685 | 56.94 | 101.27 | 0.01 | 44.32
2025 | NYISO_A-F_2_NYISO_G-I | NYISO_A-F | NYISO_G-I | Internal | Summer | B2 | 25 | 5685 | 5685 | 67.45 | 101.27 | 0.01 | 33.81
2025 | NYISO_A-F_2_NYISO_G-I | NYISO_A-F | NYISO_G-I | Internal | Summer | B3 | 75 | 5685 | 5685 | 67.45 | 91.87 | 0.01 | 24.41
2025 | NYISO_A-F_2_NYISO_G-I | NYISO_A-F | NYISO_G-I | Internal | Summer | B4 | 100 | 5685 | 5685 | 65.6 | 89.6 | 0.01 | 23.99
2025 | NYISO_A-F_2_NYISO_G-I | NYISO_A-F | NYISO_G-I | Internal | Summer | B5 | 200 | 5685 | 5685 | 59.6 | 89.04 | 0.01 | 29.43
2025 | NYISO_A-F_2_NYISO_G-I | NYISO_A-F | NYISO_G-I | Internal | Summer | B6 | 300 | 5685 | 5685 | 59.6 | 74.33 | 0.01 | 14.72
2025 | NYISO_A-F_2_NYISO_G-I | NYISO_A-F | NYISO_G-I | Internal | Summer | B7 | 400 | 5685 | 5685 | 59.6 | 66.99 | 0.01 | 7.38
2025 | NYISO_A-F_2_NYISO_G-I | NYISO_A-F | NYISO_G-I | Internal | Summer | B8 | 500 | 5685 | 5685 | 58.44 | 64.43 | 0.01 | 5.98
2025 | NYISO_A-F_2_NYISO_G-I | NYISO_A-F | NYISO_G-I | Internal | Summer | B9 | 800 | 5685 | 5685 | 56.94 | 62.94 | 0.01 | 5.99
2025 | NYISO_A-F_2_NYISO_G-I | NYISO_A-F | NYISO_G-I | Internal | Summer | B10 | 1262 | 5685 | 5326.51 | 56.94 | 56.95 | 0.01 | 0
2025 | NYISO_A-F_2_NYISO_G-I | NYISO_A-F | NYISO_G-I | Internal | Winter | B16 | 25 | 5685 | 5685 | 51.93 | 75.05 | 0.01 | 23.12
2025 | NYISO_A-F_2_NYISO_G-I | NYISO_A-F | NYISO_G-I | Internal | Winter | B17 | 100 | 5685 | 5685 | 51.93 | 75.05 | 0.01 | 23.12
2025 | NYISO_A-F_2_NYISO_G-I | NYISO_A-F | NYISO_G-I | Internal | Winter | B18 | 400 | 5685 | 5685 | 51.93 | 75.05 | 0.01 | 23.12
2025 | NYISO_A-F_2_NYISO_G-I | NYISO_A-F | NYISO_G-I | Internal | Winter | B19 | 700 | 5685 | 5685 | 51.93 | 66.38 | 0.01 | 14.45
2025 | NYISO_A-F_2_NYISO_G-I | NYISO_A-F | NYISO_G-I | Internal | Winter | B20 | 935 | 5685 | 5685 | 51.93 | 58.39 | 0.01 | 6.45
2025 | NYISO_A-F_2_PJM_ROM | NYISO_A-F | PJM_ROM | Internal | Shoulder | B11 | 25 | 1000 | 1000 | 51.93 | 75.68 | 8 | 15.75
2025 | NYISO_A-F_2_PJM_ROM | NYISO_A-F | PJM_ROM | Internal | Shoulder | B12 | 200 | 1000 | 1000 | 51.93 | 71.24 | 8 | 11.32
2025 | NYISO_A-F_2_PJM_ROM | NYISO_A-F | PJM_ROM | Internal | Shoulder | B13 | 600 | 1000 | 1000 | 51.93 | 69.05 | 8 | 9.13
2025 | NYISO_A-F_2_PJM_ROM | NYISO_A-F | PJM_ROM | Internal | Shoulder | B14 | 900 | 1000 | 1000 | 51.93 | 68.95 | 8 | 9.02
2025 | NYISO_A-F_2_PJM_ROM | NYISO_A-F | PJM_ROM | Internal | Shoulder | B15 | 1203 | 1000 | 1000 | 51.93 | 60.03 | 8 | 0.1
2025 | NYISO_A-F_2_PJM_ROM | NYISO_A-F | PJM_ROM | Internal | Summer | B1 | 10 | 1000 | 1000 | 56.94 | 109.28 | 8 | 44.35
2025 | NYISO_A-F_2_PJM_ROM | NYISO_A-F | PJM_ROM | Internal | Summer | B2 | 25 | 1000 | 1000 | 67.45 | 109.28 | 8 | 33.84
2025 | NYISO_A-F_2_PJM_ROM | NYISO_A-F | PJM_ROM | Internal | Summer | B3 | 75 | 1000 | 1000 | 67.45 | 108.06 | 8 | 32.61
2025 | NYISO_A-F_2_PJM_ROM | NYISO_A-F | PJM_ROM | Internal | Summer | B4 | 100 | 1000 | 1000 | 65.6 | 103.05 | 8 | 29.45
2025 | NYISO_A-F_2_PJM_ROM | NYISO_A-F | PJM_ROM | Internal | Summer | B5 | 200 | 1000 | 1000 | 59.6 | 97.05 | 8 | 29.45
2025 | NYISO_A-F_2_PJM_ROM | NYISO_A-F | PJM_ROM | Internal | Summer | B6 | 300 | 1000 | 1000 | 59.6 | 82.34 | 8 | 14.75
2025 | NYISO_A-F_2_PJM_ROM | NYISO_A-F | PJM_ROM | Internal | Summer | B7 | 400 | 1000 | 1000 | 59.6 | 77.07 | 8 | 9.47
2025 | NYISO_A-F_2_PJM_ROM | NYISO_A-F | PJM_ROM | Internal | Summer | B8 | 500 | 1000 | 1000 | 58.44 | 71 | 8 | 4.56
2025 | NYISO_A-F_2_PJM_ROM | NYISO_A-F | PJM_ROM | Internal | Summer | B9 | 800 | 1000 | 1000 | 56.94 | 67.33 | 8 | 2.39
2025 | NYISO_A-F_2_PJM_ROM | NYISO_A-F | PJM_ROM | Internal | Summer | B10 | 1262 | 1000 | 0 | 56.94 | 58.18 | 8 | 0
2025 | NYISO_A-F_2_PJM_ROM | NYISO_A-F | PJM_ROM | Internal | Winter | B16 | 25 | 1000 | 1000 | 51.93 | 79.98 | 8 | 20.05
2025 | NYISO_A-F_2_PJM_ROM | NYISO_A-F | PJM_ROM | Internal | Winter | B17 | 100 | 1000 | 1000 | 51.93 | 75.14 | 8 | 15.21
2025 | NYISO_A-F_2_PJM_ROM | NYISO_A-F | PJM_ROM | Internal | Winter | B18 | 400 | 1000 | 1000 | 51.93 | 74.81 | 8 | 14.89
2025 | NYISO_A-F_2_PJM_ROM | NYISO_A-F | PJM_ROM | Internal | Winter | B19 | 700 | 1000 | 1000 | 51.93 | 74.37 | 8 | 14.45
2025 | NYISO_A-F_2_PJM_ROM | NYISO_A-F | PJM_ROM | Internal | Winter | B20 | 935 | 1000 | 1000 | 51.93 | 64.66 | 8 | 4.74
2025 | NYISO_G-I_2_NEISO | NYISO_G-I | NEISO | Internal | Shoulder | B11 | 25 | 600 | 0 | 67.67 | 55.9 | 3 | 0
2025 | NYISO_G-I_2_NEISO | NYISO_G-I | NEISO | Internal | Shoulder | B12 | 200 | 600 | 0 | 66.18 | 57.34 | 3 | 0
2025 | NYISO_G-I_2_NEISO | NYISO_G-I | NEISO | Internal | Shoulder | B13 | 600 | 600 | 0 | 66.18 | 55.9 | 3 | 0
2025 | NYISO_G-I_2_NEISO | NYISO_G-I | NEISO | Internal | Shoulder | B14 | 900 | 600 | 0 | 66.18 | 55.9 | 3 | 0
2025 | NYISO_G-I_2_NEISO | NYISO_G-I | NEISO | Internal | Shoulder | B15 | 1203 | 600 | 0 | 57.69 | 55.9 | 3 | 0
2025 | NYISO_G-I_2_NEISO | NYISO_G-I | NEISO | Internal | Summer | B1 | 10 | 600 | 0 | 101.27 | 87.28 | 3 | 0
2025 | NYISO_G-I_2_NEISO | NYISO_G-I | NEISO | Internal | Summer | B2 | 25 | 600 | 0 | 101.27 | 94.45 | 3 | 0
2025 | NYISO_G-I_2_NEISO | NYISO_G-I | NEISO | Internal | Summer | B3 | 75 | 600 | 0 | 91.87 | 75.24 | 3 | 0
2025 | NYISO_G-I_2_NEISO | NYISO_G-I | NEISO | Internal | Summer | B4 | 100 | 600 | 0 | 89.6 | 62.6 | 3 | 0
2025 | NYISO_G-I_2_NEISO | NYISO_G-I | NEISO | Internal | Summer | B5 | 200 | 600 | 0 | 89.04 | 62.6 | 3 | 0
2025 | NYISO_G-I_2_NEISO | NYISO_G-I | NEISO | Internal | Summer | B6 | 300 | 600 | 0 | 74.33 | 62.6 | 3 | 0
2025 | NYISO_G-I_2_NEISO | NYISO_G-I | NEISO | Internal | Summer | B7 | 400 | 600 | 0 | 66.99 | 62.6 | 3 | 0
2025 | NYISO_G-I_2_NEISO | NYISO_G-I | NEISO | Internal | Summer | B8 | 500 | 600 | 0 | 64.43 | 61.44 | 3 | 0
2025 | NYISO_G-I_2_NEISO | NYISO_G-I | NEISO | Internal | Summer | B9 | 800 | 600 | 0 | 62.94 | 59.94 | 3 | 0
2025 | NYISO_G-I_2_NEISO | NYISO_G-I | NEISO | Internal | Summer | B10 | 1262 | 600 | 0 | 56.95 | 54.65 | 3 | 0
2025 | NYISO_G-I_2_NEISO | NYISO_G-I | NEISO | Internal | Winter | B16 | 25 | 600 | 0 | 75.05 | 65.67 | 3 | 0
2025 | NYISO_G-I_2_NEISO | NYISO_G-I | NEISO | Internal | Winter | B17 | 100 | 600 | 0 | 75.05 | 65.67 | 3 | 0
2025 | NYISO_G-I_2_NEISO | NYISO_G-I | NEISO | Internal | Winter | B18 | 400 | 600 | 0 | 75.05 | 55.4 | 3 | 0
2025 | NYISO_G-I_2_NEISO | NYISO_G-I | NEISO | Internal | Winter | B19 | 700 | 600 | 0 | 66.38 | 55.4 | 3 | 0
2025 | NYISO_G-I_2_NEISO | NYISO_G-I | NEISO | Internal | Winter | B20 | 935 | 600 | 0 | 58.39 | 55.4 | 3 | 0
2025 | NYISO_G-I_2_NYISO_A-F | NYISO_G-I | NYISO_A-F | Internal | Shoulder | B11 | 25 | 3434 | 0 | 67.67 | 51.93 | 0.01 | 0
2025 | NYISO_G-I_2_NYISO_A-F | NYISO_G-I | NYISO_A-F | Internal | Shoulder | B12 | 200 | 3434 | 0 | 66.18 | 51.93 | 0.01 | 0
2025 | NYISO_G-I_2_NYISO_A-F | NYISO_G-I | NYISO_A-F | Internal | Shoulder | B13 | 600 | 3434 | 0 | 66.18 | 51.93 | 0.01 | 0
2025 | NYISO_G-I_2_NYISO_A-F | NYISO_G-I | NYISO_A-F | Internal | Shoulder | B14 | 900 | 3434 | 0 | 66.18 | 51.93 | 0.01 | 0
2025 | NYISO_G-I_2_NYISO_A-F | NYISO_G-I | NYISO_A-F | Internal | Shoulder | B15 | 1203 | 3434 | 0 | 57.69 | 51.93 | 0.01 | 0
2025 | NYISO_G-I_2_NYISO_A-F | NYISO_G-I | NYISO_A-F | Internal | Summer | B1 | 10 | 3434 | 0 | 101.27 | 56.94 | 0.01 | 0
2025 | NYISO_G-I_2_NYISO_A-F | NYISO_G-I | NYISO_A-F | Internal | Summer | B2 | 25 | 3434 | 0 | 101.27 | 67.45 | 0.01 | 0
2025 | NYISO_G-I_2_NYISO_A-F | NYISO_G-I | NYISO_A-F | Internal | Summer | B3 | 75 | 3434 | 0 | 91.87 | 67.45 | 0.01 | 0
2025 | NYISO_G-I_2_NYISO_A-F | NYISO_G-I | NYISO_A-F | Internal | Summer | B4 | 100 | 3434 | 0 | 89.6 | 65.6 | 0.01 | 0
2025 | NYISO_G-I_2_NYISO_A-F | NYISO_G-I | NYISO_A-F | Internal | Summer | B5 | 200 | 3434 | 0 | 89.04 | 59.6 | 0.01 | 0
2025 | NYISO_G-I_2_NYISO_A-F | NYISO_G-I | NYISO_A-F | Internal | Summer | B6 | 300 | 3434 | 0 | 74.33 | 59.6 | 0.01 | 0
2025 | NYISO_G-I_2_NYISO_A-F | NYISO_G-I | NYISO_A-F | Internal | Summer | B7 | 400 | 3434 | 0 | 66.99 | 59.6 | 0.01 | 0
2025 | NYISO_G-I_2_NYISO_A-F | NYISO_G-I | NYISO_A-F | Internal | Summer | B8 | 500 | 3434 | 0 | 64.43 | 58.44 | 0.01 | 0
2025 | NYISO_G-I_2_NYISO_A-F | NYISO_G-I | NYISO_A-F | Internal | Summer | B9 | 800 | 3434 | 0 | 62.94 | 56.94 | 0.01 | 0
2025 | NYISO_G-I_2_NYISO_A-F | NYISO_G-I | NYISO_A-F | Internal | Summer | B10 | 1262 | 3434 | 0 | 56.95 | 56.94 | 0.01 | 0
2025 | NYISO_G-I_2_NYISO_A-F | NYISO_G-I | NYISO_A-F | Internal | Winter | B16 | 25 | 3434 | 0 | 75.05 | 51.93 | 0.01 | 0
2025 | NYISO_G-I_2_NYISO_A-F | NYISO_G-I | NYISO_A-F | Internal | Winter | B17 | 100 | 3434 | 0 | 75.05 | 51.93 | 0.01 | 0
2025 | NYISO_G-I_2_NYISO_A-F | NYISO_G-I | NYISO_A-F | Internal | Winter | B18 | 400 | 3434 | 0 | 75.05 | 51.93 | 0.01 | 0
2025 | NYISO_G-I_2_NYISO_A-F | NYISO_G-I | NYISO_A-F | Internal | Winter | B19 | 700 | 3434 | 0 | 66.38 | 51.93 | 0.01 | 0
2025 | NYISO_G-I_2_NYISO_A-F | NYISO_G-I | NYISO_A-F | Internal | Winter | B20 | 935 | 3434 | 0 | 58.39 | 51.93 | 0.01 | 0
2025 | NYISO_G-I_2_NYISO_J-K | NYISO_G-I | NYISO_J-K | Internal | Shoulder | B11 | 25 | 6130 | 5740.12 | 67.67 | 67.68 | 0.01 | 0
2025 | NYISO_G-I_2_NYISO_J-K | NYISO_G-I | NYISO_J-K | Internal | Shoulder | B12 | 200 | 6130 | 5679.93 | 66.18 | 66.19 | 0.01 | 0
2025 | NYISO_G-I_2_NYISO_J-K | NYISO_G-I | NYISO_J-K | Internal | Shoulder | B13 | 600 | 6130 | 5796.76 | 66.18 | 66.19 | 0.01 | 0
2025 | NYISO_G-I_2_NYISO_J-K | NYISO_G-I | NYISO_J-K | Internal | Shoulder | B14 | 900 | 6130 | 5950.18 | 66.18 | 66.19 | 0.01 | 0
2025 | NYISO_G-I_2_NYISO_J-K | NYISO_G-I | NYISO_J-K | Internal | Shoulder | B15 | 1203 | 6130 | 5771.78 | 57.69 | 57.71 | 0.01 | 0
2025 | NYISO_G-I_2_NYISO_J-K | NYISO_G-I | NYISO_J-K | Internal | Summer | B1 | 10 | 6130 | 5504.83 | 101.27 | 101.28 | 0.01 | 0
2025 | NYISO_G-I_2_NYISO_J-K | NYISO_G-I | NYISO_J-K | Internal | Summer | B2 | 25 | 6130 | 5078.89 | 101.27 | 101.28 | 0.01 | 0
2025 | NYISO_G-I_2_NYISO_J-K | NYISO_G-I | NYISO_J-K | Internal | Summer | B3 | 75 | 6130 | 4734.49 | 91.87 | 91.88 | 0.01 | 0
2025 | NYISO_G-I_2_NYISO_J-K | NYISO_G-I | NYISO_J-K | Internal | Summer | B4 | 100 | 6130 | 4978.56 | 89.6 | 89.61 | 0.01 | 0
2025 | NYISO_G-I_2_NYISO_J-K | NYISO_G-I | NYISO_J-K | Internal | Summer | B5 | 200 | 6130 | 6130 | 89.04 | 89.61 | 0.01 | 0.56
2025 | NYISO_G-I_2_NYISO_J-K | NYISO_G-I | NYISO_J-K | Internal | Summer | B6 | 300 | 6130 | 5814.76 | 74.33 | 74.34 | 0.01 | 0
2025 | NYISO_G-I_2_NYISO_J-K | NYISO_G-I | NYISO_J-K | Internal | Summer | B7 | 400 | 6130 | 5465.57 | 66.99 | 67 | 0.01 | 0
2025 | NYISO_G-I_2_NYISO_J-K | NYISO_G-I | NYISO_J-K | Internal | Summer | B8 | 500 | 6130 | 5582.18 | 64.43 | 64.44 | 0.01 | 0
2025 | NYISO_G-I_2_NYISO_J-K | NYISO_G-I | NYISO_J-K | Internal | Summer | B9 | 800 | 6130 | 6124.97 | 62.94 | 62.95 | 0.01 | 0
2025 | NYISO_G-I_2_NYISO_J-K | NYISO_G-I | NYISO_J-K | Internal | Summer | B10 | 1262 | 6130 | 5745.47 | 56.95 | 56.96 | 0.01 | 0
2025 | NYISO_G-I_2_NYISO_J-K | NYISO_G-I | NYISO_J-K | Internal | Winter | B16 | 25 | 6130 | 6130 | 75.05 | 77.66 | 0.01 | 2.6
2025 | NYISO_G-I_2_NYISO_J-K | NYISO_G-I | NYISO_J-K | Internal | Winter | B17 | 100 | 6130 | 6130 | 75.05 | 77.66 | 0.01 | 2.6
2025 | NYISO_G-I_2_NYISO_J-K | NYISO_G-I | NYISO_J-K | Internal | Winter | B18 | 400 | 6130 | 6130 | 75.05 | 77.66 | 0.01 | 2.6
2025 | NYISO_G-I_2_NYISO_J-K | NYISO_G-I | NYISO_J-K | Internal | Winter | B19 | 700 | 6130 | 6130 | 66.38 | 77.66 | 0.01 | 11.27
2025 | NYISO_G-I_2_NYISO_J-K | NYISO_G-I | NYISO_J-K | Internal | Winter | B20 | 935 | 6130 | 6099.88 | 58.39 | 58.4 | 0.01 | 0
2025 | NYISO_G-I_2_PJM_E | NYISO_G-I | PJM_E | Internal | Shoulder | B11 | 25 | 1500 | 973.05 | 67.67 | 75.67 | 8 | 0
2025 | NYISO_G-I_2_PJM_E | NYISO_G-I | PJM_E | Internal | Shoulder | B12 | 200 | 1500 | 0 | 66.18 | 71.23 | 8 | 0
2025 | NYISO_G-I_2_PJM_E | NYISO_G-I | PJM_E | Internal | Shoulder | B13 | 600 | 1500 | 0 | 66.18 | 69.04 | 8 | 0
2025 | NYISO_G-I_2_PJM_E | NYISO_G-I | PJM_E | Internal | Shoulder | B14 | 900 | 1500 | 0 | 66.18 | 68.94 | 8 | 0
2025 | NYISO_G-I_2_PJM_E | NYISO_G-I | PJM_E | Internal | Shoulder | B15 | 1203 | 1500 | 0 | 57.69 | 60.04 | 8 | 0
2025 | NYISO_G-I_2_PJM_E | NYISO_G-I | PJM_E | Internal | Summer | B1 | 10 | 1500 | 208.96 | 101.27 | 109.27 | 8 | 0
2025 | NYISO_G-I_2_PJM_E | NYISO_G-I | PJM_E | Internal | Summer | B2 | 25 | 1500 | 763.62 | 101.27 | 109.27 | 8 | 0
2025 | NYISO_G-I_2_PJM_E | NYISO_G-I | PJM_E | Internal | Summer | B3 | 75 | 1500 | 1500 | 91.87 | 108.04 | 8 | 8.18
2025 | NYISO_G-I_2_PJM_E | NYISO_G-I | PJM_E | Internal | Summer | B4 | 100 | 1500 | 1500 | 89.6 | 103.04 | 8 | 5.44
2025 | NYISO_G-I_2_PJM_E | NYISO_G-I | PJM_E | Internal | Summer | B5 | 200 | 1500 | 489.56 | 89.04 | 97.04 | 8 | 0
2025 | NYISO_G-I_2_PJM_E | NYISO_G-I | PJM_E | Internal | Summer | B6 | 300 | 1500 | 1000.3 | 74.33 | 82.33 | 8 | 0
2025 | NYISO_G-I_2_PJM_E | NYISO_G-I | PJM_E | Internal | Summer | B7 | 400 | 1500 | 1500 | 66.99 | 77.05 | 8 | 2.06
2025 | NYISO_G-I_2_PJM_E | NYISO_G-I | PJM_E | Internal | Summer | B8 | 500 | 1500 | 0 | 64.43 | 70.99 | 8 | 0
2025 | NYISO_G-I_2_PJM_E | NYISO_G-I | PJM_E | Internal | Summer | B9 | 800 | 1500 | 0 | 62.94 | 67.32 | 8 | 0
2025 | NYISO_G-I_2_PJM_E | NYISO_G-I | PJM_E | Internal | Summer | B10 | 1262 | 1500 | 0 | 56.95 | 58.16 | 8 | 0
2025 | NYISO_G-I_2_PJM_E | NYISO_G-I | PJM_E | Internal | Winter | B16 | 25 | 1500 | 0 | 75.05 | 79.97 | 8 | 0
2025 | NYISO_G-I_2_PJM_E | NYISO_G-I | PJM_E | Internal | Winter | B17 | 100 | 1500 | 0 | 75.05 | 75.15 | 8 | 0
2025 | NYISO_G-I_2_PJM_E | NYISO_G-I | PJM_E | Internal | Winter | B18 | 400 | 1500 | 0 | 75.05 | 74.82 | 8 | 0
2025 | NYISO_G-I_2_PJM_E | NYISO_G-I | PJM_E | Internal | Winter | B19 | 700 | 1500 | 153.48 | 66.38 | 74.38 | 8 | 0
2025 | NYISO_G-I_2_PJM_E | NYISO_G-I | PJM_E | Internal | Winter | B20 | 935 | 1500 | 0 | 58.39 | 64.68 | 8 | 0
2025 | NYISO_J-K_2_NEISO | NYISO_J-K | NEISO | Internal | Shoulder | B11 | 25 | 315 | 0 | 67.68 | 55.9 | 3 | 0
2025 | NYISO_J-K_2_NEISO | NYISO_J-K | NEISO | Internal | Shoulder | B12 | 200 | 315 | 0 | 66.19 | 57.34 | 3 | 0
2025 | NYISO_J-K_2_NEISO | NYISO_J-K | NEISO | Internal | Shoulder | B13 | 600 | 315 | 0 | 66.19 | 55.9 | 3 | 0
2025 | NYISO_J-K_2_NEISO | NYISO_J-K | NEISO | Internal | Shoulder | B14 | 900 | 315 | 0 | 66.19 | 55.9 | 3 | 0
2025 | NYISO_J-K_2_NEISO | NYISO_J-K | NEISO | Internal | Shoulder | B15 | 1203 | 315 | 0 | 57.71 | 55.9 | 3 | 0
2025 | NYISO_J-K_2_NEISO | NYISO_J-K | NEISO | Internal | Summer | B1 | 10 | 315 | 0 | 101.28 | 87.28 | 3 | 0
2025 | NYISO_J-K_2_NEISO | NYISO_J-K | NEISO | Internal | Summer | B2 | 25 | 315 | 0 | 101.28 | 94.45 | 3 | 0
2025 | NYISO_J-K_2_NEISO | NYISO_J-K | NEISO | Internal | Summer | B3 | 75 | 315 | 0 | 91.88 | 75.24 | 3 | 0
2025 | NYISO_J-K_2_NEISO | NYISO_J-K | NEISO | Internal | Summer | B4 | 100 | 315 | 0 | 89.61 | 62.6 | 3 | 0
2025 | NYISO_J-K_2_NEISO | NYISO_J-K | NEISO | Internal | Summer | B5 | 200 | 315 | 0 | 89.61 | 62.6 | 3 | 0
2025 | NYISO_J-K_2_NEISO | NYISO_J-K | NEISO | Internal | Summer | B6 | 300 | 315 | 0 | 74.34 | 62.6 | 3 | 0
2025 | NYISO_J-K_2_NEISO | NYISO_J-K | NEISO | Internal | Summer | B7 | 400 | 315 | 0 | 67 | 62.6 | 3 | 0
2025 | NYISO_J-K_2_NEISO | NYISO_J-K | NEISO | Internal | Summer | B8 | 500 | 315 | 0 | 64.44 | 61.44 | 3 | 0
2025 | NYISO_J-K_2_NEISO | NYISO_J-K | NEISO | Internal | Summer | B9 | 800 | 315 | 0 | 62.95 | 59.94 | 3 | 0
2025 | NYISO_J-K_2_NEISO | NYISO_J-K | NEISO | Internal | Summer | B10 | 1262 | 315 | 0 | 56.96 | 54.65 | 3 | 0
2025 | NYISO_J-K_2_NEISO | NYISO_J-K | NEISO | Internal | Winter | B16 | 25 | 315 | 0 | 77.66 | 65.67 | 3 | 0
2025 | NYISO_J-K_2_NEISO | NYISO_J-K | NEISO | Internal | Winter | B17 | 100 | 315 | 0 | 77.66 | 65.67 | 3 | 0
2025 | NYISO_J-K_2_NEISO | NYISO_J-K | NEISO | Internal | Winter | B18 | 400 | 315 | 0 | 77.66 | 55.4 | 3 | 0
2025 | NYISO_J-K_2_NEISO | NYISO_J-K | NEISO | Internal | Winter | B19 | 700 | 315 | 0 | 77.66 | 55.4 | 3 | 0
2025 | NYISO_J-K_2_NEISO | NYISO_J-K | NEISO | Internal | Winter | B20 | 935 | 315 | 0 | 58.4 | 55.4 | 3 | 0
2025 | NYISO_J-K_2_NYISO_G-I | NYISO_J-K | NYISO_G-I | Internal | Shoulder | B11 | 25 | 1999 | 0.32 | 67.68 | 67.67 | 0.01 | 0
2025 | NYISO_J-K_2_NYISO_G-I | NYISO_J-K | NYISO_G-I | Internal | Shoulder | B12 | 200 | 1999 | 0.04 | 66.19 | 66.18 | 0.01 | 0
2025 | NYISO_J-K_2_NYISO_G-I | NYISO_J-K | NYISO_G-I | Internal | Shoulder | B13 | 600 | 1999 | 0.01 | 66.19 | 66.18 | 0.01 | 0
2025 | NYISO_J-K_2_NYISO_G-I | NYISO_J-K | NYISO_G-I | Internal | Shoulder | B14 | 900 | 1999 | 0 | 66.19 | 66.18 | 0.01 | 0
2025 | NYISO_J-K_2_NYISO_G-I | NYISO_J-K | NYISO_G-I | Internal | Shoulder | B15 | 1203 | 1999 | 0 | 57.71 | 57.69 | 0.01 | 0
2025 | NYISO_J-K_2_NYISO_G-I | NYISO_J-K | NYISO_G-I | Internal | Summer | B1 | 10 | 1999 | 0.79 | 101.28 | 101.27 | 0.01 | 0
2025 | NYISO_J-K_2_NYISO_G-I | NYISO_J-K | NYISO_G-I | Internal | Summer | B2 | 25 | 1999 | 0.33 | 101.28 | 101.27 | 0.01 | 0
2025 | NYISO_J-K_2_NYISO_G-I | NYISO_J-K | NYISO_G-I | Internal | Summer | B3 | 75 | 1999 | 0.12 | 91.88 | 91.87 | 0.01 | 0
2025 | NYISO_J-K_2_NYISO_G-I | NYISO_J-K | NYISO_G-I | Internal | Summer | B4 | 100 | 1999 | 0.09 | 89.61 | 89.6 | 0.01 | 0
2025 | NYISO_J-K_2_NYISO_G-I | NYISO_J-K | NYISO_G-I | Internal | Summer | B5 | 200 | 1999 | 0 | 89.61 | 89.04 | 0.01 | 0
2025 | NYISO_J-K_2_NYISO_G-I | NYISO_J-K | NYISO_G-I | Internal | Summer | B6 | 300 | 1999 | 0.03 | 74.34 | 74.33 | 0.01 | 0
2025 | NYISO_J-K_2_NYISO_G-I | NYISO_J-K | NYISO_G-I | Internal | Summer | B7 | 400 | 1999 | 0.02 | 67 | 66.99 | 0.01 | 0
2025 | NYISO_J-K_2_NYISO_G-I | NYISO_J-K | NYISO_G-I | Internal | Summer | B8 | 500 | 1999 | 0.02 | 64.44 | 64.43 | 0.01 | 0
2025 | NYISO_J-K_2_NYISO_G-I | NYISO_J-K | NYISO_G-I | Internal | Summer | B9 | 800 | 1999 | 0 | 62.95 | 62.94 | 0.01 | 0
2025 | NYISO_J-K_2_NYISO_G-I | NYISO_J-K | NYISO_G-I | Internal | Summer | B10 | 1262 | 1999 | 0 | 56.96 | 56.95 | 0.01 | 0
2025 | NYISO_J-K_2_NYISO_G-I | NYISO_J-K | NYISO_G-I | Internal | Winter | B16 | 25 | 1999 | 0 | 77.66 | 75.05 | 0.01 | 0
2025 | NYISO_J-K_2_NYISO_G-I | NYISO_J-K | NYISO_G-I | Internal | Winter | B17 | 100 | 1999 | 0 | 77.66 | 75.05 | 0.01 | 0
2025 | NYISO_J-K_2_NYISO_G-I | NYISO_J-K | NYISO_G-I | Internal | Winter | B18 | 400 | 1999 | 0 | 77.66 | 75.05 | 0.01 | 0
2025 | NYISO_J-K_2_NYISO_G-I | NYISO_J-K | NYISO_G-I | Internal | Winter | B19 | 700 | 1999 | 0 | 77.66 | 66.38 | 0.01 | 0
2025 | NYISO_J-K_2_NYISO_G-I | NYISO_J-K | NYISO_G-I | Internal | Winter | B20 | 935 | 1999 | 0 | 58.4 | 58.39 | 0.01 | 0
2025 | NYISO_J-K_2_PJM_E | NYISO_J-K | PJM_E | Internal | Shoulder | B11 | 25 | 330 | 0.63 | 67.68 | 75.67 | 8 | 0
2025 | NYISO_J-K_2_PJM_E | NYISO_J-K | PJM_E | Internal | Shoulder | B12 | 200 | 330 | 0 | 66.19 | 71.23 | 8 | 0
2025 | NYISO_J-K_2_PJM_E | NYISO_J-K | PJM_E | Internal | Shoulder | B13 | 600 | 330 | 0 | 66.19 | 69.04 | 8 | 0
2025 | NYISO_J-K_2_PJM_E | NYISO_J-K | PJM_E | Internal | Shoulder | B14 | 900 | 330 | 0 | 66.19 | 68.94 | 8 | 0
2025 | NYISO_J-K_2_PJM_E | NYISO_J-K | PJM_E | Internal | Shoulder | B15 | 1203 | 330 | 0 | 57.71 | 60.04 | 8 | 0
2025 | NYISO_J-K_2_PJM_E | NYISO_J-K | PJM_E | Internal | Summer | B1 | 10 | 330 | 1.58 | 101.28 | 109.27 | 8 | 0
2025 | NYISO_J-K_2_PJM_E | NYISO_J-K | PJM_E | Internal | Summer | B2 | 25 | 330 | 0.65 | 101.28 | 109.27 | 8 | 0
2025 | NYISO_J-K_2_PJM_E | NYISO_J-K | PJM_E | Internal | Summer | B3 | 75 | 330 | 330 | 91.88 | 108.04 | 8 | 8.17
2025 | NYISO_J-K_2_PJM_E | NYISO_J-K | PJM_E | Internal | Summer | B4 | 100 | 330 | 330 | 89.61 | 103.04 | 8 | 5.42
2025 | NYISO_J-K_2_PJM_E | NYISO_J-K | PJM_E | Internal | Summer | B5 | 200 | 330 | 0 | 89.61 | 97.04 | 8 | 0
2025 | NYISO_J-K_2_PJM_E | NYISO_J-K | PJM_E | Internal | Summer | B6 | 300 | 330 | 0.06 | 74.34 | 82.33 | 8 | 0
2025 | NYISO_J-K_2_PJM_E | NYISO_J-K | PJM_E | Internal | Summer | B7 | 400 | 330 | 330 | 67 | 77.05 | 8 | 2.05
2025 | NYISO_J-K_2_PJM_E | NYISO_J-K | PJM_E | Internal | Summer | B8 | 500 | 330 | 0 | 64.44 | 70.99 | 8 | 0
2025 | NYISO_J-K_2_PJM_E | NYISO_J-K | PJM_E | Internal | Summer | B9 | 800 | 330 | 0 | 62.95 | 67.32 | 8 | 0
2025 | NYISO_J-K_2_PJM_E | NYISO_J-K | PJM_E | Internal | Summer | B10 | 1262 | 330 | 0 | 56.96 | 58.16 | 8 | 0
2025 | NYISO_J-K_2_PJM_E | NYISO_J-K | PJM_E | Internal | Winter | B16 | 25 | 330 | 0 | 77.66 | 79.97 | 8 | 0
2025 | NYISO_J-K_2_PJM_E | NYISO_J-K | PJM_E | Internal | Winter | B17 | 100 | 330 | 0 | 77.66 | 75.15 | 8 | 0
2025 | NYISO_J-K_2_PJM_E | NYISO_J-K | PJM_E | Internal | Winter | B18 | 400 | 330 | 0 | 77.66 | 74.82 | 8 | 0
2025 | NYISO_J-K_2_PJM_E | NYISO_J-K | PJM_E | Internal | Winter | B19 | 700 | 330 | 0 | 77.66 | 74.38 | 8 | 0
2025 | NYISO_J-K_2_PJM_E | NYISO_J-K | PJM_E | Internal | Winter | B20 | 935 | 330 | 0 | 58.4 | 64.68 | 8 | 0
2025 | PJM_E_2_NYISO_G-I | PJM_E | NYISO_G-I | Internal | Shoulder | B11 | 25 | 500 | 0 | 75.67 | 67.67 | 6 | 0
2025 | PJM_E_2_NYISO_G-I | PJM_E | NYISO_G-I | Internal | Shoulder | B12 | 200 | 500 | 0 | 71.23 | 66.18 | 6 | 0
2025 | PJM_E_2_NYISO_G-I | PJM_E | NYISO_G-I | Internal | Shoulder | B13 | 600 | 500 | 0 | 69.04 | 66.18 | 6 | 0
2025 | PJM_E_2_NYISO_G-I | PJM_E | NYISO_G-I | Internal | Shoulder | B14 | 900 | 500 | 0 | 68.94 | 66.18 | 6 | 0
2025 | PJM_E_2_NYISO_G-I | PJM_E | NYISO_G-I | Internal | Shoulder | B15 | 1203 | 500 | 0 | 60.04 | 57.69 | 6 | 0
2025 | PJM_E_2_NYISO_G-I | PJM_E | NYISO_G-I | Internal | Summer | B1 | 10 | 500 | 0 | 109.27 | 101.27 | 6 | 0
2025 | PJM_E_2_NYISO_G-I | PJM_E | NYISO_G-I | Internal | Summer | B2 | 25 | 500 | 0 | 109.27 | 101.27 | 6 | 0
2025 | PJM_E_2_NYISO_G-I | PJM_E | NYISO_G-I | Internal | Summer | B3 | 75 | 500 | 0 | 108.04 | 91.87 | 6 | 0
2025 | PJM_E_2_NYISO_G-I | PJM_E | NYISO_G-I | Internal | Summer | B4 | 100 | 500 | 0 | 103.04 | 89.6 | 6 | 0
2025 | PJM_E_2_NYISO_G-I | PJM_E | NYISO_G-I | Internal | Summer | B5 | 200 | 500 | 0 | 97.04 | 89.04 | 6 | 0
2025 | PJM_E_2_NYISO_G-I | PJM_E | NYISO_G-I | Internal | Summer | B6 | 300 | 500 | 0 | 82.33 | 74.33 | 6 | 0
2025 | PJM_E_2_NYISO_G-I | PJM_E | NYISO_G-I | Internal | Summer | B7 | 400 | 500 | 0 | 77.05 | 66.99 | 6 | 0
2025 | PJM_E_2_NYISO_G-I | PJM_E | NYISO_G-I | Internal | Summer | B8 | 500 | 500 | 0 | 70.99 | 64.43 | 6 | 0
2025 | PJM_E_2_NYISO_G-I | PJM_E | NYISO_G-I | Internal | Summer | B9 | 800 | 500 | 0 | 67.32 | 62.94 | 6 | 0
2025 | PJM_E_2_NYISO_G-I | PJM_E | NYISO_G-I | Internal | Summer | B10 | 1262 | 500 | 0 | 58.16 | 56.95 | 6 | 0
2025 | PJM_E_2_NYISO_G-I | PJM_E | NYISO_G-I | Internal | Winter | B16 | 25 | 500 | 0 | 79.97 | 75.05 | 6 | 0
2025 | PJM_E_2_NYISO_G-I | PJM_E | NYISO_G-I | Internal | Winter | B17 | 100 | 500 | 0 | 75.15 | 75.05 | 6 | 0
2025 | PJM_E_2_NYISO_G-I | PJM_E | NYISO_G-I | Internal | Winter | B18 | 400 | 500 | 0 | 74.82 | 75.05 | 6 | 0
2025 | PJM_E_2_NYISO_G-I | PJM_E | NYISO_G-I | Internal | Winter | B19 | 700 | 500 | 0 | 74.38 | 66.38 | 6 | 0
2025 | PJM_E_2_NYISO_G-I | PJM_E | NYISO_G-I | Internal | Winter | B20 | 935 | 500 | 0 | 64.68 | 58.39 | 6 | 0
2025 | PJM_E_2_NYISO_J-K | PJM_E | NYISO_J-K | Internal | Shoulder | B11 | 25 | 330 | 0 | 75.67 | 67.68 | 6 | 0
2025 | PJM_E_2_NYISO_J-K | PJM_E | NYISO_J-K | Internal | Shoulder | B12 | 200 | 330 | 0 | 71.23 | 66.19 | 6 | 0
2025 | PJM_E_2_NYISO_J-K | PJM_E | NYISO_J-K | Internal | Shoulder | B13 | 600 | 330 | 0 | 69.04 | 66.19 | 6 | 0
2025 | PJM_E_2_NYISO_J-K | PJM_E | NYISO_J-K | Internal | Shoulder | B14 | 900 | 330 | 0 | 68.94 | 66.19 | 6 | 0
2025 | PJM_E_2_NYISO_J-K | PJM_E | NYISO_J-K | Internal | Shoulder | B15 | 1203 | 330 | 0 | 60.04 | 57.71 | 6 | 0
2025 | PJM_E_2_NYISO_J-K | PJM_E | NYISO_J-K | Internal | Summer | B1 | 10 | 330 | 0 | 109.27 | 101.28 | 6 | 0
2025 | PJM_E_2_NYISO_J-K | PJM_E | NYISO_J-K | Internal | Summer | B2 | 25 | 330 | 0 | 109.27 | 101.28 | 6 | 0
2025 | PJM_E_2_NYISO_J-K | PJM_E | NYISO_J-K | Internal | Summer | B3 | 75 | 330 | 0 | 108.04 | 91.88 | 6 | 0
2025 | PJM_E_2_NYISO_J-K | PJM_E | NYISO_J-K | Internal | Summer | B4 | 100 | 330 | 0 | 103.04 | 89.61 | 6 | 0
2025 | PJM_E_2_NYISO_J-K | PJM_E | NYISO_J-K | Internal | Summer | B5 | 200 | 330 | 0 | 97.04 | 89.61 | 6 | 0
2025 | PJM_E_2_NYISO_J-K | PJM_E | NYISO_J-K | Internal | Summer | B6 | 300 | 330 | 0 | 82.33 | 74.34 | 6 | 0
2025 | PJM_E_2_NYISO_J-K | PJM_E | NYISO_J-K | Internal | Summer | B7 | 400 | 330 | 0 | 77.05 | 67 | 6 | 0
2025 | PJM_E_2_NYISO_J-K | PJM_E | NYISO_J-K | Internal | Summer | B8 | 500 | 330 | 0 | 70.99 | 64.44 | 6 | 0
2025 | PJM_E_2_NYISO_J-K | PJM_E | NYISO_J-K | Internal | Summer | B9 | 800 | 330 | 0 | 67.32 | 62.95 | 6 | 0
2025 | PJM_E_2_NYISO_J-K | PJM_E | NYISO_J-K | Internal | Summer | B10 | 1262 | 330 | 0 | 58.16 | 56.96 | 6 | 0
2025 | PJM_E_2_NYISO_J-K | PJM_E | NYISO_J-K | Internal | Winter | B16 | 25 | 330 | 0 | 79.97 | 77.66 | 6 | 0
2025 | PJM_E_2_NYISO_J-K | PJM_E | NYISO_J-K | Internal | Winter | B17 | 100 | 330 | 0 | 75.15 | 77.66 | 6 | 0
2025 | PJM_E_2_NYISO_J-K | PJM_E | NYISO_J-K | Internal | Winter | B18 | 400 | 330 | 0 | 74.82 | 77.66 | 6 | 0
2025 | PJM_E_2_NYISO_J-K | PJM_E | NYISO_J-K | Internal | Winter | B19 | 700 | 330 | 0 | 74.38 | 77.66 | 6 | 0
2025 | PJM_E_2_NYISO_J-K | PJM_E | NYISO_J-K | Internal | Winter | B20 | 935 | 330 | 0 | 64.68 | 58.4 | 6 | 0
2025 | PJM_E_2_PJM_ROM | PJM_E | PJM_ROM | Internal | Shoulder | B11 | 25 | 8000 | 3627.45 | 75.67 | 75.68 | 0.01 | 0
2025 | PJM_E_2_PJM_ROM | PJM_E | PJM_ROM | Internal | Shoulder | B12 | 200 | 8000 | 248.19 | 71.23 | 71.24 | 0.01 | 0
2025 | PJM_E_2_PJM_ROM | PJM_E | PJM_ROM | Internal | Shoulder | B13 | 600 | 8000 | 380.36 | 69.04 | 69.05 | 0.01 | 0
2025 | PJM_E_2_PJM_ROM | PJM_E | PJM_ROM | Internal | Shoulder | B14 | 900 | 8000 | 346.51 | 68.94 | 68.95 | 0.01 | 0
2025 | PJM_E_2_PJM_ROM | PJM_E | PJM_ROM | Internal | Shoulder | B15 | 1203 | 8000 | 0 | 60.04 | 60.03 | 0.01 | 0
2025 | PJM_E_2_PJM_ROM | PJM_E | PJM_ROM | Internal | Summer | B1 | 10 | 8000 | 464.71 | 109.27 | 109.28 | 0.01 | 0
2025 | PJM_E_2_PJM_ROM | PJM_E | PJM_ROM | Internal | Summer | B2 | 25 | 8000 | 1758.69 | 109.27 | 109.28 | 0.01 | 0
2025 | PJM_E_2_PJM_ROM | PJM_E | PJM_ROM | Internal | Summer | B3 | 75 | 8000 | 5406.74 | 108.04 | 108.06 | 0.01 | 0
2025 | PJM_E_2_PJM_ROM | PJM_E | PJM_ROM | Internal | Summer | B4 | 100 | 8000 | 4894.15 | 103.04 | 103.05 | 0.01 | 0
2025 | PJM_E_2_PJM_ROM | PJM_E | PJM_ROM | Internal | Summer | B5 | 200 | 8000 | 2078.88 | 97.04 | 97.05 | 0.01 | 0
2025 | PJM_E_2_PJM_ROM | PJM_E | PJM_ROM | Internal | Summer | B6 | 300 | 8000 | 3307.79 | 82.33 | 82.34 | 0.01 | 0
2025 | PJM_E_2_PJM_ROM | PJM_E | PJM_ROM | Internal | Summer | B7 | 400 | 8000 | 5095.81 | 77.05 | 77.07 | 0.01 | 0
2025 | PJM_E_2_PJM_ROM | PJM_E | PJM_ROM | Internal | Summer | B8 | 500 | 8000 | 2016.58 | 70.99 | 71 | 0.01 | 0
2025 | PJM_E_2_PJM_ROM | PJM_E | PJM_ROM | Internal | Summer | B9 | 800 | 8000 | 2566.08 | 67.32 | 67.33 | 0.01 | 0
2025 | PJM_E_2_PJM_ROM | PJM_E | PJM_ROM | Internal | Summer | B10 | 1262 | 8000 | 1146.88 | 58.16 | 58.18 | 0.01 | 0
2025 | PJM_E_2_PJM_ROM | PJM_E | PJM_ROM | Internal | Winter | B16 | 25 | 8000 | 453.46 | 79.97 | 79.98 | 0.01 | 0
2025 | PJM_E_2_PJM_ROM | PJM_E | PJM_ROM | Internal | Winter | B17 | 100 | 8000 | 0.1 | 75.15 | 75.14 | 0.01 | 0
2025 | PJM_E_2_PJM_ROM | PJM_E | PJM_ROM | Internal | Winter | B18 | 400 | 8000 | 0.02 | 74.82 | 74.81 | 0.01 | 0
2025 | PJM_E_2_PJM_ROM | PJM_E | PJM_ROM | Internal | Winter | B19 | 700 | 8000 | 0.01 | 74.38 | 74.37 | 0.01 | 0
2025 | PJM_E_2_PJM_ROM | PJM_E | PJM_ROM | Internal | Winter | B20 | 935 | 8000 | 0 | 64.68 | 64.66 | 0.01 | 0
2025 | PJM_ROR_2_MISO_IN | PJM_ROR | MISO_IN | Internal | Shoulder | B11 | 25 | 1170 | 0 | 75.67 | 71.95 | 2 | 0
2025 | PJM_ROR_2_MISO_IN | PJM_ROR | MISO_IN | Internal | Shoulder | B12 | 200 | 1170 | 0 | 71.23 | 66.37 | 2 | 0
2025 | PJM_ROR_2_MISO_IN | PJM_ROR | MISO_IN | Internal | Shoulder | B13 | 600 | 1170 | 0 | 69.04 | 60.7 | 2 | 0
2025 | PJM_ROR_2_MISO_IN | PJM_ROR | MISO_IN | Internal | Shoulder | B14 | 900 | 1170 | 0 | 67.73 | 59.11 | 2 | 0
2025 | PJM_ROR_2_MISO_IN | PJM_ROR | MISO_IN | Internal | Shoulder | B15 | 1203 | 1170 | 0 | 59.02 | 57.02 | 2 | 0
2025 | PJM_ROR_2_MISO_IN | PJM_ROR | MISO_IN | Internal | Summer | B1 | 10 | 1170 | 0 | 109.27 | 107.25 | 2 | 0
2025 | PJM_ROR_2_MISO_IN | PJM_ROR | MISO_IN | Internal | Summer | B2 | 25 | 1170 | 0 | 109.27 | 107.26 | 2 | 0
2025 | PJM_ROR_2_MISO_IN | PJM_ROR | MISO_IN | Internal | Summer | B3 | 75 | 1170 | 0 | 108.07 | 106.07 | 2 | 0
2025 | PJM_ROR_2_MISO_IN | PJM_ROR | MISO_IN | Internal | Summer | B4 | 100 | 1170 | 0 | 103.06 | 101.06 | 2 | 0
2025 | PJM_ROR_2_MISO_IN | PJM_ROR | MISO_IN | Internal | Summer | B5 | 200 | 1170 | 0 | 97.04 | 95.03 | 2 | 0
2025 | PJM_ROR_2_MISO_IN | PJM_ROR | MISO_IN | Internal | Summer | B6 | 300 | 1170 | 0 | 82.33 | 80.33 | 2 | 0
2025 | PJM_ROR_2_MISO_IN | PJM_ROR | MISO_IN | Internal | Summer | B7 | 400 | 1170 | 0 | 77.05 | 75.05 | 2 | 0
2025 | PJM_ROR_2_MISO_IN | PJM_ROR | MISO_IN | Internal | Summer | B8 | 500 | 1170 | 0 | 70.99 | 70.91 | 2 | 0
2025 | PJM_ROR_2_MISO_IN | PJM_ROR | MISO_IN | Internal | Summer | B9 | 800 | 1170 | 0 | 67.32 | 65.32 | 2 | 0
2025 | PJM_ROR_2_MISO_IN | PJM_ROR | MISO_IN | Internal | Summer | B10 | 1262 | 1170 | 0 | 58.16 | 57.86 | 2 | 0
2025 | PJM_ROR_2_MISO_IN | PJM_ROR | MISO_IN | Internal | Winter | B16 | 25 | 1170 | 0 | 76.86 | 61.48 | 2 | 0
2025 | PJM_ROR_2_MISO_IN | PJM_ROR | MISO_IN | Internal | Winter | B17 | 100 | 1170 | 0 | 75.13 | 71.38 | 2 | 0
2025 | PJM_ROR_2_MISO_IN | PJM_ROR | MISO_IN | Internal | Winter | B18 | 400 | 1170 | 0 | 72.25 | 64.02 | 2 | 0
2025 | PJM_ROR_2_MISO_IN | PJM_ROR | MISO_IN | Internal | Winter | B19 | 700 | 1170 | 0 | 71.01 | 61.48 | 2 | 0
2025 | PJM_ROR_2_MISO_IN | PJM_ROR | MISO_IN | Internal | Winter | B20 | 935 | 1170 | 0 | 61.8 | 59.44 | 2 | 0
2025 | PJM_ROR_2_MISO_MI | PJM_ROR | MISO_MI | Internal | Shoulder | B11 | 25 | 1305 | 0 | 75.67 | 71.96 | 2 | 0
2025 | PJM_ROR_2_MISO_MI | PJM_ROR | MISO_MI | Internal | Shoulder | B12 | 200 | 1305 | 0 | 71.23 | 67.37 | 2 | 0
2025 | PJM_ROR_2_MISO_MI | PJM_ROR | MISO_MI | Internal | Shoulder | B13 | 600 | 1305 | 0 | 69.04 | 67.04 | 2 | 0
2025 | PJM_ROR_2_MISO_MI | PJM_ROR | MISO_MI | Internal | Shoulder | B14 | 900 | 1305 | 0 | 67.73 | 59.13 | 2 | 0
2025 | PJM_ROR_2_MISO_MI | PJM_ROR | MISO_MI | Internal | Shoulder | B15 | 1203 | 1305 | 0 | 59.02 | 57.03 | 2 | 0
2025 | PJM_ROR_2_MISO_MI | PJM_ROR | MISO_MI | Internal | Summer | B1 | 10 | 1305 | 0 | 109.27 | 107.27 | 2 | 0
2025 | PJM_ROR_2_MISO_MI | PJM_ROR | MISO_MI | Internal | Summer | B2 | 25 | 1305 | 0 | 109.27 | 107.27 | 2 | 0
2025 | PJM_ROR_2_MISO_MI | PJM_ROR | MISO_MI | Internal | Summer | B3 | 75 | 1305 | 0 | 108.07 | 106.08 | 2 | 0
2025 | PJM_ROR_2_MISO_MI | PJM_ROR | MISO_MI | Internal | Summer | B4 | 100 | 1305 | 0 | 103.06 | 101.07 | 2 | 0
2025 | PJM_ROR_2_MISO_MI | PJM_ROR | MISO_MI | Internal | Summer | B5 | 200 | 1305 | 0 | 97.04 | 95.04 | 2 | 0
2025 | PJM_ROR_2_MISO_MI | PJM_ROR | MISO_MI | Internal | Summer | B6 | 300 | 1305 | 0 | 82.33 | 80.34 | 2 | 0
2025 | PJM_ROR_2_MISO_MI | PJM_ROR | MISO_MI | Internal | Summer | B7 | 400 | 1305 | 0 | 77.05 | 75.07 | 2 | 0
2025 | PJM_ROR_2_MISO_MI | PJM_ROR | MISO_MI | Internal | Summer | B8 | 500 | 1305 | 0 | 70.99 | 70.92 | 2 | 0
2025 | PJM_ROR_2_MISO_MI | PJM_ROR | MISO_MI | Internal | Summer | B9 | 800 | 1305 | 0 | 67.32 | 65.33 | 2 | 0
2025 | PJM_ROR_2_MISO_MI | PJM_ROR | MISO_MI | Internal | Summer | B10 | 1262 | 1305 | 0 | 58.16 | 57.88 | 2 | 0
2025 | PJM_ROR_2_MISO_MI | PJM_ROR | MISO_MI | Internal | Winter | B16 | 25 | 1305 | 0 | 76.86 | 74.42 | 2 | 0
2025 | PJM_ROR_2_MISO_MI | PJM_ROR | MISO_MI | Internal | Winter | B17 | 100 | 1305 | 0 | 75.13 | 71.4 | 2 | 0
2025 | PJM_ROR_2_MISO_MI | PJM_ROR | MISO_MI | Internal | Winter | B18 | 400 | 1305 | 0 | 72.25 | 69.67 | 2 | 0
2025 | PJM_ROR_2_MISO_MI | PJM_ROR | MISO_MI | Internal | Winter | B19 | 700 | 1305 | 0 | 71.01 | 61.5 | 2 | 0
2025 | PJM_ROR_2_MISO_MI | PJM_ROR | MISO_MI | Internal | Winter | B20 | 935 | 1305 | 0 | 61.8 | 59.46 | 2 | 0
2025 | PJM_ROR_2_MISO_MO-IL | PJM_ROR | MISO_MO-IL | Internal | Shoulder | B11 | 25 | 1111 | 0 | 75.67 | 73.68 | 2 | 0
2025 | PJM_ROR_2_MISO_MO-IL | PJM_ROR | MISO_MO-IL | Internal | Shoulder | B12 | 200 | 1111 | 0 | 71.23 | 66.38 | 2 | 0
2025 | PJM_ROR_2_MISO_MO-IL | PJM_ROR | MISO_MO-IL | Internal | Shoulder | B13 | 600 | 1111 | 0 | 69.04 | 60.71 | 2 | 0
2025 | PJM_ROR_2_MISO_MO-IL | PJM_ROR | MISO_MO-IL | Internal | Shoulder | B14 | 900 | 1111 | 0 | 67.73 | 59.1 | 2 | 0
2025 | PJM_ROR_2_MISO_MO-IL | PJM_ROR | MISO_MO-IL | Internal | Shoulder | B15 | 1203 | 1111 | 0 | 59.02 | 55.62 | 2 | 0
2025 | PJM_ROR_2_MISO_MO-IL | PJM_ROR | MISO_MO-IL | Internal | Summer | B1 | 10 | 1111 | 0 | 109.27 | 107.26 | 2 | 0
2025 | PJM_ROR_2_MISO_MO-IL | PJM_ROR | MISO_MO-IL | Internal | Summer | B2 | 25 | 1111 | 0 | 109.27 | 107.27 | 2 | 0
2025 | PJM_ROR_2_MISO_MO-IL | PJM_ROR | MISO_MO-IL | Internal | Summer | B3 | 75 | 1111 | 0 | 108.07 | 106.08 | 2 | 0
2025 | PJM_ROR_2_MISO_MO-IL | PJM_ROR | MISO_MO-IL | Internal | Summer | B4 | 100 | 1111 | 0 | 103.06 | 101.07 | 2 | 0
2025 | PJM_ROR_2_MISO_MO-IL | PJM_ROR | MISO_MO-IL | Internal | Summer | B5 | 200 | 1111 | 0 | 97.04 | 95.04 | 2 | 0
2025 | PJM_ROR_2_MISO_MO-IL | PJM_ROR | MISO_MO-IL | Internal | Summer | B6 | 300 | 1111 | 0 | 82.33 | 80.34 | 2 | 0
2025 | PJM_ROR_2_MISO_MO-IL | PJM_ROR | MISO_MO-IL | Internal | Summer | B7 | 400 | 1111 | 0 | 77.05 | 75.07 | 2 | 0
2025 | PJM_ROR_2_MISO_MO-IL | PJM_ROR | MISO_MO-IL | Internal | Summer | B8 | 500 | 1111 | 0 | 70.99 | 70.92 | 2 | 0
2025 | PJM_ROR_2_MISO_MO-IL | PJM_ROR | MISO_MO-IL | Internal | Summer | B9 | 800 | 1111 | 0 | 67.32 | 65.33 | 2 | 0
2025 | PJM_ROR_2_MISO_MO-IL | PJM_ROR | MISO_MO-IL | Internal | Summer | B10 | 1262 | 1111 | 0 | 58.16 | 56.18 | 2 | 0
2025 | PJM_ROR_2_MISO_MO-IL | PJM_ROR | MISO_MO-IL | Internal | Winter | B16 | 25 | 1111 | 0 | 76.86 | 61.49 | 2 | 0
2025 | PJM_ROR_2_MISO_MO-IL | PJM_ROR | MISO_MO-IL | Internal | Winter | B17 | 100 | 1111 | 0 | 75.13 | 71.37 | 2 | 0
2025 | PJM_ROR_2_MISO_MO-IL | PJM_ROR | MISO_MO-IL | Internal | Winter | B18 | 400 | 1111 | 0 | 72.25 | 64.03 | 2 | 0
2025 | PJM_ROR_2_MISO_MO-IL | PJM_ROR | MISO_MO-IL | Internal | Winter | B19 | 700 | 1111 | 0 | 71.01 | 61.49 | 2 | 0
2025 | PJM_ROR_2_MISO_MO-IL | PJM_ROR | MISO_MO-IL | Internal | Winter | B20 | 935 | 1111 | 0 | 61.8 | 58.1 | 2 | 0
2025 | PJM_ROR_2_MISO_W | PJM_ROR | MISO_W | Internal | Shoulder | B11 | 25 | 13129 | 0 | 75.67 | 73.67 | 2 | 0
2025 | PJM_ROR_2_MISO_W | PJM_ROR | MISO_W | Internal | Shoulder | B12 | 200 | 13129 | 0 | 71.23 | 66.37 | 2 | 0
2025 | PJM_ROR_2_MISO_W | PJM_ROR | MISO_W | Internal | Shoulder | B13 | 600 | 13129 | 0 | 69.04 | 60.7 | 2 | 0
2025 | PJM_ROR_2_MISO_W | PJM_ROR | MISO_W | Internal | Shoulder | B14 | 900 | 13129 | 0 | 67.73 | 51.94 | 2 | 0
2025 | PJM_ROR_2_MISO_W | PJM_ROR | MISO_W | Internal | Shoulder | B15 | 1203 | 13129 | 0 | 59.02 | 18.33 | 2 | 0
2025 | PJM_ROR_2_MISO_W | PJM_ROR | MISO_W | Internal | Summer | B1 | 10 | 13129 | 0 | 109.27 | 107.27 | 2 | 0
2025 | PJM_ROR_2_MISO_W | PJM_ROR | MISO_W | Internal | Summer | B2 | 25 | 13129 | 0 | 109.27 | 107.26 | 2 | 0
2025 | PJM_ROR_2_MISO_W | PJM_ROR | MISO_W | Internal | Summer | B3 | 75 | 13129 | 0 | 108.07 | 106.07 | 2 | 0
2025 | PJM_ROR_2_MISO_W | PJM_ROR | MISO_W | Internal | Summer | B4 | 100 | 13129 | 0 | 103.06 | 101.06 | 2 | 0
2025 | PJM_ROR_2_MISO_W | PJM_ROR | MISO_W | Internal | Summer | B5 | 200 | 13129 | 0 | 97.04 | 95.04 | 2 | 0
2025 | PJM_ROR_2_MISO_W | PJM_ROR | MISO_W | Internal | Summer | B6 | 300 | 13129 | 0 | 82.33 | 80.33 | 2 | 0
2025 | PJM_ROR_2_MISO_W | PJM_ROR | MISO_W | Internal | Summer | B7 | 400 | 13129 | 0 | 77.05 | 75.05 | 2 | 0
2025 | PJM_ROR_2_MISO_W | PJM_ROR | MISO_W | Internal | Summer | B8 | 500 | 13129 | 0 | 70.99 | 68.99 | 2 | 0
2025 | PJM_ROR_2_MISO_W | PJM_ROR | MISO_W | Internal | Summer | B9 | 800 | 13129 | 0 | 67.32 | 65.32 | 2 | 0
2025 | PJM_ROR_2_MISO_W | PJM_ROR | MISO_W | Internal | Summer | B10 | 1262 | 13129 | 0 | 58.16 | 56.16 | 2 | 0
2025 | PJM_ROR_2_MISO_W | PJM_ROR | MISO_W | Internal | Winter | B16 | 25 | 13129 | 0 | 76.86 | 11.33 | 2 | 0
2025 | PJM_ROR_2_MISO_W | PJM_ROR | MISO_W | Internal | Winter | B17 | 100 | 13129 | 0 | 75.13 | 11.36 | 2 | 0
2025 | PJM_ROR_2_MISO_W | PJM_ROR | MISO_W | Internal | Winter | B18 | 400 | 13129 | 0 | 72.25 | 61.48 | 2 | 0
2025 | PJM_ROR_2_MISO_W | PJM_ROR | MISO_W | Internal | Winter | B19 | 700 | 13129 | 0 | 71.01 | 61.48 | 2 | 0
2025 | PJM_ROR_2_MISO_W | PJM_ROR | MISO_W | Internal | Winter | B20 | 935 | 13129 | 0 | 61.8 | 21.09 | 2 | 0
2025 | PJM_ROR_2_MISO_WUMS | PJM_ROR | MISO_WUMS | Internal | Shoulder | B11 | 25 | 1467 | 0 | 75.67 | 67.4 | 2 | 0
2025 | PJM_ROR_2_MISO_WUMS | PJM_ROR | MISO_WUMS | Internal | Shoulder | B12 | 200 | 1467 | 0 | 71.23 | 66.38 | 2 | 0
2025 | PJM_ROR_2_MISO_WUMS | PJM_ROR | MISO_WUMS | Internal | Shoulder | B13 | 600 | 1467 | 0 | 69.04 | 60.71 | 2 | 0
2025 | PJM_ROR_2_MISO_WUMS | PJM_ROR | MISO_WUMS | Internal | Shoulder | B14 | 900 | 1467 | 0 | 67.73 | 58.73 | 2 | 0
2025 | PJM_ROR_2_MISO_WUMS | PJM_ROR | MISO_WUMS | Internal | Shoulder | B15 | 1203 | 1467 | 0 | 59.02 | 57.02 | 2 | 0
2025 | PJM_ROR_2_MISO_WUMS | PJM_ROR | MISO_WUMS | Internal | Summer | B1 | 10 | 1467 | 0 | 109.27 | 88.03 | 2 | 0
2025 | PJM_ROR_2_MISO_WUMS | PJM_ROR | MISO_WUMS | Internal | Summer | B2 | 25 | 1467 | 0 | 109.27 | 88.71 | 2 | 0
2025 | PJM_ROR_2_MISO_WUMS | PJM_ROR | MISO_WUMS | Internal | Summer | B3 | 75 | 1467 | 0 | 108.07 | 105.4 | 2 | 0
2025 | PJM_ROR_2_MISO_WUMS | PJM_ROR | MISO_WUMS | Internal | Summer | B4 | 100 | 1467 | 0 | 103.06 | 101.05 | 2 | 0
2025 | PJM_ROR_2_MISO_WUMS | PJM_ROR | MISO_WUMS | Internal | Summer | B5 | 200 | 1467 | 0 | 97.04 | 88.71 | 2 | 0
2025 | PJM_ROR_2_MISO_WUMS | PJM_ROR | MISO_WUMS | Internal | Summer | B6 | 300 | 1467 | 0 | 82.33 | 80.32 | 2 | 0
2025 | PJM_ROR_2_MISO_WUMS | PJM_ROR | MISO_WUMS | Internal | Summer | B7 | 400 | 1467 | 0 | 77.05 | 75.04 | 2 | 0
2025 | PJM_ROR_2_MISO_WUMS | PJM_ROR | MISO_WUMS | Internal | Summer | B8 | 500 | 1467 | 0 | 70.99 | 65.96 | 2 | 0
2025 | PJM_ROR_2_MISO_WUMS | PJM_ROR | MISO_WUMS | Internal | Summer | B9 | 800 | 1467 | 0 | 67.32 | 65.32 | 2 | 0
2025 | PJM_ROR_2_MISO_WUMS | PJM_ROR | MISO_WUMS | Internal | Summer | B10 | 1262 | 1467 | 0 | 58.16 | 57.51 | 2 | 0
2025 | PJM_ROR_2_MISO_WUMS | PJM_ROR | MISO_WUMS | Internal | Winter | B16 | 25 | 1467 | 0 | 76.86 | 61.09 | 2 | 0
2025 | PJM_ROR_2_MISO_WUMS | PJM_ROR | MISO_WUMS | Internal | Winter | B17 | 100 | 1467 | 0 | 75.13 | 61.09 | 2 | 0
2025 | PJM_ROR_2_MISO_WUMS | PJM_ROR | MISO_WUMS | Internal | Winter | B18 | 400 | 1467 | 0 | 72.25 | 61.49 | 2 | 0
2025 | PJM_ROR_2_MISO_WUMS | PJM_ROR | MISO_WUMS | Internal | Winter | B19 | 700 | 1467 | 0 | 71.01 | 61.49 | 2 | 0
2025 | PJM_ROR_2_MISO_WUMS | PJM_ROR | MISO_WUMS | Internal | Winter | B20 | 935 | 1467 | 0 | 61.8 | 59.47 | 2 | 0
2025 | PJM_ROR_2_PJM_ROM | PJM_ROR | PJM_ROM | Internal | Shoulder | B11 | 25 | 8000 | 2649.71 | 75.67 | 75.68 | 0.01 | 0
2025 | PJM_ROR_2_PJM_ROM | PJM_ROR | PJM_ROM | Internal | Shoulder | B12 | 200 | 8000 | 6797.18 | 71.23 | 71.24 | 0.01 | 0
2025 | PJM_ROR_2_PJM_ROM | PJM_ROR | PJM_ROM | Internal | Shoulder | B13 | 600 | 8000 | 6067.51 | 69.04 | 69.05 | 0.01 | 0
2025 | PJM_ROR_2_PJM_ROM | PJM_ROR | PJM_ROM | Internal | Shoulder | B14 | 900 | 8000 | 8000 | 67.73 | 68.95 | 0.01 | 1.2
2025 | PJM_ROR_2_PJM_ROM | PJM_ROR | PJM_ROM | Internal | Shoulder | B15 | 1203 | 8000 | 8000 | 59.02 | 60.03 | 0.01 | 1
2025 | PJM_ROR_2_PJM_ROM | PJM_ROR | PJM_ROM | Internal | Summer | B1 | 10 | 8000 | 4807.45 | 109.27 | 109.28 | 0.01 | 0
2025 | PJM_ROR_2_PJM_ROM | PJM_ROR | PJM_ROM | Internal | Summer | B2 | 25 | 8000 | 3026.09 | 109.27 | 109.28 | 0.01 | 0
2025 | PJM_ROR_2_PJM_ROM | PJM_ROR | PJM_ROM | Internal | Summer | B3 | 75 | 8000 | 0.12 | 108.07 | 108.06 | 0.01 | 0
2025 | PJM_ROR_2_PJM_ROM | PJM_ROR | PJM_ROM | Internal | Summer | B4 | 100 | 8000 | 0.09 | 103.06 | 103.05 | 0.01 | 0
2025 | PJM_ROR_2_PJM_ROM | PJM_ROR | PJM_ROM | Internal | Summer | B5 | 200 | 8000 | 2718.78 | 97.04 | 97.05 | 0.01 | 0
2025 | PJM_ROR_2_PJM_ROM | PJM_ROR | PJM_ROM | Internal | Summer | B6 | 300 | 8000 | 1421.73 | 82.33 | 82.34 | 0.01 | 0
2025 | PJM_ROR_2_PJM_ROM | PJM_ROR | PJM_ROM | Internal | Summer | B7 | 400 | 8000 | 345.49 | 77.05 | 77.07 | 0.01 | 0
2025 | PJM_ROR_2_PJM_ROM | PJM_ROR | PJM_ROM | Internal | Summer | B8 | 500 | 8000 | 4371.5 | 70.99 | 71 | 0.01 | 0
2025 | PJM_ROR_2_PJM_ROM | PJM_ROR | PJM_ROM | Internal | Summer | B9 | 800 | 8000 | 2464.56 | 67.32 | 67.33 | 0.01 | 0
2025 | PJM_ROR_2_PJM_ROM | PJM_ROR | PJM_ROM | Internal | Summer | B10 | 1262 | 8000 | 6848.35 | 58.16 | 58.18 | 0.01 | 0
2025 | PJM_ROR_2_PJM_ROM | PJM_ROR | PJM_ROM | Internal | Winter | B16 | 25 | 8000 | 8000 | 76.86 | 79.98 | 0.01 | 3.1
2025 | PJM_ROR_2_PJM_ROM | PJM_ROR | PJM_ROM | Internal | Winter | B17 | 100 | 8000 | 7588.38 | 75.13 | 75.14 | 0.01 | 0
2025 | PJM_ROR_2_PJM_ROM | PJM_ROR | PJM_ROM | Internal | Winter | B18 | 400 | 8000 | 8000 | 72.25 | 74.81 | 0.01 | 2.55
2025 | PJM_ROR_2_PJM_ROM | PJM_ROR | PJM_ROM | Internal | Winter | B19 | 700 | 8000 | 8000 | 71.01 | 74.37 | 0.01 | 3.35
2025 | PJM_ROR_2_PJM_ROM | PJM_ROR | PJM_ROM | Internal | Winter | B20 | 935 | 8000 | 8000 | 61.8 | 64.66 | 0.01 | 2.85
2025 | PJM_ROR_2_TVA_Transmission | PJM_ROR | TVA_Transmission | Internal | Shoulder | B11 | 25 | 2500 | 2499.33 | 75.67 | 81.68 | 6 | 0.01
2025 | PJM_ROR_2_TVA_Transmission | PJM_ROR | TVA_Transmission | Internal | Shoulder | B12 | 200 | 2500 | 0 | 71.23 | 74.37 | 6 | 0
2025 | PJM_ROR_2_TVA_Transmission | PJM_ROR | TVA_Transmission | Internal | Shoulder | B13 | 600 | 2500 | 0 | 69.04 | 68.71 | 6 | 0
2025 | PJM_ROR_2_TVA_Transmission | PJM_ROR | TVA_Transmission | Internal | Shoulder | B14 | 900 | 2500 | 0 | 67.73 | 67.1 | 6 | 0
2025 | PJM_ROR_2_TVA_Transmission | PJM_ROR | TVA_Transmission | Internal | Shoulder | B15 | 1203 | 2500 | 0 | 59.02 | 63.62 | 6 | 0
2025 | PJM_ROR_2_TVA_Transmission | PJM_ROR | TVA_Transmission | Internal | Summer | B1 | 10 | 2500 | 1.55 | 109.27 | 115.26 | 6 | 0
2025 | PJM_ROR_2_TVA_Transmission | PJM_ROR | TVA_Transmission | Internal | Summer | B2 | 25 | 2500 | 679.32 | 109.27 | 115.27 | 6 | 0
2025 | PJM_ROR_2_TVA_Transmission | PJM_ROR | TVA_Transmission | Internal | Summer | B3 | 75 | 2500 | 1761.09 | 108.07 | 114.07 | 6 | 0
2025 | PJM_ROR_2_TVA_Transmission | PJM_ROR | TVA_Transmission | Internal | Summer | B4 | 100 | 2500 | 1594.24 | 103.06 | 109.06 | 6 | 0
2025 | PJM_ROR_2_TVA_Transmission | PJM_ROR | TVA_Transmission | Internal | Summer | B5 | 200 | 2500 | 2358.61 | 97.04 | 103.04 | 6 | 0
2025 | PJM_ROR_2_TVA_Transmission | PJM_ROR | TVA_Transmission | Internal | Summer | B6 | 300 | 2500 | 1060.73 | 82.33 | 88.33 | 6 | 0
2025 | PJM_ROR_2_TVA_Transmission | PJM_ROR | TVA_Transmission | Internal | Summer | B7 | 400 | 2500 | 303.88 | 77.05 | 83.05 | 6 | 0
2025 | PJM_ROR_2_TVA_Transmission | PJM_ROR | TVA_Transmission | Internal | Summer | B8 | 500 | 2500 | 0 | 70.99 | 75.42 | 6 | 0
2025 | PJM_ROR_2_TVA_Transmission | PJM_ROR | TVA_Transmission | Internal | Summer | B9 | 800 | 2500 | 797.98 | 67.32 | 73.32 | 6 | 0
2025 | PJM_ROR_2_TVA_Transmission | PJM_ROR | TVA_Transmission | Internal | Summer | B10 | 1262 | 2500 | 0 | 58.16 | 62.22 | 6 | 0
2025 | PJM_ROR_2_TVA_Transmission | PJM_ROR | TVA_Transmission | Internal | Winter | B16 | 25 | 2500 | 925.5 | 76.86 | 82.86 | 6 | 0
2025 | PJM_ROR_2_TVA_Transmission | PJM_ROR | TVA_Transmission | Internal | Winter | B17 | 100 | 2500 | 0 | 75.13 | 78.32 | 6 | 0
2025 | PJM_ROR_2_TVA_Transmission | PJM_ROR | TVA_Transmission | Internal | Winter | B18 | 400 | 2500 | 0 | 72.25 | 72.03 | 6 | 0
2025 | PJM_ROR_2_TVA_Transmission | PJM_ROR | TVA_Transmission | Internal | Winter | B19 | 700 | 2500 | 0 | 71.01 | 69.49 | 6 | 0
2025 | PJM_ROR_2_TVA_Transmission | PJM_ROR | TVA_Transmission | Internal | Winter | B20 | 935 | 2500 | 0 | 61.8 | 66.1 | 6 | 0
2025 | PJM_ROR_2_VACAR | PJM_ROR | VACAR | Internal | Shoulder | B11 | 25 | 3000 | 3000 | 75.67 | 90.73 | 6 | 9.06
2025 | PJM_ROR_2_VACAR | PJM_ROR | VACAR | Internal | Shoulder | B12 | 200 | 3000 | 3000 | 71.23 | 80.7 | 6 | 3.47
2025 | PJM_ROR_2_VACAR | PJM_ROR | VACAR | Internal | Shoulder | B13 | 600 | 3000 | 3000 | 69.04 | 76.26 | 6 | 1.21
2025 | PJM_ROR_2_VACAR | PJM_ROR | VACAR | Internal | Shoulder | B14 | 900 | 3000 | 3000 | 67.73 | 74.94 | 6 | 1.21
2025 | PJM_ROR_2_VACAR | PJM_ROR | VACAR | Internal | Shoulder | B15 | 1203 | 3000 | 3000 | 59.02 | 66.27 | 6 | 1.25
2025 | PJM_ROR_2_VACAR | PJM_ROR | VACAR | Internal | Summer | B1 | 10 | 3000 | 3000 | 109.27 | 121.06 | 6 | 5.79
2025 | PJM_ROR_2_VACAR | PJM_ROR | VACAR | Internal | Summer | B2 | 25 | 3000 | 3000 | 109.27 | 121.06 | 6 | 5.79
2025 | PJM_ROR_2_VACAR | PJM_ROR | VACAR | Internal | Summer | B3 | 75 | 3000 | 3000 | 108.07 | 121.06 | 6 | 6.99
2025 | PJM_ROR_2_VACAR | PJM_ROR | VACAR | Internal | Summer | B4 | 100 | 3000 | 3000 | 103.06 | 118.06 | 6 | 9
2025 | PJM_ROR_2_VACAR | PJM_ROR | VACAR | Internal | Summer | B5 | 200 | 3000 | 3000 | 97.04 | 105.04 | 6 | 2
2025 | PJM_ROR_2_VACAR | PJM_ROR | VACAR | Internal | Summer | B6 | 300 | 3000 | 3000 | 82.33 | 91.86 | 6 | 3.53
2025 | PJM_ROR_2_VACAR | PJM_ROR | VACAR | Internal | Summer | B7 | 400 | 3000 | 3000 | 77.05 | 88.31 | 6 | 5.26
2025 | PJM_ROR_2_VACAR | PJM_ROR | VACAR | Internal | Summer | B8 | 500 | 3000 | 3000 | 70.99 | 78.44 | 6 | 1.46
2025 | PJM_ROR_2_VACAR | PJM_ROR | VACAR | Internal | Summer | B9 | 800 | 3000 | 2236.18 | 67.32 | 73.32 | 6 | 0
2025 | PJM_ROR_2_VACAR | PJM_ROR | VACAR | Internal | Summer | B10 | 1262 | 3000 | 3000 | 58.16 | 64.45 | 6 | 0.29
2025 | PJM_ROR_2_VACAR | PJM_ROR | VACAR | Internal | Winter | B16 | 25 | 3000 | 3000 | 76.86 | 101.1 | 6 | 18.24
2025 | PJM_ROR_2_VACAR | PJM_ROR | VACAR | Internal | Winter | B17 | 100 | 3000 | 3000 | 75.13 | 88.26 | 6 | 7.13
2025 | PJM_ROR_2_VACAR | PJM_ROR | VACAR | Internal | Winter | B18 | 400 | 3000 | 3000 | 72.25 | 81.03 | 6 | 2.78
2025 | PJM_ROR_2_VACAR | PJM_ROR | VACAR | Internal | Winter | B19 | 700 | 3000 | 3000 | 71.01 | 78.78 | 6 | 1.78
2025 | PJM_ROR_2_VACAR | PJM_ROR | VACAR | Internal | Winter | B20 | 935 | 3000 | 3000 | 61.8 | 70.33 | 6 | 2.53
2025 | PJM_ROM_2_NYISO_A-F | PJM_ROM | NYISO_A-F | Internal | Shoulder | B11 | 25 | 2000 | 0 | 75.68 | 51.93 | 6 | 0
2025 | PJM_ROM_2_NYISO_A-F | PJM_ROM | NYISO_A-F | Internal | Shoulder | B12 | 200 | 2000 | 0 | 71.24 | 51.93 | 6 | 0
2025 | PJM_ROM_2_NYISO_A-F | PJM_ROM | NYISO_A-F | Internal | Shoulder | B13 | 600 | 2000 | 0 | 69.05 | 51.93 | 6 | 0
2025 | PJM_ROM_2_NYISO_A-F | PJM_ROM | NYISO_A-F | Internal | Shoulder | B14 | 900 | 2000 | 0 | 68.95 | 51.93 | 6 | 0
2025 | PJM_ROM_2_NYISO_A-F | PJM_ROM | NYISO_A-F | Internal | Shoulder | B15 | 1203 | 2000 | 0 | 60.03 | 51.93 | 6 | 0
2025 | PJM_ROM_2_NYISO_A-F | PJM_ROM | NYISO_A-F | Internal | Summer | B1 | 10 | 2000 | 0 | 109.28 | 56.94 | 6 | 0
2025 | PJM_ROM_2_NYISO_A-F | PJM_ROM | NYISO_A-F | Internal | Summer | B2 | 25 | 2000 | 0 | 109.28 | 67.45 | 6 | 0
2025 | PJM_ROM_2_NYISO_A-F | PJM_ROM | NYISO_A-F | Internal | Summer | B3 | 75 | 2000 | 0 | 108.06 | 67.45 | 6 | 0
2025 | PJM_ROM_2_NYISO_A-F | PJM_ROM | NYISO_A-F | Internal | Summer | B4 | 100 | 2000 | 0 | 103.05 | 65.6 | 6 | 0
2025 | PJM_ROM_2_NYISO_A-F | PJM_ROM | NYISO_A-F | Internal | Summer | B5 | 200 | 2000 | 0 | 97.05 | 59.6 | 6 | 0
2025 | PJM_ROM_2_NYISO_A-F | PJM_ROM | NYISO_A-F | Internal | Summer | B6 | 300 | 2000 | 0 | 82.34 | 59.6 | 6 | 0
2025 | PJM_ROM_2_NYISO_A-F | PJM_ROM | NYISO_A-F | Internal | Summer | B7 | 400 | 2000 | 0 | 77.07 | 59.6 | 6 | 0
2025 | PJM_ROM_2_NYISO_A-F | PJM_ROM | NYISO_A-F | Internal | Summer | B8 | 500 | 2000 | 0 | 71 | 58.44 | 6 | 0
2025 | PJM_ROM_2_NYISO_A-F | PJM_ROM | NYISO_A-F | Internal | Summer | B9 | 800 | 2000 | 0 | 67.33 | 56.94 | 6 | 0
2025 | PJM_ROM_2_NYISO_A-F | PJM_ROM | NYISO_A-F | Internal | Summer | B10 | 1262 | 2000 | 0 | 58.18 | 56.94 | 6 | 0
2025 | PJM_ROM_2_NYISO_A-F | PJM_ROM | NYISO_A-F | Internal | Winter | B16 | 25 | 2000 | 0 | 79.98 | 51.93 | 6 | 0
2025 | PJM_ROM_2_NYISO_A-F | PJM_ROM | NYISO_A-F | Internal | Winter | B17 | 100 | 2000 | 0 | 75.14 | 51.93 | 6 | 0
2025 | PJM_ROM_2_NYISO_A-F | PJM_ROM | NYISO_A-F | Internal | Winter | B18 | 400 | 2000 | 0 | 74.81 | 51.93 | 6 | 0
2025 | PJM_ROM_2_NYISO_A-F | PJM_ROM | NYISO_A-F | Internal | Winter | B19 | 700 | 2000 | 0 | 74.37 | 51.93 | 6 | 0
2025 | PJM_ROM_2_NYISO_A-F | PJM_ROM | NYISO_A-F | Internal | Winter | B20 | 935 | 2000 | 0 | 64.66 | 51.93 | 6 | 0
2025 | PJM_ROM_2_PJM_E | PJM_ROM | PJM_E | Internal | Shoulder | B11 | 25 | 8000 | 0.35 | 75.68 | 75.67 | 0.01 | 0
2025 | PJM_ROM_2_PJM_E | PJM_ROM | PJM_E | Internal | Shoulder | B12 | 200 | 8000 | 0.05 | 71.24 | 71.23 | 0.01 | 0
2025 | PJM_ROM_2_PJM_E | PJM_ROM | PJM_E | Internal | Shoulder | B13 | 600 | 8000 | 0.02 | 69.05 | 69.04 | 0.01 | 0
2025 | PJM_ROM_2_PJM_E | PJM_ROM | PJM_E | Internal | Shoulder | B14 | 900 | 8000 | 0.01 | 68.95 | 68.94 | 0.01 | 0
2025 | PJM_ROM_2_PJM_E | PJM_ROM | PJM_E | Internal | Shoulder | B15 | 1203 | 8000 | 815.33 | 60.03 | 60.04 | 0.01 | 0
2025 | PJM_ROM_2_PJM_E | PJM_ROM | PJM_E | Internal | Summer | B1 | 10 | 8000 | 0.93 | 109.28 | 109.27 | 0.01 | 0
2025 | PJM_ROM_2_PJM_E | PJM_ROM | PJM_E | Internal | Summer | B2 | 25 | 8000 | 0.36 | 109.28 | 109.27 | 0.01 | 0
2025 | PJM_ROM_2_PJM_E | PJM_ROM | PJM_E | Internal | Summer | B3 | 75 | 8000 | 0.12 | 108.06 | 108.04 | 0.01 | 0
2025 | PJM_ROM_2_PJM_E | PJM_ROM | PJM_E | Internal | Summer | B4 | 100 | 8000 | 0.09 | 103.05 | 103.04 | 0.01 | 0
2025 | PJM_ROM_2_PJM_E | PJM_ROM | PJM_E | Internal | Summer | B5 | 200 | 8000 | 0.05 | 97.05 | 97.04 | 0.01 | 0
2025 | PJM_ROM_2_PJM_E | PJM_ROM | PJM_E | Internal | Summer | B6 | 300 | 8000 | 0.03 | 82.34 | 82.33 | 0.01 | 0
2025 | PJM_ROM_2_PJM_E | PJM_ROM | PJM_E | Internal | Summer | B7 | 400 | 8000 | 0.02 | 77.07 | 77.05 | 0.01 | 0
2025 | PJM_ROM_2_PJM_E | PJM_ROM | PJM_E | Internal | Summer | B8 | 500 | 8000 | 0.02 | 71 | 70.99 | 0.01 | 0
2025 | PJM_ROM_2_PJM_E | PJM_ROM | PJM_E | Internal | Summer | B9 | 800 | 8000 | 0.01 | 67.33 | 67.32 | 0.01 | 0
2025 | PJM_ROM_2_PJM_E | PJM_ROM | PJM_E | Internal | Summer | B10 | 1262 | 8000 | 0 | 58.18 | 58.16 | 0.01 | 0
2025 | PJM_ROM_2_PJM_E | PJM_ROM | PJM_E | Internal | Winter | B16 | 25 | 8000 | 0.38 | 79.98 | 79.97 | 0.01 | 0
2025 | PJM_ROM_2_PJM_E | PJM_ROM | PJM_E | Internal | Winter | B17 | 100 | 8000 | 18.44 | 75.14 | 75.15 | 0.01 | 0
2025 | PJM_ROM_2_PJM_E | PJM_ROM | PJM_E | Internal | Winter | B18 | 400 | 8000 | 1558.65 | 74.81 | 74.82 | 0.01 | 0
2025 | PJM_ROM_2_PJM_E | PJM_ROM | PJM_E | Internal | Winter | B19 | 700 | 8000 | 456.61 | 74.37 | 74.38 | 0.01 | 0
2025 | PJM_ROM_2_PJM_E | PJM_ROM | PJM_E | Internal | Winter | B20 | 935 | 8000 | 2071.03 | 64.66 | 64.68 | 0.01 | 0
2025 | PJM_ROM_2_PJM_ROR | PJM_ROM | PJM_ROR | Internal | Shoulder | B11 | 25 | 8000 | 0.35 | 75.68 | 75.67 | 0.01 | 0
2025 | PJM_ROM_2_PJM_ROR | PJM_ROM | PJM_ROR | Internal | Shoulder | B12 | 200 | 8000 | 0.04 | 71.24 | 71.23 | 0.01 | 0
2025 | PJM_ROM_2_PJM_ROR | PJM_ROM | PJM_ROR | Internal | Shoulder | B13 | 600 | 8000 | 0.02 | 69.05 | 69.04 | 0.01 | 0
2025 | PJM_ROM_2_PJM_ROR | PJM_ROM | PJM_ROR | Internal | Shoulder | B14 | 900 | 8000 | 0 | 68.95 | 67.73 | 0.01 | 0
2025 | PJM_ROM_2_PJM_ROR | PJM_ROM | PJM_ROR | Internal | Shoulder | B15 | 1203 | 8000 | 0 | 60.03 | 59.02 | 0.01 | 0
2025 | PJM_ROM_2_PJM_ROR | PJM_ROM | PJM_ROR | Internal | Summer | B1 | 10 | 8000 | 0.86 | 109.28 | 109.27 | 0.01 | 0
2025 | PJM_ROM_2_PJM_ROR | PJM_ROM | PJM_ROR | Internal | Summer | B2 | 25 | 8000 | 0.36 | 109.28 | 109.27 | 0.01 | 0
2025 | PJM_ROM_2_PJM_ROR | PJM_ROM | PJM_ROR | Internal | Summer | B3 | 75 | 8000 | 2168.85 | 108.06 | 108.07 | 0.01 | 0
2025 | PJM_ROM_2_PJM_ROR | PJM_ROM | PJM_ROR | Internal | Summer | B4 | 100 | 8000 | 2761.5 | 103.05 | 103.06 | 0.01 | 0
2025 | PJM_ROM_2_PJM_ROR | PJM_ROM | PJM_ROR | Internal | Summer | B5 | 200 | 8000 | 0.05 | 97.05 | 97.04 | 0.01 | 0
2025 | PJM_ROM_2_PJM_ROR | PJM_ROM | PJM_ROR | Internal | Summer | B6 | 300 | 8000 | 0.03 | 82.34 | 82.33 | 0.01 | 0
2025 | PJM_ROM_2_PJM_ROR | PJM_ROM | PJM_ROR | Internal | Summer | B7 | 400 | 8000 | 0.02 | 77.07 | 77.05 | 0.01 | 0
2025 | PJM_ROM_2_PJM_ROR | PJM_ROM | PJM_ROR | Internal | Summer | B8 | 500 | 8000 | 0.02 | 71 | 70.99 | 0.01 | 0
2025 | PJM_ROM_2_PJM_ROR | PJM_ROM | PJM_ROR | Internal | Summer | B9 | 800 | 8000 | 0.01 | 67.33 | 67.32 | 0.01 | 0
2025 | PJM_ROM_2_PJM_ROR | PJM_ROM | PJM_ROR | Internal | Summer | B10 | 1262 | 8000 | 0 | 58.18 | 58.16 | 0.01 | 0
2025 | PJM_ROM_2_PJM_ROR | PJM_ROM | PJM_ROR | Internal | Winter | B16 | 25 | 8000 | 0 | 79.98 | 76.86 | 0.01 | 0
2025 | PJM_ROM_2_PJM_ROR | PJM_ROM | PJM_ROR | Internal | Winter | B17 | 100 | 8000 | 0.08 | 75.14 | 75.13 | 0.01 | 0
2025 | PJM_ROM_2_PJM_ROR | PJM_ROM | PJM_ROR | Internal | Winter | B18 | 400 | 8000 | 0 | 74.81 | 72.25 | 0.01 | 0
2025 | PJM_ROM_2_PJM_ROR | PJM_ROM | PJM_ROR | Internal | Winter | B19 | 700 | 8000 | 0 | 74.37 | 71.01 | 0.01 | 0
2025 | PJM_ROM_2_PJM_ROR | PJM_ROM | PJM_ROR | Internal | Winter | B20 | 935 | 8000 | 0 | 64.66 | 61.8 | 0.01 | 0
2025 | SOCO_2_ENT | SOCO | ENT | Internal | Shoulder | B11 | 25 | 4300 | 0 | 97.73 | 73.68 | 10 | 0
2025 | SOCO_2_ENT | SOCO | ENT | Internal | Shoulder | B12 | 200 | 4300 | 0 | 74.37 | 66.37 | 10 | 0
2025 | SOCO_2_ENT | SOCO | ENT | Internal | Shoulder | B13 | 600 | 4300 | 0 | 72.62 | 60.71 | 10 | 0
2025 | SOCO_2_ENT | SOCO | ENT | Internal | Shoulder | B14 | 900 | 4300 | 0 | 72.62 | 57.7 | 10 | 0
2025 | SOCO_2_ENT | SOCO | ENT | Internal | Shoulder | B15 | 1203 | 4300 | 0 | 72.62 | 47.62 | 10 | 0
2025 | SOCO_2_ENT | SOCO | ENT | Internal | Summer | B1 | 10 | 4300 | 0 | 120.44 | 72.16 | 10 | 0
2025 | SOCO_2_ENT | SOCO | ENT | Internal | Summer | B2 | 25 | 4300 | 0 | 118.06 | 102.39 | 10 | 0
2025 | SOCO_2_ENT | SOCO | ENT | Internal | Summer | B3 | 75 | 4300 | 0 | 118.06 | 106.08 | 10 | 0
2025 | SOCO_2_ENT | SOCO | ENT | Internal | Summer | B4 | 100 | 4300 | 0 | 118.06 | 101.07 | 10 | 0
2025 | SOCO_2_ENT | SOCO | ENT | Internal | Summer | B5 | 200 | 4300 | 0 | 112.04 | 95.04 | 10 | 0
2025 | SOCO_2_ENT | SOCO | ENT | Internal | Summer | B6 | 300 | 4300 | 0 | 97.33 | 80.34 | 10 | 0
2025 | SOCO_2_ENT | SOCO | ENT | Internal | Summer | B7 | 400 | 4300 | 0 | 92.05 | 75.07 | 10 | 0
2025 | SOCO_2_ENT | SOCO | ENT | Internal | Summer | B8 | 500 | 4300 | 0 | 78.92 | 70.92 | 10 | 0
2025 | SOCO_2_ENT | SOCO | ENT | Internal | Summer | B9 | 800 | 4300 | 0 | 73.81 | 68.7 | 10 | 0
2025 | SOCO_2_ENT | SOCO | ENT | Internal | Summer | B10 | 1262 | 4300 | 0 | 71.22 | 54.22 | 10 | 0
2025 | SOCO_2_ENT | SOCO | ENT | Internal | Winter | B16 | 25 | 4300 | 0 | 93.34 | 69.49 | 10 | 0
2025 | SOCO_2_ENT | SOCO | ENT | Internal | Winter | B17 | 100 | 4300 | 0 | 78.26 | 69.49 | 10 | 0
2025 | SOCO_2_ENT | SOCO | ENT | Internal | Winter | B18 | 400 | 4300 | 0 | 75.5 | 64.03 | 10 | 0
2025 | SOCO_2_ENT | SOCO | ENT | Internal | Winter | B19 | 700 | 4300 | 0 | 75.5 | 53.49 | 10 | 0
2025 | SOCO_2_ENT | SOCO | ENT | Internal | Winter | B20 | 935 | 4300 | 0 | 75.1 | 50.1 | 10 | 0
2025 | SOCO_2_FRCC | SOCO | FRCC | Internal | Shoulder | B11 | 25 | 3700 | 3565.15 | 97.73 | 107.73 | 10 | 0
2025 | SOCO_2_FRCC | SOCO | FRCC | Internal | Shoulder | B12 | 200 | 3700 | 0 | 74.37 | 81.24 | 10 | 0
2025 | SOCO_2_FRCC | SOCO | FRCC | Internal | Shoulder | B13 | 600 | 3700 | 0 | 72.62 | 81.24 | 10 | 0
2025 | SOCO_2_FRCC | SOCO | FRCC | Internal | Shoulder | B14 | 900 | 3700 | 0 | 72.62 | 77.85 | 10 | 0
2025 | SOCO_2_FRCC | SOCO | FRCC | Internal | Shoulder | B15 | 1203 | 3700 | 0 | 72.62 | 77.85 | 10 | 0
2025 | SOCO_2_FRCC | SOCO | FRCC | Internal | Summer | B1 | 10 | 3700 | 1213.13 | 120.44 | 130.44 | 10 | 0
2025 | SOCO_2_FRCC | SOCO | FRCC | Internal | Summer | B2 | 25 | 3700 | 0 | 118.06 | 125.11 | 10 | 0
2025 | SOCO_2_FRCC | SOCO | FRCC | Internal | Summer | B3 | 75 | 3700 | 0 | 118.06 | 125.11 | 10 | 0
2025 | SOCO_2_FRCC | SOCO | FRCC | Internal | Summer | B4 | 100 | 3700 | 0 | 118.06 | 125.11 | 10 | 0
2025 | SOCO_2_FRCC | SOCO | FRCC | Internal | Summer | B5 | 200 | 3700 | 1681.89 | 112.04 | 122.04 | 10 | 0
2025 | SOCO_2_FRCC | SOCO | FRCC | Internal | Summer | B6 | 300 | 3700 | 1448.32 | 97.33 | 107.33 | 10 | 0
2025 | SOCO_2_FRCC | SOCO | FRCC | Internal | Summer | B7 | 400 | 3700 | 0 | 92.05 | 96.02 | 10 | 0
2025 | SOCO_2_FRCC | SOCO | FRCC | Internal | Summer | B8 | 500 | 3700 | 0 | 78.92 | 80.4 | 10 | 0
2025 | SOCO_2_FRCC | SOCO | FRCC | Internal | Summer | B9 | 800 | 3700 | 0 | 73.81 | 77.04 | 10 | 0
2025 | SOCO_2_FRCC | SOCO | FRCC | Internal | Summer | B10 | 1262 | 3700 | 0 | 71.22 | 77.04 | 10 | 0
2025 | SOCO_2_FRCC | SOCO | FRCC | Internal | Winter | B16 | 25 | 3700 | 1741.27 | 93.34 | 103.34 | 10 | 0
2025 | SOCO_2_FRCC | SOCO | FRCC | Internal | Winter | B17 | 100 | 3700 | 0 | 78.26 | 83.81 | 10 | 0
2025 | SOCO_2_FRCC | SOCO | FRCC | Internal | Winter | B18 | 400 | 3700 | 0 | 75.5 | 82.39 | 10 | 0
2025 | SOCO_2_FRCC | SOCO | FRCC | Internal | Winter | B19 | 700 | 3700 | 0 | 75.5 | 80.3 | 10 | 0
2025 | SOCO_2_FRCC | SOCO | FRCC | Internal | Winter | B20 | 935 | 3700 | 0 | 75.1 | 80.3 | 10 | 0
2025 | SOCO_2_TVA_Transmission | SOCO | TVA_Transmission | Internal | Shoulder | B11 | 25 | 2600 | 0 | 97.73 | 81.68 | 10 | 0
2025 | SOCO_2_TVA_Transmission | SOCO | TVA_Transmission | Internal | Shoulder | B12 | 200 | 2600 | 0 | 74.37 | 74.37 | 10 | 0
2025 | SOCO_2_TVA_Transmission | SOCO | TVA_Transmission | Internal | Shoulder | B13 | 600 | 2600 | 0 | 72.62 | 68.71 | 10 | 0
2025 | SOCO_2_TVA_Transmission | SOCO | TVA_Transmission | Internal | Shoulder | B14 | 900 | 2600 | 0 | 72.62 | 67.1 | 10 | 0
2025 | SOCO_2_TVA_Transmission | SOCO | TVA_Transmission | Internal | Shoulder | B15 | 1203 | 2600 | 0 | 72.62 | 63.62 | 10 | 0
2025 | SOCO_2_TVA_Transmission | SOCO | TVA_Transmission | Internal | Summer | B1 | 10 | 2600 | 0 | 120.44 | 115.26 | 10 | 0
2025 | SOCO_2_TVA_Transmission | SOCO | TVA_Transmission | Internal | Summer | B2 | 25 | 2600 | 0 | 118.06 | 115.27 | 10 | 0
2025 | SOCO_2_TVA_Transmission | SOCO | TVA_Transmission | Internal | Summer | B3 | 75 | 2600 | 0 | 118.06 | 114.07 | 10 | 0
2025 | SOCO_2_TVA_Transmission | SOCO | TVA_Transmission | Internal | Summer | B4 | 100 | 2600 | 0 | 118.06 | 109.06 | 10 | 0
2025 | SOCO_2_TVA_Transmission | SOCO | TVA_Transmission | Internal | Summer | B5 | 200 | 2600 | 0 | 112.04 | 103.04 | 10 | 0
2025 | SOCO_2_TVA_Transmission | SOCO | TVA_Transmission | Internal | Summer | B6 | 300 | 2600 | 0 | 97.33 | 88.33 | 10 | 0
2025 | SOCO_2_TVA_Transmission | SOCO | TVA_Transmission | Internal | Summer | B7 | 400 | 2600 | 0 | 92.05 | 83.05 | 10 | 0
2025 | SOCO_2_TVA_Transmission | SOCO | TVA_Transmission | Internal | Summer | B8 | 500 | 2600 | 0 | 78.92 | 75.42 | 10 | 0
2025 | SOCO_2_TVA_Transmission | SOCO | TVA_Transmission | Internal | Summer | B9 | 800 | 2600 | 0 | 73.81 | 73.32 | 10 | 0
2025 | SOCO_2_TVA_Transmission | SOCO | TVA_Transmission | Internal | Summer | B10 | 1262 | 2600 | 0 | 71.22 | 62.22 | 10 | 0
2025 | SOCO_2_TVA_Transmission | SOCO | TVA_Transmission | Internal | Winter | B16 | 25 | 2600 | 0 | 93.34 | 82.86 | 10 | 0
2025 | SOCO_2_TVA_Transmission | SOCO | TVA_Transmission | Internal | Winter | B17 | 100 | 2600 | 0 | 78.26 | 78.32 | 10 | 0
2025 | SOCO_2_TVA_Transmission | SOCO | TVA_Transmission | Internal | Winter | B18 | 400 | 2600 | 0 | 75.5 | 72.03 | 10 | 0
2025 | SOCO_2_TVA_Transmission | SOCO | TVA_Transmission | Internal | Winter | B19 | 700 | 2600 | 0 | 75.5 | 69.49 | 10 | 0
2025 | SOCO_2_TVA_Transmission | SOCO | TVA_Transmission | Internal | Winter | B20 | 935 | 2600 | 0 | 75.1 | 66.1 | 10 | 0
2025 | SOCO_2_VACAR | SOCO | VACAR | Internal | Shoulder | B11 | 25 | 2000 | 0 | 97.73 | 90.73 | 10 | 0
2025 | SOCO_2_VACAR | SOCO | VACAR | Internal | Shoulder | B12 | 200 | 2000 | 0 | 74.37 | 80.7 | 10 | 0
2025 | SOCO_2_VACAR | SOCO | VACAR | Internal | Shoulder | B13 | 600 | 2000 | 0 | 72.62 | 76.26 | 10 | 0
2025 | SOCO_2_VACAR | SOCO | VACAR | Internal | Shoulder | B14 | 900 | 2000 | 0 | 72.62 | 74.94 | 10 | 0
2025 | SOCO_2_VACAR | SOCO | VACAR | Internal | Shoulder | B15 | 1203 | 2000 | 0 | 72.62 | 66.27 | 10 | 0
2025 | SOCO_2_VACAR | SOCO | VACAR | Internal | Summer | B1 | 10 | 2000 | 0 | 120.44 | 121.06 | 10 | 0
2025 | SOCO_2_VACAR | SOCO | VACAR | Internal | Summer | B2 | 25 | 2000 | 0 | 118.06 | 121.06 | 10 | 0
2025 | SOCO_2_VACAR | SOCO | VACAR | Internal | Summer | B3 | 75 | 2000 | 0 | 118.06 | 121.06 | 10 | 0
2025 | SOCO_2_VACAR | SOCO | VACAR | Internal | Summer | B4 | 100 | 2000 | 0 | 118.06 | 118.06 | 10 | 0
2025 | SOCO_2_VACAR | SOCO | VACAR | Internal | Summer | B5 | 200 | 2000 | 0 | 112.04 | 105.04 | 10 | 0
2025 | SOCO_2_VACAR | SOCO | VACAR | Internal | Summer | B6 | 300 | 2000 | 0 | 97.33 | 91.86 | 10 | 0
2025 | SOCO_2_VACAR | SOCO | VACAR | Internal | Summer | B7 | 400 | 2000 | 0 | 92.05 | 88.31 | 10 | 0
2025 | SOCO_2_VACAR | SOCO | VACAR | Internal | Summer | B8 | 500 | 2000 | 0 | 78.92 | 78.44 | 10 | 0
2025 | SOCO_2_VACAR | SOCO | VACAR | Internal | Summer | B9 | 800 | 2000 | 0 | 73.81 | 73.32 | 10 | 0
2025 | SOCO_2_VACAR | SOCO | VACAR | Internal | Summer | B10 | 1262 | 2000 | 0 | 71.22 | 64.45 | 10 | 0
2025 | SOCO_2_VACAR | SOCO | VACAR | Internal | Winter | B16 | 25 | 2000 | 0 | 93.34 | 101.1 | 10 | 0
2025 | SOCO_2_VACAR | SOCO | VACAR | Internal | Winter | B17 | 100 | 2000 | 1299.83 | 78.26 | 88.26 | 10 | 0
2025 | SOCO_2_VACAR | SOCO | VACAR | Internal | Winter | B18 | 400 | 2000 | 0 | 75.5 | 81.03 | 10 | 0
2025 | SOCO_2_VACAR | SOCO | VACAR | Internal | Winter | B19 | 700 | 2000 | 0 | 75.5 | 78.78 | 10 | 0
2025 | SOCO_2_VACAR | SOCO | VACAR | Internal | Winter | B20 | 935 | 2000 | 0 | 75.1 | 70.33 | 10 | 0
2025 | SPP_N_2_ENT | SPP_N | ENT | Internal | Shoulder | B11 | 25 | 15643 | 11677.81 | 68.68 | 73.68 | 5 | 0
2025 | SPP_N_2_ENT | SPP_N | ENT | Internal | Shoulder | B12 | 200 | 15643 | 15091.27 | 61.37 | 66.37 | 5 | 0
2025 | SPP_N_2_ENT | SPP_N | ENT | Internal | Shoulder | B13 | 600 | 15643 | 15642.97 | 55.7 | 60.71 | 5 | 0.01
2025 | SPP_N_2_ENT | SPP_N | ENT | Internal | Shoulder | B14 | 900 | 15643 | 15643 | 0.01 | 57.7 | 5 | 52.69
2025 | SPP_N_2_ENT | SPP_N | ENT | Internal | Shoulder | B15 | 1203 | 15643 | 15643 | 0.01 | 47.62 | 5 | 42.61
2025 | SPP_N_2_ENT | SPP_N | ENT | Internal | Summer | B1 | 10 | 15643 | 15643 | 0.01 | 72.16 | 5 | 67.15
2025 | SPP_N_2_ENT | SPP_N | ENT | Internal | Summer | B2 | 25 | 15643 | 11064.17 | 97.39 | 102.39 | 5 | 0
2025 | SPP_N_2_ENT | SPP_N | ENT | Internal | Summer | B3 | 75 | 15643 | 4229.99 | 101.08 | 106.08 | 5 | 0
2025 | SPP_N_2_ENT | SPP_N | ENT | Internal | Summer | B4 | 100 | 15643 | 9575.05 | 96.07 | 101.07 | 5 | 0
2025 | SPP_N_2_ENT | SPP_N | ENT | Internal | Summer | B5 | 200 | 15643 | 8472.87 | 90.04 | 95.04 | 5 | 0
2025 | SPP_N_2_ENT | SPP_N | ENT | Internal | Summer | B6 | 300 | 15643 | 7938.35 | 75.34 | 80.34 | 5 | 0
2025 | SPP_N_2_ENT | SPP_N | ENT | Internal | Summer | B7 | 400 | 15643 | 7594.91 | 70.07 | 75.07 | 5 | 0
2025 | SPP_N_2_ENT | SPP_N | ENT | Internal | Summer | B8 | 500 | 15643 | 11361.37 | 65.92 | 70.92 | 5 | 0
2025 | SPP_N_2_ENT | SPP_N | ENT | Internal | Summer | B9 | 800 | 15643 | 12930.51 | 63.7 | 68.7 | 5 | 0
2025 | SPP_N_2_ENT | SPP_N | ENT | Internal | Summer | B10 | 1262 | 15643 | 15642.99 | 49.21 | 54.22 | 5 | 0.01
2025 | SPP_N_2_ENT | SPP_N | ENT | Internal | Winter | B16 | 25 | 15643 | 15643 | 0.02 | 69.49 | 5 | 64.47
2025 | SPP_N_2_ENT | SPP_N | ENT | Internal | Winter | B17 | 100 | 15643 | 15643 | 0.02 | 69.49 | 5 | 64.47
2025 | SPP_N_2_ENT | SPP_N | ENT | Internal | Winter | B18 | 400 | 15643 | 15642.95 | 59.02 | 64.03 | 5 | 0.01
2025 | SPP_N_2_ENT | SPP_N | ENT | Internal | Winter | B19 | 700 | 15643 | 15643 | 46.94 | 53.49 | 5 | 1.55
2025 | SPP_N_2_ENT | SPP_N | ENT | Internal | Winter | B20 | 935 | 15643 | 15643 | 0.01 | 50.1 | 5 | 45.09
2025 | SPP_N_2_MISO_MO-IL | SPP_N | MISO_MO-IL | Internal | Shoulder | B11 | 25 | 4019 | 1932.64 | 68.68 | 73.68 | 5 | 0
2025 | SPP_N_2_MISO_MO-IL | SPP_N | MISO_MO-IL | Internal | Shoulder | B12 | 200 | 4019 | 4018.91 | 61.37 | 66.38 | 5 | 0.01
2025 | SPP_N_2_MISO_MO-IL | SPP_N | MISO_MO-IL | Internal | Shoulder | B13 | 600 | 4019 | 4018.96 | 55.7 | 60.71 | 5 | 0.01
2025 | SPP_N_2_MISO_MO-IL | SPP_N | MISO_MO-IL | Internal | Shoulder | B14 | 900 | 4019 | 4019 | 0.01 | 59.1 | 5 | 54.09
2025 | SPP_N_2_MISO_MO-IL | SPP_N | MISO_MO-IL | Internal | Shoulder | B15 | 1203 | 4019 | 4019 | 0.01 | 55.62 | 5 | 50.61
2025 | SPP_N_2_MISO_MO-IL | SPP_N | MISO_MO-IL | Internal | Summer | B1 | 10 | 4019 | 4019 | 0.01 | 107.26 | 5 | 102.25
2025 | SPP_N_2_MISO_MO-IL | SPP_N | MISO_MO-IL | Internal | Summer | B2 | 25 | 4019 | 4019 | 97.39 | 107.27 | 5 | 4.88
2025 | SPP_N_2_MISO_MO-IL | SPP_N | MISO_MO-IL | Internal | Summer | B3 | 75 | 4019 | 3685.68 | 101.08 | 106.08 | 5 | 0
2025 | SPP_N_2_MISO_MO-IL | SPP_N | MISO_MO-IL | Internal | Summer | B4 | 100 | 4019 | 690.64 | 96.07 | 101.07 | 5 | 0
2025 | SPP_N_2_MISO_MO-IL | SPP_N | MISO_MO-IL | Internal | Summer | B5 | 200 | 4019 | 2055.81 | 90.04 | 95.04 | 5 | 0
2025 | SPP_N_2_MISO_MO-IL | SPP_N | MISO_MO-IL | Internal | Summer | B6 | 300 | 4019 | 1443.56 | 75.34 | 80.34 | 5 | 0
2025 | SPP_N_2_MISO_MO-IL | SPP_N | MISO_MO-IL | Internal | Summer | B7 | 400 | 4019 | 2078.43 | 70.07 | 75.07 | 5 | 0
2025 | SPP_N_2_MISO_MO-IL | SPP_N | MISO_MO-IL | Internal | Summer | B8 | 500 | 4019 | 949.96 | 65.92 | 70.92 | 5 | 0
2025 | SPP_N_2_MISO_MO-IL | SPP_N | MISO_MO-IL | Internal | Summer | B9 | 800 | 4019 | 0 | 63.7 | 65.33 | 5 | 0
2025 | SPP_N_2_MISO_MO-IL | SPP_N | MISO_MO-IL | Internal | Summer | B10 | 1262 | 4019 | 4019 | 49.21 | 56.18 | 5 | 1.97
2025 | SPP_N_2_MISO_MO-IL | SPP_N | MISO_MO-IL | Internal | Winter | B16 | 25 | 4019 | 4019 | 0.02 | 61.49 | 5 | 56.47
2025 | SPP_N_2_MISO_MO-IL | SPP_N | MISO_MO-IL | Internal | Winter | B17 | 100 | 4019 | 4019 | 0.02 | 71.37 | 5 | 66.35
2025 | SPP_N_2_MISO_MO-IL | SPP_N | MISO_MO-IL | Internal | Winter | B18 | 400 | 4019 | 4018.95 | 59.02 | 64.03 | 5 | 0.01
2025 | SPP_N_2_MISO_MO-IL | SPP_N | MISO_MO-IL | Internal | Winter | B19 | 700 | 4019 | 4019 | 46.94 | 61.49 | 5 | 9.55
2025 | SPP_N_2_MISO_MO-IL | SPP_N | MISO_MO-IL | Internal | Winter | B20 | 935 | 4019 | 4019 | 0.01 | 58.1 | 5 | 53.09
2025 | SPP_N_2_MISO_W | SPP_N | MISO_W | Internal | Shoulder | B11 | 25 | 1087 | 0.65 | 68.68 | 73.67 | 5 | 0
2025 | SPP_N_2_MISO_W | SPP_N | MISO_W | Internal | Shoulder | B12 | 200 | 1087 | 669.25 | 61.37 | 66.37 | 5 | 0
2025 | SPP_N_2_MISO_W | SPP_N | MISO_W | Internal | Shoulder | B13 | 600 | 1087 | 634.53 | 55.7 | 60.7 | 5 | 0
2025 | SPP_N_2_MISO_W | SPP_N | MISO_W | Internal | Shoulder | B14 | 900 | 1087 | 1087 | 0.01 | 51.94 | 5 | 46.93
2025 | SPP_N_2_MISO_W | SPP_N | MISO_W | Internal | Shoulder | B15 | 1203 | 1087 | 1087 | 0.01 | 18.33 | 5 | 13.32
2025 | SPP_N_2_MISO_W | SPP_N | MISO_W | Internal | Summer | B1 | 10 | 1087 | 1087 | 0.01 | 107.27 | 5 | 102.26
2025 | SPP_N_2_MISO_W | SPP_N | MISO_W | Internal | Summer | B2 | 25 | 1087 | 1087 | 97.39 | 107.26 | 5 | 4.87
2025 | SPP_N_2_MISO_W | SPP_N | MISO_W | Internal | Summer | B3 | 75 | 1087 | 0.26 | 101.08 | 106.07 | 5 | 0
2025 | SPP_N_2_MISO_W | SPP_N | MISO_W | Internal | Summer | B4 | 100 | 1087 | 0.17 | 96.07 | 101.06 | 5 | 0
2025 | SPP_N_2_MISO_W | SPP_N | MISO_W | Internal | Summer | B5 | 200 | 1087 | 75.08 | 90.04 | 95.04 | 5 | 0
2025 | SPP_N_2_MISO_W | SPP_N | MISO_W | Internal | Summer | B6 | 300 | 1087 | 0.06 | 75.34 | 80.33 | 5 | 0
2025 | SPP_N_2_MISO_W | SPP_N | MISO_W | Internal | Summer | B7 | 400 | 1087 | 0.04 | 70.07 | 75.05 | 5 | 0
2025 | SPP_N_2_MISO_W | SPP_N | MISO_W | Internal | Summer | B8 | 500 | 1087 | 0 | 65.92 | 68.99 | 5 | 0
2025 | SPP_N_2_MISO_W | SPP_N | MISO_W | Internal | Summer | B9 | 800 | 1087 | 0 | 63.7 | 65.32 | 5 | 0
2025 | SPP_N_2_MISO_W | SPP_N | MISO_W | Internal | Summer | B10 | 1262 | 1087 | 1087 | 49.21 | 56.16 | 5 | 1.96
2025 | SPP_N_2_MISO_W | SPP_N | MISO_W | Internal | Winter | B16 | 25 | 1087 | 1087 | 0.02 | 11.33 | 5 | 6.31
2025 | SPP_N_2_MISO_W | SPP_N | MISO_W | Internal | Winter | B17 | 100 | 1087 | 1087 | 0.02 | 11.36 | 5 | 6.34
2025 | SPP_N_2_MISO_W | SPP_N | MISO_W | Internal | Winter | B18 | 400 | 1087 | 0 | 59.02 | 61.48 | 5 | 0
2025 | SPP_N_2_MISO_W | SPP_N | MISO_W | Internal | Winter | B19 | 700 | 1087 | 1087 | 46.94 | 61.48 | 5 | 9.54
2025 | SPP_N_2_MISO_W | SPP_N | MISO_W | Internal | Winter | B20 | 935 | 1087 | 1087 | 0.01 | 21.09 | 5 | 16.08
2025 | SPP_N_2_NE | SPP_N | NE | Internal | Shoulder | B11 | 25 | 490 | 0.33 | 68.68 | 68.67 | 0.01 | 0
2025 | SPP_N_2_NE | SPP_N | NE | Internal | Shoulder | B12 | 200 | 490 | 0.04 | 61.37 | 61.36 | 0.01 | 0
2025 | SPP_N_2_NE | SPP_N | NE | Internal | Shoulder | B13 | 600 | 490 | 0 | 55.7 | 50.67 | 0.01 | 0
2025 | SPP_N_2_NE | SPP_N | NE | Internal | Shoulder | B14 | 900 | 490 | 288.41 | 0.01 | 0.02 | 0.01 | 0
2025 | SPP_N_2_NE | SPP_N | NE | Internal | Shoulder | B15 | 1203 | 490 | 0.02 | 0.01 | 0.01 | 0.01 | 0
2025 | SPP_N_2_NE | SPP_N | NE | Internal | Summer | B1 | 10 | 490 | 490 | 0.01 | 102.27 | 0.01 | 102.25
2025 | SPP_N_2_NE | SPP_N | NE | Internal | Summer | B2 | 25 | 490 | 0.33 | 97.39 | 97.38 | 0.01 | 0
2025 | SPP_N_2_NE | SPP_N | NE | Internal | Summer | B3 | 75 | 490 | 0.12 | 101.08 | 101.07 | 0.01 | 0
2025 | SPP_N_2_NE | SPP_N | NE | Internal | Summer | B4 | 100 | 490 | 0.08 | 96.07 | 96.06 | 0.01 | 0
2025 | SPP_N_2_NE | SPP_N | NE | Internal | Summer | B5 | 200 | 490 | 0.08 | 90.04 | 90.04 | 0.01 | 0
2025 | SPP_N_2_NE | SPP_N | NE | Internal | Summer | B6 | 300 | 490 | 0.03 | 75.34 | 75.33 | 0.01 | 0
2025 | SPP_N_2_NE | SPP_N | NE | Internal | Summer | B7 | 400 | 490 | 0.02 | 70.07 | 70.05 | 0.01 | 0
2025 | SPP_N_2_NE | SPP_N | NE | Internal | Summer | B8 | 500 | 490 | 0 | 65.92 | 63.99 | 0.01 | 0
2025 | SPP_N_2_NE | SPP_N | NE | Internal | Summer | B9 | 800 | 490 | 0 | 63.7 | 60.32 | 0.01 | 0
2025 | SPP_N_2_NE | SPP_N | NE | Internal | Summer | B10 | 1262 | 490 | 0 | 49.21 | 49.19 | 0.01 | 0
2025 | SPP_N_2_NE | SPP_N | NE | Internal | Winter | B16 | 25 | 490 | 0.32 | 0.02 | 0.01 | 0.01 | 0
2025 | SPP_N_2_NE | SPP_N | NE | Internal | Winter | B17 | 100 | 490 | 0.09 | 0.02 | 0.01 | 0.01 | 0
2025 | SPP_N_2_NE | SPP_N | NE | Internal | Winter | B18 | 400 | 490 | 0 | 59.02 | 46.93 | 0.01 | 0
2025 | SPP_N_2_NE | SPP_N | NE | Internal | Winter | B19 | 700 | 490 | 0.01 | 46.94 | 46.93 | 0.01 | 0
2025 | SPP_N_2_NE | SPP_N | NE | Internal | Winter | B20 | 935 | 490 | 0.02 | 0.01 | 0.01 | 0.01 | 0
2025 | SPP_N_2_SPP_S | SPP_N | SPP_S | Internal | Shoulder | B11 | 25 | 4236 | 4236 | 68.68 | 70.5 | 0.01 | 1.81
2025 | SPP_N_2_SPP_S | SPP_N | SPP_S | Internal | Shoulder | B12 | 200 | 4236 | 0.09 | 61.37 | 61.37 | 0.01 | 0
2025 | SPP_N_2_SPP_S | SPP_N | SPP_S | Internal | Shoulder | B13 | 600 | 4236 | 708.59 | 55.7 | 55.71 | 0.01 | 0
2025 | SPP_N_2_SPP_S | SPP_N | SPP_S | Internal | Shoulder | B14 | 900 | 4236 | 0.02 | 0.01 | 0.01 | 0.01 | 0
2025 | SPP_N_2_SPP_S | SPP_N | SPP_S | Internal | Shoulder | B15 | 1203 | 4236 | 0.02 | 0.01 | 0.01 | 0.01 | 0
2025 | SPP_N_2_SPP_S | SPP_N | SPP_S | Internal | Summer | B1 | 10 | 4236 | 4223.5 | 0.01 | 0.03 | 0.01 | 0
2025 | SPP_N_2_SPP_S | SPP_N | SPP_S | Internal | Summer | B2 | 25 | 4236 | 0.67 | 97.39 | 97.39 | 0.01 | 0
2025 | SPP_N_2_SPP_S | SPP_N | SPP_S | Internal | Summer | B3 | 75 | 4236 | 0.23 | 101.08 | 101.08 | 0.01 | 0
2025 | SPP_N_2_SPP_S | SPP_N | SPP_S | Internal | Summer | B4 | 100 | 4236 | 1654.92 | 96.07 | 96.09 | 0.01 | 0
2025 | SPP_N_2_SPP_S | SPP_N | SPP_S | Internal | Summer | B5 | 200 | 4236 | 0.09 | 90.04 | 90.04 | 0.01 | 0
2025 | SPP_N_2_SPP_S | SPP_N | SPP_S | Internal | Summer | B6 | 300 | 4236 | 1387.24 | 75.34 | 75.36 | 0.01 | 0
2025 | SPP_N_2_SPP_S | SPP_N | SPP_S | Internal | Summer | B7 | 400 | 4236 | 2846.99 | 70.07 | 70.08 | 0.01 | 0
2025 | SPP_N_2_SPP_S | SPP_N | SPP_S | Internal | Summer | B8 | 500 | 4236 | 4236 | 65.92 | 68.95 | 0.01 | 3.02
2025 | SPP_N_2_SPP_S | SPP_N | SPP_S | Internal | Summer | B9 | 800 | 4236 | 4236 | 63.7 | 64.16 | 0.01 | 0.45
2025 | SPP_N_2_SPP_S | SPP_N | SPP_S | Internal | Summer | B10 | 1262 | 4236 | 1168.72 | 49.21 | 49.22 | 0.01 | 0
2025 | SPP_N_2_SPP_S | SPP_N | SPP_S | Internal | Winter | B16 | 25 | 4236 | 1653.8 | 0.02 | 0.03 | 0.01 | 0
2025 | SPP_N_2_SPP_S | SPP_N | SPP_S | Internal | Winter | B17 | 100 | 4236 | 1589.28 | 0.02 | 0.03 | 0.01 | 0
2025 | SPP_N_2_SPP_S | SPP_N | SPP_S | Internal | Winter | B18 | 400 | 4236 | 318.37 | 59.02 | 59.03 | 0.01 | 0
2025 | SPP_N_2_SPP_S | SPP_N | SPP_S | Internal | Winter | B19 | 700 | 4236 | 292.1 | 46.94 | 46.95 | 0.01 | 0
2025 | SPP_N_2_SPP_S | SPP_N | SPP_S | Internal | Winter | B20 | 935 | 4236 | 0.02 | 0.01 | 0.01 | 0.01 | 0
2025 | SPP_S_2_ENT | SPP_S | ENT | Internal | Shoulder | B11 | 25 | 2842 | 0 | 70.5 | 73.68 | 5 | 0
2025 | SPP_S_2_ENT | SPP_S | ENT | Internal | Shoulder | B12 | 200 | 2842 | 740.16 | 61.37 | 66.37 | 5 | 0
2025 | SPP_S_2_ENT | SPP_S | ENT | Internal | Shoulder | B13 | 600 | 2842 | 2260.55 | 55.71 | 60.71 | 5 | 0
2025 | SPP_S_2_ENT | SPP_S | ENT | Internal | Shoulder | B14 | 900 | 2842 | 2842 | 0.01 | 57.7 | 5 | 52.69
2025 | SPP_S_2_ENT | SPP_S | ENT | Internal | Shoulder | B15 | 1203 | 2842 | 2842 | 0.01 | 47.62 | 5 | 42.61
2025 | SPP_S_2_ENT | SPP_S | ENT | Internal | Summer | B1 | 10 | 2842 | 2842 | 0.03 | 72.16 | 5 | 67.14
2025 | SPP_S_2_ENT | SPP_S | ENT | Internal | Summer | B2 | 25 | 2842 | 1807.05 | 97.39 | 102.39 | 5 | 0
2025 | SPP_S_2_ENT | SPP_S | ENT | Internal | Summer | B3 | 75 | 2842 | 804.21 | 101.08 | 106.08 | 5 | 0
2025 | SPP_S_2_ENT | SPP_S | ENT | Internal | Summer | B4 | 100 | 2842 | 0.18 | 96.09 | 101.07 | 5 | 0
2025 | SPP_S_2_ENT | SPP_S | ENT | Internal | Summer | B5 | 200 | 2842 | 316.39 | 90.04 | 95.04 | 5 | 0
2025 | SPP_S_2_ENT | SPP_S | ENT | Internal | Summer | B6 | 300 | 2842 | 0.06 | 75.36 | 80.34 | 5 | 0
2025 | SPP_S_2_ENT | SPP_S | ENT | Internal | Summer | B7 | 400 | 2842 | 0.04 | 70.08 | 75.07 | 5 | 0
2025 | SPP_S_2_ENT | SPP_S | ENT | Internal | Summer | B8 | 500 | 2842 | 0 | 68.95 | 70.92 | 5 | 0
2025 | SPP_S_2_ENT | SPP_S | ENT | Internal | Summer | B9 | 800 | 2842 | 0 | 64.16 | 68.7 | 5 | 0
2025 | SPP_S_2_ENT | SPP_S | ENT | Internal | Summer | B10 | 1262 | 2842 | 1229.53 | 49.22 | 54.22 | 5 | 0
2025 | SPP_S_2_ENT | SPP_S | ENT | Internal | Winter | B16 | 25 | 2842 | 2842 | 0.03 | 69.49 | 5 | 64.46
2025 | SPP_S_2_ENT | SPP_S | ENT | Internal | Winter | B17 | 100 | 2842 | 2842 | 0.03 | 69.49 | 5 | 64.46
2025 | SPP_S_2_ENT | SPP_S | ENT | Internal | Winter | B18 | 400 | 2842 | 1462.52 | 59.03 | 64.03 | 5 | 0
2025 | SPP_S_2_ENT | SPP_S | ENT | Internal | Winter | B19 | 700 | 2842 | 2842 | 46.95 | 53.49 | 5 | 1.54
2025 | SPP_S_2_ENT | SPP_S | ENT | Internal | Winter | B20 | 935 | 2842 | 2842 | 0.01 | 50.1 | 5 | 45.09
2025 | SPP_S_2_SPP_N | SPP_S | SPP_N | Internal | Shoulder | B11 | 25 | 876 | 0 | 70.5 | 68.68 | 0.01 | 0
2025 | SPP_S_2_SPP_N | SPP_S | SPP_N | Internal | Shoulder | B12 | 200 | 876 | 0.08 | 61.37 | 61.37 | 0.01 | 0
2025 | SPP_S_2_SPP_N | SPP_S | SPP_N | Internal | Shoulder | B13 | 600 | 876 | 0.02 | 55.71 | 55.7 | 0.01 | 0
2025 | SPP_S_2_SPP_N | SPP_S | SPP_N | Internal | Shoulder | B14 | 900 | 876 | 0.02 | 0.01 | 0.01 | 0.01 | 0
2025 | SPP_S_2_SPP_N | SPP_S | SPP_N | Internal | Shoulder | B15 | 1203 | 876 | 0.01 | 0.01 | 0.01 | 0.01 | 0
2025 | SPP_S_2_SPP_N | SPP_S | SPP_N | Internal | Summer | B1 | 10 | 876 | 0.52 | 0.03 | 0.01 | 0.01 | 0
2025 | SPP_S_2_SPP_N | SPP_S | SPP_N | Internal | Summer | B2 | 25 | 876 | 0.66 | 97.39 | 97.39 | 0.01 | 0
2025 | SPP_S_2_SPP_N | SPP_S | SPP_N | Internal | Summer | B3 | 75 | 876 | 0.22 | 101.08 | 101.08 | 0.01 | 0
2025 | SPP_S_2_SPP_N | SPP_S | SPP_N | Internal | Summer | B4 | 100 | 876 | 0.09 | 96.09 | 96.07 | 0.01 | 0
2025 | SPP_S_2_SPP_N | SPP_S | SPP_N | Internal | Summer | B5 | 200 | 876 | 0.09 | 90.04 | 90.04 | 0.01 | 0
2025 | SPP_S_2_SPP_N | SPP_S | SPP_N | Internal | Summer | B6 | 300 | 876 | 0.03 | 75.36 | 75.34 | 0.01 | 0
2025 | SPP_S_2_SPP_N | SPP_S | SPP_N | Internal | Summer | B7 | 400 | 876 | 0.02 | 70.08 | 70.07 | 0.01 | 0
2025 | SPP_S_2_SPP_N | SPP_S | SPP_N | Internal | Summer | B8 | 500 | 876 | 0 | 68.95 | 65.92 | 0.01 | 0
2025 | SPP_S_2_SPP_N | SPP_S | SPP_N | Internal | Summer | B9 | 800 | 876 | 0 | 64.16 | 63.7 | 0.01 | 0
2025 | SPP_S_2_SPP_N | SPP_S | SPP_N | Internal | Summer | B10 | 1262 | 876 | 0 | 49.22 | 49.21 | 0.01 | 0
2025 | SPP_S_2_SPP_N | SPP_S | SPP_N | Internal | Winter | B16 | 25 | 876 | 0.33 | 0.03 | 0.02 | 0.01 | 0
2025 | SPP_S_2_SPP_N | SPP_S | SPP_N | Internal | Winter | B17 | 100 | 876 | 0.09 | 0.03 | 0.02 | 0.01 | 0
2025 | SPP_S_2_SPP_N | SPP_S | SPP_N | Internal | Winter | B18 | 400 | 876 | 0.02 | 59.03 | 59.02 | 0.01 | 0
2025 | SPP_S_2_SPP_N | SPP_S | SPP_N | Internal | Winter | B19 | 700 | 876 | 0.01 | 46.95 | 46.94 | 0.01 | 0
2025 | SPP_S_2_SPP_N | SPP_S | SPP_N | Internal | Winter | B20 | 935 | 876 | 0.02 | 0.01 | 0.01 | 0.01 | 0
2025 | TVA_2_ENT | TVA | ENT | Internal | Shoulder | B11 | 25 | 500 | 0 | 81.69 | 73.68 | 9 | 0
2025 | TVA_2_ENT | TVA | ENT | Internal | Shoulder | B12 | 200 | 500 | 0 | 74.38 | 66.37 | 9 | 0
2025 | TVA_2_ENT | TVA | ENT | Internal | Shoulder | B13 | 600 | 500 | 0 | 68.72 | 60.71 | 9 | 0
2025 | TVA_2_ENT | TVA | ENT | Internal | Shoulder | B14 | 900 | 500 | 0 | 67.11 | 57.7 | 9 | 0
2025 | TVA_2_ENT | TVA | ENT | Internal | Shoulder | B15 | 1203 | 500 | 0 | 63.63 | 47.62 | 9 | 0
2025 | TVA_2_ENT | TVA | ENT | Internal | Summer | B1 | 10 | 500 | 0 | 115.27 | 72.16 | 9 | 0
2025 | TVA_2_ENT | TVA | ENT | Internal | Summer | B2 | 25 | 500 | 0 | 115.28 | 102.39 | 9 | 0
2025 | TVA_2_ENT | TVA | ENT | Internal | Summer | B3 | 75 | 500 | 0 | 114.08 | 106.08 | 9 | 0
2025 | TVA_2_ENT | TVA | ENT | Internal | Summer | B4 | 100 | 500 | 0 | 109.07 | 101.07 | 9 | 0
2025 | TVA_2_ENT | TVA | ENT | Internal | Summer | B5 | 200 | 500 | 0 | 101.45 | 95.04 | 9 | 0
2025 | TVA_2_ENT | TVA | ENT | Internal | Summer | B6 | 300 | 500 | 0 | 82.86 | 80.34 | 9 | 0
2025 | TVA_2_ENT | TVA | ENT | Internal | Summer | B7 | 400 | 500 | 0 | 73.87 | 75.07 | 9 | 0
2025 | TVA_2_ENT | TVA | ENT | Internal | Summer | B8 | 500 | 500 | 0 | 73.87 | 70.92 | 9 | 0
2025 | TVA_2_ENT | TVA | ENT | Internal | Summer | B9 | 800 | 500 | 0 | 73.33 | 68.7 | 9 | 0
2025 | TVA_2_ENT | TVA | ENT | Internal | Summer | B10 | 1262 | 500 | 0 | 62.23 | 54.22 | 9 | 0
2025 | TVA_2_ENT | TVA | ENT | Internal | Winter | B16 | 25 | 500 | 0 | 82.88 | 69.49 | 9 | 0
2025 | TVA_2_ENT | TVA | ENT | Internal | Winter | B17 | 100 | 500 | 0 | 78.33 | 69.49 | 9 | 0
2025 | TVA_2_ENT | TVA | ENT | Internal | Winter | B18 | 400 | 500 | 0 | 72.04 | 64.03 | 9 | 0
2025 | TVA_2_ENT | TVA | ENT | Internal | Winter | B19 | 700 | 500 | 0 | 69.5 | 53.49 | 9 | 0
2025 | TVA_2_ENT | TVA | ENT | Internal | Winter | B20 | 935 | 500 | 0 | 66.12 | 50.1 | 9 | 0
2025 | TVA_2_MISO_MO-IL | TVA | MISO_MO-IL | Internal | Shoulder | B11 | 25 | 50 | 0 | 81.69 | 73.68 | 9 | 0
2025 | TVA_2_MISO_MO-IL | TVA | MISO_MO-IL | Internal | Shoulder | B12 | 200 | 50 | 0 | 74.38 | 66.38 | 9 | 0
2025 | TVA_2_MISO_MO-IL | TVA | MISO_MO-IL | Internal | Shoulder | B13 | 600 | 50 | 0 | 68.72 | 60.71 | 9 | 0
2025 | TVA_2_MISO_MO-IL | TVA | MISO_MO-IL | Internal | Shoulder | B14 | 900 | 50 | 0 | 67.11 | 59.1 | 9 | 0
2025 | TVA_2_MISO_MO-IL | TVA | MISO_MO-IL | Internal | Shoulder | B15 | 1203 | 50 | 0 | 63.63 | 55.62 | 9 | 0
2025 | TVA_2_MISO_MO-IL | TVA | MISO_MO-IL | Internal | Summer | B1 | 10 | 50 | 0 | 115.27 | 107.26 | 9 | 0
2025 | TVA_2_MISO_MO-IL | TVA | MISO_MO-IL | Internal | Summer | B2 | 25 | 50 | 0 | 115.28 | 107.27 | 9 | 0
2025 | TVA_2_MISO_MO-IL | TVA | MISO_MO-IL | Internal | Summer | B3 | 75 | 50 | 0 | 114.08 | 106.08 | 9 | 0
2025 | TVA_2_MISO_MO-IL | TVA | MISO_MO-IL | Internal | Summer | B4 | 100 | 50 | 0 | 109.07 | 101.07 | 9 | 0
2025 | TVA_2_MISO_MO-IL | TVA | MISO_MO-IL | Internal | Summer | B5 | 200 | 50 | 0 | 101.45 | 95.04 | 9 | 0
2025 | TVA_2_MISO_MO-IL | TVA | MISO_MO-IL | Internal | Summer | B6 | 300 | 50 | 0 | 82.86 | 80.34 | 9 | 0
2025 | TVA_2_MISO_MO-IL | TVA | MISO_MO-IL | Internal | Summer | B7 | 400 | 50 | 0 | 73.87 | 75.07 | 9 | 0
2025 | TVA_2_MISO_MO-IL | TVA | MISO_MO-IL | Internal | Summer | B8 | 500 | 50 | 0 | 73.87 | 70.92 | 9 | 0
2025 | TVA_2_MISO_MO-IL | TVA | MISO_MO-IL | Internal | Summer | B9 | 800 | 50 | 0 | 73.33 | 65.33 | 9 | 0
2025 | TVA_2_MISO_MO-IL | TVA | MISO_MO-IL | Internal | Summer | B10 | 1262 | 50 | 0 | 62.23 | 56.18 | 9 | 0
2025 | TVA_2_MISO_MO-IL | TVA | MISO_MO-IL | Internal | Winter | B16 | 25 | 50 | 0 | 82.88 | 61.49 | 9 | 0
2025 | TVA_2_MISO_MO-IL | TVA | MISO_MO-IL | Internal | Winter | B17 | 100 | 50 | 0 | 78.33 | 71.37 | 9 | 0
2025 | TVA_2_MISO_MO-IL | TVA | MISO_MO-IL | Internal | Winter | B18 | 400 | 50 | 0 | 72.04 | 64.03 | 9 | 0
2025 | TVA_2_MISO_MO-IL | TVA | MISO_MO-IL | Internal | Winter | B19 | 700 | 50 | 0 | 69.5 | 61.49 | 9 | 0
2025 | TVA_2_MISO_MO-IL | TVA | MISO_MO-IL | Internal | Winter | B20 | 935 | 50 | 0 | 66.12 | 58.1 | 9 | 0
2025 | TVA_2_NonRTO_Midwest | TVA | NonRTO_Midwest | Internal | Shoulder | B11 | 25 | 100 | 0 | 81.69 | 80.92 | 9 | 0
2025 | TVA_2_NonRTO_Midwest | TVA | NonRTO_Midwest | Internal | Shoulder | B12 | 200 | 100 | 0 | 74.38 | 74.37 | 9 | 0
2025 | TVA_2_NonRTO_Midwest | TVA | NonRTO_Midwest | Internal | Shoulder | B13 | 600 | 100 | 0 | 68.72 | 68.7 | 9 | 0
2025 | TVA_2_NonRTO_Midwest | TVA | NonRTO_Midwest | Internal | Shoulder | B14 | 900 | 100 | 0 | 67.11 | 67.11 | 9 | 0
2025 | TVA_2_NonRTO_Midwest | TVA | NonRTO_Midwest | Internal | Shoulder | B15 | 1203 | 100 | 0 | 63.63 | 65.02 | 9 | 0
2025 | TVA_2_NonRTO_Midwest | TVA | NonRTO_Midwest | Internal | Summer | B1 | 10 | 100 | 0 | 115.27 | 115.25 | 9 | 0
2025 | TVA_2_NonRTO_Midwest | TVA | NonRTO_Midwest | Internal | Summer | B2 | 25 | 100 | 0 | 115.28 | 115.26 | 9 | 0
2025 | TVA_2_NonRTO_Midwest | TVA | NonRTO_Midwest | Internal | Summer | B3 | 75 | 100 | 0 | 114.08 | 114.07 | 9 | 0
2025 | TVA_2_NonRTO_Midwest | TVA | NonRTO_Midwest | Internal | Summer | B4 | 100 | 100 | 0 | 109.07 | 109.06 | 9 | 0
2025 | TVA_2_NonRTO_Midwest | TVA | NonRTO_Midwest | Internal | Summer | B5 | 200 | 100 | 0 | 101.45 | 103.03 | 9 | 0
2025 | TVA_2_NonRTO_Midwest | TVA | NonRTO_Midwest | Internal | Summer | B6 | 300 | 100 | 0 | 82.86 | 88.33 | 9 | 0
2025 | TVA_2_NonRTO_Midwest | TVA | NonRTO_Midwest | Internal | Summer | B7 | 400 | 100 | 100 | 73.87 | 83.05 | 9 | 0.18
2025 | TVA_2_NonRTO_Midwest | TVA | NonRTO_Midwest | Internal | Summer | B8 | 500 | 100 | 0 | 73.87 | 78.91 | 9 | 0
2025 | TVA_2_NonRTO_Midwest | TVA | NonRTO_Midwest | Internal | Summer | B9 | 800 | 100 | 0 | 73.33 | 73.32 | 9 | 0
2025 | TVA_2_NonRTO_Midwest | TVA | NonRTO_Midwest | Internal | Summer | B10 | 1262 | 100 | 0 | 62.23 | 65.86 | 9 | 0
2025 | TVA_2_NonRTO_Midwest | TVA | NonRTO_Midwest | Internal | Winter | B16 | 25 | 100 | 0 | 82.88 | 82.38 | 9 | 0
2025 | TVA_2_NonRTO_Midwest | TVA | NonRTO_Midwest | Internal | Winter | B17 | 100 | 100 | 0 | 78.33 | 81.12 | 9 | 0
2025 | TVA_2_NonRTO_Midwest | TVA | NonRTO_Midwest | Internal | Winter | B18 | 400 | 100 | 0 | 72.04 | 72.02 | 9 | 0
2025 | TVA_2_NonRTO_Midwest | TVA | NonRTO_Midwest | Internal | Winter | B19 | 700 | 100 | 0 | 69.5 | 69.48 | 9 | 0
2025 | TVA_2_NonRTO_Midwest | TVA | NonRTO_Midwest | Internal | Winter | B20 | 935 | 100 | 0 | 66.12 | 67.44 | 9 | 0
2025 | TVA_2_PJM_ROR | TVA | PJM_ROR | Internal | Shoulder | B11 | 25 | 500 | 0 | 81.69 | 75.67 | 9 | 0
2025 | TVA_2_PJM_ROR | TVA | PJM_ROR | Internal | Shoulder | B12 | 200 | 500 | 0 | 74.38 | 71.23 | 9 | 0
2025 | TVA_2_PJM_ROR | TVA | PJM_ROR | Internal | Shoulder | B13 | 600 | 500 | 0 | 68.72 | 69.04 | 9 | 0
2025 | TVA_2_PJM_ROR | TVA | PJM_ROR | Internal | Shoulder | B14 | 900 | 500 | 0 | 67.11 | 67.73 | 9 | 0
2025 | TVA_2_PJM_ROR | TVA | PJM_ROR | Internal | Shoulder | B15 | 1203 | 500 | 0 | 63.63 | 59.02 | 9 | 0
2025 | TVA_2_PJM_ROR | TVA | PJM_ROR | Internal | Summer | B1 | 10 | 500 | 0 | 115.27 | 109.27 | 9 | 0
2025 | TVA_2_PJM_ROR | TVA | PJM_ROR | Internal | Summer | B2 | 25 | 500 | 0 | 115.28 | 109.27 | 9 | 0
2025 | TVA_2_PJM_ROR | TVA | PJM_ROR | Internal | Summer | B3 | 75 | 500 | 0 | 114.08 | 108.07 | 9 | 0
2025 | TVA_2_PJM_ROR | TVA | PJM_ROR | Internal | Summer | B4 | 100 | 500 | 0 | 109.07 | 103.06 | 9 | 0
2025 | TVA_2_PJM_ROR | TVA | PJM_ROR | Internal | Summer | B5 | 200 | 500 | 0 | 101.45 | 97.04 | 9 | 0
2025 | TVA_2_PJM_ROR | TVA | PJM_ROR | Internal | Summer | B6 | 300 | 500 | 0 | 82.86 | 82.33 | 9 | 0
2025 | TVA_2_PJM_ROR | TVA | PJM_ROR | Internal | Summer | B7 | 400 | 500 | 0 | 73.87 | 77.05 | 9 | 0
2025 | TVA_2_PJM_ROR | TVA | PJM_ROR | Internal | Summer | B8 | 500 | 500 | 0 | 73.87 | 70.99 | 9 | 0
2025 | TVA_2_PJM_ROR | TVA | PJM_ROR | Internal | Summer | B9 | 800 | 500 | 0 | 73.33 | 67.32 | 9 | 0
2025 | TVA_2_PJM_ROR | TVA | PJM_ROR | Internal | Summer | B10 | 1262 | 500 | 0 | 62.23 | 58.16 | 9 | 0
2025 | TVA_2_PJM_ROR | TVA | PJM_ROR | Internal | Winter | B16 | 25 | 500 | 0 | 82.88 | 76.86 | 9 | 0
2025 | TVA_2_PJM_ROR | TVA | PJM_ROR | Internal | Winter | B17 | 100 | 500 | 0 | 78.33 | 75.13 | 9 | 0
2025 | TVA_2_PJM_ROR | TVA | PJM_ROR | Internal | Winter | B18 | 400 | 500 | 0 | 72.04 | 72.25 | 9 | 0
2025 | TVA_2_PJM_ROR | TVA | PJM_ROR | Internal | Winter | B19 | 700 | 500 | 0 | 69.5 | 71.01 | 9 | 0
2025 | TVA_2_PJM_ROR | TVA | PJM_ROR | Internal | Winter | B20 | 935 | 500 | 0 | 66.12 | 61.8 | 9 | 0
2025 | TVA_2_SOCO | TVA | SOCO | Internal | Shoulder | B11 | 25 | 500 | 500 | 81.69 | 97.73 | 9 | 7.03
2025 | TVA_2_SOCO | TVA | SOCO | Internal | Shoulder | B12 | 200 | 500 | 0 | 74.38 | 74.37 | 9 | 0
2025 | TVA_2_SOCO | TVA | SOCO | Internal | Shoulder | B13 | 600 | 500 | 0 | 68.72 | 72.62 | 9 | 0
2025 | TVA_2_SOCO | TVA | SOCO | Internal | Shoulder | B14 | 900 | 500 | 0 | 67.11 | 72.62 | 9 | 0
2025 | TVA_2_SOCO | TVA | SOCO | Internal | Shoulder | B15 | 1203 | 500 | 0.01 | 63.63 | 72.62 | 9 | 0
2025 | TVA_2_SOCO | TVA | SOCO | Internal | Summer | B1 | 10 | 500 | 0 | 115.27 | 120.44 | 9 | 0
2025 | TVA_2_SOCO | TVA | SOCO | Internal | Summer | B2 | 25 | 500 | 0 | 115.28 | 118.06 | 9 | 0
2025 | TVA_2_SOCO | TVA | SOCO | Internal | Summer | B3 | 75 | 500 | 0 | 114.08 | 118.06 | 9 | 0
2025 | TVA_2_SOCO | TVA | SOCO | Internal | Summer | B4 | 100 | 500 | 0.17 | 109.07 | 118.06 | 9 | 0
2025 | TVA_2_SOCO | TVA | SOCO | Internal | Summer | B5 | 200 | 500 | 500 | 101.45 | 112.04 | 9 | 1.59
2025 | TVA_2_SOCO | TVA | SOCO | Internal | Summer | B6 | 300 | 500 | 500 | 82.86 | 97.33 | 9 | 5.47
2025 | TVA_2_SOCO | TVA | SOCO | Internal | Summer | B7 | 400 | 500 | 500 | 73.87 | 92.05 | 9 | 9.18
2025 | TVA_2_SOCO | TVA | SOCO | Internal | Summer | B8 | 500 | 500 | 0 | 73.87 | 78.92 | 9 | 0
2025 | TVA_2_SOCO | TVA | SOCO | Internal | Summer | B9 | 800 | 500 | 0 | 73.33 | 73.81 | 9 | 0
2025 | TVA_2_SOCO | TVA | SOCO | Internal | Summer | B10 | 1262 | 500 | 0.02 | 62.23 | 71.22 | 9 | 0
2025 | TVA_2_SOCO | TVA | SOCO | Internal | Winter | B16 | 25 | 500 | 499.99 | 82.88 | 93.34 | 9 | 1.47
2025 | TVA_2_SOCO | TVA | SOCO | Internal | Winter | B17 | 100 | 500 | 0 | 78.33 | 78.26 | 9 | 0
2025 | TVA_2_SOCO | TVA | SOCO | Internal | Winter | B18 | 400 | 500 | 0 | 72.04 | 75.5 | 9 | 0
2025 | TVA_2_SOCO | TVA | SOCO | Internal | Winter | B19 | 700 | 500 | 0 | 69.5 | 75.5 | 9 | 0
2025 | TVA_2_SOCO | TVA | SOCO | Internal | Winter | B20 | 935 | 500 | 0.02 | 66.12 | 75.1 | 9 | 0
2025 | TVA_2_VACAR | TVA | VACAR | Internal | Shoulder | B11 | 25 | 150 | 149.76 | 81.69 | 90.73 | 9 | 0.03
2025 | TVA_2_VACAR | TVA | VACAR | Internal | Shoulder | B12 | 200 | 150 | 0 | 74.38 | 80.7 | 9 | 0
2025 | TVA_2_VACAR | TVA | VACAR | Internal | Shoulder | B13 | 600 | 150 | 0 | 68.72 | 76.26 | 9 | 0
2025 | TVA_2_VACAR | TVA | VACAR | Internal | Shoulder | B14 | 900 | 150 | 0 | 67.11 | 74.94 | 9 | 0
2025 | TVA_2_VACAR | TVA | VACAR | Internal | Shoulder | B15 | 1203 | 150 | 0 | 63.63 | 66.27 | 9 | 0
2025 | TVA_2_VACAR | TVA | VACAR | Internal | Summer | B1 | 10 | 150 | 0 | 115.27 | 121.06 | 9 | 0
2025 | TVA_2_VACAR | TVA | VACAR | Internal | Summer | B2 | 25 | 150 | 0 | 115.28 | 121.06 | 9 | 0
2025 | TVA_2_VACAR | TVA | VACAR | Internal | Summer | B3 | 75 | 150 | 0 | 114.08 | 121.06 | 9 | 0
2025 | TVA_2_VACAR | TVA | VACAR | Internal | Summer | B4 | 100 | 150 | 0.15 | 109.07 | 118.06 | 9 | 0
2025 | TVA_2_VACAR | TVA | VACAR | Internal | Summer | B5 | 200 | 150 | 0 | 101.45 | 105.04 | 9 | 0
2025 | TVA_2_VACAR | TVA | VACAR | Internal | Summer | B6 | 300 | 150 | 77.7 | 82.86 | 91.86 | 9 | 0
2025 | TVA_2_VACAR | TVA | VACAR | Internal | Summer | B7 | 400 | 150 | 150 | 73.87 | 88.31 | 9 | 5.44
2025 | TVA_2_VACAR | TVA | VACAR | Internal | Summer | B8 | 500 | 150 | 0 | 73.87 | 78.44 | 9 | 0
2025 | TVA_2_VACAR | TVA | VACAR | Internal | Summer | B9 | 800 | 150 | 0 | 73.33 | 73.32 | 9 | 0
2025 | TVA_2_VACAR | TVA | VACAR | Internal | Summer | B10 | 1262 | 150 | 0 | 62.23 | 64.45 | 9 | 0
2025 | TVA_2_VACAR | TVA | VACAR | Internal | Winter | B16 | 25 | 150 | 150 | 82.88 | 101.1 | 9 | 9.22
2025 | TVA_2_VACAR | TVA | VACAR | Internal | Winter | B17 | 100 | 150 | 150 | 78.33 | 88.26 | 9 | 0.92
2025 | TVA_2_VACAR | TVA | VACAR | Internal | Winter | B18 | 400 | 150 | 0.04 | 72.04 | 81.03 | 9 | 0
2025 | TVA_2_VACAR | TVA | VACAR | Internal | Winter | B19 | 700 | 150 | 150 | 69.5 | 78.78 | 9 | 0.28
2025 | TVA_2_VACAR | TVA | VACAR | Internal | Winter | B20 | 935 | 150 | 0 | 66.12 | 70.33 | 9 | 0
2025 | TVA_Transmission_2_ENT | TVA_Transmission | ENT | Internal | Shoulder | B11 | 25 | 3000 | 0 | 81.68 | 73.68 | 9 | 0
2025 | TVA_Transmission_2_ENT | TVA_Transmission | ENT | Internal | Shoulder | B12 | 200 | 3000 | 0 | 74.37 | 66.37 | 9 | 0
2025 | TVA_Transmission_2_ENT | TVA_Transmission | ENT | Internal | Shoulder | B13 | 600 | 3000 | 0 | 68.71 | 60.71 | 9 | 0
2025 | TVA_Transmission_2_ENT | TVA_Transmission | ENT | Internal | Shoulder | B14 | 900 | 3000 | 0 | 67.1 | 57.7 | 9 | 0
2025 | TVA_Transmission_2_ENT | TVA_Transmission | ENT | Internal | Shoulder | B15 | 1203 | 3000 | 0 | 63.62 | 47.62 | 9 | 0
2025 | TVA_Transmission_2_ENT | TVA_Transmission | ENT | Internal | Summer | B1 | 10 | 3000 | 0 | 115.26 | 72.16 | 9 | 0
2025 | TVA_Transmission_2_ENT | TVA_Transmission | ENT | Internal | Summer | B2 | 25 | 3000 | 0 | 115.27 | 102.39 | 9 | 0
2025 | TVA_Transmission_2_ENT | TVA_Transmission | ENT | Internal | Summer | B3 | 75 | 3000 | 0 | 114.07 | 106.08 | 9 | 0
2025 | TVA_Transmission_2_ENT | TVA_Transmission | ENT | Internal | Summer | B4 | 100 | 3000 | 0 | 109.06 | 101.07 | 9 | 0
2025 | TVA_Transmission_2_ENT | TVA_Transmission | ENT | Internal | Summer | B5 | 200 | 3000 | 0 | 103.04 | 95.04 | 9 | 0
2025 | TVA_Transmission_2_ENT | TVA_Transmission | ENT | Internal | Summer | B6 | 300 | 3000 | 0 | 88.33 | 80.34 | 9 | 0
2025 | TVA_Transmission_2_ENT | TVA_Transmission | ENT | Internal | Summer | B7 | 400 | 3000 | 0 | 83.05 | 75.07 | 9 | 0
2025 | TVA_Transmission_2_ENT | TVA_Transmission | ENT | Internal | Summer | B8 | 500 | 3000 | 0 | 75.42 | 70.92 | 9 | 0
2025 | TVA_Transmission_2_ENT | TVA_Transmission | ENT | Internal | Summer | B9 | 800 | 3000 | 0 | 73.32 | 68.7 | 9 | 0
2025 | TVA_Transmission_2_ENT | TVA_Transmission | ENT | Internal | Summer | B10 | 1262 | 3000 | 0 | 62.22 | 54.22 | 9 | 0
2025 | TVA_Transmission_2_ENT | TVA_Transmission | ENT | Internal | Winter | B16 | 25 | 3000 | 0 | 82.86 | 69.49 | 9 | 0
2025 | TVA_Transmission_2_ENT | TVA_Transmission | ENT | Internal | Winter | B17 | 100 | 3000 | 0 | 78.32 | 69.49 | 9 | 0
2025 | TVA_Transmission_2_ENT | TVA_Transmission | ENT | Internal | Winter | B18 | 400 | 3000 | 0 | 72.03 | 64.03 | 9 | 0
2025 | TVA_Transmission_2_ENT | TVA_Transmission | ENT | Internal | Winter | B19 | 700 | 3000 | 0 | 69.49 | 53.49 | 9 | 0
2025 | TVA_Transmission_2_ENT | TVA_Transmission | ENT | Internal | Winter | B20 | 935 | 3000 | 0 | 66.1 | 50.1 | 9 | 0
2025 | TVA_Transmission_2_MISO_MO-IL | TVA_Transmission | MISO_MO-IL | Internal | Shoulder | B11 | 25 | 4000 | 0 | 81.68 | 73.68 | 9 | 0
2025 | TVA_Transmission_2_MISO_MO-IL | TVA_Transmission | MISO_MO-IL | Internal | Shoulder | B12 | 200 | 4000 | 0 | 74.37 | 66.38 | 9 | 0
2025 | TVA_Transmission_2_MISO_MO-IL | TVA_Transmission | MISO_MO-IL | Internal | Shoulder | B13 | 600 | 4000 | 0 | 68.71 | 60.71 | 9 | 0
2025 | TVA_Transmission_2_MISO_MO-IL | TVA_Transmission | MISO_MO-IL | Internal | Shoulder | B14 | 900 | 4000 | 0 | 67.1 | 59.1 | 9 | 0
2025 | TVA_Transmission_2_MISO_MO-IL | TVA_Transmission | MISO_MO-IL | Internal | Shoulder | B15 | 1203 | 4000 | 0 | 63.62 | 55.62 | 9 | 0
2025 | TVA_Transmission_2_MISO_MO-IL | TVA_Transmission | MISO_MO-IL | Internal | Summer | B1 | 10 | 4000 | 0 | 115.26 | 107.26 | 9 | 0
2025 | TVA_Transmission_2_MISO_MO-IL | TVA_Transmission | MISO_MO-IL | Internal | Summer | B2 | 25 | 4000 | 0 | 115.27 | 107.27 | 9 | 0
2025 | TVA_Transmission_2_MISO_MO-IL | TVA_Transmission | MISO_MO-IL | Internal | Summer | B3 | 75 | 4000 | 0 | 114.07 | 106.08 | 9 | 0
2025 | TVA_Transmission_2_MISO_MO-IL | TVA_Transmission | MISO_MO-IL | Internal | Summer | B4 | 100 | 4000 | 0 | 109.06 | 101.07 | 9 | 0
2025 | TVA_Transmission_2_MISO_MO-IL | TVA_Transmission | MISO_MO-IL | Internal | Summer | B5 | 200 | 4000 | 0 | 103.04 | 95.04 | 9 | 0
2025 | TVA_Transmission_2_MISO_MO-IL | TVA_Transmission | MISO_MO-IL | Internal | Summer | B6 | 300 | 4000 | 0 | 88.33 | 80.34 | 9 | 0
2025 | TVA_Transmission_2_MISO_MO-IL | TVA_Transmission | MISO_MO-IL | Internal | Summer | B7 | 400 | 4000 | 0 | 83.05 | 75.07 | 9 | 0
2025 | TVA_Transmission_2_MISO_MO-IL | TVA_Transmission | MISO_MO-IL | Internal | Summer | B8 | 500 | 4000 | 0 | 75.42 | 70.92 | 9 | 0
2025 | TVA_Transmission_2_MISO_MO-IL | TVA_Transmission | MISO_MO-IL | Internal | Summer | B9 | 800 | 4000 | 0 | 73.32 | 65.33 | 9 | 0
2025 | TVA_Transmission_2_MISO_MO-IL | TVA_Transmission | MISO_MO-IL | Internal | Summer | B10 | 1262 | 4000 | 0 | 62.22 | 56.18 | 9 | 0
2025 | TVA_Transmission_2_MISO_MO-IL | TVA_Transmission | MISO_MO-IL | Internal | Winter | B16 | 25 | 4000 | 0 | 82.86 | 61.49 | 9 | 0
2025 | TVA_Transmission_2_MISO_MO-IL | TVA_Transmission | MISO_MO-IL | Internal | Winter | B17 | 100 | 4000 | 0 | 78.32 | 71.37 | 9 | 0
2025 | TVA_Transmission_2_MISO_MO-IL | TVA_Transmission | MISO_MO-IL | Internal | Winter | B18 | 400 | 4000 | 0 | 72.03 | 64.03 | 9 | 0
2025 | TVA_Transmission_2_MISO_MO-IL | TVA_Transmission | MISO_MO-IL | Internal | Winter | B19 | 700 | 4000 | 0 | 69.49 | 61.49 | 9 | 0
2025 | TVA_Transmission_2_MISO_MO-IL | TVA_Transmission | MISO_MO-IL | Internal | Winter | B20 | 935 | 4000 | 0 | 66.1 | 58.1 | 9 | 0
2025 | TVA_Transmission_2_NonRTO_Midwest | TVA_Transmission | NonRTO_Midwest | Internal | Shoulder | B11 | 25 | 700 | 0 | 81.68 | 80.92 | 9 | 0
2025 | TVA_Transmission_2_NonRTO_Midwest | TVA_Transmission | NonRTO_Midwest | Internal | Shoulder | B12 | 200 | 700 | 0 | 74.37 | 74.37 | 9 | 0
2025 | TVA_Transmission_2_NonRTO_Midwest | TVA_Transmission | NonRTO_Midwest | Internal | Shoulder | B13 | 600 | 700 | 0 | 68.71 | 68.7 | 9 | 0
2025 | TVA_Transmission_2_NonRTO_Midwest | TVA_Transmission | NonRTO_Midwest | Internal | Shoulder | B14 | 900 | 700 | 0 | 67.1 | 67.11 | 9 | 0
2025 | TVA_Transmission_2_NonRTO_Midwest | TVA_Transmission | NonRTO_Midwest | Internal | Shoulder | B15 | 1203 | 700 | 0 | 63.62 | 65.02 | 9 | 0
2025 | TVA_Transmission_2_NonRTO_Midwest | TVA_Transmission | NonRTO_Midwest | Internal | Summer | B1 | 10 | 700 | 0 | 115.26 | 115.25 | 9 | 0
2025 | TVA_Transmission_2_NonRTO_Midwest | TVA_Transmission | NonRTO_Midwest | Internal | Summer | B2 | 25 | 700 | 0 | 115.27 | 115.26 | 9 | 0
2025 | TVA_Transmission_2_NonRTO_Midwest | TVA_Transmission | NonRTO_Midwest | Internal | Summer | B3 | 75 | 700 | 0 | 114.07 | 114.07 | 9 | 0
2025 | TVA_Transmission_2_NonRTO_Midwest | TVA_Transmission | NonRTO_Midwest | Internal | Summer | B4 | 100 | 700 | 0 | 109.06 | 109.06 | 9 | 0
2025 | TVA_Transmission_2_NonRTO_Midwest | TVA_Transmission | NonRTO_Midwest | Internal | Summer | B5 | 200 | 700 | 0 | 103.04 | 103.03 | 9 | 0
2025 | TVA_Transmission_2_NonRTO_Midwest | TVA_Transmission | NonRTO_Midwest | Internal | Summer | B6 | 300 | 700 | 0 | 88.33 | 88.33 | 9 | 0
2025 | TVA_Transmission_2_NonRTO_Midwest | TVA_Transmission | NonRTO_Midwest | Internal | Summer | B7 | 400 | 700 | 0 | 83.05 | 83.05 | 9 | 0
2025 | TVA_Transmission_2_NonRTO_Midwest | TVA_Transmission | NonRTO_Midwest | Internal | Summer | B8 | 500 | 700 | 0 | 75.42 | 78.91 | 9 | 0
2025 | TVA_Transmission_2_NonRTO_Midwest | TVA_Transmission | NonRTO_Midwest | Internal | Summer | B9 | 800 | 700 | 0 | 73.32 | 73.32 | 9 | 0
2025 | TVA_Transmission_2_NonRTO_Midwest | TVA_Transmission | NonRTO_Midwest | Internal | Summer | B10 | 1262 | 700 | 0 | 62.22 | 65.86 | 9 | 0
2025 | TVA_Transmission_2_NonRTO_Midwest | TVA_Transmission | NonRTO_Midwest | Internal | Winter | B16 | 25 | 700 | 0 | 82.86 | 82.38 | 9 | 0
2025 | TVA_Transmission_2_NonRTO_Midwest | TVA_Transmission | NonRTO_Midwest | Internal | Winter | B17 | 100 | 700 | 0 | 78.32 | 81.12 | 9 | 0
2025 | TVA_Transmission_2_NonRTO_Midwest | TVA_Transmission | NonRTO_Midwest | Internal | Winter | B18 | 400 | 700 | 0 | 72.03 | 72.02 | 9 | 0
2025 | TVA_Transmission_2_NonRTO_Midwest | TVA_Transmission | NonRTO_Midwest | Internal | Winter | B19 | 700 | 700 | 0 | 69.49 | 69.48 | 9 | 0
2025 | TVA_Transmission_2_NonRTO_Midwest | TVA_Transmission | NonRTO_Midwest | Internal | Winter | B20 | 935 | 700 | 0 | 66.1 | 67.44 | 9 | 0
2025 | TVA_Transmission_2_PJM_ROR | TVA_Transmission | PJM_ROR | Internal | Shoulder | B11 | 25 | 2000 | 0 | 81.68 | 75.67 | 9 | 0
2025 | TVA_Transmission_2_PJM_ROR | TVA_Transmission | PJM_ROR | Internal | Shoulder | B12 | 200 | 2000 | 0 | 74.37 | 71.23 | 9 | 0
2025 | TVA_Transmission_2_PJM_ROR | TVA_Transmission | PJM_ROR | Internal | Shoulder | B13 | 600 | 2000 | 0 | 68.71 | 69.04 | 9 | 0
2025 | TVA_Transmission_2_PJM_ROR | TVA_Transmission | PJM_ROR | Internal | Shoulder | B14 | 900 | 2000 | 0 | 67.1 | 67.73 | 9 | 0
2025 | TVA_Transmission_2_PJM_ROR | TVA_Transmission | PJM_ROR | Internal | Shoulder | B15 | 1203 | 2000 | 0 | 63.62 | 59.02 | 9 | 0
2025 | TVA_Transmission_2_PJM_ROR | TVA_Transmission | PJM_ROR | Internal | Summer | B1 | 10 | 2000 | 0 | 115.26 | 109.27 | 9 | 0
2025 | TVA_Transmission_2_PJM_ROR | TVA_Transmission | PJM_ROR | Internal | Summer | B2 | 25 | 2000 | 0 | 115.27 | 109.27 | 9 | 0
2025 | TVA_Transmission_2_PJM_ROR | TVA_Transmission | PJM_ROR | Internal | Summer | B3 | 75 | 2000 | 0 | 114.07 | 108.07 | 9 | 0
2025 | TVA_Transmission_2_PJM_ROR | TVA_Transmission | PJM_ROR | Internal | Summer | B4 | 100 | 2000 | 0 | 109.06 | 103.06 | 9 | 0
2025 | TVA_Transmission_2_PJM_ROR | TVA_Transmission | PJM_ROR | Internal | Summer | B5 | 200 | 2000 | 0 | 103.04 | 97.04 | 9 | 0
2025 | TVA_Transmission_2_PJM_ROR | TVA_Transmission | PJM_ROR | Internal | Summer | B6 | 300 | 2000 | 0 | 88.33 | 82.33 | 9 | 0
2025 | TVA_Transmission_2_PJM_ROR | TVA_Transmission | PJM_ROR | Internal | Summer | B7 | 400 | 2000 | 0 | 83.05 | 77.05 | 9 | 0
2025 | TVA_Transmission_2_PJM_ROR | TVA_Transmission | PJM_ROR | Internal | Summer | B8 | 500 | 2000 | 0 | 75.42 | 70.99 | 9 | 0
2025 | TVA_Transmission_2_PJM_ROR | TVA_Transmission | PJM_ROR | Internal | Summer | B9 | 800 | 2000 | 0 | 73.32 | 67.32 | 9 | 0
2025 | TVA_Transmission_2_PJM_ROR | TVA_Transmission | PJM_ROR | Internal | Summer | B10 | 1262 | 2000 | 0 | 62.22 | 58.16 | 9 | 0
2025 | TVA_Transmission_2_PJM_ROR | TVA_Transmission | PJM_ROR | Internal | Winter | B16 | 25 | 2000 | 0 | 82.86 | 76.86 | 9 | 0
2025 | TVA_Transmission_2_PJM_ROR | TVA_Transmission | PJM_ROR | Internal | Winter | B17 | 100 | 2000 | 0 | 78.32 | 75.13 | 9 | 0
2025 | TVA_Transmission_2_PJM_ROR | TVA_Transmission | PJM_ROR | Internal | Winter | B18 | 400 | 2000 | 0 | 72.03 | 72.25 | 9 | 0
2025 | TVA_Transmission_2_PJM_ROR | TVA_Transmission | PJM_ROR | Internal | Winter | B19 | 700 | 2000 | 0 | 69.49 | 71.01 | 9 | 0
2025 | TVA_Transmission_2_PJM_ROR | TVA_Transmission | PJM_ROR | Internal | Winter | B20 | 935 | 2000 | 0 | 66.1 | 61.8 | 9 | 0
2025 | TVA_Transmission_2_SOCO | TVA_Transmission | SOCO | Internal | Shoulder | B11 | 25 | 3200 | 3200 | 81.68 | 97.73 | 9 | 7.05
2025 | TVA_Transmission_2_SOCO | TVA_Transmission | SOCO | Internal | Shoulder | B12 | 200 | 3200 | 0 | 74.37 | 74.37 | 9 | 0
2025 | TVA_Transmission_2_SOCO | TVA_Transmission | SOCO | Internal | Shoulder | B13 | 600 | 3200 | 0 | 68.71 | 72.62 | 9 | 0
2025 | TVA_Transmission_2_SOCO | TVA_Transmission | SOCO | Internal | Shoulder | B14 | 900 | 3200 | 0 | 67.1 | 72.62 | 9 | 0
2025 | TVA_Transmission_2_SOCO | TVA_Transmission | SOCO | Internal | Shoulder | B15 | 1203 | 3200 | 2753.31 | 63.62 | 72.62 | 9 | 0
2025 | TVA_Transmission_2_SOCO | TVA_Transmission | SOCO | Internal | Summer | B1 | 10 | 3200 | 0 | 115.26 | 120.44 | 9 | 0
2025 | TVA_Transmission_2_SOCO | TVA_Transmission | SOCO | Internal | Summer | B2 | 25 | 3200 | 0 | 115.27 | 118.06 | 9 | 0
2025 | TVA_Transmission_2_SOCO | TVA_Transmission | SOCO | Internal | Summer | B3 | 75 | 3200 | 0 | 114.07 | 118.06 | 9 | 0
2025 | TVA_Transmission_2_SOCO | TVA_Transmission | SOCO | Internal | Summer | B4 | 100 | 3200 | 458.85 | 109.06 | 118.06 | 9 | 0
2025 | TVA_Transmission_2_SOCO | TVA_Transmission | SOCO | Internal | Summer | B5 | 200 | 3200 | 2703.07 | 103.04 | 112.04 | 9 | 0
2025 | TVA_Transmission_2_SOCO | TVA_Transmission | SOCO | Internal | Summer | B6 | 300 | 3200 | 1060.85 | 88.33 | 97.33 | 9 | 0
2025 | TVA_Transmission_2_SOCO | TVA_Transmission | SOCO | Internal | Summer | B7 | 400 | 3200 | 303.97 | 83.05 | 92.05 | 9 | 0
2025 | TVA_Transmission_2_SOCO | TVA_Transmission | SOCO | Internal | Summer | B8 | 500 | 3200 | 0 | 75.42 | 78.92 | 9 | 0
2025 | TVA_Transmission_2_SOCO | TVA_Transmission | SOCO | Internal | Summer | B9 | 800 | 3200 | 0 | 73.32 | 73.81 | 9 | 0
2025 | TVA_Transmission_2_SOCO | TVA_Transmission | SOCO | Internal | Summer | B10 | 1262 | 3200 | 306.76 | 62.22 | 71.22 | 9 | 0
2025 | TVA_Transmission_2_SOCO | TVA_Transmission | SOCO | Internal | Winter | B16 | 25 | 3200 | 3199.99 | 82.86 | 93.34 | 9 | 1.48
2025 | TVA_Transmission_2_SOCO | TVA_Transmission | SOCO | Internal | Winter | B17 | 100 | 3200 | 0 | 78.32 | 78.26 | 9 | 0
2025 | TVA_Transmission_2_SOCO | TVA_Transmission | SOCO | Internal | Winter | B18 | 400 | 3200 | 0 | 72.03 | 75.5 | 9 | 0
2025 | TVA_Transmission_2_SOCO | TVA_Transmission | SOCO | Internal | Winter | B19 | 700 | 3200 | 0 | 69.49 | 75.5 | 9 | 0
2025 | TVA_Transmission_2_SOCO | TVA_Transmission | SOCO | Internal | Winter | B20 | 935 | 3200 | 2055.83 | 66.1 | 75.1 | 9 | 0
2025 | TVA_Transmission_2_TVA | TVA_Transmission | TVA | Internal | Shoulder | B11 | 25 | 99999 | 1547.81 | 81.68 | 81.69 | 0.01 | 0
2025 | TVA_Transmission_2_TVA | TVA_Transmission | TVA | Internal | Shoulder | B12 | 200 | 99999 | 890.13 | 74.37 | 74.38 | 0.01 | 0
2025 | TVA_Transmission_2_TVA | TVA_Transmission | TVA | Internal | Shoulder | B13 | 600 | 99999 | 1251.87 | 68.71 | 68.72 | 0.01 | 0
2025 | TVA_Transmission_2_TVA | TVA_Transmission | TVA | Internal | Shoulder | B14 | 900 | 99999 | 3227.04 | 67.1 | 67.11 | 0.01 | 0
2025 | TVA_Transmission_2_TVA | TVA_Transmission | TVA | Internal | Shoulder | B15 | 1203 | 99999 | 2620.35 | 63.62 | 63.63 | 0.01 | 0
2025 | TVA_Transmission_2_TVA | TVA_Transmission | TVA | Internal | Summer | B1 | 10 | 99999 | 4009.52 | 115.26 | 115.27 | 0.01 | 0
2025 | TVA_Transmission_2_TVA | TVA_Transmission | TVA | Internal | Summer | B2 | 25 | 99999 | 3250.67 | 115.27 | 115.28 | 0.01 | 0
2025 | TVA_Transmission_2_TVA | TVA_Transmission | TVA | Internal | Summer | B3 | 75 | 99999 | 1761.6 | 114.07 | 114.08 | 0.01 | 0
2025 | TVA_Transmission_2_TVA | TVA_Transmission | TVA | Internal | Summer | B4 | 100 | 99999 | 1073.89 | 109.06 | 109.07 | 0.01 | 0
2025 | TVA_Transmission_2_TVA | TVA_Transmission | TVA | Internal | Summer | B5 | 200 | 99999 | 0 | 103.04 | 101.45 | 0.01 | 0
2025 | TVA_Transmission_2_TVA | TVA_Transmission | TVA | Internal | Summer | B6 | 300 | 99999 | 0 | 88.33 | 82.86 | 0.01 | 0
2025 | TVA_Transmission_2_TVA | TVA_Transmission | TVA | Internal | Summer | B7 | 400 | 99999 | 0 | 83.05 | 73.87 | 0.01 | 0
2025 | TVA_Transmission_2_TVA | TVA_Transmission | TVA | Internal | Summer | B8 | 500 | 99999 | 0 | 75.42 | 73.87 | 0.01 | 0
2025 | TVA_Transmission_2_TVA | TVA_Transmission | TVA | Internal | Summer | B9 | 800 | 99999 | 798 | 73.32 | 73.33 | 0.01 | 0
2025 | TVA_Transmission_2_TVA | TVA_Transmission | TVA | Internal | Summer | B10 | 1262 | 99999 | 898.51 | 62.22 | 62.23 | 0.01 | 0
2025 | TVA_Transmission_2_TVA | TVA_Transmission | TVA | Internal | Winter | B16 | 25 | 99999 | 2925.5 | 82.86 | 82.88 | 0.01 | 0
2025 | TVA_Transmission_2_TVA | TVA_Transmission | TVA | Internal | Winter | B17 | 100 | 99999 | 1200 | 78.32 | 78.33 | 0.01 | 0
2025 | TVA_Transmission_2_TVA | TVA_Transmission | TVA | Internal | Winter | B18 | 400 | 99999 | 2710.64 | 72.03 | 72.04 | 0.01 | 0
2025 | TVA_Transmission_2_TVA | TVA_Transmission | TVA | Internal | Winter | B19 | 700 | 99999 | 3615.54 | 69.49 | 69.5 | 0.01 | 0
2025 | TVA_Transmission_2_TVA | TVA_Transmission | TVA | Internal | Winter | B20 | 935 | 99999 | 3720.01 | 66.1 | 66.12 | 0.01 | 0
2025 | TVA_Transmission_2_VACAR | TVA_Transmission | VACAR | Internal | Shoulder | B11 | 25 | 900 | 899.78 | 81.68 | 90.73 | 9 | 0.05
2025 | TVA_Transmission_2_VACAR | TVA_Transmission | VACAR | Internal | Shoulder | B12 | 200 | 900 | 0 | 74.37 | 80.7 | 9 | 0
2025 | TVA_Transmission_2_VACAR | TVA_Transmission | VACAR | Internal | Shoulder | B13 | 600 | 900 | 0 | 68.71 | 76.26 | 9 | 0
2025 | TVA_Transmission_2_VACAR | TVA_Transmission | VACAR | Internal | Shoulder | B14 | 900 | 900 | 0 | 67.1 | 74.94 | 9 | 0
2025 | TVA_Transmission_2_VACAR | TVA_Transmission | VACAR | Internal | Shoulder | B15 | 1203 | 900 | 0 | 63.62 | 66.27 | 9 | 0
2025 | TVA_Transmission_2_VACAR | TVA_Transmission | VACAR | Internal | Summer | B1 | 10 | 900 | 0 | 115.26 | 121.06 | 9 | 0
2025 | TVA_Transmission_2_VACAR | TVA_Transmission | VACAR | Internal | Summer | B2 | 25 | 900 | 0 | 115.27 | 121.06 | 9 | 0
2025 | TVA_Transmission_2_VACAR | TVA_Transmission | VACAR | Internal | Summer | B3 | 75 | 900 | 0 | 114.07 | 121.06 | 9 | 0
2025 | TVA_Transmission_2_VACAR | TVA_Transmission | VACAR | Internal | Summer | B4 | 100 | 900 | 61.84 | 109.06 | 118.06 | 9 | 0
2025 | TVA_Transmission_2_VACAR | TVA_Transmission | VACAR | Internal | Summer | B5 | 200 | 900 | 0 | 103.04 | 105.04 | 9 | 0
2025 | TVA_Transmission_2_VACAR | TVA_Transmission | VACAR | Internal | Summer | B6 | 300 | 900 | 0 | 88.33 | 91.86 | 9 | 0
2025 | TVA_Transmission_2_VACAR | TVA_Transmission | VACAR | Internal | Summer | B7 | 400 | 900 | 0 | 83.05 | 88.31 | 9 | 0
2025 | TVA_Transmission_2_VACAR | TVA_Transmission | VACAR | Internal | Summer | B8 | 500 | 900 | 0 | 75.42 | 78.44 | 9 | 0
2025 | TVA_Transmission_2_VACAR | TVA_Transmission | VACAR | Internal | Summer | B9 | 800 | 900 | 0 | 73.32 | 73.32 | 9 | 0
2025 | TVA_Transmission_2_VACAR | TVA_Transmission | VACAR | Internal | Summer | B10 | 1262 | 900 | 0 | 62.22 | 64.45 | 9 | 0
2025 | TVA_Transmission_2_VACAR | TVA_Transmission | VACAR | Internal | Winter | B16 | 25 | 900 | 900 | 82.86 | 101.1 | 9 | 9.24
2025 | TVA_Transmission_2_VACAR | TVA_Transmission | VACAR | Internal | Winter | B17 | 100 | 900 | 900 | 78.32 | 88.26 | 9 | 0.93
2025 | TVA_Transmission_2_VACAR | TVA_Transmission | VACAR | Internal | Winter | B18 | 400 | 900 | 418.35 | 72.03 | 81.03 | 9 | 0
2025 | TVA_Transmission_2_VACAR | TVA_Transmission | VACAR | Internal | Winter | B19 | 700 | 900 | 900 | 69.49 | 78.78 | 9 | 0.29
2025 | TVA_Transmission_2_VACAR | TVA_Transmission | VACAR | Internal | Winter | B20 | 935 | 900 | 0 | 66.1 | 70.33 | 9 | 0
2025 | VACAR_2_PJM_ROR | VACAR | PJM_ROR | Internal | Shoulder | B11 | 25 | 2000 | 0 | 90.73 | 75.67 | 7 | 0
2025 | VACAR_2_PJM_ROR | VACAR | PJM_ROR | Internal | Shoulder | B12 | 200 | 2000 | 0 | 80.7 | 71.23 | 7 | 0
2025 | VACAR_2_PJM_ROR | VACAR | PJM_ROR | Internal | Shoulder | B13 | 600 | 2000 | 0 | 76.26 | 69.04 | 7 | 0
2025 | VACAR_2_PJM_ROR | VACAR | PJM_ROR | Internal | Shoulder | B14 | 900 | 2000 | 0 | 74.94 | 67.73 | 7 | 0
2025 | VACAR_2_PJM_ROR | VACAR | PJM_ROR | Internal | Shoulder | B15 | 1203 | 2000 | 0 | 66.27 | 59.02 | 7 | 0
2025 | VACAR_2_PJM_ROR | VACAR | PJM_ROR | Internal | Summer | B1 | 10 | 2000 | 0 | 121.06 | 109.27 | 7 | 0
2025 | VACAR_2_PJM_ROR | VACAR | PJM_ROR | Internal | Summer | B2 | 25 | 2000 | 0 | 121.06 | 109.27 | 7 | 0
2025 | VACAR_2_PJM_ROR | VACAR | PJM_ROR | Internal | Summer | B3 | 75 | 2000 | 0 | 121.06 | 108.07 | 7 | 0
2025 | VACAR_2_PJM_ROR | VACAR | PJM_ROR | Internal | Summer | B4 | 100 | 2000 | 0 | 118.06 | 103.06 | 7 | 0
2025 | VACAR_2_PJM_ROR | VACAR | PJM_ROR | Internal | Summer | B5 | 200 | 2000 | 0 | 105.04 | 97.04 | 7 | 0
2025 | VACAR_2_PJM_ROR | VACAR | PJM_ROR | Internal | Summer | B6 | 300 | 2000 | 0 | 91.86 | 82.33 | 7 | 0
2025 | VACAR_2_PJM_ROR | VACAR | PJM_ROR | Internal | Summer | B7 | 400 | 2000 | 0 | 88.31 | 77.05 | 7 | 0
2025 | VACAR_2_PJM_ROR | VACAR | PJM_ROR | Internal | Summer | B8 | 500 | 2000 | 0 | 78.44 | 70.99 | 7 | 0
2025 | VACAR_2_PJM_ROR | VACAR | PJM_ROR | Internal | Summer | B9 | 800 | 2000 | 0 | 73.32 | 67.32 | 7 | 0
2025 | VACAR_2_PJM_ROR | VACAR | PJM_ROR | Internal | Summer | B10 | 1262 | 2000 | 0 | 64.45 | 58.16 | 7 | 0
2025 | VACAR_2_PJM_ROR | VACAR | PJM_ROR | Internal | Winter | B16 | 25 | 2000 | 0 | 101.1 | 76.86 | 7 | 0
2025 | VACAR_2_PJM_ROR | VACAR | PJM_ROR | Internal | Winter | B17 | 100 | 2000 | 0 | 88.26 | 75.13 | 7 | 0
2025 | VACAR_2_PJM_ROR | VACAR | PJM_ROR | Internal | Winter | B18 | 400 | 2000 | 0 | 81.03 | 72.25 | 7 | 0
2025 | VACAR_2_PJM_ROR | VACAR | PJM_ROR | Internal | Winter | B19 | 700 | 2000 | 0 | 78.78 | 71.01 | 7 | 0
2025 | VACAR_2_PJM_ROR | VACAR | PJM_ROR | Internal | Winter | B20 | 935 | 2000 | 0 | 70.33 | 61.8 | 7 | 0
2025 | VACAR_2_SOCO | VACAR | SOCO | Internal | Shoulder | B11 | 25 | 3000 | 20.93 | 90.73 | 97.73 | 7 | 0
2025 | VACAR_2_SOCO | VACAR | SOCO | Internal | Shoulder | B12 | 200 | 3000 | 0 | 80.7 | 74.37 | 7 | 0
2025 | VACAR_2_SOCO | VACAR | SOCO | Internal | Shoulder | B13 | 600 | 3000 | 0 | 76.26 | 72.62 | 7 | 0
2025 | VACAR_2_SOCO | VACAR | SOCO | Internal | Shoulder | B14 | 900 | 3000 | 0 | 74.94 | 72.62 | 7 | 0
2025 | VACAR_2_SOCO | VACAR | SOCO | Internal | Shoulder | B15 | 1203 | 3000 | 0 | 66.27 | 72.62 | 7 | 0
2025 | VACAR_2_SOCO | VACAR | SOCO | Internal | Summer | B1 | 10 | 3000 | 0 | 121.06 | 120.44 | 7 | 0
2025 | VACAR_2_SOCO | VACAR | SOCO | Internal | Summer | B2 | 25 | 3000 | 0 | 121.06 | 118.06 | 7 | 0
2025 | VACAR_2_SOCO | VACAR | SOCO | Internal | Summer | B3 | 75 | 3000 | 0 | 121.06 | 118.06 | 7 | 0
2025 | VACAR_2_SOCO | VACAR | SOCO | Internal | Summer | B4 | 100 | 3000 | 0 | 118.06 | 118.06 | 7 | 0
2025 | VACAR_2_SOCO | VACAR | SOCO | Internal | Summer | B5 | 200 | 3000 | 786.76 | 105.04 | 112.04 | 7 | 0
2025 | VACAR_2_SOCO | VACAR | SOCO | Internal | Summer | B6 | 300 | 3000 | 0 | 91.86 | 97.33 | 7 | 0
2025 | VACAR_2_SOCO | VACAR | SOCO | Internal | Summer | B7 | 400 | 3000 | 0 | 88.31 | 92.05 | 7 | 0
2025 | VACAR_2_SOCO | VACAR | SOCO | Internal | Summer | B8 | 500 | 3000 | 0 | 78.44 | 78.92 | 7 | 0
2025 | VACAR_2_SOCO | VACAR | SOCO | Internal | Summer | B9 | 800 | 3000 | 0 | 73.32 | 73.81 | 7 | 0
2025 | VACAR_2_SOCO | VACAR | SOCO | Internal | Summer | B10 | 1262 | 3000 | 0 | 64.45 | 71.22 | 7 | 0
2025 | VACAR_2_SOCO | VACAR | SOCO | Internal | Winter | B16 | 25 | 3000 | 0 | 101.1 | 93.34 | 7 | 0
2025 | VACAR_2_SOCO | VACAR | SOCO | Internal | Winter | B17 | 100 | 3000 | 0 | 88.26 | 78.26 | 7 | 0
2025 | VACAR_2_SOCO | VACAR | SOCO | Internal | Winter | B18 | 400 | 3000 | 0 | 81.03 | 75.5 | 7 | 0
2025 | VACAR_2_SOCO | VACAR | SOCO | Internal | Winter | B19 | 700 | 3000 | 0 | 78.78 | 75.5 | 7 | 0
2025 | VACAR_2_SOCO | VACAR | SOCO | Internal | Winter | B20 | 935 | 3000 | 0 | 70.33 | 75.1 | 7 | 0
2025 | VACAR_2_TVA_Transmission | VACAR | TVA_Transmission | Internal | Shoulder | B11 | 25 | 900 | 0 | 90.73 | 81.68 | 7 | 0
2025 | VACAR_2_TVA_Transmission | VACAR | TVA_Transmission | Internal | Shoulder | B12 | 200 | 900 | 0 | 80.7 | 74.37 | 7 | 0
2025 | VACAR_2_TVA_Transmission | VACAR | TVA_Transmission | Internal | Shoulder | B13 | 600 | 900 | 0 | 76.26 | 68.71 | 7 | 0
2025 | VACAR_2_TVA_Transmission | VACAR | TVA_Transmission | Internal | Shoulder | B14 | 900 | 900 | 0 | 74.94 | 67.1 | 7 | 0
2025 | VACAR_2_TVA_Transmission | VACAR | TVA_Transmission | Internal | Shoulder | B15 | 1203 | 900 | 0 | 66.27 | 63.62 | 7 | 0
2025 | VACAR_2_TVA_Transmission | VACAR | TVA_Transmission | Internal | Summer | B1 | 10 | 900 | 0 | 121.06 | 115.26 | 7 | 0
2025 | VACAR_2_TVA_Transmission | VACAR | TVA_Transmission | Internal | Summer | B2 | 25 | 900 | 0 | 121.06 | 115.27 | 7 | 0
2025 | VACAR_2_TVA_Transmission | VACAR | TVA_Transmission | Internal | Summer | B3 | 75 | 900 | 0 | 121.06 | 114.07 | 7 | 0
2025 | VACAR_2_TVA_Transmission | VACAR | TVA_Transmission | Internal | Summer | B4 | 100 | 900 | 0 | 118.06 | 109.06 | 7 | 0
2025 | VACAR_2_TVA_Transmission | VACAR | TVA_Transmission | Internal | Summer | B5 | 200 | 900 | 0 | 105.04 | 103.04 | 7 | 0
2025 | VACAR_2_TVA_Transmission | VACAR | TVA_Transmission | Internal | Summer | B6 | 300 | 900 | 0 | 91.86 | 88.33 | 7 | 0
2025 | VACAR_2_TVA_Transmission | VACAR | TVA_Transmission | Internal | Summer | B7 | 400 | 900 | 0 | 88.31 | 83.05 | 7 | 0
2025 | VACAR_2_TVA_Transmission | VACAR | TVA_Transmission | Internal | Summer | B8 | 500 | 900 | 0 | 78.44 | 75.42 | 7 | 0
2025 | VACAR_2_TVA_Transmission | VACAR | TVA_Transmission | Internal | Summer | B9 | 800 | 900 | 0 | 73.32 | 73.32 | 7 | 0
2025 | VACAR_2_TVA_Transmission | VACAR | TVA_Transmission | Internal | Summer | B10 | 1262 | 900 | 0 | 64.45 | 62.22 | 7 | 0
2025 | VACAR_2_TVA_Transmission | VACAR | TVA_Transmission | Internal | Winter | B16 | 25 | 900 | 0 | 101.1 | 82.86 | 7 | 0
2025 | VACAR_2_TVA_Transmission | VACAR | TVA_Transmission | Internal | Winter | B17 | 100 | 900 | 0 | 88.26 | 78.32 | 7 | 0
2025 | VACAR_2_TVA_Transmission | VACAR | TVA_Transmission | Internal | Winter | B18 | 400 | 900 | 0 | 81.03 | 72.03 | 7 | 0
2025 | VACAR_2_TVA_Transmission | VACAR | TVA_Transmission | Internal | Winter | B19 | 700 | 900 | 0 | 78.78 | 69.49 | 7 | 0
2025 | VACAR_2_TVA_Transmission | VACAR | TVA_Transmission | Internal | Winter | B20 | 935 | 900 | 0 | 70.33 | 66.1 | 7 | 0
2030 | ENT_2_MISO_MO-IL | ENT | MISO_MO-IL | Internal | Shoulder | B11 | 25 | 2260 | 0 | 90.37 | 90.37 | 8 | 0
2030 | ENT_2_MISO_MO-IL | ENT | MISO_MO-IL | Internal | Shoulder | B12 | 200 | 2260 | 0 | 75.96 | 75.96 | 8 | 0
2030 | ENT_2_MISO_MO-IL | ENT | MISO_MO-IL | Internal | Shoulder | B13 | 600 | 2260 | 0 | 72.75 | 75.94 | 8 | 0
2030 | ENT_2_MISO_MO-IL | ENT | MISO_MO-IL | Internal | Shoulder | B14 | 900 | 2260 | 949.93 | 67.38 | 75.38 | 8 | 0
2030 | ENT_2_MISO_MO-IL | ENT | MISO_MO-IL | Internal | Shoulder | B15 | 1203 | 2260 | 2260 | 12.14 | 71.45 | 8 | 51.31
2030 | ENT_2_MISO_MO-IL | ENT | MISO_MO-IL | Internal | Summer | B1 | 10 | 2260 | 2260 | 92.56 | 139.29 | 8 | 38.73
2030 | ENT_2_MISO_MO-IL | ENT | MISO_MO-IL | Internal | Summer | B2 | 25 | 2260 | 0.03 | 131.61 | 139.29 | 8 | 0
2030 | ENT_2_MISO_MO-IL | ENT | MISO_MO-IL | Internal | Summer | B3 | 75 | 2260 | 0 | 138.41 | 138.41 | 8 | 0
2030 | ENT_2_MISO_MO-IL | ENT | MISO_MO-IL | Internal | Summer | B4 | 100 | 2260 | 0 | 133.96 | 138.26 | 8 | 0
2030 | ENT_2_MISO_MO-IL | ENT | MISO_MO-IL | Internal | Summer | B5 | 200 | 2260 | 0 | 129.45 | 129.46 | 8 | 0
2030 | ENT_2_MISO_MO-IL | ENT | MISO_MO-IL | Internal | Summer | B6 | 300 | 2260 | 0 | 97.83 | 102.21 | 8 | 0
2030 | ENT_2_MISO_MO-IL | ENT | MISO_MO-IL | Internal | Summer | B7 | 400 | 2260 | 0 | 92.56 | 92.56 | 8 | 0
2030 | ENT_2_MISO_MO-IL | ENT | MISO_MO-IL | Internal | Summer | B8 | 500 | 2260 | 0 | 88.77 | 88.22 | 8 | 0
2030 | ENT_2_MISO_MO-IL | ENT | MISO_MO-IL | Internal | Summer | B9 | 800 | 2260 | 0 | 83.07 | 83.07 | 8 | 0
2030 | ENT_2_MISO_MO-IL | ENT | MISO_MO-IL | Internal | Summer | B10 | 1262 | 2260 | 1784.53 | 62.23 | 70.23 | 8 | 0
2030 | ENT_2_MISO_MO-IL | ENT | MISO_MO-IL | Internal | Winter | B16 | 25 | 2260 | 0 | 80.96 | 78.6 | 8 | 0
2030 | ENT_2_MISO_MO-IL | ENT | MISO_MO-IL | Internal | Winter | B17 | 100 | 2260 | 0 | 76.61 | 78.6 | 8 | 0
2030 | ENT_2_MISO_MO-IL | ENT | MISO_MO-IL | Internal | Winter | B18 | 400 | 2260 | 0 | 76.61 | 78.58 | 8 | 0
2030 | ENT_2_MISO_MO-IL | ENT | MISO_MO-IL | Internal | Winter | B19 | 700 | 2260 | 1727.35 | 69.87 | 77.87 | 8 | 0
2030 | ENT_2_MISO_MO-IL | ENT | MISO_MO-IL | Internal | Winter | B20 | 935 | 2260 | 2260 | 12.14 | 69.9 | 8 | 49.76
2030 | ENT_2_SOCO | ENT | SOCO | Internal | Shoulder | B11 | 25 | 3900 | 2527.68 | 90.37 | 98.37 | 8 | 0
2030 | ENT_2_SOCO | ENT | SOCO | Internal | Shoulder | B12 | 200 | 3900 | 3900 | 75.96 | 92.38 | 8 | 8.42
2030 | ENT_2_SOCO | ENT | SOCO | Internal | Shoulder | B13 | 600 | 3900 | 3900 | 72.75 | 92.38 | 8 | 11.63
2030 | ENT_2_SOCO | ENT | SOCO | Internal | Shoulder | B14 | 900 | 3900 | 3900 | 67.38 | 92.38 | 8 | 17
2030 | ENT_2_SOCO | ENT | SOCO | Internal | Shoulder | B15 | 1203 | 3900 | 3900 | 12.14 | 85.12 | 8 | 64.99
2030 | ENT_2_SOCO | ENT | SOCO | Internal | Summer | B1 | 10 | 3900 | 3900 | 92.56 | 149.4 | 8 | 48.85
2030 | ENT_2_SOCO | ENT | SOCO | Internal | Summer | B2 | 25 | 3900 | 3900 | 131.61 | 149.4 | 8 | 9.79
2030 | ENT_2_SOCO | ENT | SOCO | Internal | Summer | B3 | 75 | 3900 | 3900 | 138.41 | 149.4 | 8 | 2.99
2030 | ENT_2_SOCO | ENT | SOCO | Internal | Summer | B4 | 100 | 3900 | 3900 | 133.96 | 149.4 | 8 | 7.45
2030 | ENT_2_SOCO | ENT | SOCO | Internal | Summer | B5 | 200 | 3900 | 2690.32 | 129.45 | 137.45 | 8 | 0
2030 | ENT_2_SOCO | ENT | SOCO | Internal | Summer | B6 | 300 | 3900 | 828.09 | 97.83 | 105.83 | 8 | 0
2030 | ENT_2_SOCO | ENT | SOCO | Internal | Summer | B7 | 400 | 3900 | 741.12 | 92.56 | 100.56 | 8 | 0
2030 | ENT_2_SOCO | ENT | SOCO | Internal | Summer | B8 | 500 | 3900 | 0 | 88.77 | 94.21 | 8 | 0
2030 | ENT_2_SOCO | ENT | SOCO | Internal | Summer | B9 | 800 | 3900 | 0 | 83.07 | 90.88 | 8 | 0
2030 | ENT_2_SOCO | ENT | SOCO | Internal | Summer | B10 | 1262 | 3900 | 3900 | 62.23 | 78.7 | 8 | 8.47
2030 | ENT_2_SOCO | ENT | SOCO | Internal | Winter | B16 | 25 | 3900 | 3900 | 80.96 | 99.96 | 8 | 11.01
2030 | ENT_2_SOCO | ENT | SOCO | Internal | Winter | B17 | 100 | 3900 | 3900 | 76.61 | 95.54 | 8 | 10.93
2030 | ENT_2_SOCO | ENT | SOCO | Internal | Winter | B18 | 400 | 3900 | 3900 | 76.61 | 95.54 | 8 | 10.93
2030 | ENT_2_SOCO | ENT | SOCO | Internal | Winter | B19 | 700 | 3900 | 3900 | 69.87 | 94.87 | 8 | 17
2030 | ENT_2_SOCO | ENT | SOCO | Internal | Winter | B20 | 935 | 3900 | 3900 | 12.14 | 88.07 | 8 | 67.93
2030 | ENT_2_SPP_N | ENT | SPP_N | Internal | Shoulder | B11 | 25 | 15143 | 0 | 90.37 | 85.37 | 8 | 0
2030 | ENT_2_SPP_N | ENT | SPP_N | Internal | Shoulder | B12 | 200 | 15143 | 0 | 75.96 | 70.95 | 8 | 0
2030 | ENT_2_SPP_N | ENT | SPP_N | Internal | Shoulder | B13 | 600 | 15143 | 0 | 72.75 | 63.7 | 8 | 0
2030 | ENT_2_SPP_N | ENT | SPP_N | Internal | Shoulder | B14 | 900 | 15143 | 0 | 67.38 | 2.3 | 8 | 0
2030 | ENT_2_SPP_N | ENT | SPP_N | Internal | Shoulder | B15 | 1203 | 15143 | 0 | 12.14 | 2.3 | 8 | 0
2030 | ENT_2_SPP_N | ENT | SPP_N | Internal | Summer | B1 | 10 | 15143 | 0 | 92.56 | 2.3 | 8 | 0
2030 | ENT_2_SPP_N | ENT | SPP_N | Internal | Summer | B2 | 25 | 15143 | 0 | 131.61 | 126.61 | 8 | 0
2030 | ENT_2_SPP_N | ENT | SPP_N | Internal | Summer | B3 | 75 | 15143 | 0 | 138.41 | 133.41 | 8 | 0
2030 | ENT_2_SPP_N | ENT | SPP_N | Internal | Summer | B4 | 100 | 15143 | 0 | 133.96 | 128.96 | 8 | 0
2030 | ENT_2_SPP_N | ENT | SPP_N | Internal | Summer | B5 | 200 | 15143 | 0 | 129.45 | 124.45 | 8 | 0
2030 | ENT_2_SPP_N | ENT | SPP_N | Internal | Summer | B6 | 300 | 15143 | 0 | 97.83 | 92.83 | 8 | 0
2030 | ENT_2_SPP_N | ENT | SPP_N | Internal | Summer | B7 | 400 | 15143 | 0 | 92.56 | 87.56 | 8 | 0
2030 | ENT_2_SPP_N | ENT | SPP_N | Internal | Summer | B8 | 500 | 15143 | 0 | 88.77 | 83.77 | 8 | 0
2030 | ENT_2_SPP_N | ENT | SPP_N | Internal | Summer | B9 | 800 | 15143 | 0 | 83.07 | 78.07 | 8 | 0
2030 | ENT_2_SPP_N | ENT | SPP_N | Internal | Summer | B10 | 1262 | 15143 | 0 | 62.23 | 37.57 | 8 | 0
2030 | ENT_2_SPP_N | ENT | SPP_N | Internal | Winter | B16 | 25 | 15143 | 0 | 80.96 | 2.3 | 8 | 0
2030 | ENT_2_SPP_N | ENT | SPP_N | Internal | Winter | B17 | 100 | 15143 | 0 | 76.61 | 2.3 | 8 | 0
2030 | ENT_2_SPP_N | ENT | SPP_N | Internal | Winter | B18 | 400 | 15143 | 0 | 76.61 | 71.61 | 8 | 0
2030 | ENT_2_SPP_N | ENT | SPP_N | Internal | Winter | B19 | 700 | 15143 | 0 | 69.87 | 11.52 | 8 | 0
2030 | ENT_2_SPP_N | ENT | SPP_N | Internal | Winter | B20 | 935 | 15143 | 0 | 12.14 | 2.3 | 8 | 0
2030 | ENT_2_SPP_S | ENT | SPP_S | Internal | Shoulder | B11 | 25 | 3292 | 0 | 90.37 | 85.38 | 8 | 0
2030 | ENT_2_SPP_S | ENT | SPP_S | Internal | Shoulder | B12 | 200 | 3292 | 0 | 75.96 | 70.96 | 8 | 0
2030 | ENT_2_SPP_S | ENT | SPP_S | Internal | Shoulder | B13 | 600 | 3292 | 0 | 72.75 | 63.71 | 8 | 0
2030 | ENT_2_SPP_S | ENT | SPP_S | Internal | Shoulder | B14 | 900 | 3292 | 0 | 67.38 | 2.3 | 8 | 0
2030 | ENT_2_SPP_S | ENT | SPP_S | Internal | Shoulder | B15 | 1203 | 3292 | 0 | 12.14 | 2.3 | 8 | 0
2030 | ENT_2_SPP_S | ENT | SPP_S | Internal | Summer | B1 | 10 | 3292 | 0 | 92.56 | 2.31 | 8 | 0
2030 | ENT_2_SPP_S | ENT | SPP_S | Internal | Summer | B2 | 25 | 3292 | 0 | 131.61 | 126.61 | 8 | 0
2030 | ENT_2_SPP_S | ENT | SPP_S | Internal | Summer | B3 | 75 | 3292 | 0 | 138.41 | 133.41 | 8 | 0
2030 | ENT_2_SPP_S | ENT | SPP_S | Internal | Summer | B4 | 100 | 3292 | 0 | 133.96 | 128.95 | 8 | 0
2030 | ENT_2_SPP_S | ENT | SPP_S | Internal | Summer | B5 | 200 | 3292 | 0 | 129.45 | 124.45 | 8 | 0
2030 | ENT_2_SPP_S | ENT | SPP_S | Internal | Summer | B6 | 300 | 3292 | 0 | 97.83 | 92.84 | 8 | 0
2030 | ENT_2_SPP_S | ENT | SPP_S | Internal | Summer | B7 | 400 | 3292 | 0 | 92.56 | 88.69 | 8 | 0
2030 | ENT_2_SPP_S | ENT | SPP_S | Internal | Summer | B8 | 500 | 3292 | 0 | 88.77 | 88.49 | 8 | 0
2030 | ENT_2_SPP_S | ENT | SPP_S | Internal | Summer | B9 | 800 | 3292 | 0 | 83.07 | 78.09 | 8 | 0
2030 | ENT_2_SPP_S | ENT | SPP_S | Internal | Summer | B10 | 1262 | 3292 | 0 | 62.23 | 37.58 | 8 | 0
2030 | ENT_2_SPP_S | ENT | SPP_S | Internal | Winter | B16 | 25 | 3292 | 0 | 80.96 | 2.31 | 8 | 0
2030 | ENT_2_SPP_S | ENT | SPP_S | Internal | Winter | B17 | 100 | 3292 | 0 | 76.61 | 2.31 | 8 | 0
2030 | ENT_2_SPP_S | ENT | SPP_S | Internal | Winter | B18 | 400 | 3292 | 0 | 76.61 | 71.61 | 8 | 0
2030 | ENT_2_SPP_S | ENT | SPP_S | Internal | Winter | B19 | 700 | 3292 | 0 | 69.87 | 11.51 | 8 | 0
2030 | ENT_2_SPP_S | ENT | SPP_S | Internal | Winter | B20 | 935 | 3292 | 0 | 12.14 | 2.3 | 8 | 0
2030 | ENT_2_TVA_Transmission | ENT | TVA_Transmission | Internal | Shoulder | B11 | 25 | 2100 | 0 | 90.37 | 92.82 | 8 | 0
2030 | ENT_2_TVA_Transmission | ENT | TVA_Transmission | Internal | Shoulder | B12 | 200 | 2100 | 589.14 | 75.96 | 83.96 | 8 | 0
2030 | ENT_2_TVA_Transmission | ENT | TVA_Transmission | Internal | Shoulder | B13 | 600 | 2100 | 2100 | 72.75 | 83.38 | 8 | 2.63
2030 | ENT_2_TVA_Transmission | ENT | TVA_Transmission | Internal | Shoulder | B14 | 900 | 2100 | 2100 | 67.38 | 83.38 | 8 | 8
2030 | ENT_2_TVA_Transmission | ENT | TVA_Transmission | Internal | Shoulder | B15 | 1203 | 2100 | 2100 | 12.14 | 79.45 | 8 | 59.31
2030 | ENT_2_TVA_Transmission | ENT | TVA_Transmission | Internal | Summer | B1 | 10 | 2100 | 2100 | 92.56 | 147.28 | 8 | 46.72
2030 | ENT_2_TVA_Transmission | ENT | TVA_Transmission | Internal | Summer | B2 | 25 | 2100 | 2100 | 131.61 | 146.39 | 8 | 6.77
2030 | ENT_2_TVA_Transmission | ENT | TVA_Transmission | Internal | Summer | B3 | 75 | 2100 | 0.15 | 138.41 | 146.39 | 8 | 0
2030 | ENT_2_TVA_Transmission | ENT | TVA_Transmission | Internal | Summer | B4 | 100 | 2100 | 1700.95 | 133.96 | 141.96 | 8 | 0
2030 | ENT_2_TVA_Transmission | ENT | TVA_Transmission | Internal | Summer | B5 | 200 | 2100 | 66.07 | 129.45 | 137.45 | 8 | 0
2030 | ENT_2_TVA_Transmission | ENT | TVA_Transmission | Internal | Summer | B6 | 300 | 2100 | 0 | 97.83 | 104.14 | 8 | 0
2030 | ENT_2_TVA_Transmission | ENT | TVA_Transmission | Internal | Summer | B7 | 400 | 2100 | 0 | 92.56 | 96.66 | 8 | 0
2030 | ENT_2_TVA_Transmission | ENT | TVA_Transmission | Internal | Summer | B8 | 500 | 2100 | 0 | 88.77 | 92.59 | 8 | 0
2030 | ENT_2_TVA_Transmission | ENT | TVA_Transmission | Internal | Summer | B9 | 800 | 2100 | 0 | 83.07 | 90.45 | 8 | 0
2030 | ENT_2_TVA_Transmission | ENT | TVA_Transmission | Internal | Summer | B10 | 1262 | 2100 | 2100 | 62.23 | 78.23 | 8 | 8
2030 | ENT_2_TVA_Transmission | ENT | TVA_Transmission | Internal | Winter | B16 | 25 | 2100 | 2100 | 80.96 | 94.59 | 8 | 5.64
2030 | ENT_2_TVA_Transmission | ENT | TVA_Transmission | Internal | Winter | B17 | 100 | 2100 | 2100 | 76.61 | 86.6 | 8 | 1.99
2030 | ENT_2_TVA_Transmission | ENT | TVA_Transmission | Internal | Winter | B18 | 400 | 2100 | 2100 | 76.61 | 86.54 | 8 | 1.93
2030 | ENT_2_TVA_Transmission | ENT | TVA_Transmission | Internal | Winter | B19 | 700 | 2100 | 2100 | 69.87 | 85.87 | 8 | 8
2030 | ENT_2_TVA_Transmission | ENT | TVA_Transmission | Internal | Winter | B20 | 935 | 2100 | 2100 | 12.14 | 82.03 | 8 | 61.9
2030 | FRCC_2_SOCO | FRCC | SOCO | Internal | Shoulder | B11 | 25 | 900 | 0 | 108.37 | 98.37 | 8 | 0
2030 | FRCC_2_SOCO | FRCC | SOCO | Internal | Shoulder | B12 | 200 | 900 | 0 | 97.62 | 92.38 | 8 | 0
2030 | FRCC_2_SOCO | FRCC | SOCO | Internal | Shoulder | B13 | 600 | 900 | 0 | 97.62 | 92.38 | 8 | 0
2030 | FRCC_2_SOCO | FRCC | SOCO | Internal | Shoulder | B14 | 900 | 900 | 0 | 97.62 | 92.38 | 8 | 0
2030 | FRCC_2_SOCO | FRCC | SOCO | Internal | Shoulder | B15 | 1203 | 900 | 0 | 84.43 | 85.12 | 8 | 0
2030 | FRCC_2_SOCO | FRCC | SOCO | Internal | Summer | B1 | 10 | 900 | 0 | 155.87 | 149.4 | 8 | 0
2030 | FRCC_2_SOCO | FRCC | SOCO | Internal | Summer | B2 | 25 | 900 | 0 | 155.87 | 149.4 | 8 | 0
2030 | FRCC_2_SOCO | FRCC | SOCO | Internal | Summer | B3 | 75 | 900 | 0 | 151.58 | 149.4 | 8 | 0
2030 | FRCC_2_SOCO | FRCC | SOCO | Internal | Summer | B4 | 100 | 900 | 0 | 151.58 | 149.4 | 8 | 0
2030 | FRCC_2_SOCO | FRCC | SOCO | Internal | Summer | B5 | 200 | 900 | 0 | 144.61 | 137.45 | 8 | 0
2030 | FRCC_2_SOCO | FRCC | SOCO | Internal | Summer | B6 | 300 | 900 | 900 | 96.7 | 105.83 | 8 | 1.13
2030 | FRCC_2_SOCO | FRCC | SOCO | Internal | Summer | B7 | 400 | 900 | 0 | 96.7 | 100.56 | 8 | 0
2030 | FRCC_2_SOCO | FRCC | SOCO | Internal | Summer | B8 | 500 | 900 | 0 | 96.7 | 94.21 | 8 | 0
2030 | FRCC_2_SOCO | FRCC | SOCO | Internal | Summer | B9 | 800 | 900 | 0 | 96.7 | 90.88 | 8 | 0
2030 | FRCC_2_SOCO | FRCC | SOCO | Internal | Summer | B10 | 1262 | 900 | 0 | 83.66 | 78.7 | 8 | 0
2030 | FRCC_2_SOCO | FRCC | SOCO | Internal | Winter | B16 | 25 | 900 | 0 | 100.28 | 99.96 | 8 | 0
2030 | FRCC_2_SOCO | FRCC | SOCO | Internal | Winter | B17 | 100 | 900 | 0 | 100.28 | 95.54 | 8 | 0
2030 | FRCC_2_SOCO | FRCC | SOCO | Internal | Winter | B18 | 400 | 900 | 0 | 100.28 | 95.54 | 8 | 0
2030 | FRCC_2_SOCO | FRCC | SOCO | Internal | Winter | B19 | 700 | 900 | 0 | 100.28 | 94.87 | 8 | 0
2030 | FRCC_2_SOCO | FRCC | SOCO | Internal | Winter | B20 | 935 | 900 | 0 | 86.69 | 88.07 | 8 | 0
2030 | HQ_NEISO_2_NEISO | HQ_NEISO | NEISO | Internal | Shoulder | B11 | 25 | 99999 | 3112.4 | 49.75 | 49.76 | 0.01 | 0
2030 | HQ_NEISO_2_NEISO | HQ_NEISO | NEISO | Internal | Shoulder | B12 | 200 | 99999 | 3110.47 | 49.75 | 49.76 | 0.01 | 0
2030 | HQ_NEISO_2_NEISO | HQ_NEISO | NEISO | Internal | Shoulder | B13 | 600 | 99999 | 3102.87 | 49.75 | 49.76 | 0.01 | 0
2030 | HQ_NEISO_2_NEISO | HQ_NEISO | NEISO | Internal | Shoulder | B14 | 900 | 99999 | 3089.58 | 49.75 | 49.76 | 0.01 | 0
2030 | HQ_NEISO_2_NEISO | HQ_NEISO | NEISO | Internal | Shoulder | B15 | 1203 | 99999 | 1276.23 | 49.75 | 49.76 | 0.01 | 0
2030 | HQ_NEISO_2_NEISO | HQ_NEISO | NEISO | Internal | Summer | B1 | 10 | 99999 | 3220.09 | 95.98 | 95.99 | 0.01 | 0
2030 | HQ_NEISO_2_NEISO | HQ_NEISO | NEISO | Internal | Summer | B2 | 25 | 99999 | 3207.34 | 95.98 | 95.99 | 0.01 | 0
2030 | HQ_NEISO_2_NEISO | HQ_NEISO | NEISO | Internal | Summer | B3 | 75 | 99999 | 3181.83 | 89.89 | 89.91 | 0.01 | 0
2030 | HQ_NEISO_2_NEISO | HQ_NEISO | NEISO | Internal | Summer | B4 | 100 | 99999 | 3159.98 | 80.89 | 80.9 | 0.01 | 0
2030 | HQ_NEISO_2_NEISO | HQ_NEISO | NEISO | Internal | Summer | B5 | 200 | 99999 | 3148.1 | 80.89 | 80.9 | 0.01 | 0
2030 | HQ_NEISO_2_NEISO | HQ_NEISO | NEISO | Internal | Summer | B6 | 300 | 99999 | 3134.69 | 80.89 | 80.9 | 0.01 | 0
2030 | HQ_NEISO_2_NEISO | HQ_NEISO | NEISO | Internal | Summer | B7 | 400 | 99999 | 3119.34 | 73.48 | 73.5 | 0.01 | 0
2030 | HQ_NEISO_2_NEISO | HQ_NEISO | NEISO | Internal | Summer | B8 | 500 | 99999 | 3107.26 | 73.48 | 73.5 | 0.01 | 0
2030 | HQ_NEISO_2_NEISO | HQ_NEISO | NEISO | Internal | Summer | B9 | 800 | 99999 | 3092.47 | 70.2 | 70.21 | 0.01 | 0
2030 | HQ_NEISO_2_NEISO | HQ_NEISO | NEISO | Internal | Summer | B10 | 1262 | 99999 | 933.3 | 70.2 | 70.21 | 0.01 | 0
2030 | HQ_NEISO_2_NEISO | HQ_NEISO | NEISO | Internal | Winter | B16 | 25 | 99999 | 3139.14 | 49.75 | 49.76 | 0.01 | 0
2030 | HQ_NEISO_2_NEISO | HQ_NEISO | NEISO | Internal | Winter | B17 | 100 | 99999 | 3128.41 | 49.75 | 49.76 | 0.01 | 0
2030 | HQ_NEISO_2_NEISO | HQ_NEISO | NEISO | Internal | Winter | B18 | 400 | 99999 | 3120.19 | 49.75 | 49.76 | 0.01 | 0
2030 | HQ_NEISO_2_NEISO | HQ_NEISO | NEISO | Internal | Winter | B19 | 700 | 99999 | 3104.89 | 49.75 | 49.76 | 0.01 | 0
2030 | HQ_NEISO_2_NEISO | HQ_NEISO | NEISO | Internal | Winter | B20 | 935 | 99999 | 1382.08 | 49.75 | 49.76 | 0.01 | 0
2030 | HQ_NY_2_NYISO_A-F | HQ_NY | NYISO_A-F | Internal | Shoulder | B11 | 25 | 99999 | 2812.27 | 52.75 | 52.76 | 0.01 | 0
2030 | HQ_NY_2_NYISO_A-F | HQ_NY | NYISO_A-F | Internal | Shoulder | B12 | 200 | 99999 | 2847.69 | 52.75 | 52.76 | 0.01 | 0
2030 | HQ_NY_2_NYISO_A-F | HQ_NY | NYISO_A-F | Internal | Shoulder | B13 | 600 | 99999 | 2781.85 | 52.75 | 52.76 | 0.01 | 0
2030 | HQ_NY_2_NYISO_A-F | HQ_NY | NYISO_A-F | Internal | Shoulder | B14 | 900 | 99999 | 2673.14 | 52.75 | 52.76 | 0.01 | 0
2030 | HQ_NY_2_NYISO_A-F | HQ_NY | NYISO_A-F | Internal | Shoulder | B15 | 1203 | 99999 | 1582.7 | 52.75 | 52.76 | 0.01 | 0
2030 | HQ_NY_2_NYISO_A-F | HQ_NY | NYISO_A-F | Internal | Summer | B1 | 10 | 99999 | 3500 | 78.89 | 78.91 | 0.01 | 0
2030 | HQ_NY_2_NYISO_A-F | HQ_NY | NYISO_A-F | Internal | Summer | B2 | 25 | 99999 | 3406.71 | 92.98 | 92.99 | 0.01 | 0
2030 | HQ_NY_2_NYISO_A-F | HQ_NY | NYISO_A-F | Internal | Summer | B3 | 75 | 99999 | 3266.7 | 92.89 | 92.91 | 0.01 | 0
2030 | HQ_NY_2_NYISO_A-F | HQ_NY | NYISO_A-F | Internal | Summer | B4 | 100 | 99999 | 3116.28 | 86.38 | 86.39 | 0.01 | 0
2030 | HQ_NY_2_NYISO_A-F | HQ_NY | NYISO_A-F | Internal | Summer | B5 | 200 | 99999 | 3025.49 | 83.89 | 83.9 | 0.01 | 0
2030 | HQ_NY_2_NYISO_A-F | HQ_NY | NYISO_A-F | Internal | Summer | B6 | 300 | 99999 | 2934.86 | 83.89 | 83.9 | 0.01 | 0
2030 | HQ_NY_2_NYISO_A-F | HQ_NY | NYISO_A-F | Internal | Summer | B7 | 400 | 99999 | 2830.75 | 76.48 | 76.5 | 0.01 | 0
2030 | HQ_NY_2_NYISO_A-F | HQ_NY | NYISO_A-F | Internal | Summer | B8 | 500 | 99999 | 2760.25 | 74.46 | 74.47 | 0.01 | 0
2030 | HQ_NY_2_NYISO_A-F | HQ_NY | NYISO_A-F | Internal | Summer | B9 | 800 | 99999 | 2664.71 | 73.18 | 73.19 | 0.01 | 0
2030 | HQ_NY_2_NYISO_A-F | HQ_NY | NYISO_A-F | Internal | Summer | B10 | 1262 | 99999 | 1436.31 | 73.18 | 73.19 | 0.01 | 0
2030 | HQ_NY_2_NYISO_A-F | HQ_NY | NYISO_A-F | Internal | Winter | B16 | 25 | 99999 | 3058.87 | 52.75 | 52.76 | 0.01 | 0
2030 | HQ_NY_2_NYISO_A-F | HQ_NY | NYISO_A-F | Internal | Winter | B17 | 100 | 99999 | 3001.1 | 52.75 | 52.76 | 0.01 | 0
2030 | HQ_NY_2_NYISO_A-F | HQ_NY | NYISO_A-F | Internal | Winter | B18 | 400 | 99999 | 2934.69 | 52.75 | 52.76 | 0.01 | 0
2030 | HQ_NY_2_NYISO_A-F | HQ_NY | NYISO_A-F | Internal | Winter | B19 | 700 | 99999 | 2819.07 | 52.75 | 52.76 | 0.01 | 0
2030 | HQ_NY_2_NYISO_A-F | HQ_NY | NYISO_A-F | Internal | Winter | B20 | 935 | 99999 | 1762.97 | 52.75 | 52.76 | 0.01 | 0
2030 | HQ_IESO_2_IESO | HQ_IESO | IESO | Internal | Shoulder | B11 | 25 | 99999 | 400 | 45.75 | 45.76 | 0.01 | 0
2030 | HQ_IESO_2_IESO | HQ_IESO | IESO | Internal | Shoulder | B12 | 200 | 99999 | 400 | 45.75 | 45.76 | 0.01 | 0
2030 | HQ_IESO_2_IESO | HQ_IESO | IESO | Internal | Shoulder | B13 | 600 | 99999 | 400 | 45.75 | 45.76 | 0.01 | 0
2030 | HQ_IESO_2_IESO | HQ_IESO | IESO | Internal | Shoulder | B14 | 900 | 99999 | 400 | 45.75 | 45.76 | 0.01 | 0
2030 | HQ_IESO_2_IESO | HQ_IESO | IESO | Internal | Shoulder | B15 | 1203 | 99999 | 75.48 | 45.75 | 45.76 | 0.01 | 0
2030 | HQ_IESO_2_IESO | HQ_IESO | IESO | Internal | Summer | B1 | 10 | 99999 | 400 | 85.89 | 85.91 | 0.01 | 0
2030 | HQ_IESO_2_IESO | HQ_IESO | IESO | Internal | Summer | B2 | 25 | 99999 | 400 | 85.98 | 85.99 | 0.01 | 0
2030 | HQ_IESO_2_IESO | HQ_IESO | IESO | Internal | Summer | B3 | 75 | 99999 | 400 | 85.89 | 85.91 | 0.01 | 0
2030 | HQ_IESO_2_IESO | HQ_IESO | IESO | Internal | Summer | B4 | 100 | 99999 | 400 | 79.38 | 79.39 | 0.01 | 0
2030 | HQ_IESO_2_IESO | HQ_IESO | IESO | Internal | Summer | B5 | 200 | 99999 | 400 | 59.11 | 59.12 | 0.01 | 0
2030 | HQ_IESO_2_IESO | HQ_IESO | IESO | Internal | Summer | B6 | 300 | 99999 | 400 | 42.55 | 42.56 | 0.01 | 0
2030 | HQ_IESO_2_IESO | HQ_IESO | IESO | Internal | Summer | B7 | 400 | 99999 | 400 | 42.55 | 42.56 | 0.01 | 0
2030 | HQ_IESO_2_IESO | HQ_IESO | IESO | Internal | Summer | B8 | 500 | 99999 | 400 | 42.55 | 42.56 | 0.01 | 0
2030 | HQ_IESO_2_IESO | HQ_IESO | IESO | Internal | Summer | B9 | 800 | 99999 | 400 | 42.55 | 42.56 | 0.01 | 0
2030 | HQ_IESO_2_IESO | HQ_IESO | IESO | Internal | Summer | B10 | 1262 | 99999 | 12.04 | 42.55 | 42.56 | 0.01 | 0
2030 | HQ_IESO_2_IESO | HQ_IESO | IESO | Internal | Winter | B16 | 25 | 99999 | 400 | 45.75 | 45.76 | 0.01 | 0
2030 | HQ_IESO_2_IESO | HQ_IESO | IESO | Internal | Winter | B17 | 100 | 99999 | 400 | 45.75 | 45.76 | 0.01 | 0
2030 | HQ_IESO_2_IESO | HQ_IESO | IESO | Internal | Winter | B18 | 400 | 99999 | 400 | 45.75 | 45.76 | 0.01 | 0
2030 | HQ_IESO_2_IESO | HQ_IESO | IESO | Internal | Winter | B19 | 700 | 99999 | 400 | 45.75 | 45.76 | 0.01 | 0
2030 | HQ_IESO_2_IESO | HQ_IESO | IESO | Internal | Winter | B20 | 935 | 99999 | 91.98 | 45.75 | 45.76 | 0.01 | 0
2030 | IESO_2_MAPP_CA | IESO | MAPP_CA | Internal | Shoulder | B11 | 25 | 262 | 0 | 45.76 | 35.33 | 7 | 0
2030 | IESO_2_MAPP_CA | IESO | MAPP_CA | Internal | Shoulder | B12 | 200 | 262 | 0 | 45.76 | 35.33 | 7 | 0
2030 | IESO_2_MAPP_CA | IESO | MAPP_CA | Internal | Shoulder | B13 | 600 | 262 | 0 | 45.76 | 35.33 | 7 | 0
2030 | IESO_2_MAPP_CA | IESO | MAPP_CA | Internal | Shoulder | B14 | 900 | 262 | 0 | 45.76 | 35.33 | 7 | 0
2030 | IESO_2_MAPP_CA | IESO | MAPP_CA | Internal | Shoulder | B15 | 1203 | 262 | 0 | 45.76 | 35.33 | 7 | 0
2030 | IESO_2_MAPP_CA | IESO | MAPP_CA | Internal | Summer | B1 | 10 | 262 | 0 | 85.91 | 49.55 | 7 | 0
2030 | IESO_2_MAPP_CA | IESO | MAPP_CA | Internal | Summer | B2 | 25 | 262 | 0 | 85.99 | 49.55 | 7 | 0
2030 | IESO_2_MAPP_CA | IESO | MAPP_CA | Internal | Summer | B3 | 75 | 262 | 0 | 85.91 | 49.55 | 7 | 0
2030 | IESO_2_MAPP_CA | IESO | MAPP_CA | Internal | Summer | B4 | 100 | 262 | 0 | 79.39 | 49.55 | 7 | 0
2030 | IESO_2_MAPP_CA | IESO | MAPP_CA | Internal | Summer | B5 | 200 | 262 | 0 | 59.12 | 49.55 | 7 | 0
2030 | IESO_2_MAPP_CA | IESO | MAPP_CA | Internal | Summer | B6 | 300 | 262 | 0.07 | 42.56 | 49.55 | 7 | 0
2030 | IESO_2_MAPP_CA | IESO | MAPP_CA | Internal | Summer | B7 | 400 | 262 | 0.05 | 42.56 | 49.55 | 7 | 0
2030 | IESO_2_MAPP_CA | IESO | MAPP_CA | Internal | Summer | B8 | 500 | 262 | 0.04 | 42.56 | 49.55 | 7 | 0
2030 | IESO_2_MAPP_CA | IESO | MAPP_CA | Internal | Summer | B9 | 800 | 262 | 0.03 | 42.56 | 49.55 | 7 | 0
2030 | IESO_2_MAPP_CA | IESO | MAPP_CA | Internal | Summer | B10 | 1262 | 262 | 0.02 | 42.56 | 49.55 | 7 | 0
2030 | IESO_2_MAPP_CA | IESO | MAPP_CA | Internal | Winter | B16 | 25 | 262 | 0 | 45.76 | 22.72 | 7 | 0
2030 | IESO_2_MAPP_CA | IESO | MAPP_CA | Internal | Winter | B17 | 100 | 262 | 0 | 45.76 | 22.72 | 7 | 0
2030 | IESO_2_MAPP_CA | IESO | MAPP_CA | Internal | Winter | B18 | 400 | 262 | 203.13 | 45.76 | 52.76 | 7 | 0
2030 | IESO_2_MAPP_CA | IESO | MAPP_CA | Internal | Winter | B19 | 700 | 262 | 191.79 | 45.76 | 52.76 | 7 | 0
2030 | IESO_2_MAPP_CA | IESO | MAPP_CA | Internal | Winter | B20 | 935 | 262 | 0 | 45.76 | 22.72 | 7 | 0
2030 | IESO_2_MISO_MI | IESO | MISO_MI | Internal | Shoulder | B11 | 25 | 2591 | 2591 | 45.76 | 87.37 | 7 | 34.6
2030 | IESO_2_MISO_MI | IESO | MISO_MI | Internal | Shoulder | B12 | 200 | 2591 | 2591 | 45.76 | 86.06 | 7 | 33.29
2030 | IESO_2_MISO_MI | IESO | MISO_MI | Internal | Shoulder | B13 | 600 | 2591 | 2591 | 45.76 | 85.55 | 7 | 32.78
2030 | IESO_2_MISO_MI | IESO | MISO_MI | Internal | Shoulder | B14 | 900 | 2591 | 2591 | 45.76 | 75.96 | 7 | 23.2
2030 | IESO_2_MISO_MI | IESO | MISO_MI | Internal | Shoulder | B15 | 1203 | 2591 | 2591 | 45.76 | 73.87 | 7 | 21.1
2030 | IESO_2_MISO_MI | IESO | MISO_MI | Internal | Summer | B1 | 10 | 2591 | 2591 | 85.91 | 141.37 | 7 | 48.47
2030 | IESO_2_MISO_MI | IESO | MISO_MI | Internal | Summer | B2 | 25 | 2591 | 2591 | 85.99 | 139.29 | 7 | 46.3
2030 | IESO_2_MISO_MI | IESO | MISO_MI | Internal | Summer | B3 | 75 | 2591 | 2591 | 85.91 | 138.41 | 7 | 45.5
2030 | IESO_2_MISO_MI | IESO | MISO_MI | Internal | Summer | B4 | 100 | 2591 | 2591 | 79.39 | 138.26 | 7 | 51.87
2030 | IESO_2_MISO_MI | IESO | MISO_MI | Internal | Summer | B5 | 200 | 2591 | 2591 | 59.12 | 129.46 | 7 | 63.34
2030 | IESO_2_MISO_MI | IESO | MISO_MI | Internal | Summer | B6 | 300 | 2591 | 2591 | 42.56 | 102.21 | 7 | 52.65
2030 | IESO_2_MISO_MI | IESO | MISO_MI | Internal | Summer | B7 | 400 | 2591 | 2591 | 42.56 | 92.56 | 7 | 43
2030 | IESO_2_MISO_MI | IESO | MISO_MI | Internal | Summer | B8 | 500 | 2591 | 2591 | 42.56 | 88.22 | 7 | 38.67
2030 | IESO_2_MISO_MI | IESO | MISO_MI | Internal | Summer | B9 | 800 | 2591 | 2591 | 42.56 | 83.07 | 7 | 33.52
2030 | IESO_2_MISO_MI | IESO | MISO_MI | Internal | Summer | B10 | 1262 | 2591 | 2591 | 42.56 | 74.61 | 7 | 25.06
2030 | IESO_2_MISO_MI | IESO | MISO_MI | Internal | Winter | B16 | 25 | 2591 | 2591 | 45.76 | 93.92 | 7 | 41.15
2030 | IESO_2_MISO_MI | IESO | MISO_MI | Internal | Winter | B17 | 100 | 2591 | 2591 | 45.76 | 89.87 | 7 | 37.11
2030 | IESO_2_MISO_MI | IESO | MISO_MI | Internal | Winter | B18 | 400 | 2591 | 2591 | 45.76 | 89.17 | 7 | 36.4
2030 | IESO_2_MISO_MI | IESO | MISO_MI | Internal | Winter | B19 | 700 | 2591 | 2591 | 45.76 | 78.6 | 7 | 25.84
2030 | IESO_2_MISO_MI | IESO | MISO_MI | Internal | Winter | B20 | 935 | 2591 | 2591 | 45.76 | 74.34 | 7 | 21.57
2030 | IESO_2_MISO_W | IESO | MISO_W | Internal | Shoulder | B11 | 25 | 207 | 207 | 45.76 | 90.37 | 7 | 37.61
2030 | IESO_2_MISO_W | IESO | MISO_W | Internal | Shoulder | B12 | 200 | 207 | 207 | 45.76 | 75.95 | 7 | 23.19
2030 | IESO_2_MISO_W | IESO | MISO_W | Internal | Shoulder | B13 | 600 | 207 | 207 | 45.76 | 75.69 | 7 | 22.93
2030 | IESO_2_MISO_W | IESO | MISO_W | Internal | Shoulder | B14 | 900 | 207 | 0 | 45.76 | 49.33 | 7 | 0
2030 | IESO_2_MISO_W | IESO | MISO_W | Internal | Shoulder | B15 | 1203 | 207 | 0 | 45.76 | 25.62 | 7 | 0
2030 | IESO_2_MISO_W | IESO | MISO_W | Internal | Summer | B1 | 10 | 207 | 207 | 85.91 | 139.28 | 7 | 46.37
2030 | IESO_2_MISO_W | IESO | MISO_W | Internal | Summer | B2 | 25 | 207 | 207 | 85.99 | 138.39 | 7 | 45.4
2030 | IESO_2_MISO_W | IESO | MISO_W | Internal | Summer | B3 | 75 | 207 | 207 | 85.91 | 138.4 | 7 | 45.49
2030 | IESO_2_MISO_W | IESO | MISO_W | Internal | Summer | B4 | 100 | 207 | 207 | 79.39 | 138.24 | 7 | 51.85
2030 | IESO_2_MISO_W | IESO | MISO_W | Internal | Summer | B5 | 200 | 207 | 207 | 59.12 | 129.45 | 7 | 63.33
2030 | IESO_2_MISO_W | IESO | MISO_W | Internal | Summer | B6 | 300 | 207 | 207 | 42.56 | 102.19 | 7 | 52.64
2030 | IESO_2_MISO_W | IESO | MISO_W | Internal | Summer | B7 | 400 | 207 | 207 | 42.56 | 92.54 | 7 | 42.99
2030 | IESO_2_MISO_W | IESO | MISO_W | Internal | Summer | B8 | 500 | 207 | 207 | 42.56 | 88.21 | 7 | 38.65
2030 | IESO_2_MISO_W | IESO | MISO_W | Internal | Summer | B9 | 800 | 207 | 207 | 42.56 | 83.06 | 7 | 33.5
2030 | IESO_2_MISO_W | IESO | MISO_W | Internal | Summer | B10 | 1262 | 207 | 29.49 | 42.56 | 49.56 | 7 | 0
2030 | IESO_2_MISO_W | IESO | MISO_W | Internal | Winter | B16 | 25 | 207 | 0 | 45.76 | 15.71 | 7 | 0
2030 | IESO_2_MISO_W | IESO | MISO_W | Internal | Winter | B17 | 100 | 207 | 0 | 45.76 | 15.71 | 7 | 0
2030 | IESO_2_MISO_W | IESO | MISO_W | Internal | Winter | B18 | 400 | 207 | 207 | 45.76 | 76.61 | 7 | 23.85
2030 | IESO_2_MISO_W | IESO | MISO_W | Internal | Winter | B19 | 700 | 207 | 207 | 45.76 | 76.61 | 7 | 23.85
2030 | IESO_2_MISO_W | IESO | MISO_W | Internal | Winter | B20 | 935 | 207 | 0 | 45.76 | 22.71 | 7 | 0
2030 | IESO_2_NYISO_A-F | IESO | NYISO_A-F | Internal | Shoulder | B11 | 25 | 1725 | 912.19 | 45.76 | 52.76 | 7 | 0
2030 | IESO_2_NYISO_A-F | IESO | NYISO_A-F | Internal | Shoulder | B12 | 200 | 1725 | 1254.37 | 45.76 | 52.76 | 7 | 0
2030 | IESO_2_NYISO_A-F | IESO | NYISO_A-F | Internal | Shoulder | B13 | 600 | 1725 | 916.74 | 45.76 | 52.76 | 7 | 0
2030 | IESO_2_NYISO_A-F | IESO | NYISO_A-F | Internal | Shoulder | B14 | 900 | 1725 | 824.44 | 45.76 | 52.76 | 7 | 0
2030 | IESO_2_NYISO_A-F | IESO | NYISO_A-F | Internal | Shoulder | B15 | 1203 | 1725 | 827.95 | 45.76 | 52.76 | 7 | 0
2030 | IESO_2_NYISO_A-F | IESO | NYISO_A-F | Internal | Summer | B1 | 10 | 1725 | 0 | 85.91 | 78.91 | 7 | 0
2030 | IESO_2_NYISO_A-F | IESO | NYISO_A-F | Internal | Summer | B2 | 25 | 1725 | 803 | 85.99 | 92.99 | 7 | 0
2030 | IESO_2_NYISO_A-F | IESO | NYISO_A-F | Internal | Summer | B3 | 75 | 1725 | 555.16 | 85.91 | 92.91 | 7 | 0
2030 | IESO_2_NYISO_A-F | IESO | NYISO_A-F | Internal | Summer | B4 | 100 | 1725 | 1312.6 | 79.39 | 86.39 | 7 | 0
2030 | IESO_2_NYISO_A-F | IESO | NYISO_A-F | Internal | Summer | B5 | 200 | 1725 | 1725 | 59.12 | 83.9 | 7 | 17.78
2030 | IESO_2_NYISO_A-F | IESO | NYISO_A-F | Internal | Summer | B6 | 300 | 1725 | 1725 | 42.56 | 83.9 | 7 | 34.34
2030 | IESO_2_NYISO_A-F | IESO | NYISO_A-F | Internal | Summer | B7 | 400 | 1725 | 1725 | 42.56 | 76.5 | 7 | 26.94
2030 | IESO_2_NYISO_A-F | IESO | NYISO_A-F | Internal | Summer | B8 | 500 | 1725 | 1725 | 42.56 | 74.47 | 7 | 24.91
2030 | IESO_2_NYISO_A-F | IESO | NYISO_A-F | Internal | Summer | B9 | 800 | 1725 | 1725 | 42.56 | 73.19 | 7 | 23.63
2030 | IESO_2_NYISO_A-F | IESO | NYISO_A-F | Internal | Summer | B10 | 1262 | 1725 | 1725 | 42.56 | 73.19 | 7 | 23.63
2030 | IESO_2_NYISO_A-F | IESO | NYISO_A-F | Internal | Winter | B16 | 25 | 1725 | 709.07 | 45.76 | 52.76 | 7 | 0
2030 | IESO_2_NYISO_A-F | IESO | NYISO_A-F | Internal | Winter | B17 | 100 | 1725 | 715.36 | 45.76 | 52.76 | 7 | 0
2030 | IESO_2_NYISO_A-F | IESO | NYISO_A-F | Internal | Winter | B18 | 400 | 1725 | 399.29 | 45.76 | 52.76 | 7 | 0
2030 | IESO_2_NYISO_A-F | IESO | NYISO_A-F | Internal | Winter | B19 | 700 | 1725 | 262.37 | 45.76 | 52.76 | 7 | 0
2030 | IESO_2_NYISO_A-F | IESO | NYISO_A-F | Internal | Winter | B20 | 935 | 1725 | 249.22 | 45.76 | 52.76 | 7 | 0
2030 | MAPP_CA_2_IESO | MAPP_CA | IESO | Internal | Shoulder | B11 | 25 | 330 | 330 | 35.33 | 45.76 | 8 | 2.43
2030 | MAPP_CA_2_IESO | MAPP_CA | IESO | Internal | Shoulder | B12 | 200 | 330 | 330 | 35.33 | 45.76 | 8 | 2.43
2030 | MAPP_CA_2_IESO | MAPP_CA | IESO | Internal | Shoulder | B13 | 600 | 330 | 330 | 35.33 | 45.76 | 8 | 2.43
2030 | MAPP_CA_2_IESO | MAPP_CA | IESO | Internal | Shoulder | B14 | 900 | 330 | 330 | 35.33 | 45.76 | 8 | 2.43
2030 | MAPP_CA_2_IESO | MAPP_CA | IESO | Internal | Shoulder | B15 | 1203 | 330 | 330 | 35.33 | 45.76 | 8 | 2.43
2030 | MAPP_CA_2_IESO | MAPP_CA | IESO | Internal | Summer | B1 | 10 | 330 | 330 | 49.55 | 85.91 | 8 | 28.36
2030 | MAPP_CA_2_IESO | MAPP_CA | IESO | Internal | Summer | B2 | 25 | 330 | 330 | 49.55 | 85.99 | 8 | 28.44
2030 | MAPP_CA_2_IESO | MAPP_CA | IESO | Internal | Summer | B3 | 75 | 330 | 330 | 49.55 | 85.91 | 8 | 28.36
2030 | MAPP_CA_2_IESO | MAPP_CA | IESO | Internal | Summer | B4 | 100 | 330 | 330 | 49.55 | 79.39 | 8 | 21.84
2030 | MAPP_CA_2_IESO | MAPP_CA | IESO | Internal | Summer | B5 | 200 | 330 | 330 | 49.55 | 59.12 | 8 | 1.57
2030 | MAPP_CA_2_IESO | MAPP_CA | IESO | Internal | Summer | B6 | 300 | 330 | 0 | 49.55 | 42.56 | 8 | 0
2030 | MAPP_CA_2_IESO | MAPP_CA | IESO | Internal | Summer | B7 | 400 | 330 | 0 | 49.55 | 42.56 | 8 | 0
2030 | MAPP_CA_2_IESO | MAPP_CA | IESO | Internal | Summer | B8 | 500 | 330 | 0 | 49.55 | 42.56 | 8 | 0
2030 | MAPP_CA_2_IESO | MAPP_CA | IESO | Internal | Summer | B9 | 800 | 330 | 0 | 49.55 | 42.56 | 8 | 0
2030 | MAPP_CA_2_IESO | MAPP_CA | IESO | Internal | Summer | B10 | 1262 | 330 | 0 | 49.55 | 42.56 | 8 | 0
2030 | MAPP_CA_2_IESO | MAPP_CA | IESO | Internal | Winter | B16 | 25 | 330 | 330 | 22.72 | 45.76 | 8 | 15.04
2030 | MAPP_CA_2_IESO | MAPP_CA | IESO | Internal | Winter | B17 | 100 | 330 | 330 | 22.72 | 45.76 | 8 | 15.04
2030 | MAPP_CA_2_IESO | MAPP_CA | IESO | Internal | Winter | B18 | 400 | 330 | 0 | 52.76 | 45.76 | 8 | 0
2030 | MAPP_CA_2_IESO | MAPP_CA | IESO | Internal | Winter | B19 | 700 | 330 | 0 | 52.76 | 45.76 | 8 | 0
2030 | MAPP_CA_2_IESO | MAPP_CA | IESO | Internal | Winter | B20 | 935 | 330 | 330 | 22.72 | 45.76 | 8 | 15.04
2030 | MAPP_CA_2_MAPP_US | MAPP_CA | MAPP_US | Internal | Shoulder | B11 | 25 | 372 | 372 | 35.33 | 83.37 | 7 | 41.04
2030 | MAPP_CA_2_MAPP_US | MAPP_CA | MAPP_US | Internal | Shoulder | B12 | 200 | 372 | 372 | 35.33 | 68.95 | 7 | 26.62
2030 | MAPP_CA_2_MAPP_US | MAPP_CA | MAPP_US | Internal | Shoulder | B13 | 600 | 372 | 372 | 35.33 | 68.69 | 7 | 26.36
2030 | MAPP_CA_2_MAPP_US | MAPP_CA | MAPP_US | Internal | Shoulder | B14 | 900 | 372 | 125.19 | 35.33 | 42.33 | 7 | 0
2030 | MAPP_CA_2_MAPP_US | MAPP_CA | MAPP_US | Internal | Shoulder | B15 | 1203 | 372 | 0 | 35.33 | 18.62 | 7 | 0
2030 | MAPP_CA_2_MAPP_US | MAPP_CA | MAPP_US | Internal | Summer | B1 | 10 | 372 | 372 | 49.55 | 137.29 | 7 | 80.74
2030 | MAPP_CA_2_MAPP_US | MAPP_CA | MAPP_US | Internal | Summer | B2 | 25 | 372 | 372 | 49.55 | 131.39 | 7 | 74.84
2030 | MAPP_CA_2_MAPP_US | MAPP_CA | MAPP_US | Internal | Summer | B3 | 75 | 372 | 372 | 49.55 | 131.4 | 7 | 74.85
2030 | MAPP_CA_2_MAPP_US | MAPP_CA | MAPP_US | Internal | Summer | B4 | 100 | 372 | 372 | 49.55 | 131.24 | 7 | 74.7
2030 | MAPP_CA_2_MAPP_US | MAPP_CA | MAPP_US | Internal | Summer | B5 | 200 | 372 | 372 | 49.55 | 122.45 | 7 | 65.9
2030 | MAPP_CA_2_MAPP_US | MAPP_CA | MAPP_US | Internal | Summer | B6 | 300 | 372 | 372 | 49.55 | 95.19 | 7 | 38.65
2030 | MAPP_CA_2_MAPP_US | MAPP_CA | MAPP_US | Internal | Summer | B7 | 400 | 372 | 372 | 49.55 | 85.54 | 7 | 29
2030 | MAPP_CA_2_MAPP_US | MAPP_CA | MAPP_US | Internal | Summer | B8 | 500 | 372 | 372 | 49.55 | 81.21 | 7 | 24.67
2030 | MAPP_CA_2_MAPP_US | MAPP_CA | MAPP_US | Internal | Summer | B9 | 800 | 372 | 372 | 49.55 | 76.06 | 7 | 19.52
2030 | MAPP_CA_2_MAPP_US | MAPP_CA | MAPP_US | Internal | Summer | B10 | 1262 | 372 | 0 | 49.55 | 42.56 | 7 | 0
2030 | MAPP_CA_2_MAPP_US | MAPP_CA | MAPP_US | Internal | Winter | B16 | 25 | 372 | 0 | 22.72 | 15.71 | 7 | 0
2030 | MAPP_CA_2_MAPP_US | MAPP_CA | MAPP_US | Internal | Winter | B17 | 100 | 372 | 0 | 22.72 | 15.71 | 7 | 0
2030 | MAPP_CA_2_MAPP_US | MAPP_CA | MAPP_US | Internal | Winter | B18 | 400 | 372 | 372 | 52.76 | 69.61 | 7 | 9.85
2030 | MAPP_CA_2_MAPP_US | MAPP_CA | MAPP_US | Internal | Winter | B19 | 700 | 372 | 372 | 52.76 | 69.61 | 7 | 9.85
2030 | MAPP_CA_2_MAPP_US | MAPP_CA | MAPP_US | Internal | Winter | B20 | 935 | 372 | 0 | 22.72 | 15.71 | 7 | 0
2030 | MAPP_CA_2_MISO_W | MAPP_CA | MISO_W | Internal | Shoulder | B11 | 25 | 1970 | 1970 | 35.33 | 90.37 | 0.01 | 55.02
2030 | MAPP_CA_2_MISO_W | MAPP_CA | MISO_W | Internal | Shoulder | B12 | 200 | 1970 | 1970 | 35.33 | 75.95 | 0.01 | 40.6
2030 | MAPP_CA_2_MISO_W | MAPP_CA | MISO_W | Internal | Shoulder | B13 | 600 | 1970 | 1970 | 35.33 | 75.69 | 0.01 | 40.35
2030 | MAPP_CA_2_MISO_W | MAPP_CA | MISO_W | Internal | Shoulder | B14 | 900 | 1970 | 1970 | 35.33 | 49.33 | 0.01 | 13.99
2030 | MAPP_CA_2_MISO_W | MAPP_CA | MISO_W | Internal | Shoulder | B15 | 1203 | 1970 | 0 | 35.33 | 25.62 | 0.01 | 0
2030 | MAPP_CA_2_MISO_W | MAPP_CA | MISO_W | Internal | Summer | B1 | 10 | 1970 | 1970 | 49.55 | 139.28 | 0.01 | 89.72
2030 | MAPP_CA_2_MISO_W | MAPP_CA | MISO_W | Internal | Summer | B2 | 25 | 1970 | 1970 | 49.55 | 138.39 | 0.01 | 88.83
2030 | MAPP_CA_2_MISO_W | MAPP_CA | MISO_W | Internal | Summer | B3 | 75 | 1970 | 1970 | 49.55 | 138.4 | 0.01 | 88.84
2030 | MAPP_CA_2_MISO_W | MAPP_CA | MISO_W | Internal | Summer | B4 | 100 | 1970 | 1970 | 49.55 | 138.24 | 0.01 | 88.68
2030 | MAPP_CA_2_MISO_W | MAPP_CA | MISO_W | Internal | Summer | B5 | 200 | 1970 | 1970 | 49.55 | 129.45 | 0.01 | 79.89
2030 | MAPP_CA_2_MISO_W | MAPP_CA | MISO_W | Internal | Summer | B6 | 300 | 1970 | 1970 | 49.55 | 102.19 | 0.01 | 52.64
2030 | MAPP_CA_2_MISO_W | MAPP_CA | MISO_W | Internal | Summer | B7 | 400 | 1970 | 1970 | 49.55 | 92.54 | 0.01 | 42.99
2030 | MAPP_CA_2_MISO_W | MAPP_CA | MISO_W | Internal | Summer | B8 | 500 | 1970 | 1970 | 49.55 | 88.21 | 0.01 | 38.65
2030 | MAPP_CA_2_MISO_W | MAPP_CA | MISO_W | Internal | Summer | B9 | 800 | 1970 | 1970 | 49.55 | 83.06 | 0.01 | 33.5
2030 | MAPP_CA_2_MISO_W | MAPP_CA | MISO_W | Internal | Summer | B10 | 1262 | 1970 | 580.52 | 49.55 | 49.56 | 0.01 | 0
2030 | MAPP_CA_2_MISO_W | MAPP_CA | MISO_W | Internal | Winter | B16 | 25 | 1970 | 0 | 22.72 | 15.71 | 0.01 | 0
2030 | MAPP_CA_2_MISO_W | MAPP_CA | MISO_W | Internal | Winter | B17 | 100 | 1970 | 0 | 22.72 | 15.71 | 0.01 | 0
2030 | MAPP_CA_2_MISO_W | MAPP_CA | MISO_W | Internal | Winter | B18 | 400 | 1970 | 1970 | 52.76 | 76.61 | 0.01 | 23.83
2030 | MAPP_CA_2_MISO_W | MAPP_CA | MISO_W | Internal | Winter | B19 | 700 | 1970 | 1970 | 52.76 | 76.61 | 0.01 | 23.83
2030 | MAPP_CA_2_MISO_W | MAPP_CA | MISO_W | Internal | Winter | B20 | 935 | 1970 | 0.01 | 22.72 | 22.71 | 0.01 | 0
2030 | MAPP_US_2_MAPP_CA | MAPP_US | MAPP_CA | Internal | Shoulder | B11 | 25 | 165 | 0 | 83.37 | 35.33 | 7 | 0
2030 | MAPP_US_2_MAPP_CA | MAPP_US | MAPP_CA | Internal | Shoulder | B12 | 200 | 165 | 0 | 68.95 | 35.33 | 7 | 0
2030 | MAPP_US_2_MAPP_CA | MAPP_US | MAPP_CA | Internal | Shoulder | B13 | 600 | 165 | 0 | 68.69 | 35.33 | 7 | 0
2030 | MAPP_US_2_MAPP_CA | MAPP_US | MAPP_CA | Internal | Shoulder | B14 | 900 | 165 | 0 | 42.33 | 35.33 | 7 | 0
2030 | MAPP_US_2_MAPP_CA | MAPP_US | MAPP_CA | Internal | Shoulder | B15 | 1203 | 165 | 165 | 18.62 | 35.33 | 7 | 9.72
2030 | MAPP_US_2_MAPP_CA | MAPP_US | MAPP_CA | Internal | Summer | B1 | 10 | 165 | 0 | 137.29 | 49.55 | 7 | 0
2030 | MAPP_US_2_MAPP_CA | MAPP_US | MAPP_CA | Internal | Summer | B2 | 25 | 165 | 0 | 131.39 | 49.55 | 7 | 0
2030 | MAPP_US_2_MAPP_CA | MAPP_US | MAPP_CA | Internal | Summer | B3 | 75 | 165 | 0 | 131.4 | 49.55 | 7 | 0
2030 | MAPP_US_2_MAPP_CA | MAPP_US | MAPP_CA | Internal | Summer | B4 | 100 | 165 | 0 | 131.24 | 49.55 | 7 | 0
2030 | MAPP_US_2_MAPP_CA | MAPP_US | MAPP_CA | Internal | Summer | B5 | 200 | 165 | 0 | 122.45 | 49.55 | 7 | 0
2030 | MAPP_US_2_MAPP_CA | MAPP_US | MAPP_CA | Internal | Summer | B6 | 300 | 165 | 0 | 95.19 | 49.55 | 7 | 0
2030 | MAPP_US_2_MAPP_CA | MAPP_US | MAPP_CA | Internal | Summer | B7 | 400 | 165 | 0 | 85.54 | 49.55 | 7 | 0
2030 | MAPP_US_2_MAPP_CA | MAPP_US | MAPP_CA | Internal | Summer | B8 | 500 | 165 | 0 | 81.21 | 49.55 | 7 | 0
2030 | MAPP_US_2_MAPP_CA | MAPP_US | MAPP_CA | Internal | Summer | B9 | 800 | 165 | 0 | 76.06 | 49.55 | 7 | 0
2030 | MAPP_US_2_MAPP_CA | MAPP_US | MAPP_CA | Internal | Summer | B10 | 1262 | 165 | 0.02 | 42.56 | 49.55 | 7 | 0
2030 | MAPP_US_2_MAPP_CA | MAPP_US | MAPP_CA | Internal | Winter | B16 | 25 | 165 | 164.23 | 15.71 | 22.72 | 7 | 0.01
2030 | MAPP_US_2_MAPP_CA | MAPP_US | MAPP_CA | Internal | Winter | B17 | 100 | 165 | 164.79 | 15.71 | 22.72 | 7 | 0.01
2030 | MAPP_US_2_MAPP_CA | MAPP_US | MAPP_CA | Internal | Winter | B18 | 400 | 165 | 0 | 69.61 | 52.76 | 7 | 0
2030 | MAPP_US_2_MAPP_CA | MAPP_US | MAPP_CA | Internal | Winter | B19 | 700 | 165 | 0 | 69.61 | 52.76 | 7 | 0
2030 | MAPP_US_2_MAPP_CA | MAPP_US | MAPP_CA | Internal | Winter | B20 | 935 | 165 | 164.98 | 15.71 | 22.72 | 7 | 0.01
2030 | MAPP_US_2_MISO_W | MAPP_US | MISO_W | Internal | Shoulder | B11 | 25 | 2635 | 754.75 | 83.37 | 90.37 | 7 | 0
2030 | MAPP_US_2_MISO_W | MAPP_US | MISO_W | Internal | Shoulder | B12 | 200 | 2635 | 672.84 | 68.95 | 75.95 | 7 | 0
2030 | MAPP_US_2_MISO_W | MAPP_US | MISO_W | Internal | Shoulder | B13 | 600 | 2635 | 2434.74 | 68.69 | 75.69 | 7 | 0
2030 | MAPP_US_2_MISO_W | MAPP_US | MISO_W | Internal | Shoulder | B14 | 900 | 2635 | 1148.99 | 42.33 | 49.33 | 7 | 0
2030 | MAPP_US_2_MISO_W | MAPP_US | MISO_W | Internal | Shoulder | B15 | 1203 | 2635 | 1012.2 | 18.62 | 25.62 | 7 | 0
2030 | MAPP_US_2_MISO_W | MAPP_US | MISO_W | Internal | Summer | B1 | 10 | 2635 | 0 | 137.29 | 139.28 | 7 | 0
2030 | MAPP_US_2_MISO_W | MAPP_US | MISO_W | Internal | Summer | B2 | 25 | 2635 | 381.88 | 131.39 | 138.39 | 7 | 0
2030 | MAPP_US_2_MISO_W | MAPP_US | MISO_W | Internal | Summer | B3 | 75 | 2635 | 315.2 | 131.4 | 138.4 | 7 | 0
2030 | MAPP_US_2_MISO_W | MAPP_US | MISO_W | Internal | Summer | B4 | 100 | 2635 | 601.36 | 131.24 | 138.24 | 7 | 0
2030 | MAPP_US_2_MISO_W | MAPP_US | MISO_W | Internal | Summer | B5 | 200 | 2635 | 399.75 | 122.45 | 129.45 | 7 | 0
2030 | MAPP_US_2_MISO_W | MAPP_US | MISO_W | Internal | Summer | B6 | 300 | 2635 | 284.95 | 95.19 | 102.19 | 7 | 0
2030 | MAPP_US_2_MISO_W | MAPP_US | MISO_W | Internal | Summer | B7 | 400 | 2635 | 358.41 | 85.54 | 92.54 | 7 | 0
2030 | MAPP_US_2_MISO_W | MAPP_US | MISO_W | Internal | Summer | B8 | 500 | 2635 | 814.93 | 81.21 | 88.21 | 7 | 0
2030 | MAPP_US_2_MISO_W | MAPP_US | MISO_W | Internal | Summer | B9 | 800 | 2635 | 142.93 | 76.06 | 83.06 | 7 | 0
2030 | MAPP_US_2_MISO_W | MAPP_US | MISO_W | Internal | Summer | B10 | 1262 | 2635 | 352.86 | 42.56 | 49.56 | 7 | 0
2030 | MAPP_US_2_MISO_W | MAPP_US | MISO_W | Internal | Winter | B16 | 25 | 2635 | 0 | 15.71 | 15.71 | 7 | 0
2030 | MAPP_US_2_MISO_W | MAPP_US | MISO_W | Internal | Winter | B17 | 100 | 2635 | 0 | 15.71 | 15.71 | 7 | 0
2030 | MAPP_US_2_MISO_W | MAPP_US | MISO_W | Internal | Winter | B18 | 400 | 2635 | 1433.27 | 69.61 | 76.61 | 7 | 0
2030 | MAPP_US_2_MISO_W | MAPP_US | MISO_W | Internal | Winter | B19 | 700 | 2635 | 1690.09 | 69.61 | 76.61 | 7 | 0
2030 | MAPP_US_2_MISO_W | MAPP_US | MISO_W | Internal | Winter | B20 | 935 | 2635 | 568.73 | 15.71 | 22.71 | 7 | 0
2030 | MAPP_US_2_NE | MAPP_US | NE | Internal | Shoulder | B11 | 25 | 2000 | 0 | 83.37 | 85.37 | 7 | 0
2030 | MAPP_US_2_NE | MAPP_US | NE | Internal | Shoulder | B12 | 200 | 2000 | 0 | 68.95 | 70.94 | 7 | 0
2030 | MAPP_US_2_NE | MAPP_US | NE | Internal | Shoulder | B13 | 600 | 2000 | 0 | 68.69 | 63.69 | 7 | 0
2030 | MAPP_US_2_NE | MAPP_US | NE | Internal | Shoulder | B14 | 900 | 2000 | 0 | 42.33 | 2.31 | 7 | 0
2030 | MAPP_US_2_NE | MAPP_US | NE | Internal | Shoulder | B15 | 1203 | 2000 | 0 | 18.62 | 2.3 | 7 | 0
2030 | MAPP_US_2_NE | MAPP_US | NE | Internal | Summer | B1 | 10 | 2000 | 0 | 137.29 | 134.28 | 7 | 0
2030 | MAPP_US_2_NE | MAPP_US | NE | Internal | Summer | B2 | 25 | 2000 | 0 | 131.39 | 126.6 | 7 | 0
2030 | MAPP_US_2_NE | MAPP_US | NE | Internal | Summer | B3 | 75 | 2000 | 0 | 131.4 | 133.4 | 7 | 0
2030 | MAPP_US_2_NE | MAPP_US | NE | Internal | Summer | B4 | 100 | 2000 | 0 | 131.24 | 133.24 | 7 | 0
2030 | MAPP_US_2_NE | MAPP_US | NE | Internal | Summer | B5 | 200 | 2000 | 0 | 122.45 | 124.45 | 7 | 0
2030 | MAPP_US_2_NE | MAPP_US | NE | Internal | Summer | B6 | 300 | 2000 | 0 | 95.19 | 97.19 | 7 | 0
2030 | MAPP_US_2_NE | MAPP_US | NE | Internal | Summer | B7 | 400 | 2000 | 0 | 85.54 | 87.54 | 7 | 0
2030 | MAPP_US_2_NE | MAPP_US | NE | Internal | Summer | B8 | 500 | 2000 | 0 | 81.21 | 83.21 | 7 | 0
2030 | MAPP_US_2_NE | MAPP_US | NE | Internal | Summer | B9 | 800 | 2000 | 0 | 76.06 | 78.06 | 7 | 0
2030 | MAPP_US_2_NE | MAPP_US | NE | Internal | Summer | B10 | 1262 | 2000 | 0 | 42.56 | 37.56 | 7 | 0
2030 | MAPP_US_2_NE | MAPP_US | NE | Internal | Winter | B16 | 25 | 2000 | 0 | 15.71 | 2.3 | 7 | 0
2030 | MAPP_US_2_NE | MAPP_US | NE | Internal | Winter | B17 | 100 | 2000 | 0 | 15.71 | 2.3 | 7 | 0
2030 | MAPP_US_2_NE | MAPP_US | NE | Internal | Winter | B18 | 400 | 2000 | 0 | 69.61 | 64.61 | 7 | 0
2030 | MAPP_US_2_NE | MAPP_US | NE | Internal | Winter | B19 | 700 | 2000 | 0 | 69.61 | 11.53 | 7 | 0
2030 | MAPP_US_2_NE | MAPP_US | NE | Internal | Winter | B20 | 935 | 2000 | 0 | 15.71 | 2.3 | 7 | 0
2030 | MARITIMES_2_NEISO | MARITIMES | NEISO | Internal | Shoulder | B11 | 25 | 99999 | 1720.66 | 49.75 | 49.76 | 0.01 | 0
2030 | MARITIMES_2_NEISO | MARITIMES | NEISO | Internal | Shoulder | B12 | 200 | 99999 | 1717.44 | 49.75 | 49.76 | 0.01 | 0
2030 | MARITIMES_2_NEISO | MARITIMES | NEISO | Internal | Shoulder | B13 | 600 | 99999 | 1704.79 | 49.75 | 49.76 | 0.01 | 0
2030 | MARITIMES_2_NEISO | MARITIMES | NEISO | Internal | Shoulder | B14 | 900 | 99999 | 1682.64 | 49.75 | 49.76 | 0.01 | 0
2030 | MARITIMES_2_NEISO | MARITIMES | NEISO | Internal | Shoulder | B15 | 1203 | 99999 | 648.08 | 49.75 | 49.76 | 0.01 | 0
2030 | MARITIMES_2_NEISO | MARITIMES | NEISO | Internal | Summer | B1 | 10 | 99999 | 1900.09 | 95.98 | 95.99 | 0.01 | 0
2030 | MARITIMES_2_NEISO | MARITIMES | NEISO | Internal | Summer | B2 | 25 | 99999 | 1878.84 | 95.98 | 95.99 | 0.01 | 0
2030 | MARITIMES_2_NEISO | MARITIMES | NEISO | Internal | Summer | B3 | 75 | 99999 | 1836.39 | 89.89 | 89.91 | 0.01 | 0
2030 | MARITIMES_2_NEISO | MARITIMES | NEISO | Internal | Summer | B4 | 100 | 99999 | 1799.97 | 80.89 | 80.9 | 0.01 | 0
2030 | MARITIMES_2_NEISO | MARITIMES | NEISO | Internal | Summer | B5 | 200 | 99999 | 1780.16 | 80.89 | 80.9 | 0.01 | 0
2030 | MARITIMES_2_NEISO | MARITIMES | NEISO | Internal | Summer | B6 | 300 | 99999 | 1757.82 | 80.89 | 80.9 | 0.01 | 0
2030 | MARITIMES_2_NEISO | MARITIMES | NEISO | Internal | Summer | B7 | 400 | 99999 | 1732.23 | 73.48 | 73.5 | 0.01 | 0
2030 | MARITIMES_2_NEISO | MARITIMES | NEISO | Internal | Summer | B8 | 500 | 99999 | 1712.1 | 73.48 | 73.5 | 0.01 | 0
2030 | MARITIMES_2_NEISO | MARITIMES | NEISO | Internal | Summer | B9 | 800 | 99999 | 1687.45 | 70.2 | 70.21 | 0.01 | 0
2030 | MARITIMES_2_NEISO | MARITIMES | NEISO | Internal | Summer | B10 | 1262 | 99999 | 465.06 | 70.2 | 70.21 | 0.01 | 0
2030 | MARITIMES_2_NEISO | MARITIMES | NEISO | Internal | Winter | B16 | 25 | 99999 | 1765.23 | 49.75 | 49.76 | 0.01 | 0
2030 | MARITIMES_2_NEISO | MARITIMES | NEISO | Internal | Winter | B17 | 100 | 99999 | 1747.34 | 49.75 | 49.76 | 0.01 | 0
2030 | MARITIMES_2_NEISO | MARITIMES | NEISO | Internal | Winter | B18 | 400 | 99999 | 1733.65 | 49.75 | 49.76 | 0.01 | 0
2030 | MARITIMES_2_NEISO | MARITIMES | NEISO | Internal | Winter | B19 | 700 | 99999 | 1708.15 | 49.75 | 49.76 | 0.01 | 0
2030 | MARITIMES_2_NEISO | MARITIMES | NEISO | Internal | Winter | B20 | 935 | 99999 | 723.43 | 49.75 | 49.76 | 0.01 | 0
2030 | MISO_IN_2_MISO_MI | MISO_IN | MISO_MI | Internal | Shoulder | B11 | 25 | 5768 | 5768 | 75.95 | 87.37 | 0.01 | 11.4
2030 | MISO_IN_2_MISO_MI | MISO_IN | MISO_MI | Internal | Shoulder | B12 | 200 | 5768 | 5768 | 75.95 | 86.06 | 0.01 | 10.1
2030 | MISO_IN_2_MISO_MI | MISO_IN | MISO_MI | Internal | Shoulder | B13 | 600 | 5768 | 5768 | 75.95 | 85.55 | 0.01 | 9.58
2030 | MISO_IN_2_MISO_MI | MISO_IN | MISO_MI | Internal | Shoulder | B14 | 900 | 5768 | 5676.93 | 75.95 | 75.96 | 0.01 | 0
2030 | MISO_IN_2_MISO_MI | MISO_IN | MISO_MI | Internal | Shoulder | B15 | 1203 | 5768 | 5057.03 | 73.86 | 73.87 | 0.01 | 0
2030 | MISO_IN_2_MISO_MI | MISO_IN | MISO_MI | Internal | Summer | B1 | 10 | 5768 | 5767.99 | 139.28 | 141.37 | 0.01 | 2.08
2030 | MISO_IN_2_MISO_MI | MISO_IN | MISO_MI | Internal | Summer | B2 | 25 | 5768 | 4783.41 | 139.28 | 139.29 | 0.01 | 0
2030 | MISO_IN_2_MISO_MI | MISO_IN | MISO_MI | Internal | Summer | B3 | 75 | 5768 | 3441.77 | 138.4 | 138.41 | 0.01 | 0
2030 | MISO_IN_2_MISO_MI | MISO_IN | MISO_MI | Internal | Summer | B4 | 100 | 5768 | 2337.53 | 138.24 | 138.26 | 0.01 | 0
2030 | MISO_IN_2_MISO_MI | MISO_IN | MISO_MI | Internal | Summer | B5 | 200 | 5768 | 1471.7 | 129.45 | 129.46 | 0.01 | 0
2030 | MISO_IN_2_MISO_MI | MISO_IN | MISO_MI | Internal | Summer | B6 | 300 | 5768 | 2182.06 | 102.19 | 102.21 | 0.01 | 0
2030 | MISO_IN_2_MISO_MI | MISO_IN | MISO_MI | Internal | Summer | B7 | 400 | 5768 | 3174.88 | 92.54 | 92.56 | 0.01 | 0
2030 | MISO_IN_2_MISO_MI | MISO_IN | MISO_MI | Internal | Summer | B8 | 500 | 5768 | 3544.47 | 88.21 | 88.22 | 0.01 | 0
2030 | MISO_IN_2_MISO_MI | MISO_IN | MISO_MI | Internal | Summer | B9 | 800 | 5768 | 4302.66 | 83.06 | 83.07 | 0.01 | 0
2030 | MISO_IN_2_MISO_MI | MISO_IN | MISO_MI | Internal | Summer | B10 | 1262 | 5768 | 5259 | 74.6 | 74.61 | 0.01 | 0
2030 | MISO_IN_2_MISO_MI | MISO_IN | MISO_MI | Internal | Winter | B16 | 25 | 5768 | 5768 | 78.59 | 93.92 | 0.01 | 15.31
2030 | MISO_IN_2_MISO_MI | MISO_IN | MISO_MI | Internal | Winter | B17 | 100 | 5768 | 5768 | 78.59 | 89.87 | 0.01 | 11.27
2030 | MISO_IN_2_MISO_MI | MISO_IN | MISO_MI | Internal | Winter | B18 | 400 | 5768 | 5768 | 78.59 | 89.17 | 0.01 | 10.56
2030 | MISO_IN_2_MISO_MI | MISO_IN | MISO_MI | Internal | Winter | B19 | 700 | 5768 | 5297.41 | 78.59 | 78.6 | 0.01 | 0
2030 | MISO_IN_2_MISO_MI | MISO_IN | MISO_MI | Internal | Winter | B20 | 935 | 5768 | 5012.46 | 74.32 | 74.34 | 0.01 | 0
2030 | MISO_IN_2_MISO_MO-IL | MISO_IN | MISO_MO-IL | Internal | Shoulder | B11 | 25 | 5000 | 5000 | 75.95 | 90.37 | 0.01 | 14.41
2030 | MISO_IN_2_MISO_MO-IL | MISO_IN | MISO_MO-IL | Internal | Shoulder | B12 | 200 | 5000 | 4286.36 | 75.95 | 75.96 | 0.01 | 0
2030 | MISO_IN_2_MISO_MO-IL | MISO_IN | MISO_MO-IL | Internal | Shoulder | B13 | 600 | 5000 | 0.02 | 75.95 | 75.94 | 0.01 | 0
2030 | MISO_IN_2_MISO_MO-IL | MISO_IN | MISO_MO-IL | Internal | Shoulder | B14 | 900 | 5000 | 0 | 75.95 | 75.38 | 0.01 | 0
2030 | MISO_IN_2_MISO_MO-IL | MISO_IN | MISO_MO-IL | Internal | Shoulder | B15 | 1203 | 5000 | 0 | 73.86 | 71.45 | 0.01 | 0
2030 | MISO_IN_2_MISO_MO-IL | MISO_IN | MISO_MO-IL | Internal | Summer | B1 | 10 | 5000 | 3832.9 | 139.28 | 139.29 | 0.01 | 0
2030 | MISO_IN_2_MISO_MO-IL | MISO_IN | MISO_MO-IL | Internal | Summer | B2 | 25 | 5000 | 2695.23 | 139.28 | 139.29 | 0.01 | 0
2030 | MISO_IN_2_MISO_MO-IL | MISO_IN | MISO_MO-IL | Internal | Summer | B3 | 75 | 5000 | 2652.83 | 138.4 | 138.41 | 0.01 | 0
2030 | MISO_IN_2_MISO_MO-IL | MISO_IN | MISO_MO-IL | Internal | Summer | B4 | 100 | 5000 | 2143.69 | 138.24 | 138.26 | 0.01 | 0
2030 | MISO_IN_2_MISO_MO-IL | MISO_IN | MISO_MO-IL | Internal | Summer | B5 | 200 | 5000 | 3603.8 | 129.45 | 129.46 | 0.01 | 0
2030 | MISO_IN_2_MISO_MO-IL | MISO_IN | MISO_MO-IL | Internal | Summer | B6 | 300 | 5000 | 1556.08 | 102.19 | 102.21 | 0.01 | 0
2030 | MISO_IN_2_MISO_MO-IL | MISO_IN | MISO_MO-IL | Internal | Summer | B7 | 400 | 5000 | 1272.73 | 92.54 | 92.56 | 0.01 | 0
2030 | MISO_IN_2_MISO_MO-IL | MISO_IN | MISO_MO-IL | Internal | Summer | B8 | 500 | 5000 | 3362.12 | 88.21 | 88.22 | 0.01 | 0
2030 | MISO_IN_2_MISO_MO-IL | MISO_IN | MISO_MO-IL | Internal | Summer | B9 | 800 | 5000 | 3353.93 | 83.06 | 83.07 | 0.01 | 0
2030 | MISO_IN_2_MISO_MO-IL | MISO_IN | MISO_MO-IL | Internal | Summer | B10 | 1262 | 5000 | 0 | 74.6 | 70.23 | 0.01 | 0
2030 | MISO_IN_2_MISO_MO-IL | MISO_IN | MISO_MO-IL | Internal | Winter | B16 | 25 | 5000 | 2596.63 | 78.59 | 78.6 | 0.01 | 0
2030 | MISO_IN_2_MISO_MO-IL | MISO_IN | MISO_MO-IL | Internal | Winter | B17 | 100 | 5000 | 569.19 | 78.59 | 78.6 | 0.01 | 0
2030 | MISO_IN_2_MISO_MO-IL | MISO_IN | MISO_MO-IL | Internal | Winter | B18 | 400 | 5000 | 0.03 | 78.59 | 78.58 | 0.01 | 0
2030 | MISO_IN_2_MISO_MO-IL | MISO_IN | MISO_MO-IL | Internal | Winter | B19 | 700 | 5000 | 0 | 78.59 | 77.87 | 0.01 | 0
2030 | MISO_IN_2_MISO_MO-IL | MISO_IN | MISO_MO-IL | Internal | Winter | B20 | 935 | 5000 | 0 | 74.32 | 69.9 | 0.01 | 0
2030 | MISO_IN_2_NonRTO_Midwest | MISO_IN | NonRTO_Midwest | Internal | Shoulder | B11 | 25 | 4800 | 4307.77 | 75.95 | 83.95 | 8 | 0
2030 | MISO_IN_2_NonRTO_Midwest | MISO_IN | NonRTO_Midwest | Internal | Shoulder | B12 | 200 | 4800 | 1821.98 | 75.95 | 83.95 | 8 | 0
2030 | MISO_IN_2_NonRTO_Midwest | MISO_IN | NonRTO_Midwest | Internal | Shoulder | B13 | 600 | 4800 | 1611.77 | 75.95 | 83.95 | 8 | 0
2030 | MISO_IN_2_NonRTO_Midwest | MISO_IN | NonRTO_Midwest | Internal | Shoulder | B14 | 900 | 4800 | 1158.11 | 75.95 | 83.95 | 8 | 0
2030 | MISO_IN_2_NonRTO_Midwest | MISO_IN | NonRTO_Midwest | Internal | Shoulder | B15 | 1203 | 4800 | 522.11 | 73.86 | 81.86 | 8 | 0
2030 | MISO_IN_2_NonRTO_Midwest | MISO_IN | NonRTO_Midwest | Internal | Summer | B1 | 10 | 4800 | 2695.51 | 139.28 | 147.28 | 8 | 0
2030 | MISO_IN_2_NonRTO_Midwest | MISO_IN | NonRTO_Midwest | Internal | Summer | B2 | 25 | 4800 | 1910.48 | 139.28 | 147.28 | 8 | 0
2030 | MISO_IN_2_NonRTO_Midwest | MISO_IN | NonRTO_Midwest | Internal | Summer | B3 | 75 | 4800 | 2681.22 | 138.4 | 146.4 | 8 | 0
2030 | MISO_IN_2_NonRTO_Midwest | MISO_IN | NonRTO_Midwest | Internal | Summer | B4 | 100 | 4800 | 2282.38 | 138.24 | 146.24 | 8 | 0
2030 | MISO_IN_2_NonRTO_Midwest | MISO_IN | NonRTO_Midwest | Internal | Summer | B5 | 200 | 4800 | 1979.71 | 129.45 | 137.45 | 8 | 0
2030 | MISO_IN_2_NonRTO_Midwest | MISO_IN | NonRTO_Midwest | Internal | Summer | B6 | 300 | 4800 | 2531.97 | 102.19 | 110.19 | 8 | 0
2030 | MISO_IN_2_NonRTO_Midwest | MISO_IN | NonRTO_Midwest | Internal | Summer | B7 | 400 | 4800 | 2512.57 | 92.54 | 100.54 | 8 | 0
2030 | MISO_IN_2_NonRTO_Midwest | MISO_IN | NonRTO_Midwest | Internal | Summer | B8 | 500 | 4800 | 2028.87 | 88.21 | 96.21 | 8 | 0
2030 | MISO_IN_2_NonRTO_Midwest | MISO_IN | NonRTO_Midwest | Internal | Summer | B9 | 800 | 4800 | 1406.75 | 83.06 | 91.06 | 8 | 0
2030 | MISO_IN_2_NonRTO_Midwest | MISO_IN | NonRTO_Midwest | Internal | Summer | B10 | 1262 | 4800 | 361.18 | 74.6 | 82.6 | 8 | 0
2030 | MISO_IN_2_NonRTO_Midwest | MISO_IN | NonRTO_Midwest | Internal | Winter | B16 | 25 | 4800 | 4537.47 | 78.59 | 86.59 | 8 | 0
2030 | MISO_IN_2_NonRTO_Midwest | MISO_IN | NonRTO_Midwest | Internal | Winter | B17 | 100 | 4800 | 3278.31 | 78.59 | 86.59 | 8 | 0
2030 | MISO_IN_2_NonRTO_Midwest | MISO_IN | NonRTO_Midwest | Internal | Winter | B18 | 400 | 4800 | 3003.98 | 78.59 | 86.59 | 8 | 0
2030 | MISO_IN_2_NonRTO_Midwest | MISO_IN | NonRTO_Midwest | Internal | Winter | B19 | 700 | 4800 | 2411.69 | 78.59 | 86.59 | 8 | 0
2030 | MISO_IN_2_NonRTO_Midwest | MISO_IN | NonRTO_Midwest | Internal | Winter | B20 | 935 | 4800 | 3348.57 | 74.32 | 82.32 | 8 | 0
2030 | MISO_IN_2_PJM_ROR | MISO_IN | PJM_ROR | Internal | Shoulder | B11 | 25 | 1253 | 1253 | 75.95 | 92.37 | 2 | 14.42
2030 | MISO_IN_2_PJM_ROR | MISO_IN | PJM_ROR | Internal | Shoulder | B12 | 200 | 1253 | 1253 | 75.95 | 88.06 | 2 | 10.11
2030 | MISO_IN_2_PJM_ROR | MISO_IN | PJM_ROR | Internal | Shoulder | B13 | 600 | 1253 | 1253 | 75.95 | 87.55 | 2 | 9.6
2030 | MISO_IN_2_PJM_ROR | MISO_IN | PJM_ROR | Internal | Shoulder | B14 | 900 | 1253 | 1253 | 75.95 | 79.38 | 2 | 1.43
2030 | MISO_IN_2_PJM_ROR | MISO_IN | PJM_ROR | Internal | Shoulder | B15 | 1203 | 1253 | 1252.98 | 73.86 | 75.87 | 2 | 0.01
2030 | MISO_IN_2_PJM_ROR | MISO_IN | PJM_ROR | Internal | Summer | B1 | 10 | 1253 | 1051.87 | 139.28 | 141.28 | 2 | 0
2030 | MISO_IN_2_PJM_ROR | MISO_IN | PJM_ROR | Internal | Summer | B2 | 25 | 1253 | 0.01 | 139.28 | 140.39 | 2 | 0
2030 | MISO_IN_2_PJM_ROR | MISO_IN | PJM_ROR | Internal | Summer | B3 | 75 | 1253 | 0.26 | 138.4 | 140.39 | 2 | 0
2030 | MISO_IN_2_PJM_ROR | MISO_IN | PJM_ROR | Internal | Summer | B4 | 100 | 1253 | 296.18 | 138.24 | 140.24 | 2 | 0
2030 | MISO_IN_2_PJM_ROR | MISO_IN | PJM_ROR | Internal | Summer | B5 | 200 | 1253 | 747.49 | 129.45 | 131.45 | 2 | 0
2030 | MISO_IN_2_PJM_ROR | MISO_IN | PJM_ROR | Internal | Summer | B6 | 300 | 1253 | 444.71 | 102.19 | 104.19 | 2 | 0
2030 | MISO_IN_2_PJM_ROR | MISO_IN | PJM_ROR | Internal | Summer | B7 | 400 | 1253 | 459.92 | 92.54 | 94.54 | 2 | 0
2030 | MISO_IN_2_PJM_ROR | MISO_IN | PJM_ROR | Internal | Summer | B8 | 500 | 1253 | 96.27 | 88.21 | 90.21 | 2 | 0
2030 | MISO_IN_2_PJM_ROR | MISO_IN | PJM_ROR | Internal | Summer | B9 | 800 | 1253 | 891.55 | 83.06 | 85.06 | 2 | 0
2030 | MISO_IN_2_PJM_ROR | MISO_IN | PJM_ROR | Internal | Summer | B10 | 1262 | 1253 | 0 | 74.6 | 74.37 | 2 | 0
2030 | MISO_IN_2_PJM_ROR | MISO_IN | PJM_ROR | Internal | Winter | B16 | 25 | 1253 | 1253 | 78.59 | 95.92 | 2 | 15.32
2030 | MISO_IN_2_PJM_ROR | MISO_IN | PJM_ROR | Internal | Winter | B17 | 100 | 1253 | 1253 | 78.59 | 94.89 | 2 | 14.29
2030 | MISO_IN_2_PJM_ROR | MISO_IN | PJM_ROR | Internal | Winter | B18 | 400 | 1253 | 1253 | 78.59 | 91.17 | 2 | 10.57
2030 | MISO_IN_2_PJM_ROR | MISO_IN | PJM_ROR | Internal | Winter | B19 | 700 | 1253 | 1253 | 78.59 | 82.8 | 2 | 2.21
2030 | MISO_IN_2_PJM_ROR | MISO_IN | PJM_ROR | Internal | Winter | B20 | 935 | 1253 | 1253 | 74.32 | 78.94 | 2 | 2.62
2030 | MISO_MI_2_IESO | MISO_MI | IESO | Internal | Shoulder | B11 | 25 | 2331 | 0 | 87.37 | 45.76 | 8 | 0
2030 | MISO_MI_2_IESO | MISO_MI | IESO | Internal | Shoulder | B12 | 200 | 2331 | 0 | 86.06 | 45.76 | 8 | 0
2030 | MISO_MI_2_IESO | MISO_MI | IESO | Internal | Shoulder | B13 | 600 | 2331 | 0 | 85.55 | 45.76 | 8 | 0
2030 | MISO_MI_2_IESO | MISO_MI | IESO | Internal | Shoulder | B14 | 900 | 2331 | 0 | 75.96 | 45.76 | 8 | 0
2030 | MISO_MI_2_IESO | MISO_MI | IESO | Internal | Shoulder | B15 | 1203 | 2331 | 0 | 73.87 | 45.76 | 8 | 0
2030 | MISO_MI_2_IESO | MISO_MI | IESO | Internal | Summer | B1 | 10 | 2331 | 0 | 141.37 | 85.91 | 8 | 0
2030 | MISO_MI_2_IESO | MISO_MI | IESO | Internal | Summer | B2 | 25 | 2331 | 0 | 139.29 | 85.99 | 8 | 0
2030 | MISO_MI_2_IESO | MISO_MI | IESO | Internal | Summer | B3 | 75 | 2331 | 0 | 138.41 | 85.91 | 8 | 0
2030 | MISO_MI_2_IESO | MISO_MI | IESO | Internal | Summer | B4 | 100 | 2331 | 0 | 138.26 | 79.39 | 8 | 0
2030 | MISO_MI_2_IESO | MISO_MI | IESO | Internal | Summer | B5 | 200 | 2331 | 0 | 129.46 | 59.12 | 8 | 0
2030 | MISO_MI_2_IESO | MISO_MI | IESO | Internal | Summer | B6 | 300 | 2331 | 0 | 102.21 | 42.56 | 8 | 0
2030 | MISO_MI_2_IESO | MISO_MI | IESO | Internal | Summer | B7 | 400 | 2331 | 0 | 92.56 | 42.56 | 8 | 0
2030 | MISO_MI_2_IESO | MISO_MI | IESO | Internal | Summer | B8 | 500 | 2331 | 0 | 88.22 | 42.56 | 8 | 0
2030 | MISO_MI_2_IESO | MISO_MI | IESO | Internal | Summer | B9 | 800 | 2331 | 0 | 83.07 | 42.56 | 8 | 0
2030 | MISO_MI_2_IESO | MISO_MI | IESO | Internal | Summer | B10 | 1262 | 2331 | 0 | 74.61 | 42.56 | 8 | 0
2030 | MISO_MI_2_IESO | MISO_MI | IESO | Internal | Winter | B16 | 25 | 2331 | 0 | 93.92 | 45.76 | 8 | 0
2030 | MISO_MI_2_IESO | MISO_MI | IESO | Internal | Winter | B17 | 100 | 2331 | 0 | 89.87 | 45.76 | 8 | 0
2030 | MISO_MI_2_IESO | MISO_MI | IESO | Internal | Winter | B18 | 400 | 2331 | 0 | 89.17 | 45.76 | 8 | 0
2030 | MISO_MI_2_IESO | MISO_MI | IESO | Internal | Winter | B19 | 700 | 2331 | 0 | 78.6 | 45.76 | 8 | 0
2030 | MISO_MI_2_IESO | MISO_MI | IESO | Internal | Winter | B20 | 935 | 2331 | 0 | 74.34 | 45.76 | 8 | 0
2030 | MISO_MI_2_MISO_IN | MISO_MI | MISO_IN | Internal | Shoulder | B11 | 25 | 2813 | 0 | 87.37 | 75.95 | 0.01 | 0
2030 | MISO_MI_2_MISO_IN | MISO_MI | MISO_IN | Internal | Shoulder | B12 | 200 | 2813 | 0 | 86.06 | 75.95 | 0.01 | 0
2030 | MISO_MI_2_MISO_IN | MISO_MI | MISO_IN | Internal | Shoulder | B13 | 600 | 2813 | 0 | 85.55 | 75.95 | 0.01 | 0
2030 | MISO_MI_2_MISO_IN | MISO_MI | MISO_IN | Internal | Shoulder | B14 | 900 | 2813 | 0.01 | 75.96 | 75.95 | 0.01 | 0
2030 | MISO_MI_2_MISO_IN | MISO_MI | MISO_IN | Internal | Shoulder | B15 | 1203 | 2813 | 0 | 73.87 | 73.86 | 0.01 | 0
2030 | MISO_MI_2_MISO_IN | MISO_MI | MISO_IN | Internal | Summer | B1 | 10 | 2813 | 0.01 | 141.37 | 139.28 | 0.01 | 0
2030 | MISO_MI_2_MISO_IN | MISO_MI | MISO_IN | Internal | Summer | B2 | 25 | 2813 | 0.42 | 139.29 | 139.28 | 0.01 | 0
2030 | MISO_MI_2_MISO_IN | MISO_MI | MISO_IN | Internal | Summer | B3 | 75 | 2813 | 0.15 | 138.41 | 138.4 | 0.01 | 0
2030 | MISO_MI_2_MISO_IN | MISO_MI | MISO_IN | Internal | Summer | B4 | 100 | 2813 | 0.11 | 138.26 | 138.24 | 0.01 | 0
2030 | MISO_MI_2_MISO_IN | MISO_MI | MISO_IN | Internal | Summer | B5 | 200 | 2813 | 0.06 | 129.46 | 129.45 | 0.01 | 0
2030 | MISO_MI_2_MISO_IN | MISO_MI | MISO_IN | Internal | Summer | B6 | 300 | 2813 | 0.04 | 102.21 | 102.19 | 0.01 | 0
2030 | MISO_MI_2_MISO_IN | MISO_MI | MISO_IN | Internal | Summer | B7 | 400 | 2813 | 0.03 | 92.56 | 92.54 | 0.01 | 0
2030 | MISO_MI_2_MISO_IN | MISO_MI | MISO_IN | Internal | Summer | B8 | 500 | 2813 | 0.02 | 88.22 | 88.21 | 0.01 | 0
2030 | MISO_MI_2_MISO_IN | MISO_MI | MISO_IN | Internal | Summer | B9 | 800 | 2813 | 0.01 | 83.07 | 83.06 | 0.01 | 0
2030 | MISO_MI_2_MISO_IN | MISO_MI | MISO_IN | Internal | Summer | B10 | 1262 | 2813 | 0 | 74.61 | 74.6 | 0.01 | 0
2030 | MISO_MI_2_MISO_IN | MISO_MI | MISO_IN | Internal | Winter | B16 | 25 | 2813 | 0 | 93.92 | 78.59 | 0.01 | 0
2030 | MISO_MI_2_MISO_IN | MISO_MI | MISO_IN | Internal | Winter | B17 | 100 | 2813 | 0 | 89.87 | 78.59 | 0.01 | 0
2030 | MISO_MI_2_MISO_IN | MISO_MI | MISO_IN | Internal | Winter | B18 | 400 | 2813 | 0 | 89.17 | 78.59 | 0.01 | 0
2030 | MISO_MI_2_MISO_IN | MISO_MI | MISO_IN | Internal | Winter | B19 | 700 | 2813 | 0.02 | 78.6 | 78.59 | 0.01 | 0
2030 | MISO_MI_2_MISO_IN | MISO_MI | MISO_IN | Internal | Winter | B20 | 935 | 2813 | 0.01 | 74.34 | 74.32 | 0.01 | 0
2030 | MISO_MI_2_MISO_WUMS | MISO_MI | MISO_WUMS | Internal | Shoulder | B11 | 25 | 805 | 0.37 | 87.37 | 87.35 | 0.01 | 0
2030 | MISO_MI_2_MISO_WUMS | MISO_MI | MISO_WUMS | Internal | Shoulder | B12 | 200 | 805 | 0 | 86.06 | 75.96 | 0.01 | 0
2030 | MISO_MI_2_MISO_WUMS | MISO_MI | MISO_WUMS | Internal | Shoulder | B13 | 600 | 805 | 0 | 85.55 | 75.7 | 0.01 | 0
2030 | MISO_MI_2_MISO_WUMS | MISO_MI | MISO_WUMS | Internal | Shoulder | B14 | 900 | 805 | 0 | 75.96 | 75.7 | 0.01 | 0
2030 | MISO_MI_2_MISO_WUMS | MISO_MI | MISO_WUMS | Internal | Shoulder | B15 | 1203 | 805 | 0.02 | 73.87 | 73.87 | 0.01 | 0
2030 | MISO_MI_2_MISO_WUMS | MISO_MI | MISO_WUMS | Internal | Summer | B1 | 10 | 805 | 0 | 141.37 | 85.76 | 0.01 | 0
2030 | MISO_MI_2_MISO_WUMS | MISO_MI | MISO_WUMS | Internal | Summer | B2 | 25 | 805 | 0 | 139.29 | 135.13 | 0.01 | 0
2030 | MISO_MI_2_MISO_WUMS | MISO_MI | MISO_WUMS | Internal | Summer | B3 | 75 | 805 | 0.09 | 138.41 | 138.39 | 0.01 | 0
2030 | MISO_MI_2_MISO_WUMS | MISO_MI | MISO_WUMS | Internal | Summer | B4 | 100 | 805 | 0.07 | 138.26 | 138.23 | 0.01 | 0
2030 | MISO_MI_2_MISO_WUMS | MISO_MI | MISO_WUMS | Internal | Summer | B5 | 200 | 805 | 0.04 | 129.46 | 129.44 | 0.01 | 0
2030 | MISO_MI_2_MISO_WUMS | MISO_MI | MISO_WUMS | Internal | Summer | B6 | 300 | 805 | 0.02 | 102.21 | 102.18 | 0.01 | 0
2030 | MISO_MI_2_MISO_WUMS | MISO_MI | MISO_WUMS | Internal | Summer | B7 | 400 | 805 | 0.02 | 92.56 | 92.53 | 0.01 | 0
2030 | MISO_MI_2_MISO_WUMS | MISO_MI | MISO_WUMS | Internal | Summer | B8 | 500 | 805 | 0 | 88.22 | 85.76 | 0.01 | 0
2030 | MISO_MI_2_MISO_WUMS | MISO_MI | MISO_WUMS | Internal | Summer | B9 | 800 | 805 | 0.01 | 83.07 | 83.06 | 0.01 | 0
2030 | MISO_MI_2_MISO_WUMS | MISO_MI | MISO_WUMS | Internal | Summer | B10 | 1262 | 805 | 0 | 74.61 | 74.34 | 0.01 | 0
2030 | MISO_MI_2_MISO_WUMS | MISO_MI | MISO_WUMS | Internal | Winter | B16 | 25 | 805 | 0 | 93.92 | 78.33 | 0.01 | 0
2030 | MISO_MI_2_MISO_WUMS | MISO_MI | MISO_WUMS | Internal | Winter | B17 | 100 | 805 | 0 | 89.87 | 78.33 | 0.01 | 0
2030 | MISO_MI_2_MISO_WUMS | MISO_MI | MISO_WUMS | Internal | Winter | B18 | 400 | 805 | 0 | 89.17 | 78.33 | 0.01 | 0
2030 | MISO_MI_2_MISO_WUMS | MISO_MI | MISO_WUMS | Internal | Winter | B19 | 700 | 805 | 0 | 78.6 | 78.33 | 0.01 | 0
2030 | MISO_MI_2_MISO_WUMS | MISO_MI | MISO_WUMS | Internal | Winter | B20 | 935 | 805 | 0.01 | 74.34 | 74.32 | 0.01 | 0
2030 | MISO_MI_2_PJM_ROR | MISO_MI | PJM_ROR | Internal | Shoulder | B11 | 25 | 1424 | 1424 | 87.37 | 92.37 | 2 | 3
2030 | MISO_MI_2_PJM_ROR | MISO_MI | PJM_ROR | Internal | Shoulder | B12 | 200 | 1424 | 362.24 | 86.06 | 88.06 | 2 | 0
2030 | MISO_MI_2_PJM_ROR | MISO_MI | PJM_ROR | Internal | Shoulder | B13 | 600 | 1424 | 720.46 | 85.55 | 87.55 | 2 | 0
2030 | MISO_MI_2_PJM_ROR | MISO_MI | PJM_ROR | Internal | Shoulder | B14 | 900 | 1424 | 1424 | 75.96 | 79.38 | 2 | 1.42
2030 | MISO_MI_2_PJM_ROR | MISO_MI | PJM_ROR | Internal | Shoulder | B15 | 1203 | 1424 | 853.15 | 73.87 | 75.87 | 2 | 0
2030 | MISO_MI_2_PJM_ROR | MISO_MI | PJM_ROR | Internal | Summer | B1 | 10 | 1424 | 0.01 | 141.37 | 141.28 | 2 | 0
2030 | MISO_MI_2_PJM_ROR | MISO_MI | PJM_ROR | Internal | Summer | B2 | 25 | 1424 | 0.01 | 139.29 | 140.39 | 2 | 0
2030 | MISO_MI_2_PJM_ROR | MISO_MI | PJM_ROR | Internal | Summer | B3 | 75 | 1424 | 0.13 | 138.41 | 140.39 | 2 | 0
2030 | MISO_MI_2_PJM_ROR | MISO_MI | PJM_ROR | Internal | Summer | B4 | 100 | 1424 | 0.21 | 138.26 | 140.24 | 2 | 0
2030 | MISO_MI_2_PJM_ROR | MISO_MI | PJM_ROR | Internal | Summer | B5 | 200 | 1424 | 0.11 | 129.46 | 131.45 | 2 | 0
2030 | MISO_MI_2_PJM_ROR | MISO_MI | PJM_ROR | Internal | Summer | B6 | 300 | 1424 | 0.07 | 102.21 | 104.19 | 2 | 0
2030 | MISO_MI_2_PJM_ROR | MISO_MI | PJM_ROR | Internal | Summer | B7 | 400 | 1424 | 0.06 | 92.56 | 94.54 | 2 | 0
2030 | MISO_MI_2_PJM_ROR | MISO_MI | PJM_ROR | Internal | Summer | B8 | 500 | 1424 | 0.04 | 88.22 | 90.21 | 2 | 0
2030 | MISO_MI_2_PJM_ROR | MISO_MI | PJM_ROR | Internal | Summer | B9 | 800 | 1424 | 0.03 | 83.07 | 85.06 | 2 | 0
2030 | MISO_MI_2_PJM_ROR | MISO_MI | PJM_ROR | Internal | Summer | B10 | 1262 | 1424 | 0 | 74.61 | 74.37 | 2 | 0
2030 | MISO_MI_2_PJM_ROR | MISO_MI | PJM_ROR | Internal | Winter | B16 | 25 | 1424 | 1256.33 | 93.92 | 95.92 | 2 | 0
2030 | MISO_MI_2_PJM_ROR | MISO_MI | PJM_ROR | Internal | Winter | B17 | 100 | 1424 | 1424 | 89.87 | 94.89 | 2 | 3.01
2030 | MISO_MI_2_PJM_ROR | MISO_MI | PJM_ROR | Internal | Winter | B18 | 400 | 1424 | 1207.42 | 89.17 | 91.17 | 2 | 0
2030 | MISO_MI_2_PJM_ROR | MISO_MI | PJM_ROR | Internal | Winter | B19 | 700 | 1424 | 1424 | 78.6 | 82.8 | 2 | 2.2
2030 | MISO_MI_2_PJM_ROR | MISO_MI | PJM_ROR | Internal | Winter | B20 | 935 | 1424 | 1424 | 74.34 | 78.94 | 2 | 2.61
2030 | MISO_MO-IL_2_ENT | MISO_MO-IL | ENT | Internal | Shoulder | B11 | 25 | 2540 | 0 | 90.37 | 90.37 | 8 | 0
2030 | MISO_MO-IL_2_ENT | MISO_MO-IL | ENT | Internal | Shoulder | B12 | 200 | 2540 | 0 | 75.96 | 75.96 | 8 | 0
2030 | MISO_MO-IL_2_ENT | MISO_MO-IL | ENT | Internal | Shoulder | B13 | 600 | 2540 | 0 | 75.94 | 72.75 | 8 | 0
2030 | MISO_MO-IL_2_ENT | MISO_MO-IL | ENT | Internal | Shoulder | B14 | 900 | 2540 | 0 | 75.38 | 67.38 | 8 | 0
2030 | MISO_MO-IL_2_ENT | MISO_MO-IL | ENT | Internal | Shoulder | B15 | 1203 | 2540 | 0 | 71.45 | 12.14 | 8 | 0
2030 | MISO_MO-IL_2_ENT | MISO_MO-IL | ENT | Internal | Summer | B1 | 10 | 2540 | 0 | 139.29 | 92.56 | 8 | 0
2030 | MISO_MO-IL_2_ENT | MISO_MO-IL | ENT | Internal | Summer | B2 | 25 | 2540 | 0 | 139.29 | 131.61 | 8 | 0
2030 | MISO_MO-IL_2_ENT | MISO_MO-IL | ENT | Internal | Summer | B3 | 75 | 2540 | 0 | 138.41 | 138.41 | 8 | 0
2030 | MISO_MO-IL_2_ENT | MISO_MO-IL | ENT | Internal | Summer | B4 | 100 | 2540 | 0 | 138.26 | 133.96 | 8 | 0
2030 | MISO_MO-IL_2_ENT | MISO_MO-IL | ENT | Internal | Summer | B5 | 200 | 2540 | 0 | 129.46 | 129.45 | 8 | 0
2030 | MISO_MO-IL_2_ENT | MISO_MO-IL | ENT | Internal | Summer | B6 | 300 | 2540 | 0 | 102.21 | 97.83 | 8 | 0
2030 | MISO_MO-IL_2_ENT | MISO_MO-IL | ENT | Internal | Summer | B7 | 400 | 2540 | 0 | 92.56 | 92.56 | 8 | 0
2030 | MISO_MO-IL_2_ENT | MISO_MO-IL | ENT | Internal | Summer | B8 | 500 | 2540 | 0 | 88.22 | 88.77 | 8 | 0
2030 | MISO_MO-IL_2_ENT | MISO_MO-IL | ENT | Internal | Summer | B9 | 800 | 2540 | 0 | 83.07 | 83.07 | 8 | 0
2030 | MISO_MO-IL_2_ENT | MISO_MO-IL | ENT | Internal | Summer | B10 | 1262 | 2540 | 0 | 70.23 | 62.23 | 8 | 0
2030 | MISO_MO-IL_2_ENT | MISO_MO-IL | ENT | Internal | Winter | B16 | 25 | 2540 | 0 | 78.6 | 80.96 | 8 | 0
2030 | MISO_MO-IL_2_ENT | MISO_MO-IL | ENT | Internal | Winter | B17 | 100 | 2540 | 0 | 78.6 | 76.61 | 8 | 0
2030 | MISO_MO-IL_2_ENT | MISO_MO-IL | ENT | Internal | Winter | B18 | 400 | 2540 | 0 | 78.58 | 76.61 | 8 | 0
2030 | MISO_MO-IL_2_ENT | MISO_MO-IL | ENT | Internal | Winter | B19 | 700 | 2540 | 0 | 77.87 | 69.87 | 8 | 0
2030 | MISO_MO-IL_2_ENT | MISO_MO-IL | ENT | Internal | Winter | B20 | 935 | 2540 | 0 | 69.9 | 12.14 | 8 | 0
2030 | MISO_MO-IL_2_MISO_IN | MISO_MO-IL | MISO_IN | Internal | Shoulder | B11 | 25 | 2100 | 0 | 90.37 | 75.95 | 0.01 | 0
2030 | MISO_MO-IL_2_MISO_IN | MISO_MO-IL | MISO_IN | Internal | Shoulder | B12 | 200 | 2100 | 0.05 | 75.96 | 75.95 | 0.01 | 0
2030 | MISO_MO-IL_2_MISO_IN | MISO_MO-IL | MISO_IN | Internal | Shoulder | B13 | 600 | 2100 | 1108.79 | 75.94 | 75.95 | 0.01 | 0
2030 | MISO_MO-IL_2_MISO_IN | MISO_MO-IL | MISO_IN | Internal | Shoulder | B14 | 900 | 2100 | 2100 | 75.38 | 75.95 | 0.01 | 0.56
2030 | MISO_MO-IL_2_MISO_IN | MISO_MO-IL | MISO_IN | Internal | Shoulder | B15 | 1203 | 2100 | 2100 | 71.45 | 73.86 | 0.01 | 2.39
2030 | MISO_MO-IL_2_MISO_IN | MISO_MO-IL | MISO_IN | Internal | Summer | B1 | 10 | 2100 | 1.02 | 139.29 | 139.28 | 0.01 | 0
2030 | MISO_MO-IL_2_MISO_IN | MISO_MO-IL | MISO_IN | Internal | Summer | B2 | 25 | 2100 | 0.43 | 139.29 | 139.28 | 0.01 | 0
2030 | MISO_MO-IL_2_MISO_IN | MISO_MO-IL | MISO_IN | Internal | Summer | B3 | 75 | 2100 | 0.15 | 138.41 | 138.4 | 0.01 | 0
2030 | MISO_MO-IL_2_MISO_IN | MISO_MO-IL | MISO_IN | Internal | Summer | B4 | 100 | 2100 | 0.11 | 138.26 | 138.24 | 0.01 | 0
2030 | MISO_MO-IL_2_MISO_IN | MISO_MO-IL | MISO_IN | Internal | Summer | B5 | 200 | 2100 | 0.06 | 129.46 | 129.45 | 0.01 | 0
2030 | MISO_MO-IL_2_MISO_IN | MISO_MO-IL | MISO_IN | Internal | Summer | B6 | 300 | 2100 | 0.04 | 102.21 | 102.19 | 0.01 | 0
2030 | MISO_MO-IL_2_MISO_IN | MISO_MO-IL | MISO_IN | Internal | Summer | B7 | 400 | 2100 | 0.03 | 92.56 | 92.54 | 0.01 | 0
2030 | MISO_MO-IL_2_MISO_IN | MISO_MO-IL | MISO_IN | Internal | Summer | B8 | 500 | 2100 | 0.02 | 88.22 | 88.21 | 0.01 | 0
2030 | MISO_MO-IL_2_MISO_IN | MISO_MO-IL | MISO_IN | Internal | Summer | B9 | 800 | 2100 | 0.01 | 83.07 | 83.06 | 0.01 | 0
2030 | MISO_MO-IL_2_MISO_IN | MISO_MO-IL | MISO_IN | Internal | Summer | B10 | 1262 | 2100 | 2100 | 70.23 | 74.6 | 0.01 | 4.36
2030 | MISO_MO-IL_2_MISO_IN | MISO_MO-IL | MISO_IN | Internal | Winter | B16 | 25 | 2100 | 0.43 | 78.6 | 78.59 | 0.01 | 0
2030 | MISO_MO-IL_2_MISO_IN | MISO_MO-IL | MISO_IN | Internal | Winter | B17 | 100 | 2100 | 0.11 | 78.6 | 78.59 | 0.01 | 0
2030 | MISO_MO-IL_2_MISO_IN | MISO_MO-IL | MISO_IN | Internal | Winter | B18 | 400 | 2100 | 1415.12 | 78.58 | 78.59 | 0.01 | 0
2030 | MISO_MO-IL_2_MISO_IN | MISO_MO-IL | MISO_IN | Internal | Winter | B19 | 700 | 2100 | 2100 | 77.87 | 78.59 | 0.01 | 0.71
2030 | MISO_MO-IL_2_MISO_IN | MISO_MO-IL | MISO_IN | Internal | Winter | B20 | 935 | 2100 | 2100 | 69.9 | 74.32 | 0.01 | 4.41
2030 | MISO_MO-IL_2_MISO_W | MISO_MO-IL | MISO_W | Internal | Shoulder | B11 | 25 | 1082 | 0.82 | 90.37 | 90.37 | 0.01 | 0
2030 | MISO_MO-IL_2_MISO_W | MISO_MO-IL | MISO_W | Internal | Shoulder | B12 | 200 | 1082 | 0.06 | 75.96 | 75.95 | 0.01 | 0
2030 | MISO_MO-IL_2_MISO_W | MISO_MO-IL | MISO_W | Internal | Shoulder | B13 | 600 | 1082 | 0 | 75.94 | 75.69 | 0.01 | 0
2030 | MISO_MO-IL_2_MISO_W | MISO_MO-IL | MISO_W | Internal | Shoulder | B14 | 900 | 1082 | 0 | 75.38 | 49.33 | 0.01 | 0
2030 | MISO_MO-IL_2_MISO_W | MISO_MO-IL | MISO_W | Internal | Shoulder | B15 | 1203 | 1082 | 0 | 71.45 | 25.62 | 0.01 | 0
2030 | MISO_MO-IL_2_MISO_W | MISO_MO-IL | MISO_W | Internal | Summer | B1 | 10 | 1082 | 1.05 | 139.29 | 139.28 | 0.01 | 0
2030 | MISO_MO-IL_2_MISO_W | MISO_MO-IL | MISO_W | Internal | Summer | B2 | 25 | 1082 | 0.01 | 139.29 | 138.39 | 0.01 | 0
2030 | MISO_MO-IL_2_MISO_W | MISO_MO-IL | MISO_W | Internal | Summer | B3 | 75 | 1082 | 0.14 | 138.41 | 138.4 | 0.01 | 0
2030 | MISO_MO-IL_2_MISO_W | MISO_MO-IL | MISO_W | Internal | Summer | B4 | 100 | 1082 | 0.11 | 138.26 | 138.24 | 0.01 | 0
2030 | MISO_MO-IL_2_MISO_W | MISO_MO-IL | MISO_W | Internal | Summer | B5 | 200 | 1082 | 0.06 | 129.46 | 129.45 | 0.01 | 0
2030 | MISO_MO-IL_2_MISO_W | MISO_MO-IL | MISO_W | Internal | Summer | B6 | 300 | 1082 | 0.04 | 102.21 | 102.19 | 0.01 | 0
2030 | MISO_MO-IL_2_MISO_W | MISO_MO-IL | MISO_W | Internal | Summer | B7 | 400 | 1082 | 0.03 | 92.56 | 92.54 | 0.01 | 0
2030 | MISO_MO-IL_2_MISO_W | MISO_MO-IL | MISO_W | Internal | Summer | B8 | 500 | 1082 | 0.02 | 88.22 | 88.21 | 0.01 | 0
2030 | MISO_MO-IL_2_MISO_W | MISO_MO-IL | MISO_W | Internal | Summer | B9 | 800 | 1082 | 0.01 | 83.07 | 83.06 | 0.01 | 0
2030 | MISO_MO-IL_2_MISO_W | MISO_MO-IL | MISO_W | Internal | Summer | B10 | 1262 | 1082 | 0 | 70.23 | 49.56 | 0.01 | 0
2030 | MISO_MO-IL_2_MISO_W | MISO_MO-IL | MISO_W | Internal | Winter | B16 | 25 | 1082 | 0 | 78.6 | 15.71 | 0.01 | 0
2030 | MISO_MO-IL_2_MISO_W | MISO_MO-IL | MISO_W | Internal | Winter | B17 | 100 | 1082 | 0 | 78.6 | 15.71 | 0.01 | 0
2030 | MISO_MO-IL_2_MISO_W | MISO_MO-IL | MISO_W | Internal | Winter | B18 | 400 | 1082 | 0 | 78.58 | 76.61 | 0.01 | 0
2030 | MISO_MO-IL_2_MISO_W | MISO_MO-IL | MISO_W | Internal | Winter | B19 | 700 | 1082 | 0 | 77.87 | 76.61 | 0.01 | 0
2030 | MISO_MO-IL_2_MISO_W | MISO_MO-IL | MISO_W | Internal | Winter | B20 | 935 | 1082 | 0 | 69.9 | 22.71 | 0.01 | 0
2030 | MISO_MO-IL_2_PJM_ROR | MISO_MO-IL | PJM_ROR | Internal | Shoulder | B11 | 25 | 1212 | 349.35 | 90.37 | 92.37 | 2 | 0
2030 | MISO_MO-IL_2_PJM_ROR | MISO_MO-IL | PJM_ROR | Internal | Shoulder | B12 | 200 | 1212 | 1212 | 75.96 | 88.06 | 2 | 10.1
2030 | MISO_MO-IL_2_PJM_ROR | MISO_MO-IL | PJM_ROR | Internal | Shoulder | B13 | 600 | 1212 | 1212 | 75.94 | 87.55 | 2 | 9.61
2030 | MISO_MO-IL_2_PJM_ROR | MISO_MO-IL | PJM_ROR | Internal | Shoulder | B14 | 900 | 1212 | 1212 | 75.38 | 79.38 | 2 | 2
2030 | MISO_MO-IL_2_PJM_ROR | MISO_MO-IL | PJM_ROR | Internal | Shoulder | B15 | 1203 | 1212 | 1212 | 71.45 | 75.87 | 2 | 2.42
2030 | MISO_MO-IL_2_PJM_ROR | MISO_MO-IL | PJM_ROR | Internal | Summer | B1 | 10 | 1212 | 2.08 | 139.29 | 141.28 | 2 | 0
2030 | MISO_MO-IL_2_PJM_ROR | MISO_MO-IL | PJM_ROR | Internal | Summer | B2 | 25 | 1212 | 0.01 | 139.29 | 140.39 | 2 | 0
2030 | MISO_MO-IL_2_PJM_ROR | MISO_MO-IL | PJM_ROR | Internal | Summer | B3 | 75 | 1212 | 0.13 | 138.41 | 140.39 | 2 | 0
2030 | MISO_MO-IL_2_PJM_ROR | MISO_MO-IL | PJM_ROR | Internal | Summer | B4 | 100 | 1212 | 0.21 | 138.26 | 140.24 | 2 | 0
2030 | MISO_MO-IL_2_PJM_ROR | MISO_MO-IL | PJM_ROR | Internal | Summer | B5 | 200 | 1212 | 0.11 | 129.46 | 131.45 | 2 | 0
2030 | MISO_MO-IL_2_PJM_ROR | MISO_MO-IL | PJM_ROR | Internal | Summer | B6 | 300 | 1212 | 0.07 | 102.21 | 104.19 | 2 | 0
2030 | MISO_MO-IL_2_PJM_ROR | MISO_MO-IL | PJM_ROR | Internal | Summer | B7 | 400 | 1212 | 0.07 | 92.56 | 94.54 | 2 | 0
2030 | MISO_MO-IL_2_PJM_ROR | MISO_MO-IL | PJM_ROR | Internal | Summer | B8 | 500 | 1212 | 0.04 | 88.22 | 90.21 | 2 | 0
2030 | MISO_MO-IL_2_PJM_ROR | MISO_MO-IL | PJM_ROR | Internal | Summer | B9 | 800 | 1212 | 0.03 | 83.07 | 85.06 | 2 | 0
2030 | MISO_MO-IL_2_PJM_ROR | MISO_MO-IL | PJM_ROR | Internal | Summer | B10 | 1262 | 1212 | 1212 | 70.23 | 74.37 | 2 | 2.14
2030 | MISO_MO-IL_2_PJM_ROR | MISO_MO-IL | PJM_ROR | Internal | Winter | B16 | 25 | 1212 | 1212 | 78.6 | 95.92 | 2 | 15.31
2030 | MISO_MO-IL_2_PJM_ROR | MISO_MO-IL | PJM_ROR | Internal | Winter | B17 | 100 | 1212 | 1212 | 78.6 | 94.89 | 2 | 14.28
2030 | MISO_MO-IL_2_PJM_ROR | MISO_MO-IL | PJM_ROR | Internal | Winter | B18 | 400 | 1212 | 1212 | 78.58 | 91.17 | 2 | 10.59
2030 | MISO_MO-IL_2_PJM_ROR | MISO_MO-IL | PJM_ROR | Internal | Winter | B19 | 700 | 1212 | 1212 | 77.87 | 82.8 | 2 | 2.93
2030 | MISO_MO-IL_2_PJM_ROR | MISO_MO-IL | PJM_ROR | Internal | Winter | B20 | 935 | 1212 | 1212 | 69.9 | 78.94 | 2 | 7.05
2030 | MISO_MO-IL_2_SPP_N | MISO_MO-IL | SPP_N | Internal | Shoulder | B11 | 25 | 4019 | 0 | 90.37 | 85.37 | 8 | 0
2030 | MISO_MO-IL_2_SPP_N | MISO_MO-IL | SPP_N | Internal | Shoulder | B12 | 200 | 4019 | 0 | 75.96 | 70.95 | 8 | 0
2030 | MISO_MO-IL_2_SPP_N | MISO_MO-IL | SPP_N | Internal | Shoulder | B13 | 600 | 4019 | 0 | 75.94 | 63.7 | 8 | 0
2030 | MISO_MO-IL_2_SPP_N | MISO_MO-IL | SPP_N | Internal | Shoulder | B14 | 900 | 4019 | 0 | 75.38 | 2.3 | 8 | 0
2030 | MISO_MO-IL_2_SPP_N | MISO_MO-IL | SPP_N | Internal | Shoulder | B15 | 1203 | 4019 | 0 | 71.45 | 2.3 | 8 | 0
2030 | MISO_MO-IL_2_SPP_N | MISO_MO-IL | SPP_N | Internal | Summer | B1 | 10 | 4019 | 0 | 139.29 | 2.3 | 8 | 0
2030 | MISO_MO-IL_2_SPP_N | MISO_MO-IL | SPP_N | Internal | Summer | B2 | 25 | 4019 | 0 | 139.29 | 126.61 | 8 | 0
2030 | MISO_MO-IL_2_SPP_N | MISO_MO-IL | SPP_N | Internal | Summer | B3 | 75 | 4019 | 0 | 138.41 | 133.41 | 8 | 0
2030 | MISO_MO-IL_2_SPP_N | MISO_MO-IL | SPP_N | Internal | Summer | B4 | 100 | 4019 | 0 | 138.26 | 128.96 | 8 | 0
2030 | MISO_MO-IL_2_SPP_N | MISO_MO-IL | SPP_N | Internal | Summer | B5 | 200 | 4019 | 0 | 129.46 | 124.45 | 8 | 0
2030 | MISO_MO-IL_2_SPP_N | MISO_MO-IL | SPP_N | Internal | Summer | B6 | 300 | 4019 | 0 | 102.21 | 92.83 | 8 | 0
2030 | MISO_MO-IL_2_SPP_N | MISO_MO-IL | SPP_N | Internal | Summer | B7 | 400 | 4019 | 0 | 92.56 | 87.56 | 8 | 0
2030 | MISO_MO-IL_2_SPP_N | MISO_MO-IL | SPP_N | Internal | Summer | B8 | 500 | 4019 | 0 | 88.22 | 83.77 | 8 | 0
2030 | MISO_MO-IL_2_SPP_N | MISO_MO-IL | SPP_N | Internal | Summer | B9 | 800 | 4019 | 0 | 83.07 | 78.07 | 8 | 0
2030 | MISO_MO-IL_2_SPP_N | MISO_MO-IL | SPP_N | Internal | Summer | B10 | 1262 | 4019 | 0 | 70.23 | 37.57 | 8 | 0
2030 | MISO_MO-IL_2_SPP_N | MISO_MO-IL | SPP_N | Internal | Winter | B16 | 25 | 4019 | 0 | 78.6 | 2.3 | 8 | 0
2030 | MISO_MO-IL_2_SPP_N | MISO_MO-IL | SPP_N | Internal | Winter | B17 | 100 | 4019 | 0 | 78.6 | 2.3 | 8 | 0
2030 | MISO_MO-IL_2_SPP_N | MISO_MO-IL | SPP_N | Internal | Winter | B18 | 400 | 4019 | 0 | 78.58 | 71.61 | 8 | 0
2030 | MISO_MO-IL_2_SPP_N | MISO_MO-IL | SPP_N | Internal | Winter | B19 | 700 | 4019 | 0 | 77.87 | 11.52 | 8 | 0
2030 | MISO_MO-IL_2_SPP_N | MISO_MO-IL | SPP_N | Internal | Winter | B20 | 935 | 4019 | 0 | 69.9 | 2.3 | 8 | 0
2030 | MISO_MO-IL_2_TVA_Transmission | MISO_MO-IL | TVA_Transmission | Internal | Shoulder | B11 | 25 | 4000 | 0 | 90.37 | 92.82 | 8 | 0
2030 | MISO_MO-IL_2_TVA_Transmission | MISO_MO-IL | TVA_Transmission | Internal | Shoulder | B12 | 200 | 4000 | 3034.38 | 75.96 | 83.96 | 8 | 0
2030 | MISO_MO-IL_2_TVA_Transmission | MISO_MO-IL | TVA_Transmission | Internal | Shoulder | B13 | 600 | 4000 | 0 | 75.94 | 83.38 | 8 | 0
2030 | MISO_MO-IL_2_TVA_Transmission | MISO_MO-IL | TVA_Transmission | Internal | Shoulder | B14 | 900 | 4000 | 679.23 | 75.38 | 83.38 | 8 | 0
2030 | MISO_MO-IL_2_TVA_Transmission | MISO_MO-IL | TVA_Transmission | Internal | Shoulder | B15 | 1203 | 4000 | 3746.02 | 71.45 | 79.45 | 8 | 0
2030 | MISO_MO-IL_2_TVA_Transmission | MISO_MO-IL | TVA_Transmission | Internal | Summer | B1 | 10 | 4000 | 2.7 | 139.29 | 147.28 | 8 | 0
2030 | MISO_MO-IL_2_TVA_Transmission | MISO_MO-IL | TVA_Transmission | Internal | Summer | B2 | 25 | 4000 | 0.01 | 139.29 | 146.39 | 8 | 0
2030 | MISO_MO-IL_2_TVA_Transmission | MISO_MO-IL | TVA_Transmission | Internal | Summer | B3 | 75 | 4000 | 0.14 | 138.41 | 146.39 | 8 | 0
2030 | MISO_MO-IL_2_TVA_Transmission | MISO_MO-IL | TVA_Transmission | Internal | Summer | B4 | 100 | 4000 | 0 | 138.26 | 141.96 | 8 | 0
2030 | MISO_MO-IL_2_TVA_Transmission | MISO_MO-IL | TVA_Transmission | Internal | Summer | B5 | 200 | 4000 | 0.1 | 129.46 | 137.45 | 8 | 0
2030 | MISO_MO-IL_2_TVA_Transmission | MISO_MO-IL | TVA_Transmission | Internal | Summer | B6 | 300 | 4000 | 0 | 102.21 | 104.14 | 8 | 0
2030 | MISO_MO-IL_2_TVA_Transmission | MISO_MO-IL | TVA_Transmission | Internal | Summer | B7 | 400 | 4000 | 0 | 92.56 | 96.66 | 8 | 0
2030 | MISO_MO-IL_2_TVA_Transmission | MISO_MO-IL | TVA_Transmission | Internal | Summer | B8 | 500 | 4000 | 0 | 88.22 | 92.59 | 8 | 0
2030 | MISO_MO-IL_2_TVA_Transmission | MISO_MO-IL | TVA_Transmission | Internal | Summer | B9 | 800 | 4000 | 0 | 83.07 | 90.45 | 8 | 0
2030 | MISO_MO-IL_2_TVA_Transmission | MISO_MO-IL | TVA_Transmission | Internal | Summer | B10 | 1262 | 4000 | 1786.4 | 70.23 | 78.23 | 8 | 0
2030 | MISO_MO-IL_2_TVA_Transmission | MISO_MO-IL | TVA_Transmission | Internal | Winter | B16 | 25 | 4000 | 4000 | 78.6 | 94.59 | 8 | 7.99
2030 | MISO_MO-IL_2_TVA_Transmission | MISO_MO-IL | TVA_Transmission | Internal | Winter | B17 | 100 | 4000 | 1621.55 | 78.6 | 86.6 | 8 | 0
2030 | MISO_MO-IL_2_TVA_Transmission | MISO_MO-IL | TVA_Transmission | Internal | Winter | B18 | 400 | 4000 | 0.02 | 78.58 | 86.54 | 8 | 0
2030 | MISO_MO-IL_2_TVA_Transmission | MISO_MO-IL | TVA_Transmission | Internal | Winter | B19 | 700 | 4000 | 1463.48 | 77.87 | 85.87 | 8 | 0
2030 | MISO_MO-IL_2_TVA_Transmission | MISO_MO-IL | TVA_Transmission | Internal | Winter | B20 | 935 | 4000 | 4000 | 69.9 | 82.03 | 8 | 4.13
2030 | MISO_W_2_IESO | MISO_W | IESO | Internal | Shoulder | B11 | 25 | 157 | 0 | 90.37 | 45.76 | 8 | 0
2030 | MISO_W_2_IESO | MISO_W | IESO | Internal | Shoulder | B12 | 200 | 157 | 0 | 75.95 | 45.76 | 8 | 0
2030 | MISO_W_2_IESO | MISO_W | IESO | Internal | Shoulder | B13 | 600 | 157 | 0 | 75.69 | 45.76 | 8 | 0
2030 | MISO_W_2_IESO | MISO_W | IESO | Internal | Shoulder | B14 | 900 | 157 | 0 | 49.33 | 45.76 | 8 | 0
2030 | MISO_W_2_IESO | MISO_W | IESO | Internal | Shoulder | B15 | 1203 | 157 | 157 | 25.62 | 45.76 | 8 | 12.15
2030 | MISO_W_2_IESO | MISO_W | IESO | Internal | Summer | B1 | 10 | 157 | 0 | 139.28 | 85.91 | 8 | 0
2030 | MISO_W_2_IESO | MISO_W | IESO | Internal | Summer | B2 | 25 | 157 | 0 | 138.39 | 85.99 | 8 | 0
2030 | MISO_W_2_IESO | MISO_W | IESO | Internal | Summer | B3 | 75 | 157 | 0 | 138.4 | 85.91 | 8 | 0
2030 | MISO_W_2_IESO | MISO_W | IESO | Internal | Summer | B4 | 100 | 157 | 0 | 138.24 | 79.39 | 8 | 0
2030 | MISO_W_2_IESO | MISO_W | IESO | Internal | Summer | B5 | 200 | 157 | 0 | 129.45 | 59.12 | 8 | 0
2030 | MISO_W_2_IESO | MISO_W | IESO | Internal | Summer | B6 | 300 | 157 | 0 | 102.19 | 42.56 | 8 | 0
2030 | MISO_W_2_IESO | MISO_W | IESO | Internal | Summer | B7 | 400 | 157 | 0 | 92.54 | 42.56 | 8 | 0
2030 | MISO_W_2_IESO | MISO_W | IESO | Internal | Summer | B8 | 500 | 157 | 0 | 88.21 | 42.56 | 8 | 0
2030 | MISO_W_2_IESO | MISO_W | IESO | Internal | Summer | B9 | 800 | 157 | 0 | 83.06 | 42.56 | 8 | 0
2030 | MISO_W_2_IESO | MISO_W | IESO | Internal | Summer | B10 | 1262 | 157 | 0 | 49.56 | 42.56 | 8 | 0
2030 | MISO_W_2_IESO | MISO_W | IESO | Internal | Winter | B16 | 25 | 157 | 157 | 15.71 | 45.76 | 8 | 22.05
2030 | MISO_W_2_IESO | MISO_W | IESO | Internal | Winter | B17 | 100 | 157 | 157 | 15.71 | 45.76 | 8 | 22.05
2030 | MISO_W_2_IESO | MISO_W | IESO | Internal | Winter | B18 | 400 | 157 | 0 | 76.61 | 45.76 | 8 | 0
2030 | MISO_W_2_IESO | MISO_W | IESO | Internal | Winter | B19 | 700 | 157 | 0 | 76.61 | 45.76 | 8 | 0
2030 | MISO_W_2_IESO | MISO_W | IESO | Internal | Winter | B20 | 935 | 157 | 157 | 22.71 | 45.76 | 8 | 15.05
2030 | MISO_W_2_MAPP_CA | MISO_W | MAPP_CA | Internal | Shoulder | B11 | 25 | 700 | 0 | 90.37 | 35.33 | 0.01 | 0
2030 | MISO_W_2_MAPP_CA | MISO_W | MAPP_CA | Internal | Shoulder | B12 | 200 | 700 | 0 | 75.95 | 35.33 | 0.01 | 0
2030 | MISO_W_2_MAPP_CA | MISO_W | MAPP_CA | Internal | Shoulder | B13 | 600 | 700 | 0 | 75.69 | 35.33 | 0.01 | 0
2030 | MISO_W_2_MAPP_CA | MISO_W | MAPP_CA | Internal | Shoulder | B14 | 900 | 700 | 0 | 49.33 | 35.33 | 0.01 | 0
2030 | MISO_W_2_MAPP_CA | MISO_W | MAPP_CA | Internal | Shoulder | B15 | 1203 | 700 | 700 | 25.62 | 35.33 | 0.01 | 9.7
2030 | MISO_W_2_MAPP_CA | MISO_W | MAPP_CA | Internal | Summer | B1 | 10 | 700 | 0 | 139.28 | 49.55 | 0.01 | 0
2030 | MISO_W_2_MAPP_CA | MISO_W | MAPP_CA | Internal | Summer | B2 | 25 | 700 | 0 | 138.39 | 49.55 | 0.01 | 0
2030 | MISO_W_2_MAPP_CA | MISO_W | MAPP_CA | Internal | Summer | B3 | 75 | 700 | 0 | 138.4 | 49.55 | 0.01 | 0
2030 | MISO_W_2_MAPP_CA | MISO_W | MAPP_CA | Internal | Summer | B4 | 100 | 700 | 0 | 138.24 | 49.55 | 0.01 | 0
2030 | MISO_W_2_MAPP_CA | MISO_W | MAPP_CA | Internal | Summer | B5 | 200 | 700 | 0 | 129.45 | 49.55 | 0.01 | 0
2030 | MISO_W_2_MAPP_CA | MISO_W | MAPP_CA | Internal | Summer | B6 | 300 | 700 | 0 | 102.19 | 49.55 | 0.01 | 0
2030 | MISO_W_2_MAPP_CA | MISO_W | MAPP_CA | Internal | Summer | B7 | 400 | 700 | 0 | 92.54 | 49.55 | 0.01 | 0
2030 | MISO_W_2_MAPP_CA | MISO_W | MAPP_CA | Internal | Summer | B8 | 500 | 700 | 0 | 88.21 | 49.55 | 0.01 | 0
2030 | MISO_W_2_MAPP_CA | MISO_W | MAPP_CA | Internal | Summer | B9 | 800 | 700 | 0 | 83.06 | 49.55 | 0.01 | 0
2030 | MISO_W_2_MAPP_CA | MISO_W | MAPP_CA | Internal | Summer | B10 | 1262 | 700 | 0 | 49.56 | 49.55 | 0.01 | 0
2030 | MISO_W_2_MAPP_CA | MISO_W | MAPP_CA | Internal | Winter | B16 | 25 | 700 | 700 | 15.71 | 22.72 | 0.01 | 7
2030 | MISO_W_2_MAPP_CA | MISO_W | MAPP_CA | Internal | Winter | B17 | 100 | 700 | 700 | 15.71 | 22.72 | 0.01 | 7
2030 | MISO_W_2_MAPP_CA | MISO_W | MAPP_CA | Internal | Winter | B18 | 400 | 700 | 0 | 76.61 | 52.76 | 0.01 | 0
2030 | MISO_W_2_MAPP_CA | MISO_W | MAPP_CA | Internal | Winter | B19 | 700 | 700 | 0 | 76.61 | 52.76 | 0.01 | 0
2030 | MISO_W_2_MAPP_CA | MISO_W | MAPP_CA | Internal | Winter | B20 | 935 | 700 | 556.14 | 22.71 | 22.72 | 0.01 | 0
2030 | MISO_W_2_MAPP_US | MISO_W | MAPP_US | Internal | Shoulder | B11 | 25 | 2300 | 0 | 90.37 | 83.37 | 7 | 0
2030 | MISO_W_2_MAPP_US | MISO_W | MAPP_US | Internal | Shoulder | B12 | 200 | 2300 | 0 | 75.95 | 68.95 | 7 | 0
2030 | MISO_W_2_MAPP_US | MISO_W | MAPP_US | Internal | Shoulder | B13 | 600 | 2300 | 0 | 75.69 | 68.69 | 7 | 0
2030 | MISO_W_2_MAPP_US | MISO_W | MAPP_US | Internal | Shoulder | B14 | 900 | 2300 | 0 | 49.33 | 42.33 | 7 | 0
2030 | MISO_W_2_MAPP_US | MISO_W | MAPP_US | Internal | Shoulder | B15 | 1203 | 2300 | 0 | 25.62 | 18.62 | 7 | 0
2030 | MISO_W_2_MAPP_US | MISO_W | MAPP_US | Internal | Summer | B1 | 10 | 2300 | 0 | 139.28 | 137.29 | 7 | 0
2030 | MISO_W_2_MAPP_US | MISO_W | MAPP_US | Internal | Summer | B2 | 25 | 2300 | 0 | 138.39 | 131.39 | 7 | 0
2030 | MISO_W_2_MAPP_US | MISO_W | MAPP_US | Internal | Summer | B3 | 75 | 2300 | 0 | 138.4 | 131.4 | 7 | 0
2030 | MISO_W_2_MAPP_US | MISO_W | MAPP_US | Internal | Summer | B4 | 100 | 2300 | 0 | 138.24 | 131.24 | 7 | 0
2030 | MISO_W_2_MAPP_US | MISO_W | MAPP_US | Internal | Summer | B5 | 200 | 2300 | 0 | 129.45 | 122.45 | 7 | 0
2030 | MISO_W_2_MAPP_US | MISO_W | MAPP_US | Internal | Summer | B6 | 300 | 2300 | 0 | 102.19 | 95.19 | 7 | 0
2030 | MISO_W_2_MAPP_US | MISO_W | MAPP_US | Internal | Summer | B7 | 400 | 2300 | 0 | 92.54 | 85.54 | 7 | 0
2030 | MISO_W_2_MAPP_US | MISO_W | MAPP_US | Internal | Summer | B8 | 500 | 2300 | 0 | 88.21 | 81.21 | 7 | 0
2030 | MISO_W_2_MAPP_US | MISO_W | MAPP_US | Internal | Summer | B9 | 800 | 2300 | 0 | 83.06 | 76.06 | 7 | 0
2030 | MISO_W_2_MAPP_US | MISO_W | MAPP_US | Internal | Summer | B10 | 1262 | 2300 | 0 | 49.56 | 42.56 | 7 | 0
2030 | MISO_W_2_MAPP_US | MISO_W | MAPP_US | Internal | Winter | B16 | 25 | 2300 | 0 | 15.71 | 15.71 | 7 | 0
2030 | MISO_W_2_MAPP_US | MISO_W | MAPP_US | Internal | Winter | B17 | 100 | 2300 | 0 | 15.71 | 15.71 | 7 | 0
2030 | MISO_W_2_MAPP_US | MISO_W | MAPP_US | Internal | Winter | B18 | 400 | 2300 | 0 | 76.61 | 69.61 | 7 | 0
2030 | MISO_W_2_MAPP_US | MISO_W | MAPP_US | Internal | Winter | B19 | 700 | 2300 | 0 | 76.61 | 69.61 | 7 | 0
2030 | MISO_W_2_MAPP_US | MISO_W | MAPP_US | Internal | Winter | B20 | 935 | 2300 | 0 | 22.71 | 15.71 | 7 | 0
2030 | MISO_W_2_MISO_MO-IL | MISO_W | MISO_MO-IL | Internal | Shoulder | B11 | 25 | 3922 | 0.87 | 90.37 | 90.37 | 0.01 | 0
2030 | MISO_W_2_MISO_MO-IL | MISO_W | MISO_MO-IL | Internal | Shoulder | B12 | 200 | 3922 | 1326.08 | 75.95 | 75.96 | 0.01 | 0
2030 | MISO_W_2_MISO_MO-IL | MISO_W | MISO_MO-IL | Internal | Shoulder | B13 | 600 | 3922 | 3922 | 75.69 | 75.94 | 0.01 | 0.23
2030 | MISO_W_2_MISO_MO-IL | MISO_W | MISO_MO-IL | Internal | Shoulder | B14 | 900 | 3922 | 3922 | 49.33 | 75.38 | 0.01 | 26.03
2030 | MISO_W_2_MISO_MO-IL | MISO_W | MISO_MO-IL | Internal | Shoulder | B15 | 1203 | 3922 | 3922 | 25.62 | 71.45 | 0.01 | 45.82
2030 | MISO_W_2_MISO_MO-IL | MISO_W | MISO_MO-IL | Internal | Summer | B1 | 10 | 3922 | 263.04 | 139.28 | 139.29 | 0.01 | 0
2030 | MISO_W_2_MISO_MO-IL | MISO_W | MISO_MO-IL | Internal | Summer | B2 | 25 | 3922 | 3921.99 | 138.39 | 139.29 | 0.01 | 0.89
2030 | MISO_W_2_MISO_MO-IL | MISO_W | MISO_MO-IL | Internal | Summer | B3 | 75 | 3922 | 3706.32 | 138.4 | 138.41 | 0.01 | 0
2030 | MISO_W_2_MISO_MO-IL | MISO_W | MISO_MO-IL | Internal | Summer | B4 | 100 | 3922 | 3481.43 | 138.24 | 138.26 | 0.01 | 0
2030 | MISO_W_2_MISO_MO-IL | MISO_W | MISO_MO-IL | Internal | Summer | B5 | 200 | 3922 | 1425.62 | 129.45 | 129.46 | 0.01 | 0
2030 | MISO_W_2_MISO_MO-IL | MISO_W | MISO_MO-IL | Internal | Summer | B6 | 300 | 3922 | 2791.44 | 102.19 | 102.21 | 0.01 | 0
2030 | MISO_W_2_MISO_MO-IL | MISO_W | MISO_MO-IL | Internal | Summer | B7 | 400 | 3922 | 3094.96 | 92.54 | 92.56 | 0.01 | 0
2030 | MISO_W_2_MISO_MO-IL | MISO_W | MISO_MO-IL | Internal | Summer | B8 | 500 | 3922 | 3633.44 | 88.21 | 88.22 | 0.01 | 0
2030 | MISO_W_2_MISO_MO-IL | MISO_W | MISO_MO-IL | Internal | Summer | B9 | 800 | 3922 | 1469.64 | 83.06 | 83.07 | 0.01 | 0
2030 | MISO_W_2_MISO_MO-IL | MISO_W | MISO_MO-IL | Internal | Summer | B10 | 1262 | 3922 | 3922 | 49.56 | 70.23 | 0.01 | 20.66
2030 | MISO_W_2_MISO_MO-IL | MISO_W | MISO_MO-IL | Internal | Winter | B16 | 25 | 3922 | 3922 | 15.71 | 78.6 | 0.01 | 62.88
2030 | MISO_W_2_MISO_MO-IL | MISO_W | MISO_MO-IL | Internal | Winter | B17 | 100 | 3922 | 3922 | 15.71 | 78.6 | 0.01 | 62.88
2030 | MISO_W_2_MISO_MO-IL | MISO_W | MISO_MO-IL | Internal | Winter | B18 | 400 | 3922 | 3922 | 76.61 | 78.58 | 0.01 | 1.96
2030 | MISO_W_2_MISO_MO-IL | MISO_W | MISO_MO-IL | Internal | Winter | B19 | 700 | 3922 | 3922 | 76.61 | 77.87 | 0.01 | 1.25
2030 | MISO_W_2_MISO_MO-IL | MISO_W | MISO_MO-IL | Internal | Winter | B20 | 935 | 3922 | 3922 | 22.71 | 69.9 | 0.01 | 47.17
2030 | MISO_W_2_MISO_WUMS | MISO_W | MISO_WUMS | Internal | Shoulder | B11 | 25 | 1667 | 0 | 90.37 | 87.35 | 0.01 | 0
2030 | MISO_W_2_MISO_WUMS | MISO_W | MISO_WUMS | Internal | Shoulder | B12 | 200 | 1667 | 55.14 | 75.95 | 75.96 | 0.01 | 0
2030 | MISO_W_2_MISO_WUMS | MISO_W | MISO_WUMS | Internal | Shoulder | B13 | 600 | 1667 | 825.03 | 75.69 | 75.7 | 0.01 | 0
2030 | MISO_W_2_MISO_WUMS | MISO_W | MISO_WUMS | Internal | Shoulder | B14 | 900 | 1667 | 1667 | 49.33 | 75.7 | 0.01 | 26.36
2030 | MISO_W_2_MISO_WUMS | MISO_W | MISO_WUMS | Internal | Shoulder | B15 | 1203 | 1667 | 1667 | 25.62 | 73.87 | 0.01 | 48.24
2030 | MISO_W_2_MISO_WUMS | MISO_W | MISO_WUMS | Internal | Summer | B1 | 10 | 1667 | 0 | 139.28 | 85.76 | 0.01 | 0
2030 | MISO_W_2_MISO_WUMS | MISO_W | MISO_WUMS | Internal | Summer | B2 | 25 | 1667 | 0 | 138.39 | 135.13 | 0.01 | 0
2030 | MISO_W_2_MISO_WUMS | MISO_W | MISO_WUMS | Internal | Summer | B3 | 75 | 1667 | 0.14 | 138.4 | 138.39 | 0.01 | 0
2030 | MISO_W_2_MISO_WUMS | MISO_W | MISO_WUMS | Internal | Summer | B4 | 100 | 1667 | 0.11 | 138.24 | 138.23 | 0.01 | 0
2030 | MISO_W_2_MISO_WUMS | MISO_W | MISO_WUMS | Internal | Summer | B5 | 200 | 1667 | 0.06 | 129.45 | 129.44 | 0.01 | 0
2030 | MISO_W_2_MISO_WUMS | MISO_W | MISO_WUMS | Internal | Summer | B6 | 300 | 1667 | 0.04 | 102.19 | 102.18 | 0.01 | 0
2030 | MISO_W_2_MISO_WUMS | MISO_W | MISO_WUMS | Internal | Summer | B7 | 400 | 1667 | 0.03 | 92.54 | 92.53 | 0.01 | 0
2030 | MISO_W_2_MISO_WUMS | MISO_W | MISO_WUMS | Internal | Summer | B8 | 500 | 1667 | 0 | 88.21 | 85.76 | 0.01 | 0
2030 | MISO_W_2_MISO_WUMS | MISO_W | MISO_WUMS | Internal | Summer | B9 | 800 | 1667 | 0.03 | 83.06 | 83.06 | 0.01 | 0
2030 | MISO_W_2_MISO_WUMS | MISO_W | MISO_WUMS | Internal | Summer | B10 | 1262 | 1667 | 1667 | 49.56 | 74.34 | 0.01 | 24.77
2030 | MISO_W_2_MISO_WUMS | MISO_W | MISO_WUMS | Internal | Winter | B16 | 25 | 1667 | 1667 | 15.71 | 78.33 | 0.01 | 62.6
2030 | MISO_W_2_MISO_WUMS | MISO_W | MISO_WUMS | Internal | Winter | B17 | 100 | 1667 | 1667 | 15.71 | 78.33 | 0.01 | 62.6
2030 | MISO_W_2_MISO_WUMS | MISO_W | MISO_WUMS | Internal | Winter | B18 | 400 | 1667 | 1667 | 76.61 | 78.33 | 0.01 | 1.71
2030 | MISO_W_2_MISO_WUMS | MISO_W | MISO_WUMS | Internal | Winter | B19 | 700 | 1667 | 1667 | 76.61 | 78.33 | 0.01 | 1.71
2030 | MISO_W_2_MISO_WUMS | MISO_W | MISO_WUMS | Internal | Winter | B20 | 935 | 1667 | 1667 | 22.71 | 74.32 | 0.01 | 51.6
2030 | MISO_W_2_NE | MISO_W | NE | Internal | Shoulder | B11 | 25 | 5289 | 0 | 90.37 | 85.37 | 7 | 0
2030 | MISO_W_2_NE | MISO_W | NE | Internal | Shoulder | B12 | 200 | 5289 | 0 | 75.95 | 70.94 | 7 | 0
2030 | MISO_W_2_NE | MISO_W | NE | Internal | Shoulder | B13 | 600 | 5289 | 0 | 75.69 | 63.69 | 7 | 0
2030 | MISO_W_2_NE | MISO_W | NE | Internal | Shoulder | B14 | 900 | 5289 | 0 | 49.33 | 2.31 | 7 | 0
2030 | MISO_W_2_NE | MISO_W | NE | Internal | Shoulder | B15 | 1203 | 5289 | 0 | 25.62 | 2.3 | 7 | 0
2030 | MISO_W_2_NE | MISO_W | NE | Internal | Summer | B1 | 10 | 5289 | 0 | 139.28 | 134.28 | 7 | 0
2030 | MISO_W_2_NE | MISO_W | NE | Internal | Summer | B2 | 25 | 5289 | 0 | 138.39 | 126.6 | 7 | 0
2030 | MISO_W_2_NE | MISO_W | NE | Internal | Summer | B3 | 75 | 5289 | 0 | 138.4 | 133.4 | 7 | 0
2030 | MISO_W_2_NE | MISO_W | NE | Internal | Summer | B4 | 100 | 5289 | 0 | 138.24 | 133.24 | 7 | 0
2030 | MISO_W_2_NE | MISO_W | NE | Internal | Summer | B5 | 200 | 5289 | 0 | 129.45 | 124.45 | 7 | 0
2030 | MISO_W_2_NE | MISO_W | NE | Internal | Summer | B6 | 300 | 5289 | 0 | 102.19 | 97.19 | 7 | 0
2030 | MISO_W_2_NE | MISO_W | NE | Internal | Summer | B7 | 400 | 5289 | 0 | 92.54 | 87.54 | 7 | 0
2030 | MISO_W_2_NE | MISO_W | NE | Internal | Summer | B8 | 500 | 5289 | 0 | 88.21 | 83.21 | 7 | 0
2030 | MISO_W_2_NE | MISO_W | NE | Internal | Summer | B9 | 800 | 5289 | 0 | 83.06 | 78.06 | 7 | 0
2030 | MISO_W_2_NE | MISO_W | NE | Internal | Summer | B10 | 1262 | 5289 | 0 | 49.56 | 37.56 | 7 | 0
2030 | MISO_W_2_NE | MISO_W | NE | Internal | Winter | B16 | 25 | 5289 | 0 | 15.71 | 2.3 | 7 | 0
2030 | MISO_W_2_NE | MISO_W | NE | Internal | Winter | B17 | 100 | 5289 | 0 | 15.71 | 2.3 | 7 | 0
2030 | MISO_W_2_NE | MISO_W | NE | Internal | Winter | B18 | 400 | 5289 | 0 | 76.61 | 64.61 | 7 | 0
2030 | MISO_W_2_NE | MISO_W | NE | Internal | Winter | B19 | 700 | 5289 | 0 | 76.61 | 11.53 | 7 | 0
2030 | MISO_W_2_NE | MISO_W | NE | Internal | Winter | B20 | 935 | 5289 | 0 | 22.71 | 2.3 | 7 | 0
2030 | MISO_W_2_PJM_ROR | MISO_W | PJM_ROR | Internal | Shoulder | B11 | 25 | 13193 | 10930.5 | 90.37 | 92.37 | 2 | 0
2030 | MISO_W_2_PJM_ROR | MISO_W | PJM_ROR | Internal | Shoulder | B12 | 200 | 13193 | 13193 | 75.95 | 88.06 | 2 | 10.11
2030 | MISO_W_2_PJM_ROR | MISO_W | PJM_ROR | Internal | Shoulder | B13 | 600 | 13193 | 13193 | 75.69 | 87.55 | 2 | 9.85
2030 | MISO_W_2_PJM_ROR | MISO_W | PJM_ROR | Internal | Shoulder | B14 | 900 | 13193 | 13193 | 49.33 | 79.38 | 2 | 28.05
2030 | MISO_W_2_PJM_ROR | MISO_W | PJM_ROR | Internal | Shoulder | B15 | 1203 | 13193 | 13193 | 25.62 | 75.87 | 2 | 48.25
2030 | MISO_W_2_PJM_ROR | MISO_W | PJM_ROR | Internal | Summer | B1 | 10 | 13193 | 5799.03 | 139.28 | 141.28 | 2 | 0
2030 | MISO_W_2_PJM_ROR | MISO_W | PJM_ROR | Internal | Summer | B2 | 25 | 13193 | 7955.75 | 138.39 | 140.39 | 2 | 0
2030 | MISO_W_2_PJM_ROR | MISO_W | PJM_ROR | Internal | Summer | B3 | 75 | 13193 | 0.28 | 138.4 | 140.39 | 2 | 0
2030 | MISO_W_2_PJM_ROR | MISO_W | PJM_ROR | Internal | Summer | B4 | 100 | 13193 | 3197.47 | 138.24 | 140.24 | 2 | 0
2030 | MISO_W_2_PJM_ROR | MISO_W | PJM_ROR | Internal | Summer | B5 | 200 | 13193 | 4352.91 | 129.45 | 131.45 | 2 | 0
2030 | MISO_W_2_PJM_ROR | MISO_W | PJM_ROR | Internal | Summer | B6 | 300 | 13193 | 5333.89 | 102.19 | 104.19 | 2 | 0
2030 | MISO_W_2_PJM_ROR | MISO_W | PJM_ROR | Internal | Summer | B7 | 400 | 13193 | 8301.7 | 92.54 | 94.54 | 2 | 0
2030 | MISO_W_2_PJM_ROR | MISO_W | PJM_ROR | Internal | Summer | B8 | 500 | 13193 | 10579.1 | 88.21 | 90.21 | 2 | 0
2030 | MISO_W_2_PJM_ROR | MISO_W | PJM_ROR | Internal | Summer | B9 | 800 | 13193 | 11767.5 | 83.06 | 85.06 | 2 | 0
2030 | MISO_W_2_PJM_ROR | MISO_W | PJM_ROR | Internal | Summer | B10 | 1262 | 13193 | 13193 | 49.56 | 74.37 | 2 | 22.81
2030 | MISO_W_2_PJM_ROR | MISO_W | PJM_ROR | Internal | Winter | B16 | 25 | 13193 | 13193 | 15.71 | 95.92 | 2 | 78.2
2030 | MISO_W_2_PJM_ROR | MISO_W | PJM_ROR | Internal | Winter | B17 | 100 | 13193 | 13193 | 15.71 | 94.89 | 2 | 77.17
2030 | MISO_W_2_PJM_ROR | MISO_W | PJM_ROR | Internal | Winter | B18 | 400 | 13193 | 13193 | 76.61 | 91.17 | 2 | 12.56
2030 | MISO_W_2_PJM_ROR | MISO_W | PJM_ROR | Internal | Winter | B19 | 700 | 13193 | 13193 | 76.61 | 82.8 | 2 | 4.19
2030 | MISO_W_2_PJM_ROR | MISO_W | PJM_ROR | Internal | Winter | B20 | 935 | 13193 | 13193 | 22.71 | 78.94 | 2 | 54.23
2030 | MISO_W_2_SPP_N | MISO_W | SPP_N | Internal | Shoulder | B11 | 25 | 3537 | 0 | 90.37 | 85.37 | 7 | 0
2030 | MISO_W_2_SPP_N | MISO_W | SPP_N | Internal | Shoulder | B12 | 200 | 3537 | 0 | 75.95 | 70.95 | 7 | 0
2030 | MISO_W_2_SPP_N | MISO_W | SPP_N | Internal | Shoulder | B13 | 600 | 3537 | 0 | 75.69 | 63.7 | 7 | 0
2030 | MISO_W_2_SPP_N | MISO_W | SPP_N | Internal | Shoulder | B14 | 900 | 3537 | 0 | 49.33 | 2.3 | 7 | 0
2030 | MISO_W_2_SPP_N | MISO_W | SPP_N | Internal | Shoulder | B15 | 1203 | 3537 | 0 | 25.62 | 2.3 | 7 | 0
2030 | MISO_W_2_SPP_N | MISO_W | SPP_N | Internal | Summer | B1 | 10 | 3537 | 0 | 139.28 | 2.3 | 7 | 0
2030 | MISO_W_2_SPP_N | MISO_W | SPP_N | Internal | Summer | B2 | 25 | 3537 | 0 | 138.39 | 126.61 | 7 | 0
2030 | MISO_W_2_SPP_N | MISO_W | SPP_N | Internal | Summer | B3 | 75 | 3537 | 0 | 138.4 | 133.41 | 7 | 0
2030 | MISO_W_2_SPP_N | MISO_W | SPP_N | Internal | Summer | B4 | 100 | 3537 | 0 | 138.24 | 128.96 | 7 | 0
2030 | MISO_W_2_SPP_N | MISO_W | SPP_N | Internal | Summer | B5 | 200 | 3537 | 0 | 129.45 | 124.45 | 7 | 0
2030 | MISO_W_2_SPP_N | MISO_W | SPP_N | Internal | Summer | B6 | 300 | 3537 | 0 | 102.19 | 92.83 | 7 | 0
2030 | MISO_W_2_SPP_N | MISO_W | SPP_N | Internal | Summer | B7 | 400 | 3537 | 0 | 92.54 | 87.56 | 7 | 0
2030 | MISO_W_2_SPP_N | MISO_W | SPP_N | Internal | Summer | B8 | 500 | 3537 | 0 | 88.21 | 83.77 | 7 | 0
2030 | MISO_W_2_SPP_N | MISO_W | SPP_N | Internal | Summer | B9 | 800 | 3537 | 0 | 83.06 | 78.07 | 7 | 0
2030 | MISO_W_2_SPP_N | MISO_W | SPP_N | Internal | Summer | B10 | 1262 | 3537 | 0 | 49.56 | 37.57 | 7 | 0
2030 | MISO_W_2_SPP_N | MISO_W | SPP_N | Internal | Winter | B16 | 25 | 3537 | 0 | 15.71 | 2.3 | 7 | 0
2030 | MISO_W_2_SPP_N | MISO_W | SPP_N | Internal | Winter | B17 | 100 | 3537 | 0 | 15.71 | 2.3 | 7 | 0
2030 | MISO_W_2_SPP_N | MISO_W | SPP_N | Internal | Winter | B18 | 400 | 3537 | 0 | 76.61 | 71.61 | 7 | 0
2030 | MISO_W_2_SPP_N | MISO_W | SPP_N | Internal | Winter | B19 | 700 | 3537 | 0 | 76.61 | 11.52 | 7 | 0
2030 | MISO_W_2_SPP_N | MISO_W | SPP_N | Internal | Winter | B20 | 935 | 3537 | 0 | 22.71 | 2.3 | 7 | 0
2030 | MISO_WUMS_2_MISO_MI | MISO_WUMS | MISO_MI | Internal | Shoulder | B11 | 25 | 787 | 694.09 | 87.35 | 87.37 | 0.01 | 0
2030 | MISO_WUMS_2_MISO_MI | MISO_WUMS | MISO_MI | Internal | Shoulder | B12 | 200 | 787 | 787 | 75.96 | 86.06 | 0.01 | 10.08
2030 | MISO_WUMS_2_MISO_MI | MISO_WUMS | MISO_MI | Internal | Shoulder | B13 | 600 | 787 | 787 | 75.7 | 85.55 | 0.01 | 9.83
2030 | MISO_WUMS_2_MISO_MI | MISO_WUMS | MISO_MI | Internal | Shoulder | B14 | 900 | 787 | 787 | 75.7 | 75.96 | 0.01 | 0.25
2030 | MISO_WUMS_2_MISO_MI | MISO_WUMS | MISO_MI | Internal | Shoulder | B15 | 1203 | 787 | 0.02 | 73.87 | 73.87 | 0.01 | 0
2030 | MISO_WUMS_2_MISO_MI | MISO_WUMS | MISO_MI | Internal | Summer | B1 | 10 | 787 | 787 | 85.76 | 141.37 | 0.01 | 55.6
2030 | MISO_WUMS_2_MISO_MI | MISO_WUMS | MISO_MI | Internal | Summer | B2 | 25 | 787 | 787 | 135.13 | 139.29 | 0.01 | 4.14
2030 | MISO_WUMS_2_MISO_MI | MISO_WUMS | MISO_MI | Internal | Summer | B3 | 75 | 787 | 786.74 | 138.39 | 138.41 | 0.01 | 0.01
2030 | MISO_WUMS_2_MISO_MI | MISO_WUMS | MISO_MI | Internal | Summer | B4 | 100 | 787 | 786.79 | 138.23 | 138.26 | 0.01 | 0.01
2030 | MISO_WUMS_2_MISO_MI | MISO_WUMS | MISO_MI | Internal | Summer | B5 | 200 | 787 | 786.89 | 129.44 | 129.46 | 0.01 | 0.01
2030 | MISO_WUMS_2_MISO_MI | MISO_WUMS | MISO_MI | Internal | Summer | B6 | 300 | 787 | 786.93 | 102.18 | 102.21 | 0.01 | 0.01
2030 | MISO_WUMS_2_MISO_MI | MISO_WUMS | MISO_MI | Internal | Summer | B7 | 400 | 787 | 786.94 | 92.53 | 92.56 | 0.01 | 0.01
2030 | MISO_WUMS_2_MISO_MI | MISO_WUMS | MISO_MI | Internal | Summer | B8 | 500 | 787 | 787 | 85.76 | 88.22 | 0.01 | 2.46
2030 | MISO_WUMS_2_MISO_MI | MISO_WUMS | MISO_MI | Internal | Summer | B9 | 800 | 787 | 613.2 | 83.06 | 83.07 | 0.01 | 0
2030 | MISO_WUMS_2_MISO_MI | MISO_WUMS | MISO_MI | Internal | Summer | B10 | 1262 | 787 | 787 | 74.34 | 74.61 | 0.01 | 0.26
2030 | MISO_WUMS_2_MISO_MI | MISO_WUMS | MISO_MI | Internal | Winter | B16 | 25 | 787 | 787 | 78.33 | 93.92 | 0.01 | 15.58
2030 | MISO_WUMS_2_MISO_MI | MISO_WUMS | MISO_MI | Internal | Winter | B17 | 100 | 787 | 787 | 78.33 | 89.87 | 0.01 | 11.53
2030 | MISO_WUMS_2_MISO_MI | MISO_WUMS | MISO_MI | Internal | Winter | B18 | 400 | 787 | 787 | 78.33 | 89.17 | 0.01 | 10.82
2030 | MISO_WUMS_2_MISO_MI | MISO_WUMS | MISO_MI | Internal | Winter | B19 | 700 | 787 | 787 | 78.33 | 78.6 | 0.01 | 0.26
2030 | MISO_WUMS_2_MISO_MI | MISO_WUMS | MISO_MI | Internal | Winter | B20 | 935 | 787 | 311.32 | 74.32 | 74.34 | 0.01 | 0
2030 | MISO_WUMS_2_MISO_W | MISO_WUMS | MISO_W | Internal | Shoulder | B11 | 25 | 1175 | 1175 | 87.35 | 90.37 | 0.01 | 3
2030 | MISO_WUMS_2_MISO_W | MISO_WUMS | MISO_W | Internal | Shoulder | B12 | 200 | 1175 | 0.06 | 75.96 | 75.95 | 0.01 | 0
2030 | MISO_WUMS_2_MISO_W | MISO_WUMS | MISO_W | Internal | Shoulder | B13 | 600 | 1175 | 0.02 | 75.7 | 75.69 | 0.01 | 0
2030 | MISO_WUMS_2_MISO_W | MISO_WUMS | MISO_W | Internal | Shoulder | B14 | 900 | 1175 | 0 | 75.7 | 49.33 | 0.01 | 0
2030 | MISO_WUMS_2_MISO_W | MISO_WUMS | MISO_W | Internal | Shoulder | B15 | 1203 | 1175 | 0 | 73.87 | 25.62 | 0.01 | 0
2030 | MISO_WUMS_2_MISO_W | MISO_WUMS | MISO_W | Internal | Summer | B1 | 10 | 1175 | 1175 | 85.76 | 139.28 | 0.01 | 53.51
2030 | MISO_WUMS_2_MISO_W | MISO_WUMS | MISO_W | Internal | Summer | B2 | 25 | 1175 | 1175 | 135.13 | 138.39 | 0.01 | 3.24
2030 | MISO_WUMS_2_MISO_W | MISO_WUMS | MISO_W | Internal | Summer | B3 | 75 | 1175 | 471.75 | 138.39 | 138.4 | 0.01 | 0
2030 | MISO_WUMS_2_MISO_W | MISO_WUMS | MISO_W | Internal | Summer | B4 | 100 | 1175 | 487.56 | 138.23 | 138.24 | 0.01 | 0
2030 | MISO_WUMS_2_MISO_W | MISO_WUMS | MISO_W | Internal | Summer | B5 | 200 | 1175 | 212.29 | 129.44 | 129.45 | 0.01 | 0
2030 | MISO_WUMS_2_MISO_W | MISO_WUMS | MISO_W | Internal | Summer | B6 | 300 | 1175 | 852.14 | 102.18 | 102.19 | 0.01 | 0
2030 | MISO_WUMS_2_MISO_W | MISO_WUMS | MISO_W | Internal | Summer | B7 | 400 | 1175 | 844.99 | 92.53 | 92.54 | 0.01 | 0
2030 | MISO_WUMS_2_MISO_W | MISO_WUMS | MISO_W | Internal | Summer | B8 | 500 | 1175 | 1175 | 85.76 | 88.21 | 0.01 | 2.44
2030 | MISO_WUMS_2_MISO_W | MISO_WUMS | MISO_W | Internal | Summer | B9 | 800 | 1175 | 0.03 | 83.06 | 83.06 | 0.01 | 0
2030 | MISO_WUMS_2_MISO_W | MISO_WUMS | MISO_W | Internal | Summer | B10 | 1262 | 1175 | 0 | 74.34 | 49.56 | 0.01 | 0
2030 | MISO_WUMS_2_MISO_W | MISO_WUMS | MISO_W | Internal | Winter | B16 | 25 | 1175 | 0 | 78.33 | 15.71 | 0.01 | 0
2030 | MISO_WUMS_2_MISO_W | MISO_WUMS | MISO_W | Internal | Winter | B17 | 100 | 1175 | 0 | 78.33 | 15.71 | 0.01 | 0
2030 | MISO_WUMS_2_MISO_W | MISO_WUMS | MISO_W | Internal | Winter | B18 | 400 | 1175 | 0 | 78.33 | 76.61 | 0.01 | 0
2030 | MISO_WUMS_2_MISO_W | MISO_WUMS | MISO_W | Internal | Winter | B19 | 700 | 1175 | 0 | 78.33 | 76.61 | 0.01 | 0
2030 | MISO_WUMS_2_MISO_W | MISO_WUMS | MISO_W | Internal | Winter | B20 | 935 | 1175 | 0 | 74.32 | 22.71 | 0.01 | 0
2030 | MISO_WUMS_2_PJM_ROR | MISO_WUMS | PJM_ROR | Internal | Shoulder | B11 | 25 | 1600 | 1600 | 87.35 | 92.37 | 2 | 3.02
2030 | MISO_WUMS_2_PJM_ROR | MISO_WUMS | PJM_ROR | Internal | Shoulder | B12 | 200 | 1600 | 1600 | 75.96 | 88.06 | 2 | 10.1
2030 | MISO_WUMS_2_PJM_ROR | MISO_WUMS | PJM_ROR | Internal | Shoulder | B13 | 600 | 1600 | 1600 | 75.7 | 87.55 | 2 | 9.84
2030 | MISO_WUMS_2_PJM_ROR | MISO_WUMS | PJM_ROR | Internal | Shoulder | B14 | 900 | 1600 | 1600 | 75.7 | 79.38 | 2 | 1.68
2030 | MISO_WUMS_2_PJM_ROR | MISO_WUMS | PJM_ROR | Internal | Shoulder | B15 | 1203 | 1600 | 1222.33 | 73.87 | 75.87 | 2 | 0
2030 | MISO_WUMS_2_PJM_ROR | MISO_WUMS | PJM_ROR | Internal | Summer | B1 | 10 | 1600 | 1600 | 85.76 | 141.28 | 2 | 53.52
2030 | MISO_WUMS_2_PJM_ROR | MISO_WUMS | PJM_ROR | Internal | Summer | B2 | 25 | 1600 | 1600 | 135.13 | 140.39 | 2 | 3.25
2030 | MISO_WUMS_2_PJM_ROR | MISO_WUMS | PJM_ROR | Internal | Summer | B3 | 75 | 1600 | 1221.47 | 138.39 | 140.39 | 2 | 0
2030 | MISO_WUMS_2_PJM_ROR | MISO_WUMS | PJM_ROR | Internal | Summer | B4 | 100 | 1600 | 1599.79 | 138.23 | 140.24 | 2 | 0.01
2030 | MISO_WUMS_2_PJM_ROR | MISO_WUMS | PJM_ROR | Internal | Summer | B5 | 200 | 1600 | 1599.89 | 129.44 | 131.45 | 2 | 0.01
2030 | MISO_WUMS_2_PJM_ROR | MISO_WUMS | PJM_ROR | Internal | Summer | B6 | 300 | 1600 | 1599.93 | 102.18 | 104.19 | 2 | 0.01
2030 | MISO_WUMS_2_PJM_ROR | MISO_WUMS | PJM_ROR | Internal | Summer | B7 | 400 | 1600 | 1599.95 | 92.53 | 94.54 | 2 | 0.01
2030 | MISO_WUMS_2_PJM_ROR | MISO_WUMS | PJM_ROR | Internal | Summer | B8 | 500 | 1600 | 1600 | 85.76 | 90.21 | 2 | 2.46
2030 | MISO_WUMS_2_PJM_ROR | MISO_WUMS | PJM_ROR | Internal | Summer | B9 | 800 | 1600 | 1447.49 | 83.06 | 85.06 | 2 | 0
2030 | MISO_WUMS_2_PJM_ROR | MISO_WUMS | PJM_ROR | Internal | Summer | B10 | 1262 | 1600 | 0 | 74.34 | 74.37 | 2 | 0
2030 | MISO_WUMS_2_PJM_ROR | MISO_WUMS | PJM_ROR | Internal | Winter | B16 | 25 | 1600 | 1600 | 78.33 | 95.92 | 2 | 15.59
2030 | MISO_WUMS_2_PJM_ROR | MISO_WUMS | PJM_ROR | Internal | Winter | B17 | 100 | 1600 | 1600 | 78.33 | 94.89 | 2 | 14.56
2030 | MISO_WUMS_2_PJM_ROR | MISO_WUMS | PJM_ROR | Internal | Winter | B18 | 400 | 1600 | 1600 | 78.33 | 91.17 | 2 | 10.84
2030 | MISO_WUMS_2_PJM_ROR | MISO_WUMS | PJM_ROR | Internal | Winter | B19 | 700 | 1600 | 1600 | 78.33 | 82.8 | 2 | 2.47
2030 | MISO_WUMS_2_PJM_ROR | MISO_WUMS | PJM_ROR | Internal | Winter | B20 | 935 | 1600 | 1600 | 74.32 | 78.94 | 2 | 2.62
2030 | NE_2_MAPP_US | NE | MAPP_US | Internal | Shoulder | B11 | 25 | 1600 | 0 | 85.37 | 83.37 | 5 | 0
2030 | NE_2_MAPP_US | NE | MAPP_US | Internal | Shoulder | B12 | 200 | 1600 | 0 | 70.94 | 68.95 | 5 | 0
2030 | NE_2_MAPP_US | NE | MAPP_US | Internal | Shoulder | B13 | 600 | 1600 | 1599.46 | 63.69 | 68.69 | 5 | 0
2030 | NE_2_MAPP_US | NE | MAPP_US | Internal | Shoulder | B14 | 900 | 1600 | 1600 | 2.31 | 42.33 | 5 | 35.02
2030 | NE_2_MAPP_US | NE | MAPP_US | Internal | Shoulder | B15 | 1203 | 1600 | 1600 | 2.3 | 18.62 | 5 | 11.32
2030 | NE_2_MAPP_US | NE | MAPP_US | Internal | Summer | B1 | 10 | 1600 | 0.01 | 134.28 | 137.29 | 5 | 0
2030 | NE_2_MAPP_US | NE | MAPP_US | Internal | Summer | B2 | 25 | 1600 | 0.05 | 126.6 | 131.39 | 5 | 0
2030 | NE_2_MAPP_US | NE | MAPP_US | Internal | Summer | B3 | 75 | 1600 | 0 | 133.4 | 131.4 | 5 | 0
2030 | NE_2_MAPP_US | NE | MAPP_US | Internal | Summer | B4 | 100 | 1600 | 0 | 133.24 | 131.24 | 5 | 0
2030 | NE_2_MAPP_US | NE | MAPP_US | Internal | Summer | B5 | 200 | 1600 | 0 | 124.45 | 122.45 | 5 | 0
2030 | NE_2_MAPP_US | NE | MAPP_US | Internal | Summer | B6 | 300 | 1600 | 0 | 97.19 | 95.19 | 5 | 0
2030 | NE_2_MAPP_US | NE | MAPP_US | Internal | Summer | B7 | 400 | 1600 | 0 | 87.54 | 85.54 | 5 | 0
2030 | NE_2_MAPP_US | NE | MAPP_US | Internal | Summer | B8 | 500 | 1600 | 0 | 83.21 | 81.21 | 5 | 0
2030 | NE_2_MAPP_US | NE | MAPP_US | Internal | Summer | B9 | 800 | 1600 | 0 | 78.06 | 76.06 | 5 | 0
2030 | NE_2_MAPP_US | NE | MAPP_US | Internal | Summer | B10 | 1262 | 1600 | 595.83 | 37.56 | 42.56 | 5 | 0
2030 | NE_2_MAPP_US | NE | MAPP_US | Internal | Winter | B16 | 25 | 1600 | 1600 | 2.3 | 15.71 | 5 | 8.41
2030 | NE_2_MAPP_US | NE | MAPP_US | Internal | Winter | B17 | 100 | 1600 | 1600 | 2.3 | 15.71 | 5 | 8.41
2030 | NE_2_MAPP_US | NE | MAPP_US | Internal | Winter | B18 | 400 | 1600 | 1437.21 | 64.61 | 69.61 | 5 | 0
2030 | NE_2_MAPP_US | NE | MAPP_US | Internal | Winter | B19 | 700 | 1600 | 1600 | 11.53 | 69.61 | 5 | 53.08
2030 | NE_2_MAPP_US | NE | MAPP_US | Internal | Winter | B20 | 935 | 1600 | 1600 | 2.3 | 15.71 | 5 | 8.41
2030 | NE_2_MISO_W | NE | MISO_W | Internal | Shoulder | B11 | 25 | 4089 | 3403.62 | 85.37 | 90.37 | 5 | 0
2030 | NE_2_MISO_W | NE | MISO_W | Internal | Shoulder | B12 | 200 | 4089 | 4088.89 | 70.94 | 75.95 | 5 | 0.01
2030 | NE_2_MISO_W | NE | MISO_W | Internal | Shoulder | B13 | 600 | 4089 | 4089 | 63.69 | 75.69 | 5 | 7
2030 | NE_2_MISO_W | NE | MISO_W | Internal | Shoulder | B14 | 900 | 4089 | 4089 | 2.31 | 49.33 | 5 | 42.02
2030 | NE_2_MISO_W | NE | MISO_W | Internal | Shoulder | B15 | 1203 | 4089 | 4089 | 2.3 | 25.62 | 5 | 18.32
2030 | NE_2_MISO_W | NE | MISO_W | Internal | Summer | B1 | 10 | 4089 | 2626.25 | 134.28 | 139.28 | 5 | 0
2030 | NE_2_MISO_W | NE | MISO_W | Internal | Summer | B2 | 25 | 4089 | 4089 | 126.6 | 138.39 | 5 | 6.78
2030 | NE_2_MISO_W | NE | MISO_W | Internal | Summer | B3 | 75 | 4089 | 2205.28 | 133.4 | 138.4 | 5 | 0
2030 | NE_2_MISO_W | NE | MISO_W | Internal | Summer | B4 | 100 | 4089 | 2555.86 | 133.24 | 138.24 | 5 | 0
2030 | NE_2_MISO_W | NE | MISO_W | Internal | Summer | B5 | 200 | 4089 | 2770.23 | 124.45 | 129.45 | 5 | 0
2030 | NE_2_MISO_W | NE | MISO_W | Internal | Summer | B6 | 300 | 4089 | 3387.77 | 97.19 | 102.19 | 5 | 0
2030 | NE_2_MISO_W | NE | MISO_W | Internal | Summer | B7 | 400 | 4089 | 2927.82 | 87.54 | 92.54 | 5 | 0
2030 | NE_2_MISO_W | NE | MISO_W | Internal | Summer | B8 | 500 | 4089 | 2411.29 | 83.21 | 88.21 | 5 | 0
2030 | NE_2_MISO_W | NE | MISO_W | Internal | Summer | B9 | 800 | 4089 | 3182.14 | 78.06 | 83.06 | 5 | 0
2030 | NE_2_MISO_W | NE | MISO_W | Internal | Summer | B10 | 1262 | 4089 | 4089 | 37.56 | 49.56 | 5 | 7
2030 | NE_2_MISO_W | NE | MISO_W | Internal | Winter | B16 | 25 | 4089 | 4089 | 2.3 | 15.71 | 5 | 8.41
2030 | NE_2_MISO_W | NE | MISO_W | Internal | Winter | B17 | 100 | 4089 | 4089 | 2.3 | 15.71 | 5 | 8.41
2030 | NE_2_MISO_W | NE | MISO_W | Internal | Winter | B18 | 400 | 4089 | 4089 | 64.61 | 76.61 | 5 | 7
2030 | NE_2_MISO_W | NE | MISO_W | Internal | Winter | B19 | 700 | 4089 | 4089 | 11.53 | 76.61 | 5 | 60.08
2030 | NE_2_MISO_W | NE | MISO_W | Internal | Winter | B20 | 935 | 4089 | 4089 | 2.3 | 22.71 | 5 | 15.41
2030 | NE_2_SPP_N | NE | SPP_N | Internal | Shoulder | B11 | 25 | 1960 | 0.92 | 85.37 | 85.37 | 0.01 | 0
2030 | NE_2_SPP_N | NE | SPP_N | Internal | Shoulder | B12 | 200 | 1960 | 1546.07 | 70.94 | 70.95 | 0.01 | 0
2030 | NE_2_SPP_N | NE | SPP_N | Internal | Shoulder | B13 | 600 | 1960 | 925.91 | 63.69 | 63.7 | 0.01 | 0
2030 | NE_2_SPP_N | NE | SPP_N | Internal | Shoulder | B14 | 900 | 1960 | 0.01 | 2.31 | 2.3 | 0.01 | 0
2030 | NE_2_SPP_N | NE | SPP_N | Internal | Shoulder | B15 | 1203 | 1960 | 0.02 | 2.3 | 2.3 | 0.01 | 0
2030 | NE_2_SPP_N | NE | SPP_N | Internal | Summer | B1 | 10 | 1960 | 0 | 134.28 | 2.3 | 0.01 | 0
2030 | NE_2_SPP_N | NE | SPP_N | Internal | Summer | B2 | 25 | 1960 | 80.46 | 126.6 | 126.61 | 0.01 | 0
2030 | NE_2_SPP_N | NE | SPP_N | Internal | Summer | B3 | 75 | 1960 | 788.85 | 133.4 | 133.41 | 0.01 | 0
2030 | NE_2_SPP_N | NE | SPP_N | Internal | Summer | B4 | 100 | 1960 | 0 | 133.24 | 128.96 | 0.01 | 0
2030 | NE_2_SPP_N | NE | SPP_N | Internal | Summer | B5 | 200 | 1960 | 0.12 | 124.45 | 124.45 | 0.01 | 0
2030 | NE_2_SPP_N | NE | SPP_N | Internal | Summer | B6 | 300 | 1960 | 0 | 97.19 | 92.83 | 0.01 | 0
2030 | NE_2_SPP_N | NE | SPP_N | Internal | Summer | B7 | 400 | 1960 | 107.79 | 87.54 | 87.56 | 0.01 | 0
2030 | NE_2_SPP_N | NE | SPP_N | Internal | Summer | B8 | 500 | 1960 | 1960 | 83.21 | 83.77 | 0.01 | 0.55
2030 | NE_2_SPP_N | NE | SPP_N | Internal | Summer | B9 | 800 | 1960 | 1237.54 | 78.06 | 78.07 | 0.01 | 0
2030 | NE_2_SPP_N | NE | SPP_N | Internal | Summer | B10 | 1262 | 1960 | 1179.79 | 37.56 | 37.57 | 0.01 | 0
2030 | NE_2_SPP_N | NE | SPP_N | Internal | Winter | B16 | 25 | 1960 | 0.94 | 2.3 | 2.3 | 0.01 | 0
2030 | NE_2_SPP_N | NE | SPP_N | Internal | Winter | B17 | 100 | 1960 | 0.23 | 2.3 | 2.3 | 0.01 | 0
2030 | NE_2_SPP_N | NE | SPP_N | Internal | Winter | B18 | 400 | 1960 | 1960 | 64.61 | 71.61 | 0.01 | 6.99
2030 | NE_2_SPP_N | NE | SPP_N | Internal | Winter | B19 | 700 | 1960 | 0.02 | 11.53 | 11.52 | 0.01 | 0
2030 | NE_2_SPP_N | NE | SPP_N | Internal | Winter | B20 | 935 | 1960 | 0.02 | 2.3 | 2.3 | 0.01 | 0
2030 | NEISO_2_NYISO_A-F | NEISO | NYISO_A-F | Internal | Shoulder | B11 | 25 | 600 | 274.87 | 49.76 | 52.76 | 3 | 0
2030 | NEISO_2_NYISO_A-F | NEISO | NYISO_A-F | Internal | Shoulder | B12 | 200 | 600 | 216.61 | 49.76 | 52.76 | 3 | 0
2030 | NEISO_2_NYISO_A-F | NEISO | NYISO_A-F | Internal | Shoulder | B13 | 600 | 600 | 129.9 | 49.76 | 52.76 | 3 | 0
2030 | NEISO_2_NYISO_A-F | NEISO | NYISO_A-F | Internal | Shoulder | B14 | 900 | 600 | 109.98 | 49.76 | 52.76 | 3 | 0
2030 | NEISO_2_NYISO_A-F | NEISO | NYISO_A-F | Internal | Shoulder | B15 | 1203 | 600 | 86.44 | 49.76 | 52.76 | 3 | 0
2030 | NEISO_2_NYISO_A-F | NEISO | NYISO_A-F | Internal | Summer | B1 | 10 | 600 | 0 | 95.99 | 78.91 | 3 | 0
2030 | NEISO_2_NYISO_A-F | NEISO | NYISO_A-F | Internal | Summer | B2 | 25 | 600 | 0 | 95.99 | 92.99 | 3 | 0
2030 | NEISO_2_NYISO_A-F | NEISO | NYISO_A-F | Internal | Summer | B3 | 75 | 600 | 598.09 | 89.91 | 92.91 | 3 | 0
2030 | NEISO_2_NYISO_A-F | NEISO | NYISO_A-F | Internal | Summer | B4 | 100 | 600 | 600 | 80.9 | 86.39 | 3 | 2.49
2030 | NEISO_2_NYISO_A-F | NEISO | NYISO_A-F | Internal | Summer | B5 | 200 | 600 | 418.64 | 80.9 | 83.9 | 3 | 0
2030 | NEISO_2_NYISO_A-F | NEISO | NYISO_A-F | Internal | Summer | B6 | 300 | 600 | 129.36 | 80.9 | 83.9 | 3 | 0
2030 | NEISO_2_NYISO_A-F | NEISO | NYISO_A-F | Internal | Summer | B7 | 400 | 600 | 239.85 | 73.5 | 76.5 | 3 | 0
2030 | NEISO_2_NYISO_A-F | NEISO | NYISO_A-F | Internal | Summer | B8 | 500 | 600 | 0 | 73.5 | 74.47 | 3 | 0
2030 | NEISO_2_NYISO_A-F | NEISO | NYISO_A-F | Internal | Summer | B9 | 800 | 600 | 0.01 | 70.21 | 73.19 | 3 | 0
2030 | NEISO_2_NYISO_A-F | NEISO | NYISO_A-F | Internal | Summer | B10 | 1262 | 600 | 0 | 70.21 | 73.19 | 3 | 0
2030 | NEISO_2_NYISO_A-F | NEISO | NYISO_A-F | Internal | Winter | B16 | 25 | 600 | 146.26 | 49.76 | 52.76 | 3 | 0
2030 | NEISO_2_NYISO_A-F | NEISO | NYISO_A-F | Internal | Winter | B17 | 100 | 600 | 150.28 | 49.76 | 52.76 | 3 | 0
2030 | NEISO_2_NYISO_A-F | NEISO | NYISO_A-F | Internal | Winter | B18 | 400 | 600 | 149.37 | 49.76 | 52.76 | 3 | 0
2030 | NEISO_2_NYISO_A-F | NEISO | NYISO_A-F | Internal | Winter | B19 | 700 | 600 | 119.34 | 49.76 | 52.76 | 3 | 0
2030 | NEISO_2_NYISO_A-F | NEISO | NYISO_A-F | Internal | Winter | B20 | 935 | 600 | 104.05 | 49.76 | 52.76 | 3 | 0
2030 | NEISO_2_NYISO_G-I | NEISO | NYISO_G-I | Internal | Shoulder | B11 | 25 | 600 | 600 | 49.76 | 86 | 3 | 33.24
2030 | NEISO_2_NYISO_G-I | NEISO | NYISO_G-I | Internal | Shoulder | B12 | 200 | 600 | 600 | 49.76 | 84.9 | 3 | 32.13
2030 | NEISO_2_NYISO_G-I | NEISO | NYISO_G-I | Internal | Shoulder | B13 | 600 | 600 | 600 | 49.76 | 84.9 | 3 | 32.13
2030 | NEISO_2_NYISO_G-I | NEISO | NYISO_G-I | Internal | Shoulder | B14 | 900 | 600 | 600 | 49.76 | 84.9 | 3 | 32.13
2030 | NEISO_2_NYISO_G-I | NEISO | NYISO_G-I | Internal | Shoulder | B15 | 1203 | 600 | 600 | 49.76 | 68 | 3 | 15.24
2030 | NEISO_2_NYISO_G-I | NEISO | NYISO_G-I | Internal | Summer | B1 | 10 | 600 | 600 | 95.99 | 133.3 | 3 | 34.31
2030 | NEISO_2_NYISO_G-I | NEISO | NYISO_G-I | Internal | Summer | B2 | 25 | 600 | 600 | 95.99 | 132.39 | 3 | 33.39
2030 | NEISO_2_NYISO_G-I | NEISO | NYISO_G-I | Internal | Summer | B3 | 75 | 600 | 600 | 89.91 | 117.28 | 3 | 24.38
2030 | NEISO_2_NYISO_G-I | NEISO | NYISO_G-I | Internal | Summer | B4 | 100 | 600 | 600 | 80.9 | 116.14 | 3 | 32.24
2030 | NEISO_2_NYISO_G-I | NEISO | NYISO_G-I | Internal | Summer | B5 | 200 | 600 | 600 | 80.9 | 116.14 | 3 | 32.24
2030 | NEISO_2_NYISO_G-I | NEISO | NYISO_G-I | Internal | Summer | B6 | 300 | 600 | 600 | 80.9 | 96.19 | 3 | 12.3
2030 | NEISO_2_NYISO_G-I | NEISO | NYISO_G-I | Internal | Summer | B7 | 400 | 600 | 600 | 73.5 | 86.54 | 3 | 10.05
2030 | NEISO_2_NYISO_G-I | NEISO | NYISO_G-I | Internal | Summer | B8 | 500 | 600 | 600 | 73.5 | 82.21 | 3 | 5.72
2030 | NEISO_2_NYISO_G-I | NEISO | NYISO_G-I | Internal | Summer | B9 | 800 | 600 | 600 | 70.21 | 77.06 | 3 | 3.85
2030 | NEISO_2_NYISO_G-I | NEISO | NYISO_G-I | Internal | Summer | B10 | 1262 | 600 | 0.02 | 70.21 | 73.2 | 3 | 0
2030 | NEISO_2_NYISO_G-I | NEISO | NYISO_G-I | Internal | Winter | B16 | 25 | 600 | 600 | 49.76 | 94.41 | 3 | 41.65
2030 | NEISO_2_NYISO_G-I | NEISO | NYISO_G-I | Internal | Winter | B17 | 100 | 600 | 600 | 49.76 | 94.41 | 3 | 41.65
2030 | NEISO_2_NYISO_G-I | NEISO | NYISO_G-I | Internal | Winter | B18 | 400 | 600 | 600 | 49.76 | 85.52 | 3 | 32.76
2030 | NEISO_2_NYISO_G-I | NEISO | NYISO_G-I | Internal | Winter | B19 | 700 | 600 | 600 | 49.76 | 85.52 | 3 | 32.76
2030 | NEISO_2_NYISO_G-I | NEISO | NYISO_G-I | Internal | Winter | B20 | 935 | 600 | 600 | 49.76 | 71.88 | 3 | 19.12
2030 | NEISO_2_NYISO_J-K | NEISO | NYISO_J-K | Internal | Shoulder | B11 | 25 | 745 | 745 | 49.76 | 86.01 | 3 | 33.25
2030 | NEISO_2_NYISO_J-K | NEISO | NYISO_J-K | Internal | Shoulder | B12 | 200 | 745 | 745 | 49.76 | 84.91 | 3 | 32.15
2030 | NEISO_2_NYISO_J-K | NEISO | NYISO_J-K | Internal | Shoulder | B13 | 600 | 745 | 745 | 49.76 | 84.91 | 3 | 32.15
2030 | NEISO_2_NYISO_J-K | NEISO | NYISO_J-K | Internal | Shoulder | B14 | 900 | 745 | 745 | 49.76 | 84.91 | 3 | 32.15
2030 | NEISO_2_NYISO_J-K | NEISO | NYISO_J-K | Internal | Shoulder | B15 | 1203 | 745 | 745 | 49.76 | 68.01 | 3 | 15.25
2030 | NEISO_2_NYISO_J-K | NEISO | NYISO_J-K | Internal | Summer | B1 | 10 | 745 | 745 | 95.99 | 133.31 | 3 | 34.32
2030 | NEISO_2_NYISO_J-K | NEISO | NYISO_J-K | Internal | Summer | B2 | 25 | 745 | 745 | 95.99 | 132.4 | 3 | 33.41
2030 | NEISO_2_NYISO_J-K | NEISO | NYISO_J-K | Internal | Summer | B3 | 75 | 745 | 745 | 89.91 | 117.3 | 3 | 24.39
2030 | NEISO_2_NYISO_J-K | NEISO | NYISO_J-K | Internal | Summer | B4 | 100 | 745 | 745 | 80.9 | 116.15 | 3 | 32.25
2030 | NEISO_2_NYISO_J-K | NEISO | NYISO_J-K | Internal | Summer | B5 | 200 | 745 | 745 | 80.9 | 116.15 | 3 | 32.25
2030 | NEISO_2_NYISO_J-K | NEISO | NYISO_J-K | Internal | Summer | B6 | 300 | 745 | 745 | 80.9 | 96.21 | 3 | 12.31
2030 | NEISO_2_NYISO_J-K | NEISO | NYISO_J-K | Internal | Summer | B7 | 400 | 745 | 745 | 73.5 | 86.66 | 3 | 10.16
2030 | NEISO_2_NYISO_J-K | NEISO | NYISO_J-K | Internal | Summer | B8 | 500 | 745 | 745 | 73.5 | 82.22 | 3 | 5.73
2030 | NEISO_2_NYISO_J-K | NEISO | NYISO_J-K | Internal | Summer | B9 | 800 | 745 | 745 | 70.21 | 81.37 | 3 | 8.16
2030 | NEISO_2_NYISO_J-K | NEISO | NYISO_J-K | Internal | Summer | B10 | 1262 | 745 | 740.28 | 70.21 | 73.21 | 3 | 0
2030 | NEISO_2_NYISO_J-K | NEISO | NYISO_J-K | Internal | Winter | B16 | 25 | 745 | 745 | 49.76 | 97.25 | 3 | 44.49
2030 | NEISO_2_NYISO_J-K | NEISO | NYISO_J-K | Internal | Winter | B17 | 100 | 745 | 745 | 49.76 | 97.25 | 3 | 44.49
2030 | NEISO_2_NYISO_J-K | NEISO | NYISO_J-K | Internal | Winter | B18 | 400 | 745 | 745 | 49.76 | 97.25 | 3 | 44.49
2030 | NEISO_2_NYISO_J-K | NEISO | NYISO_J-K | Internal | Winter | B19 | 700 | 745 | 745 | 49.76 | 97.25 | 3 | 44.49
2030 | NEISO_2_NYISO_J-K | NEISO | NYISO_J-K | Internal | Winter | B20 | 935 | 745 | 745 | 49.76 | 71.9 | 3 | 19.13
2030 | NonRTO_Midwest_2_MISO_IN | NonRTO_Midwest | MISO_IN | Internal | Shoulder | B11 | 25 | 4450 | 0 | 83.95 | 75.95 | 8 | 0
2030 | NonRTO_Midwest_2_MISO_IN | NonRTO_Midwest | MISO_IN | Internal | Shoulder | B12 | 200 | 4450 | 0 | 83.95 | 75.95 | 8 | 0
2030 | NonRTO_Midwest_2_MISO_IN | NonRTO_Midwest | MISO_IN | Internal | Shoulder | B13 | 600 | 4450 | 0 | 83.95 | 75.95 | 8 | 0
2030 | NonRTO_Midwest_2_MISO_IN | NonRTO_Midwest | MISO_IN | Internal | Shoulder | B14 | 900 | 4450 | 0 | 83.95 | 75.95 | 8 | 0
2030 | NonRTO_Midwest_2_MISO_IN | NonRTO_Midwest | MISO_IN | Internal | Shoulder | B15 | 1203 | 4450 | 0 | 81.86 | 73.86 | 8 | 0
2030 | NonRTO_Midwest_2_MISO_IN | NonRTO_Midwest | MISO_IN | Internal | Summer | B1 | 10 | 4450 | 0 | 147.28 | 139.28 | 8 | 0
2030 | NonRTO_Midwest_2_MISO_IN | NonRTO_Midwest | MISO_IN | Internal | Summer | B2 | 25 | 4450 | 0 | 147.28 | 139.28 | 8 | 0
2030 | NonRTO_Midwest_2_MISO_IN | NonRTO_Midwest | MISO_IN | Internal | Summer | B3 | 75 | 4450 | 0 | 146.4 | 138.4 | 8 | 0
2030 | NonRTO_Midwest_2_MISO_IN | NonRTO_Midwest | MISO_IN | Internal | Summer | B4 | 100 | 4450 | 0 | 146.24 | 138.24 | 8 | 0
2030 | NonRTO_Midwest_2_MISO_IN | NonRTO_Midwest | MISO_IN | Internal | Summer | B5 | 200 | 4450 | 0 | 137.45 | 129.45 | 8 | 0
2030 | NonRTO_Midwest_2_MISO_IN | NonRTO_Midwest | MISO_IN | Internal | Summer | B6 | 300 | 4450 | 0 | 110.19 | 102.19 | 8 | 0
2030 | NonRTO_Midwest_2_MISO_IN | NonRTO_Midwest | MISO_IN | Internal | Summer | B7 | 400 | 4450 | 0 | 100.54 | 92.54 | 8 | 0
2030 | NonRTO_Midwest_2_MISO_IN | NonRTO_Midwest | MISO_IN | Internal | Summer | B8 | 500 | 4450 | 0 | 96.21 | 88.21 | 8 | 0
2030 | NonRTO_Midwest_2_MISO_IN | NonRTO_Midwest | MISO_IN | Internal | Summer | B9 | 800 | 4450 | 0 | 91.06 | 83.06 | 8 | 0
2030 | NonRTO_Midwest_2_MISO_IN | NonRTO_Midwest | MISO_IN | Internal | Summer | B10 | 1262 | 4450 | 0 | 82.6 | 74.6 | 8 | 0
2030 | NonRTO_Midwest_2_MISO_IN | NonRTO_Midwest | MISO_IN | Internal | Winter | B16 | 25 | 4450 | 0 | 86.59 | 78.59 | 8 | 0
2030 | NonRTO_Midwest_2_MISO_IN | NonRTO_Midwest | MISO_IN | Internal | Winter | B17 | 100 | 4450 | 0 | 86.59 | 78.59 | 8 | 0
2030 | NonRTO_Midwest_2_MISO_IN | NonRTO_Midwest | MISO_IN | Internal | Winter | B18 | 400 | 4450 | 0 | 86.59 | 78.59 | 8 | 0
2030 | NonRTO_Midwest_2_MISO_IN | NonRTO_Midwest | MISO_IN | Internal | Winter | B19 | 700 | 4450 | 0 | 86.59 | 78.59 | 8 | 0
2030 | NonRTO_Midwest_2_MISO_IN | NonRTO_Midwest | MISO_IN | Internal | Winter | B20 | 935 | 4450 | 0 | 82.32 | 74.32 | 8 | 0
2030 | NonRTO_Midwest_2_TVA_Transmission | NonRTO_Midwest | TVA_Transmission | Internal | Shoulder | B11 | 25 | 2400 | 2399.99 | 83.95 | 92.82 | 8 | 0.87
2030 | NonRTO_Midwest_2_TVA_Transmission | NonRTO_Midwest | TVA_Transmission | Internal | Shoulder | B12 | 200 | 2400 | 0 | 83.95 | 83.96 | 8 | 0
2030 | NonRTO_Midwest_2_TVA_Transmission | NonRTO_Midwest | TVA_Transmission | Internal | Shoulder | B13 | 600 | 2400 | 0 | 83.95 | 83.38 | 8 | 0
2030 | NonRTO_Midwest_2_TVA_Transmission | NonRTO_Midwest | TVA_Transmission | Internal | Shoulder | B14 | 900 | 2400 | 0 | 83.95 | 83.38 | 8 | 0
2030 | NonRTO_Midwest_2_TVA_Transmission | NonRTO_Midwest | TVA_Transmission | Internal | Shoulder | B15 | 1203 | 2400 | 0 | 81.86 | 79.45 | 8 | 0
2030 | NonRTO_Midwest_2_TVA_Transmission | NonRTO_Midwest | TVA_Transmission | Internal | Summer | B1 | 10 | 2400 | 0 | 147.28 | 147.28 | 8 | 0
2030 | NonRTO_Midwest_2_TVA_Transmission | NonRTO_Midwest | TVA_Transmission | Internal | Summer | B2 | 25 | 2400 | 0 | 147.28 | 146.39 | 8 | 0
2030 | NonRTO_Midwest_2_TVA_Transmission | NonRTO_Midwest | TVA_Transmission | Internal | Summer | B3 | 75 | 2400 | 0 | 146.4 | 146.39 | 8 | 0
2030 | NonRTO_Midwest_2_TVA_Transmission | NonRTO_Midwest | TVA_Transmission | Internal | Summer | B4 | 100 | 2400 | 0 | 146.24 | 141.96 | 8 | 0
2030 | NonRTO_Midwest_2_TVA_Transmission | NonRTO_Midwest | TVA_Transmission | Internal | Summer | B5 | 200 | 2400 | 0 | 137.45 | 137.45 | 8 | 0
2030 | NonRTO_Midwest_2_TVA_Transmission | NonRTO_Midwest | TVA_Transmission | Internal | Summer | B6 | 300 | 2400 | 0 | 110.19 | 104.14 | 8 | 0
2030 | NonRTO_Midwest_2_TVA_Transmission | NonRTO_Midwest | TVA_Transmission | Internal | Summer | B7 | 400 | 2400 | 0 | 100.54 | 96.66 | 8 | 0
2030 | NonRTO_Midwest_2_TVA_Transmission | NonRTO_Midwest | TVA_Transmission | Internal | Summer | B8 | 500 | 2400 | 0 | 96.21 | 92.59 | 8 | 0
2030 | NonRTO_Midwest_2_TVA_Transmission | NonRTO_Midwest | TVA_Transmission | Internal | Summer | B9 | 800 | 2400 | 0 | 91.06 | 90.45 | 8 | 0
2030 | NonRTO_Midwest_2_TVA_Transmission | NonRTO_Midwest | TVA_Transmission | Internal | Summer | B10 | 1262 | 2400 | 0 | 82.6 | 78.23 | 8 | 0
2030 | NonRTO_Midwest_2_TVA_Transmission | NonRTO_Midwest | TVA_Transmission | Internal | Winter | B16 | 25 | 2400 | 334.7 | 86.59 | 94.59 | 8 | 0
2030 | NonRTO_Midwest_2_TVA_Transmission | NonRTO_Midwest | TVA_Transmission | Internal | Winter | B17 | 100 | 2400 | 0 | 86.59 | 86.6 | 8 | 0
2030 | NonRTO_Midwest_2_TVA_Transmission | NonRTO_Midwest | TVA_Transmission | Internal | Winter | B18 | 400 | 2400 | 0 | 86.59 | 86.54 | 8 | 0
2030 | NonRTO_Midwest_2_TVA_Transmission | NonRTO_Midwest | TVA_Transmission | Internal | Winter | B19 | 700 | 2400 | 0 | 86.59 | 85.87 | 8 | 0
2030 | NonRTO_Midwest_2_TVA_Transmission | NonRTO_Midwest | TVA_Transmission | Internal | Winter | B20 | 935 | 2400 | 0 | 82.32 | 82.03 | 8 | 0
2030 | NYISO_A-F_2_IESO | NYISO_A-F | IESO | Internal | Shoulder | B11 | 25 | 1600 | 0 | 52.76 | 45.76 | 7 | 0
2030 | NYISO_A-F_2_IESO | NYISO_A-F | IESO | Internal | Shoulder | B12 | 200 | 1600 | 0 | 52.76 | 45.76 | 7 | 0
2030 | NYISO_A-F_2_IESO | NYISO_A-F | IESO | Internal | Shoulder | B13 | 600 | 1600 | 0 | 52.76 | 45.76 | 7 | 0
2030 | NYISO_A-F_2_IESO | NYISO_A-F | IESO | Internal | Shoulder | B14 | 900 | 1600 | 0 | 52.76 | 45.76 | 7 | 0
2030 | NYISO_A-F_2_IESO | NYISO_A-F | IESO | Internal | Shoulder | B15 | 1203 | 1600 | 0 | 52.76 | 45.76 | 7 | 0
2030 | NYISO_A-F_2_IESO | NYISO_A-F | IESO | Internal | Summer | B1 | 10 | 1600 | 572.28 | 78.91 | 85.91 | 7 | 0
2030 | NYISO_A-F_2_IESO | NYISO_A-F | IESO | Internal | Summer | B2 | 25 | 1600 | 0 | 92.99 | 85.99 | 7 | 0
2030 | NYISO_A-F_2_IESO | NYISO_A-F | IESO | Internal | Summer | B3 | 75 | 1600 | 0 | 92.91 | 85.91 | 7 | 0
2030 | NYISO_A-F_2_IESO | NYISO_A-F | IESO | Internal | Summer | B4 | 100 | 1600 | 0 | 86.39 | 79.39 | 7 | 0
2030 | NYISO_A-F_2_IESO | NYISO_A-F | IESO | Internal | Summer | B5 | 200 | 1600 | 0 | 83.9 | 59.12 | 7 | 0
2030 | NYISO_A-F_2_IESO | NYISO_A-F | IESO | Internal | Summer | B6 | 300 | 1600 | 0 | 83.9 | 42.56 | 7 | 0
2030 | NYISO_A-F_2_IESO | NYISO_A-F | IESO | Internal | Summer | B7 | 400 | 1600 | 0 | 76.5 | 42.56 | 7 | 0
2030 | NYISO_A-F_2_IESO | NYISO_A-F | IESO | Internal | Summer | B8 | 500 | 1600 | 0 | 74.47 | 42.56 | 7 | 0
2030 | NYISO_A-F_2_IESO | NYISO_A-F | IESO | Internal | Summer | B9 | 800 | 1600 | 0 | 73.19 | 42.56 | 7 | 0
2030 | NYISO_A-F_2_IESO | NYISO_A-F | IESO | Internal | Summer | B10 | 1262 | 1600 | 0 | 73.19 | 42.56 | 7 | 0
2030 | NYISO_A-F_2_IESO | NYISO_A-F | IESO | Internal | Winter | B16 | 25 | 1600 | 0 | 52.76 | 45.76 | 7 | 0
2030 | NYISO_A-F_2_IESO | NYISO_A-F | IESO | Internal | Winter | B17 | 100 | 1600 | 0 | 52.76 | 45.76 | 7 | 0
2030 | NYISO_A-F_2_IESO | NYISO_A-F | IESO | Internal | Winter | B18 | 400 | 1600 | 0 | 52.76 | 45.76 | 7 | 0
2030 | NYISO_A-F_2_IESO | NYISO_A-F | IESO | Internal | Winter | B19 | 700 | 1600 | 0 | 52.76 | 45.76 | 7 | 0
2030 | NYISO_A-F_2_IESO | NYISO_A-F | IESO | Internal | Winter | B20 | 935 | 1600 | 0 | 52.76 | 45.76 | 7 | 0
2030 | NYISO_A-F_2_NEISO | NYISO_A-F | NEISO | Internal | Shoulder | B11 | 25 | 600 | 0 | 52.76 | 49.76 | 3 | 0
2030 | NYISO_A-F_2_NEISO | NYISO_A-F | NEISO | Internal | Shoulder | B12 | 200 | 600 | 0 | 52.76 | 49.76 | 3 | 0
2030 | NYISO_A-F_2_NEISO | NYISO_A-F | NEISO | Internal | Shoulder | B13 | 600 | 600 | 0 | 52.76 | 49.76 | 3 | 0
2030 | NYISO_A-F_2_NEISO | NYISO_A-F | NEISO | Internal | Shoulder | B14 | 900 | 600 | 0 | 52.76 | 49.76 | 3 | 0
2030 | NYISO_A-F_2_NEISO | NYISO_A-F | NEISO | Internal | Shoulder | B15 | 1203 | 600 | 0 | 52.76 | 49.76 | 3 | 0
2030 | NYISO_A-F_2_NEISO | NYISO_A-F | NEISO | Internal | Summer | B1 | 10 | 600 | 600 | 78.91 | 95.99 | 3 | 14.08
2030 | NYISO_A-F_2_NEISO | NYISO_A-F | NEISO | Internal | Summer | B2 | 25 | 600 | 566.18 | 92.99 | 95.99 | 3 | 0
2030 | NYISO_A-F_2_NEISO | NYISO_A-F | NEISO | Internal | Summer | B3 | 75 | 600 | 0 | 92.91 | 89.91 | 3 | 0
2030 | NYISO_A-F_2_NEISO | NYISO_A-F | NEISO | Internal | Summer | B4 | 100 | 600 | 0 | 86.39 | 80.9 | 3 | 0
2030 | NYISO_A-F_2_NEISO | NYISO_A-F | NEISO | Internal | Summer | B5 | 200 | 600 | 0 | 83.9 | 80.9 | 3 | 0
2030 | NYISO_A-F_2_NEISO | NYISO_A-F | NEISO | Internal | Summer | B6 | 300 | 600 | 0 | 83.9 | 80.9 | 3 | 0
2030 | NYISO_A-F_2_NEISO | NYISO_A-F | NEISO | Internal | Summer | B7 | 400 | 600 | 0 | 76.5 | 73.5 | 3 | 0
2030 | NYISO_A-F_2_NEISO | NYISO_A-F | NEISO | Internal | Summer | B8 | 500 | 600 | 0 | 74.47 | 73.5 | 3 | 0
2030 | NYISO_A-F_2_NEISO | NYISO_A-F | NEISO | Internal | Summer | B9 | 800 | 600 | 0 | 73.19 | 70.21 | 3 | 0
2030 | NYISO_A-F_2_NEISO | NYISO_A-F | NEISO | Internal | Summer | B10 | 1262 | 600 | 0 | 73.19 | 70.21 | 3 | 0
2030 | NYISO_A-F_2_NEISO | NYISO_A-F | NEISO | Internal | Winter | B16 | 25 | 600 | 0 | 52.76 | 49.76 | 3 | 0
2030 | NYISO_A-F_2_NEISO | NYISO_A-F | NEISO | Internal | Winter | B17 | 100 | 600 | 0 | 52.76 | 49.76 | 3 | 0
2030 | NYISO_A-F_2_NEISO | NYISO_A-F | NEISO | Internal | Winter | B18 | 400 | 600 | 0 | 52.76 | 49.76 | 3 | 0
2030 | NYISO_A-F_2_NEISO | NYISO_A-F | NEISO | Internal | Winter | B19 | 700 | 600 | 0 | 52.76 | 49.76 | 3 | 0
2030 | NYISO_A-F_2_NEISO | NYISO_A-F | NEISO | Internal | Winter | B20 | 935 | 600 | 0 | 52.76 | 49.76 | 3 | 0
2030 | NYISO_A-F_2_NYISO_G-I | NYISO_A-F | NYISO_G-I | Internal | Shoulder | B11 | 25 | 5685 | 5685 | 52.76 | 86 | 0.01 | 33.23
2030 | NYISO_A-F_2_NYISO_G-I | NYISO_A-F | NYISO_G-I | Internal | Shoulder | B12 | 200 | 5685 | 5685 | 52.76 | 84.9 | 0.01 | 32.12
2030 | NYISO_A-F_2_NYISO_G-I | NYISO_A-F | NYISO_G-I | Internal | Shoulder | B13 | 600 | 5685 | 5685 | 52.76 | 84.9 | 0.01 | 32.12
2030 | NYISO_A-F_2_NYISO_G-I | NYISO_A-F | NYISO_G-I | Internal | Shoulder | B14 | 900 | 5685 | 5685 | 52.76 | 84.9 | 0.01 | 32.12
2030 | NYISO_A-F_2_NYISO_G-I | NYISO_A-F | NYISO_G-I | Internal | Shoulder | B15 | 1203 | 5685 | 5685 | 52.76 | 68 | 0.01 | 15.23
2030 | NYISO_A-F_2_NYISO_G-I | NYISO_A-F | NYISO_G-I | Internal | Summer | B1 | 10 | 5685 | 5685 | 78.91 | 133.3 | 0.01 | 54.38
2030 | NYISO_A-F_2_NYISO_G-I | NYISO_A-F | NYISO_G-I | Internal | Summer | B2 | 25 | 5685 | 5685 | 92.99 | 132.39 | 0.01 | 39.38
2030 | NYISO_A-F_2_NYISO_G-I | NYISO_A-F | NYISO_G-I | Internal | Summer | B3 | 75 | 5685 | 5685 | 92.91 | 117.28 | 0.01 | 24.37
2030 | NYISO_A-F_2_NYISO_G-I | NYISO_A-F | NYISO_G-I | Internal | Summer | B4 | 100 | 5685 | 5685 | 86.39 | 116.14 | 0.01 | 29.73
2030 | NYISO_A-F_2_NYISO_G-I | NYISO_A-F | NYISO_G-I | Internal | Summer | B5 | 200 | 5685 | 5685 | 83.9 | 116.14 | 0.01 | 32.23
2030 | NYISO_A-F_2_NYISO_G-I | NYISO_A-F | NYISO_G-I | Internal | Summer | B6 | 300 | 5685 | 5685 | 83.9 | 96.19 | 0.01 | 12.28
2030 | NYISO_A-F_2_NYISO_G-I | NYISO_A-F | NYISO_G-I | Internal | Summer | B7 | 400 | 5685 | 5685 | 76.5 | 86.54 | 0.01 | 10.04
2030 | NYISO_A-F_2_NYISO_G-I | NYISO_A-F | NYISO_G-I | Internal | Summer | B8 | 500 | 5685 | 5685 | 74.47 | 82.21 | 0.01 | 7.73
2030 | NYISO_A-F_2_NYISO_G-I | NYISO_A-F | NYISO_G-I | Internal | Summer | B9 | 800 | 5685 | 5685 | 73.19 | 77.06 | 0.01 | 3.86
2030 | NYISO_A-F_2_NYISO_G-I | NYISO_A-F | NYISO_G-I | Internal | Summer | B10 | 1262 | 5685 | 4510.02 | 73.19 | 73.2 | 0.01 | 0
2030 | NYISO_A-F_2_NYISO_G-I | NYISO_A-F | NYISO_G-I | Internal | Winter | B16 | 25 | 5685 | 5685 | 52.76 | 94.41 | 0.01 | 41.64
2030 | NYISO_A-F_2_NYISO_G-I | NYISO_A-F | NYISO_G-I | Internal | Winter | B17 | 100 | 5685 | 5685 | 52.76 | 94.41 | 0.01 | 41.64
2030 | NYISO_A-F_2_NYISO_G-I | NYISO_A-F | NYISO_G-I | Internal | Winter | B18 | 400 | 5685 | 5685 | 52.76 | 85.52 | 0.01 | 32.75
2030 | NYISO_A-F_2_NYISO_G-I | NYISO_A-F | NYISO_G-I | Internal | Winter | B19 | 700 | 5685 | 5685 | 52.76 | 85.52 | 0.01 | 32.75
2030 | NYISO_A-F_2_NYISO_G-I | NYISO_A-F | NYISO_G-I | Internal | Winter | B20 | 935 | 5685 | 5685 | 52.76 | 71.88 | 0.01 | 19.11
2030 | NYISO_A-F_2_PJM_ROM | NYISO_A-F | PJM_ROM | Internal | Shoulder | B11 | 25 | 1000 | 1000 | 52.76 | 93.75 | 8 | 32.99
2030 | NYISO_A-F_2_PJM_ROM | NYISO_A-F | PJM_ROM | Internal | Shoulder | B12 | 200 | 1000 | 1000 | 52.76 | 88.07 | 8 | 27.31
2030 | NYISO_A-F_2_PJM_ROM | NYISO_A-F | PJM_ROM | Internal | Shoulder | B13 | 600 | 1000 | 1000 | 52.76 | 87.84 | 8 | 27.08
2030 | NYISO_A-F_2_PJM_ROM | NYISO_A-F | PJM_ROM | Internal | Shoulder | B14 | 900 | 1000 | 1000 | 52.76 | 87.72 | 8 | 26.95
2030 | NYISO_A-F_2_PJM_ROM | NYISO_A-F | PJM_ROM | Internal | Shoulder | B15 | 1203 | 1000 | 1000 | 52.76 | 75.99 | 8 | 15.23
2030 | NYISO_A-F_2_PJM_ROM | NYISO_A-F | PJM_ROM | Internal | Summer | B1 | 10 | 1000 | 1000 | 78.91 | 141.29 | 8 | 54.38
2030 | NYISO_A-F_2_PJM_ROM | NYISO_A-F | PJM_ROM | Internal | Summer | B2 | 25 | 1000 | 1000 | 92.99 | 140.4 | 8 | 39.41
2030 | NYISO_A-F_2_PJM_ROM | NYISO_A-F | PJM_ROM | Internal | Summer | B3 | 75 | 1000 | 1000 | 92.91 | 140.37 | 8 | 39.47
2030 | NYISO_A-F_2_PJM_ROM | NYISO_A-F | PJM_ROM | Internal | Summer | B4 | 100 | 1000 | 1000 | 86.39 | 140.23 | 8 | 45.84
2030 | NYISO_A-F_2_PJM_ROM | NYISO_A-F | PJM_ROM | Internal | Summer | B5 | 200 | 1000 | 1000 | 83.9 | 131.44 | 8 | 39.54
2030 | NYISO_A-F_2_PJM_ROM | NYISO_A-F | PJM_ROM | Internal | Summer | B6 | 300 | 1000 | 1000 | 83.9 | 104.21 | 8 | 12.31
2030 | NYISO_A-F_2_PJM_ROM | NYISO_A-F | PJM_ROM | Internal | Summer | B7 | 400 | 1000 | 1000 | 76.5 | 94.56 | 8 | 10.06
2030 | NYISO_A-F_2_PJM_ROM | NYISO_A-F | PJM_ROM | Internal | Summer | B8 | 500 | 1000 | 1000 | 74.47 | 90.22 | 8 | 7.76
2030 | NYISO_A-F_2_PJM_ROM | NYISO_A-F | PJM_ROM | Internal | Summer | B9 | 800 | 1000 | 1000 | 73.19 | 85.07 | 8 | 3.88
2030 | NYISO_A-F_2_PJM_ROM | NYISO_A-F | PJM_ROM | Internal | Summer | B10 | 1262 | 1000 | 0 | 73.19 | 74.38 | 8 | 0
2030 | NYISO_A-F_2_PJM_ROM | NYISO_A-F | PJM_ROM | Internal | Winter | B16 | 25 | 1000 | 1000 | 52.76 | 95.93 | 8 | 35.16
2030 | NYISO_A-F_2_PJM_ROM | NYISO_A-F | PJM_ROM | Internal | Winter | B17 | 100 | 1000 | 1000 | 52.76 | 94.9 | 8 | 34.13
2030 | NYISO_A-F_2_PJM_ROM | NYISO_A-F | PJM_ROM | Internal | Winter | B18 | 400 | 1000 | 1000 | 52.76 | 93.51 | 8 | 32.75
2030 | NYISO_A-F_2_PJM_ROM | NYISO_A-F | PJM_ROM | Internal | Winter | B19 | 700 | 1000 | 1000 | 52.76 | 93.51 | 8 | 32.75
2030 | NYISO_A-F_2_PJM_ROM | NYISO_A-F | PJM_ROM | Internal | Winter | B20 | 935 | 1000 | 1000 | 52.76 | 79.87 | 8 | 19.11
2030 | NYISO_G-I_2_NEISO | NYISO_G-I | NEISO | Internal | Shoulder | B11 | 25 | 600 | 0 | 86 | 49.76 | 3 | 0
2030 | NYISO_G-I_2_NEISO | NYISO_G-I | NEISO | Internal | Shoulder | B12 | 200 | 600 | 0 | 84.9 | 49.76 | 3 | 0
2030 | NYISO_G-I_2_NEISO | NYISO_G-I | NEISO | Internal | Shoulder | B13 | 600 | 600 | 0 | 84.9 | 49.76 | 3 | 0
2030 | NYISO_G-I_2_NEISO | NYISO_G-I | NEISO | Internal | Shoulder | B14 | 900 | 600 | 0 | 84.9 | 49.76 | 3 | 0
2030 | NYISO_G-I_2_NEISO | NYISO_G-I | NEISO | Internal | Shoulder | B15 | 1203 | 600 | 0 | 68 | 49.76 | 3 | 0
2030 | NYISO_G-I_2_NEISO | NYISO_G-I | NEISO | Internal | Summer | B1 | 10 | 600 | 0 | 133.3 | 95.99 | 3 | 0
2030 | NYISO_G-I_2_NEISO | NYISO_G-I | NEISO | Internal | Summer | B2 | 25 | 600 | 0 | 132.39 | 95.99 | 3 | 0
2030 | NYISO_G-I_2_NEISO | NYISO_G-I | NEISO | Internal | Summer | B3 | 75 | 600 | 0 | 117.28 | 89.91 | 3 | 0
2030 | NYISO_G-I_2_NEISO | NYISO_G-I | NEISO | Internal | Summer | B4 | 100 | 600 | 0 | 116.14 | 80.9 | 3 | 0
2030 | NYISO_G-I_2_NEISO | NYISO_G-I | NEISO | Internal | Summer | B5 | 200 | 600 | 0 | 116.14 | 80.9 | 3 | 0
2030 | NYISO_G-I_2_NEISO | NYISO_G-I | NEISO | Internal | Summer | B6 | 300 | 600 | 0 | 96.19 | 80.9 | 3 | 0
2030 | NYISO_G-I_2_NEISO | NYISO_G-I | NEISO | Internal | Summer | B7 | 400 | 600 | 0 | 86.54 | 73.5 | 3 | 0
2030 | NYISO_G-I_2_NEISO | NYISO_G-I | NEISO | Internal | Summer | B8 | 500 | 600 | 0 | 82.21 | 73.5 | 3 | 0
2030 | NYISO_G-I_2_NEISO | NYISO_G-I | NEISO | Internal | Summer | B9 | 800 | 600 | 0 | 77.06 | 70.21 | 3 | 0
2030 | NYISO_G-I_2_NEISO | NYISO_G-I | NEISO | Internal | Summer | B10 | 1262 | 600 | 0 | 73.2 | 70.21 | 3 | 0
2030 | NYISO_G-I_2_NEISO | NYISO_G-I | NEISO | Internal | Winter | B16 | 25 | 600 | 0 | 94.41 | 49.76 | 3 | 0
2030 | NYISO_G-I_2_NEISO | NYISO_G-I | NEISO | Internal | Winter | B17 | 100 | 600 | 0 | 94.41 | 49.76 | 3 | 0
2030 | NYISO_G-I_2_NEISO | NYISO_G-I | NEISO | Internal | Winter | B18 | 400 | 600 | 0 | 85.52 | 49.76 | 3 | 0
2030 | NYISO_G-I_2_NEISO | NYISO_G-I | NEISO | Internal | Winter | B19 | 700 | 600 | 0 | 85.52 | 49.76 | 3 | 0
2030 | NYISO_G-I_2_NEISO | NYISO_G-I | NEISO | Internal | Winter | B20 | 935 | 600 | 0 | 71.88 | 49.76 | 3 | 0
2030 | NYISO_G-I_2_NYISO_A-F | NYISO_G-I | NYISO_A-F | Internal | Shoulder | B11 | 25 | 3434 | 0 | 86 | 52.76 | 0.01 | 0
2030 | NYISO_G-I_2_NYISO_A-F | NYISO_G-I | NYISO_A-F | Internal | Shoulder | B12 | 200 | 3434 | 0 | 84.9 | 52.76 | 0.01 | 0
2030 | NYISO_G-I_2_NYISO_A-F | NYISO_G-I | NYISO_A-F | Internal | Shoulder | B13 | 600 | 3434 | 0 | 84.9 | 52.76 | 0.01 | 0
2030 | NYISO_G-I_2_NYISO_A-F | NYISO_G-I | NYISO_A-F | Internal | Shoulder | B14 | 900 | 3434 | 0 | 84.9 | 52.76 | 0.01 | 0
2030 | NYISO_G-I_2_NYISO_A-F | NYISO_G-I | NYISO_A-F | Internal | Shoulder | B15 | 1203 | 3434 | 0 | 68 | 52.76 | 0.01 | 0
2030 | NYISO_G-I_2_NYISO_A-F | NYISO_G-I | NYISO_A-F | Internal | Summer | B1 | 10 | 3434 | 0 | 133.3 | 78.91 | 0.01 | 0
2030 | NYISO_G-I_2_NYISO_A-F | NYISO_G-I | NYISO_A-F | Internal | Summer | B2 | 25 | 3434 | 0 | 132.39 | 92.99 | 0.01 | 0
2030 | NYISO_G-I_2_NYISO_A-F | NYISO_G-I | NYISO_A-F | Internal | Summer | B3 | 75 | 3434 | 0 | 117.28 | 92.91 | 0.01 | 0
2030 | NYISO_G-I_2_NYISO_A-F | NYISO_G-I | NYISO_A-F | Internal | Summer | B4 | 100 | 3434 | 0 | 116.14 | 86.39 | 0.01 | 0
2030 | NYISO_G-I_2_NYISO_A-F | NYISO_G-I | NYISO_A-F | Internal | Summer | B5 | 200 | 3434 | 0 | 116.14 | 83.9 | 0.01 | 0
2030 | NYISO_G-I_2_NYISO_A-F | NYISO_G-I | NYISO_A-F | Internal | Summer | B6 | 300 | 3434 | 0 | 96.19 | 83.9 | 0.01 | 0
2030 | NYISO_G-I_2_NYISO_A-F | NYISO_G-I | NYISO_A-F | Internal | Summer | B7 | 400 | 3434 | 0 | 86.54 | 76.5 | 0.01 | 0
2030 | NYISO_G-I_2_NYISO_A-F | NYISO_G-I | NYISO_A-F | Internal | Summer | B8 | 500 | 3434 | 0 | 82.21 | 74.47 | 0.01 | 0
2030 | NYISO_G-I_2_NYISO_A-F | NYISO_G-I | NYISO_A-F | Internal | Summer | B9 | 800 | 3434 | 0 | 77.06 | 73.19 | 0.01 | 0
2030 | NYISO_G-I_2_NYISO_A-F | NYISO_G-I | NYISO_A-F | Internal | Summer | B10 | 1262 | 3434 | 0 | 73.2 | 73.19 | 0.01 | 0
2030 | NYISO_G-I_2_NYISO_A-F | NYISO_G-I | NYISO_A-F | Internal | Winter | B16 | 25 | 3434 | 0 | 94.41 | 52.76 | 0.01 | 0
2030 | NYISO_G-I_2_NYISO_A-F | NYISO_G-I | NYISO_A-F | Internal | Winter | B17 | 100 | 3434 | 0 | 94.41 | 52.76 | 0.01 | 0
2030 | NYISO_G-I_2_NYISO_A-F | NYISO_G-I | NYISO_A-F | Internal | Winter | B18 | 400 | 3434 | 0 | 85.52 | 52.76 | 0.01 | 0
2030 | NYISO_G-I_2_NYISO_A-F | NYISO_G-I | NYISO_A-F | Internal | Winter | B19 | 700 | 3434 | 0 | 85.52 | 52.76 | 0.01 | 0
2030 | NYISO_G-I_2_NYISO_A-F | NYISO_G-I | NYISO_A-F | Internal | Winter | B20 | 935 | 3434 | 0 | 71.88 | 52.76 | 0.01 | 0
2030 | NYISO_G-I_2_NYISO_J-K | NYISO_G-I | NYISO_J-K | Internal | Shoulder | B11 | 25 | 6130 | 5692.2 | 86 | 86.01 | 0.01 | 0
2030 | NYISO_G-I_2_NYISO_J-K | NYISO_G-I | NYISO_J-K | Internal | Shoulder | B12 | 200 | 6130 | 5723.64 | 84.9 | 84.91 | 0.01 | 0
2030 | NYISO_G-I_2_NYISO_J-K | NYISO_G-I | NYISO_J-K | Internal | Shoulder | B13 | 600 | 6130 | 5838.18 | 84.9 | 84.91 | 0.01 | 0
2030 | NYISO_G-I_2_NYISO_J-K | NYISO_G-I | NYISO_J-K | Internal | Shoulder | B14 | 900 | 6130 | 5988.75 | 84.9 | 84.91 | 0.01 | 0
2030 | NYISO_G-I_2_NYISO_J-K | NYISO_G-I | NYISO_J-K | Internal | Shoulder | B15 | 1203 | 6130 | 5248.38 | 68 | 68.01 | 0.01 | 0
2030 | NYISO_G-I_2_NYISO_J-K | NYISO_G-I | NYISO_J-K | Internal | Summer | B1 | 10 | 6130 | 5500.58 | 133.3 | 133.31 | 0.01 | 0
2030 | NYISO_G-I_2_NYISO_J-K | NYISO_G-I | NYISO_J-K | Internal | Summer | B2 | 25 | 6130 | 5091.18 | 132.39 | 132.4 | 0.01 | 0
2030 | NYISO_G-I_2_NYISO_J-K | NYISO_G-I | NYISO_J-K | Internal | Summer | B3 | 75 | 6130 | 4797.25 | 117.28 | 117.3 | 0.01 | 0
2030 | NYISO_G-I_2_NYISO_J-K | NYISO_G-I | NYISO_J-K | Internal | Summer | B4 | 100 | 6130 | 5036.41 | 116.14 | 116.15 | 0.01 | 0
2030 | NYISO_G-I_2_NYISO_J-K | NYISO_G-I | NYISO_J-K | Internal | Summer | B5 | 200 | 6130 | 5174.95 | 116.14 | 116.15 | 0.01 | 0
2030 | NYISO_G-I_2_NYISO_J-K | NYISO_G-I | NYISO_J-K | Internal | Summer | B6 | 300 | 6130 | 5797.89 | 96.19 | 96.21 | 0.01 | 0
2030 | NYISO_G-I_2_NYISO_J-K | NYISO_G-I | NYISO_J-K | Internal | Summer | B7 | 400 | 6130 | 6129.99 | 86.54 | 86.66 | 0.01 | 0.11
2030 | NYISO_G-I_2_NYISO_J-K | NYISO_G-I | NYISO_J-K | Internal | Summer | B8 | 500 | 6130 | 5555.28 | 82.21 | 82.22 | 0.01 | 0
2030 | NYISO_G-I_2_NYISO_J-K | NYISO_G-I | NYISO_J-K | Internal | Summer | B9 | 800 | 6130 | 6130 | 77.06 | 81.37 | 0.01 | 4.3
2030 | NYISO_G-I_2_NYISO_J-K | NYISO_G-I | NYISO_J-K | Internal | Summer | B10 | 1262 | 6130 | 4962.32 | 73.2 | 73.21 | 0.01 | 0
2030 | NYISO_G-I_2_NYISO_J-K | NYISO_G-I | NYISO_J-K | Internal | Winter | B16 | 25 | 6130 | 6130 | 94.41 | 97.25 | 0.01 | 2.83
2030 | NYISO_G-I_2_NYISO_J-K | NYISO_G-I | NYISO_J-K | Internal | Winter | B17 | 100 | 6130 | 6130 | 94.41 | 97.25 | 0.01 | 2.83
2030 | NYISO_G-I_2_NYISO_J-K | NYISO_G-I | NYISO_J-K | Internal | Winter | B18 | 400 | 6130 | 6130 | 85.52 | 97.25 | 0.01 | 11.72
2030 | NYISO_G-I_2_NYISO_J-K | NYISO_G-I | NYISO_J-K | Internal | Winter | B19 | 700 | 6130 | 6130 | 85.52 | 97.25 | 0.01 | 11.72
2030 | NYISO_G-I_2_NYISO_J-K | NYISO_G-I | NYISO_J-K | Internal | Winter | B20 | 935 | 6130 | 5654.74 | 71.88 | 71.9 | 0.01 | 0
2030 | NYISO_G-I_2_PJM_E | NYISO_G-I | PJM_E | Internal | Shoulder | B11 | 25 | 1500 | 0.04 | 86 | 93.77 | 8 | 0
2030 | NYISO_G-I_2_PJM_E | NYISO_G-I | PJM_E | Internal | Shoulder | B12 | 200 | 1500 | 0 | 84.9 | 88.08 | 8 | 0
2030 | NYISO_G-I_2_PJM_E | NYISO_G-I | PJM_E | Internal | Shoulder | B13 | 600 | 1500 | 0 | 84.9 | 87.83 | 8 | 0
2030 | NYISO_G-I_2_PJM_E | NYISO_G-I | PJM_E | Internal | Shoulder | B14 | 900 | 1500 | 0 | 84.9 | 87.71 | 8 | 0
2030 | NYISO_G-I_2_PJM_E | NYISO_G-I | PJM_E | Internal | Shoulder | B15 | 1203 | 1500 | 1154.03 | 68 | 76 | 8 | 0
2030 | NYISO_G-I_2_PJM_E | NYISO_G-I | PJM_E | Internal | Summer | B1 | 10 | 1500 | 287.55 | 133.3 | 141.3 | 8 | 0
2030 | NYISO_G-I_2_PJM_E | NYISO_G-I | PJM_E | Internal | Summer | B2 | 25 | 1500 | 822.58 | 132.39 | 140.39 | 8 | 0
2030 | NYISO_G-I_2_PJM_E | NYISO_G-I | PJM_E | Internal | Summer | B3 | 75 | 1500 | 1500 | 117.28 | 140.36 | 8 | 15.08
2030 | NYISO_G-I_2_PJM_E | NYISO_G-I | PJM_E | Internal | Summer | B4 | 100 | 1500 | 1500 | 116.14 | 140.22 | 8 | 16.08
2030 | NYISO_G-I_2_PJM_E | NYISO_G-I | PJM_E | Internal | Summer | B5 | 200 | 1500 | 1500 | 116.14 | 131.43 | 8 | 7.29
2030 | NYISO_G-I_2_PJM_E | NYISO_G-I | PJM_E | Internal | Summer | B6 | 300 | 1500 | 1068.97 | 96.19 | 104.19 | 8 | 0
2030 | NYISO_G-I_2_PJM_E | NYISO_G-I | PJM_E | Internal | Summer | B7 | 400 | 1500 | 883.82 | 86.54 | 94.54 | 8 | 0
2030 | NYISO_G-I_2_PJM_E | NYISO_G-I | PJM_E | Internal | Summer | B8 | 500 | 1500 | 538.51 | 82.21 | 90.21 | 8 | 0
2030 | NYISO_G-I_2_PJM_E | NYISO_G-I | PJM_E | Internal | Summer | B9 | 800 | 1500 | 175.98 | 77.06 | 85.06 | 8 | 0
2030 | NYISO_G-I_2_PJM_E | NYISO_G-I | PJM_E | Internal | Summer | B10 | 1262 | 1500 | 0 | 73.2 | 74.37 | 8 | 0
2030 | NYISO_G-I_2_PJM_E | NYISO_G-I | PJM_E | Internal | Winter | B16 | 25 | 1500 | 0 | 94.41 | 95.94 | 8 | 0
2030 | NYISO_G-I_2_PJM_E | NYISO_G-I | PJM_E | Internal | Winter | B17 | 100 | 1500 | 0 | 94.41 | 94.91 | 8 | 0
2030 | NYISO_G-I_2_PJM_E | NYISO_G-I | PJM_E | Internal | Winter | B18 | 400 | 1500 | 33.38 | 85.52 | 93.52 | 8 | 0
2030 | NYISO_G-I_2_PJM_E | NYISO_G-I | PJM_E | Internal | Winter | B19 | 700 | 1500 | 195.47 | 85.52 | 93.52 | 8 | 0
2030 | NYISO_G-I_2_PJM_E | NYISO_G-I | PJM_E | Internal | Winter | B20 | 935 | 1500 | 1079.54 | 71.88 | 79.88 | 8 | 0
2030 | NYISO_J-K_2_NEISO | NYISO_J-K | NEISO | Internal | Shoulder | B11 | 25 | 315 | 0 | 86.01 | 49.76 | 3 | 0
2030 | NYISO_J-K_2_NEISO | NYISO_J-K | NEISO | Internal | Shoulder | B12 | 200 | 315 | 0 | 84.91 | 49.76 | 3 | 0
2030 | NYISO_J-K_2_NEISO | NYISO_J-K | NEISO | Internal | Shoulder | B13 | 600 | 315 | 0 | 84.91 | 49.76 | 3 | 0
2030 | NYISO_J-K_2_NEISO | NYISO_J-K | NEISO | Internal | Shoulder | B14 | 900 | 315 | 0 | 84.91 | 49.76 | 3 | 0
2030 | NYISO_J-K_2_NEISO | NYISO_J-K | NEISO | Internal | Shoulder | B15 | 1203 | 315 | 0 | 68.01 | 49.76 | 3 | 0
2030 | NYISO_J-K_2_NEISO | NYISO_J-K | NEISO | Internal | Summer | B1 | 10 | 315 | 0 | 133.31 | 95.99 | 3 | 0
2030 | NYISO_J-K_2_NEISO | NYISO_J-K | NEISO | Internal | Summer | B2 | 25 | 315 | 0 | 132.4 | 95.99 | 3 | 0
2030 | NYISO_J-K_2_NEISO | NYISO_J-K | NEISO | Internal | Summer | B3 | 75 | 315 | 0 | 117.3 | 89.91 | 3 | 0
2030 | NYISO_J-K_2_NEISO | NYISO_J-K | NEISO | Internal | Summer | B4 | 100 | 315 | 0 | 116.15 | 80.9 | 3 | 0
2030 | NYISO_J-K_2_NEISO | NYISO_J-K | NEISO | Internal | Summer | B5 | 200 | 315 | 0 | 116.15 | 80.9 | 3 | 0
2030 | NYISO_J-K_2_NEISO | NYISO_J-K | NEISO | Internal | Summer | B6 | 300 | 315 | 0 | 96.21 | 80.9 | 3 | 0
2030 | NYISO_J-K_2_NEISO | NYISO_J-K | NEISO | Internal | Summer | B7 | 400 | 315 | 0 | 86.66 | 73.5 | 3 | 0
2030 | NYISO_J-K_2_NEISO | NYISO_J-K | NEISO | Internal | Summer | B8 | 500 | 315 | 0 | 82.22 | 73.5 | 3 | 0
2030 | NYISO_J-K_2_NEISO | NYISO_J-K | NEISO | Internal | Summer | B9 | 800 | 315 | 0 | 81.37 | 70.21 | 3 | 0
2030 | NYISO_J-K_2_NEISO | NYISO_J-K | NEISO | Internal | Summer | B10 | 1262 | 315 | 0 | 73.21 | 70.21 | 3 | 0
2030 | NYISO_J-K_2_NEISO | NYISO_J-K | NEISO | Internal | Winter | B16 | 25 | 315 | 0 | 97.25 | 49.76 | 3 | 0
2030 | NYISO_J-K_2_NEISO | NYISO_J-K | NEISO | Internal | Winter | B17 | 100 | 315 | 0 | 97.25 | 49.76 | 3 | 0
2030 | NYISO_J-K_2_NEISO | NYISO_J-K | NEISO | Internal | Winter | B18 | 400 | 315 | 0 | 97.25 | 49.76 | 3 | 0
2030 | NYISO_J-K_2_NEISO | NYISO_J-K | NEISO | Internal | Winter | B19 | 700 | 315 | 0 | 97.25 | 49.76 | 3 | 0
2030 | NYISO_J-K_2_NEISO | NYISO_J-K | NEISO | Internal | Winter | B20 | 935 | 315 | 0 | 71.9 | 49.76 | 3 | 0
2030 | NYISO_J-K_2_NYISO_G-I | NYISO_J-K | NYISO_G-I | Internal | Shoulder | B11 | 25 | 1999 | 0.41 | 86.01 | 86 | 0.01 | 0
2030 | NYISO_J-K_2_NYISO_G-I | NYISO_J-K | NYISO_G-I | Internal | Shoulder | B12 | 200 | 1999 | 0.05 | 84.91 | 84.9 | 0.01 | 0
2030 | NYISO_J-K_2_NYISO_G-I | NYISO_J-K | NYISO_G-I | Internal | Shoulder | B13 | 600 | 1999 | 0.02 | 84.91 | 84.9 | 0.01 | 0
2030 | NYISO_J-K_2_NYISO_G-I | NYISO_J-K | NYISO_G-I | Internal | Shoulder | B14 | 900 | 1999 | 0.01 | 84.91 | 84.9 | 0.01 | 0
2030 | NYISO_J-K_2_NYISO_G-I | NYISO_J-K | NYISO_G-I | Internal | Shoulder | B15 | 1203 | 1999 | 0 | 68.01 | 68 | 0.01 | 0
2030 | NYISO_J-K_2_NYISO_G-I | NYISO_J-K | NYISO_G-I | Internal | Summer | B1 | 10 | 1999 | 1.01 | 133.31 | 133.3 | 0.01 | 0
2030 | NYISO_J-K_2_NYISO_G-I | NYISO_J-K | NYISO_G-I | Internal | Summer | B2 | 25 | 1999 | 0.42 | 132.4 | 132.39 | 0.01 | 0
2030 | NYISO_J-K_2_NYISO_G-I | NYISO_J-K | NYISO_G-I | Internal | Summer | B3 | 75 | 1999 | 0.15 | 117.3 | 117.28 | 0.01 | 0
2030 | NYISO_J-K_2_NYISO_G-I | NYISO_J-K | NYISO_G-I | Internal | Summer | B4 | 100 | 1999 | 0.11 | 116.15 | 116.14 | 0.01 | 0
2030 | NYISO_J-K_2_NYISO_G-I | NYISO_J-K | NYISO_G-I | Internal | Summer | B5 | 200 | 1999 | 0.06 | 116.15 | 116.14 | 0.01 | 0
2030 | NYISO_J-K_2_NYISO_G-I | NYISO_J-K | NYISO_G-I | Internal | Summer | B6 | 300 | 1999 | 0.04 | 96.21 | 96.19 | 0.01 | 0
2030 | NYISO_J-K_2_NYISO_G-I | NYISO_J-K | NYISO_G-I | Internal | Summer | B7 | 400 | 1999 | 0 | 86.66 | 86.54 | 0.01 | 0
2030 | NYISO_J-K_2_NYISO_G-I | NYISO_J-K | NYISO_G-I | Internal | Summer | B8 | 500 | 1999 | 0.02 | 82.22 | 82.21 | 0.01 | 0
2030 | NYISO_J-K_2_NYISO_G-I | NYISO_J-K | NYISO_G-I | Internal | Summer | B9 | 800 | 1999 | 0 | 81.37 | 77.06 | 0.01 | 0
2030 | NYISO_J-K_2_NYISO_G-I | NYISO_J-K | NYISO_G-I | Internal | Summer | B10 | 1262 | 1999 | 0 | 73.21 | 73.2 | 0.01 | 0
2030 | NYISO_J-K_2_NYISO_G-I | NYISO_J-K | NYISO_G-I | Internal | Winter | B16 | 25 | 1999 | 0 | 97.25 | 94.41 | 0.01 | 0
2030 | NYISO_J-K_2_NYISO_G-I | NYISO_J-K | NYISO_G-I | Internal | Winter | B17 | 100 | 1999 | 0 | 97.25 | 94.41 | 0.01 | 0
2030 | NYISO_J-K_2_NYISO_G-I | NYISO_J-K | NYISO_G-I | Internal | Winter | B18 | 400 | 1999 | 0 | 97.25 | 85.52 | 0.01 | 0
2030 | NYISO_J-K_2_NYISO_G-I | NYISO_J-K | NYISO_G-I | Internal | Winter | B19 | 700 | 1999 | 0 | 97.25 | 85.52 | 0.01 | 0
2030 | NYISO_J-K_2_NYISO_G-I | NYISO_J-K | NYISO_G-I | Internal | Winter | B20 | 935 | 1999 | 0.01 | 71.9 | 71.88 | 0.01 | 0
2030 | NYISO_J-K_2_PJM_E | NYISO_J-K | PJM_E | Internal | Shoulder | B11 | 25 | 330 | 0.04 | 86.01 | 93.77 | 8 | 0
2030 | NYISO_J-K_2_PJM_E | NYISO_J-K | PJM_E | Internal | Shoulder | B12 | 200 | 330 | 0 | 84.91 | 88.08 | 8 | 0
2030 | NYISO_J-K_2_PJM_E | NYISO_J-K | PJM_E | Internal | Shoulder | B13 | 600 | 330 | 0 | 84.91 | 87.83 | 8 | 0
2030 | NYISO_J-K_2_PJM_E | NYISO_J-K | PJM_E | Internal | Shoulder | B14 | 900 | 330 | 0 | 84.91 | 87.71 | 8 | 0
2030 | NYISO_J-K_2_PJM_E | NYISO_J-K | PJM_E | Internal | Shoulder | B15 | 1203 | 330 | 0.02 | 68.01 | 76 | 8 | 0
2030 | NYISO_J-K_2_PJM_E | NYISO_J-K | PJM_E | Internal | Summer | B1 | 10 | 330 | 1.94 | 133.31 | 141.3 | 8 | 0
2030 | NYISO_J-K_2_PJM_E | NYISO_J-K | PJM_E | Internal | Summer | B2 | 25 | 330 | 0.81 | 132.4 | 140.39 | 8 | 0
2030 | NYISO_J-K_2_PJM_E | NYISO_J-K | PJM_E | Internal | Summer | B3 | 75 | 330 | 330 | 117.3 | 140.36 | 8 | 15.07
2030 | NYISO_J-K_2_PJM_E | NYISO_J-K | PJM_E | Internal | Summer | B4 | 100 | 330 | 330 | 116.15 | 140.22 | 8 | 16.07
2030 | NYISO_J-K_2_PJM_E | NYISO_J-K | PJM_E | Internal | Summer | B5 | 200 | 330 | 330 | 116.15 | 131.43 | 8 | 7.28
2030 | NYISO_J-K_2_PJM_E | NYISO_J-K | PJM_E | Internal | Summer | B6 | 300 | 330 | 0.07 | 96.21 | 104.19 | 8 | 0
2030 | NYISO_J-K_2_PJM_E | NYISO_J-K | PJM_E | Internal | Summer | B7 | 400 | 330 | 0 | 86.66 | 94.54 | 8 | 0
2030 | NYISO_J-K_2_PJM_E | NYISO_J-K | PJM_E | Internal | Summer | B8 | 500 | 330 | 0.04 | 82.22 | 90.21 | 8 | 0
2030 | NYISO_J-K_2_PJM_E | NYISO_J-K | PJM_E | Internal | Summer | B9 | 800 | 330 | 0 | 81.37 | 85.06 | 8 | 0
2030 | NYISO_J-K_2_PJM_E | NYISO_J-K | PJM_E | Internal | Summer | B10 | 1262 | 330 | 0 | 73.21 | 74.37 | 8 | 0
2030 | NYISO_J-K_2_PJM_E | NYISO_J-K | PJM_E | Internal | Winter | B16 | 25 | 330 | 0 | 97.25 | 95.94 | 8 | 0
2030 | NYISO_J-K_2_PJM_E | NYISO_J-K | PJM_E | Internal | Winter | B17 | 100 | 330 | 0 | 97.25 | 94.91 | 8 | 0
2030 | NYISO_J-K_2_PJM_E | NYISO_J-K | PJM_E | Internal | Winter | B18 | 400 | 330 | 0 | 97.25 | 93.52 | 8 | 0
2030 | NYISO_J-K_2_PJM_E | NYISO_J-K | PJM_E | Internal | Winter | B19 | 700 | 330 | 0 | 97.25 | 93.52 | 8 | 0
2030 | NYISO_J-K_2_PJM_E | NYISO_J-K | PJM_E | Internal | Winter | B20 | 935 | 330 | 0.02 | 71.9 | 79.88 | 8 | 0
2030 | PJM_E_2_NYISO_G-I | PJM_E | NYISO_G-I | Internal | Shoulder | B11 | 25 | 500 | 0 | 93.77 | 86 | 6 | 0
2030 | PJM_E_2_NYISO_G-I | PJM_E | NYISO_G-I | Internal | Shoulder | B12 | 200 | 500 | 0 | 88.08 | 84.9 | 6 | 0
2030 | PJM_E_2_NYISO_G-I | PJM_E | NYISO_G-I | Internal | Shoulder | B13 | 600 | 500 | 0 | 87.83 | 84.9 | 6 | 0
2030 | PJM_E_2_NYISO_G-I | PJM_E | NYISO_G-I | Internal | Shoulder | B14 | 900 | 500 | 0 | 87.71 | 84.9 | 6 | 0
2030 | PJM_E_2_NYISO_G-I | PJM_E | NYISO_G-I | Internal | Shoulder | B15 | 1203 | 500 | 0 | 76 | 68 | 6 | 0
2030 | PJM_E_2_NYISO_G-I | PJM_E | NYISO_G-I | Internal | Summer | B1 | 10 | 500 | 0 | 141.3 | 133.3 | 6 | 0
2030 | PJM_E_2_NYISO_G-I | PJM_E | NYISO_G-I | Internal | Summer | B2 | 25 | 500 | 0 | 140.39 | 132.39 | 6 | 0
2030 | PJM_E_2_NYISO_G-I | PJM_E | NYISO_G-I | Internal | Summer | B3 | 75 | 500 | 0 | 140.36 | 117.28 | 6 | 0
2030 | PJM_E_2_NYISO_G-I | PJM_E | NYISO_G-I | Internal | Summer | B4 | 100 | 500 | 0 | 140.22 | 116.14 | 6 | 0
2030 | PJM_E_2_NYISO_G-I | PJM_E | NYISO_G-I | Internal | Summer | B5 | 200 | 500 | 0 | 131.43 | 116.14 | 6 | 0
2030 | PJM_E_2_NYISO_G-I | PJM_E | NYISO_G-I | Internal | Summer | B6 | 300 | 500 | 0 | 104.19 | 96.19 | 6 | 0
2030 | PJM_E_2_NYISO_G-I | PJM_E | NYISO_G-I | Internal | Summer | B7 | 400 | 500 | 0 | 94.54 | 86.54 | 6 | 0
2030 | PJM_E_2_NYISO_G-I | PJM_E | NYISO_G-I | Internal | Summer | B8 | 500 | 500 | 0 | 90.21 | 82.21 | 6 | 0
2030 | PJM_E_2_NYISO_G-I | PJM_E | NYISO_G-I | Internal | Summer | B9 | 800 | 500 | 0 | 85.06 | 77.06 | 6 | 0
2030 | PJM_E_2_NYISO_G-I | PJM_E | NYISO_G-I | Internal | Summer | B10 | 1262 | 500 | 0 | 74.37 | 73.2 | 6 | 0
2030 | PJM_E_2_NYISO_G-I | PJM_E | NYISO_G-I | Internal | Winter | B16 | 25 | 500 | 0 | 95.94 | 94.41 | 6 | 0
2030 | PJM_E_2_NYISO_G-I | PJM_E | NYISO_G-I | Internal | Winter | B17 | 100 | 500 | 0 | 94.91 | 94.41 | 6 | 0
2030 | PJM_E_2_NYISO_G-I | PJM_E | NYISO_G-I | Internal | Winter | B18 | 400 | 500 | 0 | 93.52 | 85.52 | 6 | 0
2030 | PJM_E_2_NYISO_G-I | PJM_E | NYISO_G-I | Internal | Winter | B19 | 700 | 500 | 0 | 93.52 | 85.52 | 6 | 0
2030 | PJM_E_2_NYISO_G-I | PJM_E | NYISO_G-I | Internal | Winter | B20 | 935 | 500 | 0 | 79.88 | 71.88 | 6 | 0
2030 | PJM_E_2_NYISO_J-K | PJM_E | NYISO_J-K | Internal | Shoulder | B11 | 25 | 330 | 0 | 93.77 | 86.01 | 6 | 0
2030 | PJM_E_2_NYISO_J-K | PJM_E | NYISO_J-K | Internal | Shoulder | B12 | 200 | 330 | 0 | 88.08 | 84.91 | 6 | 0
2030 | PJM_E_2_NYISO_J-K | PJM_E | NYISO_J-K | Internal | Shoulder | B13 | 600 | 330 | 0 | 87.83 | 84.91 | 6 | 0
2030 | PJM_E_2_NYISO_J-K | PJM_E | NYISO_J-K | Internal | Shoulder | B14 | 900 | 330 | 0 | 87.71 | 84.91 | 6 | 0
2030 | PJM_E_2_NYISO_J-K | PJM_E | NYISO_J-K | Internal | Shoulder | B15 | 1203 | 330 | 0 | 76 | 68.01 | 6 | 0
2030 | PJM_E_2_NYISO_J-K | PJM_E | NYISO_J-K | Internal | Summer | B1 | 10 | 330 | 0 | 141.3 | 133.31 | 6 | 0
2030 | PJM_E_2_NYISO_J-K | PJM_E | NYISO_J-K | Internal | Summer | B2 | 25 | 330 | 0 | 140.39 | 132.4 | 6 | 0
2030 | PJM_E_2_NYISO_J-K | PJM_E | NYISO_J-K | Internal | Summer | B3 | 75 | 330 | 0 | 140.36 | 117.3 | 6 | 0
2030 | PJM_E_2_NYISO_J-K | PJM_E | NYISO_J-K | Internal | Summer | B4 | 100 | 330 | 0 | 140.22 | 116.15 | 6 | 0
2030 | PJM_E_2_NYISO_J-K | PJM_E | NYISO_J-K | Internal | Summer | B5 | 200 | 330 | 0 | 131.43 | 116.15 | 6 | 0
2030 | PJM_E_2_NYISO_J-K | PJM_E | NYISO_J-K | Internal | Summer | B6 | 300 | 330 | 0 | 104.19 | 96.21 | 6 | 0
2030 | PJM_E_2_NYISO_J-K | PJM_E | NYISO_J-K | Internal | Summer | B7 | 400 | 330 | 0 | 94.54 | 86.66 | 6 | 0
2030 | PJM_E_2_NYISO_J-K | PJM_E | NYISO_J-K | Internal | Summer | B8 | 500 | 330 | 0 | 90.21 | 82.22 | 6 | 0
2030 | PJM_E_2_NYISO_J-K | PJM_E | NYISO_J-K | Internal | Summer | B9 | 800 | 330 | 0 | 85.06 | 81.37 | 6 | 0
2030 | PJM_E_2_NYISO_J-K | PJM_E | NYISO_J-K | Internal | Summer | B10 | 1262 | 330 | 0 | 74.37 | 73.21 | 6 | 0
2030 | PJM_E_2_NYISO_J-K | PJM_E | NYISO_J-K | Internal | Winter | B16 | 25 | 330 | 0 | 95.94 | 97.25 | 6 | 0
2030 | PJM_E_2_NYISO_J-K | PJM_E | NYISO_J-K | Internal | Winter | B17 | 100 | 330 | 0 | 94.91 | 97.25 | 6 | 0
2030 | PJM_E_2_NYISO_J-K | PJM_E | NYISO_J-K | Internal | Winter | B18 | 400 | 330 | 0 | 93.52 | 97.25 | 6 | 0
2030 | PJM_E_2_NYISO_J-K | PJM_E | NYISO_J-K | Internal | Winter | B19 | 700 | 330 | 0 | 93.52 | 97.25 | 6 | 0
2030 | PJM_E_2_NYISO_J-K | PJM_E | NYISO_J-K | Internal | Winter | B20 | 935 | 330 | 0 | 79.88 | 71.9 | 6 | 0
2030 | PJM_E_2_PJM_ROM | PJM_E | PJM_ROM | Internal | Shoulder | B11 | 25 | 8000 | 0.48 | 93.77 | 93.75 | 0.01 | 0
2030 | PJM_E_2_PJM_ROM | PJM_E | PJM_ROM | Internal | Shoulder | B12 | 200 | 8000 | 0.06 | 88.08 | 88.07 | 0.01 | 0
2030 | PJM_E_2_PJM_ROM | PJM_E | PJM_ROM | Internal | Shoulder | B13 | 600 | 8000 | 86.4 | 87.83 | 87.84 | 0.01 | 0
2030 | PJM_E_2_PJM_ROM | PJM_E | PJM_ROM | Internal | Shoulder | B14 | 900 | 8000 | 300.83 | 87.71 | 87.72 | 0.01 | 0
2030 | PJM_E_2_PJM_ROM | PJM_E | PJM_ROM | Internal | Shoulder | B15 | 1203 | 8000 | 0.01 | 76 | 75.99 | 0.01 | 0
2030 | PJM_E_2_PJM_ROM | PJM_E | PJM_ROM | Internal | Summer | B1 | 10 | 8000 | 1.22 | 141.3 | 141.29 | 0.01 | 0
2030 | PJM_E_2_PJM_ROM | PJM_E | PJM_ROM | Internal | Summer | B2 | 25 | 8000 | 949.7 | 140.39 | 140.4 | 0.01 | 0
2030 | PJM_E_2_PJM_ROM | PJM_E | PJM_ROM | Internal | Summer | B3 | 75 | 8000 | 4578.84 | 140.36 | 140.37 | 0.01 | 0
2030 | PJM_E_2_PJM_ROM | PJM_E | PJM_ROM | Internal | Summer | B4 | 100 | 8000 | 6411.5 | 140.22 | 140.23 | 0.01 | 0
2030 | PJM_E_2_PJM_ROM | PJM_E | PJM_ROM | Internal | Summer | B5 | 200 | 8000 | 4315.49 | 131.43 | 131.44 | 0.01 | 0
2030 | PJM_E_2_PJM_ROM | PJM_E | PJM_ROM | Internal | Summer | B6 | 300 | 8000 | 3068.36 | 104.19 | 104.21 | 0.01 | 0
2030 | PJM_E_2_PJM_ROM | PJM_E | PJM_ROM | Internal | Summer | B7 | 400 | 8000 | 3896.13 | 94.54 | 94.56 | 0.01 | 0
2030 | PJM_E_2_PJM_ROM | PJM_E | PJM_ROM | Internal | Summer | B8 | 500 | 8000 | 2086.57 | 90.21 | 90.22 | 0.01 | 0
2030 | PJM_E_2_PJM_ROM | PJM_E | PJM_ROM | Internal | Summer | B9 | 800 | 8000 | 1297.38 | 85.06 | 85.07 | 0.01 | 0
2030 | PJM_E_2_PJM_ROM | PJM_E | PJM_ROM | Internal | Summer | B10 | 1262 | 8000 | 1004.25 | 74.37 | 74.38 | 0.01 | 0
2030 | PJM_E_2_PJM_ROM | PJM_E | PJM_ROM | Internal | Winter | B16 | 25 | 8000 | 0.47 | 95.94 | 95.93 | 0.01 | 0
2030 | PJM_E_2_PJM_ROM | PJM_E | PJM_ROM | Internal | Winter | B17 | 100 | 8000 | 0.12 | 94.91 | 94.9 | 0.01 | 0
2030 | PJM_E_2_PJM_ROM | PJM_E | PJM_ROM | Internal | Winter | B18 | 400 | 8000 | 0.03 | 93.52 | 93.51 | 0.01 | 0
2030 | PJM_E_2_PJM_ROM | PJM_E | PJM_ROM | Internal | Winter | B19 | 700 | 8000 | 0.02 | 93.52 | 93.51 | 0.01 | 0
2030 | PJM_E_2_PJM_ROM | PJM_E | PJM_ROM | Internal | Winter | B20 | 935 | 8000 | 0.01 | 79.88 | 79.87 | 0.01 | 0
2030 | PJM_ROR_2_MISO_IN | PJM_ROR | MISO_IN | Internal | Shoulder | B11 | 25 | 1170 | 0 | 92.37 | 75.95 | 2 | 0
2030 | PJM_ROR_2_MISO_IN | PJM_ROR | MISO_IN | Internal | Shoulder | B12 | 200 | 1170 | 0 | 88.06 | 75.95 | 2 | 0
2030 | PJM_ROR_2_MISO_IN | PJM_ROR | MISO_IN | Internal | Shoulder | B13 | 600 | 1170 | 0 | 87.55 | 75.95 | 2 | 0
2030 | PJM_ROR_2_MISO_IN | PJM_ROR | MISO_IN | Internal | Shoulder | B14 | 900 | 1170 | 0 | 79.38 | 75.95 | 2 | 0
2030 | PJM_ROR_2_MISO_IN | PJM_ROR | MISO_IN | Internal | Shoulder | B15 | 1203 | 1170 | 0 | 75.87 | 73.86 | 2 | 0
2030 | PJM_ROR_2_MISO_IN | PJM_ROR | MISO_IN | Internal | Summer | B1 | 10 | 1170 | 0 | 141.28 | 139.28 | 2 | 0
2030 | PJM_ROR_2_MISO_IN | PJM_ROR | MISO_IN | Internal | Summer | B2 | 25 | 1170 | 0 | 140.39 | 139.28 | 2 | 0
2030 | PJM_ROR_2_MISO_IN | PJM_ROR | MISO_IN | Internal | Summer | B3 | 75 | 1170 | 0 | 140.39 | 138.4 | 2 | 0
2030 | PJM_ROR_2_MISO_IN | PJM_ROR | MISO_IN | Internal | Summer | B4 | 100 | 1170 | 0 | 140.24 | 138.24 | 2 | 0
2030 | PJM_ROR_2_MISO_IN | PJM_ROR | MISO_IN | Internal | Summer | B5 | 200 | 1170 | 0 | 131.45 | 129.45 | 2 | 0
2030 | PJM_ROR_2_MISO_IN | PJM_ROR | MISO_IN | Internal | Summer | B6 | 300 | 1170 | 0 | 104.19 | 102.19 | 2 | 0
2030 | PJM_ROR_2_MISO_IN | PJM_ROR | MISO_IN | Internal | Summer | B7 | 400 | 1170 | 0 | 94.54 | 92.54 | 2 | 0
2030 | PJM_ROR_2_MISO_IN | PJM_ROR | MISO_IN | Internal | Summer | B8 | 500 | 1170 | 0 | 90.21 | 88.21 | 2 | 0
2030 | PJM_ROR_2_MISO_IN | PJM_ROR | MISO_IN | Internal | Summer | B9 | 800 | 1170 | 0 | 85.06 | 83.06 | 2 | 0
2030 | PJM_ROR_2_MISO_IN | PJM_ROR | MISO_IN | Internal | Summer | B10 | 1262 | 1170 | 0 | 74.37 | 74.6 | 2 | 0
2030 | PJM_ROR_2_MISO_IN | PJM_ROR | MISO_IN | Internal | Winter | B16 | 25 | 1170 | 0 | 95.92 | 78.59 | 2 | 0
2030 | PJM_ROR_2_MISO_IN | PJM_ROR | MISO_IN | Internal | Winter | B17 | 100 | 1170 | 0 | 94.89 | 78.59 | 2 | 0
2030 | PJM_ROR_2_MISO_IN | PJM_ROR | MISO_IN | Internal | Winter | B18 | 400 | 1170 | 0 | 91.17 | 78.59 | 2 | 0
2030 | PJM_ROR_2_MISO_IN | PJM_ROR | MISO_IN | Internal | Winter | B19 | 700 | 1170 | 0 | 82.8 | 78.59 | 2 | 0
2030 | PJM_ROR_2_MISO_IN | PJM_ROR | MISO_IN | Internal | Winter | B20 | 935 | 1170 | 0 | 78.94 | 74.32 | 2 | 0
2030 | PJM_ROR_2_MISO_MI | PJM_ROR | MISO_MI | Internal | Shoulder | B11 | 25 | 1305 | 0 | 92.37 | 87.37 | 2 | 0
2030 | PJM_ROR_2_MISO_MI | PJM_ROR | MISO_MI | Internal | Shoulder | B12 | 200 | 1305 | 0 | 88.06 | 86.06 | 2 | 0
2030 | PJM_ROR_2_MISO_MI | PJM_ROR | MISO_MI | Internal | Shoulder | B13 | 600 | 1305 | 0 | 87.55 | 85.55 | 2 | 0
2030 | PJM_ROR_2_MISO_MI | PJM_ROR | MISO_MI | Internal | Shoulder | B14 | 900 | 1305 | 0 | 79.38 | 75.96 | 2 | 0
2030 | PJM_ROR_2_MISO_MI | PJM_ROR | MISO_MI | Internal | Shoulder | B15 | 1203 | 1305 | 0 | 75.87 | 73.87 | 2 | 0
2030 | PJM_ROR_2_MISO_MI | PJM_ROR | MISO_MI | Internal | Summer | B1 | 10 | 1305 | 0.01 | 141.28 | 141.37 | 2 | 0
2030 | PJM_ROR_2_MISO_MI | PJM_ROR | MISO_MI | Internal | Summer | B2 | 25 | 1305 | 0 | 140.39 | 139.29 | 2 | 0
2030 | PJM_ROR_2_MISO_MI | PJM_ROR | MISO_MI | Internal | Summer | B3 | 75 | 1305 | 0 | 140.39 | 138.41 | 2 | 0
2030 | PJM_ROR_2_MISO_MI | PJM_ROR | MISO_MI | Internal | Summer | B4 | 100 | 1305 | 0 | 140.24 | 138.26 | 2 | 0
2030 | PJM_ROR_2_MISO_MI | PJM_ROR | MISO_MI | Internal | Summer | B5 | 200 | 1305 | 0 | 131.45 | 129.46 | 2 | 0
2030 | PJM_ROR_2_MISO_MI | PJM_ROR | MISO_MI | Internal | Summer | B6 | 300 | 1305 | 0 | 104.19 | 102.21 | 2 | 0
2030 | PJM_ROR_2_MISO_MI | PJM_ROR | MISO_MI | Internal | Summer | B7 | 400 | 1305 | 0 | 94.54 | 92.56 | 2 | 0
2030 | PJM_ROR_2_MISO_MI | PJM_ROR | MISO_MI | Internal | Summer | B8 | 500 | 1305 | 0 | 90.21 | 88.22 | 2 | 0
2030 | PJM_ROR_2_MISO_MI | PJM_ROR | MISO_MI | Internal | Summer | B9 | 800 | 1305 | 0 | 85.06 | 83.07 | 2 | 0
2030 | PJM_ROR_2_MISO_MI | PJM_ROR | MISO_MI | Internal | Summer | B10 | 1262 | 1305 | 0 | 74.37 | 74.61 | 2 | 0
2030 | PJM_ROR_2_MISO_MI | PJM_ROR | MISO_MI | Internal | Winter | B16 | 25 | 1305 | 0 | 95.92 | 93.92 | 2 | 0
2030 | PJM_ROR_2_MISO_MI | PJM_ROR | MISO_MI | Internal | Winter | B17 | 100 | 1305 | 0 | 94.89 | 89.87 | 2 | 0
2030 | PJM_ROR_2_MISO_MI | PJM_ROR | MISO_MI | Internal | Winter | B18 | 400 | 1305 | 0 | 91.17 | 89.17 | 2 | 0
2030 | PJM_ROR_2_MISO_MI | PJM_ROR | MISO_MI | Internal | Winter | B19 | 700 | 1305 | 0 | 82.8 | 78.6 | 2 | 0
2030 | PJM_ROR_2_MISO_MI | PJM_ROR | MISO_MI | Internal | Winter | B20 | 935 | 1305 | 0 | 78.94 | 74.34 | 2 | 0
2030 | PJM_ROR_2_MISO_MO-IL | PJM_ROR | MISO_MO-IL | Internal | Shoulder | B11 | 25 | 1111 | 0 | 92.37 | 90.37 | 2 | 0
2030 | PJM_ROR_2_MISO_MO-IL | PJM_ROR | MISO_MO-IL | Internal | Shoulder | B12 | 200 | 1111 | 0 | 88.06 | 75.96 | 2 | 0
2030 | PJM_ROR_2_MISO_MO-IL | PJM_ROR | MISO_MO-IL | Internal | Shoulder | B13 | 600 | 1111 | 0 | 87.55 | 75.94 | 2 | 0
2030 | PJM_ROR_2_MISO_MO-IL | PJM_ROR | MISO_MO-IL | Internal | Shoulder | B14 | 900 | 1111 | 0 | 79.38 | 75.38 | 2 | 0
2030 | PJM_ROR_2_MISO_MO-IL | PJM_ROR | MISO_MO-IL | Internal | Shoulder | B15 | 1203 | 1111 | 0 | 75.87 | 71.45 | 2 | 0
2030 | PJM_ROR_2_MISO_MO-IL | PJM_ROR | MISO_MO-IL | Internal | Summer | B1 | 10 | 1111 | 0 | 141.28 | 139.29 | 2 | 0
2030 | PJM_ROR_2_MISO_MO-IL | PJM_ROR | MISO_MO-IL | Internal | Summer | B2 | 25 | 1111 | 0 | 140.39 | 139.29 | 2 | 0
2030 | PJM_ROR_2_MISO_MO-IL | PJM_ROR | MISO_MO-IL | Internal | Summer | B3 | 75 | 1111 | 0 | 140.39 | 138.41 | 2 | 0
2030 | PJM_ROR_2_MISO_MO-IL | PJM_ROR | MISO_MO-IL | Internal | Summer | B4 | 100 | 1111 | 0 | 140.24 | 138.26 | 2 | 0
2030 | PJM_ROR_2_MISO_MO-IL | PJM_ROR | MISO_MO-IL | Internal | Summer | B5 | 200 | 1111 | 0 | 131.45 | 129.46 | 2 | 0
2030 | PJM_ROR_2_MISO_MO-IL | PJM_ROR | MISO_MO-IL | Internal | Summer | B6 | 300 | 1111 | 0 | 104.19 | 102.21 | 2 | 0
2030 | PJM_ROR_2_MISO_MO-IL | PJM_ROR | MISO_MO-IL | Internal | Summer | B7 | 400 | 1111 | 0 | 94.54 | 92.56 | 2 | 0
2030 | PJM_ROR_2_MISO_MO-IL | PJM_ROR | MISO_MO-IL | Internal | Summer | B8 | 500 | 1111 | 0 | 90.21 | 88.22 | 2 | 0
2030 | PJM_ROR_2_MISO_MO-IL | PJM_ROR | MISO_MO-IL | Internal | Summer | B9 | 800 | 1111 | 0 | 85.06 | 83.07 | 2 | 0
2030 | PJM_ROR_2_MISO_MO-IL | PJM_ROR | MISO_MO-IL | Internal | Summer | B10 | 1262 | 1111 | 0 | 74.37 | 70.23 | 2 | 0
2030 | PJM_ROR_2_MISO_MO-IL | PJM_ROR | MISO_MO-IL | Internal | Winter | B16 | 25 | 1111 | 0 | 95.92 | 78.6 | 2 | 0
2030 | PJM_ROR_2_MISO_MO-IL | PJM_ROR | MISO_MO-IL | Internal | Winter | B17 | 100 | 1111 | 0 | 94.89 | 78.6 | 2 | 0
2030 | PJM_ROR_2_MISO_MO-IL | PJM_ROR | MISO_MO-IL | Internal | Winter | B18 | 400 | 1111 | 0 | 91.17 | 78.58 | 2 | 0
2030 | PJM_ROR_2_MISO_MO-IL | PJM_ROR | MISO_MO-IL | Internal | Winter | B19 | 700 | 1111 | 0 | 82.8 | 77.87 | 2 | 0
2030 | PJM_ROR_2_MISO_MO-IL | PJM_ROR | MISO_MO-IL | Internal | Winter | B20 | 935 | 1111 | 0 | 78.94 | 69.9 | 2 | 0
2030 | PJM_ROR_2_MISO_W | PJM_ROR | MISO_W | Internal | Shoulder | B11 | 25 | 13129 | 0 | 92.37 | 90.37 | 2 | 0
2030 | PJM_ROR_2_MISO_W | PJM_ROR | MISO_W | Internal | Shoulder | B12 | 200 | 13129 | 0 | 88.06 | 75.95 | 2 | 0
2030 | PJM_ROR_2_MISO_W | PJM_ROR | MISO_W | Internal | Shoulder | B13 | 600 | 13129 | 0 | 87.55 | 75.69 | 2 | 0
2030 | PJM_ROR_2_MISO_W | PJM_ROR | MISO_W | Internal | Shoulder | B14 | 900 | 13129 | 0 | 79.38 | 49.33 | 2 | 0
2030 | PJM_ROR_2_MISO_W | PJM_ROR | MISO_W | Internal | Shoulder | B15 | 1203 | 13129 | 0 | 75.87 | 25.62 | 2 | 0
2030 | PJM_ROR_2_MISO_W | PJM_ROR | MISO_W | Internal | Summer | B1 | 10 | 13129 | 0 | 141.28 | 139.28 | 2 | 0
2030 | PJM_ROR_2_MISO_W | PJM_ROR | MISO_W | Internal | Summer | B2 | 25 | 13129 | 0 | 140.39 | 138.39 | 2 | 0
2030 | PJM_ROR_2_MISO_W | PJM_ROR | MISO_W | Internal | Summer | B3 | 75 | 13129 | 0 | 140.39 | 138.4 | 2 | 0
2030 | PJM_ROR_2_MISO_W | PJM_ROR | MISO_W | Internal | Summer | B4 | 100 | 13129 | 0 | 140.24 | 138.24 | 2 | 0
2030 | PJM_ROR_2_MISO_W | PJM_ROR | MISO_W | Internal | Summer | B5 | 200 | 13129 | 0 | 131.45 | 129.45 | 2 | 0
2030 | PJM_ROR_2_MISO_W | PJM_ROR | MISO_W | Internal | Summer | B6 | 300 | 13129 | 0 | 104.19 | 102.19 | 2 | 0
2030 | PJM_ROR_2_MISO_W | PJM_ROR | MISO_W | Internal | Summer | B7 | 400 | 13129 | 0 | 94.54 | 92.54 | 2 | 0
2030 | PJM_ROR_2_MISO_W | PJM_ROR | MISO_W | Internal | Summer | B8 | 500 | 13129 | 0 | 90.21 | 88.21 | 2 | 0
2030 | PJM_ROR_2_MISO_W | PJM_ROR | MISO_W | Internal | Summer | B9 | 800 | 13129 | 0 | 85.06 | 83.06 | 2 | 0
2030 | PJM_ROR_2_MISO_W | PJM_ROR | MISO_W | Internal | Summer | B10 | 1262 | 13129 | 0 | 74.37 | 49.56 | 2 | 0
2030 | PJM_ROR_2_MISO_W | PJM_ROR | MISO_W | Internal | Winter | B16 | 25 | 13129 | 0 | 95.92 | 15.71 | 2 | 0
2030 | PJM_ROR_2_MISO_W | PJM_ROR | MISO_W | Internal | Winter | B17 | 100 | 13129 | 0 | 94.89 | 15.71 | 2 | 0
2030 | PJM_ROR_2_MISO_W | PJM_ROR | MISO_W | Internal | Winter | B18 | 400 | 13129 | 0 | 91.17 | 76.61 | 2 | 0
2030 | PJM_ROR_2_MISO_W | PJM_ROR | MISO_W | Internal | Winter | B19 | 700 | 13129 | 0 | 82.8 | 76.61 | 2 | 0
2030 | PJM_ROR_2_MISO_W | PJM_ROR | MISO_W | Internal | Winter | B20 | 935 | 13129 | 0 | 78.94 | 22.71 | 2 | 0
2030 | PJM_ROR_2_MISO_WUMS | PJM_ROR | MISO_WUMS | Internal | Shoulder | B11 | 25 | 1467 | 0 | 92.37 | 87.35 | 2 | 0
2030 | PJM_ROR_2_MISO_WUMS | PJM_ROR | MISO_WUMS | Internal | Shoulder | B12 | 200 | 1467 | 0 | 88.06 | 75.96 | 2 | 0
2030 | PJM_ROR_2_MISO_WUMS | PJM_ROR | MISO_WUMS | Internal | Shoulder | B13 | 600 | 1467 | 0 | 87.55 | 75.7 | 2 | 0
2030 | PJM_ROR_2_MISO_WUMS | PJM_ROR | MISO_WUMS | Internal | Shoulder | B14 | 900 | 1467 | 0 | 79.38 | 75.7 | 2 | 0
2030 | PJM_ROR_2_MISO_WUMS | PJM_ROR | MISO_WUMS | Internal | Shoulder | B15 | 1203 | 1467 | 0 | 75.87 | 73.87 | 2 | 0
2030 | PJM_ROR_2_MISO_WUMS | PJM_ROR | MISO_WUMS | Internal | Summer | B1 | 10 | 1467 | 0 | 141.28 | 85.76 | 2 | 0
2030 | PJM_ROR_2_MISO_WUMS | PJM_ROR | MISO_WUMS | Internal | Summer | B2 | 25 | 1467 | 0 | 140.39 | 135.13 | 2 | 0
2030 | PJM_ROR_2_MISO_WUMS | PJM_ROR | MISO_WUMS | Internal | Summer | B3 | 75 | 1467 | 0 | 140.39 | 138.39 | 2 | 0
2030 | PJM_ROR_2_MISO_WUMS | PJM_ROR | MISO_WUMS | Internal | Summer | B4 | 100 | 1467 | 0 | 140.24 | 138.23 | 2 | 0
2030 | PJM_ROR_2_MISO_WUMS | PJM_ROR | MISO_WUMS | Internal | Summer | B5 | 200 | 1467 | 0 | 131.45 | 129.44 | 2 | 0
2030 | PJM_ROR_2_MISO_WUMS | PJM_ROR | MISO_WUMS | Internal | Summer | B6 | 300 | 1467 | 0 | 104.19 | 102.18 | 2 | 0
2030 | PJM_ROR_2_MISO_WUMS | PJM_ROR | MISO_WUMS | Internal | Summer | B7 | 400 | 1467 | 0 | 94.54 | 92.53 | 2 | 0
2030 | PJM_ROR_2_MISO_WUMS | PJM_ROR | MISO_WUMS | Internal | Summer | B8 | 500 | 1467 | 0 | 90.21 | 85.76 | 2 | 0
2030 | PJM_ROR_2_MISO_WUMS | PJM_ROR | MISO_WUMS | Internal | Summer | B9 | 800 | 1467 | 0 | 85.06 | 83.06 | 2 | 0
2030 | PJM_ROR_2_MISO_WUMS | PJM_ROR | MISO_WUMS | Internal | Summer | B10 | 1262 | 1467 | 0 | 74.37 | 74.34 | 2 | 0
2030 | PJM_ROR_2_MISO_WUMS | PJM_ROR | MISO_WUMS | Internal | Winter | B16 | 25 | 1467 | 0 | 95.92 | 78.33 | 2 | 0
2030 | PJM_ROR_2_MISO_WUMS | PJM_ROR | MISO_WUMS | Internal | Winter | B17 | 100 | 1467 | 0 | 94.89 | 78.33 | 2 | 0
2030 | PJM_ROR_2_MISO_WUMS | PJM_ROR | MISO_WUMS | Internal | Winter | B18 | 400 | 1467 | 0 | 91.17 | 78.33 | 2 | 0
2030 | PJM_ROR_2_MISO_WUMS | PJM_ROR | MISO_WUMS | Internal | Winter | B19 | 700 | 1467 | 0 | 82.8 | 78.33 | 2 | 0
2030 | PJM_ROR_2_MISO_WUMS | PJM_ROR | MISO_WUMS | Internal | Winter | B20 | 935 | 1467 | 0 | 78.94 | 74.32 | 2 | 0
2030 | PJM_ROR_2_PJM_ROM | PJM_ROR | PJM_ROM | Internal | Shoulder | B11 | 25 | 8000 | 7999.99 | 92.37 | 93.75 | 0.01 | 1.37
2030 | PJM_ROR_2_PJM_ROM | PJM_ROR | PJM_ROM | Internal | Shoulder | B12 | 200 | 8000 | 7997.16 | 88.06 | 88.07 | 0.01 | 0
2030 | PJM_ROR_2_PJM_ROM | PJM_ROR | PJM_ROM | Internal | Shoulder | B13 | 600 | 8000 | 8000 | 87.55 | 87.84 | 0.01 | 0.29
2030 | PJM_ROR_2_PJM_ROM | PJM_ROR | PJM_ROM | Internal | Shoulder | B14 | 900 | 8000 | 8000 | 79.38 | 87.72 | 0.01 | 8.33
2030 | PJM_ROR_2_PJM_ROM | PJM_ROR | PJM_ROM | Internal | Shoulder | B15 | 1203 | 8000 | 8000 | 75.87 | 75.99 | 0.01 | 0.11
2030 | PJM_ROR_2_PJM_ROM | PJM_ROR | PJM_ROM | Internal | Summer | B1 | 10 | 8000 | 4787.16 | 141.28 | 141.29 | 0.01 | 0
2030 | PJM_ROR_2_PJM_ROM | PJM_ROR | PJM_ROM | Internal | Summer | B2 | 25 | 8000 | 3002.6 | 140.39 | 140.4 | 0.01 | 0
2030 | PJM_ROR_2_PJM_ROM | PJM_ROR | PJM_ROM | Internal | Summer | B3 | 75 | 8000 | 0.15 | 140.39 | 140.37 | 0.01 | 0
2030 | PJM_ROR_2_PJM_ROM | PJM_ROR | PJM_ROM | Internal | Summer | B4 | 100 | 8000 | 0.11 | 140.24 | 140.23 | 0.01 | 0
2030 | PJM_ROR_2_PJM_ROM | PJM_ROR | PJM_ROM | Internal | Summer | B5 | 200 | 8000 | 0.06 | 131.45 | 131.44 | 0.01 | 0
2030 | PJM_ROR_2_PJM_ROM | PJM_ROR | PJM_ROM | Internal | Summer | B6 | 300 | 8000 | 1634.04 | 104.19 | 104.21 | 0.01 | 0
2030 | PJM_ROR_2_PJM_ROM | PJM_ROR | PJM_ROM | Internal | Summer | B7 | 400 | 8000 | 1668.84 | 94.54 | 94.56 | 0.01 | 0
2030 | PJM_ROR_2_PJM_ROM | PJM_ROR | PJM_ROM | Internal | Summer | B8 | 500 | 8000 | 4109.74 | 90.21 | 90.22 | 0.01 | 0
2030 | PJM_ROR_2_PJM_ROM | PJM_ROR | PJM_ROM | Internal | Summer | B9 | 800 | 8000 | 5946.37 | 85.06 | 85.07 | 0.01 | 0
2030 | PJM_ROR_2_PJM_ROM | PJM_ROR | PJM_ROM | Internal | Summer | B10 | 1262 | 8000 | 5438.56 | 74.37 | 74.38 | 0.01 | 0
2030 | PJM_ROR_2_PJM_ROM | PJM_ROR | PJM_ROM | Internal | Winter | B16 | 25 | 8000 | 7854.05 | 95.92 | 95.93 | 0.01 | 0
2030 | PJM_ROR_2_PJM_ROM | PJM_ROR | PJM_ROM | Internal | Winter | B17 | 100 | 8000 | 6450.78 | 94.89 | 94.9 | 0.01 | 0
2030 | PJM_ROR_2_PJM_ROM | PJM_ROR | PJM_ROM | Internal | Winter | B18 | 400 | 8000 | 8000 | 91.17 | 93.51 | 0.01 | 2.33
2030 | PJM_ROR_2_PJM_ROM | PJM_ROR | PJM_ROM | Internal | Winter | B19 | 700 | 8000 | 8000 | 82.8 | 93.51 | 0.01 | 10.7
2030 | PJM_ROR_2_PJM_ROM | PJM_ROR | PJM_ROM | Internal | Winter | B20 | 935 | 8000 | 8000 | 78.94 | 79.87 | 0.01 | 0.92
2030 | PJM_ROR_2_TVA_Transmission | PJM_ROR | TVA_Transmission | Internal | Shoulder | B11 | 25 | 2500 | 0 | 92.37 | 92.82 | 6 | 0
2030 | PJM_ROR_2_TVA_Transmission | PJM_ROR | TVA_Transmission | Internal | Shoulder | B12 | 200 | 2500 | 0 | 88.06 | 83.96 | 6 | 0
2030 | PJM_ROR_2_TVA_Transmission | PJM_ROR | TVA_Transmission | Internal | Shoulder | B13 | 600 | 2500 | 0 | 87.55 | 83.38 | 6 | 0
2030 | PJM_ROR_2_TVA_Transmission | PJM_ROR | TVA_Transmission | Internal | Shoulder | B14 | 900 | 2500 | 0 | 79.38 | 83.38 | 6 | 0
2030 | PJM_ROR_2_TVA_Transmission | PJM_ROR | TVA_Transmission | Internal | Shoulder | B15 | 1203 | 2500 | 0 | 75.87 | 79.45 | 6 | 0
2030 | PJM_ROR_2_TVA_Transmission | PJM_ROR | TVA_Transmission | Internal | Summer | B1 | 10 | 2500 | 2465.02 | 141.28 | 147.28 | 6 | 0
2030 | PJM_ROR_2_TVA_Transmission | PJM_ROR | TVA_Transmission | Internal | Summer | B2 | 25 | 2500 | 1722 | 140.39 | 146.39 | 6 | 0
2030 | PJM_ROR_2_TVA_Transmission | PJM_ROR | TVA_Transmission | Internal | Summer | B3 | 75 | 2500 | 2358.43 | 140.39 | 146.39 | 6 | 0
2030 | PJM_ROR_2_TVA_Transmission | PJM_ROR | TVA_Transmission | Internal | Summer | B4 | 100 | 2500 | 0 | 140.24 | 141.96 | 6 | 0
2030 | PJM_ROR_2_TVA_Transmission | PJM_ROR | TVA_Transmission | Internal | Summer | B5 | 200 | 2500 | 66.43 | 131.45 | 137.45 | 6 | 0
2030 | PJM_ROR_2_TVA_Transmission | PJM_ROR | TVA_Transmission | Internal | Summer | B6 | 300 | 2500 | 0 | 104.19 | 104.14 | 6 | 0
2030 | PJM_ROR_2_TVA_Transmission | PJM_ROR | TVA_Transmission | Internal | Summer | B7 | 400 | 2500 | 0 | 94.54 | 96.66 | 6 | 0
2030 | PJM_ROR_2_TVA_Transmission | PJM_ROR | TVA_Transmission | Internal | Summer | B8 | 500 | 2500 | 0 | 90.21 | 92.59 | 6 | 0
2030 | PJM_ROR_2_TVA_Transmission | PJM_ROR | TVA_Transmission | Internal | Summer | B9 | 800 | 2500 | 0 | 85.06 | 90.45 | 6 | 0
2030 | PJM_ROR_2_TVA_Transmission | PJM_ROR | TVA_Transmission | Internal | Summer | B10 | 1262 | 2500 | 0 | 74.37 | 78.23 | 6 | 0
2030 | PJM_ROR_2_TVA_Transmission | PJM_ROR | TVA_Transmission | Internal | Winter | B16 | 25 | 2500 | 0 | 95.92 | 94.59 | 6 | 0
2030 | PJM_ROR_2_TVA_Transmission | PJM_ROR | TVA_Transmission | Internal | Winter | B17 | 100 | 2500 | 0 | 94.89 | 86.6 | 6 | 0
2030 | PJM_ROR_2_TVA_Transmission | PJM_ROR | TVA_Transmission | Internal | Winter | B18 | 400 | 2500 | 0 | 91.17 | 86.54 | 6 | 0
2030 | PJM_ROR_2_TVA_Transmission | PJM_ROR | TVA_Transmission | Internal | Winter | B19 | 700 | 2500 | 0 | 82.8 | 85.87 | 6 | 0
2030 | PJM_ROR_2_TVA_Transmission | PJM_ROR | TVA_Transmission | Internal | Winter | B20 | 935 | 2500 | 0 | 78.94 | 82.03 | 6 | 0
2030 | PJM_ROR_2_VACAR | PJM_ROR | VACAR | Internal | Shoulder | B11 | 25 | 3000 | 2612.34 | 92.37 | 98.37 | 6 | 0
2030 | PJM_ROR_2_VACAR | PJM_ROR | VACAR | Internal | Shoulder | B12 | 200 | 3000 | 968.66 | 88.06 | 94.06 | 6 | 0
2030 | PJM_ROR_2_VACAR | PJM_ROR | VACAR | Internal | Shoulder | B13 | 600 | 3000 | 0 | 87.55 | 88.29 | 6 | 0
2030 | PJM_ROR_2_VACAR | PJM_ROR | VACAR | Internal | Shoulder | B14 | 900 | 3000 | 757.54 | 79.38 | 85.38 | 6 | 0
2030 | PJM_ROR_2_VACAR | PJM_ROR | VACAR | Internal | Shoulder | B15 | 1203 | 3000 | 3000 | 75.87 | 82.83 | 6 | 0.96
2030 | PJM_ROR_2_VACAR | PJM_ROR | VACAR | Internal | Summer | B1 | 10 | 3000 | 2999.99 | 141.28 | 151.39 | 6 | 4.11
2030 | PJM_ROR_2_VACAR | PJM_ROR | VACAR | Internal | Summer | B2 | 25 | 3000 | 3000 | 140.39 | 151.39 | 6 | 5
2030 | PJM_ROR_2_VACAR | PJM_ROR | VACAR | Internal | Summer | B3 | 75 | 3000 | 3000 | 140.39 | 151.39 | 6 | 5
2030 | PJM_ROR_2_VACAR | PJM_ROR | VACAR | Internal | Summer | B4 | 100 | 3000 | 3000 | 140.24 | 150.96 | 6 | 4.71
2030 | PJM_ROR_2_VACAR | PJM_ROR | VACAR | Internal | Summer | B5 | 200 | 3000 | 2287.9 | 131.45 | 137.45 | 6 | 0
2030 | PJM_ROR_2_VACAR | PJM_ROR | VACAR | Internal | Summer | B6 | 300 | 3000 | 1515.1 | 104.19 | 110.19 | 6 | 0
2030 | PJM_ROR_2_VACAR | PJM_ROR | VACAR | Internal | Summer | B7 | 400 | 3000 | 907.62 | 94.54 | 100.54 | 6 | 0
2030 | PJM_ROR_2_VACAR | PJM_ROR | VACAR | Internal | Summer | B8 | 500 | 3000 | 0 | 90.21 | 93.42 | 6 | 0
2030 | PJM_ROR_2_VACAR | PJM_ROR | VACAR | Internal | Summer | B9 | 800 | 3000 | 0 | 85.06 | 83.88 | 6 | 0
2030 | PJM_ROR_2_VACAR | PJM_ROR | VACAR | Internal | Summer | B10 | 1262 | 3000 | 3000 | 74.37 | 80.87 | 6 | 0.49
2030 | PJM_ROR_2_VACAR | PJM_ROR | VACAR | Internal | Winter | B16 | 25 | 3000 | 3000 | 95.92 | 118.66 | 6 | 16.74
2030 | PJM_ROR_2_VACAR | PJM_ROR | VACAR | Internal | Winter | B17 | 100 | 3000 | 2783.35 | 94.89 | 100.89 | 6 | 0
2030 | PJM_ROR_2_VACAR | PJM_ROR | VACAR | Internal | Winter | B18 | 400 | 3000 | 0 | 91.17 | 95.54 | 6 | 0
2030 | PJM_ROR_2_VACAR | PJM_ROR | VACAR | Internal | Winter | B19 | 700 | 3000 | 0 | 82.8 | 88.03 | 6 | 0
2030 | PJM_ROR_2_VACAR | PJM_ROR | VACAR | Internal | Winter | B20 | 935 | 3000 | 3000 | 78.94 | 87.21 | 6 | 2.27
2030 | PJM_ROM_2_NYISO_A-F | PJM_ROM | NYISO_A-F | Internal | Shoulder | B11 | 25 | 2000 | 0 | 93.75 | 52.76 | 6 | 0
2030 | PJM_ROM_2_NYISO_A-F | PJM_ROM | NYISO_A-F | Internal | Shoulder | B12 | 200 | 2000 | 0 | 88.07 | 52.76 | 6 | 0
2030 | PJM_ROM_2_NYISO_A-F | PJM_ROM | NYISO_A-F | Internal | Shoulder | B13 | 600 | 2000 | 0 | 87.84 | 52.76 | 6 | 0
2030 | PJM_ROM_2_NYISO_A-F | PJM_ROM | NYISO_A-F | Internal | Shoulder | B14 | 900 | 2000 | 0 | 87.72 | 52.76 | 6 | 0
2030 | PJM_ROM_2_NYISO_A-F | PJM_ROM | NYISO_A-F | Internal | Shoulder | B15 | 1203 | 2000 | 0 | 75.99 | 52.76 | 6 | 0
2030 | PJM_ROM_2_NYISO_A-F | PJM_ROM | NYISO_A-F | Internal | Summer | B1 | 10 | 2000 | 0 | 141.29 | 78.91 | 6 | 0
2030 | PJM_ROM_2_NYISO_A-F | PJM_ROM | NYISO_A-F | Internal | Summer | B2 | 25 | 2000 | 0 | 140.4 | 92.99 | 6 | 0
2030 | PJM_ROM_2_NYISO_A-F | PJM_ROM | NYISO_A-F | Internal | Summer | B3 | 75 | 2000 | 0 | 140.37 | 92.91 | 6 | 0
2030 | PJM_ROM_2_NYISO_A-F | PJM_ROM | NYISO_A-F | Internal | Summer | B4 | 100 | 2000 | 0 | 140.23 | 86.39 | 6 | 0
2030 | PJM_ROM_2_NYISO_A-F | PJM_ROM | NYISO_A-F | Internal | Summer | B5 | 200 | 2000 | 0 | 131.44 | 83.9 | 6 | 0
2030 | PJM_ROM_2_NYISO_A-F | PJM_ROM | NYISO_A-F | Internal | Summer | B6 | 300 | 2000 | 0 | 104.21 | 83.9 | 6 | 0
2030 | PJM_ROM_2_NYISO_A-F | PJM_ROM | NYISO_A-F | Internal | Summer | B7 | 400 | 2000 | 0 | 94.56 | 76.5 | 6 | 0
2030 | PJM_ROM_2_NYISO_A-F | PJM_ROM | NYISO_A-F | Internal | Summer | B8 | 500 | 2000 | 0 | 90.22 | 74.47 | 6 | 0
2030 | PJM_ROM_2_NYISO_A-F | PJM_ROM | NYISO_A-F | Internal | Summer | B9 | 800 | 2000 | 0 | 85.07 | 73.19 | 6 | 0
2030 | PJM_ROM_2_NYISO_A-F | PJM_ROM | NYISO_A-F | Internal | Summer | B10 | 1262 | 2000 | 0 | 74.38 | 73.19 | 6 | 0
2030 | PJM_ROM_2_NYISO_A-F | PJM_ROM | NYISO_A-F | Internal | Winter | B16 | 25 | 2000 | 0 | 95.93 | 52.76 | 6 | 0
2030 | PJM_ROM_2_NYISO_A-F | PJM_ROM | NYISO_A-F | Internal | Winter | B17 | 100 | 2000 | 0 | 94.9 | 52.76 | 6 | 0
2030 | PJM_ROM_2_NYISO_A-F | PJM_ROM | NYISO_A-F | Internal | Winter | B18 | 400 | 2000 | 0 | 93.51 | 52.76 | 6 | 0
2030 | PJM_ROM_2_NYISO_A-F | PJM_ROM | NYISO_A-F | Internal | Winter | B19 | 700 | 2000 | 0 | 93.51 | 52.76 | 6 | 0
2030 | PJM_ROM_2_NYISO_A-F | PJM_ROM | NYISO_A-F | Internal | Winter | B20 | 935 | 2000 | 0 | 79.87 | 52.76 | 6 | 0
2030 | PJM_ROM_2_PJM_E | PJM_ROM | PJM_E | Internal | Shoulder | B11 | 25 | 8000 | 384.75 | 93.75 | 93.77 | 0.01 | 0
2030 | PJM_ROM_2_PJM_E | PJM_ROM | PJM_E | Internal | Shoulder | B12 | 200 | 8000 | 636.58 | 88.07 | 88.08 | 0.01 | 0
2030 | PJM_ROM_2_PJM_E | PJM_ROM | PJM_E | Internal | Shoulder | B13 | 600 | 8000 | 0.02 | 87.84 | 87.83 | 0.01 | 0
2030 | PJM_ROM_2_PJM_E | PJM_ROM | PJM_E | Internal | Shoulder | B14 | 900 | 8000 | 0.01 | 87.72 | 87.71 | 0.01 | 0
2030 | PJM_ROM_2_PJM_E | PJM_ROM | PJM_E | Internal | Shoulder | B15 | 1203 | 8000 | 918.06 | 75.99 | 76 | 0.01 | 0
2030 | PJM_ROM_2_PJM_E | PJM_ROM | PJM_E | Internal | Summer | B1 | 10 | 8000 | 339.66 | 141.29 | 141.3 | 0.01 | 0
2030 | PJM_ROM_2_PJM_E | PJM_ROM | PJM_E | Internal | Summer | B2 | 25 | 8000 | 0.46 | 140.4 | 140.39 | 0.01 | 0
2030 | PJM_ROM_2_PJM_E | PJM_ROM | PJM_E | Internal | Summer | B3 | 75 | 8000 | 0.15 | 140.37 | 140.36 | 0.01 | 0
2030 | PJM_ROM_2_PJM_E | PJM_ROM | PJM_E | Internal | Summer | B4 | 100 | 8000 | 0.11 | 140.23 | 140.22 | 0.01 | 0
2030 | PJM_ROM_2_PJM_E | PJM_ROM | PJM_E | Internal | Summer | B5 | 200 | 8000 | 0.06 | 131.44 | 131.43 | 0.01 | 0
2030 | PJM_ROM_2_PJM_E | PJM_ROM | PJM_E | Internal | Summer | B6 | 300 | 8000 | 0.04 | 104.21 | 104.19 | 0.01 | 0
2030 | PJM_ROM_2_PJM_E | PJM_ROM | PJM_E | Internal | Summer | B7 | 400 | 8000 | 0.03 | 94.56 | 94.54 | 0.01 | 0
2030 | PJM_ROM_2_PJM_E | PJM_ROM | PJM_E | Internal | Summer | B8 | 500 | 8000 | 0.02 | 90.22 | 90.21 | 0.01 | 0
2030 | PJM_ROM_2_PJM_E | PJM_ROM | PJM_E | Internal | Summer | B9 | 800 | 8000 | 0.01 | 85.07 | 85.06 | 0.01 | 0
2030 | PJM_ROM_2_PJM_E | PJM_ROM | PJM_E | Internal | Summer | B10 | 1262 | 8000 | 0 | 74.38 | 74.37 | 0.01 | 0
2030 | PJM_ROM_2_PJM_E | PJM_ROM | PJM_E | Internal | Winter | B16 | 25 | 8000 | 609.19 | 95.93 | 95.94 | 0.01 | 0
2030 | PJM_ROM_2_PJM_E | PJM_ROM | PJM_E | Internal | Winter | B17 | 100 | 8000 | 109.11 | 94.9 | 94.91 | 0.01 | 0
2030 | PJM_ROM_2_PJM_E | PJM_ROM | PJM_E | Internal | Winter | B18 | 400 | 8000 | 1828.42 | 93.51 | 93.52 | 0.01 | 0
2030 | PJM_ROM_2_PJM_E | PJM_ROM | PJM_E | Internal | Winter | B19 | 700 | 8000 | 476.47 | 93.51 | 93.52 | 0.01 | 0
2030 | PJM_ROM_2_PJM_E | PJM_ROM | PJM_E | Internal | Winter | B20 | 935 | 8000 | 1138.9 | 79.87 | 79.88 | 0.01 | 0
2030 | PJM_ROM_2_PJM_ROR | PJM_ROM | PJM_ROR | Internal | Shoulder | B11 | 25 | 8000 | 0 | 93.75 | 92.37 | 0.01 | 0
2030 | PJM_ROM_2_PJM_ROR | PJM_ROM | PJM_ROR | Internal | Shoulder | B12 | 200 | 8000 | 0.05 | 88.07 | 88.06 | 0.01 | 0
2030 | PJM_ROM_2_PJM_ROR | PJM_ROM | PJM_ROR | Internal | Shoulder | B13 | 600 | 8000 | 0 | 87.84 | 87.55 | 0.01 | 0
2030 | PJM_ROM_2_PJM_ROR | PJM_ROM | PJM_ROR | Internal | Shoulder | B14 | 900 | 8000 | 0 | 87.72 | 79.38 | 0.01 | 0
2030 | PJM_ROM_2_PJM_ROR | PJM_ROM | PJM_ROR | Internal | Shoulder | B15 | 1203 | 8000 | 0 | 75.99 | 75.87 | 0.01 | 0
2030 | PJM_ROM_2_PJM_ROR | PJM_ROM | PJM_ROR | Internal | Summer | B1 | 10 | 8000 | 1.1 | 141.29 | 141.28 | 0.01 | 0
2030 | PJM_ROM_2_PJM_ROR | PJM_ROM | PJM_ROR | Internal | Summer | B2 | 25 | 8000 | 0.46 | 140.4 | 140.39 | 0.01 | 0
2030 | PJM_ROM_2_PJM_ROR | PJM_ROM | PJM_ROR | Internal | Summer | B3 | 75 | 8000 | 2206 | 140.37 | 140.39 | 0.01 | 0
2030 | PJM_ROM_2_PJM_ROR | PJM_ROM | PJM_ROR | Internal | Summer | B4 | 100 | 8000 | 4764.63 | 140.23 | 140.24 | 0.01 | 0
2030 | PJM_ROM_2_PJM_ROR | PJM_ROM | PJM_ROR | Internal | Summer | B5 | 200 | 8000 | 1844.41 | 131.44 | 131.45 | 0.01 | 0
2030 | PJM_ROM_2_PJM_ROR | PJM_ROM | PJM_ROR | Internal | Summer | B6 | 300 | 8000 | 0.04 | 104.21 | 104.19 | 0.01 | 0
2030 | PJM_ROM_2_PJM_ROR | PJM_ROM | PJM_ROR | Internal | Summer | B7 | 400 | 8000 | 0.03 | 94.56 | 94.54 | 0.01 | 0
2030 | PJM_ROM_2_PJM_ROR | PJM_ROM | PJM_ROR | Internal | Summer | B8 | 500 | 8000 | 0.02 | 90.22 | 90.21 | 0.01 | 0
2030 | PJM_ROM_2_PJM_ROR | PJM_ROM | PJM_ROR | Internal | Summer | B9 | 800 | 8000 | 0.01 | 85.07 | 85.06 | 0.01 | 0
2030 | PJM_ROM_2_PJM_ROR | PJM_ROM | PJM_ROR | Internal | Summer | B10 | 1262 | 8000 | 0 | 74.38 | 74.37 | 0.01 | 0
2030 | PJM_ROM_2_PJM_ROR | PJM_ROM | PJM_ROR | Internal | Winter | B16 | 25 | 8000 | 0.6 | 95.93 | 95.92 | 0.01 | 0
2030 | PJM_ROM_2_PJM_ROR | PJM_ROM | PJM_ROR | Internal | Winter | B17 | 100 | 8000 | 0.11 | 94.9 | 94.89 | 0.01 | 0
2030 | PJM_ROM_2_PJM_ROR | PJM_ROM | PJM_ROR | Internal | Winter | B18 | 400 | 8000 | 0 | 93.51 | 91.17 | 0.01 | 0
2030 | PJM_ROM_2_PJM_ROR | PJM_ROM | PJM_ROR | Internal | Winter | B19 | 700 | 8000 | 0 | 93.51 | 82.8 | 0.01 | 0
2030 | PJM_ROM_2_PJM_ROR | PJM_ROM | PJM_ROR | Internal | Winter | B20 | 935 | 8000 | 0 | 79.87 | 78.94 | 0.01 | 0
2030 | SOCO_2_ENT | SOCO | ENT | Internal | Shoulder | B11 | 25 | 4300 | 0 | 98.37 | 90.37 | 10 | 0
2030 | SOCO_2_ENT | SOCO | ENT | Internal | Shoulder | B12 | 200 | 4300 | 0 | 92.38 | 75.96 | 10 | 0
2030 | SOCO_2_ENT | SOCO | ENT | Internal | Shoulder | B13 | 600 | 4300 | 0 | 92.38 | 72.75 | 10 | 0
2030 | SOCO_2_ENT | SOCO | ENT | Internal | Shoulder | B14 | 900 | 4300 | 0 | 92.38 | 67.38 | 10 | 0
2030 | SOCO_2_ENT | SOCO | ENT | Internal | Shoulder | B15 | 1203 | 4300 | 0 | 85.12 | 12.14 | 10 | 0
2030 | SOCO_2_ENT | SOCO | ENT | Internal | Summer | B1 | 10 | 4300 | 0 | 149.4 | 92.56 | 10 | 0
2030 | SOCO_2_ENT | SOCO | ENT | Internal | Summer | B2 | 25 | 4300 | 0 | 149.4 | 131.61 | 10 | 0
2030 | SOCO_2_ENT | SOCO | ENT | Internal | Summer | B3 | 75 | 4300 | 0 | 149.4 | 138.41 | 10 | 0
2030 | SOCO_2_ENT | SOCO | ENT | Internal | Summer | B4 | 100 | 4300 | 0 | 149.4 | 133.96 | 10 | 0
2030 | SOCO_2_ENT | SOCO | ENT | Internal | Summer | B5 | 200 | 4300 | 0 | 137.45 | 129.45 | 10 | 0
2030 | SOCO_2_ENT | SOCO | ENT | Internal | Summer | B6 | 300 | 4300 | 0 | 105.83 | 97.83 | 10 | 0
2030 | SOCO_2_ENT | SOCO | ENT | Internal | Summer | B7 | 400 | 4300 | 0 | 100.56 | 92.56 | 10 | 0
2030 | SOCO_2_ENT | SOCO | ENT | Internal | Summer | B8 | 500 | 4300 | 0 | 94.21 | 88.77 | 10 | 0
2030 | SOCO_2_ENT | SOCO | ENT | Internal | Summer | B9 | 800 | 4300 | 0 | 90.88 | 83.07 | 10 | 0
2030 | SOCO_2_ENT | SOCO | ENT | Internal | Summer | B10 | 1262 | 4300 | 0 | 78.7 | 62.23 | 10 | 0
2030 | SOCO_2_ENT | SOCO | ENT | Internal | Winter | B16 | 25 | 4300 | 0 | 99.96 | 80.96 | 10 | 0
2030 | SOCO_2_ENT | SOCO | ENT | Internal | Winter | B17 | 100 | 4300 | 0 | 95.54 | 76.61 | 10 | 0
2030 | SOCO_2_ENT | SOCO | ENT | Internal | Winter | B18 | 400 | 4300 | 0 | 95.54 | 76.61 | 10 | 0
2030 | SOCO_2_ENT | SOCO | ENT | Internal | Winter | B19 | 700 | 4300 | 0 | 94.87 | 69.87 | 10 | 0
2030 | SOCO_2_ENT | SOCO | ENT | Internal | Winter | B20 | 935 | 4300 | 0 | 88.07 | 12.14 | 10 | 0
2030 | SOCO_2_FRCC | SOCO | FRCC | Internal | Shoulder | B11 | 25 | 3700 | 529.77 | 98.37 | 108.37 | 10 | 0
2030 | SOCO_2_FRCC | SOCO | FRCC | Internal | Shoulder | B12 | 200 | 3700 | 0 | 92.38 | 97.62 | 10 | 0
2030 | SOCO_2_FRCC | SOCO | FRCC | Internal | Shoulder | B13 | 600 | 3700 | 0 | 92.38 | 97.62 | 10 | 0
2030 | SOCO_2_FRCC | SOCO | FRCC | Internal | Shoulder | B14 | 900 | 3700 | 0 | 92.38 | 97.62 | 10 | 0
2030 | SOCO_2_FRCC | SOCO | FRCC | Internal | Shoulder | B15 | 1203 | 3700 | 0 | 85.12 | 84.43 | 10 | 0
2030 | SOCO_2_FRCC | SOCO | FRCC | Internal | Summer | B1 | 10 | 3700 | 0 | 149.4 | 155.87 | 10 | 0
2030 | SOCO_2_FRCC | SOCO | FRCC | Internal | Summer | B2 | 25 | 3700 | 0 | 149.4 | 155.87 | 10 | 0
2030 | SOCO_2_FRCC | SOCO | FRCC | Internal | Summer | B3 | 75 | 3700 | 0 | 149.4 | 151.58 | 10 | 0
2030 | SOCO_2_FRCC | SOCO | FRCC | Internal | Summer | B4 | 100 | 3700 | 0 | 149.4 | 151.58 | 10 | 0
2030 | SOCO_2_FRCC | SOCO | FRCC | Internal | Summer | B5 | 200 | 3700 | 0 | 137.45 | 144.61 | 10 | 0
2030 | SOCO_2_FRCC | SOCO | FRCC | Internal | Summer | B6 | 300 | 3700 | 0 | 105.83 | 96.7 | 10 | 0
2030 | SOCO_2_FRCC | SOCO | FRCC | Internal | Summer | B7 | 400 | 3700 | 0 | 100.56 | 96.7 | 10 | 0
2030 | SOCO_2_FRCC | SOCO | FRCC | Internal | Summer | B8 | 500 | 3700 | 0 | 94.21 | 96.7 | 10 | 0
2030 | SOCO_2_FRCC | SOCO | FRCC | Internal | Summer | B9 | 800 | 3700 | 0 | 90.88 | 96.7 | 10 | 0
2030 | SOCO_2_FRCC | SOCO | FRCC | Internal | Summer | B10 | 1262 | 3700 | 0 | 78.7 | 83.66 | 10 | 0
2030 | SOCO_2_FRCC | SOCO | FRCC | Internal | Winter | B16 | 25 | 3700 | 0 | 99.96 | 100.28 | 10 | 0
2030 | SOCO_2_FRCC | SOCO | FRCC | Internal | Winter | B17 | 100 | 3700 | 0 | 95.54 | 100.28 | 10 | 0
2030 | SOCO_2_FRCC | SOCO | FRCC | Internal | Winter | B18 | 400 | 3700 | 0 | 95.54 | 100.28 | 10 | 0
2030 | SOCO_2_FRCC | SOCO | FRCC | Internal | Winter | B19 | 700 | 3700 | 0 | 94.87 | 100.28 | 10 | 0
2030 | SOCO_2_FRCC | SOCO | FRCC | Internal | Winter | B20 | 935 | 3700 | 0 | 88.07 | 86.69 | 10 | 0
2030 | SOCO_2_TVA_Transmission | SOCO | TVA_Transmission | Internal | Shoulder | B11 | 25 | 2600 | 0 | 98.37 | 92.82 | 10 | 0
2030 | SOCO_2_TVA_Transmission | SOCO | TVA_Transmission | Internal | Shoulder | B12 | 200 | 2600 | 0 | 92.38 | 83.96 | 10 | 0
2030 | SOCO_2_TVA_Transmission | SOCO | TVA_Transmission | Internal | Shoulder | B13 | 600 | 2600 | 0 | 92.38 | 83.38 | 10 | 0
2030 | SOCO_2_TVA_Transmission | SOCO | TVA_Transmission | Internal | Shoulder | B14 | 900 | 2600 | 0 | 92.38 | 83.38 | 10 | 0
2030 | SOCO_2_TVA_Transmission | SOCO | TVA_Transmission | Internal | Shoulder | B15 | 1203 | 2600 | 0 | 85.12 | 79.45 | 10 | 0
2030 | SOCO_2_TVA_Transmission | SOCO | TVA_Transmission | Internal | Summer | B1 | 10 | 2600 | 0 | 149.4 | 147.28 | 10 | 0
2030 | SOCO_2_TVA_Transmission | SOCO | TVA_Transmission | Internal | Summer | B2 | 25 | 2600 | 0 | 149.4 | 146.39 | 10 | 0
2030 | SOCO_2_TVA_Transmission | SOCO | TVA_Transmission | Internal | Summer | B3 | 75 | 2600 | 0 | 149.4 | 146.39 | 10 | 0
2030 | SOCO_2_TVA_Transmission | SOCO | TVA_Transmission | Internal | Summer | B4 | 100 | 2600 | 0 | 149.4 | 141.96 | 10 | 0
2030 | SOCO_2_TVA_Transmission | SOCO | TVA_Transmission | Internal | Summer | B5 | 200 | 2600 | 0 | 137.45 | 137.45 | 10 | 0
2030 | SOCO_2_TVA_Transmission | SOCO | TVA_Transmission | Internal | Summer | B6 | 300 | 2600 | 0 | 105.83 | 104.14 | 10 | 0
2030 | SOCO_2_TVA_Transmission | SOCO | TVA_Transmission | Internal | Summer | B7 | 400 | 2600 | 0 | 100.56 | 96.66 | 10 | 0
2030 | SOCO_2_TVA_Transmission | SOCO | TVA_Transmission | Internal | Summer | B8 | 500 | 2600 | 0 | 94.21 | 92.59 | 10 | 0
2030 | SOCO_2_TVA_Transmission | SOCO | TVA_Transmission | Internal | Summer | B9 | 800 | 2600 | 0 | 90.88 | 90.45 | 10 | 0
2030 | SOCO_2_TVA_Transmission | SOCO | TVA_Transmission | Internal | Summer | B10 | 1262 | 2600 | 0 | 78.7 | 78.23 | 10 | 0
2030 | SOCO_2_TVA_Transmission | SOCO | TVA_Transmission | Internal | Winter | B16 | 25 | 2600 | 0 | 99.96 | 94.59 | 10 | 0
2030 | SOCO_2_TVA_Transmission | SOCO | TVA_Transmission | Internal | Winter | B17 | 100 | 2600 | 0 | 95.54 | 86.6 | 10 | 0
2030 | SOCO_2_TVA_Transmission | SOCO | TVA_Transmission | Internal | Winter | B18 | 400 | 2600 | 0 | 95.54 | 86.54 | 10 | 0
2030 | SOCO_2_TVA_Transmission | SOCO | TVA_Transmission | Internal | Winter | B19 | 700 | 2600 | 0 | 94.87 | 85.87 | 10 | 0
2030 | SOCO_2_TVA_Transmission | SOCO | TVA_Transmission | Internal | Winter | B20 | 935 | 2600 | 0 | 88.07 | 82.03 | 10 | 0
2030 | SOCO_2_VACAR | SOCO | VACAR | Internal | Shoulder | B11 | 25 | 2000 | 0 | 98.37 | 98.37 | 10 | 0
2030 | SOCO_2_VACAR | SOCO | VACAR | Internal | Shoulder | B12 | 200 | 2000 | 0 | 92.38 | 94.06 | 10 | 0
2030 | SOCO_2_VACAR | SOCO | VACAR | Internal | Shoulder | B13 | 600 | 2000 | 0 | 92.38 | 88.29 | 10 | 0
2030 | SOCO_2_VACAR | SOCO | VACAR | Internal | Shoulder | B14 | 900 | 2000 | 0 | 92.38 | 85.38 | 10 | 0
2030 | SOCO_2_VACAR | SOCO | VACAR | Internal | Shoulder | B15 | 1203 | 2000 | 0 | 85.12 | 82.83 | 10 | 0
2030 | SOCO_2_VACAR | SOCO | VACAR | Internal | Summer | B1 | 10 | 2000 | 0 | 149.4 | 151.39 | 10 | 0
2030 | SOCO_2_VACAR | SOCO | VACAR | Internal | Summer | B2 | 25 | 2000 | 0 | 149.4 | 151.39 | 10 | 0
2030 | SOCO_2_VACAR | SOCO | VACAR | Internal | Summer | B3 | 75 | 2000 | 0 | 149.4 | 151.39 | 10 | 0
2030 | SOCO_2_VACAR | SOCO | VACAR | Internal | Summer | B4 | 100 | 2000 | 0 | 149.4 | 150.96 | 10 | 0
2030 | SOCO_2_VACAR | SOCO | VACAR | Internal | Summer | B5 | 200 | 2000 | 0 | 137.45 | 137.45 | 10 | 0
2030 | SOCO_2_VACAR | SOCO | VACAR | Internal | Summer | B6 | 300 | 2000 | 0 | 105.83 | 110.19 | 10 | 0
2030 | SOCO_2_VACAR | SOCO | VACAR | Internal | Summer | B7 | 400 | 2000 | 0 | 100.56 | 100.54 | 10 | 0
2030 | SOCO_2_VACAR | SOCO | VACAR | Internal | Summer | B8 | 500 | 2000 | 0 | 94.21 | 93.42 | 10 | 0
2030 | SOCO_2_VACAR | SOCO | VACAR | Internal | Summer | B9 | 800 | 2000 | 0 | 90.88 | 83.88 | 10 | 0
2030 | SOCO_2_VACAR | SOCO | VACAR | Internal | Summer | B10 | 1262 | 2000 | 0 | 78.7 | 80.87 | 10 | 0
2030 | SOCO_2_VACAR | SOCO | VACAR | Internal | Winter | B16 | 25 | 2000 | 2000 | 99.96 | 118.66 | 10 | 8.69
2030 | SOCO_2_VACAR | SOCO | VACAR | Internal | Winter | B17 | 100 | 2000 | 0 | 95.54 | 100.89 | 10 | 0
2030 | SOCO_2_VACAR | SOCO | VACAR | Internal | Winter | B18 | 400 | 2000 | 0 | 95.54 | 95.54 | 10 | 0
2030 | SOCO_2_VACAR | SOCO | VACAR | Internal | Winter | B19 | 700 | 2000 | 0 | 94.87 | 88.03 | 10 | 0
2030 | SOCO_2_VACAR | SOCO | VACAR | Internal | Winter | B20 | 935 | 2000 | 0 | 88.07 | 87.21 | 10 | 0
2030 | SPP_N_2_ENT | SPP_N | ENT | Internal | Shoulder | B11 | 25 | 15643 | 12933.93 | 85.37 | 90.37 | 5 | 0
2030 | SPP_N_2_ENT | SPP_N | ENT | Internal | Shoulder | B12 | 200 | 15643 | 15642.89 | 70.95 | 75.96 | 5 | 0.01
2030 | SPP_N_2_ENT | SPP_N | ENT | Internal | Shoulder | B13 | 600 | 15643 | 15643 | 63.7 | 72.75 | 5 | 4.05
2030 | SPP_N_2_ENT | SPP_N | ENT | Internal | Shoulder | B14 | 900 | 15643 | 15643 | 2.3 | 67.38 | 5 | 60.08
2030 | SPP_N_2_ENT | SPP_N | ENT | Internal | Shoulder | B15 | 1203 | 15643 | 15643 | 2.3 | 12.14 | 5 | 4.83
2030 | SPP_N_2_ENT | SPP_N | ENT | Internal | Summer | B1 | 10 | 15643 | 15643 | 2.3 | 92.56 | 5 | 85.25
2030 | SPP_N_2_ENT | SPP_N | ENT | Internal | Summer | B2 | 25 | 15643 | 10459.72 | 126.61 | 131.61 | 5 | 0
2030 | SPP_N_2_ENT | SPP_N | ENT | Internal | Summer | B3 | 75 | 15643 | 4250.45 | 133.41 | 138.41 | 5 | 0
2030 | SPP_N_2_ENT | SPP_N | ENT | Internal | Summer | B4 | 100 | 15643 | 5409.55 | 128.96 | 133.96 | 5 | 0
2030 | SPP_N_2_ENT | SPP_N | ENT | Internal | Summer | B5 | 200 | 15643 | 5717.36 | 124.45 | 129.45 | 5 | 0
2030 | SPP_N_2_ENT | SPP_N | ENT | Internal | Summer | B6 | 300 | 15643 | 3851.64 | 92.83 | 97.83 | 5 | 0
2030 | SPP_N_2_ENT | SPP_N | ENT | Internal | Summer | B7 | 400 | 15643 | 3561.07 | 87.56 | 92.56 | 5 | 0
2030 | SPP_N_2_ENT | SPP_N | ENT | Internal | Summer | B8 | 500 | 15643 | 12738.62 | 83.77 | 88.77 | 5 | 0
2030 | SPP_N_2_ENT | SPP_N | ENT | Internal | Summer | B9 | 800 | 15643 | 11690.73 | 78.07 | 83.07 | 5 | 0
2030 | SPP_N_2_ENT | SPP_N | ENT | Internal | Summer | B10 | 1262 | 15643 | 15643 | 37.57 | 62.23 | 5 | 19.66
2030 | SPP_N_2_ENT | SPP_N | ENT | Internal | Winter | B16 | 25 | 15643 | 15643 | 2.3 | 80.96 | 5 | 73.65
2030 | SPP_N_2_ENT | SPP_N | ENT | Internal | Winter | B17 | 100 | 15643 | 15643 | 2.3 | 76.61 | 5 | 69.31
2030 | SPP_N_2_ENT | SPP_N | ENT | Internal | Winter | B18 | 400 | 15643 | 15403.31 | 71.61 | 76.61 | 5 | 0
2030 | SPP_N_2_ENT | SPP_N | ENT | Internal | Winter | B19 | 700 | 15643 | 15643 | 11.52 | 69.87 | 5 | 53.35
2030 | SPP_N_2_ENT | SPP_N | ENT | Internal | Winter | B20 | 935 | 15643 | 15643 | 2.3 | 12.14 | 5 | 4.83
2030 | SPP_N_2_MISO_MO-IL | SPP_N | MISO_MO-IL | Internal | Shoulder | B11 | 25 | 4019 | 1276.11 | 85.37 | 90.37 | 5 | 0
2030 | SPP_N_2_MISO_MO-IL | SPP_N | MISO_MO-IL | Internal | Shoulder | B12 | 200 | 4019 | 4018.89 | 70.95 | 75.96 | 5 | 0.01
2030 | SPP_N_2_MISO_MO-IL | SPP_N | MISO_MO-IL | Internal | Shoulder | B13 | 600 | 4019 | 4019 | 63.7 | 75.94 | 5 | 7.24
2030 | SPP_N_2_MISO_MO-IL | SPP_N | MISO_MO-IL | Internal | Shoulder | B14 | 900 | 4019 | 4019 | 2.3 | 75.38 | 5 | 68.08
2030 | SPP_N_2_MISO_MO-IL | SPP_N | MISO_MO-IL | Internal | Shoulder | B15 | 1203 | 4019 | 4019 | 2.3 | 71.45 | 5 | 64.15
2030 | SPP_N_2_MISO_MO-IL | SPP_N | MISO_MO-IL | Internal | Summer | B1 | 10 | 4019 | 4019 | 2.3 | 139.29 | 5 | 131.99
2030 | SPP_N_2_MISO_MO-IL | SPP_N | MISO_MO-IL | Internal | Summer | B2 | 25 | 4019 | 4019 | 126.61 | 139.29 | 5 | 7.67
2030 | SPP_N_2_MISO_MO-IL | SPP_N | MISO_MO-IL | Internal | Summer | B3 | 75 | 4019 | 3821.37 | 133.41 | 138.41 | 5 | 0
2030 | SPP_N_2_MISO_MO-IL | SPP_N | MISO_MO-IL | Internal | Summer | B4 | 100 | 4019 | 4019 | 128.96 | 138.26 | 5 | 4.3
2030 | SPP_N_2_MISO_MO-IL | SPP_N | MISO_MO-IL | Internal | Summer | B5 | 200 | 4019 | 4018.88 | 124.45 | 129.46 | 5 | 0.01
2030 | SPP_N_2_MISO_MO-IL | SPP_N | MISO_MO-IL | Internal | Summer | B6 | 300 | 4019 | 4019 | 92.83 | 102.21 | 5 | 4.38
2030 | SPP_N_2_MISO_MO-IL | SPP_N | MISO_MO-IL | Internal | Summer | B7 | 400 | 4019 | 3862.68 | 87.56 | 92.56 | 5 | 0
2030 | SPP_N_2_MISO_MO-IL | SPP_N | MISO_MO-IL | Internal | Summer | B8 | 500 | 4019 | 0 | 83.77 | 88.22 | 5 | 0
2030 | SPP_N_2_MISO_MO-IL | SPP_N | MISO_MO-IL | Internal | Summer | B9 | 800 | 4019 | 1476.76 | 78.07 | 83.07 | 5 | 0
2030 | SPP_N_2_MISO_MO-IL | SPP_N | MISO_MO-IL | Internal | Summer | B10 | 1262 | 4019 | 4019 | 37.57 | 70.23 | 5 | 27.66
2030 | SPP_N_2_MISO_MO-IL | SPP_N | MISO_MO-IL | Internal | Winter | B16 | 25 | 4019 | 4019 | 2.3 | 78.6 | 5 | 71.3
2030 | SPP_N_2_MISO_MO-IL | SPP_N | MISO_MO-IL | Internal | Winter | B17 | 100 | 4019 | 4019 | 2.3 | 78.6 | 5 | 71.3
2030 | SPP_N_2_MISO_MO-IL | SPP_N | MISO_MO-IL | Internal | Winter | B18 | 400 | 4019 | 4019 | 71.61 | 78.58 | 5 | 1.97
2030 | SPP_N_2_MISO_MO-IL | SPP_N | MISO_MO-IL | Internal | Winter | B19 | 700 | 4019 | 4019 | 11.52 | 77.87 | 5 | 61.35
2030 | SPP_N_2_MISO_MO-IL | SPP_N | MISO_MO-IL | Internal | Winter | B20 | 935 | 4019 | 4019 | 2.3 | 69.9 | 5 | 62.6
2030 | SPP_N_2_MISO_W | SPP_N | MISO_W | Internal | Shoulder | B11 | 25 | 1087 | 264.58 | 85.37 | 90.37 | 5 | 0
2030 | SPP_N_2_MISO_W | SPP_N | MISO_W | Internal | Shoulder | B12 | 200 | 1087 | 632.99 | 70.95 | 75.95 | 5 | 0
2030 | SPP_N_2_MISO_W | SPP_N | MISO_W | Internal | Shoulder | B13 | 600 | 1087 | 1087 | 63.7 | 75.69 | 5 | 6.99
2030 | SPP_N_2_MISO_W | SPP_N | MISO_W | Internal | Shoulder | B14 | 900 | 1087 | 1087 | 2.3 | 49.33 | 5 | 42.03
2030 | SPP_N_2_MISO_W | SPP_N | MISO_W | Internal | Shoulder | B15 | 1203 | 1087 | 1087 | 2.3 | 25.62 | 5 | 18.32
2030 | SPP_N_2_MISO_W | SPP_N | MISO_W | Internal | Summer | B1 | 10 | 1087 | 1087 | 2.3 | 139.28 | 5 | 131.97
2030 | SPP_N_2_MISO_W | SPP_N | MISO_W | Internal | Summer | B2 | 25 | 1087 | 1087 | 126.61 | 138.39 | 5 | 6.77
2030 | SPP_N_2_MISO_W | SPP_N | MISO_W | Internal | Summer | B3 | 75 | 1087 | 0.29 | 133.41 | 138.4 | 5 | 0
2030 | SPP_N_2_MISO_W | SPP_N | MISO_W | Internal | Summer | B4 | 100 | 1087 | 1087 | 128.96 | 138.24 | 5 | 4.29
2030 | SPP_N_2_MISO_W | SPP_N | MISO_W | Internal | Summer | B5 | 200 | 1087 | 652.65 | 124.45 | 129.45 | 5 | 0
2030 | SPP_N_2_MISO_W | SPP_N | MISO_W | Internal | Summer | B6 | 300 | 1087 | 1087 | 92.83 | 102.19 | 5 | 4.36
2030 | SPP_N_2_MISO_W | SPP_N | MISO_W | Internal | Summer | B7 | 400 | 1087 | 0.06 | 87.56 | 92.54 | 5 | 0
2030 | SPP_N_2_MISO_W | SPP_N | MISO_W | Internal | Summer | B8 | 500 | 1087 | 0 | 83.77 | 88.21 | 5 | 0
2030 | SPP_N_2_MISO_W | SPP_N | MISO_W | Internal | Summer | B9 | 800 | 1087 | 0.03 | 78.07 | 83.06 | 5 | 0
2030 | SPP_N_2_MISO_W | SPP_N | MISO_W | Internal | Summer | B10 | 1262 | 1087 | 1087 | 37.57 | 49.56 | 5 | 6.99
2030 | SPP_N_2_MISO_W | SPP_N | MISO_W | Internal | Winter | B16 | 25 | 1087 | 1087 | 2.3 | 15.71 | 5 | 8.41
2030 | SPP_N_2_MISO_W | SPP_N | MISO_W | Internal | Winter | B17 | 100 | 1087 | 1087 | 2.3 | 15.71 | 5 | 8.41
2030 | SPP_N_2_MISO_W | SPP_N | MISO_W | Internal | Winter | B18 | 400 | 1087 | 810.42 | 71.61 | 76.61 | 5 | 0
2030 | SPP_N_2_MISO_W | SPP_N | MISO_W | Internal | Winter | B19 | 700 | 1087 | 1087 | 11.52 | 76.61 | 5 | 60.09
2030 | SPP_N_2_MISO_W | SPP_N | MISO_W | Internal | Winter | B20 | 935 | 1087 | 1087 | 2.3 | 22.71 | 5 | 15.41
2030 | SPP_N_2_NE | SPP_N | NE | Internal | Shoulder | B11 | 25 | 490 | 0.78 | 85.37 | 85.37 | 0.01 | 0
2030 | SPP_N_2_NE | SPP_N | NE | Internal | Shoulder | B12 | 200 | 490 | 0.05 | 70.95 | 70.94 | 0.01 | 0
2030 | SPP_N_2_NE | SPP_N | NE | Internal | Shoulder | B13 | 600 | 490 | 0.02 | 63.7 | 63.69 | 0.01 | 0
2030 | SPP_N_2_NE | SPP_N | NE | Internal | Shoulder | B14 | 900 | 490 | 180.19 | 2.3 | 2.31 | 0.01 | 0
2030 | SPP_N_2_NE | SPP_N | NE | Internal | Shoulder | B15 | 1203 | 490 | 0.02 | 2.3 | 2.3 | 0.01 | 0
2030 | SPP_N_2_NE | SPP_N | NE | Internal | Summer | B1 | 10 | 490 | 490 | 2.3 | 134.28 | 0.01 | 131.96
2030 | SPP_N_2_NE | SPP_N | NE | Internal | Summer | B2 | 25 | 490 | 0.44 | 126.61 | 126.6 | 0.01 | 0
2030 | SPP_N_2_NE | SPP_N | NE | Internal | Summer | B3 | 75 | 490 | 0.14 | 133.41 | 133.4 | 0.01 | 0
2030 | SPP_N_2_NE | SPP_N | NE | Internal | Summer | B4 | 100 | 490 | 490 | 128.96 | 133.24 | 0.01 | 4.27
2030 | SPP_N_2_NE | SPP_N | NE | Internal | Summer | B5 | 200 | 490 | 0.11 | 124.45 | 124.45 | 0.01 | 0
2030 | SPP_N_2_NE | SPP_N | NE | Internal | Summer | B6 | 300 | 490 | 490 | 92.83 | 97.19 | 0.01 | 4.35
2030 | SPP_N_2_NE | SPP_N | NE | Internal | Summer | B7 | 400 | 490 | 0.03 | 87.56 | 87.54 | 0.01 | 0
2030 | SPP_N_2_NE | SPP_N | NE | Internal | Summer | B8 | 500 | 490 | 0 | 83.77 | 83.21 | 0.01 | 0
2030 | SPP_N_2_NE | SPP_N | NE | Internal | Summer | B9 | 800 | 490 | 0.01 | 78.07 | 78.06 | 0.01 | 0
2030 | SPP_N_2_NE | SPP_N | NE | Internal | Summer | B10 | 1262 | 490 | 0 | 37.57 | 37.56 | 0.01 | 0
2030 | SPP_N_2_NE | SPP_N | NE | Internal | Winter | B16 | 25 | 490 | 0.79 | 2.3 | 2.3 | 0.01 | 0
2030 | SPP_N_2_NE | SPP_N | NE | Internal | Winter | B17 | 100 | 490 | 0.21 | 2.3 | 2.3 | 0.01 | 0
2030 | SPP_N_2_NE | SPP_N | NE | Internal | Winter | B18 | 400 | 490 | 0 | 71.61 | 64.61 | 0.01 | 0
2030 | SPP_N_2_NE | SPP_N | NE | Internal | Winter | B19 | 700 | 490 | 95.42 | 11.52 | 11.53 | 0.01 | 0
2030 | SPP_N_2_NE | SPP_N | NE | Internal | Winter | B20 | 935 | 490 | 0.02 | 2.3 | 2.3 | 0.01 | 0
2030 | SPP_N_2_SPP_S | SPP_N | SPP_S | Internal | Shoulder | B11 | 25 | 4236 | 3334.51 | 85.37 | 85.38 | 0.01 | 0
2030 | SPP_N_2_SPP_S | SPP_N | SPP_S | Internal | Shoulder | B12 | 200 | 4236 | 716.39 | 70.95 | 70.96 | 0.01 | 0
2030 | SPP_N_2_SPP_S | SPP_N | SPP_S | Internal | Shoulder | B13 | 600 | 4236 | 221.93 | 63.7 | 63.71 | 0.01 | 0
2030 | SPP_N_2_SPP_S | SPP_N | SPP_S | Internal | Shoulder | B14 | 900 | 4236 | 0.03 | 2.3 | 2.3 | 0.01 | 0
2030 | SPP_N_2_SPP_S | SPP_N | SPP_S | Internal | Shoulder | B15 | 1203 | 4236 | 0.02 | 2.3 | 2.3 | 0.01 | 0
2030 | SPP_N_2_SPP_S | SPP_N | SPP_S | Internal | Summer | B1 | 10 | 4236 | 2448.02 | 2.3 | 2.31 | 0.01 | 0
2030 | SPP_N_2_SPP_S | SPP_N | SPP_S | Internal | Summer | B2 | 25 | 4236 | 0.87 | 126.61 | 126.61 | 0.01 | 0
2030 | SPP_N_2_SPP_S | SPP_N | SPP_S | Internal | Summer | B3 | 75 | 4236 | 0.29 | 133.41 | 133.41 | 0.01 | 0
2030 | SPP_N_2_SPP_S | SPP_N | SPP_S | Internal | Summer | B4 | 100 | 4236 | 0.1 | 128.96 | 128.95 | 0.01 | 0
2030 | SPP_N_2_SPP_S | SPP_N | SPP_S | Internal | Summer | B5 | 200 | 4236 | 0.11 | 124.45 | 124.45 | 0.01 | 0
2030 | SPP_N_2_SPP_S | SPP_N | SPP_S | Internal | Summer | B6 | 300 | 4236 | 1171.97 | 92.83 | 92.84 | 0.01 | 0
2030 | SPP_N_2_SPP_S | SPP_N | SPP_S | Internal | Summer | B7 | 400 | 4236 | 4236 | 87.56 | 88.69 | 0.01 | 1.12
2030 | SPP_N_2_SPP_S | SPP_N | SPP_S | Internal | Summer | B8 | 500 | 4236 | 4236 | 83.77 | 88.49 | 0.01 | 4.7
2030 | SPP_N_2_SPP_S | SPP_N | SPP_S | Internal | Summer | B9 | 800 | 4236 | 3779.65 | 78.07 | 78.09 | 0.01 | 0
2030 | SPP_N_2_SPP_S | SPP_N | SPP_S | Internal | Summer | B10 | 1262 | 4236 | 1696.67 | 37.57 | 37.58 | 0.01 | 0
2030 | SPP_N_2_SPP_S | SPP_N | SPP_S | Internal | Winter | B16 | 25 | 4236 | 378.54 | 2.3 | 2.31 | 0.01 | 0
2030 | SPP_N_2_SPP_S | SPP_N | SPP_S | Internal | Winter | B17 | 100 | 4236 | 418.78 | 2.3 | 2.31 | 0.01 | 0
2030 | SPP_N_2_SPP_S | SPP_N | SPP_S | Internal | Winter | B18 | 400 | 4236 | 0.06 | 71.61 | 71.61 | 0.01 | 0
2030 | SPP_N_2_SPP_S | SPP_N | SPP_S | Internal | Winter | B19 | 700 | 4236 | 0.02 | 11.52 | 11.51 | 0.01 | 0
2030 | SPP_N_2_SPP_S | SPP_N | SPP_S | Internal | Winter | B20 | 935 | 4236 | 0.02 | 2.3 | 2.3 | 0.01 | 0
2030 | SPP_S_2_ENT | SPP_S | ENT | Internal | Shoulder | B11 | 25 | 2842 | 0.82 | 85.38 | 90.37 | 5 | 0
2030 | SPP_S_2_ENT | SPP_S | ENT | Internal | Shoulder | B12 | 200 | 2842 | 2555.04 | 70.96 | 75.96 | 5 | 0
2030 | SPP_S_2_ENT | SPP_S | ENT | Internal | Shoulder | B13 | 600 | 2842 | 2842 | 63.71 | 72.75 | 5 | 4.04
2030 | SPP_S_2_ENT | SPP_S | ENT | Internal | Shoulder | B14 | 900 | 2842 | 2842 | 2.3 | 67.38 | 5 | 60.08
2030 | SPP_S_2_ENT | SPP_S | ENT | Internal | Shoulder | B15 | 1203 | 2842 | 2842 | 2.3 | 12.14 | 5 | 4.83
2030 | SPP_S_2_ENT | SPP_S | ENT | Internal | Summer | B1 | 10 | 2842 | 2842 | 2.31 | 92.56 | 5 | 85.24
2030 | SPP_S_2_ENT | SPP_S | ENT | Internal | Summer | B2 | 25 | 2842 | 1283.64 | 126.61 | 131.61 | 5 | 0
2030 | SPP_S_2_ENT | SPP_S | ENT | Internal | Summer | B3 | 75 | 2842 | 1846.66 | 133.41 | 138.41 | 5 | 0
2030 | SPP_S_2_ENT | SPP_S | ENT | Internal | Summer | B4 | 100 | 2842 | 2841.79 | 128.95 | 133.96 | 5 | 0.01
2030 | SPP_S_2_ENT | SPP_S | ENT | Internal | Summer | B5 | 200 | 2842 | 1187.7 | 124.45 | 129.45 | 5 | 0
2030 | SPP_S_2_ENT | SPP_S | ENT | Internal | Summer | B6 | 300 | 2842 | 0.08 | 92.84 | 97.83 | 5 | 0
2030 | SPP_S_2_ENT | SPP_S | ENT | Internal | Summer | B7 | 400 | 2842 | 0 | 88.69 | 92.56 | 5 | 0
2030 | SPP_S_2_ENT | SPP_S | ENT | Internal | Summer | B8 | 500 | 2842 | 0 | 88.49 | 88.77 | 5 | 0
2030 | SPP_S_2_ENT | SPP_S | ENT | Internal | Summer | B9 | 800 | 2842 | 0.03 | 78.09 | 83.07 | 5 | 0
2030 | SPP_S_2_ENT | SPP_S | ENT | Internal | Summer | B10 | 1262 | 2842 | 2842 | 37.58 | 62.23 | 5 | 19.65
2030 | SPP_S_2_ENT | SPP_S | ENT | Internal | Winter | B16 | 25 | 2842 | 2842 | 2.31 | 80.96 | 5 | 73.64
2030 | SPP_S_2_ENT | SPP_S | ENT | Internal | Winter | B17 | 100 | 2842 | 2842 | 2.31 | 76.61 | 5 | 69.3
2030 | SPP_S_2_ENT | SPP_S | ENT | Internal | Winter | B18 | 400 | 2842 | 2214.74 | 71.61 | 76.61 | 5 | 0
2030 | SPP_S_2_ENT | SPP_S | ENT | Internal | Winter | B19 | 700 | 2842 | 2842 | 11.51 | 69.87 | 5 | 53.36
2030 | SPP_S_2_ENT | SPP_S | ENT | Internal | Winter | B20 | 935 | 2842 | 2842 | 2.3 | 12.14 | 5 | 4.83
2030 | SPP_S_2_SPP_N | SPP_S | SPP_N | Internal | Shoulder | B11 | 25 | 876 | 0.41 | 85.38 | 85.37 | 0.01 | 0
2030 | SPP_S_2_SPP_N | SPP_S | SPP_N | Internal | Shoulder | B12 | 200 | 876 | 0.06 | 70.96 | 70.95 | 0.01 | 0
2030 | SPP_S_2_SPP_N | SPP_S | SPP_N | Internal | Shoulder | B13 | 600 | 876 | 0.02 | 63.71 | 63.7 | 0.01 | 0
2030 | SPP_S_2_SPP_N | SPP_S | SPP_N | Internal | Shoulder | B14 | 900 | 876 | 0.03 | 2.3 | 2.3 | 0.01 | 0
2030 | SPP_S_2_SPP_N | SPP_S | SPP_N | Internal | Shoulder | B15 | 1203 | 876 | 0.02 | 2.3 | 2.3 | 0.01 | 0
2030 | SPP_S_2_SPP_N | SPP_S | SPP_N | Internal | Summer | B1 | 10 | 876 | 1.01 | 2.31 | 2.3 | 0.01 | 0
2030 | SPP_S_2_SPP_N | SPP_S | SPP_N | Internal | Summer | B2 | 25 | 876 | 0.82 | 126.61 | 126.61 | 0.01 | 0
2030 | SPP_S_2_SPP_N | SPP_S | SPP_N | Internal | Summer | B3 | 75 | 876 | 0.29 | 133.41 | 133.41 | 0.01 | 0
2030 | SPP_S_2_SPP_N | SPP_S | SPP_N | Internal | Summer | B4 | 100 | 876 | 805.6 | 128.95 | 128.96 | 0.01 | 0
2030 | SPP_S_2_SPP_N | SPP_S | SPP_N | Internal | Summer | B5 | 200 | 876 | 0.11 | 124.45 | 124.45 | 0.01 | 0
2030 | SPP_S_2_SPP_N | SPP_S | SPP_N | Internal | Summer | B6 | 300 | 876 | 0.04 | 92.84 | 92.83 | 0.01 | 0
2030 | SPP_S_2_SPP_N | SPP_S | SPP_N | Internal | Summer | B7 | 400 | 876 | 0 | 88.69 | 87.56 | 0.01 | 0
2030 | SPP_S_2_SPP_N | SPP_S | SPP_N | Internal | Summer | B8 | 500 | 876 | 0 | 88.49 | 83.77 | 0.01 | 0
2030 | SPP_S_2_SPP_N | SPP_S | SPP_N | Internal | Summer | B9 | 800 | 876 | 0.01 | 78.09 | 78.07 | 0.01 | 0
2030 | SPP_S_2_SPP_N | SPP_S | SPP_N | Internal | Summer | B10 | 1262 | 876 | 0 | 37.58 | 37.57 | 0.01 | 0
2030 | SPP_S_2_SPP_N | SPP_S | SPP_N | Internal | Winter | B16 | 25 | 876 | 0.43 | 2.31 | 2.3 | 0.01 | 0
2030 | SPP_S_2_SPP_N | SPP_S | SPP_N | Internal | Winter | B17 | 100 | 876 | 0.11 | 2.31 | 2.3 | 0.01 | 0
2030 | SPP_S_2_SPP_N | SPP_S | SPP_N | Internal | Winter | B18 | 400 | 876 | 0.06 | 71.61 | 71.61 | 0.01 | 0
2030 | SPP_S_2_SPP_N | SPP_S | SPP_N | Internal | Winter | B19 | 700 | 876 | 796.75 | 11.51 | 11.52 | 0.01 | 0
2030 | SPP_S_2_SPP_N | SPP_S | SPP_N | Internal | Winter | B20 | 935 | 876 | 0.02 | 2.3 | 2.3 | 0.01 | 0
2030 | TVA_2_ENT | TVA | ENT | Internal | Shoulder | B11 | 25 | 500 | 0 | 92.83 | 90.37 | 9 | 0
2030 | TVA_2_ENT | TVA | ENT | Internal | Shoulder | B12 | 200 | 500 | 0 | 83.97 | 75.96 | 9 | 0
2030 | TVA_2_ENT | TVA | ENT | Internal | Shoulder | B13 | 600 | 500 | 0 | 83.39 | 72.75 | 9 | 0
2030 | TVA_2_ENT | TVA | ENT | Internal | Shoulder | B14 | 900 | 500 | 0 | 83.39 | 67.38 | 9 | 0
2030 | TVA_2_ENT | TVA | ENT | Internal | Shoulder | B15 | 1203 | 500 | 0 | 79.46 | 12.14 | 9 | 0
2030 | TVA_2_ENT | TVA | ENT | Internal | Summer | B1 | 10 | 500 | 0 | 147.29 | 92.56 | 9 | 0
2030 | TVA_2_ENT | TVA | ENT | Internal | Summer | B2 | 25 | 500 | 0 | 146.4 | 131.61 | 9 | 0
2030 | TVA_2_ENT | TVA | ENT | Internal | Summer | B3 | 75 | 500 | 0 | 146.4 | 138.41 | 9 | 0
2030 | TVA_2_ENT | TVA | ENT | Internal | Summer | B4 | 100 | 500 | 0 | 141.97 | 133.96 | 9 | 0
2030 | TVA_2_ENT | TVA | ENT | Internal | Summer | B5 | 200 | 500 | 0 | 137.46 | 129.45 | 9 | 0
2030 | TVA_2_ENT | TVA | ENT | Internal | Summer | B6 | 300 | 500 | 0 | 96.83 | 97.83 | 9 | 0
2030 | TVA_2_ENT | TVA | ENT | Internal | Summer | B7 | 400 | 500 | 0 | 91.56 | 92.56 | 9 | 0
2030 | TVA_2_ENT | TVA | ENT | Internal | Summer | B8 | 500 | 500 | 0 | 90.34 | 88.77 | 9 | 0
2030 | TVA_2_ENT | TVA | ENT | Internal | Summer | B9 | 800 | 500 | 0 | 90.34 | 83.07 | 9 | 0
2030 | TVA_2_ENT | TVA | ENT | Internal | Summer | B10 | 1262 | 500 | 0 | 78.24 | 62.23 | 9 | 0
2030 | TVA_2_ENT | TVA | ENT | Internal | Winter | B16 | 25 | 500 | 0 | 94.6 | 80.96 | 9 | 0
2030 | TVA_2_ENT | TVA | ENT | Internal | Winter | B17 | 100 | 500 | 0 | 86.62 | 76.61 | 9 | 0
2030 | TVA_2_ENT | TVA | ENT | Internal | Winter | B18 | 400 | 500 | 0 | 86.56 | 76.61 | 9 | 0
2030 | TVA_2_ENT | TVA | ENT | Internal | Winter | B19 | 700 | 500 | 0 | 85.88 | 69.87 | 9 | 0
2030 | TVA_2_ENT | TVA | ENT | Internal | Winter | B20 | 935 | 500 | 0 | 82.04 | 12.14 | 9 | 0
2030 | TVA_2_MISO_MO-IL | TVA | MISO_MO-IL | Internal | Shoulder | B11 | 25 | 50 | 0 | 92.83 | 90.37 | 9 | 0
2030 | TVA_2_MISO_MO-IL | TVA | MISO_MO-IL | Internal | Shoulder | B12 | 200 | 50 | 0 | 83.97 | 75.96 | 9 | 0
2030 | TVA_2_MISO_MO-IL | TVA | MISO_MO-IL | Internal | Shoulder | B13 | 600 | 50 | 0 | 83.39 | 75.94 | 9 | 0
2030 | TVA_2_MISO_MO-IL | TVA | MISO_MO-IL | Internal | Shoulder | B14 | 900 | 50 | 0 | 83.39 | 75.38 | 9 | 0
2030 | TVA_2_MISO_MO-IL | TVA | MISO_MO-IL | Internal | Shoulder | B15 | 1203 | 50 | 0 | 79.46 | 71.45 | 9 | 0
2030 | TVA_2_MISO_MO-IL | TVA | MISO_MO-IL | Internal | Summer | B1 | 10 | 50 | 0 | 147.29 | 139.29 | 9 | 0
2030 | TVA_2_MISO_MO-IL | TVA | MISO_MO-IL | Internal | Summer | B2 | 25 | 50 | 0 | 146.4 | 139.29 | 9 | 0
2030 | TVA_2_MISO_MO-IL | TVA | MISO_MO-IL | Internal | Summer | B3 | 75 | 50 | 0 | 146.4 | 138.41 | 9 | 0
2030 | TVA_2_MISO_MO-IL | TVA | MISO_MO-IL | Internal | Summer | B4 | 100 | 50 | 0 | 141.97 | 138.26 | 9 | 0
2030 | TVA_2_MISO_MO-IL | TVA | MISO_MO-IL | Internal | Summer | B5 | 200 | 50 | 0 | 137.46 | 129.46 | 9 | 0
2030 | TVA_2_MISO_MO-IL | TVA | MISO_MO-IL | Internal | Summer | B6 | 300 | 50 | 0 | 96.83 | 102.21 | 9 | 0
2030 | TVA_2_MISO_MO-IL | TVA | MISO_MO-IL | Internal | Summer | B7 | 400 | 50 | 0 | 91.56 | 92.56 | 9 | 0
2030 | TVA_2_MISO_MO-IL | TVA | MISO_MO-IL | Internal | Summer | B8 | 500 | 50 | 0 | 90.34 | 88.22 | 9 | 0
2030 | TVA_2_MISO_MO-IL | TVA | MISO_MO-IL | Internal | Summer | B9 | 800 | 50 | 0 | 90.34 | 83.07 | 9 | 0
2030 | TVA_2_MISO_MO-IL | TVA | MISO_MO-IL | Internal | Summer | B10 | 1262 | 50 | 0 | 78.24 | 70.23 | 9 | 0
2030 | TVA_2_MISO_MO-IL | TVA | MISO_MO-IL | Internal | Winter | B16 | 25 | 50 | 0 | 94.6 | 78.6 | 9 | 0
2030 | TVA_2_MISO_MO-IL | TVA | MISO_MO-IL | Internal | Winter | B17 | 100 | 50 | 0 | 86.62 | 78.6 | 9 | 0
2030 | TVA_2_MISO_MO-IL | TVA | MISO_MO-IL | Internal | Winter | B18 | 400 | 50 | 0 | 86.56 | 78.58 | 9 | 0
2030 | TVA_2_MISO_MO-IL | TVA | MISO_MO-IL | Internal | Winter | B19 | 700 | 50 | 0 | 85.88 | 77.87 | 9 | 0
2030 | TVA_2_MISO_MO-IL | TVA | MISO_MO-IL | Internal | Winter | B20 | 935 | 50 | 0 | 82.04 | 69.9 | 9 | 0
2030 | TVA_2_NonRTO_Midwest | TVA | NonRTO_Midwest | Internal | Shoulder | B11 | 25 | 100 | 0 | 92.83 | 83.95 | 9 | 0
2030 | TVA_2_NonRTO_Midwest | TVA | NonRTO_Midwest | Internal | Shoulder | B12 | 200 | 100 | 0 | 83.97 | 83.95 | 9 | 0
2030 | TVA_2_NonRTO_Midwest | TVA | NonRTO_Midwest | Internal | Shoulder | B13 | 600 | 100 | 0 | 83.39 | 83.95 | 9 | 0
2030 | TVA_2_NonRTO_Midwest | TVA | NonRTO_Midwest | Internal | Shoulder | B14 | 900 | 100 | 0 | 83.39 | 83.95 | 9 | 0
2030 | TVA_2_NonRTO_Midwest | TVA | NonRTO_Midwest | Internal | Shoulder | B15 | 1203 | 100 | 0 | 79.46 | 81.86 | 9 | 0
2030 | TVA_2_NonRTO_Midwest | TVA | NonRTO_Midwest | Internal | Summer | B1 | 10 | 100 | 0 | 147.29 | 147.28 | 9 | 0
2030 | TVA_2_NonRTO_Midwest | TVA | NonRTO_Midwest | Internal | Summer | B2 | 25 | 100 | 0 | 146.4 | 147.28 | 9 | 0
2030 | TVA_2_NonRTO_Midwest | TVA | NonRTO_Midwest | Internal | Summer | B3 | 75 | 100 | 0 | 146.4 | 146.4 | 9 | 0
2030 | TVA_2_NonRTO_Midwest | TVA | NonRTO_Midwest | Internal | Summer | B4 | 100 | 100 | 0 | 141.97 | 146.24 | 9 | 0
2030 | TVA_2_NonRTO_Midwest | TVA | NonRTO_Midwest | Internal | Summer | B5 | 200 | 100 | 0 | 137.46 | 137.45 | 9 | 0
2030 | TVA_2_NonRTO_Midwest | TVA | NonRTO_Midwest | Internal | Summer | B6 | 300 | 100 | 100 | 96.83 | 110.19 | 9 | 4.36
2030 | TVA_2_NonRTO_Midwest | TVA | NonRTO_Midwest | Internal | Summer | B7 | 400 | 100 | 0.06 | 91.56 | 100.54 | 9 | 0
2030 | TVA_2_NonRTO_Midwest | TVA | NonRTO_Midwest | Internal | Summer | B8 | 500 | 100 | 0 | 90.34 | 96.21 | 9 | 0
2030 | TVA_2_NonRTO_Midwest | TVA | NonRTO_Midwest | Internal | Summer | B9 | 800 | 100 | 0 | 90.34 | 91.06 | 9 | 0
2030 | TVA_2_NonRTO_Midwest | TVA | NonRTO_Midwest | Internal | Summer | B10 | 1262 | 100 | 0 | 78.24 | 82.6 | 9 | 0
2030 | TVA_2_NonRTO_Midwest | TVA | NonRTO_Midwest | Internal | Winter | B16 | 25 | 100 | 0 | 94.6 | 86.59 | 9 | 0
2030 | TVA_2_NonRTO_Midwest | TVA | NonRTO_Midwest | Internal | Winter | B17 | 100 | 100 | 0 | 86.62 | 86.59 | 9 | 0
2030 | TVA_2_NonRTO_Midwest | TVA | NonRTO_Midwest | Internal | Winter | B18 | 400 | 100 | 0 | 86.56 | 86.59 | 9 | 0
2030 | TVA_2_NonRTO_Midwest | TVA | NonRTO_Midwest | Internal | Winter | B19 | 700 | 100 | 0 | 85.88 | 86.59 | 9 | 0
2030 | TVA_2_NonRTO_Midwest | TVA | NonRTO_Midwest | Internal | Winter | B20 | 935 | 100 | 0 | 82.04 | 82.32 | 9 | 0
2030 | TVA_2_PJM_ROR | TVA | PJM_ROR | Internal | Shoulder | B11 | 25 | 500 | 0 | 92.83 | 92.37 | 9 | 0
2030 | TVA_2_PJM_ROR | TVA | PJM_ROR | Internal | Shoulder | B12 | 200 | 500 | 0 | 83.97 | 88.06 | 9 | 0
2030 | TVA_2_PJM_ROR | TVA | PJM_ROR | Internal | Shoulder | B13 | 600 | 500 | 0 | 83.39 | 87.55 | 9 | 0
2030 | TVA_2_PJM_ROR | TVA | PJM_ROR | Internal | Shoulder | B14 | 900 | 500 | 0 | 83.39 | 79.38 | 9 | 0
2030 | TVA_2_PJM_ROR | TVA | PJM_ROR | Internal | Shoulder | B15 | 1203 | 500 | 0 | 79.46 | 75.87 | 9 | 0
2030 | TVA_2_PJM_ROR | TVA | PJM_ROR | Internal | Summer | B1 | 10 | 500 | 0 | 147.29 | 141.28 | 9 | 0
2030 | TVA_2_PJM_ROR | TVA | PJM_ROR | Internal | Summer | B2 | 25 | 500 | 0 | 146.4 | 140.39 | 9 | 0
2030 | TVA_2_PJM_ROR | TVA | PJM_ROR | Internal | Summer | B3 | 75 | 500 | 0 | 146.4 | 140.39 | 9 | 0
2030 | TVA_2_PJM_ROR | TVA | PJM_ROR | Internal | Summer | B4 | 100 | 500 | 0 | 141.97 | 140.24 | 9 | 0
2030 | TVA_2_PJM_ROR | TVA | PJM_ROR | Internal | Summer | B5 | 200 | 500 | 0 | 137.46 | 131.45 | 9 | 0
2030 | TVA_2_PJM_ROR | TVA | PJM_ROR | Internal | Summer | B6 | 300 | 500 | 0 | 96.83 | 104.19 | 9 | 0
2030 | TVA_2_PJM_ROR | TVA | PJM_ROR | Internal | Summer | B7 | 400 | 500 | 0 | 91.56 | 94.54 | 9 | 0
2030 | TVA_2_PJM_ROR | TVA | PJM_ROR | Internal | Summer | B8 | 500 | 500 | 0 | 90.34 | 90.21 | 9 | 0
2030 | TVA_2_PJM_ROR | TVA | PJM_ROR | Internal | Summer | B9 | 800 | 500 | 0 | 90.34 | 85.06 | 9 | 0
2030 | TVA_2_PJM_ROR | TVA | PJM_ROR | Internal | Summer | B10 | 1262 | 500 | 0 | 78.24 | 74.37 | 9 | 0
2030 | TVA_2_PJM_ROR | TVA | PJM_ROR | Internal | Winter | B16 | 25 | 500 | 0 | 94.6 | 95.92 | 9 | 0
2030 | TVA_2_PJM_ROR | TVA | PJM_ROR | Internal | Winter | B17 | 100 | 500 | 0 | 86.62 | 94.89 | 9 | 0
2030 | TVA_2_PJM_ROR | TVA | PJM_ROR | Internal | Winter | B18 | 400 | 500 | 0 | 86.56 | 91.17 | 9 | 0
2030 | TVA_2_PJM_ROR | TVA | PJM_ROR | Internal | Winter | B19 | 700 | 500 | 0 | 85.88 | 82.8 | 9 | 0
2030 | TVA_2_PJM_ROR | TVA | PJM_ROR | Internal | Winter | B20 | 935 | 500 | 0 | 82.04 | 78.94 | 9 | 0
2030 | TVA_2_SOCO | TVA | SOCO | Internal | Shoulder | B11 | 25 | 500 | 0 | 92.83 | 98.37 | 9 | 0
2030 | TVA_2_SOCO | TVA | SOCO | Internal | Shoulder | B12 | 200 | 500 | 0 | 83.97 | 92.38 | 9 | 0
2030 | TVA_2_SOCO | TVA | SOCO | Internal | Shoulder | B13 | 600 | 500 | 0.04 | 83.39 | 92.38 | 9 | 0
2030 | TVA_2_SOCO | TVA | SOCO | Internal | Shoulder | B14 | 900 | 500 | 0.02 | 83.39 | 92.38 | 9 | 0
2030 | TVA_2_SOCO | TVA | SOCO | Internal | Shoulder | B15 | 1203 | 500 | 0 | 79.46 | 85.12 | 9 | 0
2030 | TVA_2_SOCO | TVA | SOCO | Internal | Summer | B1 | 10 | 500 | 0 | 147.29 | 149.4 | 9 | 0
2030 | TVA_2_SOCO | TVA | SOCO | Internal | Summer | B2 | 25 | 500 | 0 | 146.4 | 149.4 | 9 | 0
2030 | TVA_2_SOCO | TVA | SOCO | Internal | Summer | B3 | 75 | 500 | 0 | 146.4 | 149.4 | 9 | 0
2030 | TVA_2_SOCO | TVA | SOCO | Internal | Summer | B4 | 100 | 500 | 0 | 141.97 | 149.4 | 9 | 0
2030 | TVA_2_SOCO | TVA | SOCO | Internal | Summer | B5 | 200 | 500 | 0 | 137.46 | 137.45 | 9 | 0
2030 | TVA_2_SOCO | TVA | SOCO | Internal | Summer | B6 | 300 | 500 | 67.37 | 96.83 | 105.83 | 9 | 0
2030 | TVA_2_SOCO | TVA | SOCO | Internal | Summer | B7 | 400 | 500 | 403.48 | 91.56 | 100.56 | 9 | 0
2030 | TVA_2_SOCO | TVA | SOCO | Internal | Summer | B8 | 500 | 500 | 0 | 90.34 | 94.21 | 9 | 0
2030 | TVA_2_SOCO | TVA | SOCO | Internal | Summer | B9 | 800 | 500 | 0 | 90.34 | 90.88 | 9 | 0
2030 | TVA_2_SOCO | TVA | SOCO | Internal | Summer | B10 | 1262 | 500 | 0 | 78.24 | 78.7 | 9 | 0
2030 | TVA_2_SOCO | TVA | SOCO | Internal | Winter | B16 | 25 | 500 | 0 | 94.6 | 99.96 | 9 | 0
2030 | TVA_2_SOCO | TVA | SOCO | Internal | Winter | B17 | 100 | 500 | 0.04 | 86.62 | 95.54 | 9 | 0
2030 | TVA_2_SOCO | TVA | SOCO | Internal | Winter | B18 | 400 | 500 | 0.06 | 86.56 | 95.54 | 9 | 0
2030 | TVA_2_SOCO | TVA | SOCO | Internal | Winter | B19 | 700 | 500 | 0.03 | 85.88 | 94.87 | 9 | 0
2030 | TVA_2_SOCO | TVA | SOCO | Internal | Winter | B20 | 935 | 500 | 0 | 82.04 | 88.07 | 9 | 0
2030 | TVA_2_VACAR | TVA | VACAR | Internal | Shoulder | B11 | 25 | 150 | 0 | 92.83 | 98.37 | 9 | 0
2030 | TVA_2_VACAR | TVA | VACAR | Internal | Shoulder | B12 | 200 | 150 | 150 | 83.97 | 94.06 | 9 | 1.08
2030 | TVA_2_VACAR | TVA | VACAR | Internal | Shoulder | B13 | 600 | 150 | 0 | 83.39 | 88.29 | 9 | 0
2030 | TVA_2_VACAR | TVA | VACAR | Internal | Shoulder | B14 | 900 | 150 | 0 | 83.39 | 85.38 | 9 | 0
2030 | TVA_2_VACAR | TVA | VACAR | Internal | Shoulder | B15 | 1203 | 150 | 0 | 79.46 | 82.83 | 9 | 0
2030 | TVA_2_VACAR | TVA | VACAR | Internal | Summer | B1 | 10 | 150 | 0 | 147.29 | 151.39 | 9 | 0
2030 | TVA_2_VACAR | TVA | VACAR | Internal | Summer | B2 | 25 | 150 | 0 | 146.4 | 151.39 | 9 | 0
2030 | TVA_2_VACAR | TVA | VACAR | Internal | Summer | B3 | 75 | 150 | 0 | 146.4 | 151.39 | 9 | 0
2030 | TVA_2_VACAR | TVA | VACAR | Internal | Summer | B4 | 100 | 150 | 0.18 | 141.97 | 150.96 | 9 | 0
2030 | TVA_2_VACAR | TVA | VACAR | Internal | Summer | B5 | 200 | 150 | 0 | 137.46 | 137.45 | 9 | 0
2030 | TVA_2_VACAR | TVA | VACAR | Internal | Summer | B6 | 300 | 150 | 150 | 96.83 | 110.19 | 9 | 4.36
2030 | TVA_2_VACAR | TVA | VACAR | Internal | Summer | B7 | 400 | 150 | 0.06 | 91.56 | 100.54 | 9 | 0
2030 | TVA_2_VACAR | TVA | VACAR | Internal | Summer | B8 | 500 | 150 | 0 | 90.34 | 93.42 | 9 | 0
2030 | TVA_2_VACAR | TVA | VACAR | Internal | Summer | B9 | 800 | 150 | 0 | 90.34 | 83.88 | 9 | 0
2030 | TVA_2_VACAR | TVA | VACAR | Internal | Summer | B10 | 1262 | 150 | 0 | 78.24 | 80.87 | 9 | 0
2030 | TVA_2_VACAR | TVA | VACAR | Internal | Winter | B16 | 25 | 150 | 150 | 94.6 | 118.66 | 9 | 15.05
2030 | TVA_2_VACAR | TVA | VACAR | Internal | Winter | B17 | 100 | 150 | 150 | 86.62 | 100.89 | 9 | 5.27
2030 | TVA_2_VACAR | TVA | VACAR | Internal | Winter | B18 | 400 | 150 | 0.05 | 86.56 | 95.54 | 9 | 0
2030 | TVA_2_VACAR | TVA | VACAR | Internal | Winter | B19 | 700 | 150 | 0 | 85.88 | 88.03 | 9 | 0
2030 | TVA_2_VACAR | TVA | VACAR | Internal | Winter | B20 | 935 | 150 | 0 | 82.04 | 87.21 | 9 | 0
2030 | TVA_Transmission_2_ENT | TVA_Transmission | ENT | Internal | Shoulder | B11 | 25 | 3000 | 0 | 92.82 | 90.37 | 9 | 0
2030 | TVA_Transmission_2_ENT | TVA_Transmission | ENT | Internal | Shoulder | B12 | 200 | 3000 | 0 | 83.96 | 75.96 | 9 | 0
2030 | TVA_Transmission_2_ENT | TVA_Transmission | ENT | Internal | Shoulder | B13 | 600 | 3000 | 0 | 83.38 | 72.75 | 9 | 0
2030 | TVA_Transmission_2_ENT | TVA_Transmission | ENT | Internal | Shoulder | B14 | 900 | 3000 | 0 | 83.38 | 67.38 | 9 | 0
2030 | TVA_Transmission_2_ENT | TVA_Transmission | ENT | Internal | Shoulder | B15 | 1203 | 3000 | 0 | 79.45 | 12.14 | 9 | 0
2030 | TVA_Transmission_2_ENT | TVA_Transmission | ENT | Internal | Summer | B1 | 10 | 3000 | 0 | 147.28 | 92.56 | 9 | 0
2030 | TVA_Transmission_2_ENT | TVA_Transmission | ENT | Internal | Summer | B2 | 25 | 3000 | 0 | 146.39 | 131.61 | 9 | 0
2030 | TVA_Transmission_2_ENT | TVA_Transmission | ENT | Internal | Summer | B3 | 75 | 3000 | 0 | 146.39 | 138.41 | 9 | 0
2030 | TVA_Transmission_2_ENT | TVA_Transmission | ENT | Internal | Summer | B4 | 100 | 3000 | 0 | 141.96 | 133.96 | 9 | 0
2030 | TVA_Transmission_2_ENT | TVA_Transmission | ENT | Internal | Summer | B5 | 200 | 3000 | 0 | 137.45 | 129.45 | 9 | 0
2030 | TVA_Transmission_2_ENT | TVA_Transmission | ENT | Internal | Summer | B6 | 300 | 3000 | 0 | 104.14 | 97.83 | 9 | 0
2030 | TVA_Transmission_2_ENT | TVA_Transmission | ENT | Internal | Summer | B7 | 400 | 3000 | 0 | 96.66 | 92.56 | 9 | 0
2030 | TVA_Transmission_2_ENT | TVA_Transmission | ENT | Internal | Summer | B8 | 500 | 3000 | 0 | 92.59 | 88.77 | 9 | 0
2030 | TVA_Transmission_2_ENT | TVA_Transmission | ENT | Internal | Summer | B9 | 800 | 3000 | 0 | 90.45 | 83.07 | 9 | 0
2030 | TVA_Transmission_2_ENT | TVA_Transmission | ENT | Internal | Summer | B10 | 1262 | 3000 | 0 | 78.23 | 62.23 | 9 | 0
2030 | TVA_Transmission_2_ENT | TVA_Transmission | ENT | Internal | Winter | B16 | 25 | 3000 | 0 | 94.59 | 80.96 | 9 | 0
2030 | TVA_Transmission_2_ENT | TVA_Transmission | ENT | Internal | Winter | B17 | 100 | 3000 | 0 | 86.6 | 76.61 | 9 | 0
2030 | TVA_Transmission_2_ENT | TVA_Transmission | ENT | Internal | Winter | B18 | 400 | 3000 | 0 | 86.54 | 76.61 | 9 | 0
2030 | TVA_Transmission_2_ENT | TVA_Transmission | ENT | Internal | Winter | B19 | 700 | 3000 | 0 | 85.87 | 69.87 | 9 | 0
2030 | TVA_Transmission_2_ENT | TVA_Transmission | ENT | Internal | Winter | B20 | 935 | 3000 | 0 | 82.03 | 12.14 | 9 | 0
2030 | TVA_Transmission_2_MISO_MO-IL | TVA_Transmission | MISO_MO-IL | Internal | Shoulder | B11 | 25 | 4000 | 0 | 92.82 | 90.37 | 9 | 0
2030 | TVA_Transmission_2_MISO_MO-IL | TVA_Transmission | MISO_MO-IL | Internal | Shoulder | B12 | 200 | 4000 | 0 | 83.96 | 75.96 | 9 | 0
2030 | TVA_Transmission_2_MISO_MO-IL | TVA_Transmission | MISO_MO-IL | Internal | Shoulder | B13 | 600 | 4000 | 0 | 83.38 | 75.94 | 9 | 0
2030 | TVA_Transmission_2_MISO_MO-IL | TVA_Transmission | MISO_MO-IL | Internal | Shoulder | B14 | 900 | 4000 | 0 | 83.38 | 75.38 | 9 | 0
2030 | TVA_Transmission_2_MISO_MO-IL | TVA_Transmission | MISO_MO-IL | Internal | Shoulder | B15 | 1203 | 4000 | 0 | 79.45 | 71.45 | 9 | 0
2030 | TVA_Transmission_2_MISO_MO-IL | TVA_Transmission | MISO_MO-IL | Internal | Summer | B1 | 10 | 4000 | 0 | 147.28 | 139.29 | 9 | 0
2030 | TVA_Transmission_2_MISO_MO-IL | TVA_Transmission | MISO_MO-IL | Internal | Summer | B2 | 25 | 4000 | 0 | 146.39 | 139.29 | 9 | 0
2030 | TVA_Transmission_2_MISO_MO-IL | TVA_Transmission | MISO_MO-IL | Internal | Summer | B3 | 75 | 4000 | 0 | 146.39 | 138.41 | 9 | 0
2030 | TVA_Transmission_2_MISO_MO-IL | TVA_Transmission | MISO_MO-IL | Internal | Summer | B4 | 100 | 4000 | 0 | 141.96 | 138.26 | 9 | 0
2030 | TVA_Transmission_2_MISO_MO-IL | TVA_Transmission | MISO_MO-IL | Internal | Summer | B5 | 200 | 4000 | 0 | 137.45 | 129.46 | 9 | 0
2030 | TVA_Transmission_2_MISO_MO-IL | TVA_Transmission | MISO_MO-IL | Internal | Summer | B6 | 300 | 4000 | 0 | 104.14 | 102.21 | 9 | 0
2030 | TVA_Transmission_2_MISO_MO-IL | TVA_Transmission | MISO_MO-IL | Internal | Summer | B7 | 400 | 4000 | 0 | 96.66 | 92.56 | 9 | 0
2030 | TVA_Transmission_2_MISO_MO-IL | TVA_Transmission | MISO_MO-IL | Internal | Summer | B8 | 500 | 4000 | 0 | 92.59 | 88.22 | 9 | 0
2030 | TVA_Transmission_2_MISO_MO-IL | TVA_Transmission | MISO_MO-IL | Internal | Summer | B9 | 800 | 4000 | 0 | 90.45 | 83.07 | 9 | 0
2030 | TVA_Transmission_2_MISO_MO-IL | TVA_Transmission | MISO_MO-IL | Internal | Summer | B10 | 1262 | 4000 | 0 | 78.23 | 70.23 | 9 | 0
2030 | TVA_Transmission_2_MISO_MO-IL | TVA_Transmission | MISO_MO-IL | Internal | Winter | B16 | 25 | 4000 | 0 | 94.59 | 78.6 | 9 | 0
2030 | TVA_Transmission_2_MISO_MO-IL | TVA_Transmission | MISO_MO-IL | Internal | Winter | B17 | 100 | 4000 | 0 | 86.6 | 78.6 | 9 | 0
2030 | TVA_Transmission_2_MISO_MO-IL | TVA_Transmission | MISO_MO-IL | Internal | Winter | B18 | 400 | 4000 | 0 | 86.54 | 78.58 | 9 | 0
2030 | TVA_Transmission_2_MISO_MO-IL | TVA_Transmission | MISO_MO-IL | Internal | Winter | B19 | 700 | 4000 | 0 | 85.87 | 77.87 | 9 | 0
2030 | TVA_Transmission_2_MISO_MO-IL | TVA_Transmission | MISO_MO-IL | Internal | Winter | B20 | 935 | 4000 | 0 | 82.03 | 69.9 | 9 | 0
2030 | TVA_Transmission_2_NonRTO_Midwest | TVA_Transmission | NonRTO_Midwest | Internal | Shoulder | B11 | 25 | 700 | 0 | 92.82 | 83.95 | 9 | 0
2030 | TVA_Transmission_2_NonRTO_Midwest | TVA_Transmission | NonRTO_Midwest | Internal | Shoulder | B12 | 200 | 700 | 0 | 83.96 | 83.95 | 9 | 0
2030 | TVA_Transmission_2_NonRTO_Midwest | TVA_Transmission | NonRTO_Midwest | Internal | Shoulder | B13 | 600 | 700 | 0 | 83.38 | 83.95 | 9 | 0
2030 | TVA_Transmission_2_NonRTO_Midwest | TVA_Transmission | NonRTO_Midwest | Internal | Shoulder | B14 | 900 | 700 | 0 | 83.38 | 83.95 | 9 | 0
2030 | TVA_Transmission_2_NonRTO_Midwest | TVA_Transmission | NonRTO_Midwest | Internal | Shoulder | B15 | 1203 | 700 | 0 | 79.45 | 81.86 | 9 | 0
2030 | TVA_Transmission_2_NonRTO_Midwest | TVA_Transmission | NonRTO_Midwest | Internal | Summer | B1 | 10 | 700 | 0 | 147.28 | 147.28 | 9 | 0
2030 | TVA_Transmission_2_NonRTO_Midwest | TVA_Transmission | NonRTO_Midwest | Internal | Summer | B2 | 25 | 700 | 0 | 146.39 | 147.28 | 9 | 0
2030 | TVA_Transmission_2_NonRTO_Midwest | TVA_Transmission | NonRTO_Midwest | Internal | Summer | B3 | 75 | 700 | 0 | 146.39 | 146.4 | 9 | 0
2030 | TVA_Transmission_2_NonRTO_Midwest | TVA_Transmission | NonRTO_Midwest | Internal | Summer | B4 | 100 | 700 | 0 | 141.96 | 146.24 | 9 | 0
2030 | TVA_Transmission_2_NonRTO_Midwest | TVA_Transmission | NonRTO_Midwest | Internal | Summer | B5 | 200 | 700 | 0 | 137.45 | 137.45 | 9 | 0
2030 | TVA_Transmission_2_NonRTO_Midwest | TVA_Transmission | NonRTO_Midwest | Internal | Summer | B6 | 300 | 700 | 0 | 104.14 | 110.19 | 9 | 0
2030 | TVA_Transmission_2_NonRTO_Midwest | TVA_Transmission | NonRTO_Midwest | Internal | Summer | B7 | 400 | 700 | 0 | 96.66 | 100.54 | 9 | 0
2030 | TVA_Transmission_2_NonRTO_Midwest | TVA_Transmission | NonRTO_Midwest | Internal | Summer | B8 | 500 | 700 | 0 | 92.59 | 96.21 | 9 | 0
2030 | TVA_Transmission_2_NonRTO_Midwest | TVA_Transmission | NonRTO_Midwest | Internal | Summer | B9 | 800 | 700 | 0 | 90.45 | 91.06 | 9 | 0
2030 | TVA_Transmission_2_NonRTO_Midwest | TVA_Transmission | NonRTO_Midwest | Internal | Summer | B10 | 1262 | 700 | 0 | 78.23 | 82.6 | 9 | 0
2030 | TVA_Transmission_2_NonRTO_Midwest | TVA_Transmission | NonRTO_Midwest | Internal | Winter | B16 | 25 | 700 | 0 | 94.59 | 86.59 | 9 | 0
2030 | TVA_Transmission_2_NonRTO_Midwest | TVA_Transmission | NonRTO_Midwest | Internal | Winter | B17 | 100 | 700 | 0 | 86.6 | 86.59 | 9 | 0
2030 | TVA_Transmission_2_NonRTO_Midwest | TVA_Transmission | NonRTO_Midwest | Internal | Winter | B18 | 400 | 700 | 0 | 86.54 | 86.59 | 9 | 0
2030 | TVA_Transmission_2_NonRTO_Midwest | TVA_Transmission | NonRTO_Midwest | Internal | Winter | B19 | 700 | 700 | 0 | 85.87 | 86.59 | 9 | 0
2030 | TVA_Transmission_2_NonRTO_Midwest | TVA_Transmission | NonRTO_Midwest | Internal | Winter | B20 | 935 | 700 | 0 | 82.03 | 82.32 | 9 | 0
2030 | TVA_Transmission_2_PJM_ROR | TVA_Transmission | PJM_ROR | Internal | Shoulder | B11 | 25 | 2000 | 0 | 92.82 | 92.37 | 9 | 0
2030 | TVA_Transmission_2_PJM_ROR | TVA_Transmission | PJM_ROR | Internal | Shoulder | B12 | 200 | 2000 | 0 | 83.96 | 88.06 | 9 | 0
2030 | TVA_Transmission_2_PJM_ROR | TVA_Transmission | PJM_ROR | Internal | Shoulder | B13 | 600 | 2000 | 0 | 83.38 | 87.55 | 9 | 0
2030 | TVA_Transmission_2_PJM_ROR | TVA_Transmission | PJM_ROR | Internal | Shoulder | B14 | 900 | 2000 | 0 | 83.38 | 79.38 | 9 | 0
2030 | TVA_Transmission_2_PJM_ROR | TVA_Transmission | PJM_ROR | Internal | Shoulder | B15 | 1203 | 2000 | 0 | 79.45 | 75.87 | 9 | 0
2030 | TVA_Transmission_2_PJM_ROR | TVA_Transmission | PJM_ROR | Internal | Summer | B1 | 10 | 2000 | 0 | 147.28 | 141.28 | 9 | 0
2030 | TVA_Transmission_2_PJM_ROR | TVA_Transmission | PJM_ROR | Internal | Summer | B2 | 25 | 2000 | 0 | 146.39 | 140.39 | 9 | 0
2030 | TVA_Transmission_2_PJM_ROR | TVA_Transmission | PJM_ROR | Internal | Summer | B3 | 75 | 2000 | 0 | 146.39 | 140.39 | 9 | 0
2030 | TVA_Transmission_2_PJM_ROR | TVA_Transmission | PJM_ROR | Internal | Summer | B4 | 100 | 2000 | 0 | 141.96 | 140.24 | 9 | 0
2030 | TVA_Transmission_2_PJM_ROR | TVA_Transmission | PJM_ROR | Internal | Summer | B5 | 200 | 2000 | 0 | 137.45 | 131.45 | 9 | 0
2030 | TVA_Transmission_2_PJM_ROR | TVA_Transmission | PJM_ROR | Internal | Summer | B6 | 300 | 2000 | 0 | 104.14 | 104.19 | 9 | 0
2030 | TVA_Transmission_2_PJM_ROR | TVA_Transmission | PJM_ROR | Internal | Summer | B7 | 400 | 2000 | 0 | 96.66 | 94.54 | 9 | 0
2030 | TVA_Transmission_2_PJM_ROR | TVA_Transmission | PJM_ROR | Internal | Summer | B8 | 500 | 2000 | 0 | 92.59 | 90.21 | 9 | 0
2030 | TVA_Transmission_2_PJM_ROR | TVA_Transmission | PJM_ROR | Internal | Summer | B9 | 800 | 2000 | 0 | 90.45 | 85.06 | 9 | 0
2030 | TVA_Transmission_2_PJM_ROR | TVA_Transmission | PJM_ROR | Internal | Summer | B10 | 1262 | 2000 | 0 | 78.23 | 74.37 | 9 | 0
2030 | TVA_Transmission_2_PJM_ROR | TVA_Transmission | PJM_ROR | Internal | Winter | B16 | 25 | 2000 | 0 | 94.59 | 95.92 | 9 | 0
2030 | TVA_Transmission_2_PJM_ROR | TVA_Transmission | PJM_ROR | Internal | Winter | B17 | 100 | 2000 | 0 | 86.6 | 94.89 | 9 | 0
2030 | TVA_Transmission_2_PJM_ROR | TVA_Transmission | PJM_ROR | Internal | Winter | B18 | 400 | 2000 | 0 | 86.54 | 91.17 | 9 | 0
2030 | TVA_Transmission_2_PJM_ROR | TVA_Transmission | PJM_ROR | Internal | Winter | B19 | 700 | 2000 | 0 | 85.87 | 82.8 | 9 | 0
2030 | TVA_Transmission_2_PJM_ROR | TVA_Transmission | PJM_ROR | Internal | Winter | B20 | 935 | 2000 | 0 | 82.03 | 78.94 | 9 | 0
2030 | TVA_Transmission_2_SOCO | TVA_Transmission | SOCO | Internal | Shoulder | B11 | 25 | 3200 | 0 | 92.82 | 98.37 | 9 | 0
2030 | TVA_Transmission_2_SOCO | TVA_Transmission | SOCO | Internal | Shoulder | B12 | 200 | 3200 | 0 | 83.96 | 92.38 | 9 | 0
2030 | TVA_Transmission_2_SOCO | TVA_Transmission | SOCO | Internal | Shoulder | B13 | 600 | 3200 | 185.6 | 83.38 | 92.38 | 9 | 0
2030 | TVA_Transmission_2_SOCO | TVA_Transmission | SOCO | Internal | Shoulder | B14 | 900 | 3200 | 142.83 | 83.38 | 92.38 | 9 | 0
2030 | TVA_Transmission_2_SOCO | TVA_Transmission | SOCO | Internal | Shoulder | B15 | 1203 | 3200 | 0 | 79.45 | 85.12 | 9 | 0
2030 | TVA_Transmission_2_SOCO | TVA_Transmission | SOCO | Internal | Summer | B1 | 10 | 3200 | 0 | 147.28 | 149.4 | 9 | 0
2030 | TVA_Transmission_2_SOCO | TVA_Transmission | SOCO | Internal | Summer | B2 | 25 | 3200 | 0 | 146.39 | 149.4 | 9 | 0
2030 | TVA_Transmission_2_SOCO | TVA_Transmission | SOCO | Internal | Summer | B3 | 75 | 3200 | 0 | 146.39 | 149.4 | 9 | 0
2030 | TVA_Transmission_2_SOCO | TVA_Transmission | SOCO | Internal | Summer | B4 | 100 | 3200 | 0 | 141.96 | 149.4 | 9 | 0
2030 | TVA_Transmission_2_SOCO | TVA_Transmission | SOCO | Internal | Summer | B5 | 200 | 3200 | 0 | 137.45 | 137.45 | 9 | 0
2030 | TVA_Transmission_2_SOCO | TVA_Transmission | SOCO | Internal | Summer | B6 | 300 | 3200 | 0 | 104.14 | 105.83 | 9 | 0
2030 | TVA_Transmission_2_SOCO | TVA_Transmission | SOCO | Internal | Summer | B7 | 400 | 3200 | 0 | 96.66 | 100.56 | 9 | 0
2030 | TVA_Transmission_2_SOCO | TVA_Transmission | SOCO | Internal | Summer | B8 | 500 | 3200 | 0 | 92.59 | 94.21 | 9 | 0
2030 | TVA_Transmission_2_SOCO | TVA_Transmission | SOCO | Internal | Summer | B9 | 800 | 3200 | 0 | 90.45 | 90.88 | 9 | 0
2030 | TVA_Transmission_2_SOCO | TVA_Transmission | SOCO | Internal | Summer | B10 | 1262 | 3200 | 0 | 78.23 | 78.7 | 9 | 0
2030 | TVA_Transmission_2_SOCO | TVA_Transmission | SOCO | Internal | Winter | B16 | 25 | 3200 | 0 | 94.59 | 99.96 | 9 | 0
2030 | TVA_Transmission_2_SOCO | TVA_Transmission | SOCO | Internal | Winter | B17 | 100 | 3200 | 0.04 | 86.6 | 95.54 | 9 | 0
2030 | TVA_Transmission_2_SOCO | TVA_Transmission | SOCO | Internal | Winter | B18 | 400 | 3200 | 1014.88 | 86.54 | 95.54 | 9 | 0
2030 | TVA_Transmission_2_SOCO | TVA_Transmission | SOCO | Internal | Winter | B19 | 700 | 3200 | 2434.38 | 85.87 | 94.87 | 9 | 0
2030 | TVA_Transmission_2_SOCO | TVA_Transmission | SOCO | Internal | Winter | B20 | 935 | 3200 | 0 | 82.03 | 88.07 | 9 | 0
2030 | TVA_Transmission_2_TVA | TVA_Transmission | TVA | Internal | Shoulder | B11 | 25 | 99999 | 2399.99 | 92.82 | 92.83 | 0.01 | 0
2030 | TVA_Transmission_2_TVA | TVA_Transmission | TVA | Internal | Shoulder | B12 | 200 | 99999 | 2723.51 | 83.96 | 83.97 | 0.01 | 0
2030 | TVA_Transmission_2_TVA | TVA_Transmission | TVA | Internal | Shoulder | B13 | 600 | 99999 | 1914.4 | 83.38 | 83.39 | 0.01 | 0
2030 | TVA_Transmission_2_TVA | TVA_Transmission | TVA | Internal | Shoulder | B14 | 900 | 99999 | 2636.4 | 83.38 | 83.39 | 0.01 | 0
2030 | TVA_Transmission_2_TVA | TVA_Transmission | TVA | Internal | Shoulder | B15 | 1203 | 99999 | 5846.02 | 79.45 | 79.46 | 0.01 | 0
2030 | TVA_Transmission_2_TVA | TVA_Transmission | TVA | Internal | Summer | B1 | 10 | 99999 | 4567.71 | 147.28 | 147.29 | 0.01 | 0
2030 | TVA_Transmission_2_TVA | TVA_Transmission | TVA | Internal | Summer | B2 | 25 | 99999 | 3822.01 | 146.39 | 146.4 | 0.01 | 0
2030 | TVA_Transmission_2_TVA | TVA_Transmission | TVA | Internal | Summer | B3 | 75 | 99999 | 2358.71 | 146.39 | 146.4 | 0.01 | 0
2030 | TVA_Transmission_2_TVA | TVA_Transmission | TVA | Internal | Summer | B4 | 100 | 99999 | 1682.77 | 141.96 | 141.97 | 0.01 | 0
2030 | TVA_Transmission_2_TVA | TVA_Transmission | TVA | Internal | Summer | B5 | 200 | 99999 | 132.6 | 137.45 | 137.46 | 0.01 | 0
2030 | TVA_Transmission_2_TVA | TVA_Transmission | TVA | Internal | Summer | B6 | 300 | 99999 | 0 | 104.14 | 96.83 | 0.01 | 0
2030 | TVA_Transmission_2_TVA | TVA_Transmission | TVA | Internal | Summer | B7 | 400 | 99999 | 0 | 96.66 | 91.56 | 0.01 | 0
2030 | TVA_Transmission_2_TVA | TVA_Transmission | TVA | Internal | Summer | B8 | 500 | 99999 | 0 | 92.59 | 90.34 | 0.01 | 0
2030 | TVA_Transmission_2_TVA | TVA_Transmission | TVA | Internal | Summer | B9 | 800 | 99999 | 0 | 90.45 | 90.34 | 0.01 | 0
2030 | TVA_Transmission_2_TVA | TVA_Transmission | TVA | Internal | Summer | B10 | 1262 | 99999 | 3886.4 | 78.23 | 78.24 | 0.01 | 0
2030 | TVA_Transmission_2_TVA | TVA_Transmission | TVA | Internal | Winter | B16 | 25 | 99999 | 5534.7 | 94.59 | 94.6 | 0.01 | 0
2030 | TVA_Transmission_2_TVA | TVA_Transmission | TVA | Internal | Winter | B17 | 100 | 99999 | 2821.5 | 86.6 | 86.62 | 0.01 | 0
2030 | TVA_Transmission_2_TVA | TVA_Transmission | TVA | Internal | Winter | B18 | 400 | 99999 | 344.8 | 86.54 | 86.56 | 0.01 | 0
2030 | TVA_Transmission_2_TVA | TVA_Transmission | TVA | Internal | Winter | B19 | 700 | 99999 | 1129.1 | 85.87 | 85.88 | 0.01 | 0
2030 | TVA_Transmission_2_TVA | TVA_Transmission | TVA | Internal | Winter | B20 | 935 | 99999 | 6100 | 82.03 | 82.04 | 0.01 | 0
2030 | TVA_Transmission_2_VACAR | TVA_Transmission | VACAR | Internal | Shoulder | B11 | 25 | 900 | 0 | 92.82 | 98.37 | 9 | 0
2030 | TVA_Transmission_2_VACAR | TVA_Transmission | VACAR | Internal | Shoulder | B12 | 200 | 900 | 900 | 83.96 | 94.06 | 9 | 1.1
2030 | TVA_Transmission_2_VACAR | TVA_Transmission | VACAR | Internal | Shoulder | B13 | 600 | 900 | 0 | 83.38 | 88.29 | 9 | 0
2030 | TVA_Transmission_2_VACAR | TVA_Transmission | VACAR | Internal | Shoulder | B14 | 900 | 900 | 0 | 83.38 | 85.38 | 9 | 0
2030 | TVA_Transmission_2_VACAR | TVA_Transmission | VACAR | Internal | Shoulder | B15 | 1203 | 900 | 0 | 79.45 | 82.83 | 9 | 0
2030 | TVA_Transmission_2_VACAR | TVA_Transmission | VACAR | Internal | Summer | B1 | 10 | 900 | 0 | 147.28 | 151.39 | 9 | 0
2030 | TVA_Transmission_2_VACAR | TVA_Transmission | VACAR | Internal | Summer | B2 | 25 | 900 | 0 | 146.39 | 151.39 | 9 | 0
2030 | TVA_Transmission_2_VACAR | TVA_Transmission | VACAR | Internal | Summer | B3 | 75 | 900 | 0 | 146.39 | 151.39 | 9 | 0
2030 | TVA_Transmission_2_VACAR | TVA_Transmission | VACAR | Internal | Summer | B4 | 100 | 900 | 18.18 | 141.96 | 150.96 | 9 | 0
2030 | TVA_Transmission_2_VACAR | TVA_Transmission | VACAR | Internal | Summer | B5 | 200 | 900 | 0 | 137.45 | 137.45 | 9 | 0
2030 | TVA_Transmission_2_VACAR | TVA_Transmission | VACAR | Internal | Summer | B6 | 300 | 900 | 0 | 104.14 | 110.19 | 9 | 0
2030 | TVA_Transmission_2_VACAR | TVA_Transmission | VACAR | Internal | Summer | B7 | 400 | 900 | 0 | 96.66 | 100.54 | 9 | 0
2030 | TVA_Transmission_2_VACAR | TVA_Transmission | VACAR | Internal | Summer | B8 | 500 | 900 | 0 | 92.59 | 93.42 | 9 | 0
2030 | TVA_Transmission_2_VACAR | TVA_Transmission | VACAR | Internal | Summer | B9 | 800 | 900 | 0 | 90.45 | 83.88 | 9 | 0
2030 | TVA_Transmission_2_VACAR | TVA_Transmission | VACAR | Internal | Summer | B10 | 1262 | 900 | 0 | 78.23 | 80.87 | 9 | 0
2030 | TVA_Transmission_2_VACAR | TVA_Transmission | VACAR | Internal | Winter | B16 | 25 | 900 | 900 | 94.59 | 118.66 | 9 | 15.07
2030 | TVA_Transmission_2_VACAR | TVA_Transmission | VACAR | Internal | Winter | B17 | 100 | 900 | 900 | 86.6 | 100.89 | 9 | 5.28
2030 | TVA_Transmission_2_VACAR | TVA_Transmission | VACAR | Internal | Winter | B18 | 400 | 900 | 740.34 | 86.54 | 95.54 | 9 | 0
2030 | TVA_Transmission_2_VACAR | TVA_Transmission | VACAR | Internal | Winter | B19 | 700 | 900 | 0 | 85.87 | 88.03 | 9 | 0
2030 | TVA_Transmission_2_VACAR | TVA_Transmission | VACAR | Internal | Winter | B20 | 935 | 900 | 0 | 82.03 | 87.21 | 9 | 0
2030 | VACAR_2_PJM_ROR | VACAR | PJM_ROR | Internal | Shoulder | B11 | 25 | 2000 | 0 | 98.37 | 92.37 | 7 | 0
2030 | VACAR_2_PJM_ROR | VACAR | PJM_ROR | Internal | Shoulder | B12 | 200 | 2000 | 0 | 94.06 | 88.06 | 7 | 0
2030 | VACAR_2_PJM_ROR | VACAR | PJM_ROR | Internal | Shoulder | B13 | 600 | 2000 | 0 | 88.29 | 87.55 | 7 | 0
2030 | VACAR_2_PJM_ROR | VACAR | PJM_ROR | Internal | Shoulder | B14 | 900 | 2000 | 0 | 85.38 | 79.38 | 7 | 0
2030 | VACAR_2_PJM_ROR | VACAR | PJM_ROR | Internal | Shoulder | B15 | 1203 | 2000 | 0 | 82.83 | 75.87 | 7 | 0
2030 | VACAR_2_PJM_ROR | VACAR | PJM_ROR | Internal | Summer | B1 | 10 | 2000 | 0 | 151.39 | 141.28 | 7 | 0
2030 | VACAR_2_PJM_ROR | VACAR | PJM_ROR | Internal | Summer | B2 | 25 | 2000 | 0 | 151.39 | 140.39 | 7 | 0
2030 | VACAR_2_PJM_ROR | VACAR | PJM_ROR | Internal | Summer | B3 | 75 | 2000 | 0 | 151.39 | 140.39 | 7 | 0
2030 | VACAR_2_PJM_ROR | VACAR | PJM_ROR | Internal | Summer | B4 | 100 | 2000 | 0 | 150.96 | 140.24 | 7 | 0
2030 | VACAR_2_PJM_ROR | VACAR | PJM_ROR | Internal | Summer | B5 | 200 | 2000 | 0 | 137.45 | 131.45 | 7 | 0
2030 | VACAR_2_PJM_ROR | VACAR | PJM_ROR | Internal | Summer | B6 | 300 | 2000 | 0 | 110.19 | 104.19 | 7 | 0
2030 | VACAR_2_PJM_ROR | VACAR | PJM_ROR | Internal | Summer | B7 | 400 | 2000 | 0 | 100.54 | 94.54 | 7 | 0
2030 | VACAR_2_PJM_ROR | VACAR | PJM_ROR | Internal | Summer | B8 | 500 | 2000 | 0 | 93.42 | 90.21 | 7 | 0
2030 | VACAR_2_PJM_ROR | VACAR | PJM_ROR | Internal | Summer | B9 | 800 | 2000 | 0 | 83.88 | 85.06 | 7 | 0
2030 | VACAR_2_PJM_ROR | VACAR | PJM_ROR | Internal | Summer | B10 | 1262 | 2000 | 0 | 80.87 | 74.37 | 7 | 0
2030 | VACAR_2_PJM_ROR | VACAR | PJM_ROR | Internal | Winter | B16 | 25 | 2000 | 0 | 118.66 | 95.92 | 7 | 0
2030 | VACAR_2_PJM_ROR | VACAR | PJM_ROR | Internal | Winter | B17 | 100 | 2000 | 0 | 100.89 | 94.89 | 7 | 0
2030 | VACAR_2_PJM_ROR | VACAR | PJM_ROR | Internal | Winter | B18 | 400 | 2000 | 0 | 95.54 | 91.17 | 7 | 0
2030 | VACAR_2_PJM_ROR | VACAR | PJM_ROR | Internal | Winter | B19 | 700 | 2000 | 0 | 88.03 | 82.8 | 7 | 0
2030 | VACAR_2_PJM_ROR | VACAR | PJM_ROR | Internal | Winter | B20 | 935 | 2000 | 0 | 87.21 | 78.94 | 7 | 0
2030 | VACAR_2_SOCO | VACAR | SOCO | Internal | Shoulder | B11 | 25 | 3000 | 0 | 98.37 | 98.37 | 7 | 0
2030 | VACAR_2_SOCO | VACAR | SOCO | Internal | Shoulder | B12 | 200 | 3000 | 0 | 94.06 | 92.38 | 7 | 0
2030 | VACAR_2_SOCO | VACAR | SOCO | Internal | Shoulder | B13 | 600 | 3000 | 0 | 88.29 | 92.38 | 7 | 0
2030 | VACAR_2_SOCO | VACAR | SOCO | Internal | Shoulder | B14 | 900 | 3000 | 1022.13 | 85.38 | 92.38 | 7 | 0
2030 | VACAR_2_SOCO | VACAR | SOCO | Internal | Shoulder | B15 | 1203 | 3000 | 0 | 82.83 | 85.12 | 7 | 0
2030 | VACAR_2_SOCO | VACAR | SOCO | Internal | Summer | B1 | 10 | 3000 | 0 | 151.39 | 149.4 | 7 | 0
2030 | VACAR_2_SOCO | VACAR | SOCO | Internal | Summer | B2 | 25 | 3000 | 0 | 151.39 | 149.4 | 7 | 0
2030 | VACAR_2_SOCO | VACAR | SOCO | Internal | Summer | B3 | 75 | 3000 | 0 | 151.39 | 149.4 | 7 | 0
2030 | VACAR_2_SOCO | VACAR | SOCO | Internal | Summer | B4 | 100 | 3000 | 0 | 150.96 | 149.4 | 7 | 0
2030 | VACAR_2_SOCO | VACAR | SOCO | Internal | Summer | B5 | 200 | 3000 | 0 | 137.45 | 137.45 | 7 | 0
2030 | VACAR_2_SOCO | VACAR | SOCO | Internal | Summer | B6 | 300 | 3000 | 0 | 110.19 | 105.83 | 7 | 0
2030 | VACAR_2_SOCO | VACAR | SOCO | Internal | Summer | B7 | 400 | 3000 | 0 | 100.54 | 100.56 | 7 | 0
2030 | VACAR_2_SOCO | VACAR | SOCO | Internal | Summer | B8 | 500 | 3000 | 0 | 93.42 | 94.21 | 7 | 0
2030 | VACAR_2_SOCO | VACAR | SOCO | Internal | Summer | B9 | 800 | 3000 | 1955.86 | 83.88 | 90.88 | 7 | 0
2030 | VACAR_2_SOCO | VACAR | SOCO | Internal | Summer | B10 | 1262 | 3000 | 0 | 80.87 | 78.7 | 7 | 0
2030 | VACAR_2_SOCO | VACAR | SOCO | Internal | Winter | B16 | 25 | 3000 | 0 | 118.66 | 99.96 | 7 | 0
2030 | VACAR_2_SOCO | VACAR | SOCO | Internal | Winter | B17 | 100 | 3000 | 0 | 100.89 | 95.54 | 7 | 0
2030 | VACAR_2_SOCO | VACAR | SOCO | Internal | Winter | B18 | 400 | 3000 | 0 | 95.54 | 95.54 | 7 | 0
2030 | VACAR_2_SOCO | VACAR | SOCO | Internal | Winter | B19 | 700 | 3000 | 0 | 88.03 | 94.87 | 7 | 0
2030 | VACAR_2_SOCO | VACAR | SOCO | Internal | Winter | B20 | 935 | 3000 | 0 | 87.21 | 88.07 | 7 | 0
2030 | VACAR_2_TVA_Transmission | VACAR | TVA_Transmission | Internal | Shoulder | B11 | 25 | 900 | 0 | 98.37 | 92.82 | 7 | 0
2030 | VACAR_2_TVA_Transmission | VACAR | TVA_Transmission | Internal | Shoulder | B12 | 200 | 900 | 0 | 94.06 | 83.96 | 7 | 0
2030 | VACAR_2_TVA_Transmission | VACAR | TVA_Transmission | Internal | Shoulder | B13 | 600 | 900 | 0 | 88.29 | 83.38 | 7 | 0
2030 | VACAR_2_TVA_Transmission | VACAR | TVA_Transmission | Internal | Shoulder | B14 | 900 | 900 | 0 | 85.38 | 83.38 | 7 | 0
2030 | VACAR_2_TVA_Transmission | VACAR | TVA_Transmission | Internal | Shoulder | B15 | 1203 | 900 | 0 | 82.83 | 79.45 | 7 | 0
2030 | VACAR_2_TVA_Transmission | VACAR | TVA_Transmission | Internal | Summer | B1 | 10 | 900 | 0 | 151.39 | 147.28 | 7 | 0
2030 | VACAR_2_TVA_Transmission | VACAR | TVA_Transmission | Internal | Summer | B2 | 25 | 900 | 0 | 151.39 | 146.39 | 7 | 0
2030 | VACAR_2_TVA_Transmission | VACAR | TVA_Transmission | Internal | Summer | B3 | 75 | 900 | 0 | 151.39 | 146.39 | 7 | 0
2030 | VACAR_2_TVA_Transmission | VACAR | TVA_Transmission | Internal | Summer | B4 | 100 | 900 | 0 | 150.96 | 141.96 | 7 | 0
2030 | VACAR_2_TVA_Transmission | VACAR | TVA_Transmission | Internal | Summer | B5 | 200 | 900 | 0 | 137.45 | 137.45 | 7 | 0
2030 | VACAR_2_TVA_Transmission | VACAR | TVA_Transmission | Internal | Summer | B6 | 300 | 900 | 0 | 110.19 | 104.14 | 7 | 0
2030 | VACAR_2_TVA_Transmission | VACAR | TVA_Transmission | Internal | Summer | B7 | 400 | 900 | 0 | 100.54 | 96.66 | 7 | 0
2030 | VACAR_2_TVA_Transmission | VACAR | TVA_Transmission | Internal | Summer | B8 | 500 | 900 | 0 | 93.42 | 92.59 | 7 | 0
2030 | VACAR_2_TVA_Transmission | VACAR | TVA_Transmission | Internal | Summer | B9 | 800 | 900 | 0 | 83.88 | 90.45 | 7 | 0
2030 | VACAR_2_TVA_Transmission | VACAR | TVA_Transmission | Internal | Summer | B10 | 1262 | 900 | 0 | 80.87 | 78.23 | 7 | 0
2030 | VACAR_2_TVA_Transmission | VACAR | TVA_Transmission | Internal | Winter | B16 | 25 | 900 | 0 | 118.66 | 94.59 | 7 | 0
2030 | VACAR_2_TVA_Transmission | VACAR | TVA_Transmission | Internal | Winter | B17 | 100 | 900 | 0 | 100.89 | 86.6 | 7 | 0
2030 | VACAR_2_TVA_Transmission | VACAR | TVA_Transmission | Internal | Winter | B18 | 400 | 900 | 0 | 95.54 | 86.54 | 7 | 0
2030 | VACAR_2_TVA_Transmission | VACAR | TVA_Transmission | Internal | Winter | B19 | 700 | 900 | 0 | 88.03 | 85.87 | 7 | 0
2030 | VACAR_2_TVA_Transmission | VACAR | TVA_Transmission | Internal | Winter | B20 | 935 | 900 | 0 | 87.21 | 82.03 | 7 | 0
2035 | ENT_2_MISO_MO-IL | ENT | MISO_MO-IL | Internal | Shoulder | B11 | 25 | 2260 | 0 | 122.95 | 120.18 | 8 | 0
2035 | ENT_2_MISO_MO-IL | ENT | MISO_MO-IL | Internal | Shoulder | B12 | 200 | 2260 | 0 | 111.26 | 112.8 | 8 | 0
2035 | ENT_2_MISO_MO-IL | ENT | MISO_MO-IL | Internal | Shoulder | B13 | 600 | 2260 | 0 | 105.78 | 112.78 | 8 | 0
2035 | ENT_2_MISO_MO-IL | ENT | MISO_MO-IL | Internal | Shoulder | B14 | 900 | 2260 | 1309.42 | 102.59 | 110.59 | 8 | 0
2035 | ENT_2_MISO_MO-IL | ENT | MISO_MO-IL | Internal | Shoulder | B15 | 1203 | 2260 | 2260 | 63.23 | 79.99 | 8 | 8.76
2035 | ENT_2_MISO_MO-IL | ENT | MISO_MO-IL | Internal | Summer | B1 | 10 | 2260 | 2260 | 140.38 | 210.58 | 8 | 62.21
2035 | ENT_2_MISO_MO-IL | ENT | MISO_MO-IL | Internal | Summer | B2 | 25 | 2260 | 2259.98 | 201.81 | 210.6 | 8 | 0.78
2035 | ENT_2_MISO_MO-IL | ENT | MISO_MO-IL | Internal | Summer | B3 | 75 | 2260 | 0 | 210.61 | 210.61 | 8 | 0
2035 | ENT_2_MISO_MO-IL | ENT | MISO_MO-IL | Internal | Summer | B4 | 100 | 2260 | 0 | 175.96 | 175.96 | 8 | 0
2035 | ENT_2_MISO_MO-IL | ENT | MISO_MO-IL | Internal | Summer | B5 | 200 | 2260 | 0 | 143.92 | 143.92 | 8 | 0
2035 | ENT_2_MISO_MO-IL | ENT | MISO_MO-IL | Internal | Summer | B6 | 300 | 2260 | 0 | 140.38 | 138.87 | 8 | 0
2035 | ENT_2_MISO_MO-IL | ENT | MISO_MO-IL | Internal | Summer | B7 | 400 | 2260 | 0 | 134.59 | 129.41 | 8 | 0
2035 | ENT_2_MISO_MO-IL | ENT | MISO_MO-IL | Internal | Summer | B8 | 500 | 2260 | 0 | 131.96 | 123.96 | 8 | 0
2035 | ENT_2_MISO_MO-IL | ENT | MISO_MO-IL | Internal | Summer | B9 | 800 | 2260 | 0 | 113.41 | 113.41 | 8 | 0
2035 | ENT_2_MISO_MO-IL | ENT | MISO_MO-IL | Internal | Summer | B10 | 1262 | 2260 | 967.75 | 81.92 | 89.92 | 8 | 0
2035 | ENT_2_MISO_MO-IL | ENT | MISO_MO-IL | Internal | Winter | B16 | 25 | 2260 | 0 | 113.84 | 113.84 | 8 | 0
2035 | ENT_2_MISO_MO-IL | ENT | MISO_MO-IL | Internal | Winter | B17 | 100 | 2260 | 67.42 | 107.18 | 115.18 | 8 | 0
2035 | ENT_2_MISO_MO-IL | ENT | MISO_MO-IL | Internal | Winter | B18 | 400 | 2260 | 0 | 110.37 | 113.84 | 8 | 0
2035 | ENT_2_MISO_MO-IL | ENT | MISO_MO-IL | Internal | Winter | B19 | 700 | 2260 | 1872.21 | 104.13 | 112.13 | 8 | 0
2035 | ENT_2_MISO_MO-IL | ENT | MISO_MO-IL | Internal | Winter | B20 | 935 | 2260 | 2260 | 63.23 | 79.99 | 8 | 8.76
2035 | ENT_2_SOCO | ENT | SOCO | Internal | Shoulder | B11 | 25 | 3900 | 793.61 | 122.95 | 130.95 | 8 | 0
2035 | ENT_2_SOCO | ENT | SOCO | Internal | Shoulder | B12 | 200 | 3900 | 2678.97 | 111.26 | 119.26 | 8 | 0
2035 | ENT_2_SOCO | ENT | SOCO | Internal | Shoulder | B13 | 600 | 3900 | 3900 | 105.78 | 119.26 | 8 | 5.48
2035 | ENT_2_SOCO | ENT | SOCO | Internal | Shoulder | B14 | 900 | 3900 | 3900 | 102.59 | 119.26 | 8 | 8.67
2035 | ENT_2_SOCO | ENT | SOCO | Internal | Shoulder | B15 | 1203 | 3900 | 3900 | 63.23 | 87.66 | 8 | 16.43
2035 | ENT_2_SOCO | ENT | SOCO | Internal | Summer | B1 | 10 | 3900 | 3900 | 140.38 | 222.94 | 8 | 74.56
2035 | ENT_2_SOCO | ENT | SOCO | Internal | Summer | B2 | 25 | 3900 | 3900 | 201.81 | 222.94 | 8 | 13.13
2035 | ENT_2_SOCO | ENT | SOCO | Internal | Summer | B3 | 75 | 3900 | 3900 | 210.61 | 222.94 | 8 | 4.33
2035 | ENT_2_SOCO | ENT | SOCO | Internal | Summer | B4 | 100 | 3900 | 2099.47 | 175.96 | 183.96 | 8 | 0
2035 | ENT_2_SOCO | ENT | SOCO | Internal | Summer | B5 | 200 | 3900 | 0 | 143.92 | 145.3 | 8 | 0
2035 | ENT_2_SOCO | ENT | SOCO | Internal | Summer | B6 | 300 | 3900 | 0 | 140.38 | 132.71 | 8 | 0
2035 | ENT_2_SOCO | ENT | SOCO | Internal | Summer | B7 | 400 | 3900 | 0 | 134.59 | 125.95 | 8 | 0
2035 | ENT_2_SOCO | ENT | SOCO | Internal | Summer | B8 | 500 | 3900 | 0 | 131.96 | 121.96 | 8 | 0
2035 | ENT_2_SOCO | ENT | SOCO | Internal | Summer | B9 | 800 | 3900 | 0 | 113.41 | 117.93 | 8 | 0
2035 | ENT_2_SOCO | ENT | SOCO | Internal | Summer | B10 | 1262 | 3900 | 3343.76 | 81.92 | 89.92 | 8 | 0
2035 | ENT_2_SOCO | ENT | SOCO | Internal | Winter | B16 | 25 | 3900 | 3900 | 113.84 | 130.84 | 8 | 9
2035 | ENT_2_SOCO | ENT | SOCO | Internal | Winter | B17 | 100 | 3900 | 3900 | 107.18 | 122.22 | 8 | 7.03
2035 | ENT_2_SOCO | ENT | SOCO | Internal | Winter | B18 | 400 | 3900 | 3900 | 110.37 | 119.89 | 8 | 1.52
2035 | ENT_2_SOCO | ENT | SOCO | Internal | Winter | B19 | 700 | 3900 | 3900 | 104.13 | 119.89 | 8 | 7.75
2035 | ENT_2_SOCO | ENT | SOCO | Internal | Winter | B20 | 935 | 3900 | 3900 | 63.23 | 88.13 | 8 | 16.91
2035 | ENT_2_SPP_N | ENT | SPP_N | Internal | Shoulder | B11 | 25 | 15143 | 0 | 122.95 | 117.94 | 8 | 0
2035 | ENT_2_SPP_N | ENT | SPP_N | Internal | Shoulder | B12 | 200 | 15143 | 0 | 111.26 | 106.26 | 8 | 0
2035 | ENT_2_SPP_N | ENT | SPP_N | Internal | Shoulder | B13 | 600 | 15143 | 0 | 105.78 | 100.78 | 8 | 0
2035 | ENT_2_SPP_N | ENT | SPP_N | Internal | Shoulder | B14 | 900 | 15143 | 0 | 102.59 | 58.23 | 8 | 0
2035 | ENT_2_SPP_N | ENT | SPP_N | Internal | Shoulder | B15 | 1203 | 15143 | 0 | 63.23 | 58.23 | 8 | 0
2035 | ENT_2_SPP_N | ENT | SPP_N | Internal | Summer | B1 | 10 | 15143 | 0 | 140.38 | 58.23 | 8 | 0
2035 | ENT_2_SPP_N | ENT | SPP_N | Internal | Summer | B2 | 25 | 15143 | 0 | 201.81 | 196.81 | 8 | 0
2035 | ENT_2_SPP_N | ENT | SPP_N | Internal | Summer | B3 | 75 | 15143 | 0 | 210.61 | 205.61 | 8 | 0
2035 | ENT_2_SPP_N | ENT | SPP_N | Internal | Summer | B4 | 100 | 15143 | 0 | 175.96 | 170.96 | 8 | 0
2035 | ENT_2_SPP_N | ENT | SPP_N | Internal | Summer | B5 | 200 | 15143 | 0 | 143.92 | 138.92 | 8 | 0
2035 | ENT_2_SPP_N | ENT | SPP_N | Internal | Summer | B6 | 300 | 15143 | 0 | 140.38 | 135.38 | 8 | 0
2035 | ENT_2_SPP_N | ENT | SPP_N | Internal | Summer | B7 | 400 | 15143 | 0 | 134.59 | 129.59 | 8 | 0
2035 | ENT_2_SPP_N | ENT | SPP_N | Internal | Summer | B8 | 500 | 15143 | 0 | 131.96 | 126.96 | 8 | 0
2035 | ENT_2_SPP_N | ENT | SPP_N | Internal | Summer | B9 | 800 | 15143 | 0 | 113.41 | 108.41 | 8 | 0
2035 | ENT_2_SPP_N | ENT | SPP_N | Internal | Summer | B10 | 1262 | 15143 | 0 | 81.92 | 76.91 | 8 | 0
2035 | ENT_2_SPP_N | ENT | SPP_N | Internal | Winter | B16 | 25 | 15143 | 0 | 113.84 | 58.23 | 8 | 0
2035 | ENT_2_SPP_N | ENT | SPP_N | Internal | Winter | B17 | 100 | 15143 | 0 | 107.18 | 58.23 | 8 | 0
2035 | ENT_2_SPP_N | ENT | SPP_N | Internal | Winter | B18 | 400 | 15143 | 0 | 110.37 | 105.37 | 8 | 0
2035 | ENT_2_SPP_N | ENT | SPP_N | Internal | Winter | B19 | 700 | 15143 | 0 | 104.13 | 92.73 | 8 | 0
2035 | ENT_2_SPP_N | ENT | SPP_N | Internal | Winter | B20 | 935 | 15143 | 0 | 63.23 | 58.23 | 8 | 0
2035 | ENT_2_SPP_S | ENT | SPP_S | Internal | Shoulder | B11 | 25 | 3292 | 0 | 122.95 | 117.95 | 8 | 0
2035 | ENT_2_SPP_S | ENT | SPP_S | Internal | Shoulder | B12 | 200 | 3292 | 0 | 111.26 | 106.26 | 8 | 0
2035 | ENT_2_SPP_S | ENT | SPP_S | Internal | Shoulder | B13 | 600 | 3292 | 0 | 105.78 | 100.78 | 8 | 0
2035 | ENT_2_SPP_S | ENT | SPP_S | Internal | Shoulder | B14 | 900 | 3292 | 0 | 102.59 | 58.23 | 8 | 0
2035 | ENT_2_SPP_S | ENT | SPP_S | Internal | Shoulder | B15 | 1203 | 3292 | 0 | 63.23 | 58.23 | 8 | 0
2035 | ENT_2_SPP_S | ENT | SPP_S | Internal | Summer | B1 | 10 | 3292 | 0 | 140.38 | 58.24 | 8 | 0
2035 | ENT_2_SPP_S | ENT | SPP_S | Internal | Summer | B2 | 25 | 3292 | 0 | 201.81 | 196.29 | 8 | 0
2035 | ENT_2_SPP_S | ENT | SPP_S | Internal | Summer | B3 | 75 | 3292 | 0 | 210.61 | 205.61 | 8 | 0
2035 | ENT_2_SPP_S | ENT | SPP_S | Internal | Summer | B4 | 100 | 3292 | 0 | 175.96 | 170.96 | 8 | 0
2035 | ENT_2_SPP_S | ENT | SPP_S | Internal | Summer | B5 | 200 | 3292 | 0 | 143.92 | 138.93 | 8 | 0
2035 | ENT_2_SPP_S | ENT | SPP_S | Internal | Summer | B6 | 300 | 3292 | 0 | 140.38 | 135.39 | 8 | 0
2035 | ENT_2_SPP_S | ENT | SPP_S | Internal | Summer | B7 | 400 | 3292 | 0 | 134.59 | 134.62 | 8 | 0
2035 | ENT_2_SPP_S | ENT | SPP_S | Internal | Summer | B8 | 500 | 3292 | 0 | 131.96 | 134.31 | 8 | 0
2035 | ENT_2_SPP_S | ENT | SPP_S | Internal | Summer | B9 | 800 | 3292 | 0 | 113.41 | 108.42 | 8 | 0
2035 | ENT_2_SPP_S | ENT | SPP_S | Internal | Summer | B10 | 1262 | 3292 | 0 | 81.92 | 76.92 | 8 | 0
2035 | ENT_2_SPP_S | ENT | SPP_S | Internal | Winter | B16 | 25 | 3292 | 0 | 113.84 | 58.24 | 8 | 0
2035 | ENT_2_SPP_S | ENT | SPP_S | Internal | Winter | B17 | 100 | 3292 | 0 | 107.18 | 58.24 | 8 | 0
2035 | ENT_2_SPP_S | ENT | SPP_S | Internal | Winter | B18 | 400 | 3292 | 0 | 110.37 | 105.37 | 8 | 0
2035 | ENT_2_SPP_S | ENT | SPP_S | Internal | Winter | B19 | 700 | 3292 | 0 | 104.13 | 87.41 | 8 | 0
2035 | ENT_2_SPP_S | ENT | SPP_S | Internal | Winter | B20 | 935 | 3292 | 0 | 63.23 | 58.23 | 8 | 0
2035 | ENT_2_TVA_Transmission | ENT | TVA_Transmission | Internal | Shoulder | B11 | 25 | 2100 | 0 | 122.95 | 124.16 | 8 | 0
2035 | ENT_2_TVA_Transmission | ENT | TVA_Transmission | Internal | Shoulder | B12 | 200 | 2100 | 0 | 111.26 | 118.87 | 8 | 0
2035 | ENT_2_TVA_Transmission | ENT | TVA_Transmission | Internal | Shoulder | B13 | 600 | 2100 | 2100 | 105.78 | 118.59 | 8 | 4.81
2035 | ENT_2_TVA_Transmission | ENT | TVA_Transmission | Internal | Shoulder | B14 | 900 | 2100 | 2100 | 102.59 | 118.59 | 8 | 8
2035 | ENT_2_TVA_Transmission | ENT | TVA_Transmission | Internal | Shoulder | B15 | 1203 | 2100 | 2100 | 63.23 | 87.99 | 8 | 16.76
2035 | ENT_2_TVA_Transmission | ENT | TVA_Transmission | Internal | Summer | B1 | 10 | 2100 | 2100 | 140.38 | 213.94 | 8 | 65.56
2035 | ENT_2_TVA_Transmission | ENT | TVA_Transmission | Internal | Summer | B2 | 25 | 2100 | 2100 | 201.81 | 218.6 | 8 | 8.78
2035 | ENT_2_TVA_Transmission | ENT | TVA_Transmission | Internal | Summer | B3 | 75 | 2100 | 0.35 | 210.61 | 218.6 | 8 | 0
2035 | ENT_2_TVA_Transmission | ENT | TVA_Transmission | Internal | Summer | B4 | 100 | 2100 | 0.28 | 175.96 | 183.95 | 8 | 0
2035 | ENT_2_TVA_Transmission | ENT | TVA_Transmission | Internal | Summer | B5 | 200 | 2100 | 0 | 143.92 | 139.14 | 8 | 0
2035 | ENT_2_TVA_Transmission | ENT | TVA_Transmission | Internal | Summer | B6 | 300 | 2100 | 0 | 140.38 | 132.71 | 8 | 0
2035 | ENT_2_TVA_Transmission | ENT | TVA_Transmission | Internal | Summer | B7 | 400 | 2100 | 0 | 134.59 | 125.7 | 8 | 0
2035 | ENT_2_TVA_Transmission | ENT | TVA_Transmission | Internal | Summer | B8 | 500 | 2100 | 0 | 131.96 | 123.84 | 8 | 0
2035 | ENT_2_TVA_Transmission | ENT | TVA_Transmission | Internal | Summer | B9 | 800 | 2100 | 0 | 113.41 | 118.44 | 8 | 0
2035 | ENT_2_TVA_Transmission | ENT | TVA_Transmission | Internal | Summer | B10 | 1262 | 2100 | 2100 | 81.92 | 97.92 | 8 | 8
2035 | ENT_2_TVA_Transmission | ENT | TVA_Transmission | Internal | Winter | B16 | 25 | 2100 | 1370.66 | 113.84 | 121.84 | 8 | 0
2035 | ENT_2_TVA_Transmission | ENT | TVA_Transmission | Internal | Winter | B17 | 100 | 2100 | 2100 | 107.18 | 121.37 | 8 | 6.18
2035 | ENT_2_TVA_Transmission | ENT | TVA_Transmission | Internal | Winter | B18 | 400 | 2100 | 2100 | 110.37 | 120.13 | 8 | 1.76
2035 | ENT_2_TVA_Transmission | ENT | TVA_Transmission | Internal | Winter | B19 | 700 | 2100 | 2100 | 104.13 | 120.13 | 8 | 8
2035 | ENT_2_TVA_Transmission | ENT | TVA_Transmission | Internal | Winter | B20 | 935 | 2100 | 2100 | 63.23 | 87.99 | 8 | 16.76
2035 | FRCC_2_SOCO | FRCC | SOCO | Internal | Shoulder | B11 | 25 | 900 | 0 | 143.77 | 130.95 | 8 | 0
2035 | FRCC_2_SOCO | FRCC | SOCO | Internal | Shoulder | B12 | 200 | 900 | 0 | 123.68 | 119.26 | 8 | 0
2035 | FRCC_2_SOCO | FRCC | SOCO | Internal | Shoulder | B13 | 600 | 900 | 0 | 123.68 | 119.26 | 8 | 0
2035 | FRCC_2_SOCO | FRCC | SOCO | Internal | Shoulder | B14 | 900 | 900 | 0 | 123.68 | 119.26 | 8 | 0
2035 | FRCC_2_SOCO | FRCC | SOCO | Internal | Shoulder | B15 | 1203 | 900 | 0 | 85.5 | 87.66 | 8 | 0
2035 | FRCC_2_SOCO | FRCC | SOCO | Internal | Summer | B1 | 10 | 900 | 0 | 227.84 | 222.94 | 8 | 0
2035 | FRCC_2_SOCO | FRCC | SOCO | Internal | Summer | B2 | 25 | 900 | 0 | 227.84 | 222.94 | 8 | 0
2035 | FRCC_2_SOCO | FRCC | SOCO | Internal | Summer | B3 | 75 | 900 | 0 | 227.84 | 222.94 | 8 | 0
2035 | FRCC_2_SOCO | FRCC | SOCO | Internal | Summer | B4 | 100 | 900 | 386.5 | 175.96 | 183.96 | 8 | 0
2035 | FRCC_2_SOCO | FRCC | SOCO | Internal | Summer | B5 | 200 | 900 | 0 | 142.71 | 145.3 | 8 | 0
2035 | FRCC_2_SOCO | FRCC | SOCO | Internal | Summer | B6 | 300 | 900 | 0 | 142.71 | 132.71 | 8 | 0
2035 | FRCC_2_SOCO | FRCC | SOCO | Internal | Summer | B7 | 400 | 900 | 0 | 135.95 | 125.95 | 8 | 0
2035 | FRCC_2_SOCO | FRCC | SOCO | Internal | Summer | B8 | 500 | 900 | 0 | 122.78 | 121.96 | 8 | 0
2035 | FRCC_2_SOCO | FRCC | SOCO | Internal | Summer | B9 | 800 | 900 | 0 | 122.78 | 117.93 | 8 | 0
2035 | FRCC_2_SOCO | FRCC | SOCO | Internal | Summer | B10 | 1262 | 900 | 196.36 | 81.92 | 89.92 | 8 | 0
2035 | FRCC_2_SOCO | FRCC | SOCO | Internal | Winter | B16 | 25 | 900 | 0 | 140.84 | 130.84 | 8 | 0
2035 | FRCC_2_SOCO | FRCC | SOCO | Internal | Winter | B17 | 100 | 900 | 0 | 126.16 | 122.22 | 8 | 0
2035 | FRCC_2_SOCO | FRCC | SOCO | Internal | Winter | B18 | 400 | 900 | 0 | 126.16 | 119.89 | 8 | 0
2035 | FRCC_2_SOCO | FRCC | SOCO | Internal | Winter | B19 | 700 | 900 | 0 | 126.16 | 119.89 | 8 | 0
2035 | FRCC_2_SOCO | FRCC | SOCO | Internal | Winter | B20 | 935 | 900 | 0 | 84.2 | 88.13 | 8 | 0
2035 | HQ_NEISO_2_NEISO | HQ_NEISO | NEISO | Internal | Shoulder | B11 | 25 | 99999 | 3112.4 | 73.48 | 73.5 | 0.01 | 0
2035 | HQ_NEISO_2_NEISO | HQ_NEISO | NEISO | Internal | Shoulder | B12 | 200 | 99999 | 3110.47 | 73.48 | 73.5 | 0.01 | 0
2035 | HQ_NEISO_2_NEISO | HQ_NEISO | NEISO | Internal | Shoulder | B13 | 600 | 99999 | 3102.87 | 73.48 | 73.5 | 0.01 | 0
2035 | HQ_NEISO_2_NEISO | HQ_NEISO | NEISO | Internal | Shoulder | B14 | 900 | 99999 | 3089.58 | 73.48 | 73.5 | 0.01 | 0
2035 | HQ_NEISO_2_NEISO | HQ_NEISO | NEISO | Internal | Shoulder | B15 | 1203 | 99999 | 1276.23 | 73.48 | 73.5 | 0.01 | 0
2035 | HQ_NEISO_2_NEISO | HQ_NEISO | NEISO | Internal | Summer | B1 | 10 | 99999 | 3220.1 | 141.35 | 141.36 | 0.01 | 0
2035 | HQ_NEISO_2_NEISO | HQ_NEISO | NEISO | Internal | Summer | B2 | 25 | 99999 | 3207.34 | 181.45 | 181.46 | 0.01 | 0
2035 | HQ_NEISO_2_NEISO | HQ_NEISO | NEISO | Internal | Summer | B3 | 75 | 99999 | 3181.93 | 136.79 | 136.81 | 0.01 | 0
2035 | HQ_NEISO_2_NEISO | HQ_NEISO | NEISO | Internal | Summer | B4 | 100 | 99999 | 3160.08 | 123.42 | 123.43 | 0.01 | 0
2035 | HQ_NEISO_2_NEISO | HQ_NEISO | NEISO | Internal | Summer | B5 | 200 | 99999 | 3148.19 | 123.42 | 123.43 | 0.01 | 0
2035 | HQ_NEISO_2_NEISO | HQ_NEISO | NEISO | Internal | Summer | B6 | 300 | 99999 | 3134.79 | 123.42 | 123.43 | 0.01 | 0
2035 | HQ_NEISO_2_NEISO | HQ_NEISO | NEISO | Internal | Summer | B7 | 400 | 99999 | 3119.43 | 114.08 | 114.09 | 0.01 | 0
2035 | HQ_NEISO_2_NEISO | HQ_NEISO | NEISO | Internal | Summer | B8 | 500 | 99999 | 3107.36 | 114.08 | 114.09 | 0.01 | 0
2035 | HQ_NEISO_2_NEISO | HQ_NEISO | NEISO | Internal | Summer | B9 | 800 | 99999 | 3092.57 | 106.37 | 106.38 | 0.01 | 0
2035 | HQ_NEISO_2_NEISO | HQ_NEISO | NEISO | Internal | Summer | B10 | 1262 | 99999 | 933.4 | 104.23 | 104.24 | 0.01 | 0
2035 | HQ_NEISO_2_NEISO | HQ_NEISO | NEISO | Internal | Winter | B16 | 25 | 99999 | 3139.14 | 73.48 | 73.5 | 0.01 | 0
2035 | HQ_NEISO_2_NEISO | HQ_NEISO | NEISO | Internal | Winter | B17 | 100 | 99999 | 3128.41 | 73.48 | 73.5 | 0.01 | 0
2035 | HQ_NEISO_2_NEISO | HQ_NEISO | NEISO | Internal | Winter | B18 | 400 | 99999 | 3120.19 | 73.48 | 73.5 | 0.01 | 0
2035 | HQ_NEISO_2_NEISO | HQ_NEISO | NEISO | Internal | Winter | B19 | 700 | 99999 | 3104.89 | 73.48 | 73.5 | 0.01 | 0
2035 | HQ_NEISO_2_NEISO | HQ_NEISO | NEISO | Internal | Winter | B20 | 935 | 99999 | 1382.08 | 73.48 | 73.5 | 0.01 | 0
2035 | HQ_NY_2_NYISO_A-F | HQ_NY | NYISO_A-F | Internal | Shoulder | B11 | 25 | 99999 | 2812.27 | 82.11 | 82.12 | 0.01 | 0
2035 | HQ_NY_2_NYISO_A-F | HQ_NY | NYISO_A-F | Internal | Shoulder | B12 | 200 | 99999 | 2847.69 | 82.11 | 82.12 | 0.01 | 0
2035 | HQ_NY_2_NYISO_A-F | HQ_NY | NYISO_A-F | Internal | Shoulder | B13 | 600 | 99999 | 2781.85 | 82.11 | 82.12 | 0.01 | 0
2035 | HQ_NY_2_NYISO_A-F | HQ_NY | NYISO_A-F | Internal | Shoulder | B14 | 900 | 99999 | 2673.14 | 82.11 | 82.12 | 0.01 | 0
2035 | HQ_NY_2_NYISO_A-F | HQ_NY | NYISO_A-F | Internal | Shoulder | B15 | 1203 | 99999 | 1582.7 | 82.11 | 82.12 | 0.01 | 0
2035 | HQ_NY_2_NYISO_A-F | HQ_NY | NYISO_A-F | Internal | Summer | B1 | 10 | 99999 | 3500.1 | 111.08 | 111.09 | 0.01 | 0
2035 | HQ_NY_2_NYISO_A-F | HQ_NY | NYISO_A-F | Internal | Summer | B2 | 25 | 99999 | 3406.71 | 133.79 | 133.8 | 0.01 | 0
2035 | HQ_NY_2_NYISO_A-F | HQ_NY | NYISO_A-F | Internal | Summer | B3 | 75 | 99999 | 3266.7 | 133.79 | 133.8 | 0.01 | 0
2035 | HQ_NY_2_NYISO_A-F | HQ_NY | NYISO_A-F | Internal | Summer | B4 | 100 | 99999 | 3116.37 | 129.69 | 129.7 | 0.01 | 0
2035 | HQ_NY_2_NYISO_A-F | HQ_NY | NYISO_A-F | Internal | Summer | B5 | 200 | 99999 | 3025.59 | 126.42 | 126.43 | 0.01 | 0
2035 | HQ_NY_2_NYISO_A-F | HQ_NY | NYISO_A-F | Internal | Summer | B6 | 300 | 99999 | 2934.96 | 126.42 | 126.43 | 0.01 | 0
2035 | HQ_NY_2_NYISO_A-F | HQ_NY | NYISO_A-F | Internal | Summer | B7 | 400 | 99999 | 2830.84 | 117.08 | 117.09 | 0.01 | 0
2035 | HQ_NY_2_NYISO_A-F | HQ_NY | NYISO_A-F | Internal | Summer | B8 | 500 | 99999 | 2760.34 | 111.08 | 111.09 | 0.01 | 0
2035 | HQ_NY_2_NYISO_A-F | HQ_NY | NYISO_A-F | Internal | Summer | B9 | 800 | 99999 | 2664.8 | 107.21 | 107.22 | 0.01 | 0
2035 | HQ_NY_2_NYISO_A-F | HQ_NY | NYISO_A-F | Internal | Summer | B10 | 1262 | 99999 | 1436.41 | 107.21 | 107.22 | 0.01 | 0
2035 | HQ_NY_2_NYISO_A-F | HQ_NY | NYISO_A-F | Internal | Winter | B16 | 25 | 99999 | 3058.87 | 76.48 | 76.5 | 0.01 | 0
2035 | HQ_NY_2_NYISO_A-F | HQ_NY | NYISO_A-F | Internal | Winter | B17 | 100 | 99999 | 3001.1 | 76.48 | 76.5 | 0.01 | 0
2035 | HQ_NY_2_NYISO_A-F | HQ_NY | NYISO_A-F | Internal | Winter | B18 | 400 | 99999 | 2934.69 | 76.48 | 76.5 | 0.01 | 0
2035 | HQ_NY_2_NYISO_A-F | HQ_NY | NYISO_A-F | Internal | Winter | B19 | 700 | 99999 | 2819.07 | 76.48 | 76.5 | 0.01 | 0
2035 | HQ_NY_2_NYISO_A-F | HQ_NY | NYISO_A-F | Internal | Winter | B20 | 935 | 99999 | 1762.97 | 76.48 | 76.5 | 0.01 | 0
2035 | HQ_IESO_2_IESO | HQ_IESO | IESO | Internal | Shoulder | B11 | 25 | 99999 | 400 | 75.11 | 75.12 | 0.01 | 0
2035 | HQ_IESO_2_IESO | HQ_IESO | IESO | Internal | Shoulder | B12 | 200 | 99999 | 400 | 75.11 | 75.12 | 0.01 | 0
2035 | HQ_IESO_2_IESO | HQ_IESO | IESO | Internal | Shoulder | B13 | 600 | 99999 | 400 | 75.11 | 75.12 | 0.01 | 0
2035 | HQ_IESO_2_IESO | HQ_IESO | IESO | Internal | Shoulder | B14 | 900 | 99999 | 400 | 75.11 | 75.12 | 0.01 | 0
2035 | HQ_IESO_2_IESO | HQ_IESO | IESO | Internal | Shoulder | B15 | 1203 | 99999 | 75.48 | 75.11 | 75.12 | 0.01 | 0
2035 | HQ_IESO_2_IESO | HQ_IESO | IESO | Internal | Summer | B1 | 10 | 99999 | 400.1 | 118.07 | 118.09 | 0.01 | 0
2035 | HQ_IESO_2_IESO | HQ_IESO | IESO | Internal | Summer | B2 | 25 | 99999 | 400.1 | 126.79 | 126.8 | 0.01 | 0
2035 | HQ_IESO_2_IESO | HQ_IESO | IESO | Internal | Summer | B3 | 75 | 99999 | 400.1 | 126.79 | 126.8 | 0.01 | 0
2035 | HQ_IESO_2_IESO | HQ_IESO | IESO | Internal | Summer | B4 | 100 | 99999 | 400.1 | 99.43 | 99.44 | 0.01 | 0
2035 | HQ_IESO_2_IESO | HQ_IESO | IESO | Internal | Summer | B5 | 200 | 99999 | 400 | 72.79 | 72.8 | 0.01 | 0
2035 | HQ_IESO_2_IESO | HQ_IESO | IESO | Internal | Summer | B6 | 300 | 99999 | 400 | 72.79 | 72.8 | 0.01 | 0
2035 | HQ_IESO_2_IESO | HQ_IESO | IESO | Internal | Summer | B7 | 400 | 99999 | 400 | 72.79 | 72.8 | 0.01 | 0
2035 | HQ_IESO_2_IESO | HQ_IESO | IESO | Internal | Summer | B8 | 500 | 99999 | 400 | 72.79 | 72.8 | 0.01 | 0
2035 | HQ_IESO_2_IESO | HQ_IESO | IESO | Internal | Summer | B9 | 800 | 99999 | 400 | 72.79 | 72.8 | 0.01 | 0
2035 | HQ_IESO_2_IESO | HQ_IESO | IESO | Internal | Summer | B10 | 1262 | 99999 | 12.04 | 72.79 | 72.8 | 0.01 | 0
2035 | HQ_IESO_2_IESO | HQ_IESO | IESO | Internal | Winter | B16 | 25 | 99999 | 400 | 75.11 | 75.12 | 0.01 | 0
2035 | HQ_IESO_2_IESO | HQ_IESO | IESO | Internal | Winter | B17 | 100 | 99999 | 400 | 75.11 | 75.12 | 0.01 | 0
2035 | HQ_IESO_2_IESO | HQ_IESO | IESO | Internal | Winter | B18 | 400 | 99999 | 400 | 75.11 | 75.12 | 0.01 | 0
2035 | HQ_IESO_2_IESO | HQ_IESO | IESO | Internal | Winter | B19 | 700 | 99999 | 400 | 75.11 | 75.12 | 0.01 | 0
2035 | HQ_IESO_2_IESO | HQ_IESO | IESO | Internal | Winter | B20 | 935 | 99999 | 91.98 | 75.11 | 75.12 | 0.01 | 0
2035 | IESO_2_MAPP_CA | IESO | MAPP_CA | Internal | Shoulder | B11 | 25 | 262 | 0 | 75.12 | 79.96 | 7 | 0
2035 | IESO_2_MAPP_CA | IESO | MAPP_CA | Internal | Shoulder | B12 | 200 | 262 | 0 | 75.12 | 79.96 | 7 | 0
2035 | IESO_2_MAPP_CA | IESO | MAPP_CA | Internal | Shoulder | B13 | 600 | 262 | 0 | 75.12 | 79.96 | 7 | 0
2035 | IESO_2_MAPP_CA | IESO | MAPP_CA | Internal | Shoulder | B14 | 900 | 262 | 0 | 75.12 | 79.96 | 7 | 0
2035 | IESO_2_MAPP_CA | IESO | MAPP_CA | Internal | Shoulder | B15 | 1203 | 262 | 0 | 75.12 | 79.96 | 7 | 0
2035 | IESO_2_MAPP_CA | IESO | MAPP_CA | Internal | Summer | B1 | 10 | 262 | 0 | 118.09 | 64.8 | 7 | 0
2035 | IESO_2_MAPP_CA | IESO | MAPP_CA | Internal | Summer | B2 | 25 | 262 | 0 | 126.8 | 64.8 | 7 | 0
2035 | IESO_2_MAPP_CA | IESO | MAPP_CA | Internal | Summer | B3 | 75 | 262 | 0 | 126.8 | 64.8 | 7 | 0
2035 | IESO_2_MAPP_CA | IESO | MAPP_CA | Internal | Summer | B4 | 100 | 262 | 0 | 99.44 | 64.8 | 7 | 0
2035 | IESO_2_MAPP_CA | IESO | MAPP_CA | Internal | Summer | B5 | 200 | 262 | 0 | 72.8 | 64.8 | 7 | 0
2035 | IESO_2_MAPP_CA | IESO | MAPP_CA | Internal | Summer | B6 | 300 | 262 | 0 | 72.8 | 64.8 | 7 | 0
2035 | IESO_2_MAPP_CA | IESO | MAPP_CA | Internal | Summer | B7 | 400 | 262 | 0 | 72.8 | 64.8 | 7 | 0
2035 | IESO_2_MAPP_CA | IESO | MAPP_CA | Internal | Summer | B8 | 500 | 262 | 0 | 72.8 | 64.8 | 7 | 0
2035 | IESO_2_MAPP_CA | IESO | MAPP_CA | Internal | Summer | B9 | 800 | 262 | 0 | 72.8 | 64.8 | 7 | 0
2035 | IESO_2_MAPP_CA | IESO | MAPP_CA | Internal | Summer | B10 | 1262 | 262 | 0 | 72.8 | 64.8 | 7 | 0
2035 | IESO_2_MAPP_CA | IESO | MAPP_CA | Internal | Winter | B16 | 25 | 262 | 0 | 75.12 | 79.96 | 7 | 0
2035 | IESO_2_MAPP_CA | IESO | MAPP_CA | Internal | Winter | B17 | 100 | 262 | 0 | 75.12 | 79.96 | 7 | 0
2035 | IESO_2_MAPP_CA | IESO | MAPP_CA | Internal | Winter | B18 | 400 | 262 | 0 | 75.12 | 79.96 | 7 | 0
2035 | IESO_2_MAPP_CA | IESO | MAPP_CA | Internal | Winter | B19 | 700 | 262 | 0 | 75.12 | 79.96 | 7 | 0
2035 | IESO_2_MAPP_CA | IESO | MAPP_CA | Internal | Winter | B20 | 935 | 262 | 0 | 75.12 | 79.96 | 7 | 0
2035 | IESO_2_MISO_MI | IESO | MISO_MI | Internal | Shoulder | B11 | 25 | 2591 | 2591 | 75.12 | 114.86 | 7 | 32.74
2035 | IESO_2_MISO_MI | IESO | MISO_MI | Internal | Shoulder | B12 | 200 | 2591 | 2591 | 75.12 | 112.8 | 7 | 30.68
2035 | IESO_2_MISO_MI | IESO | MISO_MI | Internal | Shoulder | B13 | 600 | 2591 | 2591 | 75.12 | 112.8 | 7 | 30.68
2035 | IESO_2_MISO_MI | IESO | MISO_MI | Internal | Shoulder | B14 | 900 | 2591 | 2591 | 75.12 | 112.8 | 7 | 30.68
2035 | IESO_2_MISO_MI | IESO | MISO_MI | Internal | Shoulder | B15 | 1203 | 2591 | 2591 | 75.12 | 82.82 | 7 | 0.7
2035 | IESO_2_MISO_MI | IESO | MISO_MI | Internal | Summer | B1 | 10 | 2591 | 2591 | 118.09 | 210.6 | 7 | 85.51
2035 | IESO_2_MISO_MI | IESO | MISO_MI | Internal | Summer | B2 | 25 | 2591 | 2591 | 126.8 | 210.6 | 7 | 76.79
2035 | IESO_2_MISO_MI | IESO | MISO_MI | Internal | Summer | B3 | 75 | 2591 | 2591 | 126.8 | 202.61 | 7 | 68.8
2035 | IESO_2_MISO_MI | IESO | MISO_MI | Internal | Summer | B4 | 100 | 2591 | 2591 | 99.44 | 167.96 | 7 | 61.52
2035 | IESO_2_MISO_MI | IESO | MISO_MI | Internal | Summer | B5 | 200 | 2591 | 2591 | 72.8 | 140.35 | 7 | 60.55
2035 | IESO_2_MISO_MI | IESO | MISO_MI | Internal | Summer | B6 | 300 | 2591 | 2591 | 72.8 | 133.82 | 7 | 54.02
2035 | IESO_2_MISO_MI | IESO | MISO_MI | Internal | Summer | B7 | 400 | 2591 | 2591 | 72.8 | 129.39 | 7 | 49.59
2035 | IESO_2_MISO_MI | IESO | MISO_MI | Internal | Summer | B8 | 500 | 2591 | 2591 | 72.8 | 123.96 | 7 | 44.17
2035 | IESO_2_MISO_MI | IESO | MISO_MI | Internal | Summer | B9 | 800 | 2591 | 2591 | 72.8 | 113.41 | 7 | 33.61
2035 | IESO_2_MISO_MI | IESO | MISO_MI | Internal | Summer | B10 | 1262 | 2591 | 2591 | 72.8 | 103.48 | 7 | 23.68
2035 | IESO_2_MISO_MI | IESO | MISO_MI | Internal | Winter | B16 | 25 | 2591 | 2591 | 75.12 | 116.29 | 7 | 34.17
2035 | IESO_2_MISO_MI | IESO | MISO_MI | Internal | Winter | B17 | 100 | 2591 | 2591 | 75.12 | 116.29 | 7 | 34.17
2035 | IESO_2_MISO_MI | IESO | MISO_MI | Internal | Winter | B18 | 400 | 2591 | 2591 | 75.12 | 116.28 | 7 | 34.16
2035 | IESO_2_MISO_MI | IESO | MISO_MI | Internal | Winter | B19 | 700 | 2591 | 2591 | 75.12 | 116.28 | 7 | 34.16
2035 | IESO_2_MISO_MI | IESO | MISO_MI | Internal | Winter | B20 | 935 | 2591 | 2221.36 | 75.12 | 82.12 | 7 | 0
2035 | IESO_2_MISO_W | IESO | MISO_W | Internal | Shoulder | B11 | 25 | 207 | 207 | 75.12 | 120.17 | 7 | 38.05
2035 | IESO_2_MISO_W | IESO | MISO_W | Internal | Shoulder | B12 | 200 | 207 | 207 | 75.12 | 112.79 | 7 | 30.67
2035 | IESO_2_MISO_W | IESO | MISO_W | Internal | Shoulder | B13 | 600 | 207 | 207 | 75.12 | 112.77 | 7 | 30.65
2035 | IESO_2_MISO_W | IESO | MISO_W | Internal | Shoulder | B14 | 900 | 207 | 207 | 75.12 | 93.96 | 7 | 11.84
2035 | IESO_2_MISO_W | IESO | MISO_W | Internal | Shoulder | B15 | 1203 | 207 | 0 | 75.12 | 79.97 | 7 | 0
2035 | IESO_2_MISO_W | IESO | MISO_W | Internal | Summer | B1 | 10 | 207 | 207 | 118.09 | 210.6 | 7 | 85.51
2035 | IESO_2_MISO_W | IESO | MISO_W | Internal | Summer | B2 | 25 | 207 | 207 | 126.8 | 210.6 | 7 | 76.79
2035 | IESO_2_MISO_W | IESO | MISO_W | Internal | Summer | B3 | 75 | 207 | 207 | 126.8 | 210.6 | 7 | 76.79
2035 | IESO_2_MISO_W | IESO | MISO_W | Internal | Summer | B4 | 100 | 207 | 207 | 99.44 | 175.95 | 7 | 69.51
2035 | IESO_2_MISO_W | IESO | MISO_W | Internal | Summer | B5 | 200 | 207 | 207 | 72.8 | 143.9 | 7 | 64.11
2035 | IESO_2_MISO_W | IESO | MISO_W | Internal | Summer | B6 | 300 | 207 | 207 | 72.8 | 138.86 | 7 | 59.06
2035 | IESO_2_MISO_W | IESO | MISO_W | Internal | Summer | B7 | 400 | 207 | 207 | 72.8 | 129.39 | 7 | 49.59
2035 | IESO_2_MISO_W | IESO | MISO_W | Internal | Summer | B8 | 500 | 207 | 207 | 72.8 | 123.95 | 7 | 44.15
2035 | IESO_2_MISO_W | IESO | MISO_W | Internal | Summer | B9 | 800 | 207 | 207 | 72.8 | 113.21 | 7 | 33.41
2035 | IESO_2_MISO_W | IESO | MISO_W | Internal | Summer | B10 | 1262 | 207 | 207 | 72.8 | 85.07 | 7 | 5.27
2035 | IESO_2_MISO_W | IESO | MISO_W | Internal | Winter | B16 | 25 | 207 | 0 | 75.12 | 79.97 | 7 | 0
2035 | IESO_2_MISO_W | IESO | MISO_W | Internal | Winter | B17 | 100 | 207 | 0 | 75.12 | 79.97 | 7 | 0
2035 | IESO_2_MISO_W | IESO | MISO_W | Internal | Winter | B18 | 400 | 207 | 207 | 75.12 | 113.83 | 7 | 31.71
2035 | IESO_2_MISO_W | IESO | MISO_W | Internal | Winter | B19 | 700 | 207 | 207 | 75.12 | 112.12 | 7 | 30
2035 | IESO_2_MISO_W | IESO | MISO_W | Internal | Winter | B20 | 935 | 207 | 0 | 75.12 | 79.97 | 7 | 0
2035 | IESO_2_NYISO_A-F | IESO | NYISO_A-F | Internal | Shoulder | B11 | 25 | 1725 | 781.43 | 75.12 | 82.12 | 7 | 0
2035 | IESO_2_NYISO_A-F | IESO | NYISO_A-F | Internal | Shoulder | B12 | 200 | 1725 | 985.12 | 75.12 | 82.12 | 7 | 0
2035 | IESO_2_NYISO_A-F | IESO | NYISO_A-F | Internal | Shoulder | B13 | 600 | 1725 | 538.94 | 75.12 | 82.12 | 7 | 0
2035 | IESO_2_NYISO_A-F | IESO | NYISO_A-F | Internal | Shoulder | B14 | 900 | 1725 | 399.93 | 75.12 | 82.12 | 7 | 0
2035 | IESO_2_NYISO_A-F | IESO | NYISO_A-F | Internal | Shoulder | B15 | 1203 | 1725 | 344.85 | 75.12 | 82.12 | 7 | 0
2035 | IESO_2_NYISO_A-F | IESO | NYISO_A-F | Internal | Summer | B1 | 10 | 1725 | 0 | 118.09 | 111.09 | 7 | 0
2035 | IESO_2_NYISO_A-F | IESO | NYISO_A-F | Internal | Summer | B2 | 25 | 1725 | 943.98 | 126.8 | 133.8 | 7 | 0
2035 | IESO_2_NYISO_A-F | IESO | NYISO_A-F | Internal | Summer | B3 | 75 | 1725 | 1660.95 | 126.8 | 133.8 | 7 | 0
2035 | IESO_2_NYISO_A-F | IESO | NYISO_A-F | Internal | Summer | B4 | 100 | 1725 | 1725 | 99.44 | 129.7 | 7 | 23.26
2035 | IESO_2_NYISO_A-F | IESO | NYISO_A-F | Internal | Summer | B5 | 200 | 1725 | 1725 | 72.8 | 126.43 | 7 | 46.63
2035 | IESO_2_NYISO_A-F | IESO | NYISO_A-F | Internal | Summer | B6 | 300 | 1725 | 1725 | 72.8 | 126.43 | 7 | 46.63
2035 | IESO_2_NYISO_A-F | IESO | NYISO_A-F | Internal | Summer | B7 | 400 | 1725 | 1725 | 72.8 | 117.09 | 7 | 37.29
2035 | IESO_2_NYISO_A-F | IESO | NYISO_A-F | Internal | Summer | B8 | 500 | 1725 | 1725 | 72.8 | 111.09 | 7 | 31.29
2035 | IESO_2_NYISO_A-F | IESO | NYISO_A-F | Internal | Summer | B9 | 800 | 1725 | 1725 | 72.8 | 107.22 | 7 | 27.42
2035 | IESO_2_NYISO_A-F | IESO | NYISO_A-F | Internal | Summer | B10 | 1262 | 1725 | 1725 | 72.8 | 107.22 | 7 | 27.42
2035 | IESO_2_NYISO_A-F | IESO | NYISO_A-F | Internal | Winter | B16 | 25 | 1725 | 0 | 75.12 | 76.5 | 7 | 0
2035 | IESO_2_NYISO_A-F | IESO | NYISO_A-F | Internal | Winter | B17 | 100 | 1725 | 0 | 75.12 | 76.5 | 7 | 0
2035 | IESO_2_NYISO_A-F | IESO | NYISO_A-F | Internal | Winter | B18 | 400 | 1725 | 0 | 75.12 | 76.5 | 7 | 0
2035 | IESO_2_NYISO_A-F | IESO | NYISO_A-F | Internal | Winter | B19 | 700 | 1725 | 0 | 75.12 | 76.5 | 7 | 0
2035 | IESO_2_NYISO_A-F | IESO | NYISO_A-F | Internal | Winter | B20 | 935 | 1725 | 0 | 75.12 | 76.5 | 7 | 0
2035 | MAPP_CA_2_IESO | MAPP_CA | IESO | Internal | Shoulder | B11 | 25 | 330 | 0 | 79.96 | 75.12 | 8 | 0
2035 | MAPP_CA_2_IESO | MAPP_CA | IESO | Internal | Shoulder | B12 | 200 | 330 | 0 | 79.96 | 75.12 | 8 | 0
2035 | MAPP_CA_2_IESO | MAPP_CA | IESO | Internal | Shoulder | B13 | 600 | 330 | 0 | 79.96 | 75.12 | 8 | 0
2035 | MAPP_CA_2_IESO | MAPP_CA | IESO | Internal | Shoulder | B14 | 900 | 330 | 0 | 79.96 | 75.12 | 8 | 0
2035 | MAPP_CA_2_IESO | MAPP_CA | IESO | Internal | Shoulder | B15 | 1203 | 330 | 0 | 79.96 | 75.12 | 8 | 0
2035 | MAPP_CA_2_IESO | MAPP_CA | IESO | Internal | Summer | B1 | 10 | 330 | 330 | 64.8 | 118.09 | 8 | 45.29
2035 | MAPP_CA_2_IESO | MAPP_CA | IESO | Internal | Summer | B2 | 25 | 330 | 330 | 64.8 | 126.8 | 8 | 54.01
2035 | MAPP_CA_2_IESO | MAPP_CA | IESO | Internal | Summer | B3 | 75 | 330 | 330 | 64.8 | 126.8 | 8 | 54.01
2035 | MAPP_CA_2_IESO | MAPP_CA | IESO | Internal | Summer | B4 | 100 | 330 | 330 | 64.8 | 99.44 | 8 | 26.64
2035 | MAPP_CA_2_IESO | MAPP_CA | IESO | Internal | Summer | B5 | 200 | 330 | 177.79 | 64.8 | 72.8 | 8 | 0
2035 | MAPP_CA_2_IESO | MAPP_CA | IESO | Internal | Summer | B6 | 300 | 330 | 3.44 | 64.8 | 72.8 | 8 | 0
2035 | MAPP_CA_2_IESO | MAPP_CA | IESO | Internal | Summer | B7 | 400 | 330 | 2.56 | 64.8 | 72.8 | 8 | 0
2035 | MAPP_CA_2_IESO | MAPP_CA | IESO | Internal | Summer | B8 | 500 | 330 | 2.05 | 64.8 | 72.8 | 8 | 0
2035 | MAPP_CA_2_IESO | MAPP_CA | IESO | Internal | Summer | B9 | 800 | 330 | 1.29 | 64.8 | 72.8 | 8 | 0
2035 | MAPP_CA_2_IESO | MAPP_CA | IESO | Internal | Summer | B10 | 1262 | 330 | 0.82 | 64.8 | 72.8 | 8 | 0
2035 | MAPP_CA_2_IESO | MAPP_CA | IESO | Internal | Winter | B16 | 25 | 330 | 0 | 79.96 | 75.12 | 8 | 0
2035 | MAPP_CA_2_IESO | MAPP_CA | IESO | Internal | Winter | B17 | 100 | 330 | 0 | 79.96 | 75.12 | 8 | 0
2035 | MAPP_CA_2_IESO | MAPP_CA | IESO | Internal | Winter | B18 | 400 | 330 | 0 | 79.96 | 75.12 | 8 | 0
2035 | MAPP_CA_2_IESO | MAPP_CA | IESO | Internal | Winter | B19 | 700 | 330 | 0 | 79.96 | 75.12 | 8 | 0
2035 | MAPP_CA_2_IESO | MAPP_CA | IESO | Internal | Winter | B20 | 935 | 330 | 0 | 79.96 | 75.12 | 8 | 0
2035 | MAPP_CA_2_MAPP_US | MAPP_CA | MAPP_US | Internal | Shoulder | B11 | 25 | 372 | 372 | 79.96 | 113.17 | 7 | 26.21
2035 | MAPP_CA_2_MAPP_US | MAPP_CA | MAPP_US | Internal | Shoulder | B12 | 200 | 372 | 372 | 79.96 | 105.79 | 7 | 18.83
2035 | MAPP_CA_2_MAPP_US | MAPP_CA | MAPP_US | Internal | Shoulder | B13 | 600 | 372 | 372 | 79.96 | 105.77 | 7 | 18.8
2035 | MAPP_CA_2_MAPP_US | MAPP_CA | MAPP_US | Internal | Shoulder | B14 | 900 | 372 | 342.89 | 79.96 | 86.96 | 7 | 0
2035 | MAPP_CA_2_MAPP_US | MAPP_CA | MAPP_US | Internal | Shoulder | B15 | 1203 | 372 | 0 | 79.96 | 79.97 | 7 | 0
2035 | MAPP_CA_2_MAPP_US | MAPP_CA | MAPP_US | Internal | Summer | B1 | 10 | 372 | 372 | 64.8 | 206.66 | 7 | 134.86
2035 | MAPP_CA_2_MAPP_US | MAPP_CA | MAPP_US | Internal | Summer | B2 | 25 | 372 | 372 | 64.8 | 203.6 | 7 | 131.8
2035 | MAPP_CA_2_MAPP_US | MAPP_CA | MAPP_US | Internal | Summer | B3 | 75 | 372 | 372 | 64.8 | 203.6 | 7 | 131.8
2035 | MAPP_CA_2_MAPP_US | MAPP_CA | MAPP_US | Internal | Summer | B4 | 100 | 372 | 372 | 64.8 | 168.95 | 7 | 97.15
2035 | MAPP_CA_2_MAPP_US | MAPP_CA | MAPP_US | Internal | Summer | B5 | 200 | 372 | 372 | 64.8 | 136.91 | 7 | 65.11
2035 | MAPP_CA_2_MAPP_US | MAPP_CA | MAPP_US | Internal | Summer | B6 | 300 | 372 | 372 | 64.8 | 134.23 | 7 | 62.43
2035 | MAPP_CA_2_MAPP_US | MAPP_CA | MAPP_US | Internal | Summer | B7 | 400 | 372 | 372 | 64.8 | 122.39 | 7 | 50.59
2035 | MAPP_CA_2_MAPP_US | MAPP_CA | MAPP_US | Internal | Summer | B8 | 500 | 372 | 372 | 64.8 | 116.95 | 7 | 45.15
2035 | MAPP_CA_2_MAPP_US | MAPP_CA | MAPP_US | Internal | Summer | B9 | 800 | 372 | 372 | 64.8 | 106.21 | 7 | 34.41
2035 | MAPP_CA_2_MAPP_US | MAPP_CA | MAPP_US | Internal | Summer | B10 | 1262 | 372 | 372 | 64.8 | 79.97 | 7 | 8.18
2035 | MAPP_CA_2_MAPP_US | MAPP_CA | MAPP_US | Internal | Winter | B16 | 25 | 372 | 0 | 79.96 | 79.97 | 7 | 0
2035 | MAPP_CA_2_MAPP_US | MAPP_CA | MAPP_US | Internal | Winter | B17 | 100 | 372 | 0 | 79.96 | 79.97 | 7 | 0
2035 | MAPP_CA_2_MAPP_US | MAPP_CA | MAPP_US | Internal | Winter | B18 | 400 | 372 | 372 | 79.96 | 106.83 | 7 | 19.87
2035 | MAPP_CA_2_MAPP_US | MAPP_CA | MAPP_US | Internal | Winter | B19 | 700 | 372 | 372 | 79.96 | 105.12 | 7 | 18.16
2035 | MAPP_CA_2_MAPP_US | MAPP_CA | MAPP_US | Internal | Winter | B20 | 935 | 372 | 0 | 79.96 | 79.97 | 7 | 0
2035 | MAPP_CA_2_MISO_W | MAPP_CA | MISO_W | Internal | Shoulder | B11 | 25 | 1970 | 1970 | 79.96 | 120.17 | 0.01 | 40.2
2035 | MAPP_CA_2_MISO_W | MAPP_CA | MISO_W | Internal | Shoulder | B12 | 200 | 1970 | 1970 | 79.96 | 112.79 | 0.01 | 32.81
2035 | MAPP_CA_2_MISO_W | MAPP_CA | MISO_W | Internal | Shoulder | B13 | 600 | 1970 | 1970 | 79.96 | 112.77 | 0.01 | 32.79
2035 | MAPP_CA_2_MISO_W | MAPP_CA | MISO_W | Internal | Shoulder | B14 | 900 | 1970 | 1970 | 79.96 | 93.96 | 0.01 | 13.99
2035 | MAPP_CA_2_MISO_W | MAPP_CA | MISO_W | Internal | Shoulder | B15 | 1203 | 1970 | 967.25 | 79.96 | 79.97 | 0.01 | 0
2035 | MAPP_CA_2_MISO_W | MAPP_CA | MISO_W | Internal | Summer | B1 | 10 | 1970 | 1970 | 64.8 | 210.6 | 0.01 | 145.78
2035 | MAPP_CA_2_MISO_W | MAPP_CA | MISO_W | Internal | Summer | B2 | 25 | 1970 | 1970 | 64.8 | 210.6 | 0.01 | 145.78
2035 | MAPP_CA_2_MISO_W | MAPP_CA | MISO_W | Internal | Summer | B3 | 75 | 1970 | 1970 | 64.8 | 210.6 | 0.01 | 145.78
2035 | MAPP_CA_2_MISO_W | MAPP_CA | MISO_W | Internal | Summer | B4 | 100 | 1970 | 1970 | 64.8 | 175.95 | 0.01 | 111.14
2035 | MAPP_CA_2_MISO_W | MAPP_CA | MISO_W | Internal | Summer | B5 | 200 | 1970 | 1970 | 64.8 | 143.9 | 0.01 | 79.09
2035 | MAPP_CA_2_MISO_W | MAPP_CA | MISO_W | Internal | Summer | B6 | 300 | 1970 | 1970 | 64.8 | 138.86 | 0.01 | 74.05
2035 | MAPP_CA_2_MISO_W | MAPP_CA | MISO_W | Internal | Summer | B7 | 400 | 1970 | 1970 | 64.8 | 129.39 | 0.01 | 64.58
2035 | MAPP_CA_2_MISO_W | MAPP_CA | MISO_W | Internal | Summer | B8 | 500 | 1970 | 1970 | 64.8 | 123.95 | 0.01 | 59.14
2035 | MAPP_CA_2_MISO_W | MAPP_CA | MISO_W | Internal | Summer | B9 | 800 | 1970 | 1970 | 64.8 | 113.21 | 0.01 | 48.39
2035 | MAPP_CA_2_MISO_W | MAPP_CA | MISO_W | Internal | Summer | B10 | 1262 | 1970 | 1970 | 64.8 | 85.07 | 0.01 | 20.25
2035 | MAPP_CA_2_MISO_W | MAPP_CA | MISO_W | Internal | Winter | B16 | 25 | 1970 | 527.13 | 79.96 | 79.97 | 0.01 | 0
2035 | MAPP_CA_2_MISO_W | MAPP_CA | MISO_W | Internal | Winter | B17 | 100 | 1970 | 1044.13 | 79.96 | 79.97 | 0.01 | 0
2035 | MAPP_CA_2_MISO_W | MAPP_CA | MISO_W | Internal | Winter | B18 | 400 | 1970 | 1970 | 79.96 | 113.83 | 0.01 | 33.86
2035 | MAPP_CA_2_MISO_W | MAPP_CA | MISO_W | Internal | Winter | B19 | 700 | 1970 | 1970 | 79.96 | 112.12 | 0.01 | 32.15
2035 | MAPP_CA_2_MISO_W | MAPP_CA | MISO_W | Internal | Winter | B20 | 935 | 1970 | 416.85 | 79.96 | 79.97 | 0.01 | 0
2035 | MAPP_US_2_MAPP_CA | MAPP_US | MAPP_CA | Internal | Shoulder | B11 | 25 | 165 | 0 | 113.17 | 79.96 | 7 | 0
2035 | MAPP_US_2_MAPP_CA | MAPP_US | MAPP_CA | Internal | Shoulder | B12 | 200 | 165 | 0 | 105.79 | 79.96 | 7 | 0
2035 | MAPP_US_2_MAPP_CA | MAPP_US | MAPP_CA | Internal | Shoulder | B13 | 600 | 165 | 0 | 105.77 | 79.96 | 7 | 0
2035 | MAPP_US_2_MAPP_CA | MAPP_US | MAPP_CA | Internal | Shoulder | B14 | 900 | 165 | 0 | 86.96 | 79.96 | 7 | 0
2035 | MAPP_US_2_MAPP_CA | MAPP_US | MAPP_CA | Internal | Shoulder | B15 | 1203 | 165 | 0 | 79.97 | 79.96 | 7 | 0
2035 | MAPP_US_2_MAPP_CA | MAPP_US | MAPP_CA | Internal | Summer | B1 | 10 | 165 | 0 | 206.66 | 64.8 | 7 | 0
2035 | MAPP_US_2_MAPP_CA | MAPP_US | MAPP_CA | Internal | Summer | B2 | 25 | 165 | 0 | 203.6 | 64.8 | 7 | 0
2035 | MAPP_US_2_MAPP_CA | MAPP_US | MAPP_CA | Internal | Summer | B3 | 75 | 165 | 0 | 203.6 | 64.8 | 7 | 0
2035 | MAPP_US_2_MAPP_CA | MAPP_US | MAPP_CA | Internal | Summer | B4 | 100 | 165 | 0 | 168.95 | 64.8 | 7 | 0
2035 | MAPP_US_2_MAPP_CA | MAPP_US | MAPP_CA | Internal | Summer | B5 | 200 | 165 | 0 | 136.91 | 64.8 | 7 | 0
2035 | MAPP_US_2_MAPP_CA | MAPP_US | MAPP_CA | Internal | Summer | B6 | 300 | 165 | 0 | 134.23 | 64.8 | 7 | 0
2035 | MAPP_US_2_MAPP_CA | MAPP_US | MAPP_CA | Internal | Summer | B7 | 400 | 165 | 0 | 122.39 | 64.8 | 7 | 0
2035 | MAPP_US_2_MAPP_CA | MAPP_US | MAPP_CA | Internal | Summer | B8 | 500 | 165 | 0 | 116.95 | 64.8 | 7 | 0
2035 | MAPP_US_2_MAPP_CA | MAPP_US | MAPP_CA | Internal | Summer | B9 | 800 | 165 | 0 | 106.21 | 64.8 | 7 | 0
2035 | MAPP_US_2_MAPP_CA | MAPP_US | MAPP_CA | Internal | Summer | B10 | 1262 | 165 | 0 | 79.97 | 64.8 | 7 | 0
2035 | MAPP_US_2_MAPP_CA | MAPP_US | MAPP_CA | Internal | Winter | B16 | 25 | 165 | 0 | 79.97 | 79.96 | 7 | 0
2035 | MAPP_US_2_MAPP_CA | MAPP_US | MAPP_CA | Internal | Winter | B17 | 100 | 165 | 0 | 79.97 | 79.96 | 7 | 0
2035 | MAPP_US_2_MAPP_CA | MAPP_US | MAPP_CA | Internal | Winter | B18 | 400 | 165 | 0 | 106.83 | 79.96 | 7 | 0
2035 | MAPP_US_2_MAPP_CA | MAPP_US | MAPP_CA | Internal | Winter | B19 | 700 | 165 | 0 | 105.12 | 79.96 | 7 | 0
2035 | MAPP_US_2_MAPP_CA | MAPP_US | MAPP_CA | Internal | Winter | B20 | 935 | 165 | 0 | 79.97 | 79.96 | 7 | 0
2035 | MAPP_US_2_MISO_W | MAPP_US | MISO_W | Internal | Shoulder | B11 | 25 | 2635 | 903.79 | 113.17 | 120.17 | 7 | 0
2035 | MAPP_US_2_MISO_W | MAPP_US | MISO_W | Internal | Shoulder | B12 | 200 | 2635 | 870.63 | 105.79 | 112.79 | 7 | 0
2035 | MAPP_US_2_MISO_W | MAPP_US | MISO_W | Internal | Shoulder | B13 | 600 | 2635 | 1439.85 | 105.77 | 112.77 | 7 | 0
2035 | MAPP_US_2_MISO_W | MAPP_US | MISO_W | Internal | Shoulder | B14 | 900 | 2635 | 1565.13 | 86.96 | 93.96 | 7 | 0
2035 | MAPP_US_2_MISO_W | MAPP_US | MISO_W | Internal | Shoulder | B15 | 1203 | 2635 | 0 | 79.97 | 79.97 | 7 | 0
2035 | MAPP_US_2_MISO_W | MAPP_US | MISO_W | Internal | Summer | B1 | 10 | 2635 | 0.01 | 206.66 | 210.6 | 7 | 0
2035 | MAPP_US_2_MISO_W | MAPP_US | MISO_W | Internal | Summer | B2 | 25 | 2635 | 379.94 | 203.6 | 210.6 | 7 | 0
2035 | MAPP_US_2_MISO_W | MAPP_US | MISO_W | Internal | Summer | B3 | 75 | 2635 | 312.32 | 203.6 | 210.6 | 7 | 0
2035 | MAPP_US_2_MISO_W | MAPP_US | MISO_W | Internal | Summer | B4 | 100 | 2635 | 371.24 | 168.95 | 175.95 | 7 | 0
2035 | MAPP_US_2_MISO_W | MAPP_US | MISO_W | Internal | Summer | B5 | 200 | 2635 | 43.57 | 136.91 | 143.9 | 7 | 0
2035 | MAPP_US_2_MISO_W | MAPP_US | MISO_W | Internal | Summer | B6 | 300 | 2635 | 0 | 134.23 | 138.86 | 7 | 0
2035 | MAPP_US_2_MISO_W | MAPP_US | MISO_W | Internal | Summer | B7 | 400 | 2635 | 80.56 | 122.39 | 129.39 | 7 | 0
2035 | MAPP_US_2_MISO_W | MAPP_US | MISO_W | Internal | Summer | B8 | 500 | 2635 | 820.89 | 116.95 | 123.95 | 7 | 0
2035 | MAPP_US_2_MISO_W | MAPP_US | MISO_W | Internal | Summer | B9 | 800 | 2635 | 151.03 | 106.21 | 113.21 | 7 | 0
2035 | MAPP_US_2_MISO_W | MAPP_US | MISO_W | Internal | Summer | B10 | 1262 | 2635 | 0 | 79.97 | 85.07 | 7 | 0
2035 | MAPP_US_2_MISO_W | MAPP_US | MISO_W | Internal | Winter | B16 | 25 | 2635 | 0 | 79.97 | 79.97 | 7 | 0
2035 | MAPP_US_2_MISO_W | MAPP_US | MISO_W | Internal | Winter | B17 | 100 | 2635 | 0 | 79.97 | 79.97 | 7 | 0
2035 | MAPP_US_2_MISO_W | MAPP_US | MISO_W | Internal | Winter | B18 | 400 | 2635 | 1423.08 | 106.83 | 113.83 | 7 | 0
2035 | MAPP_US_2_MISO_W | MAPP_US | MISO_W | Internal | Winter | B19 | 700 | 2635 | 1479.29 | 105.12 | 112.12 | 7 | 0
2035 | MAPP_US_2_MISO_W | MAPP_US | MISO_W | Internal | Winter | B20 | 935 | 2635 | 0 | 79.97 | 79.97 | 7 | 0
2035 | MAPP_US_2_NE | MAPP_US | NE | Internal | Shoulder | B11 | 25 | 2000 | 0 | 113.17 | 115.17 | 7 | 0
2035 | MAPP_US_2_NE | MAPP_US | NE | Internal | Shoulder | B12 | 200 | 2000 | 0 | 105.79 | 106.25 | 7 | 0
2035 | MAPP_US_2_NE | MAPP_US | NE | Internal | Shoulder | B13 | 600 | 2000 | 0 | 105.77 | 100.77 | 7 | 0
2035 | MAPP_US_2_NE | MAPP_US | NE | Internal | Shoulder | B14 | 900 | 2000 | 0 | 86.96 | 80.37 | 7 | 0
2035 | MAPP_US_2_NE | MAPP_US | NE | Internal | Shoulder | B15 | 1203 | 2000 | 0 | 79.97 | 58.23 | 7 | 0
2035 | MAPP_US_2_NE | MAPP_US | NE | Internal | Summer | B1 | 10 | 2000 | 0 | 206.66 | 205.6 | 7 | 0
2035 | MAPP_US_2_NE | MAPP_US | NE | Internal | Summer | B2 | 25 | 2000 | 0 | 203.6 | 205.6 | 7 | 0
2035 | MAPP_US_2_NE | MAPP_US | NE | Internal | Summer | B3 | 75 | 2000 | 0 | 203.6 | 205.6 | 7 | 0
2035 | MAPP_US_2_NE | MAPP_US | NE | Internal | Summer | B4 | 100 | 2000 | 0 | 168.95 | 170.95 | 7 | 0
2035 | MAPP_US_2_NE | MAPP_US | NE | Internal | Summer | B5 | 200 | 2000 | 0 | 136.91 | 138.9 | 7 | 0
2035 | MAPP_US_2_NE | MAPP_US | NE | Internal | Summer | B6 | 300 | 2000 | 0 | 134.23 | 135.37 | 7 | 0
2035 | MAPP_US_2_NE | MAPP_US | NE | Internal | Summer | B7 | 400 | 2000 | 281.63 | 122.39 | 129.39 | 7 | 0
2035 | MAPP_US_2_NE | MAPP_US | NE | Internal | Summer | B8 | 500 | 2000 | 0 | 116.95 | 118.95 | 7 | 0
2035 | MAPP_US_2_NE | MAPP_US | NE | Internal | Summer | B9 | 800 | 2000 | 0 | 106.21 | 108.21 | 7 | 0
2035 | MAPP_US_2_NE | MAPP_US | NE | Internal | Summer | B10 | 1262 | 2000 | 0 | 79.97 | 76.9 | 7 | 0
2035 | MAPP_US_2_NE | MAPP_US | NE | Internal | Winter | B16 | 25 | 2000 | 0 | 79.97 | 58.23 | 7 | 0
2035 | MAPP_US_2_NE | MAPP_US | NE | Internal | Winter | B17 | 100 | 2000 | 0 | 79.97 | 58.23 | 7 | 0
2035 | MAPP_US_2_NE | MAPP_US | NE | Internal | Winter | B18 | 400 | 2000 | 0 | 106.83 | 101.83 | 7 | 0
2035 | MAPP_US_2_NE | MAPP_US | NE | Internal | Winter | B19 | 700 | 2000 | 0 | 105.12 | 92.74 | 7 | 0
2035 | MAPP_US_2_NE | MAPP_US | NE | Internal | Winter | B20 | 935 | 2000 | 0 | 79.97 | 58.23 | 7 | 0
2035 | MARITIMES_2_NEISO | MARITIMES | NEISO | Internal | Shoulder | B11 | 25 | 99999 | 1720.66 | 73.48 | 73.5 | 0.01 | 0
2035 | MARITIMES_2_NEISO | MARITIMES | NEISO | Internal | Shoulder | B12 | 200 | 99999 | 1717.44 | 73.48 | 73.5 | 0.01 | 0
2035 | MARITIMES_2_NEISO | MARITIMES | NEISO | Internal | Shoulder | B13 | 600 | 99999 | 1704.79 | 73.48 | 73.5 | 0.01 | 0
2035 | MARITIMES_2_NEISO | MARITIMES | NEISO | Internal | Shoulder | B14 | 900 | 99999 | 1682.64 | 73.48 | 73.5 | 0.01 | 0
2035 | MARITIMES_2_NEISO | MARITIMES | NEISO | Internal | Shoulder | B15 | 1203 | 99999 | 648.08 | 73.48 | 73.5 | 0.01 | 0
2035 | MARITIMES_2_NEISO | MARITIMES | NEISO | Internal | Summer | B1 | 10 | 99999 | 1900.1 | 141.35 | 141.36 | 0.01 | 0
2035 | MARITIMES_2_NEISO | MARITIMES | NEISO | Internal | Summer | B2 | 25 | 99999 | 1878.84 | 181.45 | 181.46 | 0.01 | 0
2035 | MARITIMES_2_NEISO | MARITIMES | NEISO | Internal | Summer | B3 | 75 | 99999 | 1836.48 | 136.79 | 136.81 | 0.01 | 0
2035 | MARITIMES_2_NEISO | MARITIMES | NEISO | Internal | Summer | B4 | 100 | 99999 | 1800.07 | 123.42 | 123.43 | 0.01 | 0
2035 | MARITIMES_2_NEISO | MARITIMES | NEISO | Internal | Summer | B5 | 200 | 99999 | 1780.26 | 123.42 | 123.43 | 0.01 | 0
2035 | MARITIMES_2_NEISO | MARITIMES | NEISO | Internal | Summer | B6 | 300 | 99999 | 1757.92 | 123.42 | 123.43 | 0.01 | 0
2035 | MARITIMES_2_NEISO | MARITIMES | NEISO | Internal | Summer | B7 | 400 | 99999 | 1732.32 | 114.08 | 114.09 | 0.01 | 0
2035 | MARITIMES_2_NEISO | MARITIMES | NEISO | Internal | Summer | B8 | 500 | 99999 | 1712.2 | 114.08 | 114.09 | 0.01 | 0
2035 | MARITIMES_2_NEISO | MARITIMES | NEISO | Internal | Summer | B9 | 800 | 99999 | 1687.55 | 106.37 | 106.38 | 0.01 | 0
2035 | MARITIMES_2_NEISO | MARITIMES | NEISO | Internal | Summer | B10 | 1262 | 99999 | 465.16 | 104.23 | 104.24 | 0.01 | 0
2035 | MARITIMES_2_NEISO | MARITIMES | NEISO | Internal | Winter | B16 | 25 | 99999 | 1765.23 | 73.48 | 73.5 | 0.01 | 0
2035 | MARITIMES_2_NEISO | MARITIMES | NEISO | Internal | Winter | B17 | 100 | 99999 | 1747.34 | 73.48 | 73.5 | 0.01 | 0
2035 | MARITIMES_2_NEISO | MARITIMES | NEISO | Internal | Winter | B18 | 400 | 99999 | 1733.65 | 73.48 | 73.5 | 0.01 | 0
2035 | MARITIMES_2_NEISO | MARITIMES | NEISO | Internal | Winter | B19 | 700 | 99999 | 1708.15 | 73.48 | 73.5 | 0.01 | 0
2035 | MARITIMES_2_NEISO | MARITIMES | NEISO | Internal | Winter | B20 | 935 | 99999 | 723.43 | 73.48 | 73.5 | 0.01 | 0
2035 | MISO_IN_2_MISO_MI | MISO_IN | MISO_MI | Internal | Shoulder | B11 | 25 | 5768 | 4010.93 | 114.85 | 114.86 | 0.01 | 0
2035 | MISO_IN_2_MISO_MI | MISO_IN | MISO_MI | Internal | Shoulder | B12 | 200 | 5768 | 4726.53 | 112.79 | 112.8 | 0.01 | 0
2035 | MISO_IN_2_MISO_MI | MISO_IN | MISO_MI | Internal | Shoulder | B13 | 600 | 5768 | 4673.76 | 112.79 | 112.8 | 0.01 | 0
2035 | MISO_IN_2_MISO_MI | MISO_IN | MISO_MI | Internal | Shoulder | B14 | 900 | 5768 | 5080.98 | 112.79 | 112.8 | 0.01 | 0
2035 | MISO_IN_2_MISO_MI | MISO_IN | MISO_MI | Internal | Shoulder | B15 | 1203 | 5768 | 5440.88 | 82.81 | 82.82 | 0.01 | 0
2035 | MISO_IN_2_MISO_MI | MISO_IN | MISO_MI | Internal | Summer | B1 | 10 | 5768 | 5768 | 197.94 | 210.6 | 0.01 | 12.65
2035 | MISO_IN_2_MISO_MI | MISO_IN | MISO_MI | Internal | Summer | B2 | 25 | 5768 | 4670.64 | 210.58 | 210.6 | 0.01 | 0
2035 | MISO_IN_2_MISO_MI | MISO_IN | MISO_MI | Internal | Summer | B3 | 75 | 5768 | 4131.95 | 202.6 | 202.61 | 0.01 | 0
2035 | MISO_IN_2_MISO_MI | MISO_IN | MISO_MI | Internal | Summer | B4 | 100 | 5768 | 2891.4 | 167.95 | 167.96 | 0.01 | 0
2035 | MISO_IN_2_MISO_MI | MISO_IN | MISO_MI | Internal | Summer | B5 | 200 | 5768 | 4187.72 | 140.34 | 140.35 | 0.01 | 0
2035 | MISO_IN_2_MISO_MI | MISO_IN | MISO_MI | Internal | Summer | B6 | 300 | 5768 | 5668.07 | 133.81 | 133.82 | 0.01 | 0
2035 | MISO_IN_2_MISO_MI | MISO_IN | MISO_MI | Internal | Summer | B7 | 400 | 5768 | 5768 | 125.89 | 129.39 | 0.01 | 3.49
2035 | MISO_IN_2_MISO_MI | MISO_IN | MISO_MI | Internal | Summer | B8 | 500 | 5768 | 4167.55 | 123.95 | 123.96 | 0.01 | 0
2035 | MISO_IN_2_MISO_MI | MISO_IN | MISO_MI | Internal | Summer | B9 | 800 | 5768 | 4489.35 | 113.4 | 113.41 | 0.01 | 0
2035 | MISO_IN_2_MISO_MI | MISO_IN | MISO_MI | Internal | Summer | B10 | 1262 | 5768 | 3638.82 | 103.47 | 103.48 | 0.01 | 0
2035 | MISO_IN_2_MISO_MI | MISO_IN | MISO_MI | Internal | Winter | B16 | 25 | 5768 | 5767.99 | 113.86 | 116.29 | 0.01 | 2.42
2035 | MISO_IN_2_MISO_MI | MISO_IN | MISO_MI | Internal | Winter | B17 | 100 | 5768 | 5768 | 115.2 | 116.29 | 0.01 | 1.08
2035 | MISO_IN_2_MISO_MI | MISO_IN | MISO_MI | Internal | Winter | B18 | 400 | 5768 | 5768 | 113.86 | 116.28 | 0.01 | 2.41
2035 | MISO_IN_2_MISO_MI | MISO_IN | MISO_MI | Internal | Winter | B19 | 700 | 5768 | 5768 | 113.86 | 116.28 | 0.01 | 2.41
2035 | MISO_IN_2_MISO_MI | MISO_IN | MISO_MI | Internal | Winter | B20 | 935 | 5768 | 5768 | 79.97 | 82.12 | 0.01 | 2.13
2035 | MISO_IN_2_MISO_MO-IL | MISO_IN | MISO_MO-IL | Internal | Shoulder | B11 | 25 | 5000 | 5000 | 114.85 | 120.18 | 0.01 | 5.32
2035 | MISO_IN_2_MISO_MO-IL | MISO_IN | MISO_MO-IL | Internal | Shoulder | B12 | 200 | 5000 | 57.62 | 112.79 | 112.8 | 0.01 | 0
2035 | MISO_IN_2_MISO_MO-IL | MISO_IN | MISO_MO-IL | Internal | Shoulder | B13 | 600 | 5000 | 0.02 | 112.79 | 112.78 | 0.01 | 0
2035 | MISO_IN_2_MISO_MO-IL | MISO_IN | MISO_MO-IL | Internal | Shoulder | B14 | 900 | 5000 | 0 | 112.79 | 110.59 | 0.01 | 0
2035 | MISO_IN_2_MISO_MO-IL | MISO_IN | MISO_MO-IL | Internal | Shoulder | B15 | 1203 | 5000 | 0 | 82.81 | 79.99 | 0.01 | 0
2035 | MISO_IN_2_MISO_MO-IL | MISO_IN | MISO_MO-IL | Internal | Summer | B1 | 10 | 5000 | 5000 | 197.94 | 210.58 | 0.01 | 12.64
2035 | MISO_IN_2_MISO_MO-IL | MISO_IN | MISO_MO-IL | Internal | Summer | B2 | 25 | 5000 | 4554.29 | 210.58 | 210.6 | 0.01 | 0
2035 | MISO_IN_2_MISO_MO-IL | MISO_IN | MISO_MO-IL | Internal | Summer | B3 | 75 | 5000 | 5000 | 202.6 | 210.61 | 0.01 | 8
2035 | MISO_IN_2_MISO_MO-IL | MISO_IN | MISO_MO-IL | Internal | Summer | B4 | 100 | 5000 | 5000 | 167.95 | 175.96 | 0.01 | 8
2035 | MISO_IN_2_MISO_MO-IL | MISO_IN | MISO_MO-IL | Internal | Summer | B5 | 200 | 5000 | 5000 | 140.34 | 143.92 | 0.01 | 3.57
2035 | MISO_IN_2_MISO_MO-IL | MISO_IN | MISO_MO-IL | Internal | Summer | B6 | 300 | 5000 | 5000 | 133.81 | 138.87 | 0.01 | 5.05
2035 | MISO_IN_2_MISO_MO-IL | MISO_IN | MISO_MO-IL | Internal | Summer | B7 | 400 | 5000 | 5000 | 125.89 | 129.41 | 0.01 | 3.5
2035 | MISO_IN_2_MISO_MO-IL | MISO_IN | MISO_MO-IL | Internal | Summer | B8 | 500 | 5000 | 4698.57 | 123.95 | 123.96 | 0.01 | 0
2035 | MISO_IN_2_MISO_MO-IL | MISO_IN | MISO_MO-IL | Internal | Summer | B9 | 800 | 5000 | 1589.04 | 113.4 | 113.41 | 0.01 | 0
2035 | MISO_IN_2_MISO_MO-IL | MISO_IN | MISO_MO-IL | Internal | Summer | B10 | 1262 | 5000 | 0 | 103.47 | 89.92 | 0.01 | 0
2035 | MISO_IN_2_MISO_MO-IL | MISO_IN | MISO_MO-IL | Internal | Winter | B16 | 25 | 5000 | 0.55 | 113.86 | 113.84 | 0.01 | 0
2035 | MISO_IN_2_MISO_MO-IL | MISO_IN | MISO_MO-IL | Internal | Winter | B17 | 100 | 5000 | 0.13 | 115.2 | 115.18 | 0.01 | 0
2035 | MISO_IN_2_MISO_MO-IL | MISO_IN | MISO_MO-IL | Internal | Winter | B18 | 400 | 5000 | 0.03 | 113.86 | 113.84 | 0.01 | 0
2035 | MISO_IN_2_MISO_MO-IL | MISO_IN | MISO_MO-IL | Internal | Winter | B19 | 700 | 5000 | 0 | 113.86 | 112.13 | 0.01 | 0
2035 | MISO_IN_2_MISO_MO-IL | MISO_IN | MISO_MO-IL | Internal | Winter | B20 | 935 | 5000 | 97.04 | 79.97 | 79.99 | 0.01 | 0
2035 | MISO_IN_2_NonRTO_Midwest | MISO_IN | NonRTO_Midwest | Internal | Shoulder | B11 | 25 | 4800 | 186.94 | 114.85 | 122.85 | 8 | 0
2035 | MISO_IN_2_NonRTO_Midwest | MISO_IN | NonRTO_Midwest | Internal | Shoulder | B12 | 200 | 4800 | 0 | 112.79 | 118.54 | 8 | 0
2035 | MISO_IN_2_NonRTO_Midwest | MISO_IN | NonRTO_Midwest | Internal | Shoulder | B13 | 600 | 4800 | 0 | 112.79 | 118.54 | 8 | 0
2035 | MISO_IN_2_NonRTO_Midwest | MISO_IN | NonRTO_Midwest | Internal | Shoulder | B14 | 900 | 4800 | 0 | 112.79 | 118.54 | 8 | 0
2035 | MISO_IN_2_NonRTO_Midwest | MISO_IN | NonRTO_Midwest | Internal | Shoulder | B15 | 1203 | 4800 | 1898.87 | 82.81 | 90.81 | 8 | 0
2035 | MISO_IN_2_NonRTO_Midwest | MISO_IN | NonRTO_Midwest | Internal | Summer | B1 | 10 | 4800 | 3293.68 | 197.94 | 205.94 | 8 | 0
2035 | MISO_IN_2_NonRTO_Midwest | MISO_IN | NonRTO_Midwest | Internal | Summer | B2 | 25 | 4800 | 862.88 | 210.58 | 218.58 | 8 | 0
2035 | MISO_IN_2_NonRTO_Midwest | MISO_IN | NonRTO_Midwest | Internal | Summer | B3 | 75 | 4800 | 524.59 | 202.6 | 210.6 | 8 | 0
2035 | MISO_IN_2_NonRTO_Midwest | MISO_IN | NonRTO_Midwest | Internal | Summer | B4 | 100 | 4800 | 4.81 | 167.95 | 175.95 | 8 | 0
2035 | MISO_IN_2_NonRTO_Midwest | MISO_IN | NonRTO_Midwest | Internal | Summer | B5 | 200 | 4800 | 0 | 140.34 | 132.34 | 8 | 0
2035 | MISO_IN_2_NonRTO_Midwest | MISO_IN | NonRTO_Midwest | Internal | Summer | B6 | 300 | 4800 | 0 | 133.81 | 125.81 | 8 | 0
2035 | MISO_IN_2_NonRTO_Midwest | MISO_IN | NonRTO_Midwest | Internal | Summer | B7 | 400 | 4800 | 0 | 125.89 | 117.89 | 8 | 0
2035 | MISO_IN_2_NonRTO_Midwest | MISO_IN | NonRTO_Midwest | Internal | Summer | B8 | 500 | 4800 | 0 | 123.95 | 117.03 | 8 | 0
2035 | MISO_IN_2_NonRTO_Midwest | MISO_IN | NonRTO_Midwest | Internal | Summer | B9 | 800 | 4800 | 0 | 113.4 | 117.03 | 8 | 0
2035 | MISO_IN_2_NonRTO_Midwest | MISO_IN | NonRTO_Midwest | Internal | Summer | B10 | 1262 | 4800 | 281.05 | 103.47 | 111.47 | 8 | 0
2035 | MISO_IN_2_NonRTO_Midwest | MISO_IN | NonRTO_Midwest | Internal | Winter | B16 | 25 | 4800 | 4460.22 | 113.86 | 121.86 | 8 | 0
2035 | MISO_IN_2_NonRTO_Midwest | MISO_IN | NonRTO_Midwest | Internal | Winter | B17 | 100 | 4800 | 0 | 115.2 | 122.65 | 8 | 0
2035 | MISO_IN_2_NonRTO_Midwest | MISO_IN | NonRTO_Midwest | Internal | Winter | B18 | 400 | 4800 | 1383.55 | 113.86 | 121.86 | 8 | 0
2035 | MISO_IN_2_NonRTO_Midwest | MISO_IN | NonRTO_Midwest | Internal | Winter | B19 | 700 | 4800 | 1494.47 | 113.86 | 121.86 | 8 | 0
2035 | MISO_IN_2_NonRTO_Midwest | MISO_IN | NonRTO_Midwest | Internal | Winter | B20 | 935 | 4800 | 1604.17 | 79.97 | 87.97 | 8 | 0
2035 | MISO_IN_2_PJM_ROR | MISO_IN | PJM_ROR | Internal | Shoulder | B11 | 25 | 1253 | 1253 | 114.85 | 122.17 | 2 | 5.32
2035 | MISO_IN_2_PJM_ROR | MISO_IN | PJM_ROR | Internal | Shoulder | B12 | 200 | 1253 | 492.57 | 112.79 | 114.79 | 2 | 0
2035 | MISO_IN_2_PJM_ROR | MISO_IN | PJM_ROR | Internal | Shoulder | B13 | 600 | 1253 | 14.3 | 112.79 | 114.79 | 2 | 0
2035 | MISO_IN_2_PJM_ROR | MISO_IN | PJM_ROR | Internal | Shoulder | B14 | 900 | 1253 | 1150.67 | 112.79 | 114.79 | 2 | 0
2035 | MISO_IN_2_PJM_ROR | MISO_IN | PJM_ROR | Internal | Shoulder | B15 | 1203 | 1253 | 1253 | 82.81 | 89.85 | 2 | 5.04
2035 | MISO_IN_2_PJM_ROR | MISO_IN | PJM_ROR | Internal | Summer | B1 | 10 | 1253 | 1253 | 197.94 | 212.6 | 2 | 12.66
2035 | MISO_IN_2_PJM_ROR | MISO_IN | PJM_ROR | Internal | Summer | B2 | 25 | 1253 | 1251.98 | 210.58 | 212.6 | 2 | 0.01
2035 | MISO_IN_2_PJM_ROR | MISO_IN | PJM_ROR | Internal | Summer | B3 | 75 | 1253 | 1253 | 202.6 | 212.6 | 2 | 8
2035 | MISO_IN_2_PJM_ROR | MISO_IN | PJM_ROR | Internal | Summer | B4 | 100 | 1253 | 1253 | 167.95 | 177.95 | 2 | 8
2035 | MISO_IN_2_PJM_ROR | MISO_IN | PJM_ROR | Internal | Summer | B5 | 200 | 1253 | 1252.86 | 140.34 | 142.35 | 2 | 0.01
2035 | MISO_IN_2_PJM_ROR | MISO_IN | PJM_ROR | Internal | Summer | B6 | 300 | 1253 | 1253 | 133.81 | 136.87 | 2 | 1.06
2035 | MISO_IN_2_PJM_ROR | MISO_IN | PJM_ROR | Internal | Summer | B7 | 400 | 1253 | 1253 | 125.89 | 131.39 | 2 | 3.5
2035 | MISO_IN_2_PJM_ROR | MISO_IN | PJM_ROR | Internal | Summer | B8 | 500 | 1253 | 993.21 | 123.95 | 125.95 | 2 | 0
2035 | MISO_IN_2_PJM_ROR | MISO_IN | PJM_ROR | Internal | Summer | B9 | 800 | 1253 | 0 | 113.4 | 115.21 | 2 | 0
2035 | MISO_IN_2_PJM_ROR | MISO_IN | PJM_ROR | Internal | Summer | B10 | 1262 | 1253 | 0 | 103.47 | 104.98 | 2 | 0
2035 | MISO_IN_2_PJM_ROR | MISO_IN | PJM_ROR | Internal | Winter | B16 | 25 | 1253 | 1252.99 | 113.86 | 118.29 | 2 | 2.43
2035 | MISO_IN_2_PJM_ROR | MISO_IN | PJM_ROR | Internal | Winter | B17 | 100 | 1253 | 1253 | 115.2 | 118.29 | 2 | 1.09
2035 | MISO_IN_2_PJM_ROR | MISO_IN | PJM_ROR | Internal | Winter | B18 | 400 | 1253 | 1253 | 113.86 | 118.29 | 2 | 2.43
2035 | MISO_IN_2_PJM_ROR | MISO_IN | PJM_ROR | Internal | Winter | B19 | 700 | 1253 | 1253 | 113.86 | 118.29 | 2 | 2.43
2035 | MISO_IN_2_PJM_ROR | MISO_IN | PJM_ROR | Internal | Winter | B20 | 935 | 1253 | 1253 | 79.97 | 86.67 | 2 | 4.7
2035 | MISO_MI_2_IESO | MISO_MI | IESO | Internal | Shoulder | B11 | 25 | 2331 | 0 | 114.86 | 75.12 | 8 | 0
2035 | MISO_MI_2_IESO | MISO_MI | IESO | Internal | Shoulder | B12 | 200 | 2331 | 0 | 112.8 | 75.12 | 8 | 0
2035 | MISO_MI_2_IESO | MISO_MI | IESO | Internal | Shoulder | B13 | 600 | 2331 | 0 | 112.8 | 75.12 | 8 | 0
2035 | MISO_MI_2_IESO | MISO_MI | IESO | Internal | Shoulder | B14 | 900 | 2331 | 0 | 112.8 | 75.12 | 8 | 0
2035 | MISO_MI_2_IESO | MISO_MI | IESO | Internal | Shoulder | B15 | 1203 | 2331 | 0 | 82.82 | 75.12 | 8 | 0
2035 | MISO_MI_2_IESO | MISO_MI | IESO | Internal | Summer | B1 | 10 | 2331 | 0 | 210.6 | 118.09 | 8 | 0
2035 | MISO_MI_2_IESO | MISO_MI | IESO | Internal | Summer | B2 | 25 | 2331 | 0 | 210.6 | 126.8 | 8 | 0
2035 | MISO_MI_2_IESO | MISO_MI | IESO | Internal | Summer | B3 | 75 | 2331 | 0 | 202.61 | 126.8 | 8 | 0
2035 | MISO_MI_2_IESO | MISO_MI | IESO | Internal | Summer | B4 | 100 | 2331 | 0 | 167.96 | 99.44 | 8 | 0
2035 | MISO_MI_2_IESO | MISO_MI | IESO | Internal | Summer | B5 | 200 | 2331 | 0 | 140.35 | 72.8 | 8 | 0
2035 | MISO_MI_2_IESO | MISO_MI | IESO | Internal | Summer | B6 | 300 | 2331 | 0 | 133.82 | 72.8 | 8 | 0
2035 | MISO_MI_2_IESO | MISO_MI | IESO | Internal | Summer | B7 | 400 | 2331 | 0 | 129.39 | 72.8 | 8 | 0
2035 | MISO_MI_2_IESO | MISO_MI | IESO | Internal | Summer | B8 | 500 | 2331 | 0 | 123.96 | 72.8 | 8 | 0
2035 | MISO_MI_2_IESO | MISO_MI | IESO | Internal | Summer | B9 | 800 | 2331 | 0 | 113.41 | 72.8 | 8 | 0
2035 | MISO_MI_2_IESO | MISO_MI | IESO | Internal | Summer | B10 | 1262 | 2331 | 0 | 103.48 | 72.8 | 8 | 0
2035 | MISO_MI_2_IESO | MISO_MI | IESO | Internal | Winter | B16 | 25 | 2331 | 0 | 116.29 | 75.12 | 8 | 0
2035 | MISO_MI_2_IESO | MISO_MI | IESO | Internal | Winter | B17 | 100 | 2331 | 0 | 116.29 | 75.12 | 8 | 0
2035 | MISO_MI_2_IESO | MISO_MI | IESO | Internal | Winter | B18 | 400 | 2331 | 0 | 116.28 | 75.12 | 8 | 0
2035 | MISO_MI_2_IESO | MISO_MI | IESO | Internal | Winter | B19 | 700 | 2331 | 0 | 116.28 | 75.12 | 8 | 0
2035 | MISO_MI_2_IESO | MISO_MI | IESO | Internal | Winter | B20 | 935 | 2331 | 0 | 82.12 | 75.12 | 8 | 0
2035 | MISO_MI_2_MISO_IN | MISO_MI | MISO_IN | Internal | Shoulder | B11 | 25 | 2813 | 0.55 | 114.86 | 114.85 | 0.01 | 0
2035 | MISO_MI_2_MISO_IN | MISO_MI | MISO_IN | Internal | Shoulder | B12 | 200 | 2813 | 0.07 | 112.8 | 112.79 | 0.01 | 0
2035 | MISO_MI_2_MISO_IN | MISO_MI | MISO_IN | Internal | Shoulder | B13 | 600 | 2813 | 0.02 | 112.8 | 112.79 | 0.01 | 0
2035 | MISO_MI_2_MISO_IN | MISO_MI | MISO_IN | Internal | Shoulder | B14 | 900 | 2813 | 0.02 | 112.8 | 112.79 | 0.01 | 0
2035 | MISO_MI_2_MISO_IN | MISO_MI | MISO_IN | Internal | Shoulder | B15 | 1203 | 2813 | 0.01 | 82.82 | 82.81 | 0.01 | 0
2035 | MISO_MI_2_MISO_IN | MISO_MI | MISO_IN | Internal | Summer | B1 | 10 | 2813 | 0 | 210.6 | 197.94 | 0.01 | 0
2035 | MISO_MI_2_MISO_IN | MISO_MI | MISO_IN | Internal | Summer | B2 | 25 | 2813 | 0.53 | 210.6 | 210.58 | 0.01 | 0
2035 | MISO_MI_2_MISO_IN | MISO_MI | MISO_IN | Internal | Summer | B3 | 75 | 2813 | 0.19 | 202.61 | 202.6 | 0.01 | 0
2035 | MISO_MI_2_MISO_IN | MISO_MI | MISO_IN | Internal | Summer | B4 | 100 | 2813 | 0.14 | 167.96 | 167.95 | 0.01 | 0
2035 | MISO_MI_2_MISO_IN | MISO_MI | MISO_IN | Internal | Summer | B5 | 200 | 2813 | 0.07 | 140.35 | 140.34 | 0.01 | 0
2035 | MISO_MI_2_MISO_IN | MISO_MI | MISO_IN | Internal | Summer | B6 | 300 | 2813 | 0.05 | 133.82 | 133.81 | 0.01 | 0
2035 | MISO_MI_2_MISO_IN | MISO_MI | MISO_IN | Internal | Summer | B7 | 400 | 2813 | 0 | 129.39 | 125.89 | 0.01 | 0
2035 | MISO_MI_2_MISO_IN | MISO_MI | MISO_IN | Internal | Summer | B8 | 500 | 2813 | 0.03 | 123.96 | 123.95 | 0.01 | 0
2035 | MISO_MI_2_MISO_IN | MISO_MI | MISO_IN | Internal | Summer | B9 | 800 | 2813 | 0.02 | 113.41 | 113.4 | 0.01 | 0
2035 | MISO_MI_2_MISO_IN | MISO_MI | MISO_IN | Internal | Summer | B10 | 1262 | 2813 | 0.01 | 103.48 | 103.47 | 0.01 | 0
2035 | MISO_MI_2_MISO_IN | MISO_MI | MISO_IN | Internal | Winter | B16 | 25 | 2813 | 0 | 116.29 | 113.86 | 0.01 | 0
2035 | MISO_MI_2_MISO_IN | MISO_MI | MISO_IN | Internal | Winter | B17 | 100 | 2813 | 0 | 116.29 | 115.2 | 0.01 | 0
2035 | MISO_MI_2_MISO_IN | MISO_MI | MISO_IN | Internal | Winter | B18 | 400 | 2813 | 0 | 116.28 | 113.86 | 0.01 | 0
2035 | MISO_MI_2_MISO_IN | MISO_MI | MISO_IN | Internal | Winter | B19 | 700 | 2813 | 0 | 116.28 | 113.86 | 0.01 | 0
2035 | MISO_MI_2_MISO_IN | MISO_MI | MISO_IN | Internal | Winter | B20 | 935 | 2813 | 0 | 82.12 | 79.97 | 0.01 | 0
2035 | MISO_MI_2_MISO_WUMS | MISO_MI | MISO_WUMS | Internal | Shoulder | B11 | 25 | 805 | 0.16 | 114.86 | 114.79 | 0.01 | 0
2035 | MISO_MI_2_MISO_WUMS | MISO_MI | MISO_WUMS | Internal | Shoulder | B12 | 200 | 805 | 0.14 | 112.8 | 112.8 | 0.01 | 0
2035 | MISO_MI_2_MISO_WUMS | MISO_MI | MISO_WUMS | Internal | Shoulder | B13 | 600 | 805 | 0.03 | 112.8 | 112.79 | 0.01 | 0
2035 | MISO_MI_2_MISO_WUMS | MISO_MI | MISO_WUMS | Internal | Shoulder | B14 | 900 | 805 | 0.02 | 112.8 | 112.79 | 0.01 | 0
2035 | MISO_MI_2_MISO_WUMS | MISO_MI | MISO_WUMS | Internal | Shoulder | B15 | 1203 | 805 | 0 | 82.82 | 82.23 | 0.01 | 0
2035 | MISO_MI_2_MISO_WUMS | MISO_MI | MISO_WUMS | Internal | Summer | B1 | 10 | 805 | 0 | 210.6 | 131.46 | 0.01 | 0
2035 | MISO_MI_2_MISO_WUMS | MISO_MI | MISO_WUMS | Internal | Summer | B2 | 25 | 805 | 0 | 210.6 | 131.46 | 0.01 | 0
2035 | MISO_MI_2_MISO_WUMS | MISO_MI | MISO_WUMS | Internal | Summer | B3 | 75 | 805 | 0.18 | 202.61 | 202.6 | 0.01 | 0
2035 | MISO_MI_2_MISO_WUMS | MISO_MI | MISO_WUMS | Internal | Summer | B4 | 100 | 805 | 0 | 167.96 | 143.05 | 0.01 | 0
2035 | MISO_MI_2_MISO_WUMS | MISO_MI | MISO_WUMS | Internal | Summer | B5 | 200 | 805 | 0 | 140.35 | 133.1 | 0.01 | 0
2035 | MISO_MI_2_MISO_WUMS | MISO_MI | MISO_WUMS | Internal | Summer | B6 | 300 | 805 | 0 | 133.82 | 131.46 | 0.01 | 0
2035 | MISO_MI_2_MISO_WUMS | MISO_MI | MISO_WUMS | Internal | Summer | B7 | 400 | 805 | 0.04 | 129.39 | 129.38 | 0.01 | 0
2035 | MISO_MI_2_MISO_WUMS | MISO_MI | MISO_WUMS | Internal | Summer | B8 | 500 | 805 | 0.02 | 123.96 | 123.94 | 0.01 | 0
2035 | MISO_MI_2_MISO_WUMS | MISO_MI | MISO_WUMS | Internal | Summer | B9 | 800 | 805 | 0 | 113.41 | 113.22 | 0.01 | 0
2035 | MISO_MI_2_MISO_WUMS | MISO_MI | MISO_WUMS | Internal | Summer | B10 | 1262 | 805 | 0 | 103.48 | 102.98 | 0.01 | 0
2035 | MISO_MI_2_MISO_WUMS | MISO_MI | MISO_WUMS | Internal | Winter | B16 | 25 | 805 | 0 | 116.29 | 88.45 | 0.01 | 0
2035 | MISO_MI_2_MISO_WUMS | MISO_MI | MISO_WUMS | Internal | Winter | B17 | 100 | 805 | 0.28 | 116.29 | 116.29 | 0.01 | 0
2035 | MISO_MI_2_MISO_WUMS | MISO_MI | MISO_WUMS | Internal | Winter | B18 | 400 | 805 | 150.2 | 116.28 | 116.29 | 0.01 | 0
2035 | MISO_MI_2_MISO_WUMS | MISO_MI | MISO_WUMS | Internal | Winter | B19 | 700 | 805 | 149.48 | 116.28 | 116.29 | 0.01 | 0
2035 | MISO_MI_2_MISO_WUMS | MISO_MI | MISO_WUMS | Internal | Winter | B20 | 935 | 805 | 0 | 82.12 | 79.99 | 0.01 | 0
2035 | MISO_MI_2_PJM_ROR | MISO_MI | PJM_ROR | Internal | Shoulder | B11 | 25 | 1424 | 1424 | 114.86 | 122.17 | 2 | 5.31
2035 | MISO_MI_2_PJM_ROR | MISO_MI | PJM_ROR | Internal | Shoulder | B12 | 200 | 1424 | 0.14 | 112.8 | 114.79 | 2 | 0
2035 | MISO_MI_2_PJM_ROR | MISO_MI | PJM_ROR | Internal | Shoulder | B13 | 600 | 1424 | 0.04 | 112.8 | 114.79 | 2 | 0
2035 | MISO_MI_2_PJM_ROR | MISO_MI | PJM_ROR | Internal | Shoulder | B14 | 900 | 1424 | 0.04 | 112.8 | 114.79 | 2 | 0
2035 | MISO_MI_2_PJM_ROR | MISO_MI | PJM_ROR | Internal | Shoulder | B15 | 1203 | 1424 | 1424 | 82.82 | 89.85 | 2 | 5.03
2035 | MISO_MI_2_PJM_ROR | MISO_MI | PJM_ROR | Internal | Summer | B1 | 10 | 1424 | 767.01 | 210.6 | 212.6 | 2 | 0
2035 | MISO_MI_2_PJM_ROR | MISO_MI | PJM_ROR | Internal | Summer | B2 | 25 | 1424 | 790.89 | 210.6 | 212.6 | 2 | 0
2035 | MISO_MI_2_PJM_ROR | MISO_MI | PJM_ROR | Internal | Summer | B3 | 75 | 1424 | 1424 | 202.61 | 212.6 | 2 | 7.99
2035 | MISO_MI_2_PJM_ROR | MISO_MI | PJM_ROR | Internal | Summer | B4 | 100 | 1424 | 1424 | 167.96 | 177.95 | 2 | 7.99
2035 | MISO_MI_2_PJM_ROR | MISO_MI | PJM_ROR | Internal | Summer | B5 | 200 | 1424 | 955.56 | 140.35 | 142.35 | 2 | 0
2035 | MISO_MI_2_PJM_ROR | MISO_MI | PJM_ROR | Internal | Summer | B6 | 300 | 1424 | 1424 | 133.82 | 136.87 | 2 | 1.05
2035 | MISO_MI_2_PJM_ROR | MISO_MI | PJM_ROR | Internal | Summer | B7 | 400 | 1424 | 478.74 | 129.39 | 131.39 | 2 | 0
2035 | MISO_MI_2_PJM_ROR | MISO_MI | PJM_ROR | Internal | Summer | B8 | 500 | 1424 | 0.06 | 123.96 | 125.95 | 2 | 0
2035 | MISO_MI_2_PJM_ROR | MISO_MI | PJM_ROR | Internal | Summer | B9 | 800 | 1424 | 0 | 113.41 | 115.21 | 2 | 0
2035 | MISO_MI_2_PJM_ROR | MISO_MI | PJM_ROR | Internal | Summer | B10 | 1262 | 1424 | 0 | 103.48 | 104.98 | 2 | 0
2035 | MISO_MI_2_PJM_ROR | MISO_MI | PJM_ROR | Internal | Winter | B16 | 25 | 1424 | 1280.37 | 116.29 | 118.29 | 2 | 0
2035 | MISO_MI_2_PJM_ROR | MISO_MI | PJM_ROR | Internal | Winter | B17 | 100 | 1424 | 1227.14 | 116.29 | 118.29 | 2 | 0
2035 | MISO_MI_2_PJM_ROR | MISO_MI | PJM_ROR | Internal | Winter | B18 | 400 | 1424 | 1423.92 | 116.28 | 118.29 | 2 | 0.01
2035 | MISO_MI_2_PJM_ROR | MISO_MI | PJM_ROR | Internal | Winter | B19 | 700 | 1424 | 1423.96 | 116.28 | 118.29 | 2 | 0.01
2035 | MISO_MI_2_PJM_ROR | MISO_MI | PJM_ROR | Internal | Winter | B20 | 935 | 1424 | 1424 | 82.12 | 86.67 | 2 | 2.56
2035 | MISO_MO-IL_2_ENT | MISO_MO-IL | ENT | Internal | Shoulder | B11 | 25 | 2540 | 0 | 120.18 | 122.95 | 8 | 0
2035 | MISO_MO-IL_2_ENT | MISO_MO-IL | ENT | Internal | Shoulder | B12 | 200 | 2540 | 0 | 112.8 | 111.26 | 8 | 0
2035 | MISO_MO-IL_2_ENT | MISO_MO-IL | ENT | Internal | Shoulder | B13 | 600 | 2540 | 0 | 112.78 | 105.78 | 8 | 0
2035 | MISO_MO-IL_2_ENT | MISO_MO-IL | ENT | Internal | Shoulder | B14 | 900 | 2540 | 0 | 110.59 | 102.59 | 8 | 0
2035 | MISO_MO-IL_2_ENT | MISO_MO-IL | ENT | Internal | Shoulder | B15 | 1203 | 2540 | 0 | 79.99 | 63.23 | 8 | 0
2035 | MISO_MO-IL_2_ENT | MISO_MO-IL | ENT | Internal | Summer | B1 | 10 | 2540 | 0 | 210.58 | 140.38 | 8 | 0
2035 | MISO_MO-IL_2_ENT | MISO_MO-IL | ENT | Internal | Summer | B2 | 25 | 2540 | 0 | 210.6 | 201.81 | 8 | 0
2035 | MISO_MO-IL_2_ENT | MISO_MO-IL | ENT | Internal | Summer | B3 | 75 | 2540 | 0 | 210.61 | 210.61 | 8 | 0
2035 | MISO_MO-IL_2_ENT | MISO_MO-IL | ENT | Internal | Summer | B4 | 100 | 2540 | 0 | 175.96 | 175.96 | 8 | 0
2035 | MISO_MO-IL_2_ENT | MISO_MO-IL | ENT | Internal | Summer | B5 | 200 | 2540 | 0 | 143.92 | 143.92 | 8 | 0
2035 | MISO_MO-IL_2_ENT | MISO_MO-IL | ENT | Internal | Summer | B6 | 300 | 2540 | 0 | 138.87 | 140.38 | 8 | 0
2035 | MISO_MO-IL_2_ENT | MISO_MO-IL | ENT | Internal | Summer | B7 | 400 | 2540 | 0 | 129.41 | 134.59 | 8 | 0
2035 | MISO_MO-IL_2_ENT | MISO_MO-IL | ENT | Internal | Summer | B8 | 500 | 2540 | 172.85 | 123.96 | 131.96 | 8 | 0
2035 | MISO_MO-IL_2_ENT | MISO_MO-IL | ENT | Internal | Summer | B9 | 800 | 2540 | 0 | 113.41 | 113.41 | 8 | 0
2035 | MISO_MO-IL_2_ENT | MISO_MO-IL | ENT | Internal | Summer | B10 | 1262 | 2540 | 0 | 89.92 | 81.92 | 8 | 0
2035 | MISO_MO-IL_2_ENT | MISO_MO-IL | ENT | Internal | Winter | B16 | 25 | 2540 | 0 | 113.84 | 113.84 | 8 | 0
2035 | MISO_MO-IL_2_ENT | MISO_MO-IL | ENT | Internal | Winter | B17 | 100 | 2540 | 0 | 115.18 | 107.18 | 8 | 0
2035 | MISO_MO-IL_2_ENT | MISO_MO-IL | ENT | Internal | Winter | B18 | 400 | 2540 | 0 | 113.84 | 110.37 | 8 | 0
2035 | MISO_MO-IL_2_ENT | MISO_MO-IL | ENT | Internal | Winter | B19 | 700 | 2540 | 0 | 112.13 | 104.13 | 8 | 0
2035 | MISO_MO-IL_2_ENT | MISO_MO-IL | ENT | Internal | Winter | B20 | 935 | 2540 | 0 | 79.99 | 63.23 | 8 | 0
2035 | MISO_MO-IL_2_MISO_IN | MISO_MO-IL | MISO_IN | Internal | Shoulder | B11 | 25 | 2100 | 0 | 120.18 | 114.85 | 0.01 | 0
2035 | MISO_MO-IL_2_MISO_IN | MISO_MO-IL | MISO_IN | Internal | Shoulder | B12 | 200 | 2100 | 0.08 | 112.8 | 112.79 | 0.01 | 0
2035 | MISO_MO-IL_2_MISO_IN | MISO_MO-IL | MISO_IN | Internal | Shoulder | B13 | 600 | 2100 | 237.06 | 112.78 | 112.79 | 0.01 | 0
2035 | MISO_MO-IL_2_MISO_IN | MISO_MO-IL | MISO_IN | Internal | Shoulder | B14 | 900 | 2100 | 2100 | 110.59 | 112.79 | 0.01 | 2.19
2035 | MISO_MO-IL_2_MISO_IN | MISO_MO-IL | MISO_IN | Internal | Shoulder | B15 | 1203 | 2100 | 2100 | 79.99 | 82.81 | 0.01 | 2.81
2035 | MISO_MO-IL_2_MISO_IN | MISO_MO-IL | MISO_IN | Internal | Summer | B1 | 10 | 2100 | 0 | 210.58 | 197.94 | 0.01 | 0
2035 | MISO_MO-IL_2_MISO_IN | MISO_MO-IL | MISO_IN | Internal | Summer | B2 | 25 | 2100 | 0.51 | 210.6 | 210.58 | 0.01 | 0
2035 | MISO_MO-IL_2_MISO_IN | MISO_MO-IL | MISO_IN | Internal | Summer | B3 | 75 | 2100 | 0 | 210.61 | 202.6 | 0.01 | 0
2035 | MISO_MO-IL_2_MISO_IN | MISO_MO-IL | MISO_IN | Internal | Summer | B4 | 100 | 2100 | 0 | 175.96 | 167.95 | 0.01 | 0
2035 | MISO_MO-IL_2_MISO_IN | MISO_MO-IL | MISO_IN | Internal | Summer | B5 | 200 | 2100 | 0 | 143.92 | 140.34 | 0.01 | 0
2035 | MISO_MO-IL_2_MISO_IN | MISO_MO-IL | MISO_IN | Internal | Summer | B6 | 300 | 2100 | 0 | 138.87 | 133.81 | 0.01 | 0
2035 | MISO_MO-IL_2_MISO_IN | MISO_MO-IL | MISO_IN | Internal | Summer | B7 | 400 | 2100 | 0 | 129.41 | 125.89 | 0.01 | 0
2035 | MISO_MO-IL_2_MISO_IN | MISO_MO-IL | MISO_IN | Internal | Summer | B8 | 500 | 2100 | 0.03 | 123.96 | 123.95 | 0.01 | 0
2035 | MISO_MO-IL_2_MISO_IN | MISO_MO-IL | MISO_IN | Internal | Summer | B9 | 800 | 2100 | 0.02 | 113.41 | 113.4 | 0.01 | 0
2035 | MISO_MO-IL_2_MISO_IN | MISO_MO-IL | MISO_IN | Internal | Summer | B10 | 1262 | 2100 | 2100 | 89.92 | 103.47 | 0.01 | 13.54
2035 | MISO_MO-IL_2_MISO_IN | MISO_MO-IL | MISO_IN | Internal | Winter | B16 | 25 | 2100 | 1136.57 | 113.84 | 113.86 | 0.01 | 0
2035 | MISO_MO-IL_2_MISO_IN | MISO_MO-IL | MISO_IN | Internal | Winter | B17 | 100 | 2100 | 1798.75 | 115.18 | 115.2 | 0.01 | 0
2035 | MISO_MO-IL_2_MISO_IN | MISO_MO-IL | MISO_IN | Internal | Winter | B18 | 400 | 2100 | 1785.34 | 113.84 | 113.86 | 0.01 | 0
2035 | MISO_MO-IL_2_MISO_IN | MISO_MO-IL | MISO_IN | Internal | Winter | B19 | 700 | 2100 | 2100 | 112.13 | 113.86 | 0.01 | 1.71
2035 | MISO_MO-IL_2_MISO_IN | MISO_MO-IL | MISO_IN | Internal | Winter | B20 | 935 | 2100 | 0.02 | 79.99 | 79.97 | 0.01 | 0
2035 | MISO_MO-IL_2_MISO_W | MISO_MO-IL | MISO_W | Internal | Shoulder | B11 | 25 | 1082 | 0.55 | 120.18 | 120.17 | 0.01 | 0
2035 | MISO_MO-IL_2_MISO_W | MISO_MO-IL | MISO_W | Internal | Shoulder | B12 | 200 | 1082 | 0.07 | 112.8 | 112.79 | 0.01 | 0
2035 | MISO_MO-IL_2_MISO_W | MISO_MO-IL | MISO_W | Internal | Shoulder | B13 | 600 | 1082 | 0.02 | 112.78 | 112.77 | 0.01 | 0
2035 | MISO_MO-IL_2_MISO_W | MISO_MO-IL | MISO_W | Internal | Shoulder | B14 | 900 | 1082 | 0 | 110.59 | 93.96 | 0.01 | 0
2035 | MISO_MO-IL_2_MISO_W | MISO_MO-IL | MISO_W | Internal | Shoulder | B15 | 1203 | 1082 | 0.01 | 79.99 | 79.97 | 0.01 | 0
2035 | MISO_MO-IL_2_MISO_W | MISO_MO-IL | MISO_W | Internal | Summer | B1 | 10 | 1082 | 359.65 | 210.58 | 210.6 | 0.01 | 0
2035 | MISO_MO-IL_2_MISO_W | MISO_MO-IL | MISO_W | Internal | Summer | B2 | 25 | 1082 | 1.03 | 210.6 | 210.6 | 0.01 | 0
2035 | MISO_MO-IL_2_MISO_W | MISO_MO-IL | MISO_W | Internal | Summer | B3 | 75 | 1082 | 0.18 | 210.61 | 210.6 | 0.01 | 0
2035 | MISO_MO-IL_2_MISO_W | MISO_MO-IL | MISO_W | Internal | Summer | B4 | 100 | 1082 | 0.14 | 175.96 | 175.95 | 0.01 | 0
2035 | MISO_MO-IL_2_MISO_W | MISO_MO-IL | MISO_W | Internal | Summer | B5 | 200 | 1082 | 0.07 | 143.92 | 143.9 | 0.01 | 0
2035 | MISO_MO-IL_2_MISO_W | MISO_MO-IL | MISO_W | Internal | Summer | B6 | 300 | 1082 | 0.05 | 138.87 | 138.86 | 0.01 | 0
2035 | MISO_MO-IL_2_MISO_W | MISO_MO-IL | MISO_W | Internal | Summer | B7 | 400 | 1082 | 0.04 | 129.41 | 129.39 | 0.01 | 0
2035 | MISO_MO-IL_2_MISO_W | MISO_MO-IL | MISO_W | Internal | Summer | B8 | 500 | 1082 | 0.03 | 123.96 | 123.95 | 0.01 | 0
2035 | MISO_MO-IL_2_MISO_W | MISO_MO-IL | MISO_W | Internal | Summer | B9 | 800 | 1082 | 0 | 113.41 | 113.21 | 0.01 | 0
2035 | MISO_MO-IL_2_MISO_W | MISO_MO-IL | MISO_W | Internal | Summer | B10 | 1262 | 1082 | 0 | 89.92 | 85.07 | 0.01 | 0
2035 | MISO_MO-IL_2_MISO_W | MISO_MO-IL | MISO_W | Internal | Winter | B16 | 25 | 1082 | 0 | 113.84 | 79.97 | 0.01 | 0
2035 | MISO_MO-IL_2_MISO_W | MISO_MO-IL | MISO_W | Internal | Winter | B17 | 100 | 1082 | 0 | 115.18 | 79.97 | 0.01 | 0
2035 | MISO_MO-IL_2_MISO_W | MISO_MO-IL | MISO_W | Internal | Winter | B18 | 400 | 1082 | 0.04 | 113.84 | 113.83 | 0.01 | 0
2035 | MISO_MO-IL_2_MISO_W | MISO_MO-IL | MISO_W | Internal | Winter | B19 | 700 | 1082 | 0.02 | 112.13 | 112.12 | 0.01 | 0
2035 | MISO_MO-IL_2_MISO_W | MISO_MO-IL | MISO_W | Internal | Winter | B20 | 935 | 1082 | 0.02 | 79.99 | 79.97 | 0.01 | 0
2035 | MISO_MO-IL_2_PJM_ROR | MISO_MO-IL | PJM_ROR | Internal | Shoulder | B11 | 25 | 1212 | 1.08 | 120.18 | 122.17 | 2 | 0
2035 | MISO_MO-IL_2_PJM_ROR | MISO_MO-IL | PJM_ROR | Internal | Shoulder | B12 | 200 | 1212 | 0.16 | 112.8 | 114.79 | 2 | 0
2035 | MISO_MO-IL_2_PJM_ROR | MISO_MO-IL | PJM_ROR | Internal | Shoulder | B13 | 600 | 1212 | 1211.92 | 112.78 | 114.79 | 2 | 0.01
2035 | MISO_MO-IL_2_PJM_ROR | MISO_MO-IL | PJM_ROR | Internal | Shoulder | B14 | 900 | 1212 | 1212 | 110.59 | 114.79 | 2 | 2.2
2035 | MISO_MO-IL_2_PJM_ROR | MISO_MO-IL | PJM_ROR | Internal | Shoulder | B15 | 1203 | 1212 | 1212 | 79.99 | 89.85 | 2 | 7.86
2035 | MISO_MO-IL_2_PJM_ROR | MISO_MO-IL | PJM_ROR | Internal | Summer | B1 | 10 | 1212 | 1209.43 | 210.58 | 212.6 | 2 | 0.01
2035 | MISO_MO-IL_2_PJM_ROR | MISO_MO-IL | PJM_ROR | Internal | Summer | B2 | 25 | 1212 | 407.52 | 210.6 | 212.6 | 2 | 0
2035 | MISO_MO-IL_2_PJM_ROR | MISO_MO-IL | PJM_ROR | Internal | Summer | B3 | 75 | 1212 | 0.35 | 210.61 | 212.6 | 2 | 0
2035 | MISO_MO-IL_2_PJM_ROR | MISO_MO-IL | PJM_ROR | Internal | Summer | B4 | 100 | 1212 | 0.27 | 175.96 | 177.95 | 2 | 0
2035 | MISO_MO-IL_2_PJM_ROR | MISO_MO-IL | PJM_ROR | Internal | Summer | B5 | 200 | 1212 | 0 | 143.92 | 142.35 | 2 | 0
2035 | MISO_MO-IL_2_PJM_ROR | MISO_MO-IL | PJM_ROR | Internal | Summer | B6 | 300 | 1212 | 0 | 138.87 | 136.87 | 2 | 0
2035 | MISO_MO-IL_2_PJM_ROR | MISO_MO-IL | PJM_ROR | Internal | Summer | B7 | 400 | 1212 | 0.07 | 129.41 | 131.39 | 2 | 0
2035 | MISO_MO-IL_2_PJM_ROR | MISO_MO-IL | PJM_ROR | Internal | Summer | B8 | 500 | 1212 | 0.06 | 123.96 | 125.95 | 2 | 0
2035 | MISO_MO-IL_2_PJM_ROR | MISO_MO-IL | PJM_ROR | Internal | Summer | B9 | 800 | 1212 | 0 | 113.41 | 115.21 | 2 | 0
2035 | MISO_MO-IL_2_PJM_ROR | MISO_MO-IL | PJM_ROR | Internal | Summer | B10 | 1262 | 1212 | 1212 | 89.92 | 104.98 | 2 | 13.06
2035 | MISO_MO-IL_2_PJM_ROR | MISO_MO-IL | PJM_ROR | Internal | Winter | B16 | 25 | 1212 | 1211.99 | 113.84 | 118.29 | 2 | 2.45
2035 | MISO_MO-IL_2_PJM_ROR | MISO_MO-IL | PJM_ROR | Internal | Winter | B17 | 100 | 1212 | 1212 | 115.18 | 118.29 | 2 | 1.11
2035 | MISO_MO-IL_2_PJM_ROR | MISO_MO-IL | PJM_ROR | Internal | Winter | B18 | 400 | 1212 | 1212 | 113.84 | 118.29 | 2 | 2.45
2035 | MISO_MO-IL_2_PJM_ROR | MISO_MO-IL | PJM_ROR | Internal | Winter | B19 | 700 | 1212 | 1212 | 112.13 | 118.29 | 2 | 4.16
2035 | MISO_MO-IL_2_PJM_ROR | MISO_MO-IL | PJM_ROR | Internal | Winter | B20 | 935 | 1212 | 1212 | 79.99 | 86.67 | 2 | 4.69
2035 | MISO_MO-IL_2_SPP_N | MISO_MO-IL | SPP_N | Internal | Shoulder | B11 | 25 | 4019 | 0 | 120.18 | 117.94 | 8 | 0
2035 | MISO_MO-IL_2_SPP_N | MISO_MO-IL | SPP_N | Internal | Shoulder | B12 | 200 | 4019 | 0 | 112.8 | 106.26 | 8 | 0
2035 | MISO_MO-IL_2_SPP_N | MISO_MO-IL | SPP_N | Internal | Shoulder | B13 | 600 | 4019 | 0 | 112.78 | 100.78 | 8 | 0
2035 | MISO_MO-IL_2_SPP_N | MISO_MO-IL | SPP_N | Internal | Shoulder | B14 | 900 | 4019 | 0 | 110.59 | 58.23 | 8 | 0
2035 | MISO_MO-IL_2_SPP_N | MISO_MO-IL | SPP_N | Internal | Shoulder | B15 | 1203 | 4019 | 0 | 79.99 | 58.23 | 8 | 0
2035 | MISO_MO-IL_2_SPP_N | MISO_MO-IL | SPP_N | Internal | Summer | B1 | 10 | 4019 | 0 | 210.58 | 58.23 | 8 | 0
2035 | MISO_MO-IL_2_SPP_N | MISO_MO-IL | SPP_N | Internal | Summer | B2 | 25 | 4019 | 0 | 210.6 | 196.81 | 8 | 0
2035 | MISO_MO-IL_2_SPP_N | MISO_MO-IL | SPP_N | Internal | Summer | B3 | 75 | 4019 | 0 | 210.61 | 205.61 | 8 | 0
2035 | MISO_MO-IL_2_SPP_N | MISO_MO-IL | SPP_N | Internal | Summer | B4 | 100 | 4019 | 0 | 175.96 | 170.96 | 8 | 0
2035 | MISO_MO-IL_2_SPP_N | MISO_MO-IL | SPP_N | Internal | Summer | B5 | 200 | 4019 | 0 | 143.92 | 138.92 | 8 | 0
2035 | MISO_MO-IL_2_SPP_N | MISO_MO-IL | SPP_N | Internal | Summer | B6 | 300 | 4019 | 0 | 138.87 | 135.38 | 8 | 0
2035 | MISO_MO-IL_2_SPP_N | MISO_MO-IL | SPP_N | Internal | Summer | B7 | 400 | 4019 | 0 | 129.41 | 129.59 | 8 | 0
2035 | MISO_MO-IL_2_SPP_N | MISO_MO-IL | SPP_N | Internal | Summer | B8 | 500 | 4019 | 0 | 123.96 | 126.96 | 8 | 0
2035 | MISO_MO-IL_2_SPP_N | MISO_MO-IL | SPP_N | Internal | Summer | B9 | 800 | 4019 | 0 | 113.41 | 108.41 | 8 | 0
2035 | MISO_MO-IL_2_SPP_N | MISO_MO-IL | SPP_N | Internal | Summer | B10 | 1262 | 4019 | 0 | 89.92 | 76.91 | 8 | 0
2035 | MISO_MO-IL_2_SPP_N | MISO_MO-IL | SPP_N | Internal | Winter | B16 | 25 | 4019 | 0 | 113.84 | 58.23 | 8 | 0
2035 | MISO_MO-IL_2_SPP_N | MISO_MO-IL | SPP_N | Internal | Winter | B17 | 100 | 4019 | 0 | 115.18 | 58.23 | 8 | 0
2035 | MISO_MO-IL_2_SPP_N | MISO_MO-IL | SPP_N | Internal | Winter | B18 | 400 | 4019 | 0 | 113.84 | 105.37 | 8 | 0
2035 | MISO_MO-IL_2_SPP_N | MISO_MO-IL | SPP_N | Internal | Winter | B19 | 700 | 4019 | 0 | 112.13 | 92.73 | 8 | 0
2035 | MISO_MO-IL_2_SPP_N | MISO_MO-IL | SPP_N | Internal | Winter | B20 | 935 | 4019 | 0 | 79.99 | 58.23 | 8 | 0
2035 | MISO_MO-IL_2_TVA_Transmission | MISO_MO-IL | TVA_Transmission | Internal | Shoulder | B11 | 25 | 4000 | 0 | 120.18 | 124.16 | 8 | 0
2035 | MISO_MO-IL_2_TVA_Transmission | MISO_MO-IL | TVA_Transmission | Internal | Shoulder | B12 | 200 | 4000 | 0 | 112.8 | 118.87 | 8 | 0
2035 | MISO_MO-IL_2_TVA_Transmission | MISO_MO-IL | TVA_Transmission | Internal | Shoulder | B13 | 600 | 4000 | 0 | 112.78 | 118.59 | 8 | 0
2035 | MISO_MO-IL_2_TVA_Transmission | MISO_MO-IL | TVA_Transmission | Internal | Shoulder | B14 | 900 | 4000 | 1754.91 | 110.59 | 118.59 | 8 | 0
2035 | MISO_MO-IL_2_TVA_Transmission | MISO_MO-IL | TVA_Transmission | Internal | Shoulder | B15 | 1203 | 4000 | 3295.93 | 79.99 | 87.99 | 8 | 0
2035 | MISO_MO-IL_2_TVA_Transmission | MISO_MO-IL | TVA_Transmission | Internal | Summer | B1 | 10 | 4000 | 0 | 210.58 | 213.94 | 8 | 0
2035 | MISO_MO-IL_2_TVA_Transmission | MISO_MO-IL | TVA_Transmission | Internal | Summer | B2 | 25 | 4000 | 422.69 | 210.6 | 218.6 | 8 | 0
2035 | MISO_MO-IL_2_TVA_Transmission | MISO_MO-IL | TVA_Transmission | Internal | Summer | B3 | 75 | 4000 | 0.35 | 210.61 | 218.6 | 8 | 0
2035 | MISO_MO-IL_2_TVA_Transmission | MISO_MO-IL | TVA_Transmission | Internal | Summer | B4 | 100 | 4000 | 0.28 | 175.96 | 183.95 | 8 | 0
2035 | MISO_MO-IL_2_TVA_Transmission | MISO_MO-IL | TVA_Transmission | Internal | Summer | B5 | 200 | 4000 | 0 | 143.92 | 139.14 | 8 | 0
2035 | MISO_MO-IL_2_TVA_Transmission | MISO_MO-IL | TVA_Transmission | Internal | Summer | B6 | 300 | 4000 | 0 | 138.87 | 132.71 | 8 | 0
2035 | MISO_MO-IL_2_TVA_Transmission | MISO_MO-IL | TVA_Transmission | Internal | Summer | B7 | 400 | 4000 | 0 | 129.41 | 125.7 | 8 | 0
2035 | MISO_MO-IL_2_TVA_Transmission | MISO_MO-IL | TVA_Transmission | Internal | Summer | B8 | 500 | 4000 | 0 | 123.96 | 123.84 | 8 | 0
2035 | MISO_MO-IL_2_TVA_Transmission | MISO_MO-IL | TVA_Transmission | Internal | Summer | B9 | 800 | 4000 | 0 | 113.41 | 118.44 | 8 | 0
2035 | MISO_MO-IL_2_TVA_Transmission | MISO_MO-IL | TVA_Transmission | Internal | Summer | B10 | 1262 | 4000 | 1208.31 | 89.92 | 97.92 | 8 | 0
2035 | MISO_MO-IL_2_TVA_Transmission | MISO_MO-IL | TVA_Transmission | Internal | Winter | B16 | 25 | 4000 | 988.03 | 113.84 | 121.84 | 8 | 0
2035 | MISO_MO-IL_2_TVA_Transmission | MISO_MO-IL | TVA_Transmission | Internal | Winter | B17 | 100 | 4000 | 0 | 115.18 | 121.37 | 8 | 0
2035 | MISO_MO-IL_2_TVA_Transmission | MISO_MO-IL | TVA_Transmission | Internal | Winter | B18 | 400 | 4000 | 0 | 113.84 | 120.13 | 8 | 0
2035 | MISO_MO-IL_2_TVA_Transmission | MISO_MO-IL | TVA_Transmission | Internal | Winter | B19 | 700 | 4000 | 408.93 | 112.13 | 120.13 | 8 | 0
2035 | MISO_MO-IL_2_TVA_Transmission | MISO_MO-IL | TVA_Transmission | Internal | Winter | B20 | 935 | 4000 | 3333.65 | 79.99 | 87.99 | 8 | 0
2035 | MISO_W_2_IESO | MISO_W | IESO | Internal | Shoulder | B11 | 25 | 157 | 0 | 120.17 | 75.12 | 8 | 0
2035 | MISO_W_2_IESO | MISO_W | IESO | Internal | Shoulder | B12 | 200 | 157 | 0 | 112.79 | 75.12 | 8 | 0
2035 | MISO_W_2_IESO | MISO_W | IESO | Internal | Shoulder | B13 | 600 | 157 | 0 | 112.77 | 75.12 | 8 | 0
2035 | MISO_W_2_IESO | MISO_W | IESO | Internal | Shoulder | B14 | 900 | 157 | 0 | 93.96 | 75.12 | 8 | 0
2035 | MISO_W_2_IESO | MISO_W | IESO | Internal | Shoulder | B15 | 1203 | 157 | 0 | 79.97 | 75.12 | 8 | 0
2035 | MISO_W_2_IESO | MISO_W | IESO | Internal | Summer | B1 | 10 | 157 | 0 | 210.6 | 118.09 | 8 | 0
2035 | MISO_W_2_IESO | MISO_W | IESO | Internal | Summer | B2 | 25 | 157 | 0 | 210.6 | 126.8 | 8 | 0
2035 | MISO_W_2_IESO | MISO_W | IESO | Internal | Summer | B3 | 75 | 157 | 0 | 210.6 | 126.8 | 8 | 0
2035 | MISO_W_2_IESO | MISO_W | IESO | Internal | Summer | B4 | 100 | 157 | 0 | 175.95 | 99.44 | 8 | 0
2035 | MISO_W_2_IESO | MISO_W | IESO | Internal | Summer | B5 | 200 | 157 | 0 | 143.9 | 72.8 | 8 | 0
2035 | MISO_W_2_IESO | MISO_W | IESO | Internal | Summer | B6 | 300 | 157 | 0 | 138.86 | 72.8 | 8 | 0
2035 | MISO_W_2_IESO | MISO_W | IESO | Internal | Summer | B7 | 400 | 157 | 0 | 129.39 | 72.8 | 8 | 0
2035 | MISO_W_2_IESO | MISO_W | IESO | Internal | Summer | B8 | 500 | 157 | 0 | 123.95 | 72.8 | 8 | 0
2035 | MISO_W_2_IESO | MISO_W | IESO | Internal | Summer | B9 | 800 | 157 | 0 | 113.21 | 72.8 | 8 | 0
2035 | MISO_W_2_IESO | MISO_W | IESO | Internal | Summer | B10 | 1262 | 157 | 0 | 85.07 | 72.8 | 8 | 0
2035 | MISO_W_2_IESO | MISO_W | IESO | Internal | Winter | B16 | 25 | 157 | 0 | 79.97 | 75.12 | 8 | 0
2035 | MISO_W_2_IESO | MISO_W | IESO | Internal | Winter | B17 | 100 | 157 | 0 | 79.97 | 75.12 | 8 | 0
2035 | MISO_W_2_IESO | MISO_W | IESO | Internal | Winter | B18 | 400 | 157 | 0 | 113.83 | 75.12 | 8 | 0
2035 | MISO_W_2_IESO | MISO_W | IESO | Internal | Winter | B19 | 700 | 157 | 0 | 112.12 | 75.12 | 8 | 0
2035 | MISO_W_2_IESO | MISO_W | IESO | Internal | Winter | B20 | 935 | 157 | 0 | 79.97 | 75.12 | 8 | 0
2035 | MISO_W_2_MAPP_CA | MISO_W | MAPP_CA | Internal | Shoulder | B11 | 25 | 700 | 0 | 120.17 | 79.96 | 0.01 | 0
2035 | MISO_W_2_MAPP_CA | MISO_W | MAPP_CA | Internal | Shoulder | B12 | 200 | 700 | 0 | 112.79 | 79.96 | 0.01 | 0
2035 | MISO_W_2_MAPP_CA | MISO_W | MAPP_CA | Internal | Shoulder | B13 | 600 | 700 | 0 | 112.77 | 79.96 | 0.01 | 0
2035 | MISO_W_2_MAPP_CA | MISO_W | MAPP_CA | Internal | Shoulder | B14 | 900 | 700 | 0 | 93.96 | 79.96 | 0.01 | 0
2035 | MISO_W_2_MAPP_CA | MISO_W | MAPP_CA | Internal | Shoulder | B15 | 1203 | 700 | 0.01 | 79.97 | 79.96 | 0.01 | 0
2035 | MISO_W_2_MAPP_CA | MISO_W | MAPP_CA | Internal | Summer | B1 | 10 | 700 | 0 | 210.6 | 64.8 | 0.01 | 0
2035 | MISO_W_2_MAPP_CA | MISO_W | MAPP_CA | Internal | Summer | B2 | 25 | 700 | 0 | 210.6 | 64.8 | 0.01 | 0
2035 | MISO_W_2_MAPP_CA | MISO_W | MAPP_CA | Internal | Summer | B3 | 75 | 700 | 0 | 210.6 | 64.8 | 0.01 | 0
2035 | MISO_W_2_MAPP_CA | MISO_W | MAPP_CA | Internal | Summer | B4 | 100 | 700 | 0 | 175.95 | 64.8 | 0.01 | 0
2035 | MISO_W_2_MAPP_CA | MISO_W | MAPP_CA | Internal | Summer | B5 | 200 | 700 | 0 | 143.9 | 64.8 | 0.01 | 0
2035 | MISO_W_2_MAPP_CA | MISO_W | MAPP_CA | Internal | Summer | B6 | 300 | 700 | 0 | 138.86 | 64.8 | 0.01 | 0
2035 | MISO_W_2_MAPP_CA | MISO_W | MAPP_CA | Internal | Summer | B7 | 400 | 700 | 0 | 129.39 | 64.8 | 0.01 | 0
2035 | MISO_W_2_MAPP_CA | MISO_W | MAPP_CA | Internal | Summer | B8 | 500 | 700 | 0 | 123.95 | 64.8 | 0.01 | 0
2035 | MISO_W_2_MAPP_CA | MISO_W | MAPP_CA | Internal | Summer | B9 | 800 | 700 | 0 | 113.21 | 64.8 | 0.01 | 0
2035 | MISO_W_2_MAPP_CA | MISO_W | MAPP_CA | Internal | Summer | B10 | 1262 | 700 | 0 | 85.07 | 64.8 | 0.01 | 0
2035 | MISO_W_2_MAPP_CA | MISO_W | MAPP_CA | Internal | Winter | B16 | 25 | 700 | 0.53 | 79.97 | 79.96 | 0.01 | 0
2035 | MISO_W_2_MAPP_CA | MISO_W | MAPP_CA | Internal | Winter | B17 | 100 | 700 | 0.14 | 79.97 | 79.96 | 0.01 | 0
2035 | MISO_W_2_MAPP_CA | MISO_W | MAPP_CA | Internal | Winter | B18 | 400 | 700 | 0 | 113.83 | 79.96 | 0.01 | 0
2035 | MISO_W_2_MAPP_CA | MISO_W | MAPP_CA | Internal | Winter | B19 | 700 | 700 | 0 | 112.12 | 79.96 | 0.01 | 0
2035 | MISO_W_2_MAPP_CA | MISO_W | MAPP_CA | Internal | Winter | B20 | 935 | 700 | 0.02 | 79.97 | 79.96 | 0.01 | 0
2035 | MISO_W_2_MAPP_US | MISO_W | MAPP_US | Internal | Shoulder | B11 | 25 | 2300 | 0 | 120.17 | 113.17 | 7 | 0
2035 | MISO_W_2_MAPP_US | MISO_W | MAPP_US | Internal | Shoulder | B12 | 200 | 2300 | 0 | 112.79 | 105.79 | 7 | 0
2035 | MISO_W_2_MAPP_US | MISO_W | MAPP_US | Internal | Shoulder | B13 | 600 | 2300 | 0 | 112.77 | 105.77 | 7 | 0
2035 | MISO_W_2_MAPP_US | MISO_W | MAPP_US | Internal | Shoulder | B14 | 900 | 2300 | 0 | 93.96 | 86.96 | 7 | 0
2035 | MISO_W_2_MAPP_US | MISO_W | MAPP_US | Internal | Shoulder | B15 | 1203 | 2300 | 0 | 79.97 | 79.97 | 7 | 0
2035 | MISO_W_2_MAPP_US | MISO_W | MAPP_US | Internal | Summer | B1 | 10 | 2300 | 0 | 210.6 | 206.66 | 7 | 0
2035 | MISO_W_2_MAPP_US | MISO_W | MAPP_US | Internal | Summer | B2 | 25 | 2300 | 0 | 210.6 | 203.6 | 7 | 0
2035 | MISO_W_2_MAPP_US | MISO_W | MAPP_US | Internal | Summer | B3 | 75 | 2300 | 0 | 210.6 | 203.6 | 7 | 0
2035 | MISO_W_2_MAPP_US | MISO_W | MAPP_US | Internal | Summer | B4 | 100 | 2300 | 0 | 175.95 | 168.95 | 7 | 0
2035 | MISO_W_2_MAPP_US | MISO_W | MAPP_US | Internal | Summer | B5 | 200 | 2300 | 0 | 143.9 | 136.91 | 7 | 0
2035 | MISO_W_2_MAPP_US | MISO_W | MAPP_US | Internal | Summer | B6 | 300 | 2300 | 0 | 138.86 | 134.23 | 7 | 0
2035 | MISO_W_2_MAPP_US | MISO_W | MAPP_US | Internal | Summer | B7 | 400 | 2300 | 0 | 129.39 | 122.39 | 7 | 0
2035 | MISO_W_2_MAPP_US | MISO_W | MAPP_US | Internal | Summer | B8 | 500 | 2300 | 0 | 123.95 | 116.95 | 7 | 0
2035 | MISO_W_2_MAPP_US | MISO_W | MAPP_US | Internal | Summer | B9 | 800 | 2300 | 0 | 113.21 | 106.21 | 7 | 0
2035 | MISO_W_2_MAPP_US | MISO_W | MAPP_US | Internal | Summer | B10 | 1262 | 2300 | 0 | 85.07 | 79.97 | 7 | 0
2035 | MISO_W_2_MAPP_US | MISO_W | MAPP_US | Internal | Winter | B16 | 25 | 2300 | 0 | 79.97 | 79.97 | 7 | 0
2035 | MISO_W_2_MAPP_US | MISO_W | MAPP_US | Internal | Winter | B17 | 100 | 2300 | 0 | 79.97 | 79.97 | 7 | 0
2035 | MISO_W_2_MAPP_US | MISO_W | MAPP_US | Internal | Winter | B18 | 400 | 2300 | 0 | 113.83 | 106.83 | 7 | 0
2035 | MISO_W_2_MAPP_US | MISO_W | MAPP_US | Internal | Winter | B19 | 700 | 2300 | 0 | 112.12 | 105.12 | 7 | 0
2035 | MISO_W_2_MAPP_US | MISO_W | MAPP_US | Internal | Winter | B20 | 935 | 2300 | 0 | 79.97 | 79.97 | 7 | 0
2035 | MISO_W_2_MISO_MO-IL | MISO_W | MISO_MO-IL | Internal | Shoulder | B11 | 25 | 3922 | 498.26 | 120.17 | 120.18 | 0.01 | 0
2035 | MISO_W_2_MISO_MO-IL | MISO_W | MISO_MO-IL | Internal | Shoulder | B12 | 200 | 3922 | 277.03 | 112.79 | 112.8 | 0.01 | 0
2035 | MISO_W_2_MISO_MO-IL | MISO_W | MISO_MO-IL | Internal | Shoulder | B13 | 600 | 3922 | 1531.31 | 112.77 | 112.78 | 0.01 | 0
2035 | MISO_W_2_MISO_MO-IL | MISO_W | MISO_MO-IL | Internal | Shoulder | B14 | 900 | 3922 | 3922 | 93.96 | 110.59 | 0.01 | 16.61
2035 | MISO_W_2_MISO_MO-IL | MISO_W | MISO_MO-IL | Internal | Shoulder | B15 | 1203 | 3922 | 3287.48 | 79.97 | 79.99 | 0.01 | 0
2035 | MISO_W_2_MISO_MO-IL | MISO_W | MISO_MO-IL | Internal | Summer | B1 | 10 | 3922 | 1.28 | 210.6 | 210.58 | 0.01 | 0
2035 | MISO_W_2_MISO_MO-IL | MISO_W | MISO_MO-IL | Internal | Summer | B2 | 25 | 3922 | 1.15 | 210.6 | 210.6 | 0.01 | 0
2035 | MISO_W_2_MISO_MO-IL | MISO_W | MISO_MO-IL | Internal | Summer | B3 | 75 | 3922 | 1543.91 | 210.6 | 210.61 | 0.01 | 0
2035 | MISO_W_2_MISO_MO-IL | MISO_W | MISO_MO-IL | Internal | Summer | B4 | 100 | 3922 | 689.94 | 175.95 | 175.96 | 0.01 | 0
2035 | MISO_W_2_MISO_MO-IL | MISO_W | MISO_MO-IL | Internal | Summer | B5 | 200 | 3922 | 1864.42 | 143.9 | 143.92 | 0.01 | 0
2035 | MISO_W_2_MISO_MO-IL | MISO_W | MISO_MO-IL | Internal | Summer | B6 | 300 | 3922 | 2492.18 | 138.86 | 138.87 | 0.01 | 0
2035 | MISO_W_2_MISO_MO-IL | MISO_W | MISO_MO-IL | Internal | Summer | B7 | 400 | 3922 | 2532.49 | 129.39 | 129.41 | 0.01 | 0
2035 | MISO_W_2_MISO_MO-IL | MISO_W | MISO_MO-IL | Internal | Summer | B8 | 500 | 3922 | 2661.74 | 123.95 | 123.96 | 0.01 | 0
2035 | MISO_W_2_MISO_MO-IL | MISO_W | MISO_MO-IL | Internal | Summer | B9 | 800 | 3922 | 3922 | 113.21 | 113.41 | 0.01 | 0.19
2035 | MISO_W_2_MISO_MO-IL | MISO_W | MISO_MO-IL | Internal | Summer | B10 | 1262 | 3922 | 3922 | 85.07 | 89.92 | 0.01 | 4.84
2035 | MISO_W_2_MISO_MO-IL | MISO_W | MISO_MO-IL | Internal | Winter | B16 | 25 | 3922 | 3922 | 79.97 | 113.84 | 0.01 | 33.86
2035 | MISO_W_2_MISO_MO-IL | MISO_W | MISO_MO-IL | Internal | Winter | B17 | 100 | 3922 | 3922 | 79.97 | 115.18 | 0.01 | 35.2
2035 | MISO_W_2_MISO_MO-IL | MISO_W | MISO_MO-IL | Internal | Winter | B18 | 400 | 3922 | 3492.75 | 113.83 | 113.84 | 0.01 | 0
2035 | MISO_W_2_MISO_MO-IL | MISO_W | MISO_MO-IL | Internal | Winter | B19 | 700 | 3922 | 2503.4 | 112.12 | 112.13 | 0.01 | 0
2035 | MISO_W_2_MISO_MO-IL | MISO_W | MISO_MO-IL | Internal | Winter | B20 | 935 | 3922 | 1530.27 | 79.97 | 79.99 | 0.01 | 0
2035 | MISO_W_2_MISO_WUMS | MISO_W | MISO_WUMS | Internal | Shoulder | B11 | 25 | 1667 | 0 | 120.17 | 114.79 | 0.01 | 0
2035 | MISO_W_2_MISO_WUMS | MISO_W | MISO_WUMS | Internal | Shoulder | B12 | 200 | 1667 | 1321.37 | 112.79 | 112.8 | 0.01 | 0
2035 | MISO_W_2_MISO_WUMS | MISO_W | MISO_WUMS | Internal | Shoulder | B13 | 600 | 1667 | 1666.96 | 112.77 | 112.79 | 0.01 | 0.01
2035 | MISO_W_2_MISO_WUMS | MISO_W | MISO_WUMS | Internal | Shoulder | B14 | 900 | 1667 | 1667 | 93.96 | 112.79 | 0.01 | 18.81
2035 | MISO_W_2_MISO_WUMS | MISO_W | MISO_WUMS | Internal | Shoulder | B15 | 1203 | 1667 | 1667 | 79.97 | 82.23 | 0.01 | 2.25
2035 | MISO_W_2_MISO_WUMS | MISO_W | MISO_WUMS | Internal | Summer | B1 | 10 | 1667 | 0 | 210.6 | 131.46 | 0.01 | 0
2035 | MISO_W_2_MISO_WUMS | MISO_W | MISO_WUMS | Internal | Summer | B2 | 25 | 1667 | 0 | 210.6 | 131.46 | 0.01 | 0
2035 | MISO_W_2_MISO_WUMS | MISO_W | MISO_WUMS | Internal | Summer | B3 | 75 | 1667 | 0 | 210.6 | 202.6 | 0.01 | 0
2035 | MISO_W_2_MISO_WUMS | MISO_W | MISO_WUMS | Internal | Summer | B4 | 100 | 1667 | 0 | 175.95 | 143.05 | 0.01 | 0
2035 | MISO_W_2_MISO_WUMS | MISO_W | MISO_WUMS | Internal | Summer | B5 | 200 | 1667 | 0 | 143.9 | 133.1 | 0.01 | 0
2035 | MISO_W_2_MISO_WUMS | MISO_W | MISO_WUMS | Internal | Summer | B6 | 300 | 1667 | 0 | 138.86 | 131.46 | 0.01 | 0
2035 | MISO_W_2_MISO_WUMS | MISO_W | MISO_WUMS | Internal | Summer | B7 | 400 | 1667 | 0.04 | 129.39 | 129.38 | 0.01 | 0
2035 | MISO_W_2_MISO_WUMS | MISO_W | MISO_WUMS | Internal | Summer | B8 | 500 | 1667 | 0.03 | 123.95 | 123.94 | 0.01 | 0
2035 | MISO_W_2_MISO_WUMS | MISO_W | MISO_WUMS | Internal | Summer | B9 | 800 | 1667 | 698.68 | 113.21 | 113.22 | 0.01 | 0
2035 | MISO_W_2_MISO_WUMS | MISO_W | MISO_WUMS | Internal | Summer | B10 | 1262 | 1667 | 1667 | 85.07 | 102.98 | 0.01 | 17.9
2035 | MISO_W_2_MISO_WUMS | MISO_W | MISO_WUMS | Internal | Winter | B16 | 25 | 1667 | 1667 | 79.97 | 88.45 | 0.01 | 8.46
2035 | MISO_W_2_MISO_WUMS | MISO_W | MISO_WUMS | Internal | Winter | B17 | 100 | 1667 | 1667 | 79.97 | 116.29 | 0.01 | 36.3
2035 | MISO_W_2_MISO_WUMS | MISO_W | MISO_WUMS | Internal | Winter | B18 | 400 | 1667 | 1667 | 113.83 | 116.29 | 0.01 | 2.45
2035 | MISO_W_2_MISO_WUMS | MISO_W | MISO_WUMS | Internal | Winter | B19 | 700 | 1667 | 1667 | 112.12 | 116.29 | 0.01 | 4.16
2035 | MISO_W_2_MISO_WUMS | MISO_W | MISO_WUMS | Internal | Winter | B20 | 935 | 1667 | 1586.6 | 79.97 | 79.99 | 0.01 | 0
2035 | MISO_W_2_NE | MISO_W | NE | Internal | Shoulder | B11 | 25 | 5289 | 0 | 120.17 | 115.17 | 7 | 0
2035 | MISO_W_2_NE | MISO_W | NE | Internal | Shoulder | B12 | 200 | 5289 | 0 | 112.79 | 106.25 | 7 | 0
2035 | MISO_W_2_NE | MISO_W | NE | Internal | Shoulder | B13 | 600 | 5289 | 0 | 112.77 | 100.77 | 7 | 0
2035 | MISO_W_2_NE | MISO_W | NE | Internal | Shoulder | B14 | 900 | 5289 | 0 | 93.96 | 80.37 | 7 | 0
2035 | MISO_W_2_NE | MISO_W | NE | Internal | Shoulder | B15 | 1203 | 5289 | 0 | 79.97 | 58.23 | 7 | 0
2035 | MISO_W_2_NE | MISO_W | NE | Internal | Summer | B1 | 10 | 5289 | 0 | 210.6 | 205.6 | 7 | 0
2035 | MISO_W_2_NE | MISO_W | NE | Internal | Summer | B2 | 25 | 5289 | 0 | 210.6 | 205.6 | 7 | 0
2035 | MISO_W_2_NE | MISO_W | NE | Internal | Summer | B3 | 75 | 5289 | 0 | 210.6 | 205.6 | 7 | 0
2035 | MISO_W_2_NE | MISO_W | NE | Internal | Summer | B4 | 100 | 5289 | 0 | 175.95 | 170.95 | 7 | 0
2035 | MISO_W_2_NE | MISO_W | NE | Internal | Summer | B5 | 200 | 5289 | 0 | 143.9 | 138.9 | 7 | 0
2035 | MISO_W_2_NE | MISO_W | NE | Internal | Summer | B6 | 300 | 5289 | 0 | 138.86 | 135.37 | 7 | 0
2035 | MISO_W_2_NE | MISO_W | NE | Internal | Summer | B7 | 400 | 5289 | 0 | 129.39 | 129.39 | 7 | 0
2035 | MISO_W_2_NE | MISO_W | NE | Internal | Summer | B8 | 500 | 5289 | 0 | 123.95 | 118.95 | 7 | 0
2035 | MISO_W_2_NE | MISO_W | NE | Internal | Summer | B9 | 800 | 5289 | 0 | 113.21 | 108.21 | 7 | 0
2035 | MISO_W_2_NE | MISO_W | NE | Internal | Summer | B10 | 1262 | 5289 | 0 | 85.07 | 76.9 | 7 | 0
2035 | MISO_W_2_NE | MISO_W | NE | Internal | Winter | B16 | 25 | 5289 | 0 | 79.97 | 58.23 | 7 | 0
2035 | MISO_W_2_NE | MISO_W | NE | Internal | Winter | B17 | 100 | 5289 | 0 | 79.97 | 58.23 | 7 | 0
2035 | MISO_W_2_NE | MISO_W | NE | Internal | Winter | B18 | 400 | 5289 | 0 | 113.83 | 101.83 | 7 | 0
2035 | MISO_W_2_NE | MISO_W | NE | Internal | Winter | B19 | 700 | 5289 | 0 | 112.12 | 92.74 | 7 | 0
2035 | MISO_W_2_NE | MISO_W | NE | Internal | Winter | B20 | 935 | 5289 | 0 | 79.97 | 58.23 | 7 | 0
2035 | MISO_W_2_PJM_ROR | MISO_W | PJM_ROR | Internal | Shoulder | B11 | 25 | 13193 | 4561.71 | 120.17 | 122.17 | 2 | 0
2035 | MISO_W_2_PJM_ROR | MISO_W | PJM_ROR | Internal | Shoulder | B12 | 200 | 13193 | 13101.82 | 112.79 | 114.79 | 2 | 0
2035 | MISO_W_2_PJM_ROR | MISO_W | PJM_ROR | Internal | Shoulder | B13 | 600 | 13193 | 13192.97 | 112.77 | 114.79 | 2 | 0.02
2035 | MISO_W_2_PJM_ROR | MISO_W | PJM_ROR | Internal | Shoulder | B14 | 900 | 13193 | 13193 | 93.96 | 114.79 | 2 | 18.83
2035 | MISO_W_2_PJM_ROR | MISO_W | PJM_ROR | Internal | Shoulder | B15 | 1203 | 13193 | 13193 | 79.97 | 89.85 | 2 | 7.87
2035 | MISO_W_2_PJM_ROR | MISO_W | PJM_ROR | Internal | Summer | B1 | 10 | 13193 | 3756.72 | 210.6 | 212.6 | 2 | 0
2035 | MISO_W_2_PJM_ROR | MISO_W | PJM_ROR | Internal | Summer | B2 | 25 | 13193 | 10121.46 | 210.6 | 212.6 | 2 | 0
2035 | MISO_W_2_PJM_ROR | MISO_W | PJM_ROR | Internal | Summer | B3 | 75 | 13193 | 632.99 | 210.6 | 212.6 | 2 | 0
2035 | MISO_W_2_PJM_ROR | MISO_W | PJM_ROR | Internal | Summer | B4 | 100 | 13193 | 2293.45 | 175.95 | 177.95 | 2 | 0
2035 | MISO_W_2_PJM_ROR | MISO_W | PJM_ROR | Internal | Summer | B5 | 200 | 13193 | 0 | 143.9 | 142.35 | 2 | 0
2035 | MISO_W_2_PJM_ROR | MISO_W | PJM_ROR | Internal | Summer | B6 | 300 | 13193 | 0 | 138.86 | 136.87 | 2 | 0
2035 | MISO_W_2_PJM_ROR | MISO_W | PJM_ROR | Internal | Summer | B7 | 400 | 13193 | 1362.3 | 129.39 | 131.39 | 2 | 0
2035 | MISO_W_2_PJM_ROR | MISO_W | PJM_ROR | Internal | Summer | B8 | 500 | 13193 | 7265.22 | 123.95 | 125.95 | 2 | 0
2035 | MISO_W_2_PJM_ROR | MISO_W | PJM_ROR | Internal | Summer | B9 | 800 | 13193 | 4987.01 | 113.21 | 115.21 | 2 | 0
2035 | MISO_W_2_PJM_ROR | MISO_W | PJM_ROR | Internal | Summer | B10 | 1262 | 13193 | 13193 | 85.07 | 104.98 | 2 | 17.91
2035 | MISO_W_2_PJM_ROR | MISO_W | PJM_ROR | Internal | Winter | B16 | 25 | 13193 | 13193 | 79.97 | 118.29 | 2 | 36.32
2035 | MISO_W_2_PJM_ROR | MISO_W | PJM_ROR | Internal | Winter | B17 | 100 | 13193 | 13193 | 79.97 | 118.29 | 2 | 36.32
2035 | MISO_W_2_PJM_ROR | MISO_W | PJM_ROR | Internal | Winter | B18 | 400 | 13193 | 13193 | 113.83 | 118.29 | 2 | 2.46
2035 | MISO_W_2_PJM_ROR | MISO_W | PJM_ROR | Internal | Winter | B19 | 700 | 13193 | 13193 | 112.12 | 118.29 | 2 | 4.17
2035 | MISO_W_2_PJM_ROR | MISO_W | PJM_ROR | Internal | Winter | B20 | 935 | 13193 | 13193 | 79.97 | 86.67 | 2 | 4.7
2035 | MISO_W_2_SPP_N | MISO_W | SPP_N | Internal | Shoulder | B11 | 25 | 3537 | 0 | 120.17 | 117.94 | 7 | 0
2035 | MISO_W_2_SPP_N | MISO_W | SPP_N | Internal | Shoulder | B12 | 200 | 3537 | 0 | 112.79 | 106.26 | 7 | 0
2035 | MISO_W_2_SPP_N | MISO_W | SPP_N | Internal | Shoulder | B13 | 600 | 3537 | 0 | 112.77 | 100.78 | 7 | 0
2035 | MISO_W_2_SPP_N | MISO_W | SPP_N | Internal | Shoulder | B14 | 900 | 3537 | 0 | 93.96 | 58.23 | 7 | 0
2035 | MISO_W_2_SPP_N | MISO_W | SPP_N | Internal | Shoulder | B15 | 1203 | 3537 | 0 | 79.97 | 58.23 | 7 | 0
2035 | MISO_W_2_SPP_N | MISO_W | SPP_N | Internal | Summer | B1 | 10 | 3537 | 0 | 210.6 | 58.23 | 7 | 0
2035 | MISO_W_2_SPP_N | MISO_W | SPP_N | Internal | Summer | B2 | 25 | 3537 | 0 | 210.6 | 196.81 | 7 | 0
2035 | MISO_W_2_SPP_N | MISO_W | SPP_N | Internal | Summer | B3 | 75 | 3537 | 0 | 210.6 | 205.61 | 7 | 0
2035 | MISO_W_2_SPP_N | MISO_W | SPP_N | Internal | Summer | B4 | 100 | 3537 | 0 | 175.95 | 170.96 | 7 | 0
2035 | MISO_W_2_SPP_N | MISO_W | SPP_N | Internal | Summer | B5 | 200 | 3537 | 0 | 143.9 | 138.92 | 7 | 0
2035 | MISO_W_2_SPP_N | MISO_W | SPP_N | Internal | Summer | B6 | 300 | 3537 | 0 | 138.86 | 135.38 | 7 | 0
2035 | MISO_W_2_SPP_N | MISO_W | SPP_N | Internal | Summer | B7 | 400 | 3537 | 0 | 129.39 | 129.59 | 7 | 0
2035 | MISO_W_2_SPP_N | MISO_W | SPP_N | Internal | Summer | B8 | 500 | 3537 | 0 | 123.95 | 126.96 | 7 | 0
2035 | MISO_W_2_SPP_N | MISO_W | SPP_N | Internal | Summer | B9 | 800 | 3537 | 0 | 113.21 | 108.41 | 7 | 0
2035 | MISO_W_2_SPP_N | MISO_W | SPP_N | Internal | Summer | B10 | 1262 | 3537 | 0 | 85.07 | 76.91 | 7 | 0
2035 | MISO_W_2_SPP_N | MISO_W | SPP_N | Internal | Winter | B16 | 25 | 3537 | 0 | 79.97 | 58.23 | 7 | 0
2035 | MISO_W_2_SPP_N | MISO_W | SPP_N | Internal | Winter | B17 | 100 | 3537 | 0 | 79.97 | 58.23 | 7 | 0
2035 | MISO_W_2_SPP_N | MISO_W | SPP_N | Internal | Winter | B18 | 400 | 3537 | 0 | 113.83 | 105.37 | 7 | 0
2035 | MISO_W_2_SPP_N | MISO_W | SPP_N | Internal | Winter | B19 | 700 | 3537 | 0 | 112.12 | 92.73 | 7 | 0
2035 | MISO_W_2_SPP_N | MISO_W | SPP_N | Internal | Winter | B20 | 935 | 3537 | 0 | 79.97 | 58.23 | 7 | 0
2035 | MISO_WUMS_2_MISO_MI | MISO_WUMS | MISO_MI | Internal | Shoulder | B11 | 25 | 787 | 786.77 | 114.79 | 114.86 | 0.01 | 0.06
2035 | MISO_WUMS_2_MISO_MI | MISO_WUMS | MISO_MI | Internal | Shoulder | B12 | 200 | 787 | 0.14 | 112.8 | 112.8 | 0.01 | 0
2035 | MISO_WUMS_2_MISO_MI | MISO_WUMS | MISO_MI | Internal | Shoulder | B13 | 600 | 787 | 30.4 | 112.79 | 112.8 | 0.01 | 0
2035 | MISO_WUMS_2_MISO_MI | MISO_WUMS | MISO_MI | Internal | Shoulder | B14 | 900 | 787 | 110.78 | 112.79 | 112.8 | 0.01 | 0
2035 | MISO_WUMS_2_MISO_MI | MISO_WUMS | MISO_MI | Internal | Shoulder | B15 | 1203 | 787 | 787 | 82.23 | 82.82 | 0.01 | 0.57
2035 | MISO_WUMS_2_MISO_MI | MISO_WUMS | MISO_MI | Internal | Summer | B1 | 10 | 787 | 787 | 131.46 | 210.6 | 0.01 | 79.12
2035 | MISO_WUMS_2_MISO_MI | MISO_WUMS | MISO_MI | Internal | Summer | B2 | 25 | 787 | 787 | 131.46 | 210.6 | 0.01 | 79.12
2035 | MISO_WUMS_2_MISO_MI | MISO_WUMS | MISO_MI | Internal | Summer | B3 | 75 | 787 | 625.03 | 202.6 | 202.61 | 0.01 | 0
2035 | MISO_WUMS_2_MISO_MI | MISO_WUMS | MISO_MI | Internal | Summer | B4 | 100 | 787 | 787 | 143.05 | 167.96 | 0.01 | 24.9
2035 | MISO_WUMS_2_MISO_MI | MISO_WUMS | MISO_MI | Internal | Summer | B5 | 200 | 787 | 787 | 133.1 | 140.35 | 0.01 | 7.23
2035 | MISO_WUMS_2_MISO_MI | MISO_WUMS | MISO_MI | Internal | Summer | B6 | 300 | 787 | 787 | 131.46 | 133.82 | 0.01 | 2.35
2035 | MISO_WUMS_2_MISO_MI | MISO_WUMS | MISO_MI | Internal | Summer | B7 | 400 | 787 | 365.14 | 129.38 | 129.39 | 0.01 | 0
2035 | MISO_WUMS_2_MISO_MI | MISO_WUMS | MISO_MI | Internal | Summer | B8 | 500 | 787 | 786.94 | 123.94 | 123.96 | 0.01 | 0.01
2035 | MISO_WUMS_2_MISO_MI | MISO_WUMS | MISO_MI | Internal | Summer | B9 | 800 | 787 | 787 | 113.22 | 113.41 | 0.01 | 0.18
2035 | MISO_WUMS_2_MISO_MI | MISO_WUMS | MISO_MI | Internal | Summer | B10 | 1262 | 787 | 787 | 102.98 | 103.48 | 0.01 | 0.49
2035 | MISO_WUMS_2_MISO_MI | MISO_WUMS | MISO_MI | Internal | Winter | B16 | 25 | 787 | 787 | 88.45 | 116.29 | 0.01 | 27.83
2035 | MISO_WUMS_2_MISO_MI | MISO_WUMS | MISO_MI | Internal | Winter | B17 | 100 | 787 | 0.27 | 116.29 | 116.29 | 0.01 | 0
2035 | MISO_WUMS_2_MISO_MI | MISO_WUMS | MISO_MI | Internal | Winter | B18 | 400 | 787 | 0.04 | 116.29 | 116.28 | 0.01 | 0
2035 | MISO_WUMS_2_MISO_MI | MISO_WUMS | MISO_MI | Internal | Winter | B19 | 700 | 787 | 0.02 | 116.29 | 116.28 | 0.01 | 0
2035 | MISO_WUMS_2_MISO_MI | MISO_WUMS | MISO_MI | Internal | Winter | B20 | 935 | 787 | 787 | 79.99 | 82.12 | 0.01 | 2.12
2035 | MISO_WUMS_2_MISO_W | MISO_WUMS | MISO_W | Internal | Shoulder | B11 | 25 | 1175 | 1175 | 114.79 | 120.17 | 0.01 | 5.37
2035 | MISO_WUMS_2_MISO_W | MISO_WUMS | MISO_W | Internal | Shoulder | B12 | 200 | 1175 | 0.07 | 112.8 | 112.79 | 0.01 | 0
2035 | MISO_WUMS_2_MISO_W | MISO_WUMS | MISO_W | Internal | Shoulder | B13 | 600 | 1175 | 0.02 | 112.79 | 112.77 | 0.01 | 0
2035 | MISO_WUMS_2_MISO_W | MISO_WUMS | MISO_W | Internal | Shoulder | B14 | 900 | 1175 | 0 | 112.79 | 93.96 | 0.01 | 0
2035 | MISO_WUMS_2_MISO_W | MISO_WUMS | MISO_W | Internal | Shoulder | B15 | 1203 | 1175 | 0 | 82.23 | 79.97 | 0.01 | 0
2035 | MISO_WUMS_2_MISO_W | MISO_WUMS | MISO_W | Internal | Summer | B1 | 10 | 1175 | 1175 | 131.46 | 210.6 | 0.01 | 79.12
2035 | MISO_WUMS_2_MISO_W | MISO_WUMS | MISO_W | Internal | Summer | B2 | 25 | 1175 | 1175 | 131.46 | 210.6 | 0.01 | 79.12
2035 | MISO_WUMS_2_MISO_W | MISO_WUMS | MISO_W | Internal | Summer | B3 | 75 | 1175 | 1175 | 202.6 | 210.6 | 0.01 | 7.99
2035 | MISO_WUMS_2_MISO_W | MISO_WUMS | MISO_W | Internal | Summer | B4 | 100 | 1175 | 1175 | 143.05 | 175.95 | 0.01 | 32.89
2035 | MISO_WUMS_2_MISO_W | MISO_WUMS | MISO_W | Internal | Summer | B5 | 200 | 1175 | 1175 | 133.1 | 143.9 | 0.01 | 10.79
2035 | MISO_WUMS_2_MISO_W | MISO_WUMS | MISO_W | Internal | Summer | B6 | 300 | 1175 | 1175 | 131.46 | 138.86 | 0.01 | 7.38
2035 | MISO_WUMS_2_MISO_W | MISO_WUMS | MISO_W | Internal | Summer | B7 | 400 | 1175 | 420.33 | 129.38 | 129.39 | 0.01 | 0
2035 | MISO_WUMS_2_MISO_W | MISO_WUMS | MISO_W | Internal | Summer | B8 | 500 | 1175 | 301.13 | 123.94 | 123.95 | 0.01 | 0
2035 | MISO_WUMS_2_MISO_W | MISO_WUMS | MISO_W | Internal | Summer | B9 | 800 | 1175 | 0.02 | 113.22 | 113.21 | 0.01 | 0
2035 | MISO_WUMS_2_MISO_W | MISO_WUMS | MISO_W | Internal | Summer | B10 | 1262 | 1175 | 0 | 102.98 | 85.07 | 0.01 | 0
2035 | MISO_WUMS_2_MISO_W | MISO_WUMS | MISO_W | Internal | Winter | B16 | 25 | 1175 | 0 | 88.45 | 79.97 | 0.01 | 0
2035 | MISO_WUMS_2_MISO_W | MISO_WUMS | MISO_W | Internal | Winter | B17 | 100 | 1175 | 0 | 116.29 | 79.97 | 0.01 | 0
2035 | MISO_WUMS_2_MISO_W | MISO_WUMS | MISO_W | Internal | Winter | B18 | 400 | 1175 | 0 | 116.29 | 113.83 | 0.01 | 0
2035 | MISO_WUMS_2_MISO_W | MISO_WUMS | MISO_W | Internal | Winter | B19 | 700 | 1175 | 0 | 116.29 | 112.12 | 0.01 | 0
2035 | MISO_WUMS_2_MISO_W | MISO_WUMS | MISO_W | Internal | Winter | B20 | 935 | 1175 | 0.01 | 79.99 | 79.97 | 0.01 | 0
2035 | MISO_WUMS_2_PJM_ROR | MISO_WUMS | PJM_ROR | Internal | Shoulder | B11 | 25 | 1600 | 1600 | 114.79 | 122.17 | 2 | 5.38
2035 | MISO_WUMS_2_PJM_ROR | MISO_WUMS | PJM_ROR | Internal | Shoulder | B12 | 200 | 1600 | 0.14 | 112.8 | 114.79 | 2 | 0
2035 | MISO_WUMS_2_PJM_ROR | MISO_WUMS | PJM_ROR | Internal | Shoulder | B13 | 600 | 1600 | 9.11 | 112.79 | 114.79 | 2 | 0
2035 | MISO_WUMS_2_PJM_ROR | MISO_WUMS | PJM_ROR | Internal | Shoulder | B14 | 900 | 1600 | 540.77 | 112.79 | 114.79 | 2 | 0
2035 | MISO_WUMS_2_PJM_ROR | MISO_WUMS | PJM_ROR | Internal | Shoulder | B15 | 1203 | 1600 | 1600 | 82.23 | 89.85 | 2 | 5.61
2035 | MISO_WUMS_2_PJM_ROR | MISO_WUMS | PJM_ROR | Internal | Summer | B1 | 10 | 1600 | 1600 | 131.46 | 212.6 | 2 | 79.13
2035 | MISO_WUMS_2_PJM_ROR | MISO_WUMS | PJM_ROR | Internal | Summer | B2 | 25 | 1600 | 1600 | 131.46 | 212.6 | 2 | 79.13
2035 | MISO_WUMS_2_PJM_ROR | MISO_WUMS | PJM_ROR | Internal | Summer | B3 | 75 | 1600 | 1600 | 202.6 | 212.6 | 2 | 8
2035 | MISO_WUMS_2_PJM_ROR | MISO_WUMS | PJM_ROR | Internal | Summer | B4 | 100 | 1600 | 1600 | 143.05 | 177.95 | 2 | 32.9
2035 | MISO_WUMS_2_PJM_ROR | MISO_WUMS | PJM_ROR | Internal | Summer | B5 | 200 | 1600 | 1600 | 133.1 | 142.35 | 2 | 7.24
2035 | MISO_WUMS_2_PJM_ROR | MISO_WUMS | PJM_ROR | Internal | Summer | B6 | 300 | 1600 | 1600 | 131.46 | 136.87 | 2 | 3.4
2035 | MISO_WUMS_2_PJM_ROR | MISO_WUMS | PJM_ROR | Internal | Summer | B7 | 400 | 1600 | 1599.93 | 129.38 | 131.39 | 2 | 0.01
2035 | MISO_WUMS_2_PJM_ROR | MISO_WUMS | PJM_ROR | Internal | Summer | B8 | 500 | 1600 | 1599.94 | 123.94 | 125.95 | 2 | 0.01
2035 | MISO_WUMS_2_PJM_ROR | MISO_WUMS | PJM_ROR | Internal | Summer | B9 | 800 | 1600 | 0.04 | 113.22 | 115.21 | 2 | 0
2035 | MISO_WUMS_2_PJM_ROR | MISO_WUMS | PJM_ROR | Internal | Summer | B10 | 1262 | 1600 | 704.66 | 102.98 | 104.98 | 2 | 0
2035 | MISO_WUMS_2_PJM_ROR | MISO_WUMS | PJM_ROR | Internal | Winter | B16 | 25 | 1600 | 1600 | 88.45 | 118.29 | 2 | 27.84
2035 | MISO_WUMS_2_PJM_ROR | MISO_WUMS | PJM_ROR | Internal | Winter | B17 | 100 | 1600 | 1071.11 | 116.29 | 118.29 | 2 | 0
2035 | MISO_WUMS_2_PJM_ROR | MISO_WUMS | PJM_ROR | Internal | Winter | B18 | 400 | 1600 | 800.29 | 116.29 | 118.29 | 2 | 0
2035 | MISO_WUMS_2_PJM_ROR | MISO_WUMS | PJM_ROR | Internal | Winter | B19 | 700 | 1600 | 1072.33 | 116.29 | 118.29 | 2 | 0
2035 | MISO_WUMS_2_PJM_ROR | MISO_WUMS | PJM_ROR | Internal | Winter | B20 | 935 | 1600 | 1600 | 79.99 | 86.67 | 2 | 4.69
2035 | NE_2_MAPP_US | NE | MAPP_US | Internal | Shoulder | B11 | 25 | 1600 | 0 | 115.17 | 113.17 | 5 | 0
2035 | NE_2_MAPP_US | NE | MAPP_US | Internal | Shoulder | B12 | 200 | 1600 | 0 | 106.25 | 105.79 | 5 | 0
2035 | NE_2_MAPP_US | NE | MAPP_US | Internal | Shoulder | B13 | 600 | 1600 | 222.55 | 100.77 | 105.77 | 5 | 0
2035 | NE_2_MAPP_US | NE | MAPP_US | Internal | Shoulder | B14 | 900 | 1600 | 1600 | 80.37 | 86.96 | 5 | 1.59
2035 | NE_2_MAPP_US | NE | MAPP_US | Internal | Shoulder | B15 | 1203 | 1600 | 1600 | 58.23 | 79.97 | 5 | 16.74
2035 | NE_2_MAPP_US | NE | MAPP_US | Internal | Summer | B1 | 10 | 1600 | 0 | 205.6 | 206.66 | 5 | 0
2035 | NE_2_MAPP_US | NE | MAPP_US | Internal | Summer | B2 | 25 | 1600 | 0 | 205.6 | 203.6 | 5 | 0
2035 | NE_2_MAPP_US | NE | MAPP_US | Internal | Summer | B3 | 75 | 1600 | 0 | 205.6 | 203.6 | 5 | 0
2035 | NE_2_MAPP_US | NE | MAPP_US | Internal | Summer | B4 | 100 | 1600 | 0 | 170.95 | 168.95 | 5 | 0
2035 | NE_2_MAPP_US | NE | MAPP_US | Internal | Summer | B5 | 200 | 1600 | 0 | 138.9 | 136.91 | 5 | 0
2035 | NE_2_MAPP_US | NE | MAPP_US | Internal | Summer | B6 | 300 | 1600 | 0 | 135.37 | 134.23 | 5 | 0
2035 | NE_2_MAPP_US | NE | MAPP_US | Internal | Summer | B7 | 400 | 1600 | 0 | 129.39 | 122.39 | 5 | 0
2035 | NE_2_MAPP_US | NE | MAPP_US | Internal | Summer | B8 | 500 | 1600 | 0 | 118.95 | 116.95 | 5 | 0
2035 | NE_2_MAPP_US | NE | MAPP_US | Internal | Summer | B9 | 800 | 1600 | 0 | 108.21 | 106.21 | 5 | 0
2035 | NE_2_MAPP_US | NE | MAPP_US | Internal | Summer | B10 | 1262 | 1600 | 0 | 76.9 | 79.97 | 5 | 0
2035 | NE_2_MAPP_US | NE | MAPP_US | Internal | Winter | B16 | 25 | 1600 | 1600 | 58.23 | 79.97 | 5 | 16.74
2035 | NE_2_MAPP_US | NE | MAPP_US | Internal | Winter | B17 | 100 | 1600 | 1600 | 58.23 | 79.97 | 5 | 16.74
2035 | NE_2_MAPP_US | NE | MAPP_US | Internal | Winter | B18 | 400 | 1600 | 511.71 | 101.83 | 106.83 | 5 | 0
2035 | NE_2_MAPP_US | NE | MAPP_US | Internal | Winter | B19 | 700 | 1600 | 1600 | 92.74 | 105.12 | 5 | 7.38
2035 | NE_2_MAPP_US | NE | MAPP_US | Internal | Winter | B20 | 935 | 1600 | 1600 | 58.23 | 79.97 | 5 | 16.74
2035 | NE_2_MISO_W | NE | MISO_W | Internal | Shoulder | B11 | 25 | 4089 | 132.32 | 115.17 | 120.17 | 5 | 0
2035 | NE_2_MISO_W | NE | MISO_W | Internal | Shoulder | B12 | 200 | 4089 | 4089 | 106.25 | 112.79 | 5 | 1.54
2035 | NE_2_MISO_W | NE | MISO_W | Internal | Shoulder | B13 | 600 | 4089 | 4089 | 100.77 | 112.77 | 5 | 7
2035 | NE_2_MISO_W | NE | MISO_W | Internal | Shoulder | B14 | 900 | 4089 | 4089 | 80.37 | 93.96 | 5 | 8.59
2035 | NE_2_MISO_W | NE | MISO_W | Internal | Shoulder | B15 | 1203 | 4089 | 4089 | 58.23 | 79.97 | 5 | 16.74
2035 | NE_2_MISO_W | NE | MISO_W | Internal | Summer | B1 | 10 | 4089 | 865.69 | 205.6 | 210.6 | 5 | 0
2035 | NE_2_MISO_W | NE | MISO_W | Internal | Summer | B2 | 25 | 4089 | 3212.19 | 205.6 | 210.6 | 5 | 0
2035 | NE_2_MISO_W | NE | MISO_W | Internal | Summer | B3 | 75 | 4089 | 886.46 | 205.6 | 210.6 | 5 | 0
2035 | NE_2_MISO_W | NE | MISO_W | Internal | Summer | B4 | 100 | 4089 | 478.2 | 170.95 | 175.95 | 5 | 0
2035 | NE_2_MISO_W | NE | MISO_W | Internal | Summer | B5 | 200 | 4089 | 67.88 | 138.9 | 143.9 | 5 | 0
2035 | NE_2_MISO_W | NE | MISO_W | Internal | Summer | B6 | 300 | 4089 | 0 | 135.37 | 138.86 | 5 | 0
2035 | NE_2_MISO_W | NE | MISO_W | Internal | Summer | B7 | 400 | 4089 | 0 | 129.39 | 129.39 | 5 | 0
2035 | NE_2_MISO_W | NE | MISO_W | Internal | Summer | B8 | 500 | 4089 | 811.35 | 118.95 | 123.95 | 5 | 0
2035 | NE_2_MISO_W | NE | MISO_W | Internal | Summer | B9 | 800 | 4089 | 896.56 | 108.21 | 113.21 | 5 | 0
2035 | NE_2_MISO_W | NE | MISO_W | Internal | Summer | B10 | 1262 | 4089 | 4089 | 76.9 | 85.07 | 5 | 3.17
2035 | NE_2_MISO_W | NE | MISO_W | Internal | Winter | B16 | 25 | 4089 | 4089 | 58.23 | 79.97 | 5 | 16.74
2035 | NE_2_MISO_W | NE | MISO_W | Internal | Winter | B17 | 100 | 4089 | 4089 | 58.23 | 79.97 | 5 | 16.74
2035 | NE_2_MISO_W | NE | MISO_W | Internal | Winter | B18 | 400 | 4089 | 4089 | 101.83 | 113.83 | 5 | 7
2035 | NE_2_MISO_W | NE | MISO_W | Internal | Winter | B19 | 700 | 4089 | 4089 | 92.74 | 112.12 | 5 | 14.38
2035 | NE_2_MISO_W | NE | MISO_W | Internal | Winter | B20 | 935 | 4089 | 4089 | 58.23 | 79.97 | 5 | 16.74
2035 | NE_2_SPP_N | NE | SPP_N | Internal | Shoulder | B11 | 25 | 1960 | 1959.99 | 115.17 | 117.94 | 0.01 | 2.76
2035 | NE_2_SPP_N | NE | SPP_N | Internal | Shoulder | B12 | 200 | 1960 | 342.4 | 106.25 | 106.26 | 0.01 | 0
2035 | NE_2_SPP_N | NE | SPP_N | Internal | Shoulder | B13 | 600 | 1960 | 1110.42 | 100.77 | 100.78 | 0.01 | 0
2035 | NE_2_SPP_N | NE | SPP_N | Internal | Shoulder | B14 | 900 | 1960 | 0 | 80.37 | 58.23 | 0.01 | 0
2035 | NE_2_SPP_N | NE | SPP_N | Internal | Shoulder | B15 | 1203 | 1960 | 0.02 | 58.23 | 58.23 | 0.01 | 0
2035 | NE_2_SPP_N | NE | SPP_N | Internal | Summer | B1 | 10 | 1960 | 0 | 205.6 | 58.23 | 0.01 | 0
2035 | NE_2_SPP_N | NE | SPP_N | Internal | Summer | B2 | 25 | 1960 | 0 | 205.6 | 196.81 | 0.01 | 0
2035 | NE_2_SPP_N | NE | SPP_N | Internal | Summer | B3 | 75 | 1960 | 400.41 | 205.6 | 205.61 | 0.01 | 0
2035 | NE_2_SPP_N | NE | SPP_N | Internal | Summer | B4 | 100 | 1960 | 202.15 | 170.95 | 170.96 | 0.01 | 0
2035 | NE_2_SPP_N | NE | SPP_N | Internal | Summer | B5 | 200 | 1960 | 66.89 | 138.9 | 138.92 | 0.01 | 0
2035 | NE_2_SPP_N | NE | SPP_N | Internal | Summer | B6 | 300 | 1960 | 591.63 | 135.37 | 135.38 | 0.01 | 0
2035 | NE_2_SPP_N | NE | SPP_N | Internal | Summer | B7 | 400 | 1960 | 1960 | 129.39 | 129.59 | 0.01 | 0.18
2035 | NE_2_SPP_N | NE | SPP_N | Internal | Summer | B8 | 500 | 1960 | 1960 | 118.95 | 126.96 | 0.01 | 8
2035 | NE_2_SPP_N | NE | SPP_N | Internal | Summer | B9 | 800 | 1960 | 1960 | 108.21 | 108.41 | 0.01 | 0.19
2035 | NE_2_SPP_N | NE | SPP_N | Internal | Summer | B10 | 1262 | 1960 | 264.59 | 76.9 | 76.91 | 0.01 | 0
2035 | NE_2_SPP_N | NE | SPP_N | Internal | Winter | B16 | 25 | 1960 | 1.14 | 58.23 | 58.23 | 0.01 | 0
2035 | NE_2_SPP_N | NE | SPP_N | Internal | Winter | B17 | 100 | 1960 | 0.28 | 58.23 | 58.23 | 0.01 | 0
2035 | NE_2_SPP_N | NE | SPP_N | Internal | Winter | B18 | 400 | 1960 | 1960 | 101.83 | 105.37 | 0.01 | 3.53
2035 | NE_2_SPP_N | NE | SPP_N | Internal | Winter | B19 | 700 | 1960 | 0.02 | 92.74 | 92.73 | 0.01 | 0
2035 | NE_2_SPP_N | NE | SPP_N | Internal | Winter | B20 | 935 | 1960 | 0.03 | 58.23 | 58.23 | 0.01 | 0
2035 | NEISO_2_NYISO_A-F | NEISO | NYISO_A-F | Internal | Shoulder | B11 | 25 | 600 | 600 | 73.5 | 82.12 | 3 | 5.62
2035 | NEISO_2_NYISO_A-F | NEISO | NYISO_A-F | Internal | Shoulder | B12 | 200 | 600 | 600 | 73.5 | 82.12 | 3 | 5.62
2035 | NEISO_2_NYISO_A-F | NEISO | NYISO_A-F | Internal | Shoulder | B13 | 600 | 600 | 600 | 73.5 | 82.12 | 3 | 5.62
2035 | NEISO_2_NYISO_A-F | NEISO | NYISO_A-F | Internal | Shoulder | B14 | 900 | 600 | 600 | 73.5 | 82.12 | 3 | 5.62
2035 | NEISO_2_NYISO_A-F | NEISO | NYISO_A-F | Internal | Shoulder | B15 | 1203 | 600 | 600 | 73.5 | 82.12 | 3 | 5.62
2035 | NEISO_2_NYISO_A-F | NEISO | NYISO_A-F | Internal | Summer | B1 | 10 | 600 | 0 | 141.36 | 111.09 | 3 | 0
2035 | NEISO_2_NYISO_A-F | NEISO | NYISO_A-F | Internal | Summer | B2 | 25 | 600 | 0 | 181.46 | 133.8 | 3 | 0
2035 | NEISO_2_NYISO_A-F | NEISO | NYISO_A-F | Internal | Summer | B3 | 75 | 600 | 0 | 136.81 | 133.8 | 3 | 0
2035 | NEISO_2_NYISO_A-F | NEISO | NYISO_A-F | Internal | Summer | B4 | 100 | 600 | 600 | 123.43 | 129.7 | 3 | 3.27
2035 | NEISO_2_NYISO_A-F | NEISO | NYISO_A-F | Internal | Summer | B5 | 200 | 600 | 400.75 | 123.43 | 126.43 | 3 | 0
2035 | NEISO_2_NYISO_A-F | NEISO | NYISO_A-F | Internal | Summer | B6 | 300 | 600 | 133.17 | 123.43 | 126.43 | 3 | 0
2035 | NEISO_2_NYISO_A-F | NEISO | NYISO_A-F | Internal | Summer | B7 | 400 | 600 | 268.6 | 114.09 | 117.09 | 3 | 0
2035 | NEISO_2_NYISO_A-F | NEISO | NYISO_A-F | Internal | Summer | B8 | 500 | 600 | 0 | 114.09 | 111.09 | 3 | 0
2035 | NEISO_2_NYISO_A-F | NEISO | NYISO_A-F | Internal | Summer | B9 | 800 | 600 | 0 | 106.38 | 107.22 | 3 | 0
2035 | NEISO_2_NYISO_A-F | NEISO | NYISO_A-F | Internal | Summer | B10 | 1262 | 600 | 0.01 | 104.24 | 107.22 | 3 | 0
2035 | NEISO_2_NYISO_A-F | NEISO | NYISO_A-F | Internal | Winter | B16 | 25 | 600 | 378.59 | 73.5 | 76.5 | 3 | 0
2035 | NEISO_2_NYISO_A-F | NEISO | NYISO_A-F | Internal | Winter | B17 | 100 | 600 | 372.41 | 73.5 | 76.5 | 3 | 0
2035 | NEISO_2_NYISO_A-F | NEISO | NYISO_A-F | Internal | Winter | B18 | 400 | 600 | 477.09 | 73.5 | 76.5 | 3 | 0
2035 | NEISO_2_NYISO_A-F | NEISO | NYISO_A-F | Internal | Winter | B19 | 700 | 600 | 524.97 | 73.5 | 76.5 | 3 | 0
2035 | NEISO_2_NYISO_A-F | NEISO | NYISO_A-F | Internal | Winter | B20 | 935 | 600 | 544.52 | 73.5 | 76.5 | 3 | 0
2035 | NEISO_2_NYISO_G-I | NEISO | NYISO_G-I | Internal | Shoulder | B11 | 25 | 600 | 600 | 73.5 | 127.82 | 3 | 51.32
2035 | NEISO_2_NYISO_G-I | NEISO | NYISO_G-I | Internal | Shoulder | B12 | 200 | 600 | 600 | 73.5 | 127.82 | 3 | 51.32
2035 | NEISO_2_NYISO_G-I | NEISO | NYISO_G-I | Internal | Shoulder | B13 | 600 | 600 | 600 | 73.5 | 127.82 | 3 | 51.32
2035 | NEISO_2_NYISO_G-I | NEISO | NYISO_G-I | Internal | Shoulder | B14 | 900 | 600 | 600 | 73.5 | 110.11 | 3 | 33.62
2035 | NEISO_2_NYISO_G-I | NEISO | NYISO_G-I | Internal | Shoulder | B15 | 1203 | 600 | 600 | 73.5 | 82.48 | 3 | 5.98
2035 | NEISO_2_NYISO_G-I | NEISO | NYISO_G-I | Internal | Summer | B1 | 10 | 600 | 600 | 141.36 | 270.72 | 3 | 126.35
2035 | NEISO_2_NYISO_G-I | NEISO | NYISO_G-I | Internal | Summer | B2 | 25 | 600 | 600 | 181.46 | 204.62 | 3 | 20.16
2035 | NEISO_2_NYISO_G-I | NEISO | NYISO_G-I | Internal | Summer | B3 | 75 | 600 | 600 | 136.81 | 177.61 | 3 | 37.81
2035 | NEISO_2_NYISO_G-I | NEISO | NYISO_G-I | Internal | Summer | B4 | 100 | 600 | 600 | 123.43 | 169.97 | 3 | 43.54
2035 | NEISO_2_NYISO_G-I | NEISO | NYISO_G-I | Internal | Summer | B5 | 200 | 600 | 600 | 123.43 | 134.37 | 3 | 7.94
2035 | NEISO_2_NYISO_G-I | NEISO | NYISO_G-I | Internal | Summer | B6 | 300 | 600 | 600 | 123.43 | 128.89 | 3 | 2.46
2035 | NEISO_2_NYISO_G-I | NEISO | NYISO_G-I | Internal | Summer | B7 | 400 | 600 | 600 | 114.09 | 124.04 | 3 | 6.96
2035 | NEISO_2_NYISO_G-I | NEISO | NYISO_G-I | Internal | Summer | B8 | 500 | 600 | 600 | 114.09 | 124.04 | 3 | 6.96
2035 | NEISO_2_NYISO_G-I | NEISO | NYISO_G-I | Internal | Summer | B9 | 800 | 600 | 600 | 106.38 | 121.22 | 3 | 11.83
2035 | NEISO_2_NYISO_G-I | NEISO | NYISO_G-I | Internal | Summer | B10 | 1262 | 600 | 0.02 | 104.24 | 107.23 | 3 | 0
2035 | NEISO_2_NYISO_G-I | NEISO | NYISO_G-I | Internal | Winter | B16 | 25 | 600 | 600 | 73.5 | 137.87 | 3 | 61.37
2035 | NEISO_2_NYISO_G-I | NEISO | NYISO_G-I | Internal | Winter | B17 | 100 | 600 | 600 | 73.5 | 137.87 | 3 | 61.37
2035 | NEISO_2_NYISO_G-I | NEISO | NYISO_G-I | Internal | Winter | B18 | 400 | 600 | 600 | 73.5 | 130.46 | 3 | 53.97
2035 | NEISO_2_NYISO_G-I | NEISO | NYISO_G-I | Internal | Winter | B19 | 700 | 600 | 600 | 73.5 | 121.25 | 3 | 44.76
2035 | NEISO_2_NYISO_G-I | NEISO | NYISO_G-I | Internal | Winter | B20 | 935 | 600 | 600 | 73.5 | 79.83 | 3 | 3.33
2035 | NEISO_2_NYISO_J-K | NEISO | NYISO_J-K | Internal | Shoulder | B11 | 25 | 745 | 745 | 73.5 | 127.83 | 3 | 51.33
2035 | NEISO_2_NYISO_J-K | NEISO | NYISO_J-K | Internal | Shoulder | B12 | 200 | 745 | 745 | 73.5 | 127.83 | 3 | 51.33
2035 | NEISO_2_NYISO_J-K | NEISO | NYISO_J-K | Internal | Shoulder | B13 | 600 | 745 | 745 | 73.5 | 127.83 | 3 | 51.33
2035 | NEISO_2_NYISO_J-K | NEISO | NYISO_J-K | Internal | Shoulder | B14 | 900 | 745 | 745 | 73.5 | 110.13 | 3 | 33.63
2035 | NEISO_2_NYISO_J-K | NEISO | NYISO_J-K | Internal | Shoulder | B15 | 1203 | 745 | 745 | 73.5 | 82.49 | 3 | 5.99
2035 | NEISO_2_NYISO_J-K | NEISO | NYISO_J-K | Internal | Summer | B1 | 10 | 745 | 745 | 141.36 | 270.73 | 3 | 126.37
2035 | NEISO_2_NYISO_J-K | NEISO | NYISO_J-K | Internal | Summer | B2 | 25 | 745 | 745 | 181.46 | 204.63 | 3 | 20.17
2035 | NEISO_2_NYISO_J-K | NEISO | NYISO_J-K | Internal | Summer | B3 | 75 | 745 | 745 | 136.81 | 177.62 | 3 | 37.82
2035 | NEISO_2_NYISO_J-K | NEISO | NYISO_J-K | Internal | Summer | B4 | 100 | 745 | 745 | 123.43 | 176.19 | 3 | 49.76
2035 | NEISO_2_NYISO_J-K | NEISO | NYISO_J-K | Internal | Summer | B5 | 200 | 745 | 745 | 123.43 | 134.38 | 3 | 7.96
2035 | NEISO_2_NYISO_J-K | NEISO | NYISO_J-K | Internal | Summer | B6 | 300 | 745 | 745 | 123.43 | 132.21 | 3 | 5.78
2035 | NEISO_2_NYISO_J-K | NEISO | NYISO_J-K | Internal | Summer | B7 | 400 | 745 | 745 | 114.09 | 124.06 | 3 | 6.97
2035 | NEISO_2_NYISO_J-K | NEISO | NYISO_J-K | Internal | Summer | B8 | 500 | 745 | 745 | 114.09 | 124.06 | 3 | 6.97
2035 | NEISO_2_NYISO_J-K | NEISO | NYISO_J-K | Internal | Summer | B9 | 800 | 745 | 745 | 106.38 | 121.23 | 3 | 11.85
2035 | NEISO_2_NYISO_J-K | NEISO | NYISO_J-K | Internal | Summer | B10 | 1262 | 745 | 228.85 | 104.24 | 107.24 | 3 | 0
2035 | NEISO_2_NYISO_J-K | NEISO | NYISO_J-K | Internal | Winter | B16 | 25 | 745 | 745 | 73.5 | 140.93 | 3 | 64.43
2035 | NEISO_2_NYISO_J-K | NEISO | NYISO_J-K | Internal | Winter | B17 | 100 | 745 | 745 | 73.5 | 140.93 | 3 | 64.43
2035 | NEISO_2_NYISO_J-K | NEISO | NYISO_J-K | Internal | Winter | B18 | 400 | 745 | 745 | 73.5 | 130.48 | 3 | 53.98
2035 | NEISO_2_NYISO_J-K | NEISO | NYISO_J-K | Internal | Winter | B19 | 700 | 745 | 745 | 73.5 | 121.26 | 3 | 44.77
2035 | NEISO_2_NYISO_J-K | NEISO | NYISO_J-K | Internal | Winter | B20 | 935 | 745 | 745 | 73.5 | 79.84 | 3 | 3.35
2035 | NonRTO_Midwest_2_MISO_IN | NonRTO_Midwest | MISO_IN | Internal | Shoulder | B11 | 25 | 4450 | 0 | 122.85 | 114.85 | 8 | 0
2035 | NonRTO_Midwest_2_MISO_IN | NonRTO_Midwest | MISO_IN | Internal | Shoulder | B12 | 200 | 4450 | 0 | 118.54 | 112.79 | 8 | 0
2035 | NonRTO_Midwest_2_MISO_IN | NonRTO_Midwest | MISO_IN | Internal | Shoulder | B13 | 600 | 4450 | 0 | 118.54 | 112.79 | 8 | 0
2035 | NonRTO_Midwest_2_MISO_IN | NonRTO_Midwest | MISO_IN | Internal | Shoulder | B14 | 900 | 4450 | 0 | 118.54 | 112.79 | 8 | 0
2035 | NonRTO_Midwest_2_MISO_IN | NonRTO_Midwest | MISO_IN | Internal | Shoulder | B15 | 1203 | 4450 | 0 | 90.81 | 82.81 | 8 | 0
2035 | NonRTO_Midwest_2_MISO_IN | NonRTO_Midwest | MISO_IN | Internal | Summer | B1 | 10 | 4450 | 0 | 205.94 | 197.94 | 8 | 0
2035 | NonRTO_Midwest_2_MISO_IN | NonRTO_Midwest | MISO_IN | Internal | Summer | B2 | 25 | 4450 | 0 | 218.58 | 210.58 | 8 | 0
2035 | NonRTO_Midwest_2_MISO_IN | NonRTO_Midwest | MISO_IN | Internal | Summer | B3 | 75 | 4450 | 0 | 210.6 | 202.6 | 8 | 0
2035 | NonRTO_Midwest_2_MISO_IN | NonRTO_Midwest | MISO_IN | Internal | Summer | B4 | 100 | 4450 | 0 | 175.95 | 167.95 | 8 | 0
2035 | NonRTO_Midwest_2_MISO_IN | NonRTO_Midwest | MISO_IN | Internal | Summer | B5 | 200 | 4450 | 349.42 | 132.34 | 140.34 | 8 | 0
2035 | NonRTO_Midwest_2_MISO_IN | NonRTO_Midwest | MISO_IN | Internal | Summer | B6 | 300 | 4450 | 822.06 | 125.81 | 133.81 | 8 | 0
2035 | NonRTO_Midwest_2_MISO_IN | NonRTO_Midwest | MISO_IN | Internal | Summer | B7 | 400 | 4450 | 1402.46 | 117.89 | 125.89 | 8 | 0
2035 | NonRTO_Midwest_2_MISO_IN | NonRTO_Midwest | MISO_IN | Internal | Summer | B8 | 500 | 4450 | 0 | 117.03 | 123.95 | 8 | 0
2035 | NonRTO_Midwest_2_MISO_IN | NonRTO_Midwest | MISO_IN | Internal | Summer | B9 | 800 | 4450 | 0 | 117.03 | 113.4 | 8 | 0
2035 | NonRTO_Midwest_2_MISO_IN | NonRTO_Midwest | MISO_IN | Internal | Summer | B10 | 1262 | 4450 | 0 | 111.47 | 103.47 | 8 | 0
2035 | NonRTO_Midwest_2_MISO_IN | NonRTO_Midwest | MISO_IN | Internal | Winter | B16 | 25 | 4450 | 0 | 121.86 | 113.86 | 8 | 0
2035 | NonRTO_Midwest_2_MISO_IN | NonRTO_Midwest | MISO_IN | Internal | Winter | B17 | 100 | 4450 | 0 | 122.65 | 115.2 | 8 | 0
2035 | NonRTO_Midwest_2_MISO_IN | NonRTO_Midwest | MISO_IN | Internal | Winter | B18 | 400 | 4450 | 0 | 121.86 | 113.86 | 8 | 0
2035 | NonRTO_Midwest_2_MISO_IN | NonRTO_Midwest | MISO_IN | Internal | Winter | B19 | 700 | 4450 | 0 | 121.86 | 113.86 | 8 | 0
2035 | NonRTO_Midwest_2_MISO_IN | NonRTO_Midwest | MISO_IN | Internal | Winter | B20 | 935 | 4450 | 0 | 87.97 | 79.97 | 8 | 0
2035 | NonRTO_Midwest_2_TVA_Transmission | NonRTO_Midwest | TVA_Transmission | Internal | Shoulder | B11 | 25 | 2400 | 0 | 122.85 | 124.16 | 8 | 0
2035 | NonRTO_Midwest_2_TVA_Transmission | NonRTO_Midwest | TVA_Transmission | Internal | Shoulder | B12 | 200 | 2400 | 0 | 118.54 | 118.87 | 8 | 0
2035 | NonRTO_Midwest_2_TVA_Transmission | NonRTO_Midwest | TVA_Transmission | Internal | Shoulder | B13 | 600 | 2400 | 0 | 118.54 | 118.59 | 8 | 0
2035 | NonRTO_Midwest_2_TVA_Transmission | NonRTO_Midwest | TVA_Transmission | Internal | Shoulder | B14 | 900 | 2400 | 0 | 118.54 | 118.59 | 8 | 0
2035 | NonRTO_Midwest_2_TVA_Transmission | NonRTO_Midwest | TVA_Transmission | Internal | Shoulder | B15 | 1203 | 2400 | 0 | 90.81 | 87.99 | 8 | 0
2035 | NonRTO_Midwest_2_TVA_Transmission | NonRTO_Midwest | TVA_Transmission | Internal | Summer | B1 | 10 | 2400 | 2236.74 | 205.94 | 213.94 | 8 | 0
2035 | NonRTO_Midwest_2_TVA_Transmission | NonRTO_Midwest | TVA_Transmission | Internal | Summer | B2 | 25 | 2400 | 0 | 218.58 | 218.6 | 8 | 0
2035 | NonRTO_Midwest_2_TVA_Transmission | NonRTO_Midwest | TVA_Transmission | Internal | Summer | B3 | 75 | 2400 | 153.53 | 210.6 | 218.6 | 8 | 0
2035 | NonRTO_Midwest_2_TVA_Transmission | NonRTO_Midwest | TVA_Transmission | Internal | Summer | B4 | 100 | 2400 | 43.42 | 175.95 | 183.95 | 8 | 0
2035 | NonRTO_Midwest_2_TVA_Transmission | NonRTO_Midwest | TVA_Transmission | Internal | Summer | B5 | 200 | 2400 | 0 | 132.34 | 139.14 | 8 | 0
2035 | NonRTO_Midwest_2_TVA_Transmission | NonRTO_Midwest | TVA_Transmission | Internal | Summer | B6 | 300 | 2400 | 0 | 125.81 | 132.71 | 8 | 0
2035 | NonRTO_Midwest_2_TVA_Transmission | NonRTO_Midwest | TVA_Transmission | Internal | Summer | B7 | 400 | 2400 | 0 | 117.89 | 125.7 | 8 | 0
2035 | NonRTO_Midwest_2_TVA_Transmission | NonRTO_Midwest | TVA_Transmission | Internal | Summer | B8 | 500 | 2400 | 0 | 117.03 | 123.84 | 8 | 0
2035 | NonRTO_Midwest_2_TVA_Transmission | NonRTO_Midwest | TVA_Transmission | Internal | Summer | B9 | 800 | 2400 | 0 | 117.03 | 118.44 | 8 | 0
2035 | NonRTO_Midwest_2_TVA_Transmission | NonRTO_Midwest | TVA_Transmission | Internal | Summer | B10 | 1262 | 2400 | 0 | 111.47 | 97.92 | 8 | 0
2035 | NonRTO_Midwest_2_TVA_Transmission | NonRTO_Midwest | TVA_Transmission | Internal | Winter | B16 | 25 | 2400 | 0 | 121.86 | 121.84 | 8 | 0
2035 | NonRTO_Midwest_2_TVA_Transmission | NonRTO_Midwest | TVA_Transmission | Internal | Winter | B17 | 100 | 2400 | 0 | 122.65 | 121.37 | 8 | 0
2035 | NonRTO_Midwest_2_TVA_Transmission | NonRTO_Midwest | TVA_Transmission | Internal | Winter | B18 | 400 | 2400 | 0 | 121.86 | 120.13 | 8 | 0
2035 | NonRTO_Midwest_2_TVA_Transmission | NonRTO_Midwest | TVA_Transmission | Internal | Winter | B19 | 700 | 2400 | 0 | 121.86 | 120.13 | 8 | 0
2035 | NonRTO_Midwest_2_TVA_Transmission | NonRTO_Midwest | TVA_Transmission | Internal | Winter | B20 | 935 | 2400 | 0 | 87.97 | 87.99 | 8 | 0
2035 | NYISO_A-F_2_IESO | NYISO_A-F | IESO | Internal | Shoulder | B11 | 25 | 1600 | 0 | 82.12 | 75.12 | 7 | 0
2035 | NYISO_A-F_2_IESO | NYISO_A-F | IESO | Internal | Shoulder | B12 | 200 | 1600 | 0 | 82.12 | 75.12 | 7 | 0
2035 | NYISO_A-F_2_IESO | NYISO_A-F | IESO | Internal | Shoulder | B13 | 600 | 1600 | 0 | 82.12 | 75.12 | 7 | 0
2035 | NYISO_A-F_2_IESO | NYISO_A-F | IESO | Internal | Shoulder | B14 | 900 | 1600 | 0 | 82.12 | 75.12 | 7 | 0
2035 | NYISO_A-F_2_IESO | NYISO_A-F | IESO | Internal | Shoulder | B15 | 1203 | 1600 | 0 | 82.12 | 75.12 | 7 | 0
2035 | NYISO_A-F_2_IESO | NYISO_A-F | IESO | Internal | Summer | B1 | 10 | 1600 | 245.01 | 111.09 | 118.09 | 7 | 0
2035 | NYISO_A-F_2_IESO | NYISO_A-F | IESO | Internal | Summer | B2 | 25 | 1600 | 0 | 133.8 | 126.8 | 7 | 0
2035 | NYISO_A-F_2_IESO | NYISO_A-F | IESO | Internal | Summer | B3 | 75 | 1600 | 0 | 133.8 | 126.8 | 7 | 0
2035 | NYISO_A-F_2_IESO | NYISO_A-F | IESO | Internal | Summer | B4 | 100 | 1600 | 0 | 129.7 | 99.44 | 7 | 0
2035 | NYISO_A-F_2_IESO | NYISO_A-F | IESO | Internal | Summer | B5 | 200 | 1600 | 0 | 126.43 | 72.8 | 7 | 0
2035 | NYISO_A-F_2_IESO | NYISO_A-F | IESO | Internal | Summer | B6 | 300 | 1600 | 0 | 126.43 | 72.8 | 7 | 0
2035 | NYISO_A-F_2_IESO | NYISO_A-F | IESO | Internal | Summer | B7 | 400 | 1600 | 0 | 117.09 | 72.8 | 7 | 0
2035 | NYISO_A-F_2_IESO | NYISO_A-F | IESO | Internal | Summer | B8 | 500 | 1600 | 0 | 111.09 | 72.8 | 7 | 0
2035 | NYISO_A-F_2_IESO | NYISO_A-F | IESO | Internal | Summer | B9 | 800 | 1600 | 0 | 107.22 | 72.8 | 7 | 0
2035 | NYISO_A-F_2_IESO | NYISO_A-F | IESO | Internal | Summer | B10 | 1262 | 1600 | 0 | 107.22 | 72.8 | 7 | 0
2035 | NYISO_A-F_2_IESO | NYISO_A-F | IESO | Internal | Winter | B16 | 25 | 1600 | 0 | 76.5 | 75.12 | 7 | 0
2035 | NYISO_A-F_2_IESO | NYISO_A-F | IESO | Internal | Winter | B17 | 100 | 1600 | 0 | 76.5 | 75.12 | 7 | 0
2035 | NYISO_A-F_2_IESO | NYISO_A-F | IESO | Internal | Winter | B18 | 400 | 1600 | 0 | 76.5 | 75.12 | 7 | 0
2035 | NYISO_A-F_2_IESO | NYISO_A-F | IESO | Internal | Winter | B19 | 700 | 1600 | 0 | 76.5 | 75.12 | 7 | 0
2035 | NYISO_A-F_2_IESO | NYISO_A-F | IESO | Internal | Winter | B20 | 935 | 1600 | 0 | 76.5 | 75.12 | 7 | 0
2035 | NYISO_A-F_2_NEISO | NYISO_A-F | NEISO | Internal | Shoulder | B11 | 25 | 600 | 0 | 82.12 | 73.5 | 3 | 0
2035 | NYISO_A-F_2_NEISO | NYISO_A-F | NEISO | Internal | Shoulder | B12 | 200 | 600 | 0 | 82.12 | 73.5 | 3 | 0
2035 | NYISO_A-F_2_NEISO | NYISO_A-F | NEISO | Internal | Shoulder | B13 | 600 | 600 | 0 | 82.12 | 73.5 | 3 | 0
2035 | NYISO_A-F_2_NEISO | NYISO_A-F | NEISO | Internal | Shoulder | B14 | 900 | 600 | 0 | 82.12 | 73.5 | 3 | 0
2035 | NYISO_A-F_2_NEISO | NYISO_A-F | NEISO | Internal | Shoulder | B15 | 1203 | 600 | 0 | 82.12 | 73.5 | 3 | 0
2035 | NYISO_A-F_2_NEISO | NYISO_A-F | NEISO | Internal | Summer | B1 | 10 | 600 | 600 | 111.09 | 141.36 | 3 | 27.28
2035 | NYISO_A-F_2_NEISO | NYISO_A-F | NEISO | Internal | Summer | B2 | 25 | 600 | 600 | 133.8 | 181.46 | 3 | 44.66
2035 | NYISO_A-F_2_NEISO | NYISO_A-F | NEISO | Internal | Summer | B3 | 75 | 600 | 366.52 | 133.8 | 136.81 | 3 | 0
2035 | NYISO_A-F_2_NEISO | NYISO_A-F | NEISO | Internal | Summer | B4 | 100 | 600 | 0 | 129.7 | 123.43 | 3 | 0
2035 | NYISO_A-F_2_NEISO | NYISO_A-F | NEISO | Internal | Summer | B5 | 200 | 600 | 0 | 126.43 | 123.43 | 3 | 0
2035 | NYISO_A-F_2_NEISO | NYISO_A-F | NEISO | Internal | Summer | B6 | 300 | 600 | 0 | 126.43 | 123.43 | 3 | 0
2035 | NYISO_A-F_2_NEISO | NYISO_A-F | NEISO | Internal | Summer | B7 | 400 | 600 | 0 | 117.09 | 114.09 | 3 | 0
2035 | NYISO_A-F_2_NEISO | NYISO_A-F | NEISO | Internal | Summer | B8 | 500 | 600 | 108.62 | 111.09 | 114.09 | 3 | 0
2035 | NYISO_A-F_2_NEISO | NYISO_A-F | NEISO | Internal | Summer | B9 | 800 | 600 | 0 | 107.22 | 106.38 | 3 | 0
2035 | NYISO_A-F_2_NEISO | NYISO_A-F | NEISO | Internal | Summer | B10 | 1262 | 600 | 0 | 107.22 | 104.24 | 3 | 0
2035 | NYISO_A-F_2_NEISO | NYISO_A-F | NEISO | Internal | Winter | B16 | 25 | 600 | 0 | 76.5 | 73.5 | 3 | 0
2035 | NYISO_A-F_2_NEISO | NYISO_A-F | NEISO | Internal | Winter | B17 | 100 | 600 | 0 | 76.5 | 73.5 | 3 | 0
2035 | NYISO_A-F_2_NEISO | NYISO_A-F | NEISO | Internal | Winter | B18 | 400 | 600 | 0 | 76.5 | 73.5 | 3 | 0
2035 | NYISO_A-F_2_NEISO | NYISO_A-F | NEISO | Internal | Winter | B19 | 700 | 600 | 0 | 76.5 | 73.5 | 3 | 0
2035 | NYISO_A-F_2_NEISO | NYISO_A-F | NEISO | Internal | Winter | B20 | 935 | 600 | 0 | 76.5 | 73.5 | 3 | 0
2035 | NYISO_A-F_2_NYISO_G-I | NYISO_A-F | NYISO_G-I | Internal | Shoulder | B11 | 25 | 5685 | 5685 | 82.12 | 127.82 | 0.01 | 45.69
2035 | NYISO_A-F_2_NYISO_G-I | NYISO_A-F | NYISO_G-I | Internal | Shoulder | B12 | 200 | 5685 | 5685 | 82.12 | 127.82 | 0.01 | 45.69
2035 | NYISO_A-F_2_NYISO_G-I | NYISO_A-F | NYISO_G-I | Internal | Shoulder | B13 | 600 | 5685 | 5685 | 82.12 | 127.82 | 0.01 | 45.69
2035 | NYISO_A-F_2_NYISO_G-I | NYISO_A-F | NYISO_G-I | Internal | Shoulder | B14 | 900 | 5685 | 5685 | 82.12 | 110.11 | 0.01 | 27.98
2035 | NYISO_A-F_2_NYISO_G-I | NYISO_A-F | NYISO_G-I | Internal | Shoulder | B15 | 1203 | 5685 | 5685 | 82.12 | 82.48 | 0.01 | 0.35
2035 | NYISO_A-F_2_NYISO_G-I | NYISO_A-F | NYISO_G-I | Internal | Summer | B1 | 10 | 5685 | 5685 | 111.09 | 270.72 | 0.01 | 159.62
2035 | NYISO_A-F_2_NYISO_G-I | NYISO_A-F | NYISO_G-I | Internal | Summer | B2 | 25 | 5685 | 5685 | 133.8 | 204.62 | 0.01 | 70.8
2035 | NYISO_A-F_2_NYISO_G-I | NYISO_A-F | NYISO_G-I | Internal | Summer | B3 | 75 | 5685 | 5685 | 133.8 | 177.61 | 0.01 | 43.8
2035 | NYISO_A-F_2_NYISO_G-I | NYISO_A-F | NYISO_G-I | Internal | Summer | B4 | 100 | 5685 | 5685 | 129.7 | 169.97 | 0.01 | 40.26
2035 | NYISO_A-F_2_NYISO_G-I | NYISO_A-F | NYISO_G-I | Internal | Summer | B5 | 200 | 5685 | 5685 | 126.43 | 134.37 | 0.01 | 7.93
2035 | NYISO_A-F_2_NYISO_G-I | NYISO_A-F | NYISO_G-I | Internal | Summer | B6 | 300 | 5685 | 5685 | 126.43 | 128.89 | 0.01 | 2.45
2035 | NYISO_A-F_2_NYISO_G-I | NYISO_A-F | NYISO_G-I | Internal | Summer | B7 | 400 | 5685 | 5685 | 117.09 | 124.04 | 0.01 | 6.94
2035 | NYISO_A-F_2_NYISO_G-I | NYISO_A-F | NYISO_G-I | Internal | Summer | B8 | 500 | 5685 | 5685 | 111.09 | 124.04 | 0.01 | 12.94
2035 | NYISO_A-F_2_NYISO_G-I | NYISO_A-F | NYISO_G-I | Internal | Summer | B9 | 800 | 5685 | 5685 | 107.22 | 121.22 | 0.01 | 13.99
2035 | NYISO_A-F_2_NYISO_G-I | NYISO_A-F | NYISO_G-I | Internal | Summer | B10 | 1262 | 5685 | 4779.95 | 107.22 | 107.23 | 0.01 | 0
2035 | NYISO_A-F_2_NYISO_G-I | NYISO_A-F | NYISO_G-I | Internal | Winter | B16 | 25 | 5685 | 5685 | 76.5 | 137.87 | 0.01 | 61.36
2035 | NYISO_A-F_2_NYISO_G-I | NYISO_A-F | NYISO_G-I | Internal | Winter | B17 | 100 | 5685 | 5685 | 76.5 | 137.87 | 0.01 | 61.36
2035 | NYISO_A-F_2_NYISO_G-I | NYISO_A-F | NYISO_G-I | Internal | Winter | B18 | 400 | 5685 | 5685 | 76.5 | 130.46 | 0.01 | 53.95
2035 | NYISO_A-F_2_NYISO_G-I | NYISO_A-F | NYISO_G-I | Internal | Winter | B19 | 700 | 5685 | 5685 | 76.5 | 121.25 | 0.01 | 44.74
2035 | NYISO_A-F_2_NYISO_G-I | NYISO_A-F | NYISO_G-I | Internal | Winter | B20 | 935 | 5685 | 5685 | 76.5 | 79.83 | 0.01 | 3.32
2035 | NYISO_A-F_2_PJM_ROM | NYISO_A-F | PJM_ROM | Internal | Shoulder | B11 | 25 | 1000 | 1000 | 82.12 | 130.68 | 8 | 40.56
2035 | NYISO_A-F_2_PJM_ROM | NYISO_A-F | PJM_ROM | Internal | Shoulder | B12 | 200 | 1000 | 1000 | 82.12 | 130.68 | 8 | 40.56
2035 | NYISO_A-F_2_PJM_ROM | NYISO_A-F | PJM_ROM | Internal | Shoulder | B13 | 600 | 1000 | 1000 | 82.12 | 123.01 | 8 | 32.89
2035 | NYISO_A-F_2_PJM_ROM | NYISO_A-F | PJM_ROM | Internal | Shoulder | B14 | 900 | 1000 | 1000 | 82.12 | 114.8 | 8 | 24.68
2035 | NYISO_A-F_2_PJM_ROM | NYISO_A-F | PJM_ROM | Internal | Shoulder | B15 | 1203 | 1000 | 1000 | 82.12 | 90.48 | 8 | 0.36
2035 | NYISO_A-F_2_PJM_ROM | NYISO_A-F | PJM_ROM | Internal | Summer | B1 | 10 | 1000 | 1000 | 111.09 | 278.71 | 8 | 159.62
2035 | NYISO_A-F_2_PJM_ROM | NYISO_A-F | PJM_ROM | Internal | Summer | B2 | 25 | 1000 | 1000 | 133.8 | 212.61 | 8 | 70.8
2035 | NYISO_A-F_2_PJM_ROM | NYISO_A-F | PJM_ROM | Internal | Summer | B3 | 75 | 1000 | 1000 | 133.8 | 212.61 | 8 | 70.8
2035 | NYISO_A-F_2_PJM_ROM | NYISO_A-F | PJM_ROM | Internal | Summer | B4 | 100 | 1000 | 1000 | 129.7 | 177.96 | 8 | 40.26
2035 | NYISO_A-F_2_PJM_ROM | NYISO_A-F | PJM_ROM | Internal | Summer | B5 | 200 | 1000 | 1000 | 126.43 | 142.36 | 8 | 7.93
2035 | NYISO_A-F_2_PJM_ROM | NYISO_A-F | PJM_ROM | Internal | Summer | B6 | 300 | 1000 | 1000 | 126.43 | 136.88 | 8 | 2.45
2035 | NYISO_A-F_2_PJM_ROM | NYISO_A-F | PJM_ROM | Internal | Summer | B7 | 400 | 1000 | 1000 | 117.09 | 131.41 | 8 | 6.32
2035 | NYISO_A-F_2_PJM_ROM | NYISO_A-F | PJM_ROM | Internal | Summer | B8 | 500 | 1000 | 1000 | 111.09 | 127.96 | 8 | 8.87
2035 | NYISO_A-F_2_PJM_ROM | NYISO_A-F | PJM_ROM | Internal | Summer | B9 | 800 | 1000 | 285.8 | 107.22 | 115.22 | 8 | 0
2035 | NYISO_A-F_2_PJM_ROM | NYISO_A-F | PJM_ROM | Internal | Summer | B10 | 1262 | 1000 | 0 | 107.22 | 104.99 | 8 | 0
2035 | NYISO_A-F_2_PJM_ROM | NYISO_A-F | PJM_ROM | Internal | Winter | B16 | 25 | 1000 | 1000 | 76.5 | 137.24 | 8 | 52.74
2035 | NYISO_A-F_2_PJM_ROM | NYISO_A-F | PJM_ROM | Internal | Winter | B17 | 100 | 1000 | 1000 | 76.5 | 136.75 | 8 | 52.25
2035 | NYISO_A-F_2_PJM_ROM | NYISO_A-F | PJM_ROM | Internal | Winter | B18 | 400 | 1000 | 1000 | 76.5 | 124.46 | 8 | 39.97
2035 | NYISO_A-F_2_PJM_ROM | NYISO_A-F | PJM_ROM | Internal | Winter | B19 | 700 | 1000 | 1000 | 76.5 | 119.49 | 8 | 34.99
2035 | NYISO_A-F_2_PJM_ROM | NYISO_A-F | PJM_ROM | Internal | Winter | B20 | 935 | 1000 | 1000 | 76.5 | 87.83 | 8 | 3.33
2035 | NYISO_G-I_2_NEISO | NYISO_G-I | NEISO | Internal | Shoulder | B11 | 25 | 600 | 0 | 127.82 | 73.5 | 3 | 0
2035 | NYISO_G-I_2_NEISO | NYISO_G-I | NEISO | Internal | Shoulder | B12 | 200 | 600 | 0 | 127.82 | 73.5 | 3 | 0
2035 | NYISO_G-I_2_NEISO | NYISO_G-I | NEISO | Internal | Shoulder | B13 | 600 | 600 | 0 | 127.82 | 73.5 | 3 | 0
2035 | NYISO_G-I_2_NEISO | NYISO_G-I | NEISO | Internal | Shoulder | B14 | 900 | 600 | 0 | 110.11 | 73.5 | 3 | 0
2035 | NYISO_G-I_2_NEISO | NYISO_G-I | NEISO | Internal | Shoulder | B15 | 1203 | 600 | 0 | 82.48 | 73.5 | 3 | 0
2035 | NYISO_G-I_2_NEISO | NYISO_G-I | NEISO | Internal | Summer | B1 | 10 | 600 | 0 | 270.72 | 141.36 | 3 | 0
2035 | NYISO_G-I_2_NEISO | NYISO_G-I | NEISO | Internal | Summer | B2 | 25 | 600 | 0 | 204.62 | 181.46 | 3 | 0
2035 | NYISO_G-I_2_NEISO | NYISO_G-I | NEISO | Internal | Summer | B3 | 75 | 600 | 0 | 177.61 | 136.81 | 3 | 0
2035 | NYISO_G-I_2_NEISO | NYISO_G-I | NEISO | Internal | Summer | B4 | 100 | 600 | 0 | 169.97 | 123.43 | 3 | 0
2035 | NYISO_G-I_2_NEISO | NYISO_G-I | NEISO | Internal | Summer | B5 | 200 | 600 | 0 | 134.37 | 123.43 | 3 | 0
2035 | NYISO_G-I_2_NEISO | NYISO_G-I | NEISO | Internal | Summer | B6 | 300 | 600 | 0 | 128.89 | 123.43 | 3 | 0
2035 | NYISO_G-I_2_NEISO | NYISO_G-I | NEISO | Internal | Summer | B7 | 400 | 600 | 0 | 124.04 | 114.09 | 3 | 0
2035 | NYISO_G-I_2_NEISO | NYISO_G-I | NEISO | Internal | Summer | B8 | 500 | 600 | 0 | 124.04 | 114.09 | 3 | 0
2035 | NYISO_G-I_2_NEISO | NYISO_G-I | NEISO | Internal | Summer | B9 | 800 | 600 | 0 | 121.22 | 106.38 | 3 | 0
2035 | NYISO_G-I_2_NEISO | NYISO_G-I | NEISO | Internal | Summer | B10 | 1262 | 600 | 0 | 107.23 | 104.24 | 3 | 0
2035 | NYISO_G-I_2_NEISO | NYISO_G-I | NEISO | Internal | Winter | B16 | 25 | 600 | 0 | 137.87 | 73.5 | 3 | 0
2035 | NYISO_G-I_2_NEISO | NYISO_G-I | NEISO | Internal | Winter | B17 | 100 | 600 | 0 | 137.87 | 73.5 | 3 | 0
2035 | NYISO_G-I_2_NEISO | NYISO_G-I | NEISO | Internal | Winter | B18 | 400 | 600 | 0 | 130.46 | 73.5 | 3 | 0
2035 | NYISO_G-I_2_NEISO | NYISO_G-I | NEISO | Internal | Winter | B19 | 700 | 600 | 0 | 121.25 | 73.5 | 3 | 0
2035 | NYISO_G-I_2_NEISO | NYISO_G-I | NEISO | Internal | Winter | B20 | 935 | 600 | 0 | 79.83 | 73.5 | 3 | 0
2035 | NYISO_G-I_2_NYISO_A-F | NYISO_G-I | NYISO_A-F | Internal | Shoulder | B11 | 25 | 3434 | 0 | 127.82 | 82.12 | 0.01 | 0
2035 | NYISO_G-I_2_NYISO_A-F | NYISO_G-I | NYISO_A-F | Internal | Shoulder | B12 | 200 | 3434 | 0 | 127.82 | 82.12 | 0.01 | 0
2035 | NYISO_G-I_2_NYISO_A-F | NYISO_G-I | NYISO_A-F | Internal | Shoulder | B13 | 600 | 3434 | 0 | 127.82 | 82.12 | 0.01 | 0
2035 | NYISO_G-I_2_NYISO_A-F | NYISO_G-I | NYISO_A-F | Internal | Shoulder | B14 | 900 | 3434 | 0 | 110.11 | 82.12 | 0.01 | 0
2035 | NYISO_G-I_2_NYISO_A-F | NYISO_G-I | NYISO_A-F | Internal | Shoulder | B15 | 1203 | 3434 | 0 | 82.48 | 82.12 | 0.01 | 0
2035 | NYISO_G-I_2_NYISO_A-F | NYISO_G-I | NYISO_A-F | Internal | Summer | B1 | 10 | 3434 | 0 | 270.72 | 111.09 | 0.01 | 0
2035 | NYISO_G-I_2_NYISO_A-F | NYISO_G-I | NYISO_A-F | Internal | Summer | B2 | 25 | 3434 | 0 | 204.62 | 133.8 | 0.01 | 0
2035 | NYISO_G-I_2_NYISO_A-F | NYISO_G-I | NYISO_A-F | Internal | Summer | B3 | 75 | 3434 | 0 | 177.61 | 133.8 | 0.01 | 0
2035 | NYISO_G-I_2_NYISO_A-F | NYISO_G-I | NYISO_A-F | Internal | Summer | B4 | 100 | 3434 | 0 | 169.97 | 129.7 | 0.01 | 0
2035 | NYISO_G-I_2_NYISO_A-F | NYISO_G-I | NYISO_A-F | Internal | Summer | B5 | 200 | 3434 | 0 | 134.37 | 126.43 | 0.01 | 0
2035 | NYISO_G-I_2_NYISO_A-F | NYISO_G-I | NYISO_A-F | Internal | Summer | B6 | 300 | 3434 | 0 | 128.89 | 126.43 | 0.01 | 0
2035 | NYISO_G-I_2_NYISO_A-F | NYISO_G-I | NYISO_A-F | Internal | Summer | B7 | 400 | 3434 | 0 | 124.04 | 117.09 | 0.01 | 0
2035 | NYISO_G-I_2_NYISO_A-F | NYISO_G-I | NYISO_A-F | Internal | Summer | B8 | 500 | 3434 | 0 | 124.04 | 111.09 | 0.01 | 0
2035 | NYISO_G-I_2_NYISO_A-F | NYISO_G-I | NYISO_A-F | Internal | Summer | B9 | 800 | 3434 | 0 | 121.22 | 107.22 | 0.01 | 0
2035 | NYISO_G-I_2_NYISO_A-F | NYISO_G-I | NYISO_A-F | Internal | Summer | B10 | 1262 | 3434 | 0.01 | 107.23 | 107.22 | 0.01 | 0
2035 | NYISO_G-I_2_NYISO_A-F | NYISO_G-I | NYISO_A-F | Internal | Winter | B16 | 25 | 3434 | 0 | 137.87 | 76.5 | 0.01 | 0
2035 | NYISO_G-I_2_NYISO_A-F | NYISO_G-I | NYISO_A-F | Internal | Winter | B17 | 100 | 3434 | 0 | 137.87 | 76.5 | 0.01 | 0
2035 | NYISO_G-I_2_NYISO_A-F | NYISO_G-I | NYISO_A-F | Internal | Winter | B18 | 400 | 3434 | 0 | 130.46 | 76.5 | 0.01 | 0
2035 | NYISO_G-I_2_NYISO_A-F | NYISO_G-I | NYISO_A-F | Internal | Winter | B19 | 700 | 3434 | 0 | 121.25 | 76.5 | 0.01 | 0
2035 | NYISO_G-I_2_NYISO_A-F | NYISO_G-I | NYISO_A-F | Internal | Winter | B20 | 935 | 3434 | 0 | 79.83 | 76.5 | 0.01 | 0
2035 | NYISO_G-I_2_NYISO_J-K | NYISO_G-I | NYISO_J-K | Internal | Shoulder | B11 | 25 | 6130 | 5492.03 | 127.82 | 127.83 | 0.01 | 0
2035 | NYISO_G-I_2_NYISO_J-K | NYISO_G-I | NYISO_J-K | Internal | Shoulder | B12 | 200 | 6130 | 5526.46 | 127.82 | 127.83 | 0.01 | 0
2035 | NYISO_G-I_2_NYISO_J-K | NYISO_G-I | NYISO_J-K | Internal | Shoulder | B13 | 600 | 6130 | 5642.05 | 127.82 | 127.83 | 0.01 | 0
2035 | NYISO_G-I_2_NYISO_J-K | NYISO_G-I | NYISO_J-K | Internal | Shoulder | B14 | 900 | 6130 | 5793.95 | 110.11 | 110.13 | 0.01 | 0
2035 | NYISO_G-I_2_NYISO_J-K | NYISO_G-I | NYISO_J-K | Internal | Shoulder | B15 | 1203 | 6130 | 4711.34 | 82.48 | 82.49 | 0.01 | 0
2035 | NYISO_G-I_2_NYISO_J-K | NYISO_G-I | NYISO_J-K | Internal | Summer | B1 | 10 | 6130 | 4082.66 | 270.72 | 270.73 | 0.01 | 0
2035 | NYISO_G-I_2_NYISO_J-K | NYISO_G-I | NYISO_J-K | Internal | Summer | B2 | 25 | 6130 | 4602.88 | 204.62 | 204.63 | 0.01 | 0
2035 | NYISO_G-I_2_NYISO_J-K | NYISO_G-I | NYISO_J-K | Internal | Summer | B3 | 75 | 6130 | 4519.11 | 177.61 | 177.62 | 0.01 | 0
2035 | NYISO_G-I_2_NYISO_J-K | NYISO_G-I | NYISO_J-K | Internal | Summer | B4 | 100 | 6130 | 6130 | 169.97 | 176.19 | 0.01 | 6.2
2035 | NYISO_G-I_2_NYISO_J-K | NYISO_G-I | NYISO_J-K | Internal | Summer | B5 | 200 | 6130 | 5809.39 | 134.37 | 134.38 | 0.01 | 0
2035 | NYISO_G-I_2_NYISO_J-K | NYISO_G-I | NYISO_J-K | Internal | Summer | B6 | 300 | 6130 | 6130 | 128.89 | 132.21 | 0.01 | 3.3
2035 | NYISO_G-I_2_NYISO_J-K | NYISO_G-I | NYISO_J-K | Internal | Summer | B7 | 400 | 6130 | 5673.84 | 124.04 | 124.06 | 0.01 | 0
2035 | NYISO_G-I_2_NYISO_J-K | NYISO_G-I | NYISO_J-K | Internal | Summer | B8 | 500 | 6130 | 5823.69 | 124.04 | 124.06 | 0.01 | 0
2035 | NYISO_G-I_2_NYISO_J-K | NYISO_G-I | NYISO_J-K | Internal | Summer | B9 | 800 | 6130 | 6037.68 | 121.22 | 121.23 | 0.01 | 0
2035 | NYISO_G-I_2_NYISO_J-K | NYISO_G-I | NYISO_J-K | Internal | Summer | B10 | 1262 | 6130 | 4967.8 | 107.23 | 107.24 | 0.01 | 0
2035 | NYISO_G-I_2_NYISO_J-K | NYISO_G-I | NYISO_J-K | Internal | Winter | B16 | 25 | 6130 | 6130 | 137.87 | 140.93 | 0.01 | 3.04
2035 | NYISO_G-I_2_NYISO_J-K | NYISO_G-I | NYISO_J-K | Internal | Winter | B17 | 100 | 6130 | 6130 | 137.87 | 140.93 | 0.01 | 3.04
2035 | NYISO_G-I_2_NYISO_J-K | NYISO_G-I | NYISO_J-K | Internal | Winter | B18 | 400 | 6130 | 5890.61 | 130.46 | 130.48 | 0.01 | 0
2035 | NYISO_G-I_2_NYISO_J-K | NYISO_G-I | NYISO_J-K | Internal | Winter | B19 | 700 | 6130 | 6056.31 | 121.25 | 121.26 | 0.01 | 0
2035 | NYISO_G-I_2_NYISO_J-K | NYISO_G-I | NYISO_J-K | Internal | Winter | B20 | 935 | 6130 | 4969.21 | 79.83 | 79.84 | 0.01 | 0
2035 | NYISO_G-I_2_PJM_E | NYISO_G-I | PJM_E | Internal | Shoulder | B11 | 25 | 1500 | 0 | 127.82 | 130.69 | 8 | 0
2035 | NYISO_G-I_2_PJM_E | NYISO_G-I | PJM_E | Internal | Shoulder | B12 | 200 | 1500 | 0 | 127.82 | 130.69 | 8 | 0
2035 | NYISO_G-I_2_PJM_E | NYISO_G-I | PJM_E | Internal | Shoulder | B13 | 600 | 1500 | 0 | 127.82 | 123.02 | 8 | 0
2035 | NYISO_G-I_2_PJM_E | NYISO_G-I | PJM_E | Internal | Shoulder | B14 | 900 | 1500 | 0 | 110.11 | 114.81 | 8 | 0
2035 | NYISO_G-I_2_PJM_E | NYISO_G-I | PJM_E | Internal | Shoulder | B15 | 1203 | 1500 | 1499.98 | 82.48 | 90.49 | 8 | 0.01
2035 | NYISO_G-I_2_PJM_E | NYISO_G-I | PJM_E | Internal | Summer | B1 | 10 | 1500 | 1421.98 | 270.72 | 278.72 | 8 | 0
2035 | NYISO_G-I_2_PJM_E | NYISO_G-I | PJM_E | Internal | Summer | B2 | 25 | 1500 | 1029.32 | 204.62 | 212.62 | 8 | 0
2035 | NYISO_G-I_2_PJM_E | NYISO_G-I | PJM_E | Internal | Summer | B3 | 75 | 1500 | 1500 | 177.61 | 212.62 | 8 | 27.01
2035 | NYISO_G-I_2_PJM_E | NYISO_G-I | PJM_E | Internal | Summer | B4 | 100 | 1500 | 130.41 | 169.97 | 177.97 | 8 | 0
2035 | NYISO_G-I_2_PJM_E | NYISO_G-I | PJM_E | Internal | Summer | B5 | 200 | 1500 | 573 | 134.37 | 142.37 | 8 | 0
2035 | NYISO_G-I_2_PJM_E | NYISO_G-I | PJM_E | Internal | Summer | B6 | 300 | 1500 | 445.9 | 128.89 | 136.89 | 8 | 0
2035 | NYISO_G-I_2_PJM_E | NYISO_G-I | PJM_E | Internal | Summer | B7 | 400 | 1500 | 0 | 124.04 | 131.42 | 8 | 0
2035 | NYISO_G-I_2_PJM_E | NYISO_G-I | PJM_E | Internal | Summer | B8 | 500 | 1500 | 0 | 124.04 | 127.97 | 8 | 0
2035 | NYISO_G-I_2_PJM_E | NYISO_G-I | PJM_E | Internal | Summer | B9 | 800 | 1500 | 0 | 121.22 | 115.23 | 8 | 0
2035 | NYISO_G-I_2_PJM_E | NYISO_G-I | PJM_E | Internal | Summer | B10 | 1262 | 1500 | 0 | 107.23 | 105 | 8 | 0
2035 | NYISO_G-I_2_PJM_E | NYISO_G-I | PJM_E | Internal | Winter | B16 | 25 | 1500 | 0 | 137.87 | 137.25 | 8 | 0
2035 | NYISO_G-I_2_PJM_E | NYISO_G-I | PJM_E | Internal | Winter | B17 | 100 | 1500 | 0 | 137.87 | 136.76 | 8 | 0
2035 | NYISO_G-I_2_PJM_E | NYISO_G-I | PJM_E | Internal | Winter | B18 | 400 | 1500 | 0 | 130.46 | 124.48 | 8 | 0
2035 | NYISO_G-I_2_PJM_E | NYISO_G-I | PJM_E | Internal | Winter | B19 | 700 | 1500 | 0 | 121.25 | 119.5 | 8 | 0
2035 | NYISO_G-I_2_PJM_E | NYISO_G-I | PJM_E | Internal | Winter | B20 | 935 | 1500 | 1499.97 | 79.83 | 87.84 | 8 | 0.01
2035 | NYISO_J-K_2_NEISO | NYISO_J-K | NEISO | Internal | Shoulder | B11 | 25 | 315 | 0 | 127.83 | 73.5 | 3 | 0
2035 | NYISO_J-K_2_NEISO | NYISO_J-K | NEISO | Internal | Shoulder | B12 | 200 | 315 | 0 | 127.83 | 73.5 | 3 | 0
2035 | NYISO_J-K_2_NEISO | NYISO_J-K | NEISO | Internal | Shoulder | B13 | 600 | 315 | 0 | 127.83 | 73.5 | 3 | 0
2035 | NYISO_J-K_2_NEISO | NYISO_J-K | NEISO | Internal | Shoulder | B14 | 900 | 315 | 0 | 110.13 | 73.5 | 3 | 0
2035 | NYISO_J-K_2_NEISO | NYISO_J-K | NEISO | Internal | Shoulder | B15 | 1203 | 315 | 0 | 82.49 | 73.5 | 3 | 0
2035 | NYISO_J-K_2_NEISO | NYISO_J-K | NEISO | Internal | Summer | B1 | 10 | 315 | 0 | 270.73 | 141.36 | 3 | 0
2035 | NYISO_J-K_2_NEISO | NYISO_J-K | NEISO | Internal | Summer | B2 | 25 | 315 | 0 | 204.63 | 181.46 | 3 | 0
2035 | NYISO_J-K_2_NEISO | NYISO_J-K | NEISO | Internal | Summer | B3 | 75 | 315 | 0 | 177.62 | 136.81 | 3 | 0
2035 | NYISO_J-K_2_NEISO | NYISO_J-K | NEISO | Internal | Summer | B4 | 100 | 315 | 0 | 176.19 | 123.43 | 3 | 0
2035 | NYISO_J-K_2_NEISO | NYISO_J-K | NEISO | Internal | Summer | B5 | 200 | 315 | 0 | 134.38 | 123.43 | 3 | 0
2035 | NYISO_J-K_2_NEISO | NYISO_J-K | NEISO | Internal | Summer | B6 | 300 | 315 | 0 | 132.21 | 123.43 | 3 | 0
2035 | NYISO_J-K_2_NEISO | NYISO_J-K | NEISO | Internal | Summer | B7 | 400 | 315 | 0 | 124.06 | 114.09 | 3 | 0
2035 | NYISO_J-K_2_NEISO | NYISO_J-K | NEISO | Internal | Summer | B8 | 500 | 315 | 0 | 124.06 | 114.09 | 3 | 0
2035 | NYISO_J-K_2_NEISO | NYISO_J-K | NEISO | Internal | Summer | B9 | 800 | 315 | 0 | 121.23 | 106.38 | 3 | 0
2035 | NYISO_J-K_2_NEISO | NYISO_J-K | NEISO | Internal | Summer | B10 | 1262 | 315 | 0 | 107.24 | 104.24 | 3 | 0
2035 | NYISO_J-K_2_NEISO | NYISO_J-K | NEISO | Internal | Winter | B16 | 25 | 315 | 0 | 140.93 | 73.5 | 3 | 0
2035 | NYISO_J-K_2_NEISO | NYISO_J-K | NEISO | Internal | Winter | B17 | 100 | 315 | 0 | 140.93 | 73.5 | 3 | 0
2035 | NYISO_J-K_2_NEISO | NYISO_J-K | NEISO | Internal | Winter | B18 | 400 | 315 | 0 | 130.48 | 73.5 | 3 | 0
2035 | NYISO_J-K_2_NEISO | NYISO_J-K | NEISO | Internal | Winter | B19 | 700 | 315 | 0 | 121.26 | 73.5 | 3 | 0
2035 | NYISO_J-K_2_NEISO | NYISO_J-K | NEISO | Internal | Winter | B20 | 935 | 315 | 0 | 79.84 | 73.5 | 3 | 0
2035 | NYISO_J-K_2_NYISO_G-I | NYISO_J-K | NYISO_G-I | Internal | Shoulder | B11 | 25 | 1999 | 0.52 | 127.83 | 127.82 | 0.01 | 0
2035 | NYISO_J-K_2_NYISO_G-I | NYISO_J-K | NYISO_G-I | Internal | Shoulder | B12 | 200 | 1999 | 0.07 | 127.83 | 127.82 | 0.01 | 0
2035 | NYISO_J-K_2_NYISO_G-I | NYISO_J-K | NYISO_G-I | Internal | Shoulder | B13 | 600 | 1999 | 0.02 | 127.83 | 127.82 | 0.01 | 0
2035 | NYISO_J-K_2_NYISO_G-I | NYISO_J-K | NYISO_G-I | Internal | Shoulder | B14 | 900 | 1999 | 0.02 | 110.13 | 110.11 | 0.01 | 0
2035 | NYISO_J-K_2_NYISO_G-I | NYISO_J-K | NYISO_G-I | Internal | Shoulder | B15 | 1203 | 1999 | 0.01 | 82.49 | 82.48 | 0.01 | 0
2035 | NYISO_J-K_2_NYISO_G-I | NYISO_J-K | NYISO_G-I | Internal | Summer | B1 | 10 | 1999 | 1.31 | 270.73 | 270.72 | 0.01 | 0
2035 | NYISO_J-K_2_NYISO_G-I | NYISO_J-K | NYISO_G-I | Internal | Summer | B2 | 25 | 1999 | 0.54 | 204.63 | 204.62 | 0.01 | 0
2035 | NYISO_J-K_2_NYISO_G-I | NYISO_J-K | NYISO_G-I | Internal | Summer | B3 | 75 | 1999 | 0.19 | 177.62 | 177.61 | 0.01 | 0
2035 | NYISO_J-K_2_NYISO_G-I | NYISO_J-K | NYISO_G-I | Internal | Summer | B4 | 100 | 1999 | 0 | 176.19 | 169.97 | 0.01 | 0
2035 | NYISO_J-K_2_NYISO_G-I | NYISO_J-K | NYISO_G-I | Internal | Summer | B5 | 200 | 1999 | 0.07 | 134.38 | 134.37 | 0.01 | 0
2035 | NYISO_J-K_2_NYISO_G-I | NYISO_J-K | NYISO_G-I | Internal | Summer | B6 | 300 | 1999 | 0 | 132.21 | 128.89 | 0.01 | 0
2035 | NYISO_J-K_2_NYISO_G-I | NYISO_J-K | NYISO_G-I | Internal | Summer | B7 | 400 | 1999 | 0.04 | 124.06 | 124.04 | 0.01 | 0
2035 | NYISO_J-K_2_NYISO_G-I | NYISO_J-K | NYISO_G-I | Internal | Summer | B8 | 500 | 1999 | 0.03 | 124.06 | 124.04 | 0.01 | 0
2035 | NYISO_J-K_2_NYISO_G-I | NYISO_J-K | NYISO_G-I | Internal | Summer | B9 | 800 | 1999 | 0.02 | 121.23 | 121.22 | 0.01 | 0
2035 | NYISO_J-K_2_NYISO_G-I | NYISO_J-K | NYISO_G-I | Internal | Summer | B10 | 1262 | 1999 | 0.01 | 107.24 | 107.23 | 0.01 | 0
2035 | NYISO_J-K_2_NYISO_G-I | NYISO_J-K | NYISO_G-I | Internal | Winter | B16 | 25 | 1999 | 0 | 140.93 | 137.87 | 0.01 | 0
2035 | NYISO_J-K_2_NYISO_G-I | NYISO_J-K | NYISO_G-I | Internal | Winter | B17 | 100 | 1999 | 0 | 140.93 | 137.87 | 0.01 | 0
2035 | NYISO_J-K_2_NYISO_G-I | NYISO_J-K | NYISO_G-I | Internal | Winter | B18 | 400 | 1999 | 0.03 | 130.48 | 130.46 | 0.01 | 0
2035 | NYISO_J-K_2_NYISO_G-I | NYISO_J-K | NYISO_G-I | Internal | Winter | B19 | 700 | 1999 | 0.02 | 121.26 | 121.25 | 0.01 | 0
2035 | NYISO_J-K_2_NYISO_G-I | NYISO_J-K | NYISO_G-I | Internal | Winter | B20 | 935 | 1999 | 0.02 | 79.84 | 79.83 | 0.01 | 0
2035 | NYISO_J-K_2_PJM_E | NYISO_J-K | PJM_E | Internal | Shoulder | B11 | 25 | 330 | 0 | 127.83 | 130.69 | 8 | 0
2035 | NYISO_J-K_2_PJM_E | NYISO_J-K | PJM_E | Internal | Shoulder | B12 | 200 | 330 | 0 | 127.83 | 130.69 | 8 | 0
2035 | NYISO_J-K_2_PJM_E | NYISO_J-K | PJM_E | Internal | Shoulder | B13 | 600 | 330 | 0 | 127.83 | 123.02 | 8 | 0
2035 | NYISO_J-K_2_PJM_E | NYISO_J-K | PJM_E | Internal | Shoulder | B14 | 900 | 330 | 0 | 110.13 | 114.81 | 8 | 0
2035 | NYISO_J-K_2_PJM_E | NYISO_J-K | PJM_E | Internal | Shoulder | B15 | 1203 | 330 | 95.61 | 82.49 | 90.49 | 8 | 0
2035 | NYISO_J-K_2_PJM_E | NYISO_J-K | PJM_E | Internal | Summer | B1 | 10 | 330 | 2.7 | 270.73 | 278.72 | 8 | 0
2035 | NYISO_J-K_2_PJM_E | NYISO_J-K | PJM_E | Internal | Summer | B2 | 25 | 330 | 1.03 | 204.63 | 212.62 | 8 | 0
2035 | NYISO_J-K_2_PJM_E | NYISO_J-K | PJM_E | Internal | Summer | B3 | 75 | 330 | 330 | 177.62 | 212.62 | 8 | 26.99
2035 | NYISO_J-K_2_PJM_E | NYISO_J-K | PJM_E | Internal | Summer | B4 | 100 | 330 | 0 | 176.19 | 177.97 | 8 | 0
2035 | NYISO_J-K_2_PJM_E | NYISO_J-K | PJM_E | Internal | Summer | B5 | 200 | 330 | 0.13 | 134.38 | 142.37 | 8 | 0
2035 | NYISO_J-K_2_PJM_E | NYISO_J-K | PJM_E | Internal | Summer | B6 | 300 | 330 | 0 | 132.21 | 136.89 | 8 | 0
2035 | NYISO_J-K_2_PJM_E | NYISO_J-K | PJM_E | Internal | Summer | B7 | 400 | 330 | 0 | 124.06 | 131.42 | 8 | 0
2035 | NYISO_J-K_2_PJM_E | NYISO_J-K | PJM_E | Internal | Summer | B8 | 500 | 330 | 0 | 124.06 | 127.97 | 8 | 0
2035 | NYISO_J-K_2_PJM_E | NYISO_J-K | PJM_E | Internal | Summer | B9 | 800 | 330 | 0 | 121.23 | 115.23 | 8 | 0
2035 | NYISO_J-K_2_PJM_E | NYISO_J-K | PJM_E | Internal | Summer | B10 | 1262 | 330 | 0 | 107.24 | 105 | 8 | 0
2035 | NYISO_J-K_2_PJM_E | NYISO_J-K | PJM_E | Internal | Winter | B16 | 25 | 330 | 0 | 140.93 | 137.25 | 8 | 0
2035 | NYISO_J-K_2_PJM_E | NYISO_J-K | PJM_E | Internal | Winter | B17 | 100 | 330 | 0 | 140.93 | 136.76 | 8 | 0
2035 | NYISO_J-K_2_PJM_E | NYISO_J-K | PJM_E | Internal | Winter | B18 | 400 | 330 | 0 | 130.48 | 124.48 | 8 | 0
2035 | NYISO_J-K_2_PJM_E | NYISO_J-K | PJM_E | Internal | Winter | B19 | 700 | 330 | 0 | 121.26 | 119.5 | 8 | 0
2035 | NYISO_J-K_2_PJM_E | NYISO_J-K | PJM_E | Internal | Winter | B20 | 935 | 330 | 67.45 | 79.84 | 87.84 | 8 | 0
2035 | PJM_E_2_NYISO_G-I | PJM_E | NYISO_G-I | Internal | Shoulder | B11 | 25 | 500 | 0 | 130.69 | 127.82 | 6 | 0
2035 | PJM_E_2_NYISO_G-I | PJM_E | NYISO_G-I | Internal | Shoulder | B12 | 200 | 500 | 0 | 130.69 | 127.82 | 6 | 0
2035 | PJM_E_2_NYISO_G-I | PJM_E | NYISO_G-I | Internal | Shoulder | B13 | 600 | 500 | 0 | 123.02 | 127.82 | 6 | 0
2035 | PJM_E_2_NYISO_G-I | PJM_E | NYISO_G-I | Internal | Shoulder | B14 | 900 | 500 | 0 | 114.81 | 110.11 | 6 | 0
2035 | PJM_E_2_NYISO_G-I | PJM_E | NYISO_G-I | Internal | Shoulder | B15 | 1203 | 500 | 0 | 90.49 | 82.48 | 6 | 0
2035 | PJM_E_2_NYISO_G-I | PJM_E | NYISO_G-I | Internal | Summer | B1 | 10 | 500 | 0 | 278.72 | 270.72 | 6 | 0
2035 | PJM_E_2_NYISO_G-I | PJM_E | NYISO_G-I | Internal | Summer | B2 | 25 | 500 | 0 | 212.62 | 204.62 | 6 | 0
2035 | PJM_E_2_NYISO_G-I | PJM_E | NYISO_G-I | Internal | Summer | B3 | 75 | 500 | 0 | 212.62 | 177.61 | 6 | 0
2035 | PJM_E_2_NYISO_G-I | PJM_E | NYISO_G-I | Internal | Summer | B4 | 100 | 500 | 0 | 177.97 | 169.97 | 6 | 0
2035 | PJM_E_2_NYISO_G-I | PJM_E | NYISO_G-I | Internal | Summer | B5 | 200 | 500 | 0 | 142.37 | 134.37 | 6 | 0
2035 | PJM_E_2_NYISO_G-I | PJM_E | NYISO_G-I | Internal | Summer | B6 | 300 | 500 | 0 | 136.89 | 128.89 | 6 | 0
2035 | PJM_E_2_NYISO_G-I | PJM_E | NYISO_G-I | Internal | Summer | B7 | 400 | 500 | 0 | 131.42 | 124.04 | 6 | 0
2035 | PJM_E_2_NYISO_G-I | PJM_E | NYISO_G-I | Internal | Summer | B8 | 500 | 500 | 0 | 127.97 | 124.04 | 6 | 0
2035 | PJM_E_2_NYISO_G-I | PJM_E | NYISO_G-I | Internal | Summer | B9 | 800 | 500 | 0.03 | 115.23 | 121.22 | 6 | 0
2035 | PJM_E_2_NYISO_G-I | PJM_E | NYISO_G-I | Internal | Summer | B10 | 1262 | 500 | 0 | 105 | 107.23 | 6 | 0
2035 | PJM_E_2_NYISO_G-I | PJM_E | NYISO_G-I | Internal | Winter | B16 | 25 | 500 | 0 | 137.25 | 137.87 | 6 | 0
2035 | PJM_E_2_NYISO_G-I | PJM_E | NYISO_G-I | Internal | Winter | B17 | 100 | 500 | 0 | 136.76 | 137.87 | 6 | 0
2035 | PJM_E_2_NYISO_G-I | PJM_E | NYISO_G-I | Internal | Winter | B18 | 400 | 500 | 0.08 | 124.48 | 130.46 | 6 | 0
2035 | PJM_E_2_NYISO_G-I | PJM_E | NYISO_G-I | Internal | Winter | B19 | 700 | 500 | 0 | 119.5 | 121.25 | 6 | 0
2035 | PJM_E_2_NYISO_G-I | PJM_E | NYISO_G-I | Internal | Winter | B20 | 935 | 500 | 0 | 87.84 | 79.83 | 6 | 0
2035 | PJM_E_2_NYISO_J-K | PJM_E | NYISO_J-K | Internal | Shoulder | B11 | 25 | 330 | 0 | 130.69 | 127.83 | 6 | 0
2035 | PJM_E_2_NYISO_J-K | PJM_E | NYISO_J-K | Internal | Shoulder | B12 | 200 | 330 | 0 | 130.69 | 127.83 | 6 | 0
2035 | PJM_E_2_NYISO_J-K | PJM_E | NYISO_J-K | Internal | Shoulder | B13 | 600 | 330 | 0 | 123.02 | 127.83 | 6 | 0
2035 | PJM_E_2_NYISO_J-K | PJM_E | NYISO_J-K | Internal | Shoulder | B14 | 900 | 330 | 0 | 114.81 | 110.13 | 6 | 0
2035 | PJM_E_2_NYISO_J-K | PJM_E | NYISO_J-K | Internal | Shoulder | B15 | 1203 | 330 | 0 | 90.49 | 82.49 | 6 | 0
2035 | PJM_E_2_NYISO_J-K | PJM_E | NYISO_J-K | Internal | Summer | B1 | 10 | 330 | 0 | 278.72 | 270.73 | 6 | 0
2035 | PJM_E_2_NYISO_J-K | PJM_E | NYISO_J-K | Internal | Summer | B2 | 25 | 330 | 0 | 212.62 | 204.63 | 6 | 0
2035 | PJM_E_2_NYISO_J-K | PJM_E | NYISO_J-K | Internal | Summer | B3 | 75 | 330 | 0 | 212.62 | 177.62 | 6 | 0
2035 | PJM_E_2_NYISO_J-K | PJM_E | NYISO_J-K | Internal | Summer | B4 | 100 | 330 | 0 | 177.97 | 176.19 | 6 | 0
2035 | PJM_E_2_NYISO_J-K | PJM_E | NYISO_J-K | Internal | Summer | B5 | 200 | 330 | 0 | 142.37 | 134.38 | 6 | 0
2035 | PJM_E_2_NYISO_J-K | PJM_E | NYISO_J-K | Internal | Summer | B6 | 300 | 330 | 0 | 136.89 | 132.21 | 6 | 0
2035 | PJM_E_2_NYISO_J-K | PJM_E | NYISO_J-K | Internal | Summer | B7 | 400 | 330 | 0 | 131.42 | 124.06 | 6 | 0
2035 | PJM_E_2_NYISO_J-K | PJM_E | NYISO_J-K | Internal | Summer | B8 | 500 | 330 | 0 | 127.97 | 124.06 | 6 | 0
2035 | PJM_E_2_NYISO_J-K | PJM_E | NYISO_J-K | Internal | Summer | B9 | 800 | 330 | 69 | 115.23 | 121.23 | 6 | 0
2035 | PJM_E_2_NYISO_J-K | PJM_E | NYISO_J-K | Internal | Summer | B10 | 1262 | 330 | 0 | 105 | 107.24 | 6 | 0
2035 | PJM_E_2_NYISO_J-K | PJM_E | NYISO_J-K | Internal | Winter | B16 | 25 | 330 | 0 | 137.25 | 140.93 | 6 | 0
2035 | PJM_E_2_NYISO_J-K | PJM_E | NYISO_J-K | Internal | Winter | B17 | 100 | 330 | 0 | 136.76 | 140.93 | 6 | 0
2035 | PJM_E_2_NYISO_J-K | PJM_E | NYISO_J-K | Internal | Winter | B18 | 400 | 330 | 318.82 | 124.48 | 130.48 | 6 | 0
2035 | PJM_E_2_NYISO_J-K | PJM_E | NYISO_J-K | Internal | Winter | B19 | 700 | 330 | 0 | 119.5 | 121.26 | 6 | 0
2035 | PJM_E_2_NYISO_J-K | PJM_E | NYISO_J-K | Internal | Winter | B20 | 935 | 330 | 0 | 87.84 | 79.84 | 6 | 0
2035 | PJM_E_2_PJM_ROM | PJM_E | PJM_ROM | Internal | Shoulder | B11 | 25 | 8000 | 0.56 | 130.69 | 130.68 | 0.01 | 0
2035 | PJM_E_2_PJM_ROM | PJM_E | PJM_ROM | Internal | Shoulder | B12 | 200 | 8000 | 0.07 | 130.69 | 130.68 | 0.01 | 0
2035 | PJM_E_2_PJM_ROM | PJM_E | PJM_ROM | Internal | Shoulder | B13 | 600 | 8000 | 0.02 | 123.02 | 123.01 | 0.01 | 0
2035 | PJM_E_2_PJM_ROM | PJM_E | PJM_ROM | Internal | Shoulder | B14 | 900 | 8000 | 0.02 | 114.81 | 114.8 | 0.01 | 0
2035 | PJM_E_2_PJM_ROM | PJM_E | PJM_ROM | Internal | Shoulder | B15 | 1203 | 8000 | 0.01 | 90.49 | 90.48 | 0.01 | 0
2035 | PJM_E_2_PJM_ROM | PJM_E | PJM_ROM | Internal | Summer | B1 | 10 | 8000 | 1.36 | 278.72 | 278.71 | 0.01 | 0
2035 | PJM_E_2_PJM_ROM | PJM_E | PJM_ROM | Internal | Summer | B2 | 25 | 8000 | 0.56 | 212.62 | 212.61 | 0.01 | 0
2035 | PJM_E_2_PJM_ROM | PJM_E | PJM_ROM | Internal | Summer | B3 | 75 | 8000 | 0.2 | 212.62 | 212.61 | 0.01 | 0
2035 | PJM_E_2_PJM_ROM | PJM_E | PJM_ROM | Internal | Summer | B4 | 100 | 8000 | 0.15 | 177.97 | 177.96 | 0.01 | 0
2035 | PJM_E_2_PJM_ROM | PJM_E | PJM_ROM | Internal | Summer | B5 | 200 | 8000 | 0.07 | 142.37 | 142.36 | 0.01 | 0
2035 | PJM_E_2_PJM_ROM | PJM_E | PJM_ROM | Internal | Summer | B6 | 300 | 8000 | 0.05 | 136.89 | 136.88 | 0.01 | 0
2035 | PJM_E_2_PJM_ROM | PJM_E | PJM_ROM | Internal | Summer | B7 | 400 | 8000 | 0.04 | 131.42 | 131.41 | 0.01 | 0
2035 | PJM_E_2_PJM_ROM | PJM_E | PJM_ROM | Internal | Summer | B8 | 500 | 8000 | 0.03 | 127.97 | 127.96 | 0.01 | 0
2035 | PJM_E_2_PJM_ROM | PJM_E | PJM_ROM | Internal | Summer | B9 | 800 | 8000 | 0.02 | 115.23 | 115.22 | 0.01 | 0
2035 | PJM_E_2_PJM_ROM | PJM_E | PJM_ROM | Internal | Summer | B10 | 1262 | 8000 | 0.01 | 105 | 104.99 | 0.01 | 0
2035 | PJM_E_2_PJM_ROM | PJM_E | PJM_ROM | Internal | Winter | B16 | 25 | 8000 | 0.55 | 137.25 | 137.24 | 0.01 | 0
2035 | PJM_E_2_PJM_ROM | PJM_E | PJM_ROM | Internal | Winter | B17 | 100 | 8000 | 0.14 | 136.76 | 136.75 | 0.01 | 0
2035 | PJM_E_2_PJM_ROM | PJM_E | PJM_ROM | Internal | Winter | B18 | 400 | 8000 | 0.04 | 124.48 | 124.46 | 0.01 | 0
2035 | PJM_E_2_PJM_ROM | PJM_E | PJM_ROM | Internal | Winter | B19 | 700 | 8000 | 0.02 | 119.5 | 119.49 | 0.01 | 0
2035 | PJM_E_2_PJM_ROM | PJM_E | PJM_ROM | Internal | Winter | B20 | 935 | 8000 | 0.02 | 87.84 | 87.83 | 0.01 | 0
2035 | PJM_ROR_2_MISO_IN | PJM_ROR | MISO_IN | Internal | Shoulder | B11 | 25 | 1170 | 0 | 122.17 | 114.85 | 2 | 0
2035 | PJM_ROR_2_MISO_IN | PJM_ROR | MISO_IN | Internal | Shoulder | B12 | 200 | 1170 | 0 | 114.79 | 112.79 | 2 | 0
2035 | PJM_ROR_2_MISO_IN | PJM_ROR | MISO_IN | Internal | Shoulder | B13 | 600 | 1170 | 0 | 114.79 | 112.79 | 2 | 0
2035 | PJM_ROR_2_MISO_IN | PJM_ROR | MISO_IN | Internal | Shoulder | B14 | 900 | 1170 | 0 | 114.79 | 112.79 | 2 | 0
2035 | PJM_ROR_2_MISO_IN | PJM_ROR | MISO_IN | Internal | Shoulder | B15 | 1203 | 1170 | 0 | 89.85 | 82.81 | 2 | 0
2035 | PJM_ROR_2_MISO_IN | PJM_ROR | MISO_IN | Internal | Summer | B1 | 10 | 1170 | 0 | 212.6 | 197.94 | 2 | 0
2035 | PJM_ROR_2_MISO_IN | PJM_ROR | MISO_IN | Internal | Summer | B2 | 25 | 1170 | 0 | 212.6 | 210.58 | 2 | 0
2035 | PJM_ROR_2_MISO_IN | PJM_ROR | MISO_IN | Internal | Summer | B3 | 75 | 1170 | 0 | 212.6 | 202.6 | 2 | 0
2035 | PJM_ROR_2_MISO_IN | PJM_ROR | MISO_IN | Internal | Summer | B4 | 100 | 1170 | 0 | 177.95 | 167.95 | 2 | 0
2035 | PJM_ROR_2_MISO_IN | PJM_ROR | MISO_IN | Internal | Summer | B5 | 200 | 1170 | 0 | 142.35 | 140.34 | 2 | 0
2035 | PJM_ROR_2_MISO_IN | PJM_ROR | MISO_IN | Internal | Summer | B6 | 300 | 1170 | 0 | 136.87 | 133.81 | 2 | 0
2035 | PJM_ROR_2_MISO_IN | PJM_ROR | MISO_IN | Internal | Summer | B7 | 400 | 1170 | 0 | 131.39 | 125.89 | 2 | 0
2035 | PJM_ROR_2_MISO_IN | PJM_ROR | MISO_IN | Internal | Summer | B8 | 500 | 1170 | 0 | 125.95 | 123.95 | 2 | 0
2035 | PJM_ROR_2_MISO_IN | PJM_ROR | MISO_IN | Internal | Summer | B9 | 800 | 1170 | 0 | 115.21 | 113.4 | 2 | 0
2035 | PJM_ROR_2_MISO_IN | PJM_ROR | MISO_IN | Internal | Summer | B10 | 1262 | 1170 | 0 | 104.98 | 103.47 | 2 | 0
2035 | PJM_ROR_2_MISO_IN | PJM_ROR | MISO_IN | Internal | Winter | B16 | 25 | 1170 | 0 | 118.29 | 113.86 | 2 | 0
2035 | PJM_ROR_2_MISO_IN | PJM_ROR | MISO_IN | Internal | Winter | B17 | 100 | 1170 | 0 | 118.29 | 115.2 | 2 | 0
2035 | PJM_ROR_2_MISO_IN | PJM_ROR | MISO_IN | Internal | Winter | B18 | 400 | 1170 | 0 | 118.29 | 113.86 | 2 | 0
2035 | PJM_ROR_2_MISO_IN | PJM_ROR | MISO_IN | Internal | Winter | B19 | 700 | 1170 | 0 | 118.29 | 113.86 | 2 | 0
2035 | PJM_ROR_2_MISO_IN | PJM_ROR | MISO_IN | Internal | Winter | B20 | 935 | 1170 | 0 | 86.67 | 79.97 | 2 | 0
2035 | PJM_ROR_2_MISO_MI | PJM_ROR | MISO_MI | Internal | Shoulder | B11 | 25 | 1305 | 0 | 122.17 | 114.86 | 2 | 0
2035 | PJM_ROR_2_MISO_MI | PJM_ROR | MISO_MI | Internal | Shoulder | B12 | 200 | 1305 | 0 | 114.79 | 112.8 | 2 | 0
2035 | PJM_ROR_2_MISO_MI | PJM_ROR | MISO_MI | Internal | Shoulder | B13 | 600 | 1305 | 0 | 114.79 | 112.8 | 2 | 0
2035 | PJM_ROR_2_MISO_MI | PJM_ROR | MISO_MI | Internal | Shoulder | B14 | 900 | 1305 | 0 | 114.79 | 112.8 | 2 | 0
2035 | PJM_ROR_2_MISO_MI | PJM_ROR | MISO_MI | Internal | Shoulder | B15 | 1203 | 1305 | 0 | 89.85 | 82.82 | 2 | 0
2035 | PJM_ROR_2_MISO_MI | PJM_ROR | MISO_MI | Internal | Summer | B1 | 10 | 1305 | 0 | 212.6 | 210.6 | 2 | 0
2035 | PJM_ROR_2_MISO_MI | PJM_ROR | MISO_MI | Internal | Summer | B2 | 25 | 1305 | 0 | 212.6 | 210.6 | 2 | 0
2035 | PJM_ROR_2_MISO_MI | PJM_ROR | MISO_MI | Internal | Summer | B3 | 75 | 1305 | 0 | 212.6 | 202.61 | 2 | 0
2035 | PJM_ROR_2_MISO_MI | PJM_ROR | MISO_MI | Internal | Summer | B4 | 100 | 1305 | 0 | 177.95 | 167.96 | 2 | 0
2035 | PJM_ROR_2_MISO_MI | PJM_ROR | MISO_MI | Internal | Summer | B5 | 200 | 1305 | 0 | 142.35 | 140.35 | 2 | 0
2035 | PJM_ROR_2_MISO_MI | PJM_ROR | MISO_MI | Internal | Summer | B6 | 300 | 1305 | 0 | 136.87 | 133.82 | 2 | 0
2035 | PJM_ROR_2_MISO_MI | PJM_ROR | MISO_MI | Internal | Summer | B7 | 400 | 1305 | 0 | 131.39 | 129.39 | 2 | 0
2035 | PJM_ROR_2_MISO_MI | PJM_ROR | MISO_MI | Internal | Summer | B8 | 500 | 1305 | 0 | 125.95 | 123.96 | 2 | 0
2035 | PJM_ROR_2_MISO_MI | PJM_ROR | MISO_MI | Internal | Summer | B9 | 800 | 1305 | 0 | 115.21 | 113.41 | 2 | 0
2035 | PJM_ROR_2_MISO_MI | PJM_ROR | MISO_MI | Internal | Summer | B10 | 1262 | 1305 | 0 | 104.98 | 103.48 | 2 | 0
2035 | PJM_ROR_2_MISO_MI | PJM_ROR | MISO_MI | Internal | Winter | B16 | 25 | 1305 | 0 | 118.29 | 116.29 | 2 | 0
2035 | PJM_ROR_2_MISO_MI | PJM_ROR | MISO_MI | Internal | Winter | B17 | 100 | 1305 | 0 | 118.29 | 116.29 | 2 | 0
2035 | PJM_ROR_2_MISO_MI | PJM_ROR | MISO_MI | Internal | Winter | B18 | 400 | 1305 | 0 | 118.29 | 116.28 | 2 | 0
2035 | PJM_ROR_2_MISO_MI | PJM_ROR | MISO_MI | Internal | Winter | B19 | 700 | 1305 | 0 | 118.29 | 116.28 | 2 | 0
2035 | PJM_ROR_2_MISO_MI | PJM_ROR | MISO_MI | Internal | Winter | B20 | 935 | 1305 | 0 | 86.67 | 82.12 | 2 | 0
2035 | PJM_ROR_2_MISO_MO-IL | PJM_ROR | MISO_MO-IL | Internal | Shoulder | B11 | 25 | 1111 | 0 | 122.17 | 120.18 | 2 | 0
2035 | PJM_ROR_2_MISO_MO-IL | PJM_ROR | MISO_MO-IL | Internal | Shoulder | B12 | 200 | 1111 | 0 | 114.79 | 112.8 | 2 | 0
2035 | PJM_ROR_2_MISO_MO-IL | PJM_ROR | MISO_MO-IL | Internal | Shoulder | B13 | 600 | 1111 | 0 | 114.79 | 112.78 | 2 | 0
2035 | PJM_ROR_2_MISO_MO-IL | PJM_ROR | MISO_MO-IL | Internal | Shoulder | B14 | 900 | 1111 | 0 | 114.79 | 110.59 | 2 | 0
2035 | PJM_ROR_2_MISO_MO-IL | PJM_ROR | MISO_MO-IL | Internal | Shoulder | B15 | 1203 | 1111 | 0 | 89.85 | 79.99 | 2 | 0
2035 | PJM_ROR_2_MISO_MO-IL | PJM_ROR | MISO_MO-IL | Internal | Summer | B1 | 10 | 1111 | 0 | 212.6 | 210.58 | 2 | 0
2035 | PJM_ROR_2_MISO_MO-IL | PJM_ROR | MISO_MO-IL | Internal | Summer | B2 | 25 | 1111 | 0 | 212.6 | 210.6 | 2 | 0
2035 | PJM_ROR_2_MISO_MO-IL | PJM_ROR | MISO_MO-IL | Internal | Summer | B3 | 75 | 1111 | 0 | 212.6 | 210.61 | 2 | 0
2035 | PJM_ROR_2_MISO_MO-IL | PJM_ROR | MISO_MO-IL | Internal | Summer | B4 | 100 | 1111 | 0 | 177.95 | 175.96 | 2 | 0
2035 | PJM_ROR_2_MISO_MO-IL | PJM_ROR | MISO_MO-IL | Internal | Summer | B5 | 200 | 1111 | 0 | 142.35 | 143.92 | 2 | 0
2035 | PJM_ROR_2_MISO_MO-IL | PJM_ROR | MISO_MO-IL | Internal | Summer | B6 | 300 | 1111 | 141.3 | 136.87 | 138.87 | 2 | 0
2035 | PJM_ROR_2_MISO_MO-IL | PJM_ROR | MISO_MO-IL | Internal | Summer | B7 | 400 | 1111 | 0 | 131.39 | 129.41 | 2 | 0
2035 | PJM_ROR_2_MISO_MO-IL | PJM_ROR | MISO_MO-IL | Internal | Summer | B8 | 500 | 1111 | 0 | 125.95 | 123.96 | 2 | 0
2035 | PJM_ROR_2_MISO_MO-IL | PJM_ROR | MISO_MO-IL | Internal | Summer | B9 | 800 | 1111 | 0 | 115.21 | 113.41 | 2 | 0
2035 | PJM_ROR_2_MISO_MO-IL | PJM_ROR | MISO_MO-IL | Internal | Summer | B10 | 1262 | 1111 | 0 | 104.98 | 89.92 | 2 | 0
2035 | PJM_ROR_2_MISO_MO-IL | PJM_ROR | MISO_MO-IL | Internal | Winter | B16 | 25 | 1111 | 0 | 118.29 | 113.84 | 2 | 0
2035 | PJM_ROR_2_MISO_MO-IL | PJM_ROR | MISO_MO-IL | Internal | Winter | B17 | 100 | 1111 | 0 | 118.29 | 115.18 | 2 | 0
2035 | PJM_ROR_2_MISO_MO-IL | PJM_ROR | MISO_MO-IL | Internal | Winter | B18 | 400 | 1111 | 0 | 118.29 | 113.84 | 2 | 0
2035 | PJM_ROR_2_MISO_MO-IL | PJM_ROR | MISO_MO-IL | Internal | Winter | B19 | 700 | 1111 | 0 | 118.29 | 112.13 | 2 | 0
2035 | PJM_ROR_2_MISO_MO-IL | PJM_ROR | MISO_MO-IL | Internal | Winter | B20 | 935 | 1111 | 0 | 86.67 | 79.99 | 2 | 0
2035 | PJM_ROR_2_MISO_W | PJM_ROR | MISO_W | Internal | Shoulder | B11 | 25 | 13129 | 0 | 122.17 | 120.17 | 2 | 0
2035 | PJM_ROR_2_MISO_W | PJM_ROR | MISO_W | Internal | Shoulder | B12 | 200 | 13129 | 0 | 114.79 | 112.79 | 2 | 0
2035 | PJM_ROR_2_MISO_W | PJM_ROR | MISO_W | Internal | Shoulder | B13 | 600 | 13129 | 0 | 114.79 | 112.77 | 2 | 0
2035 | PJM_ROR_2_MISO_W | PJM_ROR | MISO_W | Internal | Shoulder | B14 | 900 | 13129 | 0 | 114.79 | 93.96 | 2 | 0
2035 | PJM_ROR_2_MISO_W | PJM_ROR | MISO_W | Internal | Shoulder | B15 | 1203 | 13129 | 0 | 89.85 | 79.97 | 2 | 0
2035 | PJM_ROR_2_MISO_W | PJM_ROR | MISO_W | Internal | Summer | B1 | 10 | 13129 | 0 | 212.6 | 210.6 | 2 | 0
2035 | PJM_ROR_2_MISO_W | PJM_ROR | MISO_W | Internal | Summer | B2 | 25 | 13129 | 0 | 212.6 | 210.6 | 2 | 0
2035 | PJM_ROR_2_MISO_W | PJM_ROR | MISO_W | Internal | Summer | B3 | 75 | 13129 | 0 | 212.6 | 210.6 | 2 | 0
2035 | PJM_ROR_2_MISO_W | PJM_ROR | MISO_W | Internal | Summer | B4 | 100 | 13129 | 0 | 177.95 | 175.95 | 2 | 0
2035 | PJM_ROR_2_MISO_W | PJM_ROR | MISO_W | Internal | Summer | B5 | 200 | 13129 | 0 | 142.35 | 143.9 | 2 | 0
2035 | PJM_ROR_2_MISO_W | PJM_ROR | MISO_W | Internal | Summer | B6 | 300 | 13129 | 0.11 | 136.87 | 138.86 | 2 | 0
2035 | PJM_ROR_2_MISO_W | PJM_ROR | MISO_W | Internal | Summer | B7 | 400 | 13129 | 0 | 131.39 | 129.39 | 2 | 0
2035 | PJM_ROR_2_MISO_W | PJM_ROR | MISO_W | Internal | Summer | B8 | 500 | 13129 | 0 | 125.95 | 123.95 | 2 | 0
2035 | PJM_ROR_2_MISO_W | PJM_ROR | MISO_W | Internal | Summer | B9 | 800 | 13129 | 0 | 115.21 | 113.21 | 2 | 0
2035 | PJM_ROR_2_MISO_W | PJM_ROR | MISO_W | Internal | Summer | B10 | 1262 | 13129 | 0 | 104.98 | 85.07 | 2 | 0
2035 | PJM_ROR_2_MISO_W | PJM_ROR | MISO_W | Internal | Winter | B16 | 25 | 13129 | 0 | 118.29 | 79.97 | 2 | 0
2035 | PJM_ROR_2_MISO_W | PJM_ROR | MISO_W | Internal | Winter | B17 | 100 | 13129 | 0 | 118.29 | 79.97 | 2 | 0
2035 | PJM_ROR_2_MISO_W | PJM_ROR | MISO_W | Internal | Winter | B18 | 400 | 13129 | 0 | 118.29 | 113.83 | 2 | 0
2035 | PJM_ROR_2_MISO_W | PJM_ROR | MISO_W | Internal | Winter | B19 | 700 | 13129 | 0 | 118.29 | 112.12 | 2 | 0
2035 | PJM_ROR_2_MISO_W | PJM_ROR | MISO_W | Internal | Winter | B20 | 935 | 13129 | 0 | 86.67 | 79.97 | 2 | 0
2035 | PJM_ROR_2_MISO_WUMS | PJM_ROR | MISO_WUMS | Internal | Shoulder | B11 | 25 | 1467 | 0 | 122.17 | 114.79 | 2 | 0
2035 | PJM_ROR_2_MISO_WUMS | PJM_ROR | MISO_WUMS | Internal | Shoulder | B12 | 200 | 1467 | 0 | 114.79 | 112.8 | 2 | 0
2035 | PJM_ROR_2_MISO_WUMS | PJM_ROR | MISO_WUMS | Internal | Shoulder | B13 | 600 | 1467 | 0 | 114.79 | 112.79 | 2 | 0
2035 | PJM_ROR_2_MISO_WUMS | PJM_ROR | MISO_WUMS | Internal | Shoulder | B14 | 900 | 1467 | 0 | 114.79 | 112.79 | 2 | 0
2035 | PJM_ROR_2_MISO_WUMS | PJM_ROR | MISO_WUMS | Internal | Shoulder | B15 | 1203 | 1467 | 0 | 89.85 | 82.23 | 2 | 0
2035 | PJM_ROR_2_MISO_WUMS | PJM_ROR | MISO_WUMS | Internal | Summer | B1 | 10 | 1467 | 0 | 212.6 | 131.46 | 2 | 0
2035 | PJM_ROR_2_MISO_WUMS | PJM_ROR | MISO_WUMS | Internal | Summer | B2 | 25 | 1467 | 0 | 212.6 | 131.46 | 2 | 0
2035 | PJM_ROR_2_MISO_WUMS | PJM_ROR | MISO_WUMS | Internal | Summer | B3 | 75 | 1467 | 0 | 212.6 | 202.6 | 2 | 0
2035 | PJM_ROR_2_MISO_WUMS | PJM_ROR | MISO_WUMS | Internal | Summer | B4 | 100 | 1467 | 0 | 177.95 | 143.05 | 2 | 0
2035 | PJM_ROR_2_MISO_WUMS | PJM_ROR | MISO_WUMS | Internal | Summer | B5 | 200 | 1467 | 0 | 142.35 | 133.1 | 2 | 0
2035 | PJM_ROR_2_MISO_WUMS | PJM_ROR | MISO_WUMS | Internal | Summer | B6 | 300 | 1467 | 0 | 136.87 | 131.46 | 2 | 0
2035 | PJM_ROR_2_MISO_WUMS | PJM_ROR | MISO_WUMS | Internal | Summer | B7 | 400 | 1467 | 0 | 131.39 | 129.38 | 2 | 0
2035 | PJM_ROR_2_MISO_WUMS | PJM_ROR | MISO_WUMS | Internal | Summer | B8 | 500 | 1467 | 0 | 125.95 | 123.94 | 2 | 0
2035 | PJM_ROR_2_MISO_WUMS | PJM_ROR | MISO_WUMS | Internal | Summer | B9 | 800 | 1467 | 0 | 115.21 | 113.22 | 2 | 0
2035 | PJM_ROR_2_MISO_WUMS | PJM_ROR | MISO_WUMS | Internal | Summer | B10 | 1262 | 1467 | 0 | 104.98 | 102.98 | 2 | 0
2035 | PJM_ROR_2_MISO_WUMS | PJM_ROR | MISO_WUMS | Internal | Winter | B16 | 25 | 1467 | 0 | 118.29 | 88.45 | 2 | 0
2035 | PJM_ROR_2_MISO_WUMS | PJM_ROR | MISO_WUMS | Internal | Winter | B17 | 100 | 1467 | 0 | 118.29 | 116.29 | 2 | 0
2035 | PJM_ROR_2_MISO_WUMS | PJM_ROR | MISO_WUMS | Internal | Winter | B18 | 400 | 1467 | 0 | 118.29 | 116.29 | 2 | 0
2035 | PJM_ROR_2_MISO_WUMS | PJM_ROR | MISO_WUMS | Internal | Winter | B19 | 700 | 1467 | 0 | 118.29 | 116.29 | 2 | 0
2035 | PJM_ROR_2_MISO_WUMS | PJM_ROR | MISO_WUMS | Internal | Winter | B20 | 935 | 1467 | 0 | 86.67 | 79.99 | 2 | 0
2035 | PJM_ROR_2_PJM_ROM | PJM_ROR | PJM_ROM | Internal | Shoulder | B11 | 25 | 8000 | 8000 | 122.17 | 130.68 | 0.01 | 8.49
2035 | PJM_ROR_2_PJM_ROM | PJM_ROR | PJM_ROM | Internal | Shoulder | B12 | 200 | 8000 | 8000 | 114.79 | 130.68 | 0.01 | 15.88
2035 | PJM_ROR_2_PJM_ROM | PJM_ROR | PJM_ROM | Internal | Shoulder | B13 | 600 | 8000 | 8000 | 114.79 | 123.01 | 0.01 | 8.21
2035 | PJM_ROR_2_PJM_ROM | PJM_ROR | PJM_ROM | Internal | Shoulder | B14 | 900 | 8000 | 7960.18 | 114.79 | 114.8 | 0.01 | 0
2035 | PJM_ROR_2_PJM_ROM | PJM_ROR | PJM_ROM | Internal | Shoulder | B15 | 1203 | 8000 | 8000 | 89.85 | 90.48 | 0.01 | 0.62
2035 | PJM_ROR_2_PJM_ROM | PJM_ROR | PJM_ROM | Internal | Summer | B1 | 10 | 8000 | 8000 | 212.6 | 278.71 | 0.01 | 66.1
2035 | PJM_ROR_2_PJM_ROM | PJM_ROR | PJM_ROM | Internal | Summer | B2 | 25 | 8000 | 7485.65 | 212.6 | 212.61 | 0.01 | 0
2035 | PJM_ROR_2_PJM_ROM | PJM_ROR | PJM_ROM | Internal | Summer | B3 | 75 | 8000 | 2481.18 | 212.6 | 212.61 | 0.01 | 0
2035 | PJM_ROR_2_PJM_ROM | PJM_ROR | PJM_ROM | Internal | Summer | B4 | 100 | 8000 | 4882.14 | 177.95 | 177.96 | 0.01 | 0
2035 | PJM_ROR_2_PJM_ROM | PJM_ROR | PJM_ROM | Internal | Summer | B5 | 200 | 8000 | 5391.22 | 142.35 | 142.36 | 0.01 | 0
2035 | PJM_ROR_2_PJM_ROM | PJM_ROR | PJM_ROM | Internal | Summer | B6 | 300 | 8000 | 4469.39 | 136.87 | 136.88 | 0.01 | 0
2035 | PJM_ROR_2_PJM_ROM | PJM_ROR | PJM_ROM | Internal | Summer | B7 | 400 | 8000 | 4939.42 | 131.39 | 131.41 | 0.01 | 0
2035 | PJM_ROR_2_PJM_ROM | PJM_ROR | PJM_ROM | Internal | Summer | B8 | 500 | 8000 | 8000 | 125.95 | 127.96 | 0.01 | 2
2035 | PJM_ROR_2_PJM_ROM | PJM_ROR | PJM_ROM | Internal | Summer | B9 | 800 | 8000 | 7263.74 | 115.21 | 115.22 | 0.01 | 0
2035 | PJM_ROR_2_PJM_ROM | PJM_ROR | PJM_ROM | Internal | Summer | B10 | 1262 | 8000 | 7936.78 | 104.98 | 104.99 | 0.01 | 0
2035 | PJM_ROR_2_PJM_ROM | PJM_ROR | PJM_ROM | Internal | Winter | B16 | 25 | 8000 | 8000 | 118.29 | 137.24 | 0.01 | 18.94
2035 | PJM_ROR_2_PJM_ROM | PJM_ROR | PJM_ROM | Internal | Winter | B17 | 100 | 8000 | 8000 | 118.29 | 136.75 | 0.01 | 18.45
2035 | PJM_ROR_2_PJM_ROM | PJM_ROR | PJM_ROM | Internal | Winter | B18 | 400 | 8000 | 8000 | 118.29 | 124.46 | 0.01 | 6.16
2035 | PJM_ROR_2_PJM_ROM | PJM_ROR | PJM_ROM | Internal | Winter | B19 | 700 | 8000 | 8000 | 118.29 | 119.49 | 0.01 | 1.18
2035 | PJM_ROR_2_PJM_ROM | PJM_ROR | PJM_ROM | Internal | Winter | B20 | 935 | 8000 | 8000 | 86.67 | 87.83 | 0.01 | 1.15
2035 | PJM_ROR_2_TVA_Transmission | PJM_ROR | TVA_Transmission | Internal | Shoulder | B11 | 25 | 2500 | 0 | 122.17 | 124.16 | 6 | 0
2035 | PJM_ROR_2_TVA_Transmission | PJM_ROR | TVA_Transmission | Internal | Shoulder | B12 | 200 | 2500 | 0 | 114.79 | 118.87 | 6 | 0
2035 | PJM_ROR_2_TVA_Transmission | PJM_ROR | TVA_Transmission | Internal | Shoulder | B13 | 600 | 2500 | 0 | 114.79 | 118.59 | 6 | 0
2035 | PJM_ROR_2_TVA_Transmission | PJM_ROR | TVA_Transmission | Internal | Shoulder | B14 | 900 | 2500 | 0 | 114.79 | 118.59 | 6 | 0
2035 | PJM_ROR_2_TVA_Transmission | PJM_ROR | TVA_Transmission | Internal | Shoulder | B15 | 1203 | 2500 | 0 | 89.85 | 87.99 | 6 | 0
2035 | PJM_ROR_2_TVA_Transmission | PJM_ROR | TVA_Transmission | Internal | Summer | B1 | 10 | 2500 | 0 | 212.6 | 213.94 | 6 | 0
2035 | PJM_ROR_2_TVA_Transmission | PJM_ROR | TVA_Transmission | Internal | Summer | B2 | 25 | 2500 | 739.49 | 212.6 | 218.6 | 6 | 0
2035 | PJM_ROR_2_TVA_Transmission | PJM_ROR | TVA_Transmission | Internal | Summer | B3 | 75 | 2500 | 1554.19 | 212.6 | 218.6 | 6 | 0
2035 | PJM_ROR_2_TVA_Transmission | PJM_ROR | TVA_Transmission | Internal | Summer | B4 | 100 | 2500 | 946.24 | 177.95 | 183.95 | 6 | 0
2035 | PJM_ROR_2_TVA_Transmission | PJM_ROR | TVA_Transmission | Internal | Summer | B5 | 200 | 2500 | 0 | 142.35 | 139.14 | 6 | 0
2035 | PJM_ROR_2_TVA_Transmission | PJM_ROR | TVA_Transmission | Internal | Summer | B6 | 300 | 2500 | 0 | 136.87 | 132.71 | 6 | 0
2035 | PJM_ROR_2_TVA_Transmission | PJM_ROR | TVA_Transmission | Internal | Summer | B7 | 400 | 2500 | 0 | 131.39 | 125.7 | 6 | 0
2035 | PJM_ROR_2_TVA_Transmission | PJM_ROR | TVA_Transmission | Internal | Summer | B8 | 500 | 2500 | 0 | 125.95 | 123.84 | 6 | 0
2035 | PJM_ROR_2_TVA_Transmission | PJM_ROR | TVA_Transmission | Internal | Summer | B9 | 800 | 2500 | 0 | 115.21 | 118.44 | 6 | 0
2035 | PJM_ROR_2_TVA_Transmission | PJM_ROR | TVA_Transmission | Internal | Summer | B10 | 1262 | 2500 | 0 | 104.98 | 97.92 | 6 | 0
2035 | PJM_ROR_2_TVA_Transmission | PJM_ROR | TVA_Transmission | Internal | Winter | B16 | 25 | 2500 | 0 | 118.29 | 121.84 | 6 | 0
2035 | PJM_ROR_2_TVA_Transmission | PJM_ROR | TVA_Transmission | Internal | Winter | B17 | 100 | 2500 | 0 | 118.29 | 121.37 | 6 | 0
2035 | PJM_ROR_2_TVA_Transmission | PJM_ROR | TVA_Transmission | Internal | Winter | B18 | 400 | 2500 | 0 | 118.29 | 120.13 | 6 | 0
2035 | PJM_ROR_2_TVA_Transmission | PJM_ROR | TVA_Transmission | Internal | Winter | B19 | 700 | 2500 | 0 | 118.29 | 120.13 | 6 | 0
2035 | PJM_ROR_2_TVA_Transmission | PJM_ROR | TVA_Transmission | Internal | Winter | B20 | 935 | 2500 | 0 | 86.67 | 87.99 | 6 | 0
2035 | PJM_ROR_2_VACAR | PJM_ROR | VACAR | Internal | Shoulder | B11 | 25 | 3000 | 0 | 122.17 | 121.07 | 6 | 0
2035 | PJM_ROR_2_VACAR | PJM_ROR | VACAR | Internal | Shoulder | B12 | 200 | 3000 | 2999.99 | 114.79 | 121.07 | 6 | 0.28
2035 | PJM_ROR_2_VACAR | PJM_ROR | VACAR | Internal | Shoulder | B13 | 600 | 3000 | 3000 | 114.79 | 121.07 | 6 | 0.28
2035 | PJM_ROR_2_VACAR | PJM_ROR | VACAR | Internal | Shoulder | B14 | 900 | 3000 | 3000 | 114.79 | 121.07 | 6 | 0.28
2035 | PJM_ROR_2_VACAR | PJM_ROR | VACAR | Internal | Shoulder | B15 | 1203 | 3000 | 101.75 | 89.85 | 95.85 | 6 | 0
2035 | PJM_ROR_2_VACAR | PJM_ROR | VACAR | Internal | Summer | B1 | 10 | 3000 | 2999.99 | 212.6 | 221.76 | 6 | 3.16
2035 | PJM_ROR_2_VACAR | PJM_ROR | VACAR | Internal | Summer | B2 | 25 | 3000 | 2148.33 | 212.6 | 218.6 | 6 | 0
2035 | PJM_ROR_2_VACAR | PJM_ROR | VACAR | Internal | Summer | B3 | 75 | 3000 | 0 | 212.6 | 215.94 | 6 | 0
2035 | PJM_ROR_2_VACAR | PJM_ROR | VACAR | Internal | Summer | B4 | 100 | 3000 | 0 | 177.95 | 176.96 | 6 | 0
2035 | PJM_ROR_2_VACAR | PJM_ROR | VACAR | Internal | Summer | B5 | 200 | 3000 | 0 | 142.35 | 135.35 | 6 | 0
2035 | PJM_ROR_2_VACAR | PJM_ROR | VACAR | Internal | Summer | B6 | 300 | 3000 | 0 | 136.87 | 125.71 | 6 | 0
2035 | PJM_ROR_2_VACAR | PJM_ROR | VACAR | Internal | Summer | B7 | 400 | 3000 | 0 | 131.39 | 118.95 | 6 | 0
2035 | PJM_ROR_2_VACAR | PJM_ROR | VACAR | Internal | Summer | B8 | 500 | 3000 | 0 | 125.95 | 118.95 | 6 | 0
2035 | PJM_ROR_2_VACAR | PJM_ROR | VACAR | Internal | Summer | B9 | 800 | 3000 | 0 | 115.21 | 118.95 | 6 | 0
2035 | PJM_ROR_2_VACAR | PJM_ROR | VACAR | Internal | Summer | B10 | 1262 | 3000 | 0 | 104.98 | 92.5 | 6 | 0
2035 | PJM_ROR_2_VACAR | PJM_ROR | VACAR | Internal | Winter | B16 | 25 | 3000 | 2999.99 | 118.29 | 125.9 | 6 | 1.61
2035 | PJM_ROR_2_VACAR | PJM_ROR | VACAR | Internal | Winter | B17 | 100 | 3000 | 3000 | 118.29 | 125.9 | 6 | 1.61
2035 | PJM_ROR_2_VACAR | PJM_ROR | VACAR | Internal | Winter | B18 | 400 | 3000 | 3000 | 118.29 | 125.36 | 6 | 1.07
2035 | PJM_ROR_2_VACAR | PJM_ROR | VACAR | Internal | Winter | B19 | 700 | 3000 | 2698.08 | 118.29 | 124.29 | 6 | 0
2035 | PJM_ROR_2_VACAR | PJM_ROR | VACAR | Internal | Winter | B20 | 935 | 3000 | 0 | 86.67 | 92.24 | 6 | 0
2035 | PJM_ROM_2_NYISO_A-F | PJM_ROM | NYISO_A-F | Internal | Shoulder | B11 | 25 | 2000 | 0 | 130.68 | 82.12 | 6 | 0
2035 | PJM_ROM_2_NYISO_A-F | PJM_ROM | NYISO_A-F | Internal | Shoulder | B12 | 200 | 2000 | 0 | 130.68 | 82.12 | 6 | 0
2035 | PJM_ROM_2_NYISO_A-F | PJM_ROM | NYISO_A-F | Internal | Shoulder | B13 | 600 | 2000 | 0 | 123.01 | 82.12 | 6 | 0
2035 | PJM_ROM_2_NYISO_A-F | PJM_ROM | NYISO_A-F | Internal | Shoulder | B14 | 900 | 2000 | 0 | 114.8 | 82.12 | 6 | 0
2035 | PJM_ROM_2_NYISO_A-F | PJM_ROM | NYISO_A-F | Internal | Shoulder | B15 | 1203 | 2000 | 0 | 90.48 | 82.12 | 6 | 0
2035 | PJM_ROM_2_NYISO_A-F | PJM_ROM | NYISO_A-F | Internal | Summer | B1 | 10 | 2000 | 0 | 278.71 | 111.09 | 6 | 0
2035 | PJM_ROM_2_NYISO_A-F | PJM_ROM | NYISO_A-F | Internal | Summer | B2 | 25 | 2000 | 0 | 212.61 | 133.8 | 6 | 0
2035 | PJM_ROM_2_NYISO_A-F | PJM_ROM | NYISO_A-F | Internal | Summer | B3 | 75 | 2000 | 0 | 212.61 | 133.8 | 6 | 0
2035 | PJM_ROM_2_NYISO_A-F | PJM_ROM | NYISO_A-F | Internal | Summer | B4 | 100 | 2000 | 0 | 177.96 | 129.7 | 6 | 0
2035 | PJM_ROM_2_NYISO_A-F | PJM_ROM | NYISO_A-F | Internal | Summer | B5 | 200 | 2000 | 0 | 142.36 | 126.43 | 6 | 0
2035 | PJM_ROM_2_NYISO_A-F | PJM_ROM | NYISO_A-F | Internal | Summer | B6 | 300 | 2000 | 0 | 136.88 | 126.43 | 6 | 0
2035 | PJM_ROM_2_NYISO_A-F | PJM_ROM | NYISO_A-F | Internal | Summer | B7 | 400 | 2000 | 0 | 131.41 | 117.09 | 6 | 0
2035 | PJM_ROM_2_NYISO_A-F | PJM_ROM | NYISO_A-F | Internal | Summer | B8 | 500 | 2000 | 0 | 127.96 | 111.09 | 6 | 0
2035 | PJM_ROM_2_NYISO_A-F | PJM_ROM | NYISO_A-F | Internal | Summer | B9 | 800 | 2000 | 0 | 115.22 | 107.22 | 6 | 0
2035 | PJM_ROM_2_NYISO_A-F | PJM_ROM | NYISO_A-F | Internal | Summer | B10 | 1262 | 2000 | 0 | 104.99 | 107.22 | 6 | 0
2035 | PJM_ROM_2_NYISO_A-F | PJM_ROM | NYISO_A-F | Internal | Winter | B16 | 25 | 2000 | 0 | 137.24 | 76.5 | 6 | 0
2035 | PJM_ROM_2_NYISO_A-F | PJM_ROM | NYISO_A-F | Internal | Winter | B17 | 100 | 2000 | 0 | 136.75 | 76.5 | 6 | 0
2035 | PJM_ROM_2_NYISO_A-F | PJM_ROM | NYISO_A-F | Internal | Winter | B18 | 400 | 2000 | 0 | 124.46 | 76.5 | 6 | 0
2035 | PJM_ROM_2_NYISO_A-F | PJM_ROM | NYISO_A-F | Internal | Winter | B19 | 700 | 2000 | 0 | 119.49 | 76.5 | 6 | 0
2035 | PJM_ROM_2_NYISO_A-F | PJM_ROM | NYISO_A-F | Internal | Winter | B20 | 935 | 2000 | 0 | 87.83 | 76.5 | 6 | 0
2035 | PJM_ROM_2_PJM_E | PJM_ROM | PJM_E | Internal | Shoulder | B11 | 25 | 8000 | 3682.24 | 130.68 | 130.69 | 0.01 | 0
2035 | PJM_ROM_2_PJM_E | PJM_ROM | PJM_E | Internal | Shoulder | B12 | 200 | 8000 | 4075.52 | 130.68 | 130.69 | 0.01 | 0
2035 | PJM_ROM_2_PJM_E | PJM_ROM | PJM_E | Internal | Shoulder | B13 | 600 | 8000 | 4329.47 | 123.01 | 123.02 | 0.01 | 0
2035 | PJM_ROM_2_PJM_E | PJM_ROM | PJM_E | Internal | Shoulder | B14 | 900 | 8000 | 3381.28 | 114.8 | 114.81 | 0.01 | 0
2035 | PJM_ROM_2_PJM_E | PJM_ROM | PJM_E | Internal | Shoulder | B15 | 1203 | 8000 | 3377.65 | 90.48 | 90.49 | 0.01 | 0
2035 | PJM_ROM_2_PJM_E | PJM_ROM | PJM_E | Internal | Summer | B1 | 10 | 8000 | 4654.22 | 278.71 | 278.72 | 0.01 | 0
2035 | PJM_ROM_2_PJM_E | PJM_ROM | PJM_E | Internal | Summer | B2 | 25 | 8000 | 4300.51 | 212.61 | 212.62 | 0.01 | 0
2035 | PJM_ROM_2_PJM_E | PJM_ROM | PJM_E | Internal | Summer | B3 | 75 | 8000 | 882.18 | 212.61 | 212.62 | 0.01 | 0
2035 | PJM_ROM_2_PJM_E | PJM_ROM | PJM_E | Internal | Summer | B4 | 100 | 8000 | 3048.16 | 177.96 | 177.97 | 0.01 | 0
2035 | PJM_ROM_2_PJM_E | PJM_ROM | PJM_E | Internal | Summer | B5 | 200 | 8000 | 2476.36 | 142.36 | 142.37 | 0.01 | 0
2035 | PJM_ROM_2_PJM_E | PJM_ROM | PJM_E | Internal | Summer | B6 | 300 | 8000 | 1521.58 | 136.88 | 136.89 | 0.01 | 0
2035 | PJM_ROM_2_PJM_E | PJM_ROM | PJM_E | Internal | Summer | B7 | 400 | 8000 | 2747.19 | 131.41 | 131.42 | 0.01 | 0
2035 | PJM_ROM_2_PJM_E | PJM_ROM | PJM_E | Internal | Summer | B8 | 500 | 8000 | 3510.15 | 127.96 | 127.97 | 0.01 | 0
2035 | PJM_ROM_2_PJM_E | PJM_ROM | PJM_E | Internal | Summer | B9 | 800 | 8000 | 3449.48 | 115.22 | 115.23 | 0.01 | 0
2035 | PJM_ROM_2_PJM_E | PJM_ROM | PJM_E | Internal | Summer | B10 | 1262 | 8000 | 4874.97 | 104.99 | 105 | 0.01 | 0
2035 | PJM_ROM_2_PJM_E | PJM_ROM | PJM_E | Internal | Winter | B16 | 25 | 8000 | 5575.39 | 137.24 | 137.25 | 0.01 | 0
2035 | PJM_ROM_2_PJM_E | PJM_ROM | PJM_E | Internal | Winter | B17 | 100 | 8000 | 5277.87 | 136.75 | 136.76 | 0.01 | 0
2035 | PJM_ROM_2_PJM_E | PJM_ROM | PJM_E | Internal | Winter | B18 | 400 | 8000 | 5211.96 | 124.46 | 124.48 | 0.01 | 0
2035 | PJM_ROM_2_PJM_E | PJM_ROM | PJM_E | Internal | Winter | B19 | 700 | 8000 | 4210.7 | 119.49 | 119.5 | 0.01 | 0
2035 | PJM_ROM_2_PJM_E | PJM_ROM | PJM_E | Internal | Winter | B20 | 935 | 8000 | 3467.35 | 87.83 | 87.84 | 0.01 | 0
2035 | PJM_ROM_2_PJM_ROR | PJM_ROM | PJM_ROR | Internal | Shoulder | B11 | 25 | 8000 | 0 | 130.68 | 122.17 | 0.01 | 0
2035 | PJM_ROM_2_PJM_ROR | PJM_ROM | PJM_ROR | Internal | Shoulder | B12 | 200 | 8000 | 0 | 130.68 | 114.79 | 0.01 | 0
2035 | PJM_ROM_2_PJM_ROR | PJM_ROM | PJM_ROR | Internal | Shoulder | B13 | 600 | 8000 | 0 | 123.01 | 114.79 | 0.01 | 0
2035 | PJM_ROM_2_PJM_ROR | PJM_ROM | PJM_ROR | Internal | Shoulder | B14 | 900 | 8000 | 0.02 | 114.8 | 114.79 | 0.01 | 0
2035 | PJM_ROM_2_PJM_ROR | PJM_ROM | PJM_ROR | Internal | Shoulder | B15 | 1203 | 8000 | 0 | 90.48 | 89.85 | 0.01 | 0
2035 | PJM_ROM_2_PJM_ROR | PJM_ROM | PJM_ROR | Internal | Summer | B1 | 10 | 8000 | 0 | 278.71 | 212.6 | 0.01 | 0
2035 | PJM_ROM_2_PJM_ROR | PJM_ROM | PJM_ROR | Internal | Summer | B2 | 25 | 8000 | 0.53 | 212.61 | 212.6 | 0.01 | 0
2035 | PJM_ROM_2_PJM_ROR | PJM_ROM | PJM_ROR | Internal | Summer | B3 | 75 | 8000 | 0.2 | 212.61 | 212.6 | 0.01 | 0
2035 | PJM_ROM_2_PJM_ROR | PJM_ROM | PJM_ROR | Internal | Summer | B4 | 100 | 8000 | 0.14 | 177.96 | 177.95 | 0.01 | 0
2035 | PJM_ROM_2_PJM_ROR | PJM_ROM | PJM_ROR | Internal | Summer | B5 | 200 | 8000 | 0.07 | 142.36 | 142.35 | 0.01 | 0
2035 | PJM_ROM_2_PJM_ROR | PJM_ROM | PJM_ROR | Internal | Summer | B6 | 300 | 8000 | 0.05 | 136.88 | 136.87 | 0.01 | 0
2035 | PJM_ROM_2_PJM_ROR | PJM_ROM | PJM_ROR | Internal | Summer | B7 | 400 | 8000 | 0.04 | 131.41 | 131.39 | 0.01 | 0
2035 | PJM_ROM_2_PJM_ROR | PJM_ROM | PJM_ROR | Internal | Summer | B8 | 500 | 8000 | 0 | 127.96 | 125.95 | 0.01 | 0
2035 | PJM_ROM_2_PJM_ROR | PJM_ROM | PJM_ROR | Internal | Summer | B9 | 800 | 8000 | 0.02 | 115.22 | 115.21 | 0.01 | 0
2035 | PJM_ROM_2_PJM_ROR | PJM_ROM | PJM_ROR | Internal | Summer | B10 | 1262 | 8000 | 0.01 | 104.99 | 104.98 | 0.01 | 0
2035 | PJM_ROM_2_PJM_ROR | PJM_ROM | PJM_ROR | Internal | Winter | B16 | 25 | 8000 | 0 | 137.24 | 118.29 | 0.01 | 0
2035 | PJM_ROM_2_PJM_ROR | PJM_ROM | PJM_ROR | Internal | Winter | B17 | 100 | 8000 | 0 | 136.75 | 118.29 | 0.01 | 0
2035 | PJM_ROM_2_PJM_ROR | PJM_ROM | PJM_ROR | Internal | Winter | B18 | 400 | 8000 | 0 | 124.46 | 118.29 | 0.01 | 0
2035 | PJM_ROM_2_PJM_ROR | PJM_ROM | PJM_ROR | Internal | Winter | B19 | 700 | 8000 | 0 | 119.49 | 118.29 | 0.01 | 0
2035 | PJM_ROM_2_PJM_ROR | PJM_ROM | PJM_ROR | Internal | Winter | B20 | 935 | 8000 | 0 | 87.83 | 86.67 | 0.01 | 0
2035 | SOCO_2_ENT | SOCO | ENT | Internal | Shoulder | B11 | 25 | 4300 | 0 | 130.95 | 122.95 | 10 | 0
2035 | SOCO_2_ENT | SOCO | ENT | Internal | Shoulder | B12 | 200 | 4300 | 0 | 119.26 | 111.26 | 10 | 0
2035 | SOCO_2_ENT | SOCO | ENT | Internal | Shoulder | B13 | 600 | 4300 | 0 | 119.26 | 105.78 | 10 | 0
2035 | SOCO_2_ENT | SOCO | ENT | Internal | Shoulder | B14 | 900 | 4300 | 0 | 119.26 | 102.59 | 10 | 0
2035 | SOCO_2_ENT | SOCO | ENT | Internal | Shoulder | B15 | 1203 | 4300 | 0 | 87.66 | 63.23 | 10 | 0
2035 | SOCO_2_ENT | SOCO | ENT | Internal | Summer | B1 | 10 | 4300 | 0 | 222.94 | 140.38 | 10 | 0
2035 | SOCO_2_ENT | SOCO | ENT | Internal | Summer | B2 | 25 | 4300 | 0 | 222.94 | 201.81 | 10 | 0
2035 | SOCO_2_ENT | SOCO | ENT | Internal | Summer | B3 | 75 | 4300 | 0 | 222.94 | 210.61 | 10 | 0
2035 | SOCO_2_ENT | SOCO | ENT | Internal | Summer | B4 | 100 | 4300 | 0 | 183.96 | 175.96 | 10 | 0
2035 | SOCO_2_ENT | SOCO | ENT | Internal | Summer | B5 | 200 | 4300 | 0 | 145.3 | 143.92 | 10 | 0
2035 | SOCO_2_ENT | SOCO | ENT | Internal | Summer | B6 | 300 | 4300 | 0 | 132.71 | 140.38 | 10 | 0
2035 | SOCO_2_ENT | SOCO | ENT | Internal | Summer | B7 | 400 | 4300 | 0 | 125.95 | 134.59 | 10 | 0
2035 | SOCO_2_ENT | SOCO | ENT | Internal | Summer | B8 | 500 | 4300 | 479.32 | 121.96 | 131.96 | 10 | 0
2035 | SOCO_2_ENT | SOCO | ENT | Internal | Summer | B9 | 800 | 4300 | 0 | 117.93 | 113.41 | 10 | 0
2035 | SOCO_2_ENT | SOCO | ENT | Internal | Summer | B10 | 1262 | 4300 | 0 | 89.92 | 81.92 | 10 | 0
2035 | SOCO_2_ENT | SOCO | ENT | Internal | Winter | B16 | 25 | 4300 | 0 | 130.84 | 113.84 | 10 | 0
2035 | SOCO_2_ENT | SOCO | ENT | Internal | Winter | B17 | 100 | 4300 | 0 | 122.22 | 107.18 | 10 | 0
2035 | SOCO_2_ENT | SOCO | ENT | Internal | Winter | B18 | 400 | 4300 | 0 | 119.89 | 110.37 | 10 | 0
2035 | SOCO_2_ENT | SOCO | ENT | Internal | Winter | B19 | 700 | 4300 | 0 | 119.89 | 104.13 | 10 | 0
2035 | SOCO_2_ENT | SOCO | ENT | Internal | Winter | B20 | 935 | 4300 | 0 | 88.13 | 63.23 | 10 | 0
2035 | SOCO_2_FRCC | SOCO | FRCC | Internal | Shoulder | B11 | 25 | 3700 | 3700 | 130.95 | 143.77 | 10 | 2.82
2035 | SOCO_2_FRCC | SOCO | FRCC | Internal | Shoulder | B12 | 200 | 3700 | 0 | 119.26 | 123.68 | 10 | 0
2035 | SOCO_2_FRCC | SOCO | FRCC | Internal | Shoulder | B13 | 600 | 3700 | 0 | 119.26 | 123.68 | 10 | 0
2035 | SOCO_2_FRCC | SOCO | FRCC | Internal | Shoulder | B14 | 900 | 3700 | 0 | 119.26 | 123.68 | 10 | 0
2035 | SOCO_2_FRCC | SOCO | FRCC | Internal | Shoulder | B15 | 1203 | 3700 | 0 | 87.66 | 85.5 | 10 | 0
2035 | SOCO_2_FRCC | SOCO | FRCC | Internal | Summer | B1 | 10 | 3700 | 0 | 222.94 | 227.84 | 10 | 0
2035 | SOCO_2_FRCC | SOCO | FRCC | Internal | Summer | B2 | 25 | 3700 | 0 | 222.94 | 227.84 | 10 | 0
2035 | SOCO_2_FRCC | SOCO | FRCC | Internal | Summer | B3 | 75 | 3700 | 0 | 222.94 | 227.84 | 10 | 0
2035 | SOCO_2_FRCC | SOCO | FRCC | Internal | Summer | B4 | 100 | 3700 | 0 | 183.96 | 175.96 | 10 | 0
2035 | SOCO_2_FRCC | SOCO | FRCC | Internal | Summer | B5 | 200 | 3700 | 0 | 145.3 | 142.71 | 10 | 0
2035 | SOCO_2_FRCC | SOCO | FRCC | Internal | Summer | B6 | 300 | 3700 | 1312.67 | 132.71 | 142.71 | 10 | 0
2035 | SOCO_2_FRCC | SOCO | FRCC | Internal | Summer | B7 | 400 | 3700 | 548.23 | 125.95 | 135.95 | 10 | 0
2035 | SOCO_2_FRCC | SOCO | FRCC | Internal | Summer | B8 | 500 | 3700 | 0 | 121.96 | 122.78 | 10 | 0
2035 | SOCO_2_FRCC | SOCO | FRCC | Internal | Summer | B9 | 800 | 3700 | 0 | 117.93 | 122.78 | 10 | 0
2035 | SOCO_2_FRCC | SOCO | FRCC | Internal | Summer | B10 | 1262 | 3700 | 0 | 89.92 | 81.92 | 10 | 0
2035 | SOCO_2_FRCC | SOCO | FRCC | Internal | Winter | B16 | 25 | 3700 | 3119.55 | 130.84 | 140.84 | 10 | 0
2035 | SOCO_2_FRCC | SOCO | FRCC | Internal | Winter | B17 | 100 | 3700 | 0 | 122.22 | 126.16 | 10 | 0
2035 | SOCO_2_FRCC | SOCO | FRCC | Internal | Winter | B18 | 400 | 3700 | 0 | 119.89 | 126.16 | 10 | 0
2035 | SOCO_2_FRCC | SOCO | FRCC | Internal | Winter | B19 | 700 | 3700 | 0 | 119.89 | 126.16 | 10 | 0
2035 | SOCO_2_FRCC | SOCO | FRCC | Internal | Winter | B20 | 935 | 3700 | 0 | 88.13 | 84.2 | 10 | 0
2035 | SOCO_2_TVA_Transmission | SOCO | TVA_Transmission | Internal | Shoulder | B11 | 25 | 2600 | 0 | 130.95 | 124.16 | 10 | 0
2035 | SOCO_2_TVA_Transmission | SOCO | TVA_Transmission | Internal | Shoulder | B12 | 200 | 2600 | 0 | 119.26 | 118.87 | 10 | 0
2035 | SOCO_2_TVA_Transmission | SOCO | TVA_Transmission | Internal | Shoulder | B13 | 600 | 2600 | 0 | 119.26 | 118.59 | 10 | 0
2035 | SOCO_2_TVA_Transmission | SOCO | TVA_Transmission | Internal | Shoulder | B14 | 900 | 2600 | 0 | 119.26 | 118.59 | 10 | 0
2035 | SOCO_2_TVA_Transmission | SOCO | TVA_Transmission | Internal | Shoulder | B15 | 1203 | 2600 | 0 | 87.66 | 87.99 | 10 | 0
2035 | SOCO_2_TVA_Transmission | SOCO | TVA_Transmission | Internal | Summer | B1 | 10 | 2600 | 0 | 222.94 | 213.94 | 10 | 0
2035 | SOCO_2_TVA_Transmission | SOCO | TVA_Transmission | Internal | Summer | B2 | 25 | 2600 | 0 | 222.94 | 218.6 | 10 | 0
2035 | SOCO_2_TVA_Transmission | SOCO | TVA_Transmission | Internal | Summer | B3 | 75 | 2600 | 0 | 222.94 | 218.6 | 10 | 0
2035 | SOCO_2_TVA_Transmission | SOCO | TVA_Transmission | Internal | Summer | B4 | 100 | 2600 | 0 | 183.96 | 183.95 | 10 | 0
2035 | SOCO_2_TVA_Transmission | SOCO | TVA_Transmission | Internal | Summer | B5 | 200 | 2600 | 0 | 145.3 | 139.14 | 10 | 0
2035 | SOCO_2_TVA_Transmission | SOCO | TVA_Transmission | Internal | Summer | B6 | 300 | 2600 | 0 | 132.71 | 132.71 | 10 | 0
2035 | SOCO_2_TVA_Transmission | SOCO | TVA_Transmission | Internal | Summer | B7 | 400 | 2600 | 0 | 125.95 | 125.7 | 10 | 0
2035 | SOCO_2_TVA_Transmission | SOCO | TVA_Transmission | Internal | Summer | B8 | 500 | 2600 | 0 | 121.96 | 123.84 | 10 | 0
2035 | SOCO_2_TVA_Transmission | SOCO | TVA_Transmission | Internal | Summer | B9 | 800 | 2600 | 0 | 117.93 | 118.44 | 10 | 0
2035 | SOCO_2_TVA_Transmission | SOCO | TVA_Transmission | Internal | Summer | B10 | 1262 | 2600 | 0 | 89.92 | 97.92 | 10 | 0
2035 | SOCO_2_TVA_Transmission | SOCO | TVA_Transmission | Internal | Winter | B16 | 25 | 2600 | 0 | 130.84 | 121.84 | 10 | 0
2035 | SOCO_2_TVA_Transmission | SOCO | TVA_Transmission | Internal | Winter | B17 | 100 | 2600 | 0 | 122.22 | 121.37 | 10 | 0
2035 | SOCO_2_TVA_Transmission | SOCO | TVA_Transmission | Internal | Winter | B18 | 400 | 2600 | 0 | 119.89 | 120.13 | 10 | 0
2035 | SOCO_2_TVA_Transmission | SOCO | TVA_Transmission | Internal | Winter | B19 | 700 | 2600 | 0 | 119.89 | 120.13 | 10 | 0
2035 | SOCO_2_TVA_Transmission | SOCO | TVA_Transmission | Internal | Winter | B20 | 935 | 2600 | 0 | 88.13 | 87.99 | 10 | 0
2035 | SOCO_2_VACAR | SOCO | VACAR | Internal | Shoulder | B11 | 25 | 2000 | 0 | 130.95 | 121.07 | 10 | 0
2035 | SOCO_2_VACAR | SOCO | VACAR | Internal | Shoulder | B12 | 200 | 2000 | 0 | 119.26 | 121.07 | 10 | 0
2035 | SOCO_2_VACAR | SOCO | VACAR | Internal | Shoulder | B13 | 600 | 2000 | 0 | 119.26 | 121.07 | 10 | 0
2035 | SOCO_2_VACAR | SOCO | VACAR | Internal | Shoulder | B14 | 900 | 2000 | 0 | 119.26 | 121.07 | 10 | 0
2035 | SOCO_2_VACAR | SOCO | VACAR | Internal | Shoulder | B15 | 1203 | 2000 | 0 | 87.66 | 95.85 | 10 | 0
2035 | SOCO_2_VACAR | SOCO | VACAR | Internal | Summer | B1 | 10 | 2000 | 0 | 222.94 | 221.76 | 10 | 0
2035 | SOCO_2_VACAR | SOCO | VACAR | Internal | Summer | B2 | 25 | 2000 | 0 | 222.94 | 218.6 | 10 | 0
2035 | SOCO_2_VACAR | SOCO | VACAR | Internal | Summer | B3 | 75 | 2000 | 0 | 222.94 | 215.94 | 10 | 0
2035 | SOCO_2_VACAR | SOCO | VACAR | Internal | Summer | B4 | 100 | 2000 | 0 | 183.96 | 176.96 | 10 | 0
2035 | SOCO_2_VACAR | SOCO | VACAR | Internal | Summer | B5 | 200 | 2000 | 0 | 145.3 | 135.35 | 10 | 0
2035 | SOCO_2_VACAR | SOCO | VACAR | Internal | Summer | B6 | 300 | 2000 | 0 | 132.71 | 125.71 | 10 | 0
2035 | SOCO_2_VACAR | SOCO | VACAR | Internal | Summer | B7 | 400 | 2000 | 0 | 125.95 | 118.95 | 10 | 0
2035 | SOCO_2_VACAR | SOCO | VACAR | Internal | Summer | B8 | 500 | 2000 | 0 | 121.96 | 118.95 | 10 | 0
2035 | SOCO_2_VACAR | SOCO | VACAR | Internal | Summer | B9 | 800 | 2000 | 0 | 117.93 | 118.95 | 10 | 0
2035 | SOCO_2_VACAR | SOCO | VACAR | Internal | Summer | B10 | 1262 | 2000 | 0 | 89.92 | 92.5 | 10 | 0
2035 | SOCO_2_VACAR | SOCO | VACAR | Internal | Winter | B16 | 25 | 2000 | 0 | 130.84 | 125.9 | 10 | 0
2035 | SOCO_2_VACAR | SOCO | VACAR | Internal | Winter | B17 | 100 | 2000 | 0 | 122.22 | 125.9 | 10 | 0
2035 | SOCO_2_VACAR | SOCO | VACAR | Internal | Winter | B18 | 400 | 2000 | 0 | 119.89 | 125.36 | 10 | 0
2035 | SOCO_2_VACAR | SOCO | VACAR | Internal | Winter | B19 | 700 | 2000 | 0 | 119.89 | 124.29 | 10 | 0
2035 | SOCO_2_VACAR | SOCO | VACAR | Internal | Winter | B20 | 935 | 2000 | 0 | 88.13 | 92.24 | 10 | 0
2035 | SPP_N_2_ENT | SPP_N | ENT | Internal | Shoulder | B11 | 25 | 15643 | 15641.87 | 117.94 | 122.95 | 5 | 0.01
2035 | SPP_N_2_ENT | SPP_N | ENT | Internal | Shoulder | B12 | 200 | 15643 | 13962.37 | 106.26 | 111.26 | 5 | 0
2035 | SPP_N_2_ENT | SPP_N | ENT | Internal | Shoulder | B13 | 600 | 15643 | 15349.59 | 100.78 | 105.78 | 5 | 0
2035 | SPP_N_2_ENT | SPP_N | ENT | Internal | Shoulder | B14 | 900 | 15643 | 15643 | 58.23 | 102.59 | 5 | 39.36
2035 | SPP_N_2_ENT | SPP_N | ENT | Internal | Shoulder | B15 | 1203 | 15643 | 15396.37 | 58.23 | 63.23 | 5 | 0
2035 | SPP_N_2_ENT | SPP_N | ENT | Internal | Summer | B1 | 10 | 15643 | 15643 | 58.23 | 140.38 | 5 | 77.15
2035 | SPP_N_2_ENT | SPP_N | ENT | Internal | Summer | B2 | 25 | 15643 | 9616.62 | 196.81 | 201.81 | 5 | 0
2035 | SPP_N_2_ENT | SPP_N | ENT | Internal | Summer | B3 | 75 | 15643 | 3679.07 | 205.61 | 210.61 | 5 | 0
2035 | SPP_N_2_ENT | SPP_N | ENT | Internal | Summer | B4 | 100 | 15643 | 6169.4 | 170.96 | 175.96 | 5 | 0
2035 | SPP_N_2_ENT | SPP_N | ENT | Internal | Summer | B5 | 200 | 15643 | 3923.59 | 138.92 | 143.92 | 5 | 0
2035 | SPP_N_2_ENT | SPP_N | ENT | Internal | Summer | B6 | 300 | 15643 | 6013.29 | 135.38 | 140.38 | 5 | 0
2035 | SPP_N_2_ENT | SPP_N | ENT | Internal | Summer | B7 | 400 | 15643 | 8554.88 | 129.59 | 134.59 | 5 | 0
2035 | SPP_N_2_ENT | SPP_N | ENT | Internal | Summer | B8 | 500 | 15643 | 12187.98 | 126.96 | 131.96 | 5 | 0
2035 | SPP_N_2_ENT | SPP_N | ENT | Internal | Summer | B9 | 800 | 15643 | 13001.68 | 108.41 | 113.41 | 5 | 0
2035 | SPP_N_2_ENT | SPP_N | ENT | Internal | Summer | B10 | 1262 | 15643 | 15642.98 | 76.91 | 81.92 | 5 | 0.01
2035 | SPP_N_2_ENT | SPP_N | ENT | Internal | Winter | B16 | 25 | 15643 | 15643 | 58.23 | 113.84 | 5 | 50.62
2035 | SPP_N_2_ENT | SPP_N | ENT | Internal | Winter | B17 | 100 | 15643 | 15643 | 58.23 | 107.18 | 5 | 43.96
2035 | SPP_N_2_ENT | SPP_N | ENT | Internal | Winter | B18 | 400 | 15643 | 15060.49 | 105.37 | 110.37 | 5 | 0
2035 | SPP_N_2_ENT | SPP_N | ENT | Internal | Winter | B19 | 700 | 15643 | 15643 | 92.73 | 104.13 | 5 | 6.41
2035 | SPP_N_2_ENT | SPP_N | ENT | Internal | Winter | B20 | 935 | 15643 | 15290.13 | 58.23 | 63.23 | 5 | 0
2035 | SPP_N_2_MISO_MO-IL | SPP_N | MISO_MO-IL | Internal | Shoulder | B11 | 25 | 4019 | 0 | 117.94 | 120.18 | 5 | 0
2035 | SPP_N_2_MISO_MO-IL | SPP_N | MISO_MO-IL | Internal | Shoulder | B12 | 200 | 4019 | 4019 | 106.26 | 112.8 | 5 | 1.54
2035 | SPP_N_2_MISO_MO-IL | SPP_N | MISO_MO-IL | Internal | Shoulder | B13 | 600 | 4019 | 4019 | 100.78 | 112.78 | 5 | 7
2035 | SPP_N_2_MISO_MO-IL | SPP_N | MISO_MO-IL | Internal | Shoulder | B14 | 900 | 4019 | 4019 | 58.23 | 110.59 | 5 | 47.36
2035 | SPP_N_2_MISO_MO-IL | SPP_N | MISO_MO-IL | Internal | Shoulder | B15 | 1203 | 4019 | 4019 | 58.23 | 79.99 | 5 | 16.76
2035 | SPP_N_2_MISO_MO-IL | SPP_N | MISO_MO-IL | Internal | Summer | B1 | 10 | 4019 | 4019 | 58.23 | 210.58 | 5 | 147.35
2035 | SPP_N_2_MISO_MO-IL | SPP_N | MISO_MO-IL | Internal | Summer | B2 | 25 | 4019 | 4019 | 196.81 | 210.6 | 5 | 8.78
2035 | SPP_N_2_MISO_MO-IL | SPP_N | MISO_MO-IL | Internal | Summer | B3 | 75 | 4019 | 3050.61 | 205.61 | 210.61 | 5 | 0
2035 | SPP_N_2_MISO_MO-IL | SPP_N | MISO_MO-IL | Internal | Summer | B4 | 100 | 4019 | 3403.6 | 170.96 | 175.96 | 5 | 0
2035 | SPP_N_2_MISO_MO-IL | SPP_N | MISO_MO-IL | Internal | Summer | B5 | 200 | 4019 | 1987.3 | 138.92 | 143.92 | 5 | 0
2035 | SPP_N_2_MISO_MO-IL | SPP_N | MISO_MO-IL | Internal | Summer | B6 | 300 | 4019 | 0 | 135.38 | 138.87 | 5 | 0
2035 | SPP_N_2_MISO_MO-IL | SPP_N | MISO_MO-IL | Internal | Summer | B7 | 400 | 4019 | 0 | 129.59 | 129.41 | 5 | 0
2035 | SPP_N_2_MISO_MO-IL | SPP_N | MISO_MO-IL | Internal | Summer | B8 | 500 | 4019 | 0 | 126.96 | 123.96 | 5 | 0
2035 | SPP_N_2_MISO_MO-IL | SPP_N | MISO_MO-IL | Internal | Summer | B9 | 800 | 4019 | 377.42 | 108.41 | 113.41 | 5 | 0
2035 | SPP_N_2_MISO_MO-IL | SPP_N | MISO_MO-IL | Internal | Summer | B10 | 1262 | 4019 | 4019 | 76.91 | 89.92 | 5 | 8.01
2035 | SPP_N_2_MISO_MO-IL | SPP_N | MISO_MO-IL | Internal | Winter | B16 | 25 | 4019 | 4019 | 58.23 | 113.84 | 5 | 50.62
2035 | SPP_N_2_MISO_MO-IL | SPP_N | MISO_MO-IL | Internal | Winter | B17 | 100 | 4019 | 4019 | 58.23 | 115.18 | 5 | 51.96
2035 | SPP_N_2_MISO_MO-IL | SPP_N | MISO_MO-IL | Internal | Winter | B18 | 400 | 4019 | 4019 | 105.37 | 113.84 | 5 | 3.47
2035 | SPP_N_2_MISO_MO-IL | SPP_N | MISO_MO-IL | Internal | Winter | B19 | 700 | 4019 | 4019 | 92.73 | 112.13 | 5 | 14.41
2035 | SPP_N_2_MISO_MO-IL | SPP_N | MISO_MO-IL | Internal | Winter | B20 | 935 | 4019 | 4019 | 58.23 | 79.99 | 5 | 16.76
2035 | SPP_N_2_MISO_W | SPP_N | MISO_W | Internal | Shoulder | B11 | 25 | 1087 | 0 | 117.94 | 120.17 | 5 | 0
2035 | SPP_N_2_MISO_W | SPP_N | MISO_W | Internal | Shoulder | B12 | 200 | 1087 | 1087 | 106.26 | 112.79 | 5 | 1.53
2035 | SPP_N_2_MISO_W | SPP_N | MISO_W | Internal | Shoulder | B13 | 600 | 1087 | 1087 | 100.78 | 112.77 | 5 | 6.99
2035 | SPP_N_2_MISO_W | SPP_N | MISO_W | Internal | Shoulder | B14 | 900 | 1087 | 1087 | 58.23 | 93.96 | 5 | 30.73
2035 | SPP_N_2_MISO_W | SPP_N | MISO_W | Internal | Shoulder | B15 | 1203 | 1087 | 1087 | 58.23 | 79.97 | 5 | 16.74
2035 | SPP_N_2_MISO_W | SPP_N | MISO_W | Internal | Summer | B1 | 10 | 1087 | 1087 | 58.23 | 210.6 | 5 | 147.37
2035 | SPP_N_2_MISO_W | SPP_N | MISO_W | Internal | Summer | B2 | 25 | 1087 | 1087 | 196.81 | 210.6 | 5 | 8.78
2035 | SPP_N_2_MISO_W | SPP_N | MISO_W | Internal | Summer | B3 | 75 | 1087 | 0.37 | 205.61 | 210.6 | 5 | 0
2035 | SPP_N_2_MISO_W | SPP_N | MISO_W | Internal | Summer | B4 | 100 | 1087 | 0.28 | 170.96 | 175.95 | 5 | 0
2035 | SPP_N_2_MISO_W | SPP_N | MISO_W | Internal | Summer | B5 | 200 | 1087 | 0.14 | 138.92 | 143.9 | 5 | 0
2035 | SPP_N_2_MISO_W | SPP_N | MISO_W | Internal | Summer | B6 | 300 | 1087 | 0 | 135.38 | 138.86 | 5 | 0
2035 | SPP_N_2_MISO_W | SPP_N | MISO_W | Internal | Summer | B7 | 400 | 1087 | 0 | 129.59 | 129.39 | 5 | 0
2035 | SPP_N_2_MISO_W | SPP_N | MISO_W | Internal | Summer | B8 | 500 | 1087 | 0 | 126.96 | 123.95 | 5 | 0
2035 | SPP_N_2_MISO_W | SPP_N | MISO_W | Internal | Summer | B9 | 800 | 1087 | 0 | 108.41 | 113.21 | 5 | 0
2035 | SPP_N_2_MISO_W | SPP_N | MISO_W | Internal | Summer | B10 | 1262 | 1087 | 1087 | 76.91 | 85.07 | 5 | 3.16
2035 | SPP_N_2_MISO_W | SPP_N | MISO_W | Internal | Winter | B16 | 25 | 1087 | 1087 | 58.23 | 79.97 | 5 | 16.74
2035 | SPP_N_2_MISO_W | SPP_N | MISO_W | Internal | Winter | B17 | 100 | 1087 | 1087 | 58.23 | 79.97 | 5 | 16.74
2035 | SPP_N_2_MISO_W | SPP_N | MISO_W | Internal | Winter | B18 | 400 | 1087 | 1087 | 105.37 | 113.83 | 5 | 3.46
2035 | SPP_N_2_MISO_W | SPP_N | MISO_W | Internal | Winter | B19 | 700 | 1087 | 1087 | 92.73 | 112.12 | 5 | 14.39
2035 | SPP_N_2_MISO_W | SPP_N | MISO_W | Internal | Winter | B20 | 935 | 1087 | 1087 | 58.23 | 79.97 | 5 | 16.74
2035 | SPP_N_2_NE | SPP_N | NE | Internal | Shoulder | B11 | 25 | 490 | 0 | 117.94 | 115.17 | 0.01 | 0
2035 | SPP_N_2_NE | SPP_N | NE | Internal | Shoulder | B12 | 200 | 490 | 0.07 | 106.26 | 106.25 | 0.01 | 0
2035 | SPP_N_2_NE | SPP_N | NE | Internal | Shoulder | B13 | 600 | 490 | 0.02 | 100.78 | 100.77 | 0.01 | 0
2035 | SPP_N_2_NE | SPP_N | NE | Internal | Shoulder | B14 | 900 | 490 | 490 | 58.23 | 80.37 | 0.01 | 22.13
2035 | SPP_N_2_NE | SPP_N | NE | Internal | Shoulder | B15 | 1203 | 490 | 0.02 | 58.23 | 58.23 | 0.01 | 0
2035 | SPP_N_2_NE | SPP_N | NE | Internal | Summer | B1 | 10 | 490 | 490 | 58.23 | 205.6 | 0.01 | 147.35
2035 | SPP_N_2_NE | SPP_N | NE | Internal | Summer | B2 | 25 | 490 | 490 | 196.81 | 205.6 | 0.01 | 8.77
2035 | SPP_N_2_NE | SPP_N | NE | Internal | Summer | B3 | 75 | 490 | 0.18 | 205.61 | 205.6 | 0.01 | 0
2035 | SPP_N_2_NE | SPP_N | NE | Internal | Summer | B4 | 100 | 490 | 0.14 | 170.96 | 170.95 | 0.01 | 0
2035 | SPP_N_2_NE | SPP_N | NE | Internal | Summer | B5 | 200 | 490 | 0.08 | 138.92 | 138.9 | 0.01 | 0
2035 | SPP_N_2_NE | SPP_N | NE | Internal | Summer | B6 | 300 | 490 | 0.05 | 135.38 | 135.37 | 0.01 | 0
2035 | SPP_N_2_NE | SPP_N | NE | Internal | Summer | B7 | 400 | 490 | 0 | 129.59 | 129.39 | 0.01 | 0
2035 | SPP_N_2_NE | SPP_N | NE | Internal | Summer | B8 | 500 | 490 | 0 | 126.96 | 118.95 | 0.01 | 0
2035 | SPP_N_2_NE | SPP_N | NE | Internal | Summer | B9 | 800 | 490 | 0 | 108.41 | 108.21 | 0.01 | 0
2035 | SPP_N_2_NE | SPP_N | NE | Internal | Summer | B10 | 1262 | 490 | 0.01 | 76.91 | 76.9 | 0.01 | 0
2035 | SPP_N_2_NE | SPP_N | NE | Internal | Winter | B16 | 25 | 490 | 1.01 | 58.23 | 58.23 | 0.01 | 0
2035 | SPP_N_2_NE | SPP_N | NE | Internal | Winter | B17 | 100 | 490 | 0.27 | 58.23 | 58.23 | 0.01 | 0
2035 | SPP_N_2_NE | SPP_N | NE | Internal | Winter | B18 | 400 | 490 | 0 | 105.37 | 101.83 | 0.01 | 0
2035 | SPP_N_2_NE | SPP_N | NE | Internal | Winter | B19 | 700 | 490 | 259.99 | 92.73 | 92.74 | 0.01 | 0
2035 | SPP_N_2_NE | SPP_N | NE | Internal | Winter | B20 | 935 | 490 | 0.03 | 58.23 | 58.23 | 0.01 | 0
2035 | SPP_N_2_SPP_S | SPP_N | SPP_S | Internal | Shoulder | B11 | 25 | 4236 | 3354.34 | 117.94 | 117.95 | 0.01 | 0
2035 | SPP_N_2_SPP_S | SPP_N | SPP_S | Internal | Shoulder | B12 | 200 | 4236 | 0.14 | 106.26 | 106.26 | 0.01 | 0
2035 | SPP_N_2_SPP_S | SPP_N | SPP_S | Internal | Shoulder | B13 | 600 | 4236 | 0.05 | 100.78 | 100.78 | 0.01 | 0
2035 | SPP_N_2_SPP_S | SPP_N | SPP_S | Internal | Shoulder | B14 | 900 | 4236 | 0.03 | 58.23 | 58.23 | 0.01 | 0
2035 | SPP_N_2_SPP_S | SPP_N | SPP_S | Internal | Shoulder | B15 | 1203 | 4236 | 0.02 | 58.23 | 58.23 | 0.01 | 0
2035 | SPP_N_2_SPP_S | SPP_N | SPP_S | Internal | Summer | B1 | 10 | 4236 | 2389.23 | 58.23 | 58.24 | 0.01 | 0
2035 | SPP_N_2_SPP_S | SPP_N | SPP_S | Internal | Summer | B2 | 25 | 4236 | 0.02 | 196.81 | 196.29 | 0.01 | 0
2035 | SPP_N_2_SPP_S | SPP_N | SPP_S | Internal | Summer | B3 | 75 | 4236 | 0.34 | 205.61 | 205.61 | 0.01 | 0
2035 | SPP_N_2_SPP_S | SPP_N | SPP_S | Internal | Summer | B4 | 100 | 4236 | 0.29 | 170.96 | 170.96 | 0.01 | 0
2035 | SPP_N_2_SPP_S | SPP_N | SPP_S | Internal | Summer | B5 | 200 | 4236 | 2578.87 | 138.92 | 138.93 | 0.01 | 0
2035 | SPP_N_2_SPP_S | SPP_N | SPP_S | Internal | Summer | B6 | 300 | 4236 | 2776.48 | 135.38 | 135.39 | 0.01 | 0
2035 | SPP_N_2_SPP_S | SPP_N | SPP_S | Internal | Summer | B7 | 400 | 4236 | 4236 | 129.59 | 134.62 | 0.01 | 5.02
2035 | SPP_N_2_SPP_S | SPP_N | SPP_S | Internal | Summer | B8 | 500 | 4236 | 4236 | 126.96 | 134.31 | 0.01 | 7.33
2035 | SPP_N_2_SPP_S | SPP_N | SPP_S | Internal | Summer | B9 | 800 | 4236 | 3627.37 | 108.41 | 108.42 | 0.01 | 0
2035 | SPP_N_2_SPP_S | SPP_N | SPP_S | Internal | Summer | B10 | 1262 | 4236 | 242.88 | 76.91 | 76.92 | 0.01 | 0
2035 | SPP_N_2_SPP_S | SPP_N | SPP_S | Internal | Winter | B16 | 25 | 4236 | 318.96 | 58.23 | 58.24 | 0.01 | 0
2035 | SPP_N_2_SPP_S | SPP_N | SPP_S | Internal | Winter | B17 | 100 | 4236 | 355.6 | 58.23 | 58.24 | 0.01 | 0
2035 | SPP_N_2_SPP_S | SPP_N | SPP_S | Internal | Winter | B18 | 400 | 4236 | 0.07 | 105.37 | 105.37 | 0.01 | 0
2035 | SPP_N_2_SPP_S | SPP_N | SPP_S | Internal | Winter | B19 | 700 | 4236 | 0 | 92.73 | 87.41 | 0.01 | 0
2035 | SPP_N_2_SPP_S | SPP_N | SPP_S | Internal | Winter | B20 | 935 | 4236 | 0.03 | 58.23 | 58.23 | 0.01 | 0
2035 | SPP_S_2_ENT | SPP_S | ENT | Internal | Shoulder | B11 | 25 | 2842 | 120.07 | 117.95 | 122.95 | 5 | 0
2035 | SPP_S_2_ENT | SPP_S | ENT | Internal | Shoulder | B12 | 200 | 2842 | 1947.21 | 106.26 | 111.26 | 5 | 0
2035 | SPP_S_2_ENT | SPP_S | ENT | Internal | Shoulder | B13 | 600 | 2842 | 2728.43 | 100.78 | 105.78 | 5 | 0
2035 | SPP_S_2_ENT | SPP_S | ENT | Internal | Shoulder | B14 | 900 | 2842 | 2842 | 58.23 | 102.59 | 5 | 39.36
2035 | SPP_S_2_ENT | SPP_S | ENT | Internal | Shoulder | B15 | 1203 | 2842 | 2615.43 | 58.23 | 63.23 | 5 | 0
2035 | SPP_S_2_ENT | SPP_S | ENT | Internal | Summer | B1 | 10 | 2842 | 2842 | 58.24 | 140.38 | 5 | 77.14
2035 | SPP_S_2_ENT | SPP_S | ENT | Internal | Summer | B2 | 25 | 2842 | 2841.98 | 196.29 | 201.81 | 5 | 0.52
2035 | SPP_S_2_ENT | SPP_S | ENT | Internal | Summer | B3 | 75 | 2842 | 2751.85 | 205.61 | 210.61 | 5 | 0
2035 | SPP_S_2_ENT | SPP_S | ENT | Internal | Summer | B4 | 100 | 2842 | 509.69 | 170.96 | 175.96 | 5 | 0
2035 | SPP_S_2_ENT | SPP_S | ENT | Internal | Summer | B5 | 200 | 2842 | 0.14 | 138.93 | 143.92 | 5 | 0
2035 | SPP_S_2_ENT | SPP_S | ENT | Internal | Summer | B6 | 300 | 2842 | 0.09 | 135.39 | 140.38 | 5 | 0
2035 | SPP_S_2_ENT | SPP_S | ENT | Internal | Summer | B7 | 400 | 2842 | 0 | 134.62 | 134.59 | 5 | 0
2035 | SPP_S_2_ENT | SPP_S | ENT | Internal | Summer | B8 | 500 | 2842 | 0 | 134.31 | 131.96 | 5 | 0
2035 | SPP_S_2_ENT | SPP_S | ENT | Internal | Summer | B9 | 800 | 2842 | 0.04 | 108.42 | 113.41 | 5 | 0
2035 | SPP_S_2_ENT | SPP_S | ENT | Internal | Summer | B10 | 1262 | 2842 | 1464.36 | 76.92 | 81.92 | 5 | 0
2035 | SPP_S_2_ENT | SPP_S | ENT | Internal | Winter | B16 | 25 | 2842 | 2842 | 58.24 | 113.84 | 5 | 50.6
2035 | SPP_S_2_ENT | SPP_S | ENT | Internal | Winter | B17 | 100 | 2842 | 2842 | 58.24 | 107.18 | 5 | 43.94
2035 | SPP_S_2_ENT | SPP_S | ENT | Internal | Winter | B18 | 400 | 2842 | 2324.73 | 105.37 | 110.37 | 5 | 0
2035 | SPP_S_2_ENT | SPP_S | ENT | Internal | Winter | B19 | 700 | 2842 | 2842 | 87.41 | 104.13 | 5 | 11.72
2035 | SPP_S_2_ENT | SPP_S | ENT | Internal | Winter | B20 | 935 | 2842 | 2521.98 | 58.23 | 63.23 | 5 | 0
2035 | SPP_S_2_SPP_N | SPP_S | SPP_N | Internal | Shoulder | B11 | 25 | 876 | 0.52 | 117.95 | 117.94 | 0.01 | 0
2035 | SPP_S_2_SPP_N | SPP_S | SPP_N | Internal | Shoulder | B12 | 200 | 876 | 0.14 | 106.26 | 106.26 | 0.01 | 0
2035 | SPP_S_2_SPP_N | SPP_S | SPP_N | Internal | Shoulder | B13 | 600 | 876 | 0.05 | 100.78 | 100.78 | 0.01 | 0
2035 | SPP_S_2_SPP_N | SPP_S | SPP_N | Internal | Shoulder | B14 | 900 | 876 | 0.03 | 58.23 | 58.23 | 0.01 | 0
2035 | SPP_S_2_SPP_N | SPP_S | SPP_N | Internal | Shoulder | B15 | 1203 | 876 | 0.02 | 58.23 | 58.23 | 0.01 | 0
2035 | SPP_S_2_SPP_N | SPP_S | SPP_N | Internal | Summer | B1 | 10 | 876 | 1.27 | 58.24 | 58.23 | 0.01 | 0
2035 | SPP_S_2_SPP_N | SPP_S | SPP_N | Internal | Summer | B2 | 25 | 876 | 875.98 | 196.29 | 196.81 | 0.01 | 0.51
2035 | SPP_S_2_SPP_N | SPP_S | SPP_N | Internal | Summer | B3 | 75 | 876 | 0.41 | 205.61 | 205.61 | 0.01 | 0
2035 | SPP_S_2_SPP_N | SPP_S | SPP_N | Internal | Summer | B4 | 100 | 876 | 0.27 | 170.96 | 170.96 | 0.01 | 0
2035 | SPP_S_2_SPP_N | SPP_S | SPP_N | Internal | Summer | B5 | 200 | 876 | 0.07 | 138.93 | 138.92 | 0.01 | 0
2035 | SPP_S_2_SPP_N | SPP_S | SPP_N | Internal | Summer | B6 | 300 | 876 | 0.05 | 135.39 | 135.38 | 0.01 | 0
2035 | SPP_S_2_SPP_N | SPP_S | SPP_N | Internal | Summer | B7 | 400 | 876 | 0 | 134.62 | 129.59 | 0.01 | 0
2035 | SPP_S_2_SPP_N | SPP_S | SPP_N | Internal | Summer | B8 | 500 | 876 | 0 | 134.31 | 126.96 | 0.01 | 0
2035 | SPP_S_2_SPP_N | SPP_S | SPP_N | Internal | Summer | B9 | 800 | 876 | 0.02 | 108.42 | 108.41 | 0.01 | 0
2035 | SPP_S_2_SPP_N | SPP_S | SPP_N | Internal | Summer | B10 | 1262 | 876 | 0.01 | 76.92 | 76.91 | 0.01 | 0
2035 | SPP_S_2_SPP_N | SPP_S | SPP_N | Internal | Winter | B16 | 25 | 876 | 0.54 | 58.24 | 58.23 | 0.01 | 0
2035 | SPP_S_2_SPP_N | SPP_S | SPP_N | Internal | Winter | B17 | 100 | 876 | 0.14 | 58.24 | 58.23 | 0.01 | 0
2035 | SPP_S_2_SPP_N | SPP_S | SPP_N | Internal | Winter | B18 | 400 | 876 | 0.07 | 105.37 | 105.37 | 0.01 | 0
2035 | SPP_S_2_SPP_N | SPP_S | SPP_N | Internal | Winter | B19 | 700 | 876 | 876 | 87.41 | 92.73 | 0.01 | 5.3
2035 | SPP_S_2_SPP_N | SPP_S | SPP_N | Internal | Winter | B20 | 935 | 876 | 0.03 | 58.23 | 58.23 | 0.01 | 0
2035 | TVA_2_ENT | TVA | ENT | Internal | Shoulder | B11 | 25 | 500 | 0 | 119.7 | 122.95 | 9 | 0
2035 | TVA_2_ENT | TVA | ENT | Internal | Shoulder | B12 | 200 | 500 | 0 | 118.6 | 111.26 | 9 | 0
2035 | TVA_2_ENT | TVA | ENT | Internal | Shoulder | B13 | 600 | 500 | 0 | 118.6 | 105.78 | 9 | 0
2035 | TVA_2_ENT | TVA | ENT | Internal | Shoulder | B14 | 900 | 500 | 0 | 118.6 | 102.59 | 9 | 0
2035 | TVA_2_ENT | TVA | ENT | Internal | Shoulder | B15 | 1203 | 500 | 0 | 88 | 63.23 | 9 | 0
2035 | TVA_2_ENT | TVA | ENT | Internal | Summer | B1 | 10 | 500 | 0 | 213.95 | 140.38 | 9 | 0
2035 | TVA_2_ENT | TVA | ENT | Internal | Summer | B2 | 25 | 500 | 0 | 218.61 | 201.81 | 9 | 0
2035 | TVA_2_ENT | TVA | ENT | Internal | Summer | B3 | 75 | 500 | 0 | 218.61 | 210.61 | 9 | 0
2035 | TVA_2_ENT | TVA | ENT | Internal | Summer | B4 | 100 | 500 | 0 | 183.96 | 175.96 | 9 | 0
2035 | TVA_2_ENT | TVA | ENT | Internal | Summer | B5 | 200 | 500 | 0 | 136.3 | 143.92 | 9 | 0
2035 | TVA_2_ENT | TVA | ENT | Internal | Summer | B6 | 300 | 500 | 0 | 132.72 | 140.38 | 9 | 0
2035 | TVA_2_ENT | TVA | ENT | Internal | Summer | B7 | 400 | 500 | 500 | 117.33 | 134.59 | 9 | 8.26
2035 | TVA_2_ENT | TVA | ENT | Internal | Summer | B8 | 500 | 500 | 500 | 117.33 | 131.96 | 9 | 5.64
2035 | TVA_2_ENT | TVA | ENT | Internal | Summer | B9 | 800 | 500 | 0 | 117.33 | 113.41 | 9 | 0
2035 | TVA_2_ENT | TVA | ENT | Internal | Summer | B10 | 1262 | 500 | 0 | 97.93 | 81.92 | 9 | 0
2035 | TVA_2_ENT | TVA | ENT | Internal | Winter | B16 | 25 | 500 | 0 | 121.86 | 113.84 | 9 | 0
2035 | TVA_2_ENT | TVA | ENT | Internal | Winter | B17 | 100 | 500 | 0 | 121.38 | 107.18 | 9 | 0
2035 | TVA_2_ENT | TVA | ENT | Internal | Winter | B18 | 400 | 500 | 0 | 120.15 | 110.37 | 9 | 0
2035 | TVA_2_ENT | TVA | ENT | Internal | Winter | B19 | 700 | 500 | 0 | 120.15 | 104.13 | 9 | 0
2035 | TVA_2_ENT | TVA | ENT | Internal | Winter | B20 | 935 | 500 | 0 | 88 | 63.23 | 9 | 0
2035 | TVA_2_MISO_MO-IL | TVA | MISO_MO-IL | Internal | Shoulder | B11 | 25 | 50 | 0 | 119.7 | 120.18 | 9 | 0
2035 | TVA_2_MISO_MO-IL | TVA | MISO_MO-IL | Internal | Shoulder | B12 | 200 | 50 | 0 | 118.6 | 112.8 | 9 | 0
2035 | TVA_2_MISO_MO-IL | TVA | MISO_MO-IL | Internal | Shoulder | B13 | 600 | 50 | 0 | 118.6 | 112.78 | 9 | 0
2035 | TVA_2_MISO_MO-IL | TVA | MISO_MO-IL | Internal | Shoulder | B14 | 900 | 50 | 0 | 118.6 | 110.59 | 9 | 0
2035 | TVA_2_MISO_MO-IL | TVA | MISO_MO-IL | Internal | Shoulder | B15 | 1203 | 50 | 0 | 88 | 79.99 | 9 | 0
2035 | TVA_2_MISO_MO-IL | TVA | MISO_MO-IL | Internal | Summer | B1 | 10 | 50 | 0 | 213.95 | 210.58 | 9 | 0
2035 | TVA_2_MISO_MO-IL | TVA | MISO_MO-IL | Internal | Summer | B2 | 25 | 50 | 0 | 218.61 | 210.6 | 9 | 0
2035 | TVA_2_MISO_MO-IL | TVA | MISO_MO-IL | Internal | Summer | B3 | 75 | 50 | 0 | 218.61 | 210.61 | 9 | 0
2035 | TVA_2_MISO_MO-IL | TVA | MISO_MO-IL | Internal | Summer | B4 | 100 | 50 | 0 | 183.96 | 175.96 | 9 | 0
2035 | TVA_2_MISO_MO-IL | TVA | MISO_MO-IL | Internal | Summer | B5 | 200 | 50 | 0 | 136.3 | 143.92 | 9 | 0
2035 | TVA_2_MISO_MO-IL | TVA | MISO_MO-IL | Internal | Summer | B6 | 300 | 50 | 0 | 132.72 | 138.87 | 9 | 0
2035 | TVA_2_MISO_MO-IL | TVA | MISO_MO-IL | Internal | Summer | B7 | 400 | 50 | 50 | 117.33 | 129.41 | 9 | 3.08
2035 | TVA_2_MISO_MO-IL | TVA | MISO_MO-IL | Internal | Summer | B8 | 500 | 50 | 0 | 117.33 | 123.96 | 9 | 0
2035 | TVA_2_MISO_MO-IL | TVA | MISO_MO-IL | Internal | Summer | B9 | 800 | 50 | 0 | 117.33 | 113.41 | 9 | 0
2035 | TVA_2_MISO_MO-IL | TVA | MISO_MO-IL | Internal | Summer | B10 | 1262 | 50 | 0 | 97.93 | 89.92 | 9 | 0
2035 | TVA_2_MISO_MO-IL | TVA | MISO_MO-IL | Internal | Winter | B16 | 25 | 50 | 0 | 121.86 | 113.84 | 9 | 0
2035 | TVA_2_MISO_MO-IL | TVA | MISO_MO-IL | Internal | Winter | B17 | 100 | 50 | 0 | 121.38 | 115.18 | 9 | 0
2035 | TVA_2_MISO_MO-IL | TVA | MISO_MO-IL | Internal | Winter | B18 | 400 | 50 | 0 | 120.15 | 113.84 | 9 | 0
2035 | TVA_2_MISO_MO-IL | TVA | MISO_MO-IL | Internal | Winter | B19 | 700 | 50 | 0 | 120.15 | 112.13 | 9 | 0
2035 | TVA_2_MISO_MO-IL | TVA | MISO_MO-IL | Internal | Winter | B20 | 935 | 50 | 0 | 88 | 79.99 | 9 | 0
2035 | TVA_2_NonRTO_Midwest | TVA | NonRTO_Midwest | Internal | Shoulder | B11 | 25 | 100 | 0 | 119.7 | 122.85 | 9 | 0
2035 | TVA_2_NonRTO_Midwest | TVA | NonRTO_Midwest | Internal | Shoulder | B12 | 200 | 100 | 0 | 118.6 | 118.54 | 9 | 0
2035 | TVA_2_NonRTO_Midwest | TVA | NonRTO_Midwest | Internal | Shoulder | B13 | 600 | 100 | 0 | 118.6 | 118.54 | 9 | 0
2035 | TVA_2_NonRTO_Midwest | TVA | NonRTO_Midwest | Internal | Shoulder | B14 | 900 | 100 | 0 | 118.6 | 118.54 | 9 | 0
2035 | TVA_2_NonRTO_Midwest | TVA | NonRTO_Midwest | Internal | Shoulder | B15 | 1203 | 100 | 0 | 88 | 90.81 | 9 | 0
2035 | TVA_2_NonRTO_Midwest | TVA | NonRTO_Midwest | Internal | Summer | B1 | 10 | 100 | 0 | 213.95 | 205.94 | 9 | 0
2035 | TVA_2_NonRTO_Midwest | TVA | NonRTO_Midwest | Internal | Summer | B2 | 25 | 100 | 0 | 218.61 | 218.58 | 9 | 0
2035 | TVA_2_NonRTO_Midwest | TVA | NonRTO_Midwest | Internal | Summer | B3 | 75 | 100 | 0 | 218.61 | 210.6 | 9 | 0
2035 | TVA_2_NonRTO_Midwest | TVA | NonRTO_Midwest | Internal | Summer | B4 | 100 | 100 | 0 | 183.96 | 175.95 | 9 | 0
2035 | TVA_2_NonRTO_Midwest | TVA | NonRTO_Midwest | Internal | Summer | B5 | 200 | 100 | 0 | 136.3 | 132.34 | 9 | 0
2035 | TVA_2_NonRTO_Midwest | TVA | NonRTO_Midwest | Internal | Summer | B6 | 300 | 100 | 0 | 132.72 | 125.81 | 9 | 0
2035 | TVA_2_NonRTO_Midwest | TVA | NonRTO_Midwest | Internal | Summer | B7 | 400 | 100 | 0 | 117.33 | 117.89 | 9 | 0
2035 | TVA_2_NonRTO_Midwest | TVA | NonRTO_Midwest | Internal | Summer | B8 | 500 | 100 | 0 | 117.33 | 117.03 | 9 | 0
2035 | TVA_2_NonRTO_Midwest | TVA | NonRTO_Midwest | Internal | Summer | B9 | 800 | 100 | 0 | 117.33 | 117.03 | 9 | 0
2035 | TVA_2_NonRTO_Midwest | TVA | NonRTO_Midwest | Internal | Summer | B10 | 1262 | 100 | 100 | 97.93 | 111.47 | 9 | 4.54
2035 | TVA_2_NonRTO_Midwest | TVA | NonRTO_Midwest | Internal | Winter | B16 | 25 | 100 | 0 | 121.86 | 121.86 | 9 | 0
2035 | TVA_2_NonRTO_Midwest | TVA | NonRTO_Midwest | Internal | Winter | B17 | 100 | 100 | 0 | 121.38 | 122.65 | 9 | 0
2035 | TVA_2_NonRTO_Midwest | TVA | NonRTO_Midwest | Internal | Winter | B18 | 400 | 100 | 0 | 120.15 | 121.86 | 9 | 0
2035 | TVA_2_NonRTO_Midwest | TVA | NonRTO_Midwest | Internal | Winter | B19 | 700 | 100 | 0 | 120.15 | 121.86 | 9 | 0
2035 | TVA_2_NonRTO_Midwest | TVA | NonRTO_Midwest | Internal | Winter | B20 | 935 | 100 | 0 | 88 | 87.97 | 9 | 0
2035 | TVA_2_PJM_ROR | TVA | PJM_ROR | Internal | Shoulder | B11 | 25 | 500 | 0 | 119.7 | 122.17 | 9 | 0
2035 | TVA_2_PJM_ROR | TVA | PJM_ROR | Internal | Shoulder | B12 | 200 | 500 | 0 | 118.6 | 114.79 | 9 | 0
2035 | TVA_2_PJM_ROR | TVA | PJM_ROR | Internal | Shoulder | B13 | 600 | 500 | 0 | 118.6 | 114.79 | 9 | 0
2035 | TVA_2_PJM_ROR | TVA | PJM_ROR | Internal | Shoulder | B14 | 900 | 500 | 0 | 118.6 | 114.79 | 9 | 0
2035 | TVA_2_PJM_ROR | TVA | PJM_ROR | Internal | Shoulder | B15 | 1203 | 500 | 0 | 88 | 89.85 | 9 | 0
2035 | TVA_2_PJM_ROR | TVA | PJM_ROR | Internal | Summer | B1 | 10 | 500 | 0 | 213.95 | 212.6 | 9 | 0
2035 | TVA_2_PJM_ROR | TVA | PJM_ROR | Internal | Summer | B2 | 25 | 500 | 0 | 218.61 | 212.6 | 9 | 0
2035 | TVA_2_PJM_ROR | TVA | PJM_ROR | Internal | Summer | B3 | 75 | 500 | 0 | 218.61 | 212.6 | 9 | 0
2035 | TVA_2_PJM_ROR | TVA | PJM_ROR | Internal | Summer | B4 | 100 | 500 | 0 | 183.96 | 177.95 | 9 | 0
2035 | TVA_2_PJM_ROR | TVA | PJM_ROR | Internal | Summer | B5 | 200 | 500 | 0 | 136.3 | 142.35 | 9 | 0
2035 | TVA_2_PJM_ROR | TVA | PJM_ROR | Internal | Summer | B6 | 300 | 500 | 0 | 132.72 | 136.87 | 9 | 0
2035 | TVA_2_PJM_ROR | TVA | PJM_ROR | Internal | Summer | B7 | 400 | 500 | 500 | 117.33 | 131.39 | 9 | 5.07
2035 | TVA_2_PJM_ROR | TVA | PJM_ROR | Internal | Summer | B8 | 500 | 500 | 0 | 117.33 | 125.95 | 9 | 0
2035 | TVA_2_PJM_ROR | TVA | PJM_ROR | Internal | Summer | B9 | 800 | 500 | 0 | 117.33 | 115.21 | 9 | 0
2035 | TVA_2_PJM_ROR | TVA | PJM_ROR | Internal | Summer | B10 | 1262 | 500 | 0 | 97.93 | 104.98 | 9 | 0
2035 | TVA_2_PJM_ROR | TVA | PJM_ROR | Internal | Winter | B16 | 25 | 500 | 0 | 121.86 | 118.29 | 9 | 0
2035 | TVA_2_PJM_ROR | TVA | PJM_ROR | Internal | Winter | B17 | 100 | 500 | 0 | 121.38 | 118.29 | 9 | 0
2035 | TVA_2_PJM_ROR | TVA | PJM_ROR | Internal | Winter | B18 | 400 | 500 | 0 | 120.15 | 118.29 | 9 | 0
2035 | TVA_2_PJM_ROR | TVA | PJM_ROR | Internal | Winter | B19 | 700 | 500 | 0 | 120.15 | 118.29 | 9 | 0
2035 | TVA_2_PJM_ROR | TVA | PJM_ROR | Internal | Winter | B20 | 935 | 500 | 0 | 88 | 86.67 | 9 | 0
2035 | TVA_2_SOCO | TVA | SOCO | Internal | Shoulder | B11 | 25 | 500 | 499.99 | 119.7 | 130.95 | 9 | 2.25
2035 | TVA_2_SOCO | TVA | SOCO | Internal | Shoulder | B12 | 200 | 500 | 0 | 118.6 | 119.26 | 9 | 0
2035 | TVA_2_SOCO | TVA | SOCO | Internal | Shoulder | B13 | 600 | 500 | 0 | 118.6 | 119.26 | 9 | 0
2035 | TVA_2_SOCO | TVA | SOCO | Internal | Shoulder | B14 | 900 | 500 | 0 | 118.6 | 119.26 | 9 | 0
2035 | TVA_2_SOCO | TVA | SOCO | Internal | Shoulder | B15 | 1203 | 500 | 0 | 88 | 87.66 | 9 | 0
2035 | TVA_2_SOCO | TVA | SOCO | Internal | Summer | B1 | 10 | 500 | 2.29 | 213.95 | 222.94 | 9 | 0
2035 | TVA_2_SOCO | TVA | SOCO | Internal | Summer | B2 | 25 | 500 | 0 | 218.61 | 222.94 | 9 | 0
2035 | TVA_2_SOCO | TVA | SOCO | Internal | Summer | B3 | 75 | 500 | 0 | 218.61 | 222.94 | 9 | 0
2035 | TVA_2_SOCO | TVA | SOCO | Internal | Summer | B4 | 100 | 500 | 0 | 183.96 | 183.96 | 9 | 0
2035 | TVA_2_SOCO | TVA | SOCO | Internal | Summer | B5 | 200 | 500 | 265.99 | 136.3 | 145.3 | 9 | 0
2035 | TVA_2_SOCO | TVA | SOCO | Internal | Summer | B6 | 300 | 500 | 0 | 132.72 | 132.71 | 9 | 0
2035 | TVA_2_SOCO | TVA | SOCO | Internal | Summer | B7 | 400 | 500 | 0 | 117.33 | 125.95 | 9 | 0
2035 | TVA_2_SOCO | TVA | SOCO | Internal | Summer | B8 | 500 | 500 | 0 | 117.33 | 121.96 | 9 | 0
2035 | TVA_2_SOCO | TVA | SOCO | Internal | Summer | B9 | 800 | 500 | 0 | 117.33 | 117.93 | 9 | 0
2035 | TVA_2_SOCO | TVA | SOCO | Internal | Summer | B10 | 1262 | 500 | 0 | 97.93 | 89.92 | 9 | 0
2035 | TVA_2_SOCO | TVA | SOCO | Internal | Winter | B16 | 25 | 500 | 1.02 | 121.86 | 130.84 | 9 | 0
2035 | TVA_2_SOCO | TVA | SOCO | Internal | Winter | B17 | 100 | 500 | 0 | 121.38 | 122.22 | 9 | 0
2035 | TVA_2_SOCO | TVA | SOCO | Internal | Winter | B18 | 400 | 500 | 0 | 120.15 | 119.89 | 9 | 0
2035 | TVA_2_SOCO | TVA | SOCO | Internal | Winter | B19 | 700 | 500 | 0 | 120.15 | 119.89 | 9 | 0
2035 | TVA_2_SOCO | TVA | SOCO | Internal | Winter | B20 | 935 | 500 | 0 | 88 | 88.13 | 9 | 0
2035 | TVA_2_VACAR | TVA | VACAR | Internal | Shoulder | B11 | 25 | 150 | 0 | 119.7 | 121.07 | 9 | 0
2035 | TVA_2_VACAR | TVA | VACAR | Internal | Shoulder | B12 | 200 | 150 | 0 | 118.6 | 121.07 | 9 | 0
2035 | TVA_2_VACAR | TVA | VACAR | Internal | Shoulder | B13 | 600 | 150 | 0 | 118.6 | 121.07 | 9 | 0
2035 | TVA_2_VACAR | TVA | VACAR | Internal | Shoulder | B14 | 900 | 150 | 0 | 118.6 | 121.07 | 9 | 0
2035 | TVA_2_VACAR | TVA | VACAR | Internal | Shoulder | B15 | 1203 | 150 | 0 | 88 | 95.85 | 9 | 0
2035 | TVA_2_VACAR | TVA | VACAR | Internal | Summer | B1 | 10 | 150 | 0.03 | 213.95 | 221.76 | 9 | 0
2035 | TVA_2_VACAR | TVA | VACAR | Internal | Summer | B2 | 25 | 150 | 0 | 218.61 | 218.6 | 9 | 0
2035 | TVA_2_VACAR | TVA | VACAR | Internal | Summer | B3 | 75 | 150 | 0 | 218.61 | 215.94 | 9 | 0
2035 | TVA_2_VACAR | TVA | VACAR | Internal | Summer | B4 | 100 | 150 | 0 | 183.96 | 176.96 | 9 | 0
2035 | TVA_2_VACAR | TVA | VACAR | Internal | Summer | B5 | 200 | 150 | 0 | 136.3 | 135.35 | 9 | 0
2035 | TVA_2_VACAR | TVA | VACAR | Internal | Summer | B6 | 300 | 150 | 0 | 132.72 | 125.71 | 9 | 0
2035 | TVA_2_VACAR | TVA | VACAR | Internal | Summer | B7 | 400 | 150 | 0 | 117.33 | 118.95 | 9 | 0
2035 | TVA_2_VACAR | TVA | VACAR | Internal | Summer | B8 | 500 | 150 | 0 | 117.33 | 118.95 | 9 | 0
2035 | TVA_2_VACAR | TVA | VACAR | Internal | Summer | B9 | 800 | 150 | 0 | 117.33 | 118.95 | 9 | 0
2035 | TVA_2_VACAR | TVA | VACAR | Internal | Summer | B10 | 1262 | 150 | 0 | 97.93 | 92.5 | 9 | 0
2035 | TVA_2_VACAR | TVA | VACAR | Internal | Winter | B16 | 25 | 150 | 0 | 121.86 | 125.9 | 9 | 0
2035 | TVA_2_VACAR | TVA | VACAR | Internal | Winter | B17 | 100 | 150 | 0 | 121.38 | 125.9 | 9 | 0
2035 | TVA_2_VACAR | TVA | VACAR | Internal | Winter | B18 | 400 | 150 | 0 | 120.15 | 125.36 | 9 | 0
2035 | TVA_2_VACAR | TVA | VACAR | Internal | Winter | B19 | 700 | 150 | 0 | 120.15 | 124.29 | 9 | 0
2035 | TVA_2_VACAR | TVA | VACAR | Internal | Winter | B20 | 935 | 150 | 0 | 88 | 92.24 | 9 | 0
2035 | TVA_Transmission_2_ENT | TVA_Transmission | ENT | Internal | Shoulder | B11 | 25 | 3000 | 0 | 124.16 | 122.95 | 9 | 0
2035 | TVA_Transmission_2_ENT | TVA_Transmission | ENT | Internal | Shoulder | B12 | 200 | 3000 | 0 | 118.87 | 111.26 | 9 | 0
2035 | TVA_Transmission_2_ENT | TVA_Transmission | ENT | Internal | Shoulder | B13 | 600 | 3000 | 0 | 118.59 | 105.78 | 9 | 0
2035 | TVA_Transmission_2_ENT | TVA_Transmission | ENT | Internal | Shoulder | B14 | 900 | 3000 | 0 | 118.59 | 102.59 | 9 | 0
2035 | TVA_Transmission_2_ENT | TVA_Transmission | ENT | Internal | Shoulder | B15 | 1203 | 3000 | 0 | 87.99 | 63.23 | 9 | 0
2035 | TVA_Transmission_2_ENT | TVA_Transmission | ENT | Internal | Summer | B1 | 10 | 3000 | 0 | 213.94 | 140.38 | 9 | 0
2035 | TVA_Transmission_2_ENT | TVA_Transmission | ENT | Internal | Summer | B2 | 25 | 3000 | 0 | 218.6 | 201.81 | 9 | 0
2035 | TVA_Transmission_2_ENT | TVA_Transmission | ENT | Internal | Summer | B3 | 75 | 3000 | 0 | 218.6 | 210.61 | 9 | 0
2035 | TVA_Transmission_2_ENT | TVA_Transmission | ENT | Internal | Summer | B4 | 100 | 3000 | 0 | 183.95 | 175.96 | 9 | 0
2035 | TVA_Transmission_2_ENT | TVA_Transmission | ENT | Internal | Summer | B5 | 200 | 3000 | 0 | 139.14 | 143.92 | 9 | 0
2035 | TVA_Transmission_2_ENT | TVA_Transmission | ENT | Internal | Summer | B6 | 300 | 3000 | 0 | 132.71 | 140.38 | 9 | 0
2035 | TVA_Transmission_2_ENT | TVA_Transmission | ENT | Internal | Summer | B7 | 400 | 3000 | 0 | 125.7 | 134.59 | 9 | 0
2035 | TVA_Transmission_2_ENT | TVA_Transmission | ENT | Internal | Summer | B8 | 500 | 3000 | 0 | 123.84 | 131.96 | 9 | 0
2035 | TVA_Transmission_2_ENT | TVA_Transmission | ENT | Internal | Summer | B9 | 800 | 3000 | 0 | 118.44 | 113.41 | 9 | 0
2035 | TVA_Transmission_2_ENT | TVA_Transmission | ENT | Internal | Summer | B10 | 1262 | 3000 | 0 | 97.92 | 81.92 | 9 | 0
2035 | TVA_Transmission_2_ENT | TVA_Transmission | ENT | Internal | Winter | B16 | 25 | 3000 | 0 | 121.84 | 113.84 | 9 | 0
2035 | TVA_Transmission_2_ENT | TVA_Transmission | ENT | Internal | Winter | B17 | 100 | 3000 | 0 | 121.37 | 107.18 | 9 | 0
2035 | TVA_Transmission_2_ENT | TVA_Transmission | ENT | Internal | Winter | B18 | 400 | 3000 | 0 | 120.13 | 110.37 | 9 | 0
2035 | TVA_Transmission_2_ENT | TVA_Transmission | ENT | Internal | Winter | B19 | 700 | 3000 | 0 | 120.13 | 104.13 | 9 | 0
2035 | TVA_Transmission_2_ENT | TVA_Transmission | ENT | Internal | Winter | B20 | 935 | 3000 | 0 | 87.99 | 63.23 | 9 | 0
2035 | TVA_Transmission_2_MISO_MO-IL | TVA_Transmission | MISO_MO-IL | Internal | Shoulder | B11 | 25 | 4000 | 0 | 124.16 | 120.18 | 9 | 0
2035 | TVA_Transmission_2_MISO_MO-IL | TVA_Transmission | MISO_MO-IL | Internal | Shoulder | B12 | 200 | 4000 | 0 | 118.87 | 112.8 | 9 | 0
2035 | TVA_Transmission_2_MISO_MO-IL | TVA_Transmission | MISO_MO-IL | Internal | Shoulder | B13 | 600 | 4000 | 0 | 118.59 | 112.78 | 9 | 0
2035 | TVA_Transmission_2_MISO_MO-IL | TVA_Transmission | MISO_MO-IL | Internal | Shoulder | B14 | 900 | 4000 | 0 | 118.59 | 110.59 | 9 | 0
2035 | TVA_Transmission_2_MISO_MO-IL | TVA_Transmission | MISO_MO-IL | Internal | Shoulder | B15 | 1203 | 4000 | 0 | 87.99 | 79.99 | 9 | 0
2035 | TVA_Transmission_2_MISO_MO-IL | TVA_Transmission | MISO_MO-IL | Internal | Summer | B1 | 10 | 4000 | 0 | 213.94 | 210.58 | 9 | 0
2035 | TVA_Transmission_2_MISO_MO-IL | TVA_Transmission | MISO_MO-IL | Internal | Summer | B2 | 25 | 4000 | 0 | 218.6 | 210.6 | 9 | 0
2035 | TVA_Transmission_2_MISO_MO-IL | TVA_Transmission | MISO_MO-IL | Internal | Summer | B3 | 75 | 4000 | 0 | 218.6 | 210.61 | 9 | 0
2035 | TVA_Transmission_2_MISO_MO-IL | TVA_Transmission | MISO_MO-IL | Internal | Summer | B4 | 100 | 4000 | 0 | 183.95 | 175.96 | 9 | 0
2035 | TVA_Transmission_2_MISO_MO-IL | TVA_Transmission | MISO_MO-IL | Internal | Summer | B5 | 200 | 4000 | 0 | 139.14 | 143.92 | 9 | 0
2035 | TVA_Transmission_2_MISO_MO-IL | TVA_Transmission | MISO_MO-IL | Internal | Summer | B6 | 300 | 4000 | 0 | 132.71 | 138.87 | 9 | 0
2035 | TVA_Transmission_2_MISO_MO-IL | TVA_Transmission | MISO_MO-IL | Internal | Summer | B7 | 400 | 4000 | 0 | 125.7 | 129.41 | 9 | 0
2035 | TVA_Transmission_2_MISO_MO-IL | TVA_Transmission | MISO_MO-IL | Internal | Summer | B8 | 500 | 4000 | 0 | 123.84 | 123.96 | 9 | 0
2035 | TVA_Transmission_2_MISO_MO-IL | TVA_Transmission | MISO_MO-IL | Internal | Summer | B9 | 800 | 4000 | 0 | 118.44 | 113.41 | 9 | 0
2035 | TVA_Transmission_2_MISO_MO-IL | TVA_Transmission | MISO_MO-IL | Internal | Summer | B10 | 1262 | 4000 | 0 | 97.92 | 89.92 | 9 | 0
2035 | TVA_Transmission_2_MISO_MO-IL | TVA_Transmission | MISO_MO-IL | Internal | Winter | B16 | 25 | 4000 | 0 | 121.84 | 113.84 | 9 | 0
2035 | TVA_Transmission_2_MISO_MO-IL | TVA_Transmission | MISO_MO-IL | Internal | Winter | B17 | 100 | 4000 | 0 | 121.37 | 115.18 | 9 | 0
2035 | TVA_Transmission_2_MISO_MO-IL | TVA_Transmission | MISO_MO-IL | Internal | Winter | B18 | 400 | 4000 | 0 | 120.13 | 113.84 | 9 | 0
2035 | TVA_Transmission_2_MISO_MO-IL | TVA_Transmission | MISO_MO-IL | Internal | Winter | B19 | 700 | 4000 | 0 | 120.13 | 112.13 | 9 | 0
2035 | TVA_Transmission_2_MISO_MO-IL | TVA_Transmission | MISO_MO-IL | Internal | Winter | B20 | 935 | 4000 | 0 | 87.99 | 79.99 | 9 | 0
2035 | TVA_Transmission_2_NonRTO_Midwest | TVA_Transmission | NonRTO_Midwest | Internal | Shoulder | B11 | 25 | 700 | 0 | 124.16 | 122.85 | 9 | 0
2035 | TVA_Transmission_2_NonRTO_Midwest | TVA_Transmission | NonRTO_Midwest | Internal | Shoulder | B12 | 200 | 700 | 0 | 118.87 | 118.54 | 9 | 0
2035 | TVA_Transmission_2_NonRTO_Midwest | TVA_Transmission | NonRTO_Midwest | Internal | Shoulder | B13 | 600 | 700 | 0 | 118.59 | 118.54 | 9 | 0
2035 | TVA_Transmission_2_NonRTO_Midwest | TVA_Transmission | NonRTO_Midwest | Internal | Shoulder | B14 | 900 | 700 | 0 | 118.59 | 118.54 | 9 | 0
2035 | TVA_Transmission_2_NonRTO_Midwest | TVA_Transmission | NonRTO_Midwest | Internal | Shoulder | B15 | 1203 | 700 | 0 | 87.99 | 90.81 | 9 | 0
2035 | TVA_Transmission_2_NonRTO_Midwest | TVA_Transmission | NonRTO_Midwest | Internal | Summer | B1 | 10 | 700 | 0 | 213.94 | 205.94 | 9 | 0
2035 | TVA_Transmission_2_NonRTO_Midwest | TVA_Transmission | NonRTO_Midwest | Internal | Summer | B2 | 25 | 700 | 0 | 218.6 | 218.58 | 9 | 0
2035 | TVA_Transmission_2_NonRTO_Midwest | TVA_Transmission | NonRTO_Midwest | Internal | Summer | B3 | 75 | 700 | 0 | 218.6 | 210.6 | 9 | 0
2035 | TVA_Transmission_2_NonRTO_Midwest | TVA_Transmission | NonRTO_Midwest | Internal | Summer | B4 | 100 | 700 | 0 | 183.95 | 175.95 | 9 | 0
2035 | TVA_Transmission_2_NonRTO_Midwest | TVA_Transmission | NonRTO_Midwest | Internal | Summer | B5 | 200 | 700 | 0 | 139.14 | 132.34 | 9 | 0
2035 | TVA_Transmission_2_NonRTO_Midwest | TVA_Transmission | NonRTO_Midwest | Internal | Summer | B6 | 300 | 700 | 0 | 132.71 | 125.81 | 9 | 0
2035 | TVA_Transmission_2_NonRTO_Midwest | TVA_Transmission | NonRTO_Midwest | Internal | Summer | B7 | 400 | 700 | 0 | 125.7 | 117.89 | 9 | 0
2035 | TVA_Transmission_2_NonRTO_Midwest | TVA_Transmission | NonRTO_Midwest | Internal | Summer | B8 | 500 | 700 | 0 | 123.84 | 117.03 | 9 | 0
2035 | TVA_Transmission_2_NonRTO_Midwest | TVA_Transmission | NonRTO_Midwest | Internal | Summer | B9 | 800 | 700 | 0 | 118.44 | 117.03 | 9 | 0
2035 | TVA_Transmission_2_NonRTO_Midwest | TVA_Transmission | NonRTO_Midwest | Internal | Summer | B10 | 1262 | 700 | 700 | 97.92 | 111.47 | 9 | 4.55
2035 | TVA_Transmission_2_NonRTO_Midwest | TVA_Transmission | NonRTO_Midwest | Internal | Winter | B16 | 25 | 700 | 0 | 121.84 | 121.86 | 9 | 0
2035 | TVA_Transmission_2_NonRTO_Midwest | TVA_Transmission | NonRTO_Midwest | Internal | Winter | B17 | 100 | 700 | 0 | 121.37 | 122.65 | 9 | 0
2035 | TVA_Transmission_2_NonRTO_Midwest | TVA_Transmission | NonRTO_Midwest | Internal | Winter | B18 | 400 | 700 | 0 | 120.13 | 121.86 | 9 | 0
2035 | TVA_Transmission_2_NonRTO_Midwest | TVA_Transmission | NonRTO_Midwest | Internal | Winter | B19 | 700 | 700 | 0 | 120.13 | 121.86 | 9 | 0
2035 | TVA_Transmission_2_NonRTO_Midwest | TVA_Transmission | NonRTO_Midwest | Internal | Winter | B20 | 935 | 700 | 0 | 87.99 | 87.97 | 9 | 0
2035 | TVA_Transmission_2_PJM_ROR | TVA_Transmission | PJM_ROR | Internal | Shoulder | B11 | 25 | 2000 | 0 | 124.16 | 122.17 | 9 | 0
2035 | TVA_Transmission_2_PJM_ROR | TVA_Transmission | PJM_ROR | Internal | Shoulder | B12 | 200 | 2000 | 0 | 118.87 | 114.79 | 9 | 0
2035 | TVA_Transmission_2_PJM_ROR | TVA_Transmission | PJM_ROR | Internal | Shoulder | B13 | 600 | 2000 | 0 | 118.59 | 114.79 | 9 | 0
2035 | TVA_Transmission_2_PJM_ROR | TVA_Transmission | PJM_ROR | Internal | Shoulder | B14 | 900 | 2000 | 0 | 118.59 | 114.79 | 9 | 0
2035 | TVA_Transmission_2_PJM_ROR | TVA_Transmission | PJM_ROR | Internal | Shoulder | B15 | 1203 | 2000 | 0 | 87.99 | 89.85 | 9 | 0
2035 | TVA_Transmission_2_PJM_ROR | TVA_Transmission | PJM_ROR | Internal | Summer | B1 | 10 | 2000 | 0 | 213.94 | 212.6 | 9 | 0
2035 | TVA_Transmission_2_PJM_ROR | TVA_Transmission | PJM_ROR | Internal | Summer | B2 | 25 | 2000 | 0 | 218.6 | 212.6 | 9 | 0
2035 | TVA_Transmission_2_PJM_ROR | TVA_Transmission | PJM_ROR | Internal | Summer | B3 | 75 | 2000 | 0 | 218.6 | 212.6 | 9 | 0
2035 | TVA_Transmission_2_PJM_ROR | TVA_Transmission | PJM_ROR | Internal | Summer | B4 | 100 | 2000 | 0 | 183.95 | 177.95 | 9 | 0
2035 | TVA_Transmission_2_PJM_ROR | TVA_Transmission | PJM_ROR | Internal | Summer | B5 | 200 | 2000 | 0 | 139.14 | 142.35 | 9 | 0
2035 | TVA_Transmission_2_PJM_ROR | TVA_Transmission | PJM_ROR | Internal | Summer | B6 | 300 | 2000 | 0 | 132.71 | 136.87 | 9 | 0
2035 | TVA_Transmission_2_PJM_ROR | TVA_Transmission | PJM_ROR | Internal | Summer | B7 | 400 | 2000 | 0 | 125.7 | 131.39 | 9 | 0
2035 | TVA_Transmission_2_PJM_ROR | TVA_Transmission | PJM_ROR | Internal | Summer | B8 | 500 | 2000 | 0 | 123.84 | 125.95 | 9 | 0
2035 | TVA_Transmission_2_PJM_ROR | TVA_Transmission | PJM_ROR | Internal | Summer | B9 | 800 | 2000 | 0 | 118.44 | 115.21 | 9 | 0
2035 | TVA_Transmission_2_PJM_ROR | TVA_Transmission | PJM_ROR | Internal | Summer | B10 | 1262 | 2000 | 0 | 97.92 | 104.98 | 9 | 0
2035 | TVA_Transmission_2_PJM_ROR | TVA_Transmission | PJM_ROR | Internal | Winter | B16 | 25 | 2000 | 0 | 121.84 | 118.29 | 9 | 0
2035 | TVA_Transmission_2_PJM_ROR | TVA_Transmission | PJM_ROR | Internal | Winter | B17 | 100 | 2000 | 0 | 121.37 | 118.29 | 9 | 0
2035 | TVA_Transmission_2_PJM_ROR | TVA_Transmission | PJM_ROR | Internal | Winter | B18 | 400 | 2000 | 0 | 120.13 | 118.29 | 9 | 0
2035 | TVA_Transmission_2_PJM_ROR | TVA_Transmission | PJM_ROR | Internal | Winter | B19 | 700 | 2000 | 0 | 120.13 | 118.29 | 9 | 0
2035 | TVA_Transmission_2_PJM_ROR | TVA_Transmission | PJM_ROR | Internal | Winter | B20 | 935 | 2000 | 0 | 87.99 | 86.67 | 9 | 0
2035 | TVA_Transmission_2_SOCO | TVA_Transmission | SOCO | Internal | Shoulder | B11 | 25 | 3200 | 0 | 124.16 | 130.95 | 9 | 0
2035 | TVA_Transmission_2_SOCO | TVA_Transmission | SOCO | Internal | Shoulder | B12 | 200 | 3200 | 0 | 118.87 | 119.26 | 9 | 0
2035 | TVA_Transmission_2_SOCO | TVA_Transmission | SOCO | Internal | Shoulder | B13 | 600 | 3200 | 0 | 118.59 | 119.26 | 9 | 0
2035 | TVA_Transmission_2_SOCO | TVA_Transmission | SOCO | Internal | Shoulder | B14 | 900 | 3200 | 0 | 118.59 | 119.26 | 9 | 0
2035 | TVA_Transmission_2_SOCO | TVA_Transmission | SOCO | Internal | Shoulder | B15 | 1203 | 3200 | 0 | 87.99 | 87.66 | 9 | 0
2035 | TVA_Transmission_2_SOCO | TVA_Transmission | SOCO | Internal | Summer | B1 | 10 | 3200 | 280.4 | 213.94 | 222.94 | 9 | 0
2035 | TVA_Transmission_2_SOCO | TVA_Transmission | SOCO | Internal | Summer | B2 | 25 | 3200 | 0 | 218.6 | 222.94 | 9 | 0
2035 | TVA_Transmission_2_SOCO | TVA_Transmission | SOCO | Internal | Summer | B3 | 75 | 3200 | 0 | 218.6 | 222.94 | 9 | 0
2035 | TVA_Transmission_2_SOCO | TVA_Transmission | SOCO | Internal | Summer | B4 | 100 | 3200 | 0 | 183.95 | 183.96 | 9 | 0
2035 | TVA_Transmission_2_SOCO | TVA_Transmission | SOCO | Internal | Summer | B5 | 200 | 3200 | 0 | 139.14 | 145.3 | 9 | 0
2035 | TVA_Transmission_2_SOCO | TVA_Transmission | SOCO | Internal | Summer | B6 | 300 | 3200 | 0 | 132.71 | 132.71 | 9 | 0
2035 | TVA_Transmission_2_SOCO | TVA_Transmission | SOCO | Internal | Summer | B7 | 400 | 3200 | 0 | 125.7 | 125.95 | 9 | 0
2035 | TVA_Transmission_2_SOCO | TVA_Transmission | SOCO | Internal | Summer | B8 | 500 | 3200 | 0 | 123.84 | 121.96 | 9 | 0
2035 | TVA_Transmission_2_SOCO | TVA_Transmission | SOCO | Internal | Summer | B9 | 800 | 3200 | 0 | 118.44 | 117.93 | 9 | 0
2035 | TVA_Transmission_2_SOCO | TVA_Transmission | SOCO | Internal | Summer | B10 | 1262 | 3200 | 0 | 97.92 | 89.92 | 9 | 0
2035 | TVA_Transmission_2_SOCO | TVA_Transmission | SOCO | Internal | Winter | B16 | 25 | 3200 | 1123.51 | 121.84 | 130.84 | 9 | 0
2035 | TVA_Transmission_2_SOCO | TVA_Transmission | SOCO | Internal | Winter | B17 | 100 | 3200 | 0 | 121.37 | 122.22 | 9 | 0
2035 | TVA_Transmission_2_SOCO | TVA_Transmission | SOCO | Internal | Winter | B18 | 400 | 3200 | 0 | 120.13 | 119.89 | 9 | 0
2035 | TVA_Transmission_2_SOCO | TVA_Transmission | SOCO | Internal | Winter | B19 | 700 | 3200 | 0 | 120.13 | 119.89 | 9 | 0
2035 | TVA_Transmission_2_SOCO | TVA_Transmission | SOCO | Internal | Winter | B20 | 935 | 3200 | 0 | 87.99 | 88.13 | 9 | 0
2035 | TVA_Transmission_2_TVA | TVA_Transmission | TVA | Internal | Shoulder | B11 | 25 | 99999 | 0 | 124.16 | 119.7 | 0.01 | 0
2035 | TVA_Transmission_2_TVA | TVA_Transmission | TVA | Internal | Shoulder | B12 | 200 | 99999 | 0 | 118.87 | 118.6 | 0.01 | 0
2035 | TVA_Transmission_2_TVA | TVA_Transmission | TVA | Internal | Shoulder | B13 | 600 | 99999 | 2100 | 118.59 | 118.6 | 0.01 | 0
2035 | TVA_Transmission_2_TVA | TVA_Transmission | TVA | Internal | Shoulder | B14 | 900 | 99999 | 3854.91 | 118.59 | 118.6 | 0.01 | 0
2035 | TVA_Transmission_2_TVA | TVA_Transmission | TVA | Internal | Shoulder | B15 | 1203 | 99999 | 5395.93 | 87.99 | 88 | 0.01 | 0
2035 | TVA_Transmission_2_TVA | TVA_Transmission | TVA | Internal | Summer | B1 | 10 | 99999 | 4056.32 | 213.94 | 213.95 | 0.01 | 0
2035 | TVA_Transmission_2_TVA | TVA_Transmission | TVA | Internal | Summer | B2 | 25 | 99999 | 3262.18 | 218.6 | 218.61 | 0.01 | 0
2035 | TVA_Transmission_2_TVA | TVA_Transmission | TVA | Internal | Summer | B3 | 75 | 99999 | 1708.42 | 218.6 | 218.61 | 0.01 | 0
2035 | TVA_Transmission_2_TVA | TVA_Transmission | TVA | Internal | Summer | B4 | 100 | 99999 | 990.49 | 183.95 | 183.96 | 0.01 | 0
2035 | TVA_Transmission_2_TVA | TVA_Transmission | TVA | Internal | Summer | B5 | 200 | 99999 | 0 | 139.14 | 136.3 | 0.01 | 0
2035 | TVA_Transmission_2_TVA | TVA_Transmission | TVA | Internal | Summer | B6 | 300 | 99999 | 118.49 | 132.71 | 132.72 | 0.01 | 0
2035 | TVA_Transmission_2_TVA | TVA_Transmission | TVA | Internal | Summer | B7 | 400 | 99999 | 0 | 125.7 | 117.33 | 0.01 | 0
2035 | TVA_Transmission_2_TVA | TVA_Transmission | TVA | Internal | Summer | B8 | 500 | 99999 | 0 | 123.84 | 117.33 | 0.01 | 0
2035 | TVA_Transmission_2_TVA | TVA_Transmission | TVA | Internal | Summer | B9 | 800 | 99999 | 0 | 118.44 | 117.33 | 0.01 | 0
2035 | TVA_Transmission_2_TVA | TVA_Transmission | TVA | Internal | Summer | B10 | 1262 | 99999 | 2608.31 | 97.92 | 97.93 | 0.01 | 0
2035 | TVA_Transmission_2_TVA | TVA_Transmission | TVA | Internal | Winter | B16 | 25 | 99999 | 1235.18 | 121.84 | 121.86 | 0.01 | 0
2035 | TVA_Transmission_2_TVA | TVA_Transmission | TVA | Internal | Winter | B17 | 100 | 99999 | 2100 | 121.37 | 121.38 | 0.01 | 0
2035 | TVA_Transmission_2_TVA | TVA_Transmission | TVA | Internal | Winter | B18 | 400 | 99999 | 2100 | 120.13 | 120.15 | 0.01 | 0
2035 | TVA_Transmission_2_TVA | TVA_Transmission | TVA | Internal | Winter | B19 | 700 | 99999 | 2508.93 | 120.13 | 120.15 | 0.01 | 0
2035 | TVA_Transmission_2_TVA | TVA_Transmission | TVA | Internal | Winter | B20 | 935 | 99999 | 5433.65 | 87.99 | 88 | 0.01 | 0
2035 | TVA_Transmission_2_VACAR | TVA_Transmission | VACAR | Internal | Shoulder | B11 | 25 | 900 | 0 | 124.16 | 121.07 | 9 | 0
2035 | TVA_Transmission_2_VACAR | TVA_Transmission | VACAR | Internal | Shoulder | B12 | 200 | 900 | 0 | 118.87 | 121.07 | 9 | 0
2035 | TVA_Transmission_2_VACAR | TVA_Transmission | VACAR | Internal | Shoulder | B13 | 600 | 900 | 0 | 118.59 | 121.07 | 9 | 0
2035 | TVA_Transmission_2_VACAR | TVA_Transmission | VACAR | Internal | Shoulder | B14 | 900 | 900 | 0 | 118.59 | 121.07 | 9 | 0
2035 | TVA_Transmission_2_VACAR | TVA_Transmission | VACAR | Internal | Shoulder | B15 | 1203 | 900 | 0 | 87.99 | 95.85 | 9 | 0
2035 | TVA_Transmission_2_VACAR | TVA_Transmission | VACAR | Internal | Summer | B1 | 10 | 900 | 0.03 | 213.94 | 221.76 | 9 | 0
2035 | TVA_Transmission_2_VACAR | TVA_Transmission | VACAR | Internal | Summer | B2 | 25 | 900 | 0 | 218.6 | 218.6 | 9 | 0
2035 | TVA_Transmission_2_VACAR | TVA_Transmission | VACAR | Internal | Summer | B3 | 75 | 900 | 0 | 218.6 | 215.94 | 9 | 0
2035 | TVA_Transmission_2_VACAR | TVA_Transmission | VACAR | Internal | Summer | B4 | 100 | 900 | 0 | 183.95 | 176.96 | 9 | 0
2035 | TVA_Transmission_2_VACAR | TVA_Transmission | VACAR | Internal | Summer | B5 | 200 | 900 | 0 | 139.14 | 135.35 | 9 | 0
2035 | TVA_Transmission_2_VACAR | TVA_Transmission | VACAR | Internal | Summer | B6 | 300 | 900 | 0 | 132.71 | 125.71 | 9 | 0
2035 | TVA_Transmission_2_VACAR | TVA_Transmission | VACAR | Internal | Summer | B7 | 400 | 900 | 0 | 125.7 | 118.95 | 9 | 0
2035 | TVA_Transmission_2_VACAR | TVA_Transmission | VACAR | Internal | Summer | B8 | 500 | 900 | 0 | 123.84 | 118.95 | 9 | 0
2035 | TVA_Transmission_2_VACAR | TVA_Transmission | VACAR | Internal | Summer | B9 | 800 | 900 | 0 | 118.44 | 118.95 | 9 | 0
2035 | TVA_Transmission_2_VACAR | TVA_Transmission | VACAR | Internal | Summer | B10 | 1262 | 900 | 0 | 97.92 | 92.5 | 9 | 0
2035 | TVA_Transmission_2_VACAR | TVA_Transmission | VACAR | Internal | Winter | B16 | 25 | 900 | 0 | 121.84 | 125.9 | 9 | 0
2035 | TVA_Transmission_2_VACAR | TVA_Transmission | VACAR | Internal | Winter | B17 | 100 | 900 | 0 | 121.37 | 125.9 | 9 | 0
2035 | TVA_Transmission_2_VACAR | TVA_Transmission | VACAR | Internal | Winter | B18 | 400 | 900 | 0 | 120.13 | 125.36 | 9 | 0
2035 | TVA_Transmission_2_VACAR | TVA_Transmission | VACAR | Internal | Winter | B19 | 700 | 900 | 0 | 120.13 | 124.29 | 9 | 0
2035 | TVA_Transmission_2_VACAR | TVA_Transmission | VACAR | Internal | Winter | B20 | 935 | 900 | 0 | 87.99 | 92.24 | 9 | 0
2035 | VACAR_2_PJM_ROR | VACAR | PJM_ROR | Internal | Shoulder | B11 | 25 | 2000 | 0 | 121.07 | 122.17 | 7 | 0
2035 | VACAR_2_PJM_ROR | VACAR | PJM_ROR | Internal | Shoulder | B12 | 200 | 2000 | 0 | 121.07 | 114.79 | 7 | 0
2035 | VACAR_2_PJM_ROR | VACAR | PJM_ROR | Internal | Shoulder | B13 | 600 | 2000 | 0 | 121.07 | 114.79 | 7 | 0
2035 | VACAR_2_PJM_ROR | VACAR | PJM_ROR | Internal | Shoulder | B14 | 900 | 2000 | 0 | 121.07 | 114.79 | 7 | 0
2035 | VACAR_2_PJM_ROR | VACAR | PJM_ROR | Internal | Shoulder | B15 | 1203 | 2000 | 0 | 95.85 | 89.85 | 7 | 0
2035 | VACAR_2_PJM_ROR | VACAR | PJM_ROR | Internal | Summer | B1 | 10 | 2000 | 0 | 221.76 | 212.6 | 7 | 0
2035 | VACAR_2_PJM_ROR | VACAR | PJM_ROR | Internal | Summer | B2 | 25 | 2000 | 0 | 218.6 | 212.6 | 7 | 0
2035 | VACAR_2_PJM_ROR | VACAR | PJM_ROR | Internal | Summer | B3 | 75 | 2000 | 0 | 215.94 | 212.6 | 7 | 0
2035 | VACAR_2_PJM_ROR | VACAR | PJM_ROR | Internal | Summer | B4 | 100 | 2000 | 0 | 176.96 | 177.95 | 7 | 0
2035 | VACAR_2_PJM_ROR | VACAR | PJM_ROR | Internal | Summer | B5 | 200 | 2000 | 1000 | 135.35 | 142.35 | 7 | 0
2035 | VACAR_2_PJM_ROR | VACAR | PJM_ROR | Internal | Summer | B6 | 300 | 2000 | 2000 | 125.71 | 136.87 | 7 | 4.16
2035 | VACAR_2_PJM_ROR | VACAR | PJM_ROR | Internal | Summer | B7 | 400 | 2000 | 2000 | 118.95 | 131.39 | 7 | 5.44
2035 | VACAR_2_PJM_ROR | VACAR | PJM_ROR | Internal | Summer | B8 | 500 | 2000 | 1255.46 | 118.95 | 125.95 | 7 | 0
2035 | VACAR_2_PJM_ROR | VACAR | PJM_ROR | Internal | Summer | B9 | 800 | 2000 | 0 | 118.95 | 115.21 | 7 | 0
2035 | VACAR_2_PJM_ROR | VACAR | PJM_ROR | Internal | Summer | B10 | 1262 | 2000 | 2000 | 92.5 | 104.98 | 7 | 5.48
2035 | VACAR_2_PJM_ROR | VACAR | PJM_ROR | Internal | Winter | B16 | 25 | 2000 | 0 | 125.9 | 118.29 | 7 | 0
2035 | VACAR_2_PJM_ROR | VACAR | PJM_ROR | Internal | Winter | B17 | 100 | 2000 | 0 | 125.9 | 118.29 | 7 | 0
2035 | VACAR_2_PJM_ROR | VACAR | PJM_ROR | Internal | Winter | B18 | 400 | 2000 | 0 | 125.36 | 118.29 | 7 | 0
2035 | VACAR_2_PJM_ROR | VACAR | PJM_ROR | Internal | Winter | B19 | 700 | 2000 | 0 | 124.29 | 118.29 | 7 | 0
2035 | VACAR_2_PJM_ROR | VACAR | PJM_ROR | Internal | Winter | B20 | 935 | 2000 | 0 | 92.24 | 86.67 | 7 | 0
2035 | VACAR_2_SOCO | VACAR | SOCO | Internal | Shoulder | B11 | 25 | 3000 | 3000 | 121.07 | 130.95 | 7 | 2.88
2035 | VACAR_2_SOCO | VACAR | SOCO | Internal | Shoulder | B12 | 200 | 3000 | 0 | 121.07 | 119.26 | 7 | 0
2035 | VACAR_2_SOCO | VACAR | SOCO | Internal | Shoulder | B13 | 600 | 3000 | 0 | 121.07 | 119.26 | 7 | 0
2035 | VACAR_2_SOCO | VACAR | SOCO | Internal | Shoulder | B14 | 900 | 3000 | 0 | 121.07 | 119.26 | 7 | 0
2035 | VACAR_2_SOCO | VACAR | SOCO | Internal | Shoulder | B15 | 1203 | 3000 | 0 | 95.85 | 87.66 | 7 | 0
2035 | VACAR_2_SOCO | VACAR | SOCO | Internal | Summer | B1 | 10 | 3000 | 0 | 221.76 | 222.94 | 7 | 0
2035 | VACAR_2_SOCO | VACAR | SOCO | Internal | Summer | B2 | 25 | 3000 | 0 | 218.6 | 222.94 | 7 | 0
2035 | VACAR_2_SOCO | VACAR | SOCO | Internal | Summer | B3 | 75 | 3000 | 204.88 | 215.94 | 222.94 | 7 | 0
2035 | VACAR_2_SOCO | VACAR | SOCO | Internal | Summer | B4 | 100 | 3000 | 2499.33 | 176.96 | 183.96 | 7 | 0
2035 | VACAR_2_SOCO | VACAR | SOCO | Internal | Summer | B5 | 200 | 3000 | 3000 | 135.35 | 145.3 | 7 | 2.95
2035 | VACAR_2_SOCO | VACAR | SOCO | Internal | Summer | B6 | 300 | 3000 | 2573.15 | 125.71 | 132.71 | 7 | 0
2035 | VACAR_2_SOCO | VACAR | SOCO | Internal | Summer | B7 | 400 | 3000 | 1867.43 | 118.95 | 125.95 | 7 | 0
2035 | VACAR_2_SOCO | VACAR | SOCO | Internal | Summer | B8 | 500 | 3000 | 0 | 118.95 | 121.96 | 7 | 0
2035 | VACAR_2_SOCO | VACAR | SOCO | Internal | Summer | B9 | 800 | 3000 | 0 | 118.95 | 117.93 | 7 | 0
2035 | VACAR_2_SOCO | VACAR | SOCO | Internal | Summer | B10 | 1262 | 3000 | 0 | 92.5 | 89.92 | 7 | 0
2035 | VACAR_2_SOCO | VACAR | SOCO | Internal | Winter | B16 | 25 | 3000 | 0 | 125.9 | 130.84 | 7 | 0
2035 | VACAR_2_SOCO | VACAR | SOCO | Internal | Winter | B17 | 100 | 3000 | 0 | 125.9 | 122.22 | 7 | 0
2035 | VACAR_2_SOCO | VACAR | SOCO | Internal | Winter | B18 | 400 | 3000 | 0 | 125.36 | 119.89 | 7 | 0
2035 | VACAR_2_SOCO | VACAR | SOCO | Internal | Winter | B19 | 700 | 3000 | 0 | 124.29 | 119.89 | 7 | 0
2035 | VACAR_2_SOCO | VACAR | SOCO | Internal | Winter | B20 | 935 | 3000 | 0 | 92.24 | 88.13 | 7 | 0
2035 | VACAR_2_TVA_Transmission | VACAR | TVA_Transmission | Internal | Shoulder | B11 | 25 | 900 | 0 | 121.07 | 124.16 | 7 | 0
2035 | VACAR_2_TVA_Transmission | VACAR | TVA_Transmission | Internal | Shoulder | B12 | 200 | 900 | 0 | 121.07 | 118.87 | 7 | 0
2035 | VACAR_2_TVA_Transmission | VACAR | TVA_Transmission | Internal | Shoulder | B13 | 600 | 900 | 0 | 121.07 | 118.59 | 7 | 0
2035 | VACAR_2_TVA_Transmission | VACAR | TVA_Transmission | Internal | Shoulder | B14 | 900 | 900 | 0 | 121.07 | 118.59 | 7 | 0
2035 | VACAR_2_TVA_Transmission | VACAR | TVA_Transmission | Internal | Shoulder | B15 | 1203 | 900 | 0 | 95.85 | 87.99 | 7 | 0
2035 | VACAR_2_TVA_Transmission | VACAR | TVA_Transmission | Internal | Summer | B1 | 10 | 900 | 0 | 221.76 | 213.94 | 7 | 0
2035 | VACAR_2_TVA_Transmission | VACAR | TVA_Transmission | Internal | Summer | B2 | 25 | 900 | 0 | 218.6 | 218.6 | 7 | 0
2035 | VACAR_2_TVA_Transmission | VACAR | TVA_Transmission | Internal | Summer | B3 | 75 | 900 | 0 | 215.94 | 218.6 | 7 | 0
2035 | VACAR_2_TVA_Transmission | VACAR | TVA_Transmission | Internal | Summer | B4 | 100 | 900 | 0.28 | 176.96 | 183.95 | 7 | 0
2035 | VACAR_2_TVA_Transmission | VACAR | TVA_Transmission | Internal | Summer | B5 | 200 | 900 | 0 | 135.35 | 139.14 | 7 | 0
2035 | VACAR_2_TVA_Transmission | VACAR | TVA_Transmission | Internal | Summer | B6 | 300 | 900 | 118.49 | 125.71 | 132.71 | 7 | 0
2035 | VACAR_2_TVA_Transmission | VACAR | TVA_Transmission | Internal | Summer | B7 | 400 | 900 | 0 | 118.95 | 125.7 | 7 | 0
2035 | VACAR_2_TVA_Transmission | VACAR | TVA_Transmission | Internal | Summer | B8 | 500 | 900 | 0 | 118.95 | 123.84 | 7 | 0
2035 | VACAR_2_TVA_Transmission | VACAR | TVA_Transmission | Internal | Summer | B9 | 800 | 900 | 0 | 118.95 | 118.44 | 7 | 0
2035 | VACAR_2_TVA_Transmission | VACAR | TVA_Transmission | Internal | Summer | B10 | 1262 | 900 | 0 | 92.5 | 97.92 | 7 | 0
2035 | VACAR_2_TVA_Transmission | VACAR | TVA_Transmission | Internal | Winter | B16 | 25 | 900 | 0 | 125.9 | 121.84 | 7 | 0
2035 | VACAR_2_TVA_Transmission | VACAR | TVA_Transmission | Internal | Winter | B17 | 100 | 900 | 0 | 125.9 | 121.37 | 7 | 0
2035 | VACAR_2_TVA_Transmission | VACAR | TVA_Transmission | Internal | Winter | B18 | 400 | 900 | 0 | 125.36 | 120.13 | 7 | 0
2035 | VACAR_2_TVA_Transmission | VACAR | TVA_Transmission | Internal | Winter | B19 | 700 | 900 | 0 | 124.29 | 120.13 | 7 | 0
2035 | VACAR_2_TVA_Transmission | VACAR | TVA_Transmission | Internal | Winter | B20 | 935 | 900 | 0 | 92.24 | 87.99 | 7 | 0
2040 | ENT_2_MISO_MO-IL | ENT | MISO_MO-IL | Internal | Shoulder | B11 | 25 | 2260 | 0 | 158.21 | 153.9 | 8 | 0
2040 | ENT_2_MISO_MO-IL | ENT | MISO_MO-IL | Internal | Shoulder | B12 | 200 | 2260 | 0 | 134.8 | 141.82 | 8 | 0
2040 | ENT_2_MISO_MO-IL | ENT | MISO_MO-IL | Internal | Shoulder | B13 | 600 | 2260 | 1319.41 | 96.78 | 104.78 | 8 | 0
2040 | ENT_2_MISO_MO-IL | ENT | MISO_MO-IL | Internal | Shoulder | B14 | 900 | 2260 | 2260 | 92.6 | 104.78 | 8 | 4.18
2040 | ENT_2_MISO_MO-IL | ENT | MISO_MO-IL | Internal | Shoulder | B15 | 1203 | 2260 | 1795.8 | 57.48 | 65.48 | 8 | 0
2040 | ENT_2_MISO_MO-IL | ENT | MISO_MO-IL | Internal | Summer | B1 | 10 | 2260 | 2260 | 186.95 | 283.01 | 8 | 88.06
2040 | ENT_2_MISO_MO-IL | ENT | MISO_MO-IL | Internal | Summer | B2 | 25 | 2260 | 2260 | 268.92 | 283.01 | 8 | 6.1
2040 | ENT_2_MISO_MO-IL | ENT | MISO_MO-IL | Internal | Summer | B3 | 75 | 2260 | 0 | 283.02 | 283.02 | 8 | 0
2040 | ENT_2_MISO_MO-IL | ENT | MISO_MO-IL | Internal | Summer | B4 | 100 | 2260 | 0 | 205.14 | 205.14 | 8 | 0
2040 | ENT_2_MISO_MO-IL | ENT | MISO_MO-IL | Internal | Summer | B5 | 200 | 2260 | 0 | 188.36 | 187.44 | 8 | 0
2040 | ENT_2_MISO_MO-IL | ENT | MISO_MO-IL | Internal | Summer | B6 | 300 | 2260 | 0 | 185.69 | 179.14 | 8 | 0
2040 | ENT_2_MISO_MO-IL | ENT | MISO_MO-IL | Internal | Summer | B7 | 400 | 2260 | 0 | 173.96 | 165.96 | 8 | 0
2040 | ENT_2_MISO_MO-IL | ENT | MISO_MO-IL | Internal | Summer | B8 | 500 | 2260 | 0 | 160.3 | 152.3 | 8 | 0
2040 | ENT_2_MISO_MO-IL | ENT | MISO_MO-IL | Internal | Summer | B9 | 800 | 2260 | 0 | 152.3 | 152.3 | 8 | 0
2040 | ENT_2_MISO_MO-IL | ENT | MISO_MO-IL | Internal | Summer | B10 | 1262 | 2260 | 256.52 | 63.09 | 71.09 | 8 | 0
2040 | ENT_2_MISO_MO-IL | ENT | MISO_MO-IL | Internal | Winter | B16 | 25 | 2260 | 0 | 152.78 | 152.78 | 8 | 0
2040 | ENT_2_MISO_MO-IL | ENT | MISO_MO-IL | Internal | Winter | B17 | 100 | 2260 | 1547.06 | 147.65 | 155.65 | 8 | 0
2040 | ENT_2_MISO_MO-IL | ENT | MISO_MO-IL | Internal | Winter | B18 | 400 | 2260 | 1367.63 | 97.35 | 105.35 | 8 | 0
2040 | ENT_2_MISO_MO-IL | ENT | MISO_MO-IL | Internal | Winter | B19 | 700 | 2260 | 2260 | 94.81 | 105.35 | 8 | 2.55
2040 | ENT_2_MISO_MO-IL | ENT | MISO_MO-IL | Internal | Winter | B20 | 935 | 2260 | 846.85 | 58.02 | 66.02 | 8 | 0
2040 | ENT_2_SOCO | ENT | SOCO | Internal | Shoulder | B11 | 25 | 3900 | 3466.97 | 158.21 | 166.21 | 8 | 0
2040 | ENT_2_SOCO | ENT | SOCO | Internal | Shoulder | B12 | 200 | 3900 | 3900 | 134.8 | 149.37 | 8 | 6.57
2040 | ENT_2_SOCO | ENT | SOCO | Internal | Shoulder | B13 | 600 | 3900 | 3900 | 96.78 | 112.37 | 8 | 7.59
2040 | ENT_2_SOCO | ENT | SOCO | Internal | Shoulder | B14 | 900 | 3900 | 3900 | 92.6 | 112.37 | 8 | 11.77
2040 | ENT_2_SOCO | ENT | SOCO | Internal | Shoulder | B15 | 1203 | 3900 | 3900 | 57.48 | 73.5 | 8 | 8.01
2040 | ENT_2_SOCO | ENT | SOCO | Internal | Summer | B1 | 10 | 3900 | 3900 | 186.95 | 296.81 | 8 | 101.86
2040 | ENT_2_SOCO | ENT | SOCO | Internal | Summer | B2 | 25 | 3900 | 3900 | 268.92 | 296.81 | 8 | 19.9
2040 | ENT_2_SOCO | ENT | SOCO | Internal | Summer | B3 | 75 | 3900 | 3900 | 283.02 | 296.81 | 8 | 5.79
2040 | ENT_2_SOCO | ENT | SOCO | Internal | Summer | B4 | 100 | 3900 | 2328.12 | 205.14 | 213.14 | 8 | 0
2040 | ENT_2_SOCO | ENT | SOCO | Internal | Summer | B5 | 200 | 3900 | 0 | 188.36 | 191.33 | 8 | 0
2040 | ENT_2_SOCO | ENT | SOCO | Internal | Summer | B6 | 300 | 3900 | 0 | 185.69 | 175.69 | 8 | 0
2040 | ENT_2_SOCO | ENT | SOCO | Internal | Summer | B7 | 400 | 3900 | 0 | 173.96 | 163.96 | 8 | 0
2040 | ENT_2_SOCO | ENT | SOCO | Internal | Summer | B8 | 500 | 3900 | 0 | 160.3 | 157.34 | 8 | 0
2040 | ENT_2_SOCO | ENT | SOCO | Internal | Summer | B9 | 800 | 3900 | 0 | 152.3 | 157.34 | 8 | 0
2040 | ENT_2_SOCO | ENT | SOCO | Internal | Summer | B10 | 1262 | 3900 | 3772.57 | 63.09 | 71.09 | 8 | 0
2040 | ENT_2_SOCO | ENT | SOCO | Internal | Winter | B16 | 25 | 3900 | 3900 | 152.78 | 169.78 | 8 | 9
2040 | ENT_2_SOCO | ENT | SOCO | Internal | Winter | B17 | 100 | 3900 | 3095.92 | 147.65 | 155.65 | 8 | 0
2040 | ENT_2_SOCO | ENT | SOCO | Internal | Winter | B18 | 400 | 3900 | 3900 | 97.35 | 114.67 | 8 | 9.32
2040 | ENT_2_SOCO | ENT | SOCO | Internal | Winter | B19 | 700 | 3900 | 3900 | 94.81 | 114.67 | 8 | 11.86
2040 | ENT_2_SOCO | ENT | SOCO | Internal | Winter | B20 | 935 | 3900 | 3900 | 58.02 | 73.5 | 8 | 7.48
2040 | ENT_2_SPP_N | ENT | SPP_N | Internal | Shoulder | B11 | 25 | 15143 | 0 | 158.21 | 153.2 | 8 | 0
2040 | ENT_2_SPP_N | ENT | SPP_N | Internal | Shoulder | B12 | 200 | 15143 | 0 | 134.8 | 129.8 | 8 | 0
2040 | ENT_2_SPP_N | ENT | SPP_N | Internal | Shoulder | B13 | 600 | 15143 | 0 | 96.78 | 77.37 | 8 | 0
2040 | ENT_2_SPP_N | ENT | SPP_N | Internal | Shoulder | B14 | 900 | 15143 | 0 | 92.6 | 50.11 | 8 | 0
2040 | ENT_2_SPP_N | ENT | SPP_N | Internal | Shoulder | B15 | 1203 | 15143 | 0 | 57.48 | 50.11 | 8 | 0
2040 | ENT_2_SPP_N | ENT | SPP_N | Internal | Summer | B1 | 10 | 15143 | 0 | 186.95 | 50.11 | 8 | 0
2040 | ENT_2_SPP_N | ENT | SPP_N | Internal | Summer | B2 | 25 | 15143 | 0 | 268.92 | 263.92 | 8 | 0
2040 | ENT_2_SPP_N | ENT | SPP_N | Internal | Summer | B3 | 75 | 15143 | 0 | 283.02 | 278.02 | 8 | 0
2040 | ENT_2_SPP_N | ENT | SPP_N | Internal | Summer | B4 | 100 | 15143 | 0 | 205.14 | 200.14 | 8 | 0
2040 | ENT_2_SPP_N | ENT | SPP_N | Internal | Summer | B5 | 200 | 15143 | 0 | 188.36 | 183.36 | 8 | 0
2040 | ENT_2_SPP_N | ENT | SPP_N | Internal | Summer | B6 | 300 | 15143 | 0 | 185.69 | 180.69 | 8 | 0
2040 | ENT_2_SPP_N | ENT | SPP_N | Internal | Summer | B7 | 400 | 15143 | 0 | 173.96 | 168.96 | 8 | 0
2040 | ENT_2_SPP_N | ENT | SPP_N | Internal | Summer | B8 | 500 | 15143 | 0 | 160.3 | 155.3 | 8 | 0
2040 | ENT_2_SPP_N | ENT | SPP_N | Internal | Summer | B9 | 800 | 15143 | 0 | 152.3 | 147.3 | 8 | 0
2040 | ENT_2_SPP_N | ENT | SPP_N | Internal | Summer | B10 | 1262 | 15143 | 0 | 63.09 | 58.08 | 8 | 0
2040 | ENT_2_SPP_N | ENT | SPP_N | Internal | Winter | B16 | 25 | 15143 | 0 | 152.78 | 50.11 | 8 | 0
2040 | ENT_2_SPP_N | ENT | SPP_N | Internal | Winter | B17 | 100 | 15143 | 0 | 147.65 | 50.11 | 8 | 0
2040 | ENT_2_SPP_N | ENT | SPP_N | Internal | Winter | B18 | 400 | 15143 | 0 | 97.35 | 81.9 | 8 | 0
2040 | ENT_2_SPP_N | ENT | SPP_N | Internal | Winter | B19 | 700 | 15143 | 0 | 94.81 | 50.88 | 8 | 0
2040 | ENT_2_SPP_N | ENT | SPP_N | Internal | Winter | B20 | 935 | 15143 | 0 | 58.02 | 50.11 | 8 | 0
2040 | ENT_2_SPP_S | ENT | SPP_S | Internal | Shoulder | B11 | 25 | 3292 | 0 | 158.21 | 153.21 | 8 | 0
2040 | ENT_2_SPP_S | ENT | SPP_S | Internal | Shoulder | B12 | 200 | 3292 | 0 | 134.8 | 129.78 | 8 | 0
2040 | ENT_2_SPP_S | ENT | SPP_S | Internal | Shoulder | B13 | 600 | 3292 | 0 | 96.78 | 77.36 | 8 | 0
2040 | ENT_2_SPP_S | ENT | SPP_S | Internal | Shoulder | B14 | 900 | 3292 | 0 | 92.6 | 50.11 | 8 | 0
2040 | ENT_2_SPP_S | ENT | SPP_S | Internal | Shoulder | B15 | 1203 | 3292 | 0 | 57.48 | 50.11 | 8 | 0
2040 | ENT_2_SPP_S | ENT | SPP_S | Internal | Summer | B1 | 10 | 3292 | 0 | 186.95 | 50.13 | 8 | 0
2040 | ENT_2_SPP_S | ENT | SPP_S | Internal | Summer | B2 | 25 | 3292 | 0 | 268.92 | 263.88 | 8 | 0
2040 | ENT_2_SPP_S | ENT | SPP_S | Internal | Summer | B3 | 75 | 3292 | 0 | 283.02 | 277.14 | 8 | 0
2040 | ENT_2_SPP_S | ENT | SPP_S | Internal | Summer | B4 | 100 | 3292 | 0 | 205.14 | 200.14 | 8 | 0
2040 | ENT_2_SPP_S | ENT | SPP_S | Internal | Summer | B5 | 200 | 3292 | 0 | 188.36 | 183.38 | 8 | 0
2040 | ENT_2_SPP_S | ENT | SPP_S | Internal | Summer | B6 | 300 | 3292 | 0 | 185.69 | 180.71 | 8 | 0
2040 | ENT_2_SPP_S | ENT | SPP_S | Internal | Summer | B7 | 400 | 3292 | 0 | 173.96 | 180.29 | 8 | 0
2040 | ENT_2_SPP_S | ENT | SPP_S | Internal | Summer | B8 | 500 | 3292 | 0 | 160.3 | 155.31 | 8 | 0
2040 | ENT_2_SPP_S | ENT | SPP_S | Internal | Summer | B9 | 800 | 3292 | 0 | 152.3 | 147.31 | 8 | 0
2040 | ENT_2_SPP_S | ENT | SPP_S | Internal | Summer | B10 | 1262 | 3292 | 0 | 63.09 | 58.09 | 8 | 0
2040 | ENT_2_SPP_S | ENT | SPP_S | Internal | Winter | B16 | 25 | 3292 | 0 | 152.78 | 50.12 | 8 | 0
2040 | ENT_2_SPP_S | ENT | SPP_S | Internal | Winter | B17 | 100 | 3292 | 0 | 147.65 | 50.12 | 8 | 0
2040 | ENT_2_SPP_S | ENT | SPP_S | Internal | Winter | B18 | 400 | 3292 | 0 | 97.35 | 81.89 | 8 | 0
2040 | ENT_2_SPP_S | ENT | SPP_S | Internal | Winter | B19 | 700 | 3292 | 0 | 94.81 | 50.12 | 8 | 0
2040 | ENT_2_SPP_S | ENT | SPP_S | Internal | Winter | B20 | 935 | 3292 | 0 | 58.02 | 50.11 | 8 | 0
2040 | ENT_2_TVA_Transmission | ENT | TVA_Transmission | Internal | Shoulder | B11 | 25 | 2100 | 0 | 158.21 | 159.6 | 8 | 0
2040 | ENT_2_TVA_Transmission | ENT | TVA_Transmission | Internal | Shoulder | B12 | 200 | 2100 | 1535.05 | 134.8 | 142.8 | 8 | 0
2040 | ENT_2_TVA_Transmission | ENT | TVA_Transmission | Internal | Shoulder | B13 | 600 | 2100 | 2100 | 96.78 | 112.78 | 8 | 8
2040 | ENT_2_TVA_Transmission | ENT | TVA_Transmission | Internal | Shoulder | B14 | 900 | 2100 | 2100 | 92.6 | 112.78 | 8 | 12.18
2040 | ENT_2_TVA_Transmission | ENT | TVA_Transmission | Internal | Shoulder | B15 | 1203 | 2100 | 2100 | 57.48 | 73.48 | 8 | 8
2040 | ENT_2_TVA_Transmission | ENT | TVA_Transmission | Internal | Summer | B1 | 10 | 2100 | 2100 | 186.95 | 287.81 | 8 | 92.86
2040 | ENT_2_TVA_Transmission | ENT | TVA_Transmission | Internal | Summer | B2 | 25 | 2100 | 2100 | 268.92 | 291.01 | 8 | 14.1
2040 | ENT_2_TVA_Transmission | ENT | TVA_Transmission | Internal | Summer | B3 | 75 | 2100 | 0.48 | 283.02 | 291.01 | 8 | 0
2040 | ENT_2_TVA_Transmission | ENT | TVA_Transmission | Internal | Summer | B4 | 100 | 2100 | 0.35 | 205.14 | 213.13 | 8 | 0
2040 | ENT_2_TVA_Transmission | ENT | TVA_Transmission | Internal | Summer | B5 | 200 | 2100 | 0 | 188.36 | 182.33 | 8 | 0
2040 | ENT_2_TVA_Transmission | ENT | TVA_Transmission | Internal | Summer | B6 | 300 | 2100 | 0 | 185.69 | 176.69 | 8 | 0
2040 | ENT_2_TVA_Transmission | ENT | TVA_Transmission | Internal | Summer | B7 | 400 | 2100 | 0 | 173.96 | 164.96 | 8 | 0
2040 | ENT_2_TVA_Transmission | ENT | TVA_Transmission | Internal | Summer | B8 | 500 | 2100 | 0 | 160.3 | 157.82 | 8 | 0
2040 | ENT_2_TVA_Transmission | ENT | TVA_Transmission | Internal | Summer | B9 | 800 | 2100 | 0 | 152.3 | 156.8 | 8 | 0
2040 | ENT_2_TVA_Transmission | ENT | TVA_Transmission | Internal | Summer | B10 | 1262 | 2100 | 2100 | 63.09 | 73.48 | 8 | 2.39
2040 | ENT_2_TVA_Transmission | ENT | TVA_Transmission | Internal | Winter | B16 | 25 | 2100 | 1620.48 | 152.78 | 160.78 | 8 | 0
2040 | ENT_2_TVA_Transmission | ENT | TVA_Transmission | Internal | Winter | B17 | 100 | 2100 | 2100 | 147.65 | 160.78 | 8 | 5.13
2040 | ENT_2_TVA_Transmission | ENT | TVA_Transmission | Internal | Winter | B18 | 400 | 2100 | 2100 | 97.35 | 113.35 | 8 | 8
2040 | ENT_2_TVA_Transmission | ENT | TVA_Transmission | Internal | Winter | B19 | 700 | 2100 | 2100 | 94.81 | 113.35 | 8 | 10.55
2040 | ENT_2_TVA_Transmission | ENT | TVA_Transmission | Internal | Winter | B20 | 935 | 2100 | 2100 | 58.02 | 74.02 | 8 | 8
2040 | FRCC_2_SOCO | FRCC | SOCO | Internal | Shoulder | B11 | 25 | 900 | 0 | 182.12 | 166.21 | 8 | 0
2040 | FRCC_2_SOCO | FRCC | SOCO | Internal | Shoulder | B12 | 200 | 900 | 0 | 162.96 | 149.37 | 8 | 0
2040 | FRCC_2_SOCO | FRCC | SOCO | Internal | Shoulder | B13 | 600 | 900 | 0 | 162.96 | 112.37 | 8 | 0
2040 | FRCC_2_SOCO | FRCC | SOCO | Internal | Shoulder | B14 | 900 | 900 | 0 | 138.34 | 112.37 | 8 | 0
2040 | FRCC_2_SOCO | FRCC | SOCO | Internal | Shoulder | B15 | 1203 | 900 | 900 | 59.89 | 73.5 | 8 | 5.6
2040 | FRCC_2_SOCO | FRCC | SOCO | Internal | Summer | B1 | 10 | 900 | 0 | 299.8 | 296.81 | 8 | 0
2040 | FRCC_2_SOCO | FRCC | SOCO | Internal | Summer | B2 | 25 | 900 | 0 | 299.8 | 296.81 | 8 | 0
2040 | FRCC_2_SOCO | FRCC | SOCO | Internal | Summer | B3 | 75 | 900 | 315.36 | 288.81 | 296.81 | 8 | 0
2040 | FRCC_2_SOCO | FRCC | SOCO | Internal | Summer | B4 | 100 | 900 | 900 | 188.71 | 213.14 | 8 | 16.44
2040 | FRCC_2_SOCO | FRCC | SOCO | Internal | Summer | B5 | 200 | 900 | 0 | 188.71 | 191.33 | 8 | 0
2040 | FRCC_2_SOCO | FRCC | SOCO | Internal | Summer | B6 | 300 | 900 | 0 | 185.69 | 175.69 | 8 | 0
2040 | FRCC_2_SOCO | FRCC | SOCO | Internal | Summer | B7 | 400 | 900 | 0 | 161.9 | 163.96 | 8 | 0
2040 | FRCC_2_SOCO | FRCC | SOCO | Internal | Summer | B8 | 500 | 900 | 0 | 161.9 | 157.34 | 8 | 0
2040 | FRCC_2_SOCO | FRCC | SOCO | Internal | Summer | B9 | 800 | 900 | 0 | 161.9 | 157.34 | 8 | 0
2040 | FRCC_2_SOCO | FRCC | SOCO | Internal | Summer | B10 | 1262 | 900 | 900 | 28.7 | 71.09 | 8 | 34.39
2040 | FRCC_2_SOCO | FRCC | SOCO | Internal | Winter | B16 | 25 | 900 | 0 | 179.78 | 169.78 | 8 | 0
2040 | FRCC_2_SOCO | FRCC | SOCO | Internal | Winter | B17 | 100 | 900 | 0 | 165.65 | 155.65 | 8 | 0
2040 | FRCC_2_SOCO | FRCC | SOCO | Internal | Winter | B18 | 400 | 900 | 0 | 165.65 | 114.67 | 8 | 0
2040 | FRCC_2_SOCO | FRCC | SOCO | Internal | Winter | B19 | 700 | 900 | 0 | 137.11 | 114.67 | 8 | 0
2040 | FRCC_2_SOCO | FRCC | SOCO | Internal | Winter | B20 | 935 | 900 | 200.86 | 65.5 | 73.5 | 8 | 0
2040 | HQ_NEISO_2_NEISO | HQ_NEISO | NEISO | Internal | Shoulder | B11 | 25 | 99999 | 3112.4 | 66.48 | 66.49 | 0.01 | 0
2040 | HQ_NEISO_2_NEISO | HQ_NEISO | NEISO | Internal | Shoulder | B12 | 200 | 99999 | 3110.47 | 66.48 | 66.49 | 0.01 | 0
2040 | HQ_NEISO_2_NEISO | HQ_NEISO | NEISO | Internal | Shoulder | B13 | 600 | 99999 | 3102.87 | 66.48 | 66.49 | 0.01 | 0
2040 | HQ_NEISO_2_NEISO | HQ_NEISO | NEISO | Internal | Shoulder | B14 | 900 | 99999 | 3089.58 | 66.48 | 66.49 | 0.01 | 0
2040 | HQ_NEISO_2_NEISO | HQ_NEISO | NEISO | Internal | Shoulder | B15 | 1203 | 99999 | 1276.23 | 66.48 | 66.49 | 0.01 | 0
2040 | HQ_NEISO_2_NEISO | HQ_NEISO | NEISO | Internal | Summer | B1 | 10 | 99999 | 3220.1 | 172.92 | 172.93 | 0.01 | 0
2040 | HQ_NEISO_2_NEISO | HQ_NEISO | NEISO | Internal | Summer | B2 | 25 | 99999 | 3207.34 | 236.08 | 236.1 | 0.01 | 0
2040 | HQ_NEISO_2_NEISO | HQ_NEISO | NEISO | Internal | Summer | B3 | 75 | 99999 | 3181.93 | 172.92 | 172.93 | 0.01 | 0
2040 | HQ_NEISO_2_NEISO | HQ_NEISO | NEISO | Internal | Summer | B4 | 100 | 99999 | 3160.08 | 165.93 | 165.94 | 0.01 | 0
2040 | HQ_NEISO_2_NEISO | HQ_NEISO | NEISO | Internal | Summer | B5 | 200 | 99999 | 3148.19 | 165.93 | 165.94 | 0.01 | 0
2040 | HQ_NEISO_2_NEISO | HQ_NEISO | NEISO | Internal | Summer | B6 | 300 | 99999 | 3134.79 | 165.93 | 165.94 | 0.01 | 0
2040 | HQ_NEISO_2_NEISO | HQ_NEISO | NEISO | Internal | Summer | B7 | 400 | 99999 | 3119.43 | 152.97 | 152.98 | 0.01 | 0
2040 | HQ_NEISO_2_NEISO | HQ_NEISO | NEISO | Internal | Summer | B8 | 500 | 99999 | 3107.36 | 143.3 | 143.31 | 0.01 | 0
2040 | HQ_NEISO_2_NEISO | HQ_NEISO | NEISO | Internal | Summer | B9 | 800 | 99999 | 3092.57 | 142.53 | 142.54 | 0.01 | 0
2040 | HQ_NEISO_2_NEISO | HQ_NEISO | NEISO | Internal | Summer | B10 | 1262 | 99999 | 933.4 | 127.91 | 127.92 | 0.01 | 0
2040 | HQ_NEISO_2_NEISO | HQ_NEISO | NEISO | Internal | Winter | B16 | 25 | 99999 | 3139.14 | 66.48 | 66.49 | 0.01 | 0
2040 | HQ_NEISO_2_NEISO | HQ_NEISO | NEISO | Internal | Winter | B17 | 100 | 99999 | 3128.41 | 66.48 | 66.49 | 0.01 | 0
2040 | HQ_NEISO_2_NEISO | HQ_NEISO | NEISO | Internal | Winter | B18 | 400 | 99999 | 3120.19 | 66.48 | 66.49 | 0.01 | 0
2040 | HQ_NEISO_2_NEISO | HQ_NEISO | NEISO | Internal | Winter | B19 | 700 | 99999 | 3104.89 | 66.48 | 66.49 | 0.01 | 0
2040 | HQ_NEISO_2_NEISO | HQ_NEISO | NEISO | Internal | Winter | B20 | 935 | 99999 | 1382.08 | 66.48 | 66.49 | 0.01 | 0
2040 | HQ_NY_2_NYISO_A-F | HQ_NY | NYISO_A-F | Internal | Shoulder | B11 | 25 | 99999 | 2812.27 | 79.76 | 79.77 | 0.01 | 0
2040 | HQ_NY_2_NYISO_A-F | HQ_NY | NYISO_A-F | Internal | Shoulder | B12 | 200 | 99999 | 2847.79 | 95 | 95.02 | 0.01 | 0
2040 | HQ_NY_2_NYISO_A-F | HQ_NY | NYISO_A-F | Internal | Shoulder | B13 | 600 | 99999 | 2781.85 | 79.76 | 79.77 | 0.01 | 0
2040 | HQ_NY_2_NYISO_A-F | HQ_NY | NYISO_A-F | Internal | Shoulder | B14 | 900 | 99999 | 2673.14 | 79.76 | 79.77 | 0.01 | 0
2040 | HQ_NY_2_NYISO_A-F | HQ_NY | NYISO_A-F | Internal | Shoulder | B15 | 1203 | 99999 | 1582.7 | 69.47 | 69.48 | 0.01 | 0
2040 | HQ_NY_2_NYISO_A-F | HQ_NY | NYISO_A-F | Internal | Summer | B1 | 10 | 99999 | 3500.1 | 168.92 | 168.93 | 0.01 | 0
2040 | HQ_NY_2_NYISO_A-F | HQ_NY | NYISO_A-F | Internal | Summer | B2 | 25 | 99999 | 3406.71 | 173.04 | 173.05 | 0.01 | 0
2040 | HQ_NY_2_NYISO_A-F | HQ_NY | NYISO_A-F | Internal | Summer | B3 | 75 | 99999 | 3266.7 | 173.04 | 173.05 | 0.01 | 0
2040 | HQ_NY_2_NYISO_A-F | HQ_NY | NYISO_A-F | Internal | Summer | B4 | 100 | 99999 | 3116.37 | 172.32 | 172.33 | 0.01 | 0
2040 | HQ_NY_2_NYISO_A-F | HQ_NY | NYISO_A-F | Internal | Summer | B5 | 200 | 99999 | 3025.59 | 168.93 | 168.94 | 0.01 | 0
2040 | HQ_NY_2_NYISO_A-F | HQ_NY | NYISO_A-F | Internal | Summer | B6 | 300 | 99999 | 2934.96 | 168.92 | 168.93 | 0.01 | 0
2040 | HQ_NY_2_NYISO_A-F | HQ_NY | NYISO_A-F | Internal | Summer | B7 | 400 | 99999 | 2830.84 | 155.96 | 155.97 | 0.01 | 0
2040 | HQ_NY_2_NYISO_A-F | HQ_NY | NYISO_A-F | Internal | Summer | B8 | 500 | 99999 | 2760.34 | 146.29 | 146.3 | 0.01 | 0
2040 | HQ_NY_2_NYISO_A-F | HQ_NY | NYISO_A-F | Internal | Summer | B9 | 800 | 99999 | 2664.8 | 144.06 | 144.07 | 0.01 | 0
2040 | HQ_NY_2_NYISO_A-F | HQ_NY | NYISO_A-F | Internal | Summer | B10 | 1262 | 99999 | 1436.41 | 124.91 | 124.92 | 0.01 | 0
2040 | HQ_NY_2_NYISO_A-F | HQ_NY | NYISO_A-F | Internal | Winter | B16 | 25 | 99999 | 3058.87 | 69.48 | 69.49 | 0.01 | 0
2040 | HQ_NY_2_NYISO_A-F | HQ_NY | NYISO_A-F | Internal | Winter | B17 | 100 | 99999 | 3001.1 | 69.48 | 69.49 | 0.01 | 0
2040 | HQ_NY_2_NYISO_A-F | HQ_NY | NYISO_A-F | Internal | Winter | B18 | 400 | 99999 | 2934.69 | 69.48 | 69.49 | 0.01 | 0
2040 | HQ_NY_2_NYISO_A-F | HQ_NY | NYISO_A-F | Internal | Winter | B19 | 700 | 99999 | 2819.07 | 69.48 | 69.49 | 0.01 | 0
2040 | HQ_NY_2_NYISO_A-F | HQ_NY | NYISO_A-F | Internal | Winter | B20 | 935 | 99999 | 1762.97 | 69.48 | 69.49 | 0.01 | 0
2040 | HQ_IESO_2_IESO | HQ_IESO | IESO | Internal | Shoulder | B11 | 25 | 99999 | 400 | 72.76 | 72.77 | 0.01 | 0
2040 | HQ_IESO_2_IESO | HQ_IESO | IESO | Internal | Shoulder | B12 | 200 | 99999 | 400 | 88 | 88.02 | 0.01 | 0
2040 | HQ_IESO_2_IESO | HQ_IESO | IESO | Internal | Shoulder | B13 | 600 | 99999 | 400 | 72.76 | 72.77 | 0.01 | 0
2040 | HQ_IESO_2_IESO | HQ_IESO | IESO | Internal | Shoulder | B14 | 900 | 99999 | 400 | 72.76 | 72.77 | 0.01 | 0
2040 | HQ_IESO_2_IESO | HQ_IESO | IESO | Internal | Shoulder | B15 | 1203 | 99999 | 75.48 | 72.76 | 72.77 | 0.01 | 0
2040 | HQ_IESO_2_IESO | HQ_IESO | IESO | Internal | Summer | B1 | 10 | 99999 | 400.1 | 165.32 | 165.33 | 0.01 | 0
2040 | HQ_IESO_2_IESO | HQ_IESO | IESO | Internal | Summer | B2 | 25 | 99999 | 400.1 | 166.04 | 166.05 | 0.01 | 0
2040 | HQ_IESO_2_IESO | HQ_IESO | IESO | Internal | Summer | B3 | 75 | 99999 | 400.1 | 165.32 | 165.33 | 0.01 | 0
2040 | HQ_IESO_2_IESO | HQ_IESO | IESO | Internal | Summer | B4 | 100 | 99999 | 400.1 | 165.32 | 165.33 | 0.01 | 0
2040 | HQ_IESO_2_IESO | HQ_IESO | IESO | Internal | Summer | B5 | 200 | 99999 | 400 | 89.86 | 89.87 | 0.01 | 0
2040 | HQ_IESO_2_IESO | HQ_IESO | IESO | Internal | Summer | B6 | 300 | 99999 | 400 | 71.5 | 71.51 | 0.01 | 0
2040 | HQ_IESO_2_IESO | HQ_IESO | IESO | Internal | Summer | B7 | 400 | 99999 | 400 | 71.5 | 71.51 | 0.01 | 0
2040 | HQ_IESO_2_IESO | HQ_IESO | IESO | Internal | Summer | B8 | 500 | 99999 | 400 | 71.5 | 71.51 | 0.01 | 0
2040 | HQ_IESO_2_IESO | HQ_IESO | IESO | Internal | Summer | B9 | 800 | 99999 | 400 | 71.5 | 71.51 | 0.01 | 0
2040 | HQ_IESO_2_IESO | HQ_IESO | IESO | Internal | Summer | B10 | 1262 | 99999 | 12.04 | 71.5 | 71.51 | 0.01 | 0
2040 | HQ_IESO_2_IESO | HQ_IESO | IESO | Internal | Winter | B16 | 25 | 99999 | 400 | 73.8 | 73.81 | 0.01 | 0
2040 | HQ_IESO_2_IESO | HQ_IESO | IESO | Internal | Winter | B17 | 100 | 99999 | 400 | 73.8 | 73.81 | 0.01 | 0
2040 | HQ_IESO_2_IESO | HQ_IESO | IESO | Internal | Winter | B18 | 400 | 99999 | 400 | 73.8 | 73.81 | 0.01 | 0
2040 | HQ_IESO_2_IESO | HQ_IESO | IESO | Internal | Winter | B19 | 700 | 99999 | 400 | 73.8 | 73.81 | 0.01 | 0
2040 | HQ_IESO_2_IESO | HQ_IESO | IESO | Internal | Winter | B20 | 935 | 99999 | 91.98 | 73.8 | 73.81 | 0.01 | 0
2040 | IESO_2_MAPP_CA | IESO | MAPP_CA | Internal | Shoulder | B11 | 25 | 262 | 0 | 72.77 | 64.77 | 7 | 0
2040 | IESO_2_MAPP_CA | IESO | MAPP_CA | Internal | Shoulder | B12 | 200 | 262 | 0 | 88.02 | 64.77 | 7 | 0
2040 | IESO_2_MAPP_CA | IESO | MAPP_CA | Internal | Shoulder | B13 | 600 | 262 | 0 | 72.77 | 64.77 | 7 | 0
2040 | IESO_2_MAPP_CA | IESO | MAPP_CA | Internal | Shoulder | B14 | 900 | 262 | 0 | 72.77 | 64.77 | 7 | 0
2040 | IESO_2_MAPP_CA | IESO | MAPP_CA | Internal | Shoulder | B15 | 1203 | 262 | 0 | 72.77 | 64.77 | 7 | 0
2040 | IESO_2_MAPP_CA | IESO | MAPP_CA | Internal | Summer | B1 | 10 | 262 | 0 | 165.33 | 63.51 | 7 | 0
2040 | IESO_2_MAPP_CA | IESO | MAPP_CA | Internal | Summer | B2 | 25 | 262 | 0 | 166.05 | 63.51 | 7 | 0
2040 | IESO_2_MAPP_CA | IESO | MAPP_CA | Internal | Summer | B3 | 75 | 262 | 0 | 165.33 | 63.51 | 7 | 0
2040 | IESO_2_MAPP_CA | IESO | MAPP_CA | Internal | Summer | B4 | 100 | 262 | 0 | 165.33 | 63.51 | 7 | 0
2040 | IESO_2_MAPP_CA | IESO | MAPP_CA | Internal | Summer | B5 | 200 | 262 | 0 | 89.87 | 63.51 | 7 | 0
2040 | IESO_2_MAPP_CA | IESO | MAPP_CA | Internal | Summer | B6 | 300 | 262 | 0 | 71.51 | 63.51 | 7 | 0
2040 | IESO_2_MAPP_CA | IESO | MAPP_CA | Internal | Summer | B7 | 400 | 262 | 0 | 71.51 | 63.51 | 7 | 0
2040 | IESO_2_MAPP_CA | IESO | MAPP_CA | Internal | Summer | B8 | 500 | 262 | 0 | 71.51 | 63.51 | 7 | 0
2040 | IESO_2_MAPP_CA | IESO | MAPP_CA | Internal | Summer | B9 | 800 | 262 | 0 | 71.51 | 63.51 | 7 | 0
2040 | IESO_2_MAPP_CA | IESO | MAPP_CA | Internal | Summer | B10 | 1262 | 262 | 0 | 71.51 | 63.51 | 7 | 0
2040 | IESO_2_MAPP_CA | IESO | MAPP_CA | Internal | Winter | B16 | 25 | 262 | 0 | 73.81 | 65.99 | 7 | 0
2040 | IESO_2_MAPP_CA | IESO | MAPP_CA | Internal | Winter | B17 | 100 | 262 | 0 | 73.81 | 65.99 | 7 | 0
2040 | IESO_2_MAPP_CA | IESO | MAPP_CA | Internal | Winter | B18 | 400 | 262 | 0 | 73.81 | 65.99 | 7 | 0
2040 | IESO_2_MAPP_CA | IESO | MAPP_CA | Internal | Winter | B19 | 700 | 262 | 0 | 73.81 | 65.99 | 7 | 0
2040 | IESO_2_MAPP_CA | IESO | MAPP_CA | Internal | Winter | B20 | 935 | 262 | 0 | 73.81 | 65.99 | 7 | 0
2040 | IESO_2_MISO_MI | IESO | MISO_MI | Internal | Shoulder | B11 | 25 | 2591 | 2591 | 72.77 | 153.9 | 7 | 74.12
2040 | IESO_2_MISO_MI | IESO | MISO_MI | Internal | Shoulder | B12 | 200 | 2591 | 2591 | 88.02 | 141.84 | 7 | 46.83
2040 | IESO_2_MISO_MI | IESO | MISO_MI | Internal | Shoulder | B13 | 600 | 2591 | 2591 | 72.77 | 106.58 | 7 | 26.81
2040 | IESO_2_MISO_MI | IESO | MISO_MI | Internal | Shoulder | B14 | 900 | 2591 | 2591 | 72.77 | 106.58 | 7 | 26.81
2040 | IESO_2_MISO_MI | IESO | MISO_MI | Internal | Shoulder | B15 | 1203 | 2591 | 0 | 72.77 | 76.38 | 7 | 0
2040 | IESO_2_MISO_MI | IESO | MISO_MI | Internal | Summer | B1 | 10 | 2591 | 2591 | 165.33 | 220.55 | 7 | 48.21
2040 | IESO_2_MISO_MI | IESO | MISO_MI | Internal | Summer | B2 | 25 | 2591 | 2591 | 166.05 | 275.03 | 7 | 101.97
2040 | IESO_2_MISO_MI | IESO | MISO_MI | Internal | Summer | B3 | 75 | 2591 | 2591 | 165.33 | 275.02 | 7 | 102.69
2040 | IESO_2_MISO_MI | IESO | MISO_MI | Internal | Summer | B4 | 100 | 2591 | 2591 | 165.33 | 205.13 | 7 | 32.8
2040 | IESO_2_MISO_MI | IESO | MISO_MI | Internal | Summer | B5 | 200 | 2591 | 2591 | 89.87 | 177.97 | 7 | 81.1
2040 | IESO_2_MISO_MI | IESO | MISO_MI | Internal | Summer | B6 | 300 | 2591 | 2591 | 71.51 | 175.13 | 7 | 96.62
2040 | IESO_2_MISO_MI | IESO | MISO_MI | Internal | Summer | B7 | 400 | 2591 | 2591 | 71.51 | 161.93 | 7 | 83.42
2040 | IESO_2_MISO_MI | IESO | MISO_MI | Internal | Summer | B8 | 500 | 2591 | 2591 | 71.51 | 152.3 | 7 | 73.79
2040 | IESO_2_MISO_MI | IESO | MISO_MI | Internal | Summer | B9 | 800 | 2591 | 2591 | 71.51 | 152.3 | 7 | 73.79
2040 | IESO_2_MISO_MI | IESO | MISO_MI | Internal | Summer | B10 | 1262 | 2591 | 1647.85 | 71.51 | 78.51 | 7 | 0
2040 | IESO_2_MISO_MI | IESO | MISO_MI | Internal | Winter | B16 | 25 | 2591 | 2591 | 73.81 | 152.78 | 7 | 71.97
2040 | IESO_2_MISO_MI | IESO | MISO_MI | Internal | Winter | B17 | 100 | 2591 | 2591 | 73.81 | 155.78 | 7 | 74.97
2040 | IESO_2_MISO_MI | IESO | MISO_MI | Internal | Winter | B18 | 400 | 2591 | 2591 | 73.81 | 106.58 | 7 | 25.77
2040 | IESO_2_MISO_MI | IESO | MISO_MI | Internal | Winter | B19 | 700 | 2591 | 2591 | 73.81 | 106.58 | 7 | 25.77
2040 | IESO_2_MISO_MI | IESO | MISO_MI | Internal | Winter | B20 | 935 | 2591 | 0 | 73.81 | 77.92 | 7 | 0
2040 | IESO_2_MISO_W | IESO | MISO_W | Internal | Shoulder | B11 | 25 | 207 | 207 | 72.77 | 153.88 | 7 | 74.11
2040 | IESO_2_MISO_W | IESO | MISO_W | Internal | Shoulder | B12 | 200 | 207 | 207 | 88.02 | 141.81 | 7 | 46.79
2040 | IESO_2_MISO_W | IESO | MISO_W | Internal | Shoulder | B13 | 600 | 207 | 207 | 72.77 | 104.77 | 7 | 25
2040 | IESO_2_MISO_W | IESO | MISO_W | Internal | Shoulder | B14 | 900 | 207 | 0 | 72.77 | 72.5 | 7 | 0
2040 | IESO_2_MISO_W | IESO | MISO_W | Internal | Shoulder | B15 | 1203 | 207 | 0 | 72.77 | 64.78 | 7 | 0
2040 | IESO_2_MISO_W | IESO | MISO_W | Internal | Summer | B1 | 10 | 207 | 207 | 165.33 | 283.01 | 7 | 110.68
2040 | IESO_2_MISO_W | IESO | MISO_W | Internal | Summer | B2 | 25 | 207 | 207 | 166.05 | 283.01 | 7 | 109.96
2040 | IESO_2_MISO_W | IESO | MISO_W | Internal | Summer | B3 | 75 | 207 | 207 | 165.33 | 283.01 | 7 | 110.68
2040 | IESO_2_MISO_W | IESO | MISO_W | Internal | Summer | B4 | 100 | 207 | 207 | 165.33 | 205.13 | 7 | 32.8
2040 | IESO_2_MISO_W | IESO | MISO_W | Internal | Summer | B5 | 200 | 207 | 207 | 89.87 | 187.43 | 7 | 90.56
2040 | IESO_2_MISO_W | IESO | MISO_W | Internal | Summer | B6 | 300 | 207 | 207 | 71.51 | 179.13 | 7 | 100.62
2040 | IESO_2_MISO_W | IESO | MISO_W | Internal | Summer | B7 | 400 | 207 | 207 | 71.51 | 161.96 | 7 | 83.45
2040 | IESO_2_MISO_W | IESO | MISO_W | Internal | Summer | B8 | 500 | 207 | 207 | 71.51 | 152.29 | 7 | 73.78
2040 | IESO_2_MISO_W | IESO | MISO_W | Internal | Summer | B9 | 800 | 207 | 207 | 71.51 | 150.06 | 7 | 71.55
2040 | IESO_2_MISO_W | IESO | MISO_W | Internal | Summer | B10 | 1262 | 207 | 0 | 71.51 | 67.43 | 7 | 0
2040 | IESO_2_MISO_W | IESO | MISO_W | Internal | Winter | B16 | 25 | 207 | 0 | 73.81 | 60.43 | 7 | 0
2040 | IESO_2_MISO_W | IESO | MISO_W | Internal | Winter | B17 | 100 | 207 | 0 | 73.81 | 65.98 | 7 | 0
2040 | IESO_2_MISO_W | IESO | MISO_W | Internal | Winter | B18 | 400 | 207 | 207 | 73.81 | 89.84 | 7 | 9.03
2040 | IESO_2_MISO_W | IESO | MISO_W | Internal | Winter | B19 | 700 | 207 | 207 | 73.81 | 89.84 | 7 | 9.03
2040 | IESO_2_MISO_W | IESO | MISO_W | Internal | Winter | B20 | 935 | 207 | 0 | 73.81 | 66 | 7 | 0
2040 | IESO_2_NYISO_A-F | IESO | NYISO_A-F | Internal | Shoulder | B11 | 25 | 1725 | 437.25 | 72.77 | 79.77 | 7 | 0
2040 | IESO_2_NYISO_A-F | IESO | NYISO_A-F | Internal | Shoulder | B12 | 200 | 1725 | 633.62 | 88.02 | 95.02 | 7 | 0
2040 | IESO_2_NYISO_A-F | IESO | NYISO_A-F | Internal | Shoulder | B13 | 600 | 1725 | 491.2 | 72.77 | 79.77 | 7 | 0
2040 | IESO_2_NYISO_A-F | IESO | NYISO_A-F | Internal | Shoulder | B14 | 900 | 1725 | 156.16 | 72.77 | 79.77 | 7 | 0
2040 | IESO_2_NYISO_A-F | IESO | NYISO_A-F | Internal | Shoulder | B15 | 1203 | 1725 | 0 | 72.77 | 69.48 | 7 | 0
2040 | IESO_2_NYISO_A-F | IESO | NYISO_A-F | Internal | Summer | B1 | 10 | 1725 | 0.01 | 165.33 | 168.93 | 7 | 0
2040 | IESO_2_NYISO_A-F | IESO | NYISO_A-F | Internal | Summer | B2 | 25 | 1725 | 1076.19 | 166.05 | 173.05 | 7 | 0
2040 | IESO_2_NYISO_A-F | IESO | NYISO_A-F | Internal | Summer | B3 | 75 | 1725 | 1724.99 | 165.33 | 173.05 | 7 | 0.72
2040 | IESO_2_NYISO_A-F | IESO | NYISO_A-F | Internal | Summer | B4 | 100 | 1725 | 1627.8 | 165.33 | 172.33 | 7 | 0
2040 | IESO_2_NYISO_A-F | IESO | NYISO_A-F | Internal | Summer | B5 | 200 | 1725 | 1725 | 89.87 | 168.94 | 7 | 72.07
2040 | IESO_2_NYISO_A-F | IESO | NYISO_A-F | Internal | Summer | B6 | 300 | 1725 | 1725 | 71.51 | 168.93 | 7 | 90.42
2040 | IESO_2_NYISO_A-F | IESO | NYISO_A-F | Internal | Summer | B7 | 400 | 1725 | 1725 | 71.51 | 155.97 | 7 | 77.46
2040 | IESO_2_NYISO_A-F | IESO | NYISO_A-F | Internal | Summer | B8 | 500 | 1725 | 1725 | 71.51 | 146.3 | 7 | 67.79
2040 | IESO_2_NYISO_A-F | IESO | NYISO_A-F | Internal | Summer | B9 | 800 | 1725 | 1725 | 71.51 | 144.07 | 7 | 65.56
2040 | IESO_2_NYISO_A-F | IESO | NYISO_A-F | Internal | Summer | B10 | 1262 | 1725 | 1725 | 71.51 | 124.92 | 7 | 46.41
2040 | IESO_2_NYISO_A-F | IESO | NYISO_A-F | Internal | Winter | B16 | 25 | 1725 | 0 | 73.81 | 69.49 | 7 | 0
2040 | IESO_2_NYISO_A-F | IESO | NYISO_A-F | Internal | Winter | B17 | 100 | 1725 | 0 | 73.81 | 69.49 | 7 | 0
2040 | IESO_2_NYISO_A-F | IESO | NYISO_A-F | Internal | Winter | B18 | 400 | 1725 | 0 | 73.81 | 69.49 | 7 | 0
2040 | IESO_2_NYISO_A-F | IESO | NYISO_A-F | Internal | Winter | B19 | 700 | 1725 | 0 | 73.81 | 69.49 | 7 | 0
2040 | IESO_2_NYISO_A-F | IESO | NYISO_A-F | Internal | Winter | B20 | 935 | 1725 | 0 | 73.81 | 69.49 | 7 | 0
2040 | MAPP_CA_2_IESO | MAPP_CA | IESO | Internal | Shoulder | B11 | 25 | 330 | 265.5 | 64.77 | 72.77 | 8 | 0
2040 | MAPP_CA_2_IESO | MAPP_CA | IESO | Internal | Shoulder | B12 | 200 | 330 | 330 | 64.77 | 88.02 | 8 | 15.24
2040 | MAPP_CA_2_IESO | MAPP_CA | IESO | Internal | Shoulder | B13 | 600 | 330 | 175.92 | 64.77 | 72.77 | 8 | 0
2040 | MAPP_CA_2_IESO | MAPP_CA | IESO | Internal | Shoulder | B14 | 900 | 330 | 155.35 | 64.77 | 72.77 | 8 | 0
2040 | MAPP_CA_2_IESO | MAPP_CA | IESO | Internal | Shoulder | B15 | 1203 | 330 | 120.55 | 64.77 | 72.77 | 8 | 0
2040 | MAPP_CA_2_IESO | MAPP_CA | IESO | Internal | Summer | B1 | 10 | 330 | 330 | 63.51 | 165.33 | 8 | 93.82
2040 | MAPP_CA_2_IESO | MAPP_CA | IESO | Internal | Summer | B2 | 25 | 330 | 330 | 63.51 | 166.05 | 8 | 94.54
2040 | MAPP_CA_2_IESO | MAPP_CA | IESO | Internal | Summer | B3 | 75 | 330 | 330 | 63.51 | 165.33 | 8 | 93.82
2040 | MAPP_CA_2_IESO | MAPP_CA | IESO | Internal | Summer | B4 | 100 | 330 | 330 | 63.51 | 165.33 | 8 | 93.82
2040 | MAPP_CA_2_IESO | MAPP_CA | IESO | Internal | Summer | B5 | 200 | 330 | 330 | 63.51 | 89.87 | 8 | 18.36
2040 | MAPP_CA_2_IESO | MAPP_CA | IESO | Internal | Summer | B6 | 300 | 330 | 321.8 | 63.51 | 71.51 | 8 | 0
2040 | MAPP_CA_2_IESO | MAPP_CA | IESO | Internal | Summer | B7 | 400 | 330 | 132.34 | 63.51 | 71.51 | 8 | 0
2040 | MAPP_CA_2_IESO | MAPP_CA | IESO | Internal | Summer | B8 | 500 | 330 | 107.11 | 63.51 | 71.51 | 8 | 0
2040 | MAPP_CA_2_IESO | MAPP_CA | IESO | Internal | Summer | B9 | 800 | 330 | 81.53 | 63.51 | 71.51 | 8 | 0
2040 | MAPP_CA_2_IESO | MAPP_CA | IESO | Internal | Summer | B10 | 1262 | 330 | 59.69 | 63.51 | 71.51 | 8 | 0
2040 | MAPP_CA_2_IESO | MAPP_CA | IESO | Internal | Winter | B16 | 25 | 330 | 0.1 | 65.99 | 73.81 | 8 | 0
2040 | MAPP_CA_2_IESO | MAPP_CA | IESO | Internal | Winter | B17 | 100 | 330 | 0.02 | 65.99 | 73.81 | 8 | 0
2040 | MAPP_CA_2_IESO | MAPP_CA | IESO | Internal | Winter | B18 | 400 | 330 | 0 | 65.99 | 73.81 | 8 | 0
2040 | MAPP_CA_2_IESO | MAPP_CA | IESO | Internal | Winter | B19 | 700 | 330 | 0 | 65.99 | 73.81 | 8 | 0
2040 | MAPP_CA_2_IESO | MAPP_CA | IESO | Internal | Winter | B20 | 935 | 330 | 0 | 65.99 | 73.81 | 8 | 0
2040 | MAPP_CA_2_MAPP_US | MAPP_CA | MAPP_US | Internal | Shoulder | B11 | 25 | 372 | 372 | 64.77 | 146.88 | 7 | 75.11
2040 | MAPP_CA_2_MAPP_US | MAPP_CA | MAPP_US | Internal | Shoulder | B12 | 200 | 372 | 372 | 64.77 | 134.81 | 7 | 63.04
2040 | MAPP_CA_2_MAPP_US | MAPP_CA | MAPP_US | Internal | Shoulder | B13 | 600 | 372 | 372 | 64.77 | 82.38 | 7 | 10.61
2040 | MAPP_CA_2_MAPP_US | MAPP_CA | MAPP_US | Internal | Shoulder | B14 | 900 | 372 | 0 | 64.77 | 65.5 | 7 | 0
2040 | MAPP_CA_2_MAPP_US | MAPP_CA | MAPP_US | Internal | Shoulder | B15 | 1203 | 372 | 0 | 64.77 | 60.43 | 7 | 0
2040 | MAPP_CA_2_MAPP_US | MAPP_CA | MAPP_US | Internal | Summer | B1 | 10 | 372 | 372 | 63.51 | 276.01 | 7 | 205.5
2040 | MAPP_CA_2_MAPP_US | MAPP_CA | MAPP_US | Internal | Summer | B2 | 25 | 372 | 372 | 63.51 | 276.01 | 7 | 205.5
2040 | MAPP_CA_2_MAPP_US | MAPP_CA | MAPP_US | Internal | Summer | B3 | 75 | 372 | 372 | 63.51 | 276.01 | 7 | 205.5
2040 | MAPP_CA_2_MAPP_US | MAPP_CA | MAPP_US | Internal | Summer | B4 | 100 | 372 | 372 | 63.51 | 198.13 | 7 | 127.62
2040 | MAPP_CA_2_MAPP_US | MAPP_CA | MAPP_US | Internal | Summer | B5 | 200 | 372 | 372 | 63.51 | 180.43 | 7 | 109.92
2040 | MAPP_CA_2_MAPP_US | MAPP_CA | MAPP_US | Internal | Summer | B6 | 300 | 372 | 372 | 63.51 | 173.68 | 7 | 103.17
2040 | MAPP_CA_2_MAPP_US | MAPP_CA | MAPP_US | Internal | Summer | B7 | 400 | 372 | 372 | 63.51 | 154.96 | 7 | 84.45
2040 | MAPP_CA_2_MAPP_US | MAPP_CA | MAPP_US | Internal | Summer | B8 | 500 | 372 | 372 | 63.51 | 145.29 | 7 | 74.78
2040 | MAPP_CA_2_MAPP_US | MAPP_CA | MAPP_US | Internal | Summer | B9 | 800 | 372 | 372 | 63.51 | 143.06 | 7 | 72.55
2040 | MAPP_CA_2_MAPP_US | MAPP_CA | MAPP_US | Internal | Summer | B10 | 1262 | 372 | 0 | 63.51 | 60.43 | 7 | 0
2040 | MAPP_CA_2_MAPP_US | MAPP_CA | MAPP_US | Internal | Winter | B16 | 25 | 372 | 0 | 65.99 | 60.43 | 7 | 0
2040 | MAPP_CA_2_MAPP_US | MAPP_CA | MAPP_US | Internal | Winter | B17 | 100 | 372 | 0 | 65.99 | 60.43 | 7 | 0
2040 | MAPP_CA_2_MAPP_US | MAPP_CA | MAPP_US | Internal | Winter | B18 | 400 | 372 | 372 | 65.99 | 82.84 | 7 | 9.85
2040 | MAPP_CA_2_MAPP_US | MAPP_CA | MAPP_US | Internal | Winter | B19 | 700 | 372 | 372 | 65.99 | 82.84 | 7 | 9.85
2040 | MAPP_CA_2_MAPP_US | MAPP_CA | MAPP_US | Internal | Winter | B20 | 935 | 372 | 0 | 65.99 | 60.43 | 7 | 0
2040 | MAPP_CA_2_MISO_W | MAPP_CA | MISO_W | Internal | Shoulder | B11 | 25 | 1970 | 1970 | 64.77 | 153.88 | 0.01 | 89.1
2040 | MAPP_CA_2_MISO_W | MAPP_CA | MISO_W | Internal | Shoulder | B12 | 200 | 1970 | 1970 | 64.77 | 141.81 | 0.01 | 77.02
2040 | MAPP_CA_2_MISO_W | MAPP_CA | MISO_W | Internal | Shoulder | B13 | 600 | 1970 | 1970 | 64.77 | 104.77 | 0.01 | 39.98
2040 | MAPP_CA_2_MISO_W | MAPP_CA | MISO_W | Internal | Shoulder | B14 | 900 | 1970 | 1970 | 64.77 | 72.5 | 0.01 | 7.71
2040 | MAPP_CA_2_MISO_W | MAPP_CA | MISO_W | Internal | Shoulder | B15 | 1203 | 1970 | 770.37 | 64.77 | 64.78 | 0.01 | 0
2040 | MAPP_CA_2_MISO_W | MAPP_CA | MISO_W | Internal | Summer | B1 | 10 | 1970 | 1970 | 63.51 | 283.01 | 0.01 | 219.49
2040 | MAPP_CA_2_MISO_W | MAPP_CA | MISO_W | Internal | Summer | B2 | 25 | 1970 | 1970 | 63.51 | 283.01 | 0.01 | 219.49
2040 | MAPP_CA_2_MISO_W | MAPP_CA | MISO_W | Internal | Summer | B3 | 75 | 1970 | 1970 | 63.51 | 283.01 | 0.01 | 219.49
2040 | MAPP_CA_2_MISO_W | MAPP_CA | MISO_W | Internal | Summer | B4 | 100 | 1970 | 1970 | 63.51 | 205.13 | 0.01 | 141.61
2040 | MAPP_CA_2_MISO_W | MAPP_CA | MISO_W | Internal | Summer | B5 | 200 | 1970 | 1970 | 63.51 | 187.43 | 0.01 | 123.91
2040 | MAPP_CA_2_MISO_W | MAPP_CA | MISO_W | Internal | Summer | B6 | 300 | 1970 | 1970 | 63.51 | 179.13 | 0.01 | 115.61
2040 | MAPP_CA_2_MISO_W | MAPP_CA | MISO_W | Internal | Summer | B7 | 400 | 1970 | 1970 | 63.51 | 161.96 | 0.01 | 98.44
2040 | MAPP_CA_2_MISO_W | MAPP_CA | MISO_W | Internal | Summer | B8 | 500 | 1970 | 1970 | 63.51 | 152.29 | 0.01 | 88.77
2040 | MAPP_CA_2_MISO_W | MAPP_CA | MISO_W | Internal | Summer | B9 | 800 | 1970 | 1970 | 63.51 | 150.06 | 0.01 | 86.53
2040 | MAPP_CA_2_MISO_W | MAPP_CA | MISO_W | Internal | Summer | B10 | 1262 | 1970 | 1970 | 63.51 | 67.43 | 0.01 | 3.91
2040 | MAPP_CA_2_MISO_W | MAPP_CA | MISO_W | Internal | Winter | B16 | 25 | 1970 | 0 | 65.99 | 60.43 | 0.01 | 0
2040 | MAPP_CA_2_MISO_W | MAPP_CA | MISO_W | Internal | Winter | B17 | 100 | 1970 | 0.19 | 65.99 | 65.98 | 0.01 | 0
2040 | MAPP_CA_2_MISO_W | MAPP_CA | MISO_W | Internal | Winter | B18 | 400 | 1970 | 1970 | 65.99 | 89.84 | 0.01 | 23.84
2040 | MAPP_CA_2_MISO_W | MAPP_CA | MISO_W | Internal | Winter | B19 | 700 | 1970 | 1970 | 65.99 | 89.84 | 0.01 | 23.84
2040 | MAPP_CA_2_MISO_W | MAPP_CA | MISO_W | Internal | Winter | B20 | 935 | 1970 | 505.46 | 65.99 | 66 | 0.01 | 0
2040 | MAPP_US_2_MAPP_CA | MAPP_US | MAPP_CA | Internal | Shoulder | B11 | 25 | 165 | 0 | 146.88 | 64.77 | 7 | 0
2040 | MAPP_US_2_MAPP_CA | MAPP_US | MAPP_CA | Internal | Shoulder | B12 | 200 | 165 | 0 | 134.81 | 64.77 | 7 | 0
2040 | MAPP_US_2_MAPP_CA | MAPP_US | MAPP_CA | Internal | Shoulder | B13 | 600 | 165 | 0 | 82.38 | 64.77 | 7 | 0
2040 | MAPP_US_2_MAPP_CA | MAPP_US | MAPP_CA | Internal | Shoulder | B14 | 900 | 165 | 0 | 65.5 | 64.77 | 7 | 0
2040 | MAPP_US_2_MAPP_CA | MAPP_US | MAPP_CA | Internal | Shoulder | B15 | 1203 | 165 | 0 | 60.43 | 64.77 | 7 | 0
2040 | MAPP_US_2_MAPP_CA | MAPP_US | MAPP_CA | Internal | Summer | B1 | 10 | 165 | 0 | 276.01 | 63.51 | 7 | 0
2040 | MAPP_US_2_MAPP_CA | MAPP_US | MAPP_CA | Internal | Summer | B2 | 25 | 165 | 0 | 276.01 | 63.51 | 7 | 0
2040 | MAPP_US_2_MAPP_CA | MAPP_US | MAPP_CA | Internal | Summer | B3 | 75 | 165 | 0 | 276.01 | 63.51 | 7 | 0
2040 | MAPP_US_2_MAPP_CA | MAPP_US | MAPP_CA | Internal | Summer | B4 | 100 | 165 | 0 | 198.13 | 63.51 | 7 | 0
2040 | MAPP_US_2_MAPP_CA | MAPP_US | MAPP_CA | Internal | Summer | B5 | 200 | 165 | 0 | 180.43 | 63.51 | 7 | 0
2040 | MAPP_US_2_MAPP_CA | MAPP_US | MAPP_CA | Internal | Summer | B6 | 300 | 165 | 0 | 173.68 | 63.51 | 7 | 0
2040 | MAPP_US_2_MAPP_CA | MAPP_US | MAPP_CA | Internal | Summer | B7 | 400 | 165 | 0 | 154.96 | 63.51 | 7 | 0
2040 | MAPP_US_2_MAPP_CA | MAPP_US | MAPP_CA | Internal | Summer | B8 | 500 | 165 | 0 | 145.29 | 63.51 | 7 | 0
2040 | MAPP_US_2_MAPP_CA | MAPP_US | MAPP_CA | Internal | Summer | B9 | 800 | 165 | 0 | 143.06 | 63.51 | 7 | 0
2040 | MAPP_US_2_MAPP_CA | MAPP_US | MAPP_CA | Internal | Summer | B10 | 1262 | 165 | 0 | 60.43 | 63.51 | 7 | 0
2040 | MAPP_US_2_MAPP_CA | MAPP_US | MAPP_CA | Internal | Winter | B16 | 25 | 165 | 0.01 | 60.43 | 65.99 | 7 | 0
2040 | MAPP_US_2_MAPP_CA | MAPP_US | MAPP_CA | Internal | Winter | B17 | 100 | 165 | 0 | 60.43 | 65.99 | 7 | 0
2040 | MAPP_US_2_MAPP_CA | MAPP_US | MAPP_CA | Internal | Winter | B18 | 400 | 165 | 0 | 82.84 | 65.99 | 7 | 0
2040 | MAPP_US_2_MAPP_CA | MAPP_US | MAPP_CA | Internal | Winter | B19 | 700 | 165 | 0 | 82.84 | 65.99 | 7 | 0
2040 | MAPP_US_2_MAPP_CA | MAPP_US | MAPP_CA | Internal | Winter | B20 | 935 | 165 | 0 | 60.43 | 65.99 | 7 | 0
2040 | MAPP_US_2_MISO_W | MAPP_US | MISO_W | Internal | Shoulder | B11 | 25 | 2635 | 1739.7 | 146.88 | 153.88 | 7 | 0
2040 | MAPP_US_2_MISO_W | MAPP_US | MISO_W | Internal | Shoulder | B12 | 200 | 2635 | 2605.71 | 134.81 | 141.81 | 7 | 0
2040 | MAPP_US_2_MISO_W | MAPP_US | MISO_W | Internal | Shoulder | B13 | 600 | 2635 | 2635 | 82.38 | 104.77 | 7 | 15.39
2040 | MAPP_US_2_MISO_W | MAPP_US | MISO_W | Internal | Shoulder | B14 | 900 | 2635 | 1668.77 | 65.5 | 72.5 | 7 | 0
2040 | MAPP_US_2_MISO_W | MAPP_US | MISO_W | Internal | Shoulder | B15 | 1203 | 2635 | 0 | 60.43 | 64.78 | 7 | 0
2040 | MAPP_US_2_MISO_W | MAPP_US | MISO_W | Internal | Summer | B1 | 10 | 2635 | 386.03 | 276.01 | 283.01 | 7 | 0
2040 | MAPP_US_2_MISO_W | MAPP_US | MISO_W | Internal | Summer | B2 | 25 | 2635 | 953.06 | 276.01 | 283.01 | 7 | 0
2040 | MAPP_US_2_MISO_W | MAPP_US | MISO_W | Internal | Summer | B3 | 75 | 2635 | 869.24 | 276.01 | 283.01 | 7 | 0
2040 | MAPP_US_2_MISO_W | MAPP_US | MISO_W | Internal | Summer | B4 | 100 | 2635 | 739.95 | 198.13 | 205.13 | 7 | 0
2040 | MAPP_US_2_MISO_W | MAPP_US | MISO_W | Internal | Summer | B5 | 200 | 2635 | 377.83 | 180.43 | 187.43 | 7 | 0
2040 | MAPP_US_2_MISO_W | MAPP_US | MISO_W | Internal | Summer | B6 | 300 | 2635 | 0 | 173.68 | 179.13 | 7 | 0
2040 | MAPP_US_2_MISO_W | MAPP_US | MISO_W | Internal | Summer | B7 | 400 | 2635 | 651.25 | 154.96 | 161.96 | 7 | 0
2040 | MAPP_US_2_MISO_W | MAPP_US | MISO_W | Internal | Summer | B8 | 500 | 2635 | 1509.05 | 145.29 | 152.29 | 7 | 0
2040 | MAPP_US_2_MISO_W | MAPP_US | MISO_W | Internal | Summer | B9 | 800 | 2635 | 876.23 | 143.06 | 150.06 | 7 | 0
2040 | MAPP_US_2_MISO_W | MAPP_US | MISO_W | Internal | Summer | B10 | 1262 | 2635 | 220.44 | 60.43 | 67.43 | 7 | 0
2040 | MAPP_US_2_MISO_W | MAPP_US | MISO_W | Internal | Winter | B16 | 25 | 2635 | 0 | 60.43 | 60.43 | 7 | 0
2040 | MAPP_US_2_MISO_W | MAPP_US | MISO_W | Internal | Winter | B17 | 100 | 2635 | 0 | 60.43 | 65.98 | 7 | 0
2040 | MAPP_US_2_MISO_W | MAPP_US | MISO_W | Internal | Winter | B18 | 400 | 2635 | 2214.67 | 82.84 | 89.84 | 7 | 0
2040 | MAPP_US_2_MISO_W | MAPP_US | MISO_W | Internal | Winter | B19 | 700 | 2635 | 2620.48 | 82.84 | 89.84 | 7 | 0
2040 | MAPP_US_2_MISO_W | MAPP_US | MISO_W | Internal | Winter | B20 | 935 | 2635 | 0 | 60.43 | 66 | 7 | 0
2040 | MAPP_US_2_NE | MAPP_US | NE | Internal | Shoulder | B11 | 25 | 2000 | 0 | 146.88 | 148.88 | 7 | 0
2040 | MAPP_US_2_NE | MAPP_US | NE | Internal | Shoulder | B12 | 200 | 2000 | 0 | 134.81 | 129.81 | 7 | 0
2040 | MAPP_US_2_NE | MAPP_US | NE | Internal | Shoulder | B13 | 600 | 2000 | 0 | 82.38 | 77.38 | 7 | 0
2040 | MAPP_US_2_NE | MAPP_US | NE | Internal | Shoulder | B14 | 900 | 2000 | 0 | 65.5 | 60.5 | 7 | 0
2040 | MAPP_US_2_NE | MAPP_US | NE | Internal | Shoulder | B15 | 1203 | 2000 | 0 | 60.43 | 50.11 | 7 | 0
2040 | MAPP_US_2_NE | MAPP_US | NE | Internal | Summer | B1 | 10 | 2000 | 0 | 276.01 | 278.01 | 7 | 0
2040 | MAPP_US_2_NE | MAPP_US | NE | Internal | Summer | B2 | 25 | 2000 | 0 | 276.01 | 278.01 | 7 | 0
2040 | MAPP_US_2_NE | MAPP_US | NE | Internal | Summer | B3 | 75 | 2000 | 0 | 276.01 | 278.01 | 7 | 0
2040 | MAPP_US_2_NE | MAPP_US | NE | Internal | Summer | B4 | 100 | 2000 | 0 | 198.13 | 200.13 | 7 | 0
2040 | MAPP_US_2_NE | MAPP_US | NE | Internal | Summer | B5 | 200 | 2000 | 0 | 180.43 | 183.35 | 7 | 0
2040 | MAPP_US_2_NE | MAPP_US | NE | Internal | Summer | B6 | 300 | 2000 | 348.67 | 173.68 | 180.68 | 7 | 0
2040 | MAPP_US_2_NE | MAPP_US | NE | Internal | Summer | B7 | 400 | 2000 | 344.33 | 154.96 | 161.96 | 7 | 0
2040 | MAPP_US_2_NE | MAPP_US | NE | Internal | Summer | B8 | 500 | 2000 | 0 | 145.29 | 147.29 | 7 | 0
2040 | MAPP_US_2_NE | MAPP_US | NE | Internal | Summer | B9 | 800 | 2000 | 0 | 143.06 | 145.06 | 7 | 0
2040 | MAPP_US_2_NE | MAPP_US | NE | Internal | Summer | B10 | 1262 | 2000 | 0 | 60.43 | 58.07 | 7 | 0
2040 | MAPP_US_2_NE | MAPP_US | NE | Internal | Winter | B16 | 25 | 2000 | 0 | 60.43 | 50.11 | 7 | 0
2040 | MAPP_US_2_NE | MAPP_US | NE | Internal | Winter | B17 | 100 | 2000 | 0 | 60.43 | 50.11 | 7 | 0
2040 | MAPP_US_2_NE | MAPP_US | NE | Internal | Winter | B18 | 400 | 2000 | 0 | 82.84 | 77.84 | 7 | 0
2040 | MAPP_US_2_NE | MAPP_US | NE | Internal | Winter | B19 | 700 | 2000 | 0 | 82.84 | 50.89 | 7 | 0
2040 | MAPP_US_2_NE | MAPP_US | NE | Internal | Winter | B20 | 935 | 2000 | 0 | 60.43 | 50.11 | 7 | 0
2040 | MARITIMES_2_NEISO | MARITIMES | NEISO | Internal | Shoulder | B11 | 25 | 99999 | 1720.66 | 66.48 | 66.49 | 0.01 | 0
2040 | MARITIMES_2_NEISO | MARITIMES | NEISO | Internal | Shoulder | B12 | 200 | 99999 | 1717.44 | 66.48 | 66.49 | 0.01 | 0
2040 | MARITIMES_2_NEISO | MARITIMES | NEISO | Internal | Shoulder | B13 | 600 | 99999 | 1704.79 | 66.48 | 66.49 | 0.01 | 0
2040 | MARITIMES_2_NEISO | MARITIMES | NEISO | Internal | Shoulder | B14 | 900 | 99999 | 1682.64 | 66.48 | 66.49 | 0.01 | 0
2040 | MARITIMES_2_NEISO | MARITIMES | NEISO | Internal | Shoulder | B15 | 1203 | 99999 | 648.08 | 66.48 | 66.49 | 0.01 | 0
2040 | MARITIMES_2_NEISO | MARITIMES | NEISO | Internal | Summer | B1 | 10 | 99999 | 1900.1 | 172.92 | 172.93 | 0.01 | 0
2040 | MARITIMES_2_NEISO | MARITIMES | NEISO | Internal | Summer | B2 | 25 | 99999 | 1878.84 | 236.08 | 236.1 | 0.01 | 0
2040 | MARITIMES_2_NEISO | MARITIMES | NEISO | Internal | Summer | B3 | 75 | 99999 | 1836.48 | 172.92 | 172.93 | 0.01 | 0
2040 | MARITIMES_2_NEISO | MARITIMES | NEISO | Internal | Summer | B4 | 100 | 99999 | 1800.07 | 165.93 | 165.94 | 0.01 | 0
2040 | MARITIMES_2_NEISO | MARITIMES | NEISO | Internal | Summer | B5 | 200 | 99999 | 1780.26 | 165.93 | 165.94 | 0.01 | 0
2040 | MARITIMES_2_NEISO | MARITIMES | NEISO | Internal | Summer | B6 | 300 | 99999 | 1757.92 | 165.93 | 165.94 | 0.01 | 0
2040 | MARITIMES_2_NEISO | MARITIMES | NEISO | Internal | Summer | B7 | 400 | 99999 | 1732.32 | 152.97 | 152.98 | 0.01 | 0
2040 | MARITIMES_2_NEISO | MARITIMES | NEISO | Internal | Summer | B8 | 500 | 99999 | 1712.2 | 143.3 | 143.31 | 0.01 | 0
2040 | MARITIMES_2_NEISO | MARITIMES | NEISO | Internal | Summer | B9 | 800 | 99999 | 1687.55 | 142.53 | 142.54 | 0.01 | 0
2040 | MARITIMES_2_NEISO | MARITIMES | NEISO | Internal | Summer | B10 | 1262 | 99999 | 465.16 | 127.91 | 127.92 | 0.01 | 0
2040 | MARITIMES_2_NEISO | MARITIMES | NEISO | Internal | Winter | B16 | 25 | 99999 | 1765.23 | 66.48 | 66.49 | 0.01 | 0
2040 | MARITIMES_2_NEISO | MARITIMES | NEISO | Internal | Winter | B17 | 100 | 99999 | 1747.34 | 66.48 | 66.49 | 0.01 | 0
2040 | MARITIMES_2_NEISO | MARITIMES | NEISO | Internal | Winter | B18 | 400 | 99999 | 1733.65 | 66.48 | 66.49 | 0.01 | 0
2040 | MARITIMES_2_NEISO | MARITIMES | NEISO | Internal | Winter | B19 | 700 | 99999 | 1708.15 | 66.48 | 66.49 | 0.01 | 0
2040 | MARITIMES_2_NEISO | MARITIMES | NEISO | Internal | Winter | B20 | 935 | 99999 | 723.43 | 66.48 | 66.49 | 0.01 | 0
2040 | MISO_IN_2_MISO_MI | MISO_IN | MISO_MI | Internal | Shoulder | B11 | 25 | 5768 | 3237.43 | 153.88 | 153.9 | 0.01 | 0
2040 | MISO_IN_2_MISO_MI | MISO_IN | MISO_MI | Internal | Shoulder | B12 | 200 | 5768 | 5174.52 | 141.83 | 141.84 | 0.01 | 0
2040 | MISO_IN_2_MISO_MI | MISO_IN | MISO_MI | Internal | Shoulder | B13 | 600 | 5768 | 5306.64 | 106.57 | 106.58 | 0.01 | 0
2040 | MISO_IN_2_MISO_MI | MISO_IN | MISO_MI | Internal | Shoulder | B14 | 900 | 5768 | 5586.92 | 106.57 | 106.58 | 0.01 | 0
2040 | MISO_IN_2_MISO_MI | MISO_IN | MISO_MI | Internal | Shoulder | B15 | 1203 | 5768 | 5768 | 73.5 | 76.38 | 0.01 | 2.87
2040 | MISO_IN_2_MISO_MI | MISO_IN | MISO_MI | Internal | Summer | B1 | 10 | 5768 | 5569.71 | 220.53 | 220.55 | 0.01 | 0
2040 | MISO_IN_2_MISO_MI | MISO_IN | MISO_MI | Internal | Summer | B2 | 25 | 5768 | 4162.9 | 275.01 | 275.03 | 0.01 | 0
2040 | MISO_IN_2_MISO_MI | MISO_IN | MISO_MI | Internal | Summer | B3 | 75 | 5768 | 2767.29 | 275.01 | 275.02 | 0.01 | 0
2040 | MISO_IN_2_MISO_MI | MISO_IN | MISO_MI | Internal | Summer | B4 | 100 | 5768 | 2974.8 | 205.12 | 205.13 | 0.01 | 0
2040 | MISO_IN_2_MISO_MI | MISO_IN | MISO_MI | Internal | Summer | B5 | 200 | 5768 | 3640.82 | 177.95 | 177.97 | 0.01 | 0
2040 | MISO_IN_2_MISO_MI | MISO_IN | MISO_MI | Internal | Summer | B6 | 300 | 5768 | 4011.55 | 175.12 | 175.13 | 0.01 | 0
2040 | MISO_IN_2_MISO_MI | MISO_IN | MISO_MI | Internal | Summer | B7 | 400 | 5768 | 4728.03 | 161.92 | 161.93 | 0.01 | 0
2040 | MISO_IN_2_MISO_MI | MISO_IN | MISO_MI | Internal | Summer | B8 | 500 | 5768 | 4055.24 | 152.29 | 152.3 | 0.01 | 0
2040 | MISO_IN_2_MISO_MI | MISO_IN | MISO_MI | Internal | Summer | B9 | 800 | 5768 | 3106.25 | 152.29 | 152.3 | 0.01 | 0
2040 | MISO_IN_2_MISO_MI | MISO_IN | MISO_MI | Internal | Summer | B10 | 1262 | 5768 | 4377.64 | 78.5 | 78.51 | 0.01 | 0
2040 | MISO_IN_2_MISO_MI | MISO_IN | MISO_MI | Internal | Winter | B16 | 25 | 5768 | 5192.94 | 152.77 | 152.78 | 0.01 | 0
2040 | MISO_IN_2_MISO_MI | MISO_IN | MISO_MI | Internal | Winter | B17 | 100 | 5768 | 4339.81 | 155.77 | 155.78 | 0.01 | 0
2040 | MISO_IN_2_MISO_MI | MISO_IN | MISO_MI | Internal | Winter | B18 | 400 | 5768 | 5471.81 | 106.57 | 106.58 | 0.01 | 0
2040 | MISO_IN_2_MISO_MI | MISO_IN | MISO_MI | Internal | Winter | B19 | 700 | 5768 | 5711.61 | 106.57 | 106.58 | 0.01 | 0
2040 | MISO_IN_2_MISO_MI | MISO_IN | MISO_MI | Internal | Winter | B20 | 935 | 5768 | 5768 | 66.03 | 77.92 | 0.01 | 11.88
2040 | MISO_IN_2_MISO_MO-IL | MISO_IN | MISO_MO-IL | Internal | Shoulder | B11 | 25 | 5000 | 4510.76 | 153.88 | 153.9 | 0.01 | 0
2040 | MISO_IN_2_MISO_MO-IL | MISO_IN | MISO_MO-IL | Internal | Shoulder | B12 | 200 | 5000 | 0.1 | 141.83 | 141.82 | 0.01 | 0
2040 | MISO_IN_2_MISO_MO-IL | MISO_IN | MISO_MO-IL | Internal | Shoulder | B13 | 600 | 5000 | 0 | 106.57 | 104.78 | 0.01 | 0
2040 | MISO_IN_2_MISO_MO-IL | MISO_IN | MISO_MO-IL | Internal | Shoulder | B14 | 900 | 5000 | 0 | 106.57 | 104.78 | 0.01 | 0
2040 | MISO_IN_2_MISO_MO-IL | MISO_IN | MISO_MO-IL | Internal | Shoulder | B15 | 1203 | 5000 | 0 | 73.5 | 65.48 | 0.01 | 0
2040 | MISO_IN_2_MISO_MO-IL | MISO_IN | MISO_MO-IL | Internal | Summer | B1 | 10 | 5000 | 5000 | 220.53 | 283.01 | 0.01 | 62.47
2040 | MISO_IN_2_MISO_MO-IL | MISO_IN | MISO_MO-IL | Internal | Summer | B2 | 25 | 5000 | 5000 | 275.01 | 283.01 | 0.01 | 7.99
2040 | MISO_IN_2_MISO_MO-IL | MISO_IN | MISO_MO-IL | Internal | Summer | B3 | 75 | 5000 | 5000 | 275.01 | 283.02 | 0.01 | 8
2040 | MISO_IN_2_MISO_MO-IL | MISO_IN | MISO_MO-IL | Internal | Summer | B4 | 100 | 5000 | 4999.69 | 205.12 | 205.14 | 0.01 | 0.01
2040 | MISO_IN_2_MISO_MO-IL | MISO_IN | MISO_MO-IL | Internal | Summer | B5 | 200 | 5000 | 5000 | 177.95 | 187.44 | 0.01 | 9.48
2040 | MISO_IN_2_MISO_MO-IL | MISO_IN | MISO_MO-IL | Internal | Summer | B6 | 300 | 5000 | 5000 | 175.12 | 179.14 | 0.01 | 4.01
2040 | MISO_IN_2_MISO_MO-IL | MISO_IN | MISO_MO-IL | Internal | Summer | B7 | 400 | 5000 | 5000 | 161.92 | 165.96 | 0.01 | 4.02
2040 | MISO_IN_2_MISO_MO-IL | MISO_IN | MISO_MO-IL | Internal | Summer | B8 | 500 | 5000 | 4396.62 | 152.29 | 152.3 | 0.01 | 0
2040 | MISO_IN_2_MISO_MO-IL | MISO_IN | MISO_MO-IL | Internal | Summer | B9 | 800 | 5000 | 191.01 | 152.29 | 152.3 | 0.01 | 0
2040 | MISO_IN_2_MISO_MO-IL | MISO_IN | MISO_MO-IL | Internal | Summer | B10 | 1262 | 5000 | 0 | 78.5 | 71.09 | 0.01 | 0
2040 | MISO_IN_2_MISO_MO-IL | MISO_IN | MISO_MO-IL | Internal | Winter | B16 | 25 | 5000 | 1209.79 | 152.77 | 152.78 | 0.01 | 0
2040 | MISO_IN_2_MISO_MO-IL | MISO_IN | MISO_MO-IL | Internal | Winter | B17 | 100 | 5000 | 0.03 | 155.77 | 155.65 | 0.01 | 0
2040 | MISO_IN_2_MISO_MO-IL | MISO_IN | MISO_MO-IL | Internal | Winter | B18 | 400 | 5000 | 0 | 106.57 | 105.35 | 0.01 | 0
2040 | MISO_IN_2_MISO_MO-IL | MISO_IN | MISO_MO-IL | Internal | Winter | B19 | 700 | 5000 | 0 | 106.57 | 105.35 | 0.01 | 0
2040 | MISO_IN_2_MISO_MO-IL | MISO_IN | MISO_MO-IL | Internal | Winter | B20 | 935 | 5000 | 0.02 | 66.03 | 66.02 | 0.01 | 0
2040 | MISO_IN_2_NonRTO_Midwest | MISO_IN | NonRTO_Midwest | Internal | Shoulder | B11 | 25 | 4800 | 0 | 153.88 | 157.66 | 8 | 0
2040 | MISO_IN_2_NonRTO_Midwest | MISO_IN | NonRTO_Midwest | Internal | Shoulder | B12 | 200 | 4800 | 29.51 | 141.83 | 149.83 | 8 | 0
2040 | MISO_IN_2_NonRTO_Midwest | MISO_IN | NonRTO_Midwest | Internal | Shoulder | B13 | 600 | 4800 | 0 | 106.57 | 113.33 | 8 | 0
2040 | MISO_IN_2_NonRTO_Midwest | MISO_IN | NonRTO_Midwest | Internal | Shoulder | B14 | 900 | 4800 | 0 | 106.57 | 113.33 | 8 | 0
2040 | MISO_IN_2_NonRTO_Midwest | MISO_IN | NonRTO_Midwest | Internal | Shoulder | B15 | 1203 | 4800 | 0 | 73.5 | 73.5 | 8 | 0
2040 | MISO_IN_2_NonRTO_Midwest | MISO_IN | NonRTO_Midwest | Internal | Summer | B1 | 10 | 4800 | 3442.62 | 220.53 | 228.53 | 8 | 0
2040 | MISO_IN_2_NonRTO_Midwest | MISO_IN | NonRTO_Midwest | Internal | Summer | B2 | 25 | 4800 | 893.05 | 275.01 | 283.01 | 8 | 0
2040 | MISO_IN_2_NonRTO_Midwest | MISO_IN | NonRTO_Midwest | Internal | Summer | B3 | 75 | 4800 | 1914.45 | 275.01 | 283.01 | 8 | 0
2040 | MISO_IN_2_NonRTO_Midwest | MISO_IN | NonRTO_Midwest | Internal | Summer | B4 | 100 | 4800 | 0 | 205.12 | 205.13 | 8 | 0
2040 | MISO_IN_2_NonRTO_Midwest | MISO_IN | NonRTO_Midwest | Internal | Summer | B5 | 200 | 4800 | 0 | 177.95 | 174.33 | 8 | 0
2040 | MISO_IN_2_NonRTO_Midwest | MISO_IN | NonRTO_Midwest | Internal | Summer | B6 | 300 | 4800 | 0 | 175.12 | 168.69 | 8 | 0
2040 | MISO_IN_2_NonRTO_Midwest | MISO_IN | NonRTO_Midwest | Internal | Summer | B7 | 400 | 4800 | 0 | 161.92 | 156.96 | 8 | 0
2040 | MISO_IN_2_NonRTO_Midwest | MISO_IN | NonRTO_Midwest | Internal | Summer | B8 | 500 | 4800 | 0 | 152.29 | 156.1 | 8 | 0
2040 | MISO_IN_2_NonRTO_Midwest | MISO_IN | NonRTO_Midwest | Internal | Summer | B9 | 800 | 4800 | 0 | 152.29 | 156.1 | 8 | 0
2040 | MISO_IN_2_NonRTO_Midwest | MISO_IN | NonRTO_Midwest | Internal | Summer | B10 | 1262 | 4800 | 0 | 78.5 | 73.5 | 8 | 0
2040 | MISO_IN_2_NonRTO_Midwest | MISO_IN | NonRTO_Midwest | Internal | Winter | B16 | 25 | 4800 | 3565.69 | 152.77 | 160.77 | 8 | 0
2040 | MISO_IN_2_NonRTO_Midwest | MISO_IN | NonRTO_Midwest | Internal | Winter | B17 | 100 | 4800 | 951.68 | 155.77 | 163.77 | 8 | 0
2040 | MISO_IN_2_NonRTO_Midwest | MISO_IN | NonRTO_Midwest | Internal | Winter | B18 | 400 | 4800 | 1775.78 | 106.57 | 114.57 | 8 | 0
2040 | MISO_IN_2_NonRTO_Midwest | MISO_IN | NonRTO_Midwest | Internal | Winter | B19 | 700 | 4800 | 1230.04 | 106.57 | 114.57 | 8 | 0
2040 | MISO_IN_2_NonRTO_Midwest | MISO_IN | NonRTO_Midwest | Internal | Winter | B20 | 935 | 4800 | 909.25 | 66.03 | 74.03 | 8 | 0
2040 | MISO_IN_2_PJM_ROR | MISO_IN | PJM_ROR | Internal | Shoulder | B11 | 25 | 1253 | 924.23 | 153.88 | 155.88 | 2 | 0
2040 | MISO_IN_2_PJM_ROR | MISO_IN | PJM_ROR | Internal | Shoulder | B12 | 200 | 1253 | 1253 | 141.83 | 149.37 | 2 | 5.53
2040 | MISO_IN_2_PJM_ROR | MISO_IN | PJM_ROR | Internal | Shoulder | B13 | 600 | 1253 | 1253 | 106.57 | 121.78 | 2 | 13.21
2040 | MISO_IN_2_PJM_ROR | MISO_IN | PJM_ROR | Internal | Shoulder | B14 | 900 | 1253 | 1253 | 106.57 | 121.78 | 2 | 13.21
2040 | MISO_IN_2_PJM_ROR | MISO_IN | PJM_ROR | Internal | Shoulder | B15 | 1203 | 1253 | 1253 | 73.5 | 75.59 | 2 | 0.1
2040 | MISO_IN_2_PJM_ROR | MISO_IN | PJM_ROR | Internal | Summer | B1 | 10 | 1253 | 1253 | 220.53 | 285.01 | 2 | 62.48
2040 | MISO_IN_2_PJM_ROR | MISO_IN | PJM_ROR | Internal | Summer | B2 | 25 | 1253 | 1253 | 275.01 | 285.01 | 2 | 8
2040 | MISO_IN_2_PJM_ROR | MISO_IN | PJM_ROR | Internal | Summer | B3 | 75 | 1253 | 1253 | 275.01 | 285.01 | 2 | 8
2040 | MISO_IN_2_PJM_ROR | MISO_IN | PJM_ROR | Internal | Summer | B4 | 100 | 1253 | 1252.69 | 205.12 | 207.13 | 2 | 0.01
2040 | MISO_IN_2_PJM_ROR | MISO_IN | PJM_ROR | Internal | Summer | B5 | 200 | 1253 | 1253 | 177.95 | 185.43 | 2 | 5.48
2040 | MISO_IN_2_PJM_ROR | MISO_IN | PJM_ROR | Internal | Summer | B6 | 300 | 1253 | 1252.88 | 175.12 | 177.13 | 2 | 0.01
2040 | MISO_IN_2_PJM_ROR | MISO_IN | PJM_ROR | Internal | Summer | B7 | 400 | 1253 | 1252.97 | 161.92 | 163.96 | 2 | 0.04
2040 | MISO_IN_2_PJM_ROR | MISO_IN | PJM_ROR | Internal | Summer | B8 | 500 | 1253 | 288.57 | 152.29 | 154.29 | 2 | 0
2040 | MISO_IN_2_PJM_ROR | MISO_IN | PJM_ROR | Internal | Summer | B9 | 800 | 1253 | 0 | 152.29 | 152.06 | 2 | 0
2040 | MISO_IN_2_PJM_ROR | MISO_IN | PJM_ROR | Internal | Summer | B10 | 1262 | 1253 | 4.74 | 78.5 | 80.5 | 2 | 0
2040 | MISO_IN_2_PJM_ROR | MISO_IN | PJM_ROR | Internal | Winter | B16 | 25 | 1253 | 1252.99 | 152.77 | 157.78 | 2 | 3.01
2040 | MISO_IN_2_PJM_ROR | MISO_IN | PJM_ROR | Internal | Winter | B17 | 100 | 1253 | 1252.62 | 155.77 | 157.78 | 2 | 0.01
2040 | MISO_IN_2_PJM_ROR | MISO_IN | PJM_ROR | Internal | Winter | B18 | 400 | 1253 | 1253 | 106.57 | 122.35 | 2 | 13.78
2040 | MISO_IN_2_PJM_ROR | MISO_IN | PJM_ROR | Internal | Winter | B19 | 700 | 1253 | 1253 | 106.57 | 122.35 | 2 | 13.78
2040 | MISO_IN_2_PJM_ROR | MISO_IN | PJM_ROR | Internal | Winter | B20 | 935 | 1253 | 1253 | 66.03 | 77.48 | 2 | 9.45
2040 | MISO_MI_2_IESO | MISO_MI | IESO | Internal | Shoulder | B11 | 25 | 2331 | 0 | 153.9 | 72.77 | 8 | 0
2040 | MISO_MI_2_IESO | MISO_MI | IESO | Internal | Shoulder | B12 | 200 | 2331 | 0 | 141.84 | 88.02 | 8 | 0
2040 | MISO_MI_2_IESO | MISO_MI | IESO | Internal | Shoulder | B13 | 600 | 2331 | 0 | 106.58 | 72.77 | 8 | 0
2040 | MISO_MI_2_IESO | MISO_MI | IESO | Internal | Shoulder | B14 | 900 | 2331 | 0 | 106.58 | 72.77 | 8 | 0
2040 | MISO_MI_2_IESO | MISO_MI | IESO | Internal | Shoulder | B15 | 1203 | 2331 | 0 | 76.38 | 72.77 | 8 | 0
2040 | MISO_MI_2_IESO | MISO_MI | IESO | Internal | Summer | B1 | 10 | 2331 | 0 | 220.55 | 165.33 | 8 | 0
2040 | MISO_MI_2_IESO | MISO_MI | IESO | Internal | Summer | B2 | 25 | 2331 | 0 | 275.03 | 166.05 | 8 | 0
2040 | MISO_MI_2_IESO | MISO_MI | IESO | Internal | Summer | B3 | 75 | 2331 | 0 | 275.02 | 165.33 | 8 | 0
2040 | MISO_MI_2_IESO | MISO_MI | IESO | Internal | Summer | B4 | 100 | 2331 | 0 | 205.13 | 165.33 | 8 | 0
2040 | MISO_MI_2_IESO | MISO_MI | IESO | Internal | Summer | B5 | 200 | 2331 | 0 | 177.97 | 89.87 | 8 | 0
2040 | MISO_MI_2_IESO | MISO_MI | IESO | Internal | Summer | B6 | 300 | 2331 | 0 | 175.13 | 71.51 | 8 | 0
2040 | MISO_MI_2_IESO | MISO_MI | IESO | Internal | Summer | B7 | 400 | 2331 | 0 | 161.93 | 71.51 | 8 | 0
2040 | MISO_MI_2_IESO | MISO_MI | IESO | Internal | Summer | B8 | 500 | 2331 | 0 | 152.3 | 71.51 | 8 | 0
2040 | MISO_MI_2_IESO | MISO_MI | IESO | Internal | Summer | B9 | 800 | 2331 | 0 | 152.3 | 71.51 | 8 | 0
2040 | MISO_MI_2_IESO | MISO_MI | IESO | Internal | Summer | B10 | 1262 | 2331 | 0 | 78.51 | 71.51 | 8 | 0
2040 | MISO_MI_2_IESO | MISO_MI | IESO | Internal | Winter | B16 | 25 | 2331 | 0 | 152.78 | 73.81 | 8 | 0
2040 | MISO_MI_2_IESO | MISO_MI | IESO | Internal | Winter | B17 | 100 | 2331 | 0 | 155.78 | 73.81 | 8 | 0
2040 | MISO_MI_2_IESO | MISO_MI | IESO | Internal | Winter | B18 | 400 | 2331 | 0 | 106.58 | 73.81 | 8 | 0
2040 | MISO_MI_2_IESO | MISO_MI | IESO | Internal | Winter | B19 | 700 | 2331 | 0 | 106.58 | 73.81 | 8 | 0
2040 | MISO_MI_2_IESO | MISO_MI | IESO | Internal | Winter | B20 | 935 | 2331 | 0 | 77.92 | 73.81 | 8 | 0
2040 | MISO_MI_2_MISO_IN | MISO_MI | MISO_IN | Internal | Shoulder | B11 | 25 | 2813 | 0.69 | 153.9 | 153.88 | 0.01 | 0
2040 | MISO_MI_2_MISO_IN | MISO_MI | MISO_IN | Internal | Shoulder | B12 | 200 | 2813 | 0.09 | 141.84 | 141.83 | 0.01 | 0
2040 | MISO_MI_2_MISO_IN | MISO_MI | MISO_IN | Internal | Shoulder | B13 | 600 | 2813 | 0.03 | 106.58 | 106.57 | 0.01 | 0
2040 | MISO_MI_2_MISO_IN | MISO_MI | MISO_IN | Internal | Shoulder | B14 | 900 | 2813 | 0.02 | 106.58 | 106.57 | 0.01 | 0
2040 | MISO_MI_2_MISO_IN | MISO_MI | MISO_IN | Internal | Shoulder | B15 | 1203 | 2813 | 0 | 76.38 | 73.5 | 0.01 | 0
2040 | MISO_MI_2_MISO_IN | MISO_MI | MISO_IN | Internal | Summer | B1 | 10 | 2813 | 1.47 | 220.55 | 220.53 | 0.01 | 0
2040 | MISO_MI_2_MISO_IN | MISO_MI | MISO_IN | Internal | Summer | B2 | 25 | 2813 | 0.68 | 275.03 | 275.01 | 0.01 | 0
2040 | MISO_MI_2_MISO_IN | MISO_MI | MISO_IN | Internal | Summer | B3 | 75 | 2813 | 0.24 | 275.02 | 275.01 | 0.01 | 0
2040 | MISO_MI_2_MISO_IN | MISO_MI | MISO_IN | Internal | Summer | B4 | 100 | 2813 | 0.18 | 205.13 | 205.12 | 0.01 | 0
2040 | MISO_MI_2_MISO_IN | MISO_MI | MISO_IN | Internal | Summer | B5 | 200 | 2813 | 0.09 | 177.97 | 177.95 | 0.01 | 0
2040 | MISO_MI_2_MISO_IN | MISO_MI | MISO_IN | Internal | Summer | B6 | 300 | 2813 | 0.06 | 175.13 | 175.12 | 0.01 | 0
2040 | MISO_MI_2_MISO_IN | MISO_MI | MISO_IN | Internal | Summer | B7 | 400 | 2813 | 0.05 | 161.93 | 161.92 | 0.01 | 0
2040 | MISO_MI_2_MISO_IN | MISO_MI | MISO_IN | Internal | Summer | B8 | 500 | 2813 | 0.04 | 152.3 | 152.29 | 0.01 | 0
2040 | MISO_MI_2_MISO_IN | MISO_MI | MISO_IN | Internal | Summer | B9 | 800 | 2813 | 0.02 | 152.3 | 152.29 | 0.01 | 0
2040 | MISO_MI_2_MISO_IN | MISO_MI | MISO_IN | Internal | Summer | B10 | 1262 | 2813 | 0.01 | 78.51 | 78.5 | 0.01 | 0
2040 | MISO_MI_2_MISO_IN | MISO_MI | MISO_IN | Internal | Winter | B16 | 25 | 2813 | 0.66 | 152.78 | 152.77 | 0.01 | 0
2040 | MISO_MI_2_MISO_IN | MISO_MI | MISO_IN | Internal | Winter | B17 | 100 | 2813 | 0.18 | 155.78 | 155.77 | 0.01 | 0
2040 | MISO_MI_2_MISO_IN | MISO_MI | MISO_IN | Internal | Winter | B18 | 400 | 2813 | 0.04 | 106.58 | 106.57 | 0.01 | 0
2040 | MISO_MI_2_MISO_IN | MISO_MI | MISO_IN | Internal | Winter | B19 | 700 | 2813 | 0.02 | 106.58 | 106.57 | 0.01 | 0
2040 | MISO_MI_2_MISO_IN | MISO_MI | MISO_IN | Internal | Winter | B20 | 935 | 2813 | 0 | 77.92 | 66.03 | 0.01 | 0
2040 | MISO_MI_2_MISO_WUMS | MISO_MI | MISO_WUMS | Internal | Shoulder | B11 | 25 | 805 | 1.39 | 153.9 | 153.9 | 0.01 | 0
2040 | MISO_MI_2_MISO_WUMS | MISO_MI | MISO_WUMS | Internal | Shoulder | B12 | 200 | 805 | 536.56 | 141.84 | 141.86 | 0.01 | 0
2040 | MISO_MI_2_MISO_WUMS | MISO_MI | MISO_WUMS | Internal | Shoulder | B13 | 600 | 805 | 805 | 106.58 | 117.37 | 0.01 | 10.77
2040 | MISO_MI_2_MISO_WUMS | MISO_MI | MISO_WUMS | Internal | Shoulder | B14 | 900 | 805 | 678.78 | 106.58 | 106.59 | 0.01 | 0
2040 | MISO_MI_2_MISO_WUMS | MISO_MI | MISO_WUMS | Internal | Shoulder | B15 | 1203 | 805 | 0 | 76.38 | 73.5 | 0.01 | 0
2040 | MISO_MI_2_MISO_WUMS | MISO_MI | MISO_WUMS | Internal | Summer | B1 | 10 | 805 | 0 | 220.55 | 169.19 | 0.01 | 0
2040 | MISO_MI_2_MISO_WUMS | MISO_MI | MISO_WUMS | Internal | Summer | B2 | 25 | 805 | 0 | 275.03 | 177.31 | 0.01 | 0
2040 | MISO_MI_2_MISO_WUMS | MISO_MI | MISO_WUMS | Internal | Summer | B3 | 75 | 805 | 0 | 275.02 | 214.74 | 0.01 | 0
2040 | MISO_MI_2_MISO_WUMS | MISO_MI | MISO_WUMS | Internal | Summer | B4 | 100 | 805 | 0 | 205.13 | 177.31 | 0.01 | 0
2040 | MISO_MI_2_MISO_WUMS | MISO_MI | MISO_WUMS | Internal | Summer | B5 | 200 | 805 | 0 | 177.97 | 177.31 | 0.01 | 0
2040 | MISO_MI_2_MISO_WUMS | MISO_MI | MISO_WUMS | Internal | Summer | B6 | 300 | 805 | 0.12 | 175.13 | 175.13 | 0.01 | 0
2040 | MISO_MI_2_MISO_WUMS | MISO_MI | MISO_WUMS | Internal | Summer | B7 | 400 | 805 | 80.68 | 161.93 | 161.95 | 0.01 | 0
2040 | MISO_MI_2_MISO_WUMS | MISO_MI | MISO_WUMS | Internal | Summer | B8 | 500 | 805 | 0.02 | 152.3 | 152.28 | 0.01 | 0
2040 | MISO_MI_2_MISO_WUMS | MISO_MI | MISO_WUMS | Internal | Summer | B9 | 800 | 805 | 0 | 152.3 | 152.21 | 0.01 | 0
2040 | MISO_MI_2_MISO_WUMS | MISO_MI | MISO_WUMS | Internal | Summer | B10 | 1262 | 805 | 0.01 | 78.51 | 78.5 | 0.01 | 0
2040 | MISO_MI_2_MISO_WUMS | MISO_MI | MISO_WUMS | Internal | Winter | B16 | 25 | 805 | 0 | 152.78 | 73.5 | 0.01 | 0
2040 | MISO_MI_2_MISO_WUMS | MISO_MI | MISO_WUMS | Internal | Winter | B17 | 100 | 805 | 0.33 | 155.78 | 155.78 | 0.01 | 0
2040 | MISO_MI_2_MISO_WUMS | MISO_MI | MISO_WUMS | Internal | Winter | B18 | 400 | 805 | 805 | 106.58 | 114.16 | 0.01 | 7.57
2040 | MISO_MI_2_MISO_WUMS | MISO_MI | MISO_WUMS | Internal | Winter | B19 | 700 | 805 | 805 | 106.58 | 114.16 | 0.01 | 7.57
2040 | MISO_MI_2_MISO_WUMS | MISO_MI | MISO_WUMS | Internal | Winter | B20 | 935 | 805 | 0 | 77.92 | 73.5 | 0.01 | 0
2040 | MISO_MI_2_PJM_ROR | MISO_MI | PJM_ROR | Internal | Shoulder | B11 | 25 | 1424 | 1.39 | 153.9 | 155.88 | 2 | 0
2040 | MISO_MI_2_PJM_ROR | MISO_MI | PJM_ROR | Internal | Shoulder | B12 | 200 | 1424 | 1424 | 141.84 | 149.37 | 2 | 5.52
2040 | MISO_MI_2_PJM_ROR | MISO_MI | PJM_ROR | Internal | Shoulder | B13 | 600 | 1424 | 1424 | 106.58 | 121.78 | 2 | 13.2
2040 | MISO_MI_2_PJM_ROR | MISO_MI | PJM_ROR | Internal | Shoulder | B14 | 900 | 1424 | 1424 | 106.58 | 121.78 | 2 | 13.2
2040 | MISO_MI_2_PJM_ROR | MISO_MI | PJM_ROR | Internal | Shoulder | B15 | 1203 | 1424 | 0 | 76.38 | 75.59 | 2 | 0
2040 | MISO_MI_2_PJM_ROR | MISO_MI | PJM_ROR | Internal | Summer | B1 | 10 | 1424 | 1424 | 220.55 | 285.01 | 2 | 62.47
2040 | MISO_MI_2_PJM_ROR | MISO_MI | PJM_ROR | Internal | Summer | B2 | 25 | 1424 | 1424 | 275.03 | 285.01 | 2 | 7.99
2040 | MISO_MI_2_PJM_ROR | MISO_MI | PJM_ROR | Internal | Summer | B3 | 75 | 1424 | 1424 | 275.02 | 285.01 | 2 | 7.99
2040 | MISO_MI_2_PJM_ROR | MISO_MI | PJM_ROR | Internal | Summer | B4 | 100 | 1424 | 1267.82 | 205.13 | 207.13 | 2 | 0
2040 | MISO_MI_2_PJM_ROR | MISO_MI | PJM_ROR | Internal | Summer | B5 | 200 | 1424 | 1424 | 177.97 | 185.43 | 2 | 5.46
2040 | MISO_MI_2_PJM_ROR | MISO_MI | PJM_ROR | Internal | Summer | B6 | 300 | 1424 | 649.32 | 175.13 | 177.13 | 2 | 0
2040 | MISO_MI_2_PJM_ROR | MISO_MI | PJM_ROR | Internal | Summer | B7 | 400 | 1424 | 1423.96 | 161.93 | 163.96 | 2 | 0.02
2040 | MISO_MI_2_PJM_ROR | MISO_MI | PJM_ROR | Internal | Summer | B8 | 500 | 1424 | 0.07 | 152.3 | 154.29 | 2 | 0
2040 | MISO_MI_2_PJM_ROR | MISO_MI | PJM_ROR | Internal | Summer | B9 | 800 | 1424 | 0 | 152.3 | 152.06 | 2 | 0
2040 | MISO_MI_2_PJM_ROR | MISO_MI | PJM_ROR | Internal | Summer | B10 | 1262 | 1424 | 0.03 | 78.51 | 80.5 | 2 | 0
2040 | MISO_MI_2_PJM_ROR | MISO_MI | PJM_ROR | Internal | Winter | B16 | 25 | 1424 | 1423.99 | 152.78 | 157.78 | 2 | 3
2040 | MISO_MI_2_PJM_ROR | MISO_MI | PJM_ROR | Internal | Winter | B17 | 100 | 1424 | 556.74 | 155.78 | 157.78 | 2 | 0
2040 | MISO_MI_2_PJM_ROR | MISO_MI | PJM_ROR | Internal | Winter | B18 | 400 | 1424 | 1424 | 106.58 | 122.35 | 2 | 13.77
2040 | MISO_MI_2_PJM_ROR | MISO_MI | PJM_ROR | Internal | Winter | B19 | 700 | 1424 | 1424 | 106.58 | 122.35 | 2 | 13.77
2040 | MISO_MI_2_PJM_ROR | MISO_MI | PJM_ROR | Internal | Winter | B20 | 935 | 1424 | 0 | 77.92 | 77.48 | 2 | 0
2040 | MISO_MO-IL_2_ENT | MISO_MO-IL | ENT | Internal | Shoulder | B11 | 25 | 2540 | 0 | 153.9 | 158.21 | 8 | 0
2040 | MISO_MO-IL_2_ENT | MISO_MO-IL | ENT | Internal | Shoulder | B12 | 200 | 2540 | 0 | 141.82 | 134.8 | 8 | 0
2040 | MISO_MO-IL_2_ENT | MISO_MO-IL | ENT | Internal | Shoulder | B13 | 600 | 2540 | 0 | 104.78 | 96.78 | 8 | 0
2040 | MISO_MO-IL_2_ENT | MISO_MO-IL | ENT | Internal | Shoulder | B14 | 900 | 2540 | 0 | 104.78 | 92.6 | 8 | 0
2040 | MISO_MO-IL_2_ENT | MISO_MO-IL | ENT | Internal | Shoulder | B15 | 1203 | 2540 | 0 | 65.48 | 57.48 | 8 | 0
2040 | MISO_MO-IL_2_ENT | MISO_MO-IL | ENT | Internal | Summer | B1 | 10 | 2540 | 0 | 283.01 | 186.95 | 8 | 0
2040 | MISO_MO-IL_2_ENT | MISO_MO-IL | ENT | Internal | Summer | B2 | 25 | 2540 | 0 | 283.01 | 268.92 | 8 | 0
2040 | MISO_MO-IL_2_ENT | MISO_MO-IL | ENT | Internal | Summer | B3 | 75 | 2540 | 0 | 283.02 | 283.02 | 8 | 0
2040 | MISO_MO-IL_2_ENT | MISO_MO-IL | ENT | Internal | Summer | B4 | 100 | 2540 | 0 | 205.14 | 205.14 | 8 | 0
2040 | MISO_MO-IL_2_ENT | MISO_MO-IL | ENT | Internal | Summer | B5 | 200 | 2540 | 0 | 187.44 | 188.36 | 8 | 0
2040 | MISO_MO-IL_2_ENT | MISO_MO-IL | ENT | Internal | Summer | B6 | 300 | 2540 | 0 | 179.14 | 185.69 | 8 | 0
2040 | MISO_MO-IL_2_ENT | MISO_MO-IL | ENT | Internal | Summer | B7 | 400 | 2540 | 877.44 | 165.96 | 173.96 | 8 | 0
2040 | MISO_MO-IL_2_ENT | MISO_MO-IL | ENT | Internal | Summer | B8 | 500 | 2540 | 82.3 | 152.3 | 160.3 | 8 | 0
2040 | MISO_MO-IL_2_ENT | MISO_MO-IL | ENT | Internal | Summer | B9 | 800 | 2540 | 0 | 152.3 | 152.3 | 8 | 0
2040 | MISO_MO-IL_2_ENT | MISO_MO-IL | ENT | Internal | Summer | B10 | 1262 | 2540 | 0 | 71.09 | 63.09 | 8 | 0
2040 | MISO_MO-IL_2_ENT | MISO_MO-IL | ENT | Internal | Winter | B16 | 25 | 2540 | 0 | 152.78 | 152.78 | 8 | 0
2040 | MISO_MO-IL_2_ENT | MISO_MO-IL | ENT | Internal | Winter | B17 | 100 | 2540 | 0 | 155.65 | 147.65 | 8 | 0
2040 | MISO_MO-IL_2_ENT | MISO_MO-IL | ENT | Internal | Winter | B18 | 400 | 2540 | 0 | 105.35 | 97.35 | 8 | 0
2040 | MISO_MO-IL_2_ENT | MISO_MO-IL | ENT | Internal | Winter | B19 | 700 | 2540 | 0 | 105.35 | 94.81 | 8 | 0
2040 | MISO_MO-IL_2_ENT | MISO_MO-IL | ENT | Internal | Winter | B20 | 935 | 2540 | 0 | 66.02 | 58.02 | 8 | 0
2040 | MISO_MO-IL_2_MISO_IN | MISO_MO-IL | MISO_IN | Internal | Shoulder | B11 | 25 | 2100 | 0.67 | 153.9 | 153.88 | 0.01 | 0
2040 | MISO_MO-IL_2_MISO_IN | MISO_MO-IL | MISO_IN | Internal | Shoulder | B12 | 200 | 2100 | 97.12 | 141.82 | 141.83 | 0.01 | 0
2040 | MISO_MO-IL_2_MISO_IN | MISO_MO-IL | MISO_IN | Internal | Shoulder | B13 | 600 | 2100 | 2100 | 104.78 | 106.57 | 0.01 | 1.78
2040 | MISO_MO-IL_2_MISO_IN | MISO_MO-IL | MISO_IN | Internal | Shoulder | B14 | 900 | 2100 | 2100 | 104.78 | 106.57 | 0.01 | 1.78
2040 | MISO_MO-IL_2_MISO_IN | MISO_MO-IL | MISO_IN | Internal | Shoulder | B15 | 1203 | 2100 | 2100 | 65.48 | 73.5 | 0.01 | 8
2040 | MISO_MO-IL_2_MISO_IN | MISO_MO-IL | MISO_IN | Internal | Summer | B1 | 10 | 2100 | 0 | 283.01 | 220.53 | 0.01 | 0
2040 | MISO_MO-IL_2_MISO_IN | MISO_MO-IL | MISO_IN | Internal | Summer | B2 | 25 | 2100 | 0 | 283.01 | 275.01 | 0.01 | 0
2040 | MISO_MO-IL_2_MISO_IN | MISO_MO-IL | MISO_IN | Internal | Summer | B3 | 75 | 2100 | 0 | 283.02 | 275.01 | 0.01 | 0
2040 | MISO_MO-IL_2_MISO_IN | MISO_MO-IL | MISO_IN | Internal | Summer | B4 | 100 | 2100 | 0.11 | 205.14 | 205.12 | 0.01 | 0
2040 | MISO_MO-IL_2_MISO_IN | MISO_MO-IL | MISO_IN | Internal | Summer | B5 | 200 | 2100 | 0 | 187.44 | 177.95 | 0.01 | 0
2040 | MISO_MO-IL_2_MISO_IN | MISO_MO-IL | MISO_IN | Internal | Summer | B6 | 300 | 2100 | 0 | 179.14 | 175.12 | 0.01 | 0
2040 | MISO_MO-IL_2_MISO_IN | MISO_MO-IL | MISO_IN | Internal | Summer | B7 | 400 | 2100 | 0 | 165.96 | 161.92 | 0.01 | 0
2040 | MISO_MO-IL_2_MISO_IN | MISO_MO-IL | MISO_IN | Internal | Summer | B8 | 500 | 2100 | 0.04 | 152.3 | 152.29 | 0.01 | 0
2040 | MISO_MO-IL_2_MISO_IN | MISO_MO-IL | MISO_IN | Internal | Summer | B9 | 800 | 2100 | 0.02 | 152.3 | 152.29 | 0.01 | 0
2040 | MISO_MO-IL_2_MISO_IN | MISO_MO-IL | MISO_IN | Internal | Summer | B10 | 1262 | 2100 | 2100 | 71.09 | 78.5 | 0.01 | 7.39
2040 | MISO_MO-IL_2_MISO_IN | MISO_MO-IL | MISO_IN | Internal | Winter | B16 | 25 | 2100 | 0.71 | 152.78 | 152.77 | 0.01 | 0
2040 | MISO_MO-IL_2_MISO_IN | MISO_MO-IL | MISO_IN | Internal | Winter | B17 | 100 | 2100 | 2099.96 | 155.65 | 155.77 | 0.01 | 0.11
2040 | MISO_MO-IL_2_MISO_IN | MISO_MO-IL | MISO_IN | Internal | Winter | B18 | 400 | 2100 | 2100 | 105.35 | 106.57 | 0.01 | 1.21
2040 | MISO_MO-IL_2_MISO_IN | MISO_MO-IL | MISO_IN | Internal | Winter | B19 | 700 | 2100 | 2100 | 105.35 | 106.57 | 0.01 | 1.21
2040 | MISO_MO-IL_2_MISO_IN | MISO_MO-IL | MISO_IN | Internal | Winter | B20 | 935 | 2100 | 607.31 | 66.02 | 66.03 | 0.01 | 0
2040 | MISO_MO-IL_2_MISO_W | MISO_MO-IL | MISO_W | Internal | Shoulder | B11 | 25 | 1082 | 0.68 | 153.9 | 153.88 | 0.01 | 0
2040 | MISO_MO-IL_2_MISO_W | MISO_MO-IL | MISO_W | Internal | Shoulder | B12 | 200 | 1082 | 0.09 | 141.82 | 141.81 | 0.01 | 0
2040 | MISO_MO-IL_2_MISO_W | MISO_MO-IL | MISO_W | Internal | Shoulder | B13 | 600 | 1082 | 0.03 | 104.78 | 104.77 | 0.01 | 0
2040 | MISO_MO-IL_2_MISO_W | MISO_MO-IL | MISO_W | Internal | Shoulder | B14 | 900 | 1082 | 0 | 104.78 | 72.5 | 0.01 | 0
2040 | MISO_MO-IL_2_MISO_W | MISO_MO-IL | MISO_W | Internal | Shoulder | B15 | 1203 | 1082 | 0 | 65.48 | 64.78 | 0.01 | 0
2040 | MISO_MO-IL_2_MISO_W | MISO_MO-IL | MISO_W | Internal | Summer | B1 | 10 | 1082 | 3.22 | 283.01 | 283.01 | 0.01 | 0
2040 | MISO_MO-IL_2_MISO_W | MISO_MO-IL | MISO_W | Internal | Summer | B2 | 25 | 1082 | 1.24 | 283.01 | 283.01 | 0.01 | 0
2040 | MISO_MO-IL_2_MISO_W | MISO_MO-IL | MISO_W | Internal | Summer | B3 | 75 | 1082 | 0.23 | 283.02 | 283.01 | 0.01 | 0
2040 | MISO_MO-IL_2_MISO_W | MISO_MO-IL | MISO_W | Internal | Summer | B4 | 100 | 1082 | 0.18 | 205.14 | 205.13 | 0.01 | 0
2040 | MISO_MO-IL_2_MISO_W | MISO_MO-IL | MISO_W | Internal | Summer | B5 | 200 | 1082 | 0.09 | 187.44 | 187.43 | 0.01 | 0
2040 | MISO_MO-IL_2_MISO_W | MISO_MO-IL | MISO_W | Internal | Summer | B6 | 300 | 1082 | 0.06 | 179.14 | 179.13 | 0.01 | 0
2040 | MISO_MO-IL_2_MISO_W | MISO_MO-IL | MISO_W | Internal | Summer | B7 | 400 | 1082 | 0 | 165.96 | 161.96 | 0.01 | 0
2040 | MISO_MO-IL_2_MISO_W | MISO_MO-IL | MISO_W | Internal | Summer | B8 | 500 | 1082 | 0.04 | 152.3 | 152.29 | 0.01 | 0
2040 | MISO_MO-IL_2_MISO_W | MISO_MO-IL | MISO_W | Internal | Summer | B9 | 800 | 1082 | 0 | 152.3 | 150.06 | 0.01 | 0
2040 | MISO_MO-IL_2_MISO_W | MISO_MO-IL | MISO_W | Internal | Summer | B10 | 1262 | 1082 | 0 | 71.09 | 67.43 | 0.01 | 0
2040 | MISO_MO-IL_2_MISO_W | MISO_MO-IL | MISO_W | Internal | Winter | B16 | 25 | 1082 | 0 | 152.78 | 60.43 | 0.01 | 0
2040 | MISO_MO-IL_2_MISO_W | MISO_MO-IL | MISO_W | Internal | Winter | B17 | 100 | 1082 | 0 | 155.65 | 65.98 | 0.01 | 0
2040 | MISO_MO-IL_2_MISO_W | MISO_MO-IL | MISO_W | Internal | Winter | B18 | 400 | 1082 | 0 | 105.35 | 89.84 | 0.01 | 0
2040 | MISO_MO-IL_2_MISO_W | MISO_MO-IL | MISO_W | Internal | Winter | B19 | 700 | 1082 | 0 | 105.35 | 89.84 | 0.01 | 0
2040 | MISO_MO-IL_2_MISO_W | MISO_MO-IL | MISO_W | Internal | Winter | B20 | 935 | 1082 | 0.02 | 66.02 | 66 | 0.01 | 0
2040 | MISO_MO-IL_2_PJM_ROR | MISO_MO-IL | PJM_ROR | Internal | Shoulder | B11 | 25 | 1212 | 1.32 | 153.9 | 155.88 | 2 | 0
2040 | MISO_MO-IL_2_PJM_ROR | MISO_MO-IL | PJM_ROR | Internal | Shoulder | B12 | 200 | 1212 | 1212 | 141.82 | 149.37 | 2 | 5.55
2040 | MISO_MO-IL_2_PJM_ROR | MISO_MO-IL | PJM_ROR | Internal | Shoulder | B13 | 600 | 1212 | 1212 | 104.78 | 121.78 | 2 | 15
2040 | MISO_MO-IL_2_PJM_ROR | MISO_MO-IL | PJM_ROR | Internal | Shoulder | B14 | 900 | 1212 | 1212 | 104.78 | 121.78 | 2 | 15
2040 | MISO_MO-IL_2_PJM_ROR | MISO_MO-IL | PJM_ROR | Internal | Shoulder | B15 | 1203 | 1212 | 1212 | 65.48 | 75.59 | 2 | 8.11
2040 | MISO_MO-IL_2_PJM_ROR | MISO_MO-IL | PJM_ROR | Internal | Summer | B1 | 10 | 1212 | 588.31 | 283.01 | 285.01 | 2 | 0
2040 | MISO_MO-IL_2_PJM_ROR | MISO_MO-IL | PJM_ROR | Internal | Summer | B2 | 25 | 1212 | 162.57 | 283.01 | 285.01 | 2 | 0
2040 | MISO_MO-IL_2_PJM_ROR | MISO_MO-IL | PJM_ROR | Internal | Summer | B3 | 75 | 1212 | 0.46 | 283.02 | 285.01 | 2 | 0
2040 | MISO_MO-IL_2_PJM_ROR | MISO_MO-IL | PJM_ROR | Internal | Summer | B4 | 100 | 1212 | 0.34 | 205.14 | 207.13 | 2 | 0
2040 | MISO_MO-IL_2_PJM_ROR | MISO_MO-IL | PJM_ROR | Internal | Summer | B5 | 200 | 1212 | 0 | 187.44 | 185.43 | 2 | 0
2040 | MISO_MO-IL_2_PJM_ROR | MISO_MO-IL | PJM_ROR | Internal | Summer | B6 | 300 | 1212 | 0 | 179.14 | 177.13 | 2 | 0
2040 | MISO_MO-IL_2_PJM_ROR | MISO_MO-IL | PJM_ROR | Internal | Summer | B7 | 400 | 1212 | 0 | 165.96 | 163.96 | 2 | 0
2040 | MISO_MO-IL_2_PJM_ROR | MISO_MO-IL | PJM_ROR | Internal | Summer | B8 | 500 | 1212 | 0.07 | 152.3 | 154.29 | 2 | 0
2040 | MISO_MO-IL_2_PJM_ROR | MISO_MO-IL | PJM_ROR | Internal | Summer | B9 | 800 | 1212 | 0 | 152.3 | 152.06 | 2 | 0
2040 | MISO_MO-IL_2_PJM_ROR | MISO_MO-IL | PJM_ROR | Internal | Summer | B10 | 1262 | 1212 | 1212 | 71.09 | 80.5 | 2 | 7.41
2040 | MISO_MO-IL_2_PJM_ROR | MISO_MO-IL | PJM_ROR | Internal | Winter | B16 | 25 | 1212 | 1211.99 | 152.78 | 157.78 | 2 | 3
2040 | MISO_MO-IL_2_PJM_ROR | MISO_MO-IL | PJM_ROR | Internal | Winter | B17 | 100 | 1212 | 1211.97 | 155.65 | 157.78 | 2 | 0.13
2040 | MISO_MO-IL_2_PJM_ROR | MISO_MO-IL | PJM_ROR | Internal | Winter | B18 | 400 | 1212 | 1212 | 105.35 | 122.35 | 2 | 15
2040 | MISO_MO-IL_2_PJM_ROR | MISO_MO-IL | PJM_ROR | Internal | Winter | B19 | 700 | 1212 | 1212 | 105.35 | 122.35 | 2 | 15
2040 | MISO_MO-IL_2_PJM_ROR | MISO_MO-IL | PJM_ROR | Internal | Winter | B20 | 935 | 1212 | 1212 | 66.02 | 77.48 | 2 | 9.47
2040 | MISO_MO-IL_2_SPP_N | MISO_MO-IL | SPP_N | Internal | Shoulder | B11 | 25 | 4019 | 0 | 153.9 | 153.2 | 8 | 0
2040 | MISO_MO-IL_2_SPP_N | MISO_MO-IL | SPP_N | Internal | Shoulder | B12 | 200 | 4019 | 0 | 141.82 | 129.8 | 8 | 0
2040 | MISO_MO-IL_2_SPP_N | MISO_MO-IL | SPP_N | Internal | Shoulder | B13 | 600 | 4019 | 0 | 104.78 | 77.37 | 8 | 0
2040 | MISO_MO-IL_2_SPP_N | MISO_MO-IL | SPP_N | Internal | Shoulder | B14 | 900 | 4019 | 0 | 104.78 | 50.11 | 8 | 0
2040 | MISO_MO-IL_2_SPP_N | MISO_MO-IL | SPP_N | Internal | Shoulder | B15 | 1203 | 4019 | 0 | 65.48 | 50.11 | 8 | 0
2040 | MISO_MO-IL_2_SPP_N | MISO_MO-IL | SPP_N | Internal | Summer | B1 | 10 | 4019 | 0 | 283.01 | 50.11 | 8 | 0
2040 | MISO_MO-IL_2_SPP_N | MISO_MO-IL | SPP_N | Internal | Summer | B2 | 25 | 4019 | 0 | 283.01 | 263.92 | 8 | 0
2040 | MISO_MO-IL_2_SPP_N | MISO_MO-IL | SPP_N | Internal | Summer | B3 | 75 | 4019 | 0 | 283.02 | 278.02 | 8 | 0
2040 | MISO_MO-IL_2_SPP_N | MISO_MO-IL | SPP_N | Internal | Summer | B4 | 100 | 4019 | 0 | 205.14 | 200.14 | 8 | 0
2040 | MISO_MO-IL_2_SPP_N | MISO_MO-IL | SPP_N | Internal | Summer | B5 | 200 | 4019 | 0 | 187.44 | 183.36 | 8 | 0
2040 | MISO_MO-IL_2_SPP_N | MISO_MO-IL | SPP_N | Internal | Summer | B6 | 300 | 4019 | 0 | 179.14 | 180.69 | 8 | 0
2040 | MISO_MO-IL_2_SPP_N | MISO_MO-IL | SPP_N | Internal | Summer | B7 | 400 | 4019 | 0 | 165.96 | 168.96 | 8 | 0
2040 | MISO_MO-IL_2_SPP_N | MISO_MO-IL | SPP_N | Internal | Summer | B8 | 500 | 4019 | 0 | 152.3 | 155.3 | 8 | 0
2040 | MISO_MO-IL_2_SPP_N | MISO_MO-IL | SPP_N | Internal | Summer | B9 | 800 | 4019 | 0 | 152.3 | 147.3 | 8 | 0
2040 | MISO_MO-IL_2_SPP_N | MISO_MO-IL | SPP_N | Internal | Summer | B10 | 1262 | 4019 | 0 | 71.09 | 58.08 | 8 | 0
2040 | MISO_MO-IL_2_SPP_N | MISO_MO-IL | SPP_N | Internal | Winter | B16 | 25 | 4019 | 0 | 152.78 | 50.11 | 8 | 0
2040 | MISO_MO-IL_2_SPP_N | MISO_MO-IL | SPP_N | Internal | Winter | B17 | 100 | 4019 | 0 | 155.65 | 50.11 | 8 | 0
2040 | MISO_MO-IL_2_SPP_N | MISO_MO-IL | SPP_N | Internal | Winter | B18 | 400 | 4019 | 0 | 105.35 | 81.9 | 8 | 0
2040 | MISO_MO-IL_2_SPP_N | MISO_MO-IL | SPP_N | Internal | Winter | B19 | 700 | 4019 | 0 | 105.35 | 50.88 | 8 | 0
2040 | MISO_MO-IL_2_SPP_N | MISO_MO-IL | SPP_N | Internal | Winter | B20 | 935 | 4019 | 0 | 66.02 | 50.11 | 8 | 0
2040 | MISO_MO-IL_2_TVA_Transmission | MISO_MO-IL | TVA_Transmission | Internal | Shoulder | B11 | 25 | 4000 | 0 | 153.9 | 159.6 | 8 | 0
2040 | MISO_MO-IL_2_TVA_Transmission | MISO_MO-IL | TVA_Transmission | Internal | Shoulder | B12 | 200 | 4000 | 0 | 141.82 | 142.8 | 8 | 0
2040 | MISO_MO-IL_2_TVA_Transmission | MISO_MO-IL | TVA_Transmission | Internal | Shoulder | B13 | 600 | 4000 | 281.82 | 104.78 | 112.78 | 8 | 0
2040 | MISO_MO-IL_2_TVA_Transmission | MISO_MO-IL | TVA_Transmission | Internal | Shoulder | B14 | 900 | 4000 | 2643.71 | 104.78 | 112.78 | 8 | 0
2040 | MISO_MO-IL_2_TVA_Transmission | MISO_MO-IL | TVA_Transmission | Internal | Shoulder | B15 | 1203 | 4000 | 3260.94 | 65.48 | 73.48 | 8 | 0
2040 | MISO_MO-IL_2_TVA_Transmission | MISO_MO-IL | TVA_Transmission | Internal | Summer | B1 | 10 | 4000 | 0.02 | 283.01 | 287.81 | 8 | 0
2040 | MISO_MO-IL_2_TVA_Transmission | MISO_MO-IL | TVA_Transmission | Internal | Summer | B2 | 25 | 4000 | 168.57 | 283.01 | 291.01 | 8 | 0
2040 | MISO_MO-IL_2_TVA_Transmission | MISO_MO-IL | TVA_Transmission | Internal | Summer | B3 | 75 | 4000 | 0.42 | 283.02 | 291.01 | 8 | 0
2040 | MISO_MO-IL_2_TVA_Transmission | MISO_MO-IL | TVA_Transmission | Internal | Summer | B4 | 100 | 4000 | 0.35 | 205.14 | 213.13 | 8 | 0
2040 | MISO_MO-IL_2_TVA_Transmission | MISO_MO-IL | TVA_Transmission | Internal | Summer | B5 | 200 | 4000 | 0 | 187.44 | 182.33 | 8 | 0
2040 | MISO_MO-IL_2_TVA_Transmission | MISO_MO-IL | TVA_Transmission | Internal | Summer | B6 | 300 | 4000 | 0 | 179.14 | 176.69 | 8 | 0
2040 | MISO_MO-IL_2_TVA_Transmission | MISO_MO-IL | TVA_Transmission | Internal | Summer | B7 | 400 | 4000 | 0 | 165.96 | 164.96 | 8 | 0
2040 | MISO_MO-IL_2_TVA_Transmission | MISO_MO-IL | TVA_Transmission | Internal | Summer | B8 | 500 | 4000 | 0 | 152.3 | 157.82 | 8 | 0
2040 | MISO_MO-IL_2_TVA_Transmission | MISO_MO-IL | TVA_Transmission | Internal | Summer | B9 | 800 | 4000 | 0 | 152.3 | 156.8 | 8 | 0
2040 | MISO_MO-IL_2_TVA_Transmission | MISO_MO-IL | TVA_Transmission | Internal | Summer | B10 | 1262 | 4000 | 0 | 71.09 | 73.48 | 8 | 0
2040 | MISO_MO-IL_2_TVA_Transmission | MISO_MO-IL | TVA_Transmission | Internal | Winter | B16 | 25 | 4000 | 2096.38 | 152.78 | 160.78 | 8 | 0
2040 | MISO_MO-IL_2_TVA_Transmission | MISO_MO-IL | TVA_Transmission | Internal | Winter | B17 | 100 | 4000 | 0 | 155.65 | 160.78 | 8 | 0
2040 | MISO_MO-IL_2_TVA_Transmission | MISO_MO-IL | TVA_Transmission | Internal | Winter | B18 | 400 | 4000 | 152.01 | 105.35 | 113.35 | 8 | 0
2040 | MISO_MO-IL_2_TVA_Transmission | MISO_MO-IL | TVA_Transmission | Internal | Winter | B19 | 700 | 4000 | 1487.71 | 105.35 | 113.35 | 8 | 0
2040 | MISO_MO-IL_2_TVA_Transmission | MISO_MO-IL | TVA_Transmission | Internal | Winter | B20 | 935 | 4000 | 2157.96 | 66.02 | 74.02 | 8 | 0
2040 | MISO_W_2_IESO | MISO_W | IESO | Internal | Shoulder | B11 | 25 | 157 | 0 | 153.88 | 72.77 | 8 | 0
2040 | MISO_W_2_IESO | MISO_W | IESO | Internal | Shoulder | B12 | 200 | 157 | 0 | 141.81 | 88.02 | 8 | 0
2040 | MISO_W_2_IESO | MISO_W | IESO | Internal | Shoulder | B13 | 600 | 157 | 0 | 104.77 | 72.77 | 8 | 0
2040 | MISO_W_2_IESO | MISO_W | IESO | Internal | Shoulder | B14 | 900 | 157 | 0 | 72.5 | 72.77 | 8 | 0
2040 | MISO_W_2_IESO | MISO_W | IESO | Internal | Shoulder | B15 | 1203 | 157 | 0.03 | 64.78 | 72.77 | 8 | 0
2040 | MISO_W_2_IESO | MISO_W | IESO | Internal | Summer | B1 | 10 | 157 | 0 | 283.01 | 165.33 | 8 | 0
2040 | MISO_W_2_IESO | MISO_W | IESO | Internal | Summer | B2 | 25 | 157 | 0 | 283.01 | 166.05 | 8 | 0
2040 | MISO_W_2_IESO | MISO_W | IESO | Internal | Summer | B3 | 75 | 157 | 0 | 283.01 | 165.33 | 8 | 0
2040 | MISO_W_2_IESO | MISO_W | IESO | Internal | Summer | B4 | 100 | 157 | 0 | 205.13 | 165.33 | 8 | 0
2040 | MISO_W_2_IESO | MISO_W | IESO | Internal | Summer | B5 | 200 | 157 | 0 | 187.43 | 89.87 | 8 | 0
2040 | MISO_W_2_IESO | MISO_W | IESO | Internal | Summer | B6 | 300 | 157 | 0 | 179.13 | 71.51 | 8 | 0
2040 | MISO_W_2_IESO | MISO_W | IESO | Internal | Summer | B7 | 400 | 157 | 0 | 161.96 | 71.51 | 8 | 0
2040 | MISO_W_2_IESO | MISO_W | IESO | Internal | Summer | B8 | 500 | 157 | 0 | 152.29 | 71.51 | 8 | 0
2040 | MISO_W_2_IESO | MISO_W | IESO | Internal | Summer | B9 | 800 | 157 | 0 | 150.06 | 71.51 | 8 | 0
2040 | MISO_W_2_IESO | MISO_W | IESO | Internal | Summer | B10 | 1262 | 157 | 0 | 67.43 | 71.51 | 8 | 0
2040 | MISO_W_2_IESO | MISO_W | IESO | Internal | Winter | B16 | 25 | 157 | 157 | 60.43 | 73.81 | 8 | 5.38
2040 | MISO_W_2_IESO | MISO_W | IESO | Internal | Winter | B17 | 100 | 157 | 0.02 | 65.98 | 73.81 | 8 | 0
2040 | MISO_W_2_IESO | MISO_W | IESO | Internal | Winter | B18 | 400 | 157 | 0 | 89.84 | 73.81 | 8 | 0
2040 | MISO_W_2_IESO | MISO_W | IESO | Internal | Winter | B19 | 700 | 157 | 0 | 89.84 | 73.81 | 8 | 0
2040 | MISO_W_2_IESO | MISO_W | IESO | Internal | Winter | B20 | 935 | 157 | 0 | 66 | 73.81 | 8 | 0
2040 | MISO_W_2_MAPP_CA | MISO_W | MAPP_CA | Internal | Shoulder | B11 | 25 | 700 | 0 | 153.88 | 64.77 | 0.01 | 0
2040 | MISO_W_2_MAPP_CA | MISO_W | MAPP_CA | Internal | Shoulder | B12 | 200 | 700 | 0 | 141.81 | 64.77 | 0.01 | 0
2040 | MISO_W_2_MAPP_CA | MISO_W | MAPP_CA | Internal | Shoulder | B13 | 600 | 700 | 0 | 104.77 | 64.77 | 0.01 | 0
2040 | MISO_W_2_MAPP_CA | MISO_W | MAPP_CA | Internal | Shoulder | B14 | 900 | 700 | 0 | 72.5 | 64.77 | 0.01 | 0
2040 | MISO_W_2_MAPP_CA | MISO_W | MAPP_CA | Internal | Shoulder | B15 | 1203 | 700 | 0.02 | 64.78 | 64.77 | 0.01 | 0
2040 | MISO_W_2_MAPP_CA | MISO_W | MAPP_CA | Internal | Summer | B1 | 10 | 700 | 0 | 283.01 | 63.51 | 0.01 | 0
2040 | MISO_W_2_MAPP_CA | MISO_W | MAPP_CA | Internal | Summer | B2 | 25 | 700 | 0 | 283.01 | 63.51 | 0.01 | 0
2040 | MISO_W_2_MAPP_CA | MISO_W | MAPP_CA | Internal | Summer | B3 | 75 | 700 | 0 | 283.01 | 63.51 | 0.01 | 0
2040 | MISO_W_2_MAPP_CA | MISO_W | MAPP_CA | Internal | Summer | B4 | 100 | 700 | 0 | 205.13 | 63.51 | 0.01 | 0
2040 | MISO_W_2_MAPP_CA | MISO_W | MAPP_CA | Internal | Summer | B5 | 200 | 700 | 0 | 187.43 | 63.51 | 0.01 | 0
2040 | MISO_W_2_MAPP_CA | MISO_W | MAPP_CA | Internal | Summer | B6 | 300 | 700 | 0 | 179.13 | 63.51 | 0.01 | 0
2040 | MISO_W_2_MAPP_CA | MISO_W | MAPP_CA | Internal | Summer | B7 | 400 | 700 | 0 | 161.96 | 63.51 | 0.01 | 0
2040 | MISO_W_2_MAPP_CA | MISO_W | MAPP_CA | Internal | Summer | B8 | 500 | 700 | 0 | 152.29 | 63.51 | 0.01 | 0
2040 | MISO_W_2_MAPP_CA | MISO_W | MAPP_CA | Internal | Summer | B9 | 800 | 700 | 0 | 150.06 | 63.51 | 0.01 | 0
2040 | MISO_W_2_MAPP_CA | MISO_W | MAPP_CA | Internal | Summer | B10 | 1262 | 700 | 0 | 67.43 | 63.51 | 0.01 | 0
2040 | MISO_W_2_MAPP_CA | MISO_W | MAPP_CA | Internal | Winter | B16 | 25 | 700 | 700 | 60.43 | 65.99 | 0.01 | 5.55
2040 | MISO_W_2_MAPP_CA | MISO_W | MAPP_CA | Internal | Winter | B17 | 100 | 700 | 170.06 | 65.98 | 65.99 | 0.01 | 0
2040 | MISO_W_2_MAPP_CA | MISO_W | MAPP_CA | Internal | Winter | B18 | 400 | 700 | 0 | 89.84 | 65.99 | 0.01 | 0
2040 | MISO_W_2_MAPP_CA | MISO_W | MAPP_CA | Internal | Winter | B19 | 700 | 700 | 0 | 89.84 | 65.99 | 0.01 | 0
2040 | MISO_W_2_MAPP_CA | MISO_W | MAPP_CA | Internal | Winter | B20 | 935 | 700 | 0.02 | 66 | 65.99 | 0.01 | 0
2040 | MISO_W_2_MAPP_US | MISO_W | MAPP_US | Internal | Shoulder | B11 | 25 | 2300 | 0 | 153.88 | 146.88 | 7 | 0
2040 | MISO_W_2_MAPP_US | MISO_W | MAPP_US | Internal | Shoulder | B12 | 200 | 2300 | 0 | 141.81 | 134.81 | 7 | 0
2040 | MISO_W_2_MAPP_US | MISO_W | MAPP_US | Internal | Shoulder | B13 | 600 | 2300 | 0 | 104.77 | 82.38 | 7 | 0
2040 | MISO_W_2_MAPP_US | MISO_W | MAPP_US | Internal | Shoulder | B14 | 900 | 2300 | 0 | 72.5 | 65.5 | 7 | 0
2040 | MISO_W_2_MAPP_US | MISO_W | MAPP_US | Internal | Shoulder | B15 | 1203 | 2300 | 0 | 64.78 | 60.43 | 7 | 0
2040 | MISO_W_2_MAPP_US | MISO_W | MAPP_US | Internal | Summer | B1 | 10 | 2300 | 0 | 283.01 | 276.01 | 7 | 0
2040 | MISO_W_2_MAPP_US | MISO_W | MAPP_US | Internal | Summer | B2 | 25 | 2300 | 0 | 283.01 | 276.01 | 7 | 0
2040 | MISO_W_2_MAPP_US | MISO_W | MAPP_US | Internal | Summer | B3 | 75 | 2300 | 0 | 283.01 | 276.01 | 7 | 0
2040 | MISO_W_2_MAPP_US | MISO_W | MAPP_US | Internal | Summer | B4 | 100 | 2300 | 0 | 205.13 | 198.13 | 7 | 0
2040 | MISO_W_2_MAPP_US | MISO_W | MAPP_US | Internal | Summer | B5 | 200 | 2300 | 0 | 187.43 | 180.43 | 7 | 0
2040 | MISO_W_2_MAPP_US | MISO_W | MAPP_US | Internal | Summer | B6 | 300 | 2300 | 0 | 179.13 | 173.68 | 7 | 0
2040 | MISO_W_2_MAPP_US | MISO_W | MAPP_US | Internal | Summer | B7 | 400 | 2300 | 0 | 161.96 | 154.96 | 7 | 0
2040 | MISO_W_2_MAPP_US | MISO_W | MAPP_US | Internal | Summer | B8 | 500 | 2300 | 0 | 152.29 | 145.29 | 7 | 0
2040 | MISO_W_2_MAPP_US | MISO_W | MAPP_US | Internal | Summer | B9 | 800 | 2300 | 0 | 150.06 | 143.06 | 7 | 0
2040 | MISO_W_2_MAPP_US | MISO_W | MAPP_US | Internal | Summer | B10 | 1262 | 2300 | 0 | 67.43 | 60.43 | 7 | 0
2040 | MISO_W_2_MAPP_US | MISO_W | MAPP_US | Internal | Winter | B16 | 25 | 2300 | 0 | 60.43 | 60.43 | 7 | 0
2040 | MISO_W_2_MAPP_US | MISO_W | MAPP_US | Internal | Winter | B17 | 100 | 2300 | 0 | 65.98 | 60.43 | 7 | 0
2040 | MISO_W_2_MAPP_US | MISO_W | MAPP_US | Internal | Winter | B18 | 400 | 2300 | 0 | 89.84 | 82.84 | 7 | 0
2040 | MISO_W_2_MAPP_US | MISO_W | MAPP_US | Internal | Winter | B19 | 700 | 2300 | 0 | 89.84 | 82.84 | 7 | 0
2040 | MISO_W_2_MAPP_US | MISO_W | MAPP_US | Internal | Winter | B20 | 935 | 2300 | 0 | 66 | 60.43 | 7 | 0
2040 | MISO_W_2_MISO_MO-IL | MISO_W | MISO_MO-IL | Internal | Shoulder | B11 | 25 | 3922 | 1363.76 | 153.88 | 153.9 | 0.01 | 0
2040 | MISO_W_2_MISO_MO-IL | MISO_W | MISO_MO-IL | Internal | Shoulder | B12 | 200 | 3922 | 1892.41 | 141.81 | 141.82 | 0.01 | 0
2040 | MISO_W_2_MISO_MO-IL | MISO_W | MISO_MO-IL | Internal | Shoulder | B13 | 600 | 3922 | 3061.27 | 104.77 | 104.78 | 0.01 | 0
2040 | MISO_W_2_MISO_MO-IL | MISO_W | MISO_MO-IL | Internal | Shoulder | B14 | 900 | 3922 | 3922 | 72.5 | 104.78 | 0.01 | 32.27
2040 | MISO_W_2_MISO_MO-IL | MISO_W | MISO_MO-IL | Internal | Shoulder | B15 | 1203 | 3922 | 3922 | 64.78 | 65.48 | 0.01 | 0.69
2040 | MISO_W_2_MISO_MO-IL | MISO_W | MISO_MO-IL | Internal | Summer | B1 | 10 | 3922 | 3.29 | 283.01 | 283.01 | 0.01 | 0
2040 | MISO_W_2_MISO_MO-IL | MISO_W | MISO_MO-IL | Internal | Summer | B2 | 25 | 3922 | 1.64 | 283.01 | 283.01 | 0.01 | 0
2040 | MISO_W_2_MISO_MO-IL | MISO_W | MISO_MO-IL | Internal | Summer | B3 | 75 | 3922 | 1470.43 | 283.01 | 283.02 | 0.01 | 0
2040 | MISO_W_2_MISO_MO-IL | MISO_W | MISO_MO-IL | Internal | Summer | B4 | 100 | 3922 | 1356.53 | 205.13 | 205.14 | 0.01 | 0
2040 | MISO_W_2_MISO_MO-IL | MISO_W | MISO_MO-IL | Internal | Summer | B5 | 200 | 3922 | 3547 | 187.43 | 187.44 | 0.01 | 0
2040 | MISO_W_2_MISO_MO-IL | MISO_W | MISO_MO-IL | Internal | Summer | B6 | 300 | 3922 | 2226.71 | 179.13 | 179.14 | 0.01 | 0
2040 | MISO_W_2_MISO_MO-IL | MISO_W | MISO_MO-IL | Internal | Summer | B7 | 400 | 3922 | 3922 | 161.96 | 165.96 | 0.01 | 3.99
2040 | MISO_W_2_MISO_MO-IL | MISO_W | MISO_MO-IL | Internal | Summer | B8 | 500 | 3922 | 3703.41 | 152.29 | 152.3 | 0.01 | 0
2040 | MISO_W_2_MISO_MO-IL | MISO_W | MISO_MO-IL | Internal | Summer | B9 | 800 | 3922 | 3922 | 150.06 | 152.3 | 0.01 | 2.24
2040 | MISO_W_2_MISO_MO-IL | MISO_W | MISO_MO-IL | Internal | Summer | B10 | 1262 | 3922 | 3922 | 67.43 | 71.09 | 0.01 | 3.64
2040 | MISO_W_2_MISO_MO-IL | MISO_W | MISO_MO-IL | Internal | Winter | B16 | 25 | 3922 | 3922 | 60.43 | 152.78 | 0.01 | 92.34
2040 | MISO_W_2_MISO_MO-IL | MISO_W | MISO_MO-IL | Internal | Winter | B17 | 100 | 3922 | 3922 | 65.98 | 155.65 | 0.01 | 89.66
2040 | MISO_W_2_MISO_MO-IL | MISO_W | MISO_MO-IL | Internal | Winter | B18 | 400 | 3922 | 3922 | 89.84 | 105.35 | 0.01 | 15.5
2040 | MISO_W_2_MISO_MO-IL | MISO_W | MISO_MO-IL | Internal | Winter | B19 | 700 | 3922 | 3922 | 89.84 | 105.35 | 0.01 | 15.5
2040 | MISO_W_2_MISO_MO-IL | MISO_W | MISO_MO-IL | Internal | Winter | B20 | 935 | 3922 | 3355.63 | 66 | 66.02 | 0.01 | 0
2040 | MISO_W_2_MISO_WUMS | MISO_W | MISO_WUMS | Internal | Shoulder | B11 | 25 | 1667 | 882.42 | 153.88 | 153.9 | 0.01 | 0
2040 | MISO_W_2_MISO_WUMS | MISO_W | MISO_WUMS | Internal | Shoulder | B12 | 200 | 1667 | 1666.94 | 141.81 | 141.86 | 0.01 | 0.04
2040 | MISO_W_2_MISO_WUMS | MISO_W | MISO_WUMS | Internal | Shoulder | B13 | 600 | 1667 | 1667 | 104.77 | 117.37 | 0.01 | 12.59
2040 | MISO_W_2_MISO_WUMS | MISO_W | MISO_WUMS | Internal | Shoulder | B14 | 900 | 1667 | 1667 | 72.5 | 106.59 | 0.01 | 34.09
2040 | MISO_W_2_MISO_WUMS | MISO_W | MISO_WUMS | Internal | Shoulder | B15 | 1203 | 1667 | 1667 | 64.78 | 73.5 | 0.01 | 8.7
2040 | MISO_W_2_MISO_WUMS | MISO_W | MISO_WUMS | Internal | Summer | B1 | 10 | 1667 | 0 | 283.01 | 169.19 | 0.01 | 0
2040 | MISO_W_2_MISO_WUMS | MISO_W | MISO_WUMS | Internal | Summer | B2 | 25 | 1667 | 0 | 283.01 | 177.31 | 0.01 | 0
2040 | MISO_W_2_MISO_WUMS | MISO_W | MISO_WUMS | Internal | Summer | B3 | 75 | 1667 | 0 | 283.01 | 214.74 | 0.01 | 0
2040 | MISO_W_2_MISO_WUMS | MISO_W | MISO_WUMS | Internal | Summer | B4 | 100 | 1667 | 0 | 205.13 | 177.31 | 0.01 | 0
2040 | MISO_W_2_MISO_WUMS | MISO_W | MISO_WUMS | Internal | Summer | B5 | 200 | 1667 | 0 | 187.43 | 177.31 | 0.01 | 0
2040 | MISO_W_2_MISO_WUMS | MISO_W | MISO_WUMS | Internal | Summer | B6 | 300 | 1667 | 0 | 179.13 | 175.13 | 0.01 | 0
2040 | MISO_W_2_MISO_WUMS | MISO_W | MISO_WUMS | Internal | Summer | B7 | 400 | 1667 | 0.04 | 161.96 | 161.95 | 0.01 | 0
2040 | MISO_W_2_MISO_WUMS | MISO_W | MISO_WUMS | Internal | Summer | B8 | 500 | 1667 | 0.04 | 152.29 | 152.28 | 0.01 | 0
2040 | MISO_W_2_MISO_WUMS | MISO_W | MISO_WUMS | Internal | Summer | B9 | 800 | 1667 | 1667 | 150.06 | 152.21 | 0.01 | 2.14
2040 | MISO_W_2_MISO_WUMS | MISO_W | MISO_WUMS | Internal | Summer | B10 | 1262 | 1667 | 1667 | 67.43 | 78.5 | 0.01 | 11.05
2040 | MISO_W_2_MISO_WUMS | MISO_W | MISO_WUMS | Internal | Winter | B16 | 25 | 1667 | 1667 | 60.43 | 73.5 | 0.01 | 13.05
2040 | MISO_W_2_MISO_WUMS | MISO_W | MISO_WUMS | Internal | Winter | B17 | 100 | 1667 | 1667 | 65.98 | 155.78 | 0.01 | 89.79
2040 | MISO_W_2_MISO_WUMS | MISO_W | MISO_WUMS | Internal | Winter | B18 | 400 | 1667 | 1667 | 89.84 | 114.16 | 0.01 | 24.31
2040 | MISO_W_2_MISO_WUMS | MISO_W | MISO_WUMS | Internal | Winter | B19 | 700 | 1667 | 1667 | 89.84 | 114.16 | 0.01 | 24.31
2040 | MISO_W_2_MISO_WUMS | MISO_W | MISO_WUMS | Internal | Winter | B20 | 935 | 1667 | 1667 | 66 | 73.5 | 0.01 | 7.48
2040 | MISO_W_2_NE | MISO_W | NE | Internal | Shoulder | B11 | 25 | 5289 | 0 | 153.88 | 148.88 | 7 | 0
2040 | MISO_W_2_NE | MISO_W | NE | Internal | Shoulder | B12 | 200 | 5289 | 0 | 141.81 | 129.81 | 7 | 0
2040 | MISO_W_2_NE | MISO_W | NE | Internal | Shoulder | B13 | 600 | 5289 | 0 | 104.77 | 77.38 | 7 | 0
2040 | MISO_W_2_NE | MISO_W | NE | Internal | Shoulder | B14 | 900 | 5289 | 0 | 72.5 | 60.5 | 7 | 0
2040 | MISO_W_2_NE | MISO_W | NE | Internal | Shoulder | B15 | 1203 | 5289 | 0 | 64.78 | 50.11 | 7 | 0
2040 | MISO_W_2_NE | MISO_W | NE | Internal | Summer | B1 | 10 | 5289 | 0 | 283.01 | 278.01 | 7 | 0
2040 | MISO_W_2_NE | MISO_W | NE | Internal | Summer | B2 | 25 | 5289 | 0 | 283.01 | 278.01 | 7 | 0
2040 | MISO_W_2_NE | MISO_W | NE | Internal | Summer | B3 | 75 | 5289 | 0 | 283.01 | 278.01 | 7 | 0
2040 | MISO_W_2_NE | MISO_W | NE | Internal | Summer | B4 | 100 | 5289 | 0 | 205.13 | 200.13 | 7 | 0
2040 | MISO_W_2_NE | MISO_W | NE | Internal | Summer | B5 | 200 | 5289 | 0 | 187.43 | 183.35 | 7 | 0
2040 | MISO_W_2_NE | MISO_W | NE | Internal | Summer | B6 | 300 | 5289 | 0 | 179.13 | 180.68 | 7 | 0
2040 | MISO_W_2_NE | MISO_W | NE | Internal | Summer | B7 | 400 | 5289 | 0 | 161.96 | 161.96 | 7 | 0
2040 | MISO_W_2_NE | MISO_W | NE | Internal | Summer | B8 | 500 | 5289 | 0 | 152.29 | 147.29 | 7 | 0
2040 | MISO_W_2_NE | MISO_W | NE | Internal | Summer | B9 | 800 | 5289 | 0 | 150.06 | 145.06 | 7 | 0
2040 | MISO_W_2_NE | MISO_W | NE | Internal | Summer | B10 | 1262 | 5289 | 0 | 67.43 | 58.07 | 7 | 0
2040 | MISO_W_2_NE | MISO_W | NE | Internal | Winter | B16 | 25 | 5289 | 0 | 60.43 | 50.11 | 7 | 0
2040 | MISO_W_2_NE | MISO_W | NE | Internal | Winter | B17 | 100 | 5289 | 0 | 65.98 | 50.11 | 7 | 0
2040 | MISO_W_2_NE | MISO_W | NE | Internal | Winter | B18 | 400 | 5289 | 0 | 89.84 | 77.84 | 7 | 0
2040 | MISO_W_2_NE | MISO_W | NE | Internal | Winter | B19 | 700 | 5289 | 0 | 89.84 | 50.89 | 7 | 0
2040 | MISO_W_2_NE | MISO_W | NE | Internal | Winter | B20 | 935 | 5289 | 0 | 66 | 50.11 | 7 | 0
2040 | MISO_W_2_PJM_ROR | MISO_W | PJM_ROR | Internal | Shoulder | B11 | 25 | 13193 | 2961.79 | 153.88 | 155.88 | 2 | 0
2040 | MISO_W_2_PJM_ROR | MISO_W | PJM_ROR | Internal | Shoulder | B12 | 200 | 13193 | 13193 | 141.81 | 149.37 | 2 | 5.56
2040 | MISO_W_2_PJM_ROR | MISO_W | PJM_ROR | Internal | Shoulder | B13 | 600 | 13193 | 13193 | 104.77 | 121.78 | 2 | 15.01
2040 | MISO_W_2_PJM_ROR | MISO_W | PJM_ROR | Internal | Shoulder | B14 | 900 | 13193 | 13193 | 72.5 | 121.78 | 2 | 47.28
2040 | MISO_W_2_PJM_ROR | MISO_W | PJM_ROR | Internal | Shoulder | B15 | 1203 | 13193 | 13193 | 64.78 | 75.59 | 2 | 8.81
2040 | MISO_W_2_PJM_ROR | MISO_W | PJM_ROR | Internal | Summer | B1 | 10 | 13193 | 3771.17 | 283.01 | 285.01 | 2 | 0
2040 | MISO_W_2_PJM_ROR | MISO_W | PJM_ROR | Internal | Summer | B2 | 25 | 13193 | 11012.82 | 283.01 | 285.01 | 2 | 0
2040 | MISO_W_2_PJM_ROR | MISO_W | PJM_ROR | Internal | Summer | B3 | 75 | 13193 | 1654.29 | 283.01 | 285.01 | 2 | 0
2040 | MISO_W_2_PJM_ROR | MISO_W | PJM_ROR | Internal | Summer | B4 | 100 | 13193 | 1663.48 | 205.13 | 207.13 | 2 | 0
2040 | MISO_W_2_PJM_ROR | MISO_W | PJM_ROR | Internal | Summer | B5 | 200 | 13193 | 0 | 187.43 | 185.43 | 2 | 0
2040 | MISO_W_2_PJM_ROR | MISO_W | PJM_ROR | Internal | Summer | B6 | 300 | 13193 | 0 | 179.13 | 177.13 | 2 | 0
2040 | MISO_W_2_PJM_ROR | MISO_W | PJM_ROR | Internal | Summer | B7 | 400 | 13193 | 1190 | 161.96 | 163.96 | 2 | 0
2040 | MISO_W_2_PJM_ROR | MISO_W | PJM_ROR | Internal | Summer | B8 | 500 | 13193 | 7293.38 | 152.29 | 154.29 | 2 | 0
2040 | MISO_W_2_PJM_ROR | MISO_W | PJM_ROR | Internal | Summer | B9 | 800 | 13193 | 4881.16 | 150.06 | 152.06 | 2 | 0
2040 | MISO_W_2_PJM_ROR | MISO_W | PJM_ROR | Internal | Summer | B10 | 1262 | 13193 | 13193 | 67.43 | 80.5 | 2 | 11.06
2040 | MISO_W_2_PJM_ROR | MISO_W | PJM_ROR | Internal | Winter | B16 | 25 | 13193 | 13193 | 60.43 | 157.78 | 2 | 95.35
2040 | MISO_W_2_PJM_ROR | MISO_W | PJM_ROR | Internal | Winter | B17 | 100 | 13193 | 13193 | 65.98 | 157.78 | 2 | 89.8
2040 | MISO_W_2_PJM_ROR | MISO_W | PJM_ROR | Internal | Winter | B18 | 400 | 13193 | 13193 | 89.84 | 122.35 | 2 | 30.51
2040 | MISO_W_2_PJM_ROR | MISO_W | PJM_ROR | Internal | Winter | B19 | 700 | 13193 | 13193 | 89.84 | 122.35 | 2 | 30.51
2040 | MISO_W_2_PJM_ROR | MISO_W | PJM_ROR | Internal | Winter | B20 | 935 | 13193 | 13193 | 66 | 77.48 | 2 | 9.48
2040 | MISO_W_2_SPP_N | MISO_W | SPP_N | Internal | Shoulder | B11 | 25 | 3537 | 0 | 153.88 | 153.2 | 7 | 0
2040 | MISO_W_2_SPP_N | MISO_W | SPP_N | Internal | Shoulder | B12 | 200 | 3537 | 0 | 141.81 | 129.8 | 7 | 0
2040 | MISO_W_2_SPP_N | MISO_W | SPP_N | Internal | Shoulder | B13 | 600 | 3537 | 0 | 104.77 | 77.37 | 7 | 0
2040 | MISO_W_2_SPP_N | MISO_W | SPP_N | Internal | Shoulder | B14 | 900 | 3537 | 0 | 72.5 | 50.11 | 7 | 0
2040 | MISO_W_2_SPP_N | MISO_W | SPP_N | Internal | Shoulder | B15 | 1203 | 3537 | 0 | 64.78 | 50.11 | 7 | 0
2040 | MISO_W_2_SPP_N | MISO_W | SPP_N | Internal | Summer | B1 | 10 | 3537 | 0 | 283.01 | 50.11 | 7 | 0
2040 | MISO_W_2_SPP_N | MISO_W | SPP_N | Internal | Summer | B2 | 25 | 3537 | 0 | 283.01 | 263.92 | 7 | 0
2040 | MISO_W_2_SPP_N | MISO_W | SPP_N | Internal | Summer | B3 | 75 | 3537 | 0 | 283.01 | 278.02 | 7 | 0
2040 | MISO_W_2_SPP_N | MISO_W | SPP_N | Internal | Summer | B4 | 100 | 3537 | 0 | 205.13 | 200.14 | 7 | 0
2040 | MISO_W_2_SPP_N | MISO_W | SPP_N | Internal | Summer | B5 | 200 | 3537 | 0 | 187.43 | 183.36 | 7 | 0
2040 | MISO_W_2_SPP_N | MISO_W | SPP_N | Internal | Summer | B6 | 300 | 3537 | 0 | 179.13 | 180.69 | 7 | 0
2040 | MISO_W_2_SPP_N | MISO_W | SPP_N | Internal | Summer | B7 | 400 | 3537 | 145.03 | 161.96 | 168.96 | 7 | 0
2040 | MISO_W_2_SPP_N | MISO_W | SPP_N | Internal | Summer | B8 | 500 | 3537 | 0 | 152.29 | 155.3 | 7 | 0
2040 | MISO_W_2_SPP_N | MISO_W | SPP_N | Internal | Summer | B9 | 800 | 3537 | 0 | 150.06 | 147.3 | 7 | 0
2040 | MISO_W_2_SPP_N | MISO_W | SPP_N | Internal | Summer | B10 | 1262 | 3537 | 0 | 67.43 | 58.08 | 7 | 0
2040 | MISO_W_2_SPP_N | MISO_W | SPP_N | Internal | Winter | B16 | 25 | 3537 | 0 | 60.43 | 50.11 | 7 | 0
2040 | MISO_W_2_SPP_N | MISO_W | SPP_N | Internal | Winter | B17 | 100 | 3537 | 0 | 65.98 | 50.11 | 7 | 0
2040 | MISO_W_2_SPP_N | MISO_W | SPP_N | Internal | Winter | B18 | 400 | 3537 | 0 | 89.84 | 81.9 | 7 | 0
2040 | MISO_W_2_SPP_N | MISO_W | SPP_N | Internal | Winter | B19 | 700 | 3537 | 0 | 89.84 | 50.88 | 7 | 0
2040 | MISO_W_2_SPP_N | MISO_W | SPP_N | Internal | Winter | B20 | 935 | 3537 | 0 | 66 | 50.11 | 7 | 0
2040 | MISO_WUMS_2_MISO_MI | MISO_WUMS | MISO_MI | Internal | Shoulder | B11 | 25 | 787 | 1.26 | 153.9 | 153.9 | 0.01 | 0
2040 | MISO_WUMS_2_MISO_MI | MISO_WUMS | MISO_MI | Internal | Shoulder | B12 | 200 | 787 | 0.09 | 141.86 | 141.84 | 0.01 | 0
2040 | MISO_WUMS_2_MISO_MI | MISO_WUMS | MISO_MI | Internal | Shoulder | B13 | 600 | 787 | 0 | 117.37 | 106.58 | 0.01 | 0
2040 | MISO_WUMS_2_MISO_MI | MISO_WUMS | MISO_MI | Internal | Shoulder | B14 | 900 | 787 | 0.02 | 106.59 | 106.58 | 0.01 | 0
2040 | MISO_WUMS_2_MISO_MI | MISO_WUMS | MISO_MI | Internal | Shoulder | B15 | 1203 | 787 | 787 | 73.5 | 76.38 | 0.01 | 2.87
2040 | MISO_WUMS_2_MISO_MI | MISO_WUMS | MISO_MI | Internal | Summer | B1 | 10 | 787 | 787 | 169.19 | 220.55 | 0.01 | 51.34
2040 | MISO_WUMS_2_MISO_MI | MISO_WUMS | MISO_MI | Internal | Summer | B2 | 25 | 787 | 787 | 177.31 | 275.03 | 0.01 | 97.71
2040 | MISO_WUMS_2_MISO_MI | MISO_WUMS | MISO_MI | Internal | Summer | B3 | 75 | 787 | 787 | 214.74 | 275.02 | 0.01 | 60.27
2040 | MISO_WUMS_2_MISO_MI | MISO_WUMS | MISO_MI | Internal | Summer | B4 | 100 | 787 | 787 | 177.31 | 205.13 | 0.01 | 27.81
2040 | MISO_WUMS_2_MISO_MI | MISO_WUMS | MISO_MI | Internal | Summer | B5 | 200 | 787 | 787 | 177.31 | 177.97 | 0.01 | 0.65
2040 | MISO_WUMS_2_MISO_MI | MISO_WUMS | MISO_MI | Internal | Summer | B6 | 300 | 787 | 0.12 | 175.13 | 175.13 | 0.01 | 0
2040 | MISO_WUMS_2_MISO_MI | MISO_WUMS | MISO_MI | Internal | Summer | B7 | 400 | 787 | 0.05 | 161.95 | 161.93 | 0.01 | 0
2040 | MISO_WUMS_2_MISO_MI | MISO_WUMS | MISO_MI | Internal | Summer | B8 | 500 | 787 | 786.93 | 152.28 | 152.3 | 0.01 | 0.01
2040 | MISO_WUMS_2_MISO_MI | MISO_WUMS | MISO_MI | Internal | Summer | B9 | 800 | 787 | 786.99 | 152.21 | 152.3 | 0.01 | 0.09
2040 | MISO_WUMS_2_MISO_MI | MISO_WUMS | MISO_MI | Internal | Summer | B10 | 1262 | 787 | 782.32 | 78.5 | 78.51 | 0.01 | 0
2040 | MISO_WUMS_2_MISO_MI | MISO_WUMS | MISO_MI | Internal | Winter | B16 | 25 | 787 | 787 | 73.5 | 152.78 | 0.01 | 79.27
2040 | MISO_WUMS_2_MISO_MI | MISO_WUMS | MISO_MI | Internal | Winter | B17 | 100 | 787 | 0.4 | 155.78 | 155.78 | 0.01 | 0
2040 | MISO_WUMS_2_MISO_MI | MISO_WUMS | MISO_MI | Internal | Winter | B18 | 400 | 787 | 0 | 114.16 | 106.58 | 0.01 | 0
2040 | MISO_WUMS_2_MISO_MI | MISO_WUMS | MISO_MI | Internal | Winter | B19 | 700 | 787 | 0 | 114.16 | 106.58 | 0.01 | 0
2040 | MISO_WUMS_2_MISO_MI | MISO_WUMS | MISO_MI | Internal | Winter | B20 | 935 | 787 | 787 | 73.5 | 77.92 | 0.01 | 4.41
2040 | MISO_WUMS_2_MISO_W | MISO_WUMS | MISO_W | Internal | Shoulder | B11 | 25 | 1175 | 0.67 | 153.9 | 153.88 | 0.01 | 0
2040 | MISO_WUMS_2_MISO_W | MISO_WUMS | MISO_W | Internal | Shoulder | B12 | 200 | 1175 | 0.04 | 141.86 | 141.81 | 0.01 | 0
2040 | MISO_WUMS_2_MISO_W | MISO_WUMS | MISO_W | Internal | Shoulder | B13 | 600 | 1175 | 0 | 117.37 | 104.77 | 0.01 | 0
2040 | MISO_WUMS_2_MISO_W | MISO_WUMS | MISO_W | Internal | Shoulder | B14 | 900 | 1175 | 0 | 106.59 | 72.5 | 0.01 | 0
2040 | MISO_WUMS_2_MISO_W | MISO_WUMS | MISO_W | Internal | Shoulder | B15 | 1203 | 1175 | 0 | 73.5 | 64.78 | 0.01 | 0
2040 | MISO_WUMS_2_MISO_W | MISO_WUMS | MISO_W | Internal | Summer | B1 | 10 | 1175 | 1175 | 169.19 | 283.01 | 0.01 | 113.81
2040 | MISO_WUMS_2_MISO_W | MISO_WUMS | MISO_W | Internal | Summer | B2 | 25 | 1175 | 1175 | 177.31 | 283.01 | 0.01 | 105.7
2040 | MISO_WUMS_2_MISO_W | MISO_WUMS | MISO_W | Internal | Summer | B3 | 75 | 1175 | 1175 | 214.74 | 283.01 | 0.01 | 68.26
2040 | MISO_WUMS_2_MISO_W | MISO_WUMS | MISO_W | Internal | Summer | B4 | 100 | 1175 | 1175 | 177.31 | 205.13 | 0.01 | 27.81
2040 | MISO_WUMS_2_MISO_W | MISO_WUMS | MISO_W | Internal | Summer | B5 | 200 | 1175 | 1175 | 177.31 | 187.43 | 0.01 | 10.11
2040 | MISO_WUMS_2_MISO_W | MISO_WUMS | MISO_W | Internal | Summer | B6 | 300 | 1175 | 1175 | 175.13 | 179.13 | 0.01 | 3.99
2040 | MISO_WUMS_2_MISO_W | MISO_WUMS | MISO_W | Internal | Summer | B7 | 400 | 1175 | 1120.8 | 161.95 | 161.96 | 0.01 | 0
2040 | MISO_WUMS_2_MISO_W | MISO_WUMS | MISO_W | Internal | Summer | B8 | 500 | 1175 | 570.65 | 152.28 | 152.29 | 0.01 | 0
2040 | MISO_WUMS_2_MISO_W | MISO_WUMS | MISO_W | Internal | Summer | B9 | 800 | 1175 | 0 | 152.21 | 150.06 | 0.01 | 0
2040 | MISO_WUMS_2_MISO_W | MISO_WUMS | MISO_W | Internal | Summer | B10 | 1262 | 1175 | 0 | 78.5 | 67.43 | 0.01 | 0
2040 | MISO_WUMS_2_MISO_W | MISO_WUMS | MISO_W | Internal | Winter | B16 | 25 | 1175 | 0 | 73.5 | 60.43 | 0.01 | 0
2040 | MISO_WUMS_2_MISO_W | MISO_WUMS | MISO_W | Internal | Winter | B17 | 100 | 1175 | 0 | 155.78 | 65.98 | 0.01 | 0
2040 | MISO_WUMS_2_MISO_W | MISO_WUMS | MISO_W | Internal | Winter | B18 | 400 | 1175 | 0 | 114.16 | 89.84 | 0.01 | 0
2040 | MISO_WUMS_2_MISO_W | MISO_WUMS | MISO_W | Internal | Winter | B19 | 700 | 1175 | 0 | 114.16 | 89.84 | 0.01 | 0
2040 | MISO_WUMS_2_MISO_W | MISO_WUMS | MISO_W | Internal | Winter | B20 | 935 | 1175 | 0 | 73.5 | 66 | 0.01 | 0
2040 | MISO_WUMS_2_PJM_ROR | MISO_WUMS | PJM_ROR | Internal | Shoulder | B11 | 25 | 1600 | 1.3 | 153.9 | 155.88 | 2 | 0
2040 | MISO_WUMS_2_PJM_ROR | MISO_WUMS | PJM_ROR | Internal | Shoulder | B12 | 200 | 1600 | 1600 | 141.86 | 149.37 | 2 | 5.51
2040 | MISO_WUMS_2_PJM_ROR | MISO_WUMS | PJM_ROR | Internal | Shoulder | B13 | 600 | 1600 | 1600 | 117.37 | 121.78 | 2 | 2.41
2040 | MISO_WUMS_2_PJM_ROR | MISO_WUMS | PJM_ROR | Internal | Shoulder | B14 | 900 | 1600 | 1600 | 106.59 | 121.78 | 2 | 13.19
2040 | MISO_WUMS_2_PJM_ROR | MISO_WUMS | PJM_ROR | Internal | Shoulder | B15 | 1203 | 1600 | 1600 | 73.5 | 75.59 | 2 | 0.1
2040 | MISO_WUMS_2_PJM_ROR | MISO_WUMS | PJM_ROR | Internal | Summer | B1 | 10 | 1600 | 1600 | 169.19 | 285.01 | 2 | 113.82
2040 | MISO_WUMS_2_PJM_ROR | MISO_WUMS | PJM_ROR | Internal | Summer | B2 | 25 | 1600 | 1600 | 177.31 | 285.01 | 2 | 105.71
2040 | MISO_WUMS_2_PJM_ROR | MISO_WUMS | PJM_ROR | Internal | Summer | B3 | 75 | 1600 | 1600 | 214.74 | 285.01 | 2 | 68.27
2040 | MISO_WUMS_2_PJM_ROR | MISO_WUMS | PJM_ROR | Internal | Summer | B4 | 100 | 1600 | 1600 | 177.31 | 207.13 | 2 | 27.83
2040 | MISO_WUMS_2_PJM_ROR | MISO_WUMS | PJM_ROR | Internal | Summer | B5 | 200 | 1600 | 1600 | 177.31 | 185.43 | 2 | 6.13
2040 | MISO_WUMS_2_PJM_ROR | MISO_WUMS | PJM_ROR | Internal | Summer | B6 | 300 | 1600 | 1394.24 | 175.13 | 177.13 | 2 | 0
2040 | MISO_WUMS_2_PJM_ROR | MISO_WUMS | PJM_ROR | Internal | Summer | B7 | 400 | 1600 | 1599.92 | 161.95 | 163.96 | 2 | 0.01
2040 | MISO_WUMS_2_PJM_ROR | MISO_WUMS | PJM_ROR | Internal | Summer | B8 | 500 | 1600 | 1599.93 | 152.28 | 154.29 | 2 | 0.01
2040 | MISO_WUMS_2_PJM_ROR | MISO_WUMS | PJM_ROR | Internal | Summer | B9 | 800 | 1600 | 0 | 152.21 | 152.06 | 2 | 0
2040 | MISO_WUMS_2_PJM_ROR | MISO_WUMS | PJM_ROR | Internal | Summer | B10 | 1262 | 1600 | 940.18 | 78.5 | 80.5 | 2 | 0
2040 | MISO_WUMS_2_PJM_ROR | MISO_WUMS | PJM_ROR | Internal | Winter | B16 | 25 | 1600 | 1600 | 73.5 | 157.78 | 2 | 82.28
2040 | MISO_WUMS_2_PJM_ROR | MISO_WUMS | PJM_ROR | Internal | Winter | B17 | 100 | 1600 | 1534.17 | 155.78 | 157.78 | 2 | 0
2040 | MISO_WUMS_2_PJM_ROR | MISO_WUMS | PJM_ROR | Internal | Winter | B18 | 400 | 1600 | 1600 | 114.16 | 122.35 | 2 | 6.19
2040 | MISO_WUMS_2_PJM_ROR | MISO_WUMS | PJM_ROR | Internal | Winter | B19 | 700 | 1600 | 1600 | 114.16 | 122.35 | 2 | 6.19
2040 | MISO_WUMS_2_PJM_ROR | MISO_WUMS | PJM_ROR | Internal | Winter | B20 | 935 | 1600 | 1600 | 73.5 | 77.48 | 2 | 1.98
2040 | NE_2_MAPP_US | NE | MAPP_US | Internal | Shoulder | B11 | 25 | 1600 | 0 | 148.88 | 146.88 | 5 | 0
2040 | NE_2_MAPP_US | NE | MAPP_US | Internal | Shoulder | B12 | 200 | 1600 | 628.03 | 129.81 | 134.81 | 5 | 0
2040 | NE_2_MAPP_US | NE | MAPP_US | Internal | Shoulder | B13 | 600 | 1600 | 758.91 | 77.38 | 82.38 | 5 | 0
2040 | NE_2_MAPP_US | NE | MAPP_US | Internal | Shoulder | B14 | 900 | 1600 | 1553.87 | 60.5 | 65.5 | 5 | 0
2040 | NE_2_MAPP_US | NE | MAPP_US | Internal | Shoulder | B15 | 1203 | 1600 | 1600 | 50.11 | 60.43 | 5 | 5.32
2040 | NE_2_MAPP_US | NE | MAPP_US | Internal | Summer | B1 | 10 | 1600 | 0 | 278.01 | 276.01 | 5 | 0
2040 | NE_2_MAPP_US | NE | MAPP_US | Internal | Summer | B2 | 25 | 1600 | 0 | 278.01 | 276.01 | 5 | 0
2040 | NE_2_MAPP_US | NE | MAPP_US | Internal | Summer | B3 | 75 | 1600 | 0 | 278.01 | 276.01 | 5 | 0
2040 | NE_2_MAPP_US | NE | MAPP_US | Internal | Summer | B4 | 100 | 1600 | 0 | 200.13 | 198.13 | 5 | 0
2040 | NE_2_MAPP_US | NE | MAPP_US | Internal | Summer | B5 | 200 | 1600 | 0 | 183.35 | 180.43 | 5 | 0
2040 | NE_2_MAPP_US | NE | MAPP_US | Internal | Summer | B6 | 300 | 1600 | 0 | 180.68 | 173.68 | 5 | 0
2040 | NE_2_MAPP_US | NE | MAPP_US | Internal | Summer | B7 | 400 | 1600 | 0 | 161.96 | 154.96 | 5 | 0
2040 | NE_2_MAPP_US | NE | MAPP_US | Internal | Summer | B8 | 500 | 1600 | 0 | 147.29 | 145.29 | 5 | 0
2040 | NE_2_MAPP_US | NE | MAPP_US | Internal | Summer | B9 | 800 | 1600 | 0 | 145.06 | 143.06 | 5 | 0
2040 | NE_2_MAPP_US | NE | MAPP_US | Internal | Summer | B10 | 1262 | 1600 | 0 | 58.07 | 60.43 | 5 | 0
2040 | NE_2_MAPP_US | NE | MAPP_US | Internal | Winter | B16 | 25 | 1600 | 1600 | 50.11 | 60.43 | 5 | 5.32
2040 | NE_2_MAPP_US | NE | MAPP_US | Internal | Winter | B17 | 100 | 1600 | 1600 | 50.11 | 60.43 | 5 | 5.32
2040 | NE_2_MAPP_US | NE | MAPP_US | Internal | Winter | B18 | 400 | 1600 | 301.27 | 77.84 | 82.84 | 5 | 0
2040 | NE_2_MAPP_US | NE | MAPP_US | Internal | Winter | B19 | 700 | 1600 | 1600 | 50.89 | 82.84 | 5 | 26.95
2040 | NE_2_MAPP_US | NE | MAPP_US | Internal | Winter | B20 | 935 | 1600 | 1600 | 50.11 | 60.43 | 5 | 5.32
2040 | NE_2_MISO_W | NE | MISO_W | Internal | Shoulder | B11 | 25 | 4089 | 403.03 | 148.88 | 153.88 | 5 | 0
2040 | NE_2_MISO_W | NE | MISO_W | Internal | Shoulder | B12 | 200 | 4089 | 4089 | 129.81 | 141.81 | 5 | 7
2040 | NE_2_MISO_W | NE | MISO_W | Internal | Shoulder | B13 | 600 | 4089 | 4089 | 77.38 | 104.77 | 5 | 22.39
2040 | NE_2_MISO_W | NE | MISO_W | Internal | Shoulder | B14 | 900 | 4089 | 4089 | 60.5 | 72.5 | 5 | 7
2040 | NE_2_MISO_W | NE | MISO_W | Internal | Shoulder | B15 | 1203 | 4089 | 4089 | 50.11 | 64.78 | 5 | 9.67
2040 | NE_2_MISO_W | NE | MISO_W | Internal | Summer | B1 | 10 | 4089 | 845.47 | 278.01 | 283.01 | 5 | 0
2040 | NE_2_MISO_W | NE | MISO_W | Internal | Summer | B2 | 25 | 4089 | 3448.92 | 278.01 | 283.01 | 5 | 0
2040 | NE_2_MISO_W | NE | MISO_W | Internal | Summer | B3 | 75 | 4089 | 1279.4 | 278.01 | 283.01 | 5 | 0
2040 | NE_2_MISO_W | NE | MISO_W | Internal | Summer | B4 | 100 | 4089 | 180.98 | 200.13 | 205.13 | 5 | 0
2040 | NE_2_MISO_W | NE | MISO_W | Internal | Summer | B5 | 200 | 4089 | 0 | 183.35 | 187.43 | 5 | 0
2040 | NE_2_MISO_W | NE | MISO_W | Internal | Summer | B6 | 300 | 4089 | 0 | 180.68 | 179.13 | 5 | 0
2040 | NE_2_MISO_W | NE | MISO_W | Internal | Summer | B7 | 400 | 4089 | 0 | 161.96 | 161.96 | 5 | 0
2040 | NE_2_MISO_W | NE | MISO_W | Internal | Summer | B8 | 500 | 4089 | 753.51 | 147.29 | 152.29 | 5 | 0
2040 | NE_2_MISO_W | NE | MISO_W | Internal | Summer | B9 | 800 | 4089 | 844.2 | 145.06 | 150.06 | 5 | 0
2040 | NE_2_MISO_W | NE | MISO_W | Internal | Summer | B10 | 1262 | 4089 | 4089 | 58.07 | 67.43 | 5 | 4.37
2040 | NE_2_MISO_W | NE | MISO_W | Internal | Winter | B16 | 25 | 4089 | 4089 | 50.11 | 60.43 | 5 | 5.32
2040 | NE_2_MISO_W | NE | MISO_W | Internal | Winter | B17 | 100 | 4089 | 4089 | 50.11 | 65.98 | 5 | 10.86
2040 | NE_2_MISO_W | NE | MISO_W | Internal | Winter | B18 | 400 | 4089 | 4089 | 77.84 | 89.84 | 5 | 7
2040 | NE_2_MISO_W | NE | MISO_W | Internal | Winter | B19 | 700 | 4089 | 4089 | 50.89 | 89.84 | 5 | 33.95
2040 | NE_2_MISO_W | NE | MISO_W | Internal | Winter | B20 | 935 | 4089 | 4089 | 50.11 | 66 | 5 | 10.89
2040 | NE_2_SPP_N | NE | SPP_N | Internal | Shoulder | B11 | 25 | 1960 | 1960 | 148.88 | 153.2 | 0.01 | 4.3
2040 | NE_2_SPP_N | NE | SPP_N | Internal | Shoulder | B12 | 200 | 1960 | 0.1 | 129.81 | 129.8 | 0.01 | 0
2040 | NE_2_SPP_N | NE | SPP_N | Internal | Shoulder | B13 | 600 | 1960 | 0.03 | 77.38 | 77.37 | 0.01 | 0
2040 | NE_2_SPP_N | NE | SPP_N | Internal | Shoulder | B14 | 900 | 1960 | 0 | 60.5 | 50.11 | 0.01 | 0
2040 | NE_2_SPP_N | NE | SPP_N | Internal | Shoulder | B15 | 1203 | 1960 | 0.03 | 50.11 | 50.11 | 0.01 | 0
2040 | NE_2_SPP_N | NE | SPP_N | Internal | Summer | B1 | 10 | 1960 | 0 | 278.01 | 50.11 | 0.01 | 0
2040 | NE_2_SPP_N | NE | SPP_N | Internal | Summer | B2 | 25 | 1960 | 0 | 278.01 | 263.92 | 0.01 | 0
2040 | NE_2_SPP_N | NE | SPP_N | Internal | Summer | B3 | 75 | 1960 | 15.45 | 278.01 | 278.02 | 0.01 | 0
2040 | NE_2_SPP_N | NE | SPP_N | Internal | Summer | B4 | 100 | 1960 | 118.59 | 200.13 | 200.14 | 0.01 | 0
2040 | NE_2_SPP_N | NE | SPP_N | Internal | Summer | B5 | 200 | 1960 | 115.59 | 183.35 | 183.36 | 0.01 | 0
2040 | NE_2_SPP_N | NE | SPP_N | Internal | Summer | B6 | 300 | 1960 | 1184.79 | 180.68 | 180.69 | 0.01 | 0
2040 | NE_2_SPP_N | NE | SPP_N | Internal | Summer | B7 | 400 | 1960 | 1960 | 161.96 | 168.96 | 0.01 | 6.99
2040 | NE_2_SPP_N | NE | SPP_N | Internal | Summer | B8 | 500 | 1960 | 1960 | 147.29 | 155.3 | 0.01 | 8
2040 | NE_2_SPP_N | NE | SPP_N | Internal | Summer | B9 | 800 | 1960 | 1960 | 145.06 | 147.3 | 0.01 | 2.24
2040 | NE_2_SPP_N | NE | SPP_N | Internal | Summer | B10 | 1262 | 1960 | 219.99 | 58.07 | 58.08 | 0.01 | 0
2040 | NE_2_SPP_N | NE | SPP_N | Internal | Winter | B16 | 25 | 1960 | 1.37 | 50.11 | 50.11 | 0.01 | 0
2040 | NE_2_SPP_N | NE | SPP_N | Internal | Winter | B17 | 100 | 1960 | 0.35 | 50.11 | 50.11 | 0.01 | 0
2040 | NE_2_SPP_N | NE | SPP_N | Internal | Winter | B18 | 400 | 1960 | 1960 | 77.84 | 81.9 | 0.01 | 4.05
2040 | NE_2_SPP_N | NE | SPP_N | Internal | Winter | B19 | 700 | 1960 | 0.02 | 50.89 | 50.88 | 0.01 | 0
2040 | NE_2_SPP_N | NE | SPP_N | Internal | Winter | B20 | 935 | 1960 | 0.04 | 50.11 | 50.11 | 0.01 | 0
2040 | NEISO_2_NYISO_A-F | NEISO | NYISO_A-F | Internal | Shoulder | B11 | 25 | 600 | 600 | 66.49 | 79.77 | 3 | 10.28
2040 | NEISO_2_NYISO_A-F | NEISO | NYISO_A-F | Internal | Shoulder | B12 | 200 | 600 | 600 | 66.49 | 95.02 | 3 | 25.52
2040 | NEISO_2_NYISO_A-F | NEISO | NYISO_A-F | Internal | Shoulder | B13 | 600 | 600 | 600 | 66.49 | 79.77 | 3 | 10.28
2040 | NEISO_2_NYISO_A-F | NEISO | NYISO_A-F | Internal | Shoulder | B14 | 900 | 600 | 600 | 66.49 | 79.77 | 3 | 10.28
2040 | NEISO_2_NYISO_A-F | NEISO | NYISO_A-F | Internal | Shoulder | B15 | 1203 | 600 | 0.03 | 66.49 | 69.48 | 3 | 0
2040 | NEISO_2_NYISO_A-F | NEISO | NYISO_A-F | Internal | Summer | B1 | 10 | 600 | 0 | 172.93 | 168.93 | 3 | 0
2040 | NEISO_2_NYISO_A-F | NEISO | NYISO_A-F | Internal | Summer | B2 | 25 | 600 | 0 | 236.1 | 173.05 | 3 | 0
2040 | NEISO_2_NYISO_A-F | NEISO | NYISO_A-F | Internal | Summer | B3 | 75 | 600 | 0 | 172.93 | 173.05 | 3 | 0
2040 | NEISO_2_NYISO_A-F | NEISO | NYISO_A-F | Internal | Summer | B4 | 100 | 600 | 600 | 165.94 | 172.33 | 3 | 3.39
2040 | NEISO_2_NYISO_A-F | NEISO | NYISO_A-F | Internal | Summer | B5 | 200 | 600 | 92.82 | 165.94 | 168.94 | 3 | 0
2040 | NEISO_2_NYISO_A-F | NEISO | NYISO_A-F | Internal | Summer | B6 | 300 | 600 | 0.11 | 165.94 | 168.93 | 3 | 0
2040 | NEISO_2_NYISO_A-F | NEISO | NYISO_A-F | Internal | Summer | B7 | 400 | 600 | 0.1 | 152.98 | 155.97 | 3 | 0
2040 | NEISO_2_NYISO_A-F | NEISO | NYISO_A-F | Internal | Summer | B8 | 500 | 600 | 0.07 | 143.31 | 146.3 | 3 | 0
2040 | NEISO_2_NYISO_A-F | NEISO | NYISO_A-F | Internal | Summer | B9 | 800 | 600 | 0 | 142.54 | 144.07 | 3 | 0
2040 | NEISO_2_NYISO_A-F | NEISO | NYISO_A-F | Internal | Summer | B10 | 1262 | 600 | 0 | 127.92 | 124.92 | 3 | 0
2040 | NEISO_2_NYISO_A-F | NEISO | NYISO_A-F | Internal | Winter | B16 | 25 | 600 | 537.92 | 66.49 | 69.49 | 3 | 0
2040 | NEISO_2_NYISO_A-F | NEISO | NYISO_A-F | Internal | Winter | B17 | 100 | 600 | 501.54 | 66.49 | 69.49 | 3 | 0
2040 | NEISO_2_NYISO_A-F | NEISO | NYISO_A-F | Internal | Winter | B18 | 400 | 600 | 389.12 | 66.49 | 69.49 | 3 | 0
2040 | NEISO_2_NYISO_A-F | NEISO | NYISO_A-F | Internal | Winter | B19 | 700 | 600 | 225.53 | 66.49 | 69.49 | 3 | 0
2040 | NEISO_2_NYISO_A-F | NEISO | NYISO_A-F | Internal | Winter | B20 | 935 | 600 | 143.66 | 66.49 | 69.49 | 3 | 0
2040 | NEISO_2_NYISO_G-I | NEISO | NYISO_G-I | Internal | Shoulder | B11 | 25 | 600 | 600 | 66.49 | 147.91 | 3 | 78.42
2040 | NEISO_2_NYISO_G-I | NEISO | NYISO_G-I | Internal | Shoulder | B12 | 200 | 600 | 600 | 66.49 | 141.39 | 3 | 71.9
2040 | NEISO_2_NYISO_G-I | NEISO | NYISO_G-I | Internal | Shoulder | B13 | 600 | 600 | 600 | 66.49 | 120.47 | 3 | 50.97
2040 | NEISO_2_NYISO_G-I | NEISO | NYISO_G-I | Internal | Shoulder | B14 | 900 | 600 | 600 | 66.49 | 120.47 | 3 | 50.97
2040 | NEISO_2_NYISO_G-I | NEISO | NYISO_G-I | Internal | Shoulder | B15 | 1203 | 600 | 131.73 | 66.49 | 69.49 | 3 | 0
2040 | NEISO_2_NYISO_G-I | NEISO | NYISO_G-I | Internal | Summer | B1 | 10 | 600 | 600 | 172.93 | 239.1 | 3 | 63.17
2040 | NEISO_2_NYISO_G-I | NEISO | NYISO_G-I | Internal | Summer | B2 | 25 | 600 | 304.91 | 236.1 | 239.1 | 3 | 0
2040 | NEISO_2_NYISO_G-I | NEISO | NYISO_G-I | Internal | Summer | B3 | 75 | 600 | 600 | 172.93 | 239.1 | 3 | 63.16
2040 | NEISO_2_NYISO_G-I | NEISO | NYISO_G-I | Internal | Summer | B4 | 100 | 600 | 600 | 165.94 | 172.35 | 3 | 3.4
2040 | NEISO_2_NYISO_G-I | NEISO | NYISO_G-I | Internal | Summer | B5 | 200 | 600 | 599.82 | 165.94 | 168.95 | 3 | 0.01
2040 | NEISO_2_NYISO_G-I | NEISO | NYISO_G-I | Internal | Summer | B6 | 300 | 600 | 323.85 | 165.94 | 168.94 | 3 | 0
2040 | NEISO_2_NYISO_G-I | NEISO | NYISO_G-I | Internal | Summer | B7 | 400 | 600 | 581.04 | 152.98 | 155.98 | 3 | 0
2040 | NEISO_2_NYISO_G-I | NEISO | NYISO_G-I | Internal | Summer | B8 | 500 | 600 | 59.09 | 143.31 | 146.31 | 3 | 0
2040 | NEISO_2_NYISO_G-I | NEISO | NYISO_G-I | Internal | Summer | B9 | 800 | 600 | 0 | 142.54 | 144.08 | 3 | 0
2040 | NEISO_2_NYISO_G-I | NEISO | NYISO_G-I | Internal | Summer | B10 | 1262 | 600 | 0 | 127.92 | 124.93 | 3 | 0
2040 | NEISO_2_NYISO_G-I | NEISO | NYISO_G-I | Internal | Winter | B16 | 25 | 600 | 600 | 66.49 | 149.81 | 3 | 80.31
2040 | NEISO_2_NYISO_G-I | NEISO | NYISO_G-I | Internal | Winter | B17 | 100 | 600 | 600 | 66.49 | 149.81 | 3 | 80.31
2040 | NEISO_2_NYISO_G-I | NEISO | NYISO_G-I | Internal | Winter | B18 | 400 | 600 | 600 | 66.49 | 125.24 | 3 | 55.75
2040 | NEISO_2_NYISO_G-I | NEISO | NYISO_G-I | Internal | Winter | B19 | 700 | 600 | 600 | 66.49 | 121.08 | 3 | 51.58
2040 | NEISO_2_NYISO_G-I | NEISO | NYISO_G-I | Internal | Winter | B20 | 935 | 600 | 599.96 | 66.49 | 69.5 | 3 | 0.01
2040 | NEISO_2_NYISO_J-K | NEISO | NYISO_J-K | Internal | Shoulder | B11 | 25 | 745 | 745 | 66.49 | 170.76 | 3 | 101.27
2040 | NEISO_2_NYISO_J-K | NEISO | NYISO_J-K | Internal | Shoulder | B12 | 200 | 745 | 745 | 66.49 | 155.39 | 3 | 85.9
2040 | NEISO_2_NYISO_J-K | NEISO | NYISO_J-K | Internal | Shoulder | B13 | 600 | 745 | 745 | 66.49 | 146.64 | 3 | 77.14
2040 | NEISO_2_NYISO_J-K | NEISO | NYISO_J-K | Internal | Shoulder | B14 | 900 | 745 | 745 | 66.49 | 134.47 | 3 | 64.97
2040 | NEISO_2_NYISO_J-K | NEISO | NYISO_J-K | Internal | Shoulder | B15 | 1203 | 745 | 744.97 | 66.49 | 69.5 | 3 | 0.01
2040 | NEISO_2_NYISO_J-K | NEISO | NYISO_J-K | Internal | Summer | B1 | 10 | 745 | 745 | 172.93 | 239.11 | 3 | 63.18
2040 | NEISO_2_NYISO_J-K | NEISO | NYISO_J-K | Internal | Summer | B2 | 25 | 745 | 743.71 | 236.1 | 239.11 | 3 | 0.01
2040 | NEISO_2_NYISO_J-K | NEISO | NYISO_J-K | Internal | Summer | B3 | 75 | 745 | 745 | 172.93 | 239.11 | 3 | 63.18
2040 | NEISO_2_NYISO_J-K | NEISO | NYISO_J-K | Internal | Summer | B4 | 100 | 745 | 745 | 165.94 | 213.16 | 3 | 44.21
2040 | NEISO_2_NYISO_J-K | NEISO | NYISO_J-K | Internal | Summer | B5 | 200 | 745 | 745 | 165.94 | 177.75 | 3 | 8.81
2040 | NEISO_2_NYISO_J-K | NEISO | NYISO_J-K | Internal | Summer | B6 | 300 | 745 | 745 | 165.94 | 177.75 | 3 | 8.81
2040 | NEISO_2_NYISO_J-K | NEISO | NYISO_J-K | Internal | Summer | B7 | 400 | 745 | 745 | 152.98 | 166.74 | 3 | 10.76
2040 | NEISO_2_NYISO_J-K | NEISO | NYISO_J-K | Internal | Summer | B8 | 500 | 745 | 745 | 143.31 | 166.74 | 3 | 20.43
2040 | NEISO_2_NYISO_J-K | NEISO | NYISO_J-K | Internal | Summer | B9 | 800 | 745 | 745 | 142.54 | 158.08 | 3 | 12.54
2040 | NEISO_2_NYISO_J-K | NEISO | NYISO_J-K | Internal | Summer | B10 | 1262 | 745 | 0 | 127.92 | 124.94 | 3 | 0
2040 | NEISO_2_NYISO_J-K | NEISO | NYISO_J-K | Internal | Winter | B16 | 25 | 745 | 745 | 66.49 | 163.82 | 3 | 94.32
2040 | NEISO_2_NYISO_J-K | NEISO | NYISO_J-K | Internal | Winter | B17 | 100 | 745 | 745 | 66.49 | 163.81 | 3 | 94.31
2040 | NEISO_2_NYISO_J-K | NEISO | NYISO_J-K | Internal | Winter | B18 | 400 | 745 | 745 | 66.49 | 158.53 | 3 | 89.04
2040 | NEISO_2_NYISO_J-K | NEISO | NYISO_J-K | Internal | Winter | B19 | 700 | 745 | 745 | 66.49 | 158.53 | 3 | 89.04
2040 | NEISO_2_NYISO_J-K | NEISO | NYISO_J-K | Internal | Winter | B20 | 935 | 745 | 744.98 | 66.49 | 69.52 | 3 | 0.02
2040 | NonRTO_Midwest_2_MISO_IN | NonRTO_Midwest | MISO_IN | Internal | Shoulder | B11 | 25 | 4450 | 0 | 157.66 | 153.88 | 8 | 0
2040 | NonRTO_Midwest_2_MISO_IN | NonRTO_Midwest | MISO_IN | Internal | Shoulder | B12 | 200 | 4450 | 0 | 149.83 | 141.83 | 8 | 0
2040 | NonRTO_Midwest_2_MISO_IN | NonRTO_Midwest | MISO_IN | Internal | Shoulder | B13 | 600 | 4450 | 0 | 113.33 | 106.57 | 8 | 0
2040 | NonRTO_Midwest_2_MISO_IN | NonRTO_Midwest | MISO_IN | Internal | Shoulder | B14 | 900 | 4450 | 0 | 113.33 | 106.57 | 8 | 0
2040 | NonRTO_Midwest_2_MISO_IN | NonRTO_Midwest | MISO_IN | Internal | Shoulder | B15 | 1203 | 4450 | 0 | 73.5 | 73.5 | 8 | 0
2040 | NonRTO_Midwest_2_MISO_IN | NonRTO_Midwest | MISO_IN | Internal | Summer | B1 | 10 | 4450 | 0 | 228.53 | 220.53 | 8 | 0
2040 | NonRTO_Midwest_2_MISO_IN | NonRTO_Midwest | MISO_IN | Internal | Summer | B2 | 25 | 4450 | 0 | 283.01 | 275.01 | 8 | 0
2040 | NonRTO_Midwest_2_MISO_IN | NonRTO_Midwest | MISO_IN | Internal | Summer | B3 | 75 | 4450 | 0 | 283.01 | 275.01 | 8 | 0
2040 | NonRTO_Midwest_2_MISO_IN | NonRTO_Midwest | MISO_IN | Internal | Summer | B4 | 100 | 4450 | 0 | 205.13 | 205.12 | 8 | 0
2040 | NonRTO_Midwest_2_MISO_IN | NonRTO_Midwest | MISO_IN | Internal | Summer | B5 | 200 | 4450 | 0 | 174.33 | 177.95 | 8 | 0
2040 | NonRTO_Midwest_2_MISO_IN | NonRTO_Midwest | MISO_IN | Internal | Summer | B6 | 300 | 4450 | 0 | 168.69 | 175.12 | 8 | 0
2040 | NonRTO_Midwest_2_MISO_IN | NonRTO_Midwest | MISO_IN | Internal | Summer | B7 | 400 | 4450 | 0 | 156.96 | 161.92 | 8 | 0
2040 | NonRTO_Midwest_2_MISO_IN | NonRTO_Midwest | MISO_IN | Internal | Summer | B8 | 500 | 4450 | 0 | 156.1 | 152.29 | 8 | 0
2040 | NonRTO_Midwest_2_MISO_IN | NonRTO_Midwest | MISO_IN | Internal | Summer | B9 | 800 | 4450 | 0 | 156.1 | 152.29 | 8 | 0
2040 | NonRTO_Midwest_2_MISO_IN | NonRTO_Midwest | MISO_IN | Internal | Summer | B10 | 1262 | 4450 | 0 | 73.5 | 78.5 | 8 | 0
2040 | NonRTO_Midwest_2_MISO_IN | NonRTO_Midwest | MISO_IN | Internal | Winter | B16 | 25 | 4450 | 0 | 160.77 | 152.77 | 8 | 0
2040 | NonRTO_Midwest_2_MISO_IN | NonRTO_Midwest | MISO_IN | Internal | Winter | B17 | 100 | 4450 | 0 | 163.77 | 155.77 | 8 | 0
2040 | NonRTO_Midwest_2_MISO_IN | NonRTO_Midwest | MISO_IN | Internal | Winter | B18 | 400 | 4450 | 0 | 114.57 | 106.57 | 8 | 0
2040 | NonRTO_Midwest_2_MISO_IN | NonRTO_Midwest | MISO_IN | Internal | Winter | B19 | 700 | 4450 | 0 | 114.57 | 106.57 | 8 | 0
2040 | NonRTO_Midwest_2_MISO_IN | NonRTO_Midwest | MISO_IN | Internal | Winter | B20 | 935 | 4450 | 0 | 74.03 | 66.03 | 8 | 0
2040 | NonRTO_Midwest_2_TVA_Transmission | NonRTO_Midwest | TVA_Transmission | Internal | Shoulder | B11 | 25 | 2400 | 0 | 157.66 | 159.6 | 8 | 0
2040 | NonRTO_Midwest_2_TVA_Transmission | NonRTO_Midwest | TVA_Transmission | Internal | Shoulder | B12 | 200 | 2400 | 0 | 149.83 | 142.8 | 8 | 0
2040 | NonRTO_Midwest_2_TVA_Transmission | NonRTO_Midwest | TVA_Transmission | Internal | Shoulder | B13 | 600 | 2400 | 0 | 113.33 | 112.78 | 8 | 0
2040 | NonRTO_Midwest_2_TVA_Transmission | NonRTO_Midwest | TVA_Transmission | Internal | Shoulder | B14 | 900 | 2400 | 0 | 113.33 | 112.78 | 8 | 0
2040 | NonRTO_Midwest_2_TVA_Transmission | NonRTO_Midwest | TVA_Transmission | Internal | Shoulder | B15 | 1203 | 2400 | 0 | 73.5 | 73.48 | 8 | 0
2040 | NonRTO_Midwest_2_TVA_Transmission | NonRTO_Midwest | TVA_Transmission | Internal | Summer | B1 | 10 | 2400 | 2400 | 228.53 | 287.81 | 8 | 51.28
2040 | NonRTO_Midwest_2_TVA_Transmission | NonRTO_Midwest | TVA_Transmission | Internal | Summer | B2 | 25 | 2400 | 53.01 | 283.01 | 291.01 | 8 | 0
2040 | NonRTO_Midwest_2_TVA_Transmission | NonRTO_Midwest | TVA_Transmission | Internal | Summer | B3 | 75 | 2400 | 1589.56 | 283.01 | 291.01 | 8 | 0
2040 | NonRTO_Midwest_2_TVA_Transmission | NonRTO_Midwest | TVA_Transmission | Internal | Summer | B4 | 100 | 2400 | 104.11 | 205.13 | 213.13 | 8 | 0
2040 | NonRTO_Midwest_2_TVA_Transmission | NonRTO_Midwest | TVA_Transmission | Internal | Summer | B5 | 200 | 2400 | 429.42 | 174.33 | 182.33 | 8 | 0
2040 | NonRTO_Midwest_2_TVA_Transmission | NonRTO_Midwest | TVA_Transmission | Internal | Summer | B6 | 300 | 2400 | 924.68 | 168.69 | 176.69 | 8 | 0
2040 | NonRTO_Midwest_2_TVA_Transmission | NonRTO_Midwest | TVA_Transmission | Internal | Summer | B7 | 400 | 2400 | 1532.34 | 156.96 | 164.96 | 8 | 0
2040 | NonRTO_Midwest_2_TVA_Transmission | NonRTO_Midwest | TVA_Transmission | Internal | Summer | B8 | 500 | 2400 | 0 | 156.1 | 157.82 | 8 | 0
2040 | NonRTO_Midwest_2_TVA_Transmission | NonRTO_Midwest | TVA_Transmission | Internal | Summer | B9 | 800 | 2400 | 0 | 156.1 | 156.8 | 8 | 0
2040 | NonRTO_Midwest_2_TVA_Transmission | NonRTO_Midwest | TVA_Transmission | Internal | Summer | B10 | 1262 | 2400 | 0 | 73.5 | 73.48 | 8 | 0
2040 | NonRTO_Midwest_2_TVA_Transmission | NonRTO_Midwest | TVA_Transmission | Internal | Winter | B16 | 25 | 2400 | 0 | 160.77 | 160.78 | 8 | 0
2040 | NonRTO_Midwest_2_TVA_Transmission | NonRTO_Midwest | TVA_Transmission | Internal | Winter | B17 | 100 | 2400 | 0 | 163.77 | 160.78 | 8 | 0
2040 | NonRTO_Midwest_2_TVA_Transmission | NonRTO_Midwest | TVA_Transmission | Internal | Winter | B18 | 400 | 2400 | 0 | 114.57 | 113.35 | 8 | 0
2040 | NonRTO_Midwest_2_TVA_Transmission | NonRTO_Midwest | TVA_Transmission | Internal | Winter | B19 | 700 | 2400 | 0 | 114.57 | 113.35 | 8 | 0
2040 | NonRTO_Midwest_2_TVA_Transmission | NonRTO_Midwest | TVA_Transmission | Internal | Winter | B20 | 935 | 2400 | 0 | 74.03 | 74.02 | 8 | 0
2040 | NYISO_A-F_2_IESO | NYISO_A-F | IESO | Internal | Shoulder | B11 | 25 | 1600 | 0 | 79.77 | 72.77 | 7 | 0
2040 | NYISO_A-F_2_IESO | NYISO_A-F | IESO | Internal | Shoulder | B12 | 200 | 1600 | 0 | 95.02 | 88.02 | 7 | 0
2040 | NYISO_A-F_2_IESO | NYISO_A-F | IESO | Internal | Shoulder | B13 | 600 | 1600 | 0 | 79.77 | 72.77 | 7 | 0
2040 | NYISO_A-F_2_IESO | NYISO_A-F | IESO | Internal | Shoulder | B14 | 900 | 1600 | 0 | 79.77 | 72.77 | 7 | 0
2040 | NYISO_A-F_2_IESO | NYISO_A-F | IESO | Internal | Shoulder | B15 | 1203 | 1600 | 0 | 69.48 | 72.77 | 7 | 0
2040 | NYISO_A-F_2_IESO | NYISO_A-F | IESO | Internal | Summer | B1 | 10 | 1600 | 0 | 168.93 | 165.33 | 7 | 0
2040 | NYISO_A-F_2_IESO | NYISO_A-F | IESO | Internal | Summer | B2 | 25 | 1600 | 0 | 173.05 | 166.05 | 7 | 0
2040 | NYISO_A-F_2_IESO | NYISO_A-F | IESO | Internal | Summer | B3 | 75 | 1600 | 0 | 173.05 | 165.33 | 7 | 0
2040 | NYISO_A-F_2_IESO | NYISO_A-F | IESO | Internal | Summer | B4 | 100 | 1600 | 0 | 172.33 | 165.33 | 7 | 0
2040 | NYISO_A-F_2_IESO | NYISO_A-F | IESO | Internal | Summer | B5 | 200 | 1600 | 0 | 168.94 | 89.87 | 7 | 0
2040 | NYISO_A-F_2_IESO | NYISO_A-F | IESO | Internal | Summer | B6 | 300 | 1600 | 0 | 168.93 | 71.51 | 7 | 0
2040 | NYISO_A-F_2_IESO | NYISO_A-F | IESO | Internal | Summer | B7 | 400 | 1600 | 0 | 155.97 | 71.51 | 7 | 0
2040 | NYISO_A-F_2_IESO | NYISO_A-F | IESO | Internal | Summer | B8 | 500 | 1600 | 0 | 146.3 | 71.51 | 7 | 0
2040 | NYISO_A-F_2_IESO | NYISO_A-F | IESO | Internal | Summer | B9 | 800 | 1600 | 0 | 144.07 | 71.51 | 7 | 0
2040 | NYISO_A-F_2_IESO | NYISO_A-F | IESO | Internal | Summer | B10 | 1262 | 1600 | 0 | 124.92 | 71.51 | 7 | 0
2040 | NYISO_A-F_2_IESO | NYISO_A-F | IESO | Internal | Winter | B16 | 25 | 1600 | 0 | 69.49 | 73.81 | 7 | 0
2040 | NYISO_A-F_2_IESO | NYISO_A-F | IESO | Internal | Winter | B17 | 100 | 1600 | 0 | 69.49 | 73.81 | 7 | 0
2040 | NYISO_A-F_2_IESO | NYISO_A-F | IESO | Internal | Winter | B18 | 400 | 1600 | 0 | 69.49 | 73.81 | 7 | 0
2040 | NYISO_A-F_2_IESO | NYISO_A-F | IESO | Internal | Winter | B19 | 700 | 1600 | 0 | 69.49 | 73.81 | 7 | 0
2040 | NYISO_A-F_2_IESO | NYISO_A-F | IESO | Internal | Winter | B20 | 935 | 1600 | 0 | 69.49 | 73.81 | 7 | 0
2040 | NYISO_A-F_2_NEISO | NYISO_A-F | NEISO | Internal | Shoulder | B11 | 25 | 600 | 0 | 79.77 | 66.49 | 3 | 0
2040 | NYISO_A-F_2_NEISO | NYISO_A-F | NEISO | Internal | Shoulder | B12 | 200 | 600 | 0 | 95.02 | 66.49 | 3 | 0
2040 | NYISO_A-F_2_NEISO | NYISO_A-F | NEISO | Internal | Shoulder | B13 | 600 | 600 | 0 | 79.77 | 66.49 | 3 | 0
2040 | NYISO_A-F_2_NEISO | NYISO_A-F | NEISO | Internal | Shoulder | B14 | 900 | 600 | 0 | 79.77 | 66.49 | 3 | 0
2040 | NYISO_A-F_2_NEISO | NYISO_A-F | NEISO | Internal | Shoulder | B15 | 1203 | 600 | 0 | 69.48 | 66.49 | 3 | 0
2040 | NYISO_A-F_2_NEISO | NYISO_A-F | NEISO | Internal | Summer | B1 | 10 | 600 | 599.96 | 168.93 | 172.93 | 3 | 1
2040 | NYISO_A-F_2_NEISO | NYISO_A-F | NEISO | Internal | Summer | B2 | 25 | 600 | 600 | 173.05 | 236.1 | 3 | 60.04
2040 | NYISO_A-F_2_NEISO | NYISO_A-F | NEISO | Internal | Summer | B3 | 75 | 600 | 0 | 173.05 | 172.93 | 3 | 0
2040 | NYISO_A-F_2_NEISO | NYISO_A-F | NEISO | Internal | Summer | B4 | 100 | 600 | 0 | 172.33 | 165.94 | 3 | 0
2040 | NYISO_A-F_2_NEISO | NYISO_A-F | NEISO | Internal | Summer | B5 | 200 | 600 | 0 | 168.94 | 165.94 | 3 | 0
2040 | NYISO_A-F_2_NEISO | NYISO_A-F | NEISO | Internal | Summer | B6 | 300 | 600 | 0 | 168.93 | 165.94 | 3 | 0
2040 | NYISO_A-F_2_NEISO | NYISO_A-F | NEISO | Internal | Summer | B7 | 400 | 600 | 0 | 155.97 | 152.98 | 3 | 0
2040 | NYISO_A-F_2_NEISO | NYISO_A-F | NEISO | Internal | Summer | B8 | 500 | 600 | 0 | 146.3 | 143.31 | 3 | 0
2040 | NYISO_A-F_2_NEISO | NYISO_A-F | NEISO | Internal | Summer | B9 | 800 | 600 | 0 | 144.07 | 142.54 | 3 | 0
2040 | NYISO_A-F_2_NEISO | NYISO_A-F | NEISO | Internal | Summer | B10 | 1262 | 600 | 276 | 124.92 | 127.92 | 3 | 0
2040 | NYISO_A-F_2_NEISO | NYISO_A-F | NEISO | Internal | Winter | B16 | 25 | 600 | 0 | 69.49 | 66.49 | 3 | 0
2040 | NYISO_A-F_2_NEISO | NYISO_A-F | NEISO | Internal | Winter | B17 | 100 | 600 | 0 | 69.49 | 66.49 | 3 | 0
2040 | NYISO_A-F_2_NEISO | NYISO_A-F | NEISO | Internal | Winter | B18 | 400 | 600 | 0 | 69.49 | 66.49 | 3 | 0
2040 | NYISO_A-F_2_NEISO | NYISO_A-F | NEISO | Internal | Winter | B19 | 700 | 600 | 0 | 69.49 | 66.49 | 3 | 0
2040 | NYISO_A-F_2_NEISO | NYISO_A-F | NEISO | Internal | Winter | B20 | 935 | 600 | 0 | 69.49 | 66.49 | 3 | 0
2040 | NYISO_A-F_2_NYISO_G-I | NYISO_A-F | NYISO_G-I | Internal | Shoulder | B11 | 25 | 5685 | 5685 | 79.77 | 147.91 | 0.01 | 68.12
2040 | NYISO_A-F_2_NYISO_G-I | NYISO_A-F | NYISO_G-I | Internal | Shoulder | B12 | 200 | 5685 | 5685 | 95.02 | 141.39 | 0.01 | 46.36
2040 | NYISO_A-F_2_NYISO_G-I | NYISO_A-F | NYISO_G-I | Internal | Shoulder | B13 | 600 | 5685 | 5685 | 79.77 | 120.47 | 0.01 | 40.68
2040 | NYISO_A-F_2_NYISO_G-I | NYISO_A-F | NYISO_G-I | Internal | Shoulder | B14 | 900 | 5685 | 5685 | 79.77 | 120.47 | 0.01 | 40.68
2040 | NYISO_A-F_2_NYISO_G-I | NYISO_A-F | NYISO_G-I | Internal | Shoulder | B15 | 1203 | 5685 | 3549.44 | 69.48 | 69.49 | 0.01 | 0
2040 | NYISO_A-F_2_NYISO_G-I | NYISO_A-F | NYISO_G-I | Internal | Summer | B1 | 10 | 5685 | 5685 | 168.93 | 239.1 | 0.01 | 70.15
2040 | NYISO_A-F_2_NYISO_G-I | NYISO_A-F | NYISO_G-I | Internal | Summer | B2 | 25 | 5685 | 5685 | 173.05 | 239.1 | 0.01 | 66.03
2040 | NYISO_A-F_2_NYISO_G-I | NYISO_A-F | NYISO_G-I | Internal | Summer | B3 | 75 | 5685 | 5685 | 173.05 | 239.1 | 0.01 | 66.03
2040 | NYISO_A-F_2_NYISO_G-I | NYISO_A-F | NYISO_G-I | Internal | Summer | B4 | 100 | 5685 | 5560.49 | 172.33 | 172.35 | 0.01 | 0
2040 | NYISO_A-F_2_NYISO_G-I | NYISO_A-F | NYISO_G-I | Internal | Summer | B5 | 200 | 5685 | 5419.97 | 168.94 | 168.95 | 0.01 | 0
2040 | NYISO_A-F_2_NYISO_G-I | NYISO_A-F | NYISO_G-I | Internal | Summer | B6 | 300 | 5685 | 5501.1 | 168.93 | 168.94 | 0.01 | 0
2040 | NYISO_A-F_2_NYISO_G-I | NYISO_A-F | NYISO_G-I | Internal | Summer | B7 | 400 | 5685 | 4850.82 | 155.97 | 155.98 | 0.01 | 0
2040 | NYISO_A-F_2_NYISO_G-I | NYISO_A-F | NYISO_G-I | Internal | Summer | B8 | 500 | 5685 | 5301.88 | 146.3 | 146.31 | 0.01 | 0
2040 | NYISO_A-F_2_NYISO_G-I | NYISO_A-F | NYISO_G-I | Internal | Summer | B9 | 800 | 5685 | 5636.32 | 144.07 | 144.08 | 0.01 | 0
2040 | NYISO_A-F_2_NYISO_G-I | NYISO_A-F | NYISO_G-I | Internal | Summer | B10 | 1262 | 5685 | 3815.8 | 124.92 | 124.93 | 0.01 | 0
2040 | NYISO_A-F_2_NYISO_G-I | NYISO_A-F | NYISO_G-I | Internal | Winter | B16 | 25 | 5685 | 5685 | 69.49 | 149.81 | 0.01 | 80.3
2040 | NYISO_A-F_2_NYISO_G-I | NYISO_A-F | NYISO_G-I | Internal | Winter | B17 | 100 | 5685 | 5685 | 69.49 | 149.81 | 0.01 | 80.3
2040 | NYISO_A-F_2_NYISO_G-I | NYISO_A-F | NYISO_G-I | Internal | Winter | B18 | 400 | 5685 | 5685 | 69.49 | 125.24 | 0.01 | 55.74
2040 | NYISO_A-F_2_NYISO_G-I | NYISO_A-F | NYISO_G-I | Internal | Winter | B19 | 700 | 5685 | 5685 | 69.49 | 121.08 | 0.01 | 51.57
2040 | NYISO_A-F_2_NYISO_G-I | NYISO_A-F | NYISO_G-I | Internal | Winter | B20 | 935 | 5685 | 4488.8 | 69.49 | 69.5 | 0.01 | 0
2040 | NYISO_A-F_2_PJM_ROM | NYISO_A-F | PJM_ROM | Internal | Shoulder | B11 | 25 | 1000 | 1000 | 79.77 | 155.9 | 8 | 68.12
2040 | NYISO_A-F_2_PJM_ROM | NYISO_A-F | PJM_ROM | Internal | Shoulder | B12 | 200 | 1000 | 1000 | 95.02 | 149.38 | 8 | 46.36
2040 | NYISO_A-F_2_PJM_ROM | NYISO_A-F | PJM_ROM | Internal | Shoulder | B13 | 600 | 1000 | 1000 | 79.77 | 128.45 | 8 | 40.68
2040 | NYISO_A-F_2_PJM_ROM | NYISO_A-F | PJM_ROM | Internal | Shoulder | B14 | 900 | 1000 | 1000 | 79.77 | 128.45 | 8 | 40.68
2040 | NYISO_A-F_2_PJM_ROM | NYISO_A-F | PJM_ROM | Internal | Shoulder | B15 | 1203 | 1000 | 0 | 69.48 | 75.61 | 8 | 0
2040 | NYISO_A-F_2_PJM_ROM | NYISO_A-F | PJM_ROM | Internal | Summer | B1 | 10 | 1000 | 1000 | 168.93 | 285.02 | 8 | 108.09
2040 | NYISO_A-F_2_PJM_ROM | NYISO_A-F | PJM_ROM | Internal | Summer | B2 | 25 | 1000 | 1000 | 173.05 | 285.02 | 8 | 103.97
2040 | NYISO_A-F_2_PJM_ROM | NYISO_A-F | PJM_ROM | Internal | Summer | B3 | 75 | 1000 | 1000 | 173.05 | 285.02 | 8 | 103.97
2040 | NYISO_A-F_2_PJM_ROM | NYISO_A-F | PJM_ROM | Internal | Summer | B4 | 100 | 1000 | 1000 | 172.33 | 207.14 | 8 | 26.81
2040 | NYISO_A-F_2_PJM_ROM | NYISO_A-F | PJM_ROM | Internal | Summer | B5 | 200 | 1000 | 1000 | 168.94 | 185.44 | 8 | 8.5
2040 | NYISO_A-F_2_PJM_ROM | NYISO_A-F | PJM_ROM | Internal | Summer | B6 | 300 | 1000 | 999.99 | 168.93 | 177.14 | 8 | 0.21
2040 | NYISO_A-F_2_PJM_ROM | NYISO_A-F | PJM_ROM | Internal | Summer | B7 | 400 | 1000 | 191.53 | 155.97 | 163.97 | 8 | 0
2040 | NYISO_A-F_2_PJM_ROM | NYISO_A-F | PJM_ROM | Internal | Summer | B8 | 500 | 1000 | 390.84 | 146.3 | 154.3 | 8 | 0
2040 | NYISO_A-F_2_PJM_ROM | NYISO_A-F | PJM_ROM | Internal | Summer | B9 | 800 | 1000 | 953.86 | 144.07 | 152.07 | 8 | 0
2040 | NYISO_A-F_2_PJM_ROM | NYISO_A-F | PJM_ROM | Internal | Summer | B10 | 1262 | 1000 | 0 | 124.92 | 80.72 | 8 | 0
2040 | NYISO_A-F_2_PJM_ROM | NYISO_A-F | PJM_ROM | Internal | Winter | B16 | 25 | 1000 | 1000 | 69.49 | 157.79 | 8 | 80.3
2040 | NYISO_A-F_2_PJM_ROM | NYISO_A-F | PJM_ROM | Internal | Winter | B17 | 100 | 1000 | 1000 | 69.49 | 157.79 | 8 | 80.3
2040 | NYISO_A-F_2_PJM_ROM | NYISO_A-F | PJM_ROM | Internal | Winter | B18 | 400 | 1000 | 1000 | 69.49 | 129.07 | 8 | 51.58
2040 | NYISO_A-F_2_PJM_ROM | NYISO_A-F | PJM_ROM | Internal | Winter | B19 | 700 | 1000 | 1000 | 69.49 | 129.07 | 8 | 51.57
2040 | NYISO_A-F_2_PJM_ROM | NYISO_A-F | PJM_ROM | Internal | Winter | B20 | 935 | 1000 | 382.67 | 69.49 | 77.49 | 8 | 0
2040 | NYISO_G-I_2_NEISO | NYISO_G-I | NEISO | Internal | Shoulder | B11 | 25 | 600 | 0 | 147.91 | 66.49 | 3 | 0
2040 | NYISO_G-I_2_NEISO | NYISO_G-I | NEISO | Internal | Shoulder | B12 | 200 | 600 | 0 | 141.39 | 66.49 | 3 | 0
2040 | NYISO_G-I_2_NEISO | NYISO_G-I | NEISO | Internal | Shoulder | B13 | 600 | 600 | 0 | 120.47 | 66.49 | 3 | 0
2040 | NYISO_G-I_2_NEISO | NYISO_G-I | NEISO | Internal | Shoulder | B14 | 900 | 600 | 0 | 120.47 | 66.49 | 3 | 0
2040 | NYISO_G-I_2_NEISO | NYISO_G-I | NEISO | Internal | Shoulder | B15 | 1203 | 600 | 0 | 69.49 | 66.49 | 3 | 0
2040 | NYISO_G-I_2_NEISO | NYISO_G-I | NEISO | Internal | Summer | B1 | 10 | 600 | 0 | 239.1 | 172.93 | 3 | 0
2040 | NYISO_G-I_2_NEISO | NYISO_G-I | NEISO | Internal | Summer | B2 | 25 | 600 | 0 | 239.1 | 236.1 | 3 | 0
2040 | NYISO_G-I_2_NEISO | NYISO_G-I | NEISO | Internal | Summer | B3 | 75 | 600 | 0 | 239.1 | 172.93 | 3 | 0
2040 | NYISO_G-I_2_NEISO | NYISO_G-I | NEISO | Internal | Summer | B4 | 100 | 600 | 0 | 172.35 | 165.94 | 3 | 0
2040 | NYISO_G-I_2_NEISO | NYISO_G-I | NEISO | Internal | Summer | B5 | 200 | 600 | 0 | 168.95 | 165.94 | 3 | 0
2040 | NYISO_G-I_2_NEISO | NYISO_G-I | NEISO | Internal | Summer | B6 | 300 | 600 | 0 | 168.94 | 165.94 | 3 | 0
2040 | NYISO_G-I_2_NEISO | NYISO_G-I | NEISO | Internal | Summer | B7 | 400 | 600 | 0 | 155.98 | 152.98 | 3 | 0
2040 | NYISO_G-I_2_NEISO | NYISO_G-I | NEISO | Internal | Summer | B8 | 500 | 600 | 0 | 146.31 | 143.31 | 3 | 0
2040 | NYISO_G-I_2_NEISO | NYISO_G-I | NEISO | Internal | Summer | B9 | 800 | 600 | 0 | 144.08 | 142.54 | 3 | 0
2040 | NYISO_G-I_2_NEISO | NYISO_G-I | NEISO | Internal | Summer | B10 | 1262 | 600 | 0.03 | 124.93 | 127.92 | 3 | 0
2040 | NYISO_G-I_2_NEISO | NYISO_G-I | NEISO | Internal | Winter | B16 | 25 | 600 | 0 | 149.81 | 66.49 | 3 | 0
2040 | NYISO_G-I_2_NEISO | NYISO_G-I | NEISO | Internal | Winter | B17 | 100 | 600 | 0 | 149.81 | 66.49 | 3 | 0
2040 | NYISO_G-I_2_NEISO | NYISO_G-I | NEISO | Internal | Winter | B18 | 400 | 600 | 0 | 125.24 | 66.49 | 3 | 0
2040 | NYISO_G-I_2_NEISO | NYISO_G-I | NEISO | Internal | Winter | B19 | 700 | 600 | 0 | 121.08 | 66.49 | 3 | 0
2040 | NYISO_G-I_2_NEISO | NYISO_G-I | NEISO | Internal | Winter | B20 | 935 | 600 | 0 | 69.5 | 66.49 | 3 | 0
2040 | NYISO_G-I_2_NYISO_A-F | NYISO_G-I | NYISO_A-F | Internal | Shoulder | B11 | 25 | 3434 | 0 | 147.91 | 79.77 | 0.01 | 0
2040 | NYISO_G-I_2_NYISO_A-F | NYISO_G-I | NYISO_A-F | Internal | Shoulder | B12 | 200 | 3434 | 0 | 141.39 | 95.02 | 0.01 | 0
2040 | NYISO_G-I_2_NYISO_A-F | NYISO_G-I | NYISO_A-F | Internal | Shoulder | B13 | 600 | 3434 | 0 | 120.47 | 79.77 | 0.01 | 0
2040 | NYISO_G-I_2_NYISO_A-F | NYISO_G-I | NYISO_A-F | Internal | Shoulder | B14 | 900 | 3434 | 0 | 120.47 | 79.77 | 0.01 | 0
2040 | NYISO_G-I_2_NYISO_A-F | NYISO_G-I | NYISO_A-F | Internal | Shoulder | B15 | 1203 | 3434 | 0.02 | 69.49 | 69.48 | 0.01 | 0
2040 | NYISO_G-I_2_NYISO_A-F | NYISO_G-I | NYISO_A-F | Internal | Summer | B1 | 10 | 3434 | 0 | 239.1 | 168.93 | 0.01 | 0
2040 | NYISO_G-I_2_NYISO_A-F | NYISO_G-I | NYISO_A-F | Internal | Summer | B2 | 25 | 3434 | 0 | 239.1 | 173.05 | 0.01 | 0
2040 | NYISO_G-I_2_NYISO_A-F | NYISO_G-I | NYISO_A-F | Internal | Summer | B3 | 75 | 3434 | 0 | 239.1 | 173.05 | 0.01 | 0
2040 | NYISO_G-I_2_NYISO_A-F | NYISO_G-I | NYISO_A-F | Internal | Summer | B4 | 100 | 3434 | 0.17 | 172.35 | 172.33 | 0.01 | 0
2040 | NYISO_G-I_2_NYISO_A-F | NYISO_G-I | NYISO_A-F | Internal | Summer | B5 | 200 | 3434 | 0.09 | 168.95 | 168.94 | 0.01 | 0
2040 | NYISO_G-I_2_NYISO_A-F | NYISO_G-I | NYISO_A-F | Internal | Summer | B6 | 300 | 3434 | 0.06 | 168.94 | 168.93 | 0.01 | 0
2040 | NYISO_G-I_2_NYISO_A-F | NYISO_G-I | NYISO_A-F | Internal | Summer | B7 | 400 | 3434 | 0.05 | 155.98 | 155.97 | 0.01 | 0
2040 | NYISO_G-I_2_NYISO_A-F | NYISO_G-I | NYISO_A-F | Internal | Summer | B8 | 500 | 3434 | 0.04 | 146.31 | 146.3 | 0.01 | 0
2040 | NYISO_G-I_2_NYISO_A-F | NYISO_G-I | NYISO_A-F | Internal | Summer | B9 | 800 | 3434 | 0.02 | 144.08 | 144.07 | 0.01 | 0
2040 | NYISO_G-I_2_NYISO_A-F | NYISO_G-I | NYISO_A-F | Internal | Summer | B10 | 1262 | 3434 | 0.01 | 124.93 | 124.92 | 0.01 | 0
2040 | NYISO_G-I_2_NYISO_A-F | NYISO_G-I | NYISO_A-F | Internal | Winter | B16 | 25 | 3434 | 0 | 149.81 | 69.49 | 0.01 | 0
2040 | NYISO_G-I_2_NYISO_A-F | NYISO_G-I | NYISO_A-F | Internal | Winter | B17 | 100 | 3434 | 0 | 149.81 | 69.49 | 0.01 | 0
2040 | NYISO_G-I_2_NYISO_A-F | NYISO_G-I | NYISO_A-F | Internal | Winter | B18 | 400 | 3434 | 0 | 125.24 | 69.49 | 0.01 | 0
2040 | NYISO_G-I_2_NYISO_A-F | NYISO_G-I | NYISO_A-F | Internal | Winter | B19 | 700 | 3434 | 0 | 121.08 | 69.49 | 0.01 | 0
2040 | NYISO_G-I_2_NYISO_A-F | NYISO_G-I | NYISO_A-F | Internal | Winter | B20 | 935 | 3434 | 0.02 | 69.5 | 69.49 | 0.01 | 0
2040 | NYISO_G-I_2_NYISO_J-K | NYISO_G-I | NYISO_J-K | Internal | Shoulder | B11 | 25 | 6130 | 6130 | 147.91 | 170.76 | 0.01 | 22.84
2040 | NYISO_G-I_2_NYISO_J-K | NYISO_G-I | NYISO_J-K | Internal | Shoulder | B12 | 200 | 6130 | 6130 | 141.39 | 155.39 | 0.01 | 13.99
2040 | NYISO_G-I_2_NYISO_J-K | NYISO_G-I | NYISO_J-K | Internal | Shoulder | B13 | 600 | 6130 | 6130 | 120.47 | 146.64 | 0.01 | 26.16
2040 | NYISO_G-I_2_NYISO_J-K | NYISO_G-I | NYISO_J-K | Internal | Shoulder | B14 | 900 | 6130 | 6130 | 120.47 | 134.47 | 0.01 | 13.99
2040 | NYISO_G-I_2_NYISO_J-K | NYISO_G-I | NYISO_J-K | Internal | Shoulder | B15 | 1203 | 6130 | 4663.34 | 69.49 | 69.5 | 0.01 | 0
2040 | NYISO_G-I_2_NYISO_J-K | NYISO_G-I | NYISO_J-K | Internal | Summer | B1 | 10 | 6130 | 5511.4 | 239.1 | 239.11 | 0.01 | 0
2040 | NYISO_G-I_2_NYISO_J-K | NYISO_G-I | NYISO_J-K | Internal | Summer | B2 | 25 | 6130 | 5344.05 | 239.1 | 239.11 | 0.01 | 0
2040 | NYISO_G-I_2_NYISO_J-K | NYISO_G-I | NYISO_J-K | Internal | Summer | B3 | 75 | 6130 | 6029.56 | 239.1 | 239.11 | 0.01 | 0
2040 | NYISO_G-I_2_NYISO_J-K | NYISO_G-I | NYISO_J-K | Internal | Summer | B4 | 100 | 6130 | 6130 | 172.35 | 213.16 | 0.01 | 40.8
2040 | NYISO_G-I_2_NYISO_J-K | NYISO_G-I | NYISO_J-K | Internal | Summer | B5 | 200 | 6130 | 6130 | 168.95 | 177.75 | 0.01 | 8.79
2040 | NYISO_G-I_2_NYISO_J-K | NYISO_G-I | NYISO_J-K | Internal | Summer | B6 | 300 | 6130 | 6130 | 168.94 | 177.75 | 0.01 | 8.8
2040 | NYISO_G-I_2_NYISO_J-K | NYISO_G-I | NYISO_J-K | Internal | Summer | B7 | 400 | 6130 | 6130 | 155.98 | 166.74 | 0.01 | 10.75
2040 | NYISO_G-I_2_NYISO_J-K | NYISO_G-I | NYISO_J-K | Internal | Summer | B8 | 500 | 6130 | 6130 | 146.31 | 166.74 | 0.01 | 20.42
2040 | NYISO_G-I_2_NYISO_J-K | NYISO_G-I | NYISO_J-K | Internal | Summer | B9 | 800 | 6130 | 6130 | 144.08 | 158.08 | 0.01 | 13.99
2040 | NYISO_G-I_2_NYISO_J-K | NYISO_G-I | NYISO_J-K | Internal | Summer | B10 | 1262 | 6130 | 6024.21 | 124.93 | 124.94 | 0.01 | 0
2040 | NYISO_G-I_2_NYISO_J-K | NYISO_G-I | NYISO_J-K | Internal | Winter | B16 | 25 | 6130 | 6130 | 149.81 | 163.82 | 0.01 | 14
2040 | NYISO_G-I_2_NYISO_J-K | NYISO_G-I | NYISO_J-K | Internal | Winter | B17 | 100 | 6130 | 6130 | 149.81 | 163.81 | 0.01 | 13.99
2040 | NYISO_G-I_2_NYISO_J-K | NYISO_G-I | NYISO_J-K | Internal | Winter | B18 | 400 | 6130 | 6130 | 125.24 | 158.53 | 0.01 | 33.28
2040 | NYISO_G-I_2_NYISO_J-K | NYISO_G-I | NYISO_J-K | Internal | Winter | B19 | 700 | 6130 | 6130 | 121.08 | 158.53 | 0.01 | 37.44
2040 | NYISO_G-I_2_NYISO_J-K | NYISO_G-I | NYISO_J-K | Internal | Winter | B20 | 935 | 6130 | 4952.97 | 69.5 | 69.52 | 0.01 | 0
2040 | NYISO_G-I_2_PJM_E | NYISO_G-I | PJM_E | Internal | Shoulder | B11 | 25 | 1500 | 983.01 | 147.91 | 155.91 | 8 | 0
2040 | NYISO_G-I_2_PJM_E | NYISO_G-I | PJM_E | Internal | Shoulder | B12 | 200 | 1500 | 1018.34 | 141.39 | 149.39 | 8 | 0
2040 | NYISO_G-I_2_PJM_E | NYISO_G-I | PJM_E | Internal | Shoulder | B13 | 600 | 1500 | 1134.78 | 120.47 | 128.47 | 8 | 0
2040 | NYISO_G-I_2_PJM_E | NYISO_G-I | PJM_E | Internal | Shoulder | B14 | 900 | 1500 | 1287.67 | 120.47 | 128.47 | 8 | 0
2040 | NYISO_G-I_2_PJM_E | NYISO_G-I | PJM_E | Internal | Shoulder | B15 | 1203 | 1500 | 0 | 69.49 | 75.62 | 8 | 0
2040 | NYISO_G-I_2_PJM_E | NYISO_G-I | PJM_E | Internal | Summer | B1 | 10 | 1500 | 1500 | 239.1 | 285.04 | 8 | 37.94
2040 | NYISO_G-I_2_PJM_E | NYISO_G-I | PJM_E | Internal | Summer | B2 | 25 | 1500 | 1500 | 239.1 | 285.04 | 8 | 37.94
2040 | NYISO_G-I_2_PJM_E | NYISO_G-I | PJM_E | Internal | Summer | B3 | 75 | 1500 | 1500 | 239.1 | 285.04 | 8 | 37.94
2040 | NYISO_G-I_2_PJM_E | NYISO_G-I | PJM_E | Internal | Summer | B4 | 100 | 1500 | 1500 | 172.35 | 207.16 | 8 | 26.81
2040 | NYISO_G-I_2_PJM_E | NYISO_G-I | PJM_E | Internal | Summer | B5 | 200 | 1500 | 1500 | 168.95 | 185.46 | 8 | 8.5
2040 | NYISO_G-I_2_PJM_E | NYISO_G-I | PJM_E | Internal | Summer | B6 | 300 | 1500 | 1499.99 | 168.94 | 177.15 | 8 | 0.21
2040 | NYISO_G-I_2_PJM_E | NYISO_G-I | PJM_E | Internal | Summer | B7 | 400 | 1500 | 206.06 | 155.98 | 163.98 | 8 | 0
2040 | NYISO_G-I_2_PJM_E | NYISO_G-I | PJM_E | Internal | Summer | B8 | 500 | 1500 | 286 | 146.31 | 154.31 | 8 | 0
2040 | NYISO_G-I_2_PJM_E | NYISO_G-I | PJM_E | Internal | Summer | B9 | 800 | 1500 | 776.65 | 144.08 | 152.08 | 8 | 0
2040 | NYISO_G-I_2_PJM_E | NYISO_G-I | PJM_E | Internal | Summer | B10 | 1262 | 1500 | 0 | 124.93 | 80.73 | 8 | 0
2040 | NYISO_G-I_2_PJM_E | NYISO_G-I | PJM_E | Internal | Winter | B16 | 25 | 1500 | 455.55 | 149.81 | 157.81 | 8 | 0
2040 | NYISO_G-I_2_PJM_E | NYISO_G-I | PJM_E | Internal | Winter | B17 | 100 | 1500 | 574.55 | 149.81 | 157.81 | 8 | 0
2040 | NYISO_G-I_2_PJM_E | NYISO_G-I | PJM_E | Internal | Winter | B18 | 400 | 1500 | 632 | 125.24 | 133.24 | 8 | 0
2040 | NYISO_G-I_2_PJM_E | NYISO_G-I | PJM_E | Internal | Winter | B19 | 700 | 1500 | 798.86 | 121.08 | 129.08 | 8 | 0
2040 | NYISO_G-I_2_PJM_E | NYISO_G-I | PJM_E | Internal | Winter | B20 | 935 | 1500 | 456.93 | 69.5 | 77.5 | 8 | 0
2040 | NYISO_J-K_2_NEISO | NYISO_J-K | NEISO | Internal | Shoulder | B11 | 25 | 315 | 0 | 170.76 | 66.49 | 3 | 0
2040 | NYISO_J-K_2_NEISO | NYISO_J-K | NEISO | Internal | Shoulder | B12 | 200 | 315 | 0 | 155.39 | 66.49 | 3 | 0
2040 | NYISO_J-K_2_NEISO | NYISO_J-K | NEISO | Internal | Shoulder | B13 | 600 | 315 | 0 | 146.64 | 66.49 | 3 | 0
2040 | NYISO_J-K_2_NEISO | NYISO_J-K | NEISO | Internal | Shoulder | B14 | 900 | 315 | 0 | 134.47 | 66.49 | 3 | 0
2040 | NYISO_J-K_2_NEISO | NYISO_J-K | NEISO | Internal | Shoulder | B15 | 1203 | 315 | 0 | 69.5 | 66.49 | 3 | 0
2040 | NYISO_J-K_2_NEISO | NYISO_J-K | NEISO | Internal | Summer | B1 | 10 | 315 | 0 | 239.11 | 172.93 | 3 | 0
2040 | NYISO_J-K_2_NEISO | NYISO_J-K | NEISO | Internal | Summer | B2 | 25 | 315 | 0 | 239.11 | 236.1 | 3 | 0
2040 | NYISO_J-K_2_NEISO | NYISO_J-K | NEISO | Internal | Summer | B3 | 75 | 315 | 0 | 239.11 | 172.93 | 3 | 0
2040 | NYISO_J-K_2_NEISO | NYISO_J-K | NEISO | Internal | Summer | B4 | 100 | 315 | 0 | 213.16 | 165.94 | 3 | 0
2040 | NYISO_J-K_2_NEISO | NYISO_J-K | NEISO | Internal | Summer | B5 | 200 | 315 | 0 | 177.75 | 165.94 | 3 | 0
2040 | NYISO_J-K_2_NEISO | NYISO_J-K | NEISO | Internal | Summer | B6 | 300 | 315 | 0 | 177.75 | 165.94 | 3 | 0
2040 | NYISO_J-K_2_NEISO | NYISO_J-K | NEISO | Internal | Summer | B7 | 400 | 315 | 0 | 166.74 | 152.98 | 3 | 0
2040 | NYISO_J-K_2_NEISO | NYISO_J-K | NEISO | Internal | Summer | B8 | 500 | 315 | 0 | 166.74 | 143.31 | 3 | 0
2040 | NYISO_J-K_2_NEISO | NYISO_J-K | NEISO | Internal | Summer | B9 | 800 | 315 | 0 | 158.08 | 142.54 | 3 | 0
2040 | NYISO_J-K_2_NEISO | NYISO_J-K | NEISO | Internal | Summer | B10 | 1262 | 315 | 0.01 | 124.94 | 127.92 | 3 | 0
2040 | NYISO_J-K_2_NEISO | NYISO_J-K | NEISO | Internal | Winter | B16 | 25 | 315 | 0 | 163.82 | 66.49 | 3 | 0
2040 | NYISO_J-K_2_NEISO | NYISO_J-K | NEISO | Internal | Winter | B17 | 100 | 315 | 0 | 163.81 | 66.49 | 3 | 0
2040 | NYISO_J-K_2_NEISO | NYISO_J-K | NEISO | Internal | Winter | B18 | 400 | 315 | 0 | 158.53 | 66.49 | 3 | 0
2040 | NYISO_J-K_2_NEISO | NYISO_J-K | NEISO | Internal | Winter | B19 | 700 | 315 | 0 | 158.53 | 66.49 | 3 | 0
2040 | NYISO_J-K_2_NEISO | NYISO_J-K | NEISO | Internal | Winter | B20 | 935 | 315 | 0 | 69.52 | 66.49 | 3 | 0
2040 | NYISO_J-K_2_NYISO_G-I | NYISO_J-K | NYISO_G-I | Internal | Shoulder | B11 | 25 | 1999 | 0 | 170.76 | 147.91 | 0.01 | 0
2040 | NYISO_J-K_2_NYISO_G-I | NYISO_J-K | NYISO_G-I | Internal | Shoulder | B12 | 200 | 1999 | 0 | 155.39 | 141.39 | 0.01 | 0
2040 | NYISO_J-K_2_NYISO_G-I | NYISO_J-K | NYISO_G-I | Internal | Shoulder | B13 | 600 | 1999 | 0 | 146.64 | 120.47 | 0.01 | 0
2040 | NYISO_J-K_2_NYISO_G-I | NYISO_J-K | NYISO_G-I | Internal | Shoulder | B14 | 900 | 1999 | 0 | 134.47 | 120.47 | 0.01 | 0
2040 | NYISO_J-K_2_NYISO_G-I | NYISO_J-K | NYISO_G-I | Internal | Shoulder | B15 | 1203 | 1999 | 0.02 | 69.5 | 69.49 | 0.01 | 0
2040 | NYISO_J-K_2_NYISO_G-I | NYISO_J-K | NYISO_G-I | Internal | Summer | B1 | 10 | 1999 | 1.6 | 239.11 | 239.1 | 0.01 | 0
2040 | NYISO_J-K_2_NYISO_G-I | NYISO_J-K | NYISO_G-I | Internal | Summer | B2 | 25 | 1999 | 0.67 | 239.11 | 239.1 | 0.01 | 0
2040 | NYISO_J-K_2_NYISO_G-I | NYISO_J-K | NYISO_G-I | Internal | Summer | B3 | 75 | 1999 | 0.21 | 239.11 | 239.1 | 0.01 | 0
2040 | NYISO_J-K_2_NYISO_G-I | NYISO_J-K | NYISO_G-I | Internal | Summer | B4 | 100 | 1999 | 0 | 213.16 | 172.35 | 0.01 | 0
2040 | NYISO_J-K_2_NYISO_G-I | NYISO_J-K | NYISO_G-I | Internal | Summer | B5 | 200 | 1999 | 0 | 177.75 | 168.95 | 0.01 | 0
2040 | NYISO_J-K_2_NYISO_G-I | NYISO_J-K | NYISO_G-I | Internal | Summer | B6 | 300 | 1999 | 0 | 177.75 | 168.94 | 0.01 | 0
2040 | NYISO_J-K_2_NYISO_G-I | NYISO_J-K | NYISO_G-I | Internal | Summer | B7 | 400 | 1999 | 0 | 166.74 | 155.98 | 0.01 | 0
2040 | NYISO_J-K_2_NYISO_G-I | NYISO_J-K | NYISO_G-I | Internal | Summer | B8 | 500 | 1999 | 0 | 166.74 | 146.31 | 0.01 | 0
2040 | NYISO_J-K_2_NYISO_G-I | NYISO_J-K | NYISO_G-I | Internal | Summer | B9 | 800 | 1999 | 0 | 158.08 | 144.08 | 0.01 | 0
2040 | NYISO_J-K_2_NYISO_G-I | NYISO_J-K | NYISO_G-I | Internal | Summer | B10 | 1262 | 1999 | 0.01 | 124.94 | 124.93 | 0.01 | 0
2040 | NYISO_J-K_2_NYISO_G-I | NYISO_J-K | NYISO_G-I | Internal | Winter | B16 | 25 | 1999 | 0 | 163.82 | 149.81 | 0.01 | 0
2040 | NYISO_J-K_2_NYISO_G-I | NYISO_J-K | NYISO_G-I | Internal | Winter | B17 | 100 | 1999 | 0 | 163.81 | 149.81 | 0.01 | 0
2040 | NYISO_J-K_2_NYISO_G-I | NYISO_J-K | NYISO_G-I | Internal | Winter | B18 | 400 | 1999 | 0 | 158.53 | 125.24 | 0.01 | 0
2040 | NYISO_J-K_2_NYISO_G-I | NYISO_J-K | NYISO_G-I | Internal | Winter | B19 | 700 | 1999 | 0 | 158.53 | 121.08 | 0.01 | 0
2040 | NYISO_J-K_2_NYISO_G-I | NYISO_J-K | NYISO_G-I | Internal | Winter | B20 | 935 | 1999 | 0.02 | 69.52 | 69.5 | 0.01 | 0
2040 | NYISO_J-K_2_PJM_E | NYISO_J-K | PJM_E | Internal | Shoulder | B11 | 25 | 330 | 0 | 170.76 | 155.91 | 8 | 0
2040 | NYISO_J-K_2_PJM_E | NYISO_J-K | PJM_E | Internal | Shoulder | B12 | 200 | 330 | 0 | 155.39 | 149.39 | 8 | 0
2040 | NYISO_J-K_2_PJM_E | NYISO_J-K | PJM_E | Internal | Shoulder | B13 | 600 | 330 | 0 | 146.64 | 128.47 | 8 | 0
2040 | NYISO_J-K_2_PJM_E | NYISO_J-K | PJM_E | Internal | Shoulder | B14 | 900 | 330 | 0 | 134.47 | 128.47 | 8 | 0
2040 | NYISO_J-K_2_PJM_E | NYISO_J-K | PJM_E | Internal | Shoulder | B15 | 1203 | 330 | 0 | 69.5 | 75.62 | 8 | 0
2040 | NYISO_J-K_2_PJM_E | NYISO_J-K | PJM_E | Internal | Summer | B1 | 10 | 330 | 330 | 239.11 | 285.04 | 8 | 37.93
2040 | NYISO_J-K_2_PJM_E | NYISO_J-K | PJM_E | Internal | Summer | B2 | 25 | 330 | 330 | 239.11 | 285.04 | 8 | 37.93
2040 | NYISO_J-K_2_PJM_E | NYISO_J-K | PJM_E | Internal | Summer | B3 | 75 | 330 | 330 | 239.11 | 285.04 | 8 | 37.93
2040 | NYISO_J-K_2_PJM_E | NYISO_J-K | PJM_E | Internal | Summer | B4 | 100 | 330 | 0 | 213.16 | 207.16 | 8 | 0
2040 | NYISO_J-K_2_PJM_E | NYISO_J-K | PJM_E | Internal | Summer | B5 | 200 | 330 | 0 | 177.75 | 185.46 | 8 | 0
2040 | NYISO_J-K_2_PJM_E | NYISO_J-K | PJM_E | Internal | Summer | B6 | 300 | 330 | 0 | 177.75 | 177.15 | 8 | 0
2040 | NYISO_J-K_2_PJM_E | NYISO_J-K | PJM_E | Internal | Summer | B7 | 400 | 330 | 0 | 166.74 | 163.98 | 8 | 0
2040 | NYISO_J-K_2_PJM_E | NYISO_J-K | PJM_E | Internal | Summer | B8 | 500 | 330 | 0 | 166.74 | 154.31 | 8 | 0
2040 | NYISO_J-K_2_PJM_E | NYISO_J-K | PJM_E | Internal | Summer | B9 | 800 | 330 | 0 | 158.08 | 152.08 | 8 | 0
2040 | NYISO_J-K_2_PJM_E | NYISO_J-K | PJM_E | Internal | Summer | B10 | 1262 | 330 | 0 | 124.94 | 80.73 | 8 | 0
2040 | NYISO_J-K_2_PJM_E | NYISO_J-K | PJM_E | Internal | Winter | B16 | 25 | 330 | 0 | 163.82 | 157.81 | 8 | 0
2040 | NYISO_J-K_2_PJM_E | NYISO_J-K | PJM_E | Internal | Winter | B17 | 100 | 330 | 0 | 163.81 | 157.81 | 8 | 0
2040 | NYISO_J-K_2_PJM_E | NYISO_J-K | PJM_E | Internal | Winter | B18 | 400 | 330 | 0 | 158.53 | 133.24 | 8 | 0
2040 | NYISO_J-K_2_PJM_E | NYISO_J-K | PJM_E | Internal | Winter | B19 | 700 | 330 | 0 | 158.53 | 129.08 | 8 | 0
2040 | NYISO_J-K_2_PJM_E | NYISO_J-K | PJM_E | Internal | Winter | B20 | 935 | 330 | 0.04 | 69.52 | 77.5 | 8 | 0
2040 | PJM_E_2_NYISO_G-I | PJM_E | NYISO_G-I | Internal | Shoulder | B11 | 25 | 500 | 0 | 155.91 | 147.91 | 6 | 0
2040 | PJM_E_2_NYISO_G-I | PJM_E | NYISO_G-I | Internal | Shoulder | B12 | 200 | 500 | 0 | 149.39 | 141.39 | 6 | 0
2040 | PJM_E_2_NYISO_G-I | PJM_E | NYISO_G-I | Internal | Shoulder | B13 | 600 | 500 | 0 | 128.47 | 120.47 | 6 | 0
2040 | PJM_E_2_NYISO_G-I | PJM_E | NYISO_G-I | Internal | Shoulder | B14 | 900 | 500 | 0 | 128.47 | 120.47 | 6 | 0
2040 | PJM_E_2_NYISO_G-I | PJM_E | NYISO_G-I | Internal | Shoulder | B15 | 1203 | 500 | 0 | 75.62 | 69.49 | 6 | 0
2040 | PJM_E_2_NYISO_G-I | PJM_E | NYISO_G-I | Internal | Summer | B1 | 10 | 500 | 0 | 285.04 | 239.1 | 6 | 0
2040 | PJM_E_2_NYISO_G-I | PJM_E | NYISO_G-I | Internal | Summer | B2 | 25 | 500 | 0 | 285.04 | 239.1 | 6 | 0
2040 | PJM_E_2_NYISO_G-I | PJM_E | NYISO_G-I | Internal | Summer | B3 | 75 | 500 | 0 | 285.04 | 239.1 | 6 | 0
2040 | PJM_E_2_NYISO_G-I | PJM_E | NYISO_G-I | Internal | Summer | B4 | 100 | 500 | 0 | 207.16 | 172.35 | 6 | 0
2040 | PJM_E_2_NYISO_G-I | PJM_E | NYISO_G-I | Internal | Summer | B5 | 200 | 500 | 0 | 185.46 | 168.95 | 6 | 0
2040 | PJM_E_2_NYISO_G-I | PJM_E | NYISO_G-I | Internal | Summer | B6 | 300 | 500 | 0 | 177.15 | 168.94 | 6 | 0
2040 | PJM_E_2_NYISO_G-I | PJM_E | NYISO_G-I | Internal | Summer | B7 | 400 | 500 | 0 | 163.98 | 155.98 | 6 | 0
2040 | PJM_E_2_NYISO_G-I | PJM_E | NYISO_G-I | Internal | Summer | B8 | 500 | 500 | 0 | 154.31 | 146.31 | 6 | 0
2040 | PJM_E_2_NYISO_G-I | PJM_E | NYISO_G-I | Internal | Summer | B9 | 800 | 500 | 0 | 152.08 | 144.08 | 6 | 0
2040 | PJM_E_2_NYISO_G-I | PJM_E | NYISO_G-I | Internal | Summer | B10 | 1262 | 500 | 500 | 80.73 | 124.93 | 6 | 38.2
2040 | PJM_E_2_NYISO_G-I | PJM_E | NYISO_G-I | Internal | Winter | B16 | 25 | 500 | 0 | 157.81 | 149.81 | 6 | 0
2040 | PJM_E_2_NYISO_G-I | PJM_E | NYISO_G-I | Internal | Winter | B17 | 100 | 500 | 0 | 157.81 | 149.81 | 6 | 0
2040 | PJM_E_2_NYISO_G-I | PJM_E | NYISO_G-I | Internal | Winter | B18 | 400 | 500 | 0 | 133.24 | 125.24 | 6 | 0
2040 | PJM_E_2_NYISO_G-I | PJM_E | NYISO_G-I | Internal | Winter | B19 | 700 | 500 | 0 | 129.08 | 121.08 | 6 | 0
2040 | PJM_E_2_NYISO_G-I | PJM_E | NYISO_G-I | Internal | Winter | B20 | 935 | 500 | 0 | 77.5 | 69.5 | 6 | 0
2040 | PJM_E_2_NYISO_J-K | PJM_E | NYISO_J-K | Internal | Shoulder | B11 | 25 | 330 | 330 | 155.91 | 170.76 | 6 | 8.85
2040 | PJM_E_2_NYISO_J-K | PJM_E | NYISO_J-K | Internal | Shoulder | B12 | 200 | 330 | 98.78 | 149.39 | 155.39 | 6 | 0
2040 | PJM_E_2_NYISO_J-K | PJM_E | NYISO_J-K | Internal | Shoulder | B13 | 600 | 330 | 330 | 128.47 | 146.64 | 6 | 12.17
2040 | PJM_E_2_NYISO_J-K | PJM_E | NYISO_J-K | Internal | Shoulder | B14 | 900 | 330 | 161.92 | 128.47 | 134.47 | 6 | 0
2040 | PJM_E_2_NYISO_J-K | PJM_E | NYISO_J-K | Internal | Shoulder | B15 | 1203 | 330 | 0 | 75.62 | 69.5 | 6 | 0
2040 | PJM_E_2_NYISO_J-K | PJM_E | NYISO_J-K | Internal | Summer | B1 | 10 | 330 | 0 | 285.04 | 239.11 | 6 | 0
2040 | PJM_E_2_NYISO_J-K | PJM_E | NYISO_J-K | Internal | Summer | B2 | 25 | 330 | 0 | 285.04 | 239.11 | 6 | 0
2040 | PJM_E_2_NYISO_J-K | PJM_E | NYISO_J-K | Internal | Summer | B3 | 75 | 330 | 0 | 285.04 | 239.11 | 6 | 0
2040 | PJM_E_2_NYISO_J-K | PJM_E | NYISO_J-K | Internal | Summer | B4 | 100 | 330 | 291.27 | 207.16 | 213.16 | 6 | 0
2040 | PJM_E_2_NYISO_J-K | PJM_E | NYISO_J-K | Internal | Summer | B5 | 200 | 330 | 0 | 185.46 | 177.75 | 6 | 0
2040 | PJM_E_2_NYISO_J-K | PJM_E | NYISO_J-K | Internal | Summer | B6 | 300 | 330 | 0 | 177.15 | 177.75 | 6 | 0
2040 | PJM_E_2_NYISO_J-K | PJM_E | NYISO_J-K | Internal | Summer | B7 | 400 | 330 | 0 | 163.98 | 166.74 | 6 | 0
2040 | PJM_E_2_NYISO_J-K | PJM_E | NYISO_J-K | Internal | Summer | B8 | 500 | 330 | 330 | 154.31 | 166.74 | 6 | 6.43
2040 | PJM_E_2_NYISO_J-K | PJM_E | NYISO_J-K | Internal | Summer | B9 | 800 | 330 | 44.23 | 152.08 | 158.08 | 6 | 0
2040 | PJM_E_2_NYISO_J-K | PJM_E | NYISO_J-K | Internal | Summer | B10 | 1262 | 330 | 330 | 80.73 | 124.94 | 6 | 38.21
2040 | PJM_E_2_NYISO_J-K | PJM_E | NYISO_J-K | Internal | Winter | B16 | 25 | 330 | 328.15 | 157.81 | 163.82 | 6 | 0.01
2040 | PJM_E_2_NYISO_J-K | PJM_E | NYISO_J-K | Internal | Winter | B17 | 100 | 330 | 133.71 | 157.81 | 163.81 | 6 | 0
2040 | PJM_E_2_NYISO_J-K | PJM_E | NYISO_J-K | Internal | Winter | B18 | 400 | 330 | 330 | 133.24 | 158.53 | 6 | 19.29
2040 | PJM_E_2_NYISO_J-K | PJM_E | NYISO_J-K | Internal | Winter | B19 | 700 | 330 | 330 | 129.08 | 158.53 | 6 | 23.45
2040 | PJM_E_2_NYISO_J-K | PJM_E | NYISO_J-K | Internal | Winter | B20 | 935 | 330 | 0 | 77.5 | 69.52 | 6 | 0
2040 | PJM_E_2_PJM_ROM | PJM_E | PJM_ROM | Internal | Shoulder | B11 | 25 | 8000 | 0.69 | 155.91 | 155.9 | 0.01 | 0
2040 | PJM_E_2_PJM_ROM | PJM_E | PJM_ROM | Internal | Shoulder | B12 | 200 | 8000 | 0.09 | 149.39 | 149.38 | 0.01 | 0
2040 | PJM_E_2_PJM_ROM | PJM_E | PJM_ROM | Internal | Shoulder | B13 | 600 | 8000 | 0.03 | 128.47 | 128.45 | 0.01 | 0
2040 | PJM_E_2_PJM_ROM | PJM_E | PJM_ROM | Internal | Shoulder | B14 | 900 | 8000 | 0.02 | 128.47 | 128.45 | 0.01 | 0
2040 | PJM_E_2_PJM_ROM | PJM_E | PJM_ROM | Internal | Shoulder | B15 | 1203 | 8000 | 0.02 | 75.62 | 75.61 | 0.01 | 0
2040 | PJM_E_2_PJM_ROM | PJM_E | PJM_ROM | Internal | Summer | B1 | 10 | 8000 | 1.7 | 285.04 | 285.02 | 0.01 | 0
2040 | PJM_E_2_PJM_ROM | PJM_E | PJM_ROM | Internal | Summer | B2 | 25 | 8000 | 0.71 | 285.04 | 285.02 | 0.01 | 0
2040 | PJM_E_2_PJM_ROM | PJM_E | PJM_ROM | Internal | Summer | B3 | 75 | 8000 | 0.25 | 285.04 | 285.02 | 0.01 | 0
2040 | PJM_E_2_PJM_ROM | PJM_E | PJM_ROM | Internal | Summer | B4 | 100 | 8000 | 0.18 | 207.16 | 207.14 | 0.01 | 0
2040 | PJM_E_2_PJM_ROM | PJM_E | PJM_ROM | Internal | Summer | B5 | 200 | 8000 | 0.09 | 185.46 | 185.44 | 0.01 | 0
2040 | PJM_E_2_PJM_ROM | PJM_E | PJM_ROM | Internal | Summer | B6 | 300 | 8000 | 0.06 | 177.15 | 177.14 | 0.01 | 0
2040 | PJM_E_2_PJM_ROM | PJM_E | PJM_ROM | Internal | Summer | B7 | 400 | 8000 | 0.05 | 163.98 | 163.97 | 0.01 | 0
2040 | PJM_E_2_PJM_ROM | PJM_E | PJM_ROM | Internal | Summer | B8 | 500 | 8000 | 0.04 | 154.31 | 154.3 | 0.01 | 0
2040 | PJM_E_2_PJM_ROM | PJM_E | PJM_ROM | Internal | Summer | B9 | 800 | 8000 | 0.02 | 152.08 | 152.07 | 0.01 | 0
2040 | PJM_E_2_PJM_ROM | PJM_E | PJM_ROM | Internal | Summer | B10 | 1262 | 8000 | 0.01 | 80.73 | 80.72 | 0.01 | 0
2040 | PJM_E_2_PJM_ROM | PJM_E | PJM_ROM | Internal | Winter | B16 | 25 | 8000 | 0.69 | 157.81 | 157.79 | 0.01 | 0
2040 | PJM_E_2_PJM_ROM | PJM_E | PJM_ROM | Internal | Winter | B17 | 100 | 8000 | 0.18 | 157.81 | 157.79 | 0.01 | 0
2040 | PJM_E_2_PJM_ROM | PJM_E | PJM_ROM | Internal | Winter | B18 | 400 | 8000 | 0 | 133.24 | 129.07 | 0.01 | 0
2040 | PJM_E_2_PJM_ROM | PJM_E | PJM_ROM | Internal | Winter | B19 | 700 | 8000 | 0.03 | 129.08 | 129.07 | 0.01 | 0
2040 | PJM_E_2_PJM_ROM | PJM_E | PJM_ROM | Internal | Winter | B20 | 935 | 8000 | 0.02 | 77.5 | 77.49 | 0.01 | 0
2040 | PJM_ROR_2_MISO_IN | PJM_ROR | MISO_IN | Internal | Shoulder | B11 | 25 | 1170 | 0 | 155.88 | 153.88 | 2 | 0
2040 | PJM_ROR_2_MISO_IN | PJM_ROR | MISO_IN | Internal | Shoulder | B12 | 200 | 1170 | 0 | 149.37 | 141.83 | 2 | 0
2040 | PJM_ROR_2_MISO_IN | PJM_ROR | MISO_IN | Internal | Shoulder | B13 | 600 | 1170 | 0 | 121.78 | 106.57 | 2 | 0
2040 | PJM_ROR_2_MISO_IN | PJM_ROR | MISO_IN | Internal | Shoulder | B14 | 900 | 1170 | 0 | 121.78 | 106.57 | 2 | 0
2040 | PJM_ROR_2_MISO_IN | PJM_ROR | MISO_IN | Internal | Shoulder | B15 | 1203 | 1170 | 0 | 75.59 | 73.5 | 2 | 0
2040 | PJM_ROR_2_MISO_IN | PJM_ROR | MISO_IN | Internal | Summer | B1 | 10 | 1170 | 0 | 285.01 | 220.53 | 2 | 0
2040 | PJM_ROR_2_MISO_IN | PJM_ROR | MISO_IN | Internal | Summer | B2 | 25 | 1170 | 0 | 285.01 | 275.01 | 2 | 0
2040 | PJM_ROR_2_MISO_IN | PJM_ROR | MISO_IN | Internal | Summer | B3 | 75 | 1170 | 0 | 285.01 | 275.01 | 2 | 0
2040 | PJM_ROR_2_MISO_IN | PJM_ROR | MISO_IN | Internal | Summer | B4 | 100 | 1170 | 0 | 207.13 | 205.12 | 2 | 0
2040 | PJM_ROR_2_MISO_IN | PJM_ROR | MISO_IN | Internal | Summer | B5 | 200 | 1170 | 0 | 185.43 | 177.95 | 2 | 0
2040 | PJM_ROR_2_MISO_IN | PJM_ROR | MISO_IN | Internal | Summer | B6 | 300 | 1170 | 0 | 177.13 | 175.12 | 2 | 0
2040 | PJM_ROR_2_MISO_IN | PJM_ROR | MISO_IN | Internal | Summer | B7 | 400 | 1170 | 0 | 163.96 | 161.92 | 2 | 0
2040 | PJM_ROR_2_MISO_IN | PJM_ROR | MISO_IN | Internal | Summer | B8 | 500 | 1170 | 0 | 154.29 | 152.29 | 2 | 0
2040 | PJM_ROR_2_MISO_IN | PJM_ROR | MISO_IN | Internal | Summer | B9 | 800 | 1170 | 0 | 152.06 | 152.29 | 2 | 0
2040 | PJM_ROR_2_MISO_IN | PJM_ROR | MISO_IN | Internal | Summer | B10 | 1262 | 1170 | 0 | 80.5 | 78.5 | 2 | 0
2040 | PJM_ROR_2_MISO_IN | PJM_ROR | MISO_IN | Internal | Winter | B16 | 25 | 1170 | 0 | 157.78 | 152.77 | 2 | 0
2040 | PJM_ROR_2_MISO_IN | PJM_ROR | MISO_IN | Internal | Winter | B17 | 100 | 1170 | 0 | 157.78 | 155.77 | 2 | 0
2040 | PJM_ROR_2_MISO_IN | PJM_ROR | MISO_IN | Internal | Winter | B18 | 400 | 1170 | 0 | 122.35 | 106.57 | 2 | 0
2040 | PJM_ROR_2_MISO_IN | PJM_ROR | MISO_IN | Internal | Winter | B19 | 700 | 1170 | 0 | 122.35 | 106.57 | 2 | 0
2040 | PJM_ROR_2_MISO_IN | PJM_ROR | MISO_IN | Internal | Winter | B20 | 935 | 1170 | 0 | 77.48 | 66.03 | 2 | 0
2040 | PJM_ROR_2_MISO_MI | PJM_ROR | MISO_MI | Internal | Shoulder | B11 | 25 | 1305 | 0 | 155.88 | 153.9 | 2 | 0
2040 | PJM_ROR_2_MISO_MI | PJM_ROR | MISO_MI | Internal | Shoulder | B12 | 200 | 1305 | 0 | 149.37 | 141.84 | 2 | 0
2040 | PJM_ROR_2_MISO_MI | PJM_ROR | MISO_MI | Internal | Shoulder | B13 | 600 | 1305 | 0 | 121.78 | 106.58 | 2 | 0
2040 | PJM_ROR_2_MISO_MI | PJM_ROR | MISO_MI | Internal | Shoulder | B14 | 900 | 1305 | 0 | 121.78 | 106.58 | 2 | 0
2040 | PJM_ROR_2_MISO_MI | PJM_ROR | MISO_MI | Internal | Shoulder | B15 | 1203 | 1305 | 0 | 75.59 | 76.38 | 2 | 0
2040 | PJM_ROR_2_MISO_MI | PJM_ROR | MISO_MI | Internal | Summer | B1 | 10 | 1305 | 0 | 285.01 | 220.55 | 2 | 0
2040 | PJM_ROR_2_MISO_MI | PJM_ROR | MISO_MI | Internal | Summer | B2 | 25 | 1305 | 0 | 285.01 | 275.03 | 2 | 0
2040 | PJM_ROR_2_MISO_MI | PJM_ROR | MISO_MI | Internal | Summer | B3 | 75 | 1305 | 0 | 285.01 | 275.02 | 2 | 0
2040 | PJM_ROR_2_MISO_MI | PJM_ROR | MISO_MI | Internal | Summer | B4 | 100 | 1305 | 0 | 207.13 | 205.13 | 2 | 0
2040 | PJM_ROR_2_MISO_MI | PJM_ROR | MISO_MI | Internal | Summer | B5 | 200 | 1305 | 0 | 185.43 | 177.97 | 2 | 0
2040 | PJM_ROR_2_MISO_MI | PJM_ROR | MISO_MI | Internal | Summer | B6 | 300 | 1305 | 0 | 177.13 | 175.13 | 2 | 0
2040 | PJM_ROR_2_MISO_MI | PJM_ROR | MISO_MI | Internal | Summer | B7 | 400 | 1305 | 0 | 163.96 | 161.93 | 2 | 0
2040 | PJM_ROR_2_MISO_MI | PJM_ROR | MISO_MI | Internal | Summer | B8 | 500 | 1305 | 0 | 154.29 | 152.3 | 2 | 0
2040 | PJM_ROR_2_MISO_MI | PJM_ROR | MISO_MI | Internal | Summer | B9 | 800 | 1305 | 0 | 152.06 | 152.3 | 2 | 0
2040 | PJM_ROR_2_MISO_MI | PJM_ROR | MISO_MI | Internal | Summer | B10 | 1262 | 1305 | 0 | 80.5 | 78.51 | 2 | 0
2040 | PJM_ROR_2_MISO_MI | PJM_ROR | MISO_MI | Internal | Winter | B16 | 25 | 1305 | 0 | 157.78 | 152.78 | 2 | 0
2040 | PJM_ROR_2_MISO_MI | PJM_ROR | MISO_MI | Internal | Winter | B17 | 100 | 1305 | 0 | 157.78 | 155.78 | 2 | 0
2040 | PJM_ROR_2_MISO_MI | PJM_ROR | MISO_MI | Internal | Winter | B18 | 400 | 1305 | 0 | 122.35 | 106.58 | 2 | 0
2040 | PJM_ROR_2_MISO_MI | PJM_ROR | MISO_MI | Internal | Winter | B19 | 700 | 1305 | 0 | 122.35 | 106.58 | 2 | 0
2040 | PJM_ROR_2_MISO_MI | PJM_ROR | MISO_MI | Internal | Winter | B20 | 935 | 1305 | 0 | 77.48 | 77.92 | 2 | 0
2040 | PJM_ROR_2_MISO_MO-IL | PJM_ROR | MISO_MO-IL | Internal | Shoulder | B11 | 25 | 1111 | 0 | 155.88 | 153.9 | 2 | 0
2040 | PJM_ROR_2_MISO_MO-IL | PJM_ROR | MISO_MO-IL | Internal | Shoulder | B12 | 200 | 1111 | 0 | 149.37 | 141.82 | 2 | 0
2040 | PJM_ROR_2_MISO_MO-IL | PJM_ROR | MISO_MO-IL | Internal | Shoulder | B13 | 600 | 1111 | 0 | 121.78 | 104.78 | 2 | 0
2040 | PJM_ROR_2_MISO_MO-IL | PJM_ROR | MISO_MO-IL | Internal | Shoulder | B14 | 900 | 1111 | 0 | 121.78 | 104.78 | 2 | 0
2040 | PJM_ROR_2_MISO_MO-IL | PJM_ROR | MISO_MO-IL | Internal | Shoulder | B15 | 1203 | 1111 | 0 | 75.59 | 65.48 | 2 | 0
2040 | PJM_ROR_2_MISO_MO-IL | PJM_ROR | MISO_MO-IL | Internal | Summer | B1 | 10 | 1111 | 0.01 | 285.01 | 283.01 | 2 | 0
2040 | PJM_ROR_2_MISO_MO-IL | PJM_ROR | MISO_MO-IL | Internal | Summer | B2 | 25 | 1111 | 0 | 285.01 | 283.01 | 2 | 0
2040 | PJM_ROR_2_MISO_MO-IL | PJM_ROR | MISO_MO-IL | Internal | Summer | B3 | 75 | 1111 | 0 | 285.01 | 283.02 | 2 | 0
2040 | PJM_ROR_2_MISO_MO-IL | PJM_ROR | MISO_MO-IL | Internal | Summer | B4 | 100 | 1111 | 0 | 207.13 | 205.14 | 2 | 0
2040 | PJM_ROR_2_MISO_MO-IL | PJM_ROR | MISO_MO-IL | Internal | Summer | B5 | 200 | 1111 | 1110.83 | 185.43 | 187.44 | 2 | 0.01
2040 | PJM_ROR_2_MISO_MO-IL | PJM_ROR | MISO_MO-IL | Internal | Summer | B6 | 300 | 1111 | 1110.88 | 177.13 | 179.14 | 2 | 0.01
2040 | PJM_ROR_2_MISO_MO-IL | PJM_ROR | MISO_MO-IL | Internal | Summer | B7 | 400 | 1111 | 199.53 | 163.96 | 165.96 | 2 | 0
2040 | PJM_ROR_2_MISO_MO-IL | PJM_ROR | MISO_MO-IL | Internal | Summer | B8 | 500 | 1111 | 0 | 154.29 | 152.3 | 2 | 0
2040 | PJM_ROR_2_MISO_MO-IL | PJM_ROR | MISO_MO-IL | Internal | Summer | B9 | 800 | 1111 | 0 | 152.06 | 152.3 | 2 | 0
2040 | PJM_ROR_2_MISO_MO-IL | PJM_ROR | MISO_MO-IL | Internal | Summer | B10 | 1262 | 1111 | 0 | 80.5 | 71.09 | 2 | 0
2040 | PJM_ROR_2_MISO_MO-IL | PJM_ROR | MISO_MO-IL | Internal | Winter | B16 | 25 | 1111 | 0 | 157.78 | 152.78 | 2 | 0
2040 | PJM_ROR_2_MISO_MO-IL | PJM_ROR | MISO_MO-IL | Internal | Winter | B17 | 100 | 1111 | 0 | 157.78 | 155.65 | 2 | 0
2040 | PJM_ROR_2_MISO_MO-IL | PJM_ROR | MISO_MO-IL | Internal | Winter | B18 | 400 | 1111 | 0 | 122.35 | 105.35 | 2 | 0
2040 | PJM_ROR_2_MISO_MO-IL | PJM_ROR | MISO_MO-IL | Internal | Winter | B19 | 700 | 1111 | 0 | 122.35 | 105.35 | 2 | 0
2040 | PJM_ROR_2_MISO_MO-IL | PJM_ROR | MISO_MO-IL | Internal | Winter | B20 | 935 | 1111 | 0 | 77.48 | 66.02 | 2 | 0
2040 | PJM_ROR_2_MISO_W | PJM_ROR | MISO_W | Internal | Shoulder | B11 | 25 | 13129 | 0 | 155.88 | 153.88 | 2 | 0
2040 | PJM_ROR_2_MISO_W | PJM_ROR | MISO_W | Internal | Shoulder | B12 | 200 | 13129 | 0 | 149.37 | 141.81 | 2 | 0
2040 | PJM_ROR_2_MISO_W | PJM_ROR | MISO_W | Internal | Shoulder | B13 | 600 | 13129 | 0 | 121.78 | 104.77 | 2 | 0
2040 | PJM_ROR_2_MISO_W | PJM_ROR | MISO_W | Internal | Shoulder | B14 | 900 | 13129 | 0 | 121.78 | 72.5 | 2 | 0
2040 | PJM_ROR_2_MISO_W | PJM_ROR | MISO_W | Internal | Shoulder | B15 | 1203 | 13129 | 0 | 75.59 | 64.78 | 2 | 0
2040 | PJM_ROR_2_MISO_W | PJM_ROR | MISO_W | Internal | Summer | B1 | 10 | 13129 | 0.01 | 285.01 | 283.01 | 2 | 0
2040 | PJM_ROR_2_MISO_W | PJM_ROR | MISO_W | Internal | Summer | B2 | 25 | 13129 | 0 | 285.01 | 283.01 | 2 | 0
2040 | PJM_ROR_2_MISO_W | PJM_ROR | MISO_W | Internal | Summer | B3 | 75 | 13129 | 0 | 285.01 | 283.01 | 2 | 0
2040 | PJM_ROR_2_MISO_W | PJM_ROR | MISO_W | Internal | Summer | B4 | 100 | 13129 | 0 | 207.13 | 205.13 | 2 | 0
2040 | PJM_ROR_2_MISO_W | PJM_ROR | MISO_W | Internal | Summer | B5 | 200 | 13129 | 1413.2 | 185.43 | 187.43 | 2 | 0
2040 | PJM_ROR_2_MISO_W | PJM_ROR | MISO_W | Internal | Summer | B6 | 300 | 13129 | 2425.69 | 177.13 | 179.13 | 2 | 0
2040 | PJM_ROR_2_MISO_W | PJM_ROR | MISO_W | Internal | Summer | B7 | 400 | 13129 | 0 | 163.96 | 161.96 | 2 | 0
2040 | PJM_ROR_2_MISO_W | PJM_ROR | MISO_W | Internal | Summer | B8 | 500 | 13129 | 0 | 154.29 | 152.29 | 2 | 0
2040 | PJM_ROR_2_MISO_W | PJM_ROR | MISO_W | Internal | Summer | B9 | 800 | 13129 | 0 | 152.06 | 150.06 | 2 | 0
2040 | PJM_ROR_2_MISO_W | PJM_ROR | MISO_W | Internal | Summer | B10 | 1262 | 13129 | 0 | 80.5 | 67.43 | 2 | 0
2040 | PJM_ROR_2_MISO_W | PJM_ROR | MISO_W | Internal | Winter | B16 | 25 | 13129 | 0 | 157.78 | 60.43 | 2 | 0
2040 | PJM_ROR_2_MISO_W | PJM_ROR | MISO_W | Internal | Winter | B17 | 100 | 13129 | 0 | 157.78 | 65.98 | 2 | 0
2040 | PJM_ROR_2_MISO_W | PJM_ROR | MISO_W | Internal | Winter | B18 | 400 | 13129 | 0 | 122.35 | 89.84 | 2 | 0
2040 | PJM_ROR_2_MISO_W | PJM_ROR | MISO_W | Internal | Winter | B19 | 700 | 13129 | 0 | 122.35 | 89.84 | 2 | 0
2040 | PJM_ROR_2_MISO_W | PJM_ROR | MISO_W | Internal | Winter | B20 | 935 | 13129 | 0 | 77.48 | 66 | 2 | 0
2040 | PJM_ROR_2_MISO_WUMS | PJM_ROR | MISO_WUMS | Internal | Shoulder | B11 | 25 | 1467 | 0 | 155.88 | 153.9 | 2 | 0
2040 | PJM_ROR_2_MISO_WUMS | PJM_ROR | MISO_WUMS | Internal | Shoulder | B12 | 200 | 1467 | 0 | 149.37 | 141.86 | 2 | 0
2040 | PJM_ROR_2_MISO_WUMS | PJM_ROR | MISO_WUMS | Internal | Shoulder | B13 | 600 | 1467 | 0 | 121.78 | 117.37 | 2 | 0
2040 | PJM_ROR_2_MISO_WUMS | PJM_ROR | MISO_WUMS | Internal | Shoulder | B14 | 900 | 1467 | 0 | 121.78 | 106.59 | 2 | 0
2040 | PJM_ROR_2_MISO_WUMS | PJM_ROR | MISO_WUMS | Internal | Shoulder | B15 | 1203 | 1467 | 0 | 75.59 | 73.5 | 2 | 0
2040 | PJM_ROR_2_MISO_WUMS | PJM_ROR | MISO_WUMS | Internal | Summer | B1 | 10 | 1467 | 0 | 285.01 | 169.19 | 2 | 0
2040 | PJM_ROR_2_MISO_WUMS | PJM_ROR | MISO_WUMS | Internal | Summer | B2 | 25 | 1467 | 0 | 285.01 | 177.31 | 2 | 0
2040 | PJM_ROR_2_MISO_WUMS | PJM_ROR | MISO_WUMS | Internal | Summer | B3 | 75 | 1467 | 0 | 285.01 | 214.74 | 2 | 0
2040 | PJM_ROR_2_MISO_WUMS | PJM_ROR | MISO_WUMS | Internal | Summer | B4 | 100 | 1467 | 0 | 207.13 | 177.31 | 2 | 0
2040 | PJM_ROR_2_MISO_WUMS | PJM_ROR | MISO_WUMS | Internal | Summer | B5 | 200 | 1467 | 0 | 185.43 | 177.31 | 2 | 0
2040 | PJM_ROR_2_MISO_WUMS | PJM_ROR | MISO_WUMS | Internal | Summer | B6 | 300 | 1467 | 0 | 177.13 | 175.13 | 2 | 0
2040 | PJM_ROR_2_MISO_WUMS | PJM_ROR | MISO_WUMS | Internal | Summer | B7 | 400 | 1467 | 0 | 163.96 | 161.95 | 2 | 0
2040 | PJM_ROR_2_MISO_WUMS | PJM_ROR | MISO_WUMS | Internal | Summer | B8 | 500 | 1467 | 0 | 154.29 | 152.28 | 2 | 0
2040 | PJM_ROR_2_MISO_WUMS | PJM_ROR | MISO_WUMS | Internal | Summer | B9 | 800 | 1467 | 0 | 152.06 | 152.21 | 2 | 0
2040 | PJM_ROR_2_MISO_WUMS | PJM_ROR | MISO_WUMS | Internal | Summer | B10 | 1262 | 1467 | 0 | 80.5 | 78.5 | 2 | 0
2040 | PJM_ROR_2_MISO_WUMS | PJM_ROR | MISO_WUMS | Internal | Winter | B16 | 25 | 1467 | 0 | 157.78 | 73.5 | 2 | 0
2040 | PJM_ROR_2_MISO_WUMS | PJM_ROR | MISO_WUMS | Internal | Winter | B17 | 100 | 1467 | 0 | 157.78 | 155.78 | 2 | 0
2040 | PJM_ROR_2_MISO_WUMS | PJM_ROR | MISO_WUMS | Internal | Winter | B18 | 400 | 1467 | 0 | 122.35 | 114.16 | 2 | 0
2040 | PJM_ROR_2_MISO_WUMS | PJM_ROR | MISO_WUMS | Internal | Winter | B19 | 700 | 1467 | 0 | 122.35 | 114.16 | 2 | 0
2040 | PJM_ROR_2_MISO_WUMS | PJM_ROR | MISO_WUMS | Internal | Winter | B20 | 935 | 1467 | 0 | 77.48 | 73.5 | 2 | 0
2040 | PJM_ROR_2_PJM_ROM | PJM_ROR | PJM_ROM | Internal | Shoulder | B11 | 25 | 8000 | 6147.84 | 155.88 | 155.9 | 0.01 | 0
2040 | PJM_ROR_2_PJM_ROM | PJM_ROR | PJM_ROM | Internal | Shoulder | B12 | 200 | 8000 | 5037.94 | 149.37 | 149.38 | 0.01 | 0
2040 | PJM_ROR_2_PJM_ROM | PJM_ROR | PJM_ROM | Internal | Shoulder | B13 | 600 | 8000 | 8000 | 121.78 | 128.45 | 0.01 | 6.66
2040 | PJM_ROR_2_PJM_ROM | PJM_ROR | PJM_ROM | Internal | Shoulder | B14 | 900 | 8000 | 8000 | 121.78 | 128.45 | 0.01 | 6.66
2040 | PJM_ROR_2_PJM_ROM | PJM_ROR | PJM_ROM | Internal | Shoulder | B15 | 1203 | 8000 | 7605.3 | 75.59 | 75.61 | 0.01 | 0
2040 | PJM_ROR_2_PJM_ROM | PJM_ROR | PJM_ROM | Internal | Summer | B1 | 10 | 8000 | 5913.33 | 285.01 | 285.02 | 0.01 | 0
2040 | PJM_ROR_2_PJM_ROM | PJM_ROR | PJM_ROM | Internal | Summer | B2 | 25 | 8000 | 4609.67 | 285.01 | 285.02 | 0.01 | 0
2040 | PJM_ROR_2_PJM_ROM | PJM_ROR | PJM_ROM | Internal | Summer | B3 | 75 | 8000 | 307.65 | 285.01 | 285.02 | 0.01 | 0
2040 | PJM_ROR_2_PJM_ROM | PJM_ROR | PJM_ROM | Internal | Summer | B4 | 100 | 8000 | 1985.28 | 207.13 | 207.14 | 0.01 | 0
2040 | PJM_ROR_2_PJM_ROM | PJM_ROR | PJM_ROM | Internal | Summer | B5 | 200 | 8000 | 33.92 | 185.43 | 185.44 | 0.01 | 0
2040 | PJM_ROR_2_PJM_ROM | PJM_ROR | PJM_ROM | Internal | Summer | B6 | 300 | 8000 | 40.32 | 177.13 | 177.14 | 0.01 | 0
2040 | PJM_ROR_2_PJM_ROM | PJM_ROR | PJM_ROM | Internal | Summer | B7 | 400 | 8000 | 5945.37 | 163.96 | 163.97 | 0.01 | 0
2040 | PJM_ROR_2_PJM_ROM | PJM_ROR | PJM_ROM | Internal | Summer | B8 | 500 | 8000 | 6086.43 | 154.29 | 154.3 | 0.01 | 0
2040 | PJM_ROR_2_PJM_ROM | PJM_ROR | PJM_ROM | Internal | Summer | B9 | 800 | 8000 | 1878.28 | 152.06 | 152.07 | 0.01 | 0
2040 | PJM_ROR_2_PJM_ROM | PJM_ROR | PJM_ROM | Internal | Summer | B10 | 1262 | 8000 | 8000 | 80.5 | 80.72 | 0.01 | 0.21
2040 | PJM_ROR_2_PJM_ROM | PJM_ROR | PJM_ROM | Internal | Winter | B16 | 25 | 8000 | 6846.28 | 157.78 | 157.79 | 0.01 | 0
2040 | PJM_ROR_2_PJM_ROM | PJM_ROR | PJM_ROM | Internal | Winter | B17 | 100 | 8000 | 4621.96 | 157.78 | 157.79 | 0.01 | 0
2040 | PJM_ROR_2_PJM_ROM | PJM_ROR | PJM_ROM | Internal | Winter | B18 | 400 | 8000 | 8000 | 122.35 | 129.07 | 0.01 | 6.7
2040 | PJM_ROR_2_PJM_ROM | PJM_ROR | PJM_ROM | Internal | Winter | B19 | 700 | 8000 | 8000 | 122.35 | 129.07 | 0.01 | 6.7
2040 | PJM_ROR_2_PJM_ROM | PJM_ROR | PJM_ROM | Internal | Winter | B20 | 935 | 8000 | 6660.7 | 77.48 | 77.49 | 0.01 | 0
2040 | PJM_ROR_2_TVA_Transmission | PJM_ROR | TVA_Transmission | Internal | Shoulder | B11 | 25 | 2500 | 0 | 155.88 | 159.6 | 6 | 0
2040 | PJM_ROR_2_TVA_Transmission | PJM_ROR | TVA_Transmission | Internal | Shoulder | B12 | 200 | 2500 | 0 | 149.37 | 142.8 | 6 | 0
2040 | PJM_ROR_2_TVA_Transmission | PJM_ROR | TVA_Transmission | Internal | Shoulder | B13 | 600 | 2500 | 0 | 121.78 | 112.78 | 6 | 0
2040 | PJM_ROR_2_TVA_Transmission | PJM_ROR | TVA_Transmission | Internal | Shoulder | B14 | 900 | 2500 | 0 | 121.78 | 112.78 | 6 | 0
2040 | PJM_ROR_2_TVA_Transmission | PJM_ROR | TVA_Transmission | Internal | Shoulder | B15 | 1203 | 2500 | 0 | 75.59 | 73.48 | 6 | 0
2040 | PJM_ROR_2_TVA_Transmission | PJM_ROR | TVA_Transmission | Internal | Summer | B1 | 10 | 2500 | 0.02 | 285.01 | 287.81 | 6 | 0
2040 | PJM_ROR_2_TVA_Transmission | PJM_ROR | TVA_Transmission | Internal | Summer | B2 | 25 | 2500 | 1076.77 | 285.01 | 291.01 | 6 | 0
2040 | PJM_ROR_2_TVA_Transmission | PJM_ROR | TVA_Transmission | Internal | Summer | B3 | 75 | 2500 | 284.86 | 285.01 | 291.01 | 6 | 0
2040 | PJM_ROR_2_TVA_Transmission | PJM_ROR | TVA_Transmission | Internal | Summer | B4 | 100 | 2500 | 1066.45 | 207.13 | 213.13 | 6 | 0
2040 | PJM_ROR_2_TVA_Transmission | PJM_ROR | TVA_Transmission | Internal | Summer | B5 | 200 | 2500 | 0 | 185.43 | 182.33 | 6 | 0
2040 | PJM_ROR_2_TVA_Transmission | PJM_ROR | TVA_Transmission | Internal | Summer | B6 | 300 | 2500 | 0 | 177.13 | 176.69 | 6 | 0
2040 | PJM_ROR_2_TVA_Transmission | PJM_ROR | TVA_Transmission | Internal | Summer | B7 | 400 | 2500 | 0 | 163.96 | 164.96 | 6 | 0
2040 | PJM_ROR_2_TVA_Transmission | PJM_ROR | TVA_Transmission | Internal | Summer | B8 | 500 | 2500 | 0 | 154.29 | 157.82 | 6 | 0
2040 | PJM_ROR_2_TVA_Transmission | PJM_ROR | TVA_Transmission | Internal | Summer | B9 | 800 | 2500 | 0 | 152.06 | 156.8 | 6 | 0
2040 | PJM_ROR_2_TVA_Transmission | PJM_ROR | TVA_Transmission | Internal | Summer | B10 | 1262 | 2500 | 0 | 80.5 | 73.48 | 6 | 0
2040 | PJM_ROR_2_TVA_Transmission | PJM_ROR | TVA_Transmission | Internal | Winter | B16 | 25 | 2500 | 0 | 157.78 | 160.78 | 6 | 0
2040 | PJM_ROR_2_TVA_Transmission | PJM_ROR | TVA_Transmission | Internal | Winter | B17 | 100 | 2500 | 0 | 157.78 | 160.78 | 6 | 0
2040 | PJM_ROR_2_TVA_Transmission | PJM_ROR | TVA_Transmission | Internal | Winter | B18 | 400 | 2500 | 0 | 122.35 | 113.35 | 6 | 0
2040 | PJM_ROR_2_TVA_Transmission | PJM_ROR | TVA_Transmission | Internal | Winter | B19 | 700 | 2500 | 0 | 122.35 | 113.35 | 6 | 0
2040 | PJM_ROR_2_TVA_Transmission | PJM_ROR | TVA_Transmission | Internal | Winter | B20 | 935 | 2500 | 0 | 77.48 | 74.02 | 6 | 0
2040 | PJM_ROR_2_VACAR | PJM_ROR | VACAR | Internal | Shoulder | B11 | 25 | 3000 | 0 | 155.88 | 159.21 | 6 | 0
2040 | PJM_ROR_2_VACAR | PJM_ROR | VACAR | Internal | Shoulder | B12 | 200 | 3000 | 0 | 149.37 | 142.37 | 6 | 0
2040 | PJM_ROR_2_VACAR | PJM_ROR | VACAR | Internal | Shoulder | B13 | 600 | 3000 | 0 | 121.78 | 114.78 | 6 | 0
2040 | PJM_ROR_2_VACAR | PJM_ROR | VACAR | Internal | Shoulder | B14 | 900 | 3000 | 0 | 121.78 | 114.78 | 6 | 0
2040 | PJM_ROR_2_VACAR | PJM_ROR | VACAR | Internal | Shoulder | B15 | 1203 | 3000 | 0 | 75.59 | 73.5 | 6 | 0
2040 | PJM_ROR_2_VACAR | PJM_ROR | VACAR | Internal | Summer | B1 | 10 | 3000 | 2999.95 | 285.01 | 291.98 | 6 | 0.97
2040 | PJM_ROR_2_VACAR | PJM_ROR | VACAR | Internal | Summer | B2 | 25 | 3000 | 2732.22 | 285.01 | 291.01 | 6 | 0
2040 | PJM_ROR_2_VACAR | PJM_ROR | VACAR | Internal | Summer | B3 | 75 | 3000 | 320.18 | 285.01 | 291.01 | 6 | 0
2040 | PJM_ROR_2_VACAR | PJM_ROR | VACAR | Internal | Summer | B4 | 100 | 3000 | 0 | 207.13 | 206.14 | 6 | 0
2040 | PJM_ROR_2_VACAR | PJM_ROR | VACAR | Internal | Summer | B5 | 200 | 3000 | 0 | 185.43 | 178.43 | 6 | 0
2040 | PJM_ROR_2_VACAR | PJM_ROR | VACAR | Internal | Summer | B6 | 300 | 3000 | 0 | 177.13 | 156.96 | 6 | 0
2040 | PJM_ROR_2_VACAR | PJM_ROR | VACAR | Internal | Summer | B7 | 400 | 3000 | 0 | 163.96 | 156.96 | 6 | 0
2040 | PJM_ROR_2_VACAR | PJM_ROR | VACAR | Internal | Summer | B8 | 500 | 3000 | 0 | 154.29 | 156.96 | 6 | 0
2040 | PJM_ROR_2_VACAR | PJM_ROR | VACAR | Internal | Summer | B9 | 800 | 3000 | 0 | 152.06 | 150.34 | 6 | 0
2040 | PJM_ROR_2_VACAR | PJM_ROR | VACAR | Internal | Summer | B10 | 1262 | 3000 | 0 | 80.5 | 73.5 | 6 | 0
2040 | PJM_ROR_2_VACAR | PJM_ROR | VACAR | Internal | Winter | B16 | 25 | 3000 | 2999.98 | 157.78 | 164.55 | 6 | 0.77
2040 | PJM_ROR_2_VACAR | PJM_ROR | VACAR | Internal | Winter | B17 | 100 | 3000 | 2999.99 | 157.78 | 164.55 | 6 | 0.77
2040 | PJM_ROR_2_VACAR | PJM_ROR | VACAR | Internal | Winter | B18 | 400 | 3000 | 0 | 122.35 | 115.35 | 6 | 0
2040 | PJM_ROR_2_VACAR | PJM_ROR | VACAR | Internal | Winter | B19 | 700 | 3000 | 0 | 122.35 | 115.35 | 6 | 0
2040 | PJM_ROR_2_VACAR | PJM_ROR | VACAR | Internal | Winter | B20 | 935 | 3000 | 0 | 77.48 | 73.5 | 6 | 0
2040 | PJM_ROM_2_NYISO_A-F | PJM_ROM | NYISO_A-F | Internal | Shoulder | B11 | 25 | 2000 | 0 | 155.9 | 79.77 | 6 | 0
2040 | PJM_ROM_2_NYISO_A-F | PJM_ROM | NYISO_A-F | Internal | Shoulder | B12 | 200 | 2000 | 0 | 149.38 | 95.02 | 6 | 0
2040 | PJM_ROM_2_NYISO_A-F | PJM_ROM | NYISO_A-F | Internal | Shoulder | B13 | 600 | 2000 | 0 | 128.45 | 79.77 | 6 | 0
2040 | PJM_ROM_2_NYISO_A-F | PJM_ROM | NYISO_A-F | Internal | Shoulder | B14 | 900 | 2000 | 0 | 128.45 | 79.77 | 6 | 0
2040 | PJM_ROM_2_NYISO_A-F | PJM_ROM | NYISO_A-F | Internal | Shoulder | B15 | 1203 | 2000 | 0 | 75.61 | 69.48 | 6 | 0
2040 | PJM_ROM_2_NYISO_A-F | PJM_ROM | NYISO_A-F | Internal | Summer | B1 | 10 | 2000 | 0 | 285.02 | 168.93 | 6 | 0
2040 | PJM_ROM_2_NYISO_A-F | PJM_ROM | NYISO_A-F | Internal | Summer | B2 | 25 | 2000 | 0 | 285.02 | 173.05 | 6 | 0
2040 | PJM_ROM_2_NYISO_A-F | PJM_ROM | NYISO_A-F | Internal | Summer | B3 | 75 | 2000 | 0 | 285.02 | 173.05 | 6 | 0
2040 | PJM_ROM_2_NYISO_A-F | PJM_ROM | NYISO_A-F | Internal | Summer | B4 | 100 | 2000 | 0 | 207.14 | 172.33 | 6 | 0
2040 | PJM_ROM_2_NYISO_A-F | PJM_ROM | NYISO_A-F | Internal | Summer | B5 | 200 | 2000 | 0 | 185.44 | 168.94 | 6 | 0
2040 | PJM_ROM_2_NYISO_A-F | PJM_ROM | NYISO_A-F | Internal | Summer | B6 | 300 | 2000 | 0 | 177.14 | 168.93 | 6 | 0
2040 | PJM_ROM_2_NYISO_A-F | PJM_ROM | NYISO_A-F | Internal | Summer | B7 | 400 | 2000 | 0 | 163.97 | 155.97 | 6 | 0
2040 | PJM_ROM_2_NYISO_A-F | PJM_ROM | NYISO_A-F | Internal | Summer | B8 | 500 | 2000 | 0 | 154.3 | 146.3 | 6 | 0
2040 | PJM_ROM_2_NYISO_A-F | PJM_ROM | NYISO_A-F | Internal | Summer | B9 | 800 | 2000 | 0 | 152.07 | 144.07 | 6 | 0
2040 | PJM_ROM_2_NYISO_A-F | PJM_ROM | NYISO_A-F | Internal | Summer | B10 | 1262 | 2000 | 2000 | 80.72 | 124.92 | 6 | 38.2
2040 | PJM_ROM_2_NYISO_A-F | PJM_ROM | NYISO_A-F | Internal | Winter | B16 | 25 | 2000 | 0 | 157.79 | 69.49 | 6 | 0
2040 | PJM_ROM_2_NYISO_A-F | PJM_ROM | NYISO_A-F | Internal | Winter | B17 | 100 | 2000 | 0 | 157.79 | 69.49 | 6 | 0
2040 | PJM_ROM_2_NYISO_A-F | PJM_ROM | NYISO_A-F | Internal | Winter | B18 | 400 | 2000 | 0 | 129.07 | 69.49 | 6 | 0
2040 | PJM_ROM_2_NYISO_A-F | PJM_ROM | NYISO_A-F | Internal | Winter | B19 | 700 | 2000 | 0 | 129.07 | 69.49 | 6 | 0
2040 | PJM_ROM_2_NYISO_A-F | PJM_ROM | NYISO_A-F | Internal | Winter | B20 | 935 | 2000 | 0 | 77.49 | 69.49 | 6 | 0
2040 | PJM_ROM_2_PJM_E | PJM_ROM | PJM_E | Internal | Shoulder | B11 | 25 | 8000 | 6109.15 | 155.9 | 155.91 | 0.01 | 0
2040 | PJM_ROM_2_PJM_E | PJM_ROM | PJM_E | Internal | Shoulder | B12 | 200 | 8000 | 5379.29 | 149.38 | 149.39 | 0.01 | 0
2040 | PJM_ROM_2_PJM_E | PJM_ROM | PJM_E | Internal | Shoulder | B13 | 600 | 8000 | 7753.65 | 128.45 | 128.47 | 0.01 | 0
2040 | PJM_ROM_2_PJM_E | PJM_ROM | PJM_E | Internal | Shoulder | B14 | 900 | 8000 | 6780.8 | 128.45 | 128.47 | 0.01 | 0
2040 | PJM_ROM_2_PJM_E | PJM_ROM | PJM_E | Internal | Shoulder | B15 | 1203 | 8000 | 6149.36 | 75.61 | 75.62 | 0.01 | 0
2040 | PJM_ROM_2_PJM_E | PJM_ROM | PJM_E | Internal | Summer | B1 | 10 | 8000 | 5824.48 | 285.02 | 285.04 | 0.01 | 0
2040 | PJM_ROM_2_PJM_E | PJM_ROM | PJM_E | Internal | Summer | B2 | 25 | 8000 | 5035.69 | 285.02 | 285.04 | 0.01 | 0
2040 | PJM_ROM_2_PJM_E | PJM_ROM | PJM_E | Internal | Summer | B3 | 75 | 8000 | 2372.3 | 285.02 | 285.04 | 0.01 | 0
2040 | PJM_ROM_2_PJM_E | PJM_ROM | PJM_E | Internal | Summer | B4 | 100 | 8000 | 3855.44 | 207.14 | 207.16 | 0.01 | 0
2040 | PJM_ROM_2_PJM_E | PJM_ROM | PJM_E | Internal | Summer | B5 | 200 | 8000 | 2568.41 | 185.44 | 185.46 | 0.01 | 0
2040 | PJM_ROM_2_PJM_E | PJM_ROM | PJM_E | Internal | Summer | B6 | 300 | 8000 | 3675.81 | 177.14 | 177.15 | 0.01 | 0
2040 | PJM_ROM_2_PJM_E | PJM_ROM | PJM_E | Internal | Summer | B7 | 400 | 8000 | 6641.47 | 163.97 | 163.98 | 0.01 | 0
2040 | PJM_ROM_2_PJM_E | PJM_ROM | PJM_E | Internal | Summer | B8 | 500 | 8000 | 6148.29 | 154.3 | 154.31 | 0.01 | 0
2040 | PJM_ROM_2_PJM_E | PJM_ROM | PJM_E | Internal | Summer | B9 | 800 | 8000 | 3935.51 | 152.07 | 152.08 | 0.01 | 0
2040 | PJM_ROM_2_PJM_E | PJM_ROM | PJM_E | Internal | Summer | B10 | 1262 | 8000 | 7061.84 | 80.72 | 80.73 | 0.01 | 0
2040 | PJM_ROM_2_PJM_E | PJM_ROM | PJM_E | Internal | Winter | B16 | 25 | 8000 | 6281.1 | 157.79 | 157.81 | 0.01 | 0
2040 | PJM_ROM_2_PJM_E | PJM_ROM | PJM_E | Internal | Winter | B17 | 100 | 8000 | 4996.84 | 157.79 | 157.81 | 0.01 | 0
2040 | PJM_ROM_2_PJM_E | PJM_ROM | PJM_E | Internal | Winter | B18 | 400 | 8000 | 8000 | 129.07 | 133.24 | 0.01 | 4.16
2040 | PJM_ROM_2_PJM_E | PJM_ROM | PJM_E | Internal | Winter | B19 | 700 | 8000 | 7269.55 | 129.07 | 129.08 | 0.01 | 0
2040 | PJM_ROM_2_PJM_E | PJM_ROM | PJM_E | Internal | Winter | B20 | 935 | 8000 | 5624.87 | 77.49 | 77.5 | 0.01 | 0
2040 | PJM_ROM_2_PJM_ROR | PJM_ROM | PJM_ROR | Internal | Shoulder | B11 | 25 | 8000 | 0.69 | 155.9 | 155.88 | 0.01 | 0
2040 | PJM_ROM_2_PJM_ROR | PJM_ROM | PJM_ROR | Internal | Shoulder | B12 | 200 | 8000 | 0.12 | 149.38 | 149.37 | 0.01 | 0
2040 | PJM_ROM_2_PJM_ROR | PJM_ROM | PJM_ROR | Internal | Shoulder | B13 | 600 | 8000 | 0 | 128.45 | 121.78 | 0.01 | 0
2040 | PJM_ROM_2_PJM_ROR | PJM_ROM | PJM_ROR | Internal | Shoulder | B14 | 900 | 8000 | 0 | 128.45 | 121.78 | 0.01 | 0
2040 | PJM_ROM_2_PJM_ROR | PJM_ROM | PJM_ROR | Internal | Shoulder | B15 | 1203 | 8000 | 0.02 | 75.61 | 75.59 | 0.01 | 0
2040 | PJM_ROM_2_PJM_ROR | PJM_ROM | PJM_ROR | Internal | Summer | B1 | 10 | 8000 | 1.7 | 285.02 | 285.01 | 0.01 | 0
2040 | PJM_ROM_2_PJM_ROR | PJM_ROM | PJM_ROR | Internal | Summer | B2 | 25 | 8000 | 0.71 | 285.02 | 285.01 | 0.01 | 0
2040 | PJM_ROM_2_PJM_ROR | PJM_ROM | PJM_ROR | Internal | Summer | B3 | 75 | 8000 | 0.27 | 285.02 | 285.01 | 0.01 | 0
2040 | PJM_ROM_2_PJM_ROR | PJM_ROM | PJM_ROR | Internal | Summer | B4 | 100 | 8000 | 0.19 | 207.14 | 207.13 | 0.01 | 0
2040 | PJM_ROM_2_PJM_ROR | PJM_ROM | PJM_ROR | Internal | Summer | B5 | 200 | 8000 | 0.11 | 185.44 | 185.43 | 0.01 | 0
2040 | PJM_ROM_2_PJM_ROR | PJM_ROM | PJM_ROR | Internal | Summer | B6 | 300 | 8000 | 0.07 | 177.14 | 177.13 | 0.01 | 0
2040 | PJM_ROM_2_PJM_ROR | PJM_ROM | PJM_ROR | Internal | Summer | B7 | 400 | 8000 | 0.05 | 163.97 | 163.96 | 0.01 | 0
2040 | PJM_ROM_2_PJM_ROR | PJM_ROM | PJM_ROR | Internal | Summer | B8 | 500 | 8000 | 0.04 | 154.3 | 154.29 | 0.01 | 0
2040 | PJM_ROM_2_PJM_ROR | PJM_ROM | PJM_ROR | Internal | Summer | B9 | 800 | 8000 | 0.02 | 152.07 | 152.06 | 0.01 | 0
2040 | PJM_ROM_2_PJM_ROR | PJM_ROM | PJM_ROR | Internal | Summer | B10 | 1262 | 8000 | 0 | 80.72 | 80.5 | 0.01 | 0
2040 | PJM_ROM_2_PJM_ROR | PJM_ROM | PJM_ROR | Internal | Winter | B16 | 25 | 8000 | 0.69 | 157.79 | 157.78 | 0.01 | 0
2040 | PJM_ROM_2_PJM_ROR | PJM_ROM | PJM_ROR | Internal | Winter | B17 | 100 | 8000 | 0.19 | 157.79 | 157.78 | 0.01 | 0
2040 | PJM_ROM_2_PJM_ROR | PJM_ROM | PJM_ROR | Internal | Winter | B18 | 400 | 8000 | 0 | 129.07 | 122.35 | 0.01 | 0
2040 | PJM_ROM_2_PJM_ROR | PJM_ROM | PJM_ROR | Internal | Winter | B19 | 700 | 8000 | 0 | 129.07 | 122.35 | 0.01 | 0
2040 | PJM_ROM_2_PJM_ROR | PJM_ROM | PJM_ROR | Internal | Winter | B20 | 935 | 8000 | 0.02 | 77.49 | 77.48 | 0.01 | 0
2040 | SOCO_2_ENT | SOCO | ENT | Internal | Shoulder | B11 | 25 | 4300 | 0 | 166.21 | 158.21 | 10 | 0
2040 | SOCO_2_ENT | SOCO | ENT | Internal | Shoulder | B12 | 200 | 4300 | 0 | 149.37 | 134.8 | 10 | 0
2040 | SOCO_2_ENT | SOCO | ENT | Internal | Shoulder | B13 | 600 | 4300 | 0 | 112.37 | 96.78 | 10 | 0
2040 | SOCO_2_ENT | SOCO | ENT | Internal | Shoulder | B14 | 900 | 4300 | 0 | 112.37 | 92.6 | 10 | 0
2040 | SOCO_2_ENT | SOCO | ENT | Internal | Shoulder | B15 | 1203 | 4300 | 0 | 73.5 | 57.48 | 10 | 0
2040 | SOCO_2_ENT | SOCO | ENT | Internal | Summer | B1 | 10 | 4300 | 0 | 296.81 | 186.95 | 10 | 0
2040 | SOCO_2_ENT | SOCO | ENT | Internal | Summer | B2 | 25 | 4300 | 0 | 296.81 | 268.92 | 10 | 0
2040 | SOCO_2_ENT | SOCO | ENT | Internal | Summer | B3 | 75 | 4300 | 0 | 296.81 | 283.02 | 10 | 0
2040 | SOCO_2_ENT | SOCO | ENT | Internal | Summer | B4 | 100 | 4300 | 0 | 213.14 | 205.14 | 10 | 0
2040 | SOCO_2_ENT | SOCO | ENT | Internal | Summer | B5 | 200 | 4300 | 0 | 191.33 | 188.36 | 10 | 0
2040 | SOCO_2_ENT | SOCO | ENT | Internal | Summer | B6 | 300 | 4300 | 35.64 | 175.69 | 185.69 | 10 | 0
2040 | SOCO_2_ENT | SOCO | ENT | Internal | Summer | B7 | 400 | 4300 | 946.6 | 163.96 | 173.96 | 10 | 0
2040 | SOCO_2_ENT | SOCO | ENT | Internal | Summer | B8 | 500 | 4300 | 0 | 157.34 | 160.3 | 10 | 0
2040 | SOCO_2_ENT | SOCO | ENT | Internal | Summer | B9 | 800 | 4300 | 0 | 157.34 | 152.3 | 10 | 0
2040 | SOCO_2_ENT | SOCO | ENT | Internal | Summer | B10 | 1262 | 4300 | 0 | 71.09 | 63.09 | 10 | 0
2040 | SOCO_2_ENT | SOCO | ENT | Internal | Winter | B16 | 25 | 4300 | 0 | 169.78 | 152.78 | 10 | 0
2040 | SOCO_2_ENT | SOCO | ENT | Internal | Winter | B17 | 100 | 4300 | 0 | 155.65 | 147.65 | 10 | 0
2040 | SOCO_2_ENT | SOCO | ENT | Internal | Winter | B18 | 400 | 4300 | 0 | 114.67 | 97.35 | 10 | 0
2040 | SOCO_2_ENT | SOCO | ENT | Internal | Winter | B19 | 700 | 4300 | 0 | 114.67 | 94.81 | 10 | 0
2040 | SOCO_2_ENT | SOCO | ENT | Internal | Winter | B20 | 935 | 4300 | 0 | 73.5 | 58.02 | 10 | 0
2040 | SOCO_2_FRCC | SOCO | FRCC | Internal | Shoulder | B11 | 25 | 3700 | 3700 | 166.21 | 182.12 | 10 | 5.9
2040 | SOCO_2_FRCC | SOCO | FRCC | Internal | Shoulder | B12 | 200 | 3700 | 3700 | 149.37 | 162.96 | 10 | 3.6
2040 | SOCO_2_FRCC | SOCO | FRCC | Internal | Shoulder | B13 | 600 | 3700 | 3700 | 112.37 | 162.96 | 10 | 40.59
2040 | SOCO_2_FRCC | SOCO | FRCC | Internal | Shoulder | B14 | 900 | 3700 | 3700 | 112.37 | 138.34 | 10 | 15.97
2040 | SOCO_2_FRCC | SOCO | FRCC | Internal | Shoulder | B15 | 1203 | 3700 | 0 | 73.5 | 59.89 | 10 | 0
2040 | SOCO_2_FRCC | SOCO | FRCC | Internal | Summer | B1 | 10 | 3700 | 0 | 296.81 | 299.8 | 10 | 0
2040 | SOCO_2_FRCC | SOCO | FRCC | Internal | Summer | B2 | 25 | 3700 | 0 | 296.81 | 299.8 | 10 | 0
2040 | SOCO_2_FRCC | SOCO | FRCC | Internal | Summer | B3 | 75 | 3700 | 0 | 296.81 | 288.81 | 10 | 0
2040 | SOCO_2_FRCC | SOCO | FRCC | Internal | Summer | B4 | 100 | 3700 | 0 | 213.14 | 188.71 | 10 | 0
2040 | SOCO_2_FRCC | SOCO | FRCC | Internal | Summer | B5 | 200 | 3700 | 0 | 191.33 | 188.71 | 10 | 0
2040 | SOCO_2_FRCC | SOCO | FRCC | Internal | Summer | B6 | 300 | 3700 | 1662.82 | 175.69 | 185.69 | 10 | 0
2040 | SOCO_2_FRCC | SOCO | FRCC | Internal | Summer | B7 | 400 | 3700 | 0 | 163.96 | 161.9 | 10 | 0
2040 | SOCO_2_FRCC | SOCO | FRCC | Internal | Summer | B8 | 500 | 3700 | 0 | 157.34 | 161.9 | 10 | 0
2040 | SOCO_2_FRCC | SOCO | FRCC | Internal | Summer | B9 | 800 | 3700 | 0 | 157.34 | 161.9 | 10 | 0
2040 | SOCO_2_FRCC | SOCO | FRCC | Internal | Summer | B10 | 1262 | 3700 | 0 | 71.09 | 28.7 | 10 | 0
2040 | SOCO_2_FRCC | SOCO | FRCC | Internal | Winter | B16 | 25 | 3700 | 2946.09 | 169.78 | 179.78 | 10 | 0
2040 | SOCO_2_FRCC | SOCO | FRCC | Internal | Winter | B17 | 100 | 3700 | 117.61 | 155.65 | 165.65 | 10 | 0
2040 | SOCO_2_FRCC | SOCO | FRCC | Internal | Winter | B18 | 400 | 3700 | 3700 | 114.67 | 165.65 | 10 | 40.98
2040 | SOCO_2_FRCC | SOCO | FRCC | Internal | Winter | B19 | 700 | 3700 | 3700 | 114.67 | 137.11 | 10 | 12.43
2040 | SOCO_2_FRCC | SOCO | FRCC | Internal | Winter | B20 | 935 | 3700 | 0 | 73.5 | 65.5 | 10 | 0
2040 | SOCO_2_TVA_Transmission | SOCO | TVA_Transmission | Internal | Shoulder | B11 | 25 | 2600 | 0 | 166.21 | 159.6 | 10 | 0
2040 | SOCO_2_TVA_Transmission | SOCO | TVA_Transmission | Internal | Shoulder | B12 | 200 | 2600 | 0 | 149.37 | 142.8 | 10 | 0
2040 | SOCO_2_TVA_Transmission | SOCO | TVA_Transmission | Internal | Shoulder | B13 | 600 | 2600 | 0 | 112.37 | 112.78 | 10 | 0
2040 | SOCO_2_TVA_Transmission | SOCO | TVA_Transmission | Internal | Shoulder | B14 | 900 | 2600 | 0 | 112.37 | 112.78 | 10 | 0
2040 | SOCO_2_TVA_Transmission | SOCO | TVA_Transmission | Internal | Shoulder | B15 | 1203 | 2600 | 0 | 73.5 | 73.48 | 10 | 0
2040 | SOCO_2_TVA_Transmission | SOCO | TVA_Transmission | Internal | Summer | B1 | 10 | 2600 | 0 | 296.81 | 287.81 | 10 | 0
2040 | SOCO_2_TVA_Transmission | SOCO | TVA_Transmission | Internal | Summer | B2 | 25 | 2600 | 0 | 296.81 | 291.01 | 10 | 0
2040 | SOCO_2_TVA_Transmission | SOCO | TVA_Transmission | Internal | Summer | B3 | 75 | 2600 | 0 | 296.81 | 291.01 | 10 | 0
2040 | SOCO_2_TVA_Transmission | SOCO | TVA_Transmission | Internal | Summer | B4 | 100 | 2600 | 0 | 213.14 | 213.13 | 10 | 0
2040 | SOCO_2_TVA_Transmission | SOCO | TVA_Transmission | Internal | Summer | B5 | 200 | 2600 | 0 | 191.33 | 182.33 | 10 | 0
2040 | SOCO_2_TVA_Transmission | SOCO | TVA_Transmission | Internal | Summer | B6 | 300 | 2600 | 0 | 175.69 | 176.69 | 10 | 0
2040 | SOCO_2_TVA_Transmission | SOCO | TVA_Transmission | Internal | Summer | B7 | 400 | 2600 | 0 | 163.96 | 164.96 | 10 | 0
2040 | SOCO_2_TVA_Transmission | SOCO | TVA_Transmission | Internal | Summer | B8 | 500 | 2600 | 0 | 157.34 | 157.82 | 10 | 0
2040 | SOCO_2_TVA_Transmission | SOCO | TVA_Transmission | Internal | Summer | B9 | 800 | 2600 | 0 | 157.34 | 156.8 | 10 | 0
2040 | SOCO_2_TVA_Transmission | SOCO | TVA_Transmission | Internal | Summer | B10 | 1262 | 2600 | 0 | 71.09 | 73.48 | 10 | 0
2040 | SOCO_2_TVA_Transmission | SOCO | TVA_Transmission | Internal | Winter | B16 | 25 | 2600 | 0 | 169.78 | 160.78 | 10 | 0
2040 | SOCO_2_TVA_Transmission | SOCO | TVA_Transmission | Internal | Winter | B17 | 100 | 2600 | 0 | 155.65 | 160.78 | 10 | 0
2040 | SOCO_2_TVA_Transmission | SOCO | TVA_Transmission | Internal | Winter | B18 | 400 | 2600 | 0 | 114.67 | 113.35 | 10 | 0
2040 | SOCO_2_TVA_Transmission | SOCO | TVA_Transmission | Internal | Winter | B19 | 700 | 2600 | 0 | 114.67 | 113.35 | 10 | 0
2040 | SOCO_2_TVA_Transmission | SOCO | TVA_Transmission | Internal | Winter | B20 | 935 | 2600 | 0 | 73.5 | 74.02 | 10 | 0
2040 | SOCO_2_VACAR | SOCO | VACAR | Internal | Shoulder | B11 | 25 | 2000 | 0 | 166.21 | 159.21 | 10 | 0
2040 | SOCO_2_VACAR | SOCO | VACAR | Internal | Shoulder | B12 | 200 | 2000 | 0 | 149.37 | 142.37 | 10 | 0
2040 | SOCO_2_VACAR | SOCO | VACAR | Internal | Shoulder | B13 | 600 | 2000 | 0 | 112.37 | 114.78 | 10 | 0
2040 | SOCO_2_VACAR | SOCO | VACAR | Internal | Shoulder | B14 | 900 | 2000 | 0 | 112.37 | 114.78 | 10 | 0
2040 | SOCO_2_VACAR | SOCO | VACAR | Internal | Shoulder | B15 | 1203 | 2000 | 0 | 73.5 | 73.5 | 10 | 0
2040 | SOCO_2_VACAR | SOCO | VACAR | Internal | Summer | B1 | 10 | 2000 | 0 | 296.81 | 291.98 | 10 | 0
2040 | SOCO_2_VACAR | SOCO | VACAR | Internal | Summer | B2 | 25 | 2000 | 0 | 296.81 | 291.01 | 10 | 0
2040 | SOCO_2_VACAR | SOCO | VACAR | Internal | Summer | B3 | 75 | 2000 | 0 | 296.81 | 291.01 | 10 | 0
2040 | SOCO_2_VACAR | SOCO | VACAR | Internal | Summer | B4 | 100 | 2000 | 0 | 213.14 | 206.14 | 10 | 0
2040 | SOCO_2_VACAR | SOCO | VACAR | Internal | Summer | B5 | 200 | 2000 | 0 | 191.33 | 178.43 | 10 | 0
2040 | SOCO_2_VACAR | SOCO | VACAR | Internal | Summer | B6 | 300 | 2000 | 0 | 175.69 | 156.96 | 10 | 0
2040 | SOCO_2_VACAR | SOCO | VACAR | Internal | Summer | B7 | 400 | 2000 | 0 | 163.96 | 156.96 | 10 | 0
2040 | SOCO_2_VACAR | SOCO | VACAR | Internal | Summer | B8 | 500 | 2000 | 0 | 157.34 | 156.96 | 10 | 0
2040 | SOCO_2_VACAR | SOCO | VACAR | Internal | Summer | B9 | 800 | 2000 | 0 | 157.34 | 150.34 | 10 | 0
2040 | SOCO_2_VACAR | SOCO | VACAR | Internal | Summer | B10 | 1262 | 2000 | 0 | 71.09 | 73.5 | 10 | 0
2040 | SOCO_2_VACAR | SOCO | VACAR | Internal | Winter | B16 | 25 | 2000 | 0 | 169.78 | 164.55 | 10 | 0
2040 | SOCO_2_VACAR | SOCO | VACAR | Internal | Winter | B17 | 100 | 2000 | 0 | 155.65 | 164.55 | 10 | 0
2040 | SOCO_2_VACAR | SOCO | VACAR | Internal | Winter | B18 | 400 | 2000 | 0 | 114.67 | 115.35 | 10 | 0
2040 | SOCO_2_VACAR | SOCO | VACAR | Internal | Winter | B19 | 700 | 2000 | 0 | 114.67 | 115.35 | 10 | 0
2040 | SOCO_2_VACAR | SOCO | VACAR | Internal | Winter | B20 | 935 | 2000 | 0 | 73.5 | 73.5 | 10 | 0
2040 | SPP_N_2_ENT | SPP_N | ENT | Internal | Shoulder | B11 | 25 | 15643 | 15641.9 | 153.2 | 158.21 | 5 | 0.01
2040 | SPP_N_2_ENT | SPP_N | ENT | Internal | Shoulder | B12 | 200 | 15643 | 14968.63 | 129.8 | 134.8 | 5 | 0
2040 | SPP_N_2_ENT | SPP_N | ENT | Internal | Shoulder | B13 | 600 | 15643 | 15643 | 77.37 | 96.78 | 5 | 14.41
2040 | SPP_N_2_ENT | SPP_N | ENT | Internal | Shoulder | B14 | 900 | 15643 | 15643 | 50.11 | 92.6 | 5 | 37.48
2040 | SPP_N_2_ENT | SPP_N | ENT | Internal | Shoulder | B15 | 1203 | 15643 | 15643 | 50.11 | 57.48 | 5 | 2.37
2040 | SPP_N_2_ENT | SPP_N | ENT | Internal | Summer | B1 | 10 | 15643 | 15643 | 50.11 | 186.95 | 5 | 131.84
2040 | SPP_N_2_ENT | SPP_N | ENT | Internal | Summer | B2 | 25 | 15643 | 10109.55 | 263.92 | 268.92 | 5 | 0
2040 | SPP_N_2_ENT | SPP_N | ENT | Internal | Summer | B3 | 75 | 15643 | 3543.58 | 278.02 | 283.02 | 5 | 0
2040 | SPP_N_2_ENT | SPP_N | ENT | Internal | Summer | B4 | 100 | 15643 | 6036.24 | 200.14 | 205.14 | 5 | 0
2040 | SPP_N_2_ENT | SPP_N | ENT | Internal | Summer | B5 | 200 | 15643 | 6303.74 | 183.36 | 188.36 | 5 | 0
2040 | SPP_N_2_ENT | SPP_N | ENT | Internal | Summer | B6 | 300 | 15643 | 6075.09 | 180.69 | 185.69 | 5 | 0
2040 | SPP_N_2_ENT | SPP_N | ENT | Internal | Summer | B7 | 400 | 15643 | 9165.4 | 168.96 | 173.96 | 5 | 0
2040 | SPP_N_2_ENT | SPP_N | ENT | Internal | Summer | B8 | 500 | 15643 | 12538.5 | 155.3 | 160.3 | 5 | 0
2040 | SPP_N_2_ENT | SPP_N | ENT | Internal | Summer | B9 | 800 | 15643 | 12201.22 | 147.3 | 152.3 | 5 | 0
2040 | SPP_N_2_ENT | SPP_N | ENT | Internal | Summer | B10 | 1262 | 15643 | 15642.97 | 58.08 | 63.09 | 5 | 0.01
2040 | SPP_N_2_ENT | SPP_N | ENT | Internal | Winter | B16 | 25 | 15643 | 15643 | 50.11 | 152.78 | 5 | 97.67
2040 | SPP_N_2_ENT | SPP_N | ENT | Internal | Winter | B17 | 100 | 15643 | 15643 | 50.11 | 147.65 | 5 | 92.54
2040 | SPP_N_2_ENT | SPP_N | ENT | Internal | Winter | B18 | 400 | 15643 | 15643 | 81.9 | 97.35 | 5 | 10.45
2040 | SPP_N_2_ENT | SPP_N | ENT | Internal | Winter | B19 | 700 | 15643 | 15643 | 50.88 | 94.81 | 5 | 38.93
2040 | SPP_N_2_ENT | SPP_N | ENT | Internal | Winter | B20 | 935 | 15643 | 15643 | 50.11 | 58.02 | 5 | 2.9
2040 | SPP_N_2_MISO_MO-IL | SPP_N | MISO_MO-IL | Internal | Shoulder | B11 | 25 | 4019 | 0 | 153.2 | 153.9 | 5 | 0
2040 | SPP_N_2_MISO_MO-IL | SPP_N | MISO_MO-IL | Internal | Shoulder | B12 | 200 | 4019 | 4019 | 129.8 | 141.82 | 5 | 7.02
2040 | SPP_N_2_MISO_MO-IL | SPP_N | MISO_MO-IL | Internal | Shoulder | B13 | 600 | 4019 | 4019 | 77.37 | 104.78 | 5 | 22.41
2040 | SPP_N_2_MISO_MO-IL | SPP_N | MISO_MO-IL | Internal | Shoulder | B14 | 900 | 4019 | 4019 | 50.11 | 104.78 | 5 | 49.67
2040 | SPP_N_2_MISO_MO-IL | SPP_N | MISO_MO-IL | Internal | Shoulder | B15 | 1203 | 4019 | 4019 | 50.11 | 65.48 | 5 | 10.37
2040 | SPP_N_2_MISO_MO-IL | SPP_N | MISO_MO-IL | Internal | Summer | B1 | 10 | 4019 | 4019 | 50.11 | 283.01 | 5 | 227.9
2040 | SPP_N_2_MISO_MO-IL | SPP_N | MISO_MO-IL | Internal | Summer | B2 | 25 | 4019 | 4019 | 263.92 | 283.01 | 5 | 14.1
2040 | SPP_N_2_MISO_MO-IL | SPP_N | MISO_MO-IL | Internal | Summer | B3 | 75 | 4019 | 4003.16 | 278.02 | 283.02 | 5 | 0
2040 | SPP_N_2_MISO_MO-IL | SPP_N | MISO_MO-IL | Internal | Summer | B4 | 100 | 4019 | 3565.87 | 200.14 | 205.14 | 5 | 0
2040 | SPP_N_2_MISO_MO-IL | SPP_N | MISO_MO-IL | Internal | Summer | B5 | 200 | 4019 | 0 | 183.36 | 187.44 | 5 | 0
2040 | SPP_N_2_MISO_MO-IL | SPP_N | MISO_MO-IL | Internal | Summer | B6 | 300 | 4019 | 0 | 180.69 | 179.14 | 5 | 0
2040 | SPP_N_2_MISO_MO-IL | SPP_N | MISO_MO-IL | Internal | Summer | B7 | 400 | 4019 | 0 | 168.96 | 165.96 | 5 | 0
2040 | SPP_N_2_MISO_MO-IL | SPP_N | MISO_MO-IL | Internal | Summer | B8 | 500 | 4019 | 0 | 155.3 | 152.3 | 5 | 0
2040 | SPP_N_2_MISO_MO-IL | SPP_N | MISO_MO-IL | Internal | Summer | B9 | 800 | 4019 | 2255.99 | 147.3 | 152.3 | 5 | 0
2040 | SPP_N_2_MISO_MO-IL | SPP_N | MISO_MO-IL | Internal | Summer | B10 | 1262 | 4019 | 4019 | 58.08 | 71.09 | 5 | 8.01
2040 | SPP_N_2_MISO_MO-IL | SPP_N | MISO_MO-IL | Internal | Winter | B16 | 25 | 4019 | 4019 | 50.11 | 152.78 | 5 | 97.67
2040 | SPP_N_2_MISO_MO-IL | SPP_N | MISO_MO-IL | Internal | Winter | B17 | 100 | 4019 | 4019 | 50.11 | 155.65 | 5 | 100.54
2040 | SPP_N_2_MISO_MO-IL | SPP_N | MISO_MO-IL | Internal | Winter | B18 | 400 | 4019 | 4019 | 81.9 | 105.35 | 5 | 18.45
2040 | SPP_N_2_MISO_MO-IL | SPP_N | MISO_MO-IL | Internal | Winter | B19 | 700 | 4019 | 4019 | 50.88 | 105.35 | 5 | 49.47
2040 | SPP_N_2_MISO_MO-IL | SPP_N | MISO_MO-IL | Internal | Winter | B20 | 935 | 4019 | 4019 | 50.11 | 66.02 | 5 | 10.9
2040 | SPP_N_2_MISO_W | SPP_N | MISO_W | Internal | Shoulder | B11 | 25 | 1087 | 0 | 153.2 | 153.88 | 5 | 0
2040 | SPP_N_2_MISO_W | SPP_N | MISO_W | Internal | Shoulder | B12 | 200 | 1087 | 1087 | 129.8 | 141.81 | 5 | 7.01
2040 | SPP_N_2_MISO_W | SPP_N | MISO_W | Internal | Shoulder | B13 | 600 | 1087 | 1087 | 77.37 | 104.77 | 5 | 22.4
2040 | SPP_N_2_MISO_W | SPP_N | MISO_W | Internal | Shoulder | B14 | 900 | 1087 | 1087 | 50.11 | 72.5 | 5 | 17.38
2040 | SPP_N_2_MISO_W | SPP_N | MISO_W | Internal | Shoulder | B15 | 1203 | 1087 | 1087 | 50.11 | 64.78 | 5 | 9.67
2040 | SPP_N_2_MISO_W | SPP_N | MISO_W | Internal | Summer | B1 | 10 | 1087 | 1087 | 50.11 | 283.01 | 5 | 227.9
2040 | SPP_N_2_MISO_W | SPP_N | MISO_W | Internal | Summer | B2 | 25 | 1087 | 1087 | 263.92 | 283.01 | 5 | 14.1
2040 | SPP_N_2_MISO_W | SPP_N | MISO_W | Internal | Summer | B3 | 75 | 1087 | 0.55 | 278.02 | 283.01 | 5 | 0
2040 | SPP_N_2_MISO_W | SPP_N | MISO_W | Internal | Summer | B4 | 100 | 1087 | 0.36 | 200.14 | 205.13 | 5 | 0
2040 | SPP_N_2_MISO_W | SPP_N | MISO_W | Internal | Summer | B5 | 200 | 1087 | 0 | 183.36 | 187.43 | 5 | 0
2040 | SPP_N_2_MISO_W | SPP_N | MISO_W | Internal | Summer | B6 | 300 | 1087 | 0 | 180.69 | 179.13 | 5 | 0
2040 | SPP_N_2_MISO_W | SPP_N | MISO_W | Internal | Summer | B7 | 400 | 1087 | 0 | 168.96 | 161.96 | 5 | 0
2040 | SPP_N_2_MISO_W | SPP_N | MISO_W | Internal | Summer | B8 | 500 | 1087 | 0 | 155.3 | 152.29 | 5 | 0
2040 | SPP_N_2_MISO_W | SPP_N | MISO_W | Internal | Summer | B9 | 800 | 1087 | 0 | 147.3 | 150.06 | 5 | 0
2040 | SPP_N_2_MISO_W | SPP_N | MISO_W | Internal | Summer | B10 | 1262 | 1087 | 1087 | 58.08 | 67.43 | 5 | 4.36
2040 | SPP_N_2_MISO_W | SPP_N | MISO_W | Internal | Winter | B16 | 25 | 1087 | 1087 | 50.11 | 60.43 | 5 | 5.32
2040 | SPP_N_2_MISO_W | SPP_N | MISO_W | Internal | Winter | B17 | 100 | 1087 | 1087 | 50.11 | 65.98 | 5 | 10.86
2040 | SPP_N_2_MISO_W | SPP_N | MISO_W | Internal | Winter | B18 | 400 | 1087 | 1087 | 81.9 | 89.84 | 5 | 2.94
2040 | SPP_N_2_MISO_W | SPP_N | MISO_W | Internal | Winter | B19 | 700 | 1087 | 1087 | 50.88 | 89.84 | 5 | 33.96
2040 | SPP_N_2_MISO_W | SPP_N | MISO_W | Internal | Winter | B20 | 935 | 1087 | 1087 | 50.11 | 66 | 5 | 10.89
2040 | SPP_N_2_NE | SPP_N | NE | Internal | Shoulder | B11 | 25 | 490 | 0 | 153.2 | 148.88 | 0.01 | 0
2040 | SPP_N_2_NE | SPP_N | NE | Internal | Shoulder | B12 | 200 | 490 | 10.01 | 129.8 | 129.81 | 0.01 | 0
2040 | SPP_N_2_NE | SPP_N | NE | Internal | Shoulder | B13 | 600 | 490 | 47.98 | 77.37 | 77.38 | 0.01 | 0
2040 | SPP_N_2_NE | SPP_N | NE | Internal | Shoulder | B14 | 900 | 490 | 490 | 50.11 | 60.5 | 0.01 | 10.37
2040 | SPP_N_2_NE | SPP_N | NE | Internal | Shoulder | B15 | 1203 | 490 | 0.03 | 50.11 | 50.11 | 0.01 | 0
2040 | SPP_N_2_NE | SPP_N | NE | Internal | Summer | B1 | 10 | 490 | 490 | 50.11 | 278.01 | 0.01 | 227.89
2040 | SPP_N_2_NE | SPP_N | NE | Internal | Summer | B2 | 25 | 490 | 490 | 263.92 | 278.01 | 0.01 | 14.09
2040 | SPP_N_2_NE | SPP_N | NE | Internal | Summer | B3 | 75 | 490 | 0.25 | 278.02 | 278.01 | 0.01 | 0
2040 | SPP_N_2_NE | SPP_N | NE | Internal | Summer | B4 | 100 | 490 | 0.19 | 200.14 | 200.13 | 0.01 | 0
2040 | SPP_N_2_NE | SPP_N | NE | Internal | Summer | B5 | 200 | 490 | 0.09 | 183.36 | 183.35 | 0.01 | 0
2040 | SPP_N_2_NE | SPP_N | NE | Internal | Summer | B6 | 300 | 490 | 0.06 | 180.69 | 180.68 | 0.01 | 0
2040 | SPP_N_2_NE | SPP_N | NE | Internal | Summer | B7 | 400 | 490 | 0 | 168.96 | 161.96 | 0.01 | 0
2040 | SPP_N_2_NE | SPP_N | NE | Internal | Summer | B8 | 500 | 490 | 0 | 155.3 | 147.29 | 0.01 | 0
2040 | SPP_N_2_NE | SPP_N | NE | Internal | Summer | B9 | 800 | 490 | 0 | 147.3 | 145.06 | 0.01 | 0
2040 | SPP_N_2_NE | SPP_N | NE | Internal | Summer | B10 | 1262 | 490 | 0.01 | 58.08 | 58.07 | 0.01 | 0
2040 | SPP_N_2_NE | SPP_N | NE | Internal | Winter | B16 | 25 | 490 | 1.29 | 50.11 | 50.11 | 0.01 | 0
2040 | SPP_N_2_NE | SPP_N | NE | Internal | Winter | B17 | 100 | 490 | 0.34 | 50.11 | 50.11 | 0.01 | 0
2040 | SPP_N_2_NE | SPP_N | NE | Internal | Winter | B18 | 400 | 490 | 0 | 81.9 | 77.84 | 0.01 | 0
2040 | SPP_N_2_NE | SPP_N | NE | Internal | Winter | B19 | 700 | 490 | 476.66 | 50.88 | 50.89 | 0.01 | 0
2040 | SPP_N_2_NE | SPP_N | NE | Internal | Winter | B20 | 935 | 490 | 0.04 | 50.11 | 50.11 | 0.01 | 0
2040 | SPP_N_2_SPP_S | SPP_N | SPP_S | Internal | Shoulder | B11 | 25 | 4236 | 4187.74 | 153.2 | 153.21 | 0.01 | 0
2040 | SPP_N_2_SPP_S | SPP_N | SPP_S | Internal | Shoulder | B12 | 200 | 4236 | 0.09 | 129.8 | 129.78 | 0.01 | 0
2040 | SPP_N_2_SPP_S | SPP_N | SPP_S | Internal | Shoulder | B13 | 600 | 4236 | 0.03 | 77.37 | 77.36 | 0.01 | 0
2040 | SPP_N_2_SPP_S | SPP_N | SPP_S | Internal | Shoulder | B14 | 900 | 4236 | 0.04 | 50.11 | 50.11 | 0.01 | 0
2040 | SPP_N_2_SPP_S | SPP_N | SPP_S | Internal | Shoulder | B15 | 1203 | 4236 | 0.03 | 50.11 | 50.11 | 0.01 | 0
2040 | SPP_N_2_SPP_S | SPP_N | SPP_S | Internal | Summer | B1 | 10 | 4236 | 1095.78 | 50.11 | 50.13 | 0.01 | 0
2040 | SPP_N_2_SPP_S | SPP_N | SPP_S | Internal | Summer | B2 | 25 | 4236 | 0.32 | 263.92 | 263.88 | 0.01 | 0
2040 | SPP_N_2_SPP_S | SPP_N | SPP_S | Internal | Summer | B3 | 75 | 4236 | 0 | 278.02 | 277.14 | 0.01 | 0
2040 | SPP_N_2_SPP_S | SPP_N | SPP_S | Internal | Summer | B4 | 100 | 4236 | 0.37 | 200.14 | 200.14 | 0.01 | 0
2040 | SPP_N_2_SPP_S | SPP_N | SPP_S | Internal | Summer | B5 | 200 | 4236 | 2015.99 | 183.36 | 183.38 | 0.01 | 0
2040 | SPP_N_2_SPP_S | SPP_N | SPP_S | Internal | Summer | B6 | 300 | 4236 | 3837.91 | 180.69 | 180.71 | 0.01 | 0
2040 | SPP_N_2_SPP_S | SPP_N | SPP_S | Internal | Summer | B7 | 400 | 4236 | 4236 | 168.96 | 180.29 | 0.01 | 11.32
2040 | SPP_N_2_SPP_S | SPP_N | SPP_S | Internal | Summer | B8 | 500 | 4236 | 4181.13 | 155.3 | 155.31 | 0.01 | 0
2040 | SPP_N_2_SPP_S | SPP_N | SPP_S | Internal | Summer | B9 | 800 | 4236 | 3022.51 | 147.3 | 147.31 | 0.01 | 0
2040 | SPP_N_2_SPP_S | SPP_N | SPP_S | Internal | Summer | B10 | 1262 | 4236 | 809.14 | 58.08 | 58.09 | 0.01 | 0
2040 | SPP_N_2_SPP_S | SPP_N | SPP_S | Internal | Winter | B16 | 25 | 4236 | 1.67 | 50.11 | 50.12 | 0.01 | 0
2040 | SPP_N_2_SPP_S | SPP_N | SPP_S | Internal | Winter | B17 | 100 | 4236 | 0.44 | 50.11 | 50.12 | 0.01 | 0
2040 | SPP_N_2_SPP_S | SPP_N | SPP_S | Internal | Winter | B18 | 400 | 4236 | 0.05 | 81.9 | 81.89 | 0.01 | 0
2040 | SPP_N_2_SPP_S | SPP_N | SPP_S | Internal | Winter | B19 | 700 | 4236 | 0 | 50.88 | 50.12 | 0.01 | 0
2040 | SPP_N_2_SPP_S | SPP_N | SPP_S | Internal | Winter | B20 | 935 | 4236 | 0.04 | 50.11 | 50.11 | 0.01 | 0
2040 | SPP_S_2_ENT | SPP_S | ENT | Internal | Shoulder | B11 | 25 | 2842 | 2091.5 | 153.21 | 158.21 | 5 | 0
2040 | SPP_S_2_ENT | SPP_S | ENT | Internal | Shoulder | B12 | 200 | 2842 | 2841.81 | 129.78 | 134.8 | 5 | 0.01
2040 | SPP_S_2_ENT | SPP_S | ENT | Internal | Shoulder | B13 | 600 | 2842 | 2842 | 77.36 | 96.78 | 5 | 14.42
2040 | SPP_S_2_ENT | SPP_S | ENT | Internal | Shoulder | B14 | 900 | 2842 | 2842 | 50.11 | 92.6 | 5 | 37.48
2040 | SPP_S_2_ENT | SPP_S | ENT | Internal | Shoulder | B15 | 1203 | 2842 | 2842 | 50.11 | 57.48 | 5 | 2.37
2040 | SPP_S_2_ENT | SPP_S | ENT | Internal | Summer | B1 | 10 | 2842 | 2842 | 50.13 | 186.95 | 5 | 131.83
2040 | SPP_S_2_ENT | SPP_S | ENT | Internal | Summer | B2 | 25 | 2842 | 2841.59 | 263.88 | 268.92 | 5 | 0.04
2040 | SPP_S_2_ENT | SPP_S | ENT | Internal | Summer | B3 | 75 | 2842 | 2841.99 | 277.14 | 283.02 | 5 | 0.88
2040 | SPP_S_2_ENT | SPP_S | ENT | Internal | Summer | B4 | 100 | 2842 | 531.49 | 200.14 | 205.14 | 5 | 0
2040 | SPP_S_2_ENT | SPP_S | ENT | Internal | Summer | B5 | 200 | 2842 | 0.18 | 183.38 | 188.36 | 5 | 0
2040 | SPP_S_2_ENT | SPP_S | ENT | Internal | Summer | B6 | 300 | 2842 | 0.12 | 180.71 | 185.69 | 5 | 0
2040 | SPP_S_2_ENT | SPP_S | ENT | Internal | Summer | B7 | 400 | 2842 | 0 | 180.29 | 173.96 | 5 | 0
2040 | SPP_S_2_ENT | SPP_S | ENT | Internal | Summer | B8 | 500 | 2842 | 0.07 | 155.31 | 160.3 | 5 | 0
2040 | SPP_S_2_ENT | SPP_S | ENT | Internal | Summer | B9 | 800 | 2842 | 0.05 | 147.31 | 152.3 | 5 | 0
2040 | SPP_S_2_ENT | SPP_S | ENT | Internal | Summer | B10 | 1262 | 2842 | 2804.42 | 58.09 | 63.09 | 5 | 0
2040 | SPP_S_2_ENT | SPP_S | ENT | Internal | Winter | B16 | 25 | 2842 | 2842 | 50.12 | 152.78 | 5 | 97.66
2040 | SPP_S_2_ENT | SPP_S | ENT | Internal | Winter | B17 | 100 | 2842 | 2842 | 50.12 | 147.65 | 5 | 92.54
2040 | SPP_S_2_ENT | SPP_S | ENT | Internal | Winter | B18 | 400 | 2842 | 2842 | 81.89 | 97.35 | 5 | 10.47
2040 | SPP_S_2_ENT | SPP_S | ENT | Internal | Winter | B19 | 700 | 2842 | 2842 | 50.12 | 94.81 | 5 | 39.69
2040 | SPP_S_2_ENT | SPP_S | ENT | Internal | Winter | B20 | 935 | 2842 | 2842 | 50.11 | 58.02 | 5 | 2.9
2040 | SPP_S_2_SPP_N | SPP_S | SPP_N | Internal | Shoulder | B11 | 25 | 876 | 0.56 | 153.21 | 153.2 | 0.01 | 0
2040 | SPP_S_2_SPP_N | SPP_S | SPP_N | Internal | Shoulder | B12 | 200 | 876 | 286.43 | 129.78 | 129.8 | 0.01 | 0
2040 | SPP_S_2_SPP_N | SPP_S | SPP_N | Internal | Shoulder | B13 | 600 | 876 | 578.15 | 77.36 | 77.37 | 0.01 | 0
2040 | SPP_S_2_SPP_N | SPP_S | SPP_N | Internal | Shoulder | B14 | 900 | 876 | 0.04 | 50.11 | 50.11 | 0.01 | 0
2040 | SPP_S_2_SPP_N | SPP_S | SPP_N | Internal | Shoulder | B15 | 1203 | 876 | 0.03 | 50.11 | 50.11 | 0.01 | 0
2040 | SPP_S_2_SPP_N | SPP_S | SPP_N | Internal | Summer | B1 | 10 | 876 | 1.64 | 50.13 | 50.11 | 0.01 | 0
2040 | SPP_S_2_SPP_N | SPP_S | SPP_N | Internal | Summer | B2 | 25 | 876 | 875.4 | 263.88 | 263.92 | 0.01 | 0.03
2040 | SPP_S_2_SPP_N | SPP_S | SPP_N | Internal | Summer | B3 | 75 | 876 | 875.99 | 277.14 | 278.02 | 0.01 | 0.87
2040 | SPP_S_2_SPP_N | SPP_S | SPP_N | Internal | Summer | B4 | 100 | 876 | 0.34 | 200.14 | 200.14 | 0.01 | 0
2040 | SPP_S_2_SPP_N | SPP_S | SPP_N | Internal | Summer | B5 | 200 | 876 | 0.09 | 183.38 | 183.36 | 0.01 | 0
2040 | SPP_S_2_SPP_N | SPP_S | SPP_N | Internal | Summer | B6 | 300 | 876 | 0.06 | 180.71 | 180.69 | 0.01 | 0
2040 | SPP_S_2_SPP_N | SPP_S | SPP_N | Internal | Summer | B7 | 400 | 876 | 0 | 180.29 | 168.96 | 0.01 | 0
2040 | SPP_S_2_SPP_N | SPP_S | SPP_N | Internal | Summer | B8 | 500 | 876 | 0.03 | 155.31 | 155.3 | 0.01 | 0
2040 | SPP_S_2_SPP_N | SPP_S | SPP_N | Internal | Summer | B9 | 800 | 876 | 0.02 | 147.31 | 147.3 | 0.01 | 0
2040 | SPP_S_2_SPP_N | SPP_S | SPP_N | Internal | Summer | B10 | 1262 | 876 | 0.01 | 58.09 | 58.08 | 0.01 | 0
2040 | SPP_S_2_SPP_N | SPP_S | SPP_N | Internal | Winter | B16 | 25 | 876 | 1.19 | 50.12 | 50.11 | 0.01 | 0
2040 | SPP_S_2_SPP_N | SPP_S | SPP_N | Internal | Winter | B17 | 100 | 876 | 0.31 | 50.12 | 50.11 | 0.01 | 0
2040 | SPP_S_2_SPP_N | SPP_S | SPP_N | Internal | Winter | B18 | 400 | 876 | 418.68 | 81.89 | 81.9 | 0.01 | 0
2040 | SPP_S_2_SPP_N | SPP_S | SPP_N | Internal | Winter | B19 | 700 | 876 | 876 | 50.12 | 50.88 | 0.01 | 0.75
2040 | SPP_S_2_SPP_N | SPP_S | SPP_N | Internal | Winter | B20 | 935 | 876 | 0.04 | 50.11 | 50.11 | 0.01 | 0
2040 | TVA_2_ENT | TVA | ENT | Internal | Shoulder | B11 | 25 | 500 | 0 | 157.81 | 158.21 | 9 | 0
2040 | TVA_2_ENT | TVA | ENT | Internal | Shoulder | B12 | 200 | 500 | 0 | 142.81 | 134.8 | 9 | 0
2040 | TVA_2_ENT | TVA | ENT | Internal | Shoulder | B13 | 600 | 500 | 0 | 112.79 | 96.78 | 9 | 0
2040 | TVA_2_ENT | TVA | ENT | Internal | Shoulder | B14 | 900 | 500 | 0 | 112.79 | 92.6 | 9 | 0
2040 | TVA_2_ENT | TVA | ENT | Internal | Shoulder | B15 | 1203 | 500 | 0 | 73.5 | 57.48 | 9 | 0
2040 | TVA_2_ENT | TVA | ENT | Internal | Summer | B1 | 10 | 500 | 0 | 287.83 | 186.95 | 9 | 0
2040 | TVA_2_ENT | TVA | ENT | Internal | Summer | B2 | 25 | 500 | 0 | 291.02 | 268.92 | 9 | 0
2040 | TVA_2_ENT | TVA | ENT | Internal | Summer | B3 | 75 | 500 | 0 | 291.02 | 283.02 | 9 | 0
2040 | TVA_2_ENT | TVA | ENT | Internal | Summer | B4 | 100 | 500 | 0 | 213.14 | 205.14 | 9 | 0
2040 | TVA_2_ENT | TVA | ENT | Internal | Summer | B5 | 200 | 500 | 0 | 182.33 | 188.36 | 9 | 0
2040 | TVA_2_ENT | TVA | ENT | Internal | Summer | B6 | 300 | 500 | 500 | 166.69 | 185.69 | 9 | 10
2040 | TVA_2_ENT | TVA | ENT | Internal | Summer | B7 | 400 | 500 | 500 | 156.48 | 173.96 | 9 | 8.48
2040 | TVA_2_ENT | TVA | ENT | Internal | Summer | B8 | 500 | 500 | 0 | 156.48 | 160.3 | 9 | 0
2040 | TVA_2_ENT | TVA | ENT | Internal | Summer | B9 | 800 | 500 | 0 | 156.48 | 152.3 | 9 | 0
2040 | TVA_2_ENT | TVA | ENT | Internal | Summer | B10 | 1262 | 500 | 0 | 73.5 | 63.09 | 9 | 0
2040 | TVA_2_ENT | TVA | ENT | Internal | Winter | B16 | 25 | 500 | 0 | 160.79 | 152.78 | 9 | 0
2040 | TVA_2_ENT | TVA | ENT | Internal | Winter | B17 | 100 | 500 | 0 | 160.79 | 147.65 | 9 | 0
2040 | TVA_2_ENT | TVA | ENT | Internal | Winter | B18 | 400 | 500 | 0 | 113.37 | 97.35 | 9 | 0
2040 | TVA_2_ENT | TVA | ENT | Internal | Winter | B19 | 700 | 500 | 0 | 113.37 | 94.81 | 9 | 0
2040 | TVA_2_ENT | TVA | ENT | Internal | Winter | B20 | 935 | 500 | 0 | 74.03 | 58.02 | 9 | 0
2040 | TVA_2_MISO_MO-IL | TVA | MISO_MO-IL | Internal | Shoulder | B11 | 25 | 50 | 0 | 157.81 | 153.9 | 9 | 0
2040 | TVA_2_MISO_MO-IL | TVA | MISO_MO-IL | Internal | Shoulder | B12 | 200 | 50 | 0 | 142.81 | 141.82 | 9 | 0
2040 | TVA_2_MISO_MO-IL | TVA | MISO_MO-IL | Internal | Shoulder | B13 | 600 | 50 | 0 | 112.79 | 104.78 | 9 | 0
2040 | TVA_2_MISO_MO-IL | TVA | MISO_MO-IL | Internal | Shoulder | B14 | 900 | 50 | 0 | 112.79 | 104.78 | 9 | 0
2040 | TVA_2_MISO_MO-IL | TVA | MISO_MO-IL | Internal | Shoulder | B15 | 1203 | 50 | 0 | 73.5 | 65.48 | 9 | 0
2040 | TVA_2_MISO_MO-IL | TVA | MISO_MO-IL | Internal | Summer | B1 | 10 | 50 | 0 | 287.83 | 283.01 | 9 | 0
2040 | TVA_2_MISO_MO-IL | TVA | MISO_MO-IL | Internal | Summer | B2 | 25 | 50 | 0 | 291.02 | 283.01 | 9 | 0
2040 | TVA_2_MISO_MO-IL | TVA | MISO_MO-IL | Internal | Summer | B3 | 75 | 50 | 0 | 291.02 | 283.02 | 9 | 0
2040 | TVA_2_MISO_MO-IL | TVA | MISO_MO-IL | Internal | Summer | B4 | 100 | 50 | 0 | 213.14 | 205.14 | 9 | 0
2040 | TVA_2_MISO_MO-IL | TVA | MISO_MO-IL | Internal | Summer | B5 | 200 | 50 | 0 | 182.33 | 187.44 | 9 | 0
2040 | TVA_2_MISO_MO-IL | TVA | MISO_MO-IL | Internal | Summer | B6 | 300 | 50 | 50 | 166.69 | 179.14 | 9 | 3.45
2040 | TVA_2_MISO_MO-IL | TVA | MISO_MO-IL | Internal | Summer | B7 | 400 | 50 | 50 | 156.48 | 165.96 | 9 | 0.48
2040 | TVA_2_MISO_MO-IL | TVA | MISO_MO-IL | Internal | Summer | B8 | 500 | 50 | 0 | 156.48 | 152.3 | 9 | 0
2040 | TVA_2_MISO_MO-IL | TVA | MISO_MO-IL | Internal | Summer | B9 | 800 | 50 | 0 | 156.48 | 152.3 | 9 | 0
2040 | TVA_2_MISO_MO-IL | TVA | MISO_MO-IL | Internal | Summer | B10 | 1262 | 50 | 0 | 73.5 | 71.09 | 9 | 0
2040 | TVA_2_MISO_MO-IL | TVA | MISO_MO-IL | Internal | Winter | B16 | 25 | 50 | 0 | 160.79 | 152.78 | 9 | 0
2040 | TVA_2_MISO_MO-IL | TVA | MISO_MO-IL | Internal | Winter | B17 | 100 | 50 | 0 | 160.79 | 155.65 | 9 | 0
2040 | TVA_2_MISO_MO-IL | TVA | MISO_MO-IL | Internal | Winter | B18 | 400 | 50 | 0 | 113.37 | 105.35 | 9 | 0
2040 | TVA_2_MISO_MO-IL | TVA | MISO_MO-IL | Internal | Winter | B19 | 700 | 50 | 0 | 113.37 | 105.35 | 9 | 0
2040 | TVA_2_MISO_MO-IL | TVA | MISO_MO-IL | Internal | Winter | B20 | 935 | 50 | 0 | 74.03 | 66.02 | 9 | 0
2040 | TVA_2_NonRTO_Midwest | TVA | NonRTO_Midwest | Internal | Shoulder | B11 | 25 | 100 | 0 | 157.81 | 157.66 | 9 | 0
2040 | TVA_2_NonRTO_Midwest | TVA | NonRTO_Midwest | Internal | Shoulder | B12 | 200 | 100 | 0 | 142.81 | 149.83 | 9 | 0
2040 | TVA_2_NonRTO_Midwest | TVA | NonRTO_Midwest | Internal | Shoulder | B13 | 600 | 100 | 0 | 112.79 | 113.33 | 9 | 0
2040 | TVA_2_NonRTO_Midwest | TVA | NonRTO_Midwest | Internal | Shoulder | B14 | 900 | 100 | 0 | 112.79 | 113.33 | 9 | 0
2040 | TVA_2_NonRTO_Midwest | TVA | NonRTO_Midwest | Internal | Shoulder | B15 | 1203 | 100 | 0 | 73.5 | 73.5 | 9 | 0
2040 | TVA_2_NonRTO_Midwest | TVA | NonRTO_Midwest | Internal | Summer | B1 | 10 | 100 | 0 | 287.83 | 228.53 | 9 | 0
2040 | TVA_2_NonRTO_Midwest | TVA | NonRTO_Midwest | Internal | Summer | B2 | 25 | 100 | 0 | 291.02 | 283.01 | 9 | 0
2040 | TVA_2_NonRTO_Midwest | TVA | NonRTO_Midwest | Internal | Summer | B3 | 75 | 100 | 0 | 291.02 | 283.01 | 9 | 0
2040 | TVA_2_NonRTO_Midwest | TVA | NonRTO_Midwest | Internal | Summer | B4 | 100 | 100 | 0 | 213.14 | 205.13 | 9 | 0
2040 | TVA_2_NonRTO_Midwest | TVA | NonRTO_Midwest | Internal | Summer | B5 | 200 | 100 | 0 | 182.33 | 174.33 | 9 | 0
2040 | TVA_2_NonRTO_Midwest | TVA | NonRTO_Midwest | Internal | Summer | B6 | 300 | 100 | 0 | 166.69 | 168.69 | 9 | 0
2040 | TVA_2_NonRTO_Midwest | TVA | NonRTO_Midwest | Internal | Summer | B7 | 400 | 100 | 0 | 156.48 | 156.96 | 9 | 0
2040 | TVA_2_NonRTO_Midwest | TVA | NonRTO_Midwest | Internal | Summer | B8 | 500 | 100 | 0 | 156.48 | 156.1 | 9 | 0
2040 | TVA_2_NonRTO_Midwest | TVA | NonRTO_Midwest | Internal | Summer | B9 | 800 | 100 | 0 | 156.48 | 156.1 | 9 | 0
2040 | TVA_2_NonRTO_Midwest | TVA | NonRTO_Midwest | Internal | Summer | B10 | 1262 | 100 | 0 | 73.5 | 73.5 | 9 | 0
2040 | TVA_2_NonRTO_Midwest | TVA | NonRTO_Midwest | Internal | Winter | B16 | 25 | 100 | 0 | 160.79 | 160.77 | 9 | 0
2040 | TVA_2_NonRTO_Midwest | TVA | NonRTO_Midwest | Internal | Winter | B17 | 100 | 100 | 0 | 160.79 | 163.77 | 9 | 0
2040 | TVA_2_NonRTO_Midwest | TVA | NonRTO_Midwest | Internal | Winter | B18 | 400 | 100 | 0 | 113.37 | 114.57 | 9 | 0
2040 | TVA_2_NonRTO_Midwest | TVA | NonRTO_Midwest | Internal | Winter | B19 | 700 | 100 | 0 | 113.37 | 114.57 | 9 | 0
2040 | TVA_2_NonRTO_Midwest | TVA | NonRTO_Midwest | Internal | Winter | B20 | 935 | 100 | 0 | 74.03 | 74.03 | 9 | 0
2040 | TVA_2_PJM_ROR | TVA | PJM_ROR | Internal | Shoulder | B11 | 25 | 500 | 0 | 157.81 | 155.88 | 9 | 0
2040 | TVA_2_PJM_ROR | TVA | PJM_ROR | Internal | Shoulder | B12 | 200 | 500 | 0 | 142.81 | 149.37 | 9 | 0
2040 | TVA_2_PJM_ROR | TVA | PJM_ROR | Internal | Shoulder | B13 | 600 | 500 | 0.06 | 112.79 | 121.78 | 9 | 0
2040 | TVA_2_PJM_ROR | TVA | PJM_ROR | Internal | Shoulder | B14 | 900 | 500 | 0.04 | 112.79 | 121.78 | 9 | 0
2040 | TVA_2_PJM_ROR | TVA | PJM_ROR | Internal | Shoulder | B15 | 1203 | 500 | 0 | 73.5 | 75.59 | 9 | 0
2040 | TVA_2_PJM_ROR | TVA | PJM_ROR | Internal | Summer | B1 | 10 | 500 | 0 | 287.83 | 285.01 | 9 | 0
2040 | TVA_2_PJM_ROR | TVA | PJM_ROR | Internal | Summer | B2 | 25 | 500 | 0 | 291.02 | 285.01 | 9 | 0
2040 | TVA_2_PJM_ROR | TVA | PJM_ROR | Internal | Summer | B3 | 75 | 500 | 0 | 291.02 | 285.01 | 9 | 0
2040 | TVA_2_PJM_ROR | TVA | PJM_ROR | Internal | Summer | B4 | 100 | 500 | 0 | 213.14 | 207.13 | 9 | 0
2040 | TVA_2_PJM_ROR | TVA | PJM_ROR | Internal | Summer | B5 | 200 | 500 | 0 | 182.33 | 185.43 | 9 | 0
2040 | TVA_2_PJM_ROR | TVA | PJM_ROR | Internal | Summer | B6 | 300 | 500 | 500 | 166.69 | 177.13 | 9 | 1.43
2040 | TVA_2_PJM_ROR | TVA | PJM_ROR | Internal | Summer | B7 | 400 | 500 | 0 | 156.48 | 163.96 | 9 | 0
2040 | TVA_2_PJM_ROR | TVA | PJM_ROR | Internal | Summer | B8 | 500 | 500 | 0 | 156.48 | 154.29 | 9 | 0
2040 | TVA_2_PJM_ROR | TVA | PJM_ROR | Internal | Summer | B9 | 800 | 500 | 0 | 156.48 | 152.06 | 9 | 0
2040 | TVA_2_PJM_ROR | TVA | PJM_ROR | Internal | Summer | B10 | 1262 | 500 | 0 | 73.5 | 80.5 | 9 | 0
2040 | TVA_2_PJM_ROR | TVA | PJM_ROR | Internal | Winter | B16 | 25 | 500 | 0 | 160.79 | 157.78 | 9 | 0
2040 | TVA_2_PJM_ROR | TVA | PJM_ROR | Internal | Winter | B17 | 100 | 500 | 0 | 160.79 | 157.78 | 9 | 0
2040 | TVA_2_PJM_ROR | TVA | PJM_ROR | Internal | Winter | B18 | 400 | 500 | 0.11 | 113.37 | 122.35 | 9 | 0
2040 | TVA_2_PJM_ROR | TVA | PJM_ROR | Internal | Winter | B19 | 700 | 500 | 0.06 | 113.37 | 122.35 | 9 | 0
2040 | TVA_2_PJM_ROR | TVA | PJM_ROR | Internal | Winter | B20 | 935 | 500 | 0 | 74.03 | 77.48 | 9 | 0
2040 | TVA_2_SOCO | TVA | SOCO | Internal | Shoulder | B11 | 25 | 500 | 0.03 | 157.81 | 166.21 | 9 | 0
2040 | TVA_2_SOCO | TVA | SOCO | Internal | Shoulder | B12 | 200 | 500 | 0 | 142.81 | 149.37 | 9 | 0
2040 | TVA_2_SOCO | TVA | SOCO | Internal | Shoulder | B13 | 600 | 500 | 0 | 112.79 | 112.37 | 9 | 0
2040 | TVA_2_SOCO | TVA | SOCO | Internal | Shoulder | B14 | 900 | 500 | 0 | 112.79 | 112.37 | 9 | 0
2040 | TVA_2_SOCO | TVA | SOCO | Internal | Shoulder | B15 | 1203 | 500 | 0 | 73.5 | 73.5 | 9 | 0
2040 | TVA_2_SOCO | TVA | SOCO | Internal | Summer | B1 | 10 | 500 | 2.91 | 287.83 | 296.81 | 9 | 0
2040 | TVA_2_SOCO | TVA | SOCO | Internal | Summer | B2 | 25 | 500 | 0 | 291.02 | 296.81 | 9 | 0
2040 | TVA_2_SOCO | TVA | SOCO | Internal | Summer | B3 | 75 | 500 | 0 | 291.02 | 296.81 | 9 | 0
2040 | TVA_2_SOCO | TVA | SOCO | Internal | Summer | B4 | 100 | 500 | 0 | 213.14 | 213.14 | 9 | 0
2040 | TVA_2_SOCO | TVA | SOCO | Internal | Summer | B5 | 200 | 500 | 152.65 | 182.33 | 191.33 | 9 | 0
2040 | TVA_2_SOCO | TVA | SOCO | Internal | Summer | B6 | 300 | 500 | 314.69 | 166.69 | 175.69 | 9 | 0
2040 | TVA_2_SOCO | TVA | SOCO | Internal | Summer | B7 | 400 | 500 | 0 | 156.48 | 163.96 | 9 | 0
2040 | TVA_2_SOCO | TVA | SOCO | Internal | Summer | B8 | 500 | 500 | 0 | 156.48 | 157.34 | 9 | 0
2040 | TVA_2_SOCO | TVA | SOCO | Internal | Summer | B9 | 800 | 500 | 0 | 156.48 | 157.34 | 9 | 0
2040 | TVA_2_SOCO | TVA | SOCO | Internal | Summer | B10 | 1262 | 500 | 0 | 73.5 | 71.09 | 9 | 0
2040 | TVA_2_SOCO | TVA | SOCO | Internal | Winter | B16 | 25 | 500 | 1.28 | 160.79 | 169.78 | 9 | 0
2040 | TVA_2_SOCO | TVA | SOCO | Internal | Winter | B17 | 100 | 500 | 0 | 160.79 | 155.65 | 9 | 0
2040 | TVA_2_SOCO | TVA | SOCO | Internal | Winter | B18 | 400 | 500 | 0 | 113.37 | 114.67 | 9 | 0
2040 | TVA_2_SOCO | TVA | SOCO | Internal | Winter | B19 | 700 | 500 | 0 | 113.37 | 114.67 | 9 | 0
2040 | TVA_2_SOCO | TVA | SOCO | Internal | Winter | B20 | 935 | 500 | 0 | 74.03 | 73.5 | 9 | 0
2040 | TVA_2_VACAR | TVA | VACAR | Internal | Shoulder | B11 | 25 | 150 | 0 | 157.81 | 159.21 | 9 | 0
2040 | TVA_2_VACAR | TVA | VACAR | Internal | Shoulder | B12 | 200 | 150 | 0 | 142.81 | 142.37 | 9 | 0
2040 | TVA_2_VACAR | TVA | VACAR | Internal | Shoulder | B13 | 600 | 150 | 0 | 112.79 | 114.78 | 9 | 0
2040 | TVA_2_VACAR | TVA | VACAR | Internal | Shoulder | B14 | 900 | 150 | 0 | 112.79 | 114.78 | 9 | 0
2040 | TVA_2_VACAR | TVA | VACAR | Internal | Shoulder | B15 | 1203 | 150 | 0 | 73.5 | 73.5 | 9 | 0
2040 | TVA_2_VACAR | TVA | VACAR | Internal | Summer | B1 | 10 | 150 | 0 | 287.83 | 291.98 | 9 | 0
2040 | TVA_2_VACAR | TVA | VACAR | Internal | Summer | B2 | 25 | 150 | 0 | 291.02 | 291.01 | 9 | 0
2040 | TVA_2_VACAR | TVA | VACAR | Internal | Summer | B3 | 75 | 150 | 0 | 291.02 | 291.01 | 9 | 0
2040 | TVA_2_VACAR | TVA | VACAR | Internal | Summer | B4 | 100 | 150 | 0 | 213.14 | 206.14 | 9 | 0
2040 | TVA_2_VACAR | TVA | VACAR | Internal | Summer | B5 | 200 | 150 | 0 | 182.33 | 178.43 | 9 | 0
2040 | TVA_2_VACAR | TVA | VACAR | Internal | Summer | B6 | 300 | 150 | 0 | 166.69 | 156.96 | 9 | 0
2040 | TVA_2_VACAR | TVA | VACAR | Internal | Summer | B7 | 400 | 150 | 0 | 156.48 | 156.96 | 9 | 0
2040 | TVA_2_VACAR | TVA | VACAR | Internal | Summer | B8 | 500 | 150 | 0 | 156.48 | 156.96 | 9 | 0
2040 | TVA_2_VACAR | TVA | VACAR | Internal | Summer | B9 | 800 | 150 | 0 | 156.48 | 150.34 | 9 | 0
2040 | TVA_2_VACAR | TVA | VACAR | Internal | Summer | B10 | 1262 | 150 | 0 | 73.5 | 73.5 | 9 | 0
2040 | TVA_2_VACAR | TVA | VACAR | Internal | Winter | B16 | 25 | 150 | 0 | 160.79 | 164.55 | 9 | 0
2040 | TVA_2_VACAR | TVA | VACAR | Internal | Winter | B17 | 100 | 150 | 0 | 160.79 | 164.55 | 9 | 0
2040 | TVA_2_VACAR | TVA | VACAR | Internal | Winter | B18 | 400 | 150 | 0 | 113.37 | 115.35 | 9 | 0
2040 | TVA_2_VACAR | TVA | VACAR | Internal | Winter | B19 | 700 | 150 | 0 | 113.37 | 115.35 | 9 | 0
2040 | TVA_2_VACAR | TVA | VACAR | Internal | Winter | B20 | 935 | 150 | 0 | 74.03 | 73.5 | 9 | 0
2040 | TVA_Transmission_2_ENT | TVA_Transmission | ENT | Internal | Shoulder | B11 | 25 | 3000 | 0 | 159.6 | 158.21 | 9 | 0
2040 | TVA_Transmission_2_ENT | TVA_Transmission | ENT | Internal | Shoulder | B12 | 200 | 3000 | 0 | 142.8 | 134.8 | 9 | 0
2040 | TVA_Transmission_2_ENT | TVA_Transmission | ENT | Internal | Shoulder | B13 | 600 | 3000 | 0 | 112.78 | 96.78 | 9 | 0
2040 | TVA_Transmission_2_ENT | TVA_Transmission | ENT | Internal | Shoulder | B14 | 900 | 3000 | 0 | 112.78 | 92.6 | 9 | 0
2040 | TVA_Transmission_2_ENT | TVA_Transmission | ENT | Internal | Shoulder | B15 | 1203 | 3000 | 0 | 73.48 | 57.48 | 9 | 0
2040 | TVA_Transmission_2_ENT | TVA_Transmission | ENT | Internal | Summer | B1 | 10 | 3000 | 0 | 287.81 | 186.95 | 9 | 0
2040 | TVA_Transmission_2_ENT | TVA_Transmission | ENT | Internal | Summer | B2 | 25 | 3000 | 0 | 291.01 | 268.92 | 9 | 0
2040 | TVA_Transmission_2_ENT | TVA_Transmission | ENT | Internal | Summer | B3 | 75 | 3000 | 0 | 291.01 | 283.02 | 9 | 0
2040 | TVA_Transmission_2_ENT | TVA_Transmission | ENT | Internal | Summer | B4 | 100 | 3000 | 0 | 213.13 | 205.14 | 9 | 0
2040 | TVA_Transmission_2_ENT | TVA_Transmission | ENT | Internal | Summer | B5 | 200 | 3000 | 0 | 182.33 | 188.36 | 9 | 0
2040 | TVA_Transmission_2_ENT | TVA_Transmission | ENT | Internal | Summer | B6 | 300 | 3000 | 1824.67 | 176.69 | 185.69 | 9 | 0
2040 | TVA_Transmission_2_ENT | TVA_Transmission | ENT | Internal | Summer | B7 | 400 | 3000 | 2432.34 | 164.96 | 173.96 | 9 | 0
2040 | TVA_Transmission_2_ENT | TVA_Transmission | ENT | Internal | Summer | B8 | 500 | 3000 | 0 | 157.82 | 160.3 | 9 | 0
2040 | TVA_Transmission_2_ENT | TVA_Transmission | ENT | Internal | Summer | B9 | 800 | 3000 | 0 | 156.8 | 152.3 | 9 | 0
2040 | TVA_Transmission_2_ENT | TVA_Transmission | ENT | Internal | Summer | B10 | 1262 | 3000 | 0 | 73.48 | 63.09 | 9 | 0
2040 | TVA_Transmission_2_ENT | TVA_Transmission | ENT | Internal | Winter | B16 | 25 | 3000 | 0 | 160.78 | 152.78 | 9 | 0
2040 | TVA_Transmission_2_ENT | TVA_Transmission | ENT | Internal | Winter | B17 | 100 | 3000 | 0 | 160.78 | 147.65 | 9 | 0
2040 | TVA_Transmission_2_ENT | TVA_Transmission | ENT | Internal | Winter | B18 | 400 | 3000 | 0 | 113.35 | 97.35 | 9 | 0
2040 | TVA_Transmission_2_ENT | TVA_Transmission | ENT | Internal | Winter | B19 | 700 | 3000 | 0 | 113.35 | 94.81 | 9 | 0
2040 | TVA_Transmission_2_ENT | TVA_Transmission | ENT | Internal | Winter | B20 | 935 | 3000 | 0 | 74.02 | 58.02 | 9 | 0
2040 | TVA_Transmission_2_MISO_MO-IL | TVA_Transmission | MISO_MO-IL | Internal | Shoulder | B11 | 25 | 4000 | 0 | 159.6 | 153.9 | 9 | 0
2040 | TVA_Transmission_2_MISO_MO-IL | TVA_Transmission | MISO_MO-IL | Internal | Shoulder | B12 | 200 | 4000 | 0 | 142.8 | 141.82 | 9 | 0
2040 | TVA_Transmission_2_MISO_MO-IL | TVA_Transmission | MISO_MO-IL | Internal | Shoulder | B13 | 600 | 4000 | 0 | 112.78 | 104.78 | 9 | 0
2040 | TVA_Transmission_2_MISO_MO-IL | TVA_Transmission | MISO_MO-IL | Internal | Shoulder | B14 | 900 | 4000 | 0 | 112.78 | 104.78 | 9 | 0
2040 | TVA_Transmission_2_MISO_MO-IL | TVA_Transmission | MISO_MO-IL | Internal | Shoulder | B15 | 1203 | 4000 | 0 | 73.48 | 65.48 | 9 | 0
2040 | TVA_Transmission_2_MISO_MO-IL | TVA_Transmission | MISO_MO-IL | Internal | Summer | B1 | 10 | 4000 | 0 | 287.81 | 283.01 | 9 | 0
2040 | TVA_Transmission_2_MISO_MO-IL | TVA_Transmission | MISO_MO-IL | Internal | Summer | B2 | 25 | 4000 | 0 | 291.01 | 283.01 | 9 | 0
2040 | TVA_Transmission_2_MISO_MO-IL | TVA_Transmission | MISO_MO-IL | Internal | Summer | B3 | 75 | 4000 | 0 | 291.01 | 283.02 | 9 | 0
2040 | TVA_Transmission_2_MISO_MO-IL | TVA_Transmission | MISO_MO-IL | Internal | Summer | B4 | 100 | 4000 | 0 | 213.13 | 205.14 | 9 | 0
2040 | TVA_Transmission_2_MISO_MO-IL | TVA_Transmission | MISO_MO-IL | Internal | Summer | B5 | 200 | 4000 | 0 | 182.33 | 187.44 | 9 | 0
2040 | TVA_Transmission_2_MISO_MO-IL | TVA_Transmission | MISO_MO-IL | Internal | Summer | B6 | 300 | 4000 | 0 | 176.69 | 179.14 | 9 | 0
2040 | TVA_Transmission_2_MISO_MO-IL | TVA_Transmission | MISO_MO-IL | Internal | Summer | B7 | 400 | 4000 | 0 | 164.96 | 165.96 | 9 | 0
2040 | TVA_Transmission_2_MISO_MO-IL | TVA_Transmission | MISO_MO-IL | Internal | Summer | B8 | 500 | 4000 | 0 | 157.82 | 152.3 | 9 | 0
2040 | TVA_Transmission_2_MISO_MO-IL | TVA_Transmission | MISO_MO-IL | Internal | Summer | B9 | 800 | 4000 | 0 | 156.8 | 152.3 | 9 | 0
2040 | TVA_Transmission_2_MISO_MO-IL | TVA_Transmission | MISO_MO-IL | Internal | Summer | B10 | 1262 | 4000 | 0 | 73.48 | 71.09 | 9 | 0
2040 | TVA_Transmission_2_MISO_MO-IL | TVA_Transmission | MISO_MO-IL | Internal | Winter | B16 | 25 | 4000 | 0 | 160.78 | 152.78 | 9 | 0
2040 | TVA_Transmission_2_MISO_MO-IL | TVA_Transmission | MISO_MO-IL | Internal | Winter | B17 | 100 | 4000 | 0 | 160.78 | 155.65 | 9 | 0
2040 | TVA_Transmission_2_MISO_MO-IL | TVA_Transmission | MISO_MO-IL | Internal | Winter | B18 | 400 | 4000 | 0 | 113.35 | 105.35 | 9 | 0
2040 | TVA_Transmission_2_MISO_MO-IL | TVA_Transmission | MISO_MO-IL | Internal | Winter | B19 | 700 | 4000 | 0 | 113.35 | 105.35 | 9 | 0
2040 | TVA_Transmission_2_MISO_MO-IL | TVA_Transmission | MISO_MO-IL | Internal | Winter | B20 | 935 | 4000 | 0 | 74.02 | 66.02 | 9 | 0
2040 | TVA_Transmission_2_NonRTO_Midwest | TVA_Transmission | NonRTO_Midwest | Internal | Shoulder | B11 | 25 | 700 | 0 | 159.6 | 157.66 | 9 | 0
2040 | TVA_Transmission_2_NonRTO_Midwest | TVA_Transmission | NonRTO_Midwest | Internal | Shoulder | B12 | 200 | 700 | 0 | 142.8 | 149.83 | 9 | 0
2040 | TVA_Transmission_2_NonRTO_Midwest | TVA_Transmission | NonRTO_Midwest | Internal | Shoulder | B13 | 600 | 700 | 0 | 112.78 | 113.33 | 9 | 0
2040 | TVA_Transmission_2_NonRTO_Midwest | TVA_Transmission | NonRTO_Midwest | Internal | Shoulder | B14 | 900 | 700 | 0 | 112.78 | 113.33 | 9 | 0
2040 | TVA_Transmission_2_NonRTO_Midwest | TVA_Transmission | NonRTO_Midwest | Internal | Shoulder | B15 | 1203 | 700 | 0 | 73.48 | 73.5 | 9 | 0
2040 | TVA_Transmission_2_NonRTO_Midwest | TVA_Transmission | NonRTO_Midwest | Internal | Summer | B1 | 10 | 700 | 0 | 287.81 | 228.53 | 9 | 0
2040 | TVA_Transmission_2_NonRTO_Midwest | TVA_Transmission | NonRTO_Midwest | Internal | Summer | B2 | 25 | 700 | 0 | 291.01 | 283.01 | 9 | 0
2040 | TVA_Transmission_2_NonRTO_Midwest | TVA_Transmission | NonRTO_Midwest | Internal | Summer | B3 | 75 | 700 | 0 | 291.01 | 283.01 | 9 | 0
2040 | TVA_Transmission_2_NonRTO_Midwest | TVA_Transmission | NonRTO_Midwest | Internal | Summer | B4 | 100 | 700 | 0 | 213.13 | 205.13 | 9 | 0
2040 | TVA_Transmission_2_NonRTO_Midwest | TVA_Transmission | NonRTO_Midwest | Internal | Summer | B5 | 200 | 700 | 0 | 182.33 | 174.33 | 9 | 0
2040 | TVA_Transmission_2_NonRTO_Midwest | TVA_Transmission | NonRTO_Midwest | Internal | Summer | B6 | 300 | 700 | 0 | 176.69 | 168.69 | 9 | 0
2040 | TVA_Transmission_2_NonRTO_Midwest | TVA_Transmission | NonRTO_Midwest | Internal | Summer | B7 | 400 | 700 | 0 | 164.96 | 156.96 | 9 | 0
2040 | TVA_Transmission_2_NonRTO_Midwest | TVA_Transmission | NonRTO_Midwest | Internal | Summer | B8 | 500 | 700 | 0 | 157.82 | 156.1 | 9 | 0
2040 | TVA_Transmission_2_NonRTO_Midwest | TVA_Transmission | NonRTO_Midwest | Internal | Summer | B9 | 800 | 700 | 0 | 156.8 | 156.1 | 9 | 0
2040 | TVA_Transmission_2_NonRTO_Midwest | TVA_Transmission | NonRTO_Midwest | Internal | Summer | B10 | 1262 | 700 | 0 | 73.48 | 73.5 | 9 | 0
2040 | TVA_Transmission_2_NonRTO_Midwest | TVA_Transmission | NonRTO_Midwest | Internal | Winter | B16 | 25 | 700 | 0 | 160.78 | 160.77 | 9 | 0
2040 | TVA_Transmission_2_NonRTO_Midwest | TVA_Transmission | NonRTO_Midwest | Internal | Winter | B17 | 100 | 700 | 0 | 160.78 | 163.77 | 9 | 0
2040 | TVA_Transmission_2_NonRTO_Midwest | TVA_Transmission | NonRTO_Midwest | Internal | Winter | B18 | 400 | 700 | 0 | 113.35 | 114.57 | 9 | 0
2040 | TVA_Transmission_2_NonRTO_Midwest | TVA_Transmission | NonRTO_Midwest | Internal | Winter | B19 | 700 | 700 | 0 | 113.35 | 114.57 | 9 | 0
2040 | TVA_Transmission_2_NonRTO_Midwest | TVA_Transmission | NonRTO_Midwest | Internal | Winter | B20 | 935 | 700 | 0 | 74.02 | 74.03 | 9 | 0
2040 | TVA_Transmission_2_PJM_ROR | TVA_Transmission | PJM_ROR | Internal | Shoulder | B11 | 25 | 2000 | 0 | 159.6 | 155.88 | 9 | 0
2040 | TVA_Transmission_2_PJM_ROR | TVA_Transmission | PJM_ROR | Internal | Shoulder | B12 | 200 | 2000 | 0 | 142.8 | 149.37 | 9 | 0
2040 | TVA_Transmission_2_PJM_ROR | TVA_Transmission | PJM_ROR | Internal | Shoulder | B13 | 600 | 2000 | 1573.61 | 112.78 | 121.78 | 9 | 0
2040 | TVA_Transmission_2_PJM_ROR | TVA_Transmission | PJM_ROR | Internal | Shoulder | B14 | 900 | 2000 | 1648.97 | 112.78 | 121.78 | 9 | 0
2040 | TVA_Transmission_2_PJM_ROR | TVA_Transmission | PJM_ROR | Internal | Shoulder | B15 | 1203 | 2000 | 0 | 73.48 | 75.59 | 9 | 0
2040 | TVA_Transmission_2_PJM_ROR | TVA_Transmission | PJM_ROR | Internal | Summer | B1 | 10 | 2000 | 0 | 287.81 | 285.01 | 9 | 0
2040 | TVA_Transmission_2_PJM_ROR | TVA_Transmission | PJM_ROR | Internal | Summer | B2 | 25 | 2000 | 0 | 291.01 | 285.01 | 9 | 0
2040 | TVA_Transmission_2_PJM_ROR | TVA_Transmission | PJM_ROR | Internal | Summer | B3 | 75 | 2000 | 0 | 291.01 | 285.01 | 9 | 0
2040 | TVA_Transmission_2_PJM_ROR | TVA_Transmission | PJM_ROR | Internal | Summer | B4 | 100 | 2000 | 0 | 213.13 | 207.13 | 9 | 0
2040 | TVA_Transmission_2_PJM_ROR | TVA_Transmission | PJM_ROR | Internal | Summer | B5 | 200 | 2000 | 0 | 182.33 | 185.43 | 9 | 0
2040 | TVA_Transmission_2_PJM_ROR | TVA_Transmission | PJM_ROR | Internal | Summer | B6 | 300 | 2000 | 0 | 176.69 | 177.13 | 9 | 0
2040 | TVA_Transmission_2_PJM_ROR | TVA_Transmission | PJM_ROR | Internal | Summer | B7 | 400 | 2000 | 0 | 164.96 | 163.96 | 9 | 0
2040 | TVA_Transmission_2_PJM_ROR | TVA_Transmission | PJM_ROR | Internal | Summer | B8 | 500 | 2000 | 0 | 157.82 | 154.29 | 9 | 0
2040 | TVA_Transmission_2_PJM_ROR | TVA_Transmission | PJM_ROR | Internal | Summer | B9 | 800 | 2000 | 0 | 156.8 | 152.06 | 9 | 0
2040 | TVA_Transmission_2_PJM_ROR | TVA_Transmission | PJM_ROR | Internal | Summer | B10 | 1262 | 2000 | 0 | 73.48 | 80.5 | 9 | 0
2040 | TVA_Transmission_2_PJM_ROR | TVA_Transmission | PJM_ROR | Internal | Winter | B16 | 25 | 2000 | 0 | 160.78 | 157.78 | 9 | 0
2040 | TVA_Transmission_2_PJM_ROR | TVA_Transmission | PJM_ROR | Internal | Winter | B17 | 100 | 2000 | 0 | 160.78 | 157.78 | 9 | 0
2040 | TVA_Transmission_2_PJM_ROR | TVA_Transmission | PJM_ROR | Internal | Winter | B18 | 400 | 2000 | 1965.51 | 113.35 | 122.35 | 9 | 0
2040 | TVA_Transmission_2_PJM_ROR | TVA_Transmission | PJM_ROR | Internal | Winter | B19 | 700 | 2000 | 1977.13 | 113.35 | 122.35 | 9 | 0
2040 | TVA_Transmission_2_PJM_ROR | TVA_Transmission | PJM_ROR | Internal | Winter | B20 | 935 | 2000 | 0 | 74.02 | 77.48 | 9 | 0
2040 | TVA_Transmission_2_SOCO | TVA_Transmission | SOCO | Internal | Shoulder | B11 | 25 | 3200 | 0 | 159.6 | 166.21 | 9 | 0
2040 | TVA_Transmission_2_SOCO | TVA_Transmission | SOCO | Internal | Shoulder | B12 | 200 | 3200 | 0 | 142.8 | 149.37 | 9 | 0
2040 | TVA_Transmission_2_SOCO | TVA_Transmission | SOCO | Internal | Shoulder | B13 | 600 | 3200 | 0 | 112.78 | 112.37 | 9 | 0
2040 | TVA_Transmission_2_SOCO | TVA_Transmission | SOCO | Internal | Shoulder | B14 | 900 | 3200 | 0 | 112.78 | 112.37 | 9 | 0
2040 | TVA_Transmission_2_SOCO | TVA_Transmission | SOCO | Internal | Shoulder | B15 | 1203 | 3200 | 0 | 73.48 | 73.5 | 9 | 0
2040 | TVA_Transmission_2_SOCO | TVA_Transmission | SOCO | Internal | Summer | B1 | 10 | 3200 | 322.61 | 287.81 | 296.81 | 9 | 0
2040 | TVA_Transmission_2_SOCO | TVA_Transmission | SOCO | Internal | Summer | B2 | 25 | 3200 | 0 | 291.01 | 296.81 | 9 | 0
2040 | TVA_Transmission_2_SOCO | TVA_Transmission | SOCO | Internal | Summer | B3 | 75 | 3200 | 0 | 291.01 | 296.81 | 9 | 0
2040 | TVA_Transmission_2_SOCO | TVA_Transmission | SOCO | Internal | Summer | B4 | 100 | 3200 | 0 | 213.13 | 213.14 | 9 | 0
2040 | TVA_Transmission_2_SOCO | TVA_Transmission | SOCO | Internal | Summer | B5 | 200 | 3200 | 429.25 | 182.33 | 191.33 | 9 | 0
2040 | TVA_Transmission_2_SOCO | TVA_Transmission | SOCO | Internal | Summer | B6 | 300 | 3200 | 0 | 176.69 | 175.69 | 9 | 0
2040 | TVA_Transmission_2_SOCO | TVA_Transmission | SOCO | Internal | Summer | B7 | 400 | 3200 | 0 | 164.96 | 163.96 | 9 | 0
2040 | TVA_Transmission_2_SOCO | TVA_Transmission | SOCO | Internal | Summer | B8 | 500 | 3200 | 0 | 157.82 | 157.34 | 9 | 0
2040 | TVA_Transmission_2_SOCO | TVA_Transmission | SOCO | Internal | Summer | B9 | 800 | 3200 | 0 | 156.8 | 157.34 | 9 | 0
2040 | TVA_Transmission_2_SOCO | TVA_Transmission | SOCO | Internal | Summer | B10 | 1262 | 3200 | 0 | 73.48 | 71.09 | 9 | 0
2040 | TVA_Transmission_2_SOCO | TVA_Transmission | SOCO | Internal | Winter | B16 | 25 | 3200 | 1010.19 | 160.78 | 169.78 | 9 | 0
2040 | TVA_Transmission_2_SOCO | TVA_Transmission | SOCO | Internal | Winter | B17 | 100 | 3200 | 0 | 160.78 | 155.65 | 9 | 0
2040 | TVA_Transmission_2_SOCO | TVA_Transmission | SOCO | Internal | Winter | B18 | 400 | 3200 | 0 | 113.35 | 114.67 | 9 | 0
2040 | TVA_Transmission_2_SOCO | TVA_Transmission | SOCO | Internal | Winter | B19 | 700 | 3200 | 0 | 113.35 | 114.67 | 9 | 0
2040 | TVA_Transmission_2_SOCO | TVA_Transmission | SOCO | Internal | Winter | B20 | 935 | 3200 | 0 | 74.02 | 73.5 | 9 | 0
2040 | TVA_Transmission_2_TVA | TVA_Transmission | TVA | Internal | Shoulder | B11 | 25 | 99999 | 0.01 | 159.6 | 157.81 | 0.01 | 0
2040 | TVA_Transmission_2_TVA | TVA_Transmission | TVA | Internal | Shoulder | B12 | 200 | 99999 | 1535.05 | 142.8 | 142.81 | 0.01 | 0
2040 | TVA_Transmission_2_TVA | TVA_Transmission | TVA | Internal | Shoulder | B13 | 600 | 99999 | 808.21 | 112.78 | 112.79 | 0.01 | 0
2040 | TVA_Transmission_2_TVA | TVA_Transmission | TVA | Internal | Shoulder | B14 | 900 | 99999 | 3094.74 | 112.78 | 112.79 | 0.01 | 0
2040 | TVA_Transmission_2_TVA | TVA_Transmission | TVA | Internal | Shoulder | B15 | 1203 | 99999 | 5360.94 | 73.48 | 73.5 | 0.01 | 0
2040 | TVA_Transmission_2_TVA | TVA_Transmission | TVA | Internal | Summer | B1 | 10 | 99999 | 4177.42 | 287.81 | 287.83 | 0.01 | 0
2040 | TVA_Transmission_2_TVA | TVA_Transmission | TVA | Internal | Summer | B2 | 25 | 99999 | 3398.35 | 291.01 | 291.02 | 0.01 | 0
2040 | TVA_Transmission_2_TVA | TVA_Transmission | TVA | Internal | Summer | B3 | 75 | 99999 | 1875.32 | 291.01 | 291.02 | 0.01 | 0
2040 | TVA_Transmission_2_TVA | TVA_Transmission | TVA | Internal | Summer | B4 | 100 | 99999 | 1171.6 | 213.13 | 213.14 | 0.01 | 0
2040 | TVA_Transmission_2_TVA | TVA_Transmission | TVA | Internal | Summer | B5 | 200 | 99999 | 0.18 | 182.33 | 182.33 | 0.01 | 0
2040 | TVA_Transmission_2_TVA | TVA_Transmission | TVA | Internal | Summer | B6 | 300 | 99999 | 0 | 176.69 | 166.69 | 0.01 | 0
2040 | TVA_Transmission_2_TVA | TVA_Transmission | TVA | Internal | Summer | B7 | 400 | 99999 | 0 | 164.96 | 156.48 | 0.01 | 0
2040 | TVA_Transmission_2_TVA | TVA_Transmission | TVA | Internal | Summer | B8 | 500 | 99999 | 0 | 157.82 | 156.48 | 0.01 | 0
2040 | TVA_Transmission_2_TVA | TVA_Transmission | TVA | Internal | Summer | B9 | 800 | 99999 | 0 | 156.8 | 156.48 | 0.01 | 0
2040 | TVA_Transmission_2_TVA | TVA_Transmission | TVA | Internal | Summer | B10 | 1262 | 99999 | 2100 | 73.48 | 73.5 | 0.01 | 0
2040 | TVA_Transmission_2_TVA | TVA_Transmission | TVA | Internal | Winter | B16 | 25 | 99999 | 2706.67 | 160.78 | 160.79 | 0.01 | 0
2040 | TVA_Transmission_2_TVA | TVA_Transmission | TVA | Internal | Winter | B17 | 100 | 99999 | 2100 | 160.78 | 160.79 | 0.01 | 0
2040 | TVA_Transmission_2_TVA | TVA_Transmission | TVA | Internal | Winter | B18 | 400 | 99999 | 286.49 | 113.35 | 113.37 | 0.01 | 0
2040 | TVA_Transmission_2_TVA | TVA_Transmission | TVA | Internal | Winter | B19 | 700 | 99999 | 1610.58 | 113.35 | 113.37 | 0.01 | 0
2040 | TVA_Transmission_2_TVA | TVA_Transmission | TVA | Internal | Winter | B20 | 935 | 99999 | 4257.96 | 74.02 | 74.03 | 0.01 | 0
2040 | TVA_Transmission_2_VACAR | TVA_Transmission | VACAR | Internal | Shoulder | B11 | 25 | 900 | 0 | 159.6 | 159.21 | 9 | 0
2040 | TVA_Transmission_2_VACAR | TVA_Transmission | VACAR | Internal | Shoulder | B12 | 200 | 900 | 0 | 142.8 | 142.37 | 9 | 0
2040 | TVA_Transmission_2_VACAR | TVA_Transmission | VACAR | Internal | Shoulder | B13 | 600 | 900 | 0 | 112.78 | 114.78 | 9 | 0
2040 | TVA_Transmission_2_VACAR | TVA_Transmission | VACAR | Internal | Shoulder | B14 | 900 | 900 | 0 | 112.78 | 114.78 | 9 | 0
2040 | TVA_Transmission_2_VACAR | TVA_Transmission | VACAR | Internal | Shoulder | B15 | 1203 | 900 | 0 | 73.48 | 73.5 | 9 | 0
2040 | TVA_Transmission_2_VACAR | TVA_Transmission | VACAR | Internal | Summer | B1 | 10 | 900 | 0 | 287.81 | 291.98 | 9 | 0
2040 | TVA_Transmission_2_VACAR | TVA_Transmission | VACAR | Internal | Summer | B2 | 25 | 900 | 0 | 291.01 | 291.01 | 9 | 0
2040 | TVA_Transmission_2_VACAR | TVA_Transmission | VACAR | Internal | Summer | B3 | 75 | 900 | 0 | 291.01 | 291.01 | 9 | 0
2040 | TVA_Transmission_2_VACAR | TVA_Transmission | VACAR | Internal | Summer | B4 | 100 | 900 | 0 | 213.13 | 206.14 | 9 | 0
2040 | TVA_Transmission_2_VACAR | TVA_Transmission | VACAR | Internal | Summer | B5 | 200 | 900 | 0 | 182.33 | 178.43 | 9 | 0
2040 | TVA_Transmission_2_VACAR | TVA_Transmission | VACAR | Internal | Summer | B6 | 300 | 900 | 0 | 176.69 | 156.96 | 9 | 0
2040 | TVA_Transmission_2_VACAR | TVA_Transmission | VACAR | Internal | Summer | B7 | 400 | 900 | 0 | 164.96 | 156.96 | 9 | 0
2040 | TVA_Transmission_2_VACAR | TVA_Transmission | VACAR | Internal | Summer | B8 | 500 | 900 | 0 | 157.82 | 156.96 | 9 | 0
2040 | TVA_Transmission_2_VACAR | TVA_Transmission | VACAR | Internal | Summer | B9 | 800 | 900 | 0 | 156.8 | 150.34 | 9 | 0
2040 | TVA_Transmission_2_VACAR | TVA_Transmission | VACAR | Internal | Summer | B10 | 1262 | 900 | 0 | 73.48 | 73.5 | 9 | 0
2040 | TVA_Transmission_2_VACAR | TVA_Transmission | VACAR | Internal | Winter | B16 | 25 | 900 | 0 | 160.78 | 164.55 | 9 | 0
2040 | TVA_Transmission_2_VACAR | TVA_Transmission | VACAR | Internal | Winter | B17 | 100 | 900 | 0 | 160.78 | 164.55 | 9 | 0
2040 | TVA_Transmission_2_VACAR | TVA_Transmission | VACAR | Internal | Winter | B18 | 400 | 900 | 0 | 113.35 | 115.35 | 9 | 0
2040 | TVA_Transmission_2_VACAR | TVA_Transmission | VACAR | Internal | Winter | B19 | 700 | 900 | 0 | 113.35 | 115.35 | 9 | 0
2040 | TVA_Transmission_2_VACAR | TVA_Transmission | VACAR | Internal | Winter | B20 | 935 | 900 | 0 | 74.02 | 73.5 | 9 | 0
2040 | VACAR_2_PJM_ROR | VACAR | PJM_ROR | Internal | Shoulder | B11 | 25 | 2000 | 0 | 159.21 | 155.88 | 7 | 0
2040 | VACAR_2_PJM_ROR | VACAR | PJM_ROR | Internal | Shoulder | B12 | 200 | 2000 | 196.83 | 142.37 | 149.37 | 7 | 0
2040 | VACAR_2_PJM_ROR | VACAR | PJM_ROR | Internal | Shoulder | B13 | 600 | 2000 | 1607.83 | 114.78 | 121.78 | 7 | 0
2040 | VACAR_2_PJM_ROR | VACAR | PJM_ROR | Internal | Shoulder | B14 | 900 | 2000 | 1226.56 | 114.78 | 121.78 | 7 | 0
2040 | VACAR_2_PJM_ROR | VACAR | PJM_ROR | Internal | Shoulder | B15 | 1203 | 2000 | 0 | 73.5 | 75.59 | 7 | 0
2040 | VACAR_2_PJM_ROR | VACAR | PJM_ROR | Internal | Summer | B1 | 10 | 2000 | 0 | 291.98 | 285.01 | 7 | 0
2040 | VACAR_2_PJM_ROR | VACAR | PJM_ROR | Internal | Summer | B2 | 25 | 2000 | 0 | 291.01 | 285.01 | 7 | 0
2040 | VACAR_2_PJM_ROR | VACAR | PJM_ROR | Internal | Summer | B3 | 75 | 2000 | 0 | 291.01 | 285.01 | 7 | 0
2040 | VACAR_2_PJM_ROR | VACAR | PJM_ROR | Internal | Summer | B4 | 100 | 2000 | 0 | 206.14 | 207.13 | 7 | 0
2040 | VACAR_2_PJM_ROR | VACAR | PJM_ROR | Internal | Summer | B5 | 200 | 2000 | 607.02 | 178.43 | 185.43 | 7 | 0
2040 | VACAR_2_PJM_ROR | VACAR | PJM_ROR | Internal | Summer | B6 | 300 | 2000 | 2000 | 156.96 | 177.13 | 7 | 13.17
2040 | VACAR_2_PJM_ROR | VACAR | PJM_ROR | Internal | Summer | B7 | 400 | 2000 | 1852.22 | 156.96 | 163.96 | 7 | 0
2040 | VACAR_2_PJM_ROR | VACAR | PJM_ROR | Internal | Summer | B8 | 500 | 2000 | 0 | 156.96 | 154.29 | 7 | 0
2040 | VACAR_2_PJM_ROR | VACAR | PJM_ROR | Internal | Summer | B9 | 800 | 2000 | 0 | 150.34 | 152.06 | 7 | 0
2040 | VACAR_2_PJM_ROR | VACAR | PJM_ROR | Internal | Summer | B10 | 1262 | 2000 | 712.14 | 73.5 | 80.5 | 7 | 0
2040 | VACAR_2_PJM_ROR | VACAR | PJM_ROR | Internal | Winter | B16 | 25 | 2000 | 0 | 164.55 | 157.78 | 7 | 0
2040 | VACAR_2_PJM_ROR | VACAR | PJM_ROR | Internal | Winter | B17 | 100 | 2000 | 0 | 164.55 | 157.78 | 7 | 0
2040 | VACAR_2_PJM_ROR | VACAR | PJM_ROR | Internal | Winter | B18 | 400 | 2000 | 1125.76 | 115.35 | 122.35 | 7 | 0
2040 | VACAR_2_PJM_ROR | VACAR | PJM_ROR | Internal | Winter | B19 | 700 | 2000 | 694.46 | 115.35 | 122.35 | 7 | 0
2040 | VACAR_2_PJM_ROR | VACAR | PJM_ROR | Internal | Winter | B20 | 935 | 2000 | 0 | 73.5 | 77.48 | 7 | 0
2040 | VACAR_2_SOCO | VACAR | SOCO | Internal | Shoulder | B11 | 25 | 3000 | 1445.16 | 159.21 | 166.21 | 7 | 0
2040 | VACAR_2_SOCO | VACAR | SOCO | Internal | Shoulder | B12 | 200 | 3000 | 308.39 | 142.37 | 149.37 | 7 | 0
2040 | VACAR_2_SOCO | VACAR | SOCO | Internal | Shoulder | B13 | 600 | 3000 | 0 | 114.78 | 112.37 | 7 | 0
2040 | VACAR_2_SOCO | VACAR | SOCO | Internal | Shoulder | B14 | 900 | 3000 | 0 | 114.78 | 112.37 | 7 | 0
2040 | VACAR_2_SOCO | VACAR | SOCO | Internal | Shoulder | B15 | 1203 | 3000 | 0 | 73.5 | 73.5 | 7 | 0
2040 | VACAR_2_SOCO | VACAR | SOCO | Internal | Summer | B1 | 10 | 3000 | 0.03 | 291.98 | 296.81 | 7 | 0
2040 | VACAR_2_SOCO | VACAR | SOCO | Internal | Summer | B2 | 25 | 3000 | 0.01 | 291.01 | 296.81 | 7 | 0
2040 | VACAR_2_SOCO | VACAR | SOCO | Internal | Summer | B3 | 75 | 3000 | 0 | 291.01 | 296.81 | 7 | 0
2040 | VACAR_2_SOCO | VACAR | SOCO | Internal | Summer | B4 | 100 | 3000 | 2046.11 | 206.14 | 213.14 | 7 | 0
2040 | VACAR_2_SOCO | VACAR | SOCO | Internal | Summer | B5 | 200 | 3000 | 3000 | 178.43 | 191.33 | 7 | 5.9
2040 | VACAR_2_SOCO | VACAR | SOCO | Internal | Summer | B6 | 300 | 3000 | 3000 | 156.96 | 175.69 | 7 | 11.74
2040 | VACAR_2_SOCO | VACAR | SOCO | Internal | Summer | B7 | 400 | 3000 | 2672.45 | 156.96 | 163.96 | 7 | 0
2040 | VACAR_2_SOCO | VACAR | SOCO | Internal | Summer | B8 | 500 | 3000 | 0 | 156.96 | 157.34 | 7 | 0
2040 | VACAR_2_SOCO | VACAR | SOCO | Internal | Summer | B9 | 800 | 3000 | 2038.93 | 150.34 | 157.34 | 7 | 0
2040 | VACAR_2_SOCO | VACAR | SOCO | Internal | Summer | B10 | 1262 | 3000 | 0 | 73.5 | 71.09 | 7 | 0
2040 | VACAR_2_SOCO | VACAR | SOCO | Internal | Winter | B16 | 25 | 3000 | 0.01 | 164.55 | 169.78 | 7 | 0
2040 | VACAR_2_SOCO | VACAR | SOCO | Internal | Winter | B17 | 100 | 3000 | 0 | 164.55 | 155.65 | 7 | 0
2040 | VACAR_2_SOCO | VACAR | SOCO | Internal | Winter | B18 | 400 | 3000 | 0 | 115.35 | 114.67 | 7 | 0
2040 | VACAR_2_SOCO | VACAR | SOCO | Internal | Winter | B19 | 700 | 3000 | 0 | 115.35 | 114.67 | 7 | 0
2040 | VACAR_2_SOCO | VACAR | SOCO | Internal | Winter | B20 | 935 | 3000 | 0 | 73.5 | 73.5 | 7 | 0
2040 | VACAR_2_TVA_Transmission | VACAR | TVA_Transmission | Internal | Shoulder | B11 | 25 | 900 | 0 | 159.21 | 159.6 | 7 | 0
2040 | VACAR_2_TVA_Transmission | VACAR | TVA_Transmission | Internal | Shoulder | B12 | 200 | 900 | 0 | 142.37 | 142.8 | 7 | 0
2040 | VACAR_2_TVA_Transmission | VACAR | TVA_Transmission | Internal | Shoulder | B13 | 600 | 900 | 0 | 114.78 | 112.78 | 7 | 0
2040 | VACAR_2_TVA_Transmission | VACAR | TVA_Transmission | Internal | Shoulder | B14 | 900 | 900 | 0 | 114.78 | 112.78 | 7 | 0
2040 | VACAR_2_TVA_Transmission | VACAR | TVA_Transmission | Internal | Shoulder | B15 | 1203 | 900 | 0 | 73.5 | 73.48 | 7 | 0
2040 | VACAR_2_TVA_Transmission | VACAR | TVA_Transmission | Internal | Summer | B1 | 10 | 900 | 0 | 291.98 | 287.81 | 7 | 0
2040 | VACAR_2_TVA_Transmission | VACAR | TVA_Transmission | Internal | Summer | B2 | 25 | 900 | 0 | 291.01 | 291.01 | 7 | 0
2040 | VACAR_2_TVA_Transmission | VACAR | TVA_Transmission | Internal | Summer | B3 | 75 | 900 | 0 | 291.01 | 291.01 | 7 | 0
2040 | VACAR_2_TVA_Transmission | VACAR | TVA_Transmission | Internal | Summer | B4 | 100 | 900 | 0.34 | 206.14 | 213.13 | 7 | 0
2040 | VACAR_2_TVA_Transmission | VACAR | TVA_Transmission | Internal | Summer | B5 | 200 | 900 | 0 | 178.43 | 182.33 | 7 | 0
2040 | VACAR_2_TVA_Transmission | VACAR | TVA_Transmission | Internal | Summer | B6 | 300 | 900 | 900 | 156.96 | 176.69 | 7 | 12.74
2040 | VACAR_2_TVA_Transmission | VACAR | TVA_Transmission | Internal | Summer | B7 | 400 | 900 | 900 | 156.96 | 164.96 | 7 | 1
2040 | VACAR_2_TVA_Transmission | VACAR | TVA_Transmission | Internal | Summer | B8 | 500 | 900 | 0 | 156.96 | 157.82 | 7 | 0
2040 | VACAR_2_TVA_Transmission | VACAR | TVA_Transmission | Internal | Summer | B9 | 800 | 900 | 0 | 150.34 | 156.8 | 7 | 0
2040 | VACAR_2_TVA_Transmission | VACAR | TVA_Transmission | Internal | Summer | B10 | 1262 | 900 | 0 | 73.5 | 73.48 | 7 | 0
2040 | VACAR_2_TVA_Transmission | VACAR | TVA_Transmission | Internal | Winter | B16 | 25 | 900 | 0 | 164.55 | 160.78 | 7 | 0
2040 | VACAR_2_TVA_Transmission | VACAR | TVA_Transmission | Internal | Winter | B17 | 100 | 900 | 0 | 164.55 | 160.78 | 7 | 0
2040 | VACAR_2_TVA_Transmission | VACAR | TVA_Transmission | Internal | Winter | B18 | 400 | 900 | 0 | 115.35 | 113.35 | 7 | 0
2040 | VACAR_2_TVA_Transmission | VACAR | TVA_Transmission | Internal | Winter | B19 | 700 | 900 | 0 | 115.35 | 113.35 | 7 | 0
2040 | VACAR_2_TVA_Transmission | VACAR | TVA_Transmission | Internal | Winter | B20 | 935 | 900 | 0 | 73.5 | 74.02 | 7 | 0
2015 | AZ_NM_SNV_Coal_2_SPP_S | AZ_NM_SNV_Coal | SPP_S | External | Shoulder | B11 | 25 | 400 | 400 | 57.72 | 83.05 | 8.17 | 17.17
2015 | AZ_NM_SNV_Coal_2_SPP_S | AZ_NM_SNV_Coal | SPP_S | External | Shoulder | B12 | 200 | 400 | 0 | 57.72 | 60.04 | 8.17 | 0
2015 | AZ_NM_SNV_Coal_2_SPP_S | AZ_NM_SNV_Coal | SPP_S | External | Shoulder | B13 | 600 | 400 | 0 | 57.72 | 59.44 | 8.17 | 0
2015 | AZ_NM_SNV_Coal_2_SPP_S | AZ_NM_SNV_Coal | SPP_S | External | Shoulder | B14 | 900 | 400 | 0 | 57.72 | 57.39 | 8.17 | 0
2015 | AZ_NM_SNV_Coal_2_SPP_S | AZ_NM_SNV_Coal | SPP_S | External | Shoulder | B15 | 1203 | 400 | 0 | 57.72 | 57.39 | 8.17 | 0
2015 | AZ_NM_SNV_Coal_2_SPP_S | AZ_NM_SNV_Coal | SPP_S | External | Summer | B1 | 10 | 400 | 399.98 | 77.45 | 86.38 | 8.17 | 0.76
2015 | AZ_NM_SNV_Coal_2_SPP_S | AZ_NM_SNV_Coal | SPP_S | External | Summer | B2 | 25 | 400 | 400 | 75.62 | 84.87 | 8.17 | 1.08
2015 | AZ_NM_SNV_Coal_2_SPP_S | AZ_NM_SNV_Coal | SPP_S | External | Summer | B3 | 75 | 400 | 400 | 75.62 | 84.87 | 8.17 | 1.08
2015 | AZ_NM_SNV_Coal_2_SPP_S | AZ_NM_SNV_Coal | SPP_S | External | Summer | B4 | 100 | 400 | 400 | 75.62 | 84.77 | 8.17 | 0.98
2015 | AZ_NM_SNV_Coal_2_SPP_S | AZ_NM_SNV_Coal | SPP_S | External | Summer | B5 | 200 | 400 | 400 | 66.44 | 81.19 | 8.17 | 6.59
2015 | AZ_NM_SNV_Coal_2_SPP_S | AZ_NM_SNV_Coal | SPP_S | External | Summer | B6 | 300 | 400 | 400 | 59.95 | 72.61 | 8.17 | 4.5
2015 | AZ_NM_SNV_Coal_2_SPP_S | AZ_NM_SNV_Coal | SPP_S | External | Summer | B7 | 400 | 400 | 0 | 58.3 | 60.66 | 8.17 | 0
2015 | AZ_NM_SNV_Coal_2_SPP_S | AZ_NM_SNV_Coal | SPP_S | External | Summer | B8 | 500 | 400 | 0 | 58.3 | 58.69 | 8.17 | 0
2015 | AZ_NM_SNV_Coal_2_SPP_S | AZ_NM_SNV_Coal | SPP_S | External | Summer | B9 | 800 | 400 | 0 | 58.28 | 56.13 | 8.17 | 0
2015 | AZ_NM_SNV_Coal_2_SPP_S | AZ_NM_SNV_Coal | SPP_S | External | Summer | B10 | 1262 | 400 | 0 | 56.31 | 56 | 8.17 | 0
2015 | AZ_NM_SNV_Coal_2_SPP_S | AZ_NM_SNV_Coal | SPP_S | External | Winter | B16 | 25 | 400 | 400 | 60.36 | 72.89 | 8.17 | 4.36
2015 | AZ_NM_SNV_Coal_2_SPP_S | AZ_NM_SNV_Coal | SPP_S | External | Winter | B17 | 100 | 400 | 0 | 60.36 | 61.55 | 8.17 | 0
2015 | AZ_NM_SNV_Coal_2_SPP_S | AZ_NM_SNV_Coal | SPP_S | External | Winter | B18 | 400 | 400 | 0 | 60.36 | 59.85 | 8.17 | 0
2015 | AZ_NM_SNV_Coal_2_SPP_S | AZ_NM_SNV_Coal | SPP_S | External | Winter | B19 | 700 | 400 | 0 | 60.36 | 59.74 | 8.17 | 0
2015 | AZ_NM_SNV_Coal_2_SPP_S | AZ_NM_SNV_Coal | SPP_S | External | Winter | B20 | 935 | 400 | 0 | 60.36 | 57.51 | 8.17 | 0
2015 | ERCOT_2_SPP_S | ERCOT | SPP_S | External | Shoulder | B11 | 25 | 800 | 0 | 84 | 83.05 | 8 | 0
2015 | ERCOT_2_SPP_S | ERCOT | SPP_S | External | Shoulder | B12 | 200 | 800 | 0 | 59.64 | 60.04 | 8 | 0
2015 | ERCOT_2_SPP_S | ERCOT | SPP_S | External | Shoulder | B13 | 600 | 800 | 0 | 57.25 | 59.44 | 8 | 0
2015 | ERCOT_2_SPP_S | ERCOT | SPP_S | External | Shoulder | B14 | 900 | 800 | 0 | 57.25 | 57.39 | 8 | 0
2015 | ERCOT_2_SPP_S | ERCOT | SPP_S | External | Shoulder | B15 | 1203 | 800 | 0 | 57.25 | 57.39 | 8 | 0
2015 | ERCOT_2_SPP_S | ERCOT | SPP_S | External | Summer | B1 | 10 | 800 | 0 | 82.44 | 86.38 | 8 | 0
2015 | ERCOT_2_SPP_S | ERCOT | SPP_S | External | Summer | B2 | 25 | 800 | 0 | 82.44 | 84.87 | 8 | 0
2015 | ERCOT_2_SPP_S | ERCOT | SPP_S | External | Summer | B3 | 75 | 800 | 0 | 82.44 | 84.87 | 8 | 0
2015 | ERCOT_2_SPP_S | ERCOT | SPP_S | External | Summer | B4 | 100 | 800 | 0 | 82.44 | 84.77 | 8 | 0
2015 | ERCOT_2_SPP_S | ERCOT | SPP_S | External | Summer | B5 | 200 | 800 | 0 | 82.44 | 81.19 | 8 | 0
2015 | ERCOT_2_SPP_S | ERCOT | SPP_S | External | Summer | B6 | 300 | 800 | 0 | 77.61 | 72.61 | 8 | 0
2015 | ERCOT_2_SPP_S | ERCOT | SPP_S | External | Summer | B7 | 400 | 800 | 0 | 61.33 | 60.66 | 8 | 0
2015 | ERCOT_2_SPP_S | ERCOT | SPP_S | External | Summer | B8 | 500 | 800 | 0 | 56.2 | 58.69 | 8 | 0
2015 | ERCOT_2_SPP_S | ERCOT | SPP_S | External | Summer | B9 | 800 | 800 | 0 | 56.2 | 56.13 | 8 | 0
2015 | ERCOT_2_SPP_S | ERCOT | SPP_S | External | Summer | B10 | 1262 | 800 | 0 | 56.2 | 56 | 8 | 0
2015 | ERCOT_2_SPP_S | ERCOT | SPP_S | External | Winter | B16 | 25 | 800 | 345.23 | 64.89 | 72.89 | 8 | 0
2015 | ERCOT_2_SPP_S | ERCOT | SPP_S | External | Winter | B17 | 100 | 800 | 0 | 59.45 | 61.55 | 8 | 0
2015 | ERCOT_2_SPP_S | ERCOT | SPP_S | External | Winter | B18 | 400 | 800 | 0 | 59.45 | 59.85 | 8 | 0
2015 | ERCOT_2_SPP_S | ERCOT | SPP_S | External | Winter | B19 | 700 | 800 | 0 | 59.45 | 59.74 | 8 | 0
2015 | ERCOT_2_SPP_S | ERCOT | SPP_S | External | Winter | B20 | 935 | 800 | 0 | 59.45 | 57.51 | 8 | 0
2015 | MAPP_US_2_RMPA | MAPP_US | RMPA | External | Shoulder | B11 | 25 | 200 | 0 | 77.65 | 65.89 | 8 | 0
2015 | MAPP_US_2_RMPA | MAPP_US | RMPA | External | Shoulder | B12 | 200 | 200 | 0 | 55.62 | 60.98 | 8 | 0
2015 | MAPP_US_2_RMPA | MAPP_US | RMPA | External | Shoulder | B13 | 600 | 200 | 0 | 55.45 | 60.8 | 8 | 0
2015 | MAPP_US_2_RMPA | MAPP_US | RMPA | External | Shoulder | B14 | 900 | 200 | 0 | 55.45 | 60.8 | 8 | 0
2015 | MAPP_US_2_RMPA | MAPP_US | RMPA | External | Shoulder | B15 | 1203 | 200 | 0 | 55.45 | 60.8 | 8 | 0
2015 | MAPP_US_2_RMPA | MAPP_US | RMPA | External | Summer | B1 | 10 | 200 | 0 | 84.38 | 85.62 | 8 | 0
2015 | MAPP_US_2_RMPA | MAPP_US | RMPA | External | Summer | B2 | 25 | 200 | 0 | 84.38 | 83.38 | 8 | 0
2015 | MAPP_US_2_RMPA | MAPP_US | RMPA | External | Summer | B3 | 75 | 200 | 0 | 84.38 | 83.79 | 8 | 0
2015 | MAPP_US_2_RMPA | MAPP_US | RMPA | External | Summer | B4 | 100 | 200 | 0 | 82.73 | 81.39 | 8 | 0
2015 | MAPP_US_2_RMPA | MAPP_US | RMPA | External | Summer | B5 | 200 | 200 | 0 | 75.05 | 66.44 | 8 | 0
2015 | MAPP_US_2_RMPA | MAPP_US | RMPA | External | Summer | B6 | 300 | 200 | 0 | 63.99 | 59.27 | 8 | 0
2015 | MAPP_US_2_RMPA | MAPP_US | RMPA | External | Summer | B7 | 400 | 200 | 0 | 53.64 | 59.27 | 8 | 0
2015 | MAPP_US_2_RMPA | MAPP_US | RMPA | External | Summer | B8 | 500 | 200 | 0 | 52.68 | 59.27 | 8 | 0
2015 | MAPP_US_2_RMPA | MAPP_US | RMPA | External | Summer | B9 | 800 | 200 | 0 | 52.68 | 59.27 | 8 | 0
2015 | MAPP_US_2_RMPA | MAPP_US | RMPA | External | Summer | B10 | 1262 | 200 | 0 | 52.68 | 59.27 | 8 | 0
2015 | MAPP_US_2_RMPA | MAPP_US | RMPA | External | Winter | B16 | 25 | 200 | 0 | 69.55 | 68.52 | 8 | 0
2015 | MAPP_US_2_RMPA | MAPP_US | RMPA | External | Winter | B17 | 100 | 200 | 0 | 59.53 | 63.71 | 8 | 0
2015 | MAPP_US_2_RMPA | MAPP_US | RMPA | External | Winter | B18 | 400 | 200 | 0 | 58.09 | 63.71 | 8 | 0
2015 | MAPP_US_2_RMPA | MAPP_US | RMPA | External | Winter | B19 | 700 | 200 | 0 | 58.09 | 63.71 | 8 | 0
2015 | MAPP_US_2_RMPA | MAPP_US | RMPA | External | Winter | B20 | 935 | 200 | 0 | 58.09 | 62.49 | 8 | 0
2015 | NE_2_RMPA | NE | RMPA | External | Shoulder | B11 | 25 | 310 | 0 | 84.65 | 65.89 | 5 | 0
2015 | NE_2_RMPA | NE | RMPA | External | Shoulder | B12 | 200 | 310 | 0 | 60.08 | 60.98 | 5 | 0
2015 | NE_2_RMPA | NE | RMPA | External | Shoulder | B13 | 600 | 310 | 0 | 59.44 | 60.8 | 5 | 0
2015 | NE_2_RMPA | NE | RMPA | External | Shoulder | B14 | 900 | 310 | 0 | 57.39 | 60.8 | 5 | 0
2015 | NE_2_RMPA | NE | RMPA | External | Shoulder | B15 | 1203 | 310 | 0 | 57.37 | 60.8 | 5 | 0
2015 | NE_2_RMPA | NE | RMPA | External | Summer | B1 | 10 | 310 | 0 | 91.38 | 85.62 | 5 | 0
2015 | NE_2_RMPA | NE | RMPA | External | Summer | B2 | 25 | 310 | 0 | 91.38 | 83.38 | 5 | 0
2015 | NE_2_RMPA | NE | RMPA | External | Summer | B3 | 75 | 310 | 0 | 91.38 | 83.79 | 5 | 0
2015 | NE_2_RMPA | NE | RMPA | External | Summer | B4 | 100 | 310 | 0 | 89.73 | 81.39 | 5 | 0
2015 | NE_2_RMPA | NE | RMPA | External | Summer | B5 | 200 | 310 | 0 | 82.05 | 66.44 | 5 | 0
2015 | NE_2_RMPA | NE | RMPA | External | Summer | B6 | 300 | 310 | 0 | 70.99 | 59.27 | 5 | 0
2015 | NE_2_RMPA | NE | RMPA | External | Summer | B7 | 400 | 310 | 0 | 60.64 | 59.27 | 5 | 0
2015 | NE_2_RMPA | NE | RMPA | External | Summer | B8 | 500 | 310 | 0 | 58.66 | 59.27 | 5 | 0
2015 | NE_2_RMPA | NE | RMPA | External | Summer | B9 | 800 | 310 | 0 | 56.1 | 59.27 | 5 | 0
2015 | NE_2_RMPA | NE | RMPA | External | Summer | B10 | 1262 | 310 | 0 | 55.98 | 59.27 | 5 | 0
2015 | NE_2_RMPA | NE | RMPA | External | Winter | B16 | 25 | 310 | 0 | 72.88 | 68.52 | 5 | 0
2015 | NE_2_RMPA | NE | RMPA | External | Winter | B17 | 100 | 310 | 0 | 61.53 | 63.71 | 5 | 0
2015 | NE_2_RMPA | NE | RMPA | External | Winter | B18 | 400 | 310 | 0 | 59.83 | 63.71 | 5 | 0
2015 | NE_2_RMPA | NE | RMPA | External | Winter | B19 | 700 | 310 | 0 | 59.71 | 63.71 | 5 | 0
2015 | NE_2_RMPA | NE | RMPA | External | Winter | B20 | 935 | 310 | 84.48 | 57.49 | 62.49 | 5 | 0
2015 | NWPP_Coal_2_MAPP_US | NWPP_Coal | MAPP_US | External | Shoulder | B11 | 25 | 150 | 150 | 57.71 | 77.65 | 8 | 11.94
2015 | NWPP_Coal_2_MAPP_US | NWPP_Coal | MAPP_US | External | Shoulder | B12 | 200 | 150 | 0 | 57.71 | 55.62 | 8 | 0
2015 | NWPP_Coal_2_MAPP_US | NWPP_Coal | MAPP_US | External | Shoulder | B13 | 600 | 150 | 0 | 57.71 | 55.45 | 8 | 0
2015 | NWPP_Coal_2_MAPP_US | NWPP_Coal | MAPP_US | External | Shoulder | B14 | 900 | 150 | 0 | 57.71 | 55.45 | 8 | 0
2015 | NWPP_Coal_2_MAPP_US | NWPP_Coal | MAPP_US | External | Shoulder | B15 | 1203 | 150 | 0 | 57.71 | 55.45 | 8 | 0
2015 | NWPP_Coal_2_MAPP_US | NWPP_Coal | MAPP_US | External | Summer | B1 | 10 | 150 | 150 | 62.81 | 84.38 | 8 | 13.57
2015 | NWPP_Coal_2_MAPP_US | NWPP_Coal | MAPP_US | External | Summer | B2 | 25 | 150 | 150 | 58.28 | 84.38 | 8 | 18.1
2015 | NWPP_Coal_2_MAPP_US | NWPP_Coal | MAPP_US | External | Summer | B3 | 75 | 150 | 150 | 58.28 | 84.38 | 8 | 18.1
2015 | NWPP_Coal_2_MAPP_US | NWPP_Coal | MAPP_US | External | Summer | B4 | 100 | 150 | 150 | 58.28 | 82.73 | 8 | 16.46
2015 | NWPP_Coal_2_MAPP_US | NWPP_Coal | MAPP_US | External | Summer | B5 | 200 | 150 | 150 | 58.28 | 75.05 | 8 | 8.77
2015 | NWPP_Coal_2_MAPP_US | NWPP_Coal | MAPP_US | External | Summer | B6 | 300 | 150 | 0 | 58.28 | 63.99 | 8 | 0
2015 | NWPP_Coal_2_MAPP_US | NWPP_Coal | MAPP_US | External | Summer | B7 | 400 | 150 | 0 | 58.28 | 53.64 | 8 | 0
2015 | NWPP_Coal_2_MAPP_US | NWPP_Coal | MAPP_US | External | Summer | B8 | 500 | 150 | 0 | 58.28 | 52.68 | 8 | 0
2015 | NWPP_Coal_2_MAPP_US | NWPP_Coal | MAPP_US | External | Summer | B9 | 800 | 150 | 0 | 58.28 | 52.68 | 8 | 0
2015 | NWPP_Coal_2_MAPP_US | NWPP_Coal | MAPP_US | External | Summer | B10 | 1262 | 150 | 0 | 58.28 | 52.68 | 8 | 0
2015 | NWPP_Coal_2_MAPP_US | NWPP_Coal | MAPP_US | External | Winter | B16 | 25 | 150 | 150 | 60.35 | 69.55 | 8 | 1.2
2015 | NWPP_Coal_2_MAPP_US | NWPP_Coal | MAPP_US | External | Winter | B17 | 100 | 150 | 0 | 60.35 | 59.53 | 8 | 0
2015 | NWPP_Coal_2_MAPP_US | NWPP_Coal | MAPP_US | External | Winter | B18 | 400 | 150 | 0 | 60.35 | 58.09 | 8 | 0
2015 | NWPP_Coal_2_MAPP_US | NWPP_Coal | MAPP_US | External | Winter | B19 | 700 | 150 | 0 | 60.35 | 58.09 | 8 | 0
2015 | NWPP_Coal_2_MAPP_US | NWPP_Coal | MAPP_US | External | Winter | B20 | 935 | 150 | 0 | 60.35 | 58.09 | 8 | 0
2015 | RMPA_2_MAPP_US | RMPA | MAPP_US | External | Shoulder | B11 | 25 | 200 | 200 | 65.89 | 77.65 | 8 | 3.77
2015 | RMPA_2_MAPP_US | RMPA | MAPP_US | External | Shoulder | B12 | 200 | 200 | 0 | 60.98 | 55.62 | 8 | 0
2015 | RMPA_2_MAPP_US | RMPA | MAPP_US | External | Shoulder | B13 | 600 | 200 | 0 | 60.8 | 55.45 | 8 | 0
2015 | RMPA_2_MAPP_US | RMPA | MAPP_US | External | Shoulder | B14 | 900 | 200 | 0 | 60.8 | 55.45 | 8 | 0
2015 | RMPA_2_MAPP_US | RMPA | MAPP_US | External | Shoulder | B15 | 1203 | 200 | 0 | 60.8 | 55.45 | 8 | 0
2015 | RMPA_2_MAPP_US | RMPA | MAPP_US | External | Summer | B1 | 10 | 200 | 0 | 85.62 | 84.38 | 8 | 0
2015 | RMPA_2_MAPP_US | RMPA | MAPP_US | External | Summer | B2 | 25 | 200 | 0 | 83.38 | 84.38 | 8 | 0
2015 | RMPA_2_MAPP_US | RMPA | MAPP_US | External | Summer | B3 | 75 | 200 | 0 | 83.79 | 84.38 | 8 | 0
2015 | RMPA_2_MAPP_US | RMPA | MAPP_US | External | Summer | B4 | 100 | 200 | 0 | 81.39 | 82.73 | 8 | 0
2015 | RMPA_2_MAPP_US | RMPA | MAPP_US | External | Summer | B5 | 200 | 200 | 200 | 66.44 | 75.05 | 8 | 0.61
2015 | RMPA_2_MAPP_US | RMPA | MAPP_US | External | Summer | B6 | 300 | 200 | 0 | 59.27 | 63.99 | 8 | 0
2015 | RMPA_2_MAPP_US | RMPA | MAPP_US | External | Summer | B7 | 400 | 200 | 0 | 59.27 | 53.64 | 8 | 0
2015 | RMPA_2_MAPP_US | RMPA | MAPP_US | External | Summer | B8 | 500 | 200 | 0 | 59.27 | 52.68 | 8 | 0
2015 | RMPA_2_MAPP_US | RMPA | MAPP_US | External | Summer | B9 | 800 | 200 | 0 | 59.27 | 52.68 | 8 | 0
2015 | RMPA_2_MAPP_US | RMPA | MAPP_US | External | Summer | B10 | 1262 | 200 | 0 | 59.27 | 52.68 | 8 | 0
2015 | RMPA_2_MAPP_US | RMPA | MAPP_US | External | Winter | B16 | 25 | 200 | 0 | 68.52 | 69.55 | 8 | 0
2015 | RMPA_2_MAPP_US | RMPA | MAPP_US | External | Winter | B17 | 100 | 200 | 0 | 63.71 | 59.53 | 8 | 0
2015 | RMPA_2_MAPP_US | RMPA | MAPP_US | External | Winter | B18 | 400 | 200 | 0 | 63.71 | 58.09 | 8 | 0
2015 | RMPA_2_MAPP_US | RMPA | MAPP_US | External | Winter | B19 | 700 | 200 | 0 | 63.71 | 58.09 | 8 | 0
2015 | RMPA_2_MAPP_US | RMPA | MAPP_US | External | Winter | B20 | 935 | 200 | 0 | 62.49 | 58.09 | 8 | 0
2015 | RMPA_2_NE | RMPA | NE | External | Shoulder | B11 | 25 | 310 | 310 | 65.89 | 84.65 | 8 | 10.77
2015 | RMPA_2_NE | RMPA | NE | External | Shoulder | B12 | 200 | 310 | 0 | 60.98 | 60.08 | 8 | 0
2015 | RMPA_2_NE | RMPA | NE | External | Shoulder | B13 | 600 | 310 | 0 | 60.8 | 59.44 | 8 | 0
2015 | RMPA_2_NE | RMPA | NE | External | Shoulder | B14 | 900 | 310 | 0 | 60.8 | 57.39 | 8 | 0
2015 | RMPA_2_NE | RMPA | NE | External | Shoulder | B15 | 1203 | 310 | 0 | 60.8 | 57.37 | 8 | 0
2015 | RMPA_2_NE | RMPA | NE | External | Summer | B1 | 10 | 310 | 0 | 85.62 | 91.38 | 8 | 0
2015 | RMPA_2_NE | RMPA | NE | External | Summer | B2 | 25 | 310 | 9.56 | 83.38 | 91.38 | 8 | 0
2015 | RMPA_2_NE | RMPA | NE | External | Summer | B3 | 75 | 310 | 0 | 83.79 | 91.38 | 8 | 0
2015 | RMPA_2_NE | RMPA | NE | External | Summer | B4 | 100 | 310 | 310 | 81.39 | 89.73 | 8 | 0.34
2015 | RMPA_2_NE | RMPA | NE | External | Summer | B5 | 200 | 310 | 310 | 66.44 | 82.05 | 8 | 7.61
2015 | RMPA_2_NE | RMPA | NE | External | Summer | B6 | 300 | 310 | 310 | 59.27 | 70.99 | 8 | 3.73
2015 | RMPA_2_NE | RMPA | NE | External | Summer | B7 | 400 | 310 | 0 | 59.27 | 60.64 | 8 | 0
2015 | RMPA_2_NE | RMPA | NE | External | Summer | B8 | 500 | 310 | 0 | 59.27 | 58.66 | 8 | 0
2015 | RMPA_2_NE | RMPA | NE | External | Summer | B9 | 800 | 310 | 0 | 59.27 | 56.1 | 8 | 0
2015 | RMPA_2_NE | RMPA | NE | External | Summer | B10 | 1262 | 310 | 0 | 59.27 | 55.98 | 8 | 0
2015 | RMPA_2_NE | RMPA | NE | External | Winter | B16 | 25 | 310 | 0 | 68.52 | 72.88 | 8 | 0
2015 | RMPA_2_NE | RMPA | NE | External | Winter | B17 | 100 | 310 | 0 | 63.71 | 61.53 | 8 | 0
2015 | RMPA_2_NE | RMPA | NE | External | Winter | B18 | 400 | 310 | 0 | 63.71 | 59.83 | 8 | 0
2015 | RMPA_2_NE | RMPA | NE | External | Winter | B19 | 700 | 310 | 0 | 63.71 | 59.71 | 8 | 0
2015 | RMPA_2_NE | RMPA | NE | External | Winter | B20 | 935 | 310 | 0 | 62.49 | 57.49 | 8 | 0
2015 | RMPA_2_SPP_N | RMPA | SPP_N | External | Shoulder | B11 | 25 | 210 | 210 | 65.89 | 84.66 | 8 | 10.78
2015 | RMPA_2_SPP_N | RMPA | SPP_N | External | Shoulder | B12 | 200 | 210 | 0 | 60.98 | 60.09 | 8 | 0
2015 | RMPA_2_SPP_N | RMPA | SPP_N | External | Shoulder | B13 | 600 | 210 | 0 | 60.8 | 59.45 | 8 | 0
2015 | RMPA_2_SPP_N | RMPA | SPP_N | External | Shoulder | B14 | 900 | 210 | 0 | 60.8 | 57.4 | 8 | 0
2015 | RMPA_2_SPP_N | RMPA | SPP_N | External | Shoulder | B15 | 1203 | 210 | 0 | 60.8 | 57.38 | 8 | 0
2015 | RMPA_2_SPP_N | RMPA | SPP_N | External | Summer | B1 | 10 | 210 | 0.01 | 85.62 | 92.6 | 8 | 0
2015 | RMPA_2_SPP_N | RMPA | SPP_N | External | Summer | B2 | 25 | 210 | 210 | 83.38 | 92.6 | 8 | 1.22
2015 | RMPA_2_SPP_N | RMPA | SPP_N | External | Summer | B3 | 75 | 210 | 210 | 83.79 | 92.6 | 8 | 0.81
2015 | RMPA_2_SPP_N | RMPA | SPP_N | External | Summer | B4 | 100 | 210 | 210 | 81.39 | 92.6 | 8 | 3.2
2015 | RMPA_2_SPP_N | RMPA | SPP_N | External | Summer | B5 | 200 | 210 | 210 | 66.44 | 82.06 | 8 | 7.62
2015 | RMPA_2_SPP_N | RMPA | SPP_N | External | Summer | B6 | 300 | 210 | 210 | 59.27 | 72.6 | 8 | 5.34
2015 | RMPA_2_SPP_N | RMPA | SPP_N | External | Summer | B7 | 400 | 210 | 0 | 59.27 | 60.65 | 8 | 0
2015 | RMPA_2_SPP_N | RMPA | SPP_N | External | Summer | B8 | 500 | 210 | 0 | 59.27 | 58.68 | 8 | 0
2015 | RMPA_2_SPP_N | RMPA | SPP_N | External | Summer | B9 | 800 | 210 | 0 | 59.27 | 56.11 | 8 | 0
2015 | RMPA_2_SPP_N | RMPA | SPP_N | External | Summer | B10 | 1262 | 210 | 0 | 59.27 | 55.99 | 8 | 0
2015 | RMPA_2_SPP_N | RMPA | SPP_N | External | Winter | B16 | 25 | 210 | 0 | 68.52 | 72.89 | 8 | 0
2015 | RMPA_2_SPP_N | RMPA | SPP_N | External | Winter | B17 | 100 | 210 | 0 | 63.71 | 61.54 | 8 | 0
2015 | RMPA_2_SPP_N | RMPA | SPP_N | External | Winter | B18 | 400 | 210 | 0 | 63.71 | 59.84 | 8 | 0
2015 | RMPA_2_SPP_N | RMPA | SPP_N | External | Winter | B19 | 700 | 210 | 0 | 63.71 | 59.72 | 8 | 0
2015 | RMPA_2_SPP_N | RMPA | SPP_N | External | Winter | B20 | 935 | 210 | 0 | 62.49 | 57.5 | 8 | 0
2015 | SPP_N_2_RMPA | SPP_N | RMPA | External | Shoulder | B11 | 25 | 210 | 0 | 84.66 | 65.89 | 5 | 0
2015 | SPP_N_2_RMPA | SPP_N | RMPA | External | Shoulder | B12 | 200 | 210 | 0 | 60.09 | 60.98 | 5 | 0
2015 | SPP_N_2_RMPA | SPP_N | RMPA | External | Shoulder | B13 | 600 | 210 | 0 | 59.45 | 60.8 | 5 | 0
2015 | SPP_N_2_RMPA | SPP_N | RMPA | External | Shoulder | B14 | 900 | 210 | 0 | 57.4 | 60.8 | 5 | 0
2015 | SPP_N_2_RMPA | SPP_N | RMPA | External | Shoulder | B15 | 1203 | 210 | 0 | 57.38 | 60.8 | 5 | 0
2015 | SPP_N_2_RMPA | SPP_N | RMPA | External | Summer | B1 | 10 | 210 | 0 | 92.6 | 85.62 | 5 | 0
2015 | SPP_N_2_RMPA | SPP_N | RMPA | External | Summer | B2 | 25 | 210 | 0 | 92.6 | 83.38 | 5 | 0
2015 | SPP_N_2_RMPA | SPP_N | RMPA | External | Summer | B3 | 75 | 210 | 0 | 92.6 | 83.79 | 5 | 0
2015 | SPP_N_2_RMPA | SPP_N | RMPA | External | Summer | B4 | 100 | 210 | 0 | 92.6 | 81.39 | 5 | 0
2015 | SPP_N_2_RMPA | SPP_N | RMPA | External | Summer | B5 | 200 | 210 | 0 | 82.06 | 66.44 | 5 | 0
2015 | SPP_N_2_RMPA | SPP_N | RMPA | External | Summer | B6 | 300 | 210 | 0 | 72.6 | 59.27 | 5 | 0
2015 | SPP_N_2_RMPA | SPP_N | RMPA | External | Summer | B7 | 400 | 210 | 0 | 60.65 | 59.27 | 5 | 0
2015 | SPP_N_2_RMPA | SPP_N | RMPA | External | Summer | B8 | 500 | 210 | 0 | 58.68 | 59.27 | 5 | 0
2015 | SPP_N_2_RMPA | SPP_N | RMPA | External | Summer | B9 | 800 | 210 | 0 | 56.11 | 59.27 | 5 | 0
2015 | SPP_N_2_RMPA | SPP_N | RMPA | External | Summer | B10 | 1262 | 210 | 0 | 55.99 | 59.27 | 5 | 0
2015 | SPP_N_2_RMPA | SPP_N | RMPA | External | Winter | B16 | 25 | 210 | 0 | 72.89 | 68.52 | 5 | 0
2015 | SPP_N_2_RMPA | SPP_N | RMPA | External | Winter | B17 | 100 | 210 | 0 | 61.54 | 63.71 | 5 | 0
2015 | SPP_N_2_RMPA | SPP_N | RMPA | External | Winter | B18 | 400 | 210 | 0 | 59.84 | 63.71 | 5 | 0
2015 | SPP_N_2_RMPA | SPP_N | RMPA | External | Winter | B19 | 700 | 210 | 0 | 59.72 | 63.71 | 5 | 0
2015 | SPP_N_2_RMPA | SPP_N | RMPA | External | Winter | B20 | 935 | 210 | 0.01 | 57.5 | 62.49 | 5 | 0
2015 | SPP_S_2_ERCOT | SPP_S | ERCOT | External | Shoulder | B11 | 25 | 800 | 0 | 83.05 | 84 | 5 | 0
2015 | SPP_S_2_ERCOT | SPP_S | ERCOT | External | Shoulder | B12 | 200 | 800 | 0 | 60.04 | 59.64 | 5 | 0
2015 | SPP_S_2_ERCOT | SPP_S | ERCOT | External | Shoulder | B13 | 600 | 800 | 0 | 59.44 | 57.25 | 5 | 0
2015 | SPP_S_2_ERCOT | SPP_S | ERCOT | External | Shoulder | B14 | 900 | 800 | 0 | 57.39 | 57.25 | 5 | 0
2015 | SPP_S_2_ERCOT | SPP_S | ERCOT | External | Shoulder | B15 | 1203 | 800 | 0 | 57.39 | 57.25 | 5 | 0
2015 | SPP_S_2_ERCOT | SPP_S | ERCOT | External | Summer | B1 | 10 | 800 | 0 | 86.38 | 82.44 | 5 | 0
2015 | SPP_S_2_ERCOT | SPP_S | ERCOT | External | Summer | B2 | 25 | 800 | 0 | 84.87 | 82.44 | 5 | 0
2015 | SPP_S_2_ERCOT | SPP_S | ERCOT | External | Summer | B3 | 75 | 800 | 0 | 84.87 | 82.44 | 5 | 0
2015 | SPP_S_2_ERCOT | SPP_S | ERCOT | External | Summer | B4 | 100 | 800 | 0 | 84.77 | 82.44 | 5 | 0
2015 | SPP_S_2_ERCOT | SPP_S | ERCOT | External | Summer | B5 | 200 | 800 | 0 | 81.19 | 82.44 | 5 | 0
2015 | SPP_S_2_ERCOT | SPP_S | ERCOT | External | Summer | B6 | 300 | 800 | 747.28 | 72.61 | 77.61 | 5 | 0
2015 | SPP_S_2_ERCOT | SPP_S | ERCOT | External | Summer | B7 | 400 | 800 | 0 | 60.66 | 61.33 | 5 | 0
2015 | SPP_S_2_ERCOT | SPP_S | ERCOT | External | Summer | B8 | 500 | 800 | 0 | 58.69 | 56.2 | 5 | 0
2015 | SPP_S_2_ERCOT | SPP_S | ERCOT | External | Summer | B9 | 800 | 800 | 0 | 56.13 | 56.2 | 5 | 0
2015 | SPP_S_2_ERCOT | SPP_S | ERCOT | External | Summer | B10 | 1262 | 800 | 0 | 56 | 56.2 | 5 | 0
2015 | SPP_S_2_ERCOT | SPP_S | ERCOT | External | Winter | B16 | 25 | 800 | 0 | 72.89 | 64.89 | 5 | 0
2015 | SPP_S_2_ERCOT | SPP_S | ERCOT | External | Winter | B17 | 100 | 800 | 0 | 61.55 | 59.45 | 5 | 0
2015 | SPP_S_2_ERCOT | SPP_S | ERCOT | External | Winter | B18 | 400 | 800 | 0 | 59.85 | 59.45 | 5 | 0
2015 | SPP_S_2_ERCOT | SPP_S | ERCOT | External | Winter | B19 | 700 | 800 | 0 | 59.74 | 59.45 | 5 | 0
2015 | SPP_S_2_ERCOT | SPP_S | ERCOT | External | Winter | B20 | 935 | 800 | 0 | 57.51 | 59.45 | 5 | 0
2020 | AZ_NM_SNV_Coal_2_SPP_S | AZ_NM_SNV_Coal | SPP_S | External | Shoulder | B11 | 25 | 400 | 0 | 66.85 | 65.52 | 8.17 | 0
2020 | AZ_NM_SNV_Coal_2_SPP_S | AZ_NM_SNV_Coal | SPP_S | External | Shoulder | B12 | 200 | 400 | 0 | 66.85 | 60.9 | 8.17 | 0
2020 | AZ_NM_SNV_Coal_2_SPP_S | AZ_NM_SNV_Coal | SPP_S | External | Shoulder | B13 | 600 | 400 | 0 | 66.85 | 60.28 | 8.17 | 0
2020 | AZ_NM_SNV_Coal_2_SPP_S | AZ_NM_SNV_Coal | SPP_S | External | Shoulder | B14 | 900 | 400 | 0 | 66.85 | 54.38 | 8.17 | 0
2020 | AZ_NM_SNV_Coal_2_SPP_S | AZ_NM_SNV_Coal | SPP_S | External | Shoulder | B15 | 1203 | 400 | 0 | 66.85 | 42.35 | 8.17 | 0
2020 | AZ_NM_SNV_Coal_2_SPP_S | AZ_NM_SNV_Coal | SPP_S | External | Summer | B1 | 10 | 400 | 0 | 89.34 | 64.4 | 8.17 | 0
2020 | AZ_NM_SNV_Coal_2_SPP_S | AZ_NM_SNV_Coal | SPP_S | External | Summer | B2 | 25 | 400 | 0 | 89.19 | 92.88 | 8.17 | 0
2020 | AZ_NM_SNV_Coal_2_SPP_S | AZ_NM_SNV_Coal | SPP_S | External | Summer | B3 | 75 | 400 | 0 | 89.19 | 94.14 | 8.17 | 0
2020 | AZ_NM_SNV_Coal_2_SPP_S | AZ_NM_SNV_Coal | SPP_S | External | Summer | B4 | 100 | 400 | 0 | 83.53 | 88.3 | 8.17 | 0
2020 | AZ_NM_SNV_Coal_2_SPP_S | AZ_NM_SNV_Coal | SPP_S | External | Summer | B5 | 200 | 400 | 0 | 75.39 | 76.63 | 8.17 | 0
2020 | AZ_NM_SNV_Coal_2_SPP_S | AZ_NM_SNV_Coal | SPP_S | External | Summer | B6 | 300 | 400 | 0 | 73.97 | 68.23 | 8.17 | 0
2020 | AZ_NM_SNV_Coal_2_SPP_S | AZ_NM_SNV_Coal | SPP_S | External | Summer | B7 | 400 | 400 | 0 | 67.2 | 64.4 | 8.17 | 0
2020 | AZ_NM_SNV_Coal_2_SPP_S | AZ_NM_SNV_Coal | SPP_S | External | Summer | B8 | 500 | 400 | 0 | 67.2 | 63.95 | 8.17 | 0
2020 | AZ_NM_SNV_Coal_2_SPP_S | AZ_NM_SNV_Coal | SPP_S | External | Summer | B9 | 800 | 400 | 0 | 66.34 | 63.95 | 8.17 | 0
2020 | AZ_NM_SNV_Coal_2_SPP_S | AZ_NM_SNV_Coal | SPP_S | External | Summer | B10 | 1262 | 400 | 0 | 65.23 | 53.96 | 8.17 | 0
2020 | AZ_NM_SNV_Coal_2_SPP_S | AZ_NM_SNV_Coal | SPP_S | External | Winter | B16 | 25 | 400 | 0 | 69.88 | 65.24 | 8.17 | 0
2020 | AZ_NM_SNV_Coal_2_SPP_S | AZ_NM_SNV_Coal | SPP_S | External | Winter | B17 | 100 | 400 | 0 | 69.88 | 62.72 | 8.17 | 0
2020 | AZ_NM_SNV_Coal_2_SPP_S | AZ_NM_SNV_Coal | SPP_S | External | Winter | B18 | 400 | 400 | 0 | 69.88 | 62.16 | 8.17 | 0
2020 | AZ_NM_SNV_Coal_2_SPP_S | AZ_NM_SNV_Coal | SPP_S | External | Winter | B19 | 700 | 400 | 0 | 69.88 | 59.6 | 8.17 | 0
2020 | AZ_NM_SNV_Coal_2_SPP_S | AZ_NM_SNV_Coal | SPP_S | External | Winter | B20 | 935 | 400 | 0 | 68.83 | 54.15 | 8.17 | 0
2020 | ERCOT_2_SPP_S | ERCOT | SPP_S | External | Shoulder | B11 | 25 | 800 | 0 | 95.94 | 65.52 | 8 | 0
2020 | ERCOT_2_SPP_S | ERCOT | SPP_S | External | Shoulder | B12 | 200 | 800 | 0 | 71.27 | 60.9 | 8 | 0
2020 | ERCOT_2_SPP_S | ERCOT | SPP_S | External | Shoulder | B13 | 600 | 800 | 0 | 65.28 | 60.28 | 8 | 0
2020 | ERCOT_2_SPP_S | ERCOT | SPP_S | External | Shoulder | B14 | 900 | 800 | 0 | 65.28 | 54.38 | 8 | 0
2020 | ERCOT_2_SPP_S | ERCOT | SPP_S | External | Shoulder | B15 | 1203 | 800 | 0 | 65.28 | 42.35 | 8 | 0
2020 | ERCOT_2_SPP_S | ERCOT | SPP_S | External | Summer | B1 | 10 | 800 | 0 | 108.25 | 64.4 | 8 | 0
2020 | ERCOT_2_SPP_S | ERCOT | SPP_S | External | Summer | B2 | 25 | 800 | 0 | 97.88 | 92.88 | 8 | 0
2020 | ERCOT_2_SPP_S | ERCOT | SPP_S | External | Summer | B3 | 75 | 800 | 0 | 94.24 | 94.14 | 8 | 0
2020 | ERCOT_2_SPP_S | ERCOT | SPP_S | External | Summer | B4 | 100 | 800 | 0 | 94.24 | 88.3 | 8 | 0
2020 | ERCOT_2_SPP_S | ERCOT | SPP_S | External | Summer | B5 | 200 | 800 | 0 | 94.24 | 76.63 | 8 | 0
2020 | ERCOT_2_SPP_S | ERCOT | SPP_S | External | Summer | B6 | 300 | 800 | 0 | 94.24 | 68.23 | 8 | 0
2020 | ERCOT_2_SPP_S | ERCOT | SPP_S | External | Summer | B7 | 400 | 800 | 0 | 70.02 | 64.4 | 8 | 0
2020 | ERCOT_2_SPP_S | ERCOT | SPP_S | External | Summer | B8 | 500 | 800 | 0 | 65.93 | 63.95 | 8 | 0
2020 | ERCOT_2_SPP_S | ERCOT | SPP_S | External | Summer | B9 | 800 | 800 | 0 | 64.14 | 63.95 | 8 | 0
2020 | ERCOT_2_SPP_S | ERCOT | SPP_S | External | Summer | B10 | 1262 | 800 | 0 | 64.14 | 53.96 | 8 | 0
2020 | ERCOT_2_SPP_S | ERCOT | SPP_S | External | Winter | B16 | 25 | 800 | 0 | 87.72 | 65.24 | 8 | 0
2020 | ERCOT_2_SPP_S | ERCOT | SPP_S | External | Winter | B17 | 100 | 800 | 0 | 69.29 | 62.72 | 8 | 0
2020 | ERCOT_2_SPP_S | ERCOT | SPP_S | External | Winter | B18 | 400 | 800 | 0 | 67.74 | 62.16 | 8 | 0
2020 | ERCOT_2_SPP_S | ERCOT | SPP_S | External | Winter | B19 | 700 | 800 | 0 | 67.74 | 59.6 | 8 | 0
2020 | ERCOT_2_SPP_S | ERCOT | SPP_S | External | Winter | B20 | 935 | 800 | 0 | 67.74 | 54.15 | 8 | 0
2020 | MAPP_US_2_RMPA | MAPP_US | RMPA | External | Shoulder | B11 | 25 | 200 | 0 | 63.51 | 70.35 | 8 | 0
2020 | MAPP_US_2_RMPA | MAPP_US | RMPA | External | Shoulder | B12 | 200 | 200 | 200 | 58.87 | 70.35 | 8 | 3.48
2020 | MAPP_US_2_RMPA | MAPP_US | RMPA | External | Shoulder | B13 | 600 | 200 | 200 | 56.66 | 68.33 | 8 | 3.67
2020 | MAPP_US_2_RMPA | MAPP_US | RMPA | External | Shoulder | B14 | 900 | 200 | 200 | 56.66 | 68.33 | 8 | 3.67
2020 | MAPP_US_2_RMPA | MAPP_US | RMPA | External | Shoulder | B15 | 1203 | 200 | 200 | 51.44 | 67.23 | 8 | 7.78
2020 | MAPP_US_2_RMPA | MAPP_US | RMPA | External | Summer | B1 | 10 | 200 | 0 | 93.46 | 97.51 | 8 | 0
2020 | MAPP_US_2_RMPA | MAPP_US | RMPA | External | Summer | B2 | 25 | 200 | 0 | 92.15 | 91.97 | 8 | 0
2020 | MAPP_US_2_RMPA | MAPP_US | RMPA | External | Summer | B3 | 75 | 200 | 0 | 92.15 | 91.97 | 8 | 0
2020 | MAPP_US_2_RMPA | MAPP_US | RMPA | External | Summer | B4 | 100 | 200 | 0 | 86.28 | 83.53 | 8 | 0
2020 | MAPP_US_2_RMPA | MAPP_US | RMPA | External | Summer | B5 | 200 | 200 | 0 | 74.62 | 68.62 | 8 | 0
2020 | MAPP_US_2_RMPA | MAPP_US | RMPA | External | Summer | B6 | 300 | 200 | 0 | 65.98 | 68.58 | 8 | 0
2020 | MAPP_US_2_RMPA | MAPP_US | RMPA | External | Summer | B7 | 400 | 200 | 200 | 57.97 | 68.58 | 8 | 2.61
2020 | MAPP_US_2_RMPA | MAPP_US | RMPA | External | Summer | B8 | 500 | 200 | 200 | 55.45 | 68.58 | 8 | 5.13
2020 | MAPP_US_2_RMPA | MAPP_US | RMPA | External | Summer | B9 | 800 | 200 | 200 | 55.45 | 67.2 | 8 | 3.75
2020 | MAPP_US_2_RMPA | MAPP_US | RMPA | External | Summer | B10 | 1262 | 200 | 200 | 55.45 | 67.2 | 8 | 3.75
2020 | MAPP_US_2_RMPA | MAPP_US | RMPA | External | Winter | B16 | 25 | 200 | 200 | 57.58 | 73.69 | 8 | 8.12
2020 | MAPP_US_2_RMPA | MAPP_US | RMPA | External | Winter | B17 | 100 | 200 | 200 | 60.13 | 73.69 | 8 | 5.56
2020 | MAPP_US_2_RMPA | MAPP_US | RMPA | External | Winter | B18 | 400 | 200 | 200 | 60.13 | 72.64 | 8 | 4.51
2020 | MAPP_US_2_RMPA | MAPP_US | RMPA | External | Winter | B19 | 700 | 200 | 200 | 60.13 | 72.64 | 8 | 4.51
2020 | MAPP_US_2_RMPA | MAPP_US | RMPA | External | Winter | B20 | 935 | 200 | 0 | 55.39 | 61.85 | 8 | 0
2020 | NE_2_RMPA | NE | RMPA | External | Shoulder | B11 | 25 | 310 | 0.04 | 65.51 | 70.35 | 5 | 0
2020 | NE_2_RMPA | NE | RMPA | External | Shoulder | B12 | 200 | 310 | 310 | 60.87 | 70.35 | 5 | 4.48
2020 | NE_2_RMPA | NE | RMPA | External | Shoulder | B13 | 600 | 310 | 310 | 58.66 | 68.33 | 5 | 4.67
2020 | NE_2_RMPA | NE | RMPA | External | Shoulder | B14 | 900 | 310 | 310 | 54.37 | 68.33 | 5 | 8.96
2020 | NE_2_RMPA | NE | RMPA | External | Shoulder | B15 | 1203 | 310 | 310 | 46.44 | 67.23 | 5 | 15.78
2020 | NE_2_RMPA | NE | RMPA | External | Summer | B1 | 10 | 310 | 0 | 95.46 | 97.51 | 5 | 0
2020 | NE_2_RMPA | NE | RMPA | External | Summer | B2 | 25 | 310 | 0 | 94.15 | 91.97 | 5 | 0
2020 | NE_2_RMPA | NE | RMPA | External | Summer | B3 | 75 | 310 | 0 | 94.15 | 91.97 | 5 | 0
2020 | NE_2_RMPA | NE | RMPA | External | Summer | B4 | 100 | 310 | 0 | 88.28 | 83.53 | 5 | 0
2020 | NE_2_RMPA | NE | RMPA | External | Summer | B5 | 200 | 310 | 0 | 76.62 | 68.62 | 5 | 0
2020 | NE_2_RMPA | NE | RMPA | External | Summer | B6 | 300 | 310 | 0 | 67.98 | 68.58 | 5 | 0
2020 | NE_2_RMPA | NE | RMPA | External | Summer | B7 | 400 | 310 | 310 | 59.97 | 68.58 | 5 | 3.61
2020 | NE_2_RMPA | NE | RMPA | External | Summer | B8 | 500 | 310 | 310 | 57.14 | 68.58 | 5 | 6.44
2020 | NE_2_RMPA | NE | RMPA | External | Summer | B9 | 800 | 310 | 310 | 55.15 | 67.2 | 5 | 7.05
2020 | NE_2_RMPA | NE | RMPA | External | Summer | B10 | 1262 | 310 | 310 | 53.93 | 67.2 | 5 | 8.27
2020 | NE_2_RMPA | NE | RMPA | External | Winter | B16 | 25 | 310 | 310 | 40.66 | 73.69 | 5 | 28.04
2020 | NE_2_RMPA | NE | RMPA | External | Winter | B17 | 100 | 310 | 310 | 55.13 | 73.69 | 5 | 13.56
2020 | NE_2_RMPA | NE | RMPA | External | Winter | B18 | 400 | 310 | 310 | 59.58 | 72.64 | 5 | 8.06
2020 | NE_2_RMPA | NE | RMPA | External | Winter | B19 | 700 | 310 | 310 | 59.58 | 72.64 | 5 | 8.06
2020 | NE_2_RMPA | NE | RMPA | External | Winter | B20 | 935 | 310 | 310 | 50.39 | 61.85 | 5 | 6.46
2020 | NWPP_Coal_2_MAPP_US | NWPP_Coal | MAPP_US | External | Shoulder | B11 | 25 | 150 | 0 | 75.39 | 63.51 | 8 | 0
2020 | NWPP_Coal_2_MAPP_US | NWPP_Coal | MAPP_US | External | Shoulder | B12 | 200 | 150 | 0 | 75.39 | 58.87 | 8 | 0
2020 | NWPP_Coal_2_MAPP_US | NWPP_Coal | MAPP_US | External | Shoulder | B13 | 600 | 150 | 0 | 75.39 | 56.66 | 8 | 0
2020 | NWPP_Coal_2_MAPP_US | NWPP_Coal | MAPP_US | External | Shoulder | B14 | 900 | 150 | 0 | 75.39 | 56.66 | 8 | 0
2020 | NWPP_Coal_2_MAPP_US | NWPP_Coal | MAPP_US | External | Shoulder | B15 | 1203 | 150 | 0 | 75.39 | 51.44 | 8 | 0
2020 | NWPP_Coal_2_MAPP_US | NWPP_Coal | MAPP_US | External | Summer | B1 | 10 | 150 | 150 | 81.18 | 93.46 | 8 | 4.28
2020 | NWPP_Coal_2_MAPP_US | NWPP_Coal | MAPP_US | External | Summer | B2 | 25 | 150 | 150 | 76.9 | 92.15 | 8 | 7.25
2020 | NWPP_Coal_2_MAPP_US | NWPP_Coal | MAPP_US | External | Summer | B3 | 75 | 150 | 150 | 75.37 | 92.15 | 8 | 8.77
2020 | NWPP_Coal_2_MAPP_US | NWPP_Coal | MAPP_US | External | Summer | B4 | 100 | 150 | 150 | 75.36 | 86.28 | 8 | 2.91
2020 | NWPP_Coal_2_MAPP_US | NWPP_Coal | MAPP_US | External | Summer | B5 | 200 | 150 | 0 | 75.36 | 74.62 | 8 | 0
2020 | NWPP_Coal_2_MAPP_US | NWPP_Coal | MAPP_US | External | Summer | B6 | 300 | 150 | 0 | 75.36 | 65.98 | 8 | 0
2020 | NWPP_Coal_2_MAPP_US | NWPP_Coal | MAPP_US | External | Summer | B7 | 400 | 150 | 0 | 75.36 | 57.97 | 8 | 0
2020 | NWPP_Coal_2_MAPP_US | NWPP_Coal | MAPP_US | External | Summer | B8 | 500 | 150 | 0 | 75.36 | 55.45 | 8 | 0
2020 | NWPP_Coal_2_MAPP_US | NWPP_Coal | MAPP_US | External | Summer | B9 | 800 | 150 | 0 | 75.36 | 55.45 | 8 | 0
2020 | NWPP_Coal_2_MAPP_US | NWPP_Coal | MAPP_US | External | Summer | B10 | 1262 | 150 | 0 | 75.36 | 55.45 | 8 | 0
2020 | NWPP_Coal_2_MAPP_US | NWPP_Coal | MAPP_US | External | Winter | B16 | 25 | 150 | 0 | 79.06 | 57.58 | 8 | 0
2020 | NWPP_Coal_2_MAPP_US | NWPP_Coal | MAPP_US | External | Winter | B17 | 100 | 150 | 0 | 79.06 | 60.13 | 8 | 0
2020 | NWPP_Coal_2_MAPP_US | NWPP_Coal | MAPP_US | External | Winter | B18 | 400 | 150 | 0 | 79.06 | 60.13 | 8 | 0
2020 | NWPP_Coal_2_MAPP_US | NWPP_Coal | MAPP_US | External | Winter | B19 | 700 | 150 | 0 | 79.06 | 60.13 | 8 | 0
2020 | NWPP_Coal_2_MAPP_US | NWPP_Coal | MAPP_US | External | Winter | B20 | 935 | 150 | 0 | 79.06 | 55.39 | 8 | 0
2020 | RMPA_2_MAPP_US | RMPA | MAPP_US | External | Shoulder | B11 | 25 | 200 | 0 | 70.35 | 63.51 | 8 | 0
2020 | RMPA_2_MAPP_US | RMPA | MAPP_US | External | Shoulder | B12 | 200 | 200 | 0 | 70.35 | 58.87 | 8 | 0
2020 | RMPA_2_MAPP_US | RMPA | MAPP_US | External | Shoulder | B13 | 600 | 200 | 0 | 68.33 | 56.66 | 8 | 0
2020 | RMPA_2_MAPP_US | RMPA | MAPP_US | External | Shoulder | B14 | 900 | 200 | 0 | 68.33 | 56.66 | 8 | 0
2020 | RMPA_2_MAPP_US | RMPA | MAPP_US | External | Shoulder | B15 | 1203 | 200 | 0 | 67.23 | 51.44 | 8 | 0
2020 | RMPA_2_MAPP_US | RMPA | MAPP_US | External | Summer | B1 | 10 | 200 | 0 | 97.51 | 93.46 | 8 | 0
2020 | RMPA_2_MAPP_US | RMPA | MAPP_US | External | Summer | B2 | 25 | 200 | 0 | 91.97 | 92.15 | 8 | 0
2020 | RMPA_2_MAPP_US | RMPA | MAPP_US | External | Summer | B3 | 75 | 200 | 0 | 91.97 | 92.15 | 8 | 0
2020 | RMPA_2_MAPP_US | RMPA | MAPP_US | External | Summer | B4 | 100 | 200 | 0 | 83.53 | 86.28 | 8 | 0
2020 | RMPA_2_MAPP_US | RMPA | MAPP_US | External | Summer | B5 | 200 | 200 | 0 | 68.62 | 74.62 | 8 | 0
2020 | RMPA_2_MAPP_US | RMPA | MAPP_US | External | Summer | B6 | 300 | 200 | 0 | 68.58 | 65.98 | 8 | 0
2020 | RMPA_2_MAPP_US | RMPA | MAPP_US | External | Summer | B7 | 400 | 200 | 0 | 68.58 | 57.97 | 8 | 0
2020 | RMPA_2_MAPP_US | RMPA | MAPP_US | External | Summer | B8 | 500 | 200 | 0 | 68.58 | 55.45 | 8 | 0
2020 | RMPA_2_MAPP_US | RMPA | MAPP_US | External | Summer | B9 | 800 | 200 | 0 | 67.2 | 55.45 | 8 | 0
2020 | RMPA_2_MAPP_US | RMPA | MAPP_US | External | Summer | B10 | 1262 | 200 | 0 | 67.2 | 55.45 | 8 | 0
2020 | RMPA_2_MAPP_US | RMPA | MAPP_US | External | Winter | B16 | 25 | 200 | 0 | 73.69 | 57.58 | 8 | 0
2020 | RMPA_2_MAPP_US | RMPA | MAPP_US | External | Winter | B17 | 100 | 200 | 0 | 73.69 | 60.13 | 8 | 0
2020 | RMPA_2_MAPP_US | RMPA | MAPP_US | External | Winter | B18 | 400 | 200 | 0 | 72.64 | 60.13 | 8 | 0
2020 | RMPA_2_MAPP_US | RMPA | MAPP_US | External | Winter | B19 | 700 | 200 | 0 | 72.64 | 60.13 | 8 | 0
2020 | RMPA_2_MAPP_US | RMPA | MAPP_US | External | Winter | B20 | 935 | 200 | 0 | 61.85 | 55.39 | 8 | 0
2020 | RMPA_2_NE | RMPA | NE | External | Shoulder | B11 | 25 | 310 | 0 | 70.35 | 65.51 | 8 | 0
2020 | RMPA_2_NE | RMPA | NE | External | Shoulder | B12 | 200 | 310 | 0 | 70.35 | 60.87 | 8 | 0
2020 | RMPA_2_NE | RMPA | NE | External | Shoulder | B13 | 600 | 310 | 0 | 68.33 | 58.66 | 8 | 0
2020 | RMPA_2_NE | RMPA | NE | External | Shoulder | B14 | 900 | 310 | 0 | 68.33 | 54.37 | 8 | 0
2020 | RMPA_2_NE | RMPA | NE | External | Shoulder | B15 | 1203 | 310 | 0 | 67.23 | 46.44 | 8 | 0
2020 | RMPA_2_NE | RMPA | NE | External | Summer | B1 | 10 | 310 | 0 | 97.51 | 95.46 | 8 | 0
2020 | RMPA_2_NE | RMPA | NE | External | Summer | B2 | 25 | 310 | 0 | 91.97 | 94.15 | 8 | 0
2020 | RMPA_2_NE | RMPA | NE | External | Summer | B3 | 75 | 310 | 0 | 91.97 | 94.15 | 8 | 0
2020 | RMPA_2_NE | RMPA | NE | External | Summer | B4 | 100 | 310 | 0 | 83.53 | 88.28 | 8 | 0
2020 | RMPA_2_NE | RMPA | NE | External | Summer | B5 | 200 | 310 | 8.32 | 68.62 | 76.62 | 8 | 0
2020 | RMPA_2_NE | RMPA | NE | External | Summer | B6 | 300 | 310 | 0 | 68.58 | 67.98 | 8 | 0
2020 | RMPA_2_NE | RMPA | NE | External | Summer | B7 | 400 | 310 | 0 | 68.58 | 59.97 | 8 | 0
2020 | RMPA_2_NE | RMPA | NE | External | Summer | B8 | 500 | 310 | 0 | 68.58 | 57.14 | 8 | 0
2020 | RMPA_2_NE | RMPA | NE | External | Summer | B9 | 800 | 310 | 0 | 67.2 | 55.15 | 8 | 0
2020 | RMPA_2_NE | RMPA | NE | External | Summer | B10 | 1262 | 310 | 0 | 67.2 | 53.93 | 8 | 0
2020 | RMPA_2_NE | RMPA | NE | External | Winter | B16 | 25 | 310 | 0 | 73.69 | 40.66 | 8 | 0
2020 | RMPA_2_NE | RMPA | NE | External | Winter | B17 | 100 | 310 | 0 | 73.69 | 55.13 | 8 | 0
2020 | RMPA_2_NE | RMPA | NE | External | Winter | B18 | 400 | 310 | 0 | 72.64 | 59.58 | 8 | 0
2020 | RMPA_2_NE | RMPA | NE | External | Winter | B19 | 700 | 310 | 0 | 72.64 | 59.58 | 8 | 0
2020 | RMPA_2_NE | RMPA | NE | External | Winter | B20 | 935 | 310 | 0 | 61.85 | 50.39 | 8 | 0
2020 | RMPA_2_SPP_N | RMPA | SPP_N | External | Shoulder | B11 | 25 | 210 | 0 | 70.35 | 65.52 | 8 | 0
2020 | RMPA_2_SPP_N | RMPA | SPP_N | External | Shoulder | B12 | 200 | 210 | 0 | 70.35 | 60.89 | 8 | 0
2020 | RMPA_2_SPP_N | RMPA | SPP_N | External | Shoulder | B13 | 600 | 210 | 0 | 68.33 | 60.27 | 8 | 0
2020 | RMPA_2_SPP_N | RMPA | SPP_N | External | Shoulder | B14 | 900 | 210 | 0 | 68.33 | 54.38 | 8 | 0
2020 | RMPA_2_SPP_N | RMPA | SPP_N | External | Shoulder | B15 | 1203 | 210 | 0 | 67.23 | 46.46 | 8 | 0
2020 | RMPA_2_SPP_N | RMPA | SPP_N | External | Summer | B1 | 10 | 210 | 0 | 97.51 | 64.82 | 8 | 0
2020 | RMPA_2_SPP_N | RMPA | SPP_N | External | Summer | B2 | 25 | 210 | 0 | 91.97 | 92.88 | 8 | 0
2020 | RMPA_2_SPP_N | RMPA | SPP_N | External | Summer | B3 | 75 | 210 | 0 | 91.97 | 94.15 | 8 | 0
2020 | RMPA_2_SPP_N | RMPA | SPP_N | External | Summer | B4 | 100 | 210 | 0 | 83.53 | 88.29 | 8 | 0
2020 | RMPA_2_SPP_N | RMPA | SPP_N | External | Summer | B5 | 200 | 210 | 209.92 | 68.62 | 76.63 | 8 | 0.01
2020 | RMPA_2_SPP_N | RMPA | SPP_N | External | Summer | B6 | 300 | 210 | 0 | 68.58 | 68.21 | 8 | 0
2020 | RMPA_2_SPP_N | RMPA | SPP_N | External | Summer | B7 | 400 | 210 | 0 | 68.58 | 64.39 | 8 | 0
2020 | RMPA_2_SPP_N | RMPA | SPP_N | External | Summer | B8 | 500 | 210 | 0 | 68.58 | 61.9 | 8 | 0
2020 | RMPA_2_SPP_N | RMPA | SPP_N | External | Summer | B9 | 800 | 210 | 0 | 67.2 | 59.19 | 8 | 0
2020 | RMPA_2_SPP_N | RMPA | SPP_N | External | Summer | B10 | 1262 | 210 | 0 | 67.2 | 53.95 | 8 | 0
2020 | RMPA_2_SPP_N | RMPA | SPP_N | External | Winter | B16 | 25 | 210 | 0 | 73.69 | 65.23 | 8 | 0
2020 | RMPA_2_SPP_N | RMPA | SPP_N | External | Winter | B17 | 100 | 210 | 0 | 73.69 | 62.71 | 8 | 0
2020 | RMPA_2_SPP_N | RMPA | SPP_N | External | Winter | B18 | 400 | 210 | 0 | 72.64 | 62.14 | 8 | 0
2020 | RMPA_2_SPP_N | RMPA | SPP_N | External | Winter | B19 | 700 | 210 | 0 | 72.64 | 59.59 | 8 | 0
2020 | RMPA_2_SPP_N | RMPA | SPP_N | External | Winter | B20 | 935 | 210 | 0 | 61.85 | 54.15 | 8 | 0
2020 | SPP_N_2_RMPA | SPP_N | RMPA | External | Shoulder | B11 | 25 | 210 | 0.04 | 65.52 | 70.35 | 5 | 0
2020 | SPP_N_2_RMPA | SPP_N | RMPA | External | Shoulder | B12 | 200 | 210 | 210 | 60.89 | 70.35 | 5 | 4.46
2020 | SPP_N_2_RMPA | SPP_N | RMPA | External | Shoulder | B13 | 600 | 210 | 210 | 60.27 | 68.33 | 5 | 3.05
2020 | SPP_N_2_RMPA | SPP_N | RMPA | External | Shoulder | B14 | 900 | 210 | 210 | 54.38 | 68.33 | 5 | 8.95
2020 | SPP_N_2_RMPA | SPP_N | RMPA | External | Shoulder | B15 | 1203 | 210 | 210 | 46.46 | 67.23 | 5 | 15.77
2020 | SPP_N_2_RMPA | SPP_N | RMPA | External | Summer | B1 | 10 | 210 | 210 | 64.82 | 97.51 | 5 | 27.69
2020 | SPP_N_2_RMPA | SPP_N | RMPA | External | Summer | B2 | 25 | 210 | 0 | 92.88 | 91.97 | 5 | 0
2020 | SPP_N_2_RMPA | SPP_N | RMPA | External | Summer | B3 | 75 | 210 | 0 | 94.15 | 91.97 | 5 | 0
2020 | SPP_N_2_RMPA | SPP_N | RMPA | External | Summer | B4 | 100 | 210 | 0 | 88.29 | 83.53 | 5 | 0
2020 | SPP_N_2_RMPA | SPP_N | RMPA | External | Summer | B5 | 200 | 210 | 0 | 76.63 | 68.62 | 5 | 0
2020 | SPP_N_2_RMPA | SPP_N | RMPA | External | Summer | B6 | 300 | 210 | 0 | 68.21 | 68.58 | 5 | 0
2020 | SPP_N_2_RMPA | SPP_N | RMPA | External | Summer | B7 | 400 | 210 | 0 | 64.39 | 68.58 | 5 | 0
2020 | SPP_N_2_RMPA | SPP_N | RMPA | External | Summer | B8 | 500 | 210 | 210 | 61.9 | 68.58 | 5 | 1.68
2020 | SPP_N_2_RMPA | SPP_N | RMPA | External | Summer | B9 | 800 | 210 | 210 | 59.19 | 67.2 | 5 | 3.01
2020 | SPP_N_2_RMPA | SPP_N | RMPA | External | Summer | B10 | 1262 | 210 | 210 | 53.95 | 67.2 | 5 | 8.25
2020 | SPP_N_2_RMPA | SPP_N | RMPA | External | Winter | B16 | 25 | 210 | 210 | 65.23 | 73.69 | 5 | 3.47
2020 | SPP_N_2_RMPA | SPP_N | RMPA | External | Winter | B17 | 100 | 210 | 210 | 62.71 | 73.69 | 5 | 5.98
2020 | SPP_N_2_RMPA | SPP_N | RMPA | External | Winter | B18 | 400 | 210 | 210 | 62.14 | 72.64 | 5 | 5.49
2020 | SPP_N_2_RMPA | SPP_N | RMPA | External | Winter | B19 | 700 | 210 | 210 | 59.59 | 72.64 | 5 | 8.05
2020 | SPP_N_2_RMPA | SPP_N | RMPA | External | Winter | B20 | 935 | 210 | 210 | 54.15 | 61.85 | 5 | 2.7
2020 | SPP_S_2_ERCOT | SPP_S | ERCOT | External | Shoulder | B11 | 25 | 800 | 800 | 65.52 | 95.94 | 5 | 25.42
2020 | SPP_S_2_ERCOT | SPP_S | ERCOT | External | Shoulder | B12 | 200 | 800 | 800 | 60.9 | 71.27 | 5 | 5.38
2020 | SPP_S_2_ERCOT | SPP_S | ERCOT | External | Shoulder | B13 | 600 | 800 | 0.03 | 60.28 | 65.28 | 5 | 0
2020 | SPP_S_2_ERCOT | SPP_S | ERCOT | External | Shoulder | B14 | 900 | 800 | 800 | 54.38 | 65.28 | 5 | 5.9
2020 | SPP_S_2_ERCOT | SPP_S | ERCOT | External | Shoulder | B15 | 1203 | 800 | 800 | 42.35 | 65.28 | 5 | 17.93
2020 | SPP_S_2_ERCOT | SPP_S | ERCOT | External | Summer | B1 | 10 | 800 | 800 | 64.4 | 108.25 | 5 | 38.85
2020 | SPP_S_2_ERCOT | SPP_S | ERCOT | External | Summer | B2 | 25 | 800 | 449.76 | 92.88 | 97.88 | 5 | 0
2020 | SPP_S_2_ERCOT | SPP_S | ERCOT | External | Summer | B3 | 75 | 800 | 0 | 94.14 | 94.24 | 5 | 0
2020 | SPP_S_2_ERCOT | SPP_S | ERCOT | External | Summer | B4 | 100 | 800 | 800 | 88.3 | 94.24 | 5 | 0.94
2020 | SPP_S_2_ERCOT | SPP_S | ERCOT | External | Summer | B5 | 200 | 800 | 800 | 76.63 | 94.24 | 5 | 12.61
2020 | SPP_S_2_ERCOT | SPP_S | ERCOT | External | Summer | B6 | 300 | 800 | 800 | 68.23 | 94.24 | 5 | 21.02
2020 | SPP_S_2_ERCOT | SPP_S | ERCOT | External | Summer | B7 | 400 | 800 | 800 | 64.4 | 70.02 | 5 | 0.62
2020 | SPP_S_2_ERCOT | SPP_S | ERCOT | External | Summer | B8 | 500 | 800 | 0 | 63.95 | 65.93 | 5 | 0
2020 | SPP_S_2_ERCOT | SPP_S | ERCOT | External | Summer | B9 | 800 | 800 | 0 | 63.95 | 64.14 | 5 | 0
2020 | SPP_S_2_ERCOT | SPP_S | ERCOT | External | Summer | B10 | 1262 | 800 | 800 | 53.96 | 64.14 | 5 | 5.18
2020 | SPP_S_2_ERCOT | SPP_S | ERCOT | External | Winter | B16 | 25 | 800 | 800 | 65.24 | 87.72 | 5 | 17.48
2020 | SPP_S_2_ERCOT | SPP_S | ERCOT | External | Winter | B17 | 100 | 800 | 800 | 62.72 | 69.29 | 5 | 1.56
2020 | SPP_S_2_ERCOT | SPP_S | ERCOT | External | Winter | B18 | 400 | 800 | 800 | 62.16 | 67.74 | 5 | 0.59
2020 | SPP_S_2_ERCOT | SPP_S | ERCOT | External | Winter | B19 | 700 | 800 | 800 | 59.6 | 67.74 | 5 | 3.14
2020 | SPP_S_2_ERCOT | SPP_S | ERCOT | External | Winter | B20 | 935 | 800 | 800 | 54.15 | 67.74 | 5 | 8.59
2025 | AZ_NM_SNV_Coal_2_SPP_S | AZ_NM_SNV_Coal | SPP_S | External | Shoulder | B11 | 25 | 400 | 0 | 72.49 | 70.5 | 8.17 | 0
2025 | AZ_NM_SNV_Coal_2_SPP_S | AZ_NM_SNV_Coal | SPP_S | External | Shoulder | B12 | 200 | 400 | 0 | 72.49 | 61.37 | 8.17 | 0
2025 | AZ_NM_SNV_Coal_2_SPP_S | AZ_NM_SNV_Coal | SPP_S | External | Shoulder | B13 | 600 | 400 | 0 | 72.49 | 55.71 | 8.17 | 0
2025 | AZ_NM_SNV_Coal_2_SPP_S | AZ_NM_SNV_Coal | SPP_S | External | Shoulder | B14 | 900 | 400 | 0 | 72.49 | 0.01 | 8.17 | 0
2025 | AZ_NM_SNV_Coal_2_SPP_S | AZ_NM_SNV_Coal | SPP_S | External | Shoulder | B15 | 1203 | 400 | 0 | 72.49 | 0.01 | 8.17 | 0
2025 | AZ_NM_SNV_Coal_2_SPP_S | AZ_NM_SNV_Coal | SPP_S | External | Summer | B1 | 10 | 400 | 0 | 100.15 | 0.03 | 8.17 | 0
2025 | AZ_NM_SNV_Coal_2_SPP_S | AZ_NM_SNV_Coal | SPP_S | External | Summer | B2 | 25 | 400 | 0 | 97.41 | 97.39 | 8.17 | 0
2025 | AZ_NM_SNV_Coal_2_SPP_S | AZ_NM_SNV_Coal | SPP_S | External | Summer | B3 | 75 | 400 | 0 | 93.48 | 101.08 | 8.17 | 0
2025 | AZ_NM_SNV_Coal_2_SPP_S | AZ_NM_SNV_Coal | SPP_S | External | Summer | B4 | 100 | 400 | 0 | 88.51 | 96.09 | 8.17 | 0
2025 | AZ_NM_SNV_Coal_2_SPP_S | AZ_NM_SNV_Coal | SPP_S | External | Summer | B5 | 200 | 400 | 400 | 80.88 | 90.04 | 8.17 | 1
2025 | AZ_NM_SNV_Coal_2_SPP_S | AZ_NM_SNV_Coal | SPP_S | External | Summer | B6 | 300 | 400 | 0 | 80.35 | 75.36 | 8.17 | 0
2025 | AZ_NM_SNV_Coal_2_SPP_S | AZ_NM_SNV_Coal | SPP_S | External | Summer | B7 | 400 | 400 | 0 | 75.3 | 70.08 | 8.17 | 0
2025 | AZ_NM_SNV_Coal_2_SPP_S | AZ_NM_SNV_Coal | SPP_S | External | Summer | B8 | 500 | 400 | 0 | 73.16 | 68.95 | 8.17 | 0
2025 | AZ_NM_SNV_Coal_2_SPP_S | AZ_NM_SNV_Coal | SPP_S | External | Summer | B9 | 800 | 400 | 0 | 72.18 | 64.16 | 8.17 | 0
2025 | AZ_NM_SNV_Coal_2_SPP_S | AZ_NM_SNV_Coal | SPP_S | External | Summer | B10 | 1262 | 400 | 0 | 70.69 | 49.22 | 8.17 | 0
2025 | AZ_NM_SNV_Coal_2_SPP_S | AZ_NM_SNV_Coal | SPP_S | External | Winter | B16 | 25 | 400 | 0 | 75.85 | 0.03 | 8.17 | 0
2025 | AZ_NM_SNV_Coal_2_SPP_S | AZ_NM_SNV_Coal | SPP_S | External | Winter | B17 | 100 | 400 | 0 | 75.85 | 0.03 | 8.17 | 0
2025 | AZ_NM_SNV_Coal_2_SPP_S | AZ_NM_SNV_Coal | SPP_S | External | Winter | B18 | 400 | 400 | 0 | 75.85 | 59.03 | 8.17 | 0
2025 | AZ_NM_SNV_Coal_2_SPP_S | AZ_NM_SNV_Coal | SPP_S | External | Winter | B19 | 700 | 400 | 0 | 75.85 | 46.95 | 8.17 | 0
2025 | AZ_NM_SNV_Coal_2_SPP_S | AZ_NM_SNV_Coal | SPP_S | External | Winter | B20 | 935 | 400 | 0 | 74.8 | 0.01 | 8.17 | 0
2025 | ERCOT_2_SPP_S | ERCOT | SPP_S | External | Shoulder | B11 | 25 | 800 | 0 | 81.97 | 70.5 | 8 | 0
2025 | ERCOT_2_SPP_S | ERCOT | SPP_S | External | Shoulder | B12 | 200 | 800 | 0 | 70.42 | 61.37 | 8 | 0
2025 | ERCOT_2_SPP_S | ERCOT | SPP_S | External | Shoulder | B13 | 600 | 800 | 0 | 70.42 | 55.71 | 8 | 0
2025 | ERCOT_2_SPP_S | ERCOT | SPP_S | External | Shoulder | B14 | 900 | 800 | 0 | 70.42 | 0.01 | 8 | 0
2025 | ERCOT_2_SPP_S | ERCOT | SPP_S | External | Shoulder | B15 | 1203 | 800 | 0 | 61.3 | 0.01 | 8 | 0
2025 | ERCOT_2_SPP_S | ERCOT | SPP_S | External | Summer | B1 | 10 | 800 | 0 | 110.2 | 0.03 | 8 | 0
2025 | ERCOT_2_SPP_S | ERCOT | SPP_S | External | Summer | B2 | 25 | 800 | 0 | 101.72 | 97.39 | 8 | 0
2025 | ERCOT_2_SPP_S | ERCOT | SPP_S | External | Summer | B3 | 75 | 800 | 0 | 101.72 | 101.08 | 8 | 0
2025 | ERCOT_2_SPP_S | ERCOT | SPP_S | External | Summer | B4 | 100 | 800 | 0 | 101.72 | 96.09 | 8 | 0
2025 | ERCOT_2_SPP_S | ERCOT | SPP_S | External | Summer | B5 | 200 | 800 | 0 | 101.72 | 90.04 | 8 | 0
2025 | ERCOT_2_SPP_S | ERCOT | SPP_S | External | Summer | B6 | 300 | 800 | 0 | 80.36 | 75.36 | 8 | 0
2025 | ERCOT_2_SPP_S | ERCOT | SPP_S | External | Summer | B7 | 400 | 800 | 0 | 75.53 | 70.08 | 8 | 0
2025 | ERCOT_2_SPP_S | ERCOT | SPP_S | External | Summer | B8 | 500 | 800 | 0 | 69.16 | 68.95 | 8 | 0
2025 | ERCOT_2_SPP_S | ERCOT | SPP_S | External | Summer | B9 | 800 | 800 | 0 | 69.16 | 64.16 | 8 | 0
2025 | ERCOT_2_SPP_S | ERCOT | SPP_S | External | Summer | B10 | 1262 | 800 | 0 | 69.16 | 49.22 | 8 | 0
2025 | ERCOT_2_SPP_S | ERCOT | SPP_S | External | Winter | B16 | 25 | 800 | 0 | 79.09 | 0.03 | 8 | 0
2025 | ERCOT_2_SPP_S | ERCOT | SPP_S | External | Winter | B17 | 100 | 800 | 0 | 73.13 | 0.03 | 8 | 0
2025 | ERCOT_2_SPP_S | ERCOT | SPP_S | External | Winter | B18 | 400 | 800 | 0 | 73.13 | 59.03 | 8 | 0
2025 | ERCOT_2_SPP_S | ERCOT | SPP_S | External | Winter | B19 | 700 | 800 | 0 | 73.13 | 46.95 | 8 | 0
2025 | ERCOT_2_SPP_S | ERCOT | SPP_S | External | Winter | B20 | 935 | 800 | 0 | 63.61 | 0.01 | 8 | 0
2025 | MAPP_US_2_RMPA | MAPP_US | RMPA | External | Shoulder | B11 | 25 | 200 | 200 | 66.67 | 76.45 | 8 | 1.78
2025 | MAPP_US_2_RMPA | MAPP_US | RMPA | External | Shoulder | B12 | 200 | 200 | 200 | 59.37 | 76.45 | 8 | 9.08
2025 | MAPP_US_2_RMPA | MAPP_US | RMPA | External | Shoulder | B13 | 600 | 200 | 200 | 53.7 | 76.45 | 8 | 14.75
2025 | MAPP_US_2_RMPA | MAPP_US | RMPA | External | Shoulder | B14 | 900 | 200 | 200 | 44.94 | 76.45 | 8 | 23.51
2025 | MAPP_US_2_RMPA | MAPP_US | RMPA | External | Shoulder | B15 | 1203 | 200 | 200 | 11.33 | 76.45 | 8 | 57.12
2025 | MAPP_US_2_RMPA | MAPP_US | RMPA | External | Summer | B1 | 10 | 200 | 199.49 | 100.27 | 108.31 | 8 | 0.04
2025 | MAPP_US_2_RMPA | MAPP_US | RMPA | External | Summer | B2 | 25 | 200 | 0 | 100.26 | 102.38 | 8 | 0
2025 | MAPP_US_2_RMPA | MAPP_US | RMPA | External | Summer | B3 | 75 | 200 | 0 | 99.07 | 101.64 | 8 | 0
2025 | MAPP_US_2_RMPA | MAPP_US | RMPA | External | Summer | B4 | 100 | 200 | 0 | 94.06 | 96.67 | 8 | 0
2025 | MAPP_US_2_RMPA | MAPP_US | RMPA | External | Summer | B5 | 200 | 200 | 0 | 88.04 | 88.51 | 8 | 0
2025 | MAPP_US_2_RMPA | MAPP_US | RMPA | External | Summer | B6 | 300 | 200 | 46.71 | 73.33 | 81.33 | 8 | 0
2025 | MAPP_US_2_RMPA | MAPP_US | RMPA | External | Summer | B7 | 400 | 200 | 0 | 68.05 | 75.05 | 8 | 0
2025 | MAPP_US_2_RMPA | MAPP_US | RMPA | External | Summer | B8 | 500 | 200 | 200 | 61.99 | 74.45 | 8 | 4.47
2025 | MAPP_US_2_RMPA | MAPP_US | RMPA | External | Summer | B9 | 800 | 200 | 200 | 61.99 | 74.45 | 8 | 4.47
2025 | MAPP_US_2_RMPA | MAPP_US | RMPA | External | Summer | B10 | 1262 | 200 | 200 | 54.19 | 74.45 | 8 | 12.26
2025 | MAPP_US_2_RMPA | MAPP_US | RMPA | External | Winter | B16 | 25 | 200 | 200 | 11.33 | 80.18 | 8 | 60.86
2025 | MAPP_US_2_RMPA | MAPP_US | RMPA | External | Winter | B17 | 100 | 200 | 200 | 11.33 | 80.18 | 8 | 60.86
2025 | MAPP_US_2_RMPA | MAPP_US | RMPA | External | Winter | B18 | 400 | 200 | 200 | 54.48 | 80.18 | 8 | 17.7
2025 | MAPP_US_2_RMPA | MAPP_US | RMPA | External | Winter | B19 | 700 | 200 | 200 | 54.48 | 80.18 | 8 | 17.7
2025 | MAPP_US_2_RMPA | MAPP_US | RMPA | External | Winter | B20 | 935 | 200 | 200 | 14.09 | 78.52 | 8 | 56.44
2025 | NE_2_RMPA | NE | RMPA | External | Shoulder | B11 | 25 | 310 | 310 | 68.67 | 76.45 | 5 | 2.78
2025 | NE_2_RMPA | NE | RMPA | External | Shoulder | B12 | 200 | 310 | 310 | 61.36 | 76.45 | 5 | 10.09
2025 | NE_2_RMPA | NE | RMPA | External | Shoulder | B13 | 600 | 310 | 310 | 50.67 | 76.45 | 5 | 20.78
2025 | NE_2_RMPA | NE | RMPA | External | Shoulder | B14 | 900 | 310 | 310 | 0.02 | 76.45 | 5 | 71.43
2025 | NE_2_RMPA | NE | RMPA | External | Shoulder | B15 | 1203 | 310 | 310 | 0.01 | 76.45 | 5 | 71.44
2025 | NE_2_RMPA | NE | RMPA | External | Summer | B1 | 10 | 310 | 309.98 | 102.27 | 108.31 | 5 | 1.04
2025 | NE_2_RMPA | NE | RMPA | External | Summer | B2 | 25 | 310 | 162.04 | 97.38 | 102.38 | 5 | 0
2025 | NE_2_RMPA | NE | RMPA | External | Summer | B3 | 75 | 310 | 0 | 101.07 | 101.64 | 5 | 0
2025 | NE_2_RMPA | NE | RMPA | External | Summer | B4 | 100 | 310 | 0 | 96.06 | 96.67 | 5 | 0
2025 | NE_2_RMPA | NE | RMPA | External | Summer | B5 | 200 | 310 | 0 | 90.04 | 88.51 | 5 | 0
2025 | NE_2_RMPA | NE | RMPA | External | Summer | B6 | 300 | 310 | 310 | 75.33 | 81.33 | 5 | 1
2025 | NE_2_RMPA | NE | RMPA | External | Summer | B7 | 400 | 310 | 243.56 | 70.05 | 75.05 | 5 | 0
2025 | NE_2_RMPA | NE | RMPA | External | Summer | B8 | 500 | 310 | 310 | 63.99 | 74.45 | 5 | 5.47
2025 | NE_2_RMPA | NE | RMPA | External | Summer | B9 | 800 | 310 | 310 | 60.32 | 74.45 | 5 | 9.13
2025 | NE_2_RMPA | NE | RMPA | External | Summer | B10 | 1262 | 310 | 310 | 49.19 | 74.45 | 5 | 20.26
2025 | NE_2_RMPA | NE | RMPA | External | Winter | B16 | 25 | 310 | 310 | 0.01 | 80.18 | 5 | 75.17
2025 | NE_2_RMPA | NE | RMPA | External | Winter | B17 | 100 | 310 | 310 | 0.01 | 80.18 | 5 | 75.17
2025 | NE_2_RMPA | NE | RMPA | External | Winter | B18 | 400 | 310 | 310 | 46.93 | 80.18 | 5 | 28.26
2025 | NE_2_RMPA | NE | RMPA | External | Winter | B19 | 700 | 310 | 310 | 46.93 | 80.18 | 5 | 28.26
2025 | NE_2_RMPA | NE | RMPA | External | Winter | B20 | 935 | 310 | 310 | 0.01 | 78.52 | 5 | 73.51
2025 | NWPP_Coal_2_MAPP_US | NWPP_Coal | MAPP_US | External | Shoulder | B11 | 25 | 150 | 0 | 71.99 | 66.67 | 8 | 0
2025 | NWPP_Coal_2_MAPP_US | NWPP_Coal | MAPP_US | External | Shoulder | B12 | 200 | 150 | 0 | 71.99 | 59.37 | 8 | 0
2025 | NWPP_Coal_2_MAPP_US | NWPP_Coal | MAPP_US | External | Shoulder | B13 | 600 | 150 | 0 | 71.99 | 53.7 | 8 | 0
2025 | NWPP_Coal_2_MAPP_US | NWPP_Coal | MAPP_US | External | Shoulder | B14 | 900 | 150 | 0 | 71.99 | 44.94 | 8 | 0
2025 | NWPP_Coal_2_MAPP_US | NWPP_Coal | MAPP_US | External | Shoulder | B15 | 1203 | 150 | 0 | 71.99 | 11.33 | 8 | 0
2025 | NWPP_Coal_2_MAPP_US | NWPP_Coal | MAPP_US | External | Summer | B1 | 10 | 150 | 149.93 | 91.98 | 100.27 | 8 | 0.29
2025 | NWPP_Coal_2_MAPP_US | NWPP_Coal | MAPP_US | External | Summer | B2 | 25 | 150 | 150 | 89.24 | 100.26 | 8 | 3.01
2025 | NWPP_Coal_2_MAPP_US | NWPP_Coal | MAPP_US | External | Summer | B3 | 75 | 150 | 150 | 80.34 | 99.07 | 8 | 10.73
2025 | NWPP_Coal_2_MAPP_US | NWPP_Coal | MAPP_US | External | Summer | B4 | 100 | 150 | 150 | 80.34 | 94.06 | 8 | 5.72
2025 | NWPP_Coal_2_MAPP_US | NWPP_Coal | MAPP_US | External | Summer | B5 | 200 | 150 | 0 | 80.34 | 88.04 | 8 | 0
2025 | NWPP_Coal_2_MAPP_US | NWPP_Coal | MAPP_US | External | Summer | B6 | 300 | 150 | 0 | 80.34 | 73.33 | 8 | 0
2025 | NWPP_Coal_2_MAPP_US | NWPP_Coal | MAPP_US | External | Summer | B7 | 400 | 150 | 0 | 80.34 | 68.05 | 8 | 0
2025 | NWPP_Coal_2_MAPP_US | NWPP_Coal | MAPP_US | External | Summer | B8 | 500 | 150 | 0 | 80.34 | 61.99 | 8 | 0
2025 | NWPP_Coal_2_MAPP_US | NWPP_Coal | MAPP_US | External | Summer | B9 | 800 | 150 | 0 | 80.34 | 61.99 | 8 | 0
2025 | NWPP_Coal_2_MAPP_US | NWPP_Coal | MAPP_US | External | Summer | B10 | 1262 | 150 | 0 | 80.34 | 54.19 | 8 | 0
2025 | NWPP_Coal_2_MAPP_US | NWPP_Coal | MAPP_US | External | Winter | B16 | 25 | 150 | 0 | 76.11 | 11.33 | 8 | 0
2025 | NWPP_Coal_2_MAPP_US | NWPP_Coal | MAPP_US | External | Winter | B17 | 100 | 150 | 0 | 76.11 | 11.33 | 8 | 0
2025 | NWPP_Coal_2_MAPP_US | NWPP_Coal | MAPP_US | External | Winter | B18 | 400 | 150 | 0 | 76.11 | 54.48 | 8 | 0
2025 | NWPP_Coal_2_MAPP_US | NWPP_Coal | MAPP_US | External | Winter | B19 | 700 | 150 | 0 | 76.11 | 54.48 | 8 | 0
2025 | NWPP_Coal_2_MAPP_US | NWPP_Coal | MAPP_US | External | Winter | B20 | 935 | 150 | 0 | 76.11 | 14.09 | 8 | 0
2025 | RMPA_2_MAPP_US | RMPA | MAPP_US | External | Shoulder | B11 | 25 | 200 | 0 | 76.45 | 66.67 | 8 | 0
2025 | RMPA_2_MAPP_US | RMPA | MAPP_US | External | Shoulder | B12 | 200 | 200 | 0 | 76.45 | 59.37 | 8 | 0
2025 | RMPA_2_MAPP_US | RMPA | MAPP_US | External | Shoulder | B13 | 600 | 200 | 0 | 76.45 | 53.7 | 8 | 0
2025 | RMPA_2_MAPP_US | RMPA | MAPP_US | External | Shoulder | B14 | 900 | 200 | 0 | 76.45 | 44.94 | 8 | 0
2025 | RMPA_2_MAPP_US | RMPA | MAPP_US | External | Shoulder | B15 | 1203 | 200 | 0 | 76.45 | 11.33 | 8 | 0
2025 | RMPA_2_MAPP_US | RMPA | MAPP_US | External | Summer | B1 | 10 | 200 | 0 | 108.31 | 100.27 | 8 | 0
2025 | RMPA_2_MAPP_US | RMPA | MAPP_US | External | Summer | B2 | 25 | 200 | 0 | 102.38 | 100.26 | 8 | 0
2025 | RMPA_2_MAPP_US | RMPA | MAPP_US | External | Summer | B3 | 75 | 200 | 0 | 101.64 | 99.07 | 8 | 0
2025 | RMPA_2_MAPP_US | RMPA | MAPP_US | External | Summer | B4 | 100 | 200 | 0 | 96.67 | 94.06 | 8 | 0
2025 | RMPA_2_MAPP_US | RMPA | MAPP_US | External | Summer | B5 | 200 | 200 | 0 | 88.51 | 88.04 | 8 | 0
2025 | RMPA_2_MAPP_US | RMPA | MAPP_US | External | Summer | B6 | 300 | 200 | 0 | 81.33 | 73.33 | 8 | 0
2025 | RMPA_2_MAPP_US | RMPA | MAPP_US | External | Summer | B7 | 400 | 200 | 0 | 75.05 | 68.05 | 8 | 0
2025 | RMPA_2_MAPP_US | RMPA | MAPP_US | External | Summer | B8 | 500 | 200 | 0 | 74.45 | 61.99 | 8 | 0
2025 | RMPA_2_MAPP_US | RMPA | MAPP_US | External | Summer | B9 | 800 | 200 | 0 | 74.45 | 61.99 | 8 | 0
2025 | RMPA_2_MAPP_US | RMPA | MAPP_US | External | Summer | B10 | 1262 | 200 | 0 | 74.45 | 54.19 | 8 | 0
2025 | RMPA_2_MAPP_US | RMPA | MAPP_US | External | Winter | B16 | 25 | 200 | 0 | 80.18 | 11.33 | 8 | 0
2025 | RMPA_2_MAPP_US | RMPA | MAPP_US | External | Winter | B17 | 100 | 200 | 0 | 80.18 | 11.33 | 8 | 0
2025 | RMPA_2_MAPP_US | RMPA | MAPP_US | External | Winter | B18 | 400 | 200 | 0 | 80.18 | 54.48 | 8 | 0
2025 | RMPA_2_MAPP_US | RMPA | MAPP_US | External | Winter | B19 | 700 | 200 | 0 | 80.18 | 54.48 | 8 | 0
2025 | RMPA_2_MAPP_US | RMPA | MAPP_US | External | Winter | B20 | 935 | 200 | 0 | 78.52 | 14.09 | 8 | 0
2025 | RMPA_2_NE | RMPA | NE | External | Shoulder | B11 | 25 | 310 | 0 | 76.45 | 68.67 | 8 | 0
2025 | RMPA_2_NE | RMPA | NE | External | Shoulder | B12 | 200 | 310 | 0 | 76.45 | 61.36 | 8 | 0
2025 | RMPA_2_NE | RMPA | NE | External | Shoulder | B13 | 600 | 310 | 0 | 76.45 | 50.67 | 8 | 0
2025 | RMPA_2_NE | RMPA | NE | External | Shoulder | B14 | 900 | 310 | 0 | 76.45 | 0.02 | 8 | 0
2025 | RMPA_2_NE | RMPA | NE | External | Shoulder | B15 | 1203 | 310 | 0 | 76.45 | 0.01 | 8 | 0
2025 | RMPA_2_NE | RMPA | NE | External | Summer | B1 | 10 | 310 | 0 | 108.31 | 102.27 | 8 | 0
2025 | RMPA_2_NE | RMPA | NE | External | Summer | B2 | 25 | 310 | 0 | 102.38 | 97.38 | 8 | 0
2025 | RMPA_2_NE | RMPA | NE | External | Summer | B3 | 75 | 310 | 0 | 101.64 | 101.07 | 8 | 0
2025 | RMPA_2_NE | RMPA | NE | External | Summer | B4 | 100 | 310 | 0 | 96.67 | 96.06 | 8 | 0
2025 | RMPA_2_NE | RMPA | NE | External | Summer | B5 | 200 | 310 | 0 | 88.51 | 90.04 | 8 | 0
2025 | RMPA_2_NE | RMPA | NE | External | Summer | B6 | 300 | 310 | 0 | 81.33 | 75.33 | 8 | 0
2025 | RMPA_2_NE | RMPA | NE | External | Summer | B7 | 400 | 310 | 0 | 75.05 | 70.05 | 8 | 0
2025 | RMPA_2_NE | RMPA | NE | External | Summer | B8 | 500 | 310 | 0 | 74.45 | 63.99 | 8 | 0
2025 | RMPA_2_NE | RMPA | NE | External | Summer | B9 | 800 | 310 | 0 | 74.45 | 60.32 | 8 | 0
2025 | RMPA_2_NE | RMPA | NE | External | Summer | B10 | 1262 | 310 | 0 | 74.45 | 49.19 | 8 | 0
2025 | RMPA_2_NE | RMPA | NE | External | Winter | B16 | 25 | 310 | 0 | 80.18 | 0.01 | 8 | 0
2025 | RMPA_2_NE | RMPA | NE | External | Winter | B17 | 100 | 310 | 0 | 80.18 | 0.01 | 8 | 0
2025 | RMPA_2_NE | RMPA | NE | External | Winter | B18 | 400 | 310 | 0 | 80.18 | 46.93 | 8 | 0
2025 | RMPA_2_NE | RMPA | NE | External | Winter | B19 | 700 | 310 | 0 | 80.18 | 46.93 | 8 | 0
2025 | RMPA_2_NE | RMPA | NE | External | Winter | B20 | 935 | 310 | 0 | 78.52 | 0.01 | 8 | 0
2025 | RMPA_2_SPP_N | RMPA | SPP_N | External | Shoulder | B11 | 25 | 210 | 0 | 76.45 | 68.68 | 8 | 0
2025 | RMPA_2_SPP_N | RMPA | SPP_N | External | Shoulder | B12 | 200 | 210 | 0 | 76.45 | 61.37 | 8 | 0
2025 | RMPA_2_SPP_N | RMPA | SPP_N | External | Shoulder | B13 | 600 | 210 | 0 | 76.45 | 55.7 | 8 | 0
2025 | RMPA_2_SPP_N | RMPA | SPP_N | External | Shoulder | B14 | 900 | 210 | 0 | 76.45 | 0.01 | 8 | 0
2025 | RMPA_2_SPP_N | RMPA | SPP_N | External | Shoulder | B15 | 1203 | 210 | 0 | 76.45 | 0.01 | 8 | 0
2025 | RMPA_2_SPP_N | RMPA | SPP_N | External | Summer | B1 | 10 | 210 | 0 | 108.31 | 0.01 | 8 | 0
2025 | RMPA_2_SPP_N | RMPA | SPP_N | External | Summer | B2 | 25 | 210 | 0 | 102.38 | 97.39 | 8 | 0
2025 | RMPA_2_SPP_N | RMPA | SPP_N | External | Summer | B3 | 75 | 210 | 0 | 101.64 | 101.08 | 8 | 0
2025 | RMPA_2_SPP_N | RMPA | SPP_N | External | Summer | B4 | 100 | 210 | 0 | 96.67 | 96.07 | 8 | 0
2025 | RMPA_2_SPP_N | RMPA | SPP_N | External | Summer | B5 | 200 | 210 | 0 | 88.51 | 90.04 | 8 | 0
2025 | RMPA_2_SPP_N | RMPA | SPP_N | External | Summer | B6 | 300 | 210 | 0 | 81.33 | 75.34 | 8 | 0
2025 | RMPA_2_SPP_N | RMPA | SPP_N | External | Summer | B7 | 400 | 210 | 0 | 75.05 | 70.07 | 8 | 0
2025 | RMPA_2_SPP_N | RMPA | SPP_N | External | Summer | B8 | 500 | 210 | 0 | 74.45 | 65.92 | 8 | 0
2025 | RMPA_2_SPP_N | RMPA | SPP_N | External | Summer | B9 | 800 | 210 | 0 | 74.45 | 63.7 | 8 | 0
2025 | RMPA_2_SPP_N | RMPA | SPP_N | External | Summer | B10 | 1262 | 210 | 0 | 74.45 | 49.21 | 8 | 0
2025 | RMPA_2_SPP_N | RMPA | SPP_N | External | Winter | B16 | 25 | 210 | 0 | 80.18 | 0.02 | 8 | 0
2025 | RMPA_2_SPP_N | RMPA | SPP_N | External | Winter | B17 | 100 | 210 | 0 | 80.18 | 0.02 | 8 | 0
2025 | RMPA_2_SPP_N | RMPA | SPP_N | External | Winter | B18 | 400 | 210 | 0 | 80.18 | 59.02 | 8 | 0
2025 | RMPA_2_SPP_N | RMPA | SPP_N | External | Winter | B19 | 700 | 210 | 0 | 80.18 | 46.94 | 8 | 0
2025 | RMPA_2_SPP_N | RMPA | SPP_N | External | Winter | B20 | 935 | 210 | 0 | 78.52 | 0.01 | 8 | 0
2025 | SPP_N_2_RMPA | SPP_N | RMPA | External | Shoulder | B11 | 25 | 210 | 210 | 68.68 | 76.45 | 5 | 2.77
2025 | SPP_N_2_RMPA | SPP_N | RMPA | External | Shoulder | B12 | 200 | 210 | 210 | 61.37 | 76.45 | 5 | 10.08
2025 | SPP_N_2_RMPA | SPP_N | RMPA | External | Shoulder | B13 | 600 | 210 | 210 | 55.7 | 76.45 | 5 | 15.75
2025 | SPP_N_2_RMPA | SPP_N | RMPA | External | Shoulder | B14 | 900 | 210 | 210 | 0.01 | 76.45 | 5 | 71.44
2025 | SPP_N_2_RMPA | SPP_N | RMPA | External | Shoulder | B15 | 1203 | 210 | 210 | 0.01 | 76.45 | 5 | 71.44
2025 | SPP_N_2_RMPA | SPP_N | RMPA | External | Summer | B1 | 10 | 210 | 210 | 0.01 | 108.31 | 5 | 103.3
2025 | SPP_N_2_RMPA | SPP_N | RMPA | External | Summer | B2 | 25 | 210 | 0.6 | 97.39 | 102.38 | 5 | 0
2025 | SPP_N_2_RMPA | SPP_N | RMPA | External | Summer | B3 | 75 | 210 | 0 | 101.08 | 101.64 | 5 | 0
2025 | SPP_N_2_RMPA | SPP_N | RMPA | External | Summer | B4 | 100 | 210 | 0 | 96.07 | 96.67 | 5 | 0
2025 | SPP_N_2_RMPA | SPP_N | RMPA | External | Summer | B5 | 200 | 210 | 0 | 90.04 | 88.51 | 5 | 0
2025 | SPP_N_2_RMPA | SPP_N | RMPA | External | Summer | B6 | 300 | 210 | 210 | 75.34 | 81.33 | 5 | 0.99
2025 | SPP_N_2_RMPA | SPP_N | RMPA | External | Summer | B7 | 400 | 210 | 0.04 | 70.07 | 75.05 | 5 | 0
2025 | SPP_N_2_RMPA | SPP_N | RMPA | External | Summer | B8 | 500 | 210 | 210 | 65.92 | 74.45 | 5 | 3.54
2025 | SPP_N_2_RMPA | SPP_N | RMPA | External | Summer | B9 | 800 | 210 | 210 | 63.7 | 74.45 | 5 | 5.76
2025 | SPP_N_2_RMPA | SPP_N | RMPA | External | Summer | B10 | 1262 | 210 | 210 | 49.21 | 74.45 | 5 | 20.25
2025 | SPP_N_2_RMPA | SPP_N | RMPA | External | Winter | B16 | 25 | 210 | 210 | 0.02 | 80.18 | 5 | 75.16
2025 | SPP_N_2_RMPA | SPP_N | RMPA | External | Winter | B17 | 100 | 210 | 210 | 0.02 | 80.18 | 5 | 75.16
2025 | SPP_N_2_RMPA | SPP_N | RMPA | External | Winter | B18 | 400 | 210 | 210 | 59.02 | 80.18 | 5 | 16.16
2025 | SPP_N_2_RMPA | SPP_N | RMPA | External | Winter | B19 | 700 | 210 | 210 | 46.94 | 80.18 | 5 | 28.25
2025 | SPP_N_2_RMPA | SPP_N | RMPA | External | Winter | B20 | 935 | 210 | 210 | 0.01 | 78.52 | 5 | 73.51
2025 | SPP_S_2_ERCOT | SPP_S | ERCOT | External | Shoulder | B11 | 25 | 800 | 800 | 70.5 | 81.97 | 5 | 6.47
2025 | SPP_S_2_ERCOT | SPP_S | ERCOT | External | Shoulder | B12 | 200 | 800 | 800 | 61.37 | 70.42 | 5 | 4.05
2025 | SPP_S_2_ERCOT | SPP_S | ERCOT | External | Shoulder | B13 | 600 | 800 | 800 | 55.71 | 70.42 | 5 | 9.71
2025 | SPP_S_2_ERCOT | SPP_S | ERCOT | External | Shoulder | B14 | 900 | 800 | 800 | 0.01 | 70.42 | 5 | 65.4
2025 | SPP_S_2_ERCOT | SPP_S | ERCOT | External | Shoulder | B15 | 1203 | 800 | 800 | 0.01 | 61.3 | 5 | 56.29
2025 | SPP_S_2_ERCOT | SPP_S | ERCOT | External | Summer | B1 | 10 | 800 | 800 | 0.03 | 110.2 | 5 | 105.18
2025 | SPP_S_2_ERCOT | SPP_S | ERCOT | External | Summer | B2 | 25 | 800 | 0.01 | 97.39 | 101.72 | 5 | 0
2025 | SPP_S_2_ERCOT | SPP_S | ERCOT | External | Summer | B3 | 75 | 800 | 0 | 101.08 | 101.72 | 5 | 0
2025 | SPP_S_2_ERCOT | SPP_S | ERCOT | External | Summer | B4 | 100 | 800 | 800 | 96.09 | 101.72 | 5 | 0.63
2025 | SPP_S_2_ERCOT | SPP_S | ERCOT | External | Summer | B5 | 200 | 800 | 800 | 90.04 | 101.72 | 5 | 6.68
2025 | SPP_S_2_ERCOT | SPP_S | ERCOT | External | Summer | B6 | 300 | 800 | 717.69 | 75.36 | 80.36 | 5 | 0
2025 | SPP_S_2_ERCOT | SPP_S | ERCOT | External | Summer | B7 | 400 | 800 | 800 | 70.08 | 75.53 | 5 | 0.45
2025 | SPP_S_2_ERCOT | SPP_S | ERCOT | External | Summer | B8 | 500 | 800 | 0 | 68.95 | 69.16 | 5 | 0
2025 | SPP_S_2_ERCOT | SPP_S | ERCOT | External | Summer | B9 | 800 | 800 | 296.69 | 64.16 | 69.16 | 5 | 0
2025 | SPP_S_2_ERCOT | SPP_S | ERCOT | External | Summer | B10 | 1262 | 800 | 800 | 49.22 | 69.16 | 5 | 14.94
2025 | SPP_S_2_ERCOT | SPP_S | ERCOT | External | Winter | B16 | 25 | 800 | 800 | 0.03 | 79.09 | 5 | 74.06
2025 | SPP_S_2_ERCOT | SPP_S | ERCOT | External | Winter | B17 | 100 | 800 | 800 | 0.03 | 73.13 | 5 | 68.1
2025 | SPP_S_2_ERCOT | SPP_S | ERCOT | External | Winter | B18 | 400 | 800 | 800 | 59.03 | 73.13 | 5 | 9.1
2025 | SPP_S_2_ERCOT | SPP_S | ERCOT | External | Winter | B19 | 700 | 800 | 800 | 46.95 | 73.13 | 5 | 21.18
2025 | SPP_S_2_ERCOT | SPP_S | ERCOT | External | Winter | B20 | 935 | 800 | 800 | 0.01 | 63.61 | 5 | 58.6
2030 | AZ_NM_SNV_Coal_2_SPP_S | AZ_NM_SNV_Coal | SPP_S | External | Shoulder | B11 | 25 | 400 | 0 | 92.7 | 85.38 | 8.17 | 0
2030 | AZ_NM_SNV_Coal_2_SPP_S | AZ_NM_SNV_Coal | SPP_S | External | Shoulder | B12 | 200 | 400 | 0 | 92.7 | 70.96 | 8.17 | 0
2030 | AZ_NM_SNV_Coal_2_SPP_S | AZ_NM_SNV_Coal | SPP_S | External | Shoulder | B13 | 600 | 400 | 0 | 92.7 | 63.71 | 8.17 | 0
2030 | AZ_NM_SNV_Coal_2_SPP_S | AZ_NM_SNV_Coal | SPP_S | External | Shoulder | B14 | 900 | 400 | 0 | 92.7 | 2.3 | 8.17 | 0
2030 | AZ_NM_SNV_Coal_2_SPP_S | AZ_NM_SNV_Coal | SPP_S | External | Shoulder | B15 | 1203 | 400 | 0 | 87.11 | 2.3 | 8.17 | 0
2030 | AZ_NM_SNV_Coal_2_SPP_S | AZ_NM_SNV_Coal | SPP_S | External | Summer | B1 | 10 | 400 | 0 | 130.67 | 2.31 | 8.17 | 0
2030 | AZ_NM_SNV_Coal_2_SPP_S | AZ_NM_SNV_Coal | SPP_S | External | Summer | B2 | 25 | 400 | 0 | 126.72 | 126.61 | 8.17 | 0
2030 | AZ_NM_SNV_Coal_2_SPP_S | AZ_NM_SNV_Coal | SPP_S | External | Summer | B3 | 75 | 400 | 0 | 126.72 | 133.41 | 8.17 | 0
2030 | AZ_NM_SNV_Coal_2_SPP_S | AZ_NM_SNV_Coal | SPP_S | External | Summer | B4 | 100 | 400 | 400 | 119.05 | 128.95 | 8.17 | 1.73
2030 | AZ_NM_SNV_Coal_2_SPP_S | AZ_NM_SNV_Coal | SPP_S | External | Summer | B5 | 200 | 400 | 400 | 98.91 | 124.45 | 8.17 | 17.38
2030 | AZ_NM_SNV_Coal_2_SPP_S | AZ_NM_SNV_Coal | SPP_S | External | Summer | B6 | 300 | 400 | 0 | 98.91 | 92.84 | 8.17 | 0
2030 | AZ_NM_SNV_Coal_2_SPP_S | AZ_NM_SNV_Coal | SPP_S | External | Summer | B7 | 400 | 400 | 0 | 96.7 | 88.69 | 8.17 | 0
2030 | AZ_NM_SNV_Coal_2_SPP_S | AZ_NM_SNV_Coal | SPP_S | External | Summer | B8 | 500 | 400 | 0 | 93.46 | 88.49 | 8.17 | 0
2030 | AZ_NM_SNV_Coal_2_SPP_S | AZ_NM_SNV_Coal | SPP_S | External | Summer | B9 | 800 | 400 | 0 | 90.73 | 78.09 | 8.17 | 0
2030 | AZ_NM_SNV_Coal_2_SPP_S | AZ_NM_SNV_Coal | SPP_S | External | Summer | B10 | 1262 | 400 | 0 | 90.73 | 37.58 | 8.17 | 0
2030 | AZ_NM_SNV_Coal_2_SPP_S | AZ_NM_SNV_Coal | SPP_S | External | Winter | B16 | 25 | 400 | 0 | 96.45 | 2.31 | 8.17 | 0
2030 | AZ_NM_SNV_Coal_2_SPP_S | AZ_NM_SNV_Coal | SPP_S | External | Winter | B17 | 100 | 400 | 0 | 96.45 | 2.31 | 8.17 | 0
2030 | AZ_NM_SNV_Coal_2_SPP_S | AZ_NM_SNV_Coal | SPP_S | External | Winter | B18 | 400 | 400 | 0 | 90.6 | 71.61 | 8.17 | 0
2030 | AZ_NM_SNV_Coal_2_SPP_S | AZ_NM_SNV_Coal | SPP_S | External | Winter | B19 | 700 | 400 | 0 | 90.6 | 11.51 | 8.17 | 0
2030 | AZ_NM_SNV_Coal_2_SPP_S | AZ_NM_SNV_Coal | SPP_S | External | Winter | B20 | 935 | 400 | 0 | 90.34 | 2.3 | 8.17 | 0
2030 | ERCOT_2_SPP_S | ERCOT | SPP_S | External | Shoulder | B11 | 25 | 800 | 0 | 98.43 | 85.38 | 8 | 0
2030 | ERCOT_2_SPP_S | ERCOT | SPP_S | External | Shoulder | B12 | 200 | 800 | 0 | 90.07 | 70.96 | 8 | 0
2030 | ERCOT_2_SPP_S | ERCOT | SPP_S | External | Shoulder | B13 | 600 | 800 | 0 | 90.07 | 63.71 | 8 | 0
2030 | ERCOT_2_SPP_S | ERCOT | SPP_S | External | Shoulder | B14 | 900 | 800 | 0 | 90.07 | 2.3 | 8 | 0
2030 | ERCOT_2_SPP_S | ERCOT | SPP_S | External | Shoulder | B15 | 1203 | 800 | 0 | 78.02 | 2.3 | 8 | 0
2030 | ERCOT_2_SPP_S | ERCOT | SPP_S | External | Summer | B1 | 10 | 800 | 0 | 147.98 | 2.31 | 8 | 0
2030 | ERCOT_2_SPP_S | ERCOT | SPP_S | External | Summer | B2 | 25 | 800 | 0 | 147.98 | 126.61 | 8 | 0
2030 | ERCOT_2_SPP_S | ERCOT | SPP_S | External | Summer | B3 | 75 | 800 | 0 | 130.77 | 133.41 | 8 | 0
2030 | ERCOT_2_SPP_S | ERCOT | SPP_S | External | Summer | B4 | 100 | 800 | 0 | 130.77 | 128.95 | 8 | 0
2030 | ERCOT_2_SPP_S | ERCOT | SPP_S | External | Summer | B5 | 200 | 800 | 0 | 123.82 | 124.45 | 8 | 0
2030 | ERCOT_2_SPP_S | ERCOT | SPP_S | External | Summer | B6 | 300 | 800 | 0 | 96.92 | 92.84 | 8 | 0
2030 | ERCOT_2_SPP_S | ERCOT | SPP_S | External | Summer | B7 | 400 | 800 | 0 | 88.69 | 88.69 | 8 | 0
2030 | ERCOT_2_SPP_S | ERCOT | SPP_S | External | Summer | B8 | 500 | 800 | 0 | 88.69 | 88.49 | 8 | 0
2030 | ERCOT_2_SPP_S | ERCOT | SPP_S | External | Summer | B9 | 800 | 800 | 0 | 88.69 | 78.09 | 8 | 0
2030 | ERCOT_2_SPP_S | ERCOT | SPP_S | External | Summer | B10 | 1262 | 800 | 0 | 88.69 | 37.58 | 8 | 0
2030 | ERCOT_2_SPP_S | ERCOT | SPP_S | External | Winter | B16 | 25 | 800 | 0 | 93.04 | 2.31 | 8 | 0
2030 | ERCOT_2_SPP_S | ERCOT | SPP_S | External | Winter | B17 | 100 | 800 | 0 | 93.04 | 2.31 | 8 | 0
2030 | ERCOT_2_SPP_S | ERCOT | SPP_S | External | Winter | B18 | 400 | 800 | 0 | 93.04 | 71.61 | 8 | 0
2030 | ERCOT_2_SPP_S | ERCOT | SPP_S | External | Winter | B19 | 700 | 800 | 0 | 93.04 | 11.51 | 8 | 0
2030 | ERCOT_2_SPP_S | ERCOT | SPP_S | External | Winter | B20 | 935 | 800 | 0 | 80.54 | 2.3 | 8 | 0
2030 | MAPP_US_2_RMPA | MAPP_US | RMPA | External | Shoulder | B11 | 25 | 200 | 0.01 | 83.37 | 90.37 | 8 | 0
2030 | MAPP_US_2_RMPA | MAPP_US | RMPA | External | Shoulder | B12 | 200 | 200 | 200 | 68.95 | 84.59 | 8 | 7.64
2030 | MAPP_US_2_RMPA | MAPP_US | RMPA | External | Shoulder | B13 | 600 | 200 | 200 | 68.69 | 84.59 | 8 | 7.9
2030 | MAPP_US_2_RMPA | MAPP_US | RMPA | External | Shoulder | B14 | 900 | 200 | 200 | 42.33 | 84.59 | 8 | 34.26
2030 | MAPP_US_2_RMPA | MAPP_US | RMPA | External | Shoulder | B15 | 1203 | 200 | 200 | 18.62 | 84.59 | 8 | 57.97
2030 | MAPP_US_2_RMPA | MAPP_US | RMPA | External | Summer | B1 | 10 | 200 | 0 | 137.29 | 138.84 | 8 | 0
2030 | MAPP_US_2_RMPA | MAPP_US | RMPA | External | Summer | B2 | 25 | 200 | 0 | 131.39 | 131.6 | 8 | 0
2030 | MAPP_US_2_RMPA | MAPP_US | RMPA | External | Summer | B3 | 75 | 200 | 0 | 131.4 | 134.88 | 8 | 0
2030 | MAPP_US_2_RMPA | MAPP_US | RMPA | External | Summer | B4 | 100 | 200 | 0 | 131.24 | 127.22 | 8 | 0
2030 | MAPP_US_2_RMPA | MAPP_US | RMPA | External | Summer | B5 | 200 | 200 | 0 | 122.45 | 107.08 | 8 | 0
2030 | MAPP_US_2_RMPA | MAPP_US | RMPA | External | Summer | B6 | 300 | 200 | 0 | 95.19 | 95.67 | 8 | 0
2030 | MAPP_US_2_RMPA | MAPP_US | RMPA | External | Summer | B7 | 400 | 200 | 200 | 85.54 | 95.67 | 8 | 2.13
2030 | MAPP_US_2_RMPA | MAPP_US | RMPA | External | Summer | B8 | 500 | 200 | 200 | 81.21 | 95.67 | 8 | 6.46
2030 | MAPP_US_2_RMPA | MAPP_US | RMPA | External | Summer | B9 | 800 | 200 | 200 | 76.06 | 95.67 | 8 | 11.61
2030 | MAPP_US_2_RMPA | MAPP_US | RMPA | External | Summer | B10 | 1262 | 200 | 200 | 42.56 | 95.67 | 8 | 45.11
2030 | MAPP_US_2_RMPA | MAPP_US | RMPA | External | Winter | B16 | 25 | 200 | 200 | 15.71 | 102.01 | 8 | 78.3
2030 | MAPP_US_2_RMPA | MAPP_US | RMPA | External | Winter | B17 | 100 | 200 | 200 | 15.71 | 102.01 | 8 | 78.3
2030 | MAPP_US_2_RMPA | MAPP_US | RMPA | External | Winter | B18 | 400 | 200 | 200 | 69.61 | 89.2 | 8 | 11.59
2030 | MAPP_US_2_RMPA | MAPP_US | RMPA | External | Winter | B19 | 700 | 200 | 200 | 69.61 | 89.2 | 8 | 11.59
2030 | MAPP_US_2_RMPA | MAPP_US | RMPA | External | Winter | B20 | 935 | 200 | 200 | 15.71 | 83.91 | 8 | 60.19
2030 | NE_2_RMPA | NE | RMPA | External | Shoulder | B11 | 25 | 310 | 236.18 | 85.37 | 90.37 | 5 | 0
2030 | NE_2_RMPA | NE | RMPA | External | Shoulder | B12 | 200 | 310 | 310 | 70.94 | 84.59 | 5 | 8.65
2030 | NE_2_RMPA | NE | RMPA | External | Shoulder | B13 | 600 | 310 | 310 | 63.69 | 84.59 | 5 | 15.9
2030 | NE_2_RMPA | NE | RMPA | External | Shoulder | B14 | 900 | 310 | 310 | 2.31 | 84.59 | 5 | 77.28
2030 | NE_2_RMPA | NE | RMPA | External | Shoulder | B15 | 1203 | 310 | 310 | 2.3 | 84.59 | 5 | 77.29
2030 | NE_2_RMPA | NE | RMPA | External | Summer | B1 | 10 | 310 | 0.06 | 134.28 | 138.84 | 5 | 0
2030 | NE_2_RMPA | NE | RMPA | External | Summer | B2 | 25 | 310 | 265.21 | 126.6 | 131.6 | 5 | 0
2030 | NE_2_RMPA | NE | RMPA | External | Summer | B3 | 75 | 310 | 0 | 133.4 | 134.88 | 5 | 0
2030 | NE_2_RMPA | NE | RMPA | External | Summer | B4 | 100 | 310 | 0 | 133.24 | 127.22 | 5 | 0
2030 | NE_2_RMPA | NE | RMPA | External | Summer | B5 | 200 | 310 | 0 | 124.45 | 107.08 | 5 | 0
2030 | NE_2_RMPA | NE | RMPA | External | Summer | B6 | 300 | 310 | 0 | 97.19 | 95.67 | 5 | 0
2030 | NE_2_RMPA | NE | RMPA | External | Summer | B7 | 400 | 310 | 310 | 87.54 | 95.67 | 5 | 3.13
2030 | NE_2_RMPA | NE | RMPA | External | Summer | B8 | 500 | 310 | 310 | 83.21 | 95.67 | 5 | 7.46
2030 | NE_2_RMPA | NE | RMPA | External | Summer | B9 | 800 | 310 | 310 | 78.06 | 95.67 | 5 | 12.61
2030 | NE_2_RMPA | NE | RMPA | External | Summer | B10 | 1262 | 310 | 310 | 37.56 | 95.67 | 5 | 53.11
2030 | NE_2_RMPA | NE | RMPA | External | Winter | B16 | 25 | 310 | 310 | 2.3 | 102.01 | 5 | 94.71
2030 | NE_2_RMPA | NE | RMPA | External | Winter | B17 | 100 | 310 | 310 | 2.3 | 102.01 | 5 | 94.71
2030 | NE_2_RMPA | NE | RMPA | External | Winter | B18 | 400 | 310 | 310 | 64.61 | 89.2 | 5 | 19.59
2030 | NE_2_RMPA | NE | RMPA | External | Winter | B19 | 700 | 310 | 310 | 11.53 | 89.2 | 5 | 72.67
2030 | NE_2_RMPA | NE | RMPA | External | Winter | B20 | 935 | 310 | 310 | 2.3 | 83.91 | 5 | 76.6
2030 | NWPP_Coal_2_MAPP_US | NWPP_Coal | MAPP_US | External | Shoulder | B11 | 25 | 150 | 0 | 92.75 | 83.37 | 8 | 0
2030 | NWPP_Coal_2_MAPP_US | NWPP_Coal | MAPP_US | External | Shoulder | B12 | 200 | 150 | 0 | 92.75 | 68.95 | 8 | 0
2030 | NWPP_Coal_2_MAPP_US | NWPP_Coal | MAPP_US | External | Shoulder | B13 | 600 | 150 | 0 | 92.75 | 68.69 | 8 | 0
2030 | NWPP_Coal_2_MAPP_US | NWPP_Coal | MAPP_US | External | Shoulder | B14 | 900 | 150 | 0 | 92.75 | 42.33 | 8 | 0
2030 | NWPP_Coal_2_MAPP_US | NWPP_Coal | MAPP_US | External | Shoulder | B15 | 1203 | 150 | 0 | 92.75 | 18.62 | 8 | 0
2030 | NWPP_Coal_2_MAPP_US | NWPP_Coal | MAPP_US | External | Summer | B1 | 10 | 150 | 150 | 119.67 | 137.29 | 8 | 9.62
2030 | NWPP_Coal_2_MAPP_US | NWPP_Coal | MAPP_US | External | Summer | B2 | 25 | 150 | 150 | 103.91 | 131.39 | 8 | 19.48
2030 | NWPP_Coal_2_MAPP_US | NWPP_Coal | MAPP_US | External | Summer | B3 | 75 | 150 | 150 | 98.9 | 131.4 | 8 | 24.5
2030 | NWPP_Coal_2_MAPP_US | NWPP_Coal | MAPP_US | External | Summer | B4 | 100 | 150 | 150 | 98.9 | 131.24 | 8 | 24.35
2030 | NWPP_Coal_2_MAPP_US | NWPP_Coal | MAPP_US | External | Summer | B5 | 200 | 150 | 150 | 98.9 | 122.45 | 8 | 15.55
2030 | NWPP_Coal_2_MAPP_US | NWPP_Coal | MAPP_US | External | Summer | B6 | 300 | 150 | 0 | 98.9 | 95.19 | 8 | 0
2030 | NWPP_Coal_2_MAPP_US | NWPP_Coal | MAPP_US | External | Summer | B7 | 400 | 150 | 0 | 98.9 | 85.54 | 8 | 0
2030 | NWPP_Coal_2_MAPP_US | NWPP_Coal | MAPP_US | External | Summer | B8 | 500 | 150 | 0 | 98.9 | 81.21 | 8 | 0
2030 | NWPP_Coal_2_MAPP_US | NWPP_Coal | MAPP_US | External | Summer | B9 | 800 | 150 | 0 | 98.9 | 76.06 | 8 | 0
2030 | NWPP_Coal_2_MAPP_US | NWPP_Coal | MAPP_US | External | Summer | B10 | 1262 | 150 | 0 | 98.9 | 42.56 | 8 | 0
2030 | NWPP_Coal_2_MAPP_US | NWPP_Coal | MAPP_US | External | Winter | B16 | 25 | 150 | 0 | 97.37 | 15.71 | 8 | 0
2030 | NWPP_Coal_2_MAPP_US | NWPP_Coal | MAPP_US | External | Winter | B17 | 100 | 150 | 0 | 97.37 | 15.71 | 8 | 0
2030 | NWPP_Coal_2_MAPP_US | NWPP_Coal | MAPP_US | External | Winter | B18 | 400 | 150 | 0 | 97.37 | 69.61 | 8 | 0
2030 | NWPP_Coal_2_MAPP_US | NWPP_Coal | MAPP_US | External | Winter | B19 | 700 | 150 | 0 | 97.37 | 69.61 | 8 | 0
2030 | NWPP_Coal_2_MAPP_US | NWPP_Coal | MAPP_US | External | Winter | B20 | 935 | 150 | 0 | 97.37 | 15.71 | 8 | 0
2030 | RMPA_2_MAPP_US | RMPA | MAPP_US | External | Shoulder | B11 | 25 | 200 | 0 | 90.37 | 83.37 | 8 | 0
2030 | RMPA_2_MAPP_US | RMPA | MAPP_US | External | Shoulder | B12 | 200 | 200 | 0 | 84.59 | 68.95 | 8 | 0
2030 | RMPA_2_MAPP_US | RMPA | MAPP_US | External | Shoulder | B13 | 600 | 200 | 0 | 84.59 | 68.69 | 8 | 0
2030 | RMPA_2_MAPP_US | RMPA | MAPP_US | External | Shoulder | B14 | 900 | 200 | 0 | 84.59 | 42.33 | 8 | 0
2030 | RMPA_2_MAPP_US | RMPA | MAPP_US | External | Shoulder | B15 | 1203 | 200 | 0 | 84.59 | 18.62 | 8 | 0
2030 | RMPA_2_MAPP_US | RMPA | MAPP_US | External | Summer | B1 | 10 | 200 | 0 | 138.84 | 137.29 | 8 | 0
2030 | RMPA_2_MAPP_US | RMPA | MAPP_US | External | Summer | B2 | 25 | 200 | 0 | 131.6 | 131.39 | 8 | 0
2030 | RMPA_2_MAPP_US | RMPA | MAPP_US | External | Summer | B3 | 75 | 200 | 0 | 134.88 | 131.4 | 8 | 0
2030 | RMPA_2_MAPP_US | RMPA | MAPP_US | External | Summer | B4 | 100 | 200 | 0 | 127.22 | 131.24 | 8 | 0
2030 | RMPA_2_MAPP_US | RMPA | MAPP_US | External | Summer | B5 | 200 | 200 | 200 | 107.08 | 122.45 | 8 | 7.38
2030 | RMPA_2_MAPP_US | RMPA | MAPP_US | External | Summer | B6 | 300 | 200 | 0 | 95.67 | 95.19 | 8 | 0
2030 | RMPA_2_MAPP_US | RMPA | MAPP_US | External | Summer | B7 | 400 | 200 | 0 | 95.67 | 85.54 | 8 | 0
2030 | RMPA_2_MAPP_US | RMPA | MAPP_US | External | Summer | B8 | 500 | 200 | 0 | 95.67 | 81.21 | 8 | 0
2030 | RMPA_2_MAPP_US | RMPA | MAPP_US | External | Summer | B9 | 800 | 200 | 0 | 95.67 | 76.06 | 8 | 0
2030 | RMPA_2_MAPP_US | RMPA | MAPP_US | External | Summer | B10 | 1262 | 200 | 0 | 95.67 | 42.56 | 8 | 0
2030 | RMPA_2_MAPP_US | RMPA | MAPP_US | External | Winter | B16 | 25 | 200 | 0 | 102.01 | 15.71 | 8 | 0
2030 | RMPA_2_MAPP_US | RMPA | MAPP_US | External | Winter | B17 | 100 | 200 | 0 | 102.01 | 15.71 | 8 | 0
2030 | RMPA_2_MAPP_US | RMPA | MAPP_US | External | Winter | B18 | 400 | 200 | 0 | 89.2 | 69.61 | 8 | 0
2030 | RMPA_2_MAPP_US | RMPA | MAPP_US | External | Winter | B19 | 700 | 200 | 0 | 89.2 | 69.61 | 8 | 0
2030 | RMPA_2_MAPP_US | RMPA | MAPP_US | External | Winter | B20 | 935 | 200 | 0 | 83.91 | 15.71 | 8 | 0
2030 | RMPA_2_NE | RMPA | NE | External | Shoulder | B11 | 25 | 310 | 0 | 90.37 | 85.37 | 8 | 0
2030 | RMPA_2_NE | RMPA | NE | External | Shoulder | B12 | 200 | 310 | 0 | 84.59 | 70.94 | 8 | 0
2030 | RMPA_2_NE | RMPA | NE | External | Shoulder | B13 | 600 | 310 | 0 | 84.59 | 63.69 | 8 | 0
2030 | RMPA_2_NE | RMPA | NE | External | Shoulder | B14 | 900 | 310 | 0 | 84.59 | 2.31 | 8 | 0
2030 | RMPA_2_NE | RMPA | NE | External | Shoulder | B15 | 1203 | 310 | 0 | 84.59 | 2.3 | 8 | 0
2030 | RMPA_2_NE | RMPA | NE | External | Summer | B1 | 10 | 310 | 0 | 138.84 | 134.28 | 8 | 0
2030 | RMPA_2_NE | RMPA | NE | External | Summer | B2 | 25 | 310 | 0 | 131.6 | 126.6 | 8 | 0
2030 | RMPA_2_NE | RMPA | NE | External | Summer | B3 | 75 | 310 | 0 | 134.88 | 133.4 | 8 | 0
2030 | RMPA_2_NE | RMPA | NE | External | Summer | B4 | 100 | 310 | 0 | 127.22 | 133.24 | 8 | 0
2030 | RMPA_2_NE | RMPA | NE | External | Summer | B5 | 200 | 310 | 310 | 107.08 | 124.45 | 8 | 9.38
2030 | RMPA_2_NE | RMPA | NE | External | Summer | B6 | 300 | 310 | 0 | 95.67 | 97.19 | 8 | 0
2030 | RMPA_2_NE | RMPA | NE | External | Summer | B7 | 400 | 310 | 0 | 95.67 | 87.54 | 8 | 0
2030 | RMPA_2_NE | RMPA | NE | External | Summer | B8 | 500 | 310 | 0 | 95.67 | 83.21 | 8 | 0
2030 | RMPA_2_NE | RMPA | NE | External | Summer | B9 | 800 | 310 | 0 | 95.67 | 78.06 | 8 | 0
2030 | RMPA_2_NE | RMPA | NE | External | Summer | B10 | 1262 | 310 | 0 | 95.67 | 37.56 | 8 | 0
2030 | RMPA_2_NE | RMPA | NE | External | Winter | B16 | 25 | 310 | 0 | 102.01 | 2.3 | 8 | 0
2030 | RMPA_2_NE | RMPA | NE | External | Winter | B17 | 100 | 310 | 0 | 102.01 | 2.3 | 8 | 0
2030 | RMPA_2_NE | RMPA | NE | External | Winter | B18 | 400 | 310 | 0 | 89.2 | 64.61 | 8 | 0
2030 | RMPA_2_NE | RMPA | NE | External | Winter | B19 | 700 | 310 | 0 | 89.2 | 11.53 | 8 | 0
2030 | RMPA_2_NE | RMPA | NE | External | Winter | B20 | 935 | 310 | 0 | 83.91 | 2.3 | 8 | 0
2030 | RMPA_2_SPP_N | RMPA | SPP_N | External | Shoulder | B11 | 25 | 210 | 0 | 90.37 | 85.37 | 8 | 0
2030 | RMPA_2_SPP_N | RMPA | SPP_N | External | Shoulder | B12 | 200 | 210 | 0 | 84.59 | 70.95 | 8 | 0
2030 | RMPA_2_SPP_N | RMPA | SPP_N | External | Shoulder | B13 | 600 | 210 | 0 | 84.59 | 63.7 | 8 | 0
2030 | RMPA_2_SPP_N | RMPA | SPP_N | External | Shoulder | B14 | 900 | 210 | 0 | 84.59 | 2.3 | 8 | 0
2030 | RMPA_2_SPP_N | RMPA | SPP_N | External | Shoulder | B15 | 1203 | 210 | 0 | 84.59 | 2.3 | 8 | 0
2030 | RMPA_2_SPP_N | RMPA | SPP_N | External | Summer | B1 | 10 | 210 | 0 | 138.84 | 2.3 | 8 | 0
2030 | RMPA_2_SPP_N | RMPA | SPP_N | External | Summer | B2 | 25 | 210 | 0 | 131.6 | 126.61 | 8 | 0
2030 | RMPA_2_SPP_N | RMPA | SPP_N | External | Summer | B3 | 75 | 210 | 0 | 134.88 | 133.41 | 8 | 0
2030 | RMPA_2_SPP_N | RMPA | SPP_N | External | Summer | B4 | 100 | 210 | 0 | 127.22 | 128.96 | 8 | 0
2030 | RMPA_2_SPP_N | RMPA | SPP_N | External | Summer | B5 | 200 | 210 | 210 | 107.08 | 124.45 | 8 | 9.38
2030 | RMPA_2_SPP_N | RMPA | SPP_N | External | Summer | B6 | 300 | 210 | 0 | 95.67 | 92.83 | 8 | 0
2030 | RMPA_2_SPP_N | RMPA | SPP_N | External | Summer | B7 | 400 | 210 | 0 | 95.67 | 87.56 | 8 | 0
2030 | RMPA_2_SPP_N | RMPA | SPP_N | External | Summer | B8 | 500 | 210 | 0 | 95.67 | 83.77 | 8 | 0
2030 | RMPA_2_SPP_N | RMPA | SPP_N | External | Summer | B9 | 800 | 210 | 0 | 95.67 | 78.07 | 8 | 0
2030 | RMPA_2_SPP_N | RMPA | SPP_N | External | Summer | B10 | 1262 | 210 | 0 | 95.67 | 37.57 | 8 | 0
2030 | RMPA_2_SPP_N | RMPA | SPP_N | External | Winter | B16 | 25 | 210 | 0 | 102.01 | 2.3 | 8 | 0
2030 | RMPA_2_SPP_N | RMPA | SPP_N | External | Winter | B17 | 100 | 210 | 0 | 102.01 | 2.3 | 8 | 0
2030 | RMPA_2_SPP_N | RMPA | SPP_N | External | Winter | B18 | 400 | 210 | 0 | 89.2 | 71.61 | 8 | 0
2030 | RMPA_2_SPP_N | RMPA | SPP_N | External | Winter | B19 | 700 | 210 | 0 | 89.2 | 11.52 | 8 | 0
2030 | RMPA_2_SPP_N | RMPA | SPP_N | External | Winter | B20 | 935 | 210 | 0 | 83.91 | 2.3 | 8 | 0
2030 | SPP_N_2_RMPA | SPP_N | RMPA | External | Shoulder | B11 | 25 | 210 | 133.57 | 85.37 | 90.37 | 5 | 0
2030 | SPP_N_2_RMPA | SPP_N | RMPA | External | Shoulder | B12 | 200 | 210 | 210 | 70.95 | 84.59 | 5 | 8.64
2030 | SPP_N_2_RMPA | SPP_N | RMPA | External | Shoulder | B13 | 600 | 210 | 210 | 63.7 | 84.59 | 5 | 15.89
2030 | SPP_N_2_RMPA | SPP_N | RMPA | External | Shoulder | B14 | 900 | 210 | 210 | 2.3 | 84.59 | 5 | 77.29
2030 | SPP_N_2_RMPA | SPP_N | RMPA | External | Shoulder | B15 | 1203 | 210 | 210 | 2.3 | 84.59 | 5 | 77.29
2030 | SPP_N_2_RMPA | SPP_N | RMPA | External | Summer | B1 | 10 | 210 | 210 | 2.3 | 138.84 | 5 | 131.54
2030 | SPP_N_2_RMPA | SPP_N | RMPA | External | Summer | B2 | 25 | 210 | 0.89 | 126.61 | 131.6 | 5 | 0
2030 | SPP_N_2_RMPA | SPP_N | RMPA | External | Summer | B3 | 75 | 210 | 0 | 133.41 | 134.88 | 5 | 0
2030 | SPP_N_2_RMPA | SPP_N | RMPA | External | Summer | B4 | 100 | 210 | 0 | 128.96 | 127.22 | 5 | 0
2030 | SPP_N_2_RMPA | SPP_N | RMPA | External | Summer | B5 | 200 | 210 | 0 | 124.45 | 107.08 | 5 | 0
2030 | SPP_N_2_RMPA | SPP_N | RMPA | External | Summer | B6 | 300 | 210 | 0 | 92.83 | 95.67 | 5 | 0
2030 | SPP_N_2_RMPA | SPP_N | RMPA | External | Summer | B7 | 400 | 210 | 210 | 87.56 | 95.67 | 5 | 3.12
2030 | SPP_N_2_RMPA | SPP_N | RMPA | External | Summer | B8 | 500 | 210 | 210 | 83.77 | 95.67 | 5 | 6.9
2030 | SPP_N_2_RMPA | SPP_N | RMPA | External | Summer | B9 | 800 | 210 | 210 | 78.07 | 95.67 | 5 | 12.6
2030 | SPP_N_2_RMPA | SPP_N | RMPA | External | Summer | B10 | 1262 | 210 | 210 | 37.57 | 95.67 | 5 | 53.1
2030 | SPP_N_2_RMPA | SPP_N | RMPA | External | Winter | B16 | 25 | 210 | 210 | 2.3 | 102.01 | 5 | 94.71
2030 | SPP_N_2_RMPA | SPP_N | RMPA | External | Winter | B17 | 100 | 210 | 210 | 2.3 | 102.01 | 5 | 94.71
2030 | SPP_N_2_RMPA | SPP_N | RMPA | External | Winter | B18 | 400 | 210 | 210 | 71.61 | 89.2 | 5 | 12.59
2030 | SPP_N_2_RMPA | SPP_N | RMPA | External | Winter | B19 | 700 | 210 | 210 | 11.52 | 89.2 | 5 | 72.68
2030 | SPP_N_2_RMPA | SPP_N | RMPA | External | Winter | B20 | 935 | 210 | 210 | 2.3 | 83.91 | 5 | 76.6
2030 | SPP_S_2_ERCOT | SPP_S | ERCOT | External | Shoulder | B11 | 25 | 800 | 800 | 85.38 | 98.43 | 5 | 8.05
2030 | SPP_S_2_ERCOT | SPP_S | ERCOT | External | Shoulder | B12 | 200 | 800 | 800 | 70.96 | 90.07 | 5 | 14.11
2030 | SPP_S_2_ERCOT | SPP_S | ERCOT | External | Shoulder | B13 | 600 | 800 | 800 | 63.71 | 90.07 | 5 | 21.36
2030 | SPP_S_2_ERCOT | SPP_S | ERCOT | External | Shoulder | B14 | 900 | 800 | 800 | 2.3 | 90.07 | 5 | 82.77
2030 | SPP_S_2_ERCOT | SPP_S | ERCOT | External | Shoulder | B15 | 1203 | 800 | 800 | 2.3 | 78.02 | 5 | 70.71
2030 | SPP_S_2_ERCOT | SPP_S | ERCOT | External | Summer | B1 | 10 | 800 | 800 | 2.31 | 147.98 | 5 | 140.67
2030 | SPP_S_2_ERCOT | SPP_S | ERCOT | External | Summer | B2 | 25 | 800 | 800 | 126.61 | 147.98 | 5 | 16.37
2030 | SPP_S_2_ERCOT | SPP_S | ERCOT | External | Summer | B3 | 75 | 800 | 0 | 133.41 | 130.77 | 5 | 0
2030 | SPP_S_2_ERCOT | SPP_S | ERCOT | External | Summer | B4 | 100 | 800 | 0 | 128.95 | 130.77 | 5 | 0
2030 | SPP_S_2_ERCOT | SPP_S | ERCOT | External | Summer | B5 | 200 | 800 | 0 | 124.45 | 123.82 | 5 | 0
2030 | SPP_S_2_ERCOT | SPP_S | ERCOT | External | Summer | B6 | 300 | 800 | 0 | 92.84 | 96.92 | 5 | 0
2030 | SPP_S_2_ERCOT | SPP_S | ERCOT | External | Summer | B7 | 400 | 800 | 0 | 88.69 | 88.69 | 5 | 0
2030 | SPP_S_2_ERCOT | SPP_S | ERCOT | External | Summer | B8 | 500 | 800 | 0 | 88.49 | 88.69 | 5 | 0
2030 | SPP_S_2_ERCOT | SPP_S | ERCOT | External | Summer | B9 | 800 | 800 | 800 | 78.09 | 88.69 | 5 | 5.61
2030 | SPP_S_2_ERCOT | SPP_S | ERCOT | External | Summer | B10 | 1262 | 800 | 800 | 37.58 | 88.69 | 5 | 46.11
2030 | SPP_S_2_ERCOT | SPP_S | ERCOT | External | Winter | B16 | 25 | 800 | 800 | 2.31 | 93.04 | 5 | 85.73
2030 | SPP_S_2_ERCOT | SPP_S | ERCOT | External | Winter | B17 | 100 | 800 | 800 | 2.31 | 93.04 | 5 | 85.73
2030 | SPP_S_2_ERCOT | SPP_S | ERCOT | External | Winter | B18 | 400 | 800 | 800 | 71.61 | 93.04 | 5 | 16.43
2030 | SPP_S_2_ERCOT | SPP_S | ERCOT | External | Winter | B19 | 700 | 800 | 800 | 11.51 | 93.04 | 5 | 76.53
2030 | SPP_S_2_ERCOT | SPP_S | ERCOT | External | Winter | B20 | 935 | 800 | 800 | 2.3 | 80.54 | 5 | 73.24
2035 | AZ_NM_SNV_Coal_2_SPP_S | AZ_NM_SNV_Coal | SPP_S | External | Shoulder | B11 | 25 | 400 | 0 | 116.89 | 117.95 | 8.17 | 0
2035 | AZ_NM_SNV_Coal_2_SPP_S | AZ_NM_SNV_Coal | SPP_S | External | Shoulder | B12 | 200 | 400 | 0 | 108.73 | 106.26 | 8.17 | 0
2035 | AZ_NM_SNV_Coal_2_SPP_S | AZ_NM_SNV_Coal | SPP_S | External | Shoulder | B13 | 600 | 400 | 0 | 100.57 | 100.78 | 8.17 | 0
2035 | AZ_NM_SNV_Coal_2_SPP_S | AZ_NM_SNV_Coal | SPP_S | External | Shoulder | B14 | 900 | 400 | 0 | 100.57 | 58.23 | 8.17 | 0
2035 | AZ_NM_SNV_Coal_2_SPP_S | AZ_NM_SNV_Coal | SPP_S | External | Shoulder | B15 | 1203 | 400 | 0 | 84.25 | 58.23 | 8.17 | 0
2035 | AZ_NM_SNV_Coal_2_SPP_S | AZ_NM_SNV_Coal | SPP_S | External | Summer | B1 | 10 | 400 | 0 | 193.65 | 58.24 | 8.17 | 0
2035 | AZ_NM_SNV_Coal_2_SPP_S | AZ_NM_SNV_Coal | SPP_S | External | Summer | B2 | 25 | 400 | 0 | 193.64 | 196.29 | 8.17 | 0
2035 | AZ_NM_SNV_Coal_2_SPP_S | AZ_NM_SNV_Coal | SPP_S | External | Summer | B3 | 75 | 400 | 400 | 189.44 | 205.61 | 8.17 | 8
2035 | AZ_NM_SNV_Coal_2_SPP_S | AZ_NM_SNV_Coal | SPP_S | External | Summer | B4 | 100 | 400 | 400 | 143.58 | 170.96 | 8.17 | 19.21
2035 | AZ_NM_SNV_Coal_2_SPP_S | AZ_NM_SNV_Coal | SPP_S | External | Summer | B5 | 200 | 400 | 0 | 136.32 | 138.93 | 8.17 | 0
2035 | AZ_NM_SNV_Coal_2_SPP_S | AZ_NM_SNV_Coal | SPP_S | External | Summer | B6 | 300 | 400 | 0 | 136.32 | 135.39 | 8.17 | 0
2035 | AZ_NM_SNV_Coal_2_SPP_S | AZ_NM_SNV_Coal | SPP_S | External | Summer | B7 | 400 | 400 | 0 | 136.32 | 134.62 | 8.17 | 0
2035 | AZ_NM_SNV_Coal_2_SPP_S | AZ_NM_SNV_Coal | SPP_S | External | Summer | B8 | 500 | 400 | 0 | 136.32 | 134.31 | 8.17 | 0
2035 | AZ_NM_SNV_Coal_2_SPP_S | AZ_NM_SNV_Coal | SPP_S | External | Summer | B9 | 800 | 400 | 0 | 136.32 | 108.42 | 8.17 | 0
2035 | AZ_NM_SNV_Coal_2_SPP_S | AZ_NM_SNV_Coal | SPP_S | External | Summer | B10 | 1262 | 400 | 0 | 119.62 | 76.92 | 8.17 | 0
2035 | AZ_NM_SNV_Coal_2_SPP_S | AZ_NM_SNV_Coal | SPP_S | External | Winter | B16 | 25 | 400 | 0 | 118.54 | 58.24 | 8.17 | 0
2035 | AZ_NM_SNV_Coal_2_SPP_S | AZ_NM_SNV_Coal | SPP_S | External | Winter | B17 | 100 | 400 | 0 | 111.12 | 58.24 | 8.17 | 0
2035 | AZ_NM_SNV_Coal_2_SPP_S | AZ_NM_SNV_Coal | SPP_S | External | Winter | B18 | 400 | 400 | 0 | 100.57 | 105.37 | 8.17 | 0
2035 | AZ_NM_SNV_Coal_2_SPP_S | AZ_NM_SNV_Coal | SPP_S | External | Winter | B19 | 700 | 400 | 0 | 100.57 | 87.41 | 8.17 | 0
2035 | AZ_NM_SNV_Coal_2_SPP_S | AZ_NM_SNV_Coal | SPP_S | External | Winter | B20 | 935 | 400 | 0 | 85.08 | 58.23 | 8.17 | 0
2035 | ERCOT_2_SPP_S | ERCOT | SPP_S | External | Shoulder | B11 | 25 | 800 | 0 | 136.08 | 117.95 | 8 | 0
2035 | ERCOT_2_SPP_S | ERCOT | SPP_S | External | Shoulder | B12 | 200 | 800 | 0 | 136.08 | 106.26 | 8 | 0
2035 | ERCOT_2_SPP_S | ERCOT | SPP_S | External | Shoulder | B13 | 600 | 800 | 0 | 117.14 | 100.78 | 8 | 0
2035 | ERCOT_2_SPP_S | ERCOT | SPP_S | External | Shoulder | B14 | 900 | 800 | 0 | 117.14 | 58.23 | 8 | 0
2035 | ERCOT_2_SPP_S | ERCOT | SPP_S | External | Shoulder | B15 | 1203 | 800 | 0 | 73.5 | 58.23 | 8 | 0
2035 | ERCOT_2_SPP_S | ERCOT | SPP_S | External | Summer | B1 | 10 | 800 | 0 | 222.14 | 58.24 | 8 | 0
2035 | ERCOT_2_SPP_S | ERCOT | SPP_S | External | Summer | B2 | 25 | 800 | 0 | 222.14 | 196.29 | 8 | 0
2035 | ERCOT_2_SPP_S | ERCOT | SPP_S | External | Summer | B3 | 75 | 800 | 421.51 | 197.61 | 205.61 | 8 | 0
2035 | ERCOT_2_SPP_S | ERCOT | SPP_S | External | Summer | B4 | 100 | 800 | 800 | 134.52 | 170.96 | 8 | 28.44
2035 | ERCOT_2_SPP_S | ERCOT | SPP_S | External | Summer | B5 | 200 | 800 | 0 | 134.52 | 138.93 | 8 | 0
2035 | ERCOT_2_SPP_S | ERCOT | SPP_S | External | Summer | B6 | 300 | 800 | 0 | 134.52 | 135.39 | 8 | 0
2035 | ERCOT_2_SPP_S | ERCOT | SPP_S | External | Summer | B7 | 400 | 800 | 0 | 134.52 | 134.62 | 8 | 0
2035 | ERCOT_2_SPP_S | ERCOT | SPP_S | External | Summer | B8 | 500 | 800 | 0 | 134.52 | 134.31 | 8 | 0
2035 | ERCOT_2_SPP_S | ERCOT | SPP_S | External | Summer | B9 | 800 | 800 | 0 | 115.82 | 108.42 | 8 | 0
2035 | ERCOT_2_SPP_S | ERCOT | SPP_S | External | Summer | B10 | 1262 | 800 | 0 | 97.19 | 76.92 | 8 | 0
2035 | ERCOT_2_SPP_S | ERCOT | SPP_S | External | Winter | B16 | 25 | 800 | 0 | 139.35 | 58.24 | 8 | 0
2035 | ERCOT_2_SPP_S | ERCOT | SPP_S | External | Winter | B17 | 100 | 800 | 0 | 133.22 | 58.24 | 8 | 0
2035 | ERCOT_2_SPP_S | ERCOT | SPP_S | External | Winter | B18 | 400 | 800 | 0 | 119.92 | 105.37 | 8 | 0
2035 | ERCOT_2_SPP_S | ERCOT | SPP_S | External | Winter | B19 | 700 | 800 | 0 | 119.92 | 87.41 | 8 | 0
2035 | ERCOT_2_SPP_S | ERCOT | SPP_S | External | Winter | B20 | 935 | 800 | 0 | 73.5 | 58.23 | 8 | 0
2035 | MAPP_US_2_RMPA | MAPP_US | RMPA | External | Shoulder | B11 | 25 | 200 | 0 | 113.17 | 108.73 | 8 | 0
2035 | MAPP_US_2_RMPA | MAPP_US | RMPA | External | Shoulder | B12 | 200 | 200 | 0 | 105.79 | 107.54 | 8 | 0
2035 | MAPP_US_2_RMPA | MAPP_US | RMPA | External | Shoulder | B13 | 600 | 200 | 0 | 105.77 | 97.76 | 8 | 0
2035 | MAPP_US_2_RMPA | MAPP_US | RMPA | External | Shoulder | B14 | 900 | 200 | 0 | 86.96 | 92.41 | 8 | 0
2035 | MAPP_US_2_RMPA | MAPP_US | RMPA | External | Shoulder | B15 | 1203 | 200 | 24.95 | 79.97 | 87.97 | 8 | 0
2035 | MAPP_US_2_RMPA | MAPP_US | RMPA | External | Summer | B1 | 10 | 200 | 0 | 206.66 | 210.6 | 8 | 0
2035 | MAPP_US_2_RMPA | MAPP_US | RMPA | External | Summer | B2 | 25 | 200 | 0 | 203.6 | 201.81 | 8 | 0
2035 | MAPP_US_2_RMPA | MAPP_US | RMPA | External | Summer | B3 | 75 | 200 | 0 | 203.6 | 197.61 | 8 | 0
2035 | MAPP_US_2_RMPA | MAPP_US | RMPA | External | Summer | B4 | 100 | 200 | 0 | 168.95 | 159.38 | 8 | 0
2035 | MAPP_US_2_RMPA | MAPP_US | RMPA | External | Summer | B5 | 200 | 200 | 0 | 136.91 | 143.92 | 8 | 0
2035 | MAPP_US_2_RMPA | MAPP_US | RMPA | External | Summer | B6 | 300 | 200 | 199.99 | 134.23 | 142.42 | 8 | 0.19
2035 | MAPP_US_2_RMPA | MAPP_US | RMPA | External | Summer | B7 | 400 | 200 | 200 | 122.39 | 134.59 | 8 | 4.2
2035 | MAPP_US_2_RMPA | MAPP_US | RMPA | External | Summer | B8 | 500 | 200 | 200 | 116.95 | 128.15 | 8 | 3.2
2035 | MAPP_US_2_RMPA | MAPP_US | RMPA | External | Summer | B9 | 800 | 200 | 200 | 106.21 | 124.42 | 8 | 10.22
2035 | MAPP_US_2_RMPA | MAPP_US | RMPA | External | Summer | B10 | 1262 | 200 | 200 | 79.97 | 117.76 | 8 | 29.78
2035 | MAPP_US_2_RMPA | MAPP_US | RMPA | External | Winter | B16 | 25 | 200 | 200 | 79.97 | 123.49 | 8 | 35.52
2035 | MAPP_US_2_RMPA | MAPP_US | RMPA | External | Winter | B17 | 100 | 200 | 200 | 79.97 | 108.73 | 8 | 20.75
2035 | MAPP_US_2_RMPA | MAPP_US | RMPA | External | Winter | B18 | 400 | 200 | 0 | 106.83 | 104.93 | 8 | 0
2035 | MAPP_US_2_RMPA | MAPP_US | RMPA | External | Winter | B19 | 700 | 200 | 0 | 105.12 | 103.88 | 8 | 0
2035 | MAPP_US_2_RMPA | MAPP_US | RMPA | External | Winter | B20 | 935 | 200 | 0 | 79.97 | 76.92 | 8 | 0
2035 | NE_2_RMPA | NE | RMPA | External | Shoulder | B11 | 25 | 310 | 0 | 115.17 | 108.73 | 5 | 0
2035 | NE_2_RMPA | NE | RMPA | External | Shoulder | B12 | 200 | 310 | 0 | 106.25 | 107.54 | 5 | 0
2035 | NE_2_RMPA | NE | RMPA | External | Shoulder | B13 | 600 | 310 | 0 | 100.77 | 97.76 | 5 | 0
2035 | NE_2_RMPA | NE | RMPA | External | Shoulder | B14 | 900 | 310 | 310 | 80.37 | 92.41 | 5 | 7.03
2035 | NE_2_RMPA | NE | RMPA | External | Shoulder | B15 | 1203 | 310 | 310 | 58.23 | 87.97 | 5 | 24.74
2035 | NE_2_RMPA | NE | RMPA | External | Summer | B1 | 10 | 310 | 52.47 | 205.6 | 210.6 | 5 | 0
2035 | NE_2_RMPA | NE | RMPA | External | Summer | B2 | 25 | 310 | 0 | 205.6 | 201.81 | 5 | 0
2035 | NE_2_RMPA | NE | RMPA | External | Summer | B3 | 75 | 310 | 0 | 205.6 | 197.61 | 5 | 0
2035 | NE_2_RMPA | NE | RMPA | External | Summer | B4 | 100 | 310 | 0 | 170.95 | 159.38 | 5 | 0
2035 | NE_2_RMPA | NE | RMPA | External | Summer | B5 | 200 | 310 | 309.64 | 138.9 | 143.92 | 5 | 0.01
2035 | NE_2_RMPA | NE | RMPA | External | Summer | B6 | 300 | 310 | 310 | 135.37 | 142.42 | 5 | 2.05
2035 | NE_2_RMPA | NE | RMPA | External | Summer | B7 | 400 | 310 | 310 | 129.39 | 134.59 | 5 | 0.2
2035 | NE_2_RMPA | NE | RMPA | External | Summer | B8 | 500 | 310 | 310 | 118.95 | 128.15 | 5 | 4.2
2035 | NE_2_RMPA | NE | RMPA | External | Summer | B9 | 800 | 310 | 310 | 108.21 | 124.42 | 5 | 11.22
2035 | NE_2_RMPA | NE | RMPA | External | Summer | B10 | 1262 | 310 | 310 | 76.9 | 117.76 | 5 | 35.86
2035 | NE_2_RMPA | NE | RMPA | External | Winter | B16 | 25 | 310 | 310 | 58.23 | 123.49 | 5 | 60.26
2035 | NE_2_RMPA | NE | RMPA | External | Winter | B17 | 100 | 310 | 310 | 58.23 | 108.73 | 5 | 45.5
2035 | NE_2_RMPA | NE | RMPA | External | Winter | B18 | 400 | 310 | 0 | 101.83 | 104.93 | 5 | 0
2035 | NE_2_RMPA | NE | RMPA | External | Winter | B19 | 700 | 310 | 310 | 92.74 | 103.88 | 5 | 6.14
2035 | NE_2_RMPA | NE | RMPA | External | Winter | B20 | 935 | 310 | 310 | 58.23 | 76.92 | 5 | 13.69
2035 | NWPP_Coal_2_MAPP_US | NWPP_Coal | MAPP_US | External | Shoulder | B11 | 25 | 150 | 150 | 100.56 | 113.17 | 8 | 4.61
2035 | NWPP_Coal_2_MAPP_US | NWPP_Coal | MAPP_US | External | Shoulder | B12 | 200 | 150 | 0 | 100.56 | 105.79 | 8 | 0
2035 | NWPP_Coal_2_MAPP_US | NWPP_Coal | MAPP_US | External | Shoulder | B13 | 600 | 150 | 0 | 100.56 | 105.77 | 8 | 0
2035 | NWPP_Coal_2_MAPP_US | NWPP_Coal | MAPP_US | External | Shoulder | B14 | 900 | 150 | 0 | 100.56 | 86.96 | 8 | 0
2035 | NWPP_Coal_2_MAPP_US | NWPP_Coal | MAPP_US | External | Shoulder | B15 | 1203 | 150 | 0 | 100.56 | 79.97 | 8 | 0
2035 | NWPP_Coal_2_MAPP_US | NWPP_Coal | MAPP_US | External | Summer | B1 | 10 | 150 | 150 | 142.58 | 206.66 | 8 | 56.08
2035 | NWPP_Coal_2_MAPP_US | NWPP_Coal | MAPP_US | External | Summer | B2 | 25 | 150 | 150 | 134.25 | 203.6 | 8 | 61.34
2035 | NWPP_Coal_2_MAPP_US | NWPP_Coal | MAPP_US | External | Summer | B3 | 75 | 150 | 150 | 134.25 | 203.6 | 8 | 61.34
2035 | NWPP_Coal_2_MAPP_US | NWPP_Coal | MAPP_US | External | Summer | B4 | 100 | 150 | 150 | 134.25 | 168.95 | 8 | 26.69
2035 | NWPP_Coal_2_MAPP_US | NWPP_Coal | MAPP_US | External | Summer | B5 | 200 | 150 | 0 | 134.25 | 136.91 | 8 | 0
2035 | NWPP_Coal_2_MAPP_US | NWPP_Coal | MAPP_US | External | Summer | B6 | 300 | 150 | 0 | 134.25 | 134.23 | 8 | 0
2035 | NWPP_Coal_2_MAPP_US | NWPP_Coal | MAPP_US | External | Summer | B7 | 400 | 150 | 0 | 134.25 | 122.39 | 8 | 0
2035 | NWPP_Coal_2_MAPP_US | NWPP_Coal | MAPP_US | External | Summer | B8 | 500 | 150 | 0 | 134.25 | 116.95 | 8 | 0
2035 | NWPP_Coal_2_MAPP_US | NWPP_Coal | MAPP_US | External | Summer | B9 | 800 | 150 | 0 | 134.25 | 106.21 | 8 | 0
2035 | NWPP_Coal_2_MAPP_US | NWPP_Coal | MAPP_US | External | Summer | B10 | 1262 | 150 | 0 | 134.25 | 79.97 | 8 | 0
2035 | NWPP_Coal_2_MAPP_US | NWPP_Coal | MAPP_US | External | Winter | B16 | 25 | 150 | 0 | 100.56 | 79.97 | 8 | 0
2035 | NWPP_Coal_2_MAPP_US | NWPP_Coal | MAPP_US | External | Winter | B17 | 100 | 150 | 0 | 100.56 | 79.97 | 8 | 0
2035 | NWPP_Coal_2_MAPP_US | NWPP_Coal | MAPP_US | External | Winter | B18 | 400 | 150 | 0 | 100.56 | 106.83 | 8 | 0
2035 | NWPP_Coal_2_MAPP_US | NWPP_Coal | MAPP_US | External | Winter | B19 | 700 | 150 | 0 | 100.56 | 105.12 | 8 | 0
2035 | NWPP_Coal_2_MAPP_US | NWPP_Coal | MAPP_US | External | Winter | B20 | 935 | 150 | 0 | 100.56 | 79.97 | 8 | 0
2035 | RMPA_2_MAPP_US | RMPA | MAPP_US | External | Shoulder | B11 | 25 | 200 | 0 | 108.73 | 113.17 | 8 | 0
2035 | RMPA_2_MAPP_US | RMPA | MAPP_US | External | Shoulder | B12 | 200 | 200 | 0 | 107.54 | 105.79 | 8 | 0
2035 | RMPA_2_MAPP_US | RMPA | MAPP_US | External | Shoulder | B13 | 600 | 200 | 183.57 | 97.76 | 105.77 | 8 | 0
2035 | RMPA_2_MAPP_US | RMPA | MAPP_US | External | Shoulder | B14 | 900 | 200 | 0 | 92.41 | 86.96 | 8 | 0
2035 | RMPA_2_MAPP_US | RMPA | MAPP_US | External | Shoulder | B15 | 1203 | 200 | 0 | 87.97 | 79.97 | 8 | 0
2035 | RMPA_2_MAPP_US | RMPA | MAPP_US | External | Summer | B1 | 10 | 200 | 0 | 210.6 | 206.66 | 8 | 0
2035 | RMPA_2_MAPP_US | RMPA | MAPP_US | External | Summer | B2 | 25 | 200 | 0 | 201.81 | 203.6 | 8 | 0
2035 | RMPA_2_MAPP_US | RMPA | MAPP_US | External | Summer | B3 | 75 | 200 | 0 | 197.61 | 203.6 | 8 | 0
2035 | RMPA_2_MAPP_US | RMPA | MAPP_US | External | Summer | B4 | 100 | 200 | 200 | 159.38 | 168.95 | 8 | 1.56
2035 | RMPA_2_MAPP_US | RMPA | MAPP_US | External | Summer | B5 | 200 | 200 | 0 | 143.92 | 136.91 | 8 | 0
2035 | RMPA_2_MAPP_US | RMPA | MAPP_US | External | Summer | B6 | 300 | 200 | 0 | 142.42 | 134.23 | 8 | 0
2035 | RMPA_2_MAPP_US | RMPA | MAPP_US | External | Summer | B7 | 400 | 200 | 0 | 134.59 | 122.39 | 8 | 0
2035 | RMPA_2_MAPP_US | RMPA | MAPP_US | External | Summer | B8 | 500 | 200 | 0 | 128.15 | 116.95 | 8 | 0
2035 | RMPA_2_MAPP_US | RMPA | MAPP_US | External | Summer | B9 | 800 | 200 | 0 | 124.42 | 106.21 | 8 | 0
2035 | RMPA_2_MAPP_US | RMPA | MAPP_US | External | Summer | B10 | 1262 | 200 | 0 | 117.76 | 79.97 | 8 | 0
2035 | RMPA_2_MAPP_US | RMPA | MAPP_US | External | Winter | B16 | 25 | 200 | 0 | 123.49 | 79.97 | 8 | 0
2035 | RMPA_2_MAPP_US | RMPA | MAPP_US | External | Winter | B17 | 100 | 200 | 0 | 108.73 | 79.97 | 8 | 0
2035 | RMPA_2_MAPP_US | RMPA | MAPP_US | External | Winter | B18 | 400 | 200 | 0 | 104.93 | 106.83 | 8 | 0
2035 | RMPA_2_MAPP_US | RMPA | MAPP_US | External | Winter | B19 | 700 | 200 | 0 | 103.88 | 105.12 | 8 | 0
2035 | RMPA_2_MAPP_US | RMPA | MAPP_US | External | Winter | B20 | 935 | 200 | 0 | 76.92 | 79.97 | 8 | 0
2035 | RMPA_2_NE | RMPA | NE | External | Shoulder | B11 | 25 | 310 | 0 | 108.73 | 115.17 | 8 | 0
2035 | RMPA_2_NE | RMPA | NE | External | Shoulder | B12 | 200 | 310 | 0 | 107.54 | 106.25 | 8 | 0
2035 | RMPA_2_NE | RMPA | NE | External | Shoulder | B13 | 600 | 310 | 0 | 97.76 | 100.77 | 8 | 0
2035 | RMPA_2_NE | RMPA | NE | External | Shoulder | B14 | 900 | 310 | 0 | 92.41 | 80.37 | 8 | 0
2035 | RMPA_2_NE | RMPA | NE | External | Shoulder | B15 | 1203 | 310 | 0 | 87.97 | 58.23 | 8 | 0
2035 | RMPA_2_NE | RMPA | NE | External | Summer | B1 | 10 | 310 | 0 | 210.6 | 205.6 | 8 | 0
2035 | RMPA_2_NE | RMPA | NE | External | Summer | B2 | 25 | 310 | 0 | 201.81 | 205.6 | 8 | 0
2035 | RMPA_2_NE | RMPA | NE | External | Summer | B3 | 75 | 310 | 0.35 | 197.61 | 205.6 | 8 | 0
2035 | RMPA_2_NE | RMPA | NE | External | Summer | B4 | 100 | 310 | 310 | 159.38 | 170.95 | 8 | 3.56
2035 | RMPA_2_NE | RMPA | NE | External | Summer | B5 | 200 | 310 | 0 | 143.92 | 138.9 | 8 | 0
2035 | RMPA_2_NE | RMPA | NE | External | Summer | B6 | 300 | 310 | 0 | 142.42 | 135.37 | 8 | 0
2035 | RMPA_2_NE | RMPA | NE | External | Summer | B7 | 400 | 310 | 0 | 134.59 | 129.39 | 8 | 0
2035 | RMPA_2_NE | RMPA | NE | External | Summer | B8 | 500 | 310 | 0 | 128.15 | 118.95 | 8 | 0
2035 | RMPA_2_NE | RMPA | NE | External | Summer | B9 | 800 | 310 | 0 | 124.42 | 108.21 | 8 | 0
2035 | RMPA_2_NE | RMPA | NE | External | Summer | B10 | 1262 | 310 | 0 | 117.76 | 76.9 | 8 | 0
2035 | RMPA_2_NE | RMPA | NE | External | Winter | B16 | 25 | 310 | 0 | 123.49 | 58.23 | 8 | 0
2035 | RMPA_2_NE | RMPA | NE | External | Winter | B17 | 100 | 310 | 0 | 108.73 | 58.23 | 8 | 0
2035 | RMPA_2_NE | RMPA | NE | External | Winter | B18 | 400 | 310 | 0 | 104.93 | 101.83 | 8 | 0
2035 | RMPA_2_NE | RMPA | NE | External | Winter | B19 | 700 | 310 | 0 | 103.88 | 92.74 | 8 | 0
2035 | RMPA_2_NE | RMPA | NE | External | Winter | B20 | 935 | 310 | 0 | 76.92 | 58.23 | 8 | 0
2035 | RMPA_2_SPP_N | RMPA | SPP_N | External | Shoulder | B11 | 25 | 210 | 209.99 | 108.73 | 117.94 | 8 | 1.21
2035 | RMPA_2_SPP_N | RMPA | SPP_N | External | Shoulder | B12 | 200 | 210 | 0 | 107.54 | 106.26 | 8 | 0
2035 | RMPA_2_SPP_N | RMPA | SPP_N | External | Shoulder | B13 | 600 | 210 | 0 | 97.76 | 100.78 | 8 | 0
2035 | RMPA_2_SPP_N | RMPA | SPP_N | External | Shoulder | B14 | 900 | 210 | 0 | 92.41 | 58.23 | 8 | 0
2035 | RMPA_2_SPP_N | RMPA | SPP_N | External | Shoulder | B15 | 1203 | 210 | 0 | 87.97 | 58.23 | 8 | 0
2035 | RMPA_2_SPP_N | RMPA | SPP_N | External | Summer | B1 | 10 | 210 | 0 | 210.6 | 58.23 | 8 | 0
2035 | RMPA_2_SPP_N | RMPA | SPP_N | External | Summer | B2 | 25 | 210 | 0 | 201.81 | 196.81 | 8 | 0
2035 | RMPA_2_SPP_N | RMPA | SPP_N | External | Summer | B3 | 75 | 210 | 131.66 | 197.61 | 205.61 | 8 | 0
2035 | RMPA_2_SPP_N | RMPA | SPP_N | External | Summer | B4 | 100 | 210 | 210 | 159.38 | 170.96 | 8 | 3.58
2035 | RMPA_2_SPP_N | RMPA | SPP_N | External | Summer | B5 | 200 | 210 | 0 | 143.92 | 138.92 | 8 | 0
2035 | RMPA_2_SPP_N | RMPA | SPP_N | External | Summer | B6 | 300 | 210 | 0 | 142.42 | 135.38 | 8 | 0
2035 | RMPA_2_SPP_N | RMPA | SPP_N | External | Summer | B7 | 400 | 210 | 0 | 134.59 | 129.59 | 8 | 0
2035 | RMPA_2_SPP_N | RMPA | SPP_N | External | Summer | B8 | 500 | 210 | 0 | 128.15 | 126.96 | 8 | 0
2035 | RMPA_2_SPP_N | RMPA | SPP_N | External | Summer | B9 | 800 | 210 | 0 | 124.42 | 108.41 | 8 | 0
2035 | RMPA_2_SPP_N | RMPA | SPP_N | External | Summer | B10 | 1262 | 210 | 0 | 117.76 | 76.91 | 8 | 0
2035 | RMPA_2_SPP_N | RMPA | SPP_N | External | Winter | B16 | 25 | 210 | 0 | 123.49 | 58.23 | 8 | 0
2035 | RMPA_2_SPP_N | RMPA | SPP_N | External | Winter | B17 | 100 | 210 | 0 | 108.73 | 58.23 | 8 | 0
2035 | RMPA_2_SPP_N | RMPA | SPP_N | External | Winter | B18 | 400 | 210 | 0 | 104.93 | 105.37 | 8 | 0
2035 | RMPA_2_SPP_N | RMPA | SPP_N | External | Winter | B19 | 700 | 210 | 0 | 103.88 | 92.73 | 8 | 0
2035 | RMPA_2_SPP_N | RMPA | SPP_N | External | Winter | B20 | 935 | 210 | 0 | 76.92 | 58.23 | 8 | 0
2035 | SPP_N_2_RMPA | SPP_N | RMPA | External | Shoulder | B11 | 25 | 210 | 0 | 117.94 | 108.73 | 5 | 0
2035 | SPP_N_2_RMPA | SPP_N | RMPA | External | Shoulder | B12 | 200 | 210 | 0 | 106.26 | 107.54 | 5 | 0
2035 | SPP_N_2_RMPA | SPP_N | RMPA | External | Shoulder | B13 | 600 | 210 | 0 | 100.78 | 97.76 | 5 | 0
2035 | SPP_N_2_RMPA | SPP_N | RMPA | External | Shoulder | B14 | 900 | 210 | 210 | 58.23 | 92.41 | 5 | 29.18
2035 | SPP_N_2_RMPA | SPP_N | RMPA | External | Shoulder | B15 | 1203 | 210 | 210 | 58.23 | 87.97 | 5 | 24.74
2035 | SPP_N_2_RMPA | SPP_N | RMPA | External | Summer | B1 | 10 | 210 | 210 | 58.23 | 210.6 | 5 | 147.37
2035 | SPP_N_2_RMPA | SPP_N | RMPA | External | Summer | B2 | 25 | 210 | 16.71 | 196.81 | 201.81 | 5 | 0
2035 | SPP_N_2_RMPA | SPP_N | RMPA | External | Summer | B3 | 75 | 210 | 0 | 205.61 | 197.61 | 5 | 0
2035 | SPP_N_2_RMPA | SPP_N | RMPA | External | Summer | B4 | 100 | 210 | 0 | 170.96 | 159.38 | 5 | 0
2035 | SPP_N_2_RMPA | SPP_N | RMPA | External | Summer | B5 | 200 | 210 | 183.72 | 138.92 | 143.92 | 5 | 0
2035 | SPP_N_2_RMPA | SPP_N | RMPA | External | Summer | B6 | 300 | 210 | 210 | 135.38 | 142.42 | 5 | 2.04
2035 | SPP_N_2_RMPA | SPP_N | RMPA | External | Summer | B7 | 400 | 210 | 85.99 | 129.59 | 134.59 | 5 | 0
2035 | SPP_N_2_RMPA | SPP_N | RMPA | External | Summer | B8 | 500 | 210 | 0 | 126.96 | 128.15 | 5 | 0
2035 | SPP_N_2_RMPA | SPP_N | RMPA | External | Summer | B9 | 800 | 210 | 210 | 108.41 | 124.42 | 5 | 11.01
2035 | SPP_N_2_RMPA | SPP_N | RMPA | External | Summer | B10 | 1262 | 210 | 210 | 76.91 | 117.76 | 5 | 35.85
2035 | SPP_N_2_RMPA | SPP_N | RMPA | External | Winter | B16 | 25 | 210 | 210 | 58.23 | 123.49 | 5 | 60.26
2035 | SPP_N_2_RMPA | SPP_N | RMPA | External | Winter | B17 | 100 | 210 | 210 | 58.23 | 108.73 | 5 | 45.5
2035 | SPP_N_2_RMPA | SPP_N | RMPA | External | Winter | B18 | 400 | 210 | 0 | 105.37 | 104.93 | 5 | 0
2035 | SPP_N_2_RMPA | SPP_N | RMPA | External | Winter | B19 | 700 | 210 | 210 | 92.73 | 103.88 | 5 | 6.15
2035 | SPP_N_2_RMPA | SPP_N | RMPA | External | Winter | B20 | 935 | 210 | 210 | 58.23 | 76.92 | 5 | 13.69
2035 | SPP_S_2_ERCOT | SPP_S | ERCOT | External | Shoulder | B11 | 25 | 800 | 800 | 117.95 | 136.08 | 5 | 13.13
2035 | SPP_S_2_ERCOT | SPP_S | ERCOT | External | Shoulder | B12 | 200 | 800 | 800 | 106.26 | 136.08 | 5 | 24.82
2035 | SPP_S_2_ERCOT | SPP_S | ERCOT | External | Shoulder | B13 | 600 | 800 | 800 | 100.78 | 117.14 | 5 | 11.37
2035 | SPP_S_2_ERCOT | SPP_S | ERCOT | External | Shoulder | B14 | 900 | 800 | 800 | 58.23 | 117.14 | 5 | 53.92
2035 | SPP_S_2_ERCOT | SPP_S | ERCOT | External | Shoulder | B15 | 1203 | 800 | 800 | 58.23 | 73.5 | 5 | 10.27
2035 | SPP_S_2_ERCOT | SPP_S | ERCOT | External | Summer | B1 | 10 | 800 | 800 | 58.24 | 222.14 | 5 | 158.89
2035 | SPP_S_2_ERCOT | SPP_S | ERCOT | External | Summer | B2 | 25 | 800 | 800 | 196.29 | 222.14 | 5 | 20.84
2035 | SPP_S_2_ERCOT | SPP_S | ERCOT | External | Summer | B3 | 75 | 800 | 0 | 205.61 | 197.61 | 5 | 0
2035 | SPP_S_2_ERCOT | SPP_S | ERCOT | External | Summer | B4 | 100 | 800 | 0 | 170.96 | 134.52 | 5 | 0
2035 | SPP_S_2_ERCOT | SPP_S | ERCOT | External | Summer | B5 | 200 | 800 | 0 | 138.93 | 134.52 | 5 | 0
2035 | SPP_S_2_ERCOT | SPP_S | ERCOT | External | Summer | B6 | 300 | 800 | 0 | 135.39 | 134.52 | 5 | 0
2035 | SPP_S_2_ERCOT | SPP_S | ERCOT | External | Summer | B7 | 400 | 800 | 0 | 134.62 | 134.52 | 5 | 0
2035 | SPP_S_2_ERCOT | SPP_S | ERCOT | External | Summer | B8 | 500 | 800 | 0 | 134.31 | 134.52 | 5 | 0
2035 | SPP_S_2_ERCOT | SPP_S | ERCOT | External | Summer | B9 | 800 | 800 | 800 | 108.42 | 115.82 | 5 | 2.39
2035 | SPP_S_2_ERCOT | SPP_S | ERCOT | External | Summer | B10 | 1262 | 800 | 800 | 76.92 | 97.19 | 5 | 15.27
2035 | SPP_S_2_ERCOT | SPP_S | ERCOT | External | Winter | B16 | 25 | 800 | 800 | 58.24 | 139.35 | 5 | 76.11
2035 | SPP_S_2_ERCOT | SPP_S | ERCOT | External | Winter | B17 | 100 | 800 | 800 | 58.24 | 133.22 | 5 | 69.98
2035 | SPP_S_2_ERCOT | SPP_S | ERCOT | External | Winter | B18 | 400 | 800 | 800 | 105.37 | 119.92 | 5 | 9.55
2035 | SPP_S_2_ERCOT | SPP_S | ERCOT | External | Winter | B19 | 700 | 800 | 800 | 87.41 | 119.92 | 5 | 27.51
2035 | SPP_S_2_ERCOT | SPP_S | ERCOT | External | Winter | B20 | 935 | 800 | 800 | 58.23 | 73.5 | 5 | 10.27
2040 | AZ_NM_SNV_Coal_2_SPP_S | AZ_NM_SNV_Coal | SPP_S | External | Shoulder | B11 | 25 | 400 | 400 | 90.71 | 153.21 | 8.17 | 54.34
2040 | AZ_NM_SNV_Coal_2_SPP_S | AZ_NM_SNV_Coal | SPP_S | External | Shoulder | B12 | 200 | 400 | 400 | 74.39 | 129.78 | 8.17 | 47.23
2040 | AZ_NM_SNV_Coal_2_SPP_S | AZ_NM_SNV_Coal | SPP_S | External | Shoulder | B13 | 600 | 400 | 0 | 73.6 | 77.36 | 8.17 | 0
2040 | AZ_NM_SNV_Coal_2_SPP_S | AZ_NM_SNV_Coal | SPP_S | External | Shoulder | B14 | 900 | 400 | 0 | 73.6 | 50.11 | 8.17 | 0
2040 | AZ_NM_SNV_Coal_2_SPP_S | AZ_NM_SNV_Coal | SPP_S | External | Shoulder | B15 | 1203 | 400 | 0 | 66.22 | 50.11 | 8.17 | 0
2040 | AZ_NM_SNV_Coal_2_SPP_S | AZ_NM_SNV_Coal | SPP_S | External | Summer | B1 | 10 | 400 | 0 | 260.53 | 50.13 | 8.17 | 0
2040 | AZ_NM_SNV_Coal_2_SPP_S | AZ_NM_SNV_Coal | SPP_S | External | Summer | B2 | 25 | 400 | 0 | 260.53 | 263.88 | 8.17 | 0
2040 | AZ_NM_SNV_Coal_2_SPP_S | AZ_NM_SNV_Coal | SPP_S | External | Summer | B3 | 75 | 400 | 400 | 216.35 | 277.14 | 8.17 | 52.62
2040 | AZ_NM_SNV_Coal_2_SPP_S | AZ_NM_SNV_Coal | SPP_S | External | Summer | B4 | 100 | 400 | 136.6 | 191.98 | 200.14 | 8.17 | 0
2040 | AZ_NM_SNV_Coal_2_SPP_S | AZ_NM_SNV_Coal | SPP_S | External | Summer | B5 | 200 | 400 | 0 | 181.94 | 183.38 | 8.17 | 0
2040 | AZ_NM_SNV_Coal_2_SPP_S | AZ_NM_SNV_Coal | SPP_S | External | Summer | B6 | 300 | 400 | 0 | 181.94 | 180.71 | 8.17 | 0
2040 | AZ_NM_SNV_Coal_2_SPP_S | AZ_NM_SNV_Coal | SPP_S | External | Summer | B7 | 400 | 400 | 0 | 177.62 | 180.29 | 8.17 | 0
2040 | AZ_NM_SNV_Coal_2_SPP_S | AZ_NM_SNV_Coal | SPP_S | External | Summer | B8 | 500 | 400 | 0 | 177.62 | 155.31 | 8.17 | 0
2040 | AZ_NM_SNV_Coal_2_SPP_S | AZ_NM_SNV_Coal | SPP_S | External | Summer | B9 | 800 | 400 | 0 | 174.77 | 147.31 | 8.17 | 0
2040 | AZ_NM_SNV_Coal_2_SPP_S | AZ_NM_SNV_Coal | SPP_S | External | Summer | B10 | 1262 | 400 | 0 | 158.44 | 58.09 | 8.17 | 0
2040 | AZ_NM_SNV_Coal_2_SPP_S | AZ_NM_SNV_Coal | SPP_S | External | Winter | B16 | 25 | 400 | 0 | 82.55 | 50.12 | 8.17 | 0
2040 | AZ_NM_SNV_Coal_2_SPP_S | AZ_NM_SNV_Coal | SPP_S | External | Winter | B17 | 100 | 400 | 0 | 74.39 | 50.12 | 8.17 | 0
2040 | AZ_NM_SNV_Coal_2_SPP_S | AZ_NM_SNV_Coal | SPP_S | External | Winter | B18 | 400 | 400 | 237.05 | 73.72 | 81.89 | 8.17 | 0
2040 | AZ_NM_SNV_Coal_2_SPP_S | AZ_NM_SNV_Coal | SPP_S | External | Winter | B19 | 700 | 400 | 0 | 73.72 | 50.12 | 8.17 | 0
2040 | AZ_NM_SNV_Coal_2_SPP_S | AZ_NM_SNV_Coal | SPP_S | External | Winter | B20 | 935 | 400 | 0 | 66.59 | 50.11 | 8.17 | 0
2040 | ERCOT_2_SPP_S | ERCOT | SPP_S | External | Shoulder | B11 | 25 | 800 | 0 | 182.23 | 153.21 | 8 | 0
2040 | ERCOT_2_SPP_S | ERCOT | SPP_S | External | Shoulder | B12 | 200 | 800 | 0 | 156.39 | 129.78 | 8 | 0
2040 | ERCOT_2_SPP_S | ERCOT | SPP_S | External | Shoulder | B13 | 600 | 800 | 0 | 156.39 | 77.36 | 8 | 0
2040 | ERCOT_2_SPP_S | ERCOT | SPP_S | External | Shoulder | B14 | 900 | 800 | 0 | 84.45 | 50.11 | 8 | 0
2040 | ERCOT_2_SPP_S | ERCOT | SPP_S | External | Shoulder | B15 | 1203 | 800 | 0 | 70.52 | 50.11 | 8 | 0
2040 | ERCOT_2_SPP_S | ERCOT | SPP_S | External | Summer | B1 | 10 | 800 | 0 | 296.53 | 50.13 | 8 | 0
2040 | ERCOT_2_SPP_S | ERCOT | SPP_S | External | Summer | B2 | 25 | 800 | 0 | 296.53 | 263.88 | 8 | 0
2040 | ERCOT_2_SPP_S | ERCOT | SPP_S | External | Summer | B3 | 75 | 800 | 789.42 | 269.14 | 277.14 | 8 | 0
2040 | ERCOT_2_SPP_S | ERCOT | SPP_S | External | Summer | B4 | 100 | 800 | 800 | 180.49 | 200.14 | 8 | 11.65
2040 | ERCOT_2_SPP_S | ERCOT | SPP_S | External | Summer | B5 | 200 | 800 | 0 | 180.49 | 183.38 | 8 | 0
2040 | ERCOT_2_SPP_S | ERCOT | SPP_S | External | Summer | B6 | 300 | 800 | 0 | 180.49 | 180.71 | 8 | 0
2040 | ERCOT_2_SPP_S | ERCOT | SPP_S | External | Summer | B7 | 400 | 800 | 0 | 180.49 | 180.29 | 8 | 0
2040 | ERCOT_2_SPP_S | ERCOT | SPP_S | External | Summer | B8 | 500 | 800 | 0 | 154.92 | 155.31 | 8 | 0
2040 | ERCOT_2_SPP_S | ERCOT | SPP_S | External | Summer | B9 | 800 | 800 | 0 | 154.92 | 147.31 | 8 | 0
2040 | ERCOT_2_SPP_S | ERCOT | SPP_S | External | Summer | B10 | 1262 | 800 | 0 | 70.52 | 58.09 | 8 | 0
2040 | ERCOT_2_SPP_S | ERCOT | SPP_S | External | Winter | B16 | 25 | 800 | 0 | 178.52 | 50.12 | 8 | 0
2040 | ERCOT_2_SPP_S | ERCOT | SPP_S | External | Winter | B17 | 100 | 800 | 0 | 159.46 | 50.12 | 8 | 0
2040 | ERCOT_2_SPP_S | ERCOT | SPP_S | External | Winter | B18 | 400 | 800 | 0 | 159.46 | 81.89 | 8 | 0
2040 | ERCOT_2_SPP_S | ERCOT | SPP_S | External | Winter | B19 | 700 | 800 | 0 | 91.68 | 50.12 | 8 | 0
2040 | ERCOT_2_SPP_S | ERCOT | SPP_S | External | Winter | B20 | 935 | 800 | 0 | 70.52 | 50.11 | 8 | 0
2040 | MAPP_US_2_RMPA | MAPP_US | RMPA | External | Shoulder | B11 | 25 | 200 | 0 | 146.88 | 82.55 | 8 | 0
2040 | MAPP_US_2_RMPA | MAPP_US | RMPA | External | Shoulder | B12 | 200 | 200 | 0 | 134.81 | 82.55 | 8 | 0
2040 | MAPP_US_2_RMPA | MAPP_US | RMPA | External | Shoulder | B13 | 600 | 200 | 0 | 82.38 | 76.58 | 8 | 0
2040 | MAPP_US_2_RMPA | MAPP_US | RMPA | External | Shoulder | B14 | 900 | 200 | 169.76 | 65.5 | 73.5 | 8 | 0
2040 | MAPP_US_2_RMPA | MAPP_US | RMPA | External | Shoulder | B15 | 1203 | 200 | 200 | 60.43 | 73.5 | 8 | 5.06
2040 | MAPP_US_2_RMPA | MAPP_US | RMPA | External | Summer | B1 | 10 | 200 | 0.02 | 276.01 | 281.35 | 8 | 0
2040 | MAPP_US_2_RMPA | MAPP_US | RMPA | External | Summer | B2 | 25 | 200 | 0 | 276.01 | 268.69 | 8 | 0
2040 | MAPP_US_2_RMPA | MAPP_US | RMPA | External | Summer | B3 | 75 | 200 | 0 | 276.01 | 270.01 | 8 | 0
2040 | MAPP_US_2_RMPA | MAPP_US | RMPA | External | Summer | B4 | 100 | 200 | 0 | 198.13 | 200.14 | 8 | 0
2040 | MAPP_US_2_RMPA | MAPP_US | RMPA | External | Summer | B5 | 200 | 200 | 0.03 | 180.43 | 188.35 | 8 | 0
2040 | MAPP_US_2_RMPA | MAPP_US | RMPA | External | Summer | B6 | 300 | 200 | 200 | 173.68 | 182.93 | 8 | 1.24
2040 | MAPP_US_2_RMPA | MAPP_US | RMPA | External | Summer | B7 | 400 | 200 | 200 | 154.96 | 169.46 | 8 | 6.5
2040 | MAPP_US_2_RMPA | MAPP_US | RMPA | External | Summer | B8 | 500 | 200 | 200 | 145.29 | 160.3 | 8 | 7.01
2040 | MAPP_US_2_RMPA | MAPP_US | RMPA | External | Summer | B9 | 800 | 200 | 200 | 143.06 | 156.72 | 8 | 5.66
2040 | MAPP_US_2_RMPA | MAPP_US | RMPA | External | Summer | B10 | 1262 | 200 | 200 | 60.43 | 156.72 | 8 | 88.29
2040 | MAPP_US_2_RMPA | MAPP_US | RMPA | External | Winter | B16 | 25 | 200 | 200 | 60.43 | 90.71 | 8 | 22.28
2040 | MAPP_US_2_RMPA | MAPP_US | RMPA | External | Winter | B17 | 100 | 200 | 200 | 60.43 | 82.55 | 8 | 14.11
2040 | MAPP_US_2_RMPA | MAPP_US | RMPA | External | Winter | B18 | 400 | 200 | 0 | 82.84 | 77.33 | 8 | 0
2040 | MAPP_US_2_RMPA | MAPP_US | RMPA | External | Winter | B19 | 700 | 200 | 0 | 82.84 | 73.5 | 8 | 0
2040 | MAPP_US_2_RMPA | MAPP_US | RMPA | External | Winter | B20 | 935 | 200 | 200 | 60.43 | 73.5 | 8 | 5.06
2040 | NE_2_RMPA | NE | RMPA | External | Shoulder | B11 | 25 | 310 | 0 | 148.88 | 82.55 | 5 | 0
2040 | NE_2_RMPA | NE | RMPA | External | Shoulder | B12 | 200 | 310 | 0 | 129.81 | 82.55 | 5 | 0
2040 | NE_2_RMPA | NE | RMPA | External | Shoulder | B13 | 600 | 310 | 0 | 77.38 | 76.58 | 5 | 0
2040 | NE_2_RMPA | NE | RMPA | External | Shoulder | B14 | 900 | 310 | 310 | 60.5 | 73.5 | 5 | 8
2040 | NE_2_RMPA | NE | RMPA | External | Shoulder | B15 | 1203 | 310 | 310 | 50.11 | 73.5 | 5 | 18.38
2040 | NE_2_RMPA | NE | RMPA | External | Summer | B1 | 10 | 310 | 0.02 | 278.01 | 281.35 | 5 | 0
2040 | NE_2_RMPA | NE | RMPA | External | Summer | B2 | 25 | 310 | 0 | 278.01 | 268.69 | 5 | 0
2040 | NE_2_RMPA | NE | RMPA | External | Summer | B3 | 75 | 310 | 0 | 278.01 | 270.01 | 5 | 0
2040 | NE_2_RMPA | NE | RMPA | External | Summer | B4 | 100 | 310 | 0 | 200.13 | 200.14 | 5 | 0
2040 | NE_2_RMPA | NE | RMPA | External | Summer | B5 | 200 | 310 | 260.39 | 183.35 | 188.35 | 5 | 0
2040 | NE_2_RMPA | NE | RMPA | External | Summer | B6 | 300 | 310 | 0 | 180.68 | 182.93 | 5 | 0
2040 | NE_2_RMPA | NE | RMPA | External | Summer | B7 | 400 | 310 | 310 | 161.96 | 169.46 | 5 | 2.5
2040 | NE_2_RMPA | NE | RMPA | External | Summer | B8 | 500 | 310 | 310 | 147.29 | 160.3 | 5 | 8.01
2040 | NE_2_RMPA | NE | RMPA | External | Summer | B9 | 800 | 310 | 310 | 145.06 | 156.72 | 5 | 6.66
2040 | NE_2_RMPA | NE | RMPA | External | Summer | B10 | 1262 | 310 | 310 | 58.07 | 156.72 | 5 | 93.65
2040 | NE_2_RMPA | NE | RMPA | External | Winter | B16 | 25 | 310 | 310 | 50.11 | 90.71 | 5 | 35.6
2040 | NE_2_RMPA | NE | RMPA | External | Winter | B17 | 100 | 310 | 310 | 50.11 | 82.55 | 5 | 27.43
2040 | NE_2_RMPA | NE | RMPA | External | Winter | B18 | 400 | 310 | 0 | 77.84 | 77.33 | 5 | 0
2040 | NE_2_RMPA | NE | RMPA | External | Winter | B19 | 700 | 310 | 310 | 50.89 | 73.5 | 5 | 17.6
2040 | NE_2_RMPA | NE | RMPA | External | Winter | B20 | 935 | 310 | 310 | 50.11 | 73.5 | 5 | 18.38
2040 | NWPP_Coal_2_MAPP_US | NWPP_Coal | MAPP_US | External | Shoulder | B11 | 25 | 150 | 150 | 74.38 | 146.88 | 8 | 64.5
2040 | NWPP_Coal_2_MAPP_US | NWPP_Coal | MAPP_US | External | Shoulder | B12 | 200 | 150 | 150 | 74.38 | 134.81 | 8 | 52.43
2040 | NWPP_Coal_2_MAPP_US | NWPP_Coal | MAPP_US | External | Shoulder | B13 | 600 | 150 | 49.91 | 74.38 | 82.38 | 8 | 0
2040 | NWPP_Coal_2_MAPP_US | NWPP_Coal | MAPP_US | External | Shoulder | B14 | 900 | 150 | 0 | 74.38 | 65.5 | 8 | 0
2040 | NWPP_Coal_2_MAPP_US | NWPP_Coal | MAPP_US | External | Shoulder | B15 | 1203 | 150 | 0 | 74.38 | 60.43 | 8 | 0
2040 | NWPP_Coal_2_MAPP_US | NWPP_Coal | MAPP_US | External | Summer | B1 | 10 | 150 | 150 | 216.32 | 276.01 | 8 | 51.69
2040 | NWPP_Coal_2_MAPP_US | NWPP_Coal | MAPP_US | External | Summer | B2 | 25 | 150 | 150 | 177.82 | 276.01 | 8 | 90.19
2040 | NWPP_Coal_2_MAPP_US | NWPP_Coal | MAPP_US | External | Summer | B3 | 75 | 150 | 150 | 174.76 | 276.01 | 8 | 93.25
2040 | NWPP_Coal_2_MAPP_US | NWPP_Coal | MAPP_US | External | Summer | B4 | 100 | 150 | 150 | 174.76 | 198.13 | 8 | 15.37
2040 | NWPP_Coal_2_MAPP_US | NWPP_Coal | MAPP_US | External | Summer | B5 | 200 | 150 | 0 | 174.76 | 180.43 | 8 | 0
2040 | NWPP_Coal_2_MAPP_US | NWPP_Coal | MAPP_US | External | Summer | B6 | 300 | 150 | 0 | 174.76 | 173.68 | 8 | 0
2040 | NWPP_Coal_2_MAPP_US | NWPP_Coal | MAPP_US | External | Summer | B7 | 400 | 150 | 0 | 174.76 | 154.96 | 8 | 0
2040 | NWPP_Coal_2_MAPP_US | NWPP_Coal | MAPP_US | External | Summer | B8 | 500 | 150 | 0 | 174.76 | 145.29 | 8 | 0
2040 | NWPP_Coal_2_MAPP_US | NWPP_Coal | MAPP_US | External | Summer | B9 | 800 | 150 | 0 | 174.76 | 143.06 | 8 | 0
2040 | NWPP_Coal_2_MAPP_US | NWPP_Coal | MAPP_US | External | Summer | B10 | 1262 | 150 | 0 | 174.76 | 60.43 | 8 | 0
2040 | NWPP_Coal_2_MAPP_US | NWPP_Coal | MAPP_US | External | Winter | B16 | 25 | 150 | 0 | 74.38 | 60.43 | 8 | 0
2040 | NWPP_Coal_2_MAPP_US | NWPP_Coal | MAPP_US | External | Winter | B17 | 100 | 150 | 0 | 74.38 | 60.43 | 8 | 0
2040 | NWPP_Coal_2_MAPP_US | NWPP_Coal | MAPP_US | External | Winter | B18 | 400 | 150 | 150 | 74.38 | 82.84 | 8 | 0.46
2040 | NWPP_Coal_2_MAPP_US | NWPP_Coal | MAPP_US | External | Winter | B19 | 700 | 150 | 150 | 74.38 | 82.84 | 8 | 0.46
2040 | NWPP_Coal_2_MAPP_US | NWPP_Coal | MAPP_US | External | Winter | B20 | 935 | 150 | 0 | 74.38 | 60.43 | 8 | 0
2040 | RMPA_2_MAPP_US | RMPA | MAPP_US | External | Shoulder | B11 | 25 | 200 | 200 | 82.55 | 146.88 | 8 | 56.34
2040 | RMPA_2_MAPP_US | RMPA | MAPP_US | External | Shoulder | B12 | 200 | 200 | 200 | 82.55 | 134.81 | 8 | 44.26
2040 | RMPA_2_MAPP_US | RMPA | MAPP_US | External | Shoulder | B13 | 600 | 200 | 0 | 76.58 | 82.38 | 8 | 0
2040 | RMPA_2_MAPP_US | RMPA | MAPP_US | External | Shoulder | B14 | 900 | 200 | 0 | 73.5 | 65.5 | 8 | 0
2040 | RMPA_2_MAPP_US | RMPA | MAPP_US | External | Shoulder | B15 | 1203 | 200 | 0 | 73.5 | 60.43 | 8 | 0
2040 | RMPA_2_MAPP_US | RMPA | MAPP_US | External | Summer | B1 | 10 | 200 | 0 | 281.35 | 276.01 | 8 | 0
2040 | RMPA_2_MAPP_US | RMPA | MAPP_US | External | Summer | B2 | 25 | 200 | 0.02 | 268.69 | 276.01 | 8 | 0
2040 | RMPA_2_MAPP_US | RMPA | MAPP_US | External | Summer | B3 | 75 | 200 | 0 | 270.01 | 276.01 | 8 | 0
2040 | RMPA_2_MAPP_US | RMPA | MAPP_US | External | Summer | B4 | 100 | 200 | 0 | 200.14 | 198.13 | 8 | 0
2040 | RMPA_2_MAPP_US | RMPA | MAPP_US | External | Summer | B5 | 200 | 200 | 0 | 188.35 | 180.43 | 8 | 0
2040 | RMPA_2_MAPP_US | RMPA | MAPP_US | External | Summer | B6 | 300 | 200 | 0 | 182.93 | 173.68 | 8 | 0
2040 | RMPA_2_MAPP_US | RMPA | MAPP_US | External | Summer | B7 | 400 | 200 | 0 | 169.46 | 154.96 | 8 | 0
2040 | RMPA_2_MAPP_US | RMPA | MAPP_US | External | Summer | B8 | 500 | 200 | 0 | 160.3 | 145.29 | 8 | 0
2040 | RMPA_2_MAPP_US | RMPA | MAPP_US | External | Summer | B9 | 800 | 200 | 0 | 156.72 | 143.06 | 8 | 0
2040 | RMPA_2_MAPP_US | RMPA | MAPP_US | External | Summer | B10 | 1262 | 200 | 0 | 156.72 | 60.43 | 8 | 0
2040 | RMPA_2_MAPP_US | RMPA | MAPP_US | External | Winter | B16 | 25 | 200 | 0 | 90.71 | 60.43 | 8 | 0
2040 | RMPA_2_MAPP_US | RMPA | MAPP_US | External | Winter | B17 | 100 | 200 | 0 | 82.55 | 60.43 | 8 | 0
2040 | RMPA_2_MAPP_US | RMPA | MAPP_US | External | Winter | B18 | 400 | 200 | 0 | 77.33 | 82.84 | 8 | 0
2040 | RMPA_2_MAPP_US | RMPA | MAPP_US | External | Winter | B19 | 700 | 200 | 200 | 73.5 | 82.84 | 8 | 1.35
2040 | RMPA_2_MAPP_US | RMPA | MAPP_US | External | Winter | B20 | 935 | 200 | 0 | 73.5 | 60.43 | 8 | 0
2040 | RMPA_2_NE | RMPA | NE | External | Shoulder | B11 | 25 | 310 | 310 | 82.55 | 148.88 | 8 | 58.34
2040 | RMPA_2_NE | RMPA | NE | External | Shoulder | B12 | 200 | 310 | 310 | 82.55 | 129.81 | 8 | 39.26
2040 | RMPA_2_NE | RMPA | NE | External | Shoulder | B13 | 600 | 310 | 0 | 76.58 | 77.38 | 8 | 0
2040 | RMPA_2_NE | RMPA | NE | External | Shoulder | B14 | 900 | 310 | 0 | 73.5 | 60.5 | 8 | 0
2040 | RMPA_2_NE | RMPA | NE | External | Shoulder | B15 | 1203 | 310 | 0 | 73.5 | 50.11 | 8 | 0
2040 | RMPA_2_NE | RMPA | NE | External | Summer | B1 | 10 | 310 | 0 | 281.35 | 278.01 | 8 | 0
2040 | RMPA_2_NE | RMPA | NE | External | Summer | B2 | 25 | 310 | 309.99 | 268.69 | 278.01 | 8 | 1.32
2040 | RMPA_2_NE | RMPA | NE | External | Summer | B3 | 75 | 310 | 80.86 | 270.01 | 278.01 | 8 | 0
2040 | RMPA_2_NE | RMPA | NE | External | Summer | B4 | 100 | 310 | 0 | 200.14 | 200.13 | 8 | 0
2040 | RMPA_2_NE | RMPA | NE | External | Summer | B5 | 200 | 310 | 0 | 188.35 | 183.35 | 8 | 0
2040 | RMPA_2_NE | RMPA | NE | External | Summer | B6 | 300 | 310 | 0 | 182.93 | 180.68 | 8 | 0
2040 | RMPA_2_NE | RMPA | NE | External | Summer | B7 | 400 | 310 | 0 | 169.46 | 161.96 | 8 | 0
2040 | RMPA_2_NE | RMPA | NE | External | Summer | B8 | 500 | 310 | 0 | 160.3 | 147.29 | 8 | 0
2040 | RMPA_2_NE | RMPA | NE | External | Summer | B9 | 800 | 310 | 0 | 156.72 | 145.06 | 8 | 0
2040 | RMPA_2_NE | RMPA | NE | External | Summer | B10 | 1262 | 310 | 0 | 156.72 | 58.07 | 8 | 0
2040 | RMPA_2_NE | RMPA | NE | External | Winter | B16 | 25 | 310 | 0 | 90.71 | 50.11 | 8 | 0
2040 | RMPA_2_NE | RMPA | NE | External | Winter | B17 | 100 | 310 | 0 | 82.55 | 50.11 | 8 | 0
2040 | RMPA_2_NE | RMPA | NE | External | Winter | B18 | 400 | 310 | 0 | 77.33 | 77.84 | 8 | 0
2040 | RMPA_2_NE | RMPA | NE | External | Winter | B19 | 700 | 310 | 0 | 73.5 | 50.89 | 8 | 0
2040 | RMPA_2_NE | RMPA | NE | External | Winter | B20 | 935 | 310 | 0 | 73.5 | 50.11 | 8 | 0
2040 | RMPA_2_SPP_N | RMPA | SPP_N | External | Shoulder | B11 | 25 | 210 | 210 | 82.55 | 153.2 | 8 | 62.65
2040 | RMPA_2_SPP_N | RMPA | SPP_N | External | Shoulder | B12 | 200 | 210 | 210 | 82.55 | 129.8 | 8 | 39.25
2040 | RMPA_2_SPP_N | RMPA | SPP_N | External | Shoulder | B13 | 600 | 210 | 0 | 76.58 | 77.37 | 8 | 0
2040 | RMPA_2_SPP_N | RMPA | SPP_N | External | Shoulder | B14 | 900 | 210 | 0 | 73.5 | 50.11 | 8 | 0
2040 | RMPA_2_SPP_N | RMPA | SPP_N | External | Shoulder | B15 | 1203 | 210 | 0 | 73.5 | 50.11 | 8 | 0
2040 | RMPA_2_SPP_N | RMPA | SPP_N | External | Summer | B1 | 10 | 210 | 0 | 281.35 | 50.11 | 8 | 0
2040 | RMPA_2_SPP_N | RMPA | SPP_N | External | Summer | B2 | 25 | 210 | 0 | 268.69 | 263.92 | 8 | 0
2040 | RMPA_2_SPP_N | RMPA | SPP_N | External | Summer | B3 | 75 | 210 | 209.5 | 270.01 | 278.02 | 8 | 0.01
2040 | RMPA_2_SPP_N | RMPA | SPP_N | External | Summer | B4 | 100 | 210 | 0 | 200.14 | 200.14 | 8 | 0
2040 | RMPA_2_SPP_N | RMPA | SPP_N | External | Summer | B5 | 200 | 210 | 0 | 188.35 | 183.36 | 8 | 0
2040 | RMPA_2_SPP_N | RMPA | SPP_N | External | Summer | B6 | 300 | 210 | 0 | 182.93 | 180.69 | 8 | 0
2040 | RMPA_2_SPP_N | RMPA | SPP_N | External | Summer | B7 | 400 | 210 | 0 | 169.46 | 168.96 | 8 | 0
2040 | RMPA_2_SPP_N | RMPA | SPP_N | External | Summer | B8 | 500 | 210 | 0 | 160.3 | 155.3 | 8 | 0
2040 | RMPA_2_SPP_N | RMPA | SPP_N | External | Summer | B9 | 800 | 210 | 0 | 156.72 | 147.3 | 8 | 0
2040 | RMPA_2_SPP_N | RMPA | SPP_N | External | Summer | B10 | 1262 | 210 | 0 | 156.72 | 58.08 | 8 | 0
2040 | RMPA_2_SPP_N | RMPA | SPP_N | External | Winter | B16 | 25 | 210 | 0 | 90.71 | 50.11 | 8 | 0
2040 | RMPA_2_SPP_N | RMPA | SPP_N | External | Winter | B17 | 100 | 210 | 0 | 82.55 | 50.11 | 8 | 0
2040 | RMPA_2_SPP_N | RMPA | SPP_N | External | Winter | B18 | 400 | 210 | 0 | 77.33 | 81.9 | 8 | 0
2040 | RMPA_2_SPP_N | RMPA | SPP_N | External | Winter | B19 | 700 | 210 | 0 | 73.5 | 50.88 | 8 | 0
2040 | RMPA_2_SPP_N | RMPA | SPP_N | External | Winter | B20 | 935 | 210 | 0 | 73.5 | 50.11 | 8 | 0
2040 | SPP_N_2_RMPA | SPP_N | RMPA | External | Shoulder | B11 | 25 | 210 | 0 | 153.2 | 82.55 | 5 | 0
2040 | SPP_N_2_RMPA | SPP_N | RMPA | External | Shoulder | B12 | 200 | 210 | 0 | 129.8 | 82.55 | 5 | 0
2040 | SPP_N_2_RMPA | SPP_N | RMPA | External | Shoulder | B13 | 600 | 210 | 0 | 77.37 | 76.58 | 5 | 0
2040 | SPP_N_2_RMPA | SPP_N | RMPA | External | Shoulder | B14 | 900 | 210 | 210 | 50.11 | 73.5 | 5 | 18.38
2040 | SPP_N_2_RMPA | SPP_N | RMPA | External | Shoulder | B15 | 1203 | 210 | 210 | 50.11 | 73.5 | 5 | 18.38
2040 | SPP_N_2_RMPA | SPP_N | RMPA | External | Summer | B1 | 10 | 210 | 210 | 50.11 | 281.35 | 5 | 226.23
2040 | SPP_N_2_RMPA | SPP_N | RMPA | External | Summer | B2 | 25 | 210 | 0.08 | 263.92 | 268.69 | 5 | 0
2040 | SPP_N_2_RMPA | SPP_N | RMPA | External | Summer | B3 | 75 | 210 | 0 | 278.02 | 270.01 | 5 | 0
2040 | SPP_N_2_RMPA | SPP_N | RMPA | External | Summer | B4 | 100 | 210 | 0 | 200.14 | 200.14 | 5 | 0
2040 | SPP_N_2_RMPA | SPP_N | RMPA | External | Summer | B5 | 200 | 210 | 0.18 | 183.36 | 188.35 | 5 | 0
2040 | SPP_N_2_RMPA | SPP_N | RMPA | External | Summer | B6 | 300 | 210 | 0 | 180.69 | 182.93 | 5 | 0
2040 | SPP_N_2_RMPA | SPP_N | RMPA | External | Summer | B7 | 400 | 210 | 0 | 168.96 | 169.46 | 5 | 0
2040 | SPP_N_2_RMPA | SPP_N | RMPA | External | Summer | B8 | 500 | 210 | 169.3 | 155.3 | 160.3 | 5 | 0
2040 | SPP_N_2_RMPA | SPP_N | RMPA | External | Summer | B9 | 800 | 210 | 210 | 147.3 | 156.72 | 5 | 4.42
2040 | SPP_N_2_RMPA | SPP_N | RMPA | External | Summer | B10 | 1262 | 210 | 210 | 58.08 | 156.72 | 5 | 93.64
2040 | SPP_N_2_RMPA | SPP_N | RMPA | External | Winter | B16 | 25 | 210 | 210 | 50.11 | 90.71 | 5 | 35.6
2040 | SPP_N_2_RMPA | SPP_N | RMPA | External | Winter | B17 | 100 | 210 | 210 | 50.11 | 82.55 | 5 | 27.43
2040 | SPP_N_2_RMPA | SPP_N | RMPA | External | Winter | B18 | 400 | 210 | 0 | 81.9 | 77.33 | 5 | 0
2040 | SPP_N_2_RMPA | SPP_N | RMPA | External | Winter | B19 | 700 | 210 | 210 | 50.88 | 73.5 | 5 | 17.62
2040 | SPP_N_2_RMPA | SPP_N | RMPA | External | Winter | B20 | 935 | 210 | 210 | 50.11 | 73.5 | 5 | 18.38
2040 | SPP_S_2_ERCOT | SPP_S | ERCOT | External | Shoulder | B11 | 25 | 800 | 800 | 153.21 | 182.23 | 5 | 24.02
2040 | SPP_S_2_ERCOT | SPP_S | ERCOT | External | Shoulder | B12 | 200 | 800 | 800 | 129.78 | 156.39 | 5 | 21.61
2040 | SPP_S_2_ERCOT | SPP_S | ERCOT | External | Shoulder | B13 | 600 | 800 | 800 | 77.36 | 156.39 | 5 | 74.04
2040 | SPP_S_2_ERCOT | SPP_S | ERCOT | External | Shoulder | B14 | 900 | 800 | 800 | 50.11 | 84.45 | 5 | 29.33
2040 | SPP_S_2_ERCOT | SPP_S | ERCOT | External | Shoulder | B15 | 1203 | 800 | 800 | 50.11 | 70.52 | 5 | 15.4
2040 | SPP_S_2_ERCOT | SPP_S | ERCOT | External | Summer | B1 | 10 | 800 | 800 | 50.13 | 296.53 | 5 | 241.4
2040 | SPP_S_2_ERCOT | SPP_S | ERCOT | External | Summer | B2 | 25 | 800 | 800 | 263.88 | 296.53 | 5 | 27.65
2040 | SPP_S_2_ERCOT | SPP_S | ERCOT | External | Summer | B3 | 75 | 800 | 0 | 277.14 | 269.14 | 5 | 0
2040 | SPP_S_2_ERCOT | SPP_S | ERCOT | External | Summer | B4 | 100 | 800 | 0 | 200.14 | 180.49 | 5 | 0
2040 | SPP_S_2_ERCOT | SPP_S | ERCOT | External | Summer | B5 | 200 | 800 | 0 | 183.38 | 180.49 | 5 | 0
2040 | SPP_S_2_ERCOT | SPP_S | ERCOT | External | Summer | B6 | 300 | 800 | 0 | 180.71 | 180.49 | 5 | 0
2040 | SPP_S_2_ERCOT | SPP_S | ERCOT | External | Summer | B7 | 400 | 800 | 0 | 180.29 | 180.49 | 5 | 0
2040 | SPP_S_2_ERCOT | SPP_S | ERCOT | External | Summer | B8 | 500 | 800 | 0 | 155.31 | 154.92 | 5 | 0
2040 | SPP_S_2_ERCOT | SPP_S | ERCOT | External | Summer | B9 | 800 | 800 | 800 | 147.31 | 154.92 | 5 | 2.6
2040 | SPP_S_2_ERCOT | SPP_S | ERCOT | External | Summer | B10 | 1262 | 800 | 800 | 58.09 | 70.52 | 5 | 7.43
2040 | SPP_S_2_ERCOT | SPP_S | ERCOT | External | Winter | B16 | 25 | 800 | 800 | 50.12 | 178.52 | 5 | 123.41
2040 | SPP_S_2_ERCOT | SPP_S | ERCOT | External | Winter | B17 | 100 | 800 | 800 | 50.12 | 159.46 | 5 | 104.35
2040 | SPP_S_2_ERCOT | SPP_S | ERCOT | External | Winter | B18 | 400 | 800 | 800 | 81.89 | 159.46 | 5 | 72.57
2040 | SPP_S_2_ERCOT | SPP_S | ERCOT | External | Winter | B19 | 700 | 800 | 800 | 50.12 | 91.68 | 5 | 36.57
2040 | SPP_S_2_ERCOT | SPP_S | ERCOT | External | Winter | B20 | 935 | 800 | 800 | 50.11 | 70.52 | 5 | 15.4