| Total Installed Capacity | RMPA | West | Other Renew | ST | 3 | 370.31 | 370.32 | 375.89 | 375.89 | 375.94 | ST | 3 | 370.48 | 370.48 | 375.79 | 375.79 | 375.89
| Total Installed Capacity | RMPA | West | Steam O/G | STOG | 0.09 | 0.09 | 0.09 | 0.09 | 0.09 | 0.09 | STOG | 0 | 0 | 0 | 0 | 0 | 0
| Total Installed Capacity | RMPA | West | Other Renew | STWD | 0 | 0 | 0 | 0 | 0 | 0 | STWD | 0 | 0 | 0 | 0 | 0 | 0
| Total Installed Capacity | RMPA | West | On-shore Wind | WT | 2113.43 | 5660.15 | 5660.15 | 6194.73 | 6194.73 | 6331.04 | WT | 2113.4 | 5658.81 | 5658.81 | 6193.67 | 6193.67 | 6330.98
| Total Installed Capacity | RMPA | West | Coal | IGCC | 0 | 0.01 | 0.01 | 0.01 | 0.01 | 0.01 | IGCC | 0 | 0 | 0 | 0 | 0 | 0
| Total Installed Capacity | RMPA | West | DR | DemandResponse | 486.05 | 622.89 | 804.5 | 856.88 | 912.57 | 971.91 | DemandResponse | 486.05 | 622.89 | 804.5 | 856.88 | 912.57 | 971.91
| Total Installed Capacity | RMPA | West | Coal-CCS | IGCC-CCS | 0 | 0 | 0.01 | 0.01 | 0.02 | 0.02 | IGCC-CCS | 0 | 0 | 0 | 0 | 0 | 0
| Total Installed Capacity | RMPA | West | Off-shore Wind | WT_off | 0 | 0 | 0 | 0 | 0 | 0 | WT_off | 0 | 0 | 0 | 0 | 0 | 0
| Total Installed Capacity | RMPA | West | Other | PseudoUnit | 0 | 0 | 0 | 0 | 0 | 0 | PseudoUnit | 0 | 0 | 0 | 0 | 0 | 0
| Total Installed Capacity | RMPA | West | HQ/Maritimes | FixedInterchange | 0 | 0 | 0 | 0 | 0 | 0 | FixedInterchange | 0 | 0 | 0 | 0 | 0 | 0
Total Installed Capacity
| Total Installed Capacity |  |  |  | Total Installed Capacity by Reporting Type: SP15 | [6 empty] | Total Installed Capacity by Reporting Type: SP15
| Total Installed Capacity |  |  |  | ReportingType | 2015 | 2020 | 2025 | 2030 | 2035 | 2040 | ReportingType | 2015 | 2020 | 2025 | 2030 | 2035 | 2040
| Total Installed Capacity | SP15 | West | Other Renew | BM | 6 | 6 | 6 | 6 | 6.05 | 6.06 | BM | 6 | 6 | 6 | 6 | 6 | 346.43
| Total Installed Capacity | SP15 | West | CC | CC | 11931.2 | 11932.26 | 11932.38 | 11932.41 | 11932.4 | 11932.39 | CC | 12403.02 | 12403.02 | 12403.03 | 12403.03 | 12403.03 | 12403.03
| Total Installed Capacity | SP15 | West | Other Renew | CSP | 0 | 0 | 0 | 0 | 0 | 0 | CSP | 0 | 0 | 0 | 0 | 0 | 0
| Total Installed Capacity | SP15 | West | CT | CT | 0.01 | 0.03 | 0.04 | 0.04 | 0.04 | 0.04 | CT | 0 | 0 | 0 | 0 | 0 | 0
| Total Installed Capacity | SP15 | West | Coal | Coal | 185.7 | 101.22 | 101.2 | 0.06 | 0.06 | 0.05 | Coal | 185.7 | 101.2 | 101.2 | 0 | 0 | 0
| Total Installed Capacity | SP15 | West | Other Renew | Geo | 962.9 | 2413 | 2413 | 2413 | 2413 | 2413 | Geo | 963 | 2413 | 2413 | 2413 | 2413 | 2413
| Total Installed Capacity | SP15 | West | Hydro | H | 1163 | 1163 | 1163 | 1163 | 1163 | 1163 | H | 1163 | 1163 | 1163 | 1163 | 1163 | 1163
| Total Installed Capacity | SP15 | West | Other Renew | LFG | 223.2 | 778.99 | 779 | 779 | 779 | 779 | LFG | 223.2 | 779 | 779 | 779 | 779 | 779
| Total Installed Capacity | SP15 | West | Nuclear | Nuc | 2250 | 2250 | 2250.03 | 3326.64 | 3690.41 | 7258.13 | Nuc | 2250 | 2250 | 2250 | 3097.66 | 3867.68 | 6672.65
| Total Installed Capacity | SP15 | West | Other | PS | 1440 | 1440 | 1440 | 1440 | 1440 | 1440 | PS | 1440 | 1440 | 1440 | 1440 | 1440 | 1440
| Total Installed Capacity | SP15 | West | Other Renew | PV | 126.8 | 126.8 | 126.8 | 126.8 | 126.8 | 126.81 | PV | 126.8 | 126.8 | 126.8 | 126.8 | 126.8 | 126.8
| Total Installed Capacity | SP15 | West | CT | PeakG | 4309 | 4309 | 4309 | 4309 | 4309 | 4308.99 | PeakG | 4309 | 4309 | 4309 | 4309 | 4309 | 4309
| Total Installed Capacity | SP15 | West | CT | PeakO | 51 | 51 | 51 | 51 | 51 | 50.99 | PeakO | 51 | 51 | 51 | 51 | 51 | 51
| Total Installed Capacity | SP15 | West | Other Renew | ST | 448 | 448 | 448 | 448.01 | 2857.32 | 3693.64 | ST | 448 | 448 | 448 | 448 | 2857.4 | 3693.09
| Total Installed Capacity | SP15 | West | Steam O/G | STOG | 7063.96 | 7063.95 | 7063.95 | 6057.56 | 4123.37 | 4123.36 | STOG | 6933.04 | 6933.04 | 6933.04 | 6182.99 | 3814.4 | 3814.4
| Total Installed Capacity | SP15 | West | Other Renew | STWD | 119 | 119 | 119 | 119 | 119 | 119 | STWD | 119 | 119 | 119 | 119 | 119 | 119
| Total Installed Capacity | SP15 | West | On-shore Wind | WT | 2207.81 | 3226.39 | 16372.61 | 16372.92 | 16372.92 | 16372.92 | WT | 2207.8 | 3094.61 | 16372.8 | 16372.8 | 16372.8 | 16372.8
| Total Installed Capacity | SP15 | West | Coal | IGCC | 0 | 0 | 0 | 0 | 0 | 0 | IGCC | 0 | 0 | 0 | 0 | 0 | 0
| Total Installed Capacity | SP15 | West | DR | DemandResponse | 2613.15 | 2728.17 | 2959.23 | 3127.67 | 3290.3 | 3458.12 | DemandResponse | 2613.15 | 2728.17 | 2959.23 | 3127.67 | 3290.3 | 3458.12
| Total Installed Capacity | SP15 | West | Coal-CCS | IGCC-CCS | 0 | 0 | 0.01 | 0.02 | 0.02 | 0.02 | IGCC-CCS | 0 | 0 | 0 | 0 | 0 | 0
| Total Installed Capacity | SP15 | West | Off-shore Wind | WT_off | 0 | 0 | 0 | 0 | 0 | 0 | WT_off | 0 | 0 | 0 | 0 | 0 | 0
| Total Installed Capacity | SP15 | West | Other | PseudoUnit | 0 | 0 | 0 | 0 | 0 | 0 | PseudoUnit | 0 | 0 | 0 | 0 | 0 | 0
| Total Installed Capacity | SP15 | West | HQ/Maritimes | FixedInterchange | 0 | 0 | 0 | 0 | 0 | 0 | FixedInterchange | 0 | 0 | 0 | 0 | 0 | 0
Total Installed Capacity
| Total Installed Capacity |  |  |  | Total Installed Capacity by Reporting Type: ALB | [6 empty] | Total Installed Capacity by Reporting Type: ALB
| Total Installed Capacity |  |  |  | ReportingType | 2015 | 2020 | 2025 | 2030 | 2035 | 2040 | ReportingType | 2015 | 2020 | 2025 | 2030 | 2035 | 2040
| Total Installed Capacity | ALB | West | Other Renew | BM | 0 | 0 | 0 | 0 | 0 | 0 | BM | 0 | 0 | 0 | 0 | 0 | 0
| Total Installed Capacity | ALB | West | CC | CC | 3034.52 | 3034.57 | 832.75 | 832.76 | 832.76 | 0.38 | CC | 3035.11 | 3035.12 | 833.12 | 833.12 | 833.12 | 0
| Total Installed Capacity | ALB | West | Other Renew | CSP | 0 | 0 | 0 | 0 | 0 | 0 | CSP | 0 | 0 | 0 | 0 | 0 | 0
| Total Installed Capacity | ALB | West | CT | CT | 201.5 | 201.5 | 201.5 | 201.5 | 0.13 | 0.13 | CT | 201.5 | 201.5 | 201.5 | 201.5 | 0 | 0
| Total Installed Capacity | ALB | West | Coal | Coal | 4671.73 | 4671.71 | 495.32 | 495.3 | 495.29 | 495.28 | Coal | 4671.08 | 4671.08 | 495 | 495 | 495 | 495
| Total Installed Capacity | ALB | West | Other Renew | Geo | 0 | 0 | 0 | 0 | 0 | 0 | Geo | 0 | 0 | 0 | 0 | 0 | 0
| Total Installed Capacity | ALB | West | Hydro | H | 912 | 912 | 912 | 912 | 912 | 912 | H | 912 | 912 | 912 | 912 | 912 | 912
| Total Installed Capacity | ALB | West | Other Renew | LFG | 10 | 10 | 10 | 10 | 10 | 10 | LFG | 10 | 10 | 10 | 10 | 10 | 10
| Total Installed Capacity | ALB | West | Nuclear | Nuc | 0.1 | 0.1 | 7288.11 | 8768.19 | 8922.31 | 8983.17 | Nuc | 0.1 | 0.1 | 7287.74 | 8771.64 | 8844.7 | 8983.17
| Total Installed Capacity | ALB | West | Other | PS | 0 | 0 | 0 | 0 | 0 | 0 | PS | 0 | 0 | 0 | 0 | 0 | 0
| Total Installed Capacity | ALB | West | Other Renew | PV | 0 | 0 | 0 | 0 | 0 | 0 | PV | 0 | 0 | 0 | 0 | 0 | 0
| Total Installed Capacity | ALB | West | CT | PeakG | 1729.2 | 1729.2 | 1456.36 | 1456.36 | 1456.36 | 1456.36 | PeakG | 1729.38 | 1729.38 | 1457.22 | 1457.22 | 1457.22 | 1457.22
| Total Installed Capacity | ALB | West | CT | PeakO | 0.07 | 0.07 | 0.07 | 0.07 | 0.07 | 0.07 | PeakO | 0 | 0 | 0 | 0 | 0 | 0
| Total Installed Capacity | ALB | West | Other Renew | ST | 0 | 0 | 0 | 0 | 0 | 0 | ST | 0 | 0 | 0 | 0 | 0 | 0
| Total Installed Capacity | ALB | West | Steam O/G | STOG | 0.03 | 0.03 | 0.03 | 0.03 | 0.03 | 0.03 | STOG | 0 | 0 | 0 | 0 | 0 | 0
| Total Installed Capacity | ALB | West | Other Renew | STWD | 174 | 174 | 174 | 174 | 174 | 174 | STWD | 174 | 174 | 174 | 174 | 174 | 174
| Total Installed Capacity | ALB | West | On-shore Wind | WT | 672 | 672 | 672.01 | 672.02 | 763 | 763 | WT | 672 | 672 | 672 | 672 | 763 | 763
| Total Installed Capacity | ALB | West | Coal | IGCC | 0 | 0 | 0 | 0 | 0 | 0 | IGCC | 0 | 0 | 0 | 0 | 0 | 0
| Total Installed Capacity | ALB | West | DR | DemandResponse | 105.16 | 361.08 | 660.83 | 708.64 | 759.9 | 814.88 | DemandResponse | 105.16 | 361.08 | 660.83 | 708.64 | 759.9 | 814.88
| Total Installed Capacity | ALB | West | Coal-CCS | IGCC-CCS | 0 | 0 | 0 | 0 | 0 | 0 | IGCC-CCS | 0 | 0 | 0 | 0 | 0 | 0
| Total Installed Capacity | ALB | West | Off-shore Wind | WT_off | 0 | 0 | 0 | 0 | 0 | 0 | WT_off | 0 | 0 | 0 | 0 | 0 | 0
| Total Installed Capacity | ALB | West | Other | PseudoUnit | 0 | 0 | 0 | 0 | 0 | 0 | PseudoUnit | 0 | 0 | 0 | 0 | 0 | 0
| Total Installed Capacity | ALB | West | HQ/Maritimes | FixedInterchange | 0 | 0 | 0 | 0 | 0 | 0 | FixedInterchange | 0 | 0 | 0 | 0 | 0 | 0
Total Installed Capacity
| Total Installed Capacity |  |  |  | Total Installed Capacity by Reporting Type: BC | [6 empty] | Total Installed Capacity by Reporting Type: BC
| Total Installed Capacity |  |  |  | ReportingType | 2015 | 2020 | 2025 | 2030 | 2035 | 2040 | ReportingType | 2015 | 2020 | 2025 | 2030 | 2035 | 2040
| Total Installed Capacity | BC | West | Other Renew | BM | 0 | 0 | 0 | 0 | 0 | 0 | BM | 0 | 0 | 0 | 0 | 0 | 0
| Total Installed Capacity | BC | West | CC | CC | 205.08 | 205.1 | 0.2 | 0.21 | 0.21 | 0.2 | CC | 205 | 205 | 0 | 0 | 0 | 0
| Total Installed Capacity | BC | West | Other Renew | CSP | 0 | 0 | 0 | 0 | 0 | 0 | CSP | 0 | 0 | 0 | 0 | 0 | 0
| Total Installed Capacity | BC | West | CT | CT | 0.02 | 0.02 | 0.02 | 0.02 | 0.02 | 0.03 | CT | 0 | 0 | 0 | 0 | 0 | 0
| Total Installed Capacity | BC | West | Coal | Coal | 0 | 0 | 0 | 0 | 0 | 0 | Coal | 0 | 0 | 0 | 0 | 0 | 0
| Total Installed Capacity | BC | West | Other Renew | Geo | 0 | 0 | 0 | 0 | 0 | 0 | Geo | 0 | 0 | 0 | 0 | 0 | 0
| Total Installed Capacity | BC | West | Hydro | H | 12161 | 12161 | 12161 | 12161 | 12161 | 12161 | H | 12161 | 12161 | 12161 | 12161 | 12161 | 12161
| Total Installed Capacity | BC | West | Other Renew | LFG | 24 | 24 | 24 | 24 | 24 | 24 | LFG | 24 | 24 | 24 | 24 | 24 | 24
| Total Installed Capacity | BC | West | Nuclear | Nuc | 0.1 | 0.1 | 598.03 | 1023.61 | 1023.63 | 1365.44 | Nuc | 0.1 | 0.1 | 598.11 | 1024.21 | 1024.21 | 1366.47
| Total Installed Capacity | BC | West | Other | PS | 0 | 0 | 0 | 0 | 0 | 0 | PS | 0 | 0 | 0 | 0 | 0 | 0
| Total Installed Capacity | BC | West | Other Renew | PV | 0 | 0 | 0 | 0 | 0 | 0 | PV | 0 | 0 | 0 | 0 | 0 | 0
| Total Installed Capacity | BC | West | CT | PeakG | 141 | 140.99 | 0.68 | 0.67 | 0.67 | 0.67 | PeakG | 141 | 141 | 0.01 | 0.01 | 0.01 | 0.01
| Total Installed Capacity | BC | West | CT | PeakO | 44 | 43.99 | 0.1 | 0.1 | 0.1 | 0.1 | PeakO | 44 | 44 | 0 | 0 | 0 | 0
| Total Installed Capacity | BC | West | Other Renew | ST | 0 | 0 | 0 | 0 | 0 | 0 | ST | 0 | 0 | 0 | 0 | 0 | 0
| Total Installed Capacity | BC | West | Steam O/G | STOG | 111.75 | 30.56 | 0.04 | 0.04 | 0.04 | 0.04 | STOG | 111.84 | 30.66 | 0 | 0 | 0 | 0
| Total Installed Capacity | BC | West | Other Renew | STWD | 510 | 510 | 510 | 510 | 510 | 510 | STWD | 510 | 510 | 510 | 510 | 510 | 510
| Total Installed Capacity | BC | West | On-shore Wind | WT | 246 | 246 | 246 | 246.01 | 402 | 402 | WT | 246 | 246 | 246 | 246 | 402 | 402
| Total Installed Capacity | BC | West | Coal | IGCC | 0 | 0 | 0 | 0 | 0 | 0 | IGCC | 0 | 0 | 0 | 0 | 0 | 0
| Total Installed Capacity | BC | West | DR | DemandResponse | 0.01 | 264.69 | 555.31 | 582.51 | 611.05 | 640.98 | DemandResponse | 0.01 | 264.69 | 555.31 | 582.51 | 611.05 | 640.98
| Total Installed Capacity | BC | West | Coal-CCS | IGCC-CCS | 0 | 0 | 0 | 0 | 0 | 0 | IGCC-CCS | 0 | 0 | 0 | 0 | 0 | 0
| Total Installed Capacity | BC | West | Off-shore Wind | WT_off | 0 | 0 | 0 | 0 | 0 | 0 | WT_off | 0 | 0 | 0 | 0 | 0 | 0
| Total Installed Capacity | BC | West | Other | PseudoUnit | 0 | 0 | 0 | 0 | 0 | 0 | PseudoUnit | 0 | 0 | 0 | 0 | 0 | 0
| Total Installed Capacity | BC | West | HQ/Maritimes | FixedInterchange | 0 | 0 | 0 | 0 | 0 | 0 | FixedInterchange | 0 | 0 | 0 | 0 | 0 | 0
Total Installed Capacity
| Total Installed Capacity |  |  |  | Total Installed Capacity by Reporting Type: HQ_IESO | [6 empty] | Total Installed Capacity by Reporting Type: HQ_IESO
| Total Installed Capacity |  |  |  | ReportingType | 2015 | 2020 | 2025 | 2030 | 2035 | 2040 | ReportingType | 2015 | 2020 | 2025 | 2030 | 2035 | 2040
| Total Installed Capacity | HQ_IESO | HQ/Maritimes | Other Renew | BM | 0 | 0 | 0 | 0 | 0 | 0 | BM | 0 | 0 | 0 | 0 | 0 | 0
| Total Installed Capacity | HQ_IESO | HQ/Maritimes | CC | CC | 0 | 0 | 0 | 0 | 0 | 0 | CC | 0 | 0 | 0 | 0 | 0 | 0
| Total Installed Capacity | HQ_IESO | HQ/Maritimes | Other Renew | CSP | 0 | 0 | 0 | 0 | 0 | 0 | CSP | 0 | 0 | 0 | 0 | 0 | 0
| Total Installed Capacity | HQ_IESO | HQ/Maritimes | CT | CT | 0 | 0 | 0 | 0 | 0 | 0 | CT | 0 | 0 | 0 | 0 | 0 | 0
| Total Installed Capacity | HQ_IESO | HQ/Maritimes | Coal | Coal | 0 | 0 | 0 | 0 | 0 | 0 | Coal | 0 | 0 | 0 | 0 | 0 | 0
| Total Installed Capacity | HQ_IESO | HQ/Maritimes | Other Renew | Geo | 0 | 0 | 0 | 0 | 0 | 0 | Geo | 0 | 0 | 0 | 0 | 0 | 0
| Total Installed Capacity | HQ_IESO | HQ/Maritimes | Hydro | H | 0 | 0 | 0 | 0 | 0 | 0 | H | 0 | 0 | 0 | 0 | 0 | 0
| Total Installed Capacity | HQ_IESO | HQ/Maritimes | Other Renew | LFG | 0 | 0 | 0 | 0 | 0 | 0 | LFG | 0 | 0 | 0 | 0 | 0 | 0
| Total Installed Capacity | HQ_IESO | HQ/Maritimes | Nuclear | Nuc | 0.1 | 0.1 | 0.1 | 0.1 | 0.1 | 0.1 | Nuc | 0.1 | 0.1 | 0.1 | 0.1 | 0.1 | 0.1
| Total Installed Capacity | HQ_IESO | HQ/Maritimes | Other | PS | 0 | 0 | 0 | 0 | 0 | 0 | PS | 0 | 0 | 0 | 0 | 0 | 0
| Total Installed Capacity | HQ_IESO | HQ/Maritimes | Other Renew | PV | 0 | 0 | 0 | 0 | 0 | 0 | PV | 0 | 0 | 0 | 0 | 0 | 0
| Total Installed Capacity | HQ_IESO | HQ/Maritimes | CT | PeakG | 0 | 0 | 0 | 0 | 0 | 0 | PeakG | 0 | 0 | 0 | 0 | 0 | 0
| Total Installed Capacity | HQ_IESO | HQ/Maritimes | CT | PeakO | 0 | 0 | 0 | 0 | 0 | 0 | PeakO | 0 | 0 | 0 | 0 | 0 | 0
| Total Installed Capacity | HQ_IESO | HQ/Maritimes | Other Renew | ST | 0 | 0 | 0 | 0 | 0 | 0 | ST | 0 | 0 | 0 | 0 | 0 | 0
| Total Installed Capacity | HQ_IESO | HQ/Maritimes | Steam O/G | STOG | 0 | 0 | 0 | 0 | 0 | 0 | STOG | 0 | 0 | 0 | 0 | 0 | 0
| Total Installed Capacity | HQ_IESO | HQ/Maritimes | Other Renew | STWD | 0 | 0 | 0 | 0 | 0 | 0 | STWD | 0 | 0 | 0 | 0 | 0 | 0
| Total Installed Capacity | HQ_IESO | HQ/Maritimes | On-shore Wind | WT | 0 | 0 | 0 | 0 | 0 | 0 | WT | 0 | 0 | 0 | 0 | 0 | 0
| Total Installed Capacity | HQ_IESO | HQ/Maritimes | Coal | IGCC | 0 | 0 | 0 | 0 | 0 | 0 | IGCC | 0 | 0 | 0 | 0 | 0 | 0
| Total Installed Capacity | HQ_IESO | HQ/Maritimes | DR | DemandResponse | 0 | 0 | 0 | 0 | 0 | 0 | DemandResponse | 0 | 0 | 0 | 0 | 0 | 0
| Total Installed Capacity | HQ_IESO | HQ/Maritimes | Coal-CCS | IGCC-CCS | 0 | 0 | 0 | 0 | 0 | 0 | IGCC-CCS | 0 | 0 | 0 | 0 | 0 | 0
| Total Installed Capacity | HQ_IESO | HQ/Maritimes | Off-shore Wind | WT_off | 0 | 0 | 0 | 0 | 0 | 0 | WT_off | 0 | 0 | 0 | 0 | 0 | 0
| Total Installed Capacity | HQ_IESO | HQ/Maritimes | Other | PseudoUnit | 0 | 0 | 0.01 | 2.69 | 2500 | 2500 | PseudoUnit | 0 | 0 | 0 | 0 | 0 | 0
| Total Installed Capacity | HQ_IESO | HQ/Maritimes | HQ/Maritimes | FixedInterchange | 3000 | 3000 | 3000 | 3000 | 3000 | 3000 | FixedInterchange | 3000 | 3000 | 3000 | 3000 | 3000 | 3000
Total Installed Capacity
| Total Installed Capacity |  |  |  | Total Installed Capacity by Reporting Type: HQ_NEISO | [6 empty] | Total Installed Capacity by Reporting Type: HQ_NEISO
| Total Installed Capacity |  |  |  | ReportingType | 2015 | 2020 | 2025 | 2030 | 2035 | 2040 | ReportingType | 2015 | 2020 | 2025 | 2030 | 2035 | 2040
| Total Installed Capacity | HQ_NEISO | HQ/Maritimes | Other Renew | BM | 0 | 0 | 0 | 0 | 0 | 0 | BM | 0 | 0 | 0 | 0 | 0 | 0
| Total Installed Capacity | HQ_NEISO | HQ/Maritimes | CC | CC | 0 | 0 | 0 | 0 | 0 | 0 | CC | 0 | 0 | 0 | 0 | 0 | 0
| Total Installed Capacity | HQ_NEISO | HQ/Maritimes | Other Renew | CSP | 0 | 0 | 0 | 0 | 0 | 0 | CSP | 0 | 0 | 0 | 0 | 0 | 0
| Total Installed Capacity | HQ_NEISO | HQ/Maritimes | CT | CT | 0 | 0 | 0 | 0 | 0 | 0 | CT | 0 | 0 | 0 | 0 | 0 | 0
| Total Installed Capacity | HQ_NEISO | HQ/Maritimes | Coal | Coal | 0 | 0 | 0 | 0 | 0 | 0 | Coal | 0 | 0 | 0 | 0 | 0 | 0
| Total Installed Capacity | HQ_NEISO | HQ/Maritimes | Other Renew | Geo | 0 | 0 | 0 | 0 | 0 | 0 | Geo | 0 | 0 | 0 | 0 | 0 | 0
| Total Installed Capacity | HQ_NEISO | HQ/Maritimes | Hydro | H | 0 | 0 | 0 | 0 | 0 | 0 | H | 0 | 0 | 0 | 0 | 0 | 0
| Total Installed Capacity | HQ_NEISO | HQ/Maritimes | Other Renew | LFG | 0 | 0 | 0 | 0 | 0 | 0 | LFG | 0 | 0 | 0 | 0 | 0 | 0
| Total Installed Capacity | HQ_NEISO | HQ/Maritimes | Nuclear | Nuc | 0.1 | 0.1 | 0.1 | 0.1 | 0.1 | 0.1 | Nuc | 0.1 | 0.1 | 0.1 | 0.1 | 0.1 | 0.1
| Total Installed Capacity | HQ_NEISO | HQ/Maritimes | Other | PS | 0 | 0 | 0 | 0 | 0 | 0 | PS | 0 | 0 | 0 | 0 | 0 | 0
| Total Installed Capacity | HQ_NEISO | HQ/Maritimes | Other Renew | PV | 0 | 0 | 0 | 0 | 0 | 0 | PV | 0 | 0 | 0 | 0 | 0 | 0
| Total Installed Capacity | HQ_NEISO | HQ/Maritimes | CT | PeakG | 0 | 0 | 0 | 0 | 0 | 0 | PeakG | 0 | 0 | 0 | 0 | 0 | 0
| Total Installed Capacity | HQ_NEISO | HQ/Maritimes | CT | PeakO | 0 | 0 | 0 | 0 | 0 | 0 | PeakO | 0 | 0 | 0 | 0 | 0 | 0
| Total Installed Capacity | HQ_NEISO | HQ/Maritimes | Other Renew | ST | 0 | 0 | 0 | 0 | 0 | 0 | ST | 0 | 0 | 0 | 0 | 0 | 0
| Total Installed Capacity | HQ_NEISO | HQ/Maritimes | Steam O/G | STOG | 0 | 0 | 0 | 0 | 0 | 0 | STOG | 0 | 0 | 0 | 0 | 0 | 0
| Total Installed Capacity | HQ_NEISO | HQ/Maritimes | Other Renew | STWD | 0 | 0 | 0 | 0 | 0 | 0 | STWD | 0 | 0 | 0 | 0 | 0 | 0
| Total Installed Capacity | HQ_NEISO | HQ/Maritimes | On-shore Wind | WT | 0 | 0 | 0 | 0 | 0 | 0 | WT | 0 | 0 | 0 | 0 | 0 | 0
| Total Installed Capacity | HQ_NEISO | HQ/Maritimes | Coal | IGCC | 0 | 0 | 0 | 0 | 0 | 0 | IGCC | 0 | 0 | 0 | 0 | 0 | 0
| Total Installed Capacity | HQ_NEISO | HQ/Maritimes | DR | DemandResponse | 0 | 0 | 0 | 0 | 0 | 0 | DemandResponse | 0 | 0 | 0 | 0 | 0 | 0
| Total Installed Capacity | HQ_NEISO | HQ/Maritimes | Coal-CCS | IGCC-CCS | 0 | 0 | 0 | 0 | 0 | 0 | IGCC-CCS | 0 | 0 | 0 | 0 | 0 | 0
| Total Installed Capacity | HQ_NEISO | HQ/Maritimes | Off-shore Wind | WT_off | 0 | 0 | 0 | 0 | 0 | 0 | WT_off | 0 | 0 | 0 | 0 | 0 | 0
| Total Installed Capacity | HQ_NEISO | HQ/Maritimes | Other | PseudoUnit | 0 | 0.01 | 0.01 | 16.84 | 300 | 300 | PseudoUnit | 0 | 0 | 0 | 0 | 0 | 0
| Total Installed Capacity | HQ_NEISO | HQ/Maritimes | HQ/Maritimes | FixedInterchange | 2920 | 2920 | 2920 | 2920 | 2920 | 2920 | FixedInterchange | 2920 | 2920 | 2920 | 2920 | 2920 | 2920
Total Installed Capacity
| Total Installed Capacity |  |  |  | Total Installed Capacity by Reporting Type: HQ_NY | [6 empty] | Total Installed Capacity by Reporting Type: HQ_NY
| Total Installed Capacity |  |  |  | ReportingType | 2015 | 2020 | 2025 | 2030 | 2035 | 2040 | ReportingType | 2015 | 2020 | 2025 | 2030 | 2035 | 2040
| Total Installed Capacity | HQ_NY | HQ/Maritimes | Other Renew | BM | 0 | 0 | 0 | 0 | 0 | 0 | BM | 0 | 0 | 0 | 0 | 0 | 0
| Total Installed Capacity | HQ_NY | HQ/Maritimes | CC | CC | 0 | 0 | 0 | 0 | 0 | 0 | CC | 0 | 0 | 0 | 0 | 0 | 0
| Total Installed Capacity | HQ_NY | HQ/Maritimes | Other Renew | CSP | 0 | 0 | 0 | 0 | 0 | 0 | CSP | 0 | 0 | 0 | 0 | 0 | 0
| Total Installed Capacity | HQ_NY | HQ/Maritimes | CT | CT | 0 | 0 | 0 | 0 | 0 | 0 | CT | 0 | 0 | 0 | 0 | 0 | 0
| Total Installed Capacity | HQ_NY | HQ/Maritimes | Coal | Coal | 0 | 0 | 0 | 0 | 0 | 0 | Coal | 0 | 0 | 0 | 0 | 0 | 0
| Total Installed Capacity | HQ_NY | HQ/Maritimes | Other Renew | Geo | 0 | 0 | 0 | 0 | 0 | 0 | Geo | 0 | 0 | 0 | 0 | 0 | 0
| Total Installed Capacity | HQ_NY | HQ/Maritimes | Hydro | H | 0 | 0 | 0 | 0 | 0 | 0 | H | 0 | 0 | 0 | 0 | 0 | 0
| Total Installed Capacity | HQ_NY | HQ/Maritimes | Other Renew | LFG | 0 | 0 | 0 | 0 | 0 | 0 | LFG | 0 | 0 | 0 | 0 | 0 | 0
| Total Installed Capacity | HQ_NY | HQ/Maritimes | Nuclear | Nuc | 0.1 | 0.1 | 0.1 | 0.1 | 0.1 | 0.1 | Nuc | 0.1 | 0.1 | 0.1 | 0.1 | 0.1 | 0.1
| Total Installed Capacity | HQ_NY | HQ/Maritimes | Other | PS | 0 | 0 | 0 | 0 | 0 | 0 | PS | 0 | 0 | 0 | 0 | 0 | 0
| Total Installed Capacity | HQ_NY | HQ/Maritimes | Other Renew | PV | 0 | 0 | 0 | 0 | 0 | 0 | PV | 0 | 0 | 0 | 0 | 0 | 0
| Total Installed Capacity | HQ_NY | HQ/Maritimes | CT | PeakG | 0 | 0 | 0 | 0 | 0 | 0 | PeakG | 0 | 0 | 0 | 0 | 0 | 0
| Total Installed Capacity | HQ_NY | HQ/Maritimes | CT | PeakO | 0 | 0 | 0 | 0 | 0 | 0 | PeakO | 0 | 0 | 0 | 0 | 0 | 0
| Total Installed Capacity | HQ_NY | HQ/Maritimes | Other Renew | ST | 0 | 0 | 0 | 0 | 0 | 0 | ST | 0 | 0 | 0 | 0 | 0 | 0
| Total Installed Capacity | HQ_NY | HQ/Maritimes | Steam O/G | STOG | 0 | 0 | 0 | 0 | 0 | 0 | STOG | 0 | 0 | 0 | 0 | 0 | 0
| Total Installed Capacity | HQ_NY | HQ/Maritimes | Other Renew | STWD | 0 | 0 | 0 | 0 | 0 | 0 | STWD | 0 | 0 | 0 | 0 | 0 | 0
| Total Installed Capacity | HQ_NY | HQ/Maritimes | On-shore Wind | WT | 0 | 0 | 0 | 0 | 0 | 0 | WT | 0 | 0 | 0 | 0 | 0 | 0
| Total Installed Capacity | HQ_NY | HQ/Maritimes | Coal | IGCC | 0 | 0 | 0 | 0 | 0 | 0 | IGCC | 0 | 0 | 0 | 0 | 0 | 0
| Total Installed Capacity | HQ_NY | HQ/Maritimes | DR | DemandResponse | 0 | 0 | 0 | 0 | 0 | 0 | DemandResponse | 0 | 0 | 0 | 0 | 0 | 0
| Total Installed Capacity | HQ_NY | HQ/Maritimes | Coal-CCS | IGCC-CCS | 0 | 0 | 0 | 0 | 0 | 0 | IGCC-CCS | 0 | 0 | 0 | 0 | 0 | 0
| Total Installed Capacity | HQ_NY | HQ/Maritimes | Off-shore Wind | WT_off | 0 | 0 | 0 | 0 | 0 | 0 | WT_off | 0 | 0 | 0 | 0 | 0 | 0
| Total Installed Capacity | HQ_NY | HQ/Maritimes | Other | PseudoUnit | 0 | 0.01 | 0.06 | 2500 | 2500 | 2500 | PseudoUnit | 0 | 0 | 0 | 0 | 0 | 0
| Total Installed Capacity | HQ_NY | HQ/Maritimes | HQ/Maritimes | FixedInterchange | 1500 | 1500 | 1500 | 1500 | 1500 | 1500 | FixedInterchange | 1500 | 1500 | 1500 | 1500 | 1500 | 1500
Total Installed Capacity
| Total Installed Capacity |  |  |  | Total Installed Capacity by Reporting Type: MARITIMES | [6 empty] | Total Installed Capacity by Reporting Type: MARITIMES
| Total Installed Capacity |  |  |  | ReportingType | 2015 | 2020 | 2025 | 2030 | 2035 | 2040 | ReportingType | 2015 | 2020 | 2025 | 2030 | 2035 | 2040
| Total Installed Capacity | MARITIMES | HQ/Maritimes | Other Renew | BM | 0 | 0 | 0 | 0 | 0 | 0 | BM | 0 | 0 | 0 | 0 | 0 | 0
| Total Installed Capacity | MARITIMES | HQ/Maritimes | CC | CC | 0 | 0 | 0 | 0 | 0 | 0 | CC | 0 | 0 | 0 | 0 | 0 | 0
| Total Installed Capacity | MARITIMES | HQ/Maritimes | Other Renew | CSP | 0 | 0 | 0 | 0 | 0 | 0 | CSP | 0 | 0 | 0 | 0 | 0 | 0
| Total Installed Capacity | MARITIMES | HQ/Maritimes | CT | CT | 0 | 0 | 0 | 0 | 0 | 0 | CT | 0 | 0 | 0 | 0 | 0 | 0
| Total Installed Capacity | MARITIMES | HQ/Maritimes | Coal | Coal | 0 | 0 | 0 | 0 | 0 | 0 | Coal | 0 | 0 | 0 | 0 | 0 | 0
| Total Installed Capacity | MARITIMES | HQ/Maritimes | Other Renew | Geo | 0 | 0 | 0 | 0 | 0 | 0 | Geo | 0 | 0 | 0 | 0 | 0 | 0
| Total Installed Capacity | MARITIMES | HQ/Maritimes | Hydro | H | 0 | 0 | 0 | 0 | 0 | 0 | H | 0 | 0 | 0 | 0 | 0 | 0
| Total Installed Capacity | MARITIMES | HQ/Maritimes | Other Renew | LFG | 0 | 0 | 0 | 0 | 0 | 0 | LFG | 0 | 0 | 0 | 0 | 0 | 0
| Total Installed Capacity | MARITIMES | HQ/Maritimes | Nuclear | Nuc | 0.1 | 0.1 | 0.1 | 0.1 | 0.1 | 0.1 | Nuc | 0.1 | 0.1 | 0.1 | 0.1 | 0.1 | 0.1
| Total Installed Capacity | MARITIMES | HQ/Maritimes | Other | PS | 0 | 0 | 0 | 0 | 0 | 0 | PS | 0 | 0 | 0 | 0 | 0 | 0
| Total Installed Capacity | MARITIMES | HQ/Maritimes | Other Renew | PV | 0 | 0 | 0 | 0 | 0 | 0 | PV | 0 | 0 | 0 | 0 | 0 | 0
| Total Installed Capacity | MARITIMES | HQ/Maritimes | CT | PeakG | 0 | 0 | 0 | 0 | 0 | 0 | PeakG | 0 | 0 | 0 | 0 | 0 | 0
| Total Installed Capacity | MARITIMES | HQ/Maritimes | CT | PeakO | 0 | 0 | 0 | 0 | 0 | 0 | PeakO | 0 | 0 | 0 | 0 | 0 | 0
| Total Installed Capacity | MARITIMES | HQ/Maritimes | Other Renew | ST | 0 | 0 | 0 | 0 | 0 | 0 | ST | 0 | 0 | 0 | 0 | 0 | 0
| Total Installed Capacity | MARITIMES | HQ/Maritimes | Steam O/G | STOG | 0 | 0 | 0 | 0 | 0 | 0 | STOG | 0 | 0 | 0 | 0 | 0 | 0
| Total Installed Capacity | MARITIMES | HQ/Maritimes | Other Renew | STWD | 0 | 0 | 0 | 0 | 0 | 0 | STWD | 0 | 0 | 0 | 0 | 0 | 0
| Total Installed Capacity | MARITIMES | HQ/Maritimes | On-shore Wind | WT | 0 | 0 | 0 | 0 | 0 | 0 | WT | 0 | 0 | 0 | 0 | 0 | 0
| Total Installed Capacity | MARITIMES | HQ/Maritimes | Coal | IGCC | 0 | 0 | 0 | 0 | 0 | 0 | IGCC | 0 | 0 | 0 | 0 | 0 | 0
| Total Installed Capacity | MARITIMES | HQ/Maritimes | DR | DemandResponse | 0 | 0 | 0 | 0 | 0 | 0 | DemandResponse | 0 | 0 | 0 | 0 | 0 | 0
| Total Installed Capacity | MARITIMES | HQ/Maritimes | Coal-CCS | IGCC-CCS | 0 | 0 | 0 | 0 | 0 | 0 | IGCC-CCS | 0 | 0 | 0 | 0 | 0 | 0
| Total Installed Capacity | MARITIMES | HQ/Maritimes | Off-shore Wind | WT_off | 0 | 0 | 0 | 0 | 0 | 0 | WT_off | 0 | 0 | 0 | 0 | 0 | 0
| Total Installed Capacity | MARITIMES | HQ/Maritimes | Other | PseudoUnit | 0 | 0.01 | 0.02 | 17.41 | 500 | 500 | PseudoUnit | 0 | 0 | 0 | 0 | 0 | 0
| Total Installed Capacity | MARITIMES | HQ/Maritimes | HQ/Maritimes | FixedInterchange | 1400 | 1400 | 1400 | 1400 | 1400 | 1400 | FixedInterchange | 1400 | 1400 | 1400 | 1400 | 1400 | 1400
Total Installed Capacity
| Total Installed Capacity |  |  |  | Total Installed Capacity by Reporting Type: All | [6 empty] | Total Installed Capacity by Reporting Type: All
| Total Installed Capacity |  |  |  | ReportingType | 2015 | 2020 | 2025 | 2030 | 2035 | 2040 | ReportingType | 2015 | 2020 | 2025 | 2030 | 2035 | 2040
| Total Installed Capacity | All | All | Other Renew | BM | 1251 | 1421.61 | 1960.26 | 3103.23 | 32547.47 | 55437.94 | BM | 1251 | 1420.83 | 1959.82 | 1972.17 | 22282.25 | 65429.98
| Total Installed Capacity | All | All | CC | CC | 293771.06 | 334668.8 | 330018.96 | 316573.62 | 273458.88 | 242897.47 | CC | 305396.35 | 357235.29 | 352675.95 | 341225.93 | 295750.05 | 236061.96
| Total Installed Capacity | All | All | Other Renew | CSP | 0.01 | 0.01 | 0.01 | 0.01 | 0.01 | 0 | CSP | 0 | 0 | 0 | 0 | 0 | 0
| Total Installed Capacity | All | All | CT | CT | 6394.23 | 6799.39 | 6799.44 | 6659.04 | 4789.59 | 4763.65 | CT | 6393.79 | 6818.78 | 6818.78 | 6668.39 | 2229.99 | 2229.99
| Total Installed Capacity | All | All | Coal | Coal | 174309.65 | 106497.43 | 49918.79 | 35647.21 | 35645.52 | 35642.47 | Coal | 164023.98 | 90772.93 | 51247.78 | 35538.69 | 35344.07 | 35344.06
| Total Installed Capacity | All | All | Other Renew | Geo | 2534.1 | 4609.12 | 9038.12 | 9038.12 | 9038.14 | 9038.13 | Geo | 2534.2 | 4609.2 | 9038.2 | 9038.2 | 9038.2 | 9038.2
| Total Installed Capacity | All | All | Hydro | H | 106079.79 | 107278.56 | 109546.57 | 113217.1 | 114752.09 | 114752.2 | H | 106079.79 | 107312.34 | 110504.79 | 111931.84 | 113777.04 | 113903.46
| Total Installed Capacity | All | All | Other Renew | LFG | 4135.69 | 6088.69 | 8298.69 | 9022.75 | 9022.79 | 9022.92 | LFG | 4136 | 6089 | 8299 | 9022.5 | 9023 | 9023
| Total Installed Capacity | All | All | Nuclear | Nuc | 117236.86 | 121152.37 | 132133.26 | 169664.16 | 193088.55 | 223382.54 | Nuc | 117236.86 | 121152.36 | 135377.27 | 169664.27 | 193088.57 | 223382.57
| Total Installed Capacity | All | All | Other | PS | 21788 | 21788 | 21788 | 21788 | 21788 | 21788 | PS | 21788 | 21788 | 21788 | 21788 | 21788 | 21788
| Total Installed Capacity | All | All | Other Renew | PV | 1647.78 | 3713.06 | 4613.92 | 4788.56 | 3689.39 | 3754.6 | PV | 1648 | 3716.37 | 4617.86 | 4792.71 | 3724.5 | 3929.38
| Total Installed Capacity | All | All | CT | PeakG | 118991.57 | 118991.52 | 118025.03 | 115499.55 | 104531.47 | 103469.69 | PeakG | 118779.9 | 118779.9 | 117813.75 | 105829.69 | 102388.91 | 101318.94
| Total Installed Capacity | All | All | CT | PeakO | 19367.24 | 19367.16 | 19319.29 | 16982.85 | 15279.16 | 15278.89 | PeakO | 19170.42 | 19170.42 | 17524.45 | 16665.43 | 13249.5 | 11994.44
| Total Installed Capacity | All | All | Other Renew | ST | 760 | 1573.05 | 1800.77 | 1917.79 | 4849.62 | 5686.45 | ST | 760 | 1573.19 | 1800.87 | 1917.21 | 4849.84 | 5685.63
| Total Installed Capacity | All | All | Steam O/G | STOG | 51180.64 | 51099.4 | 46451.75 | 38605.87 | 29755.02 | 21483.01 | STOG | 49888.97 | 49807.78 | 38237.69 | 33792.46 | 22363.84 | 21895.58
| Total Installed Capacity | All | All | Other Renew | STWD | 4951 | 4951 | 4951 | 4951 | 4951 | 4951 | STWD | 4951 | 4951 | 4951 | 4951 | 4951 | 4951
| Total Installed Capacity | All | All | On-shore Wind | WT | 64004.39 | 198980.21 | 380551.35 | 412602.43 | 439344.05 | 457118.16 | WT | 64004.8 | 163978.89 | 254215.19 | 378863.44 | 424251.2 | 435503.06
| Total Installed Capacity | All | All | Coal | IGCC | 618.1 | 618.19 | 618.2 | 618.21 | 618.22 | 618.23 | IGCC | 618 | 618 | 618 | 618 | 618 | 618
| Total Installed Capacity | All | All | DR | DemandResponse | 37863.74 | 60093.26 | 85862.57 | 89210.8 | 92685.8 | 96304.58 | DemandResponse | 37863.74 | 60093.26 | 85862.57 | 89210.8 | 92685.8 | 96304.58
| Total Installed Capacity | All | All | Coal-CCS | IGCC-CCS | 0 | 0.14 | 0.24 | 0.34 | 0.59 | 0.63 | IGCC-CCS | 0 | 0 | 0 | 0 | 0 | 0
| Total Installed Capacity | All | All | Off-shore Wind | WT_off | 468 | 468.08 | 1568.17 | 1568.24 | 1568.31 | 1568.36 | WT_off | 469 | 469 | 1569 | 1569 | 27465.55 | 36718.11
| Total Installed Capacity | All | All | Other | PseudoUnit | 0 | 0.03 | 0.1 | 2536.94 | 5800 | 5800 | PseudoUnit | 0 | 0 | 0 | 0 | 0 | 0
| Total Installed Capacity | All | All | HQ/Maritimes | FixedInterchange | 8820 | 8820 | 8820 | 8820 | 8820 | 8820 | FixedInterchange | 8820 | 8820 | 8820 | 8820 | 8820 | 8820
Total Installed Capacity
| Total Installed Capacity |  |  |  | Total Installed Capacity by Reporting Type: EI_US | [6 empty] | Total Installed Capacity by Reporting Type: EI_US
| Total Installed Capacity |  |  |  | ReportingType | 2015 | 2020 | 2025 | 2030 | 2035 | 2040 | ReportingType | 2015 | 2020 | 2025 | 2030 | 2035 | 2040
| Total Installed Capacity | EI_US | EI_US | Other Renew | BM | 741.12 | 911.71 | 1450.36 | 2593.31 | 27400.45 | 48742.33 | BM | 741.12 | 910.94 | 1449.93 | 1462.28 | 16966.38 | 57765.58
| Total Installed Capacity | EI_US | EI_US | CC | CC | 198811.95 | 234155.04 | 232642.17 | 222922 | 195032 | 171600.93 | CC | 209553.74 | 255636.41 | 254215.05 | 244634.28 | 216331.57 | 162793.93
| Total Installed Capacity | EI_US | EI_US | Other Renew | CSP | 0 | 0 | 0 | 0 | 0 | 0 | CSP | 0 | 0 | 0 | 0 | 0 | 0
| Total Installed Capacity | EI_US | EI_US | CT | CT | 4324.07 | 4729.2 | 4729.24 | 4588.85 | 4786.98 | 4761.04 | CT | 4323.69 | 4748.68 | 4748.68 | 4598.29 | 2229.96 | 2229.96
| Total Installed Capacity | EI_US | EI_US | Coal | Coal | 141031.7 | 79099.41 | 38922.78 | 28992.45 | 28991.16 | 28988.48 | Coal | 130749.26 | 63511.04 | 40511.64 | 28881.56 | 28686.94 | 28686.94
| Total Installed Capacity | EI_US | EI_US | Other Renew | Geo | 44 | 44 | 44 | 44 | 44 | 44 | Geo | 44 | 44 | 44 | 44 | 44 | 44
| Total Installed Capacity | EI_US | EI_US | Hydro | H | 29436.09 | 29939.85 | 30712.83 | 31673.33 | 32873.34 | 32873.42 | H | 29436.09 | 29973.64 | 31671.09 | 31674.09 | 32783.09 | 32874.09
| Total Installed Capacity | EI_US | EI_US | Other Renew | LFG | 3458.09 | 4522.63 | 5812.3 | 6535.85 | 6535.87 | 6536 | LFG | 3458.4 | 4477.17 | 6003.02 | 6536 | 6536 | 6536
| Total Installed Capacity | EI_US | EI_US | Nuclear | Nuc | 89571.36 | 93486.86 | 96581.14 | 115689.66 | 121746.5 | 141949.17 | Nuc | 89571.36 | 93486.86 | 99699.63 | 120427.63 | 121887.1 | 143979.02
| Total Installed Capacity | EI_US | EI_US | Other | PS | 16931 | 16931 | 16931 | 16931 | 16931 | 16931 | PS | 16931 | 16931 | 16931 | 16931 | 16931 | 16931
| Total Installed Capacity | EI_US | EI_US | Other Renew | PV | 176.52 | 2241.79 | 3142.63 | 3317.24 | 3298.87 | 3364.03 | PV | 176.74 | 2245.12 | 3146.61 | 3321.46 | 3334.49 | 3539.38
| Total Installed Capacity | EI_US | EI_US | CT | PeakG | 97654.3 | 97654.26 | 97654.18 | 95134.36 | 84166.33 | 83104.58 | PeakG | 97444.5 | 97444.5 | 97444.5 | 85466.44 | 82025.66 | 80955.69
| Total Installed Capacity | EI_US | EI_US | CT | PeakO | 18655.11 | 18655.05 | 18655.01 | 16318.62 | 14614.96 | 14614.73 | PeakO | 18470.41 | 18470.41 | 16872.44 | 16013.42 | 12597.49 | 11342.43
| Total Installed Capacity | EI_US | EI_US | Other Renew | ST | 0 | 0 | 0 | 0 | 0 | 0 | ST | 0 | 0 | 0 | 0 | 0 | 0
| Total Installed Capacity | EI_US | EI_US | Steam O/G | STOG | 26732.25 | 26732.23 | 26584.3 | 25344.63 | 24140.53 | 15868.56 | STOG | 26321.33 | 26321.33 | 19062.48 | 18626.41 | 17559.51 | 17091.25
| Total Installed Capacity | EI_US | EI_US | Other Renew | STWD | 2980 | 2980 | 2980 | 2980 | 2980 | 2980 | STWD | 2980 | 2980 | 2980 | 2980 | 2980 | 2980
| Total Installed Capacity | EI_US | EI_US | On-shore Wind | WT | 36938.06 | 152258.37 | 301209.15 | 311389.17 | 329757.36 | 336767.82 | WT | 36938.6 | 117390.38 | 174879.77 | 277651.1 | 314663.17 | 322336.96
| Total Installed Capacity | EI_US | EI_US | Coal | IGCC | 618.09 | 618.17 | 618.18 | 618.19 | 618.19 | 618.2 | IGCC | 618 | 618 | 618 | 618 | 618 | 618
| Total Installed Capacity | EI_US | EI_US | DR | DemandResponse | 29707.66 | 46218.47 | 65324.07 | 67718.5 | 70208.86 | 72802.09 | DemandResponse | 29707.66 | 46218.47 | 65324.07 | 67718.5 | 70208.86 | 72802.09
| Total Installed Capacity | EI_US | EI_US | Coal-CCS | IGCC-CCS | 0 | 0.12 | 0.19 | 0.28 | 0.5 | 0.53 | IGCC-CCS | 0 | 0 | 0 | 0 | 0 | 0
| Total Installed Capacity | EI_US | EI_US | Off-shore Wind | WT_off | 468 | 468.07 | 1568.14 | 1568.2 | 1568.24 | 1568.25 | WT_off | 469 | 469 | 1569 | 1569 | 27465.55 | 36718.11
| Total Installed Capacity | EI_US | EI_US | Other | PseudoUnit | 0 | 0.03 | 0.09 | 2534.25 | 3300 | 3300 | PseudoUnit | 0 | 0 | 0 | 0 | 0 | 0
| Total Installed Capacity | EI_US | EI_US | HQ/Maritimes | FixedInterchange | 5820 | 5820 | 5820 | 5820 | 5820 | 5820 | FixedInterchange | 5820 | 5820 | 5820 | 5820 | 5820 | 5820
Total Installed Capacity
| Total Installed Capacity |  |  |  | Total Installed Capacity by Reporting Type: EI_Canada | [6 empty] | Total Installed Capacity by Reporting Type: EI_Canada
| Total Installed Capacity |  |  |  | ReportingType | 2015 | 2020 | 2025 | 2030 | 2035 | 2040 | ReportingType | 2015 | 2020 | 2025 | 2030 | 2035 | 2040
| Total Installed Capacity | EI_Canada | EI_Canada | Other Renew | BM | 326.33 | 326.33 | 326.33 | 326.33 | 326.33 | 326.33 | BM | 326.33 | 326.33 | 326.33 | 326.33 | 326.33 | 326.33
| Total Installed Capacity | EI_Canada | EI_Canada | CC | CC | 1994.31 | 1994.33 | 1263.47 | 1263.45 | 1263.45 | 1263.45 | CC | 1994 | 1994 | 1263 | 1263 | 1263 | 1263
| Total Installed Capacity | EI_Canada | EI_Canada | Other Renew | CSP | 0 | 0 | 0 | 0 | 0 | 0 | CSP | 0 | 0 | 0 | 0 | 0 | 0
| Total Installed Capacity | EI_Canada | EI_Canada | CT | CT | 368.03 | 368.03 | 368.03 | 368.03 | 0.68 | 0.68 | CT | 368 | 368 | 368 | 368 | 0.01 | 0.01
| Total Installed Capacity | EI_Canada | EI_Canada | Coal | Coal | 950.77 | 390.43 | 0.08 | 0.07 | 0.07 | 0.06 | Coal | 950.81 | 390.48 | 0 | 0 | 0 | 0
| Total Installed Capacity | EI_Canada | EI_Canada | Other Renew | Geo | 0 | 0 | 0 | 0 | 0 | 0 | Geo | 0 | 0 | 0 | 0 | 0 | 0
| Total Installed Capacity | EI_Canada | EI_Canada | Hydro | H | 15168.7 | 15863.7 | 17358.71 | 20068.7 | 20068.7 | 20068.7 | H | 15168.7 | 15863.7 | 17358.7 | 18782.74 | 19183.94 | 19219.36
| Total Installed Capacity | EI_Canada | EI_Canada | Other Renew | LFG | 117.5 | 117.5 | 117.5 | 118 | 118 | 118 | LFG | 117.5 | 117.5 | 117.5 | 117.5 | 118 | 118
| Total Installed Capacity | EI_Canada | EI_Canada | Nuclear | Nuc | 13018.2 | 13018.2 | 13018.21 | 13018.21 | 11988.21 | 10448.22 | Nuc | 13018.2 | 13018.2 | 13018.2 | 13018.2 | 11988.2 | 10448.2
| Total Installed Capacity | EI_Canada | EI_Canada | Other | PS | 123 | 123 | 123 | 123 | 123 | 123 | PS | 123 | 123 | 123 | 123 | 123 | 123
| Total Installed Capacity | EI_Canada | EI_Canada | Other Renew | PV | 1097.26 | 1097.26 | 1097.26 | 1097.26 | 30 | 30 | PV | 1097.26 | 1097.26 | 1097.26 | 1097.26 | 30 | 30
| Total Installed Capacity | EI_Canada | EI_Canada | CT | PeakG | 561.01 | 561 | 7.76 | 2.12 | 2.11 | 2.11 | PeakG | 559.02 | 559.02 | 6.02 | 0.02 | 0.02 | 0.02
| Total Installed Capacity | EI_Canada | EI_Canada | CT | PeakO | 4.27 | 4.26 | 0.33 | 0.3 | 0.3 | 0.29 | PeakO | 4 | 4 | 0 | 0 | 0 | 0
| Total Installed Capacity | EI_Canada | EI_Canada | Other Renew | ST | 0 | 0 | 0 | 0 | 0 | 0 | ST | 0 | 0 | 0 | 0 | 0 | 0
| Total Installed Capacity | EI_Canada | EI_Canada | Steam O/G | STOG | 126.04 | 126.03 | 0.07 | 0.06 | 0.06 | 0.06 | STOG | 126 | 126 | 0 | 0 | 0 | 0
| Total Installed Capacity | EI_Canada | EI_Canada | Other Renew | STWD | 139 | 139 | 139 | 139 | 139 | 139 | STWD | 139 | 139 | 139 | 139 | 139 | 139
| Total Installed Capacity | EI_Canada | EI_Canada | On-shore Wind | WT | 3963.3 | 3963.3 | 3963.3 | 3963.3 | 3660.95 | 10842.69 | WT | 3963.3 | 3963.3 | 3963.3 | 3963.3 | 3660.9 | 3660.9
| Total Installed Capacity | EI_Canada | EI_Canada | Coal | IGCC | 0 | 0 | 0 | 0 | 0 | 0 | IGCC | 0 | 0 | 0 | 0 | 0 | 0
| Total Installed Capacity | EI_Canada | EI_Canada | DR | DemandResponse | 2048.29 | 2374.97 | 2887.27 | 2989.59 | 3095.56 | 3205.29 | DemandResponse | 2048.29 | 2374.97 | 2887.27 | 2989.59 | 3095.56 | 3205.29
| Total Installed Capacity | EI_Canada | EI_Canada | Coal-CCS | IGCC-CCS | 0 | 0 | 0 | 0 | 0 | 0 | IGCC-CCS | 0 | 0 | 0 | 0 | 0 | 0
| Total Installed Capacity | EI_Canada | EI_Canada | Off-shore Wind | WT_off | 0 | 0 | 0.01 | 0.01 | 0.03 | 0.04 | WT_off | 0 | 0 | 0 | 0 | 0 | 0
| Total Installed Capacity | EI_Canada | EI_Canada | Other | PseudoUnit | 0 | 0 | 0.01 | 2.69 | 2500 | 2500 | PseudoUnit | 0 | 0 | 0 | 0 | 0 | 0
| Total Installed Capacity | EI_Canada | EI_Canada | HQ/Maritimes | FixedInterchange | 3000 | 3000 | 3000 | 3000 | 3000 | 3000 | FixedInterchange | 3000 | 3000 | 3000 | 3000 | 3000 | 3000
Total Installed Capacity
| Total Installed Capacity |  |  |  | Total Installed Capacity by Reporting Type: EI | [6 empty] | Total Installed Capacity by Reporting Type: EI
| Total Installed Capacity |  |  |  | ReportingType | 2015 | 2020 | 2025 | 2030 | 2035 | 2040 | ReportingType | 2015 | 2020 | 2025 | 2030 | 2035 | 2040
| Total Installed Capacity | EI | EI | Other Renew | BM | 1067.45 | 1238.05 | 1776.69 | 2919.64 | 27726.78 | 49068.67 | BM | 1067.45 | 1237.28 | 1776.27 | 1788.62 | 17292.72 | 58091.92
| Total Installed Capacity | EI | EI | CC | CC | 200806.25 | 236149.37 | 233905.64 | 224185.46 | 196295.45 | 172864.38 | CC | 211547.75 | 257630.41 | 255478.06 | 245897.28 | 217594.58 | 164056.93
| Total Installed Capacity | EI | EI | Other Renew | CSP | 0 | 0 | 0 | 0 | 0 | 0 | CSP | 0 | 0 | 0 | 0 | 0 | 0
| Total Installed Capacity | EI | EI | CT | CT | 4692.1 | 5097.24 | 5097.28 | 4956.88 | 4787.66 | 4761.72 | CT | 4691.7 | 5116.68 | 5116.68 | 4966.29 | 2229.97 | 2229.97
| Total Installed Capacity | EI | EI | Coal | Coal | 141982.46 | 79489.85 | 38922.86 | 28992.52 | 28991.22 | 28988.55 | Coal | 131700.07 | 63901.53 | 40511.64 | 28881.56 | 28686.94 | 28686.94
| Total Installed Capacity | EI | EI | Other Renew | Geo | 44 | 44 | 44 | 44 | 44 | 44 | Geo | 44 | 44 | 44 | 44 | 44 | 44
| Total Installed Capacity | EI | EI | Hydro | H | 44604.79 | 45803.55 | 48071.54 | 51742.03 | 52942.04 | 52942.12 | H | 44604.79 | 45837.34 | 49029.79 | 50456.84 | 51967.04 | 52093.46
| Total Installed Capacity | EI | EI | Other Renew | LFG | 3575.59 | 4640.13 | 5929.8 | 6653.85 | 6653.87 | 6654 | LFG | 3575.9 | 4594.67 | 6120.52 | 6653.5 | 6654 | 6654
| Total Installed Capacity | EI | EI | Nuclear | Nuc | 102589.56 | 106505.06 | 109599.35 | 128707.87 | 133734.71 | 152397.38 | Nuc | 102589.56 | 106505.06 | 112717.83 | 133445.83 | 133875.3 | 154427.22
| Total Installed Capacity | EI | EI | Other | PS | 17054 | 17054 | 17054 | 17054 | 17054 | 17054 | PS | 17054 | 17054 | 17054 | 17054 | 17054 | 17054
| Total Installed Capacity | EI | EI | Other Renew | PV | 1273.78 | 3339.05 | 4239.88 | 4414.5 | 3328.87 | 3394.03 | PV | 1274 | 3342.37 | 4243.86 | 4418.71 | 3364.49 | 3569.38
| Total Installed Capacity | EI | EI | CT | PeakG | 98215.31 | 98215.27 | 97661.94 | 95136.49 | 84168.44 | 83106.68 | PeakG | 98003.52 | 98003.52 | 97450.52 | 85466.46 | 82025.68 | 80955.71
| Total Installed Capacity | EI | EI | CT | PeakO | 18659.38 | 18659.32 | 18655.34 | 16318.92 | 14615.26 | 14615.03 | PeakO | 18474.42 | 18474.41 | 16872.45 | 16013.42 | 12597.5 | 11342.44
| Total Installed Capacity | EI | EI | Other Renew | ST | 0 | 0 | 0 | 0 | 0 | 0 | ST | 0 | 0 | 0 | 0 | 0 | 0
| Total Installed Capacity | EI | EI | Steam O/G | STOG | 26858.28 | 26858.26 | 26584.37 | 25344.7 | 24140.59 | 15868.62 | STOG | 26447.33 | 26447.33 | 19062.48 | 18626.41 | 17559.51 | 17091.25
| Total Installed Capacity | EI | EI | Other Renew | STWD | 3119 | 3119 | 3119 | 3119 | 3119 | 3119 | STWD | 3119 | 3119 | 3119 | 3119 | 3119 | 3119
| Total Installed Capacity | EI | EI | On-shore Wind | WT | 40901.36 | 156221.67 | 305172.46 | 315352.47 | 333418.32 | 347610.51 | WT | 40901.9 | 121353.68 | 178843.07 | 281614.4 | 318324.07 | 325997.86
| Total Installed Capacity | EI | EI | Coal | IGCC | 618.09 | 618.17 | 618.18 | 618.19 | 618.19 | 618.2 | IGCC | 618 | 618 | 618 | 618 | 618 | 618
| Total Installed Capacity | EI | EI | DR | DemandResponse | 31755.95 | 48593.44 | 68211.33 | 70708.09 | 73304.41 | 76007.38 | DemandResponse | 31755.95 | 48593.44 | 68211.33 | 70708.09 | 73304.41 | 76007.38
| Total Installed Capacity | EI | EI | Coal-CCS | IGCC-CCS | 0 | 0.12 | 0.19 | 0.28 | 0.5 | 0.53 | IGCC-CCS | 0 | 0 | 0 | 0 | 0 | 0
| Total Installed Capacity | EI | EI | Off-shore Wind | WT_off | 468 | 468.08 | 1568.15 | 1568.21 | 1568.27 | 1568.29 | WT_off | 469 | 469 | 1569 | 1569 | 27465.55 | 36718.11
| Total Installed Capacity | EI | EI | Other | PseudoUnit | 0 | 0.03 | 0.1 | 2536.94 | 5800 | 5800 | PseudoUnit | 0 | 0 | 0 | 0 | 0 | 0
| Total Installed Capacity | EI | EI | HQ/Maritimes | FixedInterchange | 8820 | 8820 | 8820 | 8820 | 8820 | 8820 | FixedInterchange | 8820 | 8820 | 8820 | 8820 | 8820 | 8820
Total Installed Capacity
| Total Installed Capacity |  |  |  | Total Installed Capacity by Reporting Type: Outside_EI | [6 empty] | Total Installed Capacity by Reporting Type: Outside_EI
| Total Installed Capacity |  |  |  | ReportingType | 2015 | 2020 | 2025 | 2030 | 2035 | 2040 | ReportingType | 2015 | 2020 | 2025 | 2030 | 2035 | 2040
| Total Installed Capacity | Outside_EI | Outside_EI | Other Renew | BM | 183.55 | 183.56 | 183.57 | 183.58 | 4820.69 | 6369.27 | BM | 183.55 | 183.55 | 183.55 | 183.55 | 4989.54 | 7338.06
| Total Installed Capacity | Outside_EI | Outside_EI | CC | CC | 92964.81 | 98519.43 | 96113.32 | 92388.17 | 77163.43 | 70033.1 | CC | 93848.6 | 99604.88 | 97197.89 | 95328.65 | 78155.47 | 72005.02
| Total Installed Capacity | Outside_EI | Outside_EI | Other Renew | CSP | 0.01 | 0.01 | 0.01 | 0.01 | 0.01 | 0 | CSP | 0 | 0 | 0 | 0 | 0 | 0
| Total Installed Capacity | Outside_EI | Outside_EI | CT | CT | 1702.13 | 1702.15 | 1702.16 | 1702.15 | 1.93 | 1.93 | CT | 1702.1 | 1702.1 | 1702.1 | 1702.1 | 0.02 | 0.02
| Total Installed Capacity | Outside_EI | Outside_EI | Coal | Coal | 32327.19 | 27007.58 | 10995.93 | 6654.68 | 6654.29 | 6653.92 | Coal | 32323.91 | 26871.41 | 10736.14 | 6657.13 | 6657.13 | 6657.12
| Total Installed Capacity | Outside_EI | Outside_EI | Other Renew | Geo | 2490.1 | 4565.12 | 8994.12 | 8994.12 | 8994.14 | 8994.13 | Geo | 2490.2 | 4565.2 | 8994.2 | 8994.2 | 8994.2 | 8994.2
| Total Installed Capacity | Outside_EI | Outside_EI | Hydro | H | 61475 | 61475.01 | 61475.03 | 61475.07 | 61810.05 | 61810.08 | H | 61475 | 61475 | 61475 | 61475 | 61810 | 61810
| Total Installed Capacity | Outside_EI | Outside_EI | Other Renew | LFG | 560.11 | 1448.56 | 2368.9 | 2368.9 | 2368.92 | 2368.92 | LFG | 560.1 | 1494.33 | 2178.48 | 2369 | 2369 | 2369
| Total Installed Capacity | Outside_EI | Outside_EI | Nuclear | Nuc | 14647.3 | 14647.3 | 22533.91 | 40956.29 | 59353.84 | 70985.16 | Nuc | 14647.3 | 14647.3 | 22659.44 | 36218.44 | 59213.27 | 68955.35
| Total Installed Capacity | Outside_EI | Outside_EI | Other | PS | 4734 | 4734 | 4734 | 4734 | 4734 | 4734 | PS | 4734 | 4734 | 4734 | 4734 | 4734 | 4734
| Total Installed Capacity | Outside_EI | Outside_EI | Other Renew | PV | 374 | 374.02 | 374.04 | 374.06 | 360.52 | 360.57 | PV | 374 | 374 | 374 | 374 | 360 | 360
| Total Installed Capacity | Outside_EI | Outside_EI | CT | PeakG | 20776.27 | 20776.25 | 20363.09 | 20363.06 | 20363.03 | 20363.01 | PeakG | 20776.38 | 20776.38 | 20363.23 | 20363.23 | 20363.23 | 20363.23
| Total Installed Capacity | Outside_EI | Outside_EI | CT | PeakO | 707.86 | 707.84 | 663.95 | 663.92 | 663.9 | 663.87 | PeakO | 696.01 | 696.01 | 652.01 | 652.01 | 652.01 | 652.01
| Total Installed Capacity | Outside_EI | Outside_EI | Other Renew | ST | 760 | 1573.05 | 1800.77 | 1917.79 | 4849.62 | 5686.45 | ST | 760 | 1573.19 | 1800.87 | 1917.21 | 4849.84 | 5685.63
| Total Installed Capacity | Outside_EI | Outside_EI | Steam O/G | STOG | 24322.36 | 24241.14 | 19867.38 | 13261.18 | 5614.43 | 5614.39 | STOG | 23441.63 | 23360.45 | 19175.21 | 15166.05 | 4804.34 | 4804.34
| Total Installed Capacity | Outside_EI | Outside_EI | Other Renew | STWD | 1832 | 1832 | 1832 | 1832 | 1832 | 1832 | STWD | 1832 | 1832 | 1832 | 1832 | 1832 | 1832
| Total Installed Capacity | Outside_EI | Outside_EI | On-shore Wind | WT | 23103.03 | 42758.54 | 75378.9 | 97249.96 | 105925.74 | 109507.66 | WT | 23102.9 | 42625.21 | 75372.12 | 97249.04 | 105927.13 | 109505.2
| Total Installed Capacity | Outside_EI | Outside_EI | Coal | IGCC | 0.01 | 0.02 | 0.02 | 0.02 | 0.02 | 0.02 | IGCC | 0 | 0 | 0 | 0 | 0 | 0
| Total Installed Capacity | Outside_EI | Outside_EI | DR | DemandResponse | 6107.8 | 11499.81 | 17651.23 | 18502.71 | 19381.39 | 20297.2 | DemandResponse | 6107.8 | 11499.81 | 17651.23 | 18502.71 | 19381.39 | 20297.2
| Total Installed Capacity | Outside_EI | Outside_EI | Coal-CCS | IGCC-CCS | 0 | 0.02 | 0.05 | 0.06 | 0.1 | 0.1 | IGCC-CCS | 0 | 0 | 0 | 0 | 0 | 0
| Total Installed Capacity | Outside_EI | Outside_EI | Off-shore Wind | WT_off | 0 | 0.01 | 0.02 | 0.03 | 0.05 | 0.06 | WT_off | 0 | 0 | 0 | 0 | 0 | 0
| Total Installed Capacity | Outside_EI | Outside_EI | Other | PseudoUnit | 0 | 0 | 0 | 0 | 0 | 0 | PseudoUnit | 0 | 0 | 0 | 0 | 0 | 0
| Total Installed Capacity | Outside_EI | Outside_EI | HQ/Maritimes | FixedInterchange | 0 | 0 | 0 | 0 | 0 | 0 | FixedInterchange | 0 | 0 | 0 | 0 | 0 | 0
#6 |  |  |  |  | #6 | 0: Retrofit Capacity (MW) | #6 | Retrofit Capacity (MW)
[5 empty] | Retrofit Capacity by Reporting Type: Entergy | [6 empty] | Retrofit Capacity by Reporting Type: Entergy
[5 empty] | ReportingType | 2015 | 2020 | 2025 | 2030 | 2035 | 2040 | ReportingType | 2015 | 2020 | 2025 | 2030 | 2035 | 2040
| Retrofit Capacity | ENT | Southwest |  | FGD | 0.46 | 2903.26 | 1047.16 | 0.58 | 0.47 | 0.4 | FGD | 0 | 0.02 | 0 | 0 | 0 | 0
| Retrofit Capacity | ENT | Southwest |  | SNCR | 1.11 | 0.95 | 0.58 | 0.14 | 0.12 | 0.11 | SNCR | 0.01 | 0.01 | 0 | 0 | 0 | 0
| Retrofit Capacity | ENT | Southwest |  | SCR | 0.12 | 0.14 | 0.14 | 0.13 | 0.12 | 0.11 | SCR | 0 | 0 | 0 | 0 | 0 | 0
| Retrofit Capacity | ENT | Southwest |  | ACI90 | 0 | 0 | 0 | 0 | 0 | 0 | ACI90 | 0 | 0 | 0 | 0 | 0 | 0
| Retrofit Capacity | ENT | Southwest |  | RPJ90 | 0.68 | 2903.37 | 1047.27 | 0.67 | 0.55 | 0.47 | RPJ90 | 0.01 | 0.02 | 0 | 0 | 0 | 0
| Retrofit Capacity | ENT | Southwest |  | PCSEQ | 0 | 0 | 0 | 0 | 0 | 0 | PCSEQ | 0 | 0 | 0 | 0 | 0 | 0
Retrofit Capacity
| Retrofit Capacity |  |  |  | Retrofit Capacity by Reporting Type: FRCC | [6 empty] | Retrofit Capacity by Reporting Type: FRCC
| Retrofit Capacity |  |  |  | ReportingType | 2015 | 2020 | 2025 | 2030 | 2035 | 2040 | ReportingType | 2015 | 2020 | 2025 | 2030 | 2035 | 2040
| Retrofit Capacity | FRCC | South |  | FGD | 0.11 | 0.08 | 0.07 | 0.06 | 0.05 | 0.05 | FGD | 0 | 0 | 0 | 0 | 0 | 0
| Retrofit Capacity | FRCC | South |  | SNCR | 0.58 | 0.1 | 0.08 | 0.06 | 0.06 | 0.06 | SNCR | 0 | 0 | 0 | 0 | 0 | 0
| Retrofit Capacity | FRCC | South |  | SCR | 1898.51 | 0.48 | 0.46 | 0.46 | 0.46 | 0.46 | SCR | 1898.01 | 0.01 | 0.01 | 0.01 | 0.01 | 0.01
| Retrofit Capacity | FRCC | South |  | ACI90 | 0 | 0 | 0 | 0 | 0 | 0 | ACI90 | 0 | 0 | 0 | 0 | 0 | 0
| Retrofit Capacity | FRCC | South |  | RPJ90 | 1.01 | 1255.12 | 3.55 | 3.4 | 3.39 | 3.37 | RPJ90 | 0.01 | 1850.75 | 1698.02 | 1698.02 | 1698.02 | 1698.02
| Retrofit Capacity | FRCC | South |  | PCSEQ | 0 | 0.06 | 0.22 | 0.69 | 1.48 | 1.58 | PCSEQ | 0 | 0 | 0 | 238.48 | 701.58 | 855.34
Retrofit Capacity
| Retrofit Capacity |  |  |  | Retrofit Capacity by Reporting Type: MAPP_US | [6 empty] | Retrofit Capacity by Reporting Type: MAPP_US
| Retrofit Capacity |  |  |  | ReportingType | 2015 | 2020 | 2025 | 2030 | 2035 | 2040 | ReportingType | 2015 | 2020 | 2025 | 2030 | 2035 | 2040
| Retrofit Capacity | MAPP_US | Midwest |  | FGD | 221.05 | 0.15 | 0.11 | 0.11 | 0.1 | 0.1 | FGD | 221 | 0 | 0 | 0 | 0 | 0
| Retrofit Capacity | MAPP_US | Midwest |  | SNCR | 0.21 | 0.47 | 0.41 | 0.49 | 0.57 | 0.63 | SNCR | 0 | 0 | 0.01 | 0.01 | 0.01 | 0.01
| Retrofit Capacity | MAPP_US | Midwest |  | SCR | 0.06 | 0.09 | 0.09 | 0.1 | 0.1 | 0.11 | SCR | 0 | 0 | 0 | 0 | 0 | 0
| Retrofit Capacity | MAPP_US | Midwest |  | ACI90 | 0 | 0 | 0 | 0 | 0 | 0 | ACI90 | 0 | 0 | 0 | 0 | 0 | 0
| Retrofit Capacity | MAPP_US | Midwest |  | RPJ90 | 0.58 | 1150.33 | 452.51 | 452.5 | 452.48 | 452.46 | RPJ90 | 0.01 | 1184.07 | 777.54 | 619.07 | 619.07 | 619.07
| Retrofit Capacity | MAPP_US | Midwest |  | PCSEQ | 0 | 0 | 0 | 0 | 0 | 0 | PCSEQ | 0 | 0 | 0 | 0 | 0 | 0
Retrofit Capacity
| Retrofit Capacity |  |  |  | Retrofit Capacity by Reporting Type: MISO_IN | [6 empty] | Retrofit Capacity by Reporting Type: MISO_IN
| Retrofit Capacity |  |  |  | ReportingType | 2015 | 2020 | 2025 | 2030 | 2035 | 2040 | ReportingType | 2015 | 2020 | 2025 | 2030 | 2035 | 2040
| Retrofit Capacity | MISO_IN | Midwest |  | FGD | 0.25 | 472.98 | 0.45 | 0.44 | 0.4 | 0.29 | FGD | 0 | 0.01 | 0.01 | 0 | 0 | 0
| Retrofit Capacity | MISO_IN | Midwest |  | SNCR | 1.51 | 1.17 | 0.3 | 0.34 | 0.36 | 0.28 | SNCR | 0.01 | 0.01 | 0.01 | 0 | 0 | 0
| Retrofit Capacity | MISO_IN | Midwest |  | SCR | 0.19 | 0.21 | 0.2 | 0.2 | 0.2 | 0.19 | SCR | 0 | 0 | 0 | 0 | 0 | 0
| Retrofit Capacity | MISO_IN | Midwest |  | ACI90 | 0 | 0 | 0 | 0 | 0 | 0 | ACI90 | 0 | 0 | 0 | 0 | 0 | 0
| Retrofit Capacity | MISO_IN | Midwest |  | RPJ90 | 80.63 | 7300.07 | 3634.63 | 3634.62 | 3634.54 | 3634.31 | RPJ90 | 0.87 | 6264.24 | 5913.77 | 3333.84 | 3333.84 | 3333.84
| Retrofit Capacity | MISO_IN | Midwest |  | PCSEQ | 0 | 0.07 | 26.43 | 598.69 | 1759.92 | 1759.95 | PCSEQ | 0 | 0 | 24.46 | 410.04 | 1803.51 | 1868.72
Retrofit Capacity
| Retrofit Capacity |  |  |  | Retrofit Capacity by Reporting Type: MISO_MI | [6 empty] | Retrofit Capacity by Reporting Type: MISO_MI
| Retrofit Capacity |  |  |  | ReportingType | 2015 | 2020 | 2025 | 2030 | 2035 | 2040 | ReportingType | 2015 | 2020 | 2025 | 2030 | 2035 | 2040
| Retrofit Capacity | MISO_MI | Midwest |  | FGD | 0.61 | 1.58 | 1.06 | 1.03 | 0.99 | 0.91 | FGD | 0 | 0.01 | 0.01 | 0.01 | 0.01 | 0.01
| Retrofit Capacity | MISO_MI | Midwest |  | SNCR | 1.51 | 0.46 | 0.22 | 0.23 | 0.24 | 0.24 | SNCR | 0.01 | 0 | 0 | 0 | 0 | 0
| Retrofit Capacity | MISO_MI | Midwest |  | SCR | 355.26 | 0.39 | 0.28 | 0.28 | 0.28 | 0.27 | SCR | 355 | 0 | 0 | 0 | 0 | 0
| Retrofit Capacity | MISO_MI | Midwest |  | ACI90 | 0 | 0 | 0 | 0 | 0 | 0 | ACI90 | 0 | 0 | 0 | 0 | 0 | 0
| Retrofit Capacity | MISO_MI | Midwest |  | RPJ90 | 1.08 | 2.58 | 2.05 | 2.02 | 1.97 | 1.89 | RPJ90 | 0.01 | 0.02 | 0.02 | 0.02 | 0.02 | 0.02
| Retrofit Capacity | MISO_MI | Midwest |  | PCSEQ | 0 | 0.01 | 0.08 | 0.2 | 0.47 | 0.47 | PCSEQ | 0 | 0 | 0 | 0 | 0 | 0.01
Retrofit Capacity
| Retrofit Capacity |  |  |  | Retrofit Capacity by Reporting Type: MISO_MO-IL | [6 empty] | Retrofit Capacity by Reporting Type: MISO_MO-IL
| Retrofit Capacity |  |  |  | ReportingType | 2015 | 2020 | 2025 | 2030 | 2035 | 2040 | ReportingType | 2015 | 2020 | 2025 | 2030 | 2035 | 2040
| Retrofit Capacity | MISO_MO-IL | Midwest |  | FGD | 0.73 | 7.19 | 1.05 | 1.01 | 0.94 | 0.79 | FGD | 0.01 | 0.05 | 0.04 | 0.01 | 0.01 | 0
| Retrofit Capacity | MISO_MO-IL | Midwest |  | SNCR | 2.6 | 1.17 | 0.31 | 0.34 | 0.34 | 0.29 | SNCR | 0.02 | 0.01 | 0.01 | 0 | 0 | 0
| Retrofit Capacity | MISO_MO-IL | Midwest |  | SCR | 400.26 | 200.27 | 200.25 | 200.26 | 200.25 | 200.24 | SCR | 400 | 200 | 200 | 200 | 200 | 200
| Retrofit Capacity | MISO_MO-IL | Midwest |  | ACI90 | 0 | 0 | 0 | 0 | 0 | 0 | ACI90 | 0 | 0 | 0 | 0 | 0 | 0
| Retrofit Capacity | MISO_MO-IL | Midwest |  | RPJ90 | 2317.17 | 2451.27 | 511.56 | 521.22 | 529.29 | 537.15 | RPJ90 | 2276.11 | 2383.76 | 1391.55 | 545.37 | 546.64 | 547.28
| Retrofit Capacity | MISO_MO-IL | Midwest |  | PCSEQ | 0 | 0.02 | 2.35 | 79.86 | 265.76 | 265.76 | PCSEQ | 0 | 0 | 7.85 | 123.45 | 373.08 | 373.08
Retrofit Capacity
| Retrofit Capacity |  |  |  | Retrofit Capacity by Reporting Type: MISO_W | [6 empty] | Retrofit Capacity by Reporting Type: MISO_W
| Retrofit Capacity |  |  |  | ReportingType | 2015 | 2020 | 2025 | 2030 | 2035 | 2040 | ReportingType | 2015 | 2020 | 2025 | 2030 | 2035 | 2040
| Retrofit Capacity | MISO_W | Midwest |  | FGD | 0.49 | 868.19 | 0.61 | 0.59 | 0.54 | 0.43 | FGD | 0 | 867.51 | 867.51 | 0 | 0 | 0
| Retrofit Capacity | MISO_W | Midwest |  | SNCR | 2.28 | 1.46 | 0.31 | 0.36 | 0.37 | 0.27 | SNCR | 0.02 | 0.01 | 0.01 | 0 | 0 | 0
| Retrofit Capacity | MISO_W | Midwest |  | SCR | 963.5 | 350.9 | 0.37 | 0.37 | 0.37 | 0.34 | SCR | 963.16 | 350.53 | 0.02 | 0 | 0 | 0
| Retrofit Capacity | MISO_W | Midwest |  | ACI90 | 0 | 0 | 0 | 0 | 0 | 0 | ACI90 | 0 | 0 | 0 | 0 | 0 | 0
| Retrofit Capacity | MISO_W | Midwest |  | RPJ90 | 2654.02 | 5784.02 | 801.42 | 801.38 | 801.28 | 801.02 | RPJ90 | 2652.37 | 5783.04 | 5432.52 | 800.01 | 800.01 | 800.01
| Retrofit Capacity | MISO_W | Midwest |  | PCSEQ | 0 | 0.01 | 504.52 | 504.54 | 544.25 | 544.26 | PCSEQ | 0 | 0 | 402.98 | 402.98 | 402.99 | 402.99
Retrofit Capacity
| Retrofit Capacity |  |  |  | Retrofit Capacity by Reporting Type: MISO_WUMS | [6 empty] | Retrofit Capacity by Reporting Type: MISO_WUMS
| Retrofit Capacity |  |  |  | ReportingType | 2015 | 2020 | 2025 | 2030 | 2035 | 2040 | ReportingType | 2015 | 2020 | 2025 | 2030 | 2035 | 2040
| Retrofit Capacity | MISO_WUMS | Midwest |  | FGD | 1135.27 | 334.84 | 0.87 | 0.85 | 0.81 | 0.69 | FGD | 1135 | 333.11 | 333.11 | 0.01 | 0 | 0
| Retrofit Capacity | MISO_WUMS | Midwest |  | SNCR | 0.38 | 0.37 | 0.1 | 0.12 | 0.12 | 0.07 | SNCR | 0 | 0 | 0 | 0 | 0 | 0
| Retrofit Capacity | MISO_WUMS | Midwest |  | SCR | 2778.69 | 616.14 | 615.49 | 615.49 | 615.49 | 615.48 | SCR | 2778.6 | 615.01 | 615.01 | 615 | 615 | 615
| Retrofit Capacity | MISO_WUMS | Midwest |  | ACI90 | 0 | 0 | 0 | 0 | 0 | 0 | ACI90 | 0 | 0 | 0 | 0 | 0 | 0
| Retrofit Capacity | MISO_WUMS | Midwest |  | RPJ90 | 1823.76 | 988.4 | 679.24 | 710.12 | 736.13 | 768.33 | RPJ90 | 1741.51 | 872.22 | 873.03 | 541.37 | 542.51 | 543.42
| Retrofit Capacity | MISO_WUMS | Midwest |  | PCSEQ | 0 | 0.03 | 75.48 | 127.94 | 357.1 | 492.31 | PCSEQ | 0 | 0 | 84.31 | 123.28 | 449.05 | 586.3
Retrofit Capacity
| Retrofit Capacity |  |  |  | Retrofit Capacity by Reporting Type: Nebraska | [6 empty] | Retrofit Capacity by Reporting Type: Nebraska
| Retrofit Capacity |  |  |  | ReportingType | 2015 | 2020 | 2025 | 2030 | 2035 | 2040 | ReportingType | 2015 | 2020 | 2025 | 2030 | 2035 | 2040
| Retrofit Capacity | NE | Southwest |  | FGD | 0.12 | 0.24 | 0.21 | 0.2 | 0.19 | 0.18 | FGD | 0 | 0 | 0 | 0 | 0 | 0
| Retrofit Capacity | NE | Southwest |  | SNCR | 0.12 | 0.07 | 0.06 | 0.06 | 0.06 | 0.06 | SNCR | 0 | 0 | 0 | 0 | 0 | 0
| Retrofit Capacity | NE | Southwest |  | SCR | 0.04 | 0.05 | 0.05 | 0.05 | 0.05 | 0.05 | SCR | 0 | 0 | 0 | 0 | 0 | 0
| Retrofit Capacity | NE | Southwest |  | ACI90 | 0 | 0 | 0 | 0 | 0 | 0 | ACI90 | 0 | 0 | 0 | 0 | 0 | 0
| Retrofit Capacity | NE | Southwest |  | RPJ90 | 1364.76 | 682.44 | 682.41 | 682.4 | 682.4 | 682.38 | RPJ90 | 1364.4 | 682.2 | 682.2 | 682.2 | 682.2 | 682.2
| Retrofit Capacity | NE | Southwest |  | PCSEQ | 0 | 72.25 | 245.79 | 245.8 | 343.45 | 343.45 | PCSEQ | 0 | 283.96 | 283.96 | 283.96 | 283.96 | 343.64
Retrofit Capacity
| Retrofit Capacity |  |  |  | Retrofit Capacity by Reporting Type: NEISO | [6 empty] | Retrofit Capacity by Reporting Type: NEISO
| Retrofit Capacity |  |  |  | ReportingType | 2015 | 2020 | 2025 | 2030 | 2035 | 2040 | ReportingType | 2015 | 2020 | 2025 | 2030 | 2035 | 2040
| Retrofit Capacity | NEISO | Northeast |  | FGD | 320.05 | 0.14 | 0.13 | 0.13 | 0.12 | 0.12 | FGD | 320 | 0 | 0 | 0 | 0 | 0
| Retrofit Capacity | NEISO | Northeast |  | SNCR | 0.07 | 0.02 | 0.02 | 0.02 | 0.02 | 0.02 | SNCR | 0 | 0 | 0 | 0 | 0 | 0
| Retrofit Capacity | NEISO | Northeast |  | SCR | 0.02 | 0.02 | 0.02 | 0.02 | 0.02 | 0.02 | SCR | 0 | 0 | 0 | 0 | 0 | 0
| Retrofit Capacity | NEISO | Northeast |  | ACI90 | 0 | 0 | 0 | 0 | 0 | 0 | ACI90 | 0 | 0 | 0 | 0 | 0 | 0
| Retrofit Capacity | NEISO | Northeast |  | RPJ90 | 871.14 | 0.24 | 0.22 | 0.21 | 0.21 | 0.2 | RPJ90 | 870.93 | 0 | 0 | 0 | 0 | 0
| Retrofit Capacity | NEISO | Northeast |  | PCSEQ | 0 | 0 | 0.01 | 0.02 | 0.03 | 0.03 | PCSEQ | 0 | 0 | 0 | 0 | 0 | 0
Retrofit Capacity
| Retrofit Capacity |  |  |  | Retrofit Capacity by Reporting Type: NonRTO_Midwest | [6 empty] | Retrofit Capacity by Reporting Type: NonRTO_Midwest
| Retrofit Capacity |  |  |  | ReportingType | 2015 | 2020 | 2025 | 2030 | 2035 | 2040 | ReportingType | 2015 | 2020 | 2025 | 2030 | 2035 | 2040
| Retrofit Capacity | NonRTO_Midwest | MISO |  | FGD | 1403.16 | 1.43 | 1.36 | 1.04 | 1 | 0.98 | FGD | 1403 | 0.01 | 0.01 | 0.01 | 0.01 | 0.01
| Retrofit Capacity | NonRTO_Midwest | MISO |  | SNCR | 1 | 0.6 | 0.56 | 0.11 | 0.09 | 0.1 | SNCR | 0.01 | 0 | 0 | 0 | 0 | 0
| Retrofit Capacity | NonRTO_Midwest | MISO |  | SCR | 1464.04 | 732.15 | 732.14 | 732.11 | 732.09 | 732.08 | SCR | 1463.8 | 731.9 | 731.9 | 731.9 | 731.9 | 731.9
| Retrofit Capacity | NonRTO_Midwest | MISO |  | ACI90 | 0 | 0 | 0 | 0 | 0 | 0 | ACI90 | 0 | 0 | 0 | 0 | 0 | 0
| Retrofit Capacity | NonRTO_Midwest | MISO |  | RPJ90 | 115.88 | 4191.97 | 3397.21 | 1222.21 | 1256.17 | 1284.01 | RPJ90 | 2.07 | 3158.59 | 2377.09 | 1373.46 | 1374.45 | 1374.95
| Retrofit Capacity | NonRTO_Midwest | MISO |  | PCSEQ | 0 | 0.1 | 1.14 | 510.48 | 869.72 | 869.73 | PCSEQ | 0 | 0 | 173.88 | 498.82 | 1182.69 | 1182.69
Retrofit Capacity
| Retrofit Capacity |  |  |  | Retrofit Capacity by Reporting Type: NYISO_A-F | [6 empty] | Retrofit Capacity by Reporting Type: NYISO_A-F
| Retrofit Capacity |  |  |  | ReportingType | 2015 | 2020 | 2025 | 2030 | 2035 | 2040 | ReportingType | 2015 | 2020 | 2025 | 2030 | 2035 | 2040
| Retrofit Capacity | NYISO_A-F | Northeast |  | FGD | 0.03 | 0.06 | 0.06 | 0.05 | 0.05 | 0.05 | FGD | 0 | 0 | 0 | 0 | 0 | 0
| Retrofit Capacity | NYISO_A-F | Northeast |  | SNCR | 0 | 0 | 0 | 0 | 0 | 0 | SNCR | 0 | 0 | 0 | 0 | 0 | 0
| Retrofit Capacity | NYISO_A-F | Northeast |  | SCR | 0.04 | 0.04 | 0.04 | 0.04 | 0.04 | 0.04 | SCR | 0 | 0 | 0 | 0 | 0 | 0
| Retrofit Capacity | NYISO_A-F | Northeast |  | ACI90 | 0 | 0 | 0 | 0 | 0 | 0 | ACI90 | 0 | 0 | 0 | 0 | 0 | 0
| Retrofit Capacity | NYISO_A-F | Northeast |  | RPJ90 | 486.43 | 0.22 | 0.21 | 0.2 | 0.2 | 0.19 | RPJ90 | 486.3 | 0 | 0 | 0 | 0 | 0
| Retrofit Capacity | NYISO_A-F | Northeast |  | PCSEQ | 0 | 0 | 0.01 | 0.03 | 0.04 | 0.04 | PCSEQ | 0 | 0 | 0 | 0 | 0 | 0
Retrofit Capacity
| Retrofit Capacity |  |  |  | Retrofit Capacity by Reporting Type: NYISO_G-I | [6 empty] | Retrofit Capacity by Reporting Type: NYISO_G-I
| Retrofit Capacity |  |  |  | ReportingType | 2015 | 2020 | 2025 | 2030 | 2035 | 2040 | ReportingType | 2015 | 2020 | 2025 | 2030 | 2035 | 2040
| Retrofit Capacity | NYISO_G-I | Northeast |  | FGD | 0.03 | 0.06 | 0.06 | 0.06 | 0.05 | 0.05 | FGD | 0 | 0 | 0 | 0 | 0 | 0
| Retrofit Capacity | NYISO_G-I | Northeast |  | SNCR | 0.04 | 0.01 | 0.01 | 0.01 | 0.01 | 0.01 | SNCR | 0 | 0 | 0 | 0 | 0 | 0
| Retrofit Capacity | NYISO_G-I | Northeast |  | SCR | 0.02 | 0.02 | 0.02 | 0.02 | 0.02 | 0.02 | SCR | 0 | 0 | 0 | 0 | 0 | 0
| Retrofit Capacity | NYISO_G-I | Northeast |  | ACI90 | 0 | 0 | 0 | 0 | 0 | 0 | ACI90 | 0 | 0 | 0 | 0 | 0 | 0
| Retrofit Capacity | NYISO_G-I | Northeast |  | RPJ90 | 0.03 | 0.06 | 0.06 | 0.06 | 0.05 | 0.05 | RPJ90 | 0 | 0 | 0 | 0 | 0 | 0
| Retrofit Capacity | NYISO_G-I | Northeast |  | PCSEQ | 0 | 0 | 0 | 0 | 0 | 0 | PCSEQ | 0 | 0 | 0 | 0 | 0 | 0
Retrofit Capacity
| Retrofit Capacity |  |  |  | Retrofit Capacity by Reporting Type: NYISO_J-K | [6 empty] | Retrofit Capacity by Reporting Type: NYISO_J-K
| Retrofit Capacity |  |  |  | ReportingType | 2015 | 2020 | 2025 | 2030 | 2035 | 2040 | ReportingType | 2015 | 2020 | 2025 | 2030 | 2035 | 2040
| Retrofit Capacity | NYISO_J-K | Northeast |  | FGD | 0 | 0 | 0 | 0 | 0 | 0 | FGD | 0 | 0 | 0 | 0 | 0 | 0
| Retrofit Capacity | NYISO_J-K | Northeast |  | SNCR | 0 | 0 | 0 | 0 | 0 | 0 | SNCR | 0 | 0 | 0 | 0 | 0 | 0
| Retrofit Capacity | NYISO_J-K | Northeast |  | SCR | 0 | 0 | 0 | 0 | 0 | 0 | SCR | 0 | 0 | 0 | 0 | 0 | 0
| Retrofit Capacity | NYISO_J-K | Northeast |  | ACI90 | 0 | 0 | 0 | 0 | 0 | 0 | ACI90 | 0 | 0 | 0 | 0 | 0 | 0
| Retrofit Capacity | NYISO_J-K | Northeast |  | RPJ90 | 0 | 0 | 0 | 0 | 0 | 0 | RPJ90 | 0 | 0 | 0 | 0 | 0 | 0
| Retrofit Capacity | NYISO_J-K | Northeast |  | PCSEQ | 0 | 0 | 0 | 0 | 0 | 0 | PCSEQ | 0 | 0 | 0 | 0 | 0 | 0
Retrofit Capacity
| Retrofit Capacity |  |  |  | Retrofit Capacity by Reporting Type: PJM_E | [6 empty] | Retrofit Capacity by Reporting Type: PJM_E
| Retrofit Capacity |  |  |  | ReportingType | 2015 | 2020 | 2025 | 2030 | 2035 | 2040 | ReportingType | 2015 | 2020 | 2025 | 2030 | 2035 | 2040
| Retrofit Capacity | PJM_E | PJM_MAAC |  | FGD | 0.12 | 0.3 | 0.27 | 0.26 | 0.25 | 0.2 | FGD | 0 | 0 | 0 | 0 | 0 | 0
| Retrofit Capacity | PJM_E | PJM_MAAC |  | SNCR | 0 | 0 | 0 | 0 | 0 | 0 | SNCR | 0 | 0 | 0 | 0 | 0 | 0
| Retrofit Capacity | PJM_E | PJM_MAAC |  | SCR | 568.05 | 0.65 | 0.14 | 0.14 | 0.14 | 0.13 | SCR | 568 | 0 | 0 | 0 | 0 | 0
| Retrofit Capacity | PJM_E | PJM_MAAC |  | ACI90 | 0 | 0 | 0 | 0 | 0 | 0 | ACI90 | 0 | 0 | 0 | 0 | 0 | 0
| Retrofit Capacity | PJM_E | PJM_MAAC |  | RPJ90 | 1881.45 | 147.75 | 176.04 | 205.49 | 244.98 | 292.4 | RPJ90 | 1786.49 | 4.01 | 4.63 | 8.6 | 75 | 91.38
| Retrofit Capacity | PJM_E | PJM_MAAC |  | PCSEQ | 0 | 0.01 | 0.03 | 0.13 | 67.62 | 173.33 | PCSEQ | 0 | 0 | 0 | 7.21 | 141.65 | 173.3
Retrofit Capacity
| Retrofit Capacity |  |  |  | Retrofit Capacity by Reporting Type: PJM_ROM | [6 empty] | Retrofit Capacity by Reporting Type: PJM_ROM
| Retrofit Capacity |  |  |  | ReportingType | 2015 | 2020 | 2025 | 2030 | 2035 | 2040 | ReportingType | 2015 | 2020 | 2025 | 2030 | 2035 | 2040
| Retrofit Capacity | PJM_ROM | PJM_MAAC |  | FGD | 0.13 | 0.28 | 0.25 | 0.24 | 0.23 | 0.22 | FGD | 0 | 0 | 0 | 0 | 0 | 0
| Retrofit Capacity | PJM_ROM | PJM_MAAC |  | SNCR | 0.52 | 0.3 | 0.09 | 0.09 | 0.09 | 0.09 | SNCR | 0 | 0 | 0 | 0 | 0 | 0
| Retrofit Capacity | PJM_ROM | PJM_MAAC |  | SCR | 341.21 | 0.22 | 0.21 | 0.21 | 0.21 | 0.21 | SCR | 341 | 0 | 0 | 0 | 0 | 0
| Retrofit Capacity | PJM_ROM | PJM_MAAC |  | ACI90 | 0 | 0 | 0 | 0 | 0 | 0 | ACI90 | 0 | 0 | 0 | 0 | 0 | 0
| Retrofit Capacity | PJM_ROM | PJM_MAAC |  | RPJ90 | 1930.24 | 1169.97 | 648.85 | 648.83 | 648.77 | 648.04 | RPJ90 | 1286.02 | 521.05 | 0.05 | 0.04 | 0.04 | 0.04
| Retrofit Capacity | PJM_ROM | PJM_MAAC |  | PCSEQ | 0 | 0.04 | 0.26 | 1.04 | 155.04 | 233.94 | PCSEQ | 0 | 0 | 0 | 0.01 | 0.02 | 0.02
Retrofit Capacity
| Retrofit Capacity |  |  |  | Retrofit Capacity by Reporting Type: PJM_ROR | [6 empty] | Retrofit Capacity by Reporting Type: PJM_ROR
| Retrofit Capacity |  |  |  | ReportingType | 2015 | 2020 | 2025 | 2030 | 2035 | 2040 | ReportingType | 2015 | 2020 | 2025 | 2030 | 2035 | 2040
| Retrofit Capacity | PJM_ROR | PJM_ROR |  | FGD | 1.51 | 3 | 2.37 | 2.3 | 2.12 | 1.9 | FGD | 0.01 | 0.02 | 0.01 | 0.01 | 0.01 | 0.01
| Retrofit Capacity | PJM_ROR | PJM_ROR |  | SNCR | 4.97 | 1.14 | 0.64 | 0.68 | 0.66 | 0.62 | SNCR | 0.04 | 0.01 | 0 | 0 | 0 | 0
| Retrofit Capacity | PJM_ROR | PJM_ROR |  | SCR | 1798.2 | 598.14 | 1.35 | 1.35 | 1.34 | 1.31 | SCR | 1200.01 | 0.01 | 0.01 | 0.01 | 0.01 | 0.01
| Retrofit Capacity | PJM_ROR | PJM_ROR |  | ACI90 | 0 | 0 | 0 | 0 | 0 | 0 | ACI90 | 0 | 0 | 0 | 0 | 0 | 0
| Retrofit Capacity | PJM_ROR | PJM_ROR |  | RPJ90 | 53.23 | 18038.34 | 7604.96 | 7619.57 | 7633.43 | 7656.34 | RPJ90 | 0.04 | 12347.45 | 5759.18 | 5759.17 | 5759.17 | 5759.17
| Retrofit Capacity | PJM_ROR | PJM_ROR |  | PCSEQ | 0 | 0.2 | 49.66 | 1204.96 | 3794.46 | 3841.82 | PCSEQ | 0 | 0 | 932.21 | 1739.34 | 3421.08 | 3421.08
Retrofit Capacity
| Retrofit Capacity |  |  |  | Retrofit Capacity by Reporting Type: SOCO | [6 empty] | Retrofit Capacity by Reporting Type: SOCO
| Retrofit Capacity |  |  |  | ReportingType | 2015 | 2020 | 2025 | 2030 | 2035 | 2040 | ReportingType | 2015 | 2020 | 2025 | 2030 | 2035 | 2040
| Retrofit Capacity | SOCO | South |  | FGD | 4089.39 | 2047.98 | 3.02 | 2.8 | 2.72 | 2.67 | FGD | 4088.7 | 2046.3 | 0.02 | 0.02 | 0.02 | 0.02
| Retrofit Capacity | SOCO | South |  | SNCR | 1.33 | 0.29 | 0.22 | 0.15 | 0.14 | 0.14 | SNCR | 0.01 | 0 | 0 | 0 | 0 | 0
| Retrofit Capacity | SOCO | South |  | SCR | 3405.14 | 2046.74 | 1.95 | 1.93 | 1.91 | 1.9 | SCR | 3404.7 | 2046.29 | 0.01 | 0.01 | 0.01 | 0.01
| Retrofit Capacity | SOCO | South |  | ACI90 | 0 | 0 | 0 | 0 | 0 | 0 | ACI90 | 0 | 0 | 0 | 0 | 0 | 0
| Retrofit Capacity | SOCO | South |  | RPJ90 | 6811.15 | 4025.82 | 1980.85 | 1980.63 | 1980.54 | 1980.48 | RPJ90 | 6809.41 | 3697.87 | 1651.59 | 1651.59 | 1651.59 | 1651.59
| Retrofit Capacity | SOCO | South |  | PCSEQ | 0 | 0.17 | 897.28 | 1072.05 | 1072.35 | 1072.37 | PCSEQ | 0 | 0 | 831.95 | 984.17 | 984.17 | 984.17
Retrofit Capacity
| Retrofit Capacity |  |  |  | Retrofit Capacity by Reporting Type: SPP_N | [6 empty] | Retrofit Capacity by Reporting Type: SPP_N
| Retrofit Capacity |  |  |  | ReportingType | 2015 | 2020 | 2025 | 2030 | 2035 | 2040 | ReportingType | 2015 | 2020 | 2025 | 2030 | 2035 | 2040
| Retrofit Capacity | SPP_N | Southwest |  | FGD | 0.16 | 0.35 | 0.25 | 0.24 | 0.24 | 0.22 | FGD | 0 | 0 | 0 | 0 | 0 | 0
| Retrofit Capacity | SPP_N | Southwest |  | SNCR | 0.17 | 0.49 | 0.12 | 0.14 | 0.15 | 0.13 | SNCR | 0 | 0 | 0 | 0 | 0 | 0
| Retrofit Capacity | SPP_N | Southwest |  | SCR | 0.08 | 0.1 | 0.1 | 0.11 | 0.11 | 0.11 | SCR | 0 | 0 | 0 | 0 | 0 | 0
| Retrofit Capacity | SPP_N | Southwest |  | ACI90 | 0 | 0 | 0 | 0 | 0 | 0 | ACI90 | 0 | 0 | 0 | 0 | 0 | 0
| Retrofit Capacity | SPP_N | Southwest |  | RPJ90 | 1372.1 | 3957.64 | 1.12 | 1.11 | 1.1 | 1.04 | RPJ90 | 1302.66 | 3145.85 | 651.01 | 651.01 | 651.01 | 651.01
| Retrofit Capacity | SPP_N | Southwest |  | PCSEQ | 0 | 0.01 | 0.03 | 0.07 | 0.2 | 0.21 | PCSEQ | 0 | 0 | 7.21 | 154.54 | 190.72 | 234.56
Retrofit Capacity
| Retrofit Capacity |  |  |  | Retrofit Capacity by Reporting Type: SPP_S | [6 empty] | Retrofit Capacity by Reporting Type: SPP_S
| Retrofit Capacity |  |  |  | ReportingType | 2015 | 2020 | 2025 | 2030 | 2035 | 2040 | ReportingType | 2015 | 2020 | 2025 | 2030 | 2035 | 2040
| Retrofit Capacity | SPP_S | Southwest |  | FGD | 1.25 | 2278.06 | 1.43 | 1.4 | 1.35 | 1.12 | FGD | 0.01 | 1774.02 | 0.02 | 0.02 | 0.02 | 0.02
| Retrofit Capacity | SPP_S | Southwest |  | SNCR | 2 | 2.47 | 0.47 | 0.55 | 0.61 | 0.52 | SNCR | 0.01 | 0.02 | 0.01 | 0.01 | 0.01 | 0.01
| Retrofit Capacity | SPP_S | Southwest |  | SCR | 0.26 | 0.34 | 0.32 | 0.34 | 0.35 | 0.34 | SCR | 0 | 0 | 0 | 0 | 0 | 0
| Retrofit Capacity | SPP_S | Southwest |  | ACI90 | 0 | 0 | 0 | 0 | 0 | 0 | ACI90 | 0 | 0 | 0 | 0 | 0 | 0
| Retrofit Capacity | SPP_S | Southwest |  | RPJ90 | 2.09 | 4158.28 | 1.9 | 1.85 | 1.8 | 1.54 | RPJ90 | 0.02 | 1993.34 | 0.03 | 0.03 | 0.03 | 0.03
| Retrofit Capacity | SPP_S | Southwest |  | PCSEQ | 0 | 0 | 0 | 0 | 0 | 0 | PCSEQ | 0 | 0 | 0 | 0 | 0 | 0
Retrofit Capacity
| Retrofit Capacity |  |  |  | Retrofit Capacity by Reporting Type: TVA | [6 empty] | Retrofit Capacity by Reporting Type: TVA
| Retrofit Capacity |  |  |  | ReportingType | 2015 | 2020 | 2025 | 2030 | 2035 | 2040 | ReportingType | 2015 | 2020 | 2025 | 2030 | 2035 | 2040
| Retrofit Capacity | TVA | South |  | FGD | 0.24 | 0.49 | 0.44 | 0.38 | 0.34 | 0.32 | FGD | 0 | 0 | 0 | 0 | 0 | 0
| Retrofit Capacity | TVA | South |  | SNCR | 0.63 | 0.23 | 0.24 | 0.12 | 0.07 | 0.07 | SNCR | 0.01 | 0 | 0 | 0 | 0 | 0
| Retrofit Capacity | TVA | South |  | SCR | 0.1 | 0.09 | 0.09 | 0.09 | 0.08 | 0.08 | SCR | 0 | 0 | 0 | 0 | 0 | 0
| Retrofit Capacity | TVA | South |  | ACI90 | 0 | 0 | 0 | 0 | 0 | 0 | ACI90 | 0 | 0 | 0 | 0 | 0 | 0
| Retrofit Capacity | TVA | South |  | RPJ90 | 0.92 | 3889.73 | 2022.39 | 1.68 | 1.52 | 1.49 | RPJ90 | 0.01 | 2816.56 | 960.21 | 194.64 | 0.02 | 0.02
| Retrofit Capacity | TVA | South |  | PCSEQ | 0 | 0.04 | 0.16 | 0.44 | 0.57 | 0.57 | PCSEQ | 0 | 0 | 0 | 0 | 0.01 | 0.01
Retrofit Capacity
| Retrofit Capacity |  |  |  | Retrofit Capacity by Reporting Type: TVA_Transmission | [6 empty] | Retrofit Capacity by Reporting Type: TVA_Transmission
| Retrofit Capacity |  |  |  | ReportingType | 2015 | 2020 | 2025 | 2030 | 2035 | 2040 | ReportingType | 2015 | 2020 | 2025 | 2030 | 2035 | 2040
| Retrofit Capacity | TVA_Transmission | South |  | FGD | 0 | 0 | 0 | 0 | 0 | 0 | FGD | 0 | 0 | 0 | 0 | 0 | 0
| Retrofit Capacity | TVA_Transmission | South |  | SNCR | 0 | 0 | 0 | 0 | 0 | 0 | SNCR | 0 | 0 | 0 | 0 | 0 | 0
| Retrofit Capacity | TVA_Transmission | South |  | SCR | 0 | 0 | 0 | 0 | 0 | 0 | SCR | 0 | 0 | 0 | 0 | 0 | 0
| Retrofit Capacity | TVA_Transmission | South |  | ACI90 | 0 | 0 | 0 | 0 | 0 | 0 | ACI90 | 0 | 0 | 0 | 0 | 0 | 0
| Retrofit Capacity | TVA_Transmission | South |  | RPJ90 | 0 | 0 | 0 | 0 | 0 | 0 | RPJ90 | 0 | 0 | 0 | 0 | 0 | 0
| Retrofit Capacity | TVA_Transmission | South |  | PCSEQ | 0 | 0 | 0 | 0 | 0 | 0 | PCSEQ | 0 | 0 | 0 | 0 | 0 | 0
Retrofit Capacity
| Retrofit Capacity |  |  |  | Retrofit Capacity by Reporting Type: VACAR | [6 empty] | Retrofit Capacity by Reporting Type: VACAR
| Retrofit Capacity |  |  |  | ReportingType | 2015 | 2020 | 2025 | 2030 | 2035 | 2040 | ReportingType | 2015 | 2020 | 2025 | 2030 | 2035 | 2040
| Retrofit Capacity | VACAR | South |  | FGD | 0.07 | 0.15 | 0.14 | 0.13 | 0.12 | 0.12 | FGD | 0 | 0 | 0 | 0 | 0 | 0
| Retrofit Capacity | VACAR | South |  | SNCR | 0.04 | 0 | 0 | 0 | 0 | 0 | SNCR | 0 | 0 | 0 | 0 | 0 | 0
| Retrofit Capacity | VACAR | South |  | SCR | 0.17 | 0.18 | 0.17 | 0.16 | 0.15 | 0.16 | SCR | 0 | 0 | 0 | 0 | 0 | 0
| Retrofit Capacity | VACAR | South |  | ACI90 | 0 | 0 | 0 | 0 | 0 | 0 | ACI90 | 0 | 0 | 0 | 0 | 0 | 0
| Retrofit Capacity | VACAR | South |  | RPJ90 | 237.99 | 6036.71 | 5128.07 | 1163.07 | 1163.15 | 1163.26 | RPJ90 | 2.48 | 4984.41 | 1781.83 | 1160.03 | 1160.03 | 1160.03
| Retrofit Capacity | VACAR | South |  | PCSEQ | 0 | 0.1 | 124.07 | 347.38 | 585.32 | 585.61 | PCSEQ | 0 | 0 | 294.58 | 385.32 | 584.34 | 584.34
Retrofit Capacity
| Retrofit Capacity |  |  |  | Retrofit Capacity by Reporting Type: IESO | [6 empty] | Retrofit Capacity by Reporting Type: IESO
| Retrofit Capacity |  |  |  | ReportingType | 2015 | 2020 | 2025 | 2030 | 2035 | 2040 | ReportingType | 2015 | 2020 | 2025 | 2030 | 2035 | 2040
| Retrofit Capacity | IESO | Ontario |  | FGD | 0 | 0 | 0 | 0 | 0 | 0 | FGD | 0 | 0 | 0 | 0 | 0 | 0
| Retrofit Capacity | IESO | Ontario |  | SNCR | 0 | 0 | 0 | 0 | 0 | 0 | SNCR | 0 | 0 | 0 | 0 | 0 | 0
| Retrofit Capacity | IESO | Ontario |  | SCR | 0 | 0 | 0 | 0 | 0 | 0 | SCR | 0 | 0 | 0 | 0 | 0 | 0
| Retrofit Capacity | IESO | Ontario |  | ACI90 | 0 | 0 | 0 | 0 | 0 | 0 | ACI90 | 0 | 0 | 0 | 0 | 0 | 0
| Retrofit Capacity | IESO | Ontario |  | RPJ90 | 0 | 0 | 0 | 0 | 0 | 0 | RPJ90 | 0 | 0 | 0 | 0 | 0 | 0
| Retrofit Capacity | IESO | Ontario |  | PCSEQ | 0 | 0 | 0 | 0 | 0 | 0 | PCSEQ | 0 | 0 | 0 | 0 | 0 | 0
Retrofit Capacity
| Retrofit Capacity |  |  |  | Retrofit Capacity by Reporting Type: MAPP_CA | [6 empty] | Retrofit Capacity by Reporting Type: MAPP_CA
| Retrofit Capacity |  |  |  | ReportingType | 2015 | 2020 | 2025 | 2030 | 2035 | 2040 | ReportingType | 2015 | 2020 | 2025 | 2030 | 2035 | 2040
| Retrofit Capacity | MAPP_CA | Midwest |  | FGD | 0 | 0 | 0 | 0 | 0 | 0 | FGD | 0 | 0 | 0 | 0 | 0 | 0
| Retrofit Capacity | MAPP_CA | Midwest |  | SNCR | 0 | 0 | 0 | 0 | 0 | 0 | SNCR | 0 | 0 | 0 | 0 | 0 | 0
| Retrofit Capacity | MAPP_CA | Midwest |  | SCR | 0 | 0 | 0 | 0 | 0 | 0 | SCR | 0 | 0 | 0 | 0 | 0 | 0
| Retrofit Capacity | MAPP_CA | Midwest |  | ACI90 | 0 | 0 | 0 | 0 | 0 | 0 | ACI90 | 0 | 0 | 0 | 0 | 0 | 0
| Retrofit Capacity | MAPP_CA | Midwest |  | RPJ90 | 0 | 0 | 0 | 0 | 0 | 0 | RPJ90 | 0 | 0 | 0 | 0 | 0 | 0
| Retrofit Capacity | MAPP_CA | Midwest |  | PCSEQ | 0 | 0 | 0 | 0 | 0 | 0 | PCSEQ | 0 | 0 | 0 | 0 | 0 | 0
Retrofit Capacity
| Retrofit Capacity |  |  |  | Retrofit Capacity by Reporting Type: AZ_NM_SNV_Coal | [6 empty] | Retrofit Capacity by Reporting Type: AZ_NM_SNV_Coal
| Retrofit Capacity |  |  |  | ReportingType | 2015 | 2020 | 2025 | 2030 | 2035 | 2040 | ReportingType | 2015 | 2020 | 2025 | 2030 | 2035 | 2040
| Retrofit Capacity | AZ_NM_SNV_Coal | West |  | FGD | 384.02 | 0.11 | 0.1 | 0.06 | 0.06 | 0.05 | FGD | 384 | 0 | 0 | 0 | 0 | 0
| Retrofit Capacity | AZ_NM_SNV_Coal | West |  | SNCR | 0.39 | 0.49 | 0.87 | 0.21 | 0.2 | 0.18 | SNCR | 0 | 0 | 0.01 | 0 | 0 | 0
| Retrofit Capacity | AZ_NM_SNV_Coal | West |  | SCR | 800.11 | 400.16 | 400.16 | 394.26 | 394.25 | 394.25 | SCR | 800 | 400 | 400 | 400 | 400 | 400
| Retrofit Capacity | AZ_NM_SNV_Coal | West |  | ACI90 | 0 | 0 | 0 | 0 | 0 | 0 | ACI90 | 0 | 0 | 0 | 0 | 0 | 0
| Retrofit Capacity | AZ_NM_SNV_Coal | West |  | RPJ90 | 3343.35 | 6561.49 | 3898.92 | 541.12 | 559.49 | 579.53 | RPJ90 | 3286.94 | 6477.61 | 3831 | 421.43 | 422.57 | 423.25
| Retrofit Capacity | AZ_NM_SNV_Coal | West |  | PCSEQ | 0 | 0.01 | 0.03 | 59.43 | 244.16 | 244.16 | PCSEQ | 0 | 0 | 0 | 70.2 | 469.93 | 469.93
Retrofit Capacity
| Retrofit Capacity |  |  |  | Retrofit Capacity by Reporting Type: AZ_NM_SNV_Gas | [6 empty] | Retrofit Capacity by Reporting Type: AZ_NM_SNV_Gas
| Retrofit Capacity |  |  |  | ReportingType | 2015 | 2020 | 2025 | 2030 | 2035 | 2040 | ReportingType | 2015 | 2020 | 2025 | 2030 | 2035 | 2040
| Retrofit Capacity | AZ_NM_SNV_Gas | West |  | FGD | 0 | 0 | 0 | 0 | 0 | 0 | FGD | 0 | 0 | 0 | 0 | 0 | 0
| Retrofit Capacity | AZ_NM_SNV_Gas | West |  | SNCR | 0 | 0 | 0 | 0 | 0 | 0 | SNCR | 0 | 0 | 0 | 0 | 0 | 0
| Retrofit Capacity | AZ_NM_SNV_Gas | West |  | SCR | 0 | 0 | 0 | 0 | 0 | 0 | SCR | 0 | 0 | 0 | 0 | 0 | 0
| Retrofit Capacity | AZ_NM_SNV_Gas | West |  | ACI90 | 0 | 0 | 0 | 0 | 0 | 0 | ACI90 | 0 | 0 | 0 | 0 | 0 | 0
| Retrofit Capacity | AZ_NM_SNV_Gas | West |  | RPJ90 | 0 | 0 | 0 | 0 | 0 | 0 | RPJ90 | 0 | 0 | 0 | 0 | 0 | 0
| Retrofit Capacity | AZ_NM_SNV_Gas | West |  | PCSEQ | 0 | 0 | 0 | 0 | 0 | 0 | PCSEQ | 0 | 0 | 0 | 0 | 0 | 0
Retrofit Capacity
| Retrofit Capacity |  |  |  | Retrofit Capacity by Reporting Type: AZ_NM_SNV_NucRenew | [6 empty] | Retrofit Capacity by Reporting Type: AZ_NM_SNV_NucRenew
| Retrofit Capacity |  |  |  | ReportingType | 2015 | 2020 | 2025 | 2030 | 2035 | 2040 | ReportingType | 2015 | 2020 | 2025 | 2030 | 2035 | 2040
| Retrofit Capacity | AZ_NM_SNV_NucRenew | West |  | FGD | 0 | 0 | 0 | 0 | 0 | 0 | FGD | 0 | 0 | 0 | 0 | 0 | 0
| Retrofit Capacity | AZ_NM_SNV_NucRenew | West |  | SNCR | 0 | 0 | 0 | 0 | 0 | 0 | SNCR | 0 | 0 | 0 | 0 | 0 | 0
| Retrofit Capacity | AZ_NM_SNV_NucRenew | West |  | SCR | 0 | 0 | 0 | 0 | 0 | 0 | SCR | 0 | 0 | 0 | 0 | 0 | 0
| Retrofit Capacity | AZ_NM_SNV_NucRenew | West |  | ACI90 | 0 | 0 | 0 | 0 | 0 | 0 | ACI90 | 0 | 0 | 0 | 0 | 0 | 0
| Retrofit Capacity | AZ_NM_SNV_NucRenew | West |  | RPJ90 | 0 | 0 | 0 | 0 | 0 | 0 | RPJ90 | 0 | 0 | 0 | 0 | 0 | 0
| Retrofit Capacity | AZ_NM_SNV_NucRenew | West |  | PCSEQ | 0 | 0 | 0 | 0 | 0 | 0 | PCSEQ | 0 | 0 | 0 | 0 | 0 | 0
Retrofit Capacity
| Retrofit Capacity |  |  |  | Retrofit Capacity by Reporting Type: ERCOT | [6 empty] | Retrofit Capacity by Reporting Type: ERCOT
| Retrofit Capacity |  |  |  | ReportingType | 2015 | 2020 | 2025 | 2030 | 2035 | 2040 | ReportingType | 2015 | 2020 | 2025 | 2030 | 2035 | 2040
| Retrofit Capacity | ERCOT | Texas |  | FGD | 0.22 | 0.39 | 0.32 | 0.29 | 0.25 | 0.22 | FGD | 0 | 0 | 0 | 0 | 0 | 0
| Retrofit Capacity | ERCOT | Texas |  | SNCR | 0.89 | 0.25 | 0.2 | 0.19 | 0.18 | 0.17 | SNCR | 0.01 | 0 | 0 | 0 | 0 | 0
| Retrofit Capacity | ERCOT | Texas |  | SCR | 3515.41 | 1330.43 | 1330.43 | 1330.44 | 1330.44 | 1330.43 | SCR | 3515 | 1330 | 1330 | 1330 | 1330 | 1330
| Retrofit Capacity | ERCOT | Texas |  | ACI90 | 0 | 0 | 0 | 0 | 0 | 0 | ACI90 | 0 | 0 | 0 | 0 | 0 | 0
| Retrofit Capacity | ERCOT | Texas |  | RPJ90 | 7243.08 | 2000.16 | 1497.96 | 1549.35 | 1626.28 | 1652 | RPJ90 | 7167.21 | 1891.61 | 1373.77 | 1404 | 1480.47 | 1480.92
| Retrofit Capacity | ERCOT | Texas |  | PCSEQ | 0 | 0.03 | 563.41 | 812.55 | 972.27 | 972.32 | PCSEQ | 0 | 0 | 563.47 | 911.69 | 1071.38 | 1071.38
Retrofit Capacity
| Retrofit Capacity |  |  |  | Retrofit Capacity by Reporting Type: NP15 | [6 empty] | Retrofit Capacity by Reporting Type: NP15
| Retrofit Capacity |  |  |  | ReportingType | 2015 | 2020 | 2025 | 2030 | 2035 | 2040 | ReportingType | 2015 | 2020 | 2025 | 2030 | 2035 | 2040
| Retrofit Capacity | NP15 | West |  | FGD | 0.01 | 0.02 | 0.02 | 0.02 | 0.02 | 0.02 | FGD | 0 | 0 | 0 | 0 | 0 | 0
| Retrofit Capacity | NP15 | West |  | SNCR | 0 | 0 | 0 | 0 | 0 | 0 | SNCR | 0 | 0 | 0 | 0 | 0 | 0
| Retrofit Capacity | NP15 | West |  | SCR | 0.01 | 0.01 | 0.01 | 0.01 | 0.01 | 0.02 | SCR | 0 | 0 | 0 | 0 | 0 | 0
| Retrofit Capacity | NP15 | West |  | ACI90 | 0 | 0 | 0 | 0 | 0 | 0 | ACI90 | 0 | 0 | 0 | 0 | 0 | 0
| Retrofit Capacity | NP15 | West |  | RPJ90 | 0.02 | 0.08 | 0.08 | 0.05 | 0.05 | 0.04 | RPJ90 | 0 | 0 | 0 | 0 | 0 | 0
| Retrofit Capacity | NP15 | West |  | PCSEQ | 0 | 0 | 0 | 0 | 0 | 0 | PCSEQ | 0 | 0 | 0 | 0 | 0 | 0
Retrofit Capacity
| Retrofit Capacity |  |  |  | Retrofit Capacity by Reporting Type: NWPP_Coal | [6 empty] | Retrofit Capacity by Reporting Type: NWPP_Coal
| Retrofit Capacity |  |  |  | ReportingType | 2015 | 2020 | 2025 | 2030 | 2035 | 2040 | ReportingType | 2015 | 2020 | 2025 | 2030 | 2035 | 2040
| Retrofit Capacity | NWPP_Coal | West |  | FGD | 0.17 | 0.29 | 0.14 | 0.12 | 0.11 | 0.1 | FGD | 0 | 0 | 0 | 0 | 0 | 0
| Retrofit Capacity | NWPP_Coal | West |  | SNCR | 0.35 | 0.43 | 0.31 | 0.2 | 0.2 | 0.19 | SNCR | 0 | 0 | 0 | 0 | 0 | 0
| Retrofit Capacity | NWPP_Coal | West |  | SCR | 0.14 | 0.19 | 0.18 | 0.18 | 0.18 | 0.18 | SCR | 0 | 0 | 0 | 0 | 0 | 0
| Retrofit Capacity | NWPP_Coal | West |  | ACI90 | 0 | 0 | 0 | 0 | 0 | 0 | ACI90 | 0 | 0 | 0 | 0 | 0 | 0
| Retrofit Capacity | NWPP_Coal | West |  | RPJ90 | 455.09 | 5129.52 | 228.04 | 227.55 | 227.48 | 227.41 | RPJ90 | 453.61 | 5128.81 | 226.81 | 226.81 | 226.8 | 226.8
| Retrofit Capacity | NWPP_Coal | West |  | PCSEQ | 0 | 0.03 | 226.79 | 226.79 | 226.79 | 226.79 | PCSEQ | 0 | 0 | 226.8 | 226.8 | 226.8 | 226.8
Retrofit Capacity
| Retrofit Capacity |  |  |  | Retrofit Capacity by Reporting Type: NWPP_Gas | [6 empty] | Retrofit Capacity by Reporting Type: NWPP_Gas
| Retrofit Capacity |  |  |  | ReportingType | 2015 | 2020 | 2025 | 2030 | 2035 | 2040 | ReportingType | 2015 | 2020 | 2025 | 2030 | 2035 | 2040
| Retrofit Capacity | NWPP_Gas | West |  | FGD | 0 | 0 | 0 | 0 | 0 | 0 | FGD | 0 | 0 | 0 | 0 | 0 | 0
| Retrofit Capacity | NWPP_Gas | West |  | SNCR | 0 | 0 | 0 | 0 | 0 | 0 | SNCR | 0 | 0 | 0 | 0 | 0 | 0
| Retrofit Capacity | NWPP_Gas | West |  | SCR | 0 | 0 | 0 | 0 | 0 | 0 | SCR | 0 | 0 | 0 | 0 | 0 | 0
| Retrofit Capacity | NWPP_Gas | West |  | ACI90 | 0 | 0 | 0 | 0 | 0 | 0 | ACI90 | 0 | 0 | 0 | 0 | 0 | 0
| Retrofit Capacity | NWPP_Gas | West |  | RPJ90 | 0 | 0 | 0 | 0 | 0 | 0 | RPJ90 | 0 | 0 | 0 | 0 | 0 | 0
| Retrofit Capacity | NWPP_Gas | West |  | PCSEQ | 0 | 0 | 0 | 0 | 0 | 0 | PCSEQ | 0 | 0 | 0 | 0 | 0 | 0
Retrofit Capacity
| Retrofit Capacity |  |  |  | Retrofit Capacity by Reporting Type: NWPP_NucRenew | [6 empty] | Retrofit Capacity by Reporting Type: NWPP_NucRenew
| Retrofit Capacity |  |  |  | ReportingType | 2015 | 2020 | 2025 | 2030 | 2035 | 2040 | ReportingType | 2015 | 2020 | 2025 | 2030 | 2035 | 2040
| Retrofit Capacity | NWPP_NucRenew | West |  | FGD | 0 | 0 | 0 | 0 | 0 | 0 | FGD | 0 | 0 | 0 | 0 | 0 | 0
| Retrofit Capacity | NWPP_NucRenew | West |  | SNCR | 0 | 0 | 0 | 0 | 0 | 0 | SNCR | 0 | 0 | 0 | 0 | 0 | 0
| Retrofit Capacity | NWPP_NucRenew | West |  | SCR | 0 | 0 | 0 | 0 | 0 | 0 | SCR | 0 | 0 | 0 | 0 | 0 | 0
| Retrofit Capacity | NWPP_NucRenew | West |  | ACI90 | 0 | 0 | 0 | 0 | 0 | 0 | ACI90 | 0 | 0 | 0 | 0 | 0 | 0
| Retrofit Capacity | NWPP_NucRenew | West |  | RPJ90 | 0 | 0 | 0 | 0 | 0 | 0 | RPJ90 | 0 | 0 | 0 | 0 | 0 | 0
| Retrofit Capacity | NWPP_NucRenew | West |  | PCSEQ | 0 | 0 | 0 | 0 | 0 | 0 | PCSEQ | 0 | 0 | 0 | 0 | 0 | 0
Retrofit Capacity
| Retrofit Capacity |  |  |  | Retrofit Capacity by Reporting Type: RMPA | [6 empty] | Retrofit Capacity by Reporting Type: RMPA
| Retrofit Capacity |  |  |  | ReportingType | 2015 | 2020 | 2025 | 2030 | 2035 | 2040 | ReportingType | 2015 | 2020 | 2025 | 2030 | 2035 | 2040
| Retrofit Capacity | RMPA | West |  | FGD | 0.23 | 819.61 | 1.02 | 0.15 | 0.12 | 0.1 | FGD | 0 | 713 | 0.01 | 0 | 0 | 0
| Retrofit Capacity | RMPA | West |  | SNCR | 0.37 | 0.57 | 0.61 | 0.15 | 0.14 | 0.11 | SNCR | 0 | 0 | 0.01 | 0 | 0 | 0
| Retrofit Capacity | RMPA | West |  | SCR | 1554.69 | 777.43 | 777.43 | 777.43 | 777.42 | 777.42 | SCR | 1554.6 | 777.3 | 777.3 | 777.3 | 777.3 | 777.3
| Retrofit Capacity | RMPA | West |  | ACI90 | 0 | 0 | 0 | 0 | 0 | 0 | ACI90 | 0 | 0 | 0 | 0 | 0 | 0
| Retrofit Capacity | RMPA | West |  | RPJ90 | 2876.04 | 5326.8 | 1635.15 | 777.91 | 777.81 | 777.71 | RPJ90 | 2874.61 | 5194.3 | 1344.44 | 777.31 | 777.3 | 777.3
| Retrofit Capacity | RMPA | West |  | PCSEQ | 0 | 0.01 | 554.09 | 554.09 | 554.09 | 554.09 | PCSEQ | 0 | 0 | 554.1 | 554.1 | 554.1 | 554.1
Retrofit Capacity
| Retrofit Capacity |  |  |  | Retrofit Capacity by Reporting Type: SP15 | [6 empty] | Retrofit Capacity by Reporting Type: SP15
| Retrofit Capacity |  |  |  | ReportingType | 2015 | 2020 | 2025 | 2030 | 2035 | 2040 | ReportingType | 2015 | 2020 | 2025 | 2030 | 2035 | 2040
| Retrofit Capacity | SP15 | West |  | FGD | 0.01 | 0.02 | 0.02 | 0.02 | 0.02 | 0.02 | FGD | 0 | 0 | 0 | 0 | 0 | 0
| Retrofit Capacity | SP15 | West |  | SNCR | 0 | 0 | 0 | 0 | 0 | 0 | SNCR | 0 | 0 | 0 | 0 | 0 | 0
| Retrofit Capacity | SP15 | West |  | SCR | 0.01 | 0.02 | 0.02 | 0.02 | 0.02 | 0.02 | SCR | 0 | 0 | 0 | 0 | 0 | 0
| Retrofit Capacity | SP15 | West |  | ACI90 | 0 | 0 | 0 | 0 | 0 | 0 | ACI90 | 0 | 0 | 0 | 0 | 0 | 0
| Retrofit Capacity | SP15 | West |  | RPJ90 | 0.03 | 101.22 | 101.2 | 0.06 | 0.06 | 0.05 | RPJ90 | 0 | 101.2 | 101.2 | 0 | 0 | 0
| Retrofit Capacity | SP15 | West |  | PCSEQ | 0 | 0 | 0 | 0 | 0 | 0 | PCSEQ | 0 | 0 | 0 | 0 | 0 | 0
Retrofit Capacity
| Retrofit Capacity |  |  |  | Retrofit Capacity by Reporting Type: ALB | [6 empty] | Retrofit Capacity by Reporting Type: ALB
| Retrofit Capacity |  |  |  | ReportingType | 2015 | 2020 | 2025 | 2030 | 2035 | 2040 | ReportingType | 2015 | 2020 | 2025 | 2030 | 2035 | 2040
| Retrofit Capacity | ALB | West |  | FGD | 0 | 0 | 0 | 0 | 0 | 0 | FGD | 0 | 0 | 0 | 0 | 0 | 0
| Retrofit Capacity | ALB | West |  | SNCR | 0 | 0 | 0 | 0 | 0 | 0 | SNCR | 0 | 0 | 0 | 0 | 0 | 0
| Retrofit Capacity | ALB | West |  | SCR | 0 | 0 | 0 | 0 | 0 | 0 | SCR | 0 | 0 | 0 | 0 | 0 | 0
| Retrofit Capacity | ALB | West |  | ACI90 | 0 | 0 | 0 | 0 | 0 | 0 | ACI90 | 0 | 0 | 0 | 0 | 0 | 0
| Retrofit Capacity | ALB | West |  | RPJ90 | 0 | 0 | 0 | 0 | 0 | 0 | RPJ90 | 0 | 0 | 0 | 0 | 0 | 0
| Retrofit Capacity | ALB | West |  | PCSEQ | 0 | 0 | 0 | 0 | 0 | 0 | PCSEQ | 0 | 0 | 0 | 0 | 0 | 0
Retrofit Capacity
| Retrofit Capacity |  |  |  | Retrofit Capacity by Reporting Type: BC | [6 empty] | Retrofit Capacity by Reporting Type: BC
| Retrofit Capacity |  |  |  | ReportingType | 2015 | 2020 | 2025 | 2030 | 2035 | 2040 | ReportingType | 2015 | 2020 | 2025 | 2030 | 2035 | 2040
| Retrofit Capacity | BC | West |  | FGD | 0 | 0 | 0 | 0 | 0 | 0 | FGD | 0 | 0 | 0 | 0 | 0 | 0
| Retrofit Capacity | BC | West |  | SNCR | 0 | 0 | 0 | 0 | 0 | 0 | SNCR | 0 | 0 | 0 | 0 | 0 | 0
| Retrofit Capacity | BC | West |  | SCR | 0 | 0 | 0 | 0 | 0 | 0 | SCR | 0 | 0 | 0 | 0 | 0 | 0
| Retrofit Capacity | BC | West |  | ACI90 | 0 | 0 | 0 | 0 | 0 | 0 | ACI90 | 0 | 0 | 0 | 0 | 0 | 0
| Retrofit Capacity | BC | West |  | RPJ90 | 0 | 0 | 0 | 0 | 0 | 0 | RPJ90 | 0 | 0 | 0 | 0 | 0 | 0
| Retrofit Capacity | BC | West |  | PCSEQ | 0 | 0 | 0 | 0 | 0 | 0 | PCSEQ | 0 | 0 | 0 | 0 | 0 | 0
Retrofit Capacity
| Retrofit Capacity |  |  |  | Retrofit Capacity by Reporting Type: HQ_IESO | [6 empty] | Retrofit Capacity by Reporting Type: HQ_IESO
| Retrofit Capacity |  |  |  | ReportingType | 2015 | 2020 | 2025 | 2030 | 2035 | 2040 | ReportingType | 2015 | 2020 | 2025 | 2030 | 2035 | 2040
| Retrofit Capacity | HQ_IESO | HQ/Maritimes |  | FGD | 0 | 0 | 0 | 0 | 0 | 0 | FGD | 0 | 0 | 0 | 0 | 0 | 0
| Retrofit Capacity | HQ_IESO | HQ/Maritimes |  | SNCR | 0 | 0 | 0 | 0 | 0 | 0 | SNCR | 0 | 0 | 0 | 0 | 0 | 0
| Retrofit Capacity | HQ_IESO | HQ/Maritimes |  | SCR | 0 | 0 | 0 | 0 | 0 | 0 | SCR | 0 | 0 | 0 | 0 | 0 | 0
| Retrofit Capacity | HQ_IESO | HQ/Maritimes |  | ACI90 | 0 | 0 | 0 | 0 | 0 | 0 | ACI90 | 0 | 0 | 0 | 0 | 0 | 0
| Retrofit Capacity | HQ_IESO | HQ/Maritimes |  | RPJ90 | 0 | 0 | 0 | 0 | 0 | 0 | RPJ90 | 0 | 0 | 0 | 0 | 0 | 0
| Retrofit Capacity | HQ_IESO | HQ/Maritimes |  | PCSEQ | 0 | 0 | 0 | 0 | 0 | 0 | PCSEQ | 0 | 0 | 0 | 0 | 0 | 0
Retrofit Capacity
| Retrofit Capacity |  |  |  | Retrofit Capacity by Reporting Type: HQ_NEISO | [6 empty] | Retrofit Capacity by Reporting Type: HQ_NEISO
| Retrofit Capacity |  |  |  | ReportingType | 2015 | 2020 | 2025 | 2030 | 2035 | 2040 | ReportingType | 2015 | 2020 | 2025 | 2030 | 2035 | 2040
| Retrofit Capacity | HQ_NEISO | HQ/Maritimes |  | FGD | 0 | 0 | 0 | 0 | 0 | 0 | FGD | 0 | 0 | 0 | 0 | 0 | 0
| Retrofit Capacity | HQ_NEISO | HQ/Maritimes |  | SNCR | 0 | 0 | 0 | 0 | 0 | 0 | SNCR | 0 | 0 | 0 | 0 | 0 | 0
| Retrofit Capacity | HQ_NEISO | HQ/Maritimes |  | SCR | 0 | 0 | 0 | 0 | 0 | 0 | SCR | 0 | 0 | 0 | 0 | 0 | 0
| Retrofit Capacity | HQ_NEISO | HQ/Maritimes |  | ACI90 | 0 | 0 | 0 | 0 | 0 | 0 | ACI90 | 0 | 0 | 0 | 0 | 0 | 0
| Retrofit Capacity | HQ_NEISO | HQ/Maritimes |  | RPJ90 | 0 | 0 | 0 | 0 | 0 | 0 | RPJ90 | 0 | 0 | 0 | 0 | 0 | 0
| Retrofit Capacity | HQ_NEISO | HQ/Maritimes |  | PCSEQ | 0 | 0 | 0 | 0 | 0 | 0 | PCSEQ | 0 | 0 | 0 | 0 | 0 | 0
Retrofit Capacity
| Retrofit Capacity |  |  |  | Retrofit Capacity by Reporting Type: HQ_NY | [6 empty] | Retrofit Capacity by Reporting Type: HQ_NY
| Retrofit Capacity |  |  |  | ReportingType | 2015 | 2020 | 2025 | 2030 | 2035 | 2040 | ReportingType | 2015 | 2020 | 2025 | 2030 | 2035 | 2040
| Retrofit Capacity | HQ_NY | HQ/Maritimes |  | FGD | 0 | 0 | 0 | 0 | 0 | 0 | FGD | 0 | 0 | 0 | 0 | 0 | 0
| Retrofit Capacity | HQ_NY | HQ/Maritimes |  | SNCR | 0 | 0 | 0 | 0 | 0 | 0 | SNCR | 0 | 0 | 0 | 0 | 0 | 0
| Retrofit Capacity | HQ_NY | HQ/Maritimes |  | SCR | 0 | 0 | 0 | 0 | 0 | 0 | SCR | 0 | 0 | 0 | 0 | 0 | 0
| Retrofit Capacity | HQ_NY | HQ/Maritimes |  | ACI90 | 0 | 0 | 0 | 0 | 0 | 0 | ACI90 | 0 | 0 | 0 | 0 | 0 | 0
| Retrofit Capacity | HQ_NY | HQ/Maritimes |  | RPJ90 | 0 | 0 | 0 | 0 | 0 | 0 | RPJ90 | 0 | 0 | 0 | 0 | 0 | 0
| Retrofit Capacity | HQ_NY | HQ/Maritimes |  | PCSEQ | 0 | 0 | 0 | 0 | 0 | 0 | PCSEQ | 0 | 0 | 0 | 0 | 0 | 0
Retrofit Capacity
| Retrofit Capacity |  |  |  | Retrofit Capacity by Reporting Type: MARITIMES | [6 empty] | Retrofit Capacity by Reporting Type: MARITIMES
| Retrofit Capacity |  |  |  | ReportingType | 2015 | 2020 | 2025 | 2030 | 2035 | 2040 | ReportingType | 2015 | 2020 | 2025 | 2030 | 2035 | 2040
| Retrofit Capacity | MARITIMES | HQ/Maritimes |  | FGD | 0 | 0 | 0 | 0 | 0 | 0 | FGD | 0 | 0 | 0 | 0 | 0 | 0
| Retrofit Capacity | MARITIMES | HQ/Maritimes |  | SNCR | 0 | 0 | 0 | 0 | 0 | 0 | SNCR | 0 | 0 | 0 | 0 | 0 | 0
| Retrofit Capacity | MARITIMES | HQ/Maritimes |  | SCR | 0 | 0 | 0 | 0 | 0 | 0 | SCR | 0 | 0 | 0 | 0 | 0 | 0
| Retrofit Capacity | MARITIMES | HQ/Maritimes |  | ACI90 | 0 | 0 | 0 | 0 | 0 | 0 | ACI90 | 0 | 0 | 0 | 0 | 0 | 0
| Retrofit Capacity | MARITIMES | HQ/Maritimes |  | RPJ90 | 0 | 0 | 0 | 0 | 0 | 0 | RPJ90 | 0 | 0 | 0 | 0 | 0 | 0
| Retrofit Capacity | MARITIMES | HQ/Maritimes |  | PCSEQ | 0 | 0 | 0 | 0 | 0 | 0 | PCSEQ | 0 | 0 | 0 | 0 | 0 | 0
Retrofit Capacity
| Retrofit Capacity |  |  |  | Retrofit Capacity by Reporting Type: All | [6 empty] | Retrofit Capacity by Reporting Type: All
| Retrofit Capacity |  |  |  | ReportingType | 2015 | 2020 | 2025 | 2030 | 2035 | 2040 | ReportingType | 2015 | 2020 | 2025 | 2030 | 2035 | 2040
| Retrofit Capacity | All | All |  | FGD | 7559.88 | 9741.27 | 1063 | 14.56 | 13.66 | 12.29 | FGD | 7551.76 | 5734.08 | 1200.78 | 0.11 | 0.1 | 0.09
| Retrofit Capacity | All | All |  | SNCR | 23.05 | 13.51 | 6.73 | 4.78 | 4.8 | 4.37 | SNCR | 0.18 | 0.1 | 0.09 | 0.05 | 0.05 | 0.05
| Retrofit Capacity | All | All |  | SCR | 19844.33 | 7055.58 | 4062.11 | 4056.16 | 4056.1 | 4055.97 | SCR | 19241.91 | 6451.08 | 4054.28 | 4054.26 | 4054.26 | 4054.26
| Retrofit Capacity | All | All |  | ACI90 | 0 | 0 | 0 | 0 | 0 | 0 | ACI90 | 0 | 0 | 0 | 0 | 0 | 0
| Retrofit Capacity | All | All |  | RPJ90 | 35923.97 | 87253.59 | 36137.86 | 22749.27 | 22965.11 | 23147.18 | RPJ90 | 34364.09 | 70482.97 | 36831.49 | 21848.01 | 21800.8 | 21820.34
| Retrofit Capacity | All | All |  | PCSEQ | 0 | 73.2 | 3271.87 | 6347.19 | 11815.08 | 12182.81 | PCSEQ | 0 | 283.97 | 4387.78 | 7114.4 | 12841.08 | 13332.48
Retrofit Capacity
| Retrofit Capacity |  |  |  | Retrofit Capacity by Reporting Type: EI_US | [6 empty] | Retrofit Capacity by Reporting Type: EI_US
| Retrofit Capacity |  |  |  | ReportingType | 2015 | 2020 | 2025 | 2030 | 2035 | 2040 | ReportingType | 2015 | 2020 | 2025 | 2030 | 2035 | 2040
| Retrofit Capacity | EI_US | EI_US |  | FGD | 7175.23 | 8920.83 | 1061.38 | 13.9 | 13.09 | 11.79 | FGD | 7167.76 | 5021.07 | 1200.77 | 0.1 | 0.1 | 0.09
| Retrofit Capacity | EI_US | EI_US |  | SNCR | 21.06 | 11.77 | 4.73 | 4.02 | 4.08 | 3.71 | SNCR | 0.17 | 0.09 | 0.07 | 0.04 | 0.04 | 0.04
| Retrofit Capacity | EI_US | EI_US |  | SCR | 13973.96 | 4547.35 | 1553.88 | 1553.83 | 1553.77 | 1553.66 | SCR | 13372.31 | 3943.77 | 1546.97 | 1546.96 | 1546.96 | 1546.96
| Retrofit Capacity | EI_US | EI_US |  | ACI90 | 0 | 0 | 0 | 0 | 0 | 0 | ACI90 | 0 | 0 | 0 | 0 | 0 | 0
| Retrofit Capacity | EI_US | EI_US |  | RPJ90 | 22006.36 | 68134.31 | 28776.5 | 19653.23 | 19773.95 | 19910.43 | RPJ90 | 20581.72 | 51689.44 | 29954.26 | 19018.48 | 18893.65 | 18912.07
| Retrofit Capacity | EI_US | EI_US |  | PCSEQ | 0 | 73.12 | 1927.54 | 4694.32 | 9817.77 | 10185.44 | PCSEQ | 0 | 283.97 | 3043.41 | 5351.61 | 10518.87 | 11010.27
Retrofit Capacity
| Retrofit Capacity |  |  |  | Retrofit Capacity by Reporting Type: EI_Canada | [6 empty] | Retrofit Capacity by Reporting Type: EI_Canada
| Retrofit Capacity |  |  |  | ReportingType | 2015 | 2020 | 2025 | 2030 | 2035 | 2040 | ReportingType | 2015 | 2020 | 2025 | 2030 | 2035 | 2040
| Retrofit Capacity | EI_Canada | EI_Canada |  | FGD | 0 | 0 | 0 | 0 | 0 | 0 | FGD | 0 | 0 | 0 | 0 | 0 | 0
| Retrofit Capacity | EI_Canada | EI_Canada |  | SNCR | 0 | 0 | 0 | 0 | 0 | 0 | SNCR | 0 | 0 | 0 | 0 | 0 | 0
| Retrofit Capacity | EI_Canada | EI_Canada |  | SCR | 0 | 0 | 0 | 0 | 0 | 0 | SCR | 0 | 0 | 0 | 0 | 0 | 0
| Retrofit Capacity | EI_Canada | EI_Canada |  | ACI90 | 0 | 0 | 0 | 0 | 0 | 0 | ACI90 | 0 | 0 | 0 | 0 | 0 | 0
| Retrofit Capacity | EI_Canada | EI_Canada |  | RPJ90 | 0 | 0 | 0 | 0 | 0 | 0 | RPJ90 | 0 | 0 | 0 | 0 | 0 | 0
| Retrofit Capacity | EI_Canada | EI_Canada |  | PCSEQ | 0 | 0 | 0 | 0 | 0 | 0 | PCSEQ | 0 | 0 | 0 | 0 | 0 | 0
Retrofit Capacity
| Retrofit Capacity |  |  |  | Retrofit Capacity by Reporting Type: EI | [6 empty] | Retrofit Capacity by Reporting Type: EI
| Retrofit Capacity |  |  |  | ReportingType | 2015 | 2020 | 2025 | 2030 | 2035 | 2040 | ReportingType | 2015 | 2020 | 2025 | 2030 | 2035 | 2040
| Retrofit Capacity | EI | EI |  | FGD | 7175.23 | 8920.83 | 1061.38 | 13.9 | 13.09 | 11.79 | FGD | 7167.76 | 5021.07 | 1200.77 | 0.1 | 0.1 | 0.09
| Retrofit Capacity | EI | EI |  | SNCR | 21.06 | 11.77 | 4.73 | 4.02 | 4.08 | 3.71 | SNCR | 0.17 | 0.09 | 0.07 | 0.04 | 0.04 | 0.04
| Retrofit Capacity | EI | EI |  | SCR | 13973.96 | 4547.35 | 1553.88 | 1553.83 | 1553.77 | 1553.66 | SCR | 13372.31 | 3943.77 | 1546.97 | 1546.96 | 1546.96 | 1546.96
| Retrofit Capacity | EI | EI |  | ACI90 | 0 | 0 | 0 | 0 | 0 | 0 | ACI90 | 0 | 0 | 0 | 0 | 0 | 0
| Retrofit Capacity | EI | EI |  | RPJ90 | 22006.36 | 68134.31 | 28776.5 | 19653.23 | 19773.95 | 19910.43 | RPJ90 | 20581.72 | 51689.44 | 29954.26 | 19018.48 | 18893.65 | 18912.07
| Retrofit Capacity | EI | EI |  | PCSEQ | 0 | 73.12 | 1927.54 | 4694.32 | 9817.77 | 10185.44 | PCSEQ | 0 | 283.97 | 3043.41 | 5351.61 | 10518.87 | 11010.27
Retrofit Capacity
| Retrofit Capacity |  |  |  | Retrofit Capacity by Reporting Type: Outside_EI | [6 empty] | Retrofit Capacity by Reporting Type: Outside_EI
| Retrofit Capacity |  |  |  | ReportingType | 2015 | 2020 | 2025 | 2030 | 2035 | 2040 | ReportingType | 2015 | 2020 | 2025 | 2030 | 2035 | 2040
| Retrofit Capacity | Outside_EI | Outside_EI |  | FGD | 384.65 | 820.45 | 1.62 | 0.66 | 0.57 | 0.5 | FGD | 384 | 713.01 | 0.01 | 0 | 0 | 0
| Retrofit Capacity | Outside_EI | Outside_EI |  | SNCR | 2 | 1.74 | 2 | 0.76 | 0.72 | 0.66 | SNCR | 0.02 | 0.01 | 0.02 | 0.01 | 0.01 | 0.01
| Retrofit Capacity | Outside_EI | Outside_EI |  | SCR | 5870.37 | 2508.23 | 2508.24 | 2502.33 | 2502.32 | 2502.31 | SCR | 5869.61 | 2507.31 | 2507.31 | 2507.31 | 2507.31 | 2507.31
| Retrofit Capacity | Outside_EI | Outside_EI |  | ACI90 | 0 | 0 | 0 | 0 | 0 | 0 | ACI90 | 0 | 0 | 0 | 0 | 0 | 0
| Retrofit Capacity | Outside_EI | Outside_EI |  | RPJ90 | 13917.61 | 19119.28 | 7361.36 | 3096.05 | 3191.16 | 3236.75 | RPJ90 | 13782.37 | 18793.53 | 6877.22 | 2829.54 | 2907.15 | 2908.28
| Retrofit Capacity | Outside_EI | Outside_EI |  | PCSEQ | 0 | 0.07 | 1344.32 | 1652.87 | 1997.31 | 1997.37 | PCSEQ | 0 | 0 | 1344.37 | 1762.79 | 2322.21 | 2322.21
#7 |  |  |  |  | #7 | 2015: Reserve Margin (MW) | #7 | Reserve Margin (MW)
[5 empty] | Reserve Margin Data: ALB | [6 empty] | Reserve Margin Data: ALB
[6 empty] | 2015 | 2020 | 2025 | 2030 | 2035 | 2040 |  | 2015 | 2020 | 2025 | 2030 | 2035 | 2040
| Reserve Margin Data | ALB | West |  | a. Peak Demand | 9181.37 | 9515.81 | 9741.03 | 10539.59 | 10511.17 | 10894.89 | a. Peak Demand | 9181.37 | 9515.81 | 9741.03 | 10539.59 | 10511.17 | 10894.89
| Reserve Margin Data | ALB | West |  | b. Peak Demand + Reserve Margin | 10834.02 | 11228.65 | 11494.41 | 12436.71 | 12403.18 | 12855.97 | b. Peak Demand + Reserve Margin | 10834.02 | 11228.65 | 11494.41 | 12436.71 | 12403.18 | 12855.97
| Reserve Margin Data | ALB | West |  | c. DR MW | 105.16 | 361.08 | 660.83 | 708.64 | 759.9 | 814.88 | c. DR MW | 105.16 | 361.08 | 660.83 | 708.64 | 759.9 | 814.88
| Reserve Margin Data | ALB | West |  | d. Capacity Credit | 10972.72 | 11228.66 | 12165.37 | 13693.24 | 13715.45 | 12998.9 | d. Capacity Credit | 10972.73 | 11228.65 | 12165.81 | 13697.51 | 13638.54 | 12998.88
Reserve Margin Data
| Reserve Margin Data |  |  |  | Reserve Margin Data: BC | [6 empty] | Reserve Margin Data: BC
| Reserve Margin Data |  |  |  |  | 2015 | 2020 | 2025 | 2030 | 2035 | 2040 |  | 2015 | 2020 | 2025 | 2030 | 2035 | 2040
| Reserve Margin Data | BC | West |  | a. Peak Demand | 11225.55 | 11381.05 | 11396.67 | 12062.39 | 11767.86 | 11931.79 | a. Peak Demand | 11225.55 | 11381.05 | 11396.67 | 12062.39 | 11767.86 | 11931.79
| Reserve Margin Data | BC | West |  | b. Peak Demand + Reserve Margin | 13246.15 | 13429.64 | 13448.08 | 14233.62 | 13886.07 | 14079.51 | b. Peak Demand + Reserve Margin | 13246.15 | 13429.64 | 13448.08 | 14233.62 | 13886.07 | 14079.51
| Reserve Margin Data | BC | West |  | c. DR MW | 0.01 | 264.69 | 555.31 | 582.51 | 611.05 | 640.98 | c. DR MW | 0.01 | 264.69 | 555.31 | 582.51 | 611.05 | 640.98
| Reserve Margin Data | BC | West |  | d. Capacity Credit | 13246.16 | 13429.66 | 13898.58 | 14351.37 | 14411.12 | 14782.86 | d. Capacity Credit | 13246.15 | 13429.64 | 13897.63 | 14350.93 | 14410.67 | 14782.87
Reserve Margin Data
| Reserve Margin Data |  |  |  | Reserve Margin Data: ENT | [6 empty] | Reserve Margin Data: ENT
| Reserve Margin Data |  |  |  |  | 2015 | 2020 | 2025 | 2030 | 2035 | 2040 |  | 2015 | 2020 | 2025 | 2030 | 2035 | 2040
| Reserve Margin Data | ENT | Southwest |  | a. Peak Demand | 31634.41 | 30708.05 | 30365.16 | 28510.79 | 27086.39 | 28230.18 | a. Peak Demand | 31634.41 | 30708.05 | 30365.16 | 28510.79 | 27086.39 | 28230.18
| Reserve Margin Data | ENT | Southwest |  | b. Peak Demand + Reserve Margin | 36063.22 | 35007.18 | 34616.28 | 32502.31 | 30878.48 | 32182.41 | b. Peak Demand + Reserve Margin | 36063.22 | 35007.18 | 34616.28 | 32502.31 | 30878.48 | 32182.41
| Reserve Margin Data | ENT | Southwest |  | c. DR MW | 301.55 | 1538.95 | 2854.33 | 2930.78 | 3009.27 | 3089.87 | c. DR MW | 301.55 | 1538.95 | 2854.33 | 2930.78 | 3009.27 | 3089.87
| Reserve Margin Data | ENT | Southwest |  | d. Capacity Credit | 36056.79 | 35008.78 | 34606.65 | 32500.31 | 30882.55 | 32183.07 | d. Capacity Credit | 36058.65 | 35003.45 | 34616.76 | 32500.38 | 30878.4 | 32182.08
Reserve Margin Data
| Reserve Margin Data |  |  |  | Reserve Margin Data: ERCOT | [6 empty] | Reserve Margin Data: ERCOT
| Reserve Margin Data |  |  |  |  | 2015 | 2020 | 2025 | 2030 | 2035 | 2040 |  | 2015 | 2020 | 2025 | 2030 | 2035 | 2040
| Reserve Margin Data | ERCOT | Texas |  | a. Peak Demand | 68229.3 | 69451.1 | 69569.82 | 68940.45 | 68917.28 | 69525.49 | a. Peak Demand | 68229.3 | 69451.1 | 69569.82 | 68940.45 | 68917.28 | 69525.49
| Reserve Margin Data | ERCOT | Texas |  | b. Peak Demand + Reserve Margin | 76757.96 | 78132.49 | 78266.05 | 77558 | 77531.94 | 78216.17 | b. Peak Demand + Reserve Margin | 76757.96 | 78132.49 | 78266.05 | 77558 | 77531.94 | 78216.17
| Reserve Margin Data | ERCOT | Texas |  | c. DR MW | 740.81 | 3617.73 | 6720.3 | 6926.25 | 7155.61 | 7391.29 | c. DR MW | 740.81 | 3617.73 | 6720.3 | 6926.25 | 7155.61 | 7391.29
| Reserve Margin Data | ERCOT | Texas |  | d. Capacity Credit | 76763.53 | 78102.83 | 78276.86 | 77546.93 | 77533.32 | 78216.92 | d. Capacity Credit | 76764.35 | 78106.12 | 78277.62 | 77532.96 | 77531.96 | 78216.17
Reserve Margin Data
| Reserve Margin Data |  |  |  | Reserve Margin Data: FRCC | [6 empty] | Reserve Margin Data: FRCC
| Reserve Margin Data |  |  |  |  | 2015 | 2020 | 2025 | 2030 | 2035 | 2040 |  | 2015 | 2020 | 2025 | 2030 | 2035 | 2040
| Reserve Margin Data | FRCC | South |  | a. Peak Demand | 49725.75 | 49833.01 | 52804.36 | 53044.46 | 51283.38 | 54997.97 | a. Peak Demand | 49725.75 | 49833.01 | 52804.36 | 53044.46 | 51283.38 | 54997.97
| Reserve Margin Data | FRCC | South |  | b. Peak Demand + Reserve Margin | 57681.87 | 57806.29 | 61253.06 | 61531.57 | 59488.72 | 63797.65 | b. Peak Demand + Reserve Margin | 57681.87 | 57806.29 | 61253.06 | 61531.57 | 59488.72 | 63797.65
| Reserve Margin Data | FRCC | South |  | c. DR MW | 2734.45 | 3962.85 | 5527.63 | 5878.95 | 6252.59 | 6649.99 | c. DR MW | 2734.45 | 3962.85 | 5527.63 | 5878.95 | 6252.59 | 6649.99
| Reserve Margin Data | FRCC | South |  | d. Capacity Credit | 57668.66 | 57798.86 | 61256.49 | 61522.91 | 59503.31 | 63790.28 | d. Capacity Credit | 57674.51 | 57810.51 | 61253.11 | 61520.75 | 59485.53 | 63797.03
Reserve Margin Data
| Reserve Margin Data |  |  |  | Reserve Margin Data: IESO | [6 empty] | Reserve Margin Data: IESO
| Reserve Margin Data |  |  |  |  | 2015 | 2020 | 2025 | 2030 | 2035 | 2040 |  | 2015 | 2020 | 2025 | 2030 | 2035 | 2040
| Reserve Margin Data | IESO | Ontario |  | a. Peak Demand | 21596.16 | 20650.12 | 20392.13 | 21284.45 | 20477.21 | 20474.97 | a. Peak Demand | 21596.16 | 20650.12 | 20392.13 | 21284.45 | 20477.21 | 20474.97
| Reserve Margin Data | IESO | Ontario |  | b. Peak Demand + Reserve Margin | 25267.51 | 24160.64 | 23858.79 | 24902.8 | 23958.33 | 23955.71 | b. Peak Demand + Reserve Margin | 25267.51 | 24160.64 | 23858.79 | 24902.8 | 23958.33 | 23955.71
| Reserve Margin Data | IESO | Ontario |  | c. DR MW | 1958.79 | 2066.83 | 2340.54 | 2421.21 | 2504.65 | 2590.98 | c. DR MW | 1958.79 | 2066.83 | 2340.54 | 2421.21 | 2504.65 | 2590.98
| Reserve Margin Data | IESO | Ontario |  | d. Capacity Credit | 26711.25 | 26819.3 | 27093.03 | 27424.19 | 25790.12 | 25126.45 | d. Capacity Credit | 26708.68 | 26816.72 | 27090.42 | 27171.09 | 25751.45 | 24333.19
Reserve Margin Data
| Reserve Margin Data |  |  |  | Reserve Margin Data: MAPP_CA | [6 empty] | Reserve Margin Data: MAPP_CA
| Reserve Margin Data |  |  |  |  | 2015 | 2020 | 2025 | 2030 | 2035 | 2040 |  | 2015 | 2020 | 2025 | 2030 | 2035 | 2040
| Reserve Margin Data | MAPP_CA | Midwest |  | a. Peak Demand | 8035.11 | 8350.57 | 8287.28 | 8692.95 | 8404.88 | 8445.78 | a. Peak Demand | 8035.11 | 8350.57 | 8287.28 | 8692.95 | 8404.88 | 8445.78
| Reserve Margin Data | MAPP_CA | Midwest |  | b. Peak Demand + Reserve Margin | 8999.32 | 9352.64 | 9281.75 | 9736.11 | 9413.46 | 9459.27 | b. Peak Demand + Reserve Margin | 8999.32 | 9352.64 | 9281.75 | 9736.11 | 9413.46 | 9459.27
| Reserve Margin Data | MAPP_CA | Midwest |  | c. DR MW | 89.5 | 308.14 | 546.73 | 568.39 | 590.9 | 614.31 | c. DR MW | 89.5 | 308.14 | 546.73 | 568.39 | 590.9 | 614.31
| Reserve Margin Data | MAPP_CA | Midwest |  | d. Capacity Credit | 8999.33 | 9352.64 | 9281.87 | 11757.82 | 11747.06 | 11770.45 | d. Capacity Credit | 8999.32 | 9352.64 | 9281.75 | 10721.45 | 10897.32 | 10920.73
Reserve Margin Data
| Reserve Margin Data |  |  |  | Reserve Margin Data: MAPP_US | [6 empty] | Reserve Margin Data: MAPP_US
| Reserve Margin Data |  |  |  |  | 2015 | 2020 | 2025 | 2030 | 2035 | 2040 |  | 2015 | 2020 | 2025 | 2030 | 2035 | 2040
| Reserve Margin Data | MAPP_US | Midwest |  | a. Peak Demand | 5129.44 | 5491.37 | 5428.86 | 5639.95 | 5683.4 | 5723.89 | a. Peak Demand | 5129.44 | 5491.37 | 5428.86 | 5639.95 | 5683.4 | 5723.89
| Reserve Margin Data | MAPP_US | Midwest |  | b. Peak Demand + Reserve Margin | 5847.56 | 6260.17 | 6188.9 | 6429.54 | 6479.08 | 6525.23 | b. Peak Demand + Reserve Margin | 5847.56 | 6260.17 | 6188.9 | 6429.54 | 6479.08 | 6525.23
| Reserve Margin Data | MAPP_US | Midwest |  | c. DR MW | 59 | 199.4 | 353.8 | 367.81 | 382.38 | 397.53 | c. DR MW | 59 | 199.4 | 353.8 | 367.81 | 382.38 | 397.53
| Reserve Margin Data | MAPP_US | Midwest |  | d. Capacity Credit | 5849.5 | 6259.53 | 6187 | 6427.86 | 6480.24 | 6524.72 | d. Capacity Credit | 5847.68 | 6259.94 | 6188.76 | 6427.69 | 6478.64 | 6526.57
Reserve Margin Data
| Reserve Margin Data |  |  |  | Reserve Margin Data: NEISO | [6 empty] | Reserve Margin Data: NEISO
| Reserve Margin Data |  |  |  |  | 2015 | 2020 | 2025 | 2030 | 2035 | 2040 |  | 2015 | 2020 | 2025 | 2030 | 2035 | 2040
| Reserve Margin Data | NEISO | Northeast |  | a. Peak Demand | 28416.17 | 26403.91 | 26008.78 | 25551.91 | 26477.35 | 25679.87 | a. Peak Demand | 28416.17 | 26403.91 | 26008.78 | 25551.91 | 26477.35 | 25679.87
| Reserve Margin Data | NEISO | Northeast |  | b. Peak Demand + Reserve Margin | 32962.76 | 30628.53 | 30170.18 | 29640.22 | 30713.72 | 29788.64 | b. Peak Demand + Reserve Margin | 32962.76 | 30628.53 | 30170.18 | 29640.22 | 30713.72 | 29788.64
| Reserve Margin Data | NEISO | Northeast |  | c. DR MW | 3092.4 | 3627.72 | 4230.66 | 4257.78 | 4282.5 | 4307.35 | c. DR MW | 3092.4 | 3627.72 | 4230.66 | 4257.78 | 4282.5 | 4307.35
| Reserve Margin Data | NEISO | Northeast |  | d. Capacity Credit | 32956.57 | 30627.64 | 30171.17 | 29642.12 | 30711.72 | 29796.58 | d. Capacity Credit | 32958.04 | 30623.93 | 30170.26 | 30257.84 | 30714.03 | 29793.81
Reserve Margin Data
| Reserve Margin Data |  |  |  | Reserve Margin Data: NonRTO_Midwest | [6 empty] | Reserve Margin Data: NonRTO_Midwest
| Reserve Margin Data |  |  |  |  | 2015 | 2020 | 2025 | 2030 | 2035 | 2040 |  | 2015 | 2020 | 2025 | 2030 | 2035 | 2040
| Reserve Margin Data | NonRTO_Midwest | MISO |  | a. Peak Demand | 11412.35 | 11569.49 | 11884.9 | 10957.56 | 11262.84 | 11807.74 | a. Peak Demand | 11412.35 | 11569.49 | 11884.9 | 10957.56 | 11262.84 | 11807.74
| Reserve Margin Data | NonRTO_Midwest | MISO |  | b. Peak Demand + Reserve Margin | 13010.07 | 13189.22 | 13548.79 | 12491.62 | 12839.64 | 13460.82 | b. Peak Demand + Reserve Margin | 13010.07 | 13189.22 | 13548.79 | 12491.62 | 12839.64 | 13460.82
| Reserve Margin Data | NonRTO_Midwest | MISO |  | c. DR MW | 193.98 | 453.37 | 727.88 | 745.89 | 764.35 | 783.26 | c. DR MW | 193.98 | 453.37 | 727.88 | 745.89 | 764.35 | 783.26
| Reserve Margin Data | NonRTO_Midwest | MISO |  | d. Capacity Credit | 13008.03 | 13191.09 | 13548.81 | 12486.9 | 12840.62 | 13460.08 | d. Capacity Credit | 13008.01 | 13190.27 | 13548.09 | 12486.78 | 12840.56 | 13458.77
Reserve Margin Data
| Reserve Margin Data |  |  |  | Reserve Margin Data: NYISO_J-K | [6 empty] | Reserve Margin Data: NYISO_J-K
| Reserve Margin Data |  |  |  |  | 2015 | 2020 | 2025 | 2030 | 2035 | 2040 |  | 2015 | 2020 | 2025 | 2030 | 2035 | 2040
| Reserve Margin Data | NYISO_J-K | Northeast |  | a. Peak Demand | 14770.7 | 15573.29 | 15898.98 | 16038 | 15901.54 | 16023.59 | a. Peak Demand | 14770.7 | 15573.29 | 15898.98 | 16038 | 15901.54 | 16023.59
| Reserve Margin Data | NYISO_J-K | Northeast |  | b. Peak Demand + Reserve Margin | 13589.04 | 14327.43 | 14627.07 | 14754.96 | 14629.41 | 14741.7 | b. Peak Demand + Reserve Margin | 13589.04 | 14327.43 | 14627.07 | 14754.96 | 14629.41 | 14741.7
| Reserve Margin Data | NYISO_J-K | Northeast |  | c. DR MW | 1319.07 | 1502.66 | 1718.62 | 1795.58 | 1875.99 | 1960 | c. DR MW | 1319.07 | 1502.66 | 1718.62 | 1795.58 | 1875.99 | 1960
| Reserve Margin Data | NYISO_J-K | Northeast |  | d. Capacity Credit | 14646.13 | 14829.77 | 15119.99 | 15197.08 | 15317.74 | 15401.75 | d. Capacity Credit | 14175.33 | 14358.92 | 14628.58 | 14756.64 | 14658.25 | 14742.26
Reserve Margin Data
| Reserve Margin Data |  |  |  | Reserve Margin Data: PJM_E | [6 empty] | Reserve Margin Data: PJM_E
| Reserve Margin Data |  |  |  |  | 2015 | 2020 | 2025 | 2030 | 2035 | 2040 |  | 2015 | 2020 | 2025 | 2030 | 2035 | 2040
| Reserve Margin Data | PJM_E | PJM_MAAC |  | a. Peak Demand | 29437.08 | 26957.84 | 26749.84 | 27161.45 | 27329.4 | 27784.97 | a. Peak Demand | 29437.08 | 26957.84 | 26749.84 | 27161.45 | 27329.4 | 27784.97
| Reserve Margin Data | PJM_E | PJM_MAAC |  | b. Peak Demand + Reserve Margin | 28789.47 | 26364.77 | 26161.35 | 26563.9 | 26728.15 | 27173.7 | b. Peak Demand + Reserve Margin | 28789.47 | 26364.77 | 26161.35 | 26563.9 | 26728.15 | 27173.7
| Reserve Margin Data | PJM_E | PJM_MAAC |  | c. DR MW | 1256.73 | 1718.17 | 2388.62 | 2469.72 | 2553.57 | 2640.27 | c. DR MW | 1256.73 | 1718.17 | 2388.62 | 2469.72 | 2553.57 | 2640.27
| Reserve Margin Data | PJM_E | PJM_MAAC |  | d. Capacity Credit | 33738.07 | 33150.39 | 34150.33 | 34231.5 | 31926.37 | 28167.08 | d. Capacity Credit | 32454.77 | 31866.61 | 31527.46 | 31580.69 | 28791.22 | 27174.09
Reserve Margin Data
| Reserve Margin Data |  |  |  | Reserve Margin Data: RMPA | [6 empty] | Reserve Margin Data: RMPA
| Reserve Margin Data |  |  |  |  | 2015 | 2020 | 2025 | 2030 | 2035 | 2040 |  | 2015 | 2020 | 2025 | 2030 | 2035 | 2040
| Reserve Margin Data | RMPA | West |  | a. Peak Demand | 12677.75 | 13837.46 | 12883.21 | 14032.71 | 14032.7 | 14320.28 | a. Peak Demand | 12677.75 | 13837.46 | 12883.21 | 14032.71 | 14032.7 | 14320.28
| Reserve Margin Data | RMPA | West |  | b. Peak Demand + Reserve Margin | 14452.64 | 15774.71 | 14686.86 | 15997.29 | 15997.28 | 16325.12 | b. Peak Demand + Reserve Margin | 14452.64 | 15774.71 | 14686.86 | 15997.29 | 15997.28 | 16325.12
| Reserve Margin Data | RMPA | West |  | c. DR MW | 486.05 | 622.89 | 804.5 | 856.88 | 912.57 | 971.91 | c. DR MW | 486.05 | 622.89 | 804.5 | 856.88 | 912.57 | 971.91
| Reserve Margin Data | RMPA | West |  | d. Capacity Credit | 14886.23 | 15769.95 | 14690.26 | 15996.53 | 15996.09 | 16325.53 | d. Capacity Credit | 14874.07 | 15776.97 | 14687.5 | 15993.38 | 15993.38 | 16325.31
Reserve Margin Data
| Reserve Margin Data |  |  |  | Reserve Margin Data: SOCO | [6 empty] | Reserve Margin Data: SOCO
| Reserve Margin Data |  |  |  |  | 2015 | 2020 | 2025 | 2030 | 2035 | 2040 |  | 2015 | 2020 | 2025 | 2030 | 2035 | 2040
| Reserve Margin Data | SOCO | South |  | a. Peak Demand | 48917.72 | 53536.94 | 53834.26 | 54220.95 | 53676.14 | 52835.67 | a. Peak Demand | 48917.72 | 53536.94 | 53834.26 | 54220.95 | 53676.14 | 52835.67
| Reserve Margin Data | SOCO | South |  | b. Peak Demand + Reserve Margin | 55766.2 | 61032.11 | 61371.05 | 61811.89 | 61190.8 | 60232.67 | b. Peak Demand + Reserve Margin | 55766.2 | 61032.11 | 61371.05 | 61811.89 | 61190.8 | 60232.67
| Reserve Margin Data | SOCO | South |  | c. DR MW | 2570.49 | 4773.97 | 7215.46 | 7512.46 | 7821.68 | 8143.63 | c. DR MW | 2570.49 | 4773.97 | 7215.46 | 7512.46 | 7821.68 | 8143.63
| Reserve Margin Data | SOCO | South |  | d. Capacity Credit | 55760.89 | 61037.82 | 61377.82 | 61799.48 | 61190.75 | 60234.8 | d. Capacity Credit | 55758.16 | 61024.98 | 61378.57 | 61799.26 | 61193.59 | 60232.4
Reserve Margin Data
| Reserve Margin Data |  |  |  | Reserve Margin Data: TVA | [6 empty] | Reserve Margin Data: TVA
| Reserve Margin Data |  |  |  |  | 2015 | 2020 | 2025 | 2030 | 2035 | 2040 |  | 2015 | 2020 | 2025 | 2030 | 2035 | 2040
| Reserve Margin Data | TVA | South |  | a. Peak Demand | 32046.86 | 35066.33 | 34262.05 | 33668.55 | 35751.86 | 35044.36 | a. Peak Demand | 32046.86 | 35066.33 | 34262.05 | 33668.55 | 35751.86 | 35044.36
| Reserve Margin Data | TVA | South |  | b. Peak Demand + Reserve Margin | 36853.89 | 40326.28 | 39401.36 | 38718.83 | 41114.64 | 40301.02 | b. Peak Demand + Reserve Margin | 36853.89 | 40326.28 | 39401.36 | 38718.83 | 41114.64 | 40301.02
| Reserve Margin Data | TVA | South |  | c. DR MW | 1805 | 2555.95 | 3357.9 | 3440.97 | 3526.11 | 3613.35 | c. DR MW | 1805 | 2555.95 | 3357.9 | 3440.97 | 3526.11 | 3613.35
| Reserve Margin Data | TVA | South |  | d. Capacity Credit | 36844.6 | 40332.88 | 39401.83 | 38710.34 | 41123.76 | 40296.86 | d. Capacity Credit | 36845.31 | 40321.46 | 39401.46 | 38718.97 | 41111.81 | 40298.71
Reserve Margin Data
| Reserve Margin Data |  |  |  | Reserve Margin Data: VACAR | [6 empty] | Reserve Margin Data: VACAR
| Reserve Margin Data |  |  |  |  | 2015 | 2020 | 2025 | 2030 | 2035 | 2040 |  | 2015 | 2020 | 2025 | 2030 | 2035 | 2040
| Reserve Margin Data | VACAR | South |  | a. Peak Demand | 49895.42 | 52403.03 | 53541.25 | 53758.95 | 53001.52 | 54775.11 | a. Peak Demand | 49895.42 | 52403.03 | 53541.25 | 53758.95 | 53001.52 | 54775.11
| Reserve Margin Data | VACAR | South |  | b. Peak Demand + Reserve Margin | 56880.77 | 59739.45 | 61037.02 | 61285.2 | 60421.73 | 62443.63 | b. Peak Demand + Reserve Margin | 56880.77 | 59739.45 | 61037.02 | 61285.2 | 60421.73 | 62443.63
| Reserve Margin Data | VACAR | South |  | c. DR MW | 2339.28 | 3868.22 | 5651.52 | 5928.05 | 6218.12 | 6522.37 | c. DR MW | 2339.28 | 3868.22 | 5651.52 | 5928.05 | 6218.12 | 6522.37
| Reserve Margin Data | VACAR | South |  | d. Capacity Credit | 56886.01 | 59735.87 | 61035.7 | 61272.54 | 60428.71 | 62441.61 | d. Capacity Credit | 56885.84 | 59727.74 | 61038.06 | 61276.92 | 60409.11 | 62441.93
Reserve Margin Data
| Reserve Margin Data |  |  |  | Reserve Margin Data: AZ_NM_SNV | [6 empty] | Reserve Margin Data: AZ_NM_SNV
| Reserve Margin Data |  |  |  |  | 2015 | 2020 | 2025 | 2030 | 2035 | 2040 |  | 2015 | 2020 | 2025 | 2030 | 2035 | 2040
| Reserve Margin Data | AZ_NM_SNV | West |  | a. Peak Demand | 26478.97 | 29587.47 | 30300.18 | 30625.14 | 32130.99 | 32130.99 | a. Peak Demand | 26478.97 | 29587.47 | 30300.18 | 30625.14 | 32130.99 | 32130.99
| Reserve Margin Data | AZ_NM_SNV | West |  | b. Peak Demand + Reserve Margin | 30636.17 | 34232.7 | 35057.31 | 35433.29 | 37175.56 | 37175.55 | b. Peak Demand + Reserve Margin | 30636.17 | 34232.7 | 35057.31 | 35433.29 | 37175.56 | 37175.55
| Reserve Margin Data | AZ_NM_SNV | West |  | c. DR MW | 334.55 | 1076.71 | 1928.33 | 2059.84 | 2196.64 | 2344.36 | c. DR MW | 334.55 | 1076.71 | 1928.33 | 2059.84 | 2196.64 | 2344.36
| Reserve Margin Data | AZ_NM_SNV | West |  | d. Capacity Credit | 30629.63 | 34237.07 | 35058.24 | 35430.4 | 37175.11 | 37176.28 | d. Capacity Credit | 30631.31 | 34236.78 | 35057.55 | 35428.29 | 37175.4 | 37174.59
Reserve Margin Data
| Reserve Margin Data |  |  |  | Reserve Margin Data: CA | [6 empty] | Reserve Margin Data: CA
| Reserve Margin Data |  |  |  |  | 2015 | 2020 | 2025 | 2030 | 2035 | 2040 |  | 2015 | 2020 | 2025 | 2030 | 2035 | 2040
| Reserve Margin Data | CA | West |  | a. Peak Demand | 62369.58 | 66254.09 | 67147.73 | 69917.77 | 71670.91 | 75639.37 | a. Peak Demand | 62369.58 | 66254.09 | 67147.73 | 69917.77 | 71670.91 | 75639.37
| Reserve Margin Data | CA | West |  | b. Peak Demand + Reserve Margin | 72722.93 | 77252.26 | 78294.26 | 81524.12 | 83568.28 | 88195.5 | b. Peak Demand + Reserve Margin | 72722.93 | 77252.26 | 78294.26 | 81524.12 | 83568.28 | 88195.5
| Reserve Margin Data | CA | West |  | c. DR MW | 4441.2 | 4603.38 | 4993.26 | 5277.46 | 5551.88 | 5835.06 | c. DR MW | 4441.2 | 4603.38 | 4993.26 | 5277.46 | 5551.88 | 5835.06
| Reserve Margin Data | CA | West |  | d. Capacity Credit | 72714.92 | 77222.89 | 78311.46 | 81509.23 | 83567.8 | 88196.56 | d. Capacity Credit | 72713.21 | 77231.33 | 78318.27 | 81505.37 | 83568.05 | 88189.02
Reserve Margin Data
| Reserve Margin Data |  |  |  | Reserve Margin Data: MISO | [6 empty] | Reserve Margin Data: MISO
| Reserve Margin Data |  |  |  |  | 2015 | 2020 | 2025 | 2030 | 2035 | 2040 |  | 2015 | 2020 | 2025 | 2030 | 2035 | 2040
| Reserve Margin Data | MISO | Midwest |  | a. Peak Demand | 92771.39 | 93609.81 | 100435.65 | 101785.09 | 97786.79 | 101382.85 | a. Peak Demand | 92771.39 | 93609.81 | 100435.65 | 101785.09 | 97786.79 | 101382.85
| Reserve Margin Data | MISO | Midwest |  | b. Peak Demand + Reserve Margin | 108913.62 | 109897.91 | 117911.45 | 119495.7 | 114801.69 | 119023.46 | b. Peak Demand + Reserve Margin | 108913.62 | 109897.91 | 117911.45 | 119495.7 | 114801.69 | 119023.46
| Reserve Margin Data | MISO | Midwest |  | c. DR MW | 6024.78 | 8117.79 | 10669.2 | 11079.6 | 11505.92 | 11948.8 | c. DR MW | 6024.78 | 8117.79 | 10669.2 | 11079.6 | 11505.92 | 11948.8
| Reserve Margin Data | MISO | Midwest |  | d. Capacity Credit | 108935.64 | 109879.73 | 117945.45 | 119505.41 | 114818.05 | 119017.35 | d. Capacity Credit | 108957.41 | 109839.87 | 117916.47 | 119505.02 | 114801.1 | 118997.23
Reserve Margin Data
| Reserve Margin Data |  |  |  | Reserve Margin Data: NWPP | [6 empty] | Reserve Margin Data: NWPP
| Reserve Margin Data |  |  |  |  | 2015 | 2020 | 2025 | 2030 | 2035 | 2040 |  | 2015 | 2020 | 2025 | 2030 | 2035 | 2040
| Reserve Margin Data | NWPP | West |  | a. Peak Demand | 36159.13 | 38275.33 | 39293.31 | 39990.2 | 39990.2 | 43276.5 | a. Peak Demand | 36159.13 | 38275.33 | 39293.31 | 39990.2 | 39990.2 | 43276.5
| Reserve Margin Data | NWPP | West |  | b. Peak Demand + Reserve Margin | 42667.78 | 45164.89 | 46366.11 | 47188.43 | 47188.44 | 51066.27 | b. Peak Demand + Reserve Margin | 42667.78 | 45164.89 | 46366.11 | 47188.43 | 47188.44 | 51066.27
| Reserve Margin Data | NWPP | West |  | c. DR MW | 0.01 | 953.34 | 1988.72 | 2091.14 | 2193.74 | 2298.72 | c. DR MW | 0.01 | 953.34 | 1988.72 | 2091.14 | 2193.74 | 2298.72
| Reserve Margin Data | NWPP | West |  | d. Capacity Credit | 49244.09 | 50601.76 | 49135.49 | 50854.49 | 49611.09 | 52113.91 | d. Capacity Credit | 49243.52 | 50653.54 | 49187.03 | 50946.43 | 49816.57 | 52138.59
Reserve Margin Data
| Reserve Margin Data |  |  |  | Reserve Margin Data: NYISO | [6 empty] | Reserve Margin Data: NYISO
| Reserve Margin Data |  |  |  |  | 2015 | 2020 | 2025 | 2030 | 2035 | 2040 |  | 2015 | 2020 | 2025 | 2030 | 2035 | 2040
| Reserve Margin Data | NYISO | Northeast |  | a. Peak Demand | 28540.06 | 30358.42 | 30861.79 | 31331.41 | 30533.94 | 30615.37 | a. Peak Demand | 28540.06 | 30358.42 | 30861.79 | 31331.41 | 30533.94 | 30615.37
| Reserve Margin Data | NYISO | Northeast |  | b. Peak Demand + Reserve Margin | 33249.17 | 35367.56 | 35953.98 | 36501.09 | 35572.04 | 35666.91 | b. Peak Demand + Reserve Margin | 33249.17 | 35367.56 | 35953.98 | 36501.09 | 35572.04 | 35666.91
| Reserve Margin Data | NYISO | Northeast |  | c. DR MW | 2565.83 | 2901.13 | 3296.24 | 3421.43 | 3551.63 | 3687.07 | c. DR MW | 2565.83 | 2901.13 | 3296.24 | 3421.43 | 3551.63 | 3687.07
| Reserve Margin Data | NYISO | Northeast |  | d. Capacity Credit | 34891.5 | 35342.42 | 35954.18 | 36503.16 | 36243.58 | 35668.54 | d. Capacity Credit | 34559.49 | 35362.32 | 35953.4 | 36510.22 | 35571.53 | 35662.77
Reserve Margin Data
| Reserve Margin Data |  |  |  | Reserve Margin Data: NYISO_G-I_J-K | [6 empty] | Reserve Margin Data: NYISO_G-I_J-K
| Reserve Margin Data |  |  |  |  | 2015 | 2020 | 2025 | 2030 | 2035 | 2040 |  | 2015 | 2020 | 2025 | 2030 | 2035 | 2040
| Reserve Margin Data | NYISO_G-I_J-K | Northeast |  | a. Peak Demand | 18572.33 | 19532.14 | 19944.79 | 20006.48 | 19907.3 | 20055.11 | a. Peak Demand | 18572.33 | 19532.14 | 19944.79 | 20006.48 | 19907.3 | 20055.11
| Reserve Margin Data | NYISO_G-I_J-K | Northeast |  | b. Peak Demand + Reserve Margin | 17643.71 | 18555.53 | 18947.55 | 19006.16 | 18911.93 | 19052.36 | b. Peak Demand + Reserve Margin | 17643.71 | 18555.53 | 18947.55 | 19006.16 | 18911.93 | 19052.36
| Reserve Margin Data | NYISO_G-I_J-K | Northeast |  | c. DR MW | 1658.63 | 1882.98 | 2152.95 | 2248.69 | 2348.69 | 2453.13 | c. DR MW | 1658.63 | 1882.98 | 2152.95 | 2248.69 | 2348.69 | 2453.13
| Reserve Margin Data | NYISO_G-I_J-K | Northeast |  | d. Capacity Credit | 18436.19 | 18669.66 | 19088.3 | 19229.2 | 18912.84 | 19797.2 | d. Capacity Credit | 17964.89 | 18550.29 | 18948.31 | 19140.14 | 18911.86 | 21628.34
Reserve Margin Data
| Reserve Margin Data |  |  |  | Reserve Margin Data: PJM | [6 empty] | Reserve Margin Data: PJM
| Reserve Margin Data |  |  |  |  | 2015 | 2020 | 2025 | 2030 | 2035 | 2040 |  | 2015 | 2020 | 2025 | 2030 | 2035 | 2040
| Reserve Margin Data | PJM | PJM |  | a. Peak Demand | 147146.78 | 145723.4 | 140313.94 | 142279.02 | 141792.59 | 143869.67 | a. Peak Demand | 147146.78 | 145723.4 | 140313.94 | 142279.02 | 141792.59 | 143869.67
| Reserve Margin Data | PJM | PJM |  | b. Peak Demand + Reserve Margin | 169660.23 | 168019.08 | 161781.97 | 164047.71 | 163486.86 | 165881.73 | b. Peak Demand + Reserve Margin | 169660.23 | 168019.08 | 161781.97 | 164047.71 | 163486.86 | 165881.73
| Reserve Margin Data | PJM | PJM |  | c. DR MW | 6888.69 | 10788.12 | 15528.1 | 16025.26 | 16538.36 | 17067.93 | c. DR MW | 6888.69 | 10788.12 | 15528.1 | 16025.26 | 16538.36 | 17067.93
| Reserve Margin Data | PJM | PJM |  | d. Capacity Credit | 169672.99 | 168074.54 | 162391.16 | 164025.23 | 163507.1 | 165873.49 | d. Capacity Credit | 169638.05 | 168000.69 | 161762.2 | 164040.9 | 163496.91 | 165878.88
Reserve Margin Data
| Reserve Margin Data |  |  |  | Reserve Margin Data: SPP | [6 empty] | Reserve Margin Data: SPP
| Reserve Margin Data |  |  |  |  | 2015 | 2020 | 2025 | 2030 | 2035 | 2040 |  | 2015 | 2020 | 2025 | 2030 | 2035 | 2040
| Reserve Margin Data | SPP | Southwest |  | a. Peak Demand | 55452.51 | 59996.2 | 58421.53 | 59913.5 | 61638.24 | 62379.68 | a. Peak Demand | 55452.51 | 59996.2 | 58421.53 | 59913.5 | 61638.24 | 62379.68
| Reserve Margin Data | SPP | Southwest |  | b. Peak Demand + Reserve Margin | 62994.05 | 68155.69 | 66366.86 | 68061.74 | 70021.04 | 70863.31 | b. Peak Demand + Reserve Margin | 62994.05 | 68155.69 | 66366.86 | 68061.74 | 70021.04 | 70863.31
| Reserve Margin Data | SPP | Southwest |  | c. DR MW | 1132.21 | 3430.99 | 5911.36 | 6129.52 | 6355.94 | 6590.94 | c. DR MW | 1132.21 | 3430.99 | 5911.36 | 6129.52 | 6355.94 | 6590.94
| Reserve Margin Data | SPP | Southwest |  | d. Capacity Credit | 63002.32 | 68147.23 | 67137 | 68047.97 | 70055.62 | 70829.29 | d. Capacity Credit | 62996.67 | 68134.89 | 66381.62 | 68059.6 | 70026.03 | 70856.37

## RegionResults
Region |  | Future 2, Sensitivity 2: Federal Carbon, Soft Transmission Constraint, 25% Overload Charges | [6 empty] | Future 2 Base: Federal Carbon Constraint
MISO_IN |  | Capacity Tables by Region | [6 empty] | Capacity Tables by Region | [6 empty] | Difference (Case 1 - Case 2)
Pool/Region
ENT |  | Region | MISO_IN | [5 empty] | Region | MISO_IN
FRCC
MAPP_US |  | #1 New Build Capacity (MW) | [6 empty] | #1 New Build Capacity (MW) | [6 empty] | #1 New Build Capacity (MW)
MISO_IN |  |  | 2015 | 2020 | 2025 | 2030 | 2035 | 2040 | x | 2015 | 2020 | 2025 | 2030 | 2035 | 2040 |  | 2015 | 2020 | 2025 | 2030 | 2035 | 2040
MISO_MI |  | Coal | 618.01 | 0.01 | 0 | 0 | 0 | 0 | Coal | 618 | 0 | 0 | 0 | 0 | 0 | Coal | 0.01 | 0.01 | 0 | 0 | 0 | 0
MISO_MO-IL |  | Coal-CCS | 0 | 0.01 | 0 | 0.01 | 0.01 | 0 | Coal-CCS | 0 | 0 | 0 | 0 | 0 | 0 | Coal-CCS | 0 | 0.01 | 0 | 0.01 | 0.01 | 0
MISO_W |  | Nuclear | 0 | 0 | 0 | 0.03 | 0.07 | 0.01 | Nuclear | 0 | 0 | 0 | 0 | 0 | 0 | Nuclear | 0 | 0 | 0 | 0.03 | 0.07 | 0.01
MISO_WUMS |  | CC | 0.62 | 1486.84 | 0.06 | 0.1 | 0 | 0 | CC | 1830.06 | 12320.32 | 0 | 0 | 0 | 0 | CC | -1829.44 | -10833.48 | 0.06 | 0.1 | 0 | 0
NE |  | CT | 0.02 | 0.06 | 0 | 0.03 | 0 | 0 | CT | 0 | 0 | 0 | 0 | 0 | 0 | CT | 0.02 | 0.06 | 0 | 0.03 | 0 | 0
NEISO |  | Steam O/G | 0 | 0 | 0 | 0 | 0 | 0 | Steam O/G | 0 | 0 | 0 | 0 | 0 | 0 | Steam O/G | 0 | 0 | 0 | 0 | 0 | 0
NonRTO_Midwest |  | Hydro | 0 | 0 | 0 | 0 | 0 | 0 | Hydro | 0 | 0 | 0 | 0 | 0 | 0 | Hydro | 0 | 0 | 0 | 0 | 0 | 0
NYISO_A-F |  | On-shore Wind | 0.02 | 0.01 | 0.02 | 0.03 | 0 | 0 | On-shore Wind | 0 | 0 | 0 | 41578.97 | 0 | 0 | On-shore Wind | 0.02 | 0.01 | 0.02 | -41578.94 | 0 | 0
NYISO_G-I |  | Off-shore Wind | 0.06 | 0 | 0 | 0 | 0 | 0 | Off-shore Wind | 0 | 0 | 0 | 0 | 0 | 0 | Off-shore Wind | 0.06 | 0 | 0 | 0 | 0 | 0
NYISO_J-K |  | Other Renew | 0.01 | 225.92 | 190.97 | 4.13 | 212.53 | 3279.52 | Other Renew | 0 | 225.81 | 191.1 | 4.15 | 0 | 0 | Other Renew | 0.01 | 0.11 | -0.13 | -0.02 | 212.53 | 3279.52
PJM_E |  | HQ/Maritimes | 0 | 0 | 0 | 0 | 0 | 0 | HQ/Maritimes | 0 | 0 | 0 | 0 | 0 | 0 | HQ/Maritimes | 0 | 0 | 0 | 0 | 0 | 0
PJM_ROM |  | Other | 0 | 0 | 0 | 0 | 0 | 0 | Other | 0 | 0 | 0 | 0 | 0 | 0 | Other | 0 | 0 | 0 | 0 | 0 | 0
PJM_ROR |  | DR | 0 | 0 | 0 | 0 | 0 | 0 | DR | 0 | 0 | 0 | 0 | 0 | 0 | DR | 0 | 0 | 0 | 0 | 0 | 0
SOCO |  | Total | 618.74 | 1712.85 | 191.05 | 4.33 | 212.61 | 3279.53 | Total | 2448.06 | 12546.13 | 191.1 | 41583.12 | 0 | 0 | Total | -1829.32 | -10833.28 | -0.05 | -41578.79 | 212.61 | 3279.53
SPP_N
SPP_S
TVA |  | #2 Cumulative New Build Capacity (MW) | [6 empty] | #2 Cumulative New Build Capacity (MW) | [6 empty] | #2 Cumulative New Build Capacity (MW)
TVA_Transmission |  |  | 2015 | 2020 | 2025 | 2030 | 2035 | 2040 |  | 2015 | 2020 | 2025 | 2030 | 2035 | 2040 |  | 2015 | 2020 | 2025 | 2030 | 2035 | 2040
VACAR |  | Coal | 618.01 | 618.01 | 618.01 | 618.01 | 618.01 | 618.01 | Coal | 618 | 618 | 618 | 618 | 618 | 618 | Coal | 0.01 | 0.01 | 0.01 | 0.01 | 0.01 | 0.01
IESO |  | Coal-CCS | 0 | 0.01 | 0.01 | 0.02 | 0.03 | 0.03 | Coal-CCS | 0 | 0 | 0 | 0 | 0 | 0 | Coal-CCS | 0 | 0.01 | 0.01 | 0.02 | 0.03 | 0.03
MAPP_CA |  | Nuclear | 0 | 0 | 0 | 0.03 | 0.1 | 0.11 | Nuclear | 0 | 0 | 0 | 0 | 0 | 0 | Nuclear | 0 | 0 | 0 | 0.03 | 0.1 | 0.11
AZ_NM_SNV |  | CC | 0.62 | 1487.46 | 1487.52 | 1487.62 | 1487.62 | 1487.62 | CC | 1830.06 | 14150.38 | 14150.38 | 14150.38 | 14150.38 | 14150.38 | CC | -1829.44 | -12662.92 | -12662.86 | -12662.76 | -12662.76 | -12662.76
AZ_NM_SNV_Coal |  | CT | 0.02 | 0.08 | 0.08 | 0.11 | 0.12 | 0.12 | CT | 0 | 0 | 0 | 0 | 0 | 0 | CT | 0.02 | 0.08 | 0.08 | 0.11 | 0.12 | 0.12
AZ_NM_SNV_Gas |  | Steam O/G | 0 | 0 | 0 | 0 | 0 | 0 | Steam O/G | 0 | 0 | 0 | 0 | 0 | 0 | Steam O/G | 0 | 0 | 0 | 0 | 0 | 0
AZ_NM_SNV_NucRenew |  | Hydro | 0 | 0 | 0 | 0 | 0 | 0 | Hydro | 0 | 0 | 0 | 0 | 0 | 0 | Hydro | 0 | 0 | 0 | 0 | 0 | 0
ERCOT |  | On-shore Wind | 0.02 | 0.03 | 0.06 | 0.09 | 0.09 | 0.1 | On-shore Wind | 0 | 0 | 0 | 41578.98 | 41578.98 | 41578.98 | On-shore Wind | 0.02 | 0.03 | 0.06 | -41578.89 | -41578.89 | -41578.88
NP15 |  | Off-shore Wind | 0.06 | 0.07 | 0.07 | 0.07 | 0.07 | 0.07 | Off-shore Wind | 0 | 0 | 0 | 0 | 0 | 0 | Off-shore Wind | 0.06 | 0.07 | 0.07 | 0.07 | 0.07 | 0.07
NWPP_Coal |  | Other Renew | 0.01 | 225.93 | 416.9 | 421.03 | 633.56 | 3913.09 | Other Renew | 0 | 225.81 | 416.91 | 421.07 | 421.07 | 421.07 | Other Renew | 0.01 | 0.12 | -0.01 | -0.04 | 212.49 | 3492.02
NWPP_Gas |  | HQ/Maritimes | 0 | 0 | 0 | 0 | 0 | 0 | HQ/Maritimes | 0 | 0 | 0 | 0 | 0 | 0 | HQ/Maritimes | 0 | 0 | 0 | 0 | 0 | 0
NWPP_NucRenew |  | Other | 0 | 0 | 0 | 0 | 0 | 0 | Other | 0 | 0 | 0 | 0 | 0 | 0 | Other | 0 | 0 | 0 | 0 | 0 | 0
RMPA |  | DR | 0 | 0 | 0 | 0 | 0 | 0 | DR | 0 | 0 | 0 | 0 | 0 | 0 | DR | 0 | 0 | 0 | 0 | 0 | 0
SP15 |  | Total | 618.74 | 2331.59 | 2522.65 | 2526.98 | 2739.6 | 6019.15 | Total | 2448.06 | 14994.19 | 15185.29 | 56768.43 | 56768.43 | 56768.43 | Total | -1829.32 | -12662.6 | -12662.64 | -54241.45 | -54028.83 | -50749.28
ALB
BC
HQ_IESO |  | #3 Retirements of Capacity (MW) | [6 empty] | #3 Retirements of Capacity (MW) | [6 empty] | #3 Retirements of Capacity (MW)
HQ_NEISO |  |  | 2015 | 2020 | 2025 | 2030 | 2035 | 2040 |  | 2015 | 2020 | 2025 | 2030 | 2035 | 2040 |  | 2015 | 2020 | 2025 | 2030 | 2035 | 2040
HQ_NY |  | Coal | 5485.07 | 1803.2 | 3823.64 | 0.04 | 0.1 | 0.25 | Coal | 5937.63 | 2275.99 | 350.63 | 2848.61 | 0 | 0 | Coal | -452.56 | -472.79 | 3473.01 | -2848.57 | 0.1 | 0.25
MARITIMES |  | Coal-CCS | 0 | 0 | 0 | 0 | 0 | 0 | Coal-CCS | 0 | 0 | 0 | 0 | 0 | 0 | Coal-CCS | 0 | 0 | 0 | 0 | 0 | 0
All |  | Nuclear | 0 | 0 | 0 | 0 | 0 | 0 | Nuclear | 0 | 0 | 0 | 0 | 0 | 0 | Nuclear | 0 | 0 | 0 | 0 | 0 | 0
EI_US |  | CC | 0 | 0 | 0 | 0 | 0 | 0.01 | CC | 0 | 0 | 0 | 0 | 0 | 0 | CC | 0 | 0 | 0 | 0 | 0 | 0.01
EI_Canada |  | CT | 0 | 0 | 0 | 0 | 0 | 0 | CT | 0 | 0 | 0 | 0 | 0 | 0 | CT | 0 | 0 | 0 | 0 | 0 | 0
EI |  | Steam O/G | 0 | 0 | 0 | 0 | 0 | 0.01 | Steam O/G | 0 | 0 | 0 | 0 | 0 | 13.42 | Steam O/G | 0 | 0 | 0 | 0 | 0 | -13.41
Outside_EI |  | Hydro | 0 | 0 | 0 | 0 | 0 | 0 | Hydro | 0 | 0 | 0 | 0 | 0 | 0 | Hydro | 0 | 0 | 0 | 0 | 0 | 0
|  | On-shore Wind | 0 | 0 | 0 | 0 | 0 | 0 | On-shore Wind | 0 | 0 | 0 | 0 | 0 | 0 | On-shore Wind | 0 | 0 | 0 | 0 | 0 | 0
|  | Off-shore Wind | 0 | 0 | 0 | 0 | 0 | 0 | Off-shore Wind | 0 | 0 | 0 | 0 | 0 | 0 | Off-shore Wind | 0 | 0 | 0 | 0 | 0 | 0
For Reserve Margin Only |  | Other Renew | 0 | 0 | 0 | 0 | 0 | 0 | Other Renew | 0 | 0 | 0 | 0 | 0 | 0 | Other Renew | 0 | 0 | 0 | 0 | 0 | 0
MISO |  | HQ/Maritimes | 0 | 0 | 0 | 0 | 0 | 0 | HQ/Maritimes | 0 | 0 | 0 | 0 | 0 | 0 | HQ/Maritimes | 0 | 0 | 0 | 0 | 0 | 0
SPP |  | Other | 0 | 0 | 0 | 0 | 0 | 0 | Other | 0 | 0 | 0 | 0 | 0 | 0 | Other | 0 | 0 | 0 | 0 | 0 | 0
NYISO |  | DR | 0 | 0 | 0 | 0 | 0 | 0 | DR | 0 | 0 | 0 | 0 | 0 | 0 | DR | 0 | 0 | 0 | 0 | 0 | 0
NYISO_G-I_J-K |  | Total | 5485.07 | 1803.2 | 3823.64 | 0.04 | 0.1 | 0.27 | Total | 5937.63 | 2275.99 | 350.63 | 2848.61 | 0 | 13.42 | Total | -452.56 | -472.79 | 3473.01 | -2848.57 | 0.1 | -13.15
PJM
AZ_NM_SNV
CA |  | #4 Cumulative Retirements of Capacity (MW) | [6 empty] | #4 Cumulative Retirements of Capacity (MW) | [6 empty] | #4 Cumulative Retirements of Capacity (MW)
NWPP |  |  | 2015 | 2020 | 2025 | 2030 | 2035 | 2040 |  | 2015 | 2020 | 2025 | 2030 | 2035 | 2040 |  | 2015 | 2020 | 2025 | 2030 | 2035 | 2040
|  | Coal | 5485.07 | 7288.28 | 11111.92 | 11111.96 | 11112.06 | 11112.31 | Coal | 5937.63 | 8213.62 | 8564.25 | 11412.86 | 11412.86 | 11412.86 | Coal | -452.56 | -925.34 | 2547.67 | -300.9 | -300.8 | -300.55
|  | Coal-CCS | 0 | 0 | 0 | 0 | 0 | 0 | Coal-CCS | 0 | 0 | 0 | 0 | 0 | 0 | Coal-CCS | 0 | 0 | 0 | 0 | 0 | 0
|  | Nuclear | 0 | 0 | 0 | 0 | 0 | 0 | Nuclear | 0 | 0 | 0 | 0 | 0 | 0 | Nuclear | 0 | 0 | 0 | 0 | 0 | 0
|  | CC | 0 | 0 | 0 | 0 | 0 | 0.01 | CC | 0 | 0 | 0 | 0 | 0 | 0 | CC | 0 | 0 | 0 | 0 | 0 | 0.01
ReportingType | Technology Summary | CT | 0 | 0 | 0.01 | 0.01 | 0.01 | 0.02 | CT | 0 | 0 | 0 | 0 | 0 | 0 | CT | 0 | 0 | 0.01 | 0.01 | 0.01 | 0.02
BM | Other Renew | Steam O/G | 0 | 0 | 0 | 0 | 0 | 0.01 | Steam O/G | 0 | 0 | 0 | 0 | 0 | 13.42 | Steam O/G | 0 | 0 | 0 | 0 | 0 | -13.41
CC | CC | Hydro | 0 | 0 | 0 | 0 | 0 | 0 | Hydro | 0 | 0 | 0 | 0 | 0 | 0 | Hydro | 0 | 0 | 0 | 0 | 0 | 0
CSP | Other Renew | On-shore Wind | 0 | 0 | 0 | 0 | 0 | 0 | On-shore Wind | 0 | 0 | 0 | 0 | 0 | 0 | On-shore Wind | 0 | 0 | 0 | 0 | 0 | 0
CT | CT | Off-shore Wind | 0 | 0 | 0 | 0 | 0 | 0 | Off-shore Wind | 0 | 0 | 0 | 0 | 0 | 0 | Off-shore Wind | 0 | 0 | 0 | 0 | 0 | 0
Coal | Coal | Other Renew | 0 | 0 | 0 | 0 | 0 | 0 | Other Renew | 0 | 0 | 0 | 0 | 0 | 0 | Other Renew | 0 | 0 | 0 | 0 | 0 | 0
Geo | Other Renew | HQ/Maritimes | 0 | 0 | 0 | 0 | 0 | 0 | HQ/Maritimes | 0 | 0 | 0 | 0 | 0 | 0 | HQ/Maritimes | 0 | 0 | 0 | 0 | 0 | 0
H | Hydro | Other | 0 | 0 | 0 | 0 | 0 | 0 | Other | 0 | 0 | 0 | 0 | 0 | 0 | Other | 0 | 0 | 0 | 0 | 0 | 0
LFG | Other Renew | DR | 0 | 0 | 0 | 0 | 0 | 0 | DR | 0 | 0 | 0 | 0 | 0 | 0 | DR | 0 | 0 | 0 | 0 | 0 | 0
Nuc | Nuclear | Total | 5485.07 | 7288.28 | 11111.93 | 11111.97 | 11112.07 | 11112.35 | Total | 5937.63 | 8213.62 | 8564.25 | 11412.86 | 11412.86 | 11426.28 | Total | -452.56 | -925.34 | 2547.68 | -300.89 | -300.79 | -313.93
PS | Other
PV | Other Renew
PeakG | CT | #5 Total Installed ACTIVE Capacity (MW) | [6 empty] | #5 Total Installed ACTIVE Capacity (MW) | [6 empty] | #5 Total Installed ACTIVE Capacity (MW)
PeakO | CT |  | 2015 | 2020 | 2025 | 2030 | 2035 | 2040 |  | 2015 | 2020 | 2025 | 2030 | 2035 | 2040 |  | 2015 | 2020 | 2025 | 2030 | 2035 | 2040
ST | Other Renew | Coal | 9879.66 | 8076.46 | 4252.83 | 4252.78 | 4252.71 | 4252.46 | Coal | 9427.07 | 7151.08 | 6800.45 | 3951.84 | 3951.84 | 3951.84 | Coal | 452.59 | 925.38 | -2547.62 | 300.94 | 300.87 | 300.62
STOG | Steam O/G | Coal-CCS | 0 | 0.01 | 0.01 | 0.02 | 0.03 | 0.03 | Coal-CCS | 0 | 0 | 0 | 0 | 0 | 0 | Coal-CCS | 0 | 0.01 | 0.01 | 0.02 | 0.03 | 0.03
STWD | Other Renew | Nuclear | 0.1 | 0.1 | 0.1 | 0.13 | 0.2 | 0.21 | Nuclear | 0.1 | 0.1 | 0.1 | 0.1 | 0.1 | 0.1 | Nuclear | 0 | 0 | 0 | 0.03 | 0.1 | 0.11
WT | On-shore Wind | CC | 1396.62 | 2883.46 | 2883.52 | 2883.61 | 2883.61 | 2883.61 | CC | 3226.06 | 15546.38 | 15546.38 | 15546.38 | 15546.38 | 15546.38 | CC | -1829.44 | -12662.92 | -12662.86 | -12662.77 | -12662.77 | -12662.77
IGCC | Coal | CT | 3414.02 | 3414.08 | 3414.07 | 3414.1 | 3414.1 | 3414.09 | CT | 3414 | 3414 | 3414 | 3414 | 3414 | 3414 | CT | 0.02 | 0.08 | 0.07 | 0.1 | 0.1 | 0.09
DemandResponse | DR | Steam O/G | 279 | 279 | 279 | 279 | 279 | 278.99 | Steam O/G | 279 | 279 | 279 | 279 | 279 | 265.58 | Steam O/G | 0 | 0 | 0 | 0 | 0 | 13.41
IGCC-CCS | Coal-CCS | Hydro | 75 | 75 | 75 | 75 | 75 | 75 | Hydro | 75 | 75 | 75 | 75 | 75 | 75 | Hydro | 0 | 0 | 0 | 0 | 0 | 0
WT_off | Off-shore Wind | On-shore Wind | 535.01 | 535.02 | 535.04 | 535.08 | 535.08 | 535.08 | On-shore Wind | 535 | 535 | 535 | 42113.98 | 42113.98 | 42113.98 | On-shore Wind | 0.01 | 0.02 | 0.04 | -41578.9 | -41578.9 | -41578.9
PseudoUnit | Other | Off-shore Wind | 0 | 0 | 0 | 0.01 | 0.01 | 0.01 | Off-shore Wind | 0 | 0 | 0 | 0 | 0 | 0 | Off-shore Wind | 0 | 0 | 0 | 0.01 | 0.01 | 0.01
FixedInterchange | HQ/Maritimes | Other Renew | 37 | 262.92 | 453.89 | 458.02 | 670.55 | 3950.07 | Other Renew | 37 | 262.81 | 453.91 | 458.07 | 458.07 | 458.07 | Other Renew | 0 | 0.11 | -0.02 | -0.05 | 212.48 | 3492
|  | HQ/Maritimes | 0 | 0 | 0 | 0 | 0 | 0 | HQ/Maritimes | 0 | 0 | 0 | 0 | 0 | 0 | HQ/Maritimes | 0 | 0 | 0 | 0 | 0 | 0
|  | Other | 0 | 0 | 0 | 0 | 0 | 0 | Other | 0 | 0 | 0 | 0 | 0 | 0 | Other | 0 | 0 | 0 | 0 | 0 | 0
|  | DR | 1068.55 | 1287.74 | 1545.09 | 1592.8 | 1641.97 | 1692.67 | DR | 1068.55 | 1287.74 | 1545.09 | 1592.8 | 1641.97 | 1692.67 | DR | 0 | 0 | 0 | 0 | 0 | 0
|  | Total | 16684.96 | 16813.79 | 13438.55 | 13490.55 | 13752.26 | 17082.22 | Total | 18061.78 | 28551.11 | 28648.93 | 67431.17 | 67480.34 | 67517.62 | Total | -1376.82 | -11737.32 | -15210.38 | -53940.62 | -53728.08 | -50435.4
|  | #6 Retrofit Capacity (MW) | [6 empty] | #6 Retrofit Capacity (MW) | [6 empty] | #6 Retrofit Capacity (MW)
|  |  | 2015 | 2020 | 2025 | 2030 | 2035 | 2040 |  | 2015 | 2020 | 2025 | 2030 | 2035 | 2040 |  | 2015 | 2020 | 2025 | 2030 | 2035 | 2040
|  | FGD | 0.25 | 472.98 | 0.45 | 0.44 | 0.4 | 0.29 | FGD | 0 | 0.01 | 0.01 | 0 | 0 | 0 | FGD | 0.25 | 472.97 | 0.44 | 0.44 | 0.4 | 0.29
|  | SNCR | 1.51 | 1.17 | 0.3 | 0.34 | 0.36 | 0.28 | SNCR | 0.01 | 0.01 | 0.01 | 0 | 0 | 0 | SNCR | 1.5 | 1.16 | 0.29 | 0.34 | 0.36 | 0.28
|  | SCR | 0.19 | 0.21 | 0.2 | 0.2 | 0.2 | 0.19 | SCR | 0 | 0 | 0 | 0 | 0 | 0 | SCR | 0.19 | 0.21 | 0.2 | 0.2 | 0.2 | 0.19
|  | ACI90 | 0 | 0 | 0 | 0 | 0 | 0 | ACI90 | 0 | 0 | 0 | 0 | 0 | 0 | ACI90 | 0 | 0 | 0 | 0 | 0 | 0
|  | RPJ90 | 80.63 | 7300.07 | 3634.63 | 3634.62 | 3634.54 | 3634.31 | RPJ90 | 0.87 | 6264.24 | 5913.77 | 3333.84 | 3333.84 | 3333.84 | RPJ90 | 79.76 | 1035.83 | -2279.14 | 300.78 | 300.7 | 300.47
|  | PCSEQ | 0 | 0.07 | 26.43 | 598.69 | 1759.92 | 1759.95 | PCSEQ | 0 | 0 | 24.46 | 410.04 | 1803.51 | 1868.72 | PCSEQ | 0 | 0.07 | 1.97 | 188.65 | -43.59 | -108.77
|  | Total | 82.58 | 7774.5 | 3662.01 | 4234.29 | 5395.42 | 5395.02 | Total | 0.88 | 6264.26 | 5938.25 | 3743.88 | 5137.35 | 5202.56 | Total | 81.7 | 1510.24 | -2276.24 | 490.41 | 258.07 | 192.46
|  | #7 Reserve Margin (MW) | [6 empty] | #7 Reserve Margin (MW) | [6 empty] | #7 Reserve Margin (MW)
|  | a. Peak Demand | [6 empty] | a. Peak Demand | [6 empty] | a. Peak Demand
|  |  | 0 | 0 | 0 | 0 | 0 | 0 |  | 0 | 0 | 0 | 0 | 0 | 0 |  | 0 | 0 | 0 | 0 | 0 | 0
|  | b. Peak Demand + Reserve Margin | [6 empty] | b. Peak Demand + Reserve Margin | [6 empty] | b. Peak Demand + Reserve Margin
|  |  | 0 | 0 | 0 | 0 | 0 | 0 |  | 0 | 0 | 0 | 0 | 0 | 0 |  | 0 | 0 | 0 | 0 | 0 | 0
|  | c. DR MW | [6 empty] | c. DR MW | [6 empty] | c. DR MW
|  |  | 0 | 0 | 0 | 0 | 0 | 0 |  | 0 | 0 | 0 | 0 | 0 | 0 |  | 0 | 0 | 0 | 0 | 0 | 0
|  | d. Capacity Credit | [6 empty] | d. Capacity Credit | [6 empty] | d. Capacity Credit
|  |  | 0 | 0 | 0 | 0 | 0 | 0 |  | 0 | 0 | 0 | 0 | 0 | 0 |  | 0 | 0 | 0 | 0 | 0 | 0
|  | Generation Tables by Region | [6 empty] | Generation Tables by Region | [6 empty] | Generation Tables by Region
|  | Region | 2015: MISO_IN | Region | MISO_IN | [5 empty] | Region | MISO_IN
|  | #1 Total Generation (GWh) | [6 empty] | #1 Total Generation (GWh) | [6 empty] | #1 Total Generation (GWh)
|  |  | 2015 | 2020 | 2025 | 2030 | 2035 | 2040 |  | 2015 | 2020 | 2025 | 2030 | 2035 | 2040 |  | 2015 | 2020 | 2025 | 2030 | 2035 | 2040
|  | Coal | 67060.33 | 38018.33 | 2128.97 | 3302.3 | 9714.06 | 9714.09 | Coal | 64762.43 | 36459.36 | 5301.51 | 2205.95 | 9935.88 | 10304.66 | Coal | 2297.9 | 1558.97 | -3172.54 | 1096.35 | -221.82 | -590.57
|  | Coal-CCS | 0 | 0.06 | 0.08 | 0.14 | 0.24 | 0.24 | Coal-CCS | 0 | 0 | 0 | 0 | 0 | 0 | Coal-CCS | 0 | 0.06 | 0.08 | 0.14 | 0.24 | 0.24
|  | Nuclear | 0.02 | 0.03 | 0.06 | 0.35 | 1.54 | 1.43 | Nuclear | 0.02 | 0.02 | 0.04 | 0.11 | 0.78 | 0.6 | Nuclear | 0 | 0.01 | 0.02 | 0.24 | 0.76 | 0.83
|  | CC | 5733.91 | 16791.54 | 10480.21 | 11337.09 | 6816.48 | 2761.76 | CC | 18618.15 | 112615.45 | 113869.58 | 53449.66 | 33411.92 | 24707.85 | CC | -12884.24 | -95823.91 | -103389.37 | -42112.57 | -26595.44 | -21946.09
|  | CT | 0.07 | 0.05 | 0.05 | 0.06 | 0.05 | 0.03 | CT | 5.97 | 0 | 0 | 0 | 0 | 0 | CT | -5.9 | 0.05 | 0.05 | 0.06 | 0.05 | 0.03
|  | Steam O/G | 28.64 | 28.6 | 3.83 | 28.48 | 0.04 | 0.02 | Steam O/G | 49.17 | 28.64 | 28.64 | 0 | 0 | 0 | Steam O/G | -20.53 | -0.04 | -24.81 | 28.48 | 0.04 | 0.02
|  | Hydro | 417.2 | 417.2 | 417.2 | 417.2 | 417.2 | 417.2 | Hydro | 417.2 | 417.2 | 417.2 | 417.2 | 417.2 | 417.2 | Hydro | 0 | 0 | 0 | 0 | 0 | 0
|  | On-shore Wind | 1553.06 | 1553.1 | 1553.15 | 1553.24 | 1553.23 | 1553.24 | On-shore Wind | 1553.06 | 1553.06 | 1553.06 | 108414.36 | 108414.36 | 108414.36 | On-shore Wind | 0 | 0.04 | 0.09 | -106861.12 | -106861.13 | -106861.12
|  | Off-shore Wind | 0 | 0.01 | 0.01 | 0.02 | 0.02 | 0.02 | Off-shore Wind | 0 | 0 | 0 | 0 | 0 | 0 | Off-shore Wind | 0 | 0.01 | 0.01 | 0.02 | 0.02 | 0.02
|  | Other Renew | 291.71 | 667.76 | 1483.76 | 1490.79 | 3077.57 | 27562.95 | Other Renew | 291.71 | 667.54 | 1483.96 | 1490.87 | 1490.87 | 1490.88 | Other Renew | 0 | 0.22 | -0.2 | -0.08 | 1586.7 | 26072.07
|  | HQ/Maritimes | 0 | 0 | 0 | 0 | 0 | 0 | HQ/Maritimes | 0 | 0 | 0 | 0 | 0 | 0 | HQ/Maritimes | 0 | 0 | 0 | 0 | 0 | 0
|  | Other | 0 | 0 | 0 | 0 | 0 | 0 | Other | 0 | 0 | 0 | 0 | 0 | 0 | Other | 0 | 0 | 0 | 0 | 0 | 0
|  | DR | 0 | 0 | 0 | 0 | 0 | 0 | DR | 0 | 0 | 0 | 0 | 0 | 0 | DR | 0 | 0 | 0 | 0 | 0 | 0
|  | Total | 75084.94 | 57476.68 | 16067.32 | 18129.67 | 21580.43 | 42010.98 | Total | 85697.71 | 151741.27 | 122653.99 | 165978.15 | 153671.01 | 145335.55 | Total | -10612.77 | -94264.59 | -106586.67 | -147848.48 | -132090.58 | -103324.57
|  | #2 Energy Demand (GWh) | [6 empty] | #2 Energy Demand (GWh) | [6 empty] | #2 Energy Demand (GWh)
|  | MISO_IN | 95910 | 93970 | 102250 | 102380 | 97140 | 103390 | MISO_IN | 95930 | 93940 | 102230 | 102370 | 97120 | 103380 | MISO_IN | -20 | 30 | 20 | 10 | 20 | 10
|  | #3 Generation Minus Energy Demand (GWh) | [6 empty] | #3 Generation Minus Energy Demand (GWh) | [6 empty] | #3 Generation Minus Energy Demand (GWh)
|  | MISO_IN | -20830 | -36490 | -86180 | -84250 | -75550 | -61380 | MISO_IN | -10230 | 57800 | 20430 | 63610 | 56550 | 41950 | MISO_IN | -10600 | -94290 | -106610 | -147860 | -132100 | -103330
|  | #4 Fuel Use (TBtu) | [6 empty] | #4 Fuel Use (TBtu) | [6 empty] | #4 Fuel Use (TBtu)
|  |  | 2015 | 2020 | 2025 | 2030 | 2035 | 2040 |  | 2015 | 2020 | 2025 | 2030 | 2035 | 2040 |  | 2015 | 2020 | 2025 | 2030 | 2035 | 2040
|  | Coal | 661.06 | 370.45 | 21.02 | 42.06 | 124.53 | 124.53 | Coal | 636.65 | 354.41 | 51.78 | 28.07 | 126.66 | 131.56 | Coal | 24.41 | 16.04 | -30.76 | 13.99 | -2.13 | -7.03
|  | Coal-CCS | 0 | 0 | 0 | 0 | 0 | 0 | Coal-CCS | 0 | 0 | 0 | 0 | 0 | 0 | Coal-CCS | 0 | 0 | 0 | 0 | 0 | 0
|  | Nuclear | 0 | 0 | 0 | 0.01 | 0.08 | 0.07 | Nuclear | 0 | 0 | 0 | 0.01 | 0.08 | 0.06 | Nuclear | 0 | 0 | 0 | 0 | 0 | 0.01
|  | CC | 41.52 | 108.82 | 66.67 | 70.96 | 42.68 | 17.44 | CC | 119.15 | 694.37 | 703.6 | 328.64 | 205.39 | 151.75 | CC | -77.63 | -585.55 | -636.93 | -257.68 | -162.71 | -134.31
|  | CT | 0 | 0 | 0 | 0 | 0 | 0 | CT | 0.07 | 0 | 0 | 0 | 0 | 0 | CT | -0.07 | 0 | 0 | 0 | 0 | 0
|  | Steam O/G | 0.34 | 0.34 | 0.05 | 0.34 | 0 | 0 | Steam O/G | 0.58 | 0.34 | 0.34 | 0 | 0 | 0 | Steam O/G | -0.24 | 0 | -0.29 | 0.34 | 0 | 0
|  | Hydro | 0 | 0 | 0 | 0 | 0 | 0 | Hydro | 0 | 0 | 0 | 0 | 0 | 0 | Hydro | 0 | 0 | 0 | 0 | 0 | 0
|  | On-shore Wind | 0 | 0 | 0 | 0 | 0 | 0 | On-shore Wind | 0 | 0 | 0 | 0.11 | 0.11 | 0.11 | On-shore Wind | 0 | 0 | 0 | -0.11 | -0.11 | -0.11
|  | Off-shore Wind | 0 | 0 | 0 | 0 | 0 | 0 | Off-shore Wind | 0 | 0 | 0 | 0 | 0 | 0 | Off-shore Wind | 0 | 0 | 0 | 0 | 0 | 0
|  | Other Renew | 0 | 0 | 8.62 | 8.62 | 29.25 | 347.56 | Other Renew | 0 | 0 | 8.62 | 8.62 | 8.62 | 8.62 | Other Renew | 0 | 0 | 0 | 0 | 20.63 | 338.94
|  | HQ/Maritimes | 0 | 0 | 0 | 0 | 0 | 0 | HQ/Maritimes | 0 | 0 | 0 | 0 | 0 | 0 | HQ/Maritimes | 0 | 0 | 0 | 0 | 0 | 0
|  | Other | 0 | 0 | 0 | 0 | 0 | 0 | Other | 0 | 0 | 0 | 0 | 0 | 0 | Other | 0 | 0 | 0 | 0 | 0 | 0
|  | DR | 0 | 0 | 0 | 0 | 0 | 0 | DR | 0 | 0 | 0 | 0 | 0 | 0 | DR | 0 | 0 | 0 | 0 | 0 | 0
|  | Total | 702.92 | 479.61 | 96.36 | 121.99 | 196.54 | 489.6 | Total | 756.45 | 1049.12 | 764.34 | 365.45 | 340.86 | 292.1 | Total | -53.53 | -569.51 | -667.98 | -243.46 | -144.32 | 197.5
|  | #5 Annual Emmission Levels | [6 empty] | #5 Annual Emmission Levels | [6 empty] | #5 Annual Emmission Levels
|  | Annual Emmission Levels-SO2 (MMShort Tons) | [6 empty] | Annual Emmission Levels-SO2 (MMShort Tons) | [6 empty] | Annual Emmission Levels-SO2 (MMShort Tons)
|  |  | 2015 | 2020 | 2025 | 2030 | 2035 | 2040 |  | 2015 | 2020 | 2025 | 2030 | 2035 | 2040 |  | 2015 | 2020 | 2025 | 2030 | 2035 | 2040
|  | Coal | 0.24 | 0.04 | 0 | 0 | 0.01 | 0.01 | Coal | 0.24 | 0.03 | 0 | 0 | 0.02 | 0.02 | Coal | 0 | 0.01 | 0 | 0 | -0.01 | -0.01
|  | Coal-CCS | 0 | 0 | 0 | 0 | 0 | 0 | Coal-CCS | 0 | 0 | 0 | 0 | 0 | 0 | Coal-CCS | 0 | 0 | 0 | 0 | 0 | 0
|  | Nuclear | 0 | 0 | 0 | 0 | 0 | 0 | Nuclear | 0 | 0 | 0 | 0 | 0 | 0 | Nuclear | 0 | 0 | 0 | 0 | 0 | 0
|  | CC | 0 | 0 | 0 | 0 | 0 | 0 | CC | 0 | 0 | 0 | 0 | 0 | 0 | CC | 0 | 0 | 0 | 0 | 0 | 0
|  | CT | 0 | 0 | 0 | 0 | 0 | 0 | CT | 0 | 0 | 0 | 0 | 0 | 0 | CT | 0 | 0 | 0 | 0 | 0 | 0
|  | Steam O/G | 0 | 0 | 0 | 0 | 0 | 0 | Steam O/G | 0 | 0 | 0 | 0 | 0 | 0 | Steam O/G | 0 | 0 | 0 | 0 | 0 | 0
|  | Hydro | 0 | 0 | 0 | 0 | 0 | 0 | Hydro | 0 | 0 | 0 | 0 | 0 | 0 | Hydro | 0 | 0 | 0 | 0 | 0 | 0
|  | On-shore Wind | 0 | 0 | 0 | 0 | 0 | 0 | On-shore Wind | 0 | 0 | 0 | 0 | 0 | 0 | On-shore Wind | 0 | 0 | 0 | 0 | 0 | 0
|  | Off-shore Wind | 0 | 0 | 0 | 0 | 0 | 0 | Off-shore Wind | 0 | 0 | 0 | 0 | 0 | 0 | Off-shore Wind | 0 | 0 | 0 | 0 | 0 | 0
|  | Other Renew | 0 | 0 | 0 | 0 | 0 | 0 | Other Renew | 0 | 0 | 0 | 0 | 0 | 0 | Other Renew | 0 | 0 | 0 | 0 | 0 | 0
|  | HQ/Maritimes | 0 | 0 | 0 | 0 | 0 | 0 | HQ/Maritimes | 0 | 0 | 0 | 0 | 0 | 0 | HQ/Maritimes | 0 | 0 | 0 | 0 | 0 | 0
|  | Other | 0 | 0 | 0 | 0 | 0 | 0 | Other | 0 | 0 | 0 | 0 | 0 | 0 | Other | 0 | 0 | 0 | 0 | 0 | 0
|  | DR | 0 | 0 | 0 | 0 | 0 | 0 | DR | 0 | 0 | 0 | 0 | 0 | 0 | DR | 0 | 0 | 0 | 0 | 0 | 0
|  | Total | 0.24 | 0.04 | 0 | 0 | 0.01 | 0.01 | Total | 0.24 | 0.03 | 0 | 0 | 0.02 | 0.02 | Total | 0 | 0.01 | 0 | 0 | -0.01 | -0.01
|  | Annual Emmission Levels-NOx (MMShort Tons) | [6 empty] | Annual Emmission Levels-NOx (MMShort Tons) | [6 empty] | Annual Emmission Levels-NOx (MMShort Tons)
|  |  | 2015 | 2020 | 2025 | 2030 | 2035 | 2040 |  | 2015 | 2020 | 2025 | 2030 | 2035 | 2040 |  | 2015 | 2020 | 2025 | 2030 | 2035 | 2040
|  | Coal | 0.05 | 0.02 | 0 | 0 | 0.01 | 0.01 | Coal | 0.05 | 0.02 | 0 | 0 | 0.01 | 0.01 | Coal | 0 | 0 | 0 | 0 | 0 | 0
|  | Coal-CCS | 0 | 0 | 0 | 0 | 0 | 0 | Coal-CCS | 0 | 0 | 0 | 0 | 0 | 0 | Coal-CCS | 0 | 0 | 0 | 0 | 0 | 0
|  | Nuclear | 0 | 0 | 0 | 0 | 0 | 0 | Nuclear | 0 | 0 | 0 | 0 | 0 | 0 | Nuclear | 0 | 0 | 0 | 0 | 0 | 0
|  | CC | 0 | 0 | 0 | 0 | 0 | 0 | CC | 0 | 0.01 | 0.01 | 0 | 0 | 0 | CC | 0 | -0.01 | -0.01 | 0 | 0 | 0
|  | CT | 0 | 0 | 0 | 0 | 0 | 0 | CT | 0 | 0 | 0 | 0 | 0 | 0 | CT | 0 | 0 | 0 | 0 | 0 | 0
|  | Steam O/G | 0 | 0 | 0 | 0 | 0 | 0 | Steam O/G | 0 | 0 | 0 | 0 | 0 | 0 | Steam O/G | 0 | 0 | 0 | 0 | 0 | 0
|  | Hydro | 0 | 0 | 0 | 0 | 0 | 0 | Hydro | 0 | 0 | 0 | 0 | 0 | 0 | Hydro | 0 | 0 | 0 | 0 | 0 | 0
|  | On-shore Wind | 0 | 0 | 0 | 0 | 0 | 0 | On-shore Wind | 0 | 0 | 0 | 0 | 0 | 0 | On-shore Wind | 0 | 0 | 0 | 0 | 0 | 0
|  | Off-shore Wind | 0 | 0 | 0 | 0 | 0 | 0 | Off-shore Wind | 0 | 0 | 0 | 0 | 0 | 0 | Off-shore Wind | 0 | 0 | 0 | 0 | 0 | 0
|  | Other Renew | 0 | 0 | 0 | 0 | 0 | 0 | Other Renew | 0 | 0 | 0 | 0 | 0 | 0 | Other Renew | 0 | 0 | 0 | 0 | 0 | 0
|  | HQ/Maritimes | 0 | 0 | 0 | 0 | 0 | 0 | HQ/Maritimes | 0 | 0 | 0 | 0 | 0 | 0 | HQ/Maritimes | 0 | 0 | 0 | 0 | 0 | 0
|  | Other | 0 | 0 | 0 | 0 | 0 | 0 | Other | 0 | 0 | 0 | 0 | 0 | 0 | Other | 0 | 0 | 0 | 0 | 0 | 0
|  | DR | 0 | 0 | 0 | 0 | 0 | 0 | DR | 0 | 0 | 0 | 0 | 0 | 0 | DR | 0 | 0 | 0 | 0 | 0 | 0
|  | Total | 0.05 | 0.02 | 0 | 0 | 0.01 | 0.01 | Total | 0.05 | 0.03 | 0.01 | 0 | 0.01 | 0.01 | Total | 0 | -0.01 | -0.01 | 0 | 0 | 0
|  | Annual Emmission Levels-CO2 (MM Metric Tons) | [6 empty] | Annual Emmission Levels-CO2 (MM Metric Tons) | [6 empty] | Annual Emmission Levels-CO2 (MM Metric Tons)
|  |  | 2015 | 2020 | 2025 | 2030 | 2035 | 2040 |  | 2015 | 2020 | 2025 | 2030 | 2035 | 2040 |  | 2015 | 2020 | 2025 | 2030 | 2035 | 2040
|  | Coal | 129.9 | 72.51 | 3.8 | 0.82 | 2.44 | 2.44 | Coal | 125.12 | 69.38 | 9.83 | 0.55 | 2.48 | 2.58 | Coal | 4.78 | 3.13 | -6.03 | 0.27 | -0.04 | -0.14
|  | Coal-CCS | 0 | 0 | 0 | 0 | 0 | 0 | Coal-CCS | 0 | 0 | 0 | 0 | 0 | 0 | Coal-CCS | 0 | 0 | 0 | 0 | 0 | 0
|  | Nuclear | 0 | 0 | 0 | 0 | 0 | 0 | Nuclear | 0 | 0 | 0 | 0 | 0 | 0 | Nuclear | 0 | 0 | 0 | 0 | 0 | 0
|  | CC | 4.62 | 12.11 | 7.42 | 7.9 | 4.75 | 1.94 | CC | 13.26 | 77.28 | 78.29 | 36.58 | 22.85 | 16.88 | CC | -8.64 | -65.17 | -70.87 | -28.68 | -18.1 | -14.94
|  | CT | 0 | 0 | 0 | 0 | 0 | 0 | CT | 0 | 0 | 0 | 0 | 0 | 0 | CT | 0 | 0 | 0 | 0 | 0 | 0
|  | Steam O/G | 0.04 | 0.04 | 0 | 0.04 | 0 | 0 | Steam O/G | 0.06 | 0.04 | 0.04 | 0 | 0 | 0 | Steam O/G | -0.02 | 0 | -0.04 | 0.04 | 0 | 0
|  | Hydro | 0 | 0 | 0 | 0 | 0 | 0 | Hydro | 0 | 0 | 0 | 0 | 0 | 0 | Hydro | 0 | 0 | 0 | 0 | 0 | 0
|  | On-shore Wind | 0 | 0 | 0 | 0 | 0 | 0 | On-shore Wind | 0 | 0 | 0 | 0 | 0 | 0 | On-shore Wind | 0 | 0 | 0 | 0 | 0 | 0
|  | Off-shore Wind | 0 | 0 | 0 | 0 | 0 | 0 | Off-shore Wind | 0 | 0 | 0 | 0 | 0 | 0 | Off-shore Wind | 0 | 0 | 0 | 0 | 0 | 0
|  | Other Renew | 0 | 0 | 0 | 0 | 0 | 0 | Other Renew | 0 | 0 | 0 | 0 | 0 | 0 | Other Renew | 0 | 0 | 0 | 0 | 0 | 0
|  | HQ/Maritimes | 0 | 0 | 0 | 0 | 0 | 0 | HQ/Maritimes | 0 | 0 | 0 | 0 | 0 | 0 | HQ/Maritimes | 0 | 0 | 0 | 0 | 0 | 0
|  | Other | 0 | 0 | 0 | 0 | 0 | 0 | Other | 0 | 0 | 0 | 0 | 0 | 0 | Other | 0 | 0 | 0 | 0 | 0 | 0
|  | DR | 0 | 0 | 0 | 0 | 0 | 0 | DR | 0 | 0 | 0 | 0 | 0 | 0 | DR | 0 | 0 | 0 | 0 | 0 | 0
|  | Total | 134.56 | 84.66 | 11.22 | 8.76 | 7.19 | 4.38 | Total | 138.44 | 146.7 | 88.16 | 37.13 | 25.33 | 19.46 | Total | -3.88 | -62.04 | -76.94 | -28.37 | -18.14 | -15.08
|  | #6 Fuel Cost [includes coal shadow price] ($million) | [6 empty] | #6 Fuel Cost [includes coal shadow price] ($million) | [6 empty] | #6 Fuel Cost [includes coal shadow price] ($million)
|  |  | 2015 | 2020 | 2025 | 2030 | 2035 | 2040 |  | 2015 | 2020 | 2025 | 2030 | 2035 | 2040 |  | 2015 | 2020 | 2025 | 2030 | 2035 | 2040
|  | Coal | 1281.24 | 697.35 | 36.47 | 70.97 | 207.65 | 207.66 | Coal | 1228.99 | 614.6 | 78.78 | 40.25 | 191.59 | 199.54 | Coal | 52.25 | 82.75 | -42.31 | 30.72 | 16.06 | 8.12
|  | Coal-CCS | 0 | 0 | 0 | 0 | 0.01 | 0.01 | Coal-CCS | 0 | 0 | 0 | 0 | 0 | 0 | Coal-CCS | 0 | 0 | 0 | 0 | 0.01 | 0.01
|  | Nuclear | 0 | 0 | 0 | 0.01 | 0.07 | 0.06 | Nuclear | 0 | 0 | 0 | 0.01 | 0.07 | 0.05 | Nuclear | 0 | 0 | 0 | 0 | 0 | 0.01
|  | CC | 244.98 | 688.6 | 386.52 | 316.83 | 191.1 | 83.19 | CC | 701.15 | 4398.39 | 4079.39 | 1427.32 | 878.02 | 723.22 | CC | -456.17 | -3709.79 | -3692.87 | -1110.49 | -686.92 | -640.03
|  | CT | 0 | 0 | 0 | 0 | 0 | 0 | CT | 0.41 | 0 | 0 | 0 | 0 | 0 | CT | -0.41 | 0 | 0 | 0 | 0 | 0
|  | Steam O/G | 1.94 | 2.08 | 0.25 | 1.43 | 0 | 0 | Steam O/G | 3.34 | 2.09 | 1.89 | 0 | 0 | 0 | Steam O/G | -1.4 | -0.01 | -1.64 | 1.43 | 0 | 0
|  | Hydro | 0 | 0 | 0 | 0 | 0 | 0 | Hydro | 0 | 0 | 0 | 0 | 0 | 0 | Hydro | 0 | 0 | 0 | 0 | 0 | 0
|  | On-shore Wind | 0 | 0 | 0 | 0 | 0 | 0 | On-shore Wind | 0 | 0 | 0 | 0 | 0 | 0 | On-shore Wind | 0 | 0 | 0 | 0 | 0 | 0
|  | Off-shore Wind | 0 | 0 | 0 | 0 | 0 | 0 | Off-shore Wind | 0 | 0 | 0 | 0 | 0 | 0 | Off-shore Wind | 0 | 0 | 0 | 0 | 0 | 0
|  | Other Renew | 0 | 0 | 0.1 | 0.1 | 108.8 | 1786.03 | Other Renew | 0 | 0 | 0.1 | 0.1 | 0.1 | 0.1 | Other Renew | 0 | 0 | 0 | 0 | 108.7 | 1785.93
|  | HQ/Maritimes | 0 | 0 | 0 | 0 | 0 | 0 | HQ/Maritimes | 0 | 0 | 0 | 0 | 0 | 0 | HQ/Maritimes | 0 | 0 | 0 | 0 | 0 | 0
|  | Other | 0 | 0 | 0 | 0 | 0 | 0 | Other | 0 | 0 | 0 | 0 | 0 | 0 | Other | 0 | 0 | 0 | 0 | 0 | 0
|  | DR | 0 | 0 | 0 | 0 | 0 | 0 | DR | 0 | 0 | 0 | 0 | 0 | 0 | DR | 0 | 0 | 0 | 0 | 0 | 0
|  | Total | 1528.16 | 1388.03 | 423.34 | 389.34 | 507.63 | 2076.95 | Total | 1933.89 | 5015.08 | 4160.16 | 1467.68 | 1069.78 | 922.91 | Total | -405.73 | -3627.05 | -3736.82 | -1078.34 | -562.15 | 1154.04
|  | #7 Emission Cost ($million) | [6 empty] | #7 Emission Cost ($million) | [6 empty] | #7 Emission Cost ($million)
|  | ==== Emission Program: TitleIV_CAIRSO2 : (SO2) ==== | [6 empty] | ==== Emission Program: TitleIV_CAIRSO2 : (SO2) ==== | [6 empty] | ==== Emission Program: TitleIV_CAIRSO2 : (SO2) ====
|  |  | 2015 | 2020 | 2025 | 2030 | 2035 | 2040 |  | 2015 | 2020 | 2025 | 2030 | 2035 | 2040 |  | 2015 | 2020 | 2025 | 2030 | 2035 | 2040
|  | Coal | 23.33 | 0 | 0 | 0 | 0 | 0 | Coal | 22.48 | 0 | 0 | 0 | 0 | 0 | Coal | 0.85 | 0 | 0 | 0 | 0 | 0
|  | Coal-CCS | 0 | 0 | 0 | 0 | 0 | 0 | Coal-CCS | 0 | 0 | 0 | 0 | 0 | 0 | Coal-CCS | 0 | 0 | 0 | 0 | 0 | 0
|  | Nuclear | 0 | 0 | 0 | 0 | 0 | 0 | Nuclear | 0 | 0 | 0 | 0 | 0 | 0 | Nuclear | 0 | 0 | 0 | 0 | 0 | 0
|  | CC | 0 | 0 | 0 | 0 | 0 | 0 | CC | 0 | 0 | 0 | 0 | 0 | 0 | CC | 0 | 0 | 0 | 0 | 0 | 0
|  | CT | 0 | 0 | 0 | 0 | 0 | 0 | CT | 0 | 0 | 0 | 0 | 0 | 0 | CT | 0 | 0 | 0 | 0 | 0 | 0
|  | Steam O/G | 0 | 0 | 0 | 0 | 0 | 0 | Steam O/G | 0 | 0 | 0 | 0 | 0 | 0 | Steam O/G | 0 | 0 | 0 | 0 | 0 | 0
|  | Hydro | 0 | 0 | 0 | 0 | 0 | 0 | Hydro | 0 | 0 | 0 | 0 | 0 | 0 | Hydro | 0 | 0 | 0 | 0 | 0 | 0
|  | On-shore Wind | 0 | 0 | 0 | 0 | 0 | 0 | On-shore Wind | 0 | 0 | 0 | 0 | 0 | 0 | On-shore Wind | 0 | 0 | 0 | 0 | 0 | 0
|  | Off-shore Wind | 0 | 0 | 0 | 0 | 0 | 0 | Off-shore Wind | 0 | 0 | 0 | 0 | 0 | 0 | Off-shore Wind | 0 | 0 | 0 | 0 | 0 | 0
|  | Other Renew | 0 | 0 | 0 | 0 | 0 | 0 | Other Renew | 0 | 0 | 0 | 0 | 0 | 0 | Other Renew | 0 | 0 | 0 | 0 | 0 | 0
|  | HQ/Maritimes | 0 | 0 | 0 | 0 | 0 | 0 | HQ/Maritimes | 0 | 0 | 0 | 0 | 0 | 0 | HQ/Maritimes | 0 | 0 | 0 | 0 | 0 | 0
|  | Other | 0 | 0 | 0 | 0 | 0 | 0 | Other | 0 | 0 | 0 | 0 | 0 | 0 | Other | 0 | 0 | 0 | 0 | 0 | 0
|  | DR | 0 | 0 | 0 | 0 | 0 | 0 | DR | 0 | 0 | 0 | 0 | 0 | 0 | DR | 0 | 0 | 0 | 0 | 0 | 0
|  | Total | 23.33 | 0 | 0 | 0 | 0 | 0 | Total | 22.48 | 0 | 0 | 0 | 0 | 0 | Total | 0.85 | 0 | 0 | 0 | 0 | 0
|  | ==== Emission Program: CAIRNoxSeasonal : (NOx) ==== | [6 empty] | ==== Emission Program: CAIRNoxSeasonal : (NOx) ==== | [6 empty] | ==== Emission Program: CAIRNoxSeasonal : (NOx) ====
|  |  | 2015 | 2020 | 2025 | 2030 | 2035 | 2040 |  | 2015 | 2020 | 2025 | 2030 | 2035 | 2040 |  | 2015 | 2020 | 2025 | 2030 | 2035 | 2040
|  | Coal | 0 | 0 | 0 | 0 | 0 | 0 | Coal | 0 | 0 | 0 | 0 | 0 | 0 | Coal | 0 | 0 | 0 | 0 | 0 | 0
|  | Coal-CCS | 0 | 0 | 0 | 0 | 0 | 0 | Coal-CCS | 0 | 0 | 0 | 0 | 0 | 0 | Coal-CCS | 0 | 0 | 0 | 0 | 0 | 0
|  | Nuclear | 0 | 0 | 0 | 0 | 0 | 0 | Nuclear | 0 | 0 | 0 | 0 | 0 | 0 | Nuclear | 0 | 0 | 0 | 0 | 0 | 0
|  | CC | 0 | 0 | 0 | 0 | 0 | 0 | CC | 0 | 0 | 0 | 0 | 0 | 0 | CC | 0 | 0 | 0 | 0 | 0 | 0
|  | CT | 0 | 0 | 0 | 0 | 0 | 0 | CT | 0 | 0 | 0 | 0 | 0 | 0 | CT | 0 | 0 | 0 | 0 | 0 | 0
|  | Steam O/G | 0 | 0 | 0 | 0 | 0 | 0 | Steam O/G | 0 | 0 | 0 | 0 | 0 | 0 | Steam O/G | 0 | 0 | 0 | 0 | 0 | 0
|  | Hydro | 0 | 0 | 0 | 0 | 0 | 0 | Hydro | 0 | 0 | 0 | 0 | 0 | 0 | Hydro | 0 | 0 | 0 | 0 | 0 | 0
|  | On-shore Wind | 0 | 0 | 0 | 0 | 0 | 0 | On-shore Wind | 0 | 0 | 0 | 0 | 0 | 0 | On-shore Wind | 0 | 0 | 0 | 0 | 0 | 0
|  | Off-shore Wind | 0 | 0 | 0 | 0 | 0 | 0 | Off-shore Wind | 0 | 0 | 0 | 0 | 0 | 0 | Off-shore Wind | 0 | 0 | 0 | 0 | 0 | 0
|  | Other Renew | 0 | 0 | 0 | 0 | 0 | 0 | Other Renew | 0 | 0 | 0 | 0 | 0 | 0 | Other Renew | 0 | 0 | 0 | 0 | 0 | 0
|  | HQ/Maritimes | 0 | 0 | 0 | 0 | 0 | 0 | HQ/Maritimes | 0 | 0 | 0 | 0 | 0 | 0 | HQ/Maritimes | 0 | 0 | 0 | 0 | 0 | 0
|  | Other | 0 | 0 | 0 | 0 | 0 | 0 | Other | 0 | 0 | 0 | 0 | 0 | 0 | Other | 0 | 0 | 0 | 0 | 0 | 0
|  | DR | 0 | 0 | 0 | 0 | 0 | 0 | DR | 0 | 0 | 0 | 0 | 0 | 0 | DR | 0 | 0 | 0 | 0 | 0 | 0
|  | Total | 0 | 0 | 0 | 0 | 0 | 0 | Total | 0 | 0 | 0 | 0 | 0 | 0 | Total | 0 | 0 | 0 | 0 | 0 | 0
|  | ==== Emission Program: CAMR : (Hg) ==== | [6 empty] | ==== Emission Program: CAMR : (Hg) ==== | [6 empty] | ==== Emission Program: CAMR : (Hg) ====
|  |  | 2015 | 2020 | 2025 | 2030 | 2035 | 2040 |  | 2015 | 2020 | 2025 | 2030 | 2035 | 2040 |  | 2015 | 2020 | 2025 | 2030 | 2035 | 2040
|  | Coal | 0 | 0 | 0 | 0 | 0 | 0 | Coal | 0 | 0 | 0 | 0 | 0 | 0 | Coal | 0 | 0 | 0 | 0 | 0 | 0
|  | Coal-CCS | 0 | 0 | 0 | 0 | 0 | 0 | Coal-CCS | 0 | 0 | 0 | 0 | 0 | 0 | Coal-CCS | 0 | 0 | 0 | 0 | 0 | 0
|  | Nuclear | 0 | 0 | 0 | 0 | 0 | 0 | Nuclear | 0 | 0 | 0 | 0 | 0 | 0 | Nuclear | 0 | 0 | 0 | 0 | 0 | 0
|  | CC | 0 | 0 | 0 | 0 | 0 | 0 | CC | 0 | 0 | 0 | 0 | 0 | 0 | CC | 0 | 0 | 0 | 0 | 0 | 0
|  | CT | 0 | 0 | 0 | 0 | 0 | 0 | CT | 0 | 0 | 0 | 0 | 0 | 0 | CT | 0 | 0 | 0 | 0 | 0 | 0
|  | Steam O/G | 0 | 0 | 0 | 0 | 0 | 0 | Steam O/G | 0 | 0 | 0 | 0 | 0 | 0 | Steam O/G | 0 | 0 | 0 | 0 | 0 | 0
|  | Hydro | 0 | 0 | 0 | 0 | 0 | 0 | Hydro | 0 | 0 | 0 | 0 | 0 | 0 | Hydro | 0 | 0 | 0 | 0 | 0 | 0
|  | On-shore Wind | 0 | 0 | 0 | 0 | 0 | 0 | On-shore Wind | 0 | 0 | 0 | 0 | 0 | 0 | On-shore Wind | 0 | 0 | 0 | 0 | 0 | 0
|  | Off-shore Wind | 0 | 0 | 0 | 0 | 0 | 0 | Off-shore Wind | 0 | 0 | 0 | 0 | 0 | 0 | Off-shore Wind | 0 | 0 | 0 | 0 | 0 | 0
|  | Other Renew | 0 | 0 | 0 | 0 | 0 | 0 | Other Renew | 0 | 0 | 0 | 0 | 0 | 0 | Other Renew | 0 | 0 | 0 | 0 | 0 | 0
|  | HQ/Maritimes | 0 | 0 | 0 | 0 | 0 | 0 | HQ/Maritimes | 0 | 0 | 0 | 0 | 0 | 0 | HQ/Maritimes | 0 | 0 | 0 | 0 | 0 | 0
|  | Other | 0 | 0 | 0 | 0 | 0 | 0 | Other | 0 | 0 | 0 | 0 | 0 | 0 | Other | 0 | 0 | 0 | 0 | 0 | 0
|  | DR | 0 | 0 | 0 | 0 | 0 | 0 | DR | 0 | 0 | 0 | 0 | 0 | 0 | DR | 0 | 0 | 0 | 0 | 0 | 0
|  | Total | 0 | 0 | 0 | 0 | 0 | 0 | Total | 0 | 0 | 0 | 0 | 0 | 0 | Total | 0 | 0 | 0 | 0 | 0 | 0
|  | ==== Emission Program: CAIRNOxAnnual : (NOx) ==== | [6 empty] | ==== Emission Program: CAIRNOxAnnual : (NOx) ==== | [6 empty] | ==== Emission Program: CAIRNOxAnnual : (NOx) ====
|  |  | 2015 | 2020 | 2025 | 2030 | 2035 | 2040 |  | 2015 | 2020 | 2025 | 2030 | 2035 | 2040 |  | 2015 | 2020 | 2025 | 2030 | 2035 | 2040
|  | Coal | 0 | 0 | 0 | 0 | 0 | 0 | Coal | 0 | 0 | 0 | 0 | 0 | 0 | Coal | 0 | 0 | 0 | 0 | 0 | 0
|  | Coal-CCS | 0 | 0 | 0 | 0 | 0 | 0 | Coal-CCS | 0 | 0 | 0 | 0 | 0 | 0 | Coal-CCS | 0 | 0 | 0 | 0 | 0 | 0
|  | Nuclear | 0 | 0 | 0 | 0 | 0 | 0 | Nuclear | 0 | 0 | 0 | 0 | 0 | 0 | Nuclear | 0 | 0 | 0 | 0 | 0 | 0
|  | CC | 0 | 0 | 0 | 0 | 0 | 0 | CC | 0 | 0 | 0 | 0 | 0 | 0 | CC | 0 | 0 | 0 | 0 | 0 | 0
|  | CT | 0 | 0 | 0 | 0 | 0 | 0 | CT | 0 | 0 | 0 | 0 | 0 | 0 | CT | 0 | 0 | 0 | 0 | 0 | 0
|  | Steam O/G | 0 | 0 | 0 | 0 | 0 | 0 | Steam O/G | 0 | 0 | 0 | 0 | 0 | 0 | Steam O/G | 0 | 0 | 0 | 0 | 0 | 0
|  | Hydro | 0 | 0 | 0 | 0 | 0 | 0 | Hydro | 0 | 0 | 0 | 0 | 0 | 0 | Hydro | 0 | 0 | 0 | 0 | 0 | 0
|  | On-shore Wind | 0 | 0 | 0 | 0 | 0 | 0 | On-shore Wind | 0 | 0 | 0 | 0 | 0 | 0 | On-shore Wind | 0 | 0 | 0 | 0 | 0 | 0
|  | Off-shore Wind | 0 | 0 | 0 | 0 | 0 | 0 | Off-shore Wind | 0 | 0 | 0 | 0 | 0 | 0 | Off-shore Wind | 0 | 0 | 0 | 0 | 0 | 0
|  | Other Renew | 0 | 0 | 0 | 0 | 0 | 0 | Other Renew | 0 | 0 | 0 | 0 | 0 | 0 | Other Renew | 0 | 0 | 0 | 0 | 0 | 0
|  | HQ/Maritimes | 0 | 0 | 0 | 0 | 0 | 0 | HQ/Maritimes | 0 | 0 | 0 | 0 | 0 | 0 | HQ/Maritimes | 0 | 0 | 0 | 0 | 0 | 0
|  | Other | 0 | 0 | 0 | 0 | 0 | 0 | Other | 0 | 0 | 0 | 0 | 0 | 0 | Other | 0 | 0 | 0 | 0 | 0 | 0
|  | DR | 0 | 0 | 0 | 0 | 0 | 0 | DR | 0 | 0 | 0 | 0 | 0 | 0 | DR | 0 | 0 | 0 | 0 | 0 | 0
|  | Total | 0 | 0 | 0 | 0 | 0 | 0 | Total | 0 | 0 | 0 | 0 | 0 | 0 | Total | 0 | 0 | 0 | 0 | 0 | 0
|  | ==== Emission Program: Carbon_CA : (CO2) ==== | [6 empty] | ==== Emission Program: Carbon_CA : (CO2) ==== | [6 empty] | ==== Emission Program: Carbon_CA : (CO2) ====
|  |  | 2015 | 2020 | 2025 | 2030 | 2035 | 2040 |  | 2015 | 2020 | 2025 | 2030 | 2035 | 2040 |  | 2015 | 2020 | 2025 | 2030 | 2035 | 2040
|  | Coal | 1657.77 | 1314.11 | 112.47 | 54.94 | 300.35 | 428.73 | Coal | 1596.77 | 1257.22 | 291.68 | 36.53 | 305.28 | 452.66 | Coal | 61 | 56.89 | -179.21 | 18.41 | -4.93 | -23.93
|  | Coal-CCS | 0 | 0 | 0 | 0 | 0.01 | 0.01 | Coal-CCS | 0 | 0 | 0 | 0 | 0 | 0 | Coal-CCS | 0 | 0 | 0 | 0 | 0.01 | 0.01
|  | Nuclear | 0 | 0 | 0 | 0 | 0 | 0 | Nuclear | 0 | 0 | 0 | 0 | 0 | 0 | Nuclear | 0 | 0 | 0 | 0 | 0 | 0
|  | CC | 58.97 | 219.44 | 220.19 | 524.9 | 584.69 | 341.16 | CC | 169.21 | 1400.28 | 2323.59 | 2430.92 | 2813.96 | 2967.96 | CC | -110.24 | -1180.84 | -2103.4 | -1906.02 | -2229.27 | -2626.8
|  | CT | 0 | 0 | 0 | 0 | 0 | 0.01 | CT | 0.1 | 0 | 0 | 0 | 0 | 0 | CT | -0.1 | 0 | 0 | 0 | 0 | 0.01
|  | Steam O/G | 0.48 | 0.68 | 0.15 | 2.49 | 0.01 | 0.01 | Steam O/G | 0.83 | 0.68 | 1.12 | 0 | 0 | 0 | Steam O/G | -0.35 | 0 | -0.97 | 2.49 | 0.01 | 0.01
|  | Hydro | 0 | 0 | 0 | 0 | 0 | 0 | Hydro | 0 | 0 | 0 | 0 | 0 | 0 | Hydro | 0 | 0 | 0 | 0 | 0 | 0
|  | On-shore Wind | 0 | 0 | 0 | 0 | 0 | 0 | On-shore Wind | 0 | 0 | 0 | 0 | 0 | 0 | On-shore Wind | 0 | 0 | 0 | 0 | 0 | 0
|  | Off-shore Wind | 0 | 0 | 0 | 0 | 0 | 0 | Off-shore Wind | 0 | 0 | 0 | 0 | 0 | 0 | Off-shore Wind | 0 | 0 | 0 | 0 | 0 | 0
|  | Other Renew | 0 | 0 | 0 | 0 | 0 | 0 | Other Renew | 0 | 0 | 0 | 0 | 0 | 0 | Other Renew | 0 | 0 | 0 | 0 | 0 | 0
|  | HQ/Maritimes | 0 | 0 | 0 | 0 | 0 | 0 | HQ/Maritimes | 0 | 0 | 0 | 0 | 0 | 0 | HQ/Maritimes | 0 | 0 | 0 | 0 | 0 | 0
|  | Other | 0 | 0 | 0 | 0 | 0 | 0 | Other | 0 | 0 | 0 | 0 | 0 | 0 | Other | 0 | 0 | 0 | 0 | 0 | 0
|  | DR | 0 | 0 | 0 | 0 | 0 | 0 | DR | 0 | 0 | 0 | 0 | 0 | 0 | DR | 0 | 0 | 0 | 0 | 0 | 0
|  | Total | 1717.22 | 1534.23 | 332.81 | 582.33 | 885.06 | 769.92 | Total | 1766.91 | 2658.18 | 2616.39 | 2467.45 | 3119.24 | 3420.62 | Total | -49.69 | -1123.95 | -2283.58 | -1885.12 | -2234.18 | -2650.7
|  | ==== Emission Program: RGGI : (CO2) ==== | [6 empty] | ==== Emission Program: RGGI : (CO2) ==== | [6 empty] | ==== Emission Program: RGGI : (CO2) ====
|  |  | 2015 | 2020 | 2025 | 2030 | 2035 | 2040 |  | 2015 | 2020 | 2025 | 2030 | 2035 | 2040 |  | 2015 | 2020 | 2025 | 2030 | 2035 | 2040
|  | Coal | #REF! | #REF! | #REF! | #REF! | #REF! | #REF! | Coal | #REF! | #REF! | #REF! | #REF! | #REF! | #REF! | Coal | #REF! | #REF! | #REF! | #REF! | #REF! | #REF!
|  | Coal-CCS | #REF! | #REF! | #REF! | #REF! | #REF! | #REF! | Coal-CCS | #REF! | #REF! | #REF! | #REF! | #REF! | #REF! | Coal-CCS | #REF! | #REF! | #REF! | #REF! | #REF! | #REF!
|  | Nuclear | #REF! | #REF! | #REF! | #REF! | #REF! | #REF! | Nuclear | #REF! | #REF! | #REF! | #REF! | #REF! | #REF! | Nuclear | #REF! | #REF! | #REF! | #REF! | #REF! | #REF!
|  | CC | #REF! | #REF! | #REF! | #REF! | #REF! | #REF! | CC | #REF! | #REF! | #REF! | #REF! | #REF! | #REF! | CC | #REF! | #REF! | #REF! | #REF! | #REF! | #REF!
|  | CT | #REF! | #REF! | #REF! | #REF! | #REF! | #REF! | CT | #REF! | #REF! | #REF! | #REF! | #REF! | #REF! | CT | #REF! | #REF! | #REF! | #REF! | #REF! | #REF!
|  | Steam O/G | #REF! | #REF! | #REF! | #REF! | #REF! | #REF! | Steam O/G | #REF! | #REF! | #REF! | #REF! | #REF! | #REF! | Steam O/G | #REF! | #REF! | #REF! | #REF! | #REF! | #REF!
|  | Hydro | #REF! | #REF! | #REF! | #REF! | #REF! | #REF! | Hydro | #REF! | #REF! | #REF! | #REF! | #REF! | #REF! | Hydro | #REF! | #REF! | #REF! | #REF! | #REF! | #REF!
|  | On-shore Wind | #REF! | #REF! | #REF! | #REF! | #REF! | #REF! | On-shore Wind | #REF! | #REF! | #REF! | #REF! | #REF! | #REF! | On-shore Wind | #REF! | #REF! | #REF! | #REF! | #REF! | #REF!
|  | Off-shore Wind | #REF! | #REF! | #REF! | #REF! | #REF! | #REF! | Off-shore Wind | #REF! | #REF! | #REF! | #REF! | #REF! | #REF! | Off-shore Wind | #REF! | #REF! | #REF! | #REF! | #REF! | #REF!
|  | Other Renew | #REF! | #REF! | #REF! | #REF! | #REF! | #REF! | Other Renew | #REF! | #REF! | #REF! | #REF! | #REF! | #REF! | Other Renew | #REF! | #REF! | #REF! | #REF! | #REF! | #REF!
|  | HQ/Maritimes | #REF! | #REF! | #REF! | #REF! | #REF! | #REF! | HQ/Maritimes | #REF! | #REF! | #REF! | #REF! | #REF! | #REF! | HQ/Maritimes | #REF! | #REF! | #REF! | #REF! | #REF! | #REF!
|  | Other | #REF! | #REF! | #REF! | #REF! | #REF! | #REF! | Other | #REF! | #REF! | #REF! | #REF! | #REF! | #REF! | Other | #REF! | #REF! | #REF! | #REF! | #REF! | #REF!
|  | DR | #REF! | #REF! | #REF! | #REF! | #REF! | #REF! | DR | #REF! | #REF! | #REF! | #REF! | #REF! | #REF! | DR | #REF! | #REF! | #REF! | #REF! | #REF! | #REF!
|  | Total | #REF! | #REF! | #REF! | #REF! | #REF! | #REF! | Total | #REF! | #REF! | #REF! | #REF! | #REF! | #REF! | Total | #REF! | #REF! | #REF! | #REF! | #REF! | #REF!
|  | #8 Base VOM Costs ($million) | [6 empty] | #8 Base VOM Costs ($million) | [6 empty] | #8 Base VOM Costs ($million)
|  |  | 2015 | 2020 | 2025 | 2030 | 2035 | 2040 |  | 2015 | 2020 | 2025 | 2030 | 2035 | 2040 |  | 2015 | 2020 | 2025 | 2030 | 2035 | 2040
|  | Coal | 268.1 | 171.21 | 9.99 | 13.84 | 40.71 | 40.71 | Coal | 259.38 | 164.68 | 24.91 | 9.25 | 41.64 | 43.19 | Coal | 8.72 | 6.53 | -14.92 | 4.59 | -0.93 | -2.48
|  | Coal-CCS | 0 | 0 | 0 | 0 | 0 | 0 | Coal-CCS | 0 | 0 | 0 | 0 | 0 | 0 | Coal-CCS | 0 | 0 | 0 | 0 | 0 | 0
|  | Nuclear | 0 | 0 | 0 | 0 | 0 | 0 | Nuclear | 0 | 0 | 0 | 0 | 0 | 0 | Nuclear | 0 | 0 | 0 | 0 | 0 | 0
|  | CC | 13.62 | 51.86 | 33.62 | 37.44 | 22.5 | 8.97 | CC | 58.95 | 381.43 | 384.41 | 181.95 | 113.78 | 84.26 | CC | -45.33 | -329.57 | -350.79 | -144.51 | -91.28 | -75.29
|  | CT | 0 | 0 | 0 | 0 | 0 | 0 | CT | 0.05 | 0 | 0 | 0 | 0 | 0 | CT | -0.05 | 0 | 0 | 0 | 0 | 0
|  | Steam O/G | 0.07 | 0.07 | 0.01 | 0.07 | 0 | 0 | Steam O/G | 0.12 | 0.07 | 0.07 | 0 | 0 | 0 | Steam O/G | -0.05 | 0 | -0.06 | 0.07 | 0 | 0
|  | Hydro | 0 | 0 | 0 | 0 | 0 | 0 | Hydro | 0 | 0 | 0 | 0 | 0 | 0 | Hydro | 0 | 0 | 0 | 0 | 0 | 0
|  | On-shore Wind | 0.02 | 0.02 | 0.02 | 0.02 | 0.02 | 0.02 | On-shore Wind | 0.02 | 0.02 | 0.02 | 1.15 | 1.15 | 1.15 | On-shore Wind | 0 | 0 | 0 | -1.13 | -1.13 | -1.13
|  | Off-shore Wind | 0 | 0 | 0 | 0 | 0 | 0 | Off-shore Wind | 0 | 0 | 0 | 0 | 0 | 0 | Off-shore Wind | 0 | 0 | 0 | 0 | 0 | 0
|  | Other Renew | 0 | 0 | 0.02 | 0.02 | 7.95 | 130.31 | Other Renew | 0 | 0 | 0.02 | 0.02 | 0.02 | 0.02 | Other Renew | 0 | 0 | 0 | 0 | 7.93 | 130.29
|  | HQ/Maritimes | 0 | 0 | 0 | 0 | 0 | 0 | HQ/Maritimes | 0 | 0 | 0 | 0 | 0 | 0 | HQ/Maritimes | 0 | 0 | 0 | 0 | 0 | 0
|  | Other | 0 | 0 | 0 | 0 | 0 | 0 | Other | 0 | 0 | 0 | 0 | 0 | 0 | Other | 0 | 0 | 0 | 0 | 0 | 0
|  | DR | 0 | 0 | 0 | 0 | 0 | 0 | DR | 0 | 0 | 0 | 0 | 0 | 0 | DR | 0 | 0 | 0 | 0 | 0 | 0
|  | Total | 281.81 | 223.16 | 43.66 | 51.39 | 71.18 | 180.01 | Total | 318.52 | 546.2 | 409.43 | 192.37 | 156.59 | 128.62 | Total | -36.71 | -323.04 | -365.77 | -140.98 | -85.41 | 51.39
|  | #9 Retrofit VOM Costs ($million) | [6 empty] | #9 Retrofit VOM Costs ($million) | [6 empty] | #9 Retrofit VOM Costs ($million)
|  |  | 2015 | 2020 | 2025 | 2030 | 2035 | 2040 |  | 2015 | 2020 | 2025 | 2030 | 2035 | 2040 |  | 2015 | 2020 | 2025 | 2030 | 2035 | 2040
|  | Coal | 200.52 | 151.64 | 8.75 | 25.23 | 77.06 | 77.07 | Coal | 190.57 | 142.9 | 20.6 | 16.41 | 75.07 | 81.29 | Coal | 9.95 | 8.74 | -11.85 | 8.82 | 1.99 | -4.22
|  | Coal-CCS | 0 | 0 | 0 | 0 | 0 | 0 | Coal-CCS | 0 | 0 | 0 | 0 | 0 | 0 | Coal-CCS | 0 | 0 | 0 | 0 | 0 | 0
|  | Nuclear | 0 | 0 | 0 | 0 | 0 | 0 | Nuclear | 0 | 0 | 0 | 0 | 0 | 0 | Nuclear | 0 | 0 | 0 | 0 | 0 | 0
|  | CC | 0 | 0 | 0 | 0 | 0 | 0 | CC | 0 | 0 | 0 | 0 | 0 | 0 | CC | 0 | 0 | 0 | 0 | 0 | 0
|  | CT | 0 | 0 | 0 | 0 | 0 | 0 | CT | 0 | 0 | 0 | 0 | 0 | 0 | CT | 0 | 0 | 0 | 0 | 0 | 0
|  | Steam O/G | 0 | 0 | 0 | 0 | 0 | 0 | Steam O/G | 0 | 0 | 0 | 0 | 0 | 0 | Steam O/G | 0 | 0 | 0 | 0 | 0 | 0
|  | Hydro | 0 | 0 | 0 | 0 | 0 | 0 | Hydro | 0 | 0 | 0 | 0 | 0 | 0 | Hydro | 0 | 0 | 0 | 0 | 0 | 0
|  | On-shore Wind | 0 | 0 | 0 | 0 | 0 | 0 | On-shore Wind | 0 | 0 | 0 | 0 | 0 | 0 | On-shore Wind | 0 | 0 | 0 | 0 | 0 | 0
|  | Off-shore Wind | 0 | 0 | 0 | 0 | 0 | 0 | Off-shore Wind | 0 | 0 | 0 | 0 | 0 | 0 | Off-shore Wind | 0 | 0 | 0 | 0 | 0 | 0
|  | Other Renew | 0 | 0 | 0 | 0 | 0 | 0 | Other Renew | 0 | 0 | 0 | 0 | 0 | 0 | Other Renew | 0 | 0 | 0 | 0 | 0 | 0
|  | HQ/Maritimes | 0 | 0 | 0 | 0 | 0 | 0 | HQ/Maritimes | 0 | 0 | 0 | 0 | 0 | 0 | HQ/Maritimes | 0 | 0 | 0 | 0 | 0 | 0
|  | Other | 0 | 0 | 0 | 0 | 0 | 0 | Other | 0 | 0 | 0 | 0 | 0 | 0 | Other | 0 | 0 | 0 | 0 | 0 | 0
|  | DR | 0 | 0 | 0 | 0 | 0 | 0 | DR | 0 | 0 | 0 | 0 | 0 | 0 | DR | 0 | 0 | 0 | 0 | 0 | 0
|  | Total | 200.52 | 151.64 | 8.75 | 25.23 | 77.06 | 77.07 | Total | 190.57 | 142.9 | 20.6 | 16.41 | 75.07 | 81.29 | Total | 9.95 | 8.74 | -11.85 | 8.82 | 1.99 | -4.22
|  | #10 Base FOM Costs ($million) | [6 empty] | #10 Base FOM Costs ($million) | [6 empty] | #10 Base FOM Costs ($million)
|  |  | 2015 | 2020 | 2025 | 2030 | 2035 | 2040 |  | 2015 | 2020 | 2025 | 2030 | 2035 | 2040 |  | 2015 | 2020 | 2025 | 2030 | 2035 | 2040
|  | Coal | 678.55 | 606.24 | 296.66 | 297.36 | 365.07 | 436.71 | Coal | 647.26 | 539.08 | 485.25 | 275.78 | 339.55 | 402.06 | Coal | 31.29 | 67.16 | -188.59 | 21.58 | 25.52 | 34.65
|  | Coal-CCS | 0 | 0 | 0 | 0 | 0 | 0 | Coal-CCS | 0 | 0 | 0 | 0 | 0 | 0 | Coal-CCS | 0 | 0 | 0 | 0 | 0 | 0
|  | Nuclear | 0.01 | 0.01 | 0.01 | 0.01 | 0.02 | 0.02 | Nuclear | 0.01 | 0.01 | 0.01 | 0.01 | 0.01 | 0.01 | Nuclear | 0 | 0 | 0 | 0 | 0.01 | 0.01
|  | CC | 41.44 | 74.07 | 63.71 | 67.22 | 73.19 | 73.19 | CC | 67.75 | 256.24 | 245.88 | 249.4 | 255.36 | 255.36 | CC | -26.31 | -182.17 | -182.17 | -182.18 | -182.17 | -182.17
|  | CT | 62.94 | 90.44 | 65.09 | 84.21 | 84.21 | 84.21 | CT | 62.94 | 90.44 | 65.09 | 84.21 | 84.21 | 84.21 | CT | 0 | 0 | 0 | 0 | 0 | 0
|  | Steam O/G | 12.26 | 14.51 | 12.44 | 12.44 | 12.44 | 12.44 | Steam O/G | 12.26 | 14.51 | 12.44 | 12.44 | 12.44 | 11.84 | Steam O/G | 0 | 0 | 0 | 0 | 0 | 0.6
|  | Hydro | 1.07 | 1.07 | 1.07 | 1.07 | 1.07 | 1.07 | Hydro | 1.07 | 1.07 | 1.07 | 1.07 | 1.07 | 1.07 | Hydro | 0 | 0 | 0 | 0 | 0 | 0
|  | On-shore Wind | 18.31 | 18.31 | 18.31 | 18.31 | 18.31 | 18.31 | On-shore Wind | 18.31 | 18.31 | 18.31 | 1185.54 | 1185.54 | 1185.54 | On-shore Wind | 0 | 0 | 0 | -1167.23 | -1167.23 | -1167.23
|  | Off-shore Wind | 0 | 0 | 0 | 0 | 0 | 0 | Off-shore Wind | 0 | 0 | 0 | 0 | 0 | 0 | Off-shore Wind | 0 | 0 | 0 | 0 | 0 | 0
|  | Other Renew | 4.46 | 8.23 | 19.72 | 19.79 | 41.15 | 370.76 | Other Renew | 4.46 | 8.23 | 19.73 | 19.8 | 19.8 | 19.8 | Other Renew | 0 | 0 | -0.01 | -0.01 | 21.35 | 350.96
|  | HQ/Maritimes | 0 | 0 | 0 | 0 | 0 | 0 | HQ/Maritimes | 0 | 0 | 0 | 0 | 0 | 0 | HQ/Maritimes | 0 | 0 | 0 | 0 | 0 | 0
|  | Other | 0 | 0 | 0 | 0 | 0 | 0 | Other | 0 | 0 | 0 | 0 | 0 | 0 | Other | 0 | 0 | 0 | 0 | 0 | 0
|  | DR | 0 | 0 | 0 | 0 | 0 | 0 | DR | 0 | 0 | 0 | 0 | 0 | 0 | DR | 0 | 0 | 0 | 0 | 0 | 0
|  | Total | 819.04 | 812.88 | 477.01 | 500.41 | 595.46 | 996.71 | Total | 814.06 | 927.89 | 847.78 | 1828.25 | 1897.98 | 1959.89 | Total | 4.98 | -115.01 | -370.77 | -1327.84 | -1302.52 | -963.18
|  | #11 Retrofit FOM Costs ($million) | [6 empty] | #11 Retrofit FOM Costs ($million) | [6 empty] | #11 Retrofit FOM Costs ($million)
|  |  | 2015 | 2020 | 2025 | 2030 | 2035 | 2040 |  | 2015 | 2020 | 2025 | 2030 | 2035 | 2040 |  | 2015 | 2020 | 2025 | 2030 | 2035 | 2040
|  | Coal | 66.56 | 68.93 | 32.93 | 33.83 | 35.66 | 35.66 | Coal | 61.75 | 63.4 | 58.83 | 32.19 | 34.39 | 34.5 | Coal | 4.81 | 5.53 | -25.9 | 1.64 | 1.27 | 1.16
|  | Coal-CCS | 0 | 0 | 0 | 0 | 0 | 0 | Coal-CCS | 0 | 0 | 0 | 0 | 0 | 0 | Coal-CCS | 0 | 0 | 0 | 0 | 0 | 0
|  | Nuclear | 0 | 0 | 0 | 0 | 0 | 0 | Nuclear | 0 | 0 | 0 | 0 | 0 | 0 | Nuclear | 0 | 0 | 0 | 0 | 0 | 0
|  | CC | 0 | 0 | 0 | 0 | 0 | 0 | CC | 0 | 0 | 0 | 0 | 0 | 0 | CC | 0 | 0 | 0 | 0 | 0 | 0
|  | CT | 0 | 0 | 0 | 0 | 0 | 0 | CT | 0 | 0 | 0 | 0 | 0 | 0 | CT | 0 | 0 | 0 | 0 | 0 | 0
|  | Steam O/G | 0 | 0 | 0 | 0 | 0 | 0 | Steam O/G | 0 | 0 | 0 | 0 | 0 | 0 | Steam O/G | 0 | 0 | 0 | 0 | 0 | 0
|  | Hydro | 0 | 0 | 0 | 0 | 0 | 0 | Hydro | 0 | 0 | 0 | 0 | 0 | 0 | Hydro | 0 | 0 | 0 | 0 | 0 | 0
|  | On-shore Wind | 0 | 0 | 0 | 0 | 0 | 0 | On-shore Wind | 0 | 0 | 0 | 0 | 0 | 0 | On-shore Wind | 0 | 0 | 0 | 0 | 0 | 0
|  | Off-shore Wind | 0 | 0 | 0 | 0 | 0 | 0 | Off-shore Wind | 0 | 0 | 0 | 0 | 0 | 0 | Off-shore Wind | 0 | 0 | 0 | 0 | 0 | 0
|  | Other Renew | 0 | 0 | 0 | 0 | 0 | 0 | Other Renew | 0 | 0 | 0 | 0 | 0 | 0 | Other Renew | 0 | 0 | 0 | 0 | 0 | 0
|  | HQ/Maritimes | 0 | 0 | 0 | 0 | 0 | 0 | HQ/Maritimes | 0 | 0 | 0 | 0 | 0 | 0 | HQ/Maritimes | 0 | 0 | 0 | 0 | 0 | 0
|  | Other | 0 | 0 | 0 | 0 | 0 | 0 | Other | 0 | 0 | 0 | 0 | 0 | 0 | Other | 0 | 0 | 0 | 0 | 0 | 0
|  | DR | 0 | 0 | 0 | 0 | 0 | 0 | DR | 0 | 0 | 0 | 0 | 0 | 0 | DR | 0 | 0 | 0 | 0 | 0 | 0
|  | Total | 66.56 | 68.93 | 32.93 | 33.83 | 35.66 | 35.66 | Total | 61.75 | 63.4 | 58.83 | 32.19 | 34.39 | 34.5 | Total | 4.81 | 5.53 | -25.9 | 1.64 | 1.27 | 1.16
|  | #12 Levelized Capital Costs ($million) | [6 empty] | #12 Levelized Capital Costs ($million) | [6 empty] | #12 Levelized Capital Costs ($million)
|  |  | 2015 | 2020 | 2025 | 2030 | 2035 | 2040 |  | 2015 | 2020 | 2025 | 2030 | 2035 | 2040 |  | 2015 | 2020 | 2025 | 2030 | 2035 | 2040
|  | Coal | 215.26 | 215.26 | 215.26 | 215.26 | 215.26 | 215.26 | Coal | 215.26 | 215.26 | 215.26 | 215.26 | 215.26 | 215.26 | Coal | 0 | 0 | 0 | 0 | 0 | 0
|  | Coal-CCS | 0 | 0 | 0.01 | 0.01 | 0.02 | 0.02 | Coal-CCS | 0 | 0 | 0 | 0 | 0 | 0 | Coal-CCS | 0 | 0 | 0.01 | 0.01 | 0.02 | 0.02
|  | Nuclear | 0 | 0 | 0 | 0.02 | 0.06 | 0.06 | Nuclear | 0 | 0 | 0 | 0 | 0 | 0 | Nuclear | 0 | 0 | 0 | 0.02 | 0.06 | 0.06
|  | CC | 0.07 | 170.67 | 170.68 | 170.69 | 170.69 | 170.62 | CC | 213.71 | 1627.36 | 1627.36 | 1627.36 | 1627.36 | 1413.65 | CC | -213.64 | -1456.69 | -1456.68 | -1456.67 | -1456.67 | -1243.03
|  | CT | 0 | 0.01 | 0.01 | 0.01 | 0.01 | 0 | CT | 0 | 0 | 0 | 0 | 0 | 0 | CT | 0 | 0.01 | 0.01 | 0.01 | 0.01 | 0
|  | Steam O/G | 0 | 0 | 0 | 0 | 0 | 0 | Steam O/G | 0 | 0 | 0 | 0 | 0 | 0 | Steam O/G | 0 | 0 | 0 | 0 | 0 | 0
|  | Hydro | 0 | 0 | 0 | 0 | 0 | 0 | Hydro | 0 | 0 | 0 | 0 | 0 | 0 | Hydro | 0 | 0 | 0 | 0 | 0 | 0
|  | On-shore Wind | 0 | 0.01 | 0.01 | 0.02 | 0.01 | 0.01 | On-shore Wind | 0 | 0 | 0 | 8677.7 | 8677.7 | 8677.7 | On-shore Wind | 0 | 0.01 | 0.01 | -8677.68 | -8677.69 | -8677.69
|  | Off-shore Wind | 0.04 | 0.04 | 0.04 | 0.02 | 0 | 0 | Off-shore Wind | 0 | 0 | 0 | 0 | 0 | 0 | Off-shore Wind | 0.04 | 0.04 | 0.04 | 0.02 | 0 | 0
|  | Other Renew | 0 | 80.21 | 132.25 | 133.58 | 211.82 | 1338.89 | Other Renew | 0 | 80.17 | 132.24 | 133.6 | 133.6 | 53.43 | Other Renew | 0 | 0.04 | 0.01 | -0.02 | 78.22 | 1285.46
|  | HQ/Maritimes | 0 | 0 | 0 | 0 | 0 | 0 | HQ/Maritimes | 0 | 0 | 0 | 0 | 0 | 0 | HQ/Maritimes | 0 | 0 | 0 | 0 | 0 | 0
|  | Other | 0 | 0 | 0 | 0 | 0 | 0 | Other | 0 | 0 | 0 | 0 | 0 | 0 | Other | 0 | 0 | 0 | 0 | 0 | 0
|  | DR | 0 | 0 | 0 | 0 | 0 | 0 | DR | 0 | 0 | 0 | 0 | 0 | 0 | DR | 0 | 0 | 0 | 0 | 0 | 0
|  | Total | 215.37 | 466.2 | 518.26 | 519.61 | 597.87 | 1724.86 | Total | 428.97 | 1922.79 | 1974.86 | 10653.92 | 10653.92 | 10360.04 | Total | -213.6 | -1456.59 | -1456.6 | -10134.31 | -10056.05 | -8635.18
|  | #13 Levelized Retrofit Capital Costs ($million) | [6 empty] | #13 Levelized Retrofit Capital Costs ($million) | [6 empty] | #13 Levelized Retrofit Capital Costs ($million)
|  |  | 2015 | 2020 | 2025 | 2030 | 2035 | 2040 |  | 2015 | 2020 | 2025 | 2030 | 2035 | 2040 |  | 2015 | 2020 | 2025 | 2030 | 2035 | 2040
|  | Coal | 0.04 | 91.19 | 99.4 | 187.14 | 541.92 | 363.03 | Coal | 0 | 76.33 | 83.98 | 128.18 | 556.16 | 456.01 | Coal | 0.04 | 14.86 | 15.42 | 58.96 | -14.24 | -92.98
|  | Coal-CCS | 0 | 0 | 0 | 0 | 0 | 0 | Coal-CCS | 0 | 0 | 0 | 0 | 0 | 0 | Coal-CCS | 0 | 0 | 0 | 0 | 0 | 0
|  | Nuclear | 0 | 0 | 0 | 0 | 0 | 0 | Nuclear | 0 | 0 | 0 | 0 | 0 | 0 | Nuclear | 0 | 0 | 0 | 0 | 0 | 0
|  | CC | 0 | 0 | 0 | 0 | 0 | 0 | CC | 0 | 0 | 0 | 0 | 0 | 0 | CC | 0 | 0 | 0 | 0 | 0 | 0
|  | CT | 0 | 0 | 0 | 0 | 0 | 0 | CT | 0 | 0 | 0 | 0 | 0 | 0 | CT | 0 | 0 | 0 | 0 | 0 | 0
|  | Steam O/G | 0 | 0 | 0 | 0 | 0 | 0 | Steam O/G | 0 | 0 | 0 | 0 | 0 | 0 | Steam O/G | 0 | 0 | 0 | 0 | 0 | 0
|  | Hydro | 0 | 0 | 0 | 0 | 0 | 0 | Hydro | 0 | 0 | 0 | 0 | 0 | 0 | Hydro | 0 | 0 | 0 | 0 | 0 | 0
|  | On-shore Wind | 0 | 0 | 0 | 0 | 0 | 0 | On-shore Wind | 0 | 0 | 0 | 0 | 0 | 0 | On-shore Wind | 0 | 0 | 0 | 0 | 0 | 0
|  | Off-shore Wind | 0 | 0 | 0 | 0 | 0 | 0 | Off-shore Wind | 0 | 0 | 0 | 0 | 0 | 0 | Off-shore Wind | 0 | 0 | 0 | 0 | 0 | 0
|  | Other Renew | 0 | 0 | 0 | 0 | 0 | 0 | Other Renew | 0 | 0 | 0 | 0 | 0 | 0 | Other Renew | 0 | 0 | 0 | 0 | 0 | 0
|  | HQ/Maritimes | 0 | 0 | 0 | 0 | 0 | 0 | HQ/Maritimes | 0 | 0 | 0 | 0 | 0 | 0 | HQ/Maritimes | 0 | 0 | 0 | 0 | 0 | 0
|  | Other | 0 | 0 | 0 | 0 | 0 | 0 | Other | 0 | 0 | 0 | 0 | 0 | 0 | Other | 0 | 0 | 0 | 0 | 0 | 0
|  | DR | 0 | 0 | 0 | 0 | 0 | 0 | DR | 0 | 0 | 0 | 0 | 0 | 0 | DR | 0 | 0 | 0 | 0 | 0 | 0
|  | Total | 0.04 | 91.19 | 99.4 | 187.14 | 541.92 | 363.03 | Total | 0 | 76.33 | 83.98 | 128.18 | 556.16 | 456.01 | Total | 0.04 | 14.86 | 15.42 | 58.96 | -14.24 | -92.98
|  | #14 Total Costs ($million) | [6 empty] | #14 Total Costs ($million) | [6 empty] | #14 Total Costs ($million)
|  |  | 2015 | 2020 | 2025 | 2030 | 2035 | 2040 |  | 2015 | 2020 | 2025 | 2030 | 2035 | 2040 |  | 2015 | 2020 | 2025 | 2030 | 2035 | 2040
|  | Coal | 4391.37 | 3315.95 | 811.93 | 898.58 | 1783.7 | 1804.84 | Coal | 4222.45 | 3073.45 | 1259.27 | 753.84 | 1758.94 | 1884.49 | Coal | 168.92 | 242.5 | -447.34 | 144.74 | 24.76 | -79.65
|  | Coal-CCS | 0 | 0.01 | 0.01 | 0.02 | 0.03 | 0.04 | Coal-CCS | 0 | 0 | 0 | 0 | 0 | 0 | Coal-CCS | 0 | 0.01 | 0.01 | 0.02 | 0.03 | 0.04
|  | Nuclear | 0.01 | 0.01 | 0.02 | 0.04 | 0.16 | 0.15 | Nuclear | 0.01 | 0.01 | 0.01 | 0.02 | 0.08 | 0.07 | Nuclear | 0 | 0 | 0.01 | 0.02 | 0.08 | 0.08
|  | CC | 359.07 | 1204.65 | 874.71 | 1117.08 | 1042.17 | 677.13 | CC | 1210.78 | 8063.71 | 8660.64 | 5916.95 | 5688.48 | 5444.46 | CC | -851.71 | -6859.06 | -7785.93 | -4799.87 | -4646.31 | -4767.33
|  | CT | 62.95 | 90.45 | 65.11 | 84.23 | 84.23 | 84.23 | CT | 63.5 | 90.44 | 65.09 | 84.21 | 84.21 | 84.21 | CT | -0.55 | 0.01 | 0.02 | 0.02 | 0.02 | 0.02
|  | Steam O/G | 14.75 | 17.34 | 12.85 | 16.42 | 12.44 | 12.44 | Steam O/G | 16.54 | 17.35 | 15.52 | 12.44 | 12.44 | 11.84 | Steam O/G | -1.79 | -0.01 | -2.67 | 3.98 | 0 | 0.6
|  | Hydro | 1.07 | 1.07 | 1.07 | 1.07 | 1.07 | 1.07 | Hydro | 1.07 | 1.07 | 1.07 | 1.07 | 1.07 | 1.07 | Hydro | 0 | 0 | 0 | 0 | 0 | 0
|  | On-shore Wind | 18.33 | 18.34 | 18.34 | 18.35 | 18.34 | 18.34 | On-shore Wind | 18.33 | 18.33 | 18.33 | 9864.39 | 9864.39 | 9864.39 | On-shore Wind | 0 | 0.01 | 0.01 | -9846.04 | -9846.05 | -9846.05
|  | Off-shore Wind | 0.04 | 0.04 | 0.04 | 0.02 | 0 | 0 | Off-shore Wind | 0 | 0 | 0 | 0 | 0 | 0 | Off-shore Wind | 0.04 | 0.04 | 0.04 | 0.02 | 0 | 0
|  | Other Renew | 4.47 | 88.45 | 152.09 | 153.5 | 369.73 | 3625.99 | Other Renew | 4.47 | 88.41 | 152.09 | 153.52 | 153.52 | 73.35 | Other Renew | 0 | 0.04 | 0 | -0.02 | 216.21 | 3552.64
|  | HQ/Maritimes | 0 | 0 | 0 | 0 | 0 | 0 | HQ/Maritimes | 0 | 0 | 0 | 0 | 0 | 0 | HQ/Maritimes | 0 | 0 | 0 | 0 | 0 | 0
|  | Other | 0 | 0 | 0 | 0 | 0 | 0 | Other | 0 | 0 | 0 | 0 | 0 | 0 | Other | 0 | 0 | 0 | 0 | 0 | 0
|  | DR | 0 | 0 | 0 | 0 | 0 | 0 | DR | 0 | 0 | 0 | 0 | 0 | 0 | DR | 0 | 0 | 0 | 0 | 0 | 0
|  | Total | 4852.06 | 4736.31 | 1936.17 | 2289.31 | 3311.87 | 6224.23 | Total | 5537.15 | 11352.77 | 10172.02 | 16786.44 | 17563.13 | 17363.88 | Total | -685.09 | -6616.46 | -8235.85 | -14497.13 | -14251.26 | -11139.65
|  | #15 A RPS Generation Compliance Payments ($) | [6 empty] | #15 A RPS Generation Compliance Payments ($) | [6 empty] | #15 A RPS Generation Compliance Payments ($)
|  | MISO_IN | 0 | 0 | 0 | 0 | 0 | 0 | MISO_IN | 0 | 0 | 0 | 0 | 0 | 0 | MISO_IN | 0 | 0 | 0 | 0 | 0 | 0
|  | #15 B RPS Capacity Compliance Payments ($) | [6 empty] | #15 B RPS Capacity Compliance Payments ($) | [6 empty] | #15 B RPS Capacity Compliance Payments ($)
|  | MISO_IN | 0 | 0 | 0 | 0 | 0 | 0 | MISO_IN | 0 | 0 | 0 | 0 | 0 | 0 | MISO_IN | 0 | 0 | 0 | 0 | 0 | 0
|  | #16a Transmission Costs ($million) [excludes shadow cost] | [6 empty] | #16a Transmission Costs ($million) [excludes shadow cost] | [6 empty] | #16a Transmission Costs ($million) [excludes shadow cost]
|  | a. Wheel Share | [6 empty] | a. Wheel Share | [6 empty] | a. Wheel Share
|  | MISO_IN | 1.52 | 2.82 | 67.1 | 19.16 | 36.22 | 108.4 | MISO_IN | 1.31 | 2.17 | 31.16 | 31.43 | 19.38 | 12.63 | MISO_IN | 0.21 | 0.65 | 35.94 | -12.27 | 16.84 | 95.77
|  | b. Friction Share | [6 empty] | b. Friction Share | [6 empty] | b. Friction Share
|  | MISO_IN | 1.08 | 16.12 | 35.95 | 12.13 | 9.12 | 8.56 | MISO_IN | 1.24 | 8.15 | 23.07 | 26.63 | 19.59 | 15.82 | MISO_IN | -0.16 | 7.97 | 12.88 | -14.5 | -10.47 | -7.26

## SuperRegionResults
Super-Region |  | Future 2, Sensitivity 2: Federal Carbon, Soft Transmission Constraint, 25% Overload Charges | [6 empty] | Future 2 Base: Federal Carbon Constraint
South |  | Capacity Tables by Super-Region | [6 empty] | Capacity Tables by Super-Region | [6 empty] | Difference (Case 1 - Case 2)
Pool/Region | Super-Region
All | All | Super-Region | South | [5 empty] | Super-Region | South
EI | EI
EI_Canada | EI_Canada | #1 New Build Capacity (MW) | [6 empty] | #1 New Build Capacity (MW) | [6 empty] | #1 New Build Capacity (MW)
EI_US | EI_US |  | 2015 | 2020 | 2025 | 2030 | 2035 | 2040 | x | 2015 | 2020 | 2025 | 2030 | 2035 | 2040 |  | 0 | 0 | 0 | 0 | 0 | 0
HQ_IESO | HQ/Maritimes | Coal | 825.06 | 0.06 | 0 | 0 | 0 | 0 | Coal | 825 | 0 | 0 | 0 | 0 | 0 | Coal | 0.06 | 0.06 | 0 | 0 | 0 | 0
HQ_NEISO | HQ/Maritimes | Coal-CCS | 0 | 0.03 | 0.03 | 0.01 | 0.05 | 0 | Coal-CCS | 0 | 0 | 0 | 0 | 0 | 0 | Coal-CCS | 0 | 0.03 | 0.03 | 0.01 | 0.05 | 0
HQ_NY | HQ/Maritimes | Nuclear | 1997.22 | 4530.01 | 3094.18 | 18932.69 | 26090.39 | 25961.95 | Nuclear | 1997.22 | 4530 | 6212.78 | 22216.19 | 14539.67 | 13265.76 | Nuclear | 0 | 0.01 | -3118.6 | -3283.5 | 11550.72 | 12696.19
MARITIMES | HQ/Maritimes | CC | 37315.62 | 9790.1 | 0.31 | 0.18 | 0 | 0 | CC | 39412.52 | 9773.68 | 0 | 0 | 0 | 0 | CC | -2096.9 | 16.42 | 0.31 | 0.18 | 0 | 0
MAPP_US | Midwest | CT | 3197.24 | 0.08 | 0 | 0 | 0 | 0 | CT | 3197.2 | 0 | 0 | 0 | 0 | 0 | CT | 0.04 | 0.08 | 0 | 0 | 0 | 0
MISO_IN | Midwest | Steam O/G | 0 | 0 | 0 | 0 | 0 | 0 | Steam O/G | 0 | 0 | 0 | 0 | 0 | 0 | Steam O/G | 0 | 0 | 0 | 0 | 0 | 0
MISO_MI | Midwest | Hydro | 0 | 0.03 | 26.9 | 0.11 | 0.08 | 0.06 | Hydro | 0 | 0 | 27 | 0 | 0 | 0 | Hydro | 0 | 0.03 | -0.1 | 0.11 | 0.08 | 0.06
MISO_MO-IL | Midwest | On-shore Wind | 0.11 | 3499.95 | 0.02 | 0.01 | 0 | 0 | On-shore Wind | 0.9 | 3499.1 | 0 | 0 | 200 | 0 | On-shore Wind | -0.79 | 0.85 | 0.02 | 0.01 | -200 | 0
MISO_W | Midwest | Off-shore Wind | 0.04 | 0.01 | 0.01 | 0 | 0 | 0 | Off-shore Wind | 1 | 0 | 0 | 0 | 25896.54 | 9252.56 | Off-shore Wind | -0.96 | 0.01 | 0.01 | 0 | -25896.54 | -9252.56
MISO_WUMS | Midwest | Other Renew | 56.01 | 411.57 | 953.74 | 13.04 | 20158.08 | 2005.16 | Other Renew | 56.26 | 410.47 | 954.16 | 13.13 | 11067.77 | 11235.48 | Other Renew | -0.25 | 1.1 | -0.42 | -0.09 | 9090.31 | -9230.32
MAPP_CA | Midwest | HQ/Maritimes | 0 | 0 | 0 | 0 | 0 | 0 | HQ/Maritimes | 0 | 0 | 0 | 0 | 0 | 0 | HQ/Maritimes | 0 | 0 | 0 | 0 | 0 | 0
NEISO | Northeast | Other | 0 | 0 | 0 | 0 | 0 | 0 | Other | 0 | 0 | 0 | 0 | 0 | 0 | Other | 0 | 0 | 0 | 0 | 0 | 0
NYISO_A-F | Northeast | DR | 0 | 0 | 0 | 0 | 0 | 0 | DR | 0 | 0 | 0 | 0 | 0 | 0 | DR | 0 | 0 | 0 | 0 | 0 | 0
NYISO_G-I | Northeast | Total | 43391.3 | 18231.84 | 4075.19 | 18946.04 | 46248.6 | 27967.17 | Total | 45490.1 | 18213.25 | 7193.94 | 22229.32 | 51703.98 | 33753.8 | Total | -2098.8 | 18.59 | -3118.75 | -3283.28 | -5455.38 | -5786.63
NYISO_J-K | Northeast
IESO | Ontario
Outside_EI | Outside_EI | #2 Cumulative New Build Capacity (MW) | [6 empty] | #2 Cumulative New Build Capacity (MW) | [6 empty] | #2 Cumulative New Build Capacity (MW)
NonRTO_Midwest | MISO |  | 2015 | 2020 | 2025 | 2030 | 2035 | 2040 |  | 2015 | 2020 | 2025 | 2030 | 2035 | 2040 |  | 2015 | 2020 | 2025 | 2030 | 2035 | 2040
PJM_E | PJM_MAAC | Coal | 825.06 | 825.09 | 825.09 | 825.1 | 825.1 | 825.11 | Coal | 825 | 825 | 825 | 825 | 825 | 825 | Coal | 0.06 | 0.09 | 0.09 | 0.1 | 0.1 | 0.11
PJM_ROM | PJM_MAAC | Coal-CCS | 0 | 0.03 | 0.05 | 0.08 | 0.13 | 0.13 | Coal-CCS | 0 | 0 | 0 | 0 | 0 | 0 | Coal-CCS | 0 | 0.03 | 0.05 | 0.08 | 0.13 | 0.13
PJM_ROR | PJM_ROR | Nuclear | 1997.22 | 6527.23 | 9621.41 | 28554.1 | 54644.48 | 80606.44 | Nuclear | 1997.22 | 6527.22 | 12740 | 34956.19 | 49495.87 | 62761.61 | Nuclear | 0 | 0.01 | -3118.59 | -6402.09 | 5148.61 | 17844.83
FRCC | South | CC | 37315.62 | 47105.72 | 47106.04 | 47106.22 | 47106.23 | 47106.24 | CC | 39412.52 | 49186.21 | 49186.22 | 49186.22 | 49186.22 | 49186.22 | CC | -2096.9 | -2080.49 | -2080.18 | -2080 | -2079.99 | -2079.98
SOCO | South | CT | 3197.24 | 3197.32 | 3197.32 | 3197.33 | 3197.33 | 3197.33 | CT | 3197.2 | 3197.2 | 3197.2 | 3197.2 | 3197.2 | 3197.2 | CT | 0.04 | 0.12 | 0.12 | 0.13 | 0.13 | 0.13
TVA | South | Steam O/G | 0 | 0 | 0 | 0 | 0 | 0 | Steam O/G | 0 | 0 | 0 | 0 | 0 | 0 | Steam O/G | 0 | 0 | 0 | 0 | 0 | 0
TVA_Transmission | South | Hydro | 0 | 0.03 | 26.93 | 27.05 | 27.14 | 27.2 | Hydro | 0 | 0 | 27 | 27 | 27 | 27 | Hydro | 0 | 0.03 | -0.07 | 0.05 | 0.14 | 0.2
VACAR | South | On-shore Wind | 0.11 | 3500.06 | 3500.08 | 3500.08 | 3500.08 | 3500.09 | On-shore Wind | 0.9 | 3500 | 3500 | 3500 | 3700 | 3700 | On-shore Wind | -0.79 | 0.06 | 0.08 | 0.08 | -199.92 | -199.91
ENT | Southwest | Off-shore Wind | 0.04 | 0.05 | 0.05 | 0.06 | 0.06 | 0.06 | Off-shore Wind | 1 | 1 | 1 | 1 | 25897.54 | 35150.1 | Off-shore Wind | -0.96 | -0.95 | -0.95 | -0.94 | -25897.48 | -35150.04
NE | Southwest | Other Renew | 56.01 | 467.58 | 1421.34 | 1434.41 | 21592.48 | 23597.63 | Other Renew | 56.26 | 466.72 | 1420.88 | 1434.01 | 12501.78 | 23737.25 | Other Renew | -0.25 | 0.86 | 0.46 | 0.4 | 9090.7 | -139.62
SPP_N | Southwest | HQ/Maritimes | 0 | 0 | 0 | 0 | 0 | 0 | HQ/Maritimes | 0 | 0 | 0 | 0 | 0 | 0 | HQ/Maritimes | 0 | 0 | 0 | 0 | 0 | 0
SPP_S | Southwest | Other | 0 | 0 | 0 | 0 | 0 | 0 | Other | 0 | 0 | 0 | 0 | 0 | 0 | Other | 0 | 0 | 0 | 0 | 0 | 0
ERCOT | Texas | DR | 0 | 0 | 0 | 0 | 0 | 0 | DR | 0 | 0 | 0 | 0 | 0 | 0 | DR | 0 | 0 | 0 | 0 | 0 | 0
AZ_NM_SNV | West | Total | 43391.3 | 61623.11 | 65698.31 | 84644.43 | 130893.03 | 158860.23 | Total | 45490.1 | 63703.35 | 70897.3 | 93126.62 | 144830.61 | 178584.38 | Total | -2098.8 | -2080.24 | -5198.99 | -8482.19 | -13937.58 | -19724.15
AZ_NM_SNV_Coal | West
AZ_NM_SNV_Gas | West
AZ_NM_SNV_NucRenew | West | #3 Retirements of Capacity (MW) | [6 empty] | #3 Retirements of Capacity (MW) | [6 empty] | #3 Retirements of Capacity (MW)
NP15 | West |  | 2015 | 2020 | 2025 | 2030 | 2035 | 2040 |  | 2015 | 2020 | 2025 | 2030 | 2035 | 2040 |  | 2015 | 2020 | 2025 | 2030 | 2035 | 2040
NWPP_Coal | West | Coal | 44944.77 | 9172.62 | 6158.13 | 6668.21 | 0.34 | 0.16 | Coal | 46447.89 | 9179.29 | 7956.3 | 1805.63 | 194.62 | 0 | Coal | -1503.12 | -6.67 | -1798.17 | 4862.58 | -194.28 | 0.16
NWPP_Gas | West | Coal-CCS | 0 | 0 | 0 | 0 | 0 | 0 | Coal-CCS | 0 | 0 | 0 | 0 | 0 | 0 | Coal-CCS | 0 | 0 | 0 | 0 | 0 | 0
NWPP_NucRenew | West | Nuclear | 0 | 0 | 0 | 0 | 7375.66 | 7458.72 | Nuclear | 0 | 0 | 0 | 0 | 7375.66 | 7458.72 | Nuclear | 0 | 0 | 0 | 0 | 0 | 0
RMPA | West | CC | 0.01 | 0 | 0 | 7333.84 | 26924.59 | 17099.77 | CC | 48.28 | 0 | 0 | 9621.57 | 21377.59 | 16223.8 | CC | -48.27 | 0 | 0 | -2287.73 | 5547 | 875.97
SP15 | West | CT | 954.62 | 0.01 | 0.03 | 5535.04 | 14008.54 | 0.15 | CT | 1349 | 0 | 1423.97 | 11389.93 | 6448.44 | 0 | CT | -394.38 | 0.01 | -1423.94 | -5854.89 | 7560.1 | 0.15
ALB | West | Steam O/G | 10538.89 | 0 | 147.74 | 90.88 | 1.18 | 0 | Steam O/G | 10686.99 | 0 | 0.01 | 63.78 | 28.22 | 0 | Steam O/G | -148.1 | 0 | 147.73 | 27.1 | -27.04 | 0
BC | West | Hydro | 0 | 0 | 0 | 0 | 0 | 0 | Hydro | 0 | 0 | 0 | 0 | 0 | 0 | Hydro | 0 | 0 | 0 | 0 | 0 | 0
|  | On-shore Wind | 0 | 0 | 0 | 0 | 0 | 0 | On-shore Wind | 0 | 0 | 0 | 0 | 0 | 0 | On-shore Wind | 0 | 0 | 0 | 0 | 0 | 0
|  | Off-shore Wind | 0 | 0 | 0 | 0 | 0 | 0 | Off-shore Wind | 0 | 0 | 0 | 0 | 0 | 0 | Off-shore Wind | 0 | 0 | 0 | 0 | 0 | 0
For Reserve Margin Only |  | Other Renew | 0 | 0 | 0 | 0 | 0 | 0 | Other Renew | 0 | 0 | 0 | 0 | 0 | 0 | Other Renew | 0 | 0 | 0 | 0 | 0 | 0
MISO | Midwest | HQ/Maritimes | 0 | 0 | 0 | 0 | 0 | 0 | HQ/Maritimes | 0 | 0 | 0 | 0 | 0 | 0 | HQ/Maritimes | 0 | 0 | 0 | 0 | 0 | 0
SPP | Southwest | Other | 0 | 0 | 0 | 0 | 0 | 0 | Other | 0 | 0 | 0 | 0 | 0 | 0 | Other | 0 | 0 | 0 | 0 | 0 | 0
NYISO | Northeast | DR | 0 | 0 | 0 | 0 | 0 | 0 | DR | 0 | 0 | 0 | 0 | 0 | 0 | DR | 0 | 0 | 0 | 0 | 0 | 0
NYISO_G-I_J-K | Northeast | Total | 56438.29 | 9172.63 | 6305.9 | 19627.97 | 48310.31 | 24558.8 | Total | 58532.16 | 9179.29 | 9380.28 | 22880.91 | 35424.53 | 23682.52 | Total | -2093.87 | -6.66 | -3074.38 | -3252.94 | 12885.78 | 876.28
PJM | PJM
AZ_NM_SNV | West
CA | West | #4 Cumulative Retirements of Capacity (MW) | [6 empty] | #4 Cumulative Retirements of Capacity (MW) | [6 empty] | #4 Cumulative Retirements of Capacity (MW)
NWPP | West |  | 2015 | 2020 | 2025 | 2030 | 2035 | 2040 |  | 2015 | 2020 | 2025 | 2030 | 2035 | 2040 |  | 2015 | 2020 | 2025 | 2030 | 2035 | 2040
|  | Coal | 44944.77 | 54117.4 | 60275.52 | 66943.74 | 66944.09 | 66944.25 | Coal | 46447.89 | 55627.18 | 63583.48 | 65389.11 | 65583.73 | 65583.73 | Coal | -1503.12 | -1509.78 | -3307.96 | 1554.63 | 1360.36 | 1360.52
|  | Coal-CCS | 0 | 0 | 0 | 0 | 0 | 0 | Coal-CCS | 0 | 0 | 0 | 0 | 0 | 0 | Coal-CCS | 0 | 0 | 0 | 0 | 0 | 0
|  | Nuclear | 0 | 0 | 0 | 0 | 7375.66 | 14834.38 | Nuclear | 0 | 0 | 0 | 0 | 7375.66 | 14834.38 | Nuclear | 0 | 0 | 0 | 0 | 0 | 0
|  | CC | 0.01 | 0.01 | 0.03 | 7333.87 | 34258.45 | 51358.22 | CC | 48.28 | 48.28 | 48.28 | 9669.85 | 31047.44 | 47271.24 | CC | -48.27 | -48.27 | -48.25 | -2335.98 | 3211.01 | 4086.98
|  | CT | 954.62 | 954.63 | 954.68 | 6489.74 | 20498.26 | 20498.38 | CT | 1349 | 1349 | 2772.97 | 14162.91 | 20611.35 | 20611.35 | CT | -394.38 | -394.37 | -1818.29 | -7673.17 | -113.09 | -112.97
ReportingType | Technology Summary | Steam O/G | 10538.89 | 10538.9 | 10686.64 | 10777.52 | 10778.7 | 10778.72 | Steam O/G | 10686.99 | 10686.99 | 10687 | 10750.78 | 10779 | 10779 | Steam O/G | -148.1 | -148.09 | -0.36 | 26.74 | -0.3 | -0.28
BM | Other Renew | Hydro | 0 | 0 | 0 | 0 | 0 | 0 | Hydro | 0 | 0 | 0 | 0 | 0 | 0 | Hydro | 0 | 0 | 0 | 0 | 0 | 0
CC | CC | On-shore Wind | 0 | 0 | 0 | 0 | 0 | 0 | On-shore Wind | 0 | 0 | 0 | 0 | 0 | 0 | On-shore Wind | 0 | 0 | 0 | 0 | 0 | 0
CSP | Other Renew | Off-shore Wind | 0 | 0 | 0 | 0 | 0 | 0 | Off-shore Wind | 0 | 0 | 0 | 0 | 0 | 0 | Off-shore Wind | 0 | 0 | 0 | 0 | 0 | 0
CT | CT | Other Renew | 0 | 0 | 0 | 0 | 0 | 0 | Other Renew | 0 | 0 | 0 | 0 | 0 | 0 | Other Renew | 0 | 0 | 0 | 0 | 0 | 0
Coal | Coal | HQ/Maritimes | 0 | 0 | 0 | 0 | 0 | 0 | HQ/Maritimes | 0 | 0 | 0 | 0 | 0 | 0 | HQ/Maritimes | 0 | 0 | 0 | 0 | 0 | 0
Geo | Other Renew | Other | 0 | 0 | 0 | 0 | 0 | 0 | Other | 0 | 0 | 0 | 0 | 0 | 0 | Other | 0 | 0 | 0 | 0 | 0 | 0
H | Hydro | DR | 0 | 0 | 0 | 0 | 0 | 0 | DR | 0 | 0 | 0 | 0 | 0 | 0 | DR | 0 | 0 | 0 | 0 | 0 | 0
LFG | Other Renew | Total | 56438.29 | 65610.94 | 71916.87 | 91544.87 | 139855.16 | 164413.95 | Total | 58532.16 | 67711.45 | 77091.73 | 99972.65 | 135397.18 | 159079.7 | Total | -2093.87 | -2100.51 | -5174.86 | -8427.78 | 4457.98 | 5334.25
Nuc | Nuclear
PS | Other
PV | Other Renew | #5 Total Installed ACTIVE Capacity (MW) | [6 empty] | #5 Total Installed ACTIVE Capacity (MW) | [6 empty] | #5 Total Installed ACTIVE Capacity (MW)
PeakG | CT |  | 2015 | 2020 | 2025 | 2030 | 2035 | 2040 |  | 2015 | 2020 | 2025 | 2030 | 2035 | 2040 |  | 2015 | 2020 | 2025 | 2030 | 2035 | 2040
PeakO | CT | Coal | 25973.76 | 16801.2 | 10643.09 | 3974.88 | 3974.6 | 3974.45 | Coal | 24470.51 | 15291.22 | 7334.92 | 5529.29 | 5334.67 | 5334.67 | Coal | 1503.25 | 1509.98 | 3308.17 | -1554.41 | -1360.07 | -1360.22
ST | Other Renew | Coal-CCS | 0 | 0.03 | 0.05 | 0.07 | 0.13 | 0.13 | Coal-CCS | 0 | 0 | 0 | 0 | 0 | 0 | Coal-CCS | 0 | 0.03 | 0.05 | 0.07 | 0.13 | 0.13
STOG | Steam O/G | Nuclear | 29797.22 | 34327.23 | 37421.41 | 56354.1 | 75068.82 | 93572.05 | Nuclear | 29797.22 | 34327.22 | 40540 | 62756.19 | 69920.19 | 75727.23 | Nuclear | 0 | 0.01 | -3118.59 | -6402.09 | 5148.63 | 17844.82
STWD | Other Renew | CC | 81899.6 | 91689.7 | 91690.01 | 84356.36 | 57431.78 | 40332.02 | CC | 83948.24 | 93721.92 | 93721.93 | 84100.36 | 62722.76 | 46498.96 | CC | -2048.64 | -2032.22 | -2031.92 | 256 | -5290.98 | -6166.94
WT | On-shore Wind | CT | 40542.62 | 40542.69 | 40542.65 | 35007.59 | 20999.07 | 20998.96 | CT | 40148.2 | 40148.2 | 38724.23 | 27334.29 | 20885.85 | 20885.85 | CT | 394.42 | 394.49 | 1818.42 | 7673.3 | 113.22 | 113.11
IGCC | Coal | Steam O/G | 240.1 | 240.1 | 92.36 | 1.48 | 0.3 | 0.3 | Steam O/G | 92.01 | 92.01 | 92 | 28.22 | 0 | 0 | Steam O/G | 148.09 | 148.09 | 0.36 | -26.74 | 0.3 | 0.3
DemandResponse | DR | Hydro | 11482 | 11482.03 | 11508.93 | 11509.05 | 11509.14 | 11509.2 | Hydro | 11482 | 11482 | 11509 | 11509 | 11509 | 11509 | Hydro | 0 | 0.03 | -0.07 | 0.05 | 0.14 | 0.2
IGCC-CCS | Coal-CCS | On-shore Wind | 29.09 | 3529.03 | 3529.06 | 3529.06 | 3529.06 | 3529.06 | On-shore Wind | 29.9 | 3529 | 3529 | 3529 | 3729 | 3729 | On-shore Wind | -0.81 | 0.03 | 0.06 | 0.06 | -199.94 | -199.94
WT_off | Off-shore Wind | Off-shore Wind | 0 | 0.01 | 0.02 | 0.02 | 0.02 | 0.02 | Off-shore Wind | 1 | 1 | 1 | 1 | 25897.54 | 35150.1 | Off-shore Wind | -1 | -0.99 | -0.98 | -0.98 | -25897.52 | -35150.08
PseudoUnit | Other | Other Renew | 1870.91 | 2282.49 | 3236.27 | 3249.33 | 23407.41 | 25412.57 | Other Renew | 1871.26 | 2281.72 | 3235.88 | 3249.01 | 14316.78 | 25552.25 | Other Renew | -0.35 | 0.77 | 0.39 | 0.32 | 9090.63 | -139.68
FixedInterchange | HQ/Maritimes | HQ/Maritimes | 0 | 0 | 0 | 0 | 0 | 0 | HQ/Maritimes | 0 | 0 | 0 | 0 | 0 | 0 | HQ/Maritimes | 0 | 0 | 0 | 0 | 0 | 0
|  | Other | 6034 | 6034 | 6034 | 6034 | 6034 | 6034 | Other | 6034 | 6034 | 6034 | 6034 | 6034 | 6034 | Other | 0 | 0 | 0 | 0 | 0 | 0
|  | DR | 9449.22 | 15160.99 | 21752.51 | 22760.43 | 23818.5 | 24929.34 | DR | 9449.22 | 15160.99 | 21752.51 | 22760.43 | 23818.5 | 24929.34 | DR | 0 | 0 | 0 | 0 | 0 | 0
|  | Total | 207318.52 | 222089.5 | 226450.36 | 226776.37 | 225772.83 | 230292.1 | Total | 207323.56 | 222069.28 | 226474.47 | 226830.79 | 244168.29 | 255350.4 | Total | -5.04 | 20.22 | -24.11 | -54.42 | -18395.46 | -25058.3
|  | #6 Retrofit Capacity (MW) | [6 empty] | #6 Retrofit Capacity (MW) | [6 empty] | #6 Retrofit Capacity (MW)
|  |  | 2015 | 2020 | 2025 | 2030 | 2035 | 2040 |  | 2015 | 2020 | 2025 | 2030 | 2035 | 2040 |  | 2015 | 2020 | 2025 | 2030 | 2035 | 2040
|  | FGD | 4089.81 | 2048.7 | 3.67 | 3.37 | 3.23 | 3.16 | FGD | 4088.7 | 2046.3 | 0.02 | 0.02 | 0.02 | 0.02 | FGD | 1.11 | 2.4 | 3.65 | 3.35 | 3.21 | 3.14
|  | SNCR | 2.58 | 0.62 | 0.54 | 0.33 | 0.27 | 0.27 | SNCR | 0.02 | 0 | 0 | 0 | 0 | 0 | SNCR | 2.56 | 0.62 | 0.54 | 0.33 | 0.27 | 0.27
|  | SCR | 5303.92 | 2047.49 | 2.67 | 2.64 | 2.6 | 2.6 | SCR | 5302.71 | 2046.3 | 0.02 | 0.02 | 0.02 | 0.02 | SCR | 1.21 | 1.19 | 2.65 | 2.62 | 2.58 | 2.58
|  | ACI90 | 0 | 0 | 0 | 0 | 0 | 0 | ACI90 | 0 | 0 | 0 | 0 | 0 | 0 | ACI90 | 0 | 0 | 0 | 0 | 0 | 0
|  | RPJ90 | 7051.07 | 15207.38 | 9134.86 | 3148.78 | 3148.6 | 3148.6 | RPJ90 | 6811.91 | 13349.59 | 6091.65 | 4704.28 | 4509.66 | 4509.66 | RPJ90 | 239.16 | 1857.79 | 3043.21 | -1555.5 | -1361.06 | -1361.06
|  | PCSEQ | 0 | 0.37 | 1021.73 | 1420.56 | 1659.72 | 1660.13 | PCSEQ | 0 | 0 | 1126.53 | 1607.97 | 2270.1 | 2423.86 | PCSEQ | 0 | 0.37 | -104.8 | -187.41 | -610.38 | -763.73
|  | Total | 16447.38 | 19304.56 | 10163.47 | 4575.68 | 4814.42 | 4814.76 | Total | 16203.34 | 17442.19 | 7218.22 | 6312.29 | 6779.8 | 6933.56 | Total | 244.04 | 1862.37 | 2945.25 | -1736.61 | -1965.38 | -2118.8
|  | #7 Reserve Margin (MW) | [6 empty] | #7 Reserve Margin (MW) | [6 empty] | #7 Reserve Margin (MW)
|  | a. Peak Demand | [6 empty] | a. Peak Demand | [6 empty] | a. Peak Demand
|  |  | 180585.75 | 190839.31 | 194441.92 | 194692.91 | 193712.9 | 197653.11 |  | 180585.75 | 190839.31 | 194441.92 | 194692.91 | 193712.9 | 197653.11 |  | 0 | 0 | 0 | 0 | 0 | 0
|  | b. Peak Demand + Reserve Margin | [6 empty] | b. Peak Demand + Reserve Margin | [6 empty] | b. Peak Demand + Reserve Margin
|  |  | 207182.73 | 218904.13 | 223062.49 | 223347.49 | 222215.89 | 226774.97 |  | 207182.73 | 218904.13 | 223062.49 | 223347.49 | 222215.89 | 226774.97 |  | 0 | 0 | 0 | 0 | 0 | 0
|  | c. DR MW | [6 empty] | c. DR MW | [6 empty] | c. DR MW
|  |  | 9449.22 | 15160.99 | 21752.51 | 22760.43 | 23818.5 | 24929.34 |  | 9449.22 | 15160.99 | 21752.51 | 22760.43 | 23818.5 | 24929.34 |  | 0 | 0 | 0 | 0 | 0 | 0
|  | d. Capacity Credit | [6 empty] | d. Capacity Credit | [6 empty] | d. Capacity Credit
|  |  | 207160.16 | 218905.43 | 223071.84 | 223305.27 | 222246.53 | 226763.55 |  | 207163.82 | 218884.69 | 223071.2 | 223315.9 | 222200.04 | 226770.07 |  | -3.66 | 20.74 | 0.64 | -10.63 | 46.49 | -6.52
|  | Generation Tables by Super-Region | [6 empty] | Generation Tables by Super-Region | [6 empty] | Generation Tables by Super-Region
|  | Super-Region | 2015: South | Super-Region | South | [5 empty] | Super-Region | #VALUE! | 0 | 0 | 0 | 0 | 0
|  | #1 Total Generation (GWh) | [6 empty] | #1 Total Generation (GWh) | [6 empty] | #1 Total Generation (GWh)
|  |  | 2015 | 2020 | 2025 | 2030 | 2035 | 2040 |  | 2015 | 2020 | 2025 | 2030 | 2035 | 2040 |  | 2015 | 2020 | 2025 | 2030 | 2035 | 2040
|  | Coal | 134449.46 | 62292.42 | 9057.94 | 7874.31 | 9162.69 | 9164.62 | Coal | 122352.82 | 51179.27 | 9660.52 | 9011.55 | 12456.09 | 13295.35 | Coal | 12096.64 | 11113.15 | -602.58 | -1137.24 | -3293.4 | -4130.73
|  | Coal-CCS | 0 | 0.24 | 0.39 | 0.51 | 0.88 | 0.85 | Coal-CCS | 0 | 0 | 0 | 0 | 0 | 0 | Coal-CCS | 0 | 0.24 | 0.39 | 0.51 | 0.88 | 0.85
|  | Nuclear | 232102.21 | 267388.14 | 291489.97 | 438964.06 | 584740.34 | 728869.3 | Nuclear | 232102.25 | 267388.2 | 315781.94 | 488832.56 | 544635.79 | 589869.09 | Nuclear | -0.04 | -0.06 | -24291.97 | -49868.5 | 40104.55 | 139000.21
|  | CC | 504166.15 | 564032.47 | 497173.15 | 364467.66 | 144803.21 | 47681.46 | CC | 517345.6 | 580560.5 | 579967.72 | 393209.27 | 167111.4 | 59484.14 | CC | -13179.45 | -16528.03 | -82794.57 | -28741.61 | -22308.19 | -11802.68
|  | CT | 1583.19 | 954.05 | 1279.07 | 824.27 | 72.33 | 29.8 | CT | 1793.76 | 2918.81 | 3996.31 | 898.59 | 351.24 | 246.43 | CT | -210.57 | -1964.76 | -2717.24 | -74.32 | -278.91 | -216.63
|  | Steam O/G | 60.12 | 56.64 | 0.13 | 0.07 | 0.05 | 0.05 | Steam O/G | 0 | 0 | 0 | 0 | 0 | 0 | Steam O/G | 60.12 | 56.64 | 0.13 | 0.07 | 0.05 | 0.05
|  | Hydro | 32690.77 | 32690.83 | 32791.2 | 32791.62 | 32791.82 | 32791.97 | Hydro | 32690.77 | 32690.77 | 32791.53 | 32791.53 | 32791.53 | 32791.53 | Hydro | 0 | 0.06 | -0.33 | 0.09 | 0.29 | 0.44
|  | On-shore Wind | 74 | 7940.97 | 7941.01 | 7941.03 | 7941.01 | 7941.01 | On-shore Wind | 76.28 | 7940.93 | 7940.93 | 7940.94 | 8359.23 | 8359.23 | On-shore Wind | -2.28 | 0.04 | 0.08 | 0.09 | -418.22 | -418.22
|  | Off-shore Wind | 0 | 0.03 | 0.06 | 0.06 | 0.05 | 0.06 | Off-shore Wind | 3.46 | 3.46 | 3.46 | 3.46 | 89511.49 | 121491.76 | Off-shore Wind | -3.46 | -3.43 | -3.4 | -3.4 | -89511.44 | -121491.7
|  | Other Renew | 7307.81 | 9809.72 | 18769.15 | 20945.25 | 173622.57 | 175044.27 | Other Renew | 7310.5 | 10079.6 | 18891.84 | 22349.37 | 105751.02 | 176238.42 | Other Renew | -2.69 | -269.88 | -122.69 | -1404.12 | 67871.55 | -1194.15
|  | HQ/Maritimes | 0 | 0 | 0 | 0 | 0 | 0 | HQ/Maritimes | 0 | 0 | 0 | 0 | 0 | 0 | HQ/Maritimes | 0 | 0 | 0 | 0 | 0 | 0
|  | Other | 2621 | 2283.27 | 2724.4 | 2712.19 | 1566.18 | 15386.7 | Other | 2732.07 | 3140.2 | 4359.59 | 2502.33 | 1267.14 | 15386.7 | Other | -111.07 | -856.93 | -1635.19 | 209.86 | 299.04 | 0
|  | DR | 0 | 0 | 0 | 0 | 0 | 0 | DR | 0 | 0 | 0 | 0 | 0 | 0 | DR | 0 | 0 | 0 | 0 | 0 | 0
|  | Total | 915054.71 | 947448.78 | 861226.47 | 876521.03 | 954701.13 | 1016910.09 | Total | 916407.51 | 955901.74 | 973393.84 | 957539.6 | 962234.93 | 1017162.65 | Total | -1352.8 | -8452.96 | -112167.37 | -81018.57 | -7533.8 | -252.56
|  | #2 Energy Demand (GWh) | [6 empty] | #2 Energy Demand (GWh) | [6 empty] | #2 Energy Demand (GWh)
|  | South | 923440 | 960550 | 978670 | 979760 | 975030 | 994580 | South | 923460 | 960470 | 978670 | 979810 | 974850 | 994590 | #VALUE! | -20 | 80 | 0 | -50 | 180 | -10
|  | #3 Generation Minus Energy Demand (GWh) | [6 empty] | #3 Generation Minus Energy Demand (GWh) | [6 empty] | #3 Generation Minus Energy Demand (GWh)
|  | South | -8390 | -13110 | -117440 | -103260 | -20340 | 22340 | South | -7060 | -4560 | -5270 | -22270 | -12600 | 22570 | #VALUE! | -1330 | -8550 | -112170 | -80990 | -7740 | -230
|  | #4 Fuel Use (TBtu) | [6 empty] | #4 Fuel Use (TBtu) | [6 empty] | #4 Fuel Use (TBtu)
|  |  | 2015 | 2020 | 2025 | 2030 | 2035 | 2040 |  | 2015 | 2020 | 2025 | 2030 | 2035 | 2040 |  | 2015 | 2020 | 2025 | 2030 | 2035 | 2040
|  | Coal | 1341.55 | 616.48 | 106.72 | 102.97 | 120.7 | 120.72 | Coal | 1223.6 | 507.68 | 116.03 | 118.52 | 166.58 | 178.01 | Coal | 117.95 | 108.8 | -9.31 | -15.55 | -45.88 | -57.29
|  | Coal-CCS | 0 | 0 | 0 | 0 | 0 | 0 | Coal-CCS | 0 | 0 | 0 | 0 | 0 | 0 | Coal-CCS | 0 | 0 | 0 | 0 | 0 | 0
|  | Nuclear | 2433.82 | 2801.99 | 3053.47 | 4592.21 | 6114.03 | 7606.31 | Nuclear | 2433.82 | 2801.99 | 3306.92 | 5112.53 | 5695.57 | 6155.98 | Nuclear | 0 | 0 | -253.45 | -520.32 | 418.46 | 1450.33
|  | CC | 3331.26 | 3682.85 | 3217.14 | 2304.57 | 892.24 | 295.08 | CC | 3408.88 | 3785.48 | 3790.1 | 2477.75 | 1029.84 | 367.93 | CC | -77.62 | -102.63 | -572.96 | -173.18 | -137.6 | -72.85
|  | CT | 17.73 | 10.52 | 14.4 | 9.28 | 0.82 | 0.33 | CT | 20.1 | 32.65 | 44.99 | 9.99 | 3.99 | 2.79 | CT | -2.37 | -22.13 | -30.59 | -0.71 | -3.17 | -2.46
|  | Steam O/G | 0.62 | 0.58 | 0 | 0 | 0 | 0 | Steam O/G | 0 | 0 | 0 | 0 | 0 | 0 | Steam O/G | 0.62 | 0.58 | 0 | 0 | 0 | 0
|  | Hydro | 0 | 0 | 0 | 0 | 0 | 0 | Hydro | 0 | 0 | 0 | 0 | 0 | 0 | Hydro | 0 | 0 | 0 | 0 | 0 | 0
|  | On-shore Wind | 0 | 0.01 | 0.01 | 0.01 | 0.01 | 0.01 | On-shore Wind | 0 | 0.01 | 0.01 | 0.01 | 0.01 | 0.01 | On-shore Wind | 0 | 0 | 0 | 0 | 0 | 0
|  | Off-shore Wind | 0 | 0 | 0 | 0 | 0 | 0 | Off-shore Wind | 0 | 0 | 0 | 0 | 0.09 | 0.12 | Off-shore Wind | 0 | 0 | 0 | 0 | -0.09 | -0.12
|  | Other Renew | 29.93 | 59.5 | 176.02 | 203.99 | 2188.45 | 2208.27 | Other Renew | 29.97 | 62.86 | 177.62 | 222.03 | 1306.13 | 2220.31 | Other Renew | -0.04 | -3.36 | -1.6 | -18.04 | 882.32 | -12.04
|  | HQ/Maritimes | 0 | 0 | 0 | 0 | 0 | 0 | HQ/Maritimes | 0 | 0 | 0 | 0 | 0 | 0 | HQ/Maritimes | 0 | 0 | 0 | 0 | 0 | 0
|  | Other | 0 | 0 | 0 | 0 | 0 | 0 | Other | 0 | 0 | 0 | 0 | 0 | 0 | Other | 0 | 0 | 0 | 0 | 0 | 0
|  | DR | 0 | 0 | 0 | 0 | 0 | 0 | DR | 0 | 0 | 0 | 0 | 0 | 0 | DR | 0 | 0 | 0 | 0 | 0 | 0
|  | Total | 7154.91 | 7171.93 | 6567.76 | 7213.03 | 9316.25 | 10230.72 | Total | 7116.37 | 7190.67 | 7435.67 | 7940.83 | 8202.21 | 8925.15 | Total | 38.54 | -18.74 | -867.91 | -727.8 | 1114.04 | 1305.57
|  | #5 Annual Emmission Levels | [6 empty] | #5 Annual Emmission Levels | [6 empty] | #5 Annual Emmission Levels
|  | Annual Emmission Levels-SO2 (MMShort Tons) | [6 empty] | Annual Emmission Levels-SO2 (MMShort Tons) | [6 empty] | Annual Emmission Levels-SO2 (MMShort Tons)
|  |  | 2015 | 2020 | 2025 | 2030 | 2035 | 2040 |  | 2015 | 2020 | 2025 | 2030 | 2035 | 2040 |  | 2015 | 2020 | 2025 | 2030 | 2035 | 2040
|  | Coal | 0.53 | 0.04 | 0 | 0.01 | 0.01 | 0.01 | Coal | 0.52 | 0.03 | 0 | 0.01 | 0.01 | 0.01 | Coal | 0.01 | 0.01 | 0 | 0 | 0 | 0
|  | Coal-CCS | 0 | 0 | 0 | 0 | 0 | 0 | Coal-CCS | 0 | 0 | 0 | 0 | 0 | 0 | Coal-CCS | 0 | 0 | 0 | 0 | 0 | 0
|  | Nuclear | 0 | 0 | 0 | 0 | 0 | 0 | Nuclear | 0 | 0 | 0 | 0 | 0 | 0 | Nuclear | 0 | 0 | 0 | 0 | 0 | 0
|  | CC | 0 | 0 | 0 | 0 | 0 | 0 | CC | 0 | 0 | 0 | 0 | 0 | 0 | CC | 0 | 0 | 0 | 0 | 0 | 0
|  | CT | 0 | 0 | 0 | 0 | 0 | 0 | CT | 0 | 0 | 0 | 0 | 0 | 0 | CT | 0 | 0 | 0 | 0 | 0 | 0
|  | Steam O/G | 0 | 0 | 0 | 0 | 0 | 0 | Steam O/G | 0 | 0 | 0 | 0 | 0 | 0 | Steam O/G | 0 | 0 | 0 | 0 | 0 | 0
|  | Hydro | 0 | 0 | 0 | 0 | 0 | 0 | Hydro | 0 | 0 | 0 | 0 | 0 | 0 | Hydro | 0 | 0 | 0 | 0 | 0 | 0
|  | On-shore Wind | 0 | 0 | 0 | 0 | 0 | 0 | On-shore Wind | 0 | 0 | 0 | 0 | 0 | 0 | On-shore Wind | 0 | 0 | 0 | 0 | 0 | 0
|  | Off-shore Wind | 0 | 0 | 0 | 0 | 0 | 0 | Off-shore Wind | 0 | 0 | 0 | 0 | 0 | 0 | Off-shore Wind | 0 | 0 | 0 | 0 | 0 | 0
|  | Other Renew | 0 | 0 | 0 | 0 | 0 | 0 | Other Renew | 0 | 0 | 0 | 0 | 0 | 0 | Other Renew | 0 | 0 | 0 | 0 | 0 | 0
|  | HQ/Maritimes | 0 | 0 | 0 | 0 | 0 | 0 | HQ/Maritimes | 0 | 0 | 0 | 0 | 0 | 0 | HQ/Maritimes | 0 | 0 | 0 | 0 | 0 | 0
|  | Other | 0 | 0 | 0 | 0 | 0 | 0 | Other | 0 | 0 | 0 | 0 | 0 | 0 | Other | 0 | 0 | 0 | 0 | 0 | 0
|  | DR | 0 | 0 | 0 | 0 | 0 | 0 | DR | 0 | 0 | 0 | 0 | 0 | 0 | DR | 0 | 0 | 0 | 0 | 0 | 0
|  | Total | 0.53 | 0.04 | 0 | 0.01 | 0.01 | 0.01 | Total | 0.52 | 0.03 | 0 | 0.01 | 0.01 | 0.01 | Total | 0.01 | 0.01 | 0 | 0 | 0 | 0
|  | Annual Emmission Levels-NOx (MMShort Tons) | [6 empty] | Annual Emmission Levels-NOx (MMShort Tons) | [6 empty] | Annual Emmission Levels-NOx (MMShort Tons)
|  |  | 2015 | 2020 | 2025 | 2030 | 2035 | 2040 |  | 2015 | 2020 | 2025 | 2030 | 2035 | 2040 |  | 2015 | 2020 | 2025 | 2030 | 2035 | 2040
|  | Coal | 0.08 | 0.02 | 0 | 0 | 0 | 0 | Coal | 0.08 | 0.02 | 0 | 0 | 0 | 0 | Coal | 0 | 0 | 0 | 0 | 0 | 0
|  | Coal-CCS | 0 | 0 | 0 | 0 | 0 | 0 | Coal-CCS | 0 | 0 | 0 | 0 | 0 | 0 | Coal-CCS | 0 | 0 | 0 | 0 | 0 | 0
|  | Nuclear | 0 | 0 | 0 | 0 | 0 | 0 | Nuclear | 0 | 0 | 0 | 0 | 0 | 0 | Nuclear | 0 | 0 | 0 | 0 | 0 | 0
|  | CC | 0.03 | 0.03 | 0.03 | 0.02 | 0 | 0 | CC | 0.03 | 0.03 | 0.04 | 0.03 | 0 | 0 | CC | 0 | 0 | -0.01 | -0.01 | 0 | 0
|  | CT | 0 | 0 | 0 | 0 | 0 | 0 | CT | 0 | 0 | 0 | 0 | 0 | 0 | CT | 0 | 0 | 0 | 0 | 0 | 0
|  | Steam O/G | 0 | 0 | 0 | 0 | 0 | 0 | Steam O/G | 0 | 0 | 0 | 0 | 0 | 0 | Steam O/G | 0 | 0 | 0 | 0 | 0 | 0
|  | Hydro | 0 | 0 | 0 | 0 | 0 | 0 | Hydro | 0 | 0 | 0 | 0 | 0 | 0 | Hydro | 0 | 0 | 0 | 0 | 0 | 0
|  | On-shore Wind | 0 | 0 | 0 | 0 | 0 | 0 | On-shore Wind | 0 | 0 | 0 | 0 | 0 | 0 | On-shore Wind | 0 | 0 | 0 | 0 | 0 | 0
|  | Off-shore Wind | 0 | 0 | 0 | 0 | 0 | 0 | Off-shore Wind | 0 | 0 | 0 | 0 | 0 | 0 | Off-shore Wind | 0 | 0 | 0 | 0 | 0 | 0
|  | Other Renew | 0 | 0 | 0 | 0 | 0 | 0 | Other Renew | 0 | 0 | 0 | 0 | 0 | 0 | Other Renew | 0 | 0 | 0 | 0 | 0 | 0
|  | HQ/Maritimes | 0 | 0 | 0 | 0 | 0 | 0 | HQ/Maritimes | 0 | 0 | 0 | 0 | 0 | 0 | HQ/Maritimes | 0 | 0 | 0 | 0 | 0 | 0
|  | Other | 0 | 0 | 0 | 0 | 0 | 0 | Other | 0 | 0 | 0 | 0 | 0 | 0 | Other | 0 | 0 | 0 | 0 | 0 | 0
|  | DR | 0 | 0 | 0 | 0 | 0 | 0 | DR | 0 | 0 | 0 | 0 | 0 | 0 | DR | 0 | 0 | 0 | 0 | 0 | 0
|  | Total | 0.11 | 0.05 | 0.03 | 0.02 | 0 | 0 | Total | 0.11 | 0.05 | 0.04 | 0.03 | 0 | 0 | Total | 0 | 0 | -0.01 | -0.01 | 0 | 0
|  | Annual Emmission Levels-CO2 (MM Metric Tons) | [6 empty] | Annual Emmission Levels-CO2 (MM Metric Tons) | [6 empty] | Annual Emmission Levels-CO2 (MM Metric Tons)
|  |  | 2015 | 2020 | 2025 | 2030 | 2035 | 2040 |  | 2015 | 2020 | 2025 | 2030 | 2035 | 2040 |  | 2015 | 2020 | 2025 | 2030 | 2035 | 2040
|  | Coal | 263.21 | 120.7 | 7.88 | 2.03 | 2.37 | 2.37 | Coal | 240.13 | 99.4 | 8.35 | 2.58 | 3.26 | 3.48 | Coal | 23.08 | 21.3 | -0.47 | -0.55 | -0.89 | -1.11
|  | Coal-CCS | 0 | 0 | 0 | 0 | 0 | 0 | Coal-CCS | 0 | 0 | 0 | 0 | 0 | 0 | Coal-CCS | 0 | 0 | 0 | 0 | 0 | 0
|  | Nuclear | 0 | 0 | 0 | 0 | 0 | 0 | Nuclear | 0 | 0 | 0 | 0 | 0 | 0 | Nuclear | 0 | 0 | 0 | 0 | 0 | 0
|  | CC | 370.72 | 409.84 | 358.02 | 256.47 | 99.3 | 32.84 | CC | 379.36 | 421.26 | 421.79 | 275.72 | 114.61 | 40.94 | CC | -8.64 | -11.42 | -63.77 | -19.25 | -15.31 | -8.1
|  | CT | 1.97 | 1.18 | 1.6 | 1.03 | 0.1 | 0.04 | CT | 2.23 | 3.63 | 5.01 | 1.11 | 0.45 | 0.32 | CT | -0.26 | -2.45 | -3.41 | -0.08 | -0.35 | -0.28
|  | Steam O/G | 0.07 | 0.06 | 0 | 0 | 0 | 0 | Steam O/G | 0 | 0 | 0 | 0 | 0 | 0 | Steam O/G | 0.07 | 0.06 | 0 | 0 | 0 | 0
|  | Hydro | 0 | 0 | 0 | 0 | 0 | 0 | Hydro | 0 | 0 | 0 | 0 | 0 | 0 | Hydro | 0 | 0 | 0 | 0 | 0 | 0
|  | On-shore Wind | 0 | 0 | 0 | 0 | 0 | 0 | On-shore Wind | 0 | 0 | 0 | 0 | 0 | 0 | On-shore Wind | 0 | 0 | 0 | 0 | 0 | 0
|  | Off-shore Wind | 0 | 0 | 0 | 0 | 0 | 0 | Off-shore Wind | 0 | 0 | 0 | 0 | 0 | 0 | Off-shore Wind | 0 | 0 | 0 | 0 | 0 | 0
|  | Other Renew | 0 | 0 | 0 | 0 | 0 | 0 | Other Renew | 0 | 0 | 0 | 0 | 0 | 0 | Other Renew | 0 | 0 | 0 | 0 | 0 | 0
|  | HQ/Maritimes | 0 | 0 | 0 | 0 | 0 | 0 | HQ/Maritimes | 0 | 0 | 0 | 0 | 0 | 0 | HQ/Maritimes | 0 | 0 | 0 | 0 | 0 | 0
|  | Other | 0 | 0 | 0 | 0 | 0 | 0 | Other | 0 | 0 | 0 | 0 | 0 | 0 | Other | 0 | 0 | 0 | 0 | 0 | 0
|  | DR | 0 | 0 | 0 | 0 | 0 | 0 | DR | 0 | 0 | 0 | 0 | 0 | 0 | DR | 0 | 0 | 0 | 0 | 0 | 0
|  | Total | 635.97 | 531.78 | 367.5 | 259.53 | 101.77 | 35.25 | Total | 621.72 | 524.29 | 435.15 | 279.41 | 118.32 | 44.74 | Total | 14.25 | 7.49 | -67.65 | -19.88 | -16.55 | -9.49
|  | #6 Fuel Cost [includes coal shadow price] ($million) | [6 empty] | #6 Fuel Cost [includes coal shadow price] ($million) | [6 empty] | #6 Fuel Cost [includes coal shadow price] ($million)
|  |  | 2015 | 2020 | 2025 | 2030 | 2035 | 2040 |  | 2015 | 2020 | 2025 | 2030 | 2035 | 2040 |  | 2015 | 2020 | 2025 | 2030 | 2035 | 2040
|  | Coal | 3386.21 | 1570.86 | 252.12 | 245.05 | 308.03 | 307.73 | Coal | 3070.2 | 1269.78 | 261.42 | 264.97 | 403.04 | 434.78 | Coal | 316.01 | 301.08 | -9.3 | -19.92 | -95.01 | -127.05
|  | Coal-CCS | 0 | 0 | 0 | 0.01 | 0.03 | 0.03 | Coal-CCS | 0 | 0 | 0 | 0 | 0 | 0 | Coal-CCS | 0 | 0 | 0 | 0.01 | 0.03 | 0.03
|  | Nuclear | 1952.66 | 2293.89 | 2656.01 | 4072.48 | 5422.05 | 6745.45 | Nuclear | 1952.66 | 2293.89 | 2876.48 | 4533.91 | 5050.96 | 5459.26 | Nuclear | 0 | 0 | -220.47 | -461.43 | 371.09 | 1286.19
|  | CC | 22915.48 | 27092.63 | 21919.13 | 12352.78 | 4845.58 | 1780.55 | CC | 23432.57 | 27827.97 | 25776.68 | 13325.09 | 5554.19 | 2200.26 | CC | -517.09 | -735.34 | -3857.55 | -972.31 | -708.61 | -419.71
|  | CT | 120.07 | 79.96 | 96.72 | 47.85 | 4.36 | 2.12 | CT | 135.76 | 237.63 | 297.57 | 54.34 | 21.09 | 16.18 | CT | -15.69 | -157.67 | -200.85 | -6.49 | -16.73 | -14.06
|  | Steam O/G | 4.39 | 4.44 | 0.01 | 0 | 0 | 0 | Steam O/G | 0 | 0 | 0 | 0 | 0 | 0 | Steam O/G | 4.39 | 4.44 | 0.01 | 0 | 0 | 0
|  | Hydro | 0 | 0 | 0 | 0 | 0 | 0 | Hydro | 0 | 0 | 0 | 0 | 0 | 0 | Hydro | 0 | 0 | 0 | 0 | 0 | 0
|  | On-shore Wind | 0 | 0 | 0 | 0 | 0 | 0 | On-shore Wind | 0 | 0 | 0 | 0 | 0 | 0 | On-shore Wind | 0 | 0 | 0 | 0 | 0 | 0
|  | Off-shore Wind | 0 | 0 | 0 | 0 | 0 | 0 | Off-shore Wind | 0 | 0 | 0 | 0 | 0 | 0 | Off-shore Wind | 0 | 0 | 0 | 0 | 0 | 0
|  | Other Renew | 194.59 | 290.7 | 694.36 | 871.83 | 11363.49 | 11424.49 | Other Renew | 194.6 | 312.72 | 703.06 | 989.6 | 6714.31 | 11487.98 | Other Renew | -0.01 | -22.02 | -8.7 | -117.77 | 4649.18 | -63.49
|  | HQ/Maritimes | 0 | 0 | 0 | 0 | 0 | 0 | HQ/Maritimes | 0 | 0 | 0 | 0 | 0 | 0 | HQ/Maritimes | 0 | 0 | 0 | 0 | 0 | 0
|  | Other | 0 | 0 | 0 | 0 | 0 | 0 | Other | 0 | 0 | 0 | 0 | 0 | 0 | Other | 0 | 0 | 0 | 0 | 0 | 0
|  | DR | 0 | 0 | 0 | 0 | 0 | 0 | DR | 0 | 0 | 0 | 0 | 0 | 0 | DR | 0 | 0 | 0 | 0 | 0 | 0
|  | Total | 28573.4 | 31332.48 | 25618.35 | 17590 | 21943.54 | 20260.37 | Total | 28785.79 | 31941.99 | 29915.21 | 19167.91 | 17743.59 | 19598.46 | Total | -212.39 | -609.51 | -4296.86 | -1577.91 | 4199.95 | 661.91
|  | #7 Emission Cost ($million) | [6 empty] | #7 Emission Cost ($million) | [6 empty] | #7 Emission Cost ($million)
|  | ==== Emission Program: TitleIV_CAIRSO2 : (SO2) ==== | [6 empty] | ==== Emission Program: TitleIV_CAIRSO2 : (SO2) ==== | [6 empty] | ==== Emission Program: TitleIV_CAIRSO2 : (SO2) ====
|  |  | 2015 | 2020 | 2025 | 2030 | 2035 | 2040 |  | 2015 | 2020 | 2025 | 2030 | 2035 | 2040 |  | 2015 | 2020 | 2025 | 2030 | 2035 | 2040
|  | Coal | 51.47 | 0 | 0 | 0 | 0 | 0 | Coal | 49.08 | 0 | 0 | 0 | 0 | 0 | Coal | 2.39 | 0 | 0 | 0 | 0 | 0
|  | Coal-CCS | 0 | 0 | 0 | 0 | 0 | 0 | Coal-CCS | 0 | 0 | 0 | 0 | 0 | 0 | Coal-CCS | 0 | 0 | 0 | 0 | 0 | 0
|  | Nuclear | 0 | 0 | 0 | 0 | 0 | 0 | Nuclear | 0 | 0 | 0 | 0 | 0 | 0 | Nuclear | 0 | 0 | 0 | 0 | 0 | 0
|  | CC | 0 | 0 | 0 | 0 | 0 | 0 | CC | 0 | 0 | 0 | 0 | 0 | 0 | CC | 0 | 0 | 0 | 0 | 0 | 0
|  | CT | 0 | 0 | 0 | 0 | 0 | 0 | CT | 0 | 0 | 0 | 0 | 0 | 0 | CT | 0 | 0 | 0 | 0 | 0 | 0
|  | Steam O/G | 0 | 0 | 0 | 0 | 0 | 0 | Steam O/G | 0 | 0 | 0 | 0 | 0 | 0 | Steam O/G | 0 | 0 | 0 | 0 | 0 | 0
|  | Hydro | 0 | 0 | 0 | 0 | 0 | 0 | Hydro | 0 | 0 | 0 | 0 | 0 | 0 | Hydro | 0 | 0 | 0 | 0 | 0 | 0
|  | On-shore Wind | 0 | 0 | 0 | 0 | 0 | 0 | On-shore Wind | 0 | 0 | 0 | 0 | 0 | 0 | On-shore Wind | 0 | 0 | 0 | 0 | 0 | 0
|  | Off-shore Wind | 0 | 0 | 0 | 0 | 0 | 0 | Off-shore Wind | 0 | 0 | 0 | 0 | 0 | 0 | Off-shore Wind | 0 | 0 | 0 | 0 | 0 | 0
|  | Other Renew | 0 | 0 | 0 | 0 | 0 | 0 | Other Renew | 0 | 0 | 0 | 0 | 0 | 0 | Other Renew | 0 | 0 | 0 | 0 | 0 | 0
|  | HQ/Maritimes | 0 | 0 | 0 | 0 | 0 | 0 | HQ/Maritimes | 0 | 0 | 0 | 0 | 0 | 0 | HQ/Maritimes | 0 | 0 | 0 | 0 | 0 | 0
|  | Other | 0 | 0 | 0 | 0 | 0 | 0 | Other | 0 | 0 | 0 | 0 | 0 | 0 | Other | 0 | 0 | 0 | 0 | 0 | 0
|  | DR | 0 | 0 | 0 | 0 | 0 | 0 | DR | 0 | 0 | 0 | 0 | 0 | 0 | DR | 0 | 0 | 0 | 0 | 0 | 0
|  | Total | 51.47 | 0 | 0 | 0 | 0 | 0 | Total | 49.08 | 0 | 0 | 0 | 0 | 0 | Total | 2.39 | 0 | 0 | 0 | 0 | 0
|  | ==== Emission Program: CAIRNoxSeasonal : (NOx) ==== | [6 empty] | ==== Emission Program: CAIRNoxSeasonal : (NOx) ==== | [6 empty] | ==== Emission Program: CAIRNoxSeasonal : (NOx) ====
|  |  | 2015 | 2020 | 2025 | 2030 | 2035 | 2040 |  | 2015 | 2020 | 2025 | 2030 | 2035 | 2040 |  | 2015 | 2020 | 2025 | 2030 | 2035 | 2040
|  | Coal | 0 | 0 | 0 | 0 | 0 | 0 | Coal | 0 | 0 | 0 | 0 | 0 | 0 | Coal | 0 | 0 | 0 | 0 | 0 | 0
|  | Coal-CCS | 0 | 0 | 0 | 0 | 0 | 0 | Coal-CCS | 0 | 0 | 0 | 0 | 0 | 0 | Coal-CCS | 0 | 0 | 0 | 0 | 0 | 0
|  | Nuclear | 0 | 0 | 0 | 0 | 0 | 0 | Nuclear | 0 | 0 | 0 | 0 | 0 | 0 | Nuclear | 0 | 0 | 0 | 0 | 0 | 0
|  | CC | 0 | 0 | 0 | 0 | 0 | 0 | CC | 0 | 0 | 0 | 0 | 0 | 0 | CC | 0 | 0 | 0 | 0 | 0 | 0
|  | CT | 0 | 0 | 0 | 0 | 0 | 0 | CT | 0 | 0 | 0 | 0 | 0 | 0 | CT | 0 | 0 | 0 | 0 | 0 | 0
|  | Steam O/G | 0 | 0 | 0 | 0 | 0 | 0 | Steam O/G | 0 | 0 | 0 | 0 | 0 | 0 | Steam O/G | 0 | 0 | 0 | 0 | 0 | 0
|  | Hydro | 0 | 0 | 0 | 0 | 0 | 0 | Hydro | 0 | 0 | 0 | 0 | 0 | 0 | Hydro | 0 | 0 | 0 | 0 | 0 | 0
|  | On-shore Wind | 0 | 0 | 0 | 0 | 0 | 0 | On-shore Wind | 0 | 0 | 0 | 0 | 0 | 0 | On-shore Wind | 0 | 0 | 0 | 0 | 0 | 0
|  | Off-shore Wind | 0 | 0 | 0 | 0 | 0 | 0 | Off-shore Wind | 0 | 0 | 0 | 0 | 0 | 0 | Off-shore Wind | 0 | 0 | 0 | 0 | 0 | 0
|  | Other Renew | 0 | 0 | 0 | 0 | 0 | 0 | Other Renew | 0 | 0 | 0 | 0 | 0 | 0 | Other Renew | 0 | 0 | 0 | 0 | 0 | 0
|  | HQ/Maritimes | 0 | 0 | 0 | 0 | 0 | 0 | HQ/Maritimes | 0 | 0 | 0 | 0 | 0 | 0 | HQ/Maritimes | 0 | 0 | 0 | 0 | 0 | 0
|  | Other | 0 | 0 | 0 | 0 | 0 | 0 | Other | 0 | 0 | 0 | 0 | 0 | 0 | Other | 0 | 0 | 0 | 0 | 0 | 0
|  | DR | 0 | 0 | 0 | 0 | 0 | 0 | DR | 0 | 0 | 0 | 0 | 0 | 0 | DR | 0 | 0 | 0 | 0 | 0 | 0
|  | Total | 0 | 0 | 0 | 0 | 0 | 0 | Total | 0 | 0 | 0 | 0 | 0 | 0 | Total | 0 | 0 | 0 | 0 | 0 | 0
|  | ==== Emission Program: CAMR : (Hg) ==== | [6 empty] | ==== Emission Program: CAMR : (Hg) ==== | [6 empty] | ==== Emission Program: CAMR : (Hg) ====
|  |  | 2015 | 2020 | 2025 | 2030 | 2035 | 2040 |  | 2015 | 2020 | 2025 | 2030 | 2035 | 2040 |  | 2015 | 2020 | 2025 | 2030 | 2035 | 2040
|  | Coal | 0 | 0 | 0 | 0 | 0 | 0 | Coal | 0 | 0 | 0 | 0 | 0 | 0 | Coal | 0 | 0 | 0 | 0 | 0 | 0
|  | Coal-CCS | 0 | 0 | 0 | 0 | 0 | 0 | Coal-CCS | 0 | 0 | 0 | 0 | 0 | 0 | Coal-CCS | 0 | 0 | 0 | 0 | 0 | 0
|  | Nuclear | 0 | 0 | 0 | 0 | 0 | 0 | Nuclear | 0 | 0 | 0 | 0 | 0 | 0 | Nuclear | 0 | 0 | 0 | 0 | 0 | 0
|  | CC | 0 | 0 | 0 | 0 | 0 | 0 | CC | 0 | 0 | 0 | 0 | 0 | 0 | CC | 0 | 0 | 0 | 0 | 0 | 0
|  | CT | 0 | 0 | 0 | 0 | 0 | 0 | CT | 0 | 0 | 0 | 0 | 0 | 0 | CT | 0 | 0 | 0 | 0 | 0 | 0
|  | Steam O/G | 0 | 0 | 0 | 0 | 0 | 0 | Steam O/G | 0 | 0 | 0 | 0 | 0 | 0 | Steam O/G | 0 | 0 | 0 | 0 | 0 | 0
|  | Hydro | 0 | 0 | 0 | 0 | 0 | 0 | Hydro | 0 | 0 | 0 | 0 | 0 | 0 | Hydro | 0 | 0 | 0 | 0 | 0 | 0
|  | On-shore Wind | 0 | 0 | 0 | 0 | 0 | 0 | On-shore Wind | 0 | 0 | 0 | 0 | 0 | 0 | On-shore Wind | 0 | 0 | 0 | 0 | 0 | 0
|  | Off-shore Wind | 0 | 0 | 0 | 0 | 0 | 0 | Off-shore Wind | 0 | 0 | 0 | 0 | 0 | 0 | Off-shore Wind | 0 | 0 | 0 | 0 | 0 | 0
|  | Other Renew | 0 | 0 | 0 | 0 | 0 | 0 | Other Renew | 0 | 0 | 0 | 0 | 0 | 0 | Other Renew | 0 | 0 | 0 | 0 | 0 | 0
|  | HQ/Maritimes | 0 | 0 | 0 | 0 | 0 | 0 | HQ/Maritimes | 0 | 0 | 0 | 0 | 0 | 0 | HQ/Maritimes | 0 | 0 | 0 | 0 | 0 | 0
|  | Other | 0 | 0 | 0 | 0 | 0 | 0 | Other | 0 | 0 | 0 | 0 | 0 | 0 | Other | 0 | 0 | 0 | 0 | 0 | 0
|  | DR | 0 | 0 | 0 | 0 | 0 | 0 | DR | 0 | 0 | 0 | 0 | 0 | 0 | DR | 0 | 0 | 0 | 0 | 0 | 0
|  | Total | 0 | 0 | 0 | 0 | 0 | 0 | Total | 0 | 0 | 0 | 0 | 0 | 0 | Total | 0 | 0 | 0 | 0 | 0 | 0
|  | ==== Emission Program: CAIRNOxAnnual : (NOx) ==== | [6 empty] | ==== Emission Program: CAIRNOxAnnual : (NOx) ==== | [6 empty] | ==== Emission Program: CAIRNOxAnnual : (NOx) ====
|  |  | 2015 | 2020 | 2025 | 2030 | 2035 | 2040 |  | 2015 | 2020 | 2025 | 2030 | 2035 | 2040 |  | 2015 | 2020 | 2025 | 2030 | 2035 | 2040
|  | Coal | 0 | 0 | 0 | 0 | 0 | 0 | Coal | 0 | 0 | 0 | 0 | 0 | 0 | Coal | 0 | 0 | 0 | 0 | 0 | 0
|  | Coal-CCS | 0 | 0 | 0 | 0 | 0 | 0 | Coal-CCS | 0 | 0 | 0 | 0 | 0 | 0 | Coal-CCS | 0 | 0 | 0 | 0 | 0 | 0
|  | Nuclear | 0 | 0 | 0 | 0 | 0 | 0 | Nuclear | 0 | 0 | 0 | 0 | 0 | 0 | Nuclear | 0 | 0 | 0 | 0 | 0 | 0
|  | CC | 0 | 0 | 0 | 0 | 0 | 0 | CC | 0 | 0 | 0 | 0 | 0 | 0 | CC | 0 | 0 | 0 | 0 | 0 | 0
|  | CT | 0 | 0 | 0 | 0 | 0 | 0 | CT | 0 | 0 | 0 | 0 | 0 | 0 | CT | 0 | 0 | 0 | 0 | 0 | 0
|  | Steam O/G | 0 | 0 | 0 | 0 | 0 | 0 | Steam O/G | 0 | 0 | 0 | 0 | 0 | 0 | Steam O/G | 0 | 0 | 0 | 0 | 0 | 0
|  | Hydro | 0 | 0 | 0 | 0 | 0 | 0 | Hydro | 0 | 0 | 0 | 0 | 0 | 0 | Hydro | 0 | 0 | 0 | 0 | 0 | 0
|  | On-shore Wind | 0 | 0 | 0 | 0 | 0 | 0 | On-shore Wind | 0 | 0 | 0 | 0 | 0 | 0 | On-shore Wind | 0 | 0 | 0 | 0 | 0 | 0
|  | Off-shore Wind | 0 | 0 | 0 | 0 | 0 | 0 | Off-shore Wind | 0 | 0 | 0 | 0 | 0 | 0 | Off-shore Wind | 0 | 0 | 0 | 0 | 0 | 0
|  | Other Renew | 0 | 0 | 0 | 0 | 0 | 0 | Other Renew | 0 | 0 | 0 | 0 | 0 | 0 | Other Renew | 0 | 0 | 0 | 0 | 0 | 0
|  | HQ/Maritimes | 0 | 0 | 0 | 0 | 0 | 0 | HQ/Maritimes | 0 | 0 | 0 | 0 | 0 | 0 | HQ/Maritimes | 0 | 0 | 0 | 0 | 0 | 0
|  | Other | 0 | 0 | 0 | 0 | 0 | 0 | Other | 0 | 0 | 0 | 0 | 0 | 0 | Other | 0 | 0 | 0 | 0 | 0 | 0
|  | DR | 0 | 0 | 0 | 0 | 0 | 0 | DR | 0 | 0 | 0 | 0 | 0 | 0 | DR | 0 | 0 | 0 | 0 | 0 | 0
|  | Total | 0 | 0 | 0 | 0 | 0 | 0 | Total | 0 | 0 | 0 | 0 | 0 | 0 | Total | 0 | 0 | 0 | 0 | 0 | 0
|  | ==== Emission Program: Carbon_CA : (CO2) ==== | [6 empty] | ==== Emission Program: Carbon_CA : (CO2) ==== | [6 empty] | ==== Emission Program: Carbon_CA : (CO2) ====
|  |  | 2015 | 2020 | 2025 | 2030 | 2035 | 2040 |  | 2015 | 2020 | 2025 | 2030 | 2035 | 2040 |  | 2015 | 2020 | 2025 | 2030 | 2035 | 2040
|  | Coal | 3358.88 | 2187.43 | 234 | 134.65 | 291.74 | 416.44 | Coal | 3064.74 | 1801.31 | 248.03 | 172.21 | 401.51 | 612.47 | Coal | 294.14 | 386.12 | -14.03 | -37.56 | -109.77 | -196.03
|  | Coal-CCS | 0 | 0 | 0 | 0 | 0.03 | 0.03 | Coal-CCS | 0 | 0 | 0 | 0 | 0 | 0 | Coal-CCS | 0 | 0 | 0 | 0 | 0.03 | 0.03
|  | Nuclear | 0 | 0 | 0 | 0 | 0 | 0 | Nuclear | 0 | 0 | 0 | 0 | 0 | 0 | Nuclear | 0 | 0 | 0 | 0 | 0 | 0
|  | CC | 4730.91 | 7426.92 | 10624.36 | 17046.51 | 12224.13 | 5771.03 | CC | 4841.13 | 7633.87 | 12516.53 | 18327.45 | 14109.12 | 7195.99 | CC | -110.22 | -206.95 | -1892.17 | -1280.94 | -1884.99 | -1424.96
|  | CT | 25.19 | 21.21 | 47.54 | 68.67 | 11.28 | 6.55 | CT | 28.53 | 65.84 | 148.56 | 73.9 | 54.67 | 54.63 | CT | -3.34 | -44.63 | -101.02 | -5.23 | -43.39 | -48.08
|  | Steam O/G | 0.88 | 1.18 | 0 | 0 | 0 | 0.01 | Steam O/G | 0 | 0 | 0 | 0 | 0 | 0 | Steam O/G | 0.88 | 1.18 | 0 | 0 | 0 | 0.01
|  | Hydro | 0 | 0 | 0 | 0 | 0 | 0 | Hydro | 0 | 0 | 0 | 0 | 0 | 0 | Hydro | 0 | 0 | 0 | 0 | 0 | 0
|  | On-shore Wind | 0 | 0 | 0 | 0 | 0 | 0 | On-shore Wind | 0 | 0 | 0 | 0 | 0 | 0 | On-shore Wind | 0 | 0 | 0 | 0 | 0 | 0
|  | Off-shore Wind | 0 | 0 | 0 | 0 | 0 | 0 | Off-shore Wind | 0 | 0 | 0 | 0 | 0 | 0 | Off-shore Wind | 0 | 0 | 0 | 0 | 0 | 0
|  | Other Renew | 0 | 0 | 0 | 0 | 0 | 0 | Other Renew | 0 | 0 | 0 | 0 | 0 | 0 | Other Renew | 0 | 0 | 0 | 0 | 0 | 0
|  | HQ/Maritimes | 0 | 0 | 0 | 0 | 0 | 0 | HQ/Maritimes | 0 | 0 | 0 | 0 | 0 | 0 | HQ/Maritimes | 0 | 0 | 0 | 0 | 0 | 0
|  | Other | 0 | 0 | 0 | 0 | 0 | 0 | Other | 0 | 0 | 0 | 0 | 0 | 0 | Other | 0 | 0 | 0 | 0 | 0 | 0
|  | DR | 0 | 0 | 0 | 0 | 0 | 0 | DR | 0 | 0 | 0 | 0 | 0 | 0 | DR | 0 | 0 | 0 | 0 | 0 | 0
|  | Total | 8115.86 | 9636.74 | 10905.9 | 17249.83 | 12527.18 | 6194.06 | Total | 7934.4 | 9501.02 | 12913.12 | 18573.56 | 14565.3 | 7863.09 | Total | 181.46 | 135.72 | -2007.22 | -1323.73 | -2038.12 | -1669.03
|  | ==== Emission Program: RGGI : (CO2) ==== | [6 empty] | ==== Emission Program: RGGI : (CO2) ==== | [6 empty] | ==== Emission Program: RGGI : (CO2) ====
|  |  | 2015 | 2020 | 2025 | 2030 | 2035 | 2040 |  | 2015 | 2020 | 2025 | 2030 | 2035 | 2040 |  | 2015 | 2020 | 2025 | 2030 | 2035 | 2040
|  | Coal | #REF! | #REF! | #REF! | #REF! | #REF! | #REF! | Coal | #REF! | #REF! | #REF! | #REF! | #REF! | #REF! | Coal | #REF! | #REF! | #REF! | #REF! | #REF! | #REF!
|  | Coal-CCS | #REF! | #REF! | #REF! | #REF! | #REF! | #REF! | Coal-CCS | #REF! | #REF! | #REF! | #REF! | #REF! | #REF! | Coal-CCS | #REF! | #REF! | #REF! | #REF! | #REF! | #REF!
|  | Nuclear | #REF! | #REF! | #REF! | #REF! | #REF! | #REF! | Nuclear | #REF! | #REF! | #REF! | #REF! | #REF! | #REF! | Nuclear | #REF! | #REF! | #REF! | #REF! | #REF! | #REF!
|  | CC | #REF! | #REF! | #REF! | #REF! | #REF! | #REF! | CC | #REF! | #REF! | #REF! | #REF! | #REF! | #REF! | CC | #REF! | #REF! | #REF! | #REF! | #REF! | #REF!
|  | CT | #REF! | #REF! | #REF! | #REF! | #REF! | #REF! | CT | #REF! | #REF! | #REF! | #REF! | #REF! | #REF! | CT | #REF! | #REF! | #REF! | #REF! | #REF! | #REF!
|  | Steam O/G | #REF! | #REF! | #REF! | #REF! | #REF! | #REF! | Steam O/G | #REF! | #REF! | #REF! | #REF! | #REF! | #REF! | Steam O/G | #REF! | #REF! | #REF! | #REF! | #REF! | #REF!
|  | Hydro | #REF! | #REF! | #REF! | #REF! | #REF! | #REF! | Hydro | #REF! | #REF! | #REF! | #REF! | #REF! | #REF! | Hydro | #REF! | #REF! | #REF! | #REF! | #REF! | #REF!
|  | On-shore Wind | #REF! | #REF! | #REF! | #REF! | #REF! | #REF! | On-shore Wind | #REF! | #REF! | #REF! | #REF! | #REF! | #REF! | On-shore Wind | #REF! | #REF! | #REF! | #REF! | #REF! | #REF!
|  | Off-shore Wind | #REF! | #REF! | #REF! | #REF! | #REF! | #REF! | Off-shore Wind | #REF! | #REF! | #REF! | #REF! | #REF! | #REF! | Off-shore Wind | #REF! | #REF! | #REF! | #REF! | #REF! | #REF!
|  | Other Renew | #REF! | #REF! | #REF! | #REF! | #REF! | #REF! | Other Renew | #REF! | #REF! | #REF! | #REF! | #REF! | #REF! | Other Renew | #REF! | #REF! | #REF! | #REF! | #REF! | #REF!
|  | HQ/Maritimes | #REF! | #REF! | #REF! | #REF! | #REF! | #REF! | HQ/Maritimes | #REF! | #REF! | #REF! | #REF! | #REF! | #REF! | HQ/Maritimes | #REF! | #REF! | #REF! | #REF! | #REF! | #REF!
|  | Other | #REF! | #REF! | #REF! | #REF! | #REF! | #REF! | Other | #REF! | #REF! | #REF! | #REF! | #REF! | #REF! | Other | #REF! | #REF! | #REF! | #REF! | #REF! | #REF!
|  | DR | #REF! | #REF! | #REF! | #REF! | #REF! | #REF! | DR | #REF! | #REF! | #REF! | #REF! | #REF! | #REF! | DR | #REF! | #REF! | #REF! | #REF! | #REF! | #REF!
|  | Total | #REF! | #REF! | #REF! | #REF! | #REF! | #REF! | Total | #REF! | #REF! | #REF! | #REF! | #REF! | #REF! | Total | #REF! | #REF! | #REF! | #REF! | #REF! | #REF!
|  | #8 Base VOM Costs ($million) | [6 empty] | #8 Base VOM Costs ($million) | [6 empty] | #8 Base VOM Costs ($million)
|  |  | 2015 | 2020 | 2025 | 2030 | 2035 | 2040 |  | 2015 | 2020 | 2025 | 2030 | 2035 | 2040 |  | 2015 | 2020 | 2025 | 2030 | 2035 | 2040
|  | Coal | 512.78 | 261.33 | 37.99 | 33 | 38.41 | 38.41 | Coal | 466.73 | 214.75 | 40.57 | 37.77 | 52.2 | 55.72 | Coal | 46.05 | 46.58 | -2.58 | -4.77 | -13.79 | -17.31
|  | Coal-CCS | 0 | 0 | 0 | 0 | 0 | 0 | Coal-CCS | 0 | 0 | 0 | 0 | 0 | 0 | Coal-CCS | 0 | 0 | 0 | 0 | 0 | 0
|  | Nuclear | 547.89 | 619.94 | 669.14 | 970.23 | 1248.75 | 1523.7 | Nuclear | 547.89 | 619.94 | 718.74 | 1072.04 | 1166.88 | 1239.93 | Nuclear | 0 | 0 | -49.6 | -101.81 | 81.87 | 283.77
|  | CC | 1496.88 | 1714.47 | 1542 | 1180.18 | 490.79 | 160.37 | CC | 1544.42 | 1769.51 | 1761.17 | 1280.68 | 566.27 | 200.24 | CC | -47.54 | -55.04 | -219.17 | -100.5 | -75.48 | -39.87
|  | CT | 13.95 | 8.68 | 11.04 | 7.25 | 0.6 | 0.25 | CT | 15.81 | 25.86 | 34.91 | 8.03 | 2.91 | 2.04 | CT | -1.86 | -17.18 | -23.87 | -0.78 | -2.31 | -1.79
|  | Steam O/G | 0.14 | 0.13 | 0 | 0 | 0 | 0 | Steam O/G | 0 | 0 | 0 | 0 | 0 | 0 | Steam O/G | 0.14 | 0.13 | 0 | 0 | 0 | 0
|  | Hydro | 0 | 0 | 0 | 0 | 0 | 0 | Hydro | 0 | 0 | 0 | 0 | 0 | 0 | Hydro | 0 | 0 | 0 | 0 | 0 | 0
|  | On-shore Wind | 0 | 0.08 | 0.08 | 0.08 | 0.08 | 0.08 | On-shore Wind | 0 | 0.08 | 0.08 | 0.08 | 0.08 | 0.08 | On-shore Wind | 0 | 0 | 0 | 0 | 0 | 0
|  | Off-shore Wind | 0 | 0 | 0 | 0 | 0 | 0 | Off-shore Wind | 0 | 0 | 0 | 0 | 0.95 | 1.29 | Off-shore Wind | 0 | 0 | 0 | 0 | -0.95 | -1.29
|  | Other Renew | 5.87 | 12.67 | 37.07 | 43.03 | 800.3 | 814.64 | Other Renew | 5.87 | 13.29 | 37.63 | 46.36 | 461.12 | 819.25 | Other Renew | 0 | -0.62 | -0.56 | -3.33 | 339.18 | -4.61
|  | HQ/Maritimes | 0 | 0 | 0 | 0 | 0 | 0 | HQ/Maritimes | 0 | 0 | 0 | 0 | 0 | 0 | HQ/Maritimes | 0 | 0 | 0 | 0 | 0 | 0
|  | Other | 0 | 0 | 0 | 0 | 0 | 0 | Other | 0 | 0 | 0 | 0 | 0 | 0 | Other | 0 | 0 | 0 | 0 | 0 | 0
|  | DR | 0 | 0 | 0 | 0 | 0 | 0 | DR | 0 | 0 | 0 | 0 | 0 | 0 | DR | 0 | 0 | 0 | 0 | 0 | 0
|  | Total | 2577.51 | 2617.3 | 2297.32 | 2233.77 | 2578.93 | 2537.45 | Total | 2580.72 | 2643.43 | 2593.1 | 2444.96 | 2250.41 | 2318.55 | Total | -3.21 | -26.13 | -295.78 | -211.19 | 328.52 | 218.9
|  | #9 Retrofit VOM Costs ($million) | [6 empty] | #9 Retrofit VOM Costs ($million) | [6 empty] | #9 Retrofit VOM Costs ($million)
|  |  | 2015 | 2020 | 2025 | 2030 | 2035 | 2040 |  | 2015 | 2020 | 2025 | 2030 | 2035 | 2040 |  | 2015 | 2020 | 2025 | 2030 | 2035 | 2040
|  | Coal | 418.55 | 255.09 | 54.85 | 57.78 | 67.48 | 67.51 | Coal | 370.51 | 208.47 | 55.8 | 64.3 | 89.51 | 95.26 | Coal | 48.04 | 46.62 | -0.95 | -6.52 | -22.03 | -27.75
|  | Coal-CCS | 0 | 0 | 0 | 0 | 0 | 0 | Coal-CCS | 0 | 0 | 0 | 0 | 0 | 0 | Coal-CCS | 0 | 0 | 0 | 0 | 0 | 0
|  | Nuclear | 0 | 0 | 0 | 0 | 0 | 0 | Nuclear | 0 | 0 | 0 | 0 | 0 | 0 | Nuclear | 0 | 0 | 0 | 0 | 0 | 0
|  | CC | 0 | 0 | 0 | 0 | 0 | 0 | CC | 0 | 0 | 0 | 0 | 0 | 0 | CC | 0 | 0 | 0 | 0 | 0 | 0
|  | CT | 0 | 0 | 0 | 0 | 0 | 0 | CT | 0 | 0 | 0 | 0 | 0 | 0 | CT | 0 | 0 | 0 | 0 | 0 | 0
|  | Steam O/G | 0 | 0 | 0 | 0 | 0 | 0 | Steam O/G | 0 | 0 | 0 | 0 | 0 | 0 | Steam O/G | 0 | 0 | 0 | 0 | 0 | 0
|  | Hydro | 0 | 0 | 0 | 0 | 0 | 0 | Hydro | 0 | 0 | 0 | 0 | 0 | 0 | Hydro | 0 | 0 | 0 | 0 | 0 | 0
|  | On-shore Wind | 0 | 0 | 0 | 0 | 0 | 0 | On-shore Wind | 0 | 0 | 0 | 0 | 0 | 0 | On-shore Wind | 0 | 0 | 0 | 0 | 0 | 0
|  | Off-shore Wind | 0 | 0 | 0 | 0 | 0 | 0 | Off-shore Wind | 0 | 0 | 0 | 0 | 0 | 0 | Off-shore Wind | 0 | 0 | 0 | 0 | 0 | 0
|  | Other Renew | 0 | 0 | 0 | 0 | 0 | 0 | Other Renew | 0 | 0 | 0 | 0 | 0 | 0 | Other Renew | 0 | 0 | 0 | 0 | 0 | 0
|  | HQ/Maritimes | 0 | 0 | 0 | 0 | 0 | 0 | HQ/Maritimes | 0 | 0 | 0 | 0 | 0 | 0 | HQ/Maritimes | 0 | 0 | 0 | 0 | 0 | 0
|  | Other | 0 | 0 | 0 | 0 | 0 | 0 | Other | 0 | 0 | 0 | 0 | 0 | 0 | Other | 0 | 0 | 0 | 0 | 0 | 0
|  | DR | 0 | 0 | 0 | 0 | 0 | 0 | DR | 0 | 0 | 0 | 0 | 0 | 0 | DR | 0 | 0 | 0 | 0 | 0 | 0
|  | Total | 418.55 | 255.09 | 54.85 | 57.78 | 67.48 | 67.51 | Total | 370.51 | 208.47 | 55.8 | 64.3 | 89.51 | 95.26 | Total | 48.04 | 46.62 | -0.95 | -6.52 | -22.03 | -27.75
|  | #10 Base FOM Costs ($million) | [6 empty] | #10 Base FOM Costs ($million) | [6 empty] | #10 Base FOM Costs ($million)
|  |  | 2015 | 2020 | 2025 | 2030 | 2035 | 2040 |  | 2015 | 2020 | 2025 | 2030 | 2035 | 2040 |  | 2015 | 2020 | 2025 | 2030 | 2035 | 2040
|  | Coal | 1730.72 | 1158.2 | 708.91 | 236.32 | 268.43 | 278.14 | Coal | 1611.68 | 1028.41 | 435.76 | 334.08 | 341.69 | 352.49 | Coal | 119.04 | 129.79 | 273.15 | -97.76 | -73.26 | -74.35
|  | Coal-CCS | 0 | 0 | 0 | 0 | 0 | 0 | Coal-CCS | 0 | 0 | 0 | 0 | 0 | 0 | Coal-CCS | 0 | 0 | 0 | 0 | 0 | 0
|  | Nuclear | 4269.84 | 4835.55 | 4946.51 | 6626.82 | 8448.26 | 12524.62 | Nuclear | 4269.84 | 4835.55 | 5223.3 | 7195.02 | 7991.31 | 10940.85 | Nuclear | 0 | 0 | -276.79 | -568.2 | 456.95 | 1583.77
|  | CC | 1866.76 | 2367.72 | 2037.45 | 1844.01 | 1055.28 | 802.63 | CC | 1895.5 | 2395.82 | 2065.73 | 1801.88 | 1206.94 | 983.65 | CC | -28.74 | -28.1 | -28.28 | 42.13 | -151.66 | -181.02
|  | CT | 703.09 | 1011.19 | 768.17 | 780.24 | 504.83 | 504.83 | CT | 694.02 | 998.94 | 715.46 | 606.63 | 502.09 | 502.09 | CT | 9.07 | 12.25 | 52.71 | 173.61 | 2.74 | 2.74
|  | Steam O/G | 10.55 | 12.49 | 4.12 | 0.07 | 0.01 | 0.01 | Steam O/G | 4.04 | 4.78 | 4.1 | 1.26 | 0 | 0 | Steam O/G | 6.51 | 7.71 | 0.02 | -1.19 | 0.01 | 0.01
|  | Hydro | 163.55 | 163.55 | 163.93 | 163.94 | 163.94 | 163.94 | Hydro | 163.55 | 163.55 | 163.94 | 163.94 | 163.94 | 163.94 | Hydro | 0 | 0 | -0.01 | 0 | 0 | 0
|  | On-shore Wind | 0.99 | 99.24 | 99.24 | 99.24 | 99.24 | 99.24 | On-shore Wind | 1.02 | 99.24 | 99.24 | 99.24 | 104.86 | 104.86 | On-shore Wind | -0.03 | 0 | 0 | 0 | -5.62 | -5.62
|  | Off-shore Wind | 0 | 0 | 0 | 0 | 0 | 0 | Off-shore Wind | 0.05 | 0.05 | 0.05 | 0.05 | 1381.17 | 1874.62 | Off-shore Wind | -0.05 | -0.05 | -0.05 | -0.05 | -1381.17 | -1874.62
|  | Other Renew | 115.7 | 157.25 | 252.56 | 253.8 | 2279.75 | 2481.02 | Other Renew | 115.73 | 157.17 | 252.52 | 253.77 | 1366.12 | 2483.37 | Other Renew | -0.03 | 0.08 | 0.04 | 0.03 | 913.63 | -2.35
|  | HQ/Maritimes | 0 | 0 | 0 | 0 | 0 | 0 | HQ/Maritimes | 0 | 0 | 0 | 0 | 0 | 0 | HQ/Maritimes | 0 | 0 | 0 | 0 | 0 | 0
|  | Other | 143.24 | 143.24 | 143.24 | 143.24 | 143.24 | 143.24 | Other | 143.24 | 143.24 | 143.24 | 143.24 | 143.24 | 143.24 | Other | 0 | 0 | 0 | 0 | 0 | 0
|  | DR | 0 | 0 | 0 | 0 | 0 | 0 | DR | 0 | 0 | 0 | 0 | 0 | 0 | DR | 0 | 0 | 0 | 0 | 0 | 0
|  | Total | 9004.44 | 9948.43 | 9124.13 | 10147.68 | 12962.98 | 16997.67 | Total | 8898.67 | 9826.75 | 9103.34 | 10599.11 | 13201.36 | 17549.11 | Total | 105.77 | 121.68 | 20.79 | -451.43 | -238.38 | -551.44
|  | #11 Retrofit FOM Costs ($million) | [6 empty] | #11 Retrofit FOM Costs ($million) | [6 empty] | #11 Retrofit FOM Costs ($million)
|  |  | 2015 | 2020 | 2025 | 2030 | 2035 | 2040 |  | 2015 | 2020 | 2025 | 2030 | 2035 | 2040 |  | 2015 | 2020 | 2025 | 2030 | 2035 | 2040
|  | Coal | 159.31 | 131.92 | 83.08 | 32.43 | 32.8 | 32.8 | Coal | 147.5 | 119.91 | 55.48 | 44.69 | 45.55 | 45.79 | Coal | 11.81 | 12.01 | 27.6 | -12.26 | -12.75 | -12.99
|  | Coal-CCS | 0 | 0 | 0 | 0 | 0 | 0 | Coal-CCS | 0 | 0 | 0 | 0 | 0 | 0 | Coal-CCS | 0 | 0 | 0 | 0 | 0 | 0
|  | Nuclear | 0 | 0 | 0 | 0 | 0 | 0 | Nuclear | 0 | 0 | 0 | 0 | 0 | 0 | Nuclear | 0 | 0 | 0 | 0 | 0 | 0
|  | CC | 0 | 0 | 0 | 0 | 0 | 0 | CC | 0 | 0 | 0 | 0 | 0 | 0 | CC | 0 | 0 | 0 | 0 | 0 | 0
|  | CT | 0 | 0 | 0 | 0 | 0 | 0 | CT | 0 | 0 | 0 | 0 | 0 | 0 | CT | 0 | 0 | 0 | 0 | 0 | 0
|  | Steam O/G | 0 | 0 | 0 | 0 | 0 | 0 | Steam O/G | 0 | 0 | 0 | 0 | 0 | 0 | Steam O/G | 0 | 0 | 0 | 0 | 0 | 0
|  | Hydro | 0 | 0 | 0 | 0 | 0 | 0 | Hydro | 0 | 0 | 0 | 0 | 0 | 0 | Hydro | 0 | 0 | 0 | 0 | 0 | 0
|  | On-shore Wind | 0 | 0 | 0 | 0 | 0 | 0 | On-shore Wind | 0 | 0 | 0 | 0 | 0 | 0 | On-shore Wind | 0 | 0 | 0 | 0 | 0 | 0
|  | Off-shore Wind | 0 | 0 | 0 | 0 | 0 | 0 | Off-shore Wind | 0 | 0 | 0 | 0 | 0 | 0 | Off-shore Wind | 0 | 0 | 0 | 0 | 0 | 0
|  | Other Renew | 0 | 0 | 0 | 0 | 0 | 0 | Other Renew | 0 | 0 | 0 | 0 | 0 | 0 | Other Renew | 0 | 0 | 0 | 0 | 0 | 0
|  | HQ/Maritimes | 0 | 0 | 0 | 0 | 0 | 0 | HQ/Maritimes | 0 | 0 | 0 | 0 | 0 | 0 | HQ/Maritimes | 0 | 0 | 0 | 0 | 0 | 0
|  | Other | 0 | 0 | 0 | 0 | 0 | 0 | Other | 0 | 0 | 0 | 0 | 0 | 0 | Other | 0 | 0 | 0 | 0 | 0 | 0
|  | DR | 0 | 0 | 0 | 0 | 0 | 0 | DR | 0 | 0 | 0 | 0 | 0 | 0 | DR | 0 | 0 | 0 | 0 | 0 | 0
|  | Total | 159.31 | 131.92 | 83.08 | 32.43 | 32.8 | 32.8 | Total | 147.5 | 119.91 | 55.48 | 44.69 | 45.55 | 45.79 | Total | 11.81 | 12.01 | 27.6 | -12.26 | -12.75 | -12.99
|  | #12 Levelized Capital Costs ($million) | [6 empty] | #12 Levelized Capital Costs ($million) | [6 empty] | #12 Levelized Capital Costs ($million)
|  |  | 2015 | 2020 | 2025 | 2030 | 2035 | 2040 |  | 2015 | 2020 | 2025 | 2030 | 2035 | 2040 |  | 2015 | 2020 | 2025 | 2030 | 2035 | 2040
|  | Coal | 220.45 | 220.47 | 220.47 | 220.47 | 220.47 | 220.47 | Coal | 220.45 | 220.45 | 220.45 | 220.45 | 220.45 | 220.45 | Coal | 0 | 0.02 | 0.02 | 0.02 | 0.02 | 0.02
|  | Coal-CCS | 0 | 0.01 | 0.03 | 0.03 | 0.05 | 0.07 | Coal-CCS | 0 | 0 | 0 | 0 | 0 | 0 | Coal-CCS | 0 | 0.01 | 0.03 | 0.03 | 0.05 | 0.07
|  | Nuclear | 684.91 | 3259.18 | 4984.09 | 15463.51 | 29845.52 | 44107.25 | Nuclear | 684.91 | 3259.18 | 6688.93 | 18987.63 | 27033.97 | 34347.58 | Nuclear | 0 | 0 | -1704.84 | -3524.12 | 2811.55 | 9759.67
|  | CC | 3999.62 | 5032.34 | 5032.37 | 5032.39 | 4997.9 | 1032.77 | CC | 4222.15 | 5253.14 | 5253.14 | 5253.14 | 5218.67 | 1031 | CC | -222.53 | -220.8 | -220.77 | -220.75 | -220.77 | 1.77
|  | CT | 257.13 | 257.13 | 257.14 | 196.14 | 0 | 0 | CT | 257.13 | 257.13 | 257.13 | 196.14 | 0 | 0 | CT | 0 | 0 | 0.01 | 0 | 0 | 0
|  | Steam O/G | 0 | 0 | 0 | 0 | 0 | 0 | Steam O/G | 0 | 0 | 0 | 0 | 0 | 0 | Steam O/G | 0 | 0 | 0 | 0 | 0 | 0
|  | Hydro | 0 | 0 | 8.87 | 8.92 | 8.94 | 8.97 | Hydro | 0 | 0 | 8.9 | 8.9 | 8.9 | 8.9 | Hydro | 0 | 0 | -0.03 | 0.02 | 0.04 | 0.07
|  | On-shore Wind | 0.02 | 740.6 | 740.6 | 740.59 | 740.57 | 0 | On-shore Wind | 0.19 | 740.59 | 740.59 | 740.59 | 781.77 | 41.37 | On-shore Wind | -0.17 | 0.01 | 0.01 | 0 | -41.2 | -41.37
|  | Off-shore Wind | 0.02 | 0.02 | 0.03 | 0.02 | 0.01 | 0 | Off-shore Wind | 0.53 | 0.53 | 0.53 | 0.53 | 11447.73 | 15537.88 | Off-shore Wind | -0.51 | -0.51 | -0.5 | -0.51 | -11447.72 | -15537.88
|  | Other Renew | 21.33 | 141.63 | 388.43 | 392.48 | 6837.78 | 7461.37 | Other Renew | 21.4 | 141.37 | 388.26 | 392.37 | 3952.76 | 7502.15 | Other Renew | -0.07 | 0.26 | 0.17 | 0.11 | 2885.02 | -40.78
|  | HQ/Maritimes | 0 | 0 | 0 | 0 | 0 | 0 | HQ/Maritimes | 0 | 0 | 0 | 0 | 0 | 0 | HQ/Maritimes | 0 | 0 | 0 | 0 | 0 | 0
|  | Other | 0 | 0 | 0 | 0 | 0 | 0 | Other | 0 | 0 | 0 | 0 | 0 | 0 | Other | 0 | 0 | 0 | 0 | 0 | 0
|  | DR | 0 | 0 | 0 | 0 | 0 | 0 | DR | 0 | 0 | 0 | 0 | 0 | 0 | DR | 0 | 0 | 0 | 0 | 0 | 0
|  | Total | 5183.48 | 9651.38 | 11632.03 | 22054.55 | 42651.24 | 52830.9 | Total | 5406.76 | 9872.39 | 13557.93 | 25799.75 | 48664.25 | 58689.33 | Total | -223.28 | -221.01 | -1925.9 | -3745.2 | -6013.01 | -5858.43
|  | #13 Levelized Retrofit Capital Costs ($million) | [6 empty] | #13 Levelized Retrofit Capital Costs ($million) | [6 empty] | #13 Levelized Retrofit Capital Costs ($million)
|  |  | 2015 | 2020 | 2025 | 2030 | 2035 | 2040 |  | 2015 | 2020 | 2025 | 2030 | 2035 | 2040 |  | 2015 | 2020 | 2025 | 2030 | 2035 | 2040
|  | Coal | 473.57 | 529.58 | 448.42 | 444 | 199.47 | 74.91 | Coal | 473.45 | 513.42 | 465.25 | 502.68 | 357.49 | 255.06 | Coal | 0.12 | 16.16 | -16.83 | -58.68 | -158.02 | -180.15
|  | Coal-CCS | 0 | 0 | 0 | 0 | 0 | 0 | Coal-CCS | 0 | 0 | 0 | 0 | 0 | 0 | Coal-CCS | 0 | 0 | 0 | 0 | 0 | 0
|  | Nuclear | 0 | 0 | 0 | 0 | 0 | 0 | Nuclear | 0 | 0 | 0 | 0 | 0 | 0 | Nuclear | 0 | 0 | 0 | 0 | 0 | 0
|  | CC | 0 | 0 | 0 | 0 | 0 | 0 | CC | 0 | 0 | 0 | 0 | 0 | 0 | CC | 0 | 0 | 0 | 0 | 0 | 0
|  | CT | 0 | 0 | 0 | 0 | 0 | 0 | CT | 0 | 0 | 0 | 0 | 0 | 0 | CT | 0 | 0 | 0 | 0 | 0 | 0
|  | Steam O/G | 0 | 0 | 0 | 0 | 0 | 0 | Steam O/G | 0 | 0 | 0 | 0 | 0 | 0 | Steam O/G | 0 | 0 | 0 | 0 | 0 | 0
|  | Hydro | 0 | 0 | 0 | 0 | 0 | 0 | Hydro | 0 | 0 | 0 | 0 | 0 | 0 | Hydro | 0 | 0 | 0 | 0 | 0 | 0
|  | On-shore Wind | 0 | 0 | 0 | 0 | 0 | 0 | On-shore Wind | 0 | 0 | 0 | 0 | 0 | 0 | On-shore Wind | 0 | 0 | 0 | 0 | 0 | 0
|  | Off-shore Wind | 0 | 0 | 0 | 0 | 0 | 0 | Off-shore Wind | 0 | 0 | 0 | 0 | 0 | 0 | Off-shore Wind | 0 | 0 | 0 | 0 | 0 | 0
|  | Other Renew | 0 | 0 | 0 | 0 | 0 | 0 | Other Renew | 0 | 0 | 0 | 0 | 0 | 0 | Other Renew | 0 | 0 | 0 | 0 | 0 | 0
|  | HQ/Maritimes | 0 | 0 | 0 | 0 | 0 | 0 | HQ/Maritimes | 0 | 0 | 0 | 0 | 0 | 0 | HQ/Maritimes | 0 | 0 | 0 | 0 | 0 | 0
|  | Other | 0 | 0 | 0 | 0 | 0 | 0 | Other | 0 | 0 | 0 | 0 | 0 | 0 | Other | 0 | 0 | 0 | 0 | 0 | 0
|  | DR | 0 | 0 | 0 | 0 | 0 | 0 | DR | 0 | 0 | 0 | 0 | 0 | 0 | DR | 0 | 0 | 0 | 0 | 0 | 0
|  | Total | 473.57 | 529.58 | 448.42 | 444 | 199.47 | 74.91 | Total | 473.45 | 513.42 | 465.25 | 502.68 | 357.49 | 255.06 | Total | 0.12 | 16.16 | -16.83 | -58.68 | -158.02 | -180.15
|  | #14 Total Costs ($million) | [6 empty] | #14 Total Costs ($million) | [6 empty] | #14 Total Costs ($million)
|  |  | 2015 | 2020 | 2025 | 2030 | 2035 | 2040 |  | 2015 | 2020 | 2025 | 2030 | 2035 | 2040 |  | 2015 | 2020 | 2025 | 2030 | 2035 | 2040
|  | Coal | 10311.94 | 6314.93 | 2039.88 | 1403.72 | 1426.84 | 1436.43 | Coal | 9474.33 | 5376.51 | 1782.74 | 1641.15 | 1911.47 | 2072.03 | Coal | 837.61 | 938.42 | 257.14 | -237.43 | -484.63 | -635.6
|  | Coal-CCS | 0 | 0.03 | 0.05 | 0.08 | 0.13 | 0.13 | Coal-CCS | 0 | 0 | 0 | 0 | 0 | 0 | Coal-CCS | 0 | 0.03 | 0.05 | 0.08 | 0.13 | 0.13
|  | Nuclear | 7455.32 | 11008.56 | 13255.74 | 27133.03 | 44964.59 | 64901.02 | Nuclear | 7455.32 | 11008.55 | 15507.42 | 31788.6 | 41243.12 | 51987.62 | Nuclear | 0 | 0.01 | -2251.68 | -4655.57 | 3721.47 | 12913.4
|  | CC | 35009.66 | 43634.06 | 41155.32 | 37455.89 | 23613.68 | 9547.32 | CC | 35935.76 | 44880.31 | 47373.27 | 39988.23 | 26655.2 | 11611.12 | CC | -926.1 | -1246.25 | -6217.95 | -2532.34 | -3041.52 | -2063.8
|  | CT | 1119.44 | 1378.22 | 1180.66 | 1100.19 | 521.1 | 513.76 | CT | 1131.26 | 1585.41 | 1453.65 | 939.05 | 580.77 | 574.94 | CT | -11.82 | -207.19 | -272.99 | 161.14 | -59.67 | -61.18
|  | Steam O/G | 15.96 | 18.25 | 4.13 | 0.08 | 0.02 | 0.03 | Steam O/G | 4.04 | 4.78 | 4.1 | 1.26 | 0 | 0 | Steam O/G | 11.92 | 13.47 | 0.03 | -1.18 | 0.02 | 0.03
|  | Hydro | 163.55 | 163.56 | 172.81 | 172.85 | 172.88 | 172.9 | Hydro | 163.55 | 163.55 | 172.84 | 172.84 | 172.84 | 172.84 | Hydro | 0 | 0.01 | -0.03 | 0.01 | 0.04 | 0.06
|  | On-shore Wind | 1.03 | 839.93 | 839.93 | 839.92 | 839.91 | 99.34 | On-shore Wind | 1.21 | 839.92 | 839.92 | 839.92 | 886.7 | 146.31 | On-shore Wind | -0.18 | 0.01 | 0.01 | 0 | -46.79 | -46.97
|  | Off-shore Wind | 0.02 | 0.03 | 0.03 | 0.02 | 0.01 | 0.01 | Off-shore Wind | 0.59 | 0.59 | 0.59 | 0.59 | 12829.84 | 17413.79 | Off-shore Wind | -0.57 | -0.56 | -0.56 | -0.57 | -12829.83 | -17413.78
|  | Other Renew | 337.53 | 602.29 | 1372.44 | 1561.17 | 21281.34 | 22181.57 | Other Renew | 337.64 | 624.61 | 1381.5 | 1682.14 | 12494.36 | 22292.79 | Other Renew | -0.11 | -22.32 | -9.06 | -120.97 | 8786.98 | -111.22
|  | HQ/Maritimes | 0 | 0 | 0 | 0 | 0 | 0 | HQ/Maritimes | 0 | 0 | 0 | 0 | 0 | 0 | HQ/Maritimes | 0 | 0 | 0 | 0 | 0 | 0
|  | Other | 143.24 | 143.24 | 143.24 | 143.24 | 143.24 | 143.24 | Other | 143.24 | 143.24 | 143.24 | 143.24 | 143.24 | 143.24 | Other | 0 | 0 | 0 | 0 | 0 | 0
|  | DR | 0 | 0 | 0 | 0 | 0 | 0 | DR | 0 | 0 | 0 | 0 | 0 | 0 | DR | 0 | 0 | 0 | 0 | 0 | 0
|  | Total | 54557.69 | 64103.1 | 60164.23 | 69810.19 | 92963.74 | 98995.75 | Total | 54646.94 | 64627.47 | 68659.27 | 77197.02 | 96917.54 | 106414.68 | Total | -89.25 | -524.37 | -8495.04 | -7386.83 | -3953.8 | -7418.93
|  | #15 A RPS Generation Compliance Payments ($) | [6 empty] | #15 A RPS Generation Compliance Payments ($) | [6 empty] | #15 A RPS Generation Compliance Payments ($)
|  | South | 813.3 | 0 | 0 | 0 | 0 | 0 | South | 811.87 | 0 | 0 | 0 | 0 | 0 | South | 1.43 | 0 | 0 | 0 | 0 | 0
|  | #15 B RPS Capacity Compliance Payments ($) | [6 empty] | #15 B RPS Capacity Compliance Payments ($) | [6 empty] | #15 B RPS Capacity Compliance Payments ($)
|  | South | 0 | 0 | 0 | 0 | 0 | 0 | South | 0 | 0 | 0 | 0 | 0 | 0 | South | 0 | 0 | 0 | 0 | 0 | 0
|  | #16a Transmission Costs ($million) [excludes shadow cost] | [6 empty] | #16a Transmission Costs ($million) [excludes shadow cost] | [6 empty] | #16a Transmission Costs ($million) [excludes shadow cost]
|  | a. Wheel Share | [6 empty] | a. Wheel Share | [6 empty] | a. Wheel Share
|  | South | 26.5 | 42.71 | 287.15 | 189.16 | 52.53 | 142.54 | South | 23.64 | 23.29 | 30.87 | 65.97 | 68.86 | 147.13 | South | 2.86 | 19.42 | 256.28 | 123.19 | -16.33 | -4.59
|  | b. Friction Share | [6 empty] | b. Friction Share | [6 empty] | b. Friction Share
|  | South | 34.01 | 49.02 | 308.11 | 265.49 | 69.49 | 167.3 | South | 30.31 | 31.61 | 37.91 | 57.17 | 59.92 | 183.69 | South | 3.7 | 17.41 | 270.2 | 208.32 | 9.57 | -16.39

## CapacitySummary
| Future 2, Sensitivity 2: Federal Carbon, Soft Transmission Constraint, 25% Overload Charges | [6 empty] | Future 2 Base: Federal Carbon Constraint | [6 empty] | Difference (Case 1 - Case 2)
| Total Installed ACTIVE Capacity (GW) | [6 empty] | Total Installed ACTIVE Capacity (MW) | [6 empty] | Total Installed ACTIVE Capacity (MW)
Pool/Region | 2015 | 2020 | 2025 | 2030 | 2035 | 2040 |  | 2015 | 2020 | 2025 | 2030 | 2035 | 2040 |  | 2015 | 2020 | 2025 | 2030 | 2035 | 2040
ENT | 36.1478 | 35.1779 | 34.774 | 32.6552 | 31.0374 | 32.3389 | ENT | 36.1498 | 35.1377 | 34.7716 | 32.7402 | 33.0732 | 34.3778 | ENT | -0.00199 | 0.04021 | 0.00245 | -0.08502 | -2.0358 | -2.0389
FRCC | 57.7043 | 57.8346 | 61.2922 | 61.5588 | 59.5394 | 63.8264 | FRCC | 57.7102 | 57.8462 | 61.2888 | 61.6115 | 59.6831 | 64.0301 | FRCC | -0.00585 | -0.01162 | 0.00342 | -0.05271 | -0.14376 | -0.20374
MAPP_US | 7.2901 | 11.2742 | 13.8691 | 14.11 | 14.1624 | 14.2649 | MAPP_US | 7.2882 | 11.1708 | 11.6497 | 11.8887 | 11.9396 | 11.9875 | MAPP_US | 0.00184 | 0.10346 | 2.2194 | 2.2214 | 2.2228 | 2.2774
MISO_IN | 16.685 | 16.8138 | 13.4386 | 13.4905 | 13.7523 | 17.0822 | MISO_IN | 18.0618 | 28.5511 | 28.6489 | 67.4312 | 67.4803 | 67.5176 | MISO_IN | -1.3768 | -11.7373 | -15.2104 | -53.9406 | -53.7281 | -50.4354
MISO_MI | 23.3328 | 20.2022 | 20.9655 | 21.086 | 20.4339 | 20.5704 | MISO_MI | 26.8003 | 25.5499 | 26.4761 | 26.5965 | 26.224 | 27.8894 | MISO_MI | -3.4674 | -5.3477 | -5.5106 | -5.5105 | -5.7901 | -7.319
MISO_MO-IL | 21.9831 | 16.2511 | 20.8311 | 21.4203 | 21.5101 | 21.6034 | MISO_MO-IL | 22.5852 | 17.5139 | 30.1028 | 43.4723 | 43.562 | 43.6217 | MISO_MO-IL | -0.60204 | -1.2628 | -9.2717 | -22.0519 | -22.052 | -22.0183
MISO_W | 34.4404 | 30.2783 | 129.2786 | 133.7178 | 131.4932 | 134.9839 | MISO_W | 34.4397 | 31.0247 | 61.2577 | 56.8283 | 54.6038 | 55.9453 | MISO_W | 0.00079 | -0.74637 | 68.0208 | 76.8895 | 76.8895 | 79.0386
MISO_WUMS | 23.7904 | 37.8872 | 37.9659 | 38.1168 | 36.3277 | 36.3543 | MISO_WUMS | 18.3666 | 19.0495 | 19.5883 | 29.4569 | 27.6655 | 32.3339 | MISO_WUMS | 5.4238 | 18.8377 | 18.3776 | 8.6599 | 8.6622 | 4.0204
NE | 8.4951 | 32.0353 | 32.1977 | 32.3058 | 31.0919 | 31.1312 | NE | 8.7625 | 17.6989 | 18.1418 | 18.7614 | 22.8003 | 23.2891 | NE | -0.2674 | 14.3365 | 14.0559 | 13.5444 | 8.2915 | 7.8421
NEISO | 29.3412 | 29.3163 | 31.0421 | 30.4793 | 43.1058 | 42.1907 | NEISO | 29.3426 | 29.3443 | 30.7082 | 31.1319 | 41.3374 | 40.4172 | NEISO | -0.00143 | -0.02806 | 0.33391 | -0.65259 | 1.7684 | 1.7735
NonRTO_Midwest | 13.0936 | 13.2472 | 13.6052 | 12.6608 | 13.0975 | 13.7169 | NonRTO_Midwest | 13.0936 | 13.2464 | 13.6443 | 12.658 | 13.1696 | 13.7878 | NonRTO_Midwest | 2e-05 | 0.00088 | -0.0391 | 0.00286 | -0.07212 | -0.07087
NYISO_A-F | 18.4506 | 19.2714 | 19.4645 | 22.6432 | 26.6877 | 25.2283 | NYISO_A-F | 18.5899 | 19.4107 | 19.6037 | 25.3903 | 28.0166 | 25.3914 | NYISO_A-F | -0.13926 | -0.13925 | -0.13919 | -2.747 | -1.3289 | -0.16308
NYISO_G-I | 3.7901 | 3.8908 | 4.0194 | 4.3381 | 3.9011 | 4.7014 | NYISO_G-I | 3.7896 | 4.2424 | 4.3707 | 4.6895 | 4.5596 | 7.1921 | NYISO_G-I | 0.00054 | -0.35158 | -0.35133 | -0.35141 | -0.65851 | -2.4907
NYISO_J-K | 14.6685 | 14.8522 | 15.1424 | 15.2196 | 15.5979 | 15.6819 | NYISO_J-K | 14.1977 | 14.3813 | 14.651 | 14.9235 | 14.9611 | 15.0452 | NYISO_J-K | 0.47082 | 0.47089 | 0.49143 | 0.29609 | 0.63674 | 0.63673
PJM_E | 34.7805 | 34.1928 | 35.9628 | 36.044 | 32.7542 | 29.0193 | PJM_E | 33.4972 | 32.909 | 33.3399 | 33.3948 | 30.6363 | 29.0265 | PJM_E | 1.2833 | 1.2838 | 2.6229 | 2.6492 | 2.1179 | -0.00719
PJM_ROM | 26.839 | 28.4564 | 29.2798 | 31.3727 | 29.7742 | 35.2008 | PJM_ROM | 26.1901 | 27.8068 | 26.9552 | 26.9001 | 30.314 | 34.4577 | PJM_ROM | 0.6489 | 0.64959 | 2.3246 | 4.4727 | -0.53974 | 0.74311
PJM_ROR | 119.6717 | 118.812 | 111.8475 | 111.6931 | 115.7211 | 116.4918 | PJM_ROR | 121.569 | 120.671 | 122.3283 | 146.0039 | 145.2327 | 145.1307 | PJM_ROR | -1.8972 | -1.859 | -10.4808 | -34.3108 | -29.5116 | -28.6389
SOCO | 55.8468 | 61.0809 | 61.585 | 62.047 | 61.4383 | 60.4824 | SOCO | 55.844 | 61.0679 | 61.5706 | 62.0264 | 61.5057 | 60.5445 | SOCO | 0.00273 | 0.01292 | 0.01442 | 0.02058 | -0.06738 | -0.06214
SPP_N | 17.58 | 48.0263 | 78.206 | 78.6337 | 80.083 | 83.7488 | SPP_N | 19.2329 | 39.2907 | 41.8368 | 43.7179 | 54.754 | 56.0106 | SPP_N | -1.6529 | 8.7356 | 36.3692 | 34.9158 | 25.329 | 27.7383
SPP_S | 40.5805 | 79.5709 | 77.2206 | 77.596 | 79.3908 | 79.5136 | SPP_S | 38.6545 | 72.8083 | 72.6209 | 76.3372 | 79.35 | 81.4522 | SPP_S | 1.926 | 6.7626 | 4.5997 | 1.2588 | 0.04081 | -1.9386
TVA | 36.8701 | 40.3584 | 39.4274 | 38.736 | 41.1494 | 40.3226 | TVA | 36.8708 | 40.347 | 39.427 | 38.7445 | 41.2253 | 40.4122 | TVA | -0.00069 | 0.01144 | 0.00043 | -0.00848 | -0.0759 | -0.08968
VACAR | 56.8973 | 62.8156 | 64.1457 | 64.4346 | 63.6457 | 65.6608 | VACAR | 56.8985 | 62.8082 | 64.1881 | 64.4484 | 81.7541 | 90.3635 | VACAR | -0.00123 | 0.00748 | -0.04238 | -0.01381 | -18.1084 | -24.7027
IESO | 30.4927 | 30.6008 | 30.8745 | 31.2056 | 28.8245 | 34.5526 | IESO | 30.4901 | 30.5981 | 30.8718 | 30.9525 | 28.7858 | 27.3675 | IESO | 0.00259 | 0.00261 | 0.00261 | 0.25311 | 0.0387 | 7.185
MAPP_CA | 9.5132 | 9.8665 | 9.7958 | 12.2717 | 11.9919 | 12.0152 | MAPP_CA | 9.5132 | 9.8665 | 9.7956 | 11.2353 | 11.1421 | 11.1655 | MAPP_CA | 1e-05 | 2e-05 | 0.00013 | 1.0364 | 0.8498 | 0.84977
HQ/Maritimes | 8.8204 | 8.8204 | 8.8205 | 11.3573 | 14.6204 | 14.6204 | HQ/Maritimes | 8.8204 | 8.8204 | 8.8204 | 8.8204 | 8.8204 | 8.8204 | HQ/Maritimes | 0 | 3e-05 | 0.0001 | 2.5369 | 5.8 | 5.8
ERCOT | 85.2189 | 86.5582 | 104.562 | 103.8895 | 103.9072 | 104.9611 | ERCOT | 85.2197 | 86.5615 | 104.558 | 103.8937 | 103.9282 | 104.9828 | ERCOT | -0.00081 | -0.00328 | 0.00396 | -0.00417 | -0.02101 | -0.02172
WEST | 203.8485 | 231.4871 | 242.4704 | 269.7323 | 280.9849 | 291.3147 | WEST | 203.8357 | 231.4533 | 242.5234 | 269.8246 | 281.1643 | 291.3795 | WEST | 0.01283 | 0.03384 | -0.05303 | -0.09238 | -0.17945 | -0.06481
ALL | 1036.1728 | 1178.9791 | 1342.0845 | 1382.8158 | 1406.0237 | 1441.5789 | ALL | 1035.8138 | 1149.1765 | 1233.74 | 1353.8797 | 1407.6893 | 1443.9399 | ALL | 0.35905 | 29.8025 | 108.3445 | 28.9361 | -1.6656 | -2.361
| New Build Capacity (GW) | [6 empty] | New Build Capacity (GW) | [6 empty] | New Build Capacity (GW)
Pool/Region | 2015 | 2020 | 2025 | 2030 | 2035 | 2040 |  | 2015 | 2020 | 2025 | 2030 | 2035 | 2040 |  | 2015 | 2020 | 2025 | 2030 | 2035 | 2040
ENT | 2.9162 | 2.2455 | 0.13689 | 0.00013 | 1.109 | 5.7853 | ENT | 4.3714 | 4.5265 | 0.13681 | 0.1 | 6.6389 | 6.4712 | ENT | -1.4552 | -2.281 | 8e-05 | -0.09987 | -5.5299 | -0.68582
FRCC | 15.2757 | 0.00584 | 3.2922 | 12.0511 | 7.6322 | 6.275 | FRCC | 14.834 | 0.0116 | 3.4545 | 12.1867 | 7.3266 | 5.6734 | FRCC | 0.4417 | -0.00576 | -0.1623 | -0.13567 | 0.30563 | 0.60156
MAPP_US | 0.72985 | 4.3147 | 3.1383 | 0.22688 | 0.03782 | 0.08737 | MAPP_US | 0.7296 | 4.2131 | 0.7311 | 0.38338 | 0.03638 | 0.03278 | MAPP_US | 0.00025 | 0.10159 | 2.4072 | -0.1565 | 0.00144 | 0.05459
MISO_IN | 0.61874 | 1.7128 | 0.19105 | 0.00433 | 0.21261 | 3.2795 | MISO_IN | 2.4481 | 12.5461 | 0.1911 | 41.5831 | 0 | 0 | MISO_IN | -1.8293 | -10.8333 | -5e-05 | -41.5788 | 0.21261 | 3.2795
MISO_MI | 2.0004 | 0.17301 | 0.11491 | 0.00015 | 0.00063 | 0.00645 | MISO_MI | 4.8344 | 2.6891 | 0.2773 | 0 | 0.28023 | 3.8465 | MISO_MI | -2.834 | -2.5161 | -0.16239 | 0.00015 | -0.2796 | -3.84
MISO_MO-IL | 2.0902 | 0.00071 | 5.6 | 0.50302 | 7e-05 | 1e-05 | MISO_MO-IL | 2.09 | 1.2711 | 12.654 | 14.1307 | 0 | 0 | MISO_MO-IL | 0.00018 | -1.2704 | -7.0541 | -13.6276 | 7e-05 | 1e-05
MISO_W | 2.8952 | 0.00043 | 103.5502 | 4.3078 | 7e-05 | 3.3489 | MISO_W | 2.8948 | 0.74805 | 30.1509 | 0.07167 | 0 | 1.2068 | MISO_W | 0.00033 | -0.74762 | 73.3993 | 4.2361 | 7e-05 | 2.142
MISO_WUMS | 10.8434 | 15.705 | 0.12809 | 0.12623 | 0.00238 | 0.00032 | MISO_WUMS | 5.4206 | 2.2921 | 0.25413 | 10.177 | 1e-05 | 4.6504 | MISO_WUMS | 5.4228 | 13.4128 | -0.12604 | -10.0508 | 0.00237 | -4.6501
NE | 0.43423 | 26.6041 | 0.0001 | 0.07174 | 5e-05 | 2e-05 | NE | 0.43411 | 12.0004 | 0.28065 | 0.58319 | 5.253 | 0.44947 | NE | 0.00012 | 14.6036 | -0.28055 | -0.51145 | -5.2529 | -0.44945
NEISO | 3.3847 | 2.7695 | 2.6372 | 0.00353 | 14.4972 | 6e-05 | NEISO | 3.3842 | 2.8075 | 2.1383 | 0.46818 | 11.4698 | 1e-05 | NEISO | 0.00057 | -0.03803 | 0.49894 | -0.46465 | 3.0274 | 5e-05
NonRTO_Midwest | 2.0628 | 2.3775 | 0.90633 | 1.2528 | 1.3883 | 3.7248 | NonRTO_Midwest | 2.7047 | 2.6135 | 0.90625 | 0 | 1.2063 | 4.374 | NonRTO_Midwest | -0.64186 | -0.23602 | 8e-05 | 1.2528 | 0.18203 | -0.64915
NYISO_A-F | 3.2898 | 0.70985 | 0.06799 | 5.6125 | 4.6914 | 5e-05 | NYISO_A-F | 3.2897 | 0.7098 | 0.06793 | 6.3783 | 3.9256 | 0 | NYISO_A-F | 0.00015 | 5e-05 | 6e-05 | -0.76586 | 0.76583 | 5e-05
NYISO_G-I | 0.00021 | 0.05996 | 0.07457 | 0.2999 | 0.56303 | 1.8049 | NYISO_G-I | 0 | 0.41205 | 0.07434 | 0.3 | 0.87011 | 3.637 | NYISO_G-I | 0.00021 | -0.35209 | 0.00023 | -0.0001 | -0.30708 | -1.8321
NYISO_J-K | 1.2075 | 7e-05 | 0.07427 | 0.00023 | 0.32963 | 0 | NYISO_J-K | 1.2074 | 0 | 0.0537 | 0.22824 | 0.16 | 0 | NYISO_J-K | 8e-05 | 7e-05 | 0.02057 | -0.22801 | 0.16963 | 0
PJM_E | 5.9401 | 0.13297 | 1.1 | 0.0001 | 9e-05 | 0.00011 | PJM_E | 5.9401 | 0.1329 | 1.1 | 0 | 0 | 0 | PJM_E | 6e-05 | 7e-05 | 5e-05 | 0.0001 | 9e-05 | 0.00011
PJM_ROM | 2.2438 | 2.3711 | 0.75831 | 1.9784 | 0.01509 | 9.7326 | PJM_ROM | 2.2437 | 2.3703 | 1.4367 | 0.16992 | 6.9795 | 6.783 | PJM_ROM | 0.0001 | 0.00073 | -0.67842 | 1.8085 | -6.9644 | 2.9496
PJM_ROR | 24.3781 | 8.0173 | 8e-05 | 0.41116 | 7.9924 | 7.4553 | PJM_ROR | 31.5925 | 8.5524 | 6.8493 | 24.2411 | 4.3487 | 29.9442 | PJM_ROR | -7.2144 | -0.53512 | -6.8492 | -23.8299 | 3.6437 | -22.4888
SOCO | 6.8739 | 7.1427 | 0.10755 | 0.18122 | 18.9542 | 8.1141 | SOCO | 7.6415 | 7.1329 | 0.1074 | 8.2377 | 9.646 | 7.9243 | SOCO | -0.76761 | 0.00985 | 0.00015 | -8.0565 | 9.3081 | 0.18981
SPP_N | 0.4653 | 32.8056 | 34.0948 | 0.36124 | 1.3799 | 3.5932 | SPP_N | 0.4651 | 23.1374 | 5.0909 | 1.8146 | 10.9667 | 1.1839 | SPP_N | 0.0002 | 9.6682 | 29.0039 | -1.4534 | -9.5868 | 2.4094
SPP_S | 1.8313 | 44.181 | 0.00025 | 0.26001 | 1.6757 | 7e-05 | SPP_S | 1.831 | 39.0694 | 1e-05 | 3.6008 | 2.8937 | 1.9792 | SPP_S | 0.00034 | 5.1116 | 0.00024 | -3.3408 | -1.218 | -1.9791
TVA | 5.0623 | 4.8416 | 0.13436 | 1.2462 | 9.6651 | 3.5529 | TVA | 6.1363 | 4.8292 | 0.1344 | 0 | 8.8349 | 4.4967 | TVA | -1.074 | 0.01234 | -4e-05 | 1.2462 | 0.83021 | -0.94385
VACAR | 16.1794 | 6.2417 | 0.54104 | 5.4675 | 9.9972 | 10.0252 | VACAR | 16.8783 | 6.2396 | 3.4976 | 1.8048 | 25.8965 | 15.6594 | VACAR | -0.69888 | 0.00216 | -2.9566 | 3.6627 | -15.8993 | -5.6341
IESO | 5.145 | 2e-05 | 2e-05 | 0.2505 | 1e-05 | 7.1818 | IESO | 5.145 | 0 | 0 | 0 | 0.21508 | 0.03542 | IESO | 3e-05 | 2e-05 | 2e-05 | 0.2505 | -0.21507 | 7.1463
MAPP_CA | 0.30247 | 0.69501 | 1.495 | 2.46 | 0 | 0 | MAPP_CA | 0.3024 | 0.695 | 1.495 | 1.424 | 0.18662 | 0 | MAPP_CA | 7e-05 | 1e-05 | 1e-05 | 1.036 | -0.18662 | 0
HQ/Maritimes | 0 | 3e-05 | 7e-05 | 2.5369 | 3.2631 | 0 | HQ/Maritimes | 0 | 0 | 0 | 0 | 0 | 0 | HQ/Maritimes | 0 | 3e-05 | 7e-05 | 2.5369 | 3.2631 | 0
ERCOT | 18.6344 | 0.0005 | 19.8043 | 3.1671 | 11.4517 | 4.6933 | ERCOT | 19.5136 | 0 | 19.6085 | 1.6626 | 13.1513 | 4.6934 | ERCOT | -0.87921 | 0.0005 | 0.19577 | 1.5045 | -1.6996 | -0.00011
WEST | 12.3144 | 28.9862 | 26.2805 | 37.2437 | 23.5257 | 12.9055 | WEST | 12.3189 | 29.101 | 26.4914 | 34.0802 | 26.5953 | 11.8111 | WEST | -0.00443 | -0.11482 | -0.21091 | 3.1635 | -3.0696 | 1.0944
ALL | 147.1196 | 192.0946 | 204.2287 | 80.0246 | 118.3846 | 91.567 | ALL | 158.6514 | 168.1011 | 117.1823 | 163.6264 | 146.8812 | 114.852 | ALL | -11.5317 | 23.9935 | 87.0464 | -83.6018 | -28.4966 | -23.285
| Cumulative New Build Capacity (GW) | [6 empty] | Cumulative New Build Capacity (GW) | [6 empty] | Cumulative New Build Capacity (GW)
Pool/Region | 2015 | 2020 | 2025 | 2030 | 2035 | 2040 |  | 2015 | 2020 | 2025 | 2030 | 2035 | 2040 |  | 2015 | 2020 | 2025 | 2030 | 2035 | 2040
ENT | 2.9162 | 5.1617 | 5.2986 | 5.2987 | 6.4078 | 12.1931 | ENT | 4.3714 | 8.8979 | 9.0347 | 9.1348 | 15.7737 | 22.2448 | ENT | -1.4552 | -3.7362 | -3.7362 | -3.836 | -9.3659 | -10.0517
FRCC | 15.2757 | 15.2815 | 18.5737 | 30.6248 | 38.257 | 44.5321 | FRCC | 14.834 | 14.8456 | 18.3001 | 30.4869 | 37.8134 | 43.4869 | FRCC | 0.4417 | 0.43592 | 0.27361 | 0.13797 | 0.4436 | 1.0452
MAPP_US | 0.72985 | 5.0446 | 8.1829 | 8.4098 | 8.4476 | 8.535 | MAPP_US | 0.7296 | 4.9427 | 5.6739 | 6.0572 | 6.0936 | 6.1264 | MAPP_US | 0.00025 | 0.10185 | 2.5091 | 2.3526 | 2.354 | 2.4086
MISO_IN | 0.61874 | 2.3316 | 2.5227 | 2.527 | 2.7396 | 6.0191 | MISO_IN | 2.4481 | 14.9942 | 15.1853 | 56.7684 | 56.7684 | 56.7684 | MISO_IN | -1.8293 | -12.6626 | -12.6626 | -54.2415 | -54.0288 | -50.7493
MISO_MI | 2.0004 | 2.1734 | 2.2883 | 2.2885 | 2.2892 | 2.2956 | MISO_MI | 4.8344 | 7.5235 | 7.8008 | 7.8008 | 8.081 | 11.9275 | MISO_MI | -2.834 | -5.3501 | -5.5125 | -5.5123 | -5.7919 | -9.6319
MISO_MO-IL | 2.0902 | 2.0909 | 7.6909 | 8.194 | 8.194 | 8.194 | MISO_MO-IL | 2.09 | 3.3611 | 16.0151 | 30.1458 | 30.1458 | 30.1458 | MISO_MO-IL | 0.00018 | -1.2702 | -8.3242 | -21.9518 | -21.9518 | -21.9517
MISO_W | 2.8952 | 2.8956 | 106.4458 | 110.7536 | 110.7537 | 114.1026 | MISO_W | 2.8948 | 3.6429 | 33.7938 | 33.8655 | 33.8655 | 35.0723 | MISO_W | 0.00033 | -0.74728 | 72.652 | 76.8882 | 76.8883 | 79.0303
MISO_WUMS | 10.8434 | 26.5484 | 26.6765 | 26.8028 | 26.8051 | 26.8055 | MISO_WUMS | 5.4206 | 7.7128 | 7.9669 | 18.144 | 18.144 | 22.7944 | MISO_WUMS | 5.4228 | 18.8356 | 18.7096 | 8.6588 | 8.6612 | 4.0111
NE | 0.43423 | 27.0383 | 27.0384 | 27.1101 | 27.1102 | 27.1102 | NE | 0.43411 | 12.4345 | 12.7152 | 13.2984 | 18.5513 | 19.0008 | NE | 0.00012 | 14.6037 | 14.3232 | 13.8118 | 8.5589 | 8.1094
NEISO | 3.3847 | 6.1542 | 8.7914 | 8.795 | 23.2922 | 23.2923 | NEISO | 3.3842 | 6.1917 | 8.33 | 8.7981 | 20.268 | 20.268 | NEISO | 0.00057 | -0.03748 | 0.46147 | -0.00316 | 3.0243 | 3.0243
NonRTO_Midwest | 2.0628 | 4.4403 | 5.3466 | 6.5995 | 7.9878 | 11.7126 | NonRTO_Midwest | 2.7047 | 5.3182 | 6.2244 | 6.2244 | 7.4307 | 11.8047 | NonRTO_Midwest | -0.64186 | -0.87788 | -0.87783 | 0.37503 | 0.55707 | -0.09208
NYISO_A-F | 3.2898 | 3.9997 | 4.0677 | 9.6802 | 14.3716 | 14.3717 | NYISO_A-F | 3.2897 | 3.9995 | 4.0674 | 10.4457 | 14.3713 | 14.3713 | NYISO_A-F | 0.00015 | 0.00019 | 0.00027 | -0.76557 | 0.00026 | 0.00032
NYISO_G-I | 0.00021 | 0.06017 | 0.13475 | 0.43467 | 0.99769 | 2.8026 | NYISO_G-I | 0 | 0.41205 | 0.48639 | 0.78639 | 1.6565 | 5.2935 | NYISO_G-I | 0.00021 | -0.35188 | -0.35164 | -0.35172 | -0.65881 | -2.4909
NYISO_J-K | 1.2075 | 1.2075 | 1.2818 | 1.282 | 1.6117 | 1.6117 | NYISO_J-K | 1.2074 | 1.2074 | 1.2611 | 1.4893 | 1.6493 | 1.6493 | NYISO_J-K | 8e-05 | 0.00015 | 0.0207 | -0.2073 | -0.03766 | -0.03766
PJM_E | 5.9401 | 6.0731 | 7.1731 | 7.1733 | 7.1733 | 7.1735 | PJM_E | 5.9401 | 6.0729 | 7.173 | 7.173 | 7.173 | 7.173 | PJM_E | 6e-05 | 0.00013 | 0.00019 | 0.00031 | 0.00039 | 0.00052
PJM_ROM | 2.2438 | 4.6148 | 5.3732 | 7.3516 | 7.3667 | 17.0992 | PJM_ROM | 2.2437 | 4.614 | 6.0507 | 6.2207 | 13.2002 | 19.9832 | PJM_ROM | 0.0001 | 0.00083 | -0.67758 | 1.1309 | -5.8335 | -2.8839
PJM_ROR | 24.3781 | 32.3954 | 32.3955 | 32.8067 | 40.7991 | 48.2544 | PJM_ROR | 31.5925 | 40.1449 | 46.9942 | 71.2352 | 75.584 | 105.5281 | PJM_ROR | -7.2144 | -7.7495 | -14.5987 | -38.4286 | -34.7849 | -57.2737
SOCO | 6.8739 | 14.0166 | 14.1242 | 14.3054 | 33.2596 | 41.3737 | SOCO | 7.6415 | 14.7744 | 14.8818 | 23.1195 | 32.7656 | 40.6898 | SOCO | -0.76761 | -0.75776 | -0.75759 | -8.8141 | 0.49402 | 0.68383
SPP_N | 0.4653 | 33.2709 | 67.3657 | 67.727 | 69.1068 | 72.7001 | SPP_N | 0.4651 | 23.6025 | 28.6935 | 30.5081 | 41.4748 | 42.6587 | SPP_N | 0.0002 | 9.6684 | 38.6722 | 37.2189 | 27.632 | 30.0414
SPP_S | 1.8313 | 46.0123 | 46.0125 | 46.2726 | 47.9483 | 47.9483 | SPP_S | 1.831 | 40.9004 | 40.9004 | 44.5012 | 47.3949 | 49.3741 | SPP_S | 0.00034 | 5.1119 | 5.1121 | 1.7714 | 0.55337 | -1.4258
TVA | 5.0623 | 9.9038 | 10.0382 | 11.2844 | 20.9495 | 24.5024 | TVA | 6.1363 | 10.9655 | 11.0999 | 11.0999 | 19.9347 | 24.4314 | TVA | -1.074 | -1.0617 | -1.0617 | 0.18455 | 1.0147 | 0.07092
VACAR | 16.1794 | 22.4212 | 22.9622 | 28.4297 | 38.4269 | 48.4521 | VACAR | 16.8783 | 23.1179 | 26.6155 | 28.4203 | 54.3169 | 69.9762 | VACAR | -0.69888 | -0.69672 | -3.6533 | 0.0094 | -15.8899 | -21.5241
IESO | 5.145 | 5.1451 | 5.1451 | 5.3956 | 5.3956 | 12.5774 | IESO | 5.145 | 5.145 | 5.145 | 5.145 | 5.3601 | 5.3955 | IESO | 3e-05 | 6e-05 | 8e-05 | 0.25057 | 0.03553 | 7.1819
MAPP_CA | 0.30247 | 0.99748 | 2.4925 | 4.9525 | 4.9525 | 4.9525 | MAPP_CA | 0.3024 | 0.9974 | 2.4924 | 3.9164 | 4.1031 | 4.1031 | MAPP_CA | 7e-05 | 8e-05 | 0.0001 | 1.0361 | 0.84946 | 0.84947
HQ/Maritimes | 0 | 3e-05 | 0.0001 | 2.5369 | 5.8 | 5.8 | HQ/Maritimes | 0 | 0 | 0 | 0 | 0 | 0 | HQ/Maritimes | 0 | 3e-05 | 0.0001 | 2.5369 | 5.8 | 5.8
ERCOT | 18.6344 | 18.6349 | 38.4391 | 41.6063 | 53.058 | 57.7513 | ERCOT | 19.5136 | 19.5136 | 39.1221 | 40.7847 | 53.936 | 58.6294 | ERCOT | -0.87921 | -0.87872 | -0.68295 | 0.8216 | -0.87804 | -0.87815
WEST | 12.3144 | 41.3007 | 67.5812 | 104.8249 | 128.3506 | 141.2561 | WEST | 12.3189 | 41.4199 | 67.9113 | 101.9914 | 128.5867 | 140.3977 | WEST | -0.00443 | -0.11917 | -0.33004 | 2.8335 | -0.23606 | 0.8584
ALL | 147.1196 | 339.2142 | 543.443 | 623.4676 | 741.8521 | 833.4192 | ALL | 158.6514 | 326.7525 | 443.9348 | 607.5612 | 754.4424 | 869.2945 | ALL | -11.5317 | 12.4618 | 99.5082 | 15.9063 | -12.5903 | -35.8753
| Retirements of Capacity (GW) | [6 empty] | Retirements of Capacity (GW) | [6 empty] | Retirements of Capacity (GW)
Pool/Region | 2015 | 2020 | 2025 | 2030 | 2035 | 2040 |  | 2015 | 2020 | 2025 | 2030 | 2035 | 2040 |  | 2015 | 2020 | 2025 | 2030 | 2035 | 2040
ENT | 13.4659 | 4.4528 | 1.8561 | 2.1955 | 2.8053 | 4.5645 | ENT | 14.9191 | 6.776 | 1.8183 | 2.2078 | 6.3844 | 5.2471 | ENT | -1.4532 | -2.3233 | 0.03783 | -0.01237 | -3.5791 | -0.68266
FRCC | 16.7892 | 1.104 | 1.3993 | 12.1359 | 10.0253 | 2.3854 | FRCC | 16.3416 | 1.104 | 1.5767 | 12.2154 | 9.6285 | 1.7239 | FRCC | 0.44752 | 2e-05 | -0.17736 | -0.0795 | 0.39672 | 0.66156
MAPP_US | 1.9254 | 0.47096 | 0.69781 | 2e-05 | 2e-05 | 2e-05 | MAPP_US | 1.927 | 0.471 | 0.40653 | 0.15847 | 0 | 0 | MAPP_US | -0.0016 | -4e-05 | 0.29128 | -0.15845 | 2e-05 | 2e-05
MISO_IN | 5.4851 | 1.8032 | 3.8236 | 4e-05 | 0.0001 | 0.00027 | MISO_IN | 5.9376 | 2.276 | 0.35063 | 2.8486 | 0 | 0.01342 | MISO_IN | -0.45256 | -0.47279 | 3.473 | -2.8486 | 0.0001 | -0.01315
MISO_MI | 6.9733 | 3.8161 | 0.00058 | 3e-05 | 0.77804 | 0.00011 | MISO_MI | 6.34 | 4.452 | 0 | 0 | 0.778 | 2.3113 | MISO_MI | 0.63337 | -0.63588 | 0.00058 | 3e-05 | 4e-05 | -2.3112
MISO_MO-IL | 4.8039 | 6.5713 | 1.9479 | 4e-05 | 0.0001 | 0.0002 | MISO_MO-IL | 4.2017 | 7.181 | 0.993 | 0.84741 | 0 | 0.03383 | MISO_MO-IL | 0.60223 | -0.60963 | 0.95489 | -0.84737 | 0.0001 | -0.03363
MISO_W | 3.7252 | 4.4254 | 4.9826 | 4e-05 | 2.3613 | 0.00033 | MISO_W | 3.7256 | 4.4259 | 0.35052 | 4.6325 | 2.3612 | 0.0074 | MISO_W | -0.00047 | -0.00046 | 4.6321 | -4.6325 | 9e-05 | -0.00707
MISO_WUMS | 4.2495 | 1.868 | 0.33403 | 1e-05 | 1.8169 | 0.00015 | MISO_WUMS | 4.2506 | 1.869 | 0 | 0.33311 | 1.8169 | 0.00841 | MISO_WUMS | -0.00108 | -0.00101 | 0.33403 | -0.3331 | 4e-05 | -0.00826
NE | 0.2675 | 3.1956 | 3e-05 | 1e-05 | 1.2518 | 1e-05 | NE | 0 | 3.1958 | 0 | 0 | 1.2518 | 0 | NE | 0.2675 | -0.00024 | 3e-05 | 1e-05 | 1e-05 | 1e-05
NEISO | 10.7123 | 3.3297 | 1.5143 | 0.59349 | 1.8955 | 0.94006 | NEISO | 10.7108 | 3.3412 | 1.3773 | 0.0716 | 1.289 | 0.94507 | NEISO | 0.00152 | -0.01143 | 0.13697 | 0.52189 | 0.60648 | -0.00501
NonRTO_Midwest | 3.3815 | 2.4832 | 0.82288 | 2.2152 | 0.97016 | 3.1243 | NonRTO_Midwest | 4.0234 | 2.7201 | 0.78281 | 1.0043 | 0.71314 | 3.7747 | NonRTO_Midwest | -0.64192 | -0.23688 | 0.04007 | 1.2109 | 0.25702 | -0.65042
NYISO_A-F | 4.0922 | 2e-05 | 2e-05 | 2.4632 | 0.67716 | 1.4904 | NYISO_A-F | 3.9529 | 0 | 0 | 0.6212 | 1.3295 | 2.6562 | NYISO_A-F | 0.1393 | 2e-05 | 2e-05 | 1.842 | -0.65231 | -1.1658
NYISO_G-I | 2.7988 | 1e-05 | 0 | 0 | 1.0196 | 1.025 | NYISO_G-I | 2.7992 | 0 | 0 | 0 | 1.0196 | 1.025 | NYISO_G-I | -0.00043 | 1e-05 | 0 | 0 | 0 | 2e-05
NYISO_J-K | 3.3861 | 0 | 0 | 0 | 0.03179 | 0 | NYISO_J-K | 3.8568 | 0 | 0 | 0.03265 | 0.20279 | 0 | NYISO_J-K | -0.47079 | 0 | 0 | -0.03265 | -0.171 | 0
PJM_E | 3.7043 | 1.1821 | 0.00056 | 1e-05 | 3.3737 | 3.8217 | PJM_E | 4.9876 | 1.1825 | 1.3396 | 0.0262 | 2.8423 | 1.6965 | PJM_E | -1.2833 | -0.00044 | -1.339 | -0.02619 | 0.53141 | 2.1252
PJM_ROM | 14.8266 | 1.2341 | 0.52112 | 2e-05 | 1.7321 | 4.4284 | PJM_ROM | 15.4754 | 1.234 | 2.8745 | 0.33962 | 3.6841 | 2.7617 | PJM_ROM | -0.64884 | 5e-05 | -2.3534 | -0.3396 | -1.952 | 1.6667
PJM_ROR | 29.8497 | 11.8345 | 10.4479 | 0.86709 | 4.2752 | 7.0051 | PJM_ROR | 35.1668 | 12.4079 | 8.6753 | 0.86701 | 5.4307 | 30.3665 | PJM_ROR | -5.3172 | -0.57338 | 1.7727 | 8e-05 | -1.1555 | -23.3615
SOCO | 19.0056 | 4.1121 | 2.045 | 0.01622 | 19.8721 | 9.392 | SOCO | 19.776 | 4.1124 | 2.0463 | 8.0789 | 10.4759 | 9.2074 | SOCO | -0.77035 | -0.00031 | -0.00132 | -8.0627 | 9.3961 | 0.18458
SPP_N | 2.3604 | 2.8332 | 4.4272 | 2e-05 | 2e-05 | 7e-05 | SPP_N | 0.70738 | 3.5535 | 3.057 | 0 | 0 | 0 | SPP_N | 1.653 | -0.72026 | 1.3702 | 2e-05 | 2e-05 | 7e-05
SPP_S | 4.459 | 6.8837 | 4.1564 | 4e-05 | 4e-05 | 0.00029 | SPP_S | 6.3846 | 6.6088 | 1.9933 | 0 | 0 | 0 | SPP_S | -1.9256 | 0.27494 | 2.1631 | 4e-05 | 4e-05 | 0.00029
TVA | 9.1651 | 2.1042 | 1.8673 | 2.0207 | 7.3368 | 4.467 | TVA | 10.2384 | 2.104 | 1.8563 | 0.76557 | 6.4391 | 5.3971 | TVA | -1.0733 | 0.00019 | 0.01098 | 1.2552 | 0.89763 | -0.93005
VACAR | 11.4784 | 1.8523 | 0.99426 | 5.4551 | 11.0762 | 8.3144 | VACAR | 12.1761 | 1.8589 | 3.9009 | 1.821 | 8.8809 | 7.3542 | VACAR | -0.6977 | -0.00656 | -2.9067 | 3.6341 | 2.1953 | 0.96019
IESO | 15.2414 | 0 | 0 | 0 | 2.4646 | 1.54 | IESO | 15.244 | 0 | 0 | 0 | 2.4653 | 1.54 | IESO | -0.00259 | 0 | 0 | 0 | -0.00064 | 0
MAPP_CA | 0.79515 | 0.56033 | 1.8044 | 0.00572 | 0.30237 | 2e-05 | MAPP_CA | 0.79509 | 0.56033 | 1.8045 | 0.006 | 0.3024 | 0 | MAPP_CA | 6e-05 | 0 | -9e-05 | -0.00028 | -3e-05 | 2e-05
HQ/Maritimes | 0 | 0 | 0 | 0 | 0 | 0 | HQ/Maritimes | 0 | 0 | 0 | 0 | 0 | 0 | HQ/Maritimes | 0 | 0 | 0 | 0 | 0 | 0
ERCOT | 19.4371 | 1.5381 | 4.9031 | 4.0455 | 11.6634 | 3.8751 | ERCOT | 20.3155 | 1.5351 | 4.7146 | 2.5329 | 13.3461 | 3.8745 | ERCOT | -0.8784 | 0.00297 | 0.18855 | 1.5127 | -1.6828 | 0.00062
WEST | 29.208 | 3.8628 | 18.3461 | 10.6274 | 12.9224 | 3.2557 | WEST | 29.2257 | 3.9986 | 18.4701 | 7.4246 | 15.9048 | 2.2759 | WEST | -0.01765 | -0.13579 | -0.12397 | 3.2029 | -2.9824 | 0.97977
ALL | 241.5866 | 71.5179 | 66.8928 | 42.6415 | 98.6521 | 59.6307 | ALL | 253.4789 | 76.9679 | 58.3882 | 46.8349 | 96.5466 | 82.2202 | ALL | -11.8924 | -5.45 | 8.5046 | -4.1934 | 2.1055 | -22.5895
| Cumulative Retirements of Capacity (GW) | [6 empty] | Cumulative Retirements of Capacity (GW) | [6 empty] | Cumulative Retirements of Capacity (GW)
Pool/Region | 2015 | 2020 | 2025 | 2030 | 2035 | 2040 |  | 2015 | 2020 | 2025 | 2030 | 2035 | 2040 |  | 2015 | 2020 | 2025 | 2030 | 2035 | 2040
ENT | 13.4659 | 17.9186 | 19.7748 | 21.9702 | 24.7755 | 29.34 | ENT | 14.9191 | 21.6951 | 23.5134 | 25.7213 | 32.1057 | 37.3528 | ENT | -1.4532 | -3.7765 | -3.7387 | -3.751 | -7.3301 | -8.0128
FRCC | 16.7892 | 17.8932 | 19.2926 | 31.4284 | 41.4537 | 43.8391 | FRCC | 16.3416 | 17.4456 | 19.0223 | 31.2377 | 40.8663 | 42.5901 | FRCC | 0.44752 | 0.44755 | 0.27021 | 0.19069 | 0.58741 | 1.249
MAPP_US | 1.9254 | 2.3963 | 3.0942 | 3.0942 | 3.0942 | 3.0942 | MAPP_US | 1.927 | 2.398 | 2.8045 | 2.963 | 2.963 | 2.963 | MAPP_US | -0.0016 | -0.00163 | 0.28965 | 0.1312 | 0.13123 | 0.13127
MISO_IN | 5.4851 | 7.2883 | 11.1119 | 11.112 | 11.1121 | 11.1124 | MISO_IN | 5.9376 | 8.2136 | 8.5642 | 11.4129 | 11.4129 | 11.4263 | MISO_IN | -0.45256 | -0.92534 | 2.5477 | -0.30089 | -0.30079 | -0.31393
MISO_MI | 6.9733 | 10.7895 | 10.7901 | 10.7901 | 11.5682 | 11.5683 | MISO_MI | 6.34 | 10.792 | 10.792 | 10.792 | 11.57 | 13.8813 | MISO_MI | 0.63337 | -0.00251 | -0.00192 | -0.0019 | -0.00184 | -2.313
MISO_MO-IL | 4.8039 | 11.3753 | 13.3231 | 13.3232 | 13.3233 | 13.3235 | MISO_MO-IL | 4.2017 | 11.3826 | 12.3757 | 13.2231 | 13.2231 | 13.2569 | MISO_MO-IL | 0.60223 | -0.00739 | 0.94749 | 0.10013 | 0.10024 | 0.06663
MISO_W | 3.7252 | 8.1506 | 13.1332 | 13.1333 | 15.4946 | 15.4949 | MISO_W | 3.7256 | 8.1516 | 8.5021 | 13.1346 | 15.4958 | 15.5032 | MISO_W | -0.00047 | -0.00092 | 4.6312 | -0.0013 | -0.0012 | -0.00827
MISO_WUMS | 4.2495 | 6.1175 | 6.4516 | 6.4516 | 8.2685 | 8.2687 | MISO_WUMS | 4.2506 | 6.1196 | 6.1196 | 6.4527 | 8.2696 | 8.278 | MISO_WUMS | -0.00108 | -0.00209 | 0.33196 | -0.00113 | -0.00107 | -0.00933
NE | 0.2675 | 3.4631 | 3.4631 | 3.4631 | 4.7149 | 4.715 | NE | 0 | 3.1958 | 3.1958 | 3.1958 | 4.4476 | 4.4476 | NE | 0.2675 | 0.26727 | 0.2673 | 0.2673 | 0.26731 | 0.26735
NEISO | 10.7123 | 14.042 | 15.5563 | 16.1498 | 18.0453 | 18.9854 | NEISO | 10.7108 | 14.0519 | 15.4293 | 15.5009 | 16.7899 | 17.7349 | NEISO | 0.00152 | -0.0099 | 0.12709 | 0.64895 | 1.2554 | 1.2505
NonRTO_Midwest | 3.3815 | 5.8647 | 6.6876 | 8.9028 | 9.873 | 12.9972 | NonRTO_Midwest | 4.0234 | 6.7435 | 7.5263 | 8.5306 | 9.2438 | 13.0185 | NonRTO_Midwest | -0.64192 | -0.87879 | -0.83872 | 0.37217 | 0.62919 | -0.02123
NYISO_A-F | 4.0922 | 4.0922 | 4.0923 | 6.5555 | 7.2326 | 8.7231 | NYISO_A-F | 3.9529 | 3.9529 | 3.9529 | 4.5741 | 5.9036 | 8.5598 | NYISO_A-F | 0.1393 | 0.13932 | 0.13937 | 1.9813 | 1.3291 | 0.16328
NYISO_G-I | 2.7988 | 2.7988 | 2.7988 | 2.7988 | 3.8184 | 4.8434 | NYISO_G-I | 2.7992 | 2.7992 | 2.7992 | 2.7992 | 3.8188 | 4.8438 | NYISO_G-I | -0.00043 | -0.00042 | -0.00042 | -0.00041 | -0.00039 | -0.00037
NYISO_J-K | 3.3861 | 3.3861 | 3.3861 | 3.3861 | 3.4179 | 3.4179 | NYISO_J-K | 3.8568 | 3.8568 | 3.8568 | 3.8895 | 4.0923 | 4.0923 | NYISO_J-K | -0.47079 | -0.47079 | -0.47079 | -0.50344 | -0.67444 | -0.67442
PJM_E | 3.7043 | 4.8864 | 4.8869 | 4.8869 | 8.2607 | 12.0824 | PJM_E | 4.9876 | 6.1701 | 7.5097 | 7.5359 | 10.3782 | 12.0747 | PJM_E | -1.2833 | -1.2837 | -2.6228 | -2.649 | -2.1175 | 0.00768
PJM_ROM | 14.8266 | 16.0606 | 16.5818 | 16.5818 | 18.3139 | 22.7423 | PJM_ROM | 15.4754 | 16.7095 | 19.584 | 19.9236 | 23.6077 | 26.3693 | PJM_ROM | -0.64884 | -0.6488 | -3.0022 | -3.3418 | -5.2938 | -3.6271
PJM_ROR | 29.8497 | 41.6842 | 52.1321 | 52.9992 | 57.2745 | 64.2796 | PJM_ROR | 35.1668 | 47.5747 | 56.25 | 57.117 | 62.5478 | 92.9143 | PJM_ROR | -5.3172 | -5.8905 | -4.1179 | -4.1178 | -5.2733 | -28.6347
SOCO | 19.0056 | 23.1178 | 25.1627 | 25.1789 | 45.051 | 54.443 | SOCO | 19.776 | 23.8884 | 25.9347 | 34.0136 | 44.4895 | 53.697 | SOCO | -0.77035 | -0.77066 | -0.77198 | -8.8347 | 0.56146 | 0.74604
SPP_N | 2.3604 | 5.1936 | 9.6209 | 9.6209 | 9.6209 | 9.621 | SPP_N | 0.70738 | 4.2609 | 7.3179 | 7.3179 | 7.3179 | 7.3179 | SPP_N | 1.653 | 0.93277 | 2.303 | 2.303 | 2.303 | 2.3031
SPP_S | 4.459 | 11.3427 | 15.4992 | 15.4992 | 15.4992 | 15.4996 | SPP_S | 6.3846 | 12.9934 | 14.9867 | 14.9867 | 14.9867 | 14.9867 | SPP_S | -1.9256 | -1.6507 | 0.51247 | 0.51251 | 0.51256 | 0.51287
TVA | 9.1651 | 11.2693 | 13.1366 | 15.1574 | 22.4941 | 26.9611 | TVA | 10.2384 | 12.3424 | 14.1988 | 14.9644 | 21.4035 | 26.8005 | TVA | -1.0733 | -1.0731 | -1.0622 | 0.19302 | 1.0906 | 0.16059
VACAR | 11.4784 | 13.3307 | 14.325 | 19.7801 | 30.8563 | 39.1707 | VACAR | 12.1761 | 14.035 | 17.9359 | 19.7569 | 28.6379 | 35.992 | VACAR | -0.6977 | -0.70426 | -3.6109 | 0.02318 | 2.2185 | 3.1787
IESO | 15.2414 | 15.2414 | 15.2414 | 15.2414 | 17.706 | 19.246 | IESO | 15.244 | 15.244 | 15.244 | 15.244 | 17.7092 | 19.2492 | IESO | -0.00259 | -0.00257 | -0.00256 | -0.00255 | -0.00319 | -0.00319
MAPP_CA | 0.79515 | 1.3555 | 3.1599 | 3.1656 | 3.468 | 3.468 | MAPP_CA | 0.79509 | 1.3554 | 3.1599 | 3.1659 | 3.4683 | 3.4683 | MAPP_CA | 6e-05 | 6e-05 | -3e-05 | -0.00031 | -0.00034 | -0.00029
HQ/Maritimes | 0 | 0 | 0 | 0 | 0 | 0 | HQ/Maritimes | 0 | 0 | 0 | 0 | 0 | 0 | HQ/Maritimes | 0 | 0 | 0 | 0 | 0 | 0
ERCOT | 19.4371 | 20.9752 | 25.8784 | 29.9239 | 41.5873 | 45.4624 | ERCOT | 20.3155 | 21.8507 | 26.5652 | 29.0981 | 42.4442 | 46.3187 | ERCOT | -0.8784 | -0.87542 | -0.68688 | 0.8258 | -0.85697 | -0.85634
WEST | 29.208 | 33.0708 | 51.4169 | 62.0443 | 74.9668 | 78.2225 | WEST | 29.2257 | 33.2242 | 51.6943 | 59.1188 | 75.0237 | 77.2996 | WEST | -0.01765 | -0.1534 | -0.27737 | 2.9255 | -0.0569 | 0.92292
ALL | 241.5866 | 313.1045 | 379.9973 | 422.6388 | 521.291 | 580.9217 | ALL | 253.4789 | 330.4468 | 388.835 | 435.67 | 532.2166 | 614.4368 | ALL | -11.8924 | -17.3423 | -8.8377 | -13.0311 | -10.9256 | -33.5151

## GenerationSummary
| Future 2, Sensitivity 2: Federal Carbon, Soft Transmission Constraint, 25% Overload Charges | [6 empty] | Future 2 Base: Federal Carbon Constraint | [6 empty] | Difference (Case 1 - Case 2)
| Total Generation (TWh) | [6 empty] | Total Generation (TWh) | [6 empty] | Total Generation (TWh)
Pool/Region | 2015 | 2020 | 2025 | 2030 | 2035 | 2040 |  | 2015 | 2020 | 2025 | 2030 | 2035 | 2040 |  | 2015 | 2020 | 2025 | 2030 | 2035 | 2040
ENT | 175.2236 | 116.7812 | 82.1641 | 77.8841 | 63.0343 | 87.5388 | ENT | 175.4463 | 153.5762 | 149.6661 | 125.0821 | 121.3057 | 127.1362 | ENT | -0.22275 | -36.7951 | -67.502 | -47.1979 | -58.2714 | -39.5974
FRCC | 249.137 | 245.5437 | 252.0537 | 261.2536 | 254.3134 | 261.0541 | FRCC | 249.2203 | 246.2486 | 261.4579 | 262.7939 | 254.2842 | 263.5709 | FRCC | -0.08334 | -0.70492 | -9.4043 | -1.5403 | 0.02922 | -2.5168
MAPP_US | 28.8529 | 34.1859 | 42.3708 | 42.8111 | 42.857 | 43.1253 | MAPP_US | 29.0166 | 34.7258 | 34.0064 | 33.9691 | 33.987 | 34.0618 | MAPP_US | -0.16373 | -0.53982 | 8.3644 | 8.8419 | 8.87 | 9.0636
MISO_IN | 75.0849 | 57.4767 | 16.0673 | 18.1297 | 21.5804 | 42.011 | MISO_IN | 85.6977 | 151.7413 | 122.654 | 165.9781 | 153.671 | 145.3355 | MISO_IN | -10.6128 | -94.2646 | -106.5867 | -147.8485 | -132.0906 | -103.3246
MISO_MI | 62.1329 | 34.0258 | 29.9618 | 27.9555 | 20.4169 | 23.7362 | MISO_MI | 85.8895 | 71.0911 | 76.1048 | 53.4005 | 47.511 | 59.0213 | MISO_MI | -23.7566 | -37.0653 | -46.143 | -25.445 | -27.0941 | -35.2851
MISO_MO-IL | 99.3218 | 44.9622 | 40.9929 | 42.8768 | 43.3621 | 44.092 | MISO_MO-IL | 101.9501 | 57.4055 | 76.1186 | 102.8276 | 102.5034 | 102.6362 | MISO_MO-IL | -2.6283 | -12.4433 | -35.1257 | -59.9508 | -59.1413 | -58.5442
MISO_W | 134.5377 | 80.4168 | 397.2119 | 410.9914 | 393.6582 | 403.6802 | MISO_W | 132.1552 | 98.4596 | 163.1174 | 157.6437 | 138.3103 | 141.487 | MISO_W | 2.3824 | -18.0428 | 234.0945 | 253.3477 | 255.3479 | 262.1932
MISO_WUMS | 116.7902 | 222.5353 | 150.095 | 151.2606 | 73.9268 | 41.8468 | MISO_WUMS | 72.9427 | 77.8679 | 77.3446 | 75.8458 | 64.1147 | 68.9788 | MISO_WUMS | 43.8475 | 144.6674 | 72.7504 | 75.4148 | 9.8121 | -27.132
NE | 43.0216 | 109.1367 | 107.7284 | 108.1344 | 98.8775 | 96.6492 | NE | 43.0417 | 57.9645 | 56.2207 | 57.1632 | 63.3564 | 63.5871 | NE | -0.02012 | 51.1721 | 51.5078 | 50.9712 | 35.5211 | 33.0621
NEISO | 107.4045 | 97.5495 | 97.3797 | 93.3434 | 112.0232 | 106.2699 | NEISO | 105.4654 | 95.6852 | 95.5158 | 93.0067 | 101.5244 | 94.4746 | NEISO | 1.9391 | 1.8643 | 1.8639 | 0.33668 | 10.4988 | 11.7953
NonRTO_Midwest | 61.0124 | 61.5797 | 41.6632 | 51.5316 | 55.9937 | 60.9579 | NonRTO_Midwest | 61.065 | 61.634 | 51.6323 | 46.6334 | 53.2577 | 57.4837 | NonRTO_Midwest | -0.05259 | -0.05429 | -9.9691 | 4.8982 | 2.736 | 3.4742
NYISO_A-F | 72.7221 | 77.44 | 76.4039 | 82.5233 | 85.7017 | 81.0024 | NYISO_A-F | 71.1557 | 73.6532 | 74.1905 | 83.1612 | 84.7886 | 78.0175 | NYISO_A-F | 1.5664 | 3.7868 | 2.2134 | -0.6379 | 0.9131 | 2.9849
NYISO_G-I | 19.0864 | 23.4399 | 22.0732 | 19.5442 | 15.6522 | 21.2943 | NYISO_G-I | 22.0017 | 25.9031 | 26.4762 | 24.2723 | 22.5272 | 38.4699 | NYISO_G-I | -2.9153 | -2.4633 | -4.403 | -4.7281 | -6.8749 | -17.1756
NYISO_J-K | 23.2365 | 26.1237 | 25.2843 | 14.9369 | 11.7783 | 8.5893 | NYISO_J-K | 25.2601 | 27.3563 | 28.4503 | 23.5502 | 20.9206 | 14.4149 | NYISO_J-K | -2.0235 | -1.2326 | -3.1661 | -8.6133 | -9.1423 | -5.8256
PJM_E | 122.0558 | 122.6003 | 124.1555 | 111.5333 | 90.9433 | 65.786 | PJM_E | 124.8219 | 124.4177 | 133.5403 | 122.6525 | 97.657 | 69.8638 | PJM_E | -2.7661 | -1.8174 | -9.3849 | -11.1192 | -6.7138 | -4.0779
PJM_ROM | 81.0486 | 84.0646 | 80.5036 | 84.8646 | 71.8298 | 134.6704 | PJM_ROM | 81.8234 | 83.0292 | 87.7896 | 80.8887 | 118.4623 | 159.2929 | PJM_ROM | -0.77488 | 1.0354 | -7.2861 | 3.9758 | -46.6325 | -24.6226
PJM_ROR | 567.4136 | 529.6007 | 384.8879 | 352.2756 | 360.7191 | 327.8064 | PJM_ROR | 571.6325 | 553.6996 | 494.3711 | 519.126 | 488.2563 | 507.9703 | PJM_ROR | -4.219 | -24.0988 | -109.4833 | -166.8505 | -127.5372 | -180.1639
SOCO | 245.7282 | 263.1886 | 218.7691 | 208.5272 | 267.673 | 281.4524 | SOCO | 246.2698 | 267.938 | 268.7793 | 274.2809 | 271.925 | 276.2752 | SOCO | -0.54159 | -4.7494 | -50.0102 | -65.7537 | -4.252 | 5.1773
SPP_N | 74.6843 | 136.3595 | 244.207 | 244.3817 | 244.3822 | 256.4056 | SPP_N | 77.6426 | 107.5718 | 110.2405 | 112.9744 | 132.8704 | 134.6917 | SPP_N | -2.9583 | 28.7877 | 133.9666 | 131.4074 | 111.5118 | 121.7139
SPP_S | 155.251 | 186.9141 | 179.0844 | 178.4887 | 178.7058 | 176.8503 | SPP_S | 150.4197 | 179.9281 | 174.5655 | 173.8178 | 173.6286 | 175.4857 | SPP_S | 4.8313 | 6.9861 | 4.5189 | 4.6709 | 5.0773 | 1.3646
TVA | 168.6416 | 175.393 | 157.0295 | 159.9837 | 171.9466 | 174.024 | TVA | 168.4936 | 175.1984 | 168.4877 | 152.6719 | 159.8504 | 167.357 | TVA | 0.14803 | 0.19462 | -11.4582 | 7.3118 | 12.0961 | 6.667
VACAR | 251.5479 | 263.3234 | 233.3741 | 246.7565 | 260.7681 | 300.3795 | VACAR | 252.4238 | 266.5167 | 274.6689 | 267.7929 | 276.1752 | 309.9596 | VACAR | -0.8759 | -3.1933 | -41.2948 | -21.0364 | -15.4071 | -9.5801
IESO | 158.3531 | 157.6406 | 157.2847 | 159.0507 | 154.0671 | 159.1651 | IESO | 157.4859 | 156.3862 | 154.9568 | 157.1861 | 150.4651 | 139.7651 | IESO | 0.86714 | 1.2544 | 2.3279 | 1.8646 | 3.6021 | 19.4
MAPP_CA | 44.2777 | 47.4206 | 55.8124 | 70.2417 | 69.4852 | 69.4849 | MAPP_CA | 45.0238 | 47.6726 | 55.8122 | 64.1651 | 64.5026 | 64.5023 | MAPP_CA | -0.74615 | -0.25208 | 0.00023 | 6.0767 | 4.9826 | 4.9825
HQ/Maritimes | 36.1204 | 36.1206 | 36.121 | 50.8772 | 70.1516 | 70.1509 | HQ/Maritimes | 36.1204 | 36.1204 | 36.1204 | 36.1204 | 36.1215 | 36.1215 | HQ/Maritimes | 4e-05 | 0.00021 | 0.00056 | 14.7568 | 34.0301 | 34.0294
ERCOT | 332.0744 | 332.0618 | 331.7538 | 329.0457 | 329.1035 | 331.9604 | ERCOT | 332.1733 | 333.0154 | 334.0606 | 330.3082 | 330.6011 | 333.5568 | ERCOT | -0.0989 | -0.95364 | -2.3068 | -1.2625 | -1.4975 | -1.5964
WEST | 865.367 | 916.4986 | 926.9545 | 961.9838 | 976.3152 | 1027.5058 | WEST | 865.313 | 917.5831 | 927.3524 | 962.809 | 976.7879 | 1023.1428 | WEST | 0.05399 | -1.0845 | -0.39792 | -0.82528 | -0.47269 | 4.363
ALL | 4370.1285 | 4482.3836 | 4511.3879 | 4561.1871 | 4539.2666 | 4697.4892 | ALL | 4369.952 | 4482.3895 | 4513.701 | 4560.1218 | 4539.3656 | 4686.6604 | ALL | 0.17646 | -0.00588 | -2.3131 | 1.0653 | -0.099 | 10.8288
| Energy Demand (TWh) | [6 empty] | Total Generation (TWh) | [6 empty] | Total Generation (TWh)
Pool/Region | 2015 | 2020 | 2025 | 2030 | 2035 | 2040 |  | 2015 | 2020 | 2025 | 2030 | 2035 | 2040 |  | 2015 | 2020 | 2025 | 2030 | 2035 | 2040
ENT | 172.01 | 166.75 | 164.83 | 154.8 | 147.09 | 153.29 | ENT | 172.02 | 166.72 | 164.88 | 154.8 | 147.07 | 153.28 | ENT | -0.01 | 0.03 | -0.05 | 0 | 0.02 | 0.01
FRCC | 249.9 | 246.92 | 261.69 | 262.83 | 254.2 | 272.52 | FRCC | 249.93 | 246.97 | 261.68 | 262.82 | 254.13 | 272.54 | FRCC | -0.03 | -0.05 | 0.01 | 0.01 | 0.07 | -0.02
MAPP_US | 27.79 | 29.67 | 29.33 | 30.47 | 30.72 | 30.93 | MAPP_US | 27.78 | 29.67 | 29.34 | 30.47 | 30.71 | 30.94 | MAPP_US | 0.01 | 0 | -0.01 | 0 | 0.01 | -0.01
MISO_IN | 95.91 | 93.97 | 102.25 | 102.38 | 97.14 | 103.39 | MISO_IN | 95.93 | 93.94 | 102.23 | 102.37 | 97.12 | 103.38 | MISO_IN | -0.02 | 0.03 | 0.02 | 0.01 | 0.02 | 0.01
MISO_MI | 96.17 | 92.36 | 98.38 | 99.39 | 98.96 | 102.18 | MISO_MI | 96.19 | 92.33 | 98.36 | 99.38 | 98.95 | 102.18 | MISO_MI | -0.02 | 0.03 | 0.02 | 0.01 | 0.01 | 0
MISO_MO-IL | 91.25 | 95.36 | 100.18 | 101.01 | 97.45 | 102.51 | MISO_MO-IL | 91.28 | 95.33 | 100.15 | 101.02 | 97.43 | 102.48 | MISO_MO-IL | -0.03 | 0.03 | 0.03 | -0.01 | 0.02 | 0.03
MISO_W | 132.21 | 133.56 | 149.12 | 151.7 | 143.52 | 145.35 | MISO_W | 132.25 | 133.49 | 149.06 | 151.71 | 143.5 | 145.32 | MISO_W | -0.04 | 0.07 | 0.06 | -0.01 | 0.02 | 0.03
MISO_WUMS | 63.64 | 67.23 | 67.9 | 70.15 | 66.94 | 68.95 | MISO_WUMS | 63.64 | 67.21 | 67.9 | 70.14 | 66.92 | 68.94 | MISO_WUMS | 0 | 0.02 | 0 | 0.01 | 0.02 | 0.01
NE | 32.16 | 33.85 | 31.51 | 33.2 | 36.14 | 36.54 | NE | 32.16 | 33.85 | 31.53 | 33.2 | 36.12 | 36.55 | NE | 0 | 0 | -0.02 | 0 | 0.02 | -0.01
NEISO | 131.57 | 120.89 | 118.42 | 115.7 | 119.2 | 115 | NEISO | 131.57 | 120.88 | 118.42 | 115.65 | 119.21 | 114.99 | NEISO | 0 | 0.01 | 0 | 0.05 | -0.01 | 0.01
NonRTO_Midwest | 61.61 | 62.51 | 64.21 | 59.18 | 60.85 | 63.79 | NonRTO_Midwest | 61.61 | 62.51 | 64.2 | 59.18 | 60.85 | 63.78 | NonRTO_Midwest | 0 | 0 | 0.01 | 0 | 0 | 0.01
NYISO_A-F | 56.54 | 61.09 | 61.61 | 63.51 | 59.89 | 59.48 | NYISO_A-F | 56.61 | 61.14 | 61.6 | 63.52 | 59.88 | 59.45 | NYISO_A-F | -0.07 | -0.05 | 0.01 | -0.01 | 0.01 | 0.03
NYISO_G-I | 17.48 | 18.43 | 18.84 | 18.49 | 18.66 | 18.78 | NYISO_G-I | 17.49 | 18.43 | 18.84 | 18.5 | 18.66 | 18.78 | NYISO_G-I | -0.01 | 0 | 0 | -0.01 | 0 | 0
NYISO_J-K | 65.97 | 70.4 | 71.92 | 72.56 | 71.94 | 72.49 | NYISO_J-K | 66.03 | 70.43 | 71.93 | 72.56 | 71.94 | 72.49 | NYISO_J-K | -0.06 | -0.03 | -0.01 | 0 | 0 | 0
PJM_E | 126.81 | 116.81 | 115.88 | 117.65 | 118.41 | 120.36 | PJM_E | 126.77 | 116.77 | 115.87 | 117.66 | 118.4 | 120.37 | PJM_E | 0.04 | 0.04 | 0.01 | -0.01 | 0.01 | -0.01
PJM_ROM | 141.97 | 146.27 | 145.58 | 148.62 | 149.38 | 154.31 | PJM_ROM | 141.93 | 146.21 | 145.58 | 148.63 | 149.37 | 154.31 | PJM_ROM | 0.04 | 0.06 | 0 | -0.01 | 0.01 | 0
PJM_ROR | 504.42 | 506.79 | 479.48 | 484.96 | 481.03 | 484.94 | PJM_ROR | 504.35 | 506.56 | 479.47 | 485.01 | 481 | 484.95 | PJM_ROR | 0.07 | 0.23 | 0.01 | -0.05 | 0.03 | -0.01
SOCO | 249.16 | 271.69 | 273.21 | 275.08 | 272.37 | 268.12 | SOCO | 249.15 | 271.64 | 273.21 | 275.08 | 272.39 | 268.11 | SOCO | 0.01 | 0.05 | 0 | 0 | -0.02 | 0.01
SPP_N | 78.24 | 82.76 | 77.79 | 84.32 | 90.08 | 91.66 | SPP_N | 78.23 | 82.75 | 77.84 | 84.33 | 90.04 | 91.7 | SPP_N | 0.01 | 0.01 | -0.05 | -0.01 | 0.04 | -0.04
SPP_S | 164.84 | 179.43 | 178.79 | 177.94 | 177.88 | 179.19 | SPP_S | 164.82 | 179.39 | 178.92 | 177.98 | 177.81 | 179.25 | SPP_S | 0.02 | 0.04 | -0.13 | -0.04 | 0.07 | -0.06
TVA | 170.28 | 173.81 | 169.8 | 166.82 | 177.22 | 173.66 | TVA | 170.28 | 173.76 | 169.8 | 166.86 | 177.17 | 173.66 | TVA | 0 | 0.05 | 0 | -0.04 | 0.05 | 0
VACAR | 254.1 | 268.13 | 273.97 | 275.03 | 271.24 | 280.28 | VACAR | 254.1 | 268.1 | 273.98 | 275.05 | 271.16 | 280.28 | VACAR | 0 | 0.03 | -0.01 | -0.02 | 0.08 | 0
IESO | 130.96 | 124.35 | 122.73 | 128.04 | 123.12 | 123.05 | IESO | 130.96 | 124.35 | 122.73 | 128.04 | 123.12 | 123.05 | IESO | 0 | 0 | 0 | 0 | 0 | 0
MAPP_CA | 49.66 | 51.49 | 51.1 | 53.6 | 51.82 | 52.08 | MAPP_CA | 49.66 | 51.49 | 51.1 | 53.6 | 51.82 | 52.08 | MAPP_CA | 0 | 0 | 0 | 0 | 0 | 0
HQ/Maritimes | 0 | 0 | 0 | 0 | 0 | 0 | HQ/Maritimes | 0 | 0 | 0 | 0 | 0 | 0 | HQ/Maritimes | 0 | 0 | 0 | 0 | 0 | 0
ERCOT | 332.05 | 337.88 | 338.63 | 335.48 | 335.42 | 338.37 | ERCOT | 332.05 | 337.9 | 338.64 | 335.42 | 335.41 | 338.37 | ERCOT | 0 | -0.02 | -0.01 | 0.06 | 0.01 | 0
WEST | 864.54 | 921.41 | 932.82 | 967.64 | 981.71 | 1027.6 | WEST | 864.57 | 921.45 | 932.76 | 967.65 | 981.71 | 1027.57 | WEST | -0.03 | -0.04 | 0.06 | -0.01 | 0 | 0.03
ALL | 4361.26 | 4473.83 | 4499.98 | 4550.55 | 4532.39 | 4638.79 | ALL | 4361.35 | 4473.26 | 4500.05 | 4550.66 | 4531.92 | 4638.8 | ALL | -0.09 | 0.57 | -0.07 | -0.11 | 0.47 | -0.01
| Generation Minus Energy (TWh) (net exports) | [6 empty] | Generation Minus Energy (TWh) (net exports) | [6 empty] | Generation Minus Energy (TWh) (net exports)
Pool/Region | 2015 | 2020 | 2025 | 2030 | 2035 | 2040 |  | 2015 | 2020 | 2025 | 2030 | 2035 | 2040 |  | 2015 | 2020 | 2025 | 2030 | 2035 | 2040
ENT | 3.22 | -49.97 | -82.67 | -76.91 | -84.06 | -65.75 | ENT | 3.43 | -13.15 | -15.21 | -29.72 | -25.77 | -26.15 | ENT | -0.21 | -36.82 | -67.46 | -47.19 | -58.29 | -39.6
FRCC | -0.77 | -1.38 | -9.64 | -1.58 | 0.11 | -11.46 | FRCC | -0.71 | -0.72 | -0.22 | -0.03 | 0.16 | -8.97 | FRCC | -0.06 | -0.66 | -9.42 | -1.55 | -0.05 | -2.49
MAPP_US | 1.06 | 4.51 | 13.04 | 12.34 | 12.14 | 12.2 | MAPP_US | 1.23 | 5.05 | 4.67 | 3.5 | 3.28 | 3.12 | MAPP_US | -0.17 | -0.54 | 8.37 | 8.84 | 8.86 | 9.08
MISO_IN | -20.83 | -36.49 | -86.18 | -84.25 | -75.55 | -61.38 | MISO_IN | -10.23 | 57.8 | 20.43 | 63.61 | 56.55 | 41.95 | MISO_IN | -10.6 | -94.29 | -106.61 | -147.86 | -132.1 | -103.33
MISO_MI | -34.04 | -58.33 | -68.42 | -71.44 | -78.54 | -78.44 | MISO_MI | -10.3 | -21.24 | -22.26 | -45.98 | -51.44 | -43.16 | MISO_MI | -23.74 | -37.09 | -46.16 | -25.46 | -27.1 | -35.28
MISO_MO-IL | 8.07 | -50.4 | -59.18 | -58.14 | -54.09 | -58.42 | MISO_MO-IL | 10.67 | -37.92 | -24.03 | 1.81 | 5.07 | 0.16 | MISO_MO-IL | -2.6 | -12.48 | -35.15 | -59.95 | -59.16 | -58.58
MISO_W | 2.33 | -53.14 | 248.09 | 259.3 | 250.14 | 258.33 | MISO_W | -0.09 | -35.03 | 14.05 | 5.93 | -5.19 | -3.83 | MISO_W | 2.42 | -18.11 | 234.04 | 253.37 | 255.33 | 262.16
MISO_WUMS | 53.15 | 155.31 | 82.19 | 81.11 | 6.99 | -27.1 | MISO_WUMS | 9.3 | 10.66 | 9.44 | 5.7 | -2.8 | 0.04 | MISO_WUMS | 43.85 | 144.65 | 72.75 | 75.41 | 9.79 | -27.14
NE | 10.86 | 75.29 | 76.22 | 74.93 | 62.74 | 60.11 | NE | 10.88 | 24.12 | 24.69 | 23.96 | 27.23 | 27.04 | NE | -0.02 | 51.17 | 51.53 | 50.97 | 35.51 | 33.07
NEISO | -24.16 | -23.34 | -21.04 | -22.36 | -7.18 | -8.73 | NEISO | -26.11 | -25.19 | -22.9 | -22.65 | -17.69 | -20.52 | NEISO | 1.95 | 1.85 | 1.86 | 0.29 | 10.51 | 11.79
NonRTO_Midwest | -0.6 | -0.93 | -22.54 | -7.64 | -4.86 | -2.83 | NonRTO_Midwest | -0.55 | -0.87 | -12.57 | -12.54 | -7.59 | -6.3 | NonRTO_Midwest | -0.05 | -0.06 | -9.97 | 4.9 | 2.73 | 3.47
NYISO_A-F | 16.18 | 16.35 | 14.8 | 19.02 | 25.82 | 21.53 | NYISO_A-F | 14.55 | 12.51 | 12.59 | 19.64 | 24.91 | 18.57 | NYISO_A-F | 1.63 | 3.84 | 2.21 | -0.62 | 0.91 | 2.96
NYISO_G-I | 1.61 | 5.01 | 3.23 | 1.05 | -3.01 | 2.51 | NYISO_G-I | 4.51 | 7.47 | 7.64 | 5.77 | 3.87 | 19.69 | NYISO_G-I | -2.9 | -2.46 | -4.41 | -4.72 | -6.88 | -17.18
NYISO_J-K | -42.74 | -44.28 | -46.64 | -57.62 | -60.16 | -63.9 | NYISO_J-K | -40.77 | -43.07 | -43.48 | -49.01 | -51.01 | -58.08 | NYISO_J-K | -1.97 | -1.21 | -3.16 | -8.61 | -9.15 | -5.82
PJM_E | -4.76 | 5.79 | 8.28 | -6.12 | -27.47 | -54.58 | PJM_E | -1.95 | 7.65 | 17.67 | 4.99 | -20.74 | -50.51 | PJM_E | -2.81 | -1.86 | -9.39 | -11.11 | -6.73 | -4.07
PJM_ROM | -60.93 | -62.21 | -65.08 | -63.76 | -77.55 | -19.64 | PJM_ROM | -60.1 | -63.18 | -57.79 | -67.75 | -30.91 | 4.98 | PJM_ROM | -0.83 | 0.97 | -7.29 | 3.99 | -46.64 | -24.62
PJM_ROR | 63 | 22.81 | -94.59 | -132.69 | -120.31 | -157.13 | PJM_ROR | 67.29 | 47.14 | 14.9 | 34.11 | 7.26 | 23.02 | PJM_ROR | -4.29 | -24.33 | -109.49 | -166.8 | -127.57 | -180.15
SOCO | -3.43 | -8.5 | -54.44 | -66.56 | -4.7 | 13.33 | SOCO | -2.88 | -3.7 | -4.43 | -0.8 | -0.46 | 8.17 | SOCO | -0.55 | -4.8 | -50.01 | -65.76 | -4.24 | 5.16
SPP_N | -3.55 | 53.6 | 166.42 | 160.06 | 154.3 | 164.74 | SPP_N | -0.59 | 24.82 | 32.4 | 28.64 | 42.83 | 42.99 | SPP_N | -2.96 | 28.78 | 134.02 | 131.42 | 111.47 | 121.75
SPP_S | -9.59 | 7.49 | 0.29 | 0.54 | 0.82 | -2.34 | SPP_S | -14.4 | 0.54 | -4.36 | -4.16 | -4.19 | -3.77 | SPP_S | 4.81 | 6.95 | 4.65 | 4.7 | 5.01 | 1.43
TVA | -1.63 | 1.58 | -12.77 | -6.84 | -5.27 | 0.37 | TVA | -1.79 | 1.44 | -1.31 | -14.18 | -17.32 | -6.31 | TVA | 0.16 | 0.14 | -11.46 | 7.34 | 12.05 | 6.68
VACAR | -2.56 | -4.81 | -40.59 | -28.28 | -10.48 | 20.1 | VACAR | -1.68 | -1.58 | 0.69 | -7.26 | 5.02 | 29.68 | VACAR | -0.88 | -3.23 | -41.28 | -21.02 | -15.5 | -9.58
IESO | 27.4 | 33.29 | 34.55 | 31.01 | 30.95 | 36.12 | IESO | 26.53 | 32.04 | 32.23 | 29.15 | 27.34 | 16.72 | IESO | 0.87 | 1.25 | 2.32 | 1.86 | 3.61 | 19.4
MAPP_CA | -5.39 | -4.07 | 4.71 | 16.64 | 17.66 | 17.41 | MAPP_CA | -4.64 | -3.82 | 4.71 | 10.56 | 12.68 | 12.43 | MAPP_CA | -0.75 | -0.25 | 0 | 6.08 | 4.98 | 4.98
HQ/Maritimes | 36.12 | 36.12 | 36.12 | 50.88 | 70.15 | 70.15 | HQ/Maritimes | 36.12 | 36.12 | 36.12 | 36.12 | 36.12 | 36.12 | HQ/Maritimes | 0 | 0 | 0 | 14.76 | 34.03 | 34.03
ERCOT | 0.03 | -5.82 | -6.88 | -6.43 | -6.31 | -6.41 | ERCOT | 0.12 | -4.88 | -4.58 | -5.11 | -4.81 | -4.81 | ERCOT | -0.09 | -0.94 | -2.3 | -1.32 | -1.5 | -1.6
WEST | 0.81 | -4.9 | -5.88 | -5.65 | -5.4 | -0.09 | WEST | 0.76 | -3.88 | -5.43 | -4.85 | -4.94 | -4.41 | WEST | 0.05 | -1.02 | -0.45 | -0.8 | -0.46 | 4.32
ALL | 8.87 | 8.56 | 11.41 | 10.64 | 6.88 | 58.7 | ALL | 8.6 | 9.13 | 13.65 | 9.46 | 7.44 | 47.86 | ALL | 0.27 | -0.57 | -2.24 | 1.18 | -0.56 | 10.84

## CostSummary
Annual Discount Rate |  | Future 2, Sensitivity 2: Federal Carbon, Soft Transmission Constraint, 25% Overload Charges | [7 empty] | Future 2 Base: Federal Carbon Constraint | [7 empty] | Difference (Case 1 - Case 2) | [6 empty] | Future 2, Sensitivity 2: Federal Carbon, Soft Transmission Constraint, 25% Overload Charges | [27 empty] | Future 2 Base: Federal Carbon Constraint | [27 empty] | Difference (Case 1 - Case 2)
5% | 5 yr DR
| 27.63% | Total Costs ($billion) | [7 empty] | Total Costs ($billion) | [7 empty] | Total Costs ($billion)
Pool/Region | NPV | 2015 | 2020 | 2025 | 2030 | 2035 | 2040 |  | NPV | 2015 | 2020 | 2025 | 2030 | 2035 | 2040 |  | NPV | 2015 | 2020 | 2025 | 2030 | 2035 | 2040 | Pool/Region | NPV | 2015 | 2016 | 2017 | 2018 | 2019 | 2020 | 2021 | 2022 | 2023 | 2024 | 2025 | 2026 | 2027 | 2028 | 2029 | 2030 | 2031 | 2032 | 2033 | 2034 | 2035 | 2036 | 2037 | 2038 | 2039 | 2040 | Pool/Region | NPV | 2015 | 2016 | 2017 | 2018 | 2019 | 2020 | 2021 | 2022 | 2023 | 2024 | 2025 | 2026 | 2027 | 2028 | 2029 | 2030 | 2031 | 2032 | 2033 | 2034 | 2035 | 2036 | 2037 | 2038 | 2039 | 2040 | Pool/Region | NPV
ENT | 21.3663 | 10.0284 | 7.6338 | 5.3944 | 5.5825 | 5.6151 | 10.6551 | ENT | 29.8165 | 10.0484 | 9.9211 | 9.9767 | 9.6459 | 12.8643 | 15.6425 | ENT | -8.4502 | -0.01996 | -2.2874 | -4.5823 | -4.0633 | -7.2492 | -4.9874 | ENT | 103.9462 | 10.0284 | 9.5495 | 9.0706 | 8.5916 | 8.1127 | 7.6338 | 7.1859 | 6.738 | 6.2902 | 5.8423 | 5.3944 | 5.432 | 5.4696 | 5.5073 | 5.5449 | 5.5825 | 5.589 | 5.5955 | 5.602 | 5.6086 | 5.6151 | 6.6231 | 7.6311 | 8.6391 | 9.6471 | 10.6551 | ENT | 152.9578 | 10.0484 | 10.0229 | 9.9975 | 9.972 | 9.9466 | 9.9211 | 9.9323 | 9.9434 | 9.9545 | 9.9656 | 9.9767 | 9.9105 | 9.8444 | 9.7782 | 9.712 | 9.6459 | 10.2895 | 10.9332 | 11.5769 | 12.2206 | 12.8643 | 13.4199 | 13.9756 | 14.5312 | 15.0869 | 15.6425 | ENT | -49.0116
FRCC | 57.1216 | 16.7429 | 18.3996 | 19.9584 | 23.8129 | 26.45 | 27.3208 | FRCC | 57.8826 | 16.7541 | 18.496 | 20.8333 | 24.0587 | 26.5117 | 28.0182 | FRCC | -0.76107 | -0.01129 | -0.09644 | -0.87484 | -0.24578 | -0.06165 | -0.69741 | FRCC | 299.6565 | 16.7429 | 17.0742 | 17.4055 | 17.7369 | 18.0682 | 18.3996 | 18.7113 | 19.0231 | 19.3349 | 19.6467 | 19.9584 | 20.7293 | 21.5002 | 22.2711 | 23.042 | 23.8129 | 24.3403 | 24.8677 | 25.3952 | 25.9226 | 26.45 | 26.6242 | 26.7983 | 26.9725 | 27.1466 | 27.3208 | FRCC | 303.924 | 16.7541 | 17.1025 | 17.4509 | 17.7993 | 18.1476 | 18.496 | 18.9635 | 19.4309 | 19.8984 | 20.3658 | 20.8333 | 21.4783 | 22.1234 | 22.7685 | 23.4136 | 24.0587 | 24.5493 | 25.0399 | 25.5305 | 26.0211 | 26.5117 | 26.813 | 27.1143 | 27.4156 | 27.7169 | 28.0182 | FRCC | -4.2675
MAPP_US | 4.2291 | 0.99096 | 1.5329 | 1.9869 | 1.9732 | 1.9124 | 1.0695 | MAPP_US | 3.5683 | 1.0006 | 1.5626 | 1.4994 | 1.456 | 1.4058 | 0.60467 | MAPP_US | 0.66086 | -0.00959 | -0.02963 | 0.48754 | 0.51717 | 0.50652 | 0.46485 | MAPP_US | 23.1954 | 0.99096 | 1.0994 | 1.2077 | 1.3161 | 1.4245 | 1.5329 | 1.6237 | 1.7145 | 1.8053 | 1.8961 | 1.9869 | 1.9842 | 1.9814 | 1.9787 | 1.9759 | 1.9732 | 1.961 | 1.9489 | 1.9367 | 1.9245 | 1.9124 | 1.7438 | 1.5752 | 1.4067 | 1.2381 | 1.0695 | MAPP_US | 19.3771 | 1.0006 | 1.113 | 1.2254 | 1.3378 | 1.4502 | 1.5626 | 1.5499 | 1.5373 | 1.5246 | 1.512 | 1.4994 | 1.4907 | 1.482 | 1.4733 | 1.4647 | 1.456 | 1.446 | 1.4359 | 1.4259 | 1.4159 | 1.4058 | 1.2456 | 1.0854 | 0.92514 | 0.7649 | 0.60467 | MAPP_US | 3.8183
MISO_IN | 10.9217 | 4.8521 | 4.7363 | 1.9362 | 2.2893 | 3.3119 | 6.2242 | MISO_IN | 31.7317 | 5.5371 | 11.3528 | 10.172 | 16.7864 | 17.5631 | 17.3639 | MISO_IN | -20.81 | -0.68509 | -6.6165 | -8.2358 | -14.4971 | -14.2513 | -11.1396 | MISO_IN | 53.3127 | 4.8521 | 4.8289 | 4.8058 | 4.7826 | 4.7595 | 4.7363 | 4.1763 | 3.6163 | 3.0562 | 2.4962 | 1.9362 | 2.0068 | 2.0774 | 2.1481 | 2.2187 | 2.2893 | 2.4938 | 2.6983 | 2.9028 | 3.1074 | 3.3119 | 3.8943 | 4.4768 | 5.0593 | 5.6418 | 6.2242 | MISO_IN | 173.2591 | 5.5371 | 6.7003 | 7.8634 | 9.0265 | 10.1896 | 11.3528 | 11.1166 | 10.8805 | 10.6443 | 10.4082 | 10.172 | 11.4949 | 12.8178 | 14.1407 | 15.4636 | 16.7864 | 16.9418 | 17.0971 | 17.2525 | 17.4078 | 17.5631 | 17.5233 | 17.4834 | 17.4436 | 17.4037 | 17.3639 | MISO_IN | -119.9464
MISO_MI | 6.7169 | 3.8424 | 2.2851 | 1.9068 | 1.8982 | 1.2167 | 1.3461 | MISO_MI | 14.5325 | 5.4173 | 4.9985 | 5.4188 | 4.5212 | 4.9123 | 6.3018 | MISO_MI | -7.8156 | -1.5749 | -2.7133 | -3.512 | -2.623 | -3.6957 | -4.9557 | MISO_MI | 32.2503 | 3.8424 | 3.531 | 3.2195 | 2.908 | 2.5966 | 2.2851 | 2.2095 | 2.1338 | 2.0581 | 1.9824 | 1.9068 | 1.905 | 1.9033 | 1.9016 | 1.8999 | 1.8982 | 1.7619 | 1.6256 | 1.4893 | 1.353 | 1.2167 | 1.2426 | 1.2685 | 1.2943 | 1.3202 | 1.3461 | MISO_MI | 74.1339 | 5.4173 | 5.3335 | 5.2498 | 5.166 | 5.0822 | 4.9985 | 5.0825 | 5.1666 | 5.2506 | 5.3347 | 5.4188 | 5.2393 | 5.0597 | 4.8802 | 4.7007 | 4.5212 | 4.5995 | 4.6777 | 4.7559 | 4.8341 | 4.9123 | 5.1902 | 5.4681 | 5.746 | 6.0239 | 6.3018 | MISO_MI | -41.8836
MISO_MO-IL | 10.8539 | 5.9531 | 3.0798 | 2.9933 | 3.1273 | 3.1977 | 3.1808 | MISO_MO-IL | 17.8873 | 6.131 | 3.9632 | 5.898 | 8.5933 | 8.6907 | 8.6796 | MISO_MO-IL | -7.0334 | -0.17788 | -0.88339 | -2.9046 | -5.466 | -5.4931 | -5.4988 | MISO_MO-IL | 52.1382 | 5.9531 | 5.3785 | 4.8038 | 4.2291 | 3.6545 | 3.0798 | 3.0625 | 3.0452 | 3.0279 | 3.0106 | 2.9933 | 3.0201 | 3.0469 | 3.0737 | 3.1005 | 3.1273 | 3.1414 | 3.1554 | 3.1695 | 3.1836 | 3.1977 | 3.1943 | 3.1909 | 3.1875 | 3.1842 | 3.1808 | MISO_MO-IL | 91.905 | 6.131 | 5.6974 | 5.2639 | 4.8303 | 4.3968 | 3.9632 | 4.3502 | 4.7371 | 5.1241 | 5.511 | 5.898 | 6.437 | 6.9761 | 7.5152 | 8.0542 | 8.5933 | 8.6128 | 8.6323 | 8.6518 | 8.6712 | 8.6907 | 8.6885 | 8.6863 | 8.6841 | 8.6818 | 8.6796 | MISO_MO-IL | -39.7668
MISO_W | 46.0931 | 6.7207 | 4.1765 | 27.2112 | 28.4613 | 27.0924 | 27.8633 | MISO_W | 22.076 | 6.5898 | 5.3912 | 10.5791 | 10.1486 | 8.7394 | 9.1132 | MISO_W | 24.0171 | 0.13088 | -1.2147 | 16.6321 | 18.3127 | 18.3531 | 18.7501 | MISO_W | 253.1058 | 6.7207 | 6.2118 | 5.703 | 5.1942 | 4.6854 | 4.1765 | 8.7835 | 13.3904 | 17.9974 | 22.6043 | 27.2112 | 27.4612 | 27.7113 | 27.9613 | 28.2113 | 28.4613 | 28.1875 | 27.9137 | 27.64 | 27.3662 | 27.0924 | 27.2466 | 27.4008 | 27.555 | 27.7092 | 27.8633 | MISO_W | 116.2975 | 6.5898 | 6.3501 | 6.1104 | 5.8706 | 5.6309 | 5.3912 | 6.4288 | 7.4664 | 8.504 | 9.5415 | 10.5791 | 10.493 | 10.4069 | 10.3208 | 10.2347 | 10.1486 | 9.8668 | 9.5849 | 9.3031 | 9.0212 | 8.7394 | 8.8141 | 8.8889 | 8.9637 | 9.0385 | 9.1132 | MISO_W | 136.8083
MISO_WUMS | 31.9219 | 7.4422 | 15.6965 | 12.0029 | 14.5943 | 11.348 | 7.9064 | MISO_WUMS | 16.2716 | 4.6539 | 5.4396 | 5.4183 | 6.939 | 7.3677 | 8.1618 | MISO_WUMS | 15.6503 | 2.7883 | 10.2569 | 6.5846 | 7.6553 | 3.9802 | -0.25539 | MISO_WUMS | 175.2459 | 7.4422 | 9.093 | 10.7439 | 12.3948 | 14.0456 | 15.6965 | 14.9578 | 14.219 | 13.4803 | 12.7416 | 12.0029 | 12.5212 | 13.0395 | 13.5577 | 14.076 | 14.5943 | 13.945 | 13.2958 | 12.6465 | 11.9972 | 11.348 | 10.6597 | 9.9714 | 9.2831 | 8.5947 | 7.9064 | MISO_WUMS | 85.4091 | 4.6539 | 4.8111 | 4.9682 | 5.1253 | 5.2825 | 5.4396 | 5.4353 | 5.4311 | 5.4268 | 5.4225 | 5.4183 | 5.7224 | 6.0266 | 6.3307 | 6.6349 | 6.939 | 7.0248 | 7.1105 | 7.1963 | 7.282 | 7.3677 | 7.5266 | 7.6854 | 7.8442 | 8.003 | 8.1618 | MISO_WUMS | 89.8369
NE | 14.1793 | 2.1746 | 6.98 | 6.9266 | 6.9931 | 6.6266 | 1.15 | NE | 8.8979 | 2.188 | 3.6352 | 3.5883 | 3.7046 | 4.5041 | 2.1588 | NE | 5.2814 | -0.01343 | 3.3448 | 3.3383 | 3.2885 | 2.1225 | -1.0089 | NE | 81.4267 | 2.1746 | 3.1357 | 4.0967 | 5.0578 | 6.0189 | 6.98 | 6.9693 | 6.9586 | 6.9479 | 6.9373 | 6.9266 | 6.9399 | 6.9532 | 6.9665 | 6.9798 | 6.9931 | 6.9198 | 6.8465 | 6.7732 | 6.6999 | 6.6266 | 5.5313 | 4.4359 | 3.3406 | 2.2453 | 1.15 | NE | 48.6322 | 2.188 | 2.4775 | 2.7669 | 3.0563 | 3.3458 | 3.6352 | 3.6258 | 3.6165 | 3.6071 | 3.5977 | 3.5883 | 3.6116 | 3.6348 | 3.6581 | 3.6813 | 3.7046 | 3.8645 | 4.0244 | 4.1843 | 4.3442 | 4.5041 | 4.0351 | 3.566 | 3.0969 | 2.6279 | 2.1588 | NE | 32.7945
NEISO | 15.9497 | 5.3751 | 5.1712 | 5.1825 | 5.244 | 8.0734 | 7.391 | NEISO | 15.3201 | 5.2706 | 5.0748 | 5.0794 | 5.259 | 7.1291 | 6.6747 | NEISO | 0.62962 | 0.10451 | 0.09642 | 0.10307 | -0.01491 | 0.94432 | 0.71624 | NEISO | 82.3206 | 5.3751 | 5.3343 | 5.2936 | 5.2528 | 5.212 | 5.1712 | 5.1734 | 5.1757 | 5.178 | 5.1802 | 5.1825 | 5.1948 | 5.2071 | 5.2194 | 5.2317 | 5.244 | 5.8099 | 6.3758 | 6.9416 | 7.5075 | 8.0734 | 7.9369 | 7.8004 | 7.6639 | 7.5275 | 7.391 | NEISO | 79.0614 | 5.2706 | 5.2315 | 5.1923 | 5.1531 | 5.1139 | 5.0748 | 5.0757 | 5.0766 | 5.0775 | 5.0785 | 5.0794 | 5.1153 | 5.1512 | 5.1871 | 5.2231 | 5.259 | 5.633 | 6.007 | 6.381 | 6.755 | 7.1291 | 7.0382 | 6.9473 | 6.8565 | 6.7656 | 6.6747 | NEISO | 3.2592
NonRTO_Midwest | 13.7186 | 4.3301 | 4.9088 | 3.6189 | 4.9872 | 6.7026 | 7.4019 | NonRTO_Midwest | 14.0247 | 4.3326 | 4.8469 | 4.3373 | 4.5677 | 6.9732 | 7.725 | NonRTO_Midwest | -0.3061 | -0.00255 | 0.0619 | -0.7184 | 0.41956 | -0.27059 | -0.3231 | NonRTO_Midwest | 70.8882 | 4.3301 | 4.4458 | 4.5616 | 4.6773 | 4.7931 | 4.9088 | 4.6508 | 4.3928 | 4.1348 | 3.8768 | 3.6189 | 3.8925 | 4.1662 | 4.4399 | 4.7136 | 4.9872 | 5.3303 | 5.6734 | 6.0165 | 6.3595 | 6.7026 | 6.8425 | 6.9823 | 7.1222 | 7.262 | 7.4019 | NonRTO_Midwest | 72.5869 | 4.3326 | 4.4355 | 4.5383 | 4.6412 | 4.7441 | 4.8469 | 4.745 | 4.6431 | 4.5411 | 4.4392 | 4.3373 | 4.3833 | 4.4294 | 4.4755 | 4.5216 | 4.5677 | 5.0488 | 5.5299 | 6.011 | 6.4921 | 6.9732 | 7.1236 | 7.2739 | 7.4243 | 7.5746 | 7.725 | NonRTO_Midwest | -1.6988
NYISO_A-F | 7.9931 | 2.1945 | 2.6533 | 2.5875 | 3.6311 | 4.0534 | 3.6071 | NYISO_A-F | 7.8034 | 2.1146 | 2.4231 | 2.4513 | 3.8122 | 4.0362 | 3.6787 | NYISO_A-F | 0.18969 | 0.07988 | 0.23023 | 0.13625 | -0.18115 | 0.01715 | -0.0716 | NYISO_A-F | 42.3535 | 2.1945 | 2.2863 | 2.378 | 2.4698 | 2.5616 | 2.6533 | 2.6402 | 2.627 | 2.6138 | 2.6007 | 2.5875 | 2.7962 | 3.0049 | 3.2136 | 3.4224 | 3.6311 | 3.7155 | 3.8 | 3.8845 | 3.9689 | 4.0534 | 3.9641 | 3.8749 | 3.7856 | 3.6963 | 3.6071 | NYISO_A-F | 41.3265 | 2.1146 | 2.1763 | 2.238 | 2.2997 | 2.3614 | 2.4231 | 2.4287 | 2.4344 | 2.44 | 2.4456 | 2.4513 | 2.7235 | 2.9956 | 3.2678 | 3.54 | 3.8122 | 3.857 | 3.9018 | 3.9466 | 3.9914 | 4.0362 | 3.9647 | 3.8932 | 3.8217 | 3.7502 | 3.6787 | NYISO_A-F | 1.027
NYISO_G-I | 2.7582 | 0.64783 | 0.97285 | 0.86516 | 0.75013 | 1.4447 | 2.2814 | NYISO_G-I | 3.9697 | 0.82017 | 1.1634 | 1.2036 | 1.1879 | 2.1145 | 4.1567 | NYISO_G-I | -1.2115 | -0.17234 | -0.19051 | -0.33844 | -0.43773 | -0.66982 | -1.8753 | NYISO_G-I | 14.3156 | 0.64783 | 0.71283 | 0.77784 | 0.84284 | 0.90785 | 0.97285 | 0.95131 | 0.92977 | 0.90824 | 0.8867 | 0.86516 | 0.84215 | 0.81915 | 0.79614 | 0.77314 | 0.75013 | 0.88904 | 1.028 | 1.1669 | 1.3058 | 1.4447 | 1.612 | 1.7794 | 1.9467 | 2.114 | 2.2814 | NYISO_G-I | 20.3932 | 0.82017 | 0.88881 | 0.95745 | 1.0261 | 1.0947 | 1.1634 | 1.1714 | 1.1795 | 1.1875 | 1.1956 | 1.2036 | 1.2005 | 1.1973 | 1.1942 | 1.191 | 1.1879 | 1.3732 | 1.5585 | 1.7439 | 1.9292 | 2.1145 | 2.523 | 2.9314 | 3.3398 | 3.7482 | 4.1567 | NYISO_G-I | -6.0776
NYISO_J-K | 5.4638 | 1.8481 | 2.2304 | 2.181 | 1.7642 | 1.9138 | 1.5876 | NYISO_J-K | 6.5412 | 1.9658 | 2.3045 | 2.4202 | 2.5131 | 3.0472 | 2.4848 | NYISO_J-K | -1.0774 | -0.11775 | -0.07412 | -0.23919 | -0.74896 | -1.1334 | -0.89721 | NYISO_J-K | 28.6682 | 1.8481 | 1.9245 | 2.001 | 2.0775 | 2.154 | 2.2304 | 2.2205 | 2.2107 | 2.2008 | 2.1909 | 2.181 | 2.0976 | 2.0143 | 1.9309 | 1.8476 | 1.7642 | 1.7941 | 1.824 | 1.8539 | 1.8839 | 1.9138 | 1.8485 | 1.7833 | 1.7181 | 1.6528 | 1.5876 | NYISO_J-K | 34.5413 | 1.9658 | 2.0336 | 2.1013 | 2.1691 | 2.2368 | 2.3045 | 2.3277 | 2.3508 | 2.3739 | 2.3971 | 2.4202 | 2.4388 | 2.4574 | 2.476 | 2.4946 | 2.5131 | 2.62 | 2.7268 | 2.8336 | 2.9404 | 3.0472 | 2.9347 | 2.8222 | 2.7097 | 2.5973 | 2.4848 | NYISO_J-K | -5.8732
PJM_E | 19.2608 | 6.3425 | 6.8971 | 7.4225 | 7.2309 | 7.5588 | 6.6096 | PJM_E | 20.1677 | 6.4483 | 6.9679 | 7.9786 | 8.0685 | 8.0199 | 6.8745 | PJM_E | -0.90691 | -0.10579 | -0.07073 | -0.55602 | -0.83758 | -0.46112 | -0.26491 | PJM_E | 100.9051 | 6.3425 | 6.4534 | 6.5643 | 6.6753 | 6.7862 | 6.8971 | 7.0022 | 7.1073 | 7.2124 | 7.3175 | 7.4225 | 7.3842 | 7.3459 | 7.3076 | 7.2692 | 7.2309 | 7.2965 | 7.3621 | 7.4276 | 7.4932 | 7.5588 | 7.3689 | 7.1791 | 6.9892 | 6.7994 | 6.6096 | PJM_E | 106.0854 | 6.4483 | 6.5522 | 6.6561 | 6.76 | 6.8639 | 6.9679 | 7.17 | 7.3721 | 7.5743 | 7.7764 | 7.9786 | 7.9965 | 8.0145 | 8.0325 | 8.0505 | 8.0685 | 8.0588 | 8.0491 | 8.0393 | 8.0296 | 8.0199 | 7.7908 | 7.5617 | 7.3326 | 7.1035 | 6.8745 | PJM_E | -5.1803
PJM_ROM | 15.3103 | 3.9803 | 4.7657 | 4.7276 | 5.9297 | 6.3115 | 12.5042 | PJM_ROM | 16.7961 | 3.9823 | 4.6651 | 5.0923 | 4.9988 | 10.2783 | 14.8809 | PJM_ROM | -1.4858 | -0.00206 | 0.10063 | -0.3647 | 0.93084 | -3.9668 | -2.3768 | PJM_ROM | 78.7369 | 3.9803 | 4.1374 | 4.2945 | 4.4516 | 4.6086 | 4.7657 | 4.7581 | 4.7505 | 4.7429 | 4.7352 | 4.7276 | 4.968 | 5.2084 | 5.4489 | 5.6893 | 5.9297 | 6.006 | 6.0824 | 6.1588 | 6.2351 | 6.3115 | 7.55 | 8.7886 | 10.0271 | 11.2656 | 12.5042 | PJM_ROM | 86.5915 | 3.9823 | 4.1189 | 4.2554 | 4.392 | 4.5285 | 4.6651 | 4.7505 | 4.836 | 4.9214 | 5.0069 | 5.0923 | 5.0736 | 5.0549 | 5.0362 | 5.0175 | 4.9988 | 6.0547 | 7.1106 | 8.1665 | 9.2224 | 10.2783 | 11.1988 | 12.1193 | 13.0399 | 13.9604 | 14.8809 | PJM_ROM | -7.8546
PJM_ROR | 83.3282 | 31.8687 | 33.0023 | 23.8457 | 23.9264 | 32.4002 | 34.7572 | PJM_ROR | 101.8452 | 32.2577 | 34.377 | 32.1811 | 39.4066 | 45.9707 | 49.9581 | PJM_ROR | -18.517 | -0.38907 | -1.3746 | -8.3353 | -15.4801 | -13.5705 | -15.2009 | PJM_ROR | 424.0871 | 31.8687 | 32.0954 | 32.3221 | 32.5489 | 32.7756 | 33.0023 | 31.171 | 29.3397 | 27.5084 | 25.677 | 23.8457 | 23.8619 | 23.878 | 23.8942 | 23.9103 | 23.9264 | 25.6212 | 27.3159 | 29.0107 | 30.7054 | 32.4002 | 32.8716 | 33.343 | 33.8144 | 34.2858 | 34.7572 | PJM_ROR | 528.5793 | 32.2577 | 32.6816 | 33.1054 | 33.5293 | 33.9531 | 34.377 | 33.9378 | 33.4986 | 33.0594 | 32.6202 | 32.1811 | 33.6262 | 35.0713 | 36.5164 | 37.9615 | 39.4066 | 40.7194 | 42.0322 | 43.345 | 44.6579 | 45.9707 | 46.7682 | 47.5657 | 48.3631 | 49.1606 | 49.9581 | PJM_ROR | -104.4922
SOCO | 50.2018 | 14.7933 | 18.1261 | 15.2001 | 16.8202 | 25.5568 | 27.1639 | SOCO | 54.3994 | 14.8274 | 18.476 | 18.8636 | 22.7121 | 25.682 | 26.889 | SOCO | -4.1977 | -0.03412 | -0.34985 | -3.6635 | -5.8919 | -0.12524 | 0.27496 | SOCO | 261.5798 | 14.7933 | 15.4598 | 16.1264 | 16.793 | 17.4596 | 18.1261 | 17.5409 | 16.9557 | 16.3705 | 15.7853 | 15.2001 | 15.5241 | 15.8481 | 16.1722 | 16.4962 | 16.8202 | 18.5675 | 20.3148 | 22.0622 | 23.8095 | 25.5568 | 25.8782 | 26.1996 | 26.5211 | 26.8425 | 27.1639 | SOCO | 287.2818 | 14.8274 | 15.5571 | 16.2868 | 17.0166 | 17.7463 | 18.476 | 18.5535 | 18.631 | 18.7086 | 18.7861 | 18.8636 | 19.6333 | 20.403 | 21.1727 | 21.9424 | 22.7121 | 23.3061 | 23.9001 | 24.4941 | 25.088 | 25.682 | 25.9234 | 26.1648 | 26.4062 | 26.6476 | 26.889 | SOCO | -25.7019
SPP_N | 29.9104 | 4.2424 | 9.3398 | 16.0048 | 15.9995 | 16.1461 | 10.1823 | SPP_N | 19.2981 | 4.4991 | 7.4728 | 7.6498 | 7.9731 | 10.3976 | 6.1814 | SPP_N | 10.6123 | -0.25667 | 1.867 | 8.355 | 8.0264 | 5.7485 | 4.0009 | SPP_N | 168.5278 | 4.2424 | 5.2619 | 6.2814 | 7.3008 | 8.3203 | 9.3398 | 10.6728 | 12.0058 | 13.3388 | 14.6718 | 16.0048 | 16.0037 | 16.0027 | 16.0016 | 16.0006 | 15.9995 | 16.0288 | 16.0581 | 16.0874 | 16.1168 | 16.1461 | 14.9533 | 13.7606 | 12.5678 | 11.3751 | 10.1823 | SPP_N | 105.2275 | 4.4991 | 5.0938 | 5.6886 | 6.2833 | 6.878 | 7.4728 | 7.5082 | 7.5436 | 7.579 | 7.6144 | 7.6498 | 7.7145 | 7.7791 | 7.8438 | 7.9085 | 7.9731 | 8.458 | 8.9429 | 9.4278 | 9.9127 | 10.3976 | 9.5543 | 8.7111 | 7.8679 | 7.0246 | 6.1814 | SPP_N | 63.3003
SPP_S | 30.2951 | 9.2377 | 13.1447 | 12.1775 | 12.2542 | 12.6065 | 3.4085 | SPP_S | 31.2323 | 8.8907 | 12.7572 | 12.2954 | 12.8261 | 13.5407 | 7.293 | SPP_S | -0.93722 | 0.34695 | 0.3875 | -0.11792 | -0.5719 | -0.9343 | -3.8845 | SPP_S | 163.8342 | 9.2377 | 10.0191 | 10.8005 | 11.5819 | 12.3633 | 13.1447 | 12.9513 | 12.7578 | 12.5644 | 12.371 | 12.1775 | 12.1929 | 12.2082 | 12.2235 | 12.2389 | 12.2542 | 12.3246 | 12.3951 | 12.4655 | 12.536 | 12.6065 | 10.7669 | 8.9273 | 7.0877 | 5.2481 | 3.4085 | SPP_S | 168.3027 | 8.8907 | 9.664 | 10.4373 | 11.2106 | 11.9839 | 12.7572 | 12.6649 | 12.5725 | 12.4802 | 12.3878 | 12.2954 | 12.4016 | 12.5077 | 12.6138 | 12.72 | 12.8261 | 12.969 | 13.112 | 13.2549 | 13.3978 | 13.5407 | 12.2912 | 11.0416 | 9.7921 | 8.5425 | 7.293 | SPP_S | -4.4685
TVA | 29.2893 | 8.3916 | 9.9695 | 8.8704 | 10.2137 | 15.8504 | 16.4097 | TVA | 29.0615 | 8.3809 | 9.8987 | 9.6413 | 9.6159 | 15.055 | 16.036 | TVA | 0.22775 | 0.01073 | 0.07081 | -0.77089 | 0.59783 | 0.79538 | 0.37378 | TVA | 152.8299 | 8.3916 | 8.7072 | 9.0228 | 9.3384 | 9.6539 | 9.9695 | 9.7497 | 9.5299 | 9.3101 | 9.0903 | 8.8704 | 9.1391 | 9.4077 | 9.6764 | 9.945 | 10.2137 | 11.341 | 12.4684 | 13.5957 | 14.7231 | 15.8504 | 15.9623 | 16.0741 | 16.186 | 16.2979 | 16.4097 | TVA | 151.6527 | 8.3809 | 8.6844 | 8.988 | 9.2916 | 9.5952 | 9.8987 | 9.8472 | 9.7958 | 9.7443 | 9.6928 | 9.6413 | 9.6362 | 9.6311 | 9.6261 | 9.621 | 9.6159 | 10.7037 | 11.7915 | 12.8794 | 13.9672 | 15.055 | 15.2512 | 15.4474 | 15.6436 | 15.8398 | 16.036 | TVA | 1.1772
VACAR | 51.0971 | 14.63 | 17.6078 | 16.1353 | 18.9634 | 25.1066 | 28.1013 | VACAR | 56.5124 | 14.6845 | 17.7567 | 19.3211 | 20.8104 | 29.6689 | 35.4716 | VACAR | -5.4153 | -0.05457 | -0.14889 | -3.1858 | -1.847 | -4.5623 | -7.3703 | VACAR | 266.912 | 14.63 | 15.2255 | 15.8211 | 16.4167 | 17.0123 | 17.6078 | 17.3133 | 17.0188 | 16.7243 | 16.4298 | 16.1353 | 16.7009 | 17.2665 | 17.8321 | 18.3977 | 18.9634 | 20.192 | 21.4206 | 22.6493 | 23.8779 | 25.1066 | 25.7055 | 26.3045 | 26.9034 | 27.5024 | 28.1013 | VACAR | 296.101 | 14.6845 | 15.299 | 15.9134 | 16.5278 | 17.1423 | 17.7567 | 18.0696 | 18.3825 | 18.6953 | 19.0082 | 19.3211 | 19.6189 | 19.9168 | 20.2146 | 20.5125 | 20.8104 | 22.5821 | 24.3538 | 26.1255 | 27.8972 | 29.6689 | 30.8294 | 31.9899 | 33.1505 | 34.311 | 35.4716 | VACAR | -29.189
IESO | 13.7292 | 4.9313 | 4.9201 | 4.9592 | 5.0992 | 3.848 | 6.0564 | IESO | 12.9789 | 4.8947 | 4.8938 | 4.928 | 4.9725 | 3.5496 | 3.6594 | IESO | 0.75033 | 0.03663 | 0.02629 | 0.03121 | 0.12669 | 0.29839 | 2.397 | IESO | 70.3761 | 4.9313 | 4.929 | 4.9268 | 4.9246 | 4.9223 | 4.9201 | 4.9279 | 4.9357 | 4.9436 | 4.9514 | 4.9592 | 4.9872 | 5.0152 | 5.0432 | 5.0712 | 5.0992 | 4.849 | 4.5987 | 4.3485 | 4.0982 | 3.848 | 4.2897 | 4.7314 | 5.173 | 5.6147 | 6.0564 | IESO | 67.0956 | 4.8947 | 4.8945 | 4.8943 | 4.8941 | 4.8939 | 4.8938 | 4.9006 | 4.9075 | 4.9143 | 4.9212 | 4.928 | 4.9369 | 4.9458 | 4.9547 | 4.9636 | 4.9725 | 4.6879 | 4.4034 | 4.1188 | 3.8342 | 3.5496 | 3.5716 | 3.5935 | 3.6155 | 3.6374 | 3.6594 | IESO | 3.2805
MAPP_CA | 2.6558 | 0.35933 | 0.533 | 0.96279 | 1.8088 | 1.7131 | 1.7131 | MAPP_CA | 2.4047 | 0.39553 | 0.54725 | 0.96275 | 1.4524 | 1.4209 | 1.4209 | MAPP_CA | 0.2511 | -0.0362 | -0.01425 | 4e-05 | 0.35633 | 0.2922 | 0.2922 | MAPP_CA | 14.5873 | 0.35933 | 0.39406 | 0.4288 | 0.46353 | 0.49827 | 0.533 | 0.61896 | 0.70492 | 0.79087 | 0.87683 | 0.96279 | 1.132 | 1.3012 | 1.4704 | 1.6396 | 1.8088 | 1.7896 | 1.7705 | 1.7514 | 1.7322 | 1.7131 | 1.7131 | 1.7131 | 1.7131 | 1.7131 | 1.7131 | MAPP_CA | 13.1271 | 0.39553 | 0.42587 | 0.45622 | 0.48656 | 0.51691 | 0.54725 | 0.63035 | 0.71345 | 0.79655 | 0.87965 | 0.96275 | 1.0607 | 1.1586 | 1.2566 | 1.3545 | 1.4524 | 1.4461 | 1.4398 | 1.4335 | 1.4272 | 1.4209 | 1.4209 | 1.4209 | 1.4209 | 1.4209 | 1.4209 | MAPP_CA | 1.4602
HQ/Maritimes | 1.7848 | 4e-05 | 4e-05 | 9e-05 | 1.1134 | 2.5538 | 2.6405 | HQ/Maritimes | 0.000161 | 4e-05 | 4e-05 | 4e-05 | 4e-05 | 0.00013 | 0.00014 | HQ/Maritimes | 1.7847 | 0 | 0 | 5e-05 | 1.1134 | 2.5537 | 2.6403 | HQ/Maritimes | 9.5503 | 4e-05 | 4e-05 | 4e-05 | 4e-05 | 4e-05 | 4e-05 | 5e-05 | 6e-05 | 7e-05 | 8e-05 | 9e-05 | 0.22276 | 0.44542 | 0.66809 | 0.89075 | 1.1134 | 1.4015 | 1.6896 | 1.9777 | 2.2658 | 2.5538 | 2.5712 | 2.5885 | 2.6058 | 2.6231 | 2.6405 | HQ/Maritimes | 0.00082751 | 4e-05 | 4e-05 | 4e-05 | 4e-05 | 4e-05 | 4e-05 | 4e-05 | 4e-05 | 4e-05 | 4e-05 | 4e-05 | 4e-05 | 4e-05 | 4e-05 | 4e-05 | 4e-05 | 5.8e-05 | 7.6e-05 | 9.4e-05 | 0.000112 | 0.00013 | 0.000132 | 0.000134 | 0.000136 | 0.000138 | 0.00014 | HQ/Maritimes | 9.5495
ERCOT | 67.6078 | 19.9388 | 22.4928 | 23.5293 | 26.8995 | 31.6245 | 31.9031 | ERCOT | 67.9132 | 19.9483 | 22.5417 | 23.7393 | 27.0474 | 31.8632 | 32.0791 | ERCOT | -0.30542 | -0.00951 | -0.04889 | -0.20997 | -0.14791 | -0.23873 | -0.17594 | ERCOT | 354.6307 | 19.9388 | 20.4496 | 20.9604 | 21.4712 | 21.982 | 22.4928 | 22.7001 | 22.9074 | 23.1147 | 23.322 | 23.5293 | 24.2033 | 24.8774 | 25.5514 | 26.2254 | 26.8995 | 27.8445 | 28.7895 | 29.7345 | 30.6795 | 31.6245 | 31.6802 | 31.736 | 31.7917 | 31.8474 | 31.9031 | ERCOT | 356.3859 | 19.9483 | 20.467 | 20.9857 | 21.5043 | 22.023 | 22.5417 | 22.7812 | 23.0207 | 23.2602 | 23.4998 | 23.7393 | 24.4009 | 25.0625 | 25.7241 | 26.3858 | 27.0474 | 28.0105 | 28.9737 | 29.9369 | 30.9001 | 31.8632 | 31.9064 | 31.9496 | 31.9927 | 32.0359 | 32.0791 | ERCOT | -1.7552
WEST | 140.7123 | 36.3121 | 46.6316 | 51.9554 | 61.9977 | 66.6185 | 67.4338 | WEST | 140.9039 | 36.3053 | 46.6895 | 51.9892 | 62.1331 | 66.7729 | 67.6438 | WEST | -0.19168 | 0.00683 | -0.05789 | -0.03385 | -0.13542 | -0.15436 | -0.20998 | WEST | 748.4707 | 36.3121 | 38.376 | 40.4399 | 42.5038 | 44.5677 | 46.6316 | 47.6964 | 48.7611 | 49.8259 | 50.8906 | 51.9554 | 53.9639 | 55.9723 | 57.9808 | 59.9892 | 61.9977 | 62.9219 | 63.846 | 64.7702 | 65.6944 | 66.6185 | 66.7816 | 66.9447 | 67.1077 | 67.2708 | 67.4338 | WEST | 749.5483 | 36.3053 | 38.3821 | 40.459 | 42.5358 | 44.6126 | 46.6895 | 47.7494 | 48.8094 | 49.8693 | 50.9293 | 51.9892 | 54.018 | 56.0468 | 58.0756 | 60.1043 | 62.1331 | 63.0611 | 63.989 | 64.917 | 65.845 | 66.7729 | 66.9471 | 67.1213 | 67.2954 | 67.4696 | 67.6438 | WEST | -1.0776
ALL | 784.4702 | 228.1708 | 267.888 | 280.5425 | 313.3653 | 356.8534 | 357.8689 | ALL | 803.8371 | 228.3389 | 267.6165 | 283.5181 | 325.2105 | 378.0792 | 389.1521 | ALL | -19.3669 | -0.16808 | 0.27153 | -2.9756 | -11.8452 | -21.2258 | -31.2833 | ALL | 4127.8529 | 228.1708 | 236.1143 | 244.0577 | 252.0011 | 259.9446 | 267.888 | 270.4189 | 272.9498 | 275.4807 | 278.0116 | 280.5425 | 287.1071 | 293.6716 | 300.2362 | 306.8007 | 313.3653 | 322.0629 | 330.7605 | 339.4581 | 348.1558 | 356.8534 | 357.0565 | 357.2596 | 357.4627 | 357.6658 | 357.8689 | ALL | 4229.7848 | 228.3389 | 236.1944 | 244.0499 | 251.9055 | 259.761 | 267.6165 | 270.7968 | 273.9771 | 277.1575 | 280.3378 | 283.5181 | 291.8566 | 300.195 | 308.5335 | 316.872 | 325.2105 | 335.7842 | 346.358 | 356.9317 | 367.5054 | 378.0792 | 380.2938 | 382.5084 | 384.7229 | 386.9375 | 389.1521 | ALL | -101.9319
[8 empty] | 0 | [7 empty] | 0
|  | Fuel Cost [includes coal shadow price] ($billion) | [7 empty] | Fuel Cost [includes coal shadow price] ($billion) | [7 empty] | Fuel Cost [includes coal shadow price] ($billion)
Pool/Region |  | 2015 | 2020 | 2025 | 2030 | 2035 | 2040 |  |  | 2015 | 2020 | 2025 | 2030 | 2035 | 2040 |  |  | 2015 | 2020 | 2025 | 2030 | 2035 | 2040
ENT |  | 4.8379 | 3.5527 | 1.9666 | 1.5104 | 1.1247 | 3.5173 | ENT |  | 4.8418 | 5.1773 | 4.7051 | 2.9291 | 3.5941 | 5.6795 | ENT |  | -0.00393 | -1.6246 | -2.7384 | -1.4188 | -2.4694 | -2.1622
FRCC |  | 10.1578 | 10.9998 | 9.7094 | 5.3767 | 3.7873 | 3.8235 | FRCC |  | 10.1507 | 11.0466 | 10.1612 | 5.3802 | 3.7821 | 4.0595 | FRCC |  | 0.00715 | -0.0468 | -0.45178 | -0.00351 | 0.00525 | -0.23598
MAPP_US |  | 0.2012 | 0.03907 | 0.00867 | 0.00379 | 0.00604 | 0.01126 | MAPP_US |  | 0.19799 | 0.05051 | 0.03375 | 0.014 | 0.01527 | 0.0206 | MAPP_US |  | 0.00321 | -0.01144 | -0.02508 | -0.01021 | -0.00923 | -0.00934
MISO_IN |  | 1.5282 | 1.388 | 0.42334 | 0.38934 | 0.50763 | 2.077 | MISO_IN |  | 1.9339 | 5.0151 | 4.1602 | 1.4677 | 1.0698 | 0.92291 | MISO_IN |  | -0.40573 | -3.6271 | -3.7368 | -1.0783 | -0.56215 | 1.154
MISO_MI |  | 1.3555 | 0.69172 | 0.4117 | 0.32537 | 0.23612 | 0.19573 | MISO_MI |  | 2.1833 | 2.0684 | 2.0231 | 0.94595 | 0.89843 | 2.2857 | MISO_MI |  | -0.8279 | -1.3766 | -1.6114 | -0.62058 | -0.66231 | -2.0899
MISO_MO-IL |  | 1.6977 | 0.64677 | 0.23096 | 0.20384 | 0.2142 | 0.20546 | MISO_MO-IL |  | 1.7495 | 1.0971 | 0.72236 | 0.29633 | 0.27763 | 0.26153 | MISO_MO-IL |  | -0.05175 | -0.45034 | -0.4914 | -0.09249 | -0.06343 | -0.05607
MISO_W |  | 1.8694 | 0.83525 | 0.35585 | 0.32126 | 0.25343 | 0.20153 | MISO_W |  | 1.778 | 1.4739 | 0.64355 | 0.44456 | 0.26762 | 0.24553 | MISO_W |  | 0.09138 | -0.63863 | -0.2877 | -0.1233 | -0.01419 | -0.044
MISO_WUMS |  | 3.4568 | 7.9843 | 4.6853 | 3.6663 | 1.818 | 1.0425 | MISO_WUMS |  | 1.9148 | 2.4054 | 2.1405 | 0.91889 | 0.89841 | 1.359 | MISO_WUMS |  | 1.542 | 5.5789 | 2.5448 | 2.7474 | 0.91957 | -0.31655
NE |  | 0.53138 | 0.13375 | 0.12602 | 0.12452 | 0.04048 | 0.03942 | NE |  | 0.53279 | 0.15301 | 0.12614 | 0.12188 | 0.03543 | 0.03161 | NE |  | -0.00141 | -0.01926 | -0.00012 | 0.00264 | 0.00505 | 0.00781
NEISO |  | 2.6091 | 1.7212 | 1.1972 | 0.97479 | 0.86324 | 0.73895 | NEISO |  | 2.5291 | 1.6433 | 1.2052 | 0.97331 | 0.62104 | 0.68376 | NEISO |  | 0.08006 | 0.07792 | -0.00798 | 0.00148 | 0.2422 | 0.05519
NonRTO_Midwest |  | 1.5956 | 2.0123 | 1.3807 | 1.1984 | 1.2561 | 2.4565 | NonRTO_Midwest |  | 1.6701 | 2.1155 | 1.6978 | 1.2435 | 1.7637 | 3.1327 | NonRTO_Midwest |  | -0.07447 | -0.10318 | -0.31707 | -0.04513 | -0.50758 | -0.67623
NYISO_A-F |  | 0.53976 | 0.69063 | 0.58977 | 0.36556 | 0.24452 | 0.14775 | NYISO_A-F |  | 0.47326 | 0.51541 | 0.5006 | 0.33898 | 0.21 | 0.16149 | NYISO_A-F |  | 0.0665 | 0.17522 | 0.08917 | 0.02658 | 0.03452 | -0.01374
NYISO_G-I |  | 0.23554 | 0.42874 | 0.32334 | 0.18146 | 0.38985 | 0.43737 | NYISO_G-I |  | 0.37125 | 0.52926 | 0.50204 | 0.32331 | 0.28446 | 0.70896 | NYISO_G-I |  | -0.13571 | -0.10052 | -0.1787 | -0.14185 | 0.10539 | -0.27159
NYISO_J-K |  | 0.91738 | 1.0605 | 0.88454 | 0.34247 | 0.20837 | 0.14246 | NYISO_J-K |  | 1.0291 | 1.1374 | 1.0559 | 0.60028 | 0.46336 | 0.30215 | NYISO_J-K |  | -0.11174 | -0.07685 | -0.17139 | -0.25781 | -0.25499 | -0.15969
PJM_E |  | 2.5625 | 2.7836 | 2.5008 | 1.6247 | 1.3506 | 0.83778 | PJM_E |  | 2.6905 | 2.8817 | 2.9157 | 1.9732 | 1.488 | 0.88508 | PJM_E |  | -0.12799 | -0.09805 | -0.41498 | -0.34845 | -0.13739 | -0.0473
PJM_ROM |  | 1.4814 | 1.5777 | 1.3294 | 1.4479 | 1.3022 | 2.237 | PJM_ROM |  | 1.5492 | 1.5539 | 1.5106 | 1.0277 | 1.2387 | 2.4969 | PJM_ROM |  | -0.0678 | 0.02372 | -0.18115 | 0.42024 | 0.06351 | -0.25992
PJM_ROR |  | 11.5125 | 12.0514 | 8.0327 | 5.7391 | 7.0159 | 8.0348 | PJM_ROR |  | 12.2248 | 13.3616 | 11.4114 | 8.4441 | 7.5207 | 8.8862 | PJM_ROR |  | -0.7123 | -1.3102 | -3.3787 | -2.705 | -0.50482 | -0.85146
SOCO |  | 8.1269 | 9.0866 | 6.5602 | 5.0155 | 6.5167 | 5.6674 | SOCO |  | 8.1556 | 9.3689 | 8.8804 | 5.7381 | 5.6022 | 5.8963 | SOCO |  | -0.02875 | -0.28233 | -2.3202 | -0.72261 | 0.9145 | -0.22895
SPP_N |  | 1.1929 | 0.27016 | 0.12518 | 0.10119 | 0.10161 | 0.09138 | SPP_N |  | 1.3364 | 0.60406 | 0.34552 | 0.22127 | 0.1588 | 0.13837 | SPP_N |  | -0.14348 | -0.3339 | -0.22034 | -0.12008 | -0.05719 | -0.04699
SPP_S |  | 3.8416 | 0.61309 | 0.32918 | 0.21951 | 0.2382 | 0.16167 | SPP_S |  | 4.0606 | 1.6575 | 1.4369 | 0.76103 | 0.5558 | 0.53833 | SPP_S |  | -0.21903 | -1.0444 | -1.1078 | -0.54152 | -0.3176 | -0.37666
TVA |  | 3.2111 | 4.0367 | 3.4764 | 2.742 | 5.2127 | 4.7851 | TVA |  | 3.3162 | 4.1714 | 3.9635 | 2.7142 | 5.2056 | 4.7903 | TVA |  | -0.10515 | -0.13463 | -0.4871 | 0.02779 | 0.00709 | -0.00516
VACAR |  | 7.0776 | 7.2093 | 5.8724 | 4.4558 | 6.4268 | 5.9844 | VACAR |  | 7.1632 | 7.3551 | 6.9101 | 5.3354 | 3.1537 | 4.8524 | VACAR |  | -0.08564 | -0.14575 | -1.0377 | -0.87958 | 3.2731 | 1.132
IESO |  | 0.89317 | 0.88879 | 0.93254 | 0.97183 | 1.1437 | 0.93726 | IESO |  | 0.86646 | 0.86971 | 0.90863 | 0.94887 | 0.87416 | 0.83626 | IESO |  | 0.02671 | 0.01908 | 0.02391 | 0.02296 | 0.26952 | 0.101
MAPP_CA |  | 0.04489 | 0.01447 | 0 | 0 | 7e-05 | 4e-05 | MAPP_CA |  | 0.07166 | 0.02428 | 0 | 0 | 2e-05 | 0 | MAPP_CA |  | -0.02677 | -0.00981 | 0 | 0 | 5e-05 | 4e-05
HQ/Maritimes |  | 0 | 0 | 0 | 1e-05 | 0.00027 | 0.00019 | HQ/Maritimes |  | 0 | 0 | 0 | 0 | 9e-05 | 9e-05 | HQ/Maritimes |  | 0 | 0 | 0 | 1e-05 | 0.00018 | 0.0001
ERCOT |  | 10.2285 | 11.4675 | 8.5486 | 6.0879 | 5.8741 | 5.1549 | ERCOT |  | 10.1775 | 11.4599 | 8.656 | 6.4228 | 5.9095 | 5.1973 | ERCOT |  | 0.05098 | 0.00766 | -0.10739 | -0.33488 | -0.03537 | -0.04238
WEST |  | 16.4802 | 17.0746 | 16.2928 | 9.9754 | 7.1874 | 7.661 | WEST |  | 16.4712 | 17.1471 | 16.2573 | 10.6825 | 7.2554 | 8.1532 | WEST |  | 0.00904 | -0.07256 | 0.03551 | -0.70716 | -0.06803 | -0.49217
ALL |  | 98.1866 | 99.2589 | 76.2939 | 53.3654 | 53.3204 | 56.5897 | ALL |  | 99.439 | 104.8833 | 92.8735 | 60.2672 | 53.144 | 62.5256 | ALL |  | -1.2524 | -5.6243 | -16.5796 | -6.9018 | 0.17641 | -5.9359
|  | Fuel Cost [includes coal shadow price] ($billion) 2015: Emission Cost ($Billion) |  |  | Emission Cost ($Billion) | [7 empty] | Emission Cost ($Billion)
Pool/Region |  | 2015 | 2020 | 2025 | 2030 | 2035 | 2040 |  |  | 2015 | 2020 | 2025 | 2030 | 2035 | 2040 |  |  | 2015 | 2020 | 2025 | 2030 | 2035 | 2040
ENT |  | 2.3095 | 1.1523 | 0.88501 | 1.6899 | 1.9121 | 1.803 | ENT |  | 2.2178 | 1.5894 | 2.3251 | 3.812 | 4.1794 | 2.0549 | ENT |  | 0.09161 | -0.43706 | -1.4401 | -2.122 | -2.2673 | -0.25188
FRCC |  | 2.314 | 2.9814 | 4.1674 | 4.9207 | 4.2912 | 3.4304 | FRCC |  | 2.3434 | 3.0317 | 4.4271 | 4.8608 | 4.0855 | 3.9411 | FRCC |  | -0.02939 | -0.0503 | -0.25975 | 0.05988 | 0.2057 | -0.51067
MAPP_US |  | 0.3178 | 0.10978 | 0.0076 | 0.0061 | 0.01743 | 0.01358 | MAPP_US |  | 0.32632 | 0.14567 | 0.03604 | 0.02275 | 0.04487 | 0.07718 | MAPP_US |  | -0.00852 | -0.03589 | -0.02844 | -0.01665 | -0.02744 | -0.0636
MISO_IN |  | 1.7406 | 1.5342 | 0.33281 | 0.58233 | 0.88506 | 0.76992 | MISO_IN |  | 1.7894 | 2.6582 | 2.6164 | 2.4675 | 3.1192 | 3.4206 | MISO_IN |  | -0.04884 | -1.1239 | -2.2836 | -1.8851 | -2.2342 | -2.6507
MISO_MI |  | 0.80455 | 0.14884 | 0.11546 | 0.17631 | 0.18264 | 0.13395 | MISO_MI |  | 1.0441 | 0.60306 | 1.0705 | 1.2968 | 2.1465 | 0.4837 | MISO_MI |  | -0.23953 | -0.45422 | -0.95508 | -1.1204 | -1.9638 | -0.34975
MISO_MO-IL |  | 1.9688 | 0.75285 | 0.1072 | 0.06654 | 0.10702 | 0.10925 | MISO_MO-IL |  | 2.0427 | 0.95342 | 0.46541 | 0.22021 | 0.29537 | 0.32457 | MISO_MO-IL |  | -0.07396 | -0.20057 | -0.35821 | -0.15367 | -0.18835 | -0.21532
MISO_W |  | 2.107 | 1.0034 | 0.09699 | 0.15379 | 0.20958 | 0.22165 | MISO_W |  | 2.0737 | 1.3954 | 0.36574 | 0.30257 | 0.41475 | 0.51487 | MISO_W |  | 0.03333 | -0.39199 | -0.26875 | -0.14878 | -0.20517 | -0.29322
MISO_WUMS |  | 1.089 | 2.5708 | 2.6292 | 5.8639 | 5.4267 | 3.8541 | MISO_WUMS |  | 0.69012 | 0.78402 | 1.1789 | 1.3081 | 2.4598 | 1.6652 | MISO_WUMS |  | 0.39887 | 1.7868 | 1.4502 | 4.5558 | 2.9669 | 2.1889
NE |  | 0.87263 | 0.09457 | 0.02395 | 0.03392 | 0.07471 | 0.10151 | NE |  | 0.87292 | 0.07732 | 0.03381 | 0.06376 | 0.0738 | 0.09258 | NE |  | -0.00029 | 0.01725 | -0.00986 | -0.02984 | 0.00091 | 0.00893
NEISO |  | 0.43634 | 0.41093 | 0.52985 | 0.83059 | 0.70955 | 0.66902 | NEISO |  | 0.4167 | 0.38704 | 0.53156 | 0.82355 | 0.74061 | 0.74211 | NEISO |  | 0.01964 | 0.02389 | -0.00171 | 0.00704 | -0.03106 | -0.07309
NonRTO_Midwest |  | 1.2492 | 1.3584 | 0.83693 | 1.5903 | 2.3039 | 0.55014 | NonRTO_Midwest |  | 1.1681 | 1.2071 | 1.1031 | 1.8021 | 2.9415 | 0.7962 | NonRTO_Midwest |  | 0.08108 | 0.15135 | -0.26622 | -0.21176 | -0.6376 | -0.24606
NYISO_A-F |  | 0.0712 | 0.14326 | 0.19718 | 0.28125 | 0.14448 | 0.03999 | NYISO_A-F |  | 0.05695 | 0.09116 | 0.14974 | 0.23493 | 0.11449 | 0.09124 | NYISO_A-F |  | 0.01425 | 0.0521 | 0.04744 | 0.04632 | 0.02999 | -0.05125
NYISO_G-I |  | 0.0244 | 0.09524 | 0.10954 | 0.0718 | 0.11786 | 0.10723 | NYISO_G-I |  | 0.05418 | 0.12515 | 0.20466 | 0.30223 | 0.50693 | 0.17887 | NYISO_G-I |  | -0.02978 | -0.02991 | -0.09512 | -0.23043 | -0.38907 | -0.07164
NYISO_J-K |  | 0.21679 | 0.35176 | 0.54136 | 0.67328 | 0.87048 | 0.84696 | NYISO_J-K |  | 0.2387 | 0.3707 | 0.63565 | 1.1079 | 1.7456 | 1.5893 | NYISO_J-K |  | -0.02191 | -0.01894 | -0.09429 | -0.43463 | -0.8751 | -0.74237
PJM_E |  | 0.4562 | 0.70168 | 1.0838 | 1.778 | 3.1283 | 2.3015 | PJM_E |  | 0.48405 | 0.73413 | 1.3156 | 2.3512 | 3.5041 | 2.5104 | PJM_E |  | -0.02785 | -0.03245 | -0.23179 | -0.57322 | -0.37584 | -0.20892
PJM_ROM |  | 0.479 | 0.41886 | 0.51733 | 0.78064 | 1.4183 | 0.87447 | PJM_ROM |  | 0.46402 | 0.3953 | 0.61423 | 1.0028 | 1.4898 | 1.2205 | PJM_ROM |  | 0.01498 | 0.02356 | -0.0969 | -0.22218 | -0.07151 | -0.34607
PJM_ROR |  | 6.9967 | 6.8458 | 3.9295 | 6.7341 | 10.0153 | 7.2778 | PJM_ROR |  | 6.3331 | 6.5214 | 5.9846 | 11.2132 | 17.2841 | 3.054 | PJM_ROR |  | 0.66355 | 0.3244 | -2.0551 | -4.4791 | -7.2688 | 4.2238
SOCO |  | 2.4502 | 2.8226 | 2.9974 | 5.9429 | 3.1051 | 1.1486 | SOCO |  | 2.407 | 2.8342 | 4.1816 | 5.9939 | 4.3107 | 1.5678 | SOCO |  | 0.04317 | -0.01158 | -1.1841 | -0.05103 | -1.2056 | -0.4192
SPP_N |  | 1.5866 | 0.35854 | 0.03267 | 0.0291 | 0.05391 | 0.03152 | SPP_N |  | 1.6198 | 0.51004 | 0.18232 | 0.23593 | 0.29586 | 0.3124 | SPP_N |  | -0.03314 | -0.1515 | -0.14965 | -0.20683 | -0.24195 | -0.28088
SPP_S |  | 2.8249 | 0.35601 | 0.19868 | 0.34775 | 0.60025 | 0.49503 | SPP_S |  | 2.4712 | 0.68143 | 0.80115 | 1.2074 | 1.5863 | 1.9731 | SPP_S |  | 0.35372 | -0.32542 | -0.60247 | -0.85962 | -0.98603 | -1.4781
TVA |  | 1.5023 | 1.6788 | 1.5486 | 3.0234 | 2.0467 | 0.57968 | TVA |  | 1.3813 | 1.4961 | 1.7721 | 3.1181 | 2.4605 | 0.91751 | TVA |  | 0.12095 | 0.18273 | -0.22352 | -0.09474 | -0.4138 | -0.33783
VACAR |  | 1.9009 | 2.154 | 2.1925 | 3.3628 | 3.0842 | 1.0353 | VACAR |  | 1.8518 | 2.1391 | 2.5323 | 4.6007 | 3.7086 | 1.4366 | VACAR |  | 0.04912 | 0.01487 | -0.33983 | -1.2378 | -0.62438 | -0.40133
IESO |  | 0.01043 | 0.006 | 0.00264 | 0 | 1e-05 | 1e-05 | IESO |  | 0.0034 | 0.00214 | 0.001 | 0 | 0 | 0 | IESO |  | 0.00703 | 0.00386 | 0.00164 | 0 | 1e-05 | 1e-05
MAPP_CA |  | 0.01381 | 0.00571 | 0 | 1e-05 | 1e-05 | 1e-05 | MAPP_CA |  | 0.0215 | 0.00955 | 0 | 0 | 0 | 0 | MAPP_CA |  | -0.00769 | -0.00384 | 0 | 1e-05 | 1e-05 | 1e-05
HQ/Maritimes |  | 0 | 0 | 0 | 0 | 0 | 0 | HQ/Maritimes |  | 0 | 0 | 0 | 0 | 0 | 0 | HQ/Maritimes |  | 0 | 0 | 0 | 0 | 0 | 0
ERCOT |  | 3.1994 | 4.1884 | 4.4209 | 8.3216 | 7.3614 | 7.4452 | ERCOT |  | 3.1862 | 4.1772 | 4.492 | 9.019 | 7.4498 | 7.5877 | ERCOT |  | 0.01324 | 0.01117 | -0.07105 | -0.69745 | -0.08835 | -0.14252
WEST |  | 8.0516 | 10.1014 | 7.9222 | 9.3382 | 6.9151 | 6.2459 | WEST |  | 8.0497 | 10.0942 | 7.9007 | 10.6337 | 6.8603 | 6.7088 | WEST |  | 0.00191 | 0.00718 | 0.02152 | -1.2955 | 0.05474 | -0.46287
ALL |  | 44.9937 | 42.3456 | 35.4269 | 56.5995 | 54.9814 | 40.086 | ALL |  | 43.6082 | 43.014 | 44.9214 | 68.0011 | 71.8184 | 43.2614 | ALL |  | 1.3855 | -0.66844 | -9.4945 | -11.4016 | -16.837 | -3.1754
|  | Emission Cost ($Billion) 2015: VOM Costs ($Billion) |  |  | VOM Costs ($Billion) | [7 empty] | VOM Costs ($Billion)
Pool/Region |  | 2015 | 2020 | 2025 | 2030 | 2035 | 2040 |  |  | 2015 | 2020 | 2025 | 2030 | 2035 | 2040 |  |  | 2015 | 2020 | 2025 | 2030 | 2035 | 2040
ENT |  | 0.53267 | 0.34419 | 0.21796 | 0.19824 | 0.14742 | 0.30746 | ENT |  | 0.53895 | 0.43744 | 0.41663 | 0.3553 | 0.36788 | 0.47366 | ENT |  | -0.00628 | -0.09325 | -0.19867 | -0.15706 | -0.22046 | -0.1662
FRCC |  | 0.74356 | 0.71475 | 0.68336 | 0.65372 | 0.58032 | 0.58819 | FRCC |  | 0.75361 | 0.72832 | 0.71433 | 0.66578 | 0.61069 | 0.63934 | FRCC |  | -0.01005 | -0.01357 | -0.03097 | -0.01206 | -0.03037 | -0.05115
MAPP_US |  | 0.08979 | 0.02623 | 0.00133 | 0.00063 | 0.001 | 0.00136 | MAPP_US |  | 0.09347 | 0.03476 | 0.00608 | 0.0019 | 0.00206 | 0.00263 | MAPP_US |  | -0.00368 | -0.00853 | -0.00475 | -0.00127 | -0.00106 | -0.00127
MISO_IN |  | 0.48233 | 0.3748 | 0.05241 | 0.07662 | 0.14824 | 0.25708 | MISO_IN |  | 0.50909 | 0.6891 | 0.43003 | 0.20878 | 0.23166 | 0.20991 | MISO_IN |  | -0.02676 | -0.3143 | -0.37762 | -0.13216 | -0.08342 | 0.04717
MISO_MI |  | 0.17408 | 0.06117 | 0.04802 | 0.04457 | 0.02757 | 0.02518 | MISO_MI |  | 0.25552 | 0.18841 | 0.19516 | 0.12824 | 0.11217 | 0.18347 | MISO_MI |  | -0.08144 | -0.12724 | -0.14714 | -0.08367 | -0.0846 | -0.15829
MISO_MO-IL |  | 0.409 | 0.16852 | 0.05215 | 0.05004 | 0.0625 | 0.06178 | MISO_MO-IL |  | 0.42009 | 0.22383 | 0.10215 | 0.06577 | 0.07788 | 0.07571 | MISO_MO-IL |  | -0.01109 | -0.05531 | -0.05 | -0.01573 | -0.01538 | -0.01393
MISO_W |  | 0.46532 | 0.2514 | 0.08483 | 0.08315 | 0.04378 | 0.04143 | MISO_W |  | 0.45928 | 0.33618 | 0.1155 | 0.08554 | 0.03922 | 0.03695 | MISO_W |  | 0.00604 | -0.08478 | -0.03067 | -0.00239 | 0.00456 | 0.00448
MISO_WUMS |  | 0.38575 | 0.72575 | 0.47855 | 0.48272 | 0.24537 | 0.14234 | MISO_WUMS |  | 0.23596 | 0.23047 | 0.22057 | 0.13566 | 0.13017 | 0.14898 | MISO_WUMS |  | 0.14979 | 0.49528 | 0.25798 | 0.34706 | 0.1152 | -0.00664
NE |  | 0.15915 | 0.04205 | 0.03953 | 0.03887 | 0.02126 | 0.02115 | NE |  | 0.15916 | 0.04976 | 0.03927 | 0.03705 | 0.01524 | 0.01265 | NE |  | -1e-05 | -0.00771 | 0.00026 | 0.00182 | 0.00602 | 0.0085
NEISO |  | 0.22909 | 0.18472 | 0.16248 | 0.15537 | 0.10778 | 0.08291 | NEISO |  | 0.22458 | 0.18064 | 0.16221 | 0.15532 | 0.09857 | 0.08198 | NEISO |  | 0.00451 | 0.00408 | 0.00027 | 5e-05 | 0.00921 | 0.00093
NonRTO_Midwest |  | 0.39266 | 0.3578 | 0.14083 | 0.16925 | 0.19223 | 0.25262 | NonRTO_Midwest |  | 0.37298 | 0.32338 | 0.19589 | 0.16426 | 0.23085 | 0.29651 | NonRTO_Midwest |  | 0.01968 | 0.03442 | -0.05506 | 0.00499 | -0.03862 | -0.04389
NYISO_A-F |  | 0.08558 | 0.09249 | 0.08882 | 0.07069 | 0.04681 | 0.02678 | NYISO_A-F |  | 0.08238 | 0.08406 | 0.08412 | 0.06752 | 0.0452 | 0.02764 | NYISO_A-F |  | 0.0032 | 0.00843 | 0.0047 | 0.00317 | 0.00161 | -0.00086
NYISO_G-I |  | 0.04349 | 0.05341 | 0.04877 | 0.04104 | 0.04281 | 0.05153 | NYISO_G-I |  | 0.05042 | 0.06209 | 0.06207 | 0.05512 | 0.04838 | 0.0926 | NYISO_G-I |  | -0.00693 | -0.00868 | -0.0133 | -0.01408 | -0.00557 | -0.04107
NYISO_J-K |  | 0.0632 | 0.0706 | 0.06668 | 0.04166 | 0.02893 | 0.0185 | NYISO_J-K |  | 0.068 | 0.07349 | 0.07672 | 0.06275 | 0.05546 | 0.03694 | NYISO_J-K |  | -0.0048 | -0.00289 | -0.01004 | -0.02109 | -0.02653 | -0.01844
PJM_E |  | 0.30969 | 0.30774 | 0.3003 | 0.26521 | 0.22755 | 0.15712 | PJM_E |  | 0.31607 | 0.31481 | 0.32656 | 0.29609 | 0.24601 | 0.16434 | PJM_E |  | -0.00638 | -0.00707 | -0.02626 | -0.03088 | -0.01846 | -0.00722
PJM_ROM |  | 0.2244 | 0.19059 | 0.16449 | 0.18584 | 0.16472 | 0.30348 | PJM_ROM |  | 0.21698 | 0.18511 | 0.17385 | 0.15662 | 0.22842 | 0.34666 | PJM_ROM |  | 0.00742 | 0.00548 | -0.00936 | 0.02922 | -0.0637 | -0.04318
PJM_ROR |  | 2.2705 | 2.0365 | 1.0115 | 0.93596 | 1.111 | 1.0615 | PJM_ROR |  | 2.1142 | 1.9834 | 1.3463 | 1.2804 | 1.2505 | 1.245 | PJM_ROR |  | 0.15633 | 0.05303 | -0.33477 | -0.34441 | -0.13947 | -0.18346
SOCO |  | 0.77821 | 0.76971 | 0.62668 | 0.61145 | 0.78669 | 0.75091 | SOCO |  | 0.76997 | 0.7776 | 0.75599 | 0.74579 | 0.74614 | 0.75032 | SOCO |  | 0.00824 | -0.00789 | -0.12931 | -0.13434 | 0.04055 | 0.00059
SPP_N |  | 0.42311 | 0.0975 | 0.02693 | 0.02522 | 0.02524 | 0.02462 | SPP_N |  | 0.43059 | 0.13169 | 0.04663 | 0.04193 | 0.03294 | 0.0292 | SPP_N |  | -0.00748 | -0.03419 | -0.0197 | -0.01671 | -0.0077 | -0.00458
SPP_S |  | 0.50676 | 0.06892 | 0.02078 | 0.01685 | 0.0167 | 0.01061 | SPP_S |  | 0.44036 | 0.15668 | 0.10794 | 0.07188 | 0.05278 | 0.04661 | SPP_S |  | 0.0664 | -0.08776 | -0.08716 | -0.05503 | -0.03608 | -0.036
TVA |  | 0.60286 | 0.58016 | 0.396 | 0.39084 | 0.52124 | 0.48706 | TVA |  | 0.56819 | 0.53836 | 0.42818 | 0.38059 | 0.50225 | 0.4762 | TVA |  | 0.03467 | 0.0418 | -0.03218 | 0.01025 | 0.01899 | 0.01086
VACAR |  | 0.87143 | 0.80777 | 0.64613 | 0.63554 | 0.75816 | 0.7788 | VACAR |  | 0.85946 | 0.80762 | 0.7504 | 0.7171 | 0.48084 | 0.54795 | VACAR |  | 0.01197 | 0.00015 | -0.10427 | -0.08156 | 0.27732 | 0.23085
IESO |  | 0.24501 | 0.24257 | 0.24134 | 0.24206 | 0.23629 | 0.20279 | IESO |  | 0.24218 | 0.23932 | 0.23579 | 0.24106 | 0.22203 | 0.19628 | IESO |  | 0.00283 | 0.00325 | 0.00555 | 0.001 | 0.01426 | 0.00651
MAPP_CA |  | 0.00316 | 0.00097 | 0.00017 | 0.00034 | 0.00033 | 0.00033 | MAPP_CA |  | 0.0049 | 0.00156 | 0.00017 | 0.00027 | 0.00027 | 0.00027 | MAPP_CA |  | -0.00174 | -0.00059 | 0 | 7e-05 | 6e-05 | 6e-05
HQ/Maritimes |  | 0 | 0 | 1e-05 | 0.24098 | 0.55914 | 0.64581 | HQ/Maritimes |  | 0 | 0 | 0 | 0 | 0 | 0 | HQ/Maritimes |  | 0 | 0 | 1e-05 | 0.24098 | 0.55914 | 0.64581
ERCOT |  | 1.0322 | 0.973 | 0.73751 | 0.7302 | 0.74441 | 0.70201 | ERCOT |  | 1.0389 | 0.98065 | 0.75237 | 0.75127 | 0.75471 | 0.71241 | ERCOT |  | -0.00669 | -0.00765 | -0.01486 | -0.02107 | -0.0103 | -0.0104
WEST |  | 2.3139 | 2.4882 | 1.852 | 1.6934 | 1.6087 | 1.6912 | WEST |  | 2.3136 | 2.484 | 1.8543 | 1.7056 | 1.6291 | 1.7172 | WEST |  | 0.00033 | 0.0042 | -0.00227 | -0.01217 | -0.02046 | -0.02603
ALL |  | 13.837 | 12.0316 | 8.1897 | 8.0806 | 8.4564 | 8.6947 | ALL |  | 13.5389 | 12.2429 | 9.5993 | 8.5776 | 8.2116 | 8.5515 | ALL |  | 0.29812 | -0.21123 | -1.4096 | -0.49698 | 0.24483 | 0.14327
|  | VOM Costs ($Billion) 2015: FOM Costs ($Billion) |  |  | FOM Costs ($Billion) | [7 empty] | FOM Costs ($Billion)
Pool/Region |  | 2015 | 2020 | 2025 | 2030 | 2035 | 2040 |  |  | 2015 | 2020 | 2025 | 2030 | 2035 | 2040 |  |  | 2015 | 2020 | 2025 | 2030 | 2035 | 2040
ENT |  | 1.9275 | 1.8566 | 1.5676 | 1.4814 | 1.3627 | 2.2704 | ENT |  | 1.8717 | 1.6446 | 1.4283 | 1.4222 | 1.5664 | 2.5177 | ENT |  | 0.05581 | 0.21205 | 0.13938 | 0.05915 | -0.20365 | -0.24723
FRCC |  | 1.8882 | 2.1228 | 2.0546 | 2.8138 | 3.6846 | 3.6754 | FRCC |  | 1.9153 | 2.1507 | 2.1386 | 2.911 | 3.7596 | 3.7215 | FRCC |  | -0.02716 | -0.02785 | -0.08397 | -0.09717 | -0.07504 | -0.04603
MAPP_US |  | 0.24188 | 0.34123 | 0.36639 | 0.37914 | 0.38108 | 0.38615 | MAPP_US |  | 0.24256 | 0.33832 | 0.31815 | 0.31873 | 0.32094 | 0.32398 | MAPP_US |  | -0.00068 | 0.00291 | 0.04824 | 0.06041 | 0.06014 | 0.06217
MISO_IN |  | 0.8856 | 0.88181 | 0.50994 | 0.53424 | 0.63112 | 1.0324 | MISO_IN |  | 0.87581 | 0.99129 | 0.90661 | 1.8604 | 1.9324 | 1.9944 | MISO_IN |  | 0.00979 | -0.10948 | -0.39667 | -1.3262 | -1.3013 | -0.96202
MISO_MI |  | 1.0121 | 0.84895 | 0.78832 | 0.80868 | 0.70771 | 0.96433 | MISO_MI |  | 1.0931 | 0.92574 | 0.87391 | 0.89426 | 0.81807 | 1.4152 | MISO_MI |  | -0.08103 | -0.07679 | -0.08559 | -0.08558 | -0.11036 | -0.45083
MISO_MO-IL |  | 1.2248 | 0.85089 | 0.78211 | 0.83986 | 0.85804 | 0.87264 | MISO_MO-IL |  | 1.2659 | 0.86854 | 1.0886 | 1.4477 | 1.4695 | 1.4836 | MISO_MO-IL |  | -0.04115 | -0.01765 | -0.30647 | -0.60781 | -0.61144 | -0.61094
MISO_W |  | 1.5934 | 1.406 | 3.8609 | 4.2635 | 3.6848 | 3.7872 | MISO_W |  | 1.5934 | 1.4167 | 2.1609 | 2.0946 | 1.5157 | 1.5577 | MISO_W |  | 4e-05 | -0.01067 | 1.7 | 2.1689 | 2.169 | 2.2295
MISO_WUMS |  | 0.87962 | 1.0432 | 0.96217 | 1.2953 | 0.74128 | 0.75581 | MISO_WUMS |  | 0.80152 | 0.772 | 0.72793 | 1.3099 | 0.75578 | 1.024 | MISO_WUMS |  | 0.0781 | 0.27116 | 0.23424 | -0.01459 | -0.0145 | -0.26814
NE |  | 0.50052 | 1.0655 | 1.0388 | 1.1158 | 0.86869 | 0.87698 | NE |  | 0.51228 | 0.6698 | 0.64865 | 0.738 | 0.63825 | 0.65925 | NE |  | -0.01176 | 0.39573 | 0.39012 | 0.37776 | 0.23044 | 0.21773
NEISO |  | 1.3037 | 1.3956 | 1.3023 | 1.2998 | 1.5355 | 1.9781 | NEISO |  | 1.3037 | 1.3962 | 1.2867 | 1.3217 | 1.4873 | 1.9298 | NEISO |  | -2e-05 | -0.0006 | 0.0156 | -0.02189 | 0.04826 | 0.04833
NonRTO_Midwest |  | 0.70051 | 0.51476 | 0.4566 | 0.41492 | 0.52997 | 0.8596 | NonRTO_Midwest |  | 0.65898 | 0.45192 | 0.39911 | 0.34749 | 0.4631 | 0.85808 | NonRTO_Midwest |  | 0.04153 | 0.06284 | 0.05749 | 0.06743 | 0.06687 | 0.00152
NYISO_A-F |  | 0.83967 | 0.91242 | 0.88361 | 0.89406 | 1.1747 | 1.1917 | NYISO_A-F |  | 0.84378 | 0.91802 | 0.88876 | 0.98878 | 1.2237 | 1.1975 | NYISO_A-F |  | -0.00411 | -0.0056 | -0.00515 | -0.09472 | -0.04903 | -0.00579
NYISO_G-I |  | 0.34434 | 0.38271 | 0.35584 | 0.36435 | 0.58309 | 0.29129 | NYISO_G-I |  | 0.34431 | 0.38775 | 0.36087 | 0.36941 | 0.6088 | 0.48899 | NYISO_G-I |  | 3e-05 | -0.00504 | -0.00503 | -0.00506 | -0.02571 | -0.1977
NYISO_J-K |  | 0.40733 | 0.50413 | 0.42456 | 0.44288 | 0.4697 | 0.4697 | NYISO_J-K |  | 0.38664 | 0.47965 | 0.39713 | 0.42575 | 0.4393 | 0.4393 | NYISO_J-K |  | 0.02069 | 0.02448 | 0.02743 | 0.01713 | 0.0304 | 0.0304
PJM_E |  | 1.9791 | 2.0384 | 1.9541 | 1.9839 | 1.6542 | 2.6949 | PJM_E |  | 1.9227 | 1.9717 | 1.8371 | 1.8667 | 1.5606 | 2.6988 | PJM_E |  | 0.0564 | 0.06677 | 0.11692 | 0.11713 | 0.09361 | -0.00392
PJM_ROM |  | 1.411 | 1.5121 | 1.406 | 1.5397 | 1.4874 | 2.6068 | PJM_ROM |  | 1.3677 | 1.4646 | 1.2601 | 1.2531 | 1.7466 | 2.7089 | PJM_ROM |  | 0.04327 | 0.04752 | 0.14591 | 0.28657 | -0.25921 | -0.10208
PJM_ROR |  | 6.7945 | 6.5412 | 5.3293 | 5.372 | 5.6369 | 8.7217 | PJM_ROR |  | 6.4697 | 6.1613 | 5.3775 | 6.0622 | 5.9151 | 10.6122 | PJM_ROR |  | 0.32479 | 0.37995 | -0.04823 | -0.69022 | -0.27814 | -1.8905
SOCO |  | 2.2847 | 2.4929 | 2.1617 | 2.2623 | 3.4872 | 4.2638 | SOCO |  | 2.2583 | 2.4622 | 2.1332 | 2.7645 | 3.373 | 4.1686 | SOCO |  | 0.02643 | 0.03067 | 0.0285 | -0.50215 | 0.11412 | 0.09514
SPP_N |  | 0.91108 | 1.7216 | 2.2881 | 2.3058 | 2.3199 | 2.4208 | SPP_N |  | 0.98371 | 1.4575 | 1.3122 | 1.3704 | 1.6799 | 1.7423 | SPP_N |  | -0.07263 | 0.2641 | 0.97591 | 0.93539 | 0.64005 | 0.67852
SPP_S |  | 1.6653 | 2.649 | 2.1711 | 2.2266 | 2.2806 | 2.2843 | SPP_S |  | 1.5196 | 2.3025 | 1.9903 | 2.1431 | 2.2664 | 2.3243 | SPP_S |  | 0.14574 | 0.34651 | 0.18088 | 0.08359 | 0.01426 | -0.04002
TVA |  | 2.0325 | 2.0899 | 1.8372 | 1.7974 | 2.2311 | 3.0945 | TVA |  | 1.9582 | 2.0071 | 1.7635 | 1.7136 | 2.1081 | 3.0451 | TVA |  | 0.07432 | 0.08274 | 0.07372 | 0.08387 | 0.12299 | 0.04933
VACAR |  | 2.9584 | 3.3748 | 3.1537 | 3.3065 | 3.593 | 5.9968 | VACAR |  | 2.9144 | 3.3267 | 3.1236 | 3.2548 | 4.0062 | 6.6597 | VACAR |  | 0.04399 | 0.04813 | 0.03014 | 0.05176 | -0.4132 | -0.66287
IESO |  | 2.2154 | 2.2154 | 2.2154 | 2.219 | 2.0488 | 2.5847 | IESO |  | 2.2153 | 2.2153 | 2.2153 | 2.2153 | 2.0482 | 2.383 | IESO |  | 6e-05 | 7e-05 | 7e-05 | 0.00369 | 0.00058 | 0.20168
MAPP_CA |  | 0.21023 | 0.18349 | 0.14144 | 0.17636 | 0.16787 | 0.16787 | MAPP_CA |  | 0.21024 | 0.18349 | 0.14143 | 0.16161 | 0.15578 | 0.15578 | MAPP_CA |  | -1e-05 | 0 | 1e-05 | 0.01475 | 0.01209 | 0.01209
HQ/Maritimes |  | 4e-05 | 4e-05 | 4e-05 | 0.03617 | 0.08263 | 0.08263 | HQ/Maritimes |  | 4e-05 | 4e-05 | 4e-05 | 4e-05 | 4e-05 | 4e-05 | HQ/Maritimes |  | 0 | 0 | 0 | 0.03613 | 0.08259 | 0.08259
ERCOT |  | 3.0235 | 3.4853 | 3.5464 | 3.6788 | 4.4116 | 4.7029 | ERCOT |  | 2.9974 | 3.4523 | 3.5053 | 3.5778 | 4.3925 | 4.6839 | ERCOT |  | 0.02608 | 0.03293 | 0.04108 | 0.101 | 0.01908 | 0.01905
WEST |  | 7.079 | 8.554 | 8.3019 | 9.8225 | 11.025 | 12.1124 | WEST |  | 7.0786 | 8.5473 | 8.2968 | 9.6654 | 11.0249 | 12.0356 | WEST |  | 0.00046 | 0.0067 | 0.00503 | 0.15714 | 0.0001 | 0.07688
ALL |  | 46.3139 | 50.9848 | 49.8603 | 53.6749 | 57.6392 | 71.1459 | ALL |  | 45.6049 | 48.9632 | 46.5806 | 52.4983 | 57.276 | 72.829 | ALL |  | 0.70896 | 2.0216 | 3.2797 | 1.1765 | 0.3632 | -1.6831
|  | FOM Costs ($Billion) 2015: Levelized Capital Costs ($Billion) |  |  | Levelized Capital Costs ($Billion) | [7 empty] | Levelized Capital Costs ($Billion)
Pool/Region |  | 2015 | 2020 | 2025 | 2030 | 2035 | 2040 |  |  | 2015 | 2020 | 2025 | 2030 | 2035 | 2040 |  |  | 2015 | 2020 | 2025 | 2030 | 2035 | 2040
ENT |  | 0.4209 | 0.72794 | 0.75713 | 0.70256 | 1.0681 | 2.7569 | ENT |  | 0.57807 | 1.0725 | 1.1017 | 1.1272 | 3.1565 | 4.9168 | ENT |  | -0.15717 | -0.34452 | -0.34455 | -0.42466 | -2.0884 | -2.1599
FRCC |  | 1.6393 | 1.5807 | 3.3436 | 10.0479 | 14.1066 | 15.8033 | FRCC |  | 1.5911 | 1.5387 | 3.392 | 10.2408 | 14.2738 | 15.6569 | FRCC |  | 0.04817 | 0.04205 | -0.04838 | -0.19295 | -0.1672 | 0.1464
MAPP_US |  | 0.14027 | 1.0166 | 1.6029 | 1.5835 | 1.5068 | 0.6571 | MAPP_US |  | 0.14023 | 0.99329 | 1.1053 | 1.0986 | 1.0227 | 0.18027 | MAPP_US |  | 4e-05 | 0.02332 | 0.49753 | 0.48484 | 0.48408 | 0.47683
MISO_IN |  | 0.21541 | 0.55739 | 0.61766 | 0.70675 | 1.1398 | 2.0879 | MISO_IN |  | 0.42897 | 1.9991 | 2.0588 | 10.7821 | 11.2101 | 10.8161 | MISO_IN |  | -0.21356 | -1.4417 | -1.4412 | -10.0754 | -10.0703 | -8.7282
MISO_MI |  | 0.49624 | 0.53442 | 0.54323 | 0.54322 | 0.06263 | 0.02691 | MISO_MI |  | 0.84122 | 1.2129 | 1.256 | 1.256 | 0.93716 | 1.9338 | MISO_MI |  | -0.34498 | -0.67845 | -0.71279 | -0.7128 | -0.87453 | -1.9069
MISO_MO-IL |  | 0.65283 | 0.66075 | 1.8209 | 1.967 | 1.9559 | 1.9316 | MISO_MO-IL |  | 0.65275 | 0.82031 | 3.5195 | 6.5633 | 6.5704 | 6.5342 | MISO_MO-IL |  | 8e-05 | -0.15956 | -1.6986 | -4.5963 | -4.6145 | -4.6026
MISO_W |  | 0.68549 | 0.68042 | 22.8127 | 23.6396 | 22.9009 | 23.6115 | MISO_W |  | 0.68541 | 0.76906 | 7.2934 | 7.2214 | 6.502 | 6.7581 | MISO_W |  | 8e-05 | -0.08864 | 15.5192 | 16.4181 | 16.3988 | 16.8534
MISO_WUMS |  | 1.6311 | 3.3724 | 3.2477 | 3.2861 | 3.1166 | 2.1117 | MISO_WUMS |  | 1.0116 | 1.2477 | 1.1503 | 3.2665 | 3.1236 | 3.9647 | MISO_WUMS |  | 0.61947 | 2.1248 | 2.0974 | 0.01961 | -0.00695 | -1.853
NE |  | 0.11091 | 5.6441 | 5.6983 | 5.68 | 5.6214 | 0.11089 | NE |  | 0.11088 | 2.6853 | 2.7405 | 2.7439 | 3.7414 | 1.3627 | NE |  | 3e-05 | 2.9587 | 2.9578 | 2.9361 | 1.88 | -1.2518
NEISO |  | 0.79685 | 1.4588 | 1.9906 | 1.9834 | 4.8573 | 3.9219 | NEISO |  | 0.79658 | 1.4676 | 1.8937 | 1.9851 | 4.1816 | 3.2371 | NEISO |  | 0.00027 | -0.00882 | 0.09691 | -0.00162 | 0.67572 | 0.68485
NonRTO_Midwest |  | 0.39208 | 0.66553 | 0.80371 | 1.6144 | 2.4203 | 3.2831 | NonRTO_Midwest |  | 0.46248 | 0.74907 | 0.9413 | 1.0103 | 1.574 | 2.6415 | NonRTO_Midwest |  | -0.0704 | -0.08354 | -0.13759 | 0.60402 | 0.84631 | 0.64157
NYISO_A-F |  | 0.6583 | 0.81456 | 0.82812 | 2.0194 | 2.4428 | 2.2009 | NYISO_A-F |  | 0.65823 | 0.81447 | 0.82803 | 2.182 | 2.4428 | 2.2008 | NYISO_A-F |  | 7e-05 | 9e-05 | 9e-05 | -0.16254 | 4e-05 | 5e-05
NYISO_G-I |  | 6e-05 | 0.01275 | 0.02765 | 0.09142 | 0.31104 | 1.3939 | NYISO_G-I |  | 0 | 0.05912 | 0.07397 | 0.13779 | 0.66596 | 2.6873 | NYISO_G-I |  | 6e-05 | -0.04637 | -0.04632 | -0.04637 | -0.35492 | -1.2933
NYISO_J-K |  | 0.24339 | 0.2434 | 0.26387 | 0.26388 | 0.33631 | 0.10995 | NYISO_J-K |  | 0.24336 | 0.24336 | 0.25477 | 0.31642 | 0.34342 | 0.11706 | NYISO_J-K |  | 3e-05 | 4e-05 | 0.0091 | -0.05254 | -0.00711 | -0.00711
PJM_E |  | 1.035 | 1.0657 | 1.5836 | 1.5792 | 1.1982 | 0.61824 | PJM_E |  | 1.035 | 1.0656 | 1.5835 | 1.5813 | 1.2213 | 0.61584 | PJM_E |  | 3e-05 | 6e-05 | 6e-05 | -0.00215 | -0.02305 | 0.0024
PJM_ROM |  | 0.3845 | 1.0665 | 1.3103 | 1.9756 | 1.9387 | 6.4824 | PJM_ROM |  | 0.38444 | 1.0661 | 1.5335 | 1.5586 | 5.5747 | 8.1079 | PJM_ROM |  | 6e-05 | 0.00036 | -0.22321 | 0.41701 | -3.6359 | -1.6255
PJM_ROR |  | 4.2945 | 5.5274 | 5.5427 | 5.1452 | 8.6211 | 9.6614 | PJM_ROR |  | 5.1159 | 6.3492 | 8.0613 | 12.4066 | 14.0004 | 26.1607 | PJM_ROR |  | -0.82144 | -0.82182 | -2.5186 | -7.2614 | -5.3793 | -16.4993
SOCO |  | 1.1533 | 2.9544 | 2.8541 | 2.9881 | 11.6611 | 15.3332 | SOCO |  | 1.2365 | 3.0331 | 2.9125 | 7.4699 | 11.6499 | 14.5058 | SOCO |  | -0.0832 | -0.07872 | -0.05837 | -4.4818 | 0.01121 | 0.82737
SPP_N |  | 0.12861 | 6.8919 | 13.5319 | 13.5381 | 13.6454 | 7.614 | SPP_N |  | 0.12857 | 4.7694 | 5.7632 | 6.1036 | 8.2301 | 3.9592 | SPP_N |  | 4e-05 | 2.1225 | 7.7688 | 7.4345 | 5.4153 | 3.6548
SPP_S |  | 0.39909 | 9.4577 | 9.4577 | 9.4434 | 9.4707 | 0.45683 | SPP_S |  | 0.399 | 7.9591 | 7.9591 | 8.6427 | 9.0795 | 2.4106 | SPP_S |  | 9e-05 | 1.4985 | 1.4985 | 0.80069 | 0.39116 | -1.9538
TVA |  | 1.0428 | 1.5839 | 1.6122 | 2.26 | 5.8387 | 7.4634 | TVA |  | 1.157 | 1.6858 | 1.714 | 1.6893 | 4.7786 | 6.8068 | TVA |  | -0.1141 | -0.10186 | -0.10185 | 0.57063 | 1.0601 | 0.65659
VACAR |  | 1.8216 | 4.0619 | 4.2705 | 7.2026 | 11.2443 | 14.306 | VACAR |  | 1.8957 | 4.1282 | 6.0046 | 6.9024 | 18.3195 | 21.9749 | VACAR |  | -0.07403 | -0.06632 | -1.7341 | 0.30022 | -7.0752 | -7.6689
IESO |  | 1.5673 | 1.5673 | 1.5673 | 1.6663 | 0.41923 | 2.3316 | IESO |  | 1.5673 | 1.5673 | 1.5673 | 1.5673 | 0.40521 | 0.24381 | IESO |  | 2e-05 | 2e-05 | 3e-05 | 0.099 | 0.01402 | 2.0878
MAPP_CA |  | 0.08723 | 0.32838 | 0.82116 | 1.632 | 1.5448 | 1.5448 | MAPP_CA |  | 0.08723 | 0.32837 | 0.82115 | 1.2905 | 1.2648 | 1.2648 | MAPP_CA |  | 0 | 1e-05 | 1e-05 | 0.34147 | 0.27996 | 0.27995
HQ/Maritimes |  | 0 | 0 | 3e-05 | 0.83623 | 1.9118 | 1.9118 | HQ/Maritimes |  | 0 | 0 | 0 | 0 | 0 | 0 | HQ/Maritimes |  | 0 | 0 | 3e-05 | 0.83623 | 1.9118 | 1.9118
ERCOT |  | 2.4552 | 2.3786 | 6.2759 | 8.081 | 13.233 | 13.8981 | ERCOT |  | 2.5483 | 2.4716 | 6.3336 | 7.2765 | 13.3567 | 13.8978 | ERCOT |  | -0.0931 | -0.09302 | -0.05775 | 0.80446 | -0.12375 | 0.00031
WEST |  | 2.3872 | 8.4134 | 17.5862 | 31.168 | 39.8823 | 39.7231 | WEST |  | 2.3922 | 8.4169 | 17.6801 | 29.4459 | 40.0032 | 39.0291 | WEST |  | -0.00495 | -0.00346 | -0.09387 | 1.7221 | -0.12087 | 0.694
ALL |  | 24.8397 | 63.2671 | 110.7717 | 141.6449 | 182.4559 | 181.3525 | ALL |  | 26.1479 | 58.5132 | 89.5433 | 135.8662 | 187.6291 | 201.9846 | ALL |  | -1.3082 | 4.7539 | 21.2284 | 5.7787 | -5.1732 | -20.6321
|  | Levelized Capital Costs ($Billion) 2015: Cost By Region ($Billion) |  |  | Cost By Region ($Billion) | [7 empty] | Cost By Region ($Billion)
ieso |  | 2015 | 2020 | 2025 | 2030 | 2035 | 2040 |  |  | 2015 | 2020 | 2025 | 2030 | 2035 | 2040 |  |  | 2015 | 2020 | 2025 | 2030 | 2035 | 2040
| Fuel | 0.89317 | 0.88879 | 0.93254 | 0.97183 | 1.1437 | 0.93726 |  | Fuel | 0.86646 | 0.86971 | 0.90863 | 0.94887 | 0.87416 | 0.83626 |  | Fuel | 0.02671 | 0.01908 | 0.02391 | 0.02296 | 0.26952 | 0.101
| Emission | 0.01043 | 0.006 | 0.00264 | 0 | 1e-05 | 1e-05 |  | Emission | 0.0034 | 0.00214 | 0.001 | 0 | 0 | 0 |  | Emission | 0.00703 | 0.00386 | 0.00164 | 0 | 1e-05 | 1e-05
| VOM | 0.24501 | 0.24257 | 0.24134 | 0.24206 | 0.23629 | 0.20279 |  | VOM | 0.24218 | 0.23932 | 0.23579 | 0.24106 | 0.22203 | 0.19628 |  | VOM | 0.00283 | 0.00325 | 0.00555 | 0.001 | 0.01426 | 0.00651
| FOM | 2.2154 | 2.2154 | 2.2154 | 2.219 | 2.0488 | 2.5847 |  | FOM | 2.2153 | 2.2153 | 2.2153 | 2.2153 | 2.0482 | 2.383 |  | FOM | 6e-05 | 7e-05 | 7e-05 | 0.00369 | 0.00058 | 0.20168
| Capital | 1.5673 | 1.5673 | 1.5673 | 1.6663 | 0.41923 | 2.3316 |  | Capital | 1.5673 | 1.5673 | 1.5673 | 1.5673 | 0.40521 | 0.24381 |  | Capital | 2e-05 | 2e-05 | 3e-05 | 0.099 | 0.01402 | 2.0878
| Total | 4.9313 | 4.9201 | 4.9592 | 5.0992 | 3.848 | 6.0564 |  | Total | 4.8947 | 4.8938 | 4.928 | 4.9725 | 3.5496 | 3.6594 |  | Total | 0.03663 | 0.02629 | 0.03121 | 0.12669 | 0.29839 | 2.397

## Map
NWPP
RMPA
MAPP US
MAPP CA
NE
SPP N
SPP S
AZ NM SNV
ERCOT
MISO W
MISO MO IL
MISO WUMS
MISO MI
MISO IN
OH
PJM
Rest of RTO
TVA
VACA
NEISO
NYISO
A-F
NYISO
GHI
NYISO
J & K
PJM
Eastern
MAAC
PJM
Rest of MAAC
SOCO
FRCC
ENTERGY
Non RTO Midwest
HQ
Maritimes